## Summary
Storage Summary | Pipeline | Installed
Subtotal Energy kWh (DC) where Energy kWh (AC) value is not provided | 498055.2 | 37384.465
DC to AC Conversion | 95% | 95%
Subtotal Energy kWh (DC to AC) | 473152.44 | 35515.2418
Subtotal Energy MWh (DC to AC) | 473.1524 | 35.5152
Subtotal Energy kWh (AC) | 416776.42 | 116210.16
Subtotal Energy MWh (AC) | 416.7764 | 116.2102
Total Energy kWh (AC) | 889928.86 | 151725.4018
Total Energy MWh (AC) | 889.9289 | 151.7254
Total Capacity kW (AC) | 509907.1 | 52836.892
Total Capacity MW (AC) | 509.9071 | 52.8369

## Installed Projects
Installed Projects
Energy Storage System | [19 empty] | GENERATION
Case Number | DG WR Number | Common Project Name | Policy Source 1 | Policy Source 2 | Other Source | Year Installed | Customer Type | City/Town | Storage - Technology Type | Storage - Sub-technology Type | Manufacturer | Energy kWh (DC) | Energy kWh (AC) |  | Capacity kW (AC) | Installation Type | Application Intended Use #1 | Application Intended Use #2 | Application Intended Use #3 | Other - Application Intended Use | DG WR Number | Co-Located with DG/Generation | System Configuration Type | DG Generation Type | Capacity kW (DC) | Capacity kW (AC)
231479 |  |  | MA Smart |  |  | 2020 | Residential | NORTHBRIDGE | Lithium Ion |  | LG CHEM | 9.3 | 9.8 | 9.8 | 7.6 | BTM | [5 empty] | Yes | DC-Coupled | Solar |  | 9.63
178051 | 24448693 |  | MA Smart |  |  | 2020 | Commercial | PALMER | Lithium Ion |  | SUNGROW | 4730 |  | 4730 | 2240 | Standalone | [5 empty] | Yes | DC-Coupled | Solar | 10.8 | 8.8
184039 |  |  | MA Smart |  |  | 2020 | Commercial | DUNSTABLE | Lithium Ion |  | POWER ELECTRONICS | 4500 | 6600 | 6600 | 3300 | Standalone | [5 empty] | Yes | DC-Coupled | Solar | 9.28 | 7.6
177703 | 24211345 |  | MA Smart |  |  | 2020 | Commercial | WARREN | Lithium Ion |  | SUNGROW | 7690 |  | 7690 | 1500 | Standalone | [5 empty] | Yes | DC-Coupled | Solar | 9.86 | 7.6
203430 |  |  | MA Smart |  |  | 2020 | Commercial | NORTHAMPTON | Lithium Ion |  | POWER MAX |  | 9826 | 9826 | 2340 | Standalone | [5 empty] | Yes | DC-Coupled | Solar | 9.81 | 7.6
178658 | 25766482 |  | MA Smart |  |  | 2020 | Commercial | NORTHAMPTON | Lithium Ion |  | SUNGROW | 4718 |  | 4718 | 2000 | Standalone | [5 empty] | Yes | DC-Coupled | Solar | 10.15 | 7.6
178653 | 25753431 |  | MA Smart |  |  | 2020 | Commercial | SOUTHBRIDGE | Lithium Ion |  | GP TECH | 7081 |  | 7081 | 3364 | Standalone | Renewable Energy Integration (e.g., Ramping, Smoothing) |  |  |  |  | Yes | DC-Coupled | Solar | 9.28 | 7.6
177067 | 23792735 |  | MA Smart |  |  | 2020 | Commercial | ATHOL | Lithium Ion |  | SUNGROW | 3276 |  | 3276 | 1980 | Standalone | Renewable Energy Integration (e.g., Ramping, Smoothing) |  |  |  |  | Yes | DC-Coupled | Solar | 12480 | 7.6
177702 | 24210886 |  |  |  |  | 2020 | Commercial | ATTLEBORO | Lithium Ion |  | POWER ELECTRONICS | 1020 |  | 1020 | 560 | Standalone | [5 empty] | Yes | DC-Coupled | Solar |  | 13.6
178615 | 25745720 |  | MA Smart |  |  | 2020 | Commercial | SOUTHBRIDGE | Lithium Ion |  | GP TECH | 3718 |  | 3718 | 1766 | Standalone | [5 empty] | Yes | DC-Coupled | Solar |  | 13.6
177669 | 24209843 |  | MA Smart |  |  | 2020 | Commercial | CHARLTON | Lithium Ion |  | SOLECTRIA RENEWABLES |  | 2520 | 2520 | 1260 | Standalone | [5 empty] | Yes | DC-Coupled | Solar |  | 13.6
177672 | 24210743 |  | MA Smart |  |  | 2020 | Commercial | UXBRIDGE | Lithium Ion |  | SOLECTRIA RENEWABLES |  | 2004 | 2004 | 980 | Standalone | [5 empty] | Yes | AC-Coupled | Solar |  | 4950
177125 | 22960940 |  | MA Smart |  |  | 2020 | Commercial | HALIFAX | Lithium Ion |  | EATON |  | 2240 | 2240 | 2000 | Standalone | [5 empty] | Yes | DC-Coupled | Solar |  | 10000
178674 | 26099578 |  | MA Smart |  |  | 2020 | Commercial | SUTTON | Lithium Ion |  | IHI | 1000 | 1000 | 1000 | 500 | Standalone |  |  |  |  | 23453253 | Yes | AC-Coupled | Solar | 7030 | 7800
178266 | 25621055 |  | MA Smart |  |  | 2020 | Commercial | LANCASTER | Lithium Ion |  | POWER ELECTRONICS | 1000 |  | 1000 | 1000 | Standalone | [5 empty] | Yes | AC-Coupled | Natural gas | 917 | 7788
254306 | [5 empty] | 2020 | Residential | W BRIDGEWATER | Lithium Ion |  | TESLA | 20 | 54 | 54 | 20 | BTM |  |  |  |  | 23716938 | Yes | AC-Coupled | Solar | 6372 | 7260
204210 | [5 empty] | 2020 | Residential | GLOUCESTER | Lithium Ion |  | TESLA | 32.6 | 40.5 | 40.5 | 15 | BTM | [5 empty] | Yes | DC-Coupled | Solar |  | 6740
299534 | [5 empty] | 2020 | Residential | BELCHERTOWN | Lithium Ion |  | TESLA | 30 | 54 | 54 | 20 | BTM | [5 empty] | Yes | AC-Coupled | Battery Add-On |  | 6660
273439 | [5 empty] | 2020 | Residential | TEWKSBURY | Lithium Ion |  | TESLA | 15 | 40.5 | 40.5 | 15 | BTM | [5 empty] | Yes | AC-Coupled | Solar |  | 4980
255162 |  |  | MA Smart |  |  | 2020 | Residential | REHOBOTH | Lithium Ion |  | TESLA |  | 27 | 27 | 10 | BTM | [5 empty] | Yes | AC-Coupled | Solar | 4894 | 4894
270545 | [5 empty] | 2020 | Residential - Heat | BRADFORD | Lithium Ion |  | TESLA | 25 | 40.5 | 40.5 | 15 | BTM |  |  |  |  | 19078531 | Yes | DC-Coupled | Solar | 6000 | 4500
292499 |  |  | MA Smart |  |  | 2020 | Residential - Heat | ABINGTON | Lithium Ion |  | TESLA | 24.57 | 40.5 | 40.5 | 15 | BTM | [5 empty] | Yes | DC-Coupled | Solar |  | 4300
288906 |  |  | MA Smart |  |  | 2020 | Residential | COHASSET | Lithium Ion |  | TESLA | 44 | 54 | 54 | 20 | BTM | [5 empty] | Yes | AC-Coupled | Solar |  | 3276
263665 | [5 empty] | 2020 | Residential | BOLTON | Lithium Ion |  | TESLA |  | 13.5 | 13.5 | 5 | BTM | [5 empty] | Yes | AC-Coupled | Solar |  | 3469
265476 | [5 empty] | 2020 | Residential | GRAFTON | Lithium Ion |  | TESLA | 21 | 40.5 | 40.5 | 15 | BTM | [5 empty] | Yes | DC-Coupled | Solar |  | 2800
290691 | [5 empty] | 2020 | Residential | SALEM | Lithium Ion |  | TESLA | 21 | 27 | 27 | 10 | BTM | [5 empty] | Yes | DC-Coupled | Solar |  | 2000
257644 | [5 empty] | 2020 | Residential | WESTMINSTER | Lithium Ion |  | TESLA | 30 | 54 | 54 | 20 | BTM | [5 empty] | Yes | DC-Coupled | Solar |  | 2000
212493 | [5 empty] | 2020 | Residential | HARVARD | Lithium Ion |  | TESLA | 10 | 27 | 27 | 10 | BTM | [5 empty] | Yes | AC-Coupled | Solar |  | 1668
248827 | [5 empty] | 2020 | Residential | DUNSTABLE | Lithium Ion |  | TESLA | 20 | 27 | 27 | 10 | BTM |  | Peak Shaving/Load Leveling | Power Quality (e.g., Voltage/VAR Support) |  | 19351038 | Yes | AC-Coupled | Solar | 999 | 1000
252243 | [5 empty] | 2020 | Residential | UXBRIDGE | Lithium Ion |  | TESLA | 20 | 27 | 27 | 10 | BTM | [5 empty] | Yes | DC-Coupled | Solar |  | 1000
263958 | [5 empty] | 2020 | Residential | WESTFORD | Lithium Ion |  | TESLA | 10 | 27 | 27 | 10 | BTM | [5 empty] | Yes | AC-Coupled | Solar |  | 990
264869 | [5 empty] | 2020 | Residential | LEOMINSTER | Lithium Ion |  | TESLA | 10 | 27 | 27 | 10 | BTM |  | Customer Bill Savings (e.g., Demand Charge Management, TOU Arbitrage) | Wholesale Market (i.e., Energy, Capacity, Ancillary Services) |  | 20270685 | Yes | AC-Coupled | Wind Turbine |  | 500
265140 | [5 empty] | 2020 | Residential | FLORENCE | Lithium Ion |  | TESLA | 20 | 27 | 27 | 10 | BTM | [5 empty] | Yes | AC-Coupled | Solar |  | 33.6
273429 | [5 empty] | 2020 | Residential | TOPSFIELD | Lithium Ion |  | TESLA |  | 27 | 27 | 10 | BTM | [5 empty] | Yes | AC-Coupled | Solar |  | 32.6
277573 | [5 empty] | 2020 | Residential | NORTHAMPTON | Lithium Ion |  | TESLA | 20 | 27 | 27 | 10 | BTM | [5 empty] | Yes | AC-Coupled | Solar |  | 30
291401 | [5 empty] | 2020 | Residential | HARVARD | Lithium Ion |  | TESLA | 20 | 27 | 27 | 10 | BTM | [5 empty] | Yes | AC-Coupled | Solar |  | 26.4
300290 | [5 empty] | 2020 | Residential | ANDOVER | Lithium Ion |  | TESLA | 20 | 27 | 27 | 10 | BTM | [5 empty] | Yes | AC-Coupled | Solar | 16.5 | 25.2
178144 | 26115543 |  |  |  |  | 2020 | Residential | WESTFORD | Lithium Ion |  | TESLA | 20 | 54 | 54 | 20 | [6 empty] | Yes | AC-Coupled | Solar |  | 15.2
258486 |  |  | MA Smart |  |  | 2020 | Residential | WESTFORD | Lithium Ion |  | TESLA | 20 | 27 | 27 | 10 | BTM | [5 empty] | Yes | AC-Coupled | Solar |  | 25
273131 | [5 empty] | 2020 | Residential | SALEM | Lithium Ion |  | TESLA | 10 | 27 | 27 | 10 | BTM | [5 empty] | Yes | DC-Coupled | Solar | 37.12 | 25
260959 |  |  | MA Smart |  |  | 2020 | Residential | PEMBROKE | Lithium Ion |  | TESLA |  | 27 | 27 | 10 | BTM | [5 empty] | Yes | AC-Coupled | Solar |  | 24.57
260147 |  |  | MA Smart |  |  | 2020 | Residential - Heat | EAST BRIDGEWATER | Lithium Ion |  | TESLA | 10 | 27 | 27 | 10 | BTM | [5 empty] | Yes | AC-Coupled | Solar |  | 24
301879 | [5 empty] | 2020 | Residential - Heat | SALISBURY | Lithium Ion |  | TESLA | 19.5 | 27 | 27 | 10 | BTM | [5 empty] | Yes | AC-Coupled | Solar |  | 22.6
264017 | [5 empty] | 2020 | Residential | DRACUT | Lithium Ion |  | TESLA | 19.08 | 27 | 27 | 10 | BTM | [5 empty] | Yes | AC-Coupled | Solar |  | 21
205004 | [5 empty] | 2020 | Residential | NORTH GRAFTON | Lithium Ion |  | TESLA | 10 | 27 | 27 | 10 | BTM | [5 empty] | Yes | AC-Coupled | Battery Add-On |  | 21
292717 | [5 empty] | 2020 | Residential | RANDOLPH | Lithium Ion |  | TESLA | 18.4 | 27 | 27 | 10 | BTM | [5 empty] | Yes | AC-Coupled | Solar |  | 20
243391 | [5 empty] | 2020 | Residential | BOLTON | Lithium Ion |  | TESLA | 10 | 27 | 27 | 10 | BTM | [5 empty] | Yes | AC-Coupled | Solar |  | 20
278122 | [5 empty] | 2020 | Residential | MENDON | Lithium Ion |  | SONNEN | 17.8 | 20 | 20 | 8 | BTM | [5 empty] | Yes | AC-Coupled | Battery Add-On |  | 20
230608 |  |  | MA Smart |  |  | 2020 | Residential | NORTON | Lithium Ion |  | SOLAREDGE SE10000H-US | 32.6 | 40.5 | 40.5 | 15 | BTM |  |  |  |  | 25112926 | Yes | AC-Coupled | Solar | 12.35 | 20
257042 | [5 empty] | 2020 | Residential | NORTH ADAMS | Lithium Ion |  | TESLA | 10 | 27 | 27 | 10 | BTM |  |  |  |  | 25280291 | Yes | AC-Coupled | Solar | 10.08 | 20
283891 | [5 empty] | 2020 | Residential - Heat | HUBBARDSTON | Lithium Ion |  | TESLA | 17.6 | 27 | 27 | 10 | BTM |  |  |  |  | 26093470 | Yes | AC-Coupled | Solar |  | 20
293030 | [5 empty] | 2020 | Residential | FRANKLIN | Lithium Ion |  | TESLA | 17.6 | 27 | 27 | 10 | BTM | [5 empty] | Yes | AC-Coupled | Solar |  | 20
293766 | [5 empty] | 2020 | Residential | WORCESTER | Lithium Ion |  | TESLA | 17.6 | 27 | 27 | 10 | BTM | [5 empty] | Yes | AC-Coupled | Solar |  | 20
303042 | [5 empty] | 2020 | Residential | SEEKONK | Lithium Ion |  | TESLA | 17.6 | 27 | 27 | 10 | BTM | [5 empty] | Yes | AC-Coupled | Solar |  | 20
267108 | [5 empty] | 2020 | Residential | TOPSFIELD | Lithium Ion |  | TESLA | 17.6 | 20 | 20 | 10 | BTM | [5 empty] | Yes | AC-Coupled | Solar |  | 20
250967 |  |  | MA Smart |  |  | 2020 | Residential | LOWELL | Lithium Ion |  | SOLAREDGE |  | 27 | 27 | 10 | BTM | [5 empty] | Yes | AC-Coupled | Solar |  | 20
204820 | [5 empty] | 2020 | Residential | SOUTHFIELD | Lithium Ion |  | TESLA | 10 | 27 | 27 | 10 | [6 empty] | Yes | AC-Coupled | Solar |  | 20
271201 | [5 empty] | 2020 | Residential | ANDOVER | Lithium Ion |  | TESLA |  | 14 | 14 | 5 | BTM | [5 empty] | Yes | AC-Coupled | Solar |  | 20
295561 | [5 empty] | 2020 | Residential | NORTHAMPTON | Lithium Ion |  | TESLA | 16.25 | 27 | 27 | 10 | BTM | [5 empty] | Yes | AC-Coupled | Solar | 10.37 | 20
213815 | [5 empty] | 2020 | Residential | MEDFORD | Lithium Ion |  | TESLA | 5 | 27 | 27 | 10 | BTM | [5 empty] | Yes | AC-Coupled | Solar |  | 20
292702 | [5 empty] | 2020 | Residential | WESTFORD | Lithium Ion |  | TESLA | 16 | 13.5 | 13.5 | 5 | BTM | [5 empty] | Yes | AC-Coupled | Solar |  | 20
272817 | [5 empty] | 2020 | Residential | ANDOVER | Lithium Ion |  | TESLA | 15.25 | 27 | 27 | 10 | BTM | [5 empty] | Yes | AC-Coupled | Solar |  | 20
232600 |  |  | MA Smart |  |  | 2020 | Residential | NORTH DIGHTON | Lithium Ion |  | TESLA |  | 27 | 27 | 10 | BTM | [5 empty] | Yes | AC-Coupled | Solar |  | 20
247186 |  |  | MA Smart |  |  | 2020 | Residential | HARVARD | Lithium Ion |  | TESLA |  | 27 | 27 | 10 | BTM | [5 empty] | Yes | AC-Coupled | Solar |  | 20
254944 |  |  | MA Smart |  |  | 2020 | Residential | SOUTHBOROUGH | Lithium Ion |  | TESLA |  | 27 | 27 | 10 | BTM | [5 empty] | Yes | AC-Coupled | Solar |  | 20
266587 |  |  | MA Smart |  |  | 2020 | Residential | SUTTON | Lithium Ion |  | TESLA | 25.2 | 27 | 27 | 10 | BTM | [5 empty] | Yes | AC-Coupled | Solar |  | 20
294047 |  |  | MA Smart |  |  | 2020 | Residential | BLACKSTONE | Lithium Ion |  | TESLA | 17.5 | 27 | 27 | 10 | BTM | [5 empty] | Yes | AC-Coupled | Battery Add-On |  | 20
223575 | [5 empty] | 2020 | Residential | WESTFORD | Lithium Ion |  | TESLA |  | 40.5 | 40.5 | 15 | BTM | [5 empty] | Yes | AC-Coupled | Solar |  | 20
242091 | [5 empty] | 2020 | Residential | TOPSFIELD | Lithium Ion |  | TESLA |  | 40.5 | 40.5 | 15 | BTM | [5 empty] | Yes | AC-Coupled | Battery Add-On |  | 20
253195 | [5 empty] | 2020 | Residential | FLORENCE | Lithium Ion |  | TESLA |  | 40.5 | 40.5 | 15 | BTM | [5 empty] | Yes | AC-Coupled | Solar |  | 20
262671 | [5 empty] | 2020 | Residential | BOXFORD | Lithium Ion |  | TESLA |  | 27 | 27 | 10 | BTM | [5 empty] | Yes | AC-Coupled | Solar |  | 20
295111 | [5 empty] | 2020 | Residential | QUINCY | Lithium Ion |  | TESLA | 15 | 27 | 27 | 10 | BTM | [5 empty] | Yes | DC-Coupled | Solar |  | 8
261233 | [5 empty] | 2020 | Residential | REHOBOTH | Lithium Ion |  | TESLA |  | 27 | 27 | 10 | BTM | [5 empty] | Yes | AC-Coupled | Solar |  | 20
205162 | [5 empty] | 2020 | Residential | HAMILTON | Lithium Ion |  | TESLA | 5 | 5 | 5 | 5 | [6 empty] | Yes | AC-Coupled | Solar |  | 19.9
294746 | [5 empty] | 2020 | Residential | BELCHERTOWN | Lithium Ion |  | SONNEN | 14.6 | 10 | 10 | 7 | BTM | [5 empty] | Yes | AC-Coupled | Solar |  | 19.84
311381 |  |  | MA Smart |  |  | 2020 | Residential | SOMERSET | Lithium Ion |  | ENPHASE ENERGY |  | 20.16 | 20.16 | 6.528 | BTM | [5 empty] | Yes | AC-Coupled | Solar |  | 19.67
279428 | [5 empty] | 2020 | Residential - Heat | GLOUCESTER | Lithium Ion |  | SONNEN BATTERIE |  | 10 | 10 | 8 | BTM | [5 empty] | Yes | AC-Coupled | Solar |  | 19.6
260576 |  |  | MA Smart |  |  | 2020 | Residential | HAMILTON | Lithium Ion |  | TESLA | 23.6 | 27 | 27 | 10 | BTM | [5 empty] | Yes | AC-Coupled | Solar |  | 19.5
306908 |  |  | MA Smart |  |  | 2020 | Residential | HAMILTON | Lithium Ion |  | TESLA | 23.6 | 27 | 27 | 10 | BTM | [5 empty] | Yes | AC-Coupled | Solar |  | 19.08
309756 |  |  | MA Smart |  |  | 2020 | Residential | TEWKSBURY | Lithium Ion |  | TESLA | 23.6 | 27 | 27 | 10 | BTM |  |  |  |  | 25665666 | Yes | AC-Coupled | Solar | 8.45 | 19
245951 |  |  | MA Smart |  |  | 2020 | Residential | MANCHESTER | Lithium Ion |  | SOLAREDGE TECHNOLOGIES LTD | 13.6 | 9.3 | 9.3 | 9.8 | BTM | [5 empty] | Yes | AC-Coupled | Solar |  | 19
243846 | [5 empty] | 2020 | Residential | CHELMSFORD | Lithium Ion |  | TESLA | 17 | 27 | 27 | 10 | BTM | [5 empty] | Yes | AC-Coupled | Solar |  | 19
311957 | [5 empty] | 2020 | Residential | ROCKPORT | Lithium Ion |  | SONNENBATTERIE |  | 12.5 | 12.5 | 8 | BTM | [5 empty] | Yes | AC-Coupled | Solar |  | 19
294641 |  |  | MA Smart |  |  | 2020 | Residential - Heat | BELCHERTOWN | Lithium Ion |  | TESLA |  | 13.5 | 13.5 | 5 | BTM | [5 empty] | Yes | AC-Coupled | Solar |  | 18.8
289689 |  |  | MA Smart |  |  | 2020 | Residential | SWAMPSCOTT | Lithium Ion |  | TESLA | 32.96 | 54 | 54 | 20 | BTM | [5 empty] | Yes | AC-Coupled | Battery Add-On |  | 18.4
280630 | [5 empty] | 2020 | Residential | HAWLEY | Lithium Ion |  | TESLA |  | 14 | 14 | 5 | BTM | [5 empty] | Yes | AC-Coupled | Solar |  | 18.2
252869 |  |  | MA Smart |  |  | 2020 | Residential | ATTLEBORO | Lithium Ion |  | TESLA | 5 | 13.5 | 13.5 | 5 | BTM | [5 empty] | Yes | AC-Coupled | Other |  | 17.8
309310 | [5 empty] | 2020 | Residential | FOXBORO | Lithium Ion |  | TESLA | 12.6 | 13.5 | 13.5 | 5 | BTM | [5 empty] | Yes | AC-Coupled | Solar |  | 17.6
205115 | [5 empty] | 2020 | Residential | BEVERLY | Lithium Ion |  | TESLA |  | 5 | 5 | 5 | [6 empty] | Yes | AC-Coupled | Solar |  | 17.6
277157 | [5 empty] | 2020 | Residential | WEST NEWBURY | Lithium Ion |  | TESLA | 12.6 | 5 | 5 | 5 | BTM | [5 empty] | Yes | AC-Coupled | Solar |  | 17.6
303055 | [5 empty] | 2020 | Residential | ORANGE | Lithium Ion |  | TESLA |  | 27 | 27 | 10 | BTM | [5 empty] | Yes | AC-Coupled | Solar | 9.76 | 17.6
251359 | [5 empty] | 2020 | Residential | WOLLASTON | Lithium Ion |  | TESLA |  | 27 | 27 | 10 | BTM | [5 empty] | Yes | AC-Coupled | Solar |  | 17.6
308757 | [5 empty] | 2020 | Residential | WESTMINSTER | Lithium Ion |  | SONNEN | 20 |  | 20 | 7 | BTM | [5 empty] | Yes | AC-Coupled | Solar |  | 17.6
259189 |  |  | MA Smart |  |  | 2020 | Residential | FOXBORO | Lithium Ion |  | TESLA | 22 | 27 | 27 | 10 | BTM | [5 empty] | Yes | AC-Coupled | Solar | 8.19 | 17.6
281332 |  |  | MA Smart |  |  | 2020 | Residential | SALEM | Lithium Ion |  | TESLA | 22 | 27 | 27 | 10 | BTM | [5 empty] | Yes | AC-Coupled | Solar |  | 17.6
270576 | [5 empty] | 2020 | Residential | UPTON | Lithium Ion |  | SONNEN ENERGY |  | 15 | 15 | 7 | BTM | [5 empty] | Yes | AC-Coupled | Solar |  | 17.6
305188 | [5 empty] | 2020 | Residential | NORTH ANDOVER | Lithium Ion |  | TESLA |  | 13.5 | 13.5 | 5 | BTM | [5 empty] | Yes | AC-Coupled | Solar |  | 17.6
305047 |  |  | MA Smart |  |  | 2020 | Residential | GT BARRINGTON | Lithium Ion |  | TESLA | 11.75 | 13.5 | 13.5 | 5 | BTM | [5 empty] | Yes | AC-Coupled | Solar |  | 17.6
268394 |  |  | MA Smart |  |  | 2020 | Residential - Heat | HANOVER | Lithium Ion |  | SOLAREDGE | 26.4 | 40.5 | 40.5 | 15 | BTM | [5 empty] | Yes | AC-Coupled | Battery Add-On |  | 17.6
288940 |  |  | MA Smart |  |  | 2020 | Residential | NORTHBOROUGH | Lithium Ion |  | TESLA | 21.4 | 27 | 27 | 10 | BTM | [5 empty] | Yes | AC-Coupled | Solar |  | 17.6
302923 |  |  | MA Smart |  |  | 2020 | Residential | FRANKLIN | Lithium Ion |  | TESLA | 21.4 | 27 | 27 | 10 | BTM | [5 empty] | Yes | AC-Coupled | Battery Add-On |  | 17.6
306227 |  |  | MA Smart |  |  | 2020 | Residential | NORTHBOROUGH | Lithium Ion |  | TESLA | 21.4 | 27 | 27 | 10 | BTM | [5 empty] | Yes | AC-Coupled | Solar |  | 17.6
283144 |  |  | MA Smart |  |  | 2020 | Residential | HARVARD | Lithium Ion |  | SOLAREDGE | 18.6 |  | 18.6 | 7.6 | BTM | [5 empty] | Yes | AC-Coupled | Battery Add-On |  | 17.6
271211 | [5 empty] | 2020 | Residential | ANDOVER | Lithium Ion |  | TESLA |  | 14 | 14 | 5 | BTM | [5 empty] | Yes | AC-Coupled | Solar |  | 17.6
264834 | [5 empty] | 2020 | Residential | BEVERLY | Lithium Ion |  | TESLA |  | 13.5 | 13.5 | 5 | BTM | [5 empty] | Yes | AC-Coupled | Solar |  | 7.6
267335 | [5 empty] | 2020 | Residential | WESTFORD | Lithium Ion |  | TESLA |  | 13.5 | 13.5 | 5 | BTM | [5 empty] | Yes | AC-Coupled | Solar |  | 17.5
294223 |  |  | MA Smart |  |  | 2020 | Residential | MELROSE | Lithium Ion |  | TESLA | 11 | 13.5 | 13.5 | 5 | BTM | [5 empty] | Yes | DC-Coupled | Solar |  | 17.4
295524 | [5 empty] | 2020 | Residential | BILLERICA | Lithium Ion |  | TESLA |  | 13.5 | 13.5 | 5 | BTM | [5 empty] | Yes | AC-Coupled | Solar |  | 17.36
270971 | [5 empty] | 2020 | Residential | WILLIAMSTOWN | Lithium Ion |  | TESLA |  | 13.5 | 13.5 | 5 | BTM | [5 empty] | Yes | AC-Coupled | Solar |  | 17.25
279002 |  |  | MA Smart |  |  | 2020 | Residential | HANOVER | Lithium Ion |  | TESLA | 20.8 | 27 | 27 | 10 | BTM | [5 empty] | Yes | AC-Coupled | Solar |  | 16.75
279423 |  |  | MA Smart |  |  | 2020 | Residential | GT BARRINGTON | Lithium Ion |  | LG | 10.6 | 9.3 | 9.3 | 9.8 | BTM | [5 empty] | Yes | AC-Coupled | Solar |  | 16.6
279630 |  |  | MA Smart |  |  | 2020 | Residential | SALEM | Lithium Ion |  | TESLA | 25 | 40.5 | 40.5 | 15 | BTM | [5 empty] | Yes | AC-Coupled | Battery Add-On |  | 16.4
279685 |  |  | MA Smart |  |  | 2020 | Residential | ANDOVER | Lithium Ion |  | TESLA | 25 | 40.5 | 40.5 | 15 | BTM | [5 empty] | Yes | AC-Coupled | Battery Add-On |  | 16.25
283459 |  |  | MA Smart |  |  | 2020 | Residential | BOXFORD | Lithium Ion |  | TESLA | 25 | 40.5 | 40.5 | 15 | BTM |  |  |  |  | 25111905 | Yes | AC-Coupled | Solar | 7.2 | 16
290152 |  |  | MA Smart |  |  | 2020 | Residential | NORTH ANDOVER | Lithium Ion |  | TESLA | 25 | 40.5 | 40.5 | 15 | BTM | [5 empty] | Yes | AC-Coupled | Solar |  | 16
291839 |  |  | MA Smart |  |  | 2020 | Residential | FOXBOROUGH | Lithium Ion |  | TESLA | 25 | 40.5 | 40.5 | 15 | BTM | [5 empty] | Yes | AC-Coupled | Solar |  | 16
292996 |  |  | MA Smart |  |  | 2020 | Residential | NORTH ANDOVER | Lithium Ion |  | TESLA | 25 | 40.5 | 40.5 | 15 | BTM | [5 empty] | Yes | AC-Coupled | Solar |  | 16
295120 |  |  | MA Smart |  |  | 2020 | Residential | NORTON | Lithium Ion |  | TESLA | 25 | 40.5 | 40.5 | 15 | BTM | [5 empty] | Yes | AC-Coupled | Solar |  | 15.25
295339 |  |  | MA Smart |  |  | 2020 | Residential | COHASSET | Lithium Ion |  | TESLA | 40 | 40.5 | 40.5 | 15 | BTM | [5 empty] | Yes | AC-Coupled | Solar | 17.33 | 15.2
297463 |  |  | MA Smart |  |  | 2020 | Residential | N CHELMSFORD | Lithium Ion |  | TESLA | 25 | 40.5 | 40.5 | 15 | BTM | [5 empty] | Yes | AC-Coupled | Solar | 16.39 | 15.2
310063 |  |  | MA Smart |  |  | 2020 | Residential | SHIRLEY | Lithium Ion |  | TESLA | 25 | 40.5 | 40.5 | 15 | BTM | [5 empty] | Yes | AC-Coupled | Solar | 16.39 | 15.2
213781 | [5 empty] | 2020 | Residential | UPTON | Lithium Ion |  | TESLA | 17.6 | 27 | 27 | 10 | BTM | [5 empty] | Yes | AC-Coupled | Solar |  | 15.2
221730 | [5 empty] | 2020 | Residential - Heat | WESTBOROUGH | Lithium Ion |  | TESLA | 10 | 27 | 27 | 10 | BTM | [5 empty] | Yes | AC-Coupled | Solar |  | 15.2
222580 | [5 empty] | 2020 | Residential | ALFORD | Lithium Ion |  | TESLA | 20.4 | 27 | 27 | 10 | BTM | [5 empty] | Yes | DC-Coupled | Solar |  | 15.2
232178 | [5 empty] | 2020 | Residential | WILLIAMSTOWN | Lithium Ion |  | TESLA | 22 | 27 | 27 | 10 | BTM | [5 empty] | Yes | AC-Coupled | Solar |  | 15
236527 | [5 empty] | 2020 | Residential | BOXFORD | Lithium Ion |  | TESLA | 21.4 | 27 | 27 | 10 | BTM | [5 empty] | No | AC-Coupled | None |  | 15
242635 | [5 empty] | 2020 | Residential | WESTFORD | Lithium Ion |  | TESLA | 10 | 27 | 27 | 10 | BTM | [5 empty] | Yes | AC-Coupled | Solar |  | 15
244028 | [5 empty] | 2020 | Residential | BELCHERTOWN | Lithium Ion |  | TESLA | 16 | 27 | 27 | 10 | BTM | [5 empty] | Yes | AC-Coupled | Solar |  | 15
245629 | [5 empty] | 2020 | Residential | BROCKTON | Lithium Ion |  | TESLA |  | 27 | 27 | 10 | BTM | [5 empty] | Yes | AC-Coupled | Solar |  | 15
248702 |  |  | MA Smart |  |  | 2020 | Residential | NORTON | Lithium Ion |  | SOLAREDGE SE10000H-US | 20 | 27 | 27 | 10 | BTM | [5 empty] | Yes | AC-Coupled | Solar |  | 15
253690 |  |  | MA Smart |  |  | 2020 | Residential | N BILLERICA | Lithium Ion |  | TESLA |  | 27 | 27 | 10 | BTM | [5 empty] | Yes | AC-Coupled | Solar |  | 15
255931 |  |  | MA Smart |  |  | 2020 | Residential | SOUTHBOROUGH | Lithium Ion |  | SOLAREDGE | 20 | 27 | 27 | 10 | BTM | [5 empty] | Yes | AC-Coupled | Solar |  | 15
262490 | [5 empty] | 2020 | Residential | BEVERLY | Lithium Ion |  | TESLA | 10 | 27 | 27 | 10 | BTM | [5 empty] | Yes | AC-Coupled | Solar |  | 14.8
263166 |  |  | MA Smart |  |  | 2020 | Residential - Heat | WESTFORD | Lithium Ion |  | TESLA | 20 | 27 | 27 | 10 | BTM | [5 empty] | Yes | AC-Coupled | Solar |  | 14.8
263447 |  |  | MA Smart |  |  | 2020 | Residential | DRACUT | Lithium Ion |  | TESLA | 20 | 27 | 27 | 10 | BTM | [5 empty] | Yes | AC-Coupled | Solar |  | 14.75
265046 |  |  | MA Smart |  |  | 2020 | Residential | EGREMONT | Lithium Ion |  | TESLA | 20 | 27 | 27 | 10 | BTM | [5 empty] | Yes | AC-Coupled | Battery Add-On |  | 14.6
265791 |  |  | MA Smart |  |  | 2020 | Residential | BRIDGEWATER | Lithium Ion |  | TESLA | 20 | 27 | 27 | 10 | BTM | [5 empty] | Yes | AC-Coupled | Solar |  | 14.068
266941 |  |  | MA Smart |  |  | 2020 | Residential | FRANKLIN | Lithium Ion |  | TESLA | 20 | 27 | 27 | 10 | BTM | [5 empty] | Yes | AC-Coupled | Solar |  | 13.8
268549 |  |  | MA Smart |  |  | 2020 | Residential | FOXBORO | Lithium Ion |  | TESLA | 20 | 27 | 27 | 10 | BTM | [5 empty] | Yes | AC-Coupled | Battery Add-On |  | 13.8
270895 |  |  | MA Smart |  |  | 2020 | Residential | NEWBURYPORT | Lithium Ion |  | TESLA | 20 | 27 | 27 | 10 | BTM | [5 empty] | Yes | AC-Coupled | Solar |  | 13.6
270996 | [5 empty] | 2020 | Residential | TOPSFIELD | Lithium Ion |  | TESLA |  | 27 | 27 | 10 | BTM | [5 empty] | Yes | AC-Coupled | Solar |  | 13.6
279009 |  |  | MA Smart |  |  | 2020 | Residential | HUBBARDSTON | Lithium Ion |  | TESLA | 20 | 27 | 27 | 10 | BTM | [5 empty] | Yes | AC-Coupled | Solar |  | 13.6
280278 |  |  | MA Smart |  |  | 2020 | Residential | MILLBURY | Lithium Ion |  | TESLA | 20 | 27 | 27 | 10 | BTM | [5 empty] | Yes | DC-Coupled | Solar |  | 13.6
284382 |  |  | MA Smart |  |  | 2020 | Residential | NORTHAMPTON | Lithium Ion |  | TESLA | 20 | 27 | 27 | 10 | BTM | [5 empty] | Yes | AC-Coupled | Solar |  | 13.5
284615 |  |  | MA Smart |  |  | 2020 | Residential | E LONGMEADOW | Lithium Ion |  | TESLA | 20 | 27 | 27 | 10 | BTM | [5 empty] | Yes | AC-Coupled | Solar |  | 13.22
285198 |  |  | MA Smart |  |  | 2020 | Residential | UXBRIDGE | Lithium Ion |  | TESLA | 20 | 27 | 27 | 10 | BTM | [5 empty] | Yes | AC-Coupled | Solar |  | 13
287445 |  |  | MA Smart |  |  | 2020 | Residential | ROYALSTON | Lithium Ion |  | TESLA | 20 | 27 | 27 | 10 | BTM | [5 empty] | Yes | AC-Coupled | Solar |  | 13
290418 |  |  | MA Smart |  |  | 2020 | Residential | WESTFORD | Lithium Ion |  | TESLA | 30 | 27 | 27 | 10 | BTM | [5 empty] | Yes | AC-Coupled | Solar |  | 12.96
290419 |  |  | MA Smart |  |  | 2020 | Residential | AMESBURY | Lithium Ion |  | TESLA | 20 | 27 | 27 | 10 | BTM | [5 empty] | Yes | AC-Coupled | Battery Add-On |  | 12.8
293839 |  |  | MA Smart |  |  | 2020 | Residential | GLOUCESTER | Lithium Ion |  | TESLA | 20 | 27 | 27 | 10 | BTM |  |  |  |  | 24972048 | Yes | AC-Coupled | Solar | 9.9 | 12.6
298017 |  |  | MA Smart |  |  | 2020 | Residential | HARVARD | Lithium Ion |  | TESLA | 30 | 27 | 27 | 10 | BTM | [5 empty] | Yes | AC-Coupled | Solar |  | 12.6
298159 |  |  | MA Smart |  |  | 2020 | Residential | HARVARD | Lithium Ion |  | TESLA | 20 | 27 | 27 | 10 | BTM | [5 empty] | Yes | AC-Coupled | Solar |  | 12.6
299279 |  |  | MA Smart |  |  | 2020 | Residential - Heat | WESTFORD | Lithium Ion |  | TESLA | 20 | 27 | 27 | 10 | BTM | [5 empty] | Yes | AC-Coupled | Solar |  | 12.6
301413 |  |  | MA Smart |  |  | 2020 | Residential - Heat | MONTEREY | Lithium Ion |  | TESLA | 20 | 27 | 27 | 10 | BTM | [5 empty] | Yes | AC-Coupled | Solar |  | 12.6
301858 |  |  | MA Smart |  |  | 2020 | Residential | FRANKLIN | Lithium Ion |  | TESLA | 20 | 27 | 27 | 10 | BTM | [5 empty] | Yes | AC-Coupled | Solar |  | 12.6
306220 |  |  | MA Smart |  |  | 2020 | Residential | MALDEN | Lithium Ion |  | TESLA | 20 | 27 | 27 | 10 | BTM | [5 empty] | Yes | AC-Coupled | Solar |  | 12.6
309418 |  |  | MA Smart |  |  | 2020 | Residential | RUTLAND | Lithium Ion |  | TESLA | 20 | 27 | 27 | 10 | BTM | [5 empty] | Yes | AC-Coupled | Solar |  | 12.6
317103 |  |  | MA Smart |  |  | 2020 | Residential | NORTHBOROUGH | Lithium Ion |  | TESLA | 20 | 27 | 27 | 10 | BTM | [5 empty] | Yes | AC-Coupled | Solar |  | 12.6
318967 |  |  | MA Smart |  |  | 2020 | Residential - Heat | NEW MARLBORO | Lithium Ion |  | TESLA | 20 | 27 | 27 | 10 | BTM | [5 empty] | Yes | AC-Coupled | Solar |  | 12.6
262763 |  |  | MA Smart |  |  | 2020 | Residential | BEVERLY | Lithium Ion |  | TESLA | 20 | 26.4 | 26.4 | 10 | BTM | [5 empty] | Yes | AC-Coupled | Solar |  | 12.6
283910 |  |  | MA Smart |  |  | 2020 | Residential | NEWBURYPORT | Lithium Ion |  | TESLA | 20 | 26.4 | 26.4 | 10 | BTM | [5 empty] | Yes | AC-Coupled | Battery Add-On |  | 12.6
298665 |  |  | MA Smart |  |  | 2020 | Residential | BEVERLY | Lithium Ion |  | TESLA | 20 | 26.4 | 26.4 | 10 | BTM | [5 empty] | Yes | AC-Coupled | Solar | 10.5 | 12.6
301678 |  |  | MA Smart |  |  | 2020 | Residential | ANDOVER | Lithium Ion |  | TESLA | 20 | 26.4 | 26.4 | 10 | BTM | [5 empty] | Yes | AC-Coupled | Solar |  | 12.6
250367 |  |  | MA Smart |  |  | 2020 | Residential | SUTTON | Lithium Ion |  | SOLAREDGE SE10000H-US | 15 | 14 | 14 | 5 | BTM | [5 empty] | Yes | AC-Coupled | Battery Add-On |  | 12.6
253015 |  |  | MA Smart |  |  | 2020 | Commercial | N EGREMONT | Lithium Ion |  | TESLA | 15 | 13.5 | 13.5 | 5 | BTM | [5 empty] | Yes | AC-Coupled | Battery Add-On |  | 12.584
254580 |  |  | MA Smart |  |  | 2020 | Residential | LEOMINSTER | Lithium Ion |  | TESLA |  | 13.5 | 13.5 | 5 | BTM | [5 empty] | Yes | AC-Coupled | Solar |  | 12.25
258124 |  |  | MA Smart |  |  | 2020 | Residential | NORTHBOROUGH | Lithium Ion |  | TESLA | 15 | 13.5 | 13.5 | 5 | BTM | [5 empty] | Yes | AC-Coupled | Solar |  | 12.04
260466 |  |  | MA Smart |  |  | 2020 | Residential | TOPSFIELD | Lithium Ion |  | TESLA | 15 | 13.5 | 13.5 | 5 | BTM |  |  |  |  | 24379333 | Yes | AC-Coupled | Solar | 17.08 | 12
263737 |  |  | MA Smart |  |  | 2020 | Residential | SHEFFIELD | Lithium Ion |  | TESLA | 15 | 13.5 | 13.5 | 5 | BTM | [5 empty] | Yes | AC-Coupled | Solar |  | 12
266291 |  |  | MA Smart |  |  | 2020 | Residential | WILLIAMSTOWN | Lithium Ion |  | TESLA | 15 | 13.5 | 13.5 | 5 | BTM | [5 empty] | Yes | AC-Coupled | Solar |  | 12
272928 | [5 empty] | 2020 | Residential | CHELMSFORD | Lithium Ion |  | TESLA |  | 13.5 | 13.5 | 5 | BTM | [5 empty] | Yes | AC-Coupled | Battery Add-On |  | 12
294707 |  |  | MA Smart |  |  | 2020 | Residential | WILBRAHAM | Lithium Ion |  | TESLA | 15 | 13.5 | 13.5 | 5 | BTM | [5 empty] | Yes | AC-Coupled | Solar |  | 12
302259 |  |  | MA Smart |  |  | 2020 | Residential | WESTPORT | Lithium Ion |  | TESLA | 15 | 13.5 | 13.5 | 5 | BTM | [5 empty] | Yes | AC-Coupled | Solar |  | 11.75
303752 |  |  | MA Smart |  |  | 2020 | Residential | BROCKTON | Lithium Ion |  | TESLA | 15 | 13.5 | 13.5 | 5 | BTM | [5 empty] | Yes | DC-Coupled | Solar |  | 11.6
304311 |  |  | MA Smart |  |  | 2020 | Residential | AVON | Lithium Ion |  | TESLA | 15 | 13.5 | 13.5 | 5 | BTM | [5 empty] | Yes | AC-Coupled | Solar |  | 11.4
306989 |  |  | MA Smart |  |  | 2020 | Residential | DOUGLAS | Lithium Ion |  | SOLAREDGE TECNOLOGIES HD | 15 | 13.5 | 13.5 | 5 | BTM | [5 empty] | Yes | AC-Coupled | Solar |  | 11.4
318459 |  |  | MA Smart |  |  | 2020 | Residential - Heat | OXFORD | Lithium Ion |  | TESLA | 15 | 13.5 | 13.5 | 5 | BTM | [5 empty] | Yes | AC-Coupled | Solar |  | 11.4
319627 |  |  | MA Smart |  |  | 2020 | Residential | WOLLASTON | Lithium Ion |  | SOLAREDGE TECHNOLOGIES LTD | 15 | 13.5 | 13.5 | 5 | BTM | [5 empty] | Yes | AC-Coupled | Solar |  | 11.4
263988 |  |  | MA Smart |  |  | 2020 | Residential | NEWBURYPORT | Lithium Ion |  | TESLA | 15 | 5 | 5 | 5 | BTM |  |  |  |  | 25114270 | Yes | DC-Coupled | Solar | 4.88 | 11.4
267358 |  |  | MA Smart |  |  | 2020 | Residential | WILLIAMSTOWN | Lithium Ion |  | TESLA | 15 | 5 | 5 | 5 | BTM | [5 empty] | Yes | DC-Coupled | Solar | 8.55 | 11.4
263435 |  |  | MA Smart |  |  | 2020 | Residential | GREAT BARRINGTON | Lithium Ion |  | SMA | 9.3 |  | 9.3 | 5 | BTM | [5 empty] | Yes | DC-Coupled | Solar |  | 19
260128 |  |  | MA Smart |  |  | 2020 | Residential | SCITUATE | Lithium Ion |  | TESLA | 19.86 | 27 | 27 | 10 | BTM | [5 empty] | Yes | AC-Coupled | Battery Add-On |  | 11
264770 |  |  | MA Smart |  |  | 2020 | Residential | WESTFORD | Lithium Ion |  | TESLA | 19.86 | 27 | 27 | 10 | BTM | [5 empty] | Yes | AC-Coupled | Solar |  | 11
293661 |  |  | MA Smart |  |  | 2020 | Residential | METHUEN | Lithium Ion |  | TESLA | 14.86 | 13.5 | 13.5 | 5 | BTM | [5 empty] | Yes | AC-Coupled | Solar |  | 11
270035 |  |  | MA Smart |  |  | 2020 | Residential - Heat | TEWKSBURY | Lithium Ion |  | TESLA | 24.84 | 40.5 | 40.5 | 15 | BTM | [5 empty] | Yes | AC-Coupled | Solar |  | 11
269213 |  |  | MA Smart |  |  | 2020 | Residential | METHUEN | Lithium Ion |  | TESLA | 19.84 | 27 | 27 | 10 | BTM | [5 empty] | Yes | AC-Coupled | Solar |  | 11
277368 |  |  | MA Smart |  |  | 2020 | Residential | WESTFORD | Lithium Ion |  | TESLA | 19.84 | 27 | 27 | 10 | BTM | [5 empty] | Yes | AC-Coupled | Solar |  | 11
265790 |  |  | MA Smart |  |  | 2020 | Residential | ALFORD | Lithium Ion |  | TESLA | 19.8 | 27 | 27 | 10 | BTM | [5 empty] | Yes | AC-Coupled | Battery Add-On |  | 11
268678 |  |  | MA Smart |  |  | 2020 | Residential | WINCHENDON | Lithium Ion |  | LG CHEM | 14.8 | 9.8 | 9.8 | 5 | BTM | [5 empty] | Yes | AC-Coupled | Solar |  | 10.805
282360 |  |  | MA Smart |  |  | 2020 | Residential - Heat | FALL RIVER | Lithium Ion |  | LG CHEM | 14.8 | 9.8 | 9.8 | 5 | BTM | [5 empty] | Yes | DC-Coupled | Solar |  | 10.8
284280 |  |  | MA Smart |  |  | 2020 | Residential - Heat | SOUTHBOROUGH | Lithium Ion |  | LG CHEM | 14.8 | 9.8 | 9.8 | 5 | BTM | [5 empty] | Yes | DC-Coupled | Solar |  | 10.6
284628 |  |  | MA Smart |  |  | 2020 | Residential | OXFORD | Lithium Ion |  | LG CHEM | 14.8 | 9.8 | 9.8 | 5 | BTM | [5 empty] | Yes | AC-Coupled | Solar |  | 10.2
240916 |  |  | MA Smart |  |  | 2020 | Residential | WESTPORT | Lithium Ion |  | SOLAREDGE | 18.6 |  | 18.6 | 3.8 | BTM | [5 empty] | Yes | AC-Coupled | Solar |  | 10.2
288200 |  |  | MA Smart |  |  | 2020 | Residential | REHOBOTH | Lithium Ion |  | SOLAREDGE TECHNOLOGIES | 9.3 |  | 9.3 | 3.8 | BTM | [5 empty] | Yes | AC-Coupled | Solar |  | 10.2
264399 |  |  | MA Smart |  |  | 2020 | Residential | MONSON | Lithium Ion |  | TESLA | 9.765 | 27 | 27 | 10 | BTM | [5 empty] | Yes | AC-Coupled | Solar |  | 10
277546 |  |  | MA Smart |  |  | 2020 | Residential | BOLTON | Lithium Ion |  | TESLA | 19.6 | 27 | 27 | 10 | BTM | [5 empty] | Yes | AC-Coupled | Solar | 12.87 | 10
305828 |  |  | MA Smart |  |  | 2020 | Residential | HAVERHILL | Lithium Ion |  | TESLA | 19.6 | 27 | 27 | 10 | BTM | [5 empty] | Yes | AC-Coupled | Solar |  | 10
321310 |  |  | MA Smart |  |  | 2020 | Residential - Heat | NORTHBRIDGE | Lithium Ion |  | DELTA ELECTRONICS | 9.3 |  | 9.3 | 5.76 | BTM | [5 empty] | Yes | AC-Coupled | Solar |  | 10
321940 |  |  | MA Smart |  |  | 2020 | Residential | ATTLEBORO | Lithium Ion |  | DELTA ELECTRONICS | 9.3 |  | 9.3 | 5.76 | BTM | [5 empty] | Yes | DC-Coupled | Solar |  | 10
285186 |  |  | MA Smart |  |  | 2020 | Residential | FOXBORO | Lithium Ion |  | TESLA | 19.57 | 27 | 27 | 10 | BTM | [5 empty] | Yes | AC-Coupled | Solar |  | 10
296127 |  |  | MA Smart |  |  | 2020 | Residential | HOLBROOK | Lithium Ion |  | TESLA | 19.57 | 27 | 27 | 10 | BTM | [5 empty] | Yes | AC-Coupled | Solar |  | 10
314567 |  |  | MA Smart |  |  | 2020 | Residential | QUINCY | Lithium Ion |  | TESLA | 14.57 | 13.5 | 13.5 | 5 | BTM | [5 empty] | Yes | AC-Coupled | Solar |  | 10
302982 |  |  | MA Smart |  |  | 2020 | Residential | ORANGE | Lithium Ion |  | TESLA | 19.36 | 27 | 27 | 10 | BTM | [5 empty] | Yes | AC-Coupled | Solar |  | 10
295965 |  |  | MA Smart |  |  | 2020 | Residential | HAVERHILL | Lithium Ion |  | TESLA | 19.36 | 26.4 | 26.4 | 10 | BTM | [5 empty] | Yes | AC-Coupled | Solar |  | 10
299874 |  |  | MA Smart |  |  | 2020 | Residential | DUDLEY | Lithium Ion |  | TESLA | 19.36 | 26.4 | 26.4 | 10 | BTM | [5 empty] | Yes | AC-Coupled | Solar |  | 10
285483 |  |  | MA Smart |  |  | 2020 | Residential | NORTH ANDOVER | Lithium Ion |  | TESLA | 24.28 | 40.5 | 40.5 | 15 | BTM | [5 empty] | Yes | AC-Coupled | Solar |  | 10
241787 |  |  | MA Smart |  |  | 2020 | Residential | BOLTON | Lithium Ion |  | SUNPOWER CORP. | 16.28 | 10 | 10 | 2.5 | BTM | [5 empty] | Yes | AC-Coupled | Solar |  | 10
273784 |  |  | MA Smart |  |  | 2020 | Residential | CHELMSFORD | Lithium Ion |  | TESLA | 18.88 | 27 | 27 | 10 | BTM |  |  |  |  | 25062684 | Yes | AC-Coupled | Solar |  | 10
293823 |  |  | MA Smart |  |  | 2020 | Residential | DUDLEY | Lithium Ion |  | TESLA | 23.88 | 27 | 27 | 10 | BTM | [5 empty] | Yes | AC-Coupled | Solar |  | 10
294931 |  |  | MA Smart |  |  | 2020 | Residential | BLACKSTONE | Lithium Ion |  | TESLA | 18.88 | 26.4 | 26.4 | 10 | BTM |  |  |  |  | 25820720 | Yes | AC-Coupled | Solar |  | 10
274347 |  |  | MA Smart |  |  | 2020 | Residential | WILLIAMSTOWN | Lithium Ion |  | LG CHEM | 13.8 | 9.8 | 9.8 | 5 | BTM |  |  |  |  | 25832479 | Yes | AC-Coupled | Solar |  | 10
276960 |  |  | MA Smart |  |  | 2020 | Residential | WEBSTER | Lithium Ion |  | LG CHEM | 13.8 | 9.8 | 9.8 | 5 | BTM |  |  |  |  | 25536014 | Yes | AC-Coupled | Solar |  | 10
294768 |  |  | MA Smart |  |  | 2020 | Residential | GRANBY | Lithium Ion |  | TESLA | 13.4 | 13.5 | 13.5 | 5 | BTM | [5 empty] | Yes | AC-Coupled | Solar |  | 10
283128 |  |  | MA Smart |  |  | 2020 | Residential | WENHAM | Lithium Ion |  | TESLA | 18.7 | 27 | 27 | 10 | BTM | [5 empty] | Yes | AC-Coupled | Solar |  | 10
295368 |  |  | MA Smart |  |  | 2020 | Residential | SOUTHBOROUGH | Lithium Ion |  | TESLA | 18.7 | 27 | 27 | 10 | BTM | [5 empty] | Yes | AC-Coupled | Solar | 13 | 10
291185 |  |  | MA Smart |  |  | 2020 | Residential | BEVERLY | Lithium Ion |  | TESLA | 13.7 | 13.5 | 13.5 | 5 | BTM | [5 empty] | Yes | AC-Coupled | Solar | 11.7 | 10
280101 |  |  | MA Smart |  |  | 2020 | Residential | NORTHAMPTON | Lithium Ion |  | SONNEN | 8.7 | 8 | 8 | 10 | BTM | [5 empty] | Yes | AC-Coupled | Solar |  | 10
300516 |  |  | MA Smart |  |  | 2020 | Residential | AUBURN | Lithium Ion |  | TESLA | 18.64 | 37.76 | 37.76 | 10 | BTM | [5 empty] | Yes | AC-Coupled | Solar | 11.05 | 10
282443 |  |  | MA Smart |  |  | 2020 | Residential | GRAFTON | Lithium Ion |  | SONNEN | 8.64 | 16 | 16 | 8 | BTM | [5 empty] | No | AC-Coupled | None |  | 10
268114 |  |  | MA Smart |  |  | 2020 | Residential | DIGHTON | Lithium Ion |  | TESLA | 13.64 | 15.6 | 15.6 | 5 | BTM | [5 empty] | Yes | AC-Coupled | Solar |  | 10
297677 |  |  | MA Smart |  |  | 2020 | Residential | GLOUCESTER | Lithium Ion |  | SOLAREDGE TECHNOLOGIES |  | 12.6 | 12.6 | 7.6 | BTM | [5 empty] | Yes | AC-Coupled | Solar | 11.35 | 10
293665 |  |  | MA Smart |  |  | 2020 | Residential | LEICESTER | Lithium Ion |  | TESLA | 18.4 | 26.4 | 26.4 | 10 | BTM | [5 empty] | Yes | AC-Coupled | Solar | 13 | 10
306258 |  |  | MA Smart |  |  | 2020 | Residential | SHUTESBURY | Lithium Ion |  | ENPHASE | 5 | 13.5 | 13.5 | 5 | BTM | [5 empty] | Yes | AC-Coupled | Solar | 13.34 | 10
281952 |  |  | MA Smart |  |  | 2020 | Residential | SCITUATE | Lithium Ion |  | TESLA | 18.12 | 27 | 27 | 10 | BTM | [5 empty] | Yes | AC-Coupled | Solar | 12.6 | 10
287738 |  |  | MA Smart |  |  | 2020 | Residential | MILFORD | Lithium Ion |  | TESLA | 23 | 40.5 | 40.5 | 15 | BTM | [5 empty] | No | AC-Coupled | None |  | 10
287436 |  |  | MA Smart |  |  | 2020 | Residential | QUINCY | Lithium Ion |  | SOL-ARK | 8 | 19.32 | 19.32 | 8 | BTM | [5 empty] | Yes | AC-Coupled | Solar |  | 10
307395 |  |  | MA Smart |  |  | 2020 | Residential | WARE | Lithium Ion |  | LONGI GREEN ENERGY TECHNOLOGY CO LTD | 13 | 13.5 | 13.5 | 5 | BTM | [5 empty] | Yes | AC-Coupled | Solar | 10.73 | 10
277536 |  |  | MA Smart |  |  | 2020 | Residential | BRADFORD | Lithium Ion |  | TESLA |  | 5 | 5 | 5 | BTM | [5 empty] | Yes | AC-Coupled | Solar | 12.2 | 10
317530 |  |  | MA Smart |  |  | 2020 | Residential | WESTBOROUGH | Lithium Ion |  | DELTA ELECTRONICS | 9.3 |  | 9.3 | 8 | BTM | [5 empty] | Yes | AC-Coupled | Solar |  | 10
302782 |  |  | MA Smart |  |  | 2020 | Residential - Heat | ATHOL | Lithium Ion |  | TESLA | 17.92 | 27 | 27 | 10 | BTM | [5 empty] | Yes | AC-Coupled | Solar |  | 10
262474 |  |  | MA Smart |  |  | 2020 | Residential | LEICESTER | Lithium Ion |  | SONNENBATTERIE | 14.84 | 12.5 | 12.5 | 7 | BTM | [5 empty] | Yes | AC-Coupled | Solar |  | 10
295174 |  |  | MA Smart |  |  | 2020 | Residential | WESTFORD | Lithium Ion |  | TESLA | 17.68 | 26.4 | 26.4 | 10 | BTM | [5 empty] | Yes | AC-Coupled | Solar |  | 10
303659 |  |  | MA Smart |  |  | 2020 | Residential | BROCKTON | Lithium Ion |  | TESLA | 12.68 | 13.5 | 13.5 | 5 | BTM | [5 empty] | Yes | AC-Coupled | Solar |  | 10
314694 |  |  | MA Smart |  |  | 2020 | Residential | EAST LONGMEADOW | Lithium Ion |  | ENPHASE ENERGY | 12.68 | 13.5 | 13.5 | 5 | BTM | [5 empty] | Yes | AC-Coupled | Solar | 12.87 | 10
301030 |  |  | MA Smart |  |  | 2020 | Residential | SOMERSET | Lithium Ion |  | TESLA | 12.68 | 13.2 | 13.2 | 5 | BTM | [5 empty] | Yes | AC-Coupled | Solar |  | 10
320439 |  |  | MA Smart |  |  | 2020 | Residential | FOXBOROUGH | Lithium Ion |  | DELTA ELECTRONICS | 9.3 |  | 9.3 | 7.68 | BTM | [5 empty] | Yes | AC-Coupled | Solar |  | 10
245182 |  |  | MA Smart |  |  | 2020 | Residential | LEOMINSTER | Lithium Ion |  | SOLAREDGE | 7.6 | 40 | 40 | 15.2 | BTM | [5 empty] | Yes | AC-Coupled | Solar |  | 10
261261 |  |  | MA Smart |  |  | 2020 | Residential | SAUGUS | Lithium Ion |  | TESLA |  | 27 | 27 | 10 | BTM | [5 empty] | Yes | AC-Coupled | Solar |  | 10
267109 |  |  | MA Smart |  |  | 2020 | Residential | RANDOLPH | Lithium Ion |  | TESLA | 17.6 | 27 | 27 | 10 | BTM | [5 empty] | Yes | AC-Coupled | Solar |  | 10
279479 |  |  | MA Smart |  |  | 2020 | Residential | WEYMOUTH | Lithium Ion |  | TESLA | 17.6 | 27 | 27 | 10 | BTM | [5 empty] | Yes | AC-Coupled | Solar |  | 10
292538 |  |  | MA Smart |  |  | 2020 | Residential | SOUTHFIELD | Lithium Ion |  | TESLA | 17.6 | 27 | 27 | 10 | BTM | [5 empty] | Yes | AC-Coupled | Solar |  | 10
295835 |  |  | MA Smart |  |  | 2020 | Residential | N BILLERICA | Lithium Ion |  | TESLA | 27.6 | 27 | 27 | 10 | BTM | [5 empty] | No | AC-Coupled | None |  | 10
301119 |  |  | MA Smart |  |  | 2020 | Residential | WILBRAHAM | Lithium Ion |  | TESLA | 17.6 | 27 | 27 | 10 | BTM | [5 empty] | Yes | AC-Coupled | Solar | 9.9 | 10
306595 |  |  | MA Smart |  |  | 2020 | Residential | BROCKTON | Lithium Ion |  | TESLA | 17.6 | 27 | 27 | 10 | BTM | [5 empty] | Yes | AC-Coupled | Solar | 8.82 | 10
309022 |  |  | MA Smart |  |  | 2020 | Residential | SWAMPSCOTT | Lithium Ion |  | TESLA | 17.6 | 27 | 27 | 10 | BTM | [5 empty] | Yes | AC-Coupled | Solar |  | 10
309857 |  |  | MA Smart |  |  | 2020 | Residential | FRANKLIN | Lithium Ion |  | TESLA | 17.6 | 27 | 27 | 10 | BTM | [5 empty] | Yes | AC-Coupled | Solar | 14.85 | 10
310000 |  |  | MA Smart |  |  | 2020 | Residential | WEST NEWBURY | Lithium Ion |  | TESLA | 17.6 | 27 | 27 | 10 | BTM | [5 empty] | Yes | AC-Coupled | Solar |  | 10
311801 |  |  | MA Smart |  |  | 2020 | Residential | QUINCY | Lithium Ion |  | TESLA | 17.6 | 27 | 27 | 10 | BTM | [5 empty] | Yes | AC-Coupled | Solar |  | 10
293316 |  |  | MA Smart |  |  | 2020 | Residential | AYER | Lithium Ion |  | TESLA | 27.6 | 17.6 | 17.6 | 10 | BTM | [5 empty] | Yes | AC-Coupled | Solar | 13.2 | 10
265745 |  |  | MA Smart |  |  | 2020 | Residential | NANTUCKET | Lithium Ion |  | PIKA ENERGY | 17.1 | 17.1 | 17.1 | 7.6 | BTM | [5 empty] | Yes | AC-Coupled | Solar |  | 10
258752 |  |  | MA Smart |  |  | 2020 | Residential | BILLERICA | Lithium Ion |  | TESLA |  | 13.5 | 13.5 | 5 | BTM | [5 empty] | Yes | AC-Coupled | Solar | 13.2 | 10
262703 |  |  | MA Smart |  |  | 2020 | Residential | CHELMSFORD | Lithium Ion |  | TESLA |  | 13.5 | 13.5 | 5 | BTM | [5 empty] | Yes | AC-Coupled | Solar |  | 10
265846 |  |  | MA Smart |  |  | 2020 | Residential | FRANKLIN | Lithium Ion |  | TESLA |  | 13.5 | 13.5 | 5 | BTM | [5 empty] | Yes | AC-Coupled | Solar |  | 10
268449 |  |  | MA Smart |  |  | 2020 | Residential | BELLINGHAM | Lithium Ion |  | TESLA |  | 13.5 | 13.5 | 5 | BTM | [5 empty] | Yes | AC-Coupled | Solar |  | 10
288869 |  |  | MA Smart |  |  | 2020 | Residential | MARLBOROUGH | Lithium Ion |  | TESLA | 7.6 | 13.5 | 13.5 | 5 | BTM | [5 empty] | Yes | AC-Coupled | Solar |  | 10
297569 |  |  | MA Smart |  |  | 2020 | Residential | NEWBURYPORT | Lithium Ion |  | TESLA | 12.6 | 13.5 | 13.5 | 5 | BTM | [5 empty] | Yes | AC-Coupled | Solar |  | 10
299059 |  |  | MA Smart |  |  | 2020 | Residential | GT BARRINGTON | Lithium Ion |  | TESLA | 12.6 | 13.5 | 13.5 | 5 | BTM | [5 empty] | Yes | AC-Coupled | Solar |  | 10
299543 |  |  | MA Smart |  |  | 2020 | Residential | WILLIAMSTOWN | Lithium Ion |  | TESLA | 12.6 | 13.5 | 13.5 | 5 | BTM | [5 empty] | Yes | AC-Coupled | Solar | 12.29 | 10
300640 |  |  | MA Smart |  |  | 2020 | Residential | ANDOVER | Lithium Ion |  | TESLA | 10 | 13.5 | 13.5 | 5 | BTM | [5 empty] | Yes | AC-Coupled | Solar |  | 10
308686 |  |  | MA Smart |  |  | 2020 | Residential | NORTHBRIDGE | Lithium Ion |  | SOLAREDGE TECHNOLOGIES HD | 12.6 | 13.5 | 13.5 | 5 | BTM | [5 empty] | Yes | AC-Coupled | Solar |  | 10
310110 |  |  | MA Smart |  |  | 2020 | Residential | LOWELL | Lithium Ion |  | SOLAREDGE TECHNOLOGIES | 12.6 | 13.5 | 13.5 | 5 | BTM | [5 empty] | Yes | AC-Coupled | Solar |  | 10
320159 |  |  | MA Smart |  |  | 2020 | Residential | PLAINVILLE | Lithium Ion |  | TESLA | 12.6 | 13.5 | 13.5 | 5 | BTM | [5 empty] | Yes | AC-Coupled | Solar |  | 10
301655 |  |  | MA Smart |  |  | 2020 | Residential | GLOUCESTER | Lithium Ion |  | TESLA | 12.6 | 13.2 | 13.2 | 5 | BTM | [5 empty] | Yes | AC-Coupled | Solar |  | 10
254202 |  |  | MA Smart |  |  | 2020 | Residential | ESSEX | Lithium Ion |  | PIKA ENERGY | 8.6 | 10.1 | 10.1 | 7.6 | BTM | [5 empty] | Yes | AC-Coupled | Solar |  | 10
193373 |  |  | MA Smart |  |  | 2020 | Residential | NORTHAMPTON | Lithium Ion |  | LG CHEM | 12.6 | 9.8 | 9.8 | 5 | BTM | [5 empty] | Yes | AC-Coupled | Solar |  | 10
243137 |  |  | MA Smart |  |  | 2020 | Residential | STOUGHTON | Lithium Ion |  | SOLAREDGE TECHNOLOGIES | 7.6 | 9.8 | 9.8 | 5 | BTM | [5 empty] | Yes | AC-Coupled | Solar |  | 10
243363 |  |  | MA Smart |  |  | 2020 | Residential | BELLINGHAM | Lithium Ion |  | SOLAREDGE TECHNOLOGIES | 7.6 | 9.8 | 9.8 | 5 | BTM | [5 empty] | Yes | AC-Coupled | Solar |  | 10
260988 |  |  | MA Smart |  |  | 2020 | Residential | MARLBOROUGH | Lithium Ion |  | LG CHEM | 12.6 | 9.8 | 9.8 | 5 | BTM | [5 empty] | Yes | AC-Coupled | Solar |  | 10
262517 |  |  | MA Smart |  |  | 2020 | Residential | CHARLTON | Lithium Ion |  | LG CHEM | 9.3 | 9.8 | 9.8 | 7.6 | BTM | [5 empty] | Yes | AC-Coupled | Solar |  | 10
266499 |  |  | MA Smart |  |  | 2020 | Residential | NORTON | Lithium Ion |  | LG CHEM | 7.6 | 9.8 | 9.8 | 5 | BTM | [5 empty] | Yes | AC-Coupled | Solar |  | 10
266514 |  |  | MA Smart |  |  | 2020 | Residential - Heat | WESTBOROUGH | Lithium Ion |  | LG CHEM | 7.6 | 9.8 | 9.8 | 5 | BTM | [5 empty] | Yes | Separate PCC | Other |  | 10
266523 |  |  | MA Smart |  |  | 2020 | Residential | WARWICK | Lithium Ion |  | LG CHEM | 9.3 | 9.8 | 9.8 | 7.6 | BTM | [5 empty] | Yes | DC-Coupled | Solar |  | 10
266681 |  |  | MA Smart |  |  | 2020 | Residential | BROCKTON | Lithium Ion |  | LG CHEM | 7.6 | 9.8 | 9.8 | 5 | BTM | [5 empty] | Yes | AC-Coupled | Solar |  | 10
266689 |  |  | MA Smart |  |  | 2020 | Residential | WORCESTER | Lithium Ion |  | LG CHEM | 7.6 | 9.8 | 9.8 | 5 | BTM | [5 empty] | Yes | AC-Coupled | Solar |  | 10
266708 |  |  | MA Smart |  |  | 2020 | Residential | LOWELL | Lithium Ion |  | LG CHEM | 7.6 | 9.8 | 9.8 | 5 | BTM | [5 empty] | Yes | AC-Coupled | Solar |  | 10
266711 |  |  | MA Smart |  |  | 2020 | Residential | SEEKONK | Lithium Ion |  | LG CHEM | 7.6 | 9.8 | 9.8 | 5 | BTM | [5 empty] | Yes | AC-Coupled | Solar |  | 10
266718 |  |  | MA Smart |  |  | 2020 | Residential | NORTHBRIDGE | Lithium Ion |  | LG CHEM | 7.6 | 9.8 | 9.8 | 5 | BTM | [5 empty] | Yes | AC-Coupled | Solar |  | 10
268884 |  |  | MA Smart |  |  | 2020 | Residential | SALEM | Lithium Ion |  | LG CHEM | 7.6 | 9.8 | 9.8 | 5 | BTM | [5 empty] | Yes | AC-Coupled | Solar |  | 10
269050 |  |  | MA Smart |  |  | 2020 | Residential | NORTHBOROUGH | Lithium Ion |  | LG CHEM | 7.6 | 9.8 | 9.8 | 9.8 | BTM | [5 empty] | Yes | AC-Coupled | Solar |  | 10
272248 |  |  | MA Smart |  |  | 2020 | Residential | AUBURN | Lithium Ion |  | LG CHEM | 12.6 | 9.8 | 9.8 | 5 | BTM | [5 empty] | Yes | AC-Coupled | Solar |  | 10
272668 |  |  | MA Smart |  |  | 2020 | Residential | HAMPDEN | Lithium Ion |  | LG CHEM | 12.6 | 9.8 | 9.8 | 5 | BTM | [5 empty] | Yes | AC-Coupled | Solar |  | 10
274183 |  |  | MA Smart |  |  | 2020 | Residential | WORCESTER | Lithium Ion |  | LG CHEM | 12.6 | 9.8 | 9.8 | 5 | BTM | [5 empty] | Yes | AC-Coupled | Solar |  | 10
276747 |  |  | MA Smart |  |  | 2020 | Residential | WORCESTER | Lithium Ion |  | LG CHEM | 12.6 | 9.8 | 9.8 | 5 | BTM | [5 empty] | Yes | AC-Coupled | Solar |  | 10
279413 |  |  | MA Smart |  |  | 2020 | Residential | WESTBOROUGH | Lithium Ion |  | LG CHEM | 12.6 | 9.8 | 9.8 | 5 | BTM | [5 empty] | Yes | AC-Coupled | Solar |  | 10
282329 |  |  | MA Smart |  |  | 2020 | Residential | BARRE | Lithium Ion |  | LG CHEM | 12.6 | 9.8 | 9.8 | 5 | BTM | [5 empty] | Yes | AC-Coupled | Solar |  | 10
283576 |  |  | MA Smart |  |  | 2020 | Residential | HAVERHILL | Lithium Ion |  | SOLAREDGE TECHNOLOGIES | 12.6 | 9.8 | 9.8 | 5 | BTM | [5 empty] | Yes | AC-Coupled | Solar |  | 10
283996 |  |  | MA Smart |  |  | 2020 | Residential | WORCESTER | Lithium Ion |  | LG CHEM | 12.6 | 9.8 | 9.8 | 5 | BTM | [5 empty] | Yes | AC-Coupled | Solar |  | 10
284638 |  |  | MA Smart |  |  | 2020 | Residential | WORCESTER | Lithium Ion |  | LG CHEM | 12.6 | 9.8 | 9.8 | 5 | BTM | [5 empty] | Yes | AC-Coupled | Solar |  | 10
285043 |  |  | MA Smart |  |  | 2020 | Residential | AUBURN | Lithium Ion |  | LG CHEM | 12.6 | 9.8 | 9.8 | 5 | BTM | [5 empty] | Yes | AC-Coupled | Solar |  | 10
271185 |  |  | MA Smart |  |  | 2020 | Residential - Heat | BELCHERTOWN | Lithium Ion |  | LG | 7.6 | 9.3 | 9.3 | 9.3 | BTM | [5 empty] | Yes | AC-Coupled | Solar |  | 10
244288 |  |  | MA Smart |  |  | 2020 | Residential | FALL RIVER | Lithium Ion |  | SOLAREDGE TECHNOLOGIES | 7.6 | 5 | 5 | 5 | BTM | [5 empty] | Yes | DC-Coupled | Solar |  | 10
253307 |  |  | MA Smart |  |  | 2020 | Residential | NORTHBOROUGH | Lithium Ion |  | SOLAREDGE TECHNOLOGIES HD | 12.6 | 5 | 5 | 5 | BTM | [5 empty] | Yes | AC-Coupled | Solar |  | 10
264177 |  |  | MA Smart |  |  | 2020 | Residential | BEVERLY | Lithium Ion |  | TESLA | 15 | 5 | 5 | 5 | BTM | [5 empty] | Yes | AC-Coupled | Solar |  | 10
266669 |  |  | MA Smart |  |  | 2020 | Residential | BYFIELD | Lithium Ion |  | TESLA | 12.6 | 5 | 5 | 5 | BTM | [5 empty] | Yes | AC-Coupled | Solar |  | 10
315236 |  |  | MA Smart |  |  | 2020 | Residential | SOUTHBOROUGH | Lithium Ion |  | SOLAREDGE TECHNOLOGIES | 12.6 | 5 | 5 | 5 | BTM | [5 empty] | Yes | AC-Coupled | Solar |  | 10
188740 |  |  | MA Smart |  |  | 2020 | Residential | METHUEN | Lithium Ion |  | LG CHEM | 9.3 |  | 9.3 | 7.6 | BTM | [5 empty] | Yes | AC-Coupled | Solar | 12.03 | 10
256205 |  |  | MA Smart |  |  | 2020 | Residential | NANTUCKET | Lithium Ion |  | PIKA ENERGY | 11.4 |  | 11.4 | 7.6 | BTM | [5 empty] | Yes | AC-Coupled | Solar |  | 10
282626 |  |  | MA Smart |  |  | 2020 | Residential | WILBRAHAM | Lithium Ion |  | GENERAC | 17.1 |  | 17.1 | 7.6 | BTM | [5 empty] | Yes | AC-Coupled | Solar | 10.23 | 10
282951 |  |  | MA Smart |  |  | 2020 | Residential | HARVARD | Lithium Ion |  | SOLAREDGE | 9.3 |  | 9.3 | 7.6 | BTM | [5 empty] | Yes | AC-Coupled | Solar | 11.55 | 10
285150 |  |  | MA Smart |  |  | 2020 | Residential | GLOUCESTER | Lithium Ion |  | GENERAC | 8.6 |  | 8.6 | 7.6 | BTM | [5 empty] | Yes | AC-Coupled | Solar | 10.85 | 10
285348 |  |  | MA Smart |  |  | 2020 | Residential | METHUEN | Lithium Ion |  | SOLAREDGE TECHNOLOGIES HD | 5.525 |  | 5.525 | 7.6 | BTM | [5 empty] | Yes | AC-Coupled | Solar | 9.92 | 10
285568 |  |  | MA Smart |  |  | 2020 | Residential | UXBRIDGE | Lithium Ion |  | LG CHEM | 12.6 | 9.8 | 9.8 | 5 | BTM | [5 empty] | Yes | AC-Coupled | Solar | 11.97 | 10
287612 |  |  | MA Smart |  |  | 2020 | Residential | DUDLEY | Lithium Ion |  | SOLAREDGE TECHNOLOGIES | 9.3 |  | 9.3 | 7.6 | BTM | [5 empty] | Yes | AC-Coupled | Solar |  | 10
288044 |  |  | MA Smart |  |  | 2020 | Residential | WORCESTER | Lithium Ion |  | SOLAREDGE TECHNOLOGIES | 9.3 |  | 9.3 | 7.6 | BTM | [5 empty] | Yes | AC-Coupled | Solar | 8.4 | 10
289482 |  |  | MA Smart |  |  | 2020 | Residential | DUDLEY | Lithium Ion |  | LG | 9.3 |  | 9.3 | 7.6 | BTM | [5 empty] | Yes | AC-Coupled | Solar |  | 10
289962 |  |  | MA Smart |  |  | 2020 | Residential | ORANGE | Lithium Ion |  | PIKA ENERGY | 11.4 |  | 11.4 | 7.6 | BTM | [5 empty] | Yes | AC-Coupled | Solar |  | 10
290179 |  |  | MA Smart |  |  | 2020 | Residential | ATTLEBORO | Lithium Ion |  | SOLAREDGE | 9.3 |  | 9.3 | 7.6 | BTM | [5 empty] | Yes | AC-Coupled | Solar |  | 10
290843 |  |  | MA Smart |  |  | 2020 | Residential | BLACKSTONE | Lithium Ion |  | SOLAREDGE TECHNOLOGIES | 9.3 |  | 9.3 | 7.6 | BTM | [5 empty] | Yes | AC-Coupled | Solar | 11.97 | 10
290849 |  |  | MA Smart |  |  | 2020 | Residential | DRACUT | Lithium Ion |  | SOLAREDGE TECHNOLOGIES | 9.3 |  | 9.3 | 7.6 | BTM | [5 empty] | Yes | AC-Coupled | Solar |  | 10
291084 |  |  | MA Smart |  |  | 2020 | Residential | GLOUCESTER | Lithium Ion |  | GENERAC | 14.3 |  | 14.3 | 7.6 | BTM | [5 empty] | Yes | AC-Coupled | Solar | 11.06 | 10
297930 |  |  | MA Smart |  |  | 2020 | Residential | NANTUCKET | Lithium Ion |  | GENERAC | 17.1 |  | 17.1 | 7.6 | BTM | [5 empty] | Yes | AC-Coupled | Solar |  | 10
300168 |  |  | MA Smart |  |  | 2020 | Residential | NORTHAMTPON | Lithium Ion |  | GENERAC | 17.1 |  | 17.1 | 7.6 | BTM | [5 empty] | Yes | AC-Coupled | Solar |  | 10
300700 |  |  | MA Smart |  |  | 2020 | Residential | SIASCONSET | Lithium Ion |  | GENERAC | 17.1 |  | 17.1 | 7.6 | BTM | [5 empty] | Yes | AC-Coupled | Solar |  | 10
301627 |  |  | MA Smart |  |  | 2020 | Residential | NORTH ANDOVER | Lithium Ion |  | SOLAR EDGE | 9.3 |  | 9.3 | 7.6 | BTM | [5 empty] | Yes | AC-Coupled | Solar |  | 10
302730 |  |  | MA Smart |  |  | 2020 | Residential | SHUTESBURY | Lithium Ion |  | SOLAREDGE | 9.8 |  | 9.8 | 7.6 | BTM | [5 empty] | Yes | AC-Coupled | Solar |  | 10
302808 |  |  | MA Smart |  |  | 2020 | Residential | GRAFTON | Lithium Ion |  | GENERAC | 17.1 |  | 17.1 | 7.6 | BTM | [5 empty] | Yes | AC-Coupled | Solar |  | 10
302879 |  |  | MA Smart |  |  | 2020 | Residential | METHUEN | Lithium Ion |  | SOLAREDGE | 9.3 |  | 9.3 | 7.6 | BTM | [5 empty] | Yes | AC-Coupled | Solar |  | 10
302939 |  |  | MA Smart |  |  | 2020 | Residential | MONSON | Lithium Ion |  | SOLAREDGE | 9.3 |  | 9.3 | 7.6 | BTM | [5 empty] | Yes | AC-Coupled | Solar |  | 10
302940 |  |  | MA Smart |  |  | 2020 | Residential - Heat | E LONGMEADOW | Lithium Ion |  | GENERAC | 17.1 |  | 17.1 | 7.6 | BTM | [5 empty] | Yes | AC-Coupled | Solar |  | 10
304660 |  |  | MA Smart |  |  | 2020 | Residential | BELCHERTOWN | Lithium Ion |  | GENERAC | 17.1 |  | 17.1 | 7.6 | BTM | [5 empty] | Yes | AC-Coupled | Solar |  | 10
304936 |  |  | MA Smart |  |  | 2020 | Residential | CLARKSBURG | Lithium Ion |  | GENERAC | 17.1 |  | 17.1 | 7.6 | BTM | [5 empty] | Yes | AC-Coupled | Solar |  | 10
305399 |  |  | MA Smart |  |  | 2020 | Residential | NORTHAMPTON | Lithium Ion |  | GENERAC | 17.1 |  | 17.1 | 7.6 | BTM | [5 empty] | Yes | AC-Coupled | Solar |  | 10
306068 |  |  | MA Smart |  |  | 2020 | Residential | STOCKBRIDGE | Lithium Ion |  | GENERAC | 17.1 |  | 17.1 | 7.6 | BTM | [5 empty] | Yes | AC-Coupled | Solar |  | 10
308526 |  |  | MA Smart |  |  | 2020 | Residential | MILLBURY | Lithium Ion |  | GENERAC | 11.4 |  | 11.4 | 7.6 | BTM | [5 empty] | Yes | AC-Coupled | Solar |  | 10
311127 |  |  | MA Smart |  |  | 2020 | Residential | NANTUCKET | Lithium Ion |  | SOLARIA | 17.1 |  | 17.1 | 7.6 | BTM | [5 empty] | Yes | AC-Coupled | Solar |  | 10
311571 |  |  | MA Smart |  |  | 2020 | Residential | CHELMSFORD | Lithium Ion |  | GENERAC PWRCELL | 4.5 |  | 4.5 | 7.6 | BTM | [5 empty] | Yes | AC-Coupled | Solar |  | 10
311796 |  |  | MA Smart |  |  | 2020 | Residential | ROCKLAND | Lithium Ion |  | GENERAC | 8.6 |  | 8.6 | 7.6 | BTM | [5 empty] | Yes | AC-Coupled | Solar |  | 10
311909 |  |  | MA Smart |  |  | 2020 | Residential - Heat | NORTH ANDOVER | Lithium Ion |  | SOLAREDGE TECHNOLOGIES LTD | 9.3 |  | 9.3 | 7.6 | BTM | [5 empty] | Yes | AC-Coupled | Solar |  | 9.86
315508 |  |  | MA Smart |  |  | 2020 | Residential | ROCKLAND | Lithium Ion |  | GENERAC | 6.7 |  | 6.7 | 7.6 | BTM | [5 empty] | Yes | AC-Coupled | Solar |  | 9.86
315783 |  |  | MA Smart |  |  | 2020 | Residential | BELCHERTOWN | Lithium Ion |  | GENERAC | 17.1 |  | 17.1 | 7.6 | BTM | [5 empty] | Yes | AC-Coupled | Solar |  | 9.86
316113 |  |  | MA Smart |  |  | 2020 | Residential | BLACKSTONE | Lithium Ion |  | SOLAREDGE | 9.3 |  | 9.3 | 7.6 | BTM | [5 empty] | Yes | AC-Coupled | Solar |  | 9.84
317370 |  |  | MA Smart |  |  | 2020 | Residential | WARE | Lithium Ion |  | STOREDGE | 9.3 |  | 9.3 | 7.6 | BTM | [5 empty] | Yes | AC-Coupled | Solar |  | 9.84
318718 |  |  | MA Smart |  |  | 2020 | Residential | NANTUCKET | Lithium Ion |  | GENERAC | 17.1 |  | 17.1 | 7.6 | BTM | [5 empty] | Yes | AC-Coupled | Solar |  | 9.84
319061 |  |  | MA Smart |  |  | 2020 | Residential | MONSON | Lithium Ion |  | STOREDGE | 9.3 |  | 9.3 | 7.6 | BTM | [5 empty] | Yes | AC-Coupled | Solar |  | 9.8
320410 |  |  | MA Smart |  |  | 2020 | Residential | SHUTESBURY | Lithium Ion |  | GENERAC | 17.1 |  | 17.1 | 7.6 | BTM | [5 empty] | Yes | AC-Coupled | Solar |  | 9.8
321775 |  |  | MA Smart |  |  | 2020 | Residential | REHOBOTH | Lithium Ion |  | SOLAREDGE | 9.3 |  | 9.3 | 7.6 | BTM | [5 empty] | Yes | AC-Coupled | Solar |  | 9.8
322068 |  |  | MA Smart |  |  | 2020 | Residential | NORTHAMPTON | Lithium Ion |  | GENERAC | 17.1 |  | 17.1 | 7.6 | BTM | [5 empty] | Yes | DC-Coupled | Solar |  | 9.8
323419 |  |  | MA Smart |  |  | 2020 | Commercial | NANTUCKET | Lithium Ion |  | GENERAC | 17.1 |  | 17.1 | 7.6 | BTM | [5 empty] | Yes | DC-Coupled | Solar |  | 9.8
291146 |  |  | MA Smart |  |  | 2020 | Residential | SALEM | Lithium Ion |  | TESLA | 17.54 | 27 | 27 | 10 | BTM | [5 empty] | Yes | DC-Coupled | Solar |  | 9.8
314247 |  |  | MA Smart |  |  | 2020 | Residential - Heat | AUBURN | Lithium Ion |  | ENPHASE | 10.804 | 10.08 | 10.08 | 3.264 | BTM | [5 empty] | Yes | DC-Coupled | Solar |  | 9.8
255732 |  |  | MA Smart |  |  | 2020 | Residential | NORTHAMPTON | Lithium Ion |  | ENPHASE | 14.54 | 10 | 10 | 7 | BTM | [5 empty] | Yes | DC-Coupled | Solar |  | 9.8
299443 |  |  | MA Smart |  |  | 2020 | Residential | S ATTLEBORO | Lithium Ion |  | TESLA | 27.44 | 54 | 54 | 20 | BTM | [5 empty] | Yes | DC-Coupled | Solar |  | 9.8
289670 |  |  | MA Smart |  |  | 2020 | Residential | WEST NEWBURY | Lithium Ion |  | TESLA | 14 | 13.5 | 13.5 | 5 | BTM | [5 empty] | Yes | AC-Coupled | Solar |  | 9.765
294286 |  |  | MA Smart |  |  | 2020 | Residential | HOLBROOK | Lithium Ion |  | TESLA | 12.2 | 13.5 | 13.5 | 5 | BTM | [5 empty] | Yes | DC-Coupled | Solar |  | 9.6
304204 |  |  | MA Smart |  |  | 2020 | Residential | MILFORD | Lithium Ion |  | TESLA | 12.2 | 13.5 | 13.5 | 5 | BTM | [5 empty] | Yes | AC-Coupled | Solar |  | 9.6
304219 |  |  | MA Smart |  |  | 2020 | Residential | REHOBOTH | Lithium Ion |  | TESLA | 16.96 | 27 | 27 | 10 | BTM | [5 empty] | Yes | DC-Coupled | Solar |  | 9.6
266776 |  |  | MA Smart |  |  | 2020 | Residential | ANDOVER | Lithium Ion |  | TESLA | 16.67 | 27 | 27 | 10 | BTM | [5 empty] | Yes | DC-Coupled | Solar |  | 9.6
310912 |  |  | MA Smart |  |  | 2020 | Residential | COHASSET | Lithium Ion |  | TESLA | 16.67 | 27 | 27 | 10 | BTM | [5 empty] | Yes | AC-Coupled | Solar |  | 9.57
290098 |  |  | MA Smart |  |  | 2020 | Residential | STOUGHTON | Lithium Ion |  | TESLA | 5.8 | 13.5 | 13.5 | 5 | BTM | [5 empty] | Yes | AC-Coupled | Solar |  | 9.57
293660 |  |  | MA Smart |  |  | 2020 | Residential | BILLERICA | Lithium Ion |  | TESLA | 11.67 | 13.5 | 13.5 | 5 | BTM | [5 empty] | Yes | AC-Coupled | Solar |  | 9.57
307769 |  |  | MA Smart |  |  | 2020 | Residential | FOXBOROUGH | Lithium Ion |  | TESLA | 11.48 | 13.5 | 13.5 | 5 | BTM | [5 empty] | Yes | AC-Coupled | Solar |  | 9.5
266861 |  |  | MA Smart |  |  | 2020 | Residential | NEWBURYPORT | Lithium Ion |  | TESLA | 11.38 | 5 | 5 | 5 | BTM | [5 empty] | Yes | AC-Coupled | Solar |  | 9.36
315842 |  |  | MA Smart |  |  | 2020 | Residential | HAVERHILL | Lithium Ion |  | ENPHASE ENERGY | 11.24 | 11.24 | 11.24 | 5 | BTM | [5 empty] | Yes | AC-Coupled | Solar |  | 9.36
296718 |  |  | MA Smart |  |  | 2020 | Residential | BEVERLY | Lithium Ion |  | TESLA | 11.09 | 13.5 | 13.5 | 5 | BTM | [5 empty] | Yes | AC-Coupled | Solar |  | 9.36
299887 |  |  | MA Smart |  |  | 2020 | Residential | ANDOVER | Lithium Ion |  | TESLA | 16 | 27 | 27 | 10 | BTM | [5 empty] | Yes | AC-Coupled | Solar |  | 9.28
239164 |  |  | MA Smart |  |  | 2020 | Residential | GARDNER | Lithium Ion |  | SOLAR EDGE | 11 | 13.5 | 13.5 | 5 | BTM | [5 empty] | Yes | AC-Coupled | Solar |  | 9.28
245944 |  |  | MA Smart |  |  | 2020 | Residential | MONTEREY | Lithium Ion |  | SOLAREDGE TECHNOLOGIES HD | 11 | 13.5 | 13.5 | 5.8 | BTM | [5 empty] | Yes | AC-Coupled | Solar |  | 9.2
255782 |  |  | MA Smart |  |  | 2020 | Residential | AUBURN | Lithium Ion |  | TESLA | 11 | 13.5 | 13.5 | 5 | BTM | [5 empty] | Yes | AC-Coupled | Solar | 9.75 | 9
277530 |  |  | MA Smart |  |  | 2020 | Residential | HOLBROOK | Lithium Ion |  | TESLA | 11 | 13.5 | 13.5 | 5 | BTM | [5 empty] | Yes | AC-Coupled | Solar |  | 8.88
293473 |  |  | MA Smart |  |  | 2020 | Residential | BRIDGEWATER | Lithium Ion |  | TESLA | 11 | 13.5 | 13.5 | 5 | BTM | [5 empty] | Yes | AC-Coupled | Solar |  | 8.88
304236 |  |  | MA Smart |  |  | 2020 | Residential | DOUGLAS | Lithium Ion |  | TESLA | 11 | 13.5 | 13.5 | 5 | BTM | [5 empty] | Yes | AC-Coupled | Solar |  | 8.88
282911 |  |  | MA Smart |  |  | 2020 | Residential | DRACUT | Lithium Ion |  | TESLA | 5 | 13.2 | 13.2 | 5 | BTM | [5 empty] | Yes | DC-Coupled | Solar |  | 8.8
317549 |  |  | MA Smart |  |  | 2020 | Residential | EAST LONGMEADOW | Lithium Ion |  | DELTA ELECTRONICS | 9.3 |  | 9.3 | 6 | BTM | [5 empty] | Yes | AC-Coupled | Solar |  | 8.8
309531 |  |  | MA Smart |  |  | 2020 | Residential | WENHAM | Lithium Ion |  | TESLA | 15.8 | 27 | 27 | 10 | BTM | [5 empty] | Yes | DC-Coupled | Solar |  | 8.8
311999 |  |  | MA Smart |  |  | 2020 | Residential | PALMER | Lithium Ion |  | ENPHASE ENERGY | 10.8 | 13.5 | 13.5 | 5 | BTM | [5 empty] | Yes | DC-Coupled | Solar |  | 8.8
291986 |  |  | MA Smart |  |  | 2020 | Residential | GARDNER | Lithium Ion |  | TESLA | 15.76 | 27 | 27 | 10 | BTM | [5 empty] | Yes | AC-Coupled | Solar |  | 8.75
299097 |  |  | MA Smart |  |  | 2020 | Residential | HAWLEY | Lithium Ion |  | TESLA | 19.76 | 27 | 27 | 10 | BTM | [5 empty] | Yes | DC-Coupled | Solar |  | 8.7
294937 |  |  | MA Smart |  |  | 2020 | Residential | LEOMINSTER | Lithium Ion |  | TESLA | 10.76 | 13.5 | 13.5 | 5 | BTM | [5 empty] | Yes | AC-Coupled | Solar |  | 8.7
307376 |  |  | MA Smart |  |  | 2020 | Residential | HAVERHILL | Lithium Ion |  | ENPHASE ENERGY | 10.52 | 13.5 | 13.5 | 5 | BTM | [5 empty] | Yes | AC-Coupled | Solar |  | 8.7
296066 |  |  | MA Smart |  |  | 2020 | Residential | LANCASTER | Lithium Ion |  | TESLA | 10.51 | 13.5 | 13.5 | 5 | BTM | [5 empty] | Yes | DC-Coupled | Solar |  | 8.7
312810 |  |  | MA Smart |  |  | 2020 | Residential | METHUEN | Lithium Ion |  | ENPHASE ENERGY | 10.04 | 13.5 | 13.5 | 5 | BTM | [5 empty] | Yes | AC-Coupled | Solar |  | 8.64
303282 |  |  | MA Smart |  |  | 2020 | Residential | REHOBOTH | Lithium Ion |  | TESLA | 15 | 27 | 27 | 10 | BTM | [5 empty] | Yes | DC-Coupled | Solar |  | 8.64
263280 | [5 empty] | 2020 | Residential | COHASSET | Lithium Ion |  | TESLA | 5 | 13.5 | 13.5 | 5 | BTM | [5 empty] | Yes | AC-Coupled | Solar |  | 8.64
266304 |  |  | MA Smart |  |  | 2020 | Residential | WILLIAMSTOWN | Lithium Ion |  | TESLA | 10 | 13.5 | 13.5 | 5 | BTM | [5 empty] | Yes | DC-Coupled | Solar |  | 8.41
270464 | [5 empty] | 2020 | Residential | NEW MARLBORO | Lithium Ion |  | TESLA |  | 13.5 | 13.5 | 5 | BTM | [5 empty] | Yes | AC-Coupled | Solar |  | 8.4
278001 |  |  | MA Smart |  |  | 2020 | Residential | MONTEREY | Lithium Ion |  | TESLA | 10 | 13.5 | 13.5 | 5 | BTM | [5 empty] | Yes | AC-Coupled | Solar |  | 8.4
293895 |  |  | MA Smart |  |  | 2020 | Residential | NORTH DIGHTON | Lithium Ion |  | TESLA | 10 | 13.5 | 13.5 | 5 | BTM | [5 empty] | Yes | DC-Coupled | Solar |  | 8.12
299493 |  |  | MA Smart |  |  | 2020 | Residential | WILLIAMSTOWN | Lithium Ion |  | TESLA | 10 | 13.5 | 13.5 | 5 | BTM | [5 empty] | Yes | AC-Coupled | Solar |  | 8
302937 |  |  | MA Smart |  |  | 2020 | Residential | BARRE | Lithium Ion |  | TESLA | 10 | 13.5 | 13.5 | 5 | BTM | [5 empty] | Yes | DC-Coupled | Solar |  | 8
303957 |  |  | MA Smart |  |  | 2020 | Residential | BROCKTON | Lithium Ion |  | TESLA | 10 | 13.5 | 13.5 | 5 | BTM | [5 empty] | Yes | AC-Coupled | Solar |  | 8
306416 | [5 empty] | 2020 | Residential | ANDOVER | Lithium Ion |  | TESLA | 5 | 13.5 | 13.5 | 5 | BTM | [5 empty] | Yes | AC-Coupled | Solar |  | 8
265595 |  |  | MA Smart |  |  | 2020 | Residential | MELROSE | Lithium Ion |  | TESLA | 10 | 5 | 5 | 5 | BTM | [5 empty] | Yes | AC-Coupled | Battery Add-On |  | 8
265957 |  |  | MA Smart |  |  | 2020 | Residential | WILLIAMSTOWN | Lithium Ion |  | TESLA | 10 | 5 | 5 | 5 | BTM | [5 empty] | Yes | DC-Coupled | Solar |  | 8
177634 | 24572663 |  | MA Smart |  |  | 2020 | Commercial | SPENCER | Lithium Ion |  | SOLECTRIA RENEWABLES | 2000 |  | 2000 | 1261 | STANDALONE | [5 empty] | Yes | AC-Coupled | Solar |  | 7.92
296483 |  |  | MA Smart |  |  | 2020 | Residential | WILLIAMSTOWN | Lithium Ion |  | SMA | 5.12 |  | 5.12 | 5 | BTM | [5 empty] | Yes | AC-Coupled | Solar |  | 7.84
307385 |  |  | MA Smart |  |  | 2020 | Residential | PEMBROKE | Lithium Ion |  | LONGI GREEN ENERGY TECHNOLOGY CO LTD | 9.32 | 13.5 | 13.5 | 5 | BTM | [5 empty] | Yes | AC-Coupled | Solar |  | 7.83
310987 |  |  | MA Smart |  |  | 2020 | Residential | SHUTESBURY | Lithium Ion |  | ENPHASE ENERGY | 9.32 | 13.5 | 13.5 | 5 | BTM | [5 empty] | Yes | AC-Coupled | Solar |  | 7.83
296194 |  |  | MA Smart |  |  | 2020 | Residential | FALL RIVER | Lithium Ion |  | TESLA | 8.84 | 13.2 | 13.2 | 5 | BTM | [5 empty] | Yes | AC-Coupled | Solar |  | 7.68
249752 |  |  | MA Smart |  |  | 2020 | Residential | WRENTHAM | Lithium Ion |  | SOLAREDGE | 23.8 | 54 | 54 | 20 | BTM | [5 empty] | Yes | AC-Coupled | Solar |  | 7.68
259369 |  |  | MA Smart |  |  | 2020 | Residential | BILLERICA | Lithium Ion |  | TESLA | 13.8 | 27 | 27 | 10 | BTM | [5 empty] | Yes | AC-Coupled | Solar |  | 7.68
269220 |  |  | MA Smart |  |  | 2020 | Residential | BEVERLY | Lithium Ion |  | TESLA | 8.8 | 27 | 27 | 10 | BTM | [5 empty] | Yes | AC-Coupled | Solar |  | 7.68
266299 |  |  | MA Smart |  |  | 2020 | Residential | WILLIAMSTOWN | Lithium Ion |  | TESLA | 8.8 | 13.5 | 13.5 | 5 | BTM | [5 empty] | Yes | AC-Coupled | Solar |  | 7.68
269589 |  |  | MA Smart |  |  | 2020 | Residential - Heat | WILLIAMSTOWN | Lithium Ion |  | TESLA | 8.8 | 13.5 | 13.5 | 5 | BTM | [5 empty] | Yes | DC-Coupled | Solar |  | 7.68
272189 |  |  | MA Smart |  |  | 2020 | Residential | WILLIAMSTOWN | Lithium Ion |  | TESLA | 8.8 | 13.5 | 13.5 | 5 | BTM | [5 empty] | Yes | DC-Coupled | Solar |  | 7.6
284567 |  |  | MA Smart |  |  | 2020 | Residential | WILLIAMSTOWN | Lithium Ion |  | TESLA | 8.8 | 13.5 | 13.5 | 5 | BTM | [5 empty] | Yes | AC-Coupled | Solar |  | 7.6
299472 |  |  | MA Smart |  |  | 2020 | Residential | WILLIAMSTOWN | Lithium Ion |  | TESLA | 8.8 | 13.5 | 13.5 | 5 | BTM | [5 empty] | Yes | AC-Coupled | Solar | 7.57 | 7.6
300683 |  |  | MA Smart |  |  | 2020 | Residential - Heat | WILLIAMSTOWN | Lithium Ion |  | TESLA | 8.8 | 13.5 | 13.5 | 5 | BTM | [5 empty] | Yes | AC-Coupled | Solar | 9.15 | 7.6
262246 |  |  | MA Smart |  |  | 2020 | Residential - Heat | ESSEX | Lithium Ion |  | LG CHEM | 3.8 | 9.8 | 9.8 | 5 | BTM | [5 empty] | Yes | AC-Coupled | Solar | 8.82 | 7.6
266704 |  |  | MA Smart |  |  | 2020 | Residential | QUINCY | Lithium Ion |  | LG CHEM | 3.8 | 9.8 | 9.8 | 5 | BTM | [5 empty] | Yes | AC-Coupled | Solar | 8.54 | 7.6
281894 |  |  | MA Smart |  |  | 2020 | Residential | SWANSEA | Lithium Ion |  | LG CHEM | 8.8 | 9.8 | 9.8 | 5 | BTM | [5 empty] | Yes | AC-Coupled | Solar | 2.71 | 7.6
267176 |  |  | MA Smart |  |  | 2020 | Residential | FALL RIVER | Lithium Ion |  | LG CHEM | 3.8 | 9.3 | 9.3 | 9.8 | BTM | [5 empty] | Yes | AC-Coupled | Solar | 9.24 | 7.6
253485 |  |  | MA Smart |  |  | 2020 | Residential | MALBOROUGH | Lithium Ion |  | SOLAREDGE TECHNOLOGIES | 9.3 |  | 9.3 | 3.8 | BTM | [5 empty] | Yes | AC-Coupled | Solar | 8.19 | 7.6
281946 |  |  | MA Smart |  |  | 2020 | Residential | MEDFORD | Lithium Ion |  | TESLA | 8.77 | 13.5 | 13.5 | 5 | BTM | [5 empty] | Yes | AC-Coupled | Solar | 8.2 | 7.6
293196 |  |  | MA Smart |  |  | 2020 | Residential | BARRE | Lithium Ion |  | TESLA | 8.6 | 13.5 | 13.5 | 5 | BTM | [5 empty] | Yes | AC-Coupled | Solar |  | 7.6
263346 |  |  | MA Smart |  |  | 2020 | Residential | MENDON | Lithium Ion |  | SONNEN ENERGY |  | 20 | 20 | 7 | BTM | [5 empty] | Yes | AC-Coupled | Solar |  | 7.6
296506 |  |  | MA Smart |  |  | 2020 | Residential | WILLIAMSTOWN | Lithium Ion |  | TESLA | 8 | 13.5 | 13.5 | 5 | BTM | [5 empty] | Yes | DC-Coupled | Solar |  | 7.6
284110 |  |  | MA Smart |  |  | 2020 | Residential | SALEM | Lithium Ion |  | TESLA | 7.9 | 13.5 | 13.5 | 5 | BTM | [5 empty] | Yes | AC-Coupled | Solar |  | 7.6
294517 |  |  | MA Smart |  |  | 2020 | Residential | WRENTHAM | Lithium Ion |  | TESLA | 7.61 | 13.5 | 13.5 | 5 | BTM | [5 empty] | Yes | AC-Coupled | Solar |  | 7.6
262187 |  |  | MA Smart |  |  | 2020 | Residential | LOWELL | Lithium Ion |  | TESLA | 7.4 | 5 | 5 | 5 | BTM | [5 empty] | Yes | AC-Coupled | Solar |  | 7.6
294614 |  |  | MA Smart |  |  | 2020 | Residential | WILLIAMSBURG | Lithium Ion |  | TESLA | 10.47 | 13.5 | 13.5 | 5 | BTM | [5 empty] | Yes | AC-Coupled | Solar |  | 7.6
177702 | 24210886 | SOLAR PHASE III - CEDAR RD, ATTLEBORO | Utility-Owned Storage - R&D |  |  | 2020 | Utility-Owner Distribution | N ATTLEBORO | Lithium Ion |  | NEC ENERGY SOLUTIONS | 1020 |  | 1020 | 560 | FTM | Renewable Energy Shifting |  |  |  |  | Yes | AC-Coupled | Solar |  | 7.6
294356 |  |  | MA Smart |  |  | 2020 | Residential | BROCKTON | Lithium Ion |  | TESLA | 6.92 | 13.5 | 13.5 | 5 | BTM | [5 empty] | Yes | AC-Coupled | Solar |  | 7.6
242228 |  |  | MA Smart |  |  | 2019 | Residential | NORTON | Lithium Ion |  | PIKA ENERGY | 17.1 |  | 17.1 | 7.6 | BTM | [5 empty] | Yes | AC-Coupled | Solar |  | 7.6
238250 |  |  | MA Smart |  |  | 2019 | Residential | ATTLEBORO | Lithium Ion |  | LG CHEM | 9.3 | 9.8 | 9.8 | 3.8 | BTM | [5 empty] | Yes | AC-Coupled | Solar |  | 7.6
262245 |  |  | MA Smart |  |  | 2019 | Residential | HALIFAX | Lithium Ion |  | LG CHEM | 9.3 | 9.8 | 9.8 | 7.6 | BTM | [5 empty] | Yes | DC-Coupled | Solar | 8.04 | 7.6
229503 |  |  | MA Smart |  |  | 2019 | Residential | FRANKLIN | Lithium Ion |  | LG CHEM | 9.3 | 9.8 | 9.8 | 7.6 | BTM | [5 empty] | Yes | AC-Coupled | Solar |  | 7.6
177089 | 23453253 |  | MA Smart |  |  | 2019 | Commercial | WINCHENDON | Lithium Ion |  | POWER ELECTRONICS | 7320 | 6400 | 6400 | 3300 | Standalone | [5 empty] | Yes | DC-Coupled | Solar | 6.83 | 7.6
178308 | 25638676 |  | MA Smart |  |  | 2019 | Commercial | EVERETT | Lithium Ion |  | TESLA |  | 8000 | 8000 | 4000 | BTM |  |  |  |  | 22333557 | Yes | AC-Coupled | Solar | 5.67 | 7.6
178795 |  |  | MA Smart |  |  | 2019 | Commercial | PLAINVILLE | Lithium Ion |  | POWER ELECTRONICS |  | 4638 | 4638 | 2310 | Standalone |  |  |  |  | 25198031 | Yes | AC-Coupled | Solar | 9.6 | 7.6
178340 | 25403267 |  | MA Smart |  |  | 2019 | Commercial | AMESBURY | Lithium Ion |  | WSTECH | 4642 | 4000 | 4000 | 1600 | FTM | Renewable Energy Integration (e.g., Ramping, Smoothing) |  |  |  |  | Yes | AC-Coupled | Solar | 8.45 | 7.6
176019 | 19078531 |  | MA Smart |  |  | 2019 | Commercial | SHUTESBURY | Lithium Ion |  | DYNAPOWER | 4642 | 4000 | 4000 | 2000 | Standalone | Renewable Energy Integration (e.g., Ramping, Smoothing) |  |  |  |  | Yes | AC-Coupled | Solar |  | 7.6
216596 |  |  | MA Smart |  |  | 2019 | Residential | BELCHERTOWN | Lithium Ion |  | TESLA |  | 27 | 27 | 10 | BTM | [5 empty] | Yes | AC-Coupled | Solar | 10.08 | 7.6
202585 |  |  | MA Smart |  |  | 2019 | Commercial | NANTUCKET | Lithium Ion |  | PIKA ENERGY | 17.1 |  | 17.1 | 7.6 | BTM | [5 empty] | Yes | AC-Coupled | Solar | 6.3 | 7.6
189024 | [5 empty] | 2019 | Residential | BOXFORD | Lithium Ion |  | TESLA | 20 | 54 | 54 | 20 | BTM |  |  |  |  | 22071923 | Yes | AC-Coupled | Solar | 8.84 | 7.6
223811 | [5 empty] | 2019 | Residential | WRENTHAM | Lithium Ion |  | TESLA | 10 | 54 | 54 | 10 | BTM | [5 empty] | Yes | AC-Coupled | Solar | 7.7 | 7.6
178636 | [5 empty] | 2019 | Residential | NORTHBOROUGH | Lithium Ion |  | TESLA | 20 | 27 | 27 | 10 | BTM | [5 empty] | Yes | AC-Coupled | Solar | 8.04 | 7.6
203337 | [5 empty] | 2019 | Residential | NORWELL | Lithium Ion |  | TESLA | 30 | 27 | 27 | 10 | BTM | [5 empty] | Yes | AC-Coupled | Solar | 6.93 | 7.6
203910 | [5 empty] | 2019 | Residential | MANCHESTER | Lithium Ion |  | TESLA | 10 | 27 | 27 | 10 | BTM | [5 empty] | Yes | AC-Coupled | Solar | 9.24 | 7.6
204363 | [5 empty] | 2019 | Residential | WESTPORT | Lithium Ion |  | TESLA | 10 | 27 | 27 | 10 | BTM | [5 empty] | Yes | AC-Coupled | Solar | 10.09 | 7.6
204685 | [5 empty] | 2019 | Residential | NORTH GRAFTON | Lithium Ion |  | TESLA | 10 | 27 | 27 | 10 | BTM | [5 empty] | Yes | AC-Coupled | Solar | 7.15 | 7.6
213962 | [5 empty] | 2019 | Residential | WEST NEWBURY | Lithium Ion |  | TESLA | 30 | 27 | 27 | 10 | BTM | [5 empty] | Yes | AC-Coupled | Solar | 6.83 | 7.6
215949 | [5 empty] | 2019 | Residential | SCITUATE | Lithium Ion |  | TESLA | 20 | 27 | 27 | 10 | BTM | [5 empty] | Yes | AC-Coupled | Solar | 7.92 | 7.6
224878 |  |  | MA Smart |  |  | 2019 | Residential | NORTHBOROUGH | Lithium Ion |  | TESLA |  | 27 | 27 | 10 | BTM | [5 empty] | Yes | AC-Coupled | Solar | 7.46 | 7.6
225069 | [5 empty] | 2019 | Residential | BELCHERTOWN | Lithium Ion |  | TESLA | 20 | 27 | 27 | 10 | BTM | [5 empty] | Yes | AC-Coupled | Solar | 10.68 | 7.6
251636 | [5 empty] | 2019 | Residential | HANSON | Lithium Ion |  | TESLA |  | 27 | 27 | 10 | BTM | [5 empty] | Yes | AC-Coupled | Solar | 9.16 | 7.6
203369 | [5 empty] | 2019 | Residential | BOXFORD | Lithium Ion |  | TESLA | 5 | 13.5 | 13.5 | 5 | BTM | [5 empty] | Yes | DC-Coupled | Solar |  | 7.6
170773 | [5 empty] | 2019 | Residential | ANDOVER | Lithium Ion |  | TESLA |  | 27 | 27 | 10 | BTM | [5 empty] | Yes | AC-Coupled | Solar | 10.08 | 7.6
189220 | [5 empty] | 2019 | Residential | MENDON | Lithium Ion |  | TESLA | 19 | 27 | 27 | 10 | BTM | [5 empty] | Yes | AC-Coupled | Solar | 8.19 | 7.6
213359 |  |  | MA Smart |  |  | 2019 | Residential | SALEM | Lithium Ion |  | TESLA | 19 | 27 | 27 | 10 | BTM | [5 empty] | Yes | DC-Coupled | Solar |  | 7.6
216694 | [5 empty] | 2019 | Residential | BRIDGEWATER | Lithium Ion |  | TESLA | 19 | 27 | 27 | 10 | BTM | [5 empty] | Yes | AC-Coupled | Solar |  | 7.6
205175 | [5 empty] | 2019 | Residential | WEYMOUTH | Lithium Ion |  | TESLA | 10 | 27 | 27 | 10 | BTM | [5 empty] | Yes | AC-Coupled | Solar | 7.56 | 7.6
206824 | [5 empty] | 2019 | Residential | MELROSE | Lithium Ion |  | TESLA | 10 | 27 | 27 | 10 | BTM | [5 empty] | Yes | AC-Coupled | Solar | 8.19 | 7.6
208008 |  |  | MA Smart |  |  | 2019 | Residential | WRENTHAM | Lithium Ion |  | TESLA |  | 27 | 27 | 10 | BTM | [5 empty] | Yes | AC-Coupled | Solar | 8.19 | 7.6
213064 | [5 empty] | 2019 | Residential | BOXFORD | Lithium Ion |  | TESLA | 17.6 | 27 | 27 | 10 | BTM | [5 empty] | Yes | AC-Coupled | Solar | 7.58 | 7.6
213965 | [5 empty] | 2019 | Residential | SALISBURY | Lithium Ion |  | TESLA | 17.6 | 27 | 27 | 10 | BTM | [5 empty] | Yes | AC-Coupled | Solar |  | 7.6
242810 |  |  | MA Smart |  |  | 2019 | Residential | ESSEX | Lithium Ion |  | TESLA |  | 27 | 27 | 10 | BTM | [5 empty] | Yes | AC-Coupled | Solar |  | 7.6
243834 | [5 empty] | 2019 | Residential | WRENTHAM | Lithium Ion |  | TESLA | 25.2 | 27 | 27 | 10 | BTM | [5 empty] | Yes | AC-Coupled | Solar |  | 7.6
248297 | [5 empty] | 2019 | Residential | BOLTON | Lithium Ion |  | TESLA | 10 | 27 | 27 | 10 | BTM | [5 empty] | Yes | AC-Coupled | Solar |  | 7.6
258893 | [5 empty] | 2019 | Residential | NORTON | Lithium Ion |  | TESLA | 10 | 27 | 27 | 10 | BTM | [5 empty] | Yes | AC-Coupled | Solar |  | 7.6
206251 | [5 empty] | 2019 | Residential | SCITUATE | Lithium Ion |  | TESLA | 5 | 13.5 | 13.5 | 5 | BTM | [5 empty] | Yes | AC-Coupled | Solar |  | 7.6
200495 | [5 empty] | 2019 | Residential | COHASSET | Lithium Ion |  | TESLA | 17.5 | 27 | 27 | 10 | BTM | [5 empty] | Yes | AC-Coupled | Solar |  | 7.6
200891 | [5 empty] | 2019 | Residential | ATHOL | Lithium Ion |  | TESLA | 10 | 27 | 27 | 10 | BTM | [5 empty] | Yes | AC-Coupled | Solar |  | 7.6
183596 | [5 empty] | 2019 | Residential | WEYMOUTH | Lithium Ion |  | TESLA | 17.25 | 27 | 27 | 10 | BTM | [5 empty] | Yes | AC-Coupled | Solar |  | 7.6
221739 | [5 empty] | 2019 | Residential | SOMERSET | Lithium Ion |  | TESLA | 10 | 27 | 27 | 10 | BTM | [5 empty] | Yes | DC-Coupled | Solar | 9.75 | 7.6
177727 |  |  | MA Smart |  |  | 2019 | Residential | E LONGMEADOW | Lithium Ion |  | TESLA |  | 27 | 27 | 10 | BTM | [5 empty] | Yes | DC-Coupled | Solar |  | 7.6
205070 | [5 empty] | 2019 | Residential | S ATTLEBORO | Lithium Ion |  | TESLA | 10 | 27 | 27 | 10 | BTM | [5 empty] | Yes | DC-Coupled | Solar |  | 7.6
189459 |  |  | MA Smart |  |  | 2019 | Residential | FOXBOROUGH | Lithium Ion |  | SOLAREDGE TECHNOLOGIES |  | 9.8 | 9.8 | 7.6 | BTM | [5 empty] | Yes | AC-Coupled | Solar | 8.19 | 7.6
197819 | [5 empty] | 2019 | Residential | TOPSFIELD | Lithium Ion |  | TESLA |  | 40.5 | 40.5 | 15 | BTM | [5 empty] | Yes | DC-Coupled | Solar | 9.12 | 7.6
239647 | [5 empty] | 2019 | Residential | SOUTHBOROUGH | Lithium Ion |  | TESLA |  | 13.5 | 13.5 | 5 | BTM | [5 empty] | Yes | DC-Coupled | Solar | 7.54 | 7.6
229365 | [5 empty] | 2019 | Residential | LYNN | Lithium Ion |  | TESLA |  | 27 | 27 | 10 | BTM | [5 empty] | Yes | DC-Coupled | Solar | 6.96 | 7.6
201831 |  |  | MA Smart |  |  | 2019 | Residential | FOXBORO | Lithium Ion |  | TESLA | 5 | 13.5 | 13.5 | 5 | BTM | [5 empty] | Yes | DC-Coupled | Solar | 9.1 | 7.6
212657 |  |  | MA Smart |  |  | 2019 | Residential | STOUGHTON | Lithium Ion |  | TESLA | 5 | 13.5 | 13.5 | 5 | BTM | [5 empty] | Yes | DC-Coupled | Solar | 8.75 | 7.6
221795 | [5 empty] | 2019 | Residential | BERLIN | Lithium Ion |  | TESLA | 5 | 13.5 | 13.5 | 5 | BTM | [5 empty] | Yes | DC-Coupled | Solar | 8.7 | 7.6
225326 | [5 empty] | 2019 | Residential | HAVERHILL | Lithium Ion |  | TESLA |  | 13.5 | 13.5 | 5 | BTM | [5 empty] | Yes | DC-Coupled | Solar | 9.1 | 7.6
226784 | [5 empty] | 2019 | Residential | ATTLEBORO | Lithium Ion |  | TESLA |  | 13.5 | 13.5 | 5 | BTM | [5 empty] | Yes | DC-Coupled | Solar | 8.4 | 7.6
230363 | [5 empty] | 2019 | Residential | W BRIDGEWATER | Lithium Ion |  | TESLA |  | 13.5 | 13.5 | 5 | BTM | [5 empty] | Yes | DC-Coupled | Solar | 8.25 | 7.6
245424 | [5 empty] | 2019 | Residential | LEOMINSTER | Lithium Ion |  | TESLA | 20.2 | 13.5 | 13.5 | 5 | BTM | [5 empty] | Yes | DC-Coupled | Solar | 8.7 | 7.6
172860 | [5 empty] | 2019 | Residential | SCITUATE | Lithium Ion |  | TESLA |  | 13.5 | 13.5 | 5 | BTM | [5 empty] | Yes | DC-Coupled | Solar | 5.22 | 7.6
223112 | [5 empty] | 2019 | Residential | BELLINGHAM | Lithium Ion |  | TESLA |  | 13.5 | 13.5 | 5 | BTM | [5 empty] | Yes | DC-Coupled | Solar | 9.1 | 7.6
186856 | [5 empty] | 2019 | Residential | GLOUCESTER | Lithium Ion |  | TESLA |  | 5 | 5 | 5 | BTM | [5 empty] | Yes | DC-Coupled | Solar | 8.7 | 7.6
214597 |  |  | MA Smart |  |  | 2019 | Residential | SOUTHFIELD | Lithium Ion |  | TESLA | 20 | 56 | 56 | 10 | BTM | [5 empty] | Yes | DC-Coupled | Solar | 8.91 | 7.6
218868 |  |  | MA Smart |  |  | 2019 | Residential | E LONGMEADOW | Lithium Ion |  | TESLA |  | 54 | 54 | 10 | BTM | [5 empty] | Yes | DC-Coupled | Solar | 6.27 | 7.6
207452 |  |  | MA Smart |  |  | 2019 | Residential - Heat | NORTHBOROUGH | Lithium Ion |  | TESLA | 25 | 40.5 | 40.5 | 15 | BTM | [5 empty] | Yes | DC-Coupled | Solar | 7.25 | 7.6
178201 | [5 empty] | 2019 | Residential | MANCHESTER | Lithium Ion |  | TESLA | 10 | 27 | 27 | 10 | BTM | [5 empty] | Yes | DC-Coupled | Solar | 7.54 | 7.6
178651 | [5 empty] | 2019 | Residential | STOUGHTON | Lithium Ion |  | TESLA | 10 | 27 | 27 | 10 | BTM | [5 empty] | Yes | DC-Coupled | Solar | 9.28 | 7.6
184342 | [5 empty] | 2019 | Residential | ANDOVER | Lithium Ion |  | TESLA | 10 | 27 | 27 | 10 | BTM | [5 empty] | Yes | DC-Coupled | Solar | 8.7 | 7.6
186432 | [5 empty] | 2019 | Residential | ANDOVER | Lithium Ion |  | TESLA | 20 | 27 | 27 | 10 | BTM | [5 empty] | Yes | DC-Coupled | Solar |  | 7.6
189490 |  |  | MA Smart |  |  | 2019 | Residential | ESSEX | Lithium Ion |  | TESLA |  | 27 | 27 | 10 | BTM | [5 empty] | Yes | DC-Coupled | Solar | 8.99 | 7.6
194950 |  |  | MA Smart |  |  | 2019 | Commercial | NORTH ANDOVER | Lithium Ion |  | TESLA |  | 27 | 27 | 10 | BTM | Peak Shaving/ Load Leveling |  |  |  |  | Yes | DC-Coupled | Solar | 8.91 | 7.6
195928 | [5 empty] | 2019 | Residential | FRANKLIN | Lithium Ion |  | TESLA | 10 | 27 | 27 | 10 | BTM | [5 empty] | Yes | DC-Coupled | Solar |  | 7.6
198844 |  |  | MA Smart |  |  | 2019 | Residential | LEOMINSTER | Lithium Ion |  | TESLA |  | 27 | 27 | 10 | BTM | [5 empty] | Yes | DC-Coupled | Solar |  | 7.6
199765 | [5 empty] | 2019 | Residential | GLOUCESTER | Lithium Ion |  | TESLA | 10 | 27 | 27 | 10 | BTM | [5 empty] | Yes | DC-Coupled | Solar |  | 7.6
200681 |  |  | MA Smart |  |  | 2019 | Residential | ANDOVER | Lithium Ion |  | TESLA | 20 | 27 | 27 | 10 | BTM | [5 empty] | Yes | DC-Coupled | Solar | 5.8 | 7.6
200830 |  |  | MA Smart |  |  | 2019 | Residential | MARLBOROUGH | Lithium Ion |  | TESLA |  | 27 | 27 | 10 | BTM | [5 empty] | Yes | DC-Coupled | Solar |  | 7.6
202074 |  |  | MA Smart |  |  | 2019 | Residential | SOUTH EASTON | Lithium Ion |  | TESLA |  | 27 | 27 | 10 | BTM | [5 empty] | Yes | DC-Coupled | Solar |  | 7.6
202681 |  |  | MA Smart |  |  | 2019 | Residential | NORWELL | Lithium Ion |  | TESLA |  | 27 | 27 | 10 | BTM | [5 empty] | Yes | DC-Coupled | Solar | 7.59 | 7.6
202799 |  |  | MA Smart |  |  | 2019 | Residential | WESTFORD | Lithium Ion |  | TESLA |  | 27 | 27 | 10 | BTM | [5 empty] | Yes | DC-Coupled | Solar |  | 7.6
202902 | [5 empty] | 2019 | Residential | SUTTON | Lithium Ion |  | TESLA | 10 | 27 | 27 | 10 | BTM | [5 empty] | Yes | DC-Coupled | Solar |  | 7.6
203934 | [5 empty] | 2019 | Residential | ANDOVER | Lithium Ion |  | TESLA | 10 | 27 | 27 | 10 | BTM | [5 empty] | Yes | DC-Coupled | Solar |  | 7.6
206095 |  |  | MA Smart |  |  | 2019 | Residential | HARVARD | Lithium Ion |  | TESLA |  | 27 | 27 | 10 | BTM | [5 empty] | Yes | DC-Coupled | Solar |  | 7.6
210891 |  |  | MA Smart |  |  | 2019 | Residential | E BRIDGEWATER | Lithium Ion |  | TESLA |  | 27 | 27 | 10 | BTM | [5 empty] | Yes | DC-Coupled | Solar |  | 7.6
212239 | [5 empty] | 2019 | Residential | NORTHAMPTON | Lithium Ion |  | TESLA |  | 27 | 27 | 10 | BTM | [5 empty] | Yes | DC-Coupled | Solar |  | 7.6
213038 |  |  | MA Smart |  |  | 2019 | Residential | ANDOVER | Lithium Ion |  | TESLA | 20 | 27 | 27 | 10 | BTM | [5 empty] | Yes | DC-Coupled | Solar |  | 7.6
214054 |  |  | MA Smart |  |  | 2019 | Residential | REVERE | Lithium Ion |  | TESLA |  | 27 | 27 | 10 | BTM | [5 empty] | Yes | DC-Coupled | Solar |  | 7.6
217096 | [5 empty] | 2019 | Residential | MANCHESTER | Lithium Ion |  | TESLA | 10 | 27 | 27 | 10 | BTM | [5 empty] | Yes | DC-Coupled | Solar |  | 7.6
217237 |  |  | MA Smart |  |  | 2019 | Residential | WESTMINSTER | Lithium Ion |  | TESLA |  | 27 | 27 | 10 | BTM | [5 empty] | Yes | DC-Coupled | Solar |  | 7.6
218290 | [5 empty] | 2019 | Residential | GRANBY | Lithium Ion |  | TESLA | 20 | 27 | 27 | 10 | BTM | [5 empty] | Yes | DC-Coupled | Solar |  | 7.6
221773 |  |  | MA Smart |  |  | 2019 | Residential | MANCHESTER | Lithium Ion |  | TESLA |  | 27 | 27 | 10 | BTM | [5 empty] | Yes | DC-Coupled | Solar |  | 7.6
225183 | [5 empty] | 2019 | Residential | WARE | Lithium Ion |  | TESLA | 30 | 27 | 27 | 10 | BTM | [5 empty] | Yes | DC-Coupled | Solar |  | 7.6
225352 |  |  | MA Smart |  |  | 2019 | Residential | BEVERLY | Lithium Ion |  | TESLA | 20 | 27 | 27 | 10 | BTM | [5 empty] | Yes | DC-Coupled | Solar |  | 7.6
227099 | [5 empty] | 2019 | Residential | ANDOVER | Lithium Ion |  | TESLA | 20 | 27 | 27 | 10 | BTM | [5 empty] | Yes | DC-Coupled | Solar |  | 7.6
227483 | [5 empty] | 2019 | Residential | NORTH EASTON | Lithium Ion |  | TESLA |  | 27 | 27 | 10 | BTM | [5 empty] | Yes | DC-Coupled | Solar |  | 7.6
228309 |  |  | MA Smart |  |  | 2019 | Residential | SALEM | Lithium Ion |  | TESLA |  | 27 | 27 | 10 | BTM | [5 empty] | Yes | DC-Coupled | Solar |  | 7.6
229816 |  |  | MA Smart |  |  | 2019 | Residential | MILLBURY | Lithium Ion |  | TESLA |  | 27 | 27 | 10 | BTM | [5 empty] | Yes | DC-Coupled | Solar |  | 7.6
230666 | [5 empty] | 2019 | Residential | UPTON | Lithium Ion |  | TESLA | 10 | 27 | 27 | 10 | BTM | [5 empty] | Yes | AC-Coupled | Solar | 9.1 | 7.6
231390 |  |  | MA Smart |  |  | 2019 | Residential | LEOMINSTER | Lithium Ion |  | TESLA |  | 27 | 27 | 10 | BTM | [5 empty] | Yes | AC-Coupled | Solar | 6.5 | 7.6
232983 | [5 empty] | 2019 | Residential | NORTHAMPTON | Lithium Ion |  | TESLA | 28 | 27 | 27 | 10 | BTM | [5 empty] | Yes | AC-Coupled | Solar | 6.62 | 7.6
233871 |  |  | MA Smart |  |  | 2019 | Residential | ANDOVER | Lithium Ion |  | TESLA |  | 27 | 27 | 10 | BTM | [5 empty] | Yes | AC-Coupled | Solar |  | 7.6
238751 |  |  | MA Smart |  |  | 2019 | Residential | ESSEX | Lithium Ion |  | TESLA |  | 27 | 27 | 10 | BTM | [5 empty] | Yes | DC-Coupled | Solar | 8.64 | 7.6
243897 | [5 empty] | 2019 | Residential | TYNGSBORO | Lithium Ion |  | TESLA | 22 | 27 | 27 | 10 | BTM | [5 empty] | Yes | DC-Coupled | Solar |  | 7.6
244622 | [5 empty] | 2019 | Residential | CHARLTON | Lithium Ion |  | TESLA | 10 | 27 | 27 | 10 | BTM | [5 empty] | Yes | AC-Coupled | Solar |  | 7.6
247730 |  |  | MA Smart |  |  | 2019 | Residential | WESTFORD | Lithium Ion |  | TESLA | 20 | 27 | 27 | 10 | BTM | [5 empty] | Yes | AC-Coupled | Solar |  | 7.6
248584 |  |  | MA Smart |  |  | 2019 | Residential | WEST NEWBURY | Lithium Ion |  | TESLA |  | 27 | 27 | 10 | BTM | [5 empty] | Yes | AC-Coupled | Solar |  | 7.6
250724 |  |  | MA Smart |  |  | 2019 | Residential | NORTHAMPTON | Lithium Ion |  | TESLA | 20 | 27 | 27 | 10 | BTM | [5 empty] | Yes | AC-Coupled | Solar |  | 7.6
199141 |  |  | MA Smart |  |  | 2019 | Residential | WESTBOROUGH | Lithium Ion |  | TESLA |  | 13.5 | 13.5 | 5 | BTM | [5 empty] | Yes | DC-Coupled | Solar | 13.5 | 7.6
202596 |  |  | MA Smart |  |  | 2019 | Residential | LINWOOD | Lithium Ion |  | TESLA |  | 13.5 | 13.5 | 5 | BTM | [5 empty] | Yes | DC-Coupled | Solar |  | 7.6
208186 |  |  | MA Smart |  |  | 2019 | Residential | TOPSFIELD | Lithium Ion |  | TESLA | 15 | 13.5 | 13.5 | 5 | BTM | [5 empty] | Yes | DC-Coupled | Solar | 2.57 | 7.6
208969 |  |  | MA Smart |  |  | 2019 | Residential | FAYVILLE | Lithium Ion |  | TESLA |  | 13.5 | 13.5 | 5 | BTM | [5 empty] | Yes | DC-Coupled | Solar | 8.55 | 7.6
213331 | [5 empty] | 2019 | Residential | GLOUCESTER | Lithium Ion |  | TESLA |  | 13.5 | 13.5 | 5 | BTM | [5 empty] | Yes | DC-Coupled | Solar | 13 | 7.6
234661 |  |  | MA Smart |  |  | 2019 | Residential | ABINGTON | Lithium Ion |  | TESLA | 9.72 | 13.5 | 13.5 | 5 | BTM | [5 empty] | Yes | DC-Coupled | Solar | 6.5 | 7.6
247404 | [5 empty] | 2019 | Residential | ANDOVER | Lithium Ion |  | TESLA | 10 | 13.5 | 13.5 | 5 | BTM | [5 empty] | Yes | DC-Coupled | Solar | 6.84 | 7.6
250915 |  |  | MA Smart |  |  | 2019 | Residential | ABINGTON | Lithium Ion |  | TESLA |  | 13.5 | 13.5 | 5 | BTM | [5 empty] | Yes | DC-Coupled | Solar | 7.7 | 7.6
173891 | [5 empty] | 2019 | Residential | AVON | Lithium Ion |  | TESLA |  | 5 | 5 | 5 | BTM | [5 empty] | Yes | DC-Coupled | Solar | 4.85 | 7.6
206642 |  |  | MA Smart |  |  | 2019 | Residential | AMESBURY | Lithium Ion |  | TESLA | 10 | 5 | 5 | 5 | BTM | [5 empty] | Yes | DC-Coupled | Solar | 4.56 | 7.6
172244 | [5 empty] | 2019 | Residential | BROCKTON | Lithium Ion |  | TESLA |  | 13.5 | 13.5 | 5 | BTM | [5 empty] | Yes | DC-Coupled | Solar | 9.12 | 7.6
236255 | [5 empty] | 2019 | Residential | LYNN | Lithium Ion |  | TESLA |  | 13.5 | 13.5 | 5 | BTM |  |  |  |  | 26003048 | Yes | DC-Coupled | Solar | 3.3 | 7.6
223555 |  |  | MA Smart |  |  | 2019 | Residential | WEYMOUTH | Lithium Ion |  | TESLA | 5 | 13.5 | 13.5 | 5 | BTM | [5 empty] | Yes | DC-Coupled | Solar | 9.28 | 7.6
256604 |  |  | MA Smart |  |  | 2019 | Residential | WILLIAMSBURG | Lithium Ion |  | SONNEN | 14.83 | 10 | 10 | 7 | BTM | [5 empty] | Yes | DC-Coupled | Solar |  | 7.6
213132 |  |  | MA Smart |  |  | 2019 | Residential | GT BARRINGTON | Lithium Ion |  | SONNEN | 14.83 | 7 | 7 | 7 | BTM | [5 empty] | Yes | DC-Coupled | Solar | 4.62 | 7.6
183789 |  |  | MA Smart |  |  | 2019 | Commercial | BEVERLY | Lithium Ion |  | TESLA | 12.04 | 5 | 5 | 5 | BTM | [5 empty] | Yes | DC-Coupled | Solar | 6.3 | 7.6
173388 | [5 empty] | 2019 | Residential | DRACUT | Lithium Ion |  | TESLA |  | 27 | 27 | 10 | BTM | [5 empty] | Yes | DC-Coupled | Solar | 6.93 | 7.6
200995 |  |  | MA Smart |  |  | 2019 | Residential | SALISBURY BCH | Lithium Ion |  | TESLA |  | 27 | 27 | 10 | BTM | [5 empty] | Yes | DC-Coupled | Solar | 3.19 | 7.6
203795 |  |  | MA Smart |  |  | 2019 | Residential | BRIDGEWATER | Lithium Ion |  | TESLA |  | 27 | 27 | 10 | BTM | [5 empty] | Yes | DC-Coupled | Solar | 8.4 | 7.6
204724 |  |  | MA Smart |  |  | 2019 | Residential | STURBRIDGE | Lithium Ion |  | TESLA |  | 27 | 27 | 10 | BTM | [5 empty] | Yes | DC-Coupled | Solar | 8.25 | 7.6
205262 |  |  | MA Smart |  |  | 2019 | Residential | BROOKFIELD | Lithium Ion |  | TESLA |  | 27 | 27 | 10 | BTM | [5 empty] | Yes | DC-Coupled | Solar | 9.28 | 7.6
213993 |  |  | MA Smart |  |  | 2019 | Residential | NORTH GRAFTON | Lithium Ion |  | TESLA |  | 27 | 27 | 10 | BTM | [5 empty] | Yes | DC-Coupled | Solar | 9.1 | 7.6
229154 |  |  | MA Smart |  |  | 2019 | Residential | SOUTHBOROUGH | Lithium Ion |  | TESLA |  | 27 | 27 | 10 | BTM | [5 empty] | Yes | DC-Coupled | Solar | 6.96 | 7.6
248196 |  |  | MA Smart |  |  | 2019 | Residential | QUINCY | Lithium Ion |  | TESLA |  | 27 | 27 | 10 | BTM | [5 empty] | Yes | DC-Coupled | Solar | 8.4 | 7.6
256917 |  |  | MA Smart |  |  | 2019 | Residential | WINCHENDON | Lithium Ion |  | TESLA |  | 27 | 27 | 10 | BTM | [5 empty] | Yes | DC-Coupled | Solar | 7.83 | 7.6
250125 |  |  | MA Smart |  |  | 2019 | Residential | BEVERLY | Lithium Ion |  | LG CHEM | 9.3 | 19.6 | 19.6 | 7.6 | BTM | [5 empty] | Yes | DC-Coupled | Solar | 9.1 | 7.6
171252 |  |  | MA Smart |  |  | 2019 | Residential | DUDLEY | Lithium Ion |  | TESLA |  | 13.5 | 13.5 | 5 | BTM | [5 empty] | Yes | DC-Coupled | Solar | 3.19 | 7.6
198971 |  |  | MA Smart |  |  | 2019 | Residential | MILFORD | Lithium Ion |  | TESLA |  | 13.5 | 13.5 | 5 | BTM | [5 empty] | Yes | DC-Coupled | Solar | 9.28 | 7.6
199757 |  |  | MA Smart |  |  | 2019 | Residential | NORTON | Lithium Ion |  | TESLA |  | 13.5 | 13.5 | 5 | BTM | [5 empty] | Yes | DC-Coupled | Solar | 5.6 | 7.6
199977 |  |  | MA Smart |  |  | 2019 | Residential | BOLTON | Lithium Ion |  | TESLA |  | 13.5 | 13.5 | 5 | BTM | [5 empty] | Yes | DC-Coupled | Solar | 8.91 | 7.6
204911 |  |  | MA Smart |  |  | 2019 | Residential | MELROSE | Lithium Ion |  | TESLA |  | 13.5 | 13.5 | 5 | BTM | [5 empty] | Yes | DC-Coupled | Solar | 5.22 | 7.6
205714 |  |  | MA Smart |  |  | 2019 | Residential | HAVERHILL | Lithium Ion |  | TESLA |  | 13.5 | 13.5 | 5 | BTM | [5 empty] | Yes | DC-Coupled | Solar | 6.65 | 7.6
212174 |  |  | MA Smart |  |  | 2019 | Residential | NORTH EASTON | Lithium Ion |  | TESLA |  | 13.5 | 13.5 | 5 | BTM | [5 empty] | Yes | DC-Coupled | Solar |  | 7.6
213959 |  |  | MA Smart |  |  | 2019 | Residential | E LONGMEADOW | Lithium Ion |  | TESLA |  | 13.5 | 13.5 | 5 | BTM | [5 empty] | Yes | DC-Coupled | Solar |  | 7.6
214014 |  |  | MA Smart |  |  | 2019 | Residential | WESTPORT | Lithium Ion |  | TESLA |  | 13.5 | 13.5 | 5 | BTM | [5 empty] | Yes | DC-Coupled | Solar | 7.15 | 7.6
214800 |  |  | MA Smart |  |  | 2019 | Residential | LOWELL | Lithium Ion |  | TESLA |  | 13.5 | 13.5 | 5 | BTM | [5 empty] | Yes | DC-Coupled | Solar | 8.45 | 7.6
222022 |  |  | MA Smart |  |  | 2019 | Residential | WORCESTER | Lithium Ion |  | TESLA |  | 13.5 | 13.5 | 5 | BTM | [5 empty] | Yes | DC-Coupled | Solar |  | 7.6
226344 |  |  | MA Smart |  |  | 2019 | Residential | GLOUCESTER | Lithium Ion |  | PIKA ENERGY | 11.4 | 13.5 | 13.5 | 7.6 | BTM | [5 empty] | Yes | DC-Coupled | Solar |  | 7.6
230808 |  |  | MA Smart |  |  | 2019 | Residential | STURBRIDGE | Lithium Ion |  | TESLA |  | 13.5 | 13.5 | 5 | BTM | [5 empty] | Yes | DC-Coupled | Solar |  | 7.6
236990 |  |  | MA Smart |  |  | 2019 | Residential | FRANKLIN | Lithium Ion |  | TESLA |  | 13.5 | 13.5 | 5 | BTM | [5 empty] | Yes | DC-Coupled | Solar |  | 7.6
243962 |  |  | MA Smart |  |  | 2019 | Residential | ROCKPORT | Lithium Ion |  | PIKA ENERGY | 11.4 | 13.5 | 13.5 | 7.6 | BTM | [5 empty] | Yes | DC-Coupled | Solar |  | 7.6
252583 |  |  | MA Smart |  |  | 2019 | Residential | UXBRIDGE | Lithium Ion |  | TESLA | 12.6 | 13.5 | 13.5 | 5 | BTM | [5 empty] | Yes | DC-Coupled | Solar |  | 7.6
253264 |  |  | MA Smart |  |  | 2019 | Residential | NANTUCKET | Lithium Ion |  | PIKA ENERGY |  | 11.4 | 11.4 | 0.1 | BTM | [5 empty] | Yes | DC-Coupled | Solar |  | 7.6
238585 |  |  | MA Smart |  |  | 2019 | Residential | GLOUCESTER | Lithium Ion |  | PIKA ENERGY | 8.6 | 10.1 | 10.1 | 8.6 | BTM | [5 empty] | Yes | DC-Coupled | Solar |  | 7.6
241012 |  |  | MA Smart |  |  | 2019 | Residential | SEEKONK | Lithium Ion |  | TESLA |  | 10 | 10 | 5 | BTM | [5 empty] | Yes | DC-Coupled | Solar |  | 7.6
186384 |  |  | MA Smart |  |  | 2019 | Residential | NORTH EASTON | Lithium Ion |  | LG CHEM | 9.3 | 9.8 | 9.8 | 7.6 | BTM | [5 empty] | Yes | DC-Coupled | Solar |  | 7.6
187912 |  |  | MA Smart |  |  | 2019 | Residential | NORTH QUINCY | Lithium Ion |  | LG CHEM | 9.3 | 9.8 | 9.8 | 7.6 | BTM | [5 empty] | Yes | DC-Coupled | Solar |  | 7.6
190453 |  |  | MA Smart |  |  | 2019 | Residential | RANDOLPH | Lithium Ion |  | LG CHEM | 9.3 | 9.8 | 9.8 | 7.6 | BTM | [5 empty] | Yes | DC-Coupled | Solar |  | 7.6
190719 |  |  | MA Smart |  |  | 2019 | Residential | BROCKTON | Lithium Ion |  | LG CHEM | 9.3 | 9.8 | 9.8 | 7.6 | BTM | [5 empty] | Yes | DC-Coupled | Solar |  | 7.6
200678 |  |  | MA Smart |  |  | 2019 | Residential | WENHAM | Lithium Ion |  | LG CHEM | 9.3 | 9.8 | 9.8 | 7.6 | BTM | [5 empty] | Yes | DC-Coupled | Solar |  | 7.6
225771 |  |  | MA Smart |  |  | 2019 | Residential | DRACUT | Lithium Ion |  | LG CHEM | 9.3 | 9.8 | 9.8 | 7.6 | BTM | [5 empty] | Yes | DC-Coupled | Solar |  | 7.6
197508 |  |  | MA Smart |  |  | 2019 | Residential | NORTHBOROUGH | Lithium Ion |  | TESLA |  | 5 | 5 | 5 | BTM | [5 empty] | Yes | DC-Coupled | Solar |  | 7.6
210508 |  |  | MA Smart |  |  | 2019 | Residential | TYNGSBORO | Lithium Ion |  | TESLA |  | 5 | 5 | 5 | BTM | [5 empty] | Yes | DC-Coupled | Solar |  | 7.6
221645 |  |  | MA Smart |  |  | 2019 | Residential | NORTH ANDOVER | Lithium Ion |  | TESLA | 12.6 | 5 | 5 | 5 | BTM | [5 empty] | Yes | DC-Coupled | Solar |  | 7.6
241365 |  |  | MA Smart |  |  | 2019 | Residential | PEMBROKE | Lithium Ion |  | LG CHEM | 9.3 | 5 | 5 | 7.6 | BTM | [5 empty] | Yes | DC-Coupled | Solar |  | 7.6
178174 | 26003048 |  | MA Smart |  |  | 2019 | Residential | FLORENCE | Lithium Ion |  | LG CHEM | 9.3 |  | 9.3 | 7.6 | BTM | [5 empty] | Yes | DC-Coupled | Solar |  | 7.6
190277 |  |  | MA Smart |  |  | 2019 | Residential | MENDON | Lithium Ion |  | LG CHEM | 9.3 |  | 9.3 | 7.6 | BTM | [5 empty] | Yes | DC-Coupled | Solar |  | 7.6
192221 |  |  | MA Smart |  |  | 2019 | Residential | LEOMINSTER | Lithium Ion |  | LG CHEM | 9.3 |  | 9.3 | 7.6 | BTM | [5 empty] | Yes | DC-Coupled | Solar |  | 7.6
194521 |  |  | MA Smart |  |  | 2019 | Residential | NORTH ANDOVER | Lithium Ion |  | LG CHEM | 9.3 |  | 9.3 | 7.6 | BTM | [5 empty] | Yes | DC-Coupled | Solar |  | 7.6
197857 |  |  | MA Smart |  |  | 2019 | Residential | SCITUATE | Lithium Ion |  | LG CHEM | 9.3 |  | 9.3 | 7.6 | BTM | [5 empty] | Yes | DC-Coupled | Solar |  | 7.6
199566 |  |  | MA Smart |  |  | 2019 | Residential | LAWRENCE | Lithium Ion |  | LG CHEM | 9.3 |  | 9.3 | 7.6 | BTM | [5 empty] | Yes | DC-Coupled | Solar |  | 7.6
200622 |  |  | MA Smart |  |  | 2019 | Residential | BILLERICA | Lithium Ion |  | LG CHEM | 9.3 |  | 9.3 | 7.6 | BTM | [5 empty] | Yes | DC-Coupled | Solar |  | 7.6
203075 |  |  | MA Smart |  |  | 2019 | Residential | SOUTHBRIDGE | Lithium Ion |  | LG CHEM | 9.3 |  | 9.3 | 7.6 | BTM | [5 empty] | Yes | DC-Coupled | Solar |  | 7.6
258530 |  |  | MA Smart |  |  | 2019 | Residential | NANTUCKET | Lithium Ion |  | PIKA ENERGY | 17.1 |  | 17.1 | 7.6 | BTM | [5 empty] | Yes | DC-Coupled | Solar |  | 7.6
258163 |  |  | MA Smart |  |  | 2019 | Residential | NORTHAMPTON | Lithium Ion |  | SONNEN | 13.96 | 10 | 10 | 7 | BTM | [5 empty] | Yes | DC-Coupled | Solar |  | 7.6
197699 |  |  | MA Smart |  |  | 2019 | Residential | S HAMILTON | Lithium Ion |  | SONNEN |  | 10 | 10 | 7 | BTM | [5 empty] | Yes | DC-Coupled | Solar |  | 7.6
255413 |  |  | MA Smart |  |  | 2019 | Residential | FISKDALE | Lithium Ion |  | TESLA |  | 13.5 | 13.5 | 5 | BTM | [5 empty] | Yes | DC-Coupled | Solar |  | 7.6
260440 |  |  | MA Smart |  |  | 2019 | Residential | NORTHAMPTON | Lithium Ion |  | SONNEN | 8.82 | 7.5 | 7.5 | 3.6 | BTM | [5 empty] | Yes | DC-Coupled | Solar |  | 7.6
201010 |  |  | MA Smart |  |  | 2019 | Residential | SAUGUS | Lithium Ion |  | TESLA |  | 5 | 5 | 5 | BTM | [5 empty] | Yes | DC-Coupled | Solar |  | 7.6
244271 | [5 empty] | 2019 | Residential | MENDON | Lithium Ion |  | TESLA |  | 27 | 27 | 10 | BTM | [5 empty] | Yes | DC-Coupled | Solar |  | 7.6
172580 | [5 empty] | 2019 | Residential | SHUTESBURY | Lithium Ion |  | TESLA |  | 13.5 | 13.5 | 5 | BTM | [5 empty] | Yes | DC-Coupled | Solar |  | 7.6
178635 | [5 empty] | 2019 | Residential | DRACUT | Lithium Ion |  | TESLA | 5 | 13.5 | 13.5 | 5 | BTM | [5 empty] | Yes | DC-Coupled | Solar |  | 7.6
185639 | [5 empty] | 2019 | Residential | WESTFORD | Lithium Ion |  | TESLA |  | 13.5 | 13.5 | 5 | BTM | [5 empty] | Yes | DC-Coupled | Solar |  | 7.6
190265 |  |  | MA Smart |  |  | 2019 | Residential | FRANKLIN | Lithium Ion |  | TESLA |  | 13.5 | 13.5 | 5 | BTM | [5 empty] | Yes | DC-Coupled | Solar |  | 7.6
193952 |  |  | MA Smart |  |  | 2019 | Residential | E LONGMEADOW | Lithium Ion |  | TESLA |  | 13.5 | 13.5 | 5 | BTM | [5 empty] | Yes | DC-Coupled | Solar |  | 7.6
204314 |  |  | MA Smart |  |  | 2019 | Residential | WESTBOROUGH | Lithium Ion |  | TESLA |  | 13.5 | 13.5 | 5 | BTM | [5 empty] | Yes | DC-Coupled | Solar |  | 7.6
208344 |  |  | MA Smart |  |  | 2019 | Residential | SWANSEA | Lithium Ion |  | TESLA |  | 13.5 | 13.5 | 5 | BTM | [5 empty] | Yes | DC-Coupled | Solar |  | 7.6
219723 |  |  | MA Smart |  |  | 2019 | Residential | METHUEN | Lithium Ion |  | TESLA |  | 13.5 | 13.5 | 5 | BTM | [5 empty] | Yes | AC-Coupled | Solar |  | 7.54
230204 | [5 empty] | 2019 | Residential | SALEM | Lithium Ion |  | TESLA | 22.6 | 13.5 | 13.5 | 5 | BTM | [5 empty] | Yes | AC-Coupled | Solar |  | 7.54
233385 |  |  | MA Smart |  |  | 2019 | Residential | SOMERSET | Lithium Ion |  | TESLA |  | 13.5 | 13.5 | 5 | BTM | [5 empty] | Yes | AC-Coupled | Solar |  | 7.54
241215 |  |  | MA Smart |  |  | 2019 | Residential | MELROSE | Lithium Ion |  | TESLA |  | 13.5 | 13.5 | 5 | BTM | [5 empty] | Yes | AC-Coupled | Solar |  | 7.44
249036 | [5 empty] | 2019 | Commercial | GLOUCESTER | Lithium Ion |  | TESLA |  | 13.5 | 13.5 | 5 | BTM | [5 empty] | Yes | AC-Coupled | Solar |  | 7.2
173543 | [5 empty] | 2019 | Residential | WESTBOROUGH | Lithium Ion |  | TESLA |  | 5 | 5 | 5 | BTM | [5 empty] | Yes | AC-Coupled | Solar |  | 7.2
205311 | [5 empty] | 2019 | Residential | MEDFORD | Lithium Ion |  | TESLA |  | 5 | 5 | 5 | BTM | [5 empty] | Yes | AC-Coupled | Solar |  | 7.2
205312 | [5 empty] | 2019 | Residential | AMESBURY | Lithium Ion |  | TESLA |  | 5 | 5 | 5 | BTM | [5 empty] | Yes | DC-Coupled | Solar | 6.21 | 7.2
226647 |  |  | MA Smart |  |  | 2019 | Residential | ROCKPORT | Lithium Ion |  | TESLA | 10 | 5 | 5 | 5 | BTM | [5 empty] | Yes | AC-Coupled | Solar |  | 6.96
234609 |  |  | MA Smart |  |  | 2019 | Residential | MANCHESTER | Lithium Ion |  | TESLA | 10 | 5 | 5 | 5 | BTM | [5 empty] | Yes | AC-Coupled | Solar |  | 6.96
230125 |  |  | MA Smart |  |  | 2019 | Residential | MANCHESTER | Lithium Ion |  | TESLA |  | 14 | 14 | 5 | BTM | [5 empty] | Yes | AC-Coupled | Solar |  | 6.67
249471 |  |  | MA Smart |  |  | 2019 | Residential | HALIFAX | Lithium Ion |  | TESLA |  | 13.5 | 13.5 | 5 | BTM | [5 empty] | Yes | AC-Coupled | Solar |  | 6.67
197736 |  |  | MA Smart |  |  | 2019 | Residential | ROCKPORT | Lithium Ion |  | TESLA |  | 27 | 27 | 10 | BTM | [5 empty] | Yes | AC-Coupled | Solar |  | 6.67
244136 |  |  | MA Smart |  |  | 2019 | Residential | BILLERICA | Lithium Ion |  | LG CHEM | 9.3 | 19.6 | 19.6 | 3.8 | BTM | [5 empty] | Yes | AC-Coupled | Solar |  | 6.67
192755 |  |  | MA Smart |  |  | 2019 | Residential | MANCHESTER | Lithium Ion |  | TESLA |  | 13.5 | 13.5 | 5 | BTM |  |  |  |  | 25066755 | Yes | AC-Coupled | Solar |  | 6.6
202337 |  |  | MA Smart |  |  | 2019 | Residential | WORCESTER | Lithium Ion |  | TESLA |  | 13.5 | 13.5 | 5 | BTM |  |  |  |  | 25003238 | Yes | AC-Coupled | Solar | 7.32 | 6.6
215916 |  |  | MA Smart |  |  | 2019 | Residential | W BRIDGEWATER | Lithium Ion |  | TESLA |  | 13.5 | 13.5 | 5 | BTM |  |  |  |  | 24955935 | Yes | AC-Coupled | Solar | 8.1 | 6.6
246762 |  |  | MA Smart |  |  | 2019 | Residential | WESTBOROUGH | Lithium Ion |  | TESLA |  | 13.5 | 13.5 | 5 | BTM |  |  |  |  | 25262012 | Yes | AC-Coupled | Solar | 7.8 | 6.6
247003 |  |  | MA Smart |  |  | 2019 | Residential | REVERE | Lithium Ion |  | TESLA |  | 13.5 | 13.5 | 5 | BTM | [5 empty] | Yes | AC-Coupled | Solar |  | 6.6
247453 |  |  | MA Smart |  |  | 2019 | Residential | ATTLEBORO | Lithium Ion |  | TESLA |  | 13.5 | 13.5 | 5 | BTM | [5 empty] | Yes | AC-Coupled | Solar | 8.45 | 6.6
196581 |  |  | MA Smart |  |  | 2019 | Residential | BROCKTON | Lithium Ion |  | LG CHEM | 9.3 |  | 9.3 | 3.8 | BTM | [5 empty] | Yes | AC-Coupled | Solar | 7.15 | 6.6
241860 |  |  | MA Smart |  |  | 2019 | Residential | E LONGMEADOW | Lithium Ion |  | TESLA | 8.48 | 13.5 | 13.5 | 5 | BTM | [5 empty] | Yes | AC-Coupled | Solar |  | 6.48
225946 |  |  | MA Smart |  |  | 2019 | Residential | QUINCY | Lithium Ion |  | TESLA |  | 13.5 | 13.5 | 5 | BTM | [5 empty] | Yes | AC-Coupled | Solar |  | 6.48
215871 |  |  | MA Smart |  |  | 2019 | Residential | WILLIAMSTOWN | Lithium Ion |  | LITEPLAN | 5.12 |  | 5.12 | 5 | BTM | [5 empty] | Yes | AC-Coupled | Solar | 7.4 | 6.4
|  | NANTUCKET BESS - BUNKER ROAD | Utility-Owned Storage - T&D |  |  | 2019 | Utility-Owned Distribution | NANTUCKET | Lithium Ion |  | TESLA |  | 48000 | 48000 | 6000 | FTM | Reliability and Resiliency |  |  |  |  | Yes | AC-Coupled | Solar |  | 6.38
183975 | [5 empty] | 2018 | Residential | W STOCKBRIDGE | Lithium Ion |  | PIKA ENERGY | 14.3 |  | 14.3 | 7.6 | BTM | [5 empty] | Yes | AC-Coupled | Solar |  | 6.24
184483 | [5 empty] | 2018 | Residential | E LONGMEADOW | Lithium Ion |  | LG CHEM | 9.3 |  | 9.3 | 7.6 | [6 empty] | Yes | AC-Coupled | Solar |  | 6.09
185990 | [5 empty] | 2018 | Residential | BROCKTON | Lithium Ion |  | LG CHEM | 9.3 |  | 9.3 | 7.6 | BTM | [5 empty] | Yes | AC-Coupled | Solar |  | 6
189369 | [5 empty] | 2018 | Residential | ROCKPORT | Lithium Ion |  | PIKA ENERGY | 11.4 |  | 11.4 | 7.6 | BTM |  |  |  |  | 23197148 | Yes | AC-Coupled | Solar | 7.8 | 6
186415 | [5 empty] | 2018 | Residential | NORTHAMPTON | Lithium Ion |  | LG CHEM | 9.3 |  | 9.3 | 7.6 | BTM |  |  |  |  | 23572949 | Yes | AC-Coupled | Solar | 6.5 | 6
187717 | [5 empty] | 2018 | Residential | ROCKPORT | Lithium Ion |  | LG CHEM | 9.3 |  | 9.3 | 7.6 | BTM |  |  |  |  | 25178857 | Yes | AC-Coupled | Solar | 6.5 | 6
176239 | 19351038 |  |  |  |  | 2018 | Company Use2 | SHIRLEY | Lithium Ion |  | TESLA |  | 1000 | 1000 | 500 | FTM | Renewable Energy Integration (e.g., Ramping, Smoothing) |  |  |  |  | Yes | AC-Coupled | Solar | 7.32 | 6
177730 | [5 empty] | 2018 | Residential | ANDOVER | Lithium Ion |  | TESLA |  | 27 | 27 | 10 | BTM | [5 empty] | Yes | AC-Coupled | Solar |  | 6
178069 | 25280291 |  |  |  |  | 2018 | Residential | NORTH ANDOVER | Lithium Ion |  | TESLA |  | 27 | 27 | 10 | BTM | [5 empty] | Yes | AC-Coupled | Solar |  | 6
178419 | [5 empty] | 2018 | Residential | ANDOVER | Lithium Ion |  | TESLA |  | 27 | 27 | 10 | BTM | [5 empty] | Yes | AC-Coupled | Solar |  | 6
172168 | [5 empty] | 2018 | Residential | SEEKONK | Lithium Ion |  | LG CHEM | 9.3 |  | 9.3 | 7.6 | BTM | [5 empty] | Yes | AC-Coupled | Solar | 6.3 | 6
169807 | [5 empty] | 2018 | Residential | SWAMPSCOTT | Lithium Ion |  | TESLA |  | 40.5 | 40.5 | 15 | BTM | [5 empty] | Yes | AC-Coupled | Solar |  | 6
166554 | [5 empty] | 2018 | Residential | BOXFORD | Lithium Ion |  | TESLA |  | 27 | 27 | 10 | BTM | [5 empty] | Yes | DC-Coupled | Solar |  | 6
170529 | [5 empty] | 2018 | Residential | MAGNOLIA | Lithium Ion |  | TESLA |  | 27 | 27 | 10 | BTM | [5 empty] | Yes | AC-Coupled | Solar |  | 6
161654 | 24972048 |  |  |  |  | 2018 | Residential | NORTHBOROUGH | Lithium Ion |  | TESLA |  | 13.5 | 13.5 | 5 | BTM | [5 empty] | Yes | AC-Coupled | Solar |  | 6
166770 | [5 empty] | 2018 | Residential | SEEKONK | Lithium Ion |  | TESLA |  | 13.5 | 13.5 | 5 | BTM | [5 empty] | Yes | DC-Coupled | Solar |  | 6
171193 | [5 empty] | 2018 | Residential | NORTH ANDOVER | Lithium Ion |  | TESLA |  | 13.5 | 13.5 | 5 | BTM | [5 empty] | Yes | DC-Coupled | Solar |  | 6
172526 | [5 empty] | 2018 | Residential | W STOCKBRIDGE | Lithium Ion |  | TESLA |  | 5 | 5 | 5 | BTM | [5 empty] | Yes | AC-Coupled | Solar |  | 5.8
160119 | 24379333 |  |  |  |  | 2018 | Residential | HARVARD | Lithium Ion |  | SONNEN |  | 32 | 32 | 16 | BTM | [5 empty] | Yes | AC-Coupled | Solar |  | 5.8
162629 | 25133880 |  |  |  |  | 2018 | Residential | NORTH ANDOVER | Lithium Ion |  | DELTA | 6.6 | 13.5 | 13.5 | 5 | [6 empty] | Yes | AC-Coupled | Solar |  | 5.76
162623 | 25114270 |  |  |  |  | 2018 | Industrial | NORTH ANDOVER | Lithium Ion |  | PIKA ENERGY | 10 |  | 10 | 11.4 | BTM | [5 empty] | Yes | AC-Coupled | Solar |  | 5.76
173816 | [5 empty] | 2018 | Commercial | NANTUCKET | Lithium Ion |  | PIKA ENERGY | 10 |  | 10 | 11.4 | BTM | [5 empty] | Yes | AC-Coupled | Solar |  | 5.76
201347 | [5 empty] | 2018 | Residential | AYER | Lithium Ion |  | TESLA |  | 13.5 | 13.5 | 5 | BTM | [5 empty] | Yes | AC-Coupled | Solar |  | 5.52
162305 | 25278334 |  |  |  |  | 2018 | Residential | ORANGE | Lithium Ion |  | TESLA | 10.2 | 13.5 | 13.5 | 5 | BTM | [5 empty] | Yes | AC-Coupled | Solar |  | 5.51
161494 | 25062684 |  |  |  |  | 2018 | Residential | SHUTESBURY | Lithium Ion |  | TESLA | 10 | 27 | 27 | 10 | BTM | [5 empty] | Yes | AC-Coupled | Solar |  | 5.22
169832 | [5 empty] | 2018 | Residential | WESTFORD | Lithium Ion |  | TESLA |  | 27 | 27 | 10 | BTM |  |  |  |  | 25207191 | Yes | AC-Coupled | Solar | 5.85 | 5.2
178240 | 25832479 |  |  |  |  | 2018 | Residential | NEWBURY | Lithium Ion |  | TESLA | 10 | 27 | 27 | 10 | BTM |  |  |  |  | 25162226 | Yes | AC-Coupled | Solar | 6.83 | 5.2
167700 | [5 empty] | 2018 | Residential | WESTMINSTER | Lithium Ion |  | TESLA |  | 13.5 | 13.5 | 5 | BTM | [5 empty] | Yes | AC-Coupled | Solar |  | 5.2
184850 | [5 empty] | 2018 | Residential | LINWOOD | Lithium Ion |  | TESLA |  | 13.5 | 13.5 | 5 | BTM | [5 empty] | Yes | AC-Coupled | Solar | 5.85 | 5.2
196522 |  |  | MA Smart |  |  | 2018 | Residential | FOXBORO | Lithium Ion |  | TESLA |  | 13.5 | 13.5 | 5 | BTM | [5 empty] | Yes | AC-Coupled | Solar | 5.2 | 5.2
197623 |  |  | MA Smart |  |  | 2018 | Residential | N BILLERICA | Lithium Ion |  | TESLA |  | 13.5 | 13.5 | 5 | BTM | [5 empty] | Yes | AC-Coupled | Solar |  | 5.04
198903 |  |  | MA Smart |  |  | 2018 | Residential | TOPSFIELD | Lithium Ion |  | TESLA |  | 13.5 | 13.5 | 5 | BTM | [5 empty] | Yes | AC-Coupled | Solar |  | 5
168823 | [5 empty] | 2018 | Residential | UPTON | Lithium Ion |  | TESLA | 14.8 | 13.5 | 13.5 | 5 | BTM | [5 empty] | Yes | AC-Coupled | Solar |  | 5
170684 | [5 empty] | 2018 | Residential | HAMILTON | Lithium Ion |  | TESLA |  | 13.5 | 13.5 | 5 | BTM |  |  |  |  | 25128344 | Yes | AC-Coupled | Solar |  | 5
171438 | [5 empty] | 2018 | Residential | REVERE | Lithium Ion |  | TESLA |  | 27 | 27 | 10 | BTM | [5 empty] | Yes | AC-Coupled | Solar |  | 5
162118 | 25227417 |  |  |  |  | 2018 | Residential | HAVERHILL | Lithium Ion |  | DELTA | 8.8 | 5 | 5 | 5 | [6 empty] | No | AC-Coupled | None |  | 5
162751 | 25198031 |  |  |  |  | 2018 | Residential | WEYMOUTH | Lithium Ion |  | TESLA |  | 13.5 | 13.5 | 5 | BTM | [5 empty] | Yes | AC-Coupled | Solar |  | 5
166920 | [5 empty] | 2018 | Residential | GLOUCESTER | Lithium Ion |  | TESLA |  | 13.5 | 13.5 | 5 | BTM |  |  |  |  | 26093273 | Yes | AC-Coupled | Solar |  | 5
168459 | [5 empty] | 2018 | Residential | MANCHESTER | Lithium Ion |  | TESLA | 12.6 | 13.5 | 13.5 | 5 | BTM | [5 empty] | Yes | AC-Coupled | Solar |  | 5
168812 | [5 empty] | 2018 | Residential | WESTPORT | Lithium Ion |  | TESLA |  | 13.5 | 13.5 | 5 | BTM | [5 empty] | Yes | AC-Coupled | Solar | 4.88 | 5
186484 |  |  | MA Smart |  |  | 2018 | Residential | NORTH EASTON | Lithium Ion |  | TESLA |  | 13.5 | 13.5 | 5 | BTM | [5 empty] | Yes | AC-Coupled | Solar | 5.67 | 5
170735 | [5 empty] | 2018 | Residential | LAWRENCE | Lithium Ion |  | LG CHEM | 9.3 | 9.8 | 9.8 | 7.6 | BTM | [5 empty] | Yes | AC-Coupled | Solar | 6.41 | 5
173514 | [5 empty] | 2018 | Residential | MILFORD | Lithium Ion |  | LG CHEM | 9.3 | 9.8 | 9.8 | 7.6 | BTM | [5 empty] | Yes | AC-Coupled | Solar | 4.5 | 5
173653 | [5 empty] | 2018 | Residential | CLINTON | Lithium Ion |  | LG CHEM | 9.3 | 9.8 | 9.8 | 7.6 | BTM | [5 empty] | Yes | AC-Coupled | Solar | 5.67 | 5
173982 | [5 empty] | 2018 | Residential | BROCKTON | Lithium Ion |  | LG CHEM | 9.3 | 9.8 | 9.8 | 7.6 | BTM | [5 empty] | Yes | AC-Coupled | Solar |  | 5
183631 | [5 empty] | 2018 | Residential | DUNSTABLE | Lithium Ion |  | LG CHEM | 9.3 | 9.8 | 9.8 | 7.6 | BTM | [5 empty] | Yes | AC-Coupled | Solar | 5.94 | 5
184393 | [5 empty] | 2018 | Residential | MARLBOROUGH | Lithium Ion |  | LG CHEM | 9.3 | 9.8 | 9.8 | 7.6 | BTM | [5 empty] | Yes | AC-Coupled | Solar | 8.19 | 5
184549 | [5 empty] | 2018 | Residential | BRIDGEWATER | Lithium Ion |  | LG CHEM | 9.3 | 9.8 | 9.8 | 7.6 | BTM | [5 empty] | No | AC-Coupled | None |  | 5
184724 | [5 empty] | 2018 | Residential | LEICESTER | Lithium Ion |  | LG CHEM | 9.3 | 9.8 | 9.8 | 7.6 | BTM | [5 empty] | Yes | Separate PCC | Other |  | 5
185123 | [5 empty] | 2018 | Residential | ANDOVER | Lithium Ion |  | LG CHEM | 9.3 | 9.8 | 9.8 | 7.6 | BTM | [5 empty] | Yes | AC-Coupled | Solar |  | 5
185576 | [5 empty] | 2018 | Residential | LAWRENCE | Lithium Ion |  | LG CHEM | 9.3 | 9.8 | 9.8 | 7.6 | BTM | [5 empty] | Yes | Separate PCC | Other |  | 5
185994 | [5 empty] | 2018 | Residential | METHUEN | Lithium Ion |  | LG CHEM | 9.3 | 9.8 | 9.8 | 7.6 | BTM | [5 empty] | Yes | DC-Coupled | Solar |  | 5
186025 | [5 empty] | 2018 | Residential | BARRE | Lithium Ion |  | LG CHEM | 9.3 | 9.8 | 9.8 | 7.6 | BTM | [5 empty] | Yes | AC-Coupled | Solar |  | 5
186372 | [5 empty] | 2018 | Residential | WINCHENDON | Lithium Ion |  | LG CHEM | 9.3 | 9.8 | 9.8 | 7.6 | BTM | [5 empty] | Yes | AC-Coupled | Solar |  | 5
188109 | [5 empty] | 2018 | Residential | BROCKTON | Lithium Ion |  | LG CHEM | 9.3 | 9.8 | 9.8 | 7.6 | BTM | [5 empty] | Yes | AC-Coupled | Solar |  | 5
188464 | [5 empty] | 2018 | Residential | WEYMOUTH | Lithium Ion |  | LG CHEM | 9.3 | 9.8 | 9.8 | 7.6 | BTM | [5 empty] | Yes | AC-Coupled | Solar |  | 5
183956 | [5 empty] | 2018 | Residential | FOXBORO | Lithium Ion |  | TESLA |  | 5 | 5 | 5 | BTM | [5 empty] | Yes | AC-Coupled | Battery Add-On |  | 5
162079 | 25212372 |  |  |  |  | 2018 | Residential | WORCESTER | Lithium Ion |  | LG CHEM | 9.3 |  | 9.3 | 7.6 | BTM | [5 empty] | Yes | AC-Coupled | Solar | 4.68 | 5
166159 | [5 empty] | 2018 | Residential | WESTMINSTER | Lithium Ion |  | LG CHEM | 9.3 |  | 9.3 | 7.6 | BTM | [5 empty] | Yes | AC-Coupled | Solar | 6.18 | 5
166355 | [5 empty] | 2018 | Residential | SOUTHBRIDGE | Lithium Ion |  | LG CHEM | 9.3 |  | 9.3 | 7.6 | BTM | [5 empty] | Yes | AC-Coupled | Solar |  | 5
166357 | [5 empty] | 2018 | Residential | LOWELL | Lithium Ion |  | LG CHEM | 9.3 |  | 9.3 | 7.6 | BTM | [5 empty] | Yes | AC-Coupled | Solar |  | 5
171535 | [5 empty] | 2018 | Residential | LEEDS | Lithium Ion |  | PIKA ENERGY | 15 |  | 15 | 7.6 | BTM | [5 empty] | Yes | AC-Coupled | Solar |  | 5
171670 | [5 empty] | 2018 | Residential | LOWELL | Lithium Ion |  | LG CHEM | 9.3 |  | 9.3 | 7.6 | BTM | [5 empty] | Yes | AC-Coupled | Solar |  | 5
172456 | [5 empty] | 2018 | Residential | WORCESTER | Lithium Ion |  | LG CHEM | 9.3 |  | 9.3 | 7.6 | BTM | [5 empty] | Yes | AC-Coupled | Solar |  | 5
172531 | [5 empty] | 2018 | Residential | BROCKTON | Lithium Ion |  | LG CHEM | 9.3 |  | 9.3 | 7.6 | BTM | [5 empty] | Yes | AC-Coupled | Solar |  | 5
172586 | [5 empty] | 2018 | Residential | FLORENCE | Lithium Ion |  | LG CHEM | 9.3 |  | 9.3 | 7.6 | BTM | [5 empty] | Yes | DC-Coupled | Solar |  | 2000
173035 | [5 empty] | 2018 | Residential | RANDOLPH | Lithium Ion |  | LG CHEM | 9.3 |  | 9.3 | 7.6 | BTM | [5 empty] | Yes | AC-Coupled | Solar |  | 5
173112 | [5 empty] | 2018 | Residential | CHARLTON | Lithium Ion |  | LG CHEM | 9.3 |  | 9.3 | 7.6 | BTM | [5 empty] | Yes | AC-Coupled | Solar | 5.12 | 4.64
183896 | [5 empty] | 2018 | Residential | WOLLASTON | Lithium Ion |  | LG CHEM | 9.3 |  | 9.3 | 7.6 | BTM | [5 empty] | Yes | AC-Coupled | Solar | 5.58 | 4.5
185490 | [5 empty] | 2018 | Residential | ATTLEBORO | Lithium Ion |  | LG CHEM | 9.3 |  | 9.3 | 7.6 | BTM | [5 empty] | Yes | AC-Coupled | Solar |  | 4.32
188568 | [5 empty] | 2018 | Residential | LEOMINSTER | Lithium Ion |  | LG CHEM | 9.3 |  | 9.3 | 7.6 | BTM | [5 empty] | Yes | AC-Coupled | Solar |  | 4.32
189534 | [5 empty] | 2018 | Residential | ROCKPORT | Lithium Ion |  | LG CHEM | 9.3 |  | 9.3 | 7.6 | BTM | [5 empty] | Yes | AC-Coupled | Solar | 2.1 | 4.2
189554 | [5 empty] | 2018 | Residential | WORCESTER | Lithium Ion |  | LG CHEM | 9.3 |  | 9.3 | 7.6 | BTM | [5 empty] | Yes | AC-Coupled | Solar |  | 3.84
189653 | [5 empty] | 2018 | Residential | GOSHEN | Lithium Ion |  | LG CHEM | 9.3 |  | 9.3 | 7.6 | BTM | [5 empty] | Yes | AC-Coupled | Solar |  | 3.8
189811 | [5 empty] | 2018 | Residential | LOWELL | Lithium Ion |  | LG CHEM | 9.3 |  | 9.3 | 7.6 | BTM | [5 empty] | Yes | AC-Coupled | Solar | 4.41 | 3.8
190131 | [5 empty] | 2018 | Residential | GARDNER | Lithium Ion |  | LG CHEM | 9.3 |  | 9.3 | 7.6 | BTM | [5 empty] | Yes | AC-Coupled | Solar |  | 3.8
190402 | [5 empty] | 2018 | Residential | WRENTHAM | Lithium Ion |  | LG CHEM | 9.3 |  | 9.3 | 7.6 | BTM | [5 empty] | Yes | AC-Coupled | Solar |  | 3.8
192531 | [5 empty] | 2018 | Residential | LAWRENCE | Lithium Ion |  | LG CHEM | 9.3 |  | 9.3 | 7.6 | BTM | [5 empty] | Yes | DC-Coupled | Solar | 5.04 | 3.8
192604 | [5 empty] | 2018 | Residential | WORCESTER | Lithium Ion |  | LG CHEM | 9.3 |  | 9.3 | 7.6 | BTM | [5 empty] | Yes | AC-Coupled | Solar | 3.78 | 3.8
193235 | [5 empty] | 2018 | Residential | W STOCKBRIDGE | Lithium Ion |  | LG CHEM | 9.3 |  | 9.3 | 7.6 | BTM | [5 empty] | Yes | AC-Coupled | Solar | 2.28 | 3.8
193491 |  |  | MA Smart |  |  | 2018 | Residential | WORCESTER | Lithium Ion |  | LG CHEM | 9.3 |  | 9.3 | 7.6 | BTM | [5 empty] | Yes | AC-Coupled | Solar | 3.78 | 3.8
194490 |  |  | MA Smart |  |  | 2018 | Residential | CHARLTON | Lithium Ion |  | LG CHEM | 9.3 |  | 9.3 | 7.6 | BTM | [5 empty] | Yes | AC-Coupled | Solar | 4.2 | 3.8
170624 | [5 empty] | 2018 | Residential | NEWBURY | Lithium Ion |  | OUTBACK | 9.6 |  | 9.6 | 5 | BTM | [5 empty] | Yes | AC-Coupled | Solar | 4.58 | 3.8
161531 | 25066755 |  |  |  |  | 2018 | Residential | BARRE | Lithium Ion |  | TESLA | 11.6 | 13.5 | 13.5 | 5 | BTM | [5 empty] | Yes | AC-Coupled | Solar | 4.1 | 3.8
161719 | 25003238 |  |  |  |  | 2018 | Residential | NORTH EASTON | Lithium Ion |  | TESLA |  | 13.5 | 13.5 | 5 | BTM | [5 empty] | Yes | AC-Coupled | Solar | 4.1 | 3.8
161745 | 24955935 |  |  |  |  | 2018 | Residential | LEOMINSTER | Lithium Ion |  | TESLA |  | 13.5 | 13.5 | 5 | BTM | [5 empty] | Yes | AC-Coupled | Solar | 4.1 | 3.8
162225 | 25262012 |  |  |  |  | 2018 | Residential | ANDOVER | Lithium Ion |  | TESLA |  | 13.5 | 13.5 | 5 | BTM | [5 empty] | Yes | AC-Coupled | Solar |  | 3.8
166864 | [5 empty] | 2018 | Residential | WESTPORT | Lithium Ion |  | TESLA |  | 13.5 | 13.5 | 5 | BTM | [5 empty] | Yes | AC-Coupled | Solar |  | 3.8
167261 | [5 empty] | 2018 | Residential | WESTMINSTER | Lithium Ion |  | TESLA |  | 13.5 | 13.5 | 5 | BTM | [5 empty] | Yes | AC-Coupled | Solar |  | 3.8
174032 |  |  | MA Smart |  |  | 2018 | Residential | WESTBOROUGH | Lithium Ion |  | TESLA |  | 5 | 5 | 5 | BTM | [5 empty] | Yes | DC-Coupled | Solar |  | 3.8
170741 | [5 empty] | 2018 | Residential | STURBRIDGE | Lithium Ion |  | TESLA |  | 13.5 | 13.5 | 5 | BTM | [5 empty] | Yes | AC-Coupled | Solar |  | 3.8
162379 | 25178857 |  |  |  |  | 2018 | Residential | SALEM | Lithium Ion |  | TESLA |  | 13.5 | 13.5 | 5 | BTM | [5 empty] | Yes | AC-Coupled | Solar |  | 3.8
184865 |  |  | MA Smart |  |  | 2018 | Residential | HANSON | Lithium Ion |  | TESLA |  | 13.5 | 13.5 | 5 | BTM | [5 empty] | Yes | DC-Coupled | Solar |  | 3.8
194157 | [5 empty] | 2018 | Residential | ATTLEBORO | Lithium Ion |  | TESLA |  | 13.5 | 13.5 | 5 | BTM | [5 empty] | Yes | DC-Coupled | Solar |  | 3.8
162061 | 25207191 |  |  |  |  | 2018 | Residential | NEWBURYPORT | Lithium Ion |  | TESLA |  | 13.5 | 13.5 | 5 | BTM | [5 empty] | Yes | DC-Coupled | Solar |  | 3.8
162593 | 25162226 |  |  |  |  | 2018 | Residential | HARDWICK | Lithium Ion |  | TESLA |  | 13.5 | 13.5 | 5 | BTM | [5 empty] | Yes | DC-Coupled | Solar |  | 3.8
168469 | [5 empty] | 2018 | Residential | DIGHTON | Lithium Ion |  | TESLA | 10.2 | 13.5 | 13.5 | 5 | BTM | [5 empty] | Yes | DC-Coupled | Solar | 4.29 | 3.8
183851 |  |  | MA Smart |  |  | 2018 | Residential | S GRAFTON | Lithium Ion |  | TESLA |  | 5 | 5 | 5 | BTM | [5 empty] | Yes | DC-Coupled | Solar |  | 3.8
162534 | 25128344 |  |  |  |  | 2018 | Residential | SCITUATE | Lithium Ion |  | TESLA | 5 | 13.5 | 13.5 | 5 | BTM | [5 empty] | Yes | DC-Coupled | Solar |  | 3.77
169528 | [5 empty] | 2018 | Residential | SEEKONK | Lithium Ion |  | TESLA | 10 | 13.5 | 13.5 | 5 | BTM | [5 empty] | Yes | AC-Coupled | Solar | 3.3 | 3.6
172993 | [5 empty] | 2018 | Residential | BERLIN | Lithium Ion |  | TESLA |  | 13.5 | 13.5 | 5 | BTM | [5 empty] | Yes | AC-Coupled | Solar |  | 3.6
174044 |  |  | MA Smart |  |  | 2018 | Residential | ANDOVER | Lithium Ion |  | TESLA |  | 5 | 5 | 5 | BTM | [5 empty] | Yes | AC-Coupled | Solar |  | 3.48
168282 | [5 empty] | 2018 | Residential | BERLIN | Lithium Ion |  | TESLA |  | 13.5 | 13.5 | 5 | BTM | [5 empty] | Yes | AC-Coupled | Solar |  | 3
190278 | [5 empty] | 2018 | Residential | BILLERICA | Lithium Ion |  | TESLA |  | 13.5 | 13.5 | 5 | BTM |  |  |  |  | 24958636 | Yes | AC-Coupled | Solar | 3 | 3
194751 |  |  | MA Smart |  |  | 2018 | Residential | SALEM | Lithium Ion |  | TESLA |  | 13.5 | 13.5 | 5 | BTM | [5 empty] | Yes | AC-Coupled | Solar | 3.05 | 3
168580 | [5 empty] | 2018 | Residential | DUDLEY | Lithium Ion |  | TESLA |  | 27 | 27 | 10 | BTM | [5 empty] | Yes | AC-Coupled | Solar | 2.6 | 3
186376 |  |  | MA Smart |  |  | 2018 | Residential | QUINCY | Lithium Ion |  | TESLA |  | 13.5 | 13.5 | 5 | BTM | [5 empty] | Yes | AC-Coupled | Solar |  | 3
176239 |  | SOLAR PHASE II - PATTERSON RD, SHIRLEY | Utility-Owned Storage - R&D |  |  | 2018 | Utility-Owned Distribution | SHIRLEY | Lithium Ion |  | TESLA |  | 1000 | 1000 | 500 | FTM | Generation Support (e.g., Peaker Replacement) |  |  |  |  | Yes | AC-Coupled | Solar |  | 3
176189 |  | INNOVATIVE ENGINEERING SOLUTIONS INC | Utility-Owned Storage - R&D |  |  | 2017 | Utility-Owned Distribution | WORCESTER | Liquid Flow Battery |  | VIONX ENERGY | 3180 | 3000 | 3000 | 500 | Standalone | Renewable Energy Integration (e.g., Ramping, Smoothing) |  |  |  |  | Yes | DC-Coupled | Solar |  | 2.9
161785 | 24955942 |  |  |  |  | 2017 | Residential | MELROSE | Lithium Ion |  | TESLA | 10 | 13.5 | 13.5 | 5 | BTM | [5 empty] | Yes | AC-Coupled | Solar |  | 2.61
167826 | [5 empty] | 2017 | Residential | RANDOLPH | Lithium Ion |  | TESLA | 5 | 13.5 | 13.5 | 5 | BTM | [5 empty] | Yes | AC-Coupled | Solar |  | 2.4
148173 | 22333557 |  |  |  |  | 2017 | Residential | ATTLEBORO | Lithium Ion |  | TESLA |  | 13.5 | 13.5 | 5 | BTM | [5 empty] | Yes | AC-Coupled | Solar |  | 2.03
177286 | 22071923 |  |  |  |  | 2017 | Residential | NORWELL | Lithium Ion |  | TESLA |  | 13.5 | 13.5 | 5 | BTM |  | Power Quality (e.g., Voltage/VAR Support) | Reliability and Resiliency |  | 24210886 | Yes | AC-Coupled | Solar | 2518 | 3469
151961 | 23197148 |  |  |  |  | 2017 | Residential | HUBBARDSTON | Lithium Ion |  | TESLA |  | 13.5 | 13.5 | 5 | BTM | [5 empty] | Yes | AC-Coupled | Solar |  | 1.92
153342 | 23572949 |  |  |  |  | 2017 | Residential | SOMERSET | Lithium Ion |  | TESLA |  | 13.5 | 13.5 | 5 | BTM |  | Peak Shaving/Load Leveling | Power Quality (e.g., Voltage/VAR Support) |  | 19351038 | yes | AC-Coupled | solar | 999 | 1000
161843 | 24958636 |  |  |  |  | 2017 | Residential | HALIFAX | Lithium Ion |  | TESLA |  | 13.5 | 13.5 | 5 | BTM | [5 empty] | yes | AC-Coupled | Diesel/grid supplied |  | 10000

## Pipeline Projects
Pipeline Projects
Energy Storage System | [21 empty] | GENERATION
Case Number | DG WR Number | Common Project Name | Policy Source 1 | Policy Source 2 | Other Source | Interconnection Status | Customer Type | City/Town | Year | Technology Type | Other Technology | Manufactuer | Energy kWh (DC) | Energy kWh (AC) |  | Capacity kW (AC) | Installation Type | Application / Intended use #1 | Application/ Intended Use #2 | Application/ Intended Use #3 | Other - Application/ Intended Use | DG WR Number | Storage Co-Located with DG/ Generation? | System Configuration Type | DG/ Generation Type | Capacity kW (DC) | Capacity kW (AC)
290747 | [5 empty] | Group Study | Commercial | WESTMINSTER |  | Lithium Ion |  | SUNGROW |  | 18000 |  | 12000 | STANDALONE | [5 empty] | Yes | AC-Coupled | Other |  | 36000
321965 |  |  | MA Smart |  |  | Application | Commercial | CLINTON |  | Lithium Ion |  | POWER ELECTRONICS |  | 10500 |  | 2125 | STANDALONE | [5 empty] | Yes | DC-Coupled | Solar |  | 10630
291641 | [5 empty] | Screening | Commercial | ADAMS |  | Lithium Ion |  | SMA |  | 20000 |  | 4990 | STANDALONE | [5 empty] | Yes | AC-Coupled | Other |  | 4500
291768 | [5 empty] | Study | Commercial | SWANSEA |  | Lithium Ion |  | SMA | 2000 | 20000 |  | 4990 | STANDALONE | [5 empty] | Yes | AC-Coupled | Other |  | 4500
297893 | [5 empty] | Application | Commercial | REHOBOTH |  | Lithium Ion |  | SMA | 2000 | 20000 |  | 4990 | STANDALONE | [5 empty] | Yes | AC-Coupled | Other |  | 4500
289979 | [5 empty] | Application | Commercial | LEICESTER |  | Lithium Ion |  | SMA |  | 10000 |  | 4990 | STANDALONE | [5 empty] | Yes | AC-Coupled | Other |  | 2500
297954 | [5 empty] | Application | Commercial | MENDON |  | Lithium Ion |  | SMA |  | 10000 |  | 4990 | STANDALONE | [5 empty] | Yes | AC-Coupled | Other |  | 2500
315126 | [5 empty] | Application | Commercial | CHARLTON |  | Lithium Ion |  | SMA |  | 10000 |  | 4990 | STANDALONE | [5 empty] | Yes | AC-Coupled | Other |  | 2500
293617 | [5 empty] | Application | Commercial | NORTHBRIDGE |  | Lithium Ion |  | SMA |  | 10000 |  | 4990 | STANDALONE | [5 empty] | Yes | AC-Coupled | Other |  | 5000
244368 |  |  | MA Smart |  |  | Study | Commercial | EAST LONGMEADOW |  | Lithium Ion |  | POWER ELECTRONICS |  | 8000 |  | 3000 | STANDALONE | Wholesale Market (i.e., Energy, Capacity, Ancillary Services) | Peak Shaving/ Load Leveling |  |  |  | Yes | AC-Coupled | Solar | 7259.2 | 9000
197015 |  |  | MA Smart |  |  | Study | Commercial | FLORIDA |  | Lithium Ion |  | SUNGROW |  | 8000 |  | 4000 | FTM | Wholesale Market (i.e., Energy, Capacity, Ancillary Services) | Renewable Energy Integration (e.g., Ramping, Smoothing) |  |  |  | Yes | AC-Coupled | Solar | 7000.26 | 8980
178155 | 25559704 |  | MA Smart |  |  | Study | Commercial | BELLINGHAM |  | Lithium Ion |  | POWER ELECTRONICS | 10000 | 9000 |  | 2250 | FTM |  |  |  |  | 25559704 | Yes | AC-Coupled | Solar |  | 7040
177841 | 25188219 |  | MA Smart |  |  | Conditional Approval | Commercial | NORTHBRIDGE |  | Lithium Ion |  | BYD |  | 1000 |  | 500 | STANDALONE | Wholesale Market (i.e., Energy, Capacity, Ancillary Services) | Renewable Energy Integration (e.g., Ramping, Smoothing) | Reliability and Resiliency |  | 25188219 | Yes | AC-Coupled | Solar | 7619 | 8980
178492 | 25460255 |  | MA Smart |  |  | Design | Commercial | NORTHBRIDGE |  | Lithium Ion |  | BYD |  | 1000 |  | 500 | STANDALONE | Wholesale Market (i.e., Energy, Capacity, Ancillary Services) | Renewable Energy Integration (e.g., Ramping, Smoothing) |  |  | 25460255 | Yes | AC-Coupled | Solar | 7619 | 8980
178493 | 25460259 |  | MA Smart |  |  | Design | Commercial | NORTHBRIDGE |  | Lithium Ion |  | BYD |  | 1000 |  | 500 | STANDALONE | Wholesale Market (i.e., Energy, Capacity, Ancillary Services) | Renewable Energy Integration (e.g., Ramping, Smoothing) |  |  | 25460259 | Yes | AC-Coupled | Solar | 7619 | 8980
178572 | 25502268 |  | MA Smart |  |  | Study | Commercial | MILLBURY |  | Lithium Ion |  | SUNGROW |  | 8000 |  | 4000 | STANDALONE | Wholesale Market (i.e., Energy, Capacity, Ancillary Services) | Peak Shaving/ Load Leveling |  |  | 25502268 | Yes | AC-Coupled | Solar | 7619 | 8730
257041 |  |  | MA Smart |  |  | Study | Commercial | DUNSTABLE |  | Lithium Ion |  | NEC ENERGY SOLUTIONS |  | 7000 |  | 3500 | STANDALONE | [5 empty] | Yes | DC-Coupled | Solar |  | 4890
185409 |  |  | MA Smart |  |  | Construction | Commercial | DUNSTABLE |  | Lithium Ion |  | POWER ELECTRONICS | 20000 |  |  | 5000 | STANDALONE | Renewable Energy Integration (e.g., Ramping, Smoothing) |  |  |  |  | Yes | DC-Coupled | Solar |  | 8300
188705 | [5 empty] | Group Study | Commercial | WARREN |  | Lithium Ion |  | SUNGROW |  | 6000 |  | 3000 | BTM | [5 empty] | Yes | DC-Coupled | Solar |  | 7999
189869 |  |  | MA Smart |  |  | Study | Commercial | LEOMINSTER |  | Lithium Ion |  | SUNGROW |  | 5658 |  | 3000 | STANDALONE | Wholesale Market (i.e., Energy, Capacity, Ancillary Services) | Peak Shaving/ Load Leveling |  |  |  | Yes | AC-Coupled | Solar | 7488 | 7999
177920 | 25249184 |  | MA Smart |  |  | Study | Commercial | WINCHENDON |  | Lithium Ion |  | POWER ELECTRONICS | 5280 |  |  | 2640 | FTM | Peak Shaving/ Load Leveling |  |  |  | 25249184 | Yes | AC-Coupled | Solar | 7056 | 7640
195816 |  |  | MA Smart |  |  | Study | Commercial | ATHOL |  | Lithium Ion |  | SUNGROW |  | 5658 |  | 3000 | FTM | Wholesale Market (i.e., Energy, Capacity, Ancillary Services) | Peak Shaving/ Load Leveling |  |  |  | Yes | AC-Coupled | Solar | 4200 | 7200
318176 |  |  | MA Smart |  |  | Screening | Commercial | ROYALSTON |  | Lithium Ion |  | SUNGROW |  | 5246 |  | 2500 | STANDALONE | [5 empty] | Yes | AC-Coupled | Solar |  | 5000
308535 |  |  | MA Smart |  |  | Group Study | Commercial | FLORIDA |  | Lithium Ion |  | SUNGROW |  | 5000 |  | 2500 | STANDALONE | [5 empty] | Yes | AC-Coupled | Solar |  | 2125
195208 |  |  | MA Smart |  |  | Study | Commercial | CHARLTON |  | Lithium Ion |  | POWER ELECTRONICS | 3960 |  |  | 1980 | STANDALONE | Renewable Energy Integration (e.g., Ramping, Smoothing) |  |  |  |  | Yes | AC-Coupled | Solar |  | 6930
308478 | [5 empty] | Group Study | Commercial | CHARLTON |  | Lithium Ion |  | SUNGROW-SAMSUNG |  | 4000 |  | 9992 | STANDALONE | [5 empty] | Yes | AC-Coupled | Other |  | 10000
177840 | 25187666 |  | MA Smart |  |  | Conditional Approval | Commercial | NORTHBRIDGE |  | Lithium Ion |  | BYD | 4718 | 4000 |  | 2000 | STANDALONE |  |  |  |  | 25187666 | Yes | AC-Coupled | Solar | 7619 | 8980
195814 |  |  | MA Smart |  |  | Study | Commercial | PETERSHAM |  | Lithium Ion |  | SUNGROW |  | 3772 |  | 2000 | FTM | Wholesale Market (i.e., Energy, Capacity, Ancillary Services) | Peak Shaving/ Load Leveling |  |  |  | Yes | AC-Coupled | Solar | 4399.2 | 5000
315362 | [5 empty] | Group Study | Commercial | LANCASTER |  | Lithium Ion |  | SUNGROW-SAMSUNG |  | 4000 |  | 7998 | STANDALONE | [5 empty] | Yes | AC-Coupled | Other |  | 7998
282444 | [5 empty] | Group Study | Commercial | GARDNER |  | Lithium Ion |  | EPC POWER |  | 3315 |  | 1500 | BTM | [7 empty] | Natural Gas |  | 829.6
311776 |  |  | MA Smart |  |  | Group Study | Commercial | WESTMINSTER |  | Lithium Ion |  | SUNGROW | 2782 | 2604 |  | 1790 | STANDALONE | [5 empty] | Yes | DC-Coupled | Solar |  | 4990
178076 | 25302684 |  |  |  |  | Group Study | Commercial | AUBURN |  | Lithium Ion |  | SUNGROW | 8346 | 2604 |  | 7500 | STANDALONE |  |  |  |  | 25302684 | Yes | DC-Coupled | Solar |  | 4875
272564 | [5 empty] | Study | Commercial | LANCASTER |  | Lithium Ion |  | SUNGROW |  |  |  | 2000 | STANDALONE | [5 empty] | Yes | AC-Coupled | Solar
292506 | [5 empty] | Group Study | Commercial | CHARLTON |  | Lithium Ion |  | SUNGROW |  | 2120 |  | 5000 | STANDALONE | [5 empty] | Yes | AC-Coupled | Other |  | 7998
255867 |  |  | MA Smart |  |  | Study | Commercial | LEICESTER |  | Lithium Ion |  | POWER ELECTRONICS | 21600 |  |  |  | STANDALONE | Wholesale Market (i.e., Energy, Capacity, Ancillary Services) |  |  |  |  | Yes | DC-Coupled | Solar |  | 5000
294566 | [5 empty] | Group Study | Commercial | ORANGE |  | Lithium Ion |  | SUNGROW |  | 2120 |  | 12000 | STANDALONE | [5 empty] | Yes | AC-Coupled | Other |  | 9992
306142 | [5 empty] | Group Study | Commercial | OXFORD |  | Lithium Ion |  | SUNGROW |  | 2120 |  | 12000 | STANDALONE | [5 empty] | Yes | AC-Coupled | Other |  | 7998
296274 |  |  | MA Smart |  |  | Study | Commercial | HALIFAX |  | Lithium Ion |  | TESLA | 6069.6 | 2023.2 | 2023.2 | 3034.8 | STANDALONE | [5 empty] | Yes | AC-Coupled | Other |  | 1500
188655 | [5 empty] | Group Study | Residential | WENDELL |  | Lithium Ion |  | SUNGROW |  | 2000 | 2000 | 1000 | [6 empty] | Yes | AC-Coupled | Solar |  | 3100
178712 | 26107239 |  | MA Smart |  |  | Construction | Commercial | DOUGLAS |  | Lithium Ion |  | POWER ELECTRONICS |  |  | 0 |  | STANDALONE | Wholesale Market (i.e., Energy, Capacity, Ancillary Services) | Renewable Energy Integration (e.g., Ramping, Smoothing) |  |  | 26107239 | Yes | DC-Coupled | Solar | 2750 | 4998
184857 |  |  | MA Smart |  |  | Design | Commercial | LANCASTER |  | Lithium Ion |  | NEC ENERGY SOLUTIONS |  | 1800 | 1800 | 3000 | STANDALONE | [5 empty] | Yes | AC-Coupled | Solar | 6034.05 | 4980
186270 |  |  | MA Smart |  |  | Study | Commercial | OAKHAM |  | Lithium Ion |  | IHI-SOLAR PARTNER | 16800 |  | 16800 | 4200 | STANDALONE | Wholesale Market (i.e., Energy, Capacity, Ancillary Services) |  |  |  |  | Yes | DC-Coupled | Solar |  | 4998
283873 | [5 empty] | Group Study | Commercial | WEST BROOKFIELD |  | Lithium Ion |  | SUNGROW |  | 1375 | 1375 | 11000 | STANDALONE | [5 empty] | Yes | AC-Coupled | Other |  | 10000
266700 | [5 empty] | Study | Commercial | UXBRIDGE |  | Lithium Ion |  | SUNGROW-SAMSUNG |  | 1375 | 1375 | 9992 | STANDALONE | [5 empty] | Yes | AC-Coupled | Other |  | 10000
285112 | [5 empty] | Group Study | Commercial | LEICESTER |  | Lithium Ion |  | SUNGRO-SAMSUNG |  | 1375 | 1375 | 4950 | STANDALONE | [5 empty] | Yes | AC-Coupled | Other |  | 12000
178274 | 25838847 |  | MA Smart |  |  | Design | Commercial | WARREN |  | Lithium Ion |  | SUNGROW | 12000 |  | 12000 |  | STANDALONE | Wholesale Market (i.e., Energy, Capacity, Ancillary Services) | Renewable Energy Integration (e.g., Ramping, Smoothing) |  |  | 25838847 | Yes | DC-Coupled | Solar | 10998 | 4998
306145 | [5 empty] | Group Study | Commercial | CHARLTON |  | Lithium Ion |  | SUNGROW-SAMSUNG |  | 1000 | 1000 | 10000 | STANDALONE | [5 empty] | Yes | AC-Coupled | Other |  | 10000
315404 | [5 empty] | Study | Commercial | MENDON |  | Lithium Ion |  | SUNGROW-SAMSUNG |  | 1000 | 1000 | 9992 | STANDALONE | [5 empty] | Yes | AC-Coupled | Other |  | 9992
184600 |  |  | MA Smart |  |  | Study | Commercial | SHUTESBURY |  | Lithium Ion |  | POWER ELECTRONICS | 30000 |  | 30000 |  | BTM | Wholesale Market (i.e., Energy, Capacity, Ancillary Services) | Renewable Energy Integration (e.g., Ramping, Smoothing) |  |  |  | Yes | DC-Coupled | Solar |  | 4998
193521 |  |  | MA Smart |  |  | Study | Commercial | DOUGLAS |  | Lithium Ion |  | POWER ELECTRONICS | 14000 |  | 14000 | 3500 | STANDALONE | Peak Shaving/ Load Leveling |  |  |  |  | Yes | DC-Coupled | Solar |  | 4995
176663 | 20631077 |  | MA Smart |  |  | Construction | Commercial | WEBSTER |  | Lithium Ion |  | POWER ELECTRONICS | 1000 | 1000 | 1000 | 500 | STANDALONE |  |  |  |  | 20631077 | Yes | DC-Coupled | Solar |  | 1000
281385 | [5 empty] | Group Study | Commercial | BROOKFIELD |  | Lithium Ion |  | SUNGROW-SAMSUNG |  | 1000 | 1000 | 12000 | STANDALONE | [5 empty] | Yes | AC-Coupled | Other |  | 4950
315366 | [5 empty] | Group Study | Commercial | WINCHENDON |  | Lithium Ion |  | SUNGROW-SAMSUNG |  | 1000 | 1000 | 12000 | STANDALONE | [5 empty] | Yes | AC-Coupled | Other |  | 12000
318681 | [5 empty] | Group Study | Commercial | WINCHENDON |  | Lithium Ion |  | SUNGROW-SAMSUNG |  | 1000 | 1000 | 10000 | STANDALONE | [5 empty] | Yes | AC-Coupled | Other |  | 10000
281295 | [5 empty] | Conditional Approval | Commercial | MEDFORD |  | Lithium Ion |  | SUNGROW |  | 556 | 556 | 250 | BTM | [5 empty] | Yes | AC-Coupled | Other |  | 250
300938 |  |  | MA Smart |  |  | Study | Commercial | SHUTESBURY |  | Lithium Ion |  | SMA | 1080 | 324 | 324 |  | STANDALONE | [5 empty] | Yes | DC-Coupled | Solar |  | 4998
300932 |  |  | MA Smart |  |  | Study | Commercial | SHUTESBURY |  | Lithium Ion |  | SMA | 360 | 324 | 324 |  | STANDALONE | [5 empty] | Yes | DC-Coupled | Solar |  | 2000
279925 |  |  | MA Smart |  |  | Study | Commercial | HALIFAX |  | Lithium Ion |  | SUNGROW | 750 | 250 | 250 |  | STANDALONE | [5 empty] | Yes | DC-Coupled | Solar |  | 1750
305614 |  |  | MA Smart |  |  | Conditional Approval | Commercial | FRANKLIN |  | Lithium Ion |  | BYD | 240 | 236 | 236 | 60 | BTM | [5 empty] | Yes | AC-Coupled | Solar |  | 175
316425 | [5 empty] | Conditional Approval | Commercial | BEVERLY |  | Lithium Ion |  | PROTERRA | 440 | 220 | 220 | 120 | BTM | [7 empty] | Other |  | 120
225166 | [5 empty] | Conditional Approval | Commercial | MEFORD |  | Lithium Ion |  | NEC ENERGY SOLUTIONS |  | 100 | 100 | 100 | BTM | [5 empty] | Yes | AC-Coupled | Other |  | 100
247814 | [5 empty] | Construction | Residential | BOXFORD |  | Lithium Ion |  | TESLA |  | 54 | 54 | 20 | BTM | [5 empty] | Yes | AC-Coupled | Solar |  | 20
178078 | 24079885 | INDUSTRIA ENGINEERING | Utility-Owned Storage - R&D |  |  | Construction | Utility-Owner Distribution | NORTHBRIDGE | 2021 | Lithium Ion |  | POWER ELECTRONICS | 2000 |  | 2000 | 1750 | FTM | Renewable Energy Shifting | Power Quality (e.g., Voltage/VAR Support) | Reliability and Resiliency |  | 24079885 | Yes | AC-Coupled | Solar | 3000 | 4970
208014 | [5 empty] | Design | Residential | NORTH EASTON |  | Lithium Ion |  | TESLA |  | 40.5 | 40.5 | 15 | BTM | [5 empty] | Yes | AC-Coupled | Solar |  | 25
178097 | 24508325 |  | MA Smart |  |  | Study | Commercial | WARREN |  | Lithium Ion |  | GREEN POWER TECHNOLOGIES | 4960 |  | 4960 | 3150 | STANDALONE | Customer Bill Savings (e.g., Demand Charge Management, TOU Arbitrage) | Cycle once per week to comply with SMART Program |  |  | 24508325 | Yes | DC-Coupled | Solar | 7017 | 4950
261505 | [5 empty] | Conditional Approval | Residential | LAWRENCE |  | Lithium Ion |  | TESLA |  | 27 | 27 | 10 | BTM | [5 empty] | Yes | AC-Coupled | Solar |  | 21.52
252036 | [5 empty] | Completion Documents | Residential | WENHAM |  | Lithium Ion |  | TESLA |  | 27 | 27 | 10 | BTM | [5 empty] | Yes | AC-Coupled | Solar |  | 20
250240 |  |  | MA Smart |  |  | Completion Documents | Residential | MEDFORD |  | Lithium Ion |  | TESLA |  | 27 | 27 | 10 | BTM | [5 empty] | Yes | AC-Coupled | Solar | 8.19 | 17.6
185527 |  |  | MA Smart |  |  | Design | Commercial | LANCASTER |  | Lithium Ion |  | GREEN POWER TECHNOLOGIES | 4960 |  | 4960 | 3168 | STANDALONE | Customer Bill Savings (e.g., Demand Charge Management, TOU Arbitrage) | Cycle once per week to comply with SMART Program |  |  |  | Yes | DC-Coupled | Solar | 0.37 | 4950
265840 | [5 empty] | Conditional Approval | Residential | ATHOL |  | Lithium Ion |  | TESLA |  | 27 | 27 | 10 | BTM | [5 empty] | Yes | AC-Coupled | Solar |  | 15.2
186058 |  |  | MA Smart |  |  | Design | Commercial | LANCASTER |  | Lithium Ion |  | GREEN POWER TECHNOLOGIES | 4960 |  | 4960 | 2450 | STANDALONE | Customer Bill Savings (e.g., Demand Charge Management, TOU Arbitrage) | Cycle once per week to comply with SMART Program |  |  |  | Yes | DC-Coupled | Solar | 0.37 | 4950
268709 |  |  | MA Smart |  |  | Screening | Residential | PEMBROKE |  | Lithium Ion |  | TESLA |  | 27 | 27 | 10 | BTM | [5 empty] | Yes | AC-Coupled | Solar | 8.19 | 7.6
177057 | 23434954 |  | MA Smart |  |  | Construction | Residential | HUBBARDSTON |  | Lithium Ion |  | IHI-SOLAR PARTNER | 6757 |  | 6757 |  | STANDALONE | Customer Bill Savings (e.g., Demand Charge Management, TOU Arbitrage) | Renewable Energy Shifting | Reliability and Resiliency |  | 23434954 | Yes | DC-Coupled | Solar | 7061 | 4950
325210 |  |  | MA Smart |  |  | Conditional Approval | Residential | GLOUCESTER |  | Lithium Ion |  | SONNEN |  | 20 | 20 | 8 | BTM | [5 empty] | Yes | AC-Coupled | Solar |  | 18
291706 | [5 empty] | Conditional Approval | Residential | SEEKONK |  | Lithium Ion |  | SONNEN |  | 20 | 20 | 7 | BTM | [5 empty] | Yes | AC-Coupled | Solar |  | 14.6
280143 |  |  | MA Smart |  |  | Meter Installation | Residential | GLOUCESTER |  | Lithium Ion |  | PIKA ENERGY - GENERAC |  | 16.5 | 16.5 | 6.7 | BTM | [5 empty] | Yes | DC-Coupled | Solar |  | 7.6
178231 | 25618082 |  | MA Smart |  |  | Design | Commercial | ADAMS |  | Lithium Ion |  | SUNGROW | 3250 |  | 3250 |  | STANDALONE | Wholesale Market (i.e., Energy, Capacity, Ancillary Services) |  |  |  | 25618082 | Yes | DC-Coupled | Solar | 6805 | 4875
326990 | [5 empty] | Completion Documents | Residential | BELCHERTOWN |  | Lithium Ion |  | SONNEN |  | 15 | 15 | 7 | BTM | [5 empty] | Yes | AC-Coupled | Solar |  | 17
335676 | [5 empty] | Application | Residential | MELROSE |  | Lithium Ion |  | SONNEN |  | 15 | 15 | 7 | BTM | [5 empty] | Yes | AC-Coupled | Solar |  | 11.5
185248 |  |  | MA Smart |  |  | Conditional Approval | Commercial | WILLIAMSBURG |  | Lithium Ion |  | SUNGROW | 500 |  | 500 | 250 | BTM | Renewable Energy Integration (e.g., Ramping, Smoothing) |  |  |  |  | Yes | DC-Coupled | Solar | 5950 | 4675
331590 |  |  | MA Smart |  |  | Application | Residential | LAWRENCE |  | Lithium Ion |  | LG CHEM |  | 14.6 | 14.6 | 5 | BTM | [5 empty] | Yes | DC-Coupled | Solar |  | 9.6
177655 | 25346706 |  | MA Smart |  |  | Study | Commercial | TEWKSBURY |  | Lithium Ion |  | BYD |  | 4000 | 4000 | 2000 | STANDALONE | Wholesale Market (i.e., Energy, Capacity, Ancillary Services) | Renewable Energy Integration (e.g., Ramping, Smoothing) |  |  | 25346706 | Yes | AC-Coupled | Solar | 3947 | 4580
193132 |  |  | MA Smart |  |  | Study | Commercial | GRAFTON |  | Lithium Ion |  | EPC POWER | 8456 |  | 8456 |  | STANDALONE | Wholesale Market (i.e., Energy, Capacity, Ancillary Services) | Peak Shaving/ Load Leveling |  |  |  | Yes | DC-Coupled | Solar |  | 4560
331594 |  |  | MA Smart |  |  | Application | Residential | GRAFTON |  | Lithium Ion |  | LG CHEM |  | 14.6 | 14.6 | 5 | BTM | [5 empty] | Yes | DC-Coupled | Solar |  | 9.6
331597 |  |  | MA Smart |  |  | Application | Residential | GRAFTON |  | Lithium Ion |  | LG CHEM |  | 14.6 | 14.6 | 5 | BTM | [5 empty] | Yes | DC-Coupled | Solar |  | 9.6
178461 | 25686346 |  | MA Smart |  |  | Design | Commercial | HAMPDEN |  | Lithium Ion |  | POWER ELECTRONICS |  | 13.5 | 13.5 | 5 | STANDALONE |  |  |  |  | 25686346 | Yes | AC-Coupled | Solar | 55 | 3875
287290 |  |  | MA Smart |  |  | Completion Documents | Residential | WESTBOROUGH |  | Lithium Ion |  | TESLA |  | 13.5 | 13.5 | 15 | BTM | [5 empty] | Yes | AC-Coupled | Solar |  | 29.72
314962 |  |  | MA Smart |  |  | Completion Documents | Residential | WESTPORT |  | Lithium Ion |  | TESLA |  | 13.5 | 13.5 | 20 | BTM | [5 empty] | Yes | AC-Coupled | Solar |  | 26
306442 | [5 empty] | Completion Documents | Residential | ANDOVER |  | Lithium Ion |  | TESLA |  | 13.5 | 13.5 | 10 | BTM | [5 empty] | Yes | AC-Coupled | Solar |  | 25.2
279731 | [5 empty] | Completion Documents | Residential | WRENTHAM |  | Lithium Ion |  | TESLA |  | 13.5 | 13.5 | 15 | BTM | [5 empty] | Yes | AC-Coupled | Solar |  | 25
295570 | [5 empty] | Design | Residential | BOLTON |  | Lithium Ion |  | TESLA |  | 13.5 | 13.5 | 15 | BTM | [5 empty] | Yes | AC-Coupled | Battery Add-On |  | 25
191403 |  |  | MA Smart |  |  | Study | Residential | WARE |  | Lithium Ion |  | LG CHEM | 5700 |  | 5700 | 2500 | BTM | Wholesale Market (i.e., Energy, Capacity, Ancillary Services) | Peak Shaving/ Load Leveling |  |  |  | Yes | DC-Coupled | Solar |  | 4400
191405 |  |  | MA Smart |  |  | Study | Residential | HARDWICK |  | Lithium Ion |  | LG CHEM | 5700 |  | 5700 | 2500 | BTM | Wholesale Market (i.e., Energy, Capacity, Ancillary Services) | Peak Shaving/ Load Leveling |  |  |  | Yes | DC-Coupled | Solar |  | 4400
193213 |  |  | MA Smart |  |  | Study | Residential | SPENCER |  | Lithium Ion |  | LG CHEM | 5700 |  | 5700 | 2500 | BTM | Wholesale Market (i.e., Energy, Capacity, Ancillary Services) | Peak Shaving/ Load Leveling |  |  |  | Yes | DC-Coupled | Solar |  | 4400
329493 |  |  | MA Smart |  |  | Screening | Residential | WARE |  | Lithium Ion |  | TESLA |  | 13.5 | 13.5 | 15 | BTM | [5 empty] | Yes | AC-Coupled | Battery Add-On |  | 25
331152 | [5 empty] | Conditional Approval | Residential | ANDOVER |  | Lithium Ion |  | TESLA |  | 13.5 | 13.5 | 5 | BTM | [5 empty] | Yes | AC-Coupled | Solar |  | 25
312902 |  |  | MA Smart |  |  | Completion Documents | Residential | BOLTON |  | Lithium Ion |  | TESLA |  | 13.5 | 13.5 | 15 | BTM | [5 empty] | Yes | AC-Coupled | Solar |  | 22.8
243526 |  |  | MA Smart |  |  | Study | Commercial | TOPSFIELD |  | Lithium Ion |  | SMA |  | 4000 | 4000 | 2000 | STANDALONE | Wholesale Market (i.e., Energy, Capacity, Ancillary Services) | Renewable Energy Integration (e.g., Ramping, Smoothing) |  |  |  | Yes | DC-Coupled | Solar | 4095.9 | 4000
189866 |  |  | MA Smart |  |  | Study | Commercial | WALES |  | Lithium Ion |  | SUNGROW |  | 1886 | 1886 | 1000 | FTM | Wholesale Market (i.e., Energy, Capacity, Ancillary Services) | Peak Shaving/ Load Leveling |  |  |  | Yes | AC-Coupled | Solar | 4492.8 | 4000
191116 |  |  | MA Smart |  |  | Study | Commercial | HAVERHILL |  | Lithium Ion |  | POWER ELECTRONICS | 8000 |  | 8000 | 4000 | STANDALONE | Renewable Energy Integration (e.g., Ramping, Smoothing) |  |  |  |  | Yes | DC-Coupled | Solar |  | 4000
300909 | [5 empty] | Completion Documents | Residential | TEWKSBURY |  | Lithium Ion |  | TESLA |  | 13.5 | 13.5 | 15 | BTM | [5 empty] | Yes | AC-Coupled | Solar |  | 22.6
293270 | [5 empty] | Design | Residential | ESSEX |  | Lithium Ion |  | TESLA |  | 13.5 | 13.5 | 10 | BTM | [5 empty] | Yes | AC-Coupled | Battery Add-On |  | 20
243349 |  |  | MA Smart |  |  | Supplemental Review | Commercial | BEVERLY |  | Lithium Ion |  | POWER ELECTRONICS | 7100 | 6400 | 6400 | 1760 | STANDALONE | Wholesale Market (i.e., Energy, Capacity, Ancillary Services) | Customer Bill Savings (e.g., Demand Charge Management, TOU Arbitrage) |  |  |  | Yes | AC-Coupled | Solar |  | 3886
294246 | [5 empty] | Completion Documents | Residential | BOXFORD |  | Lithium Ion |  | TESLA |  | 13.5 | 13.5 | 10 | BTM | [5 empty] | Yes | AC-Coupled | Solar |  | 20
178463 | 25692650 |  | MA Smart |  |  | Design | Commercial | BLACKSTONE |  | Lithium Ion |  | INGETEAM | 6000 | 2340 | 2340 | 2340 | STANDALONE | Wholesale Market (i.e., Energy, Capacity, Ancillary Services) | Peak Shaving/ Load Leveling |  |  | 25692650 | Yes | AC-Coupled | Solar | 6507 | 3630
178192 | 25601181 |  | MA Smart |  |  | Study | Commercial | DUDLEY |  | Lithium Ion |  | POWER ELECTRONICS | 4500 |  | 4500 |  | STANDALONE | Peak Shaving/ Load Leveling |  |  |  | 25601181 | Yes | DC-Coupled | Solar | 9545.33 | 3630
198424 |  |  | MA Smart |  |  | Study | Commercial | OAKHAM |  | Lithium Ion |  | SMA |  | 3000 | 3000 | 1560 | BTM | Wholesale Market (i.e., Energy, Capacity, Ancillary Services) | Renewable Energy Integration (e.g., Ramping, Smoothing) |  |  |  | Yes | AC-Coupled | Battery Add-On | 2608.2 | 3560
197148 |  |  | MA Smart |  |  | Study | Commercial | SOUTHBRIDGE |  | Lithium Ion |  | POWER ELECTRONICS | 12000 |  | 12000 | 3000 | STANDALONE | Wholesale Market (i.e., Energy, Capacity, Ancillary Services) | Power Quality (e.g., Voltage/VAR Support) | Renewable Energy Shifting |  |  | Yes | DC-Coupled | Solar | 4318.65 | 3375
191401 |  |  | MA Smart |  |  | Study | Residential | WARE |  | Lithium Ion |  | LG CHEM | 4560 |  | 4560 | 2000 | BTM | Wholesale Market (i.e., Energy, Capacity, Ancillary Services) | Peak Shaving/ Load Leveling |  |  |  | Yes | DC-Coupled | Solar |  | 3300
177778 | 23834270 |  | MA Smart |  |  | Study | Commercial | WARREN |  | Lithium Ion |  | INGETEAM | 6089 |  | 6089 | 2340 | STANDALONE | Wholesale Market (i.e., Energy, Capacity, Ancillary Services) | Peak Shaving/ Load Leveling |  |  | 23834270 | Yes | AC-Coupled | Solar | 6968 | 3200
294557 | [5 empty] | Completion Documents | Residential | MENDON |  | Lithium Ion |  | TESLA |  | 13.5 | 13.5 | 10 | BTM | [5 empty] | Yes | AC-Coupled | Solar |  | 20
296623 |  |  | MA Smart |  |  | Completion Documents | Residential | SAUGUS |  | Lithium Ion |  | TESLA |  | 13.5 | 13.5 | 10 | BTM | [5 empty] | Yes | AC-Coupled | Solar |  | 20
201291 |  |  | MA Smart |  |  | Study | Commercial | GRANBY |  | Lithium Ion |  | POWER ELECTRONICS |  | 2000 | 2000 | 1000 | STANDALONE | Wholesale Market (i.e., Energy, Capacity, Ancillary Services) |  |  |  |  | Yes | AC-Coupled | Solar |  | 3000
303299 | [5 empty] | Completion Documents | Residential | PEMBROKE |  | Lithium Ion |  | TESLA |  | 13.5 | 13.5 | 10 | BTM | [5 empty] | Yes | AC-Coupled | Solar |  | 20
189429 |  |  | MA Smart |  |  | Study | Commercial | HUBBARDSTON |  | Lithium Ion |  | POWER ELECTRONICS | 2500 |  | 2500 | 1500 | STANDALONE | Wholesale Market (i.e., Energy, Capacity, Ancillary Services) | Peak Shaving/ Load Leveling |  |  |  | Yes | DC-Coupled | Solar | 4999.05 | 3000
305086 |  |  | MA Smart |  |  | Construction | Residential - Heat | GT BARRINGTON |  | Lithium Ion |  | TESLA |  | 13.5 | 13.5 | 10 | BTM | [5 empty] | Yes | AC-Coupled | Solar |  | 20
306879 |  |  | MA Smart |  |  | Construction | Residential | BOXFORD |  | Lithium Ion |  | TESLA |  | 13.5 | 13.5 | 10 | BTM | [5 empty] | Yes | AC-Coupled | Solar |  | 20
308036 | [5 empty] | Completion Documents | Residential | ANDOVER |  | Lithium Ion |  | TESLA |  | 13.5 | 13.5 | 10 | BTM | [5 empty] | Yes | AC-Coupled | Battery Add-On |  | 20
314341 | [5 empty] | Completion Documents | Residential | STOCKBRIDGE |  | Lithium Ion |  | TESLA |  | 13.5 | 13.5 | 10 | BTM | [5 empty] | Yes | AC-Coupled | Solar |  | 20
184045 |  |  | MA Smart |  |  | Design | Commercial | CHARLEMONT |  | Lithium Ion |  | SUNGROW | 10000 |  | 10000 | 2500 | STANDALONE | Wholesale Market (i.e., Energy, Capacity, Ancillary Services) | Power Quality (e.g., Voltage/VAR Support) | Renewable Energy Shifting |  |  | Yes | DC-Coupled | Solar | 3360 | 2750
203356 |  |  | MA Smart |  |  | Study | Commercial | MENDON |  | Lithium Ion |  | EPC POWER | 3510 |  | 3510 | 1500 | STANDALONE | Wholesale Market (i.e., Energy, Capacity, Ancillary Services) | Renewable Energy Integration (e.g., Ramping, Smoothing) |  |  |  | Yes | DC-Coupled | Solar |  | 2600
332968 | [5 empty] | Conditional Approval | Residential | WESTFORD |  | Lithium Ion |  | TESLA |  | 13.5 | 13.5 | 10 | BTM | [5 empty] | Yes | AC-Coupled | Solar |  | 20
333580 |  |  | MA Smart |  |  | Conditional Approval | Residential | MONTEREY |  | Lithium Ion |  | TESLA |  | 13.5 | 13.5 | 10 | BTM | [5 empty] | Yes | AC-Coupled | Solar |  | 20
311604 |  |  | MA Smart |  |  | Construction | Residential | SUTTON |  | Lithium Ion |  | TESLA |  | 13.5 | 13.5 | 20 | BTM | [5 empty] | Yes | AC-Coupled | Solar |  | 19
316919 |  |  | MA Smart |  |  | Conditional Approval | Residential | ABINGTON |  | Lithium Ion |  | TESLA |  | 13.5 | 13.5 | 10 | BTM | [5 empty] | Yes | AC-Coupled | Battery Add-On |  | 17.6
193939 |  |  | MA Smart |  |  | Study | Commercial | GRANBY |  | Lithium Ion |  | POWER ELECTRONICS | 3000 |  | 3000 | 4500 | BTM | Wholesale Market (i.e., Energy, Capacity, Ancillary Services) | Renewable Energy Integration (e.g., Ramping, Smoothing) |  |  |  | Yes | DC-Coupled | Solar | 3364.34 | 2500
324361 |  |  | MA Smart |  |  | Conditional Approval | Residential | SOUTHBRIDGE |  | Lithium Ion |  | TESLA |  | 13.5 | 13.5 | 10 | BTM | [5 empty] | Yes | AC-Coupled | Solar |  | 17.6
188061 |  |  | MA Smart |  |  | Construction | Commercial | WEST BRIDGEWATER |  | Lithium Ion |  | ENGIE | 2345 | 2032 | 2032 | 1000 | STANDALONE | Wholesale Market (i.e., Energy, Capacity, Ancillary Services) |  |  |  |  | Yes | AC-Coupled | Solar |  | 2400
324369 | [5 empty] | Completion Documents | Residential | NORTH EASTON |  | Lithium Ion |  | TESLA |  | 13.5 | 13.5 | 5 | BTM | [5 empty] | Yes | AC-Coupled | Solar |  | 17.6
324458 | [5 empty] | Completion Documents | Residential | SUTTON |  | Lithium Ion |  | TESLA |  | 13.5 | 13.5 | 10 | BTM | [5 empty] | Yes | AC-Coupled | Solar |  | 17.6
202001 |  |  | MA Smart |  |  | Study | Commercial | CHARLTON |  | Lithium Ion |  | POWER ELECTRONICS |  | 2000 | 2000 | 1000 | STANDALONE | Wholesale Market (i.e., Energy, Capacity, Ancillary Services) | Renewable Energy Integration (e.g., Ramping, Smoothing) |  |  |  | Yes | AC-Coupled | Solar |  | 2393
195202 |  |  | MA Smart |  |  | Study | Commercial | WESTMINSTER |  | Lithium Ion |  | POWER ELECTRONICS | 4260 |  | 4260 | 2310 | FTM | Renewable Energy Integration (e.g., Ramping, Smoothing) |  |  |  |  | Yes | AC-Coupled | Solar |  | 2310
193884 |  |  | MA Smart |  |  | Design | Commercial | GREAT BARRINGTON |  | Lithium Ion |  | POWER ELECTRONICS | 2500 |  | 2500 | 1000 | STANDALONE | Renewable Energy Integration (e.g., Ramping, Smoothing) |  |  |  |  | Yes | DC-Coupled | Solar |  | 2225
325072 | [5 empty] | Screening | Residential | BLACKSTONE |  | Lithium Ion |  | TESLA |  | 13.5 | 13.5 | 10 | BTM | [5 empty] | Yes | AC-Coupled | Solar |  | 17.6
205269 |  |  | MA Smart |  |  | Study | Commercial | METHUEN |  | Lithium Ion |  | SUNNY CENTRAL | 2000 |  | 2000 |  | STANDALONE | Wholesale Market (i.e., Energy, Capacity, Ancillary Services) | Renewable Energy Integration (e.g., Ramping, Smoothing) |  |  |  | Yes | DC-Coupled | Solar | 2828.52 | 2090
329626 |  |  | MA Smart |  |  | Conditional Approval | Residential | COHASSET |  | Lithium Ion |  | TESLA |  | 13.5 | 13.5 | 30 | BTM | [5 empty] | Yes | AC-Coupled | Solar |  | 17.6
330957 | [5 empty] | Screening | Residential | BELCHERTOWN |  | Lithium Ion |  | TESLA |  | 13.5 | 13.5 | 10 | BTM | [5 empty] | Yes | AC-Coupled | Solar |  | 17.6
185564 |  |  | MA Smart |  |  | Conditional Approval | Commercial | NORTON |  | Lithium Ion |  | POWER ELECTRONICS | 568 |  | 568 | 1704 | BTM | Renewable Energy Integration (e.g., Ramping, Smoothing) |  |  |  |  | Yes | DC-Coupled | Solar |  | 2000
328673 | [5 empty] | Completion Documents | Residential | WARE |  | Lithium Ion |  | TESLA |  | 13.5 | 13.5 | 10 | BTM | [5 empty] | Yes | AC-Coupled | Solar |  | 17.49
328513 | [5 empty] | Conditional Approval | Residential | WESTBORO |  | Lithium Ion |  | TESLA |  | 13.5 | 13.5 | 10 | BTM | [5 empty] | Yes | AC-Coupled | Solar |  | 17.2
292650 | [5 empty] | Completion Documents | Residential | WILLIAMSTOWN |  | Lithium Ion |  | TESLA |  | 13.5 | 13.5 | 10 | BTM | [5 empty] | Yes | AC-Coupled | Solar |  | 17
303344 |  |  | MA Smart |  |  | Completion Documents | Residential | GLOUCESTER |  | Lithium Ion |  | TESLA |  | 13.5 | 13.5 | 10 | BTM | [5 empty] | Yes | AC-Coupled | Solar |  | 16
177638 | 24574215 |  | MA Smart |  |  | Study | Commercial | WEST BROOKFIELD |  | Lithium Ion |  | INGETEAM | 6089 |  | 6089 | 2340 | STANDALONE | Wholesale Market (i.e., Energy, Capacity, Ancillary Services) | Peak Shaving/ Load Leveling |  |  | 24574215 | Yes | AC-Coupled | Solar | 1364 | 1582
177639 | 24574222 |  | MA Smart |  |  | Study | Commercial | WARREN |  | Lithium Ion |  | INGETEAM | 6089 |  | 6089 | 2340 | STANDALONE | Wholesale Market (i.e., Energy, Capacity, Ancillary Services) | Peak Shaving/ Load Leveling |  |  | 24574222 | Yes | AC-Coupled | Solar | 1364 | 1582
321713 |  |  | MA Smart |  |  | Completion Documents | Residential | WESTFORD |  | Lithium Ion |  | TESLA |  | 13.5 | 13.5 | 15 | BTM | [5 empty] | Yes | AC-Coupled | Solar |  | 16
327143 |  |  | MA Smart |  |  | Completion Documents | Residential | E LONGMEADOW |  | Lithium Ion |  | TESLA |  | 13.5 | 13.5 | 15 | BTM | [5 empty] | Yes | AC-Coupled | Solar |  | 16
243338 |  |  | MA Smart |  |  | Study | Commercial | BEVERLY |  | Lithium Ion |  | SUNGROW |  | 2000 | 2000 | 500 | STANDALONE | Wholesale Market (i.e., Energy, Capacity, Ancillary Services) | Customer Bill Savings (e.g., Demand Charge Management, TOU Arbitrage) |  |  |  | Yes | AC-Coupled | Solar |  | 1342
333791 |  |  | MA Smart |  |  | Conditional Approval | Residential | MONSON |  | Lithium Ion |  | TESLA |  | 13.5 | 13.5 | 10 | BTM | [5 empty] | Yes | AC-Coupled | Solar |  | 16
175438 | 18455342 |  | MA Smart |  |  | Study | Commercial | REHOBOTH |  | Lithium Ion |  | EPC POWER | 1800 |  | 1800 | 500 | STANDALONE | Wholesale Market (i.e., Energy, Capacity, Ancillary Services) | Renewable Energy Integration (e.g., Ramping, Smoothing) |  |  | 18455342 | Yes | AC-Coupled | Solar | 1201.09 | 1050
308268 |  |  | MA Smart |  |  | Design | Residential | DUNSTABLE |  | Lithium Ion |  | TESLA |  | 13.5 | 13.5 | 20 | BTM | [5 empty] | Yes | AC-Coupled | Solar |  | 15.2
312249 |  |  | MA Smart |  |  | Conditional Approval | Residential | SOUTHBOROUGH |  | Lithium Ion |  | TESLA |  | 13.5 | 13.5 | 15 | BTM | [5 empty] | Yes | AC-Coupled | Solar |  | 15.2
243592 |  |  | MA Smart |  |  | Study | Commercial | HANOVER |  | Lithium Ion |  | DYNAPOWER | 999 |  | 999 | 999 | STANDALONE | Renewable Energy Integration (e.g., Ramping, Smoothing) |  |  |  |  | Yes | DC-Coupled | Solar | 1749.06 | 999
317813 |  |  | MA Smart |  |  | Construction | Residential | SCITUATE |  | Lithium Ion |  | TESLA |  | 13.5 | 13.5 | 15 | BTM | [5 empty] | Yes | AC-Coupled | Solar |  | 15.2
319343 |  |  | MA Smart |  |  | Construction | Residential | NORTH ANDOVER |  | Lithium Ion |  | TESLA |  | 13.5 | 13.5 | 20 | BTM | [5 empty] | Yes | AC-Coupled | Solar |  | 15.2
319874 |  |  | MA Smart |  |  | Design | Residential | MILLBURY |  | Lithium Ion |  | TESLA |  | 13.5 | 13.5 | 15 | BTM | [5 empty] | Yes | AC-Coupled | Solar |  | 15.2
205568 |  |  | MA Smart |  |  | Study | Commercial | WINCHENDON |  | Lithium Ion |  | DYNAPOWER |  | 1000 | 1000 | 500 | STANDALONE | Wholesale Market (i.e., Energy, Capacity, Ancillary Services) | Renewable Energy Integration (e.g., Ramping, Smoothing) |  |  |  | Yes | AC-Coupled | Solar |  | 984
322067 |  |  | MA Smart |  |  | Completion Documents | Residential | HANOVER |  | Lithium Ion |  | TESLA |  | 13.5 | 13.5 | 10 | BTM | [5 empty] | Yes | AC-Coupled | Solar |  | 15.2
268890 |  |  | MA Smart |  |  | Application | Commercial | TYNGSBORO |  | Lithium Ion |  | SUNGROW |  | 900 | 900 | 415 | STANDALONE | Customer Bill Savings (e.g., Demand Charge Management, TOU Arbitrage) | Renewable Energy Shifting | Reliability and Resiliency |  |  | Yes | DC-Coupled | Solar | 1645.3 | 883.2
324729 |  |  | MA Smart |  |  | Completion Documents | Residential | FRANKLIN |  | Lithium Ion |  | TESLA |  | 13.5 | 13.5 | 20 | BTM | [5 empty] | Yes | AC-Coupled | Solar |  | 15.2
325868 |  |  | MA Smart |  |  | Conditional Approval | Residential | FLORENCE |  | Lithium Ion |  | TESLA |  | 13.5 | 13.5 | 20 | BTM | [5 empty] | Yes | AC-Coupled | Solar |  | 15.2
193761 |  |  | MA Smart |  |  | Study | Commercial | PALMER |  | Lithium Ion |  | SUNGROW |  | 1000 | 1000 | 415 | BTM | Customer Bill Savings (e.g., Demand Charge Management, TOU Arbitrage) | Renewable Energy Shifting | Reliability and Resiliency |  |  | Yes | DC-Coupled | Solar | 946.08 | 680
328800 |  |  | MA Smart |  |  | Conditional Approval | Residential | NORTH EASTON |  | Lithium Ion |  | TESLA |  | 13.5 | 13.5 | 10 | BTM | [5 empty] | Yes | AC-Coupled | Solar |  | 15.2
177274 | 23564918 | ENERGY INITIATIVES GROUP | Utility-Owned Storage - R&D |  |  | Completion Documents | Utility-Owner Distribution | SHIRLEY |  | Lithium Ion |  | VIONX ENERGY |  | 3000 | 3000 | 500 | FTM | Renewable Energy Shifting | Customer Bill Savings (e.g., Demand Charge Management, TOU Arbitrage) | Wholesale Market (i.e., Energy, Capacity, Ancillary Services) |  | 23564918 | Yes | AC-Coupled | Solar | 991 | 500
206008 |  |  | MA Smart |  |  | Study | Commercial | WINCHENDON |  | Lithium Ion |  | DYNAPOWER |  | 1000 | 1000 | 500 | STANDALONE | Wholesale Market (i.e., Energy, Capacity, Ancillary Services) | Renewable Energy Integration (e.g., Ramping, Smoothing) |  |  |  | Yes | AC-Coupled | Solar |  | 500
207611 |  |  | MA Smart |  |  | Study | Commercial | WEBSTER |  | Lithium Ion |  | INGECON SUN STORAGE |  | 1000 | 1000 | 500 | STANDALONE | Wholesale Market (i.e., Energy, Capacity, Ancillary Services) | Renewable Energy Integration (e.g., Ramping, Smoothing) |  |  |  | Yes | AC-Coupled | Solar |  | 500
330887 |  |  | MA Smart |  |  | Conditional Approval | Residential | BROCKTON |  | Lithium Ion |  | TESLA |  | 13.5 | 13.5 | 10 | BTM | [5 empty] | Yes | AC-Coupled | Solar |  | 15.2
259961 | [5 empty] | Conditional Approval | Residential | FRANKLIN |  | Lithium Ion |  | TESLA |  | 13.5 | 13.5 | 5 | BTM | [5 empty] | Yes | AC-Coupled | Solar |  | 15
271208 | [5 empty] | Application | Residential | ANDOVER |  | Lithium Ion |  | TESLA |  | 13.5 | 13.5 | 5 | BTM | [5 empty] | Yes | AC-Coupled | Solar | 14.49 | 15
252380 |  |  | MA Smart |  |  | Screening | Commercial | FRANKLIN |  | Lithium Ion |  | SUNGROW |  | 1096 | 1096 | 250 | STANDALONE | Wholesale Market (i.e., Energy, Capacity, Ancillary Services) | Renewable Energy Integration (e.g., Ramping, Smoothing) |  |  |  | Yes | AC-Coupled | Solar | 811.2 | 499.3
318721 | [5 empty] | Conditional Approval | Residential | SOUTH GRAFTON |  | Lithium Ion |  | TESLA |  | 13.5 | 13.5 | 5 | BTM | [5 empty] | Yes | AC-Coupled | Solar |  | 15
328163 |  |  | MA Smart |  |  | Supplemental Review | Residential | SOUTH GRAFTON |  | Lithium Ion |  | TESLA |  | 13.5 | 13.5 | 20 | BTM | [5 empty] | Yes | AC-Coupled | Solar |  | 13.8
274303 | [5 empty] | Application | Residential | NORTH EASTSON |  | Lithium Ion |  | TESLA |  | 13.5 | 13.5 | 5 | BTM | [5 empty] | Yes | AC-Coupled | Solar |  | 13.24
230758 | [5 empty] | Conditional Approval | Residential | ANDOVER |  | Lithium Ion |  | TESLA |  | 13.5 | 13.5 | 5 | BTM | [5 empty] | Yes | AC-Coupled | Solar |  | 12.6
244262 | [5 empty] | Conditional Approval | Residential | QUINCY |  | Lithium Ion |  | TESLA |  | 13.5 | 13.5 | 5 | BTM | [5 empty] | Yes | AC-Coupled | Solar |  | 12.6
239659 |  |  | MA Smart |  |  | Conditional Approval | Commercial | STOUGHTON |  | Lithium Ion |  | DYNAPOWER |  |  | 0 | 250 | STANDALONE | Peak Shaving/ Load Leveling |  |  |  |  | Yes | DC-Coupled | Solar | 895.86 | 250
248512 | [5 empty] | Conditional Approval | Residential | FRANKLIN |  | Lithium Ion |  | TESLA |  | 13.5 | 13.5 | 5 | BTM | [5 empty] | Yes | AC-Coupled | Solar |  | 12.6
232316 |  |  | MA Smart |  |  | Screening | Commercial | WESTFORD |  | Lithium Ion |  | SUNGROW | 1000 |  | 1000 | 500 | STANDALONE | Renewable Energy Integration (e.g., Ramping, Smoothing) |  |  |  |  | Yes | DC-Coupled | Solar |  | 249
231499 |  |  | MA Smart |  |  | Screening | Commercial | SHIRLEY |  | Lithium Ion |  | SUNGROW | 1000 |  | 1000 | 240 | STANDALONE | Customer Bill Savings (e.g., Demand Charge Management, TOU Arbitrage) | Renewable Energy Shifting | Reliability and Resiliency |  |  | Yes | DC-Coupled | Solar | 479.98 | 240
232315 |  |  | MA Smart |  |  | Screening | Commercial | SHIRLEY |  | Lithium Ion |  | SUNGROW | 1000 |  | 1000 | 240 | STANDALONE | Customer Bill Savings (e.g., Demand Charge Management, TOU Arbitrage) | Renewable Energy Shifting | Reliability and Resiliency |  |  | Yes | DC-Coupled | Solar | 479.98 | 240
252116 | [5 empty] | Conditional Approval | Residential | CHELMSFORD |  | Lithium Ion |  | TESLA |  | 13.5 | 13.5 | 5 | BTM | [5 empty] | Yes | AC-Coupled | Solar |  | 12.6
260953 | [5 empty] | Conditional Approval | Residential | UXBRIDGE |  | Lithium Ion |  | TESLA |  | 13.5 | 13.5 | 5 | BTM | [5 empty] | Yes | AC-Coupled | Solar |  | 12.6
293324 | [5 empty] | Conditional Approval | Residential | ABINGTON |  | Lithium Ion |  | TESLA |  | 13.5 | 13.5 | 5 | BTM | [5 empty] | Yes | AC-Coupled | Battery Add-On |  | 12.6
278241 |  |  | MA Smart |  |  | Completion Documents | Residential | SEEKONK |  | Lithium Ion |  | TESLA |  | 13.5 | 13.5 | 15 | BTM | [5 empty] | Yes | AC-Coupled | Solar |  | 12
287429 |  |  | MA Smart |  |  | Completion Documents | Residential | HANOVER |  | Lithium Ion |  | TESLA |  | 13.5 | 13.5 | 15 | BTM | [5 empty] | Yes | AC-Coupled | Solar |  | 12
296209 |  |  | MA Smart |  |  | Completion Documents | Residential | WEYMOUTH |  | Lithium Ion |  | TESLA |  | 13.5 | 13.5 | 15 | BTM | [5 empty] | Yes | AC-Coupled | Solar |  | 12
316717 |  |  | MA Smart |  |  | Completion Documents | Residential | STOUGHTON |  | Lithium Ion |  | TESLA |  | 13.5 | 13.5 | 20 | BTM | [5 empty] | Yes | AC-Coupled | Solar |  | 12
326590 |  |  | MA Smart |  |  | Conditional Approval | Residential | NORTHBOROUGH |  | Lithium Ion |  | TESLA |  | 13.5 | 13.5 | 10 | BTM | [5 empty] | Yes | AC-Coupled | Solar |  | 12
330825 |  |  | MA Smart |  |  | Application | Residential | WRENTHAM |  | Lithium Ion |  | TESLA |  | 13.5 | 13.5 | 15 | BTM | [5 empty] | Yes | AC-Coupled | Solar |  | 11.52
326489 | [5 empty] | Conditional Approval | Residential | SUTTON |  | Lithium Ion |  | TESLA |  | 13.5 | 13.5 | 5 | BTM | [5 empty] | Yes | AC-Coupled | Solar |  | 11.24
259846 | [5 empty] | Conditional Approval | Residential | SUTTON |  | Lithium Ion |  | TESLA |  | 13.5 | 13.5 | 5 | BTM | [5 empty] | Yes | AC-Coupled | Solar |  | 10.25
254736 | [5 empty] | Conditional Approval | Residential | UXBRIDGE |  | Lithium Ion |  | TESLA |  | 13.5 | 13.5 | 5 | BTM | [5 empty] | Yes | AC-Coupled | Solar |  | 10
256185 | [5 empty] | Conditional Approval | Residential | UPTON |  | Lithium Ion |  | TESLA |  | 13.5 | 13.5 | 5 | BTM | [5 empty] | Yes | AC-Coupled | Solar |  | 10
267534 |  |  | MA Smart |  |  | Conditional Approval | Residential - Heat | WILLIAMSTOWN |  | Lithium Ion |  | TESLA |  | 13.5 | 13.5 | 5 | BTM | [5 empty] | Yes | AC-Coupled | Solar |  | 10
288985 |  |  | MA Smart |  |  | Conditional Approval | Residential | OXFORD |  | Lithium Ion |  | TESLA |  | 13.5 | 13.5 | 15 | BTM | [5 empty] | Yes | AC-Coupled | Solar |  | 10
294263 |  |  | MA Smart |  |  | Completion Documents | Residential | SUTTON |  | Lithium Ion |  | TESLA |  | 13.5 | 13.5 | 10 | BTM | [5 empty] | Yes | AC-Coupled | Solar |  | 10
295384 |  |  | MA Smart |  |  | Completion Documents | Residential | CHELMSFORD |  | Lithium Ion |  | TESLA |  | 13.5 | 13.5 | 15 | BTM | [5 empty] | Yes | AC-Coupled | Solar |  | 10
296412 |  |  | MA Smart |  |  | Completion Documents | Residential | DOUGLAS, MA 01516 |  | Lithium Ion |  | TESLA |  | 13.5 | 13.5 | 10 | BTM | [5 empty] | Yes | AC-Coupled | Solar |  | 10
299834 |  |  | MA Smart |  |  | Completion Documents | Residential | SOUTHBOROUGH |  | Lithium Ion |  | TESLA |  | 13.5 | 13.5 | 10 | BTM | [5 empty] | Yes | AC-Coupled | Solar |  | 10
305628 |  |  | MA Smart |  |  | Completion Documents | Residential | PHILLIPSTON |  | Lithium Ion |  | TESLA |  | 13.5 | 13.5 | 15 | BTM | [5 empty] | Yes | AC-Coupled | Solar |  | 10
310834 |  |  | MA Smart |  |  | Completion Documents | Residential | FRANKLIN |  | Lithium Ion |  | TESLA |  | 13.5 | 13.5 | 10 | BTM | [5 empty] | Yes | AC-Coupled | Solar |  | 10
311144 |  |  | MA Smart |  |  | Completion Documents | Residential | WESTMINSTER |  | Lithium Ion |  | TESLA |  | 13.5 | 13.5 | 15 | BTM | [5 empty] | Yes | AC-Coupled | Solar |  | 10
311609 |  |  | MA Smart |  |  | Completion Documents | Residential | HARVARD |  | Lithium Ion |  | TESLA |  | 13.5 | 13.5 | 10 | BTM | [5 empty] | Yes | AC-Coupled | Solar |  | 10
312832 |  |  | MA Smart |  |  | Design | Residential | BEVERLY |  | Lithium Ion |  | TESLA |  | 13.5 | 13.5 | 15 | BTM | [5 empty] | Yes | AC-Coupled | Solar |  | 10
313212 |  |  | MA Smart |  |  | Completion Documents | Residential | QUINCY |  | Lithium Ion |  | TESLA |  | 13.5 | 13.5 | 10 | BTM | [5 empty] | Yes | AC-Coupled | Solar |  | 10
313391 |  |  | MA Smart |  |  | Completion Documents | Residential | LOWELL |  | Lithium Ion |  | TESLA |  | 13.5 | 13.5 | 10 | BTM | [5 empty] | Yes | AC-Coupled | Solar |  | 10
317070 |  |  | MA Smart |  |  | Completion Documents | Residential - Heat | WEBSTER |  | Lithium Ion |  | TESLA |  | 13.5 | 13.5 | 10 | BTM | [5 empty] | Yes | AC-Coupled | Solar |  | 10
317594 |  |  | MA Smart |  |  | Completion Documents | Residential | QUINCY |  | Lithium Ion |  | TESLA |  | 13.5 | 13.5 | 10 | BTM | [5 empty] | Yes | AC-Coupled | Solar |  | 10
318327 | [5 empty] | Conditional Approval | Residential | NEW BRAINTREE |  | Lithium Ion |  | TESLA |  | 13.5 | 13.5 | 5 | BTM | [5 empty] | Yes | AC-Coupled | Solar |  | 10
318365 |  |  | MA Smart |  |  | Design | Residential | WESTBOROUGH |  | Lithium Ion |  | TESLA |  | 13.5 | 13.5 | 10 | BTM | [5 empty] | Yes | AC-Coupled | Solar |  | 10
320192 |  |  | MA Smart |  |  | Completion Documents | Residential | HEATH |  | Lithium Ion |  | TESLA |  | 13.5 | 13.5 | 10 | BTM | [5 empty] | Yes | AC-Coupled | Solar |  | 10
322917 |  |  | MA Smart |  |  | Completion Documents | Residential | FRANKLIN |  | Lithium Ion |  | TESLA |  | 13.5 | 13.5 | 15 | BTM | [5 empty] | Yes | AC-Coupled | Solar |  | 10
249462 |  |  | MA Smart |  |  | Conditional Approval | Residential | ASHLEY FALLS |  | Lithium Ion |  | KILAWATT CONSULTING LLC | 18 |  | 18 | 20 | BTM | Customer Bill Savings (e.g., Demand Charge Management, TOU Arbitrage) | Renewable Energy Shifting | Reliability and Resiliency |  |  | Yes | DC-Coupled | Solar |  | 20
324108 |  |  | MA Smart |  |  | Completion Documents | Residential | LOWELL |  | Lithium Ion |  | TESLA |  | 13.5 | 13.5 | 5 | BTM | [5 empty] | Yes | AC-Coupled | Solar |  | 10
325646 |  |  | MA Smart |  |  | Application | Residential | GLOUCESTER |  | Lithium Ion |  | TESLA |  | 13.5 | 13.5 | 10 | BTM | [5 empty] | Yes | AC-Coupled | Solar |  | 10
325654 |  |  | MA Smart |  |  | Application | Residential - Heat | WEBSTER |  | Lithium Ion |  | TESLA |  | 13.5 | 13.5 | 10 | BTM | [5 empty] | Yes | AC-Coupled | Solar |  | 10
325833 | [5 empty] | Conditional Approval | Residential | ANDOVER |  | Lithium Ion |  | TESLA |  | 13.5 | 13.5 | 5 | BTM | [5 empty] | Yes | AC-Coupled | Solar |  | 10
326200 |  |  | MA Smart |  |  | Completion Documents | Residential | LEOMINSTER |  | Lithium Ion |  | TESLA |  | 13.5 | 13.5 | 10 | BTM | [5 empty] | Yes | AC-Coupled | Solar |  | 10
326283 |  |  | MA Smart |  |  | Completion Documents | Residential | ANDOVER |  | Lithium Ion |  | TESLA |  | 13.5 | 13.5 | 10 | BTM | [5 empty] | Yes | AC-Coupled | Solar |  | 10
326510 |  |  | MA Smart |  |  | Completion Documents | Residential | ANDOVER |  | Lithium Ion |  | TESLA |  | 13.5 | 13.5 | 15 | BTM | [5 empty] | Yes | AC-Coupled | Solar |  | 10
326749 |  |  | MA Smart |  |  | Conditional Approval | Residential - Heat | ANDOVER |  | Lithium Ion |  | TESLA |  | 13.5 | 13.5 | 10 | BTM | [5 empty] | Yes | AC-Coupled | Solar |  | 10
326885 |  |  | MA Smart |  |  | Conditional Approval | Residential | WESTFORD |  | Lithium Ion |  | TESLA |  | 13.5 | 13.5 | 10 | BTM | [5 empty] | Yes | AC-Coupled | Solar |  | 10
327199 |  |  | MA Smart |  |  | Conditional Approval | Residential | BEVERLY FARMS |  | Lithium Ion |  | TESLA |  | 13.5 | 13.5 | 15 | BTM | [5 empty] | Yes | AC-Coupled | Solar |  | 10
328096 |  |  | MA Smart |  |  | Completion Documents | Residential | WRENTHAM |  | Lithium Ion |  | TESLA |  | 13.5 | 13.5 | 10 | BTM | [5 empty] | Yes | AC-Coupled | Solar |  | 10
328441 |  |  | MA Smart |  |  | Completion Documents | Residential | DUNCAN |  | Lithium Ion |  | TESLA |  | 13.5 | 13.5 | 10 | BTM | [5 empty] | Yes | AC-Coupled | Solar |  | 10
329328 |  |  | MA Smart |  |  | Conditional Approval | Residential | E LONGMEADOW |  | Lithium Ion |  | TESLA |  | 13.5 | 13.5 | 10 | BTM | [5 empty] | Yes | AC-Coupled | Solar |  | 10
329550 |  |  | MA Smart |  |  | Conditional Approval | Residential | AYER |  | Lithium Ion |  | TESLA |  | 13.5 | 13.5 | 15 | BTM | [5 empty] | Yes | AC-Coupled | Solar |  | 10
329977 |  |  | MA Smart |  |  | Completion Documents | Residential | WEYMOUTH |  | Lithium Ion |  | TESLA |  | 13.5 | 13.5 | 10 | BTM | [5 empty] | Yes | AC-Coupled | Solar |  | 10
330469 |  |  | MA Smart |  |  | Conditional Approval | Residential | FRANKLIN |  | Lithium Ion |  | TESLA |  | 13.5 | 13.5 | 10 | BTM | [5 empty] | Yes | AC-Coupled | Solar |  | 10
330658 |  |  | MA Smart |  |  | Screening | Residential | E BRIDGEWATER |  | Lithium Ion |  | TESLA |  | 13.5 | 13.5 | 15 | BTM | [5 empty] | Yes | AC-Coupled | Solar |  | 10
330669 |  |  | MA Smart |  |  | Conditional Approval | Residential | SPENCER |  | Lithium Ion |  | TESLA |  | 13.5 | 13.5 | 10 | BTM | [5 empty] | Yes | AC-Coupled | Solar |  | 10
330733 |  |  | MA Smart |  |  | Completion Documents | Residential | NORTH GRAFTON |  | Lithium Ion |  | TESLA |  | 13.5 | 13.5 | 10 | BTM | [5 empty] | Yes | AC-Coupled | Solar |  | 10
331642 |  |  | MA Smart |  |  | Conditional Approval | Residential | MEDFORD |  | Lithium Ion |  | TESLA |  | 13.5 | 13.5 | 15 | BTM | [5 empty] | Yes | AC-Coupled | Solar |  | 10
333467 |  |  | MA Smart |  |  | Conditional Approval | Residential | STURBRIDGE |  | Lithium Ion |  | TESLA |  | 13.5 | 13.5 | 5 | BTM | [5 empty] | Yes | AC-Coupled | Solar |  | 10
333689 |  |  | MA Smart |  |  | Application | Residential - Heat | S HAMILTON |  | Lithium Ion |  | TESLA |  | 13.5 | 13.5 | 5 | BTM | [5 empty] | Yes | AC-Coupled | Solar |  | 10
334088 |  |  | MA Smart |  |  | Screening | Residential | MELROSE |  | Lithium Ion |  | TESLA |  | 13.5 | 13.5 | 15 | BTM | [5 empty] | Yes | AC-Coupled | Solar |  | 10
323559 |  |  | MA Smart |  |  | Conditional Approval | Residential | GLOUCESTER |  | Lithium Ion |  | TESLA |  | 13.5 | 13.5 | 5 | BTM | [5 empty] | Yes | AC-Coupled | Solar |  | 9.86
326457 |  |  | MA Smart |  |  | Completion Documents | Residential | BEVERLY |  | Lithium Ion |  | TESLA |  | 13.5 | 13.5 | 10 | BTM | [5 empty] | Yes | AC-Coupled | Solar |  | 9.86
337127 |  |  | MA Smart |  |  | Screening | Residential | SUTTON |  | Lithium Ion |  | TESLA |  | 13.5 | 13.5 | 15 | BTM | [5 empty] | Yes | AC-Coupled | Solar |  | 9.86
307951 |  |  | MA Smart |  |  | Conditional Approval | Residential | DUDLEY |  | Lithium Ion |  | TESLA |  | 13.5 | 13.5 | 10 | BTM | [5 empty] | Yes | AC-Coupled | Solar |  | 9.6
335875 |  |  | MA Smart |  |  | Screening | Residential | NORTHBRIDGE |  | Lithium Ion |  | TESLA |  | 13.5 | 13.5 | 10 | BTM | [5 empty] | Yes | AC-Coupled | Solar |  | 9.6
318107 |  |  | MA Smart |  |  | Completion Documents | Residential | HOLBROOK |  | Lithium Ion |  | TESLA |  | 13.5 | 13.5 | 10 | BTM | [5 empty] | Yes | AC-Coupled | Solar |  | 9.57
326952 |  |  | MA Smart |  |  | Screening | Residential | EAST BRIDGEWATER |  | Lithium Ion |  | TESLA |  | 13.5 | 13.5 | 10 | BTM | [5 empty] | Yes | AC-Coupled | Solar |  | 9.36
331769 |  |  | MA Smart |  |  | Screening | Residential | SEEKONK |  | Lithium Ion |  | TESLA |  | 13.5 | 13.5 | 10 | BTM | [5 empty] | Yes | AC-Coupled | Solar |  | 9.36
335404 |  |  | MA Smart |  |  | Application | Residential | NORTH ANDOVER |  | Lithium Ion |  | TESLA |  | 13.5 | 13.5 | 10 | BTM | [5 empty] | Yes | AC-Coupled | Solar |  | 9.36
266606 | [5 empty] | Conditional Approval | Residential | WILLIAMSTOWN |  | Lithium Ion |  | TESLA |  | 13.5 | 13.5 | 5 | BTM | [5 empty] | Yes | AC-Coupled | Solar |  | 9.3
293664 |  |  | MA Smart |  |  | Application | Residential | WORCESTER |  | Lithium Ion |  | TESLA |  | 13.5 | 13.5 | 5 | BTM | [5 empty] | Yes | AC-Coupled | Solar |  | 9.28
307776 |  |  | MA Smart |  |  | Completion Documents | Residential - Heat | WORCESTER |  | Lithium Ion |  | TESLA |  | 13.5 | 13.5 | 10 | BTM | [5 empty] | Yes | AC-Coupled | Solar |  | 9.12
331261 |  |  | MA Smart |  |  | Screening | Residential | STOUGHTON |  | Lithium Ion |  | TESLA |  | 13.5 | 13.5 | 10 | BTM | [5 empty] | Yes | AC-Coupled | Solar |  | 8.88
331603 |  |  | MA Smart |  |  | Screening | Residential | WILBRAHAM |  | Lithium Ion |  | TESLA |  | 13.5 | 13.5 | 10 | BTM | [5 empty] | Yes | AC-Coupled | Solar |  | 8.88
336885 |  |  | MA Smart |  |  | Screening | Residential | ABINGTON |  | Lithium Ion |  | TESLA |  | 13.5 | 13.5 | 10 | BTM | [5 empty] | Yes | AC-Coupled | Solar |  | 8.7
336920 |  |  | MA Smart |  |  | Screening | Residential | ABINGTON |  | Lithium Ion |  | TESLA |  | 13.5 | 13.5 | 10 | BTM | [5 empty] | Yes | AC-Coupled | Solar |  | 8.7
280097 |  |  | MA Smart |  |  | Construction | Residential | CHARLTON |  | Lithium Ion |  | TESLA |  | 13.5 | 13.5 | 10 | BTM | [5 empty] | Yes | AC-Coupled | Solar |  | 8.64
324809 |  |  | MA Smart |  |  | Screening | Residential | BEVERLY |  | Lithium Ion |  | TESLA |  | 13.5 | 13.5 | 10 | BTM | [5 empty] | Yes | AC-Coupled | Solar |  | 8.64
328907 |  |  | MA Smart |  |  | Completion Documents | Residential | SALEM |  | Lithium Ion |  | TESLA |  | 13.5 | 13.5 | 10 | BTM | [5 empty] | Yes | AC-Coupled | Solar |  | 8.64
287786 | [5 empty] | Conditional Approval | Residential | STURBRIDGE |  | Lithium Ion |  | TESLA |  | 13.5 | 13.5 | 5 | BTM | [5 empty] | Yes | AC-Coupled | Solar |  | 8.4
290037 |  |  | MA Smart |  |  | Construction | Residential | SWAMPSCOTT |  | Lithium Ion |  | TESLA |  | 13.5 | 13.5 | 15 | BTM | [5 empty] | Yes | AC-Coupled | Solar |  | 8
294723 |  |  | MA Smart |  |  | Construction | Residential | MEDFORD |  | Lithium Ion |  | TESLA |  | 13.5 | 13.5 | 15 | BTM | [5 empty] | Yes | AC-Coupled | Solar |  | 8
303572 |  |  | MA Smart |  |  | Completion Documents | Residential | WEYMOUTH |  | Lithium Ion |  | TESLA |  | 13.5 | 13.5 | 15 | BTM | [5 empty] | Yes | AC-Coupled | Solar |  | 8
320280 |  |  | MA Smart |  |  | Completion Documents | Residential - Heat | ANDOVER |  | Lithium Ion |  | TESLA |  | 13.5 | 13.5 | 10 | BTM | [5 empty] | Yes | AC-Coupled | Solar |  | 8
321925 |  |  | MA Smart |  |  | Completion Documents | Residential | WESTMINSTER |  | Lithium Ion |  | TESLA |  | 13.5 | 13.5 | 10 | BTM | [5 empty] | Yes | AC-Coupled | Solar |  | 8
325183 |  |  | MA Smart |  |  | Completion Documents | Residential | MONSON |  | Lithium Ion |  | TESLA |  | 13.5 | 13.5 | 10 | BTM | [5 empty] | Yes | AC-Coupled | Solar |  | 8
325552 |  |  | MA Smart |  |  | Screening | Residential | RANDOLPH |  | Lithium Ion |  | TESLA |  | 13.5 | 13.5 | 5 | BTM | [5 empty] | Yes | AC-Coupled | Solar |  | 8
326607 |  |  | MA Smart |  |  | Conditional Approval | Residential | AYER |  | Lithium Ion |  | TESLA |  | 13.5 | 13.5 | 15 | BTM | [5 empty] | Yes | AC-Coupled | Solar |  | 8
301583 |  |  | MA Smart |  |  | Completion Documents | Residential | MILLBURY |  | Lithium Ion |  | TESLA |  | 13.5 | 13.5 | 5 | BTM | [5 empty] | Yes | AC-Coupled | Solar |  | 7.92
323572 |  |  | MA Smart |  |  | Completion Documents | Residential | WORCESTER |  | Lithium Ion |  | TESLA |  | 13.5 | 13.5 | 10 | BTM | [5 empty] | Yes | AC-Coupled | Solar |  | 7.92
299481 | [5 empty] | Conditional Approval | Residential | WILLIAMSTOWN |  | Lithium Ion |  | TESLA |  | 13.5 | 13.5 | 5 | BTM | [5 empty] | Yes | AC-Coupled | Solar |  | 7.795
315641 |  |  | MA Smart |  |  | Completion Documents | Residential | MEDFORD |  | Lithium Ion |  | TESLA |  | 13.5 | 13.5 | 10 | BTM | [5 empty] | Yes | AC-Coupled | Solar |  | 7.68
324116 |  |  | MA Smart |  |  | Application | Residential | BELCHERTOWN |  | Lithium Ion |  | TESLA |  | 13.5 | 13.5 | 5 | BTM | [5 empty] | Yes | AC-Coupled | Solar |  | 7.68
325147 |  |  | MA Smart |  |  | Application | Residential | LOWELL |  | Lithium Ion |  | TESLA |  | 13.5 | 13.5 | 5 | BTM | [5 empty] | Yes | AC-Coupled | Solar |  | 7.68
326951 |  |  | MA Smart |  |  | Conditional Approval | Residential | HANSON |  | Lithium Ion |  | TESLA |  | 13.5 | 13.5 | 5 | BTM | [5 empty] | Yes | AC-Coupled | Solar |  | 7.68
327098 |  |  | MA Smart |  |  | Application | Residential | CHELMSFORD |  | Lithium Ion |  | TESLA |  | 13.5 | 13.5 | 5 | BTM | [5 empty] | Yes | AC-Coupled | Solar |  | 7.68
329607 |  |  | MA Smart |  |  | Application | Residential | STURBRIDGE |  | Lithium Ion |  | TESLA |  | 13.5 | 13.5 | 5 | BTM | [5 empty] | Yes | AC-Coupled | Solar |  | 7.68
334005 |  |  | MA Smart |  |  | Screening | Residential | WESTBOROUGH |  | Lithium Ion |  | TESLA |  | 13.5 | 13.5 | 10 | BTM | [5 empty] | Yes | AC-Coupled | Solar |  | 7.68
242352 | [5 empty] | Conditional Approval | Residential | SEEKONK |  | Lithium Ion |  | TESLA |  | 13.5 | 13.5 | 5 | BTM | [5 empty] | Yes | AC-Coupled | Solar |  | 7.6
295460 |  |  | MA Smart |  |  | Completion Documents | Residential | NORTH EASTON |  | Lithium Ion |  | TESLA |  | 13.5 | 13.5 | 10 | BTM | [5 empty] | Yes | AC-Coupled | Solar |  | 7.6
307802 |  |  | MA Smart |  |  | Construction | Residential | E LONGMEADOW |  | Lithium Ion |  | TESLA |  | 13.5 | 13.5 | 10 | BTM | [5 empty] | Yes | AC-Coupled | Solar |  | 7.6
309991 |  |  | MA Smart |  |  | Completion Documents | Residential - Heat | ANDOVER |  | Lithium Ion |  | TESLA |  | 13.5 | 13.5 | 10 | BTM | [5 empty] | Yes | AC-Coupled | Solar |  | 7.6
314915 |  |  | MA Smart |  |  | Conditional Approval | Residential | FRANKLIN |  | Lithium Ion |  | TESLA |  | 13.5 | 13.5 | 15 | BTM | [5 empty] | Yes | AC-Coupled | Solar |  | 7.6
321256 |  |  | MA Smart |  |  | Conditional Approval | Residential | BELLINGHAM |  | Lithium Ion |  | TESLA |  | 13.5 | 13.5 | 10 | BTM | [5 empty] | Yes | AC-Coupled | Solar |  | 7.6
322022 |  |  | MA Smart |  |  | Conditional Approval | Residential | WRENTHAM |  | Lithium Ion |  | TESLA |  | 13.5 | 13.5 | 5 | BTM | [5 empty] | Yes | AC-Coupled | Solar |  | 7.6
322312 |  |  | MA Smart |  |  | Completion Documents | Residential | STOUGHTON |  | Lithium Ion |  | TESLA |  | 13.5 | 13.5 | 10 | BTM | [5 empty] | Yes | AC-Coupled | Solar |  | 7.6
324708 |  |  | MA Smart |  |  | Conditional Approval | Residential | BILLERICA |  | Lithium Ion |  | TESLA |  | 13.5 | 13.5 | 5 | BTM | [5 empty] | Yes | AC-Coupled | Solar |  | 7.6
326927 |  |  | MA Smart |  |  | Conditional Approval | Residential | REHOBOTH |  | Lithium Ion |  | TESLA |  | 13.5 | 13.5 | 20 | BTM | [5 empty] | Yes | AC-Coupled | Solar |  | 7.6
327515 |  |  | MA Smart |  |  | Completion Documents | Residential | STOUGHTON |  | Lithium Ion |  | TESLA |  | 13.5 | 13.5 | 10 | BTM | [5 empty] | Yes | AC-Coupled | Solar |  | 7.6
327873 |  |  | MA Smart |  |  | Completion Documents | Residential | GT BARRINGTON |  | Lithium Ion |  | TESLA |  | 13.5 | 13.5 | 10 | BTM | [5 empty] | Yes | AC-Coupled | Solar |  | 7.6
327874 |  |  | MA Smart |  |  | Conditional Approval | Residential | MELROSE |  | Lithium Ion |  | TESLA |  | 13.5 | 13.5 | 10 | BTM | [5 empty] | Yes | AC-Coupled | Solar |  | 7.6
327991 |  |  | MA Smart |  |  | Completion Documents | Residential | NORTH ANDOVER |  | Lithium Ion |  | TESLA |  | 13.5 | 13.5 | 10 | BTM | [5 empty] | Yes | AC-Coupled | Solar |  | 7.6
328772 |  |  | MA Smart |  |  | Completion Documents | Residential | MEDFORD |  | Lithium Ion |  | TESLA |  | 13.5 | 13.5 | 10 | BTM | [5 empty] | Yes | AC-Coupled | Solar |  | 7.6
328844 |  |  | MA Smart |  |  | Conditional Approval | Residential | NORTHBOROUGH |  | Lithium Ion |  | TESLA |  | 13.5 | 13.5 | 5 | BTM | [5 empty] | Yes | AC-Coupled | Solar |  | 7.6
328974 |  |  | MA Smart |  |  | Completion Documents | Residential | STOUGHTON |  | Lithium Ion |  | TESLA |  | 13.5 | 13.5 | 15 | BTM | [5 empty] | Yes | AC-Coupled | Solar |  | 7.6
330348 |  |  | MA Smart |  |  | Completion Documents | Residential | WINTHROP |  | Lithium Ion |  | TESLA |  | 13.5 | 13.5 | 10 | BTM | [5 empty] | Yes | AC-Coupled | Solar |  | 7.6
330696 |  |  | MA Smart |  |  | Conditional Approval | Residential | FLORENCE |  | Lithium Ion |  | TESLA |  | 13.5 | 13.5 | 10 | BTM | [5 empty] | Yes | AC-Coupled | Solar |  | 7.6
331978 |  |  | MA Smart |  |  | Screening | Residential | MEDFORD |  | Lithium Ion |  | TESLA |  | 13.5 | 13.5 | 10 | BTM | [5 empty] | Yes | AC-Coupled | Solar |  | 7.6
332619 |  |  | MA Smart |  |  | Conditional Approval | Residential - Heat | NAHANT |  | Lithium Ion |  | TESLA |  | 13.5 | 13.5 | 5 | BTM | [5 empty] | Yes | AC-Coupled | Solar |  | 7.6
332953 |  |  | MA Smart |  |  | Screening | Residential | SUTTON |  | Lithium Ion |  | TESLA |  | 13.5 | 13.5 | 10 | BTM | [5 empty] | Yes | AC-Coupled | Solar |  | 7.6
335591 |  |  | MA Smart |  |  | Application | Residential | MILL RIVER |  | Lithium Ion |  | TESLA |  | 13.5 | 13.5 | 10 | BTM | [5 empty] | Yes | AC-Coupled | Solar |  | 7.6
335981 |  |  | MA Smart |  |  | Conditional Approval | Residential | WORCESTER |  | Lithium Ion |  | TESLA |  | 13.5 | 13.5 | 5 | BTM | [5 empty] | Yes | AC-Coupled | Solar |  | 7.6
335985 |  |  | MA Smart |  |  | Conditional Approval | Residential | WESTFORD |  | Lithium Ion |  | TESLA |  | 13.5 | 13.5 | 5 | BTM | [5 empty] | Yes | AC-Coupled | Solar |  | 7.6
337902 |  |  | MA Smart |  |  | Application | Residential | SCITUATE |  | Lithium Ion |  | SOLAREDGE TECHNOLOGIES |  | 13.5 | 13.5 | 7.6 | BTM | [5 empty] | Yes | AC-Coupled | Solar |  | 7.6
337957 |  |  | MA Smart |  |  | Application | Residential | CHELMSFORD |  | Lithium Ion |  | TESLA |  | 13.5 | 13.5 | 10 | BTM | [5 empty] | Yes | AC-Coupled | Solar |  | 7.6
292843 |  |  | MA Smart |  |  | Application | Residential | WINCHENDON |  | Lithium Ion |  | TESLA |  | 13.5 | 13.5 | 5 | BTM | [5 empty] | Yes | AC-Coupled | Solar |  | 7.44
336432 |  |  | MA Smart |  |  | Screening | Residential | ROCKPORT |  | Lithium Ion |  | TESLA |  | 13.5 | 13.5 | 10 | BTM | [5 empty] | Yes | AC-Coupled | Solar |  | 7.44
333770 |  |  | MA Smart |  |  | Conditional Approval | Residential | MARLBOROUGH |  | Lithium Ion |  | TESLA |  | 13.5 | 13.5 | 5 | BTM | [5 empty] | Yes | AC-Coupled | Solar |  | 7.25
288745 |  |  | MA Smart |  |  | Completion Documents | Residential | STOUGHTON |  | Lithium Ion |  | TESLA | 28 | 13.5 | 13.5 | 10 | BTM | [5 empty] | Yes | AC-Coupled | Solar |  | 6.96
308481 |  |  | MA Smart |  |  | Conditional Approval | Residential | REVERE |  | Lithium Ion |  | TESLA |  | 13.5 | 13.5 | 5 | BTM | [5 empty] | Yes | AC-Coupled | Solar |  | 6.96
309572 |  |  | MA Smart |  |  | Construction | Residential | QUINCY |  | Lithium Ion |  | TESLA |  | 13.5 | 13.5 | 10 | BTM | [5 empty] | Yes | AC-Coupled | Solar |  | 6.96
325093 |  |  | MA Smart |  |  | Application | Residential | GLOUCESTER |  | Lithium Ion |  | TESLA |  | 13.5 | 13.5 | 5 | BTM | [5 empty] | Yes | AC-Coupled | Solar |  | 6.96
321076 |  |  | MA Smart |  |  | Design | Residential | TEWKSBURY |  | Lithium Ion |  | TESLA |  | 13.5 | 13.5 | 10 | BTM | [5 empty] | Yes | AC-Coupled | Solar |  | 6.38
312323 |  |  | MA Smart |  |  | Conditional Approval | Residential | WEBSTER |  | Lithium Ion |  | TESLA |  | 13.5 | 13.5 | 5 | BTM | [5 empty] | Yes | AC-Coupled | Solar |  | 6.24
327466 |  |  | MA Smart |  |  | Screening | Residential | HARDWICK |  | Lithium Ion |  | TESLA |  | 13.5 | 13.5 | 10 | BTM | [5 empty] | Yes | AC-Coupled | Solar |  | 6.24
307245 |  |  | MA Smart |  |  | Conditional Approval | Residential | WORCESTER |  | Lithium Ion |  | TESLA |  | 13.5 | 13.5 | 5 | BTM | [5 empty] | Yes | AC-Coupled | Solar |  | 6
308160 |  |  | MA Smart |  |  | Conditional Approval | Residential | MILLBURY |  | Lithium Ion |  | TESLA |  | 13.5 | 13.5 | 5 | BTM | [5 empty] | Yes | AC-Coupled | Solar |  | 5.76
336438 |  |  | MA Smart |  |  | Conditional Approval | Residential | ORANGE |  | Lithium Ion |  | TESLA |  | 13.5 | 13.5 | 5 | BTM | [5 empty] | Yes | AC-Coupled | Solar |  | 5.51
305161 |  |  | MA Smart |  |  | Completion Documents | Residential | BROCKTON |  | Lithium Ion |  | TESLA |  | 13.5 | 13.5 | 5 | BTM | [5 empty] | Yes | AC-Coupled | Solar |  | 5.22
333336 |  |  | MA Smart |  |  | Completion Documents | Residential | AMESBURY |  | Lithium Ion |  | TESLA |  | 13.5 | 13.5 | 10 | BTM | [5 empty] | Yes | AC-Coupled | Solar |  | 5.04
295996 |  |  | MA Smart |  |  | Completion Documents | Residential | WRENTHAM |  | Lithium Ion |  | TESLA |  | 13.5 | 13.5 | 15 | BTM | [5 empty] | Yes | AC-Coupled | Solar |  | 5
330933 |  |  | MA Smart |  |  | Conditional Approval | Commercial | ESSEX |  | Lithium Ion |  | TESLA |  | 13.5 | 13.5 | 10 | BTM | [5 empty] | Yes | AC-Coupled | Solar |  | 5
331294 | [5 empty] | Conditional Approval | Residential | ANDOVER |  | Lithium Ion |  | TESLA |  | 13.5 | 13.5 | 5 | BTM | [5 empty] | Yes | AC-Coupled | Solar |  | 5
308424 |  |  | MA Smart |  |  | Conditional Approval | Residential | LEOMINSTER |  | Lithium Ion |  | TESLA |  | 13.5 | 13.5 | 10 | BTM | [5 empty] | Yes | AC-Coupled | Solar |  | 4.93
293657 |  |  | MA Smart |  |  | Conditional Approval | Residential | WINCHENDON |  | Lithium Ion |  | TESLA |  | 13.5 | 13.5 | 5 | BTM | [5 empty] | Yes | AC-Coupled | Solar |  | 4.64
298402 |  |  | MA Smart |  |  | Completion Documents | Residential | CHELMSFORD |  | Lithium Ion |  | TESLA |  | 13.5 | 13.5 | 10 | BTM | [5 empty] | Yes | AC-Coupled | Solar |  | 4.64
324037 |  |  | MA Smart |  |  | Conditional Approval | Residential | FRANKLIN |  | Lithium Ion |  | TESLA |  | 13.5 | 13.5 | 5 | BTM | [5 empty] | Yes | AC-Coupled | Solar |  | 4.56
273712 |  |  | MA Smart |  |  | Conditional Approval | Residential | S HAMILTON |  | Lithium Ion |  | TESLA |  | 13.5 | 13.5 | 5 | BTM | [5 empty] | Yes | AC-Coupled | Solar | 3.78 | 3.8
309079 | [5 empty] | Completion Documents | Residential | ANDOVER |  | Lithium Ion |  | TESLA |  | 13.5 | 13.5 | 10 | BTM | [5 empty] | Yes | AC-Coupled | Solar |  | 3.8
324115 |  |  | MA Smart |  |  | Completion Documents | Residential | BOXFORD |  | Lithium Ion |  | TESLA |  | 13.5 | 13.5 | 10 | BTM | [5 empty] | Yes | AC-Coupled | Solar |  | 3.8
324124 |  |  | MA Smart |  |  | Conditional Approval | Residential | SOUTH EASTON |  | Lithium Ion |  | TESLA |  | 13.5 | 13.5 | 5 | BTM | [5 empty] | Yes | AC-Coupled | Solar |  | 3.8
328518 |  |  | MA Smart |  |  | Conditional Approval | Commercial | ROCKPORT |  | Lithium Ion |  | TESLA |  | 13.5 | 13.5 | 10 | BTM | [5 empty] | Yes | AC-Coupled | Solar |  | 3.8
335196 |  |  | MA Smart |  |  | Conditional Approval | Residential | SWAMPSCOTT |  | Lithium Ion |  | TESLA |  | 13.5 | 13.5 | 5 | BTM | [5 empty] | Yes | AC-Coupled | Solar |  | 3.8
336065 |  |  | MA Smart |  |  | Conditional Approval | Residential | WOLLASTON |  | Lithium Ion |  | TESLA |  | 13.5 | 13.5 | 10 | BTM | [5 empty] | Yes | AC-Coupled | Solar |  | 3.8
336146 |  |  | MA Smart |  |  | Application | Residential | BRADFORD |  | Lithium Ion |  | TESLA |  | 13.5 | 13.5 | 3.8 | BTM | [5 empty] | Yes | AC-Coupled | Solar |  | 3.8
322385 |  |  | MA Smart |  |  | Conditional Approval | Residential | RANDOLPH |  | Lithium Ion |  | TESLA |  | 13.5 | 13.5 | 5 | BTM | [5 empty] | Yes | AC-Coupled | Solar |  | 3.36
293475 |  |  | MA Smart |  |  | Conditional Approval | Residential | FALL RIVER |  | Lithium Ion |  | TESLA |  | 13.5 | 13.5 | 5 | BTM | [5 empty] | Yes | AC-Coupled | Solar |  | 3.12
305119 |  |  | MA Smart |  |  | Conditional Approval | Residential | NORTHAMPTON |  | Lithium Ion |  | TESLA |  | 13.5 | 13.5 | 5 | BTM | [5 empty] | Yes | AC-Coupled | Solar |  | 2.75
318608 |  |  | MA Smart |  |  | Conditional Approval | Commercial | AVON |  | Lithium Ion |  | TESLA |  | 13.5 | 13.5 | 20 | BTM | [5 empty] | Yes | AC-Coupled | Solar |  | 2.4
334667 |  |  | MA Smart |  |  | Application | Residential | NAHANT |  | Lithium Ion |  | TESLA |  | 13.5 | 13.5 | 5 | BTM | [5 empty] | Yes | AC-Coupled | Solar |  | 2.4
295399 | [5 empty] | Conditional Approval | Residential | BEVERLY |  | Lithium Ion |  | TESLA |  | 13.5 | 13.5 | 10 | BTM | [5 empty] | Yes | AC-Coupled | Battery Add-On |  | 24
331470 |  |  | MA Smart |  |  | Application | Residential | LEOMINSTER |  | Lithium Ion |  | TESLA |  | 13.36 | 13.36 | 10 | BTM | [5 empty] | Yes | AC-Coupled | Solar |  | 3.36
326856 |  |  | MA Smart |  |  | Conditional Approval | Residential | WESTBOROUGH |  | Lithium Ion |  | TESLA |  | 13.2 | 13.2 | 10 | BTM | [5 empty] | Yes | AC-Coupled | Solar |  | 8.4
318182 |  |  | MA Smart |  |  | Conditional Approval | Residential | LEOMINSTER |  | Lithium Ion |  | TESLA |  | 13.2 | 13.2 | 5 | BTM | [5 empty] | Yes | AC-Coupled | Solar |  | 8
327502 |  |  | MA Smart |  |  | Application | Residential | WHITINSVILLE |  | Lithium Ion |  | TESLA |  | 13.2 | 13.2 | 5 | BTM | [5 empty] | Yes | AC-Coupled | Solar |  | 7.68
330235 |  |  | MA Smart |  |  | Application | Residential | BEVERLY |  | Lithium Ion |  | TESLA |  | 13.2 | 13.2 | 10 | BTM | [5 empty] | Yes | AC-Coupled | Solar |  | 7.6
319521 |  |  | MA Smart |  |  | Completion Documents | Residential | WEYMOUTH |  | Lithium Ion |  | TESLA |  | 13.2 | 13.2 | 10 | BTM | [5 empty] | Yes | AC-Coupled | Solar |  | 6.48
327519 |  |  | MA Smart |  |  | Application | Residential | METHUEN |  | Lithium Ion |  | ENPHASE ENERGY |  | 13.2 | 13.2 | 0.24 | BTM | [5 empty] | Yes | AC-Coupled | Solar |  | 6.48
318194 |  |  | MA Smart |  |  | Completion Documents | Residential | SWANSEA |  | Lithium Ion |  | TESLA |  | 13.2 | 13.2 | 10 | BTM | [5 empty] | Yes | AC-Coupled | Solar |  | 5.76
318454 |  |  | MA Smart |  |  | Conditional Approval | Residential | MEDFORD |  | Lithium Ion |  | TESLA |  | 13.2 | 13.2 | 5 | BTM | [5 empty] | Yes | AC-Coupled | Solar |  | 5.04
323598 |  |  | MA Smart |  |  | Conditional Approval | Residential | ROCKLAND |  | Lithium Ion |  | TESLA |  | 13.2 | 13.2 | 5 | BTM | [5 empty] | Yes | AC-Coupled | Solar |  | 4.64
320177 |  |  | MA Smart |  |  | Completion Documents | Residential | ROCKLAND |  | Lithium Ion |  | TESLA |  | 13.2 | 13.2 | 10 | BTM | [5 empty] | Yes | AC-Coupled | Solar |  | 4.08
315584 |  |  | MA Smart |  |  | Conditional Approval | Residential | SOMERSET |  | Lithium Ion |  | TESLA |  | 13.2 | 13.2 | 5 | BTM | [5 empty] | Yes | AC-Coupled | Solar |  | 3.84
319797 |  |  | MA Smart |  |  | Conditional Approval | Residential | MELROSE |  | Lithium Ion |  | TESLA |  | 13.2 | 13.2 | 5 | BTM | [5 empty] | Yes | AC-Coupled | Solar |  | 3.84
335189 | [5 empty] | Screening | Residential | BELCHERTOWN |  | Lithium Ion |  | SONNEN |  | 12.5 | 12.5 | 7 | BTM | [5 empty] | Yes | AC-Coupled | Solar |  | 17
315866 |  |  | MA Smart |  |  | Completion Documents | Residential | ROCKLAND |  | Lithium Ion |  | LG CHEM |  | 10.76 | 10.76 | 5 | BTM | [5 empty] | Yes | AC-Coupled | Solar |  | 5.76
223683 | [5 empty] | Completion Documents | Residential | AUBURN |  | Lithium Ion |  | TESLA |  | 10 | 10 | 10 | BTM | [5 empty] | Yes | AC-Coupled | Solar |  | 10
325098 |  |  | MA Smart |  |  | Conditional Approval | Residential | ABINGTON |  | Lithium Ion |  | SONNEN |  | 10 | 10 | 4.8 | BTM | [5 empty] | Yes | AC-Coupled | Solar |  | 6
243769 |  |  | MA Smart |  |  | Application | Residential - Heat | WORCESTER |  | Lithium Ion |  | SONNEN |  | 10 | 10 | 7 | BTM | [5 empty] | Yes | AC-Coupled | Solar |  | 3.36
282594 |  |  | MA Smart |  |  | Conditional Approval | Residential - Heat | SUTTON |  | Lithium Ion |  | LG CHEM |  | 9.8 | 9.8 | 5 | BTM | [5 empty] | Yes | DC-Coupled | Solar |  | 9.8
277409 |  |  | MA Smart |  |  | Conditional Approval | Residential | MILFORD |  | Lithium Ion |  | LG CHEM |  | 9.8 | 9.8 | 5 | BTM | [5 empty] | Yes | DC-Coupled | Solar |  | 8.8
276529 |  |  | MA Smart |  |  | Conditional Approval | Residential | WORCESTER |  | Lithium Ion |  | LG CHEM |  | 9.8 | 9.8 | 5 | BTM | [5 empty] | Yes | DC-Coupled | Solar |  | 7.6
276709 |  |  | MA Smart |  |  | Conditional Approval | Residential | SUTTON |  | Lithium Ion |  | LG CHEM |  | 9.8 | 9.8 | 5 | BTM | [5 empty] | Yes | DC-Coupled | Solar |  | 7.6
277557 |  |  | MA Smart |  |  | Conditional Approval | Residential | WILBRAHAM |  | Lithium Ion |  | LG CHEM |  | 9.8 | 9.8 | 5 | BTM | [5 empty] | Yes | DC-Coupled | Solar |  | 7.6
278395 |  |  | MA Smart |  |  | Conditional Approval | Residential | MILLBURY |  | Lithium Ion |  | LG CHEM |  | 9.8 | 9.8 | 5 | BTM | [5 empty] | Yes | DC-Coupled | Solar |  | 7.6
284636 |  |  | MA Smart |  |  | Conditional Approval | Residential | ROYALSTON |  | Lithium Ion |  | LG CHEM |  | 9.8 | 9.8 | 5 | BTM | [5 empty] | Yes | DC-Coupled | Solar |  | 7.6
277414 |  |  | MA Smart |  |  | Completion Documents | Residential | SHEFFIELD |  | Lithium Ion |  | LG CHEM |  | 9.8 | 9.8 | 5 | BTM | [5 empty] | Yes | DC-Coupled | Solar |  | 3.8
278780 |  |  | MA Smart |  |  | Conditional Approval | Residential | FRANKLIN |  | Lithium Ion |  | LG CHEM |  | 9.8 | 9.8 | 5 | BTM | [5 empty] | Yes | DC-Coupled | Solar |  | 3.8
294577 |  |  | MA Smart |  |  | Conditional Approval | Residential | NORTH ANDOVER |  | Lithium Ion |  | SOLAR EDGE |  | 9.3 | 9.3 | 7.6 | BTM | [5 empty] | Yes | DC-Coupled | Solar |  | 7.6
337254 | [5 empty] | Application | Residential | NORTHAMPTON |  | Lithium Ion |  | SONNEN |  | 7 | 7 | 7 | BTM | [5 empty] | Yes | AC-Coupled | Solar |  | 17
333588 | [5 empty] | Conditional Approval | Residential | FLORENCE |  | Lithium Ion |  | SONNEN |  | 7 | 7 | 7 | BTM | [5 empty] | Yes | AC-Coupled | Solar |  | 14.6
277687 | [5 empty] | Conditional Approval | Residential | HAVERHILL |  | Lithium Ion |  | TESLA |  | 5 | 5 | 5 | BTM | [5 empty] | Yes | AC-Coupled | Battery Add-On |  | 15
278225 | [5 empty] | Conditional Approval | Residential | ANDOVER |  | Lithium Ion |  | TESLA |  | 5 | 5 | 5 | BTM | [5 empty] | Yes | AC-Coupled | Battery Add-On |  | 10
312562 |  |  | MA Smart |  |  | Conditional Approval | Residential | SALEM |  | Lithium Ion |  | TESLA |  | 5 | 5 | 5 | BTM | [5 empty] | Yes | AC-Coupled | Solar |  | 7.68
290832 |  |  | MA Smart |  |  | Completion Documents | Residential | MILLBURY |  | Lithium Ion |  | TESLA |  | 5 | 5 | 20 | BTM | [5 empty] | Yes | AC-Coupled | Solar |  | 1.68
177767 | 25122099 |  |  |  |  | Group Study | Commercial | WARREN |  | Lithium Ion |  | SMA |  |  | 0 | 4990 | STANDALONE |  |  |  |  | 25122099 | Yes | DC-Coupled | Solar |  | 5000
178326 | 26034121 |  |  |  |  | Group Study | Commercial | HUBBARDSTON |  | Lithium Ion |  | NEC ENERGY SOLUTIONS | 4000 |  | 4000 | 2000 | [5 empty] | 26034121 | Yes | DC-Coupled | Solar |  | 5000
308061 |  |  | MA Smart |  |  | Group Study | Residential | PALMER |  | Lithium Ion |  | SUNGROW | 1096 |  | 1096 | 2500 | STANDALONE | [5 empty] | Yes | DC-Coupled | Solar |  | 5000
198216 | [5 empty] | Group Study | Commercial | SOUTHBRIDGE |  | Lithium Ion |  | SUNGROW |  |  | 0 | 2000 | [8 empty] | Solar |  | 4999
288134 | [5 empty] | Application | Commercial | DOUGLAS |  | Lithium Ion |  | SMA | 20000 |  | 20000 | 4990 | STANDALONE | [5 empty] | Yes | AC-Coupled | Other |  | 4990
293669 | [5 empty] | Application | Commercial | GRANBY |  | Lithium Ion |  | SMA | 20000 |  | 20000 | 4990 | STANDALONE | [5 empty] | Yes | AC-Coupled | Other |  | 4990
301762 |  |  | MA Smart |  |  | Group Study | Commercial | WESTMINSTER |  | Lithium Ion |  | SUNGROW |  |  | 0 | 3750 | STANDALONE | [5 empty] | Yes | DC-Coupled | Solar |  | 4990
308498 |  |  | MA Smart |  |  | Group Study | Commercial | SUTTON |  | Lithium Ion |  | SAMSUNG DC-COUPLED TO SUNGROW |  |  | 0 | 3750 | STANDALONE | [5 empty] | Yes | DC-Coupled | Solar |  | 4990
175983 | 19062618 |  | MA Smart |  |  | Design | Commercial | AUBURN |  | Lithium Ion |  | DYNAPOWER | 10758 |  | 10758 | 3750 | STANDALONE |  |  |  |  | 19062618 | Yes | DC-Coupled | Solar |  | 4875
177724 | 25101701 |  | MA Smart |  |  | Group Study | Residential | NEW BRAINTREE |  | Lithium Ion |  | GREEN POWER TECHNOLOGIES | 1000 |  | 1000 | 2800 | STANDALONE |  |  |  |  | 25101701 | Yes | DC-Coupled | Solar |  | 4800
290420 | [5 empty] | Group Study | Commercial | NORTH BROOKFIELD |  | Lithium Ion |  | SMA | 20000 | 20000 | 20000 | 4990 | STANDALONE | [5 empty] | Yes | AC-Coupled | Other |  | 4500
178171 | 26002089 |  |  |  |  | Group Study | Commercial | SPENCER |  | Lithium Ion |  | POWER ELECTRONICS-HEMK V1500 FS215050CU15 |  |  | 0 | 4400 | STANDALONE |  |  |  |  | 26002089 | Yes | DC-Coupled | Solar |  | 4400
178302 | 25634026 |  |  |  |  | Group Study | Commercial | OXFORD |  | Lithium Ion |  | POWER ELECTRONICS-HEC-US V1500 FS2125CU15 |  |  | 0 | 4400 | STANDALONE |  |  |  |  | 25634026 | Yes | DC-Coupled | Solar |  | 4400
178360 | 26040977 |  | MA Smart |  |  | Conditional Approval | Residential | RUTLAND |  | Lithium Ion |  | POWER ELECTRONICS |  |  | 0 |  | STANDALONE |  |  |  |  | 26040977 | Yes | DC-Coupled | Solar |  | 4300
178173 | 26002470 |  |  |  |  | Group Study | Commercial | BELCHERTOWN |  | Lithium Ion |  | POWER ELECTRONICS |  |  | 0 | 300 | [5 empty] | 26002470 | Yes | DC-Coupled | Solar |  | 3190
305873 |  |  | MA Smart |  |  | Group Study | Commercial | SUTTON |  | Lithium Ion |  | SUNGROW |  |  | 0 | 1984 | STANDALONE | [5 empty] | Yes | AC-Coupled | Solar |  | 1750
178264 | 26146533 |  | MA Smart |  |  | Study | Commercial | DUDLEY |  | Lithium Ion |  | SUNGROW | 1112 |  | 1112 | 1000 | STANDALONE |  |  |  |  | 26146533 | Yes | DC-Coupled | Solar |  | 1250
185621 |  |  | MA Smart |  |  | Study | Commercial | FRANKLIN |  | Lithium Ion |  | WSTECH |  |  | 0 | 800 | STANDALONE | [5 empty] | Yes | DC-Coupled | Solar |  | 996
299022 |  |  | MA Smart |  |  | Group Study | Commercial | MILLBURY |  | Lithium Ion |  | TESLA |  |  | 0 | 505 | STANDALONE | [5 empty] | Yes | AC-Coupled | Solar |  | 996
195313 | [5 empty] | Study | Commercial | LEOMINSTER |  | Lithium Ion |  | SUNGROW | 2224 |  | 2224 | 495 | STANDALONE | [5 empty] | Yes | DC-Coupled | Solar |  | 995
308551 |  |  | MA Smart |  |  | Study | Industrial | TEWKSBURY |  | Lithium Ion |  | TESLA | 1220 |  | 1220 | 305 | BTM | [5 empty] | Yes | AC-Coupled | Solar |  | 933.3
322230 |  |  | MA Smart |  |  | Application | Commercial | BRIDGEWATER |  | Lithium Ion |  | SUNGROW | 556 |  | 556 | 250 | BTM | [5 empty] | Yes | AC-Coupled | Solar |  | 500
287863 |  |  | MA Smart |  |  | Conditional Approval | Commercial | BRIDGEWATER |  | Lithium Ion |  | EPC POWER |  |  | 0 | 250 | BTM | [5 empty] | Yes | DC-Coupled | Solar |  | 499.9
280051 |  |  | MA Smart |  |  | Study | Commercial | MEDFORD |  | Lithium Ion |  | NEC ENERGY SOLUTIONS | 510 |  | 510 | 280 | BTM | [7 empty] | Solar |  | 462.5
319692 |  |  | MA Smart |  |  | Group Study | Commercial | NEW BRAINTREE |  | Lithium Ion |  | DYNAPOWER |  |  | 0 |  | STANDALONE | [5 empty] | Yes | DC-Coupled | Solar |  | 250
285958 |  |  | MA Smart |  |  | Conditional Approval | Commercial | AVON |  | Lithium Ion |  | EPC POWER |  |  | 0 | 249 | STANDALONE | [5 empty] | Yes | DC-Coupled | Solar |  | 249
303103 |  |  | MA Smart |  |  | Supplemental Review | Commercial | CHELMSFORD |  | Lithium Ion |  | TESLA |  |  | 0 | 130 | STANDALONE | [5 empty] | Yes | AC-Coupled | Solar |  | 200
305559 |  |  | MA Smart |  |  | Conditional Approval | Commercial | FRANKLIN |  | Lithium Ion |  | BYD |  |  | 0 | 60 | BTM | [5 empty] | Yes | AC-Coupled | Solar |  | 125
331061 |  |  | MA Smart |  |  | Screening | Residential | W. STOCKBRIDGE |  | Lithium Ion |  | EPC POWER | 222 |  | 222 | 222 | BTM | [5 empty] | Yes | AC-Coupled | Solar |  | 100
282114 |  |  | MA Smart |  |  | Conditional Approval | Commercial | AYER |  | Lithium Ion |  | TESLA | 174 |  | 174 | 87 | BTM | [5 empty] | Yes | AC-Coupled | Solar |  | 66
290378 | [5 empty] | Completion Documents | Residential | BOXFORD |  | Lithium Ion |  | TESLA |  |  | 0 | 10 | BTM | [5 empty] | Yes | AC-Coupled | Solar |  | 40.6
315235 |  |  | MA Smart |  |  | Completion Documents | Commercial | NANTUCKET |  | Lithium Ion |  | GENERAC | 14.3 |  | 14.3 | 11.4 | BTM | [5 empty] | Yes | DC-Coupled | Solar |  | 22.8
310710 |  |  | MA Smart |  |  | Completion Documents | Residential | BOLTON |  | Lithium Ion |  | TESLA |  |  | 0 | 10 | BTM | [5 empty] | Yes | AC-Coupled | Solar |  | 20
292469 | [5 empty] | Conditional Approval | Residential | SEEKONK |  | Lithium Ion |  | SONNEN | 20 |  | 20 | 7 | BTM | [5 empty] | Yes | AC-Coupled | Solar |  | 17
286147 |  |  | MA Smart |  |  | Conditional Approval | Residential | MANCHESTER |  | Lithium Ion |  | TESLA |  |  | 0 | 15 | BTM | [5 empty] | Yes | AC-Coupled | Solar |  | 15.36
294443 |  |  | MA Smart |  |  | Construction | Residential | LEOMINSTER |  | Lithium Ion |  | TESLA |  |  | 0 | 20 | BTM | [5 empty] | Yes | AC-Coupled | Solar |  | 15.2
302941 |  |  | MA Smart |  |  | Construction | Residential | WENHAM |  | Lithium Ion |  | TESLA |  |  | 0 | 15 | BTM | [5 empty] | Yes | AC-Coupled | Solar |  | 15.2
309752 |  |  | MA Smart |  |  | Conditional Approval | Residential | WILLIAMSTOWN |  | Lithium Ion |  | TESLA |  |  | 0 | 10 | BTM | [5 empty] | Yes | AC-Coupled | Solar |  | 15.2
293961 |  |  | MA Smart |  |  | Completion Documents | Residential | WENHAM |  | Lithium Ion |  | TESLA |  |  | 0 | 15 | BTM | [5 empty] | Yes | AC-Coupled | Solar |  | 15.08
325260 |  |  | MA Smart |  |  | Conditional Approval | Residential | NORTHAMPTON |  | Lithium Ion |  | SOLAREDGE | 9.3 |  | 9.3 | 6 | BTM | [5 empty] | Yes | DC-Coupled | Solar |  | 12
287761 |  |  | MA Smart |  |  | Completion Documents | Residential | LANCASTER |  | Lithium Ion |  | TESLA |  |  | 0 | 10 | BTM | [5 empty] | Yes | AC-Coupled | Solar |  | 11.52
291812 |  |  | MA Smart |  |  | Conditional Approval | Residential | SCITUATE |  | Lithium Ion |  | TESLA |  |  | 0 | 20 | BTM | [5 empty] | Yes | AC-Coupled | Solar |  | 10
293844 |  |  | MA Smart |  |  | Construction | Residential | WILLIAMSTOWN |  | Lithium Ion |  | SOLAREDGE |  |  | 0 | 10 | BTM | [5 empty] | Yes | AC-Coupled | Solar |  | 10
294525 |  |  | MA Smart |  |  | Design | Residential | RUTLAND |  | Lithium Ion |  | TESLA |  |  | 0 | 15 | STANDALONE | [5 empty] | Yes | AC-Coupled | Solar |  | 10
296764 |  |  | MA Smart |  |  | Construction | Residential | NORWELL |  | Lithium Ion |  | TESLA |  |  | 0 | 15 | BTM | [5 empty] | Yes | AC-Coupled | Solar |  | 10
291144 |  |  | MA Smart |  |  | Design | Residential | GRAFTON |  | Lithium Ion |  | TESLA |  |  | 0 | 15 | BTM | [5 empty] | Yes | AC-Coupled | Solar |  | 9.996
330847 |  |  | MA Smart |  |  | Conditional Approval | Residential | WARE |  | Lithium Ion |  | GENERAC | 17.1 |  | 17.1 | 7.6 | BTM | [5 empty] | Yes | DC-Coupled | Solar |  | 9.92
292445 |  |  | MA Smart |  |  | Conditional Approval | Residential | ORANGE |  | Lithium Ion |  | LG CHEM |  |  | 0 | 5 | BTM | [5 empty] | Yes | DC-Coupled | Solar |  | 9.8
306596 |  |  | MA Smart |  |  | Conditional Approval | Residential | REHOBOTH |  | Lithium Ion |  | SOLAREDGE | 9.3 |  | 9.3 | 3.8 | BTM | [5 empty] | Yes | DC-Coupled | Solar |  | 9.8
333998 |  |  | MA Smart |  |  | Application | Residential | LOWELL |  | Lithium Ion |  | SOLAREDGE | 9.3 |  | 9.3 | 3.8 | BTM | [5 empty] | Yes | DC-Coupled | Solar |  | 9.8
313754 |  |  | MA Smart |  |  | Conditional Approval | Residential | REHOBOTH |  | Lithium Ion |  | GENERAC | 17.1 |  | 17.1 | 7.6 | BTM | [5 empty] | Yes | DC-Coupled | Solar |  | 9.694
290312 |  |  | MA Smart |  |  | Completion Documents | Residential | CHELMSFORD |  | Lithium Ion |  | TESLA |  |  | 0 | 10 | BTM | [5 empty] | Yes | AC-Coupled | Solar |  | 9.6
291554 |  |  | MA Smart |  |  | Completion Documents | Residential | NORTHBRIDGE |  | Lithium Ion |  | TESLA |  |  | 0 | 10 | BTM | [5 empty] | Yes | AC-Coupled | Solar |  | 9.6
317507 |  |  | MA Smart |  |  | Conditional Approval | Residential | EASTON |  | Lithium Ion |  | DELTA ELECTRONICS | 9.3 |  | 9.3 | 5.76 | BTM | [5 empty] | Yes | DC-Coupled | Solar |  | 9.6
318123 |  |  | MA Smart |  |  | Conditional Approval | Residential | METHUEN |  | Lithium Ion |  | DELTA ELECTRONICS | 9.3 |  | 9.3 | 5.76 | BTM | [5 empty] | Yes | DC-Coupled | Solar |  | 9.6
319534 |  |  | MA Smart |  |  | Conditional Approval | Residential | HOPEDALE |  | Lithium Ion |  | DELTA ELECTRONICS | 9.3 |  | 9.3 | 5.76 | BTM | [5 empty] | Yes | DC-Coupled | Solar |  | 9.6
319756 |  |  | MA Smart |  |  | Application | Residential | HAVERHILL |  | Lithium Ion |  | DELTA ELECTRONICS | 9.8 |  | 9.8 | 5.76 | BTM | [5 empty] | Yes | DC-Coupled | Solar |  | 9.6
324074 |  |  | MA Smart |  |  | Conditional Approval | Residential | SOMERSET |  | Lithium Ion |  | DELTA ELECTRONICS | 9.3 |  | 9.3 | 5.76 | BTM | [5 empty] | Yes | DC-Coupled | Solar |  | 9.6
324091 |  |  | MA Smart |  |  | Conditional Approval | Residential | HOLBROOK |  | Lithium Ion |  | DELTA ELECTRONICS | 9.3 |  | 9.3 | 5.76 | BTM | [5 empty] | Yes | DC-Coupled | Solar |  | 9.6
324131 |  |  | MA Smart |  |  | Application | Residential | BROCKTON |  | Lithium Ion |  | DELTA ELECTRONICS | 9.3 |  | 9.3 | 5.76 | BTM | [5 empty] | Yes | DC-Coupled | Solar |  | 9.6
325125 |  |  | MA Smart |  |  | Application | Residential | BROCKTON |  | Lithium Ion |  | DELTA ELECTRONICS | 9.3 |  | 9.3 | 5.76 | BTM | [5 empty] | Yes | DC-Coupled | Solar |  | 9.6
325357 |  |  | MA Smart |  |  | Application | Residential | FOXBOROUGH |  | Lithium Ion |  | DELTA ELECTRONICS | 9.3 |  | 9.3 | 5.76 | BTM | [5 empty] | Yes | DC-Coupled | Solar |  | 9.6
325517 |  |  | MA Smart |  |  | Conditional Approval | Residential | WESTPORT |  | Lithium Ion |  | DELTA ELECTRONICS | 9.3 |  | 9.3 | 5.76 | BTM | [5 empty] | Yes | DC-Coupled | Solar |  | 9.6
325535 |  |  | MA Smart |  |  | Conditional Approval | Residential | ANDOVER |  | Lithium Ion |  | DELTA ELECTRONICS | 9.3 |  | 9.3 | 5.76 | BTM | [5 empty] | Yes | DC-Coupled | Solar |  | 9.6
326023 |  |  | MA Smart |  |  | Application | Residential | HAVERHILL |  | Lithium Ion |  | DELTA ELECTRONICS | 9.3 |  | 9.3 | 5.76 | BTM | [5 empty] | Yes | DC-Coupled | Solar |  | 9.6
326024 |  |  | MA Smart |  |  | Conditional Approval | Residential - Heat | ADAMS |  | Lithium Ion |  | DELTA ELECTRONICS | 9.3 |  | 9.3 | 5.76 | BTM | [5 empty] | Yes | DC-Coupled | Solar |  | 9.6
326025 |  |  | MA Smart |  |  | Conditional Approval | Residential | WORCESTER |  | Lithium Ion |  | DELTA ELECTRONICS | 9.3 |  | 9.3 | 5.76 | BTM | [5 empty] | Yes | DC-Coupled | Solar |  | 9.6
327860 |  |  | MA Smart |  |  | Application | Residential - Heat | WORCESTER |  | Lithium Ion |  | DELTA ELECTRONICS | 9.3 |  | 9.3 | 5.76 | BTM | [5 empty] | Yes | DC-Coupled | Solar |  | 9.6
329302 |  |  | MA Smart |  |  | Conditional Approval | Residential | UPTON |  | Lithium Ion |  | DELTA ELECTRONICS | 9.3 |  | 9.3 | 5.76 | BTM | [5 empty] | Yes | DC-Coupled | Solar |  | 9.6
329440 |  |  | MA Smart |  |  | Conditional Approval | Residential | BRIDGEWATER |  | Lithium Ion |  | DELTA ELECTRONICS | 9.3 |  | 9.3 | 5.76 | BTM | [5 empty] | Yes | DC-Coupled | Solar |  | 9.6
330115 |  |  | MA Smart |  |  | Application | Residential | LOWELL |  | Lithium Ion |  | DELTA | 9.8 |  | 9.8 | 5.76 | BTM | [5 empty] | Yes | DC-Coupled | Solar |  | 9.6
330512 |  |  | MA Smart |  |  | Application | Residential - Heat | ATTLEBORO |  | Lithium Ion |  | DELTA ELECTRONICS | 9.3 |  | 9.3 | 5.76 | BTM | [5 empty] | Yes | DC-Coupled | Solar |  | 9.6
330635 |  |  | MA Smart |  |  | Application | Residential | CHARLTON |  | Lithium Ion |  | DELTA ELECTRONICS | 9.3 |  | 9.3 | 5.76 | BTM | [5 empty] | Yes | DC-Coupled | Solar |  | 9.6
330742 |  |  | MA Smart |  |  | Application | Residential | LAWRENCE |  | Lithium Ion |  | DELTA ELECTRONICS | 9.3 |  | 9.3 | 5.76 | BTM | [5 empty] | Yes | DC-Coupled | Solar |  | 9.6
331128 |  |  | MA Smart |  |  | Conditional Approval | Residential | QUINCY |  | Lithium Ion |  | DELTA ELECTRONICS | 9.3 |  | 9.3 | 5.76 | BTM | [5 empty] | Yes | DC-Coupled | Solar |  | 9.6
331278 |  |  | MA Smart |  |  | Application | Residential - Heat | SPENCER |  | Lithium Ion |  | DELTA ELECTRONICS | 9.3 |  | 9.3 | 5.76 | BTM | [5 empty] | Yes | DC-Coupled | Solar |  | 9.6
331286 |  |  | MA Smart |  |  | Conditional Approval | Residential | WEST BRIDGEWATER |  | Lithium Ion |  | DELTA ELECTRONICS | 9.3 |  | 9.3 | 5.76 | BTM | [5 empty] | Yes | DC-Coupled | Solar |  | 9.6
331290 |  |  | MA Smart |  |  | Conditional Approval | Residential | NORTH ANDOVER |  | Lithium Ion |  | DELTA ELECTRONICS | 9.3 |  | 9.3 | 5.76 | BTM | [5 empty] | Yes | DC-Coupled | Solar |  | 9.6
331301 |  |  | MA Smart |  |  | Application | Residential | LEOMINSTER |  | Lithium Ion |  | DELTA ELECTRONICS | 9.3 |  | 9.3 | 5.76 | BTM | [5 empty] | Yes | DC-Coupled | Solar |  | 9.6
331582 |  |  | MA Smart |  |  | Conditional Approval | Residential | WORCESTER |  | Lithium Ion |  | DELTA ELECTRONICS | 9.3 |  | 9.3 | 5.76 | BTM | [5 empty] | Yes | DC-Coupled | Solar |  | 9.6
333113 |  |  | MA Smart |  |  | Application | Residential | EASTON |  | Lithium Ion |  | DELTA ELECTRONICS | 9.3 |  | 9.3 | 5.76 | BTM | [5 empty] | Yes | DC-Coupled | Solar |  | 9.6
333320 |  |  | MA Smart |  |  | Conditional Approval | Residential | SPENCER |  | Lithium Ion |  | DELTA ELECTRONICS | 9.3 |  | 9.3 | 5.76 | BTM | [5 empty] | Yes | DC-Coupled | Solar |  | 9.6
333341 |  |  | MA Smart |  |  | Conditional Approval | Residential | LEOMINSTER |  | Lithium Ion |  | DELTA ELECTRONICS | 9.3 |  | 9.3 | 5.76 | BTM | [5 empty] | Yes | DC-Coupled | Solar |  | 9.6
333382 |  |  | MA Smart |  |  | Application | Residential | BROCKTON |  | Lithium Ion |  | DELTA ELECTRONICS | 9.8 |  | 9.8 | 5.76 | BTM | [5 empty] | Yes | DC-Coupled | Solar |  | 9.6
334038 |  |  | MA Smart |  |  | Conditional Approval | Residential | BROCKTON |  | Lithium Ion |  | DELTA ELECTRONICS | 9.3 |  | 9.3 | 5.76 | BTM | [5 empty] | Yes | DC-Coupled | Solar |  | 9.6
335007 |  |  | MA Smart |  |  | Conditional Approval | Residential | ORANGE |  | Lithium Ion |  | DELTA ELECTRONICS | 9.3 |  | 9.3 | 5.76 | BTM | [5 empty] | Yes | DC-Coupled | Solar |  | 9.6
335169 |  |  | MA Smart |  |  | Application | Residential | LEOMINSTER |  | Lithium Ion |  | DELTA ELECTRONICS | 9.8 |  | 9.8 | 5.76 | BTM | [5 empty] | Yes | DC-Coupled | Solar |  | 9.6
335202 |  |  | MA Smart |  |  | Conditional Approval | Residential - Heat | SPENCER |  | Lithium Ion |  | DELTA ELECTRONICS | 9.3 |  | 9.3 | 5.76 | BTM | [5 empty] | Yes | DC-Coupled | Solar |  | 9.6
336664 |  |  | MA Smart |  |  | Conditional Approval | Residential | HAVERHILL |  | Lithium Ion |  | DELTA ELECTRONICS | 9.3 |  | 9.3 | 5.76 | BTM | [5 empty] | Yes | DC-Coupled | Solar |  | 9.6
336944 |  |  | MA Smart |  |  | Conditional Approval | Residential | OXFORD |  | Lithium Ion |  | DELTA ELECTRONICS | 9.3 |  | 9.3 | 5.76 | BTM | [5 empty] | Yes | DC-Coupled | Solar |  | 9.6
337617 |  |  | MA Smart |  |  | Application | Residential | HEATH |  | Lithium Ion |  | DELTA ELECTRONICS | 9.3 |  | 9.3 | 5.76 | BTM | [5 empty] | Yes | DC-Coupled | Solar |  | 9.6
320200 |  |  | MA Smart |  |  | Conditional Approval | Residential | FALL RIVER |  | Lithium Ion |  | DELTA ELECTRONICS | 9.3 |  | 9.3 | 3.84 | BTM | [5 empty] | Yes | DC-Coupled | Solar |  | 8.64
331291 |  |  | MA Smart |  |  | Application | Residential | DRACUT |  | Lithium Ion |  | DELTA ELECTRONICS | 9.3 |  | 9.3 | 3.84 | BTM | [5 empty] | Yes | DC-Coupled | Solar |  | 8.64
290740 |  |  | MA Smart |  |  | Conditional Approval | Residential | STOUGHTON |  | Lithium Ion |  | TESLA |  |  | 0 | 5 | BTM | [5 empty] | Yes | AC-Coupled | Solar |  | 8
260233 |  |  | MA Smart |  |  | Conditional Approval | Residential - Heat | SAUGUS |  | Lithium Ion |  | DELTA ELECTRONICS | 9.3 |  | 9.3 | 7.68 | BTM | [5 empty] | Yes | DC-Coupled | Solar |  | 7.68
289076 |  |  | MA Smart |  |  | Completion Documents | Residential - Heat | HARVARD |  | Lithium Ion |  | TESLA |  |  | 0 | 15 | BTM | [5 empty] | Yes | AC-Coupled | Solar |  | 7.68
290756 |  |  | MA Smart |  |  | Completion Documents | Residential | HANSON |  | Lithium Ion |  | TESLA |  |  | 0 | 10 | BTM | [5 empty] | Yes | AC-Coupled | Solar |  | 7.68
290815 |  |  | MA Smart |  |  | Completion Documents | Residential | PLAINVILLE |  | Lithium Ion |  | TESLA |  |  | 0 | 10 | BTM | [5 empty] | Yes | AC-Coupled | Solar |  | 7.68
299584 |  |  | MA Smart |  |  | Completion Documents | Residential | WESTMINSTER |  | Lithium Ion |  | TESLA |  |  | 0 | 10 | BTM | [5 empty] | Yes | AC-Coupled | Solar |  | 7.68
325912 |  |  | MA Smart |  |  | Conditional Approval | Residential | EAST LONGMEADOW |  | Lithium Ion |  | DELTA ELECTRONICS | 9.3 |  | 9.3 | 7.68 | BTM | [5 empty] | Yes | DC-Coupled | Solar |  | 7.68
327507 |  |  | MA Smart |  |  | Conditional Approval | Residential | SOUTHBRIDGE |  | Lithium Ion |  | DELTA ELECTRONICS | 9.3 |  | 9.3 | 3.84 | BTM | [5 empty] | Yes | DC-Coupled | Solar |  | 7.68
327512 |  |  | MA Smart |  |  | Application | Residential | WEYMOUTH |  | Lithium Ion |  | DELTA ELECTRONICS | 9.8 |  | 9.8 | 7.68 | BTM | [5 empty] | Yes | DC-Coupled | Solar |  | 7.68
329561 |  |  | MA Smart |  |  | Application | Residential | DRACUT |  | Lithium Ion |  | DELTA ELECTRONICS | 9.3 |  | 9.3 | 3.84 | BTM | [5 empty] | Yes | DC-Coupled | Solar |  | 7.68
330035 |  |  | MA Smart |  |  | Application | Residential | UXBRIDGE |  | Lithium Ion |  | DELTA ELECTRONICS | 9.3 |  | 9.3 | 7.68 | BTM | [5 empty] | Yes | DC-Coupled | Solar |  | 7.68
330383 |  |  | MA Smart |  |  | Conditional Approval | Residential | FALL RIVER |  | Lithium Ion |  | DELTA ELECTRONICS | 9.3 |  | 9.3 | 3.84 | BTM | [5 empty] | Yes | DC-Coupled | Solar |  | 7.68
330500 |  |  | MA Smart |  |  | Conditional Approval | Residential | LEOMINSTER |  | Lithium Ion |  | DELTA ELECTRONICS | 9.3 |  | 9.3 | 7.68 | BTM | [5 empty] | Yes | DC-Coupled | Solar |  | 7.68
330661 |  |  | MA Smart |  |  | Conditional Approval | Residential | EAST LONGMEADOW |  | Lithium Ion |  | DELTA ELECTRONICS | 9.3 |  | 9.3 | 7.68 | BTM | [5 empty] | Yes | DC-Coupled | Solar |  | 7.68
331203 |  |  | MA Smart |  |  | Conditional Approval | Residential | DIGHTON |  | Lithium Ion |  | DELTA ELECTRONICS | 9.3 |  | 9.3 | 7.68 | BTM | [5 empty] | Yes | DC-Coupled | Solar |  | 7.68
331229 |  |  | MA Smart |  |  | Conditional Approval | Residential - Heat | BELCHERTOWN |  | Lithium Ion |  | DELTA ELECTRONICS | 9.3 |  | 9.3 | 7.68 | BTM | [5 empty] | Yes | DC-Coupled | Solar |  | 7.68
331280 |  |  | MA Smart |  |  | Application | Residential - Heat | ANDOVER |  | Lithium Ion |  | DELTA ELECTRONICS | 9.3 |  | 9.3 | 7.68 | BTM | [5 empty] | Yes | DC-Coupled | Solar |  | 7.68
333107 |  |  | MA Smart |  |  | Conditional Approval | Residential | MARLBOROUGH |  | Lithium Ion |  | DELTA ELECTRONICS | 9.3 |  | 9.3 | 7.68 | BTM | [5 empty] | Yes | DC-Coupled | Solar |  | 7.68
333517 |  |  | MA Smart |  |  | Conditional Approval | Residential | WEYMOUTH |  | Lithium Ion |  | DELTA ELECTRONICS | 9.3 |  | 9.3 | 7.68 | BTM | [5 empty] | Yes | DC-Coupled | Solar |  | 7.68
333524 |  |  | MA Smart |  |  | Application | Residential | ATTLEBORO |  | Lithium Ion |  | DELTA ELECTRONICS | 9.3 |  | 9.3 | 7.68 | BTM | [5 empty] | Yes | DC-Coupled | Solar |  | 7.68
333536 |  |  | MA Smart |  |  | Conditional Approval | Residential | LAWRENCE |  | Lithium Ion |  | DELTA ELECTRONICS | 9.3 |  | 9.3 | 3.84 | BTM | [5 empty] | Yes | DC-Coupled | Solar |  | 7.68
334242 |  |  | MA Smart |  |  | Application | Residential | WILBRAHAM |  | Lithium Ion |  | DELTA ELECTRONICS | 9.3 |  | 9.3 | 3.84 | BTM | [5 empty] | Yes | DC-Coupled | Solar |  | 7.68
334533 |  |  | MA Smart |  |  | Conditional Approval | Residential | WESTFORD |  | Lithium Ion |  | DELTA ELECTRONICS | 9.3 |  | 9.3 | 7.68 | BTM | [5 empty] | Yes | DC-Coupled | Solar |  | 7.68
334661 |  |  | MA Smart |  |  | Conditional Approval | Residential | WORCESTER |  | Lithium Ion |  | DELTA ELECTRONICS | 9.3 |  | 9.3 | 3.84 | BTM | [5 empty] | Yes | DC-Coupled | Solar |  | 7.68
336171 |  |  | MA Smart |  |  | Conditional Approval | Residential | ATTLEBORO |  | Lithium Ion |  | DELTA ELECTRONICS | 9.3 |  | 9.3 | 7.68 | BTM | [5 empty] | Yes | DC-Coupled | Solar |  | 7.68
336247 |  |  | MA Smart |  |  | Application | Residential | WORCESTER |  | Lithium Ion |  | DELTA ELECTRONICS | 9.3 |  | 9.3 | 7.68 | BTM | [5 empty] | Yes | DC-Coupled | Solar |  | 7.68
337608 |  |  | MA Smart |  |  | Conditional Approval | Residential | FALL RIVER |  | Lithium Ion |  | DELTA ELECTRONICS | 9.3 |  | 9.3 | 3.84 | BTM | [5 empty] | Yes | DC-Coupled | Solar |  | 7.68
308695 | [5 empty] | Conditional Approval | Residential | WEBSTER |  | Lithium Ion |  | LG CHEM | 9.3 |  | 9.3 | 18 | BTM | [5 empty] | Yes | DC-Coupled | Battery Add-On |  | 7.6
286307 |  |  | MA Smart |  |  | Conditional Approval | Residential | LYNN |  | Lithium Ion |  | SOLAREDGE TECHNOLOGIES | 9.3 |  | 9.3 | 7.6 | BTM | [5 empty] | Yes | DC-Coupled | Solar |  | 7.6
295794 |  |  | MA Smart |  |  | Conditional Approval | Residential | ANDOVER |  | Lithium Ion |  | SOLAR EDGE | 9.3 |  | 9.3 | 7.6 | BTM | [5 empty] | Yes | DC-Coupled | Solar |  | 7.6
300722 |  |  | MA Smart |  |  | Conditional Approval | Residential | RANDOLPH |  | Lithium Ion |  | SOLAR EDGE | 9.3 |  | 9.3 | 7.6 | BTM | [5 empty] | Yes | DC-Coupled | Solar |  | 7.6
301596 |  |  | MA Smart |  |  | Conditional Approval | Residential | WILBRAHAM |  | Lithium Ion |  | SOLAR EDGE | 9.3 |  | 9.3 | 7.6 | BTM | [5 empty] | Yes | DC-Coupled | Solar |  | 7.6
304128 |  |  | MA Smart |  |  | Conditional Approval | Residential | BELCHERTOWN |  | Lithium Ion |  | GENERAC | 17.1 |  | 17.1 | 7.6 | BTM | [5 empty] | Yes | DC-Coupled | Solar |  | 7.6
306342 |  |  | MA Smart |  |  | Conditional Approval | Residential | FLORENCE |  | Lithium Ion |  | GENERAC | 17.1 |  | 17.1 | 7.6 | BTM | [5 empty] | Yes | DC-Coupled | Solar |  | 7.6
306906 |  |  | MA Smart |  |  | Conditional Approval | Residential | METHUEN |  | Lithium Ion |  | SOLAREDGE | 9.3 |  | 9.3 | 7.6 | BTM | [5 empty] | Yes | DC-Coupled | Solar |  | 7.6
307489 |  |  | MA Smart |  |  | Completion Documents | Residential | BELCHERTOWN |  | Lithium Ion |  | SOLAREDGE | 9.3 |  | 9.3 | 7.6 | BTM | [5 empty] | Yes | DC-Coupled | Solar |  | 7.6
307642 |  |  | MA Smart |  |  | Conditional Approval | Residential | SALISBURY |  | Lithium Ion |  | SOLAREDGE | 9.8 |  | 9.8 | 7.6 | BTM | [5 empty] | Yes | DC-Coupled | Solar |  | 7.6
307768 |  |  | MA Smart |  |  | Conditional Approval | Residential | NORTH ANDOVER |  | Lithium Ion |  | SOLAREDGE | 9.3 |  | 9.3 | 7.6 | BTM | [5 empty] | Yes | DC-Coupled | Solar |  | 7.6
307801 |  |  | MA Smart |  |  | Conditional Approval | Residential | MARLBOROUGH |  | Lithium Ion |  | SOLAR EDGE | 9.3 |  | 9.3 | 7.6 | BTM | [5 empty] | Yes | DC-Coupled | Solar |  | 7.6
309655 |  |  | MA Smart |  |  | Conditional Approval | Residential - Heat | MARLBOROUGH |  | Lithium Ion |  | SOLAREDGE | 9.3 |  | 9.3 | 7.6 | BTM | [5 empty] | Yes | DC-Coupled | Solar |  | 7.6
309768 |  |  | MA Smart |  |  | Conditional Approval | Residential | SCITUATE |  | Lithium Ion |  | SOLAREDGE | 9.3 |  | 9.3 | 7.6 | BTM | [5 empty] | Yes | DC-Coupled | Solar |  | 7.6
312895 |  |  | MA Smart |  |  | Conditional Approval | Residential | NORTH ANDOVER |  | Lithium Ion |  | SOLAREDGE | 9.3 |  | 9.3 | 7.6 | BTM | [5 empty] | Yes | DC-Coupled | Solar |  | 7.6
313150 |  |  | MA Smart |  |  | Conditional Approval | Residential | STOUGHTON |  | Lithium Ion |  | SOLAREDGE TECHNOLOGIES | 9.8 |  | 9.8 | 7.6 | BTM | [5 empty] | Yes | DC-Coupled | Solar |  | 7.6
313625 |  |  | MA Smart |  |  | Conditional Approval | Residential | SCITUATE |  | Lithium Ion |  | STOREDGE | 9.3 |  | 9.3 | 7.6 | BTM | [5 empty] | Yes | DC-Coupled | Solar |  | 7.6
313650 |  |  | MA Smart |  |  | Conditional Approval | Residential | SCITUATE |  | Lithium Ion |  | SOLAREDGE TECHNOLOGIES | 9.3 |  | 9.3 | 7.6 | BTM | [5 empty] | Yes | DC-Coupled | Solar |  | 7.6
313760 |  |  | MA Smart |  |  | Conditional Approval | Residential | HAVERHILL |  | Lithium Ion |  | SOLAREDGE | 9.3 |  | 9.3 | 7.6 | BTM | [5 empty] | Yes | DC-Coupled | Solar |  | 7.6
313943 |  |  | MA Smart |  |  | Conditional Approval | Residential - Heat | METHUEN |  | Lithium Ion |  | SOLAREDGE TECHNOLOGIES | 9.3 |  | 9.3 | 7.6 | BTM | [5 empty] | Yes | DC-Coupled | Solar |  | 7.6
313944 |  |  | MA Smart |  |  | Conditional Approval | Residential | REHOBOTH |  | Lithium Ion |  | SOLAREDGE | 9.3 |  | 9.3 | 7.6 | BTM | [5 empty] | Yes | DC-Coupled | Solar |  | 7.6
314528 |  |  | MA Smart |  |  | Conditional Approval | Residential | BROCKTON |  | Lithium Ion |  | STOREDGE | 9.3 |  | 9.3 | 7.6 | BTM | [5 empty] | Yes | DC-Coupled | Solar |  | 7.6
314836 |  |  | MA Smart |  |  | Conditional Approval | Residential | BELCHERTOWN |  | Lithium Ion |  | GENERAC | 17.1 |  | 17.1 | 7.6 | BTM | [5 empty] | Yes | DC-Coupled | Solar |  | 7.6
315386 |  |  | MA Smart |  |  | Conditional Approval | Residential | HARDWICK |  | Lithium Ion |  | SOLAREDGE | 9.3 |  | 9.3 | 7.6 | BTM | [5 empty] | Yes | DC-Coupled | Solar |  | 7.6
315636 |  |  | MA Smart |  |  | Conditional Approval | Residential | GOSHEN |  | Lithium Ion |  | SOLAREDGE | 9.3 |  | 9.3 | 7.6 | BTM | [5 empty] | Yes | DC-Coupled | Solar |  | 7.6
315908 |  |  | MA Smart |  |  | Conditional Approval | Residential | HAVERHILL |  | Lithium Ion |  | STOREDGE | 9.3 |  | 9.3 | 7.6 | BTM | [5 empty] | Yes | DC-Coupled | Solar |  | 7.6
316548 |  |  | MA Smart |  |  | Conditional Approval | Residential | FLORENCE |  | Lithium Ion |  | SOLAREDGE | 9.3 |  | 9.3 | 7.6 | BTM | [5 empty] | Yes | DC-Coupled | Solar |  | 7.6
317141 |  |  | MA Smart |  |  | Completion Documents | Residential | COHASSET |  | Lithium Ion |  | SOLAREDGE | 9.3 |  | 9.3 | 7.6 | BTM | [5 empty] | Yes | DC-Coupled | Solar |  | 7.6
317254 |  |  | MA Smart |  |  | Conditional Approval | Residential | WARREN |  | Lithium Ion |  | STOREDGE | 9.3 |  | 9.3 | 7.6 | BTM | [5 empty] | Yes | DC-Coupled | Solar |  | 7.6
317484 |  |  | MA Smart |  |  | Completion Documents | Residential | SIASCONSET |  | Lithium Ion |  | GENERAC | 17.1 |  | 17.1 | 7.6 | BTM | [5 empty] | Yes | DC-Coupled | Solar |  | 7.6
317964 |  |  | MA Smart |  |  | Conditional Approval | Residential | MONSON |  | Lithium Ion |  | SOLAREDGE TECHNOLOGIES HD | 9.3 |  | 9.3 | 5 | BTM | [5 empty] | Yes | DC-Coupled | Solar |  | 7.6
318753 |  |  | MA Smart |  |  | Conditional Approval | Residential | BROCKTON |  | Lithium Ion |  | STOREDGE | 9.3 |  | 9.3 | 7.6 | BTM | [5 empty] | Yes | DC-Coupled | Solar |  | 7.6
318755 |  |  | MA Smart |  |  | Conditional Approval | Residential - Heat | REHOBOTH |  | Lithium Ion |  | STOREDGE | 9.3 |  | 9.3 | 7.6 | BTM | [5 empty] | Yes | DC-Coupled | Solar |  | 7.6
319029 |  |  | MA Smart |  |  | Conditional Approval | Residential | LOWELL |  | Lithium Ion |  | STOREDGE | 9.3 |  | 9.3 | 7.6 | BTM | [5 empty] | Yes | DC-Coupled | Solar |  | 7.6
319250 |  |  | MA Smart |  |  | Conditional Approval | Residential | NORTHBOROUGH |  | Lithium Ion |  | STOREDGE | 9.3 |  | 9.3 | 7.6 | BTM | [5 empty] | Yes | DC-Coupled | Solar |  | 7.6
319332 |  |  | MA Smart |  |  | Conditional Approval | Residential | HAVERHILL |  | Lithium Ion |  | STOREDGE | 9.3 |  | 9.3 | 7.6 | BTM | [5 empty] | Yes | DC-Coupled | Solar |  | 7.6
321513 |  |  | MA Smart |  |  | Conditional Approval | Residential | BROCKTON |  | Lithium Ion |  | STOREDGE | 9.3 |  | 9.3 | 7.6 | BTM | [5 empty] | Yes | DC-Coupled | Solar |  | 7.6
321711 |  |  | MA Smart |  |  | Conditional Approval | Residential | UXBRIDGE |  | Lithium Ion |  | GENERAC | 17.1 |  | 17.1 | 7.6 | BTM | [5 empty] | Yes | DC-Coupled | Solar |  | 7.6
323342 |  |  | MA Smart |  |  | Conditional Approval | Residential | MANCHESTER |  | Lithium Ion |  | GENERAC | 11.4 |  | 11.4 | 7.6 | BTM | [5 empty] | Yes | DC-Coupled | Solar |  | 7.6
323350 |  |  | MA Smart |  |  | Completion Documents | Residential | ROCKPORT |  | Lithium Ion |  | GENERAC | 14.3 |  | 14.3 | 7.6 | BTM | [5 empty] | Yes | DC-Coupled | Solar |  | 7.6
323965 |  |  | MA Smart |  |  | Conditional Approval | Residential | BLACKSTONE |  | Lithium Ion |  | STOREDGE | 9.3 |  | 9.3 | 7.6 | BTM | [5 empty] | Yes | DC-Coupled | Solar |  | 7.6
324058 | [5 empty] | Conditional Approval | Residential | FOXBORO |  | Lithium Ion |  | SOLAREDGE | 9.3 |  | 9.3 | 7.6 | BTM | [5 empty] | Yes | DC-Coupled | Solar |  | 7.6
324358 |  |  | MA Smart |  |  | Conditional Approval | Residential | NEW MARLBOROUGH |  | Lithium Ion |  | GENERAC | 18 |  | 18 | 7.6 | BTM | [5 empty] | Yes | DC-Coupled | Solar |  | 7.6
324425 |  |  | MA Smart |  |  | Conditional Approval | Residential | METHUEN |  | Lithium Ion |  | STOREDGE | 9.3 |  | 9.3 | 7.6 | BTM | [5 empty] | Yes | DC-Coupled | Solar |  | 7.6
325186 |  |  | MA Smart |  |  | Conditional Approval | Residential | HOLLAND |  | Lithium Ion |  | STOREDGE | 9.3 |  | 9.3 | 7.6 | BTM | [5 empty] | Yes | DC-Coupled | Solar |  | 7.6
325829 |  |  | MA Smart |  |  | Application | Residential | NORTHBRIDGE |  | Lithium Ion |  | GENERAC | 18 |  | 18 | 7.6 | BTM | [5 empty] | Yes | DC-Coupled | Solar |  | 7.6
325948 |  |  | MA Smart |  |  | Conditional Approval | Residential | LOWELL |  | Lithium Ion |  | STOREDGE | 9.3 |  | 9.3 | 7.6 | BTM | [5 empty] | Yes | DC-Coupled | Solar |  | 7.6
326540 |  |  | MA Smart |  |  | Conditional Approval | Residential | STOCKBRIDGE |  | Lithium Ion |  | GENERAC | 18 |  | 18 | 7.6 | BTM | [5 empty] | Yes | DC-Coupled | Solar |  | 7.6
326571 |  |  | MA Smart |  |  | Conditional Approval | Residential | HARVARD |  | Lithium Ion |  | GENERAC | 11.4 |  | 11.4 | 7.6 | BTM | [5 empty] | Yes | DC-Coupled | Solar |  | 7.6
326660 |  |  | MA Smart |  |  | Conditional Approval | Residential | ORANGE |  | Lithium Ion |  | SOLAREDGE | 9.3 |  | 9.3 | 7.6 | BTM | [5 empty] | Yes | DC-Coupled | Solar |  | 7.6
326730 |  |  | MA Smart |  |  | Conditional Approval | Residential | UPTON |  | Lithium Ion |  | SOLAREDGE | 9.3 |  | 9.3 | 7.6 | BTM | [5 empty] | Yes | DC-Coupled | Solar |  | 7.6
326878 |  |  | MA Smart |  |  | Conditional Approval | Residential | SOUTH CHELMSFORD |  | Lithium Ion |  | GENERAC | 17.1 |  | 17.1 | 7.6 | BTM | [5 empty] | Yes | DC-Coupled | Solar |  | 7.6
328109 |  |  | MA Smart |  |  | Conditional Approval | Residential | FISKDALE |  | Lithium Ion |  | SOLAREDGE | 9.3 |  | 9.3 | 7.6 | BTM | [5 empty] | Yes | DC-Coupled | Solar |  | 7.6
328762 |  |  | MA Smart |  |  | Conditional Approval | Residential | WILBRAHAM |  | Lithium Ion |  | STOREDGE | 9.3 |  | 9.3 | 7.6 | BTM | [5 empty] | Yes | DC-Coupled | Solar |  | 7.6
329071 |  |  | MA Smart |  |  | Conditional Approval | Residential | BERLIN |  | Lithium Ion |  | GENERAC | 18 |  | 18 | 7.6 | BTM | [5 empty] | Yes | DC-Coupled | Solar |  | 7.6
330169 |  |  | MA Smart |  |  | Conditional Approval | Residential | HANOVER |  | Lithium Ion |  | GENERAC | 17.1 |  | 17.1 | 7.6 | BTM | [5 empty] | Yes | DC-Coupled | Solar |  | 7.6
330443 |  |  | MA Smart |  |  | Conditional Approval | Residential | PEMBROKE |  | Lithium Ion |  | STOREDGE | 9.3 |  | 9.3 | 7.6 | BTM | [5 empty] | Yes | DC-Coupled | Solar |  | 7.6
330609 |  |  | MA Smart |  |  | Conditional Approval | Residential | BELCHERTOWN |  | Lithium Ion |  | GENERAC | 18 |  | 18 | 7.6 | BTM | [5 empty] | Yes | DC-Coupled | Solar |  | 7.6
330704 |  |  | MA Smart |  |  | Application | Residential | BROCKTOWN |  | Lithium Ion |  | SOLAREDGE | 9.3 |  | 9.3 | 7.6 | BTM | [5 empty] | Yes | DC-Coupled | Solar |  | 7.6
330840 |  |  | MA Smart |  |  | Conditional Approval | Residential | UPTON |  | Lithium Ion |  | SOLAREDGE | 9.3 |  | 9.3 | 7.6 | BTM | [5 empty] | Yes | DC-Coupled | Solar |  | 7.6
330964 |  |  | MA Smart |  |  | Application | Residential | SUTTON |  | Lithium Ion |  | SOLAREDGE | 9.3 |  | 9.3 | 7.6 | BTM | [5 empty] | Yes | DC-Coupled | Solar |  | 7.6
331465 |  |  | MA Smart |  |  | Conditional Approval | Residential | LAWRENCE |  | Lithium Ion |  | STOREDGE | 9.3 |  | 9.3 | 7.6 | BTM | [5 empty] | Yes | DC-Coupled | Solar |  | 7.6
331583 |  |  | MA Smart |  |  | Conditional Approval | Residential | SEEKONK |  | Lithium Ion |  | STOREDGE TECHNOLOGIES | 9.3 |  | 9.3 | 7.6 | BTM | [5 empty] | Yes | DC-Coupled | Solar |  | 7.6
331815 |  |  | MA Smart |  |  | Conditional Approval | Residential | METHUEN |  | Lithium Ion |  | STOREDGE | 9.3 |  | 9.3 | 7.6 | BTM | [5 empty] | Yes | DC-Coupled | Solar |  | 7.6
332227 |  |  | MA Smart |  |  | Conditional Approval | Residential | EAST BRIDGEWATER |  | Lithium Ion |  | GENERAC | 14.3 |  | 14.3 | 7.6 | BTM | [5 empty] | Yes | DC-Coupled | Solar |  | 7.6
333343 |  |  | MA Smart |  |  | Conditional Approval | Residential | NORTH ANDOVER |  | Lithium Ion |  | STOREDGE | 9.3 |  | 9.3 | 7.6 | BTM | [5 empty] | Yes | DC-Coupled | Solar |  | 7.6
333573 |  |  | MA Smart |  |  | Conditional Approval | Residential | STOUGHTON |  | Lithium Ion |  | STOREDGE | 9.3 |  | 9.3 | 7.6 | BTM | [5 empty] | Yes | DC-Coupled | Solar |  | 7.6
333606 |  |  | MA Smart |  |  | Conditional Approval | Residential | BROCKTON |  | Lithium Ion |  | STOREDGE | 9.3 |  | 9.3 | 7.6 | BTM | [5 empty] | Yes | DC-Coupled | Solar |  | 7.6
333619 |  |  | MA Smart |  |  | Conditional Approval | Residential | SEEKONK |  | Lithium Ion |  | SOLAREDGE | 9.3 |  | 9.3 | 7.6 | BTM | [5 empty] | Yes | DC-Coupled | Solar |  | 7.6
333643 |  |  | MA Smart |  |  | Conditional Approval | Residential - Heat | HAMPDEN |  | Lithium Ion |  | STOREDGE | 9.3 |  | 9.3 | 7.6 | BTM | [5 empty] | Yes | DC-Coupled | Solar |  | 7.6
333649 |  |  | MA Smart |  |  | Conditional Approval | Residential | PEMBROKE |  | Lithium Ion |  | STOREDGE | 9.3 |  | 9.3 | 7.6 | BTM | [5 empty] | Yes | DC-Coupled | Solar |  | 7.6
333783 |  |  | MA Smart |  |  | Conditional Approval | Residential | ANDOVER |  | Lithium Ion |  | GENERAC | 14.3 |  | 14.3 | 7.6 | BTM | [5 empty] | Yes | DC-Coupled | Solar |  | 7.6
334306 |  |  | MA Smart |  |  | Application | Residential | METHUEN |  | Lithium Ion |  | STOREDGE TECHNOLOGIES | 9.3 |  | 9.3 | 7.6 | BTM | [5 empty] | Yes | DC-Coupled | Solar |  | 7.6
334597 |  |  | MA Smart |  |  | Application | Residential | METHUEN |  | Lithium Ion |  | STOREDGE | 9.3 |  | 9.3 | 7.6 | BTM | [5 empty] | Yes | DC-Coupled | Solar |  | 7.6
335242 |  |  | MA Smart |  |  | Application | Residential | AUBURN |  | Lithium Ion |  | STOREDGE TECHNOLOGIES | 9.3 |  | 9.3 | 7.6 | BTM | [5 empty] | Yes | DC-Coupled | Solar |  | 7.6
335379 |  |  | MA Smart |  |  | Application | Residential - Heat | SAUGUS |  | Lithium Ion |  | STOREDGE TECHNOLOGIES | 9.3 |  | 9.3 | 7.6 | BTM | [5 empty] | Yes | DC-Coupled | Solar |  | 7.6
335648 |  |  | MA Smart |  |  | Conditional Approval | Residential | ANDOVER |  | Lithium Ion |  | GENERAC | 8.6 |  | 8.6 | 7.6 | BTM | [5 empty] | Yes | DC-Coupled | Solar |  | 7.6
337249 |  |  | MA Smart |  |  | Application | Residential | GRANBY |  | Lithium Ion |  | GENERAC | 18 |  | 18 | 7.6 | BTM | [5 empty] | Yes | DC-Coupled | Solar |  | 7.6
337282 |  |  | MA Smart |  |  | Application | Residential | ATTLEBORO |  | Lithium Ion |  | GENERAC | 8.6 |  | 8.6 | 7.6 | BTM | [5 empty] | Yes | DC-Coupled | Solar |  | 7.6
318700 |  |  | MA Smart |  |  | Completion Documents | Residential | HOLBROOK |  | Lithium Ion |  | DELTA ELECTRONICS | 9.3 |  | 9.3 | 6 | BTM | [5 empty] | Yes | DC-Coupled | Solar |  | 6
316417 |  |  | MA Smart |  |  | Completion Documents | Residential | BROCKTON |  | Lithium Ion |  | DELTA ELECTRONICS | 9.3 |  | 9.3 | 5.76 | BTM | [5 empty] | Yes | DC-Coupled | Solar |  | 5.76
319033 |  |  | MA Smart |  |  | Conditional Approval | Residential | SOMERSET |  | Lithium Ion |  | DELTA ELECTRONICS | 9.3 |  | 9.3 | 5.76 | BTM | [5 empty] | Yes | DC-Coupled | Solar |  | 5.76
321094 |  |  | MA Smart |  |  | Conditional Approval | Residential | WORCESTER |  | Lithium Ion |  | DELTA ELECTRONICS | 9.3 |  | 9.3 | 5.76 | BTM | [5 empty] | Yes | DC-Coupled | Solar |  | 5.76
321283 |  |  | MA Smart |  |  | Conditional Approval | Residential | MARLBOROUGH |  | Lithium Ion |  | DELTA ELECTRONICS | 9.3 |  | 9.3 | 5.76 | BTM | [5 empty] | Yes | DC-Coupled | Solar |  | 5.76
325084 |  |  | MA Smart |  |  | Application | Residential | SWANSEA |  | Lithium Ion |  | DELTA ELECTRONICS | 9.3 |  | 9.3 | 5.76 | BTM | [5 empty] | Yes | DC-Coupled | Solar |  | 5.76
325222 |  |  | MA Smart |  |  | Application | Residential | MARLBOROUGH |  | Lithium Ion |  | DELTA ELECTRONICS | 9.3 |  | 9.3 | 5.76 | BTM | [5 empty] | Yes | DC-Coupled | Solar |  | 5.76
325234 |  |  | MA Smart |  |  | Conditional Approval | Residential | ATTLEBORO |  | Lithium Ion |  | DELTA ELECTRONICS | 9.3 |  | 9.3 | 5.76 | BTM | [5 empty] | Yes | DC-Coupled | Solar |  | 5.76
327772 |  |  | MA Smart |  |  | Conditional Approval | Residential | FALL RIVER |  | Lithium Ion |  | DELTA ELECTRONICS | 9.3 |  | 9.3 | 5.76 | BTM | [5 empty] | Yes | DC-Coupled | Solar |  | 5.76
328206 |  |  | MA Smart |  |  | Application | Residential | BROCKTON |  | Lithium Ion |  | DELTA ELECTRONICS | 9.3 |  | 9.3 | 5.76 | BTM | [5 empty] | Yes | DC-Coupled | Solar |  | 5.76
328231 |  |  | MA Smart |  |  | Conditional Approval | Residential | GARDNER |  | Lithium Ion |  | DELTA ELECTRONICS | 9.3 |  | 9.3 | 5.76 | BTM | [5 empty] | Yes | DC-Coupled | Solar |  | 5.76
328954 |  |  | MA Smart |  |  | Conditional Approval | Residential | SCITUATE |  | Lithium Ion |  | DELTA ELECTRONICS | 9.3 |  | 9.3 | 5.76 | BTM | [5 empty] | Yes | DC-Coupled | Solar |  | 5.76
329671 |  |  | MA Smart |  |  | Application | Residential | HOLBROOK |  | Lithium Ion |  | DELTA ELECTRONICS | 9.3 |  | 9.3 | 5.76 | BTM | [5 empty] | Yes | DC-Coupled | Solar |  | 5.76
330172 |  |  | MA Smart |  |  | Conditional Approval | Residential | WESTMINSTER |  | Lithium Ion |  | DELTA ELECTRONICS | 9.3 |  | 9.3 | 5.76 | BTM | [5 empty] | Yes | DC-Coupled | Solar |  | 5.76
330435 |  |  | MA Smart |  |  | Application | Residential | RANDOLPH |  | Lithium Ion |  | DELTA ELECTRONICS | 9.3 |  | 9.3 | 5.76 | BTM | [5 empty] | Yes | DC-Coupled | Solar |  | 5.76
330607 |  |  | MA Smart |  |  | Conditional Approval | Residential | ORANGE |  | Lithium Ion |  | DELTA ELECTRONICS | 9.3 |  | 9.3 | 5.76 | BTM | [5 empty] | Yes | DC-Coupled | Solar |  | 5.76
331000 |  |  | MA Smart |  |  | Application | Residential | EAST LONGMEADOW |  | Lithium Ion |  | DELTA ELECTRONICS | 9.3 |  | 9.3 | 5.76 | BTM | [5 empty] | Yes | DC-Coupled | Solar |  | 5.76
331235 |  |  | MA Smart |  |  | Conditional Approval | Residential | CHESHIRE |  | Lithium Ion |  | DELTA ELECTRONICS | 9.3 |  | 9.3 | 5.76 | BTM | [5 empty] | Yes | DC-Coupled | Solar |  | 5.76
331267 |  |  | MA Smart |  |  | Application | Residential - Heat | CLARKSBURG |  | Lithium Ion |  | DELTA ELECTRONICS | 9.3 |  | 9.3 | 5.76 | BTM | [5 empty] | Yes | DC-Coupled | Solar |  | 5.76
331281 |  |  | MA Smart |  |  | Application | Residential | LOWELL |  | Lithium Ion |  | DELTA ELECTRONICS | 9.3 |  | 9.3 | 5.76 | BTM | [5 empty] | Yes | DC-Coupled | Solar |  | 5.76
331285 |  |  | MA Smart |  |  | Application | Residential | METHUEN |  | Lithium Ion |  | DELTA ELECTRONICS | 9.3 |  | 9.3 | 5.76 | BTM | [5 empty] | Yes | DC-Coupled | Solar |  | 5.76
331287 |  |  | MA Smart |  |  | Conditional Approval | Residential | WEBSTER |  | Lithium Ion |  | DELTA ELECTRONICS | 9.3 |  | 9.3 | 5.76 | BTM | [5 empty] | Yes | DC-Coupled | Solar |  | 5.76
331293 |  |  | MA Smart |  |  | Application | Residential | WORCESTER |  | Lithium Ion |  | DELTA ELECTRONICS | 9.3 |  | 9.3 | 5.76 | BTM | [5 empty] | Yes | DC-Coupled | Solar |  | 5.76
331297 |  |  | MA Smart |  |  | Conditional Approval | Residential | AUBURN |  | Lithium Ion |  | DELTA ELECTRONICS | 9.3 |  | 9.3 | 5.76 | BTM | [5 empty] | Yes | DC-Coupled | Solar |  | 5.76
331610 |  |  | MA Smart |  |  | Application | Residential | LEOMINSTER |  | Lithium Ion |  | DELTA ELECTRONICS | 9.3 |  | 9.3 | 5.76 | BTM | [5 empty] | Yes | DC-Coupled | Solar |  | 5.76
331730 |  |  | MA Smart |  |  | Conditional Approval | Residential | HAVERHILL |  | Lithium Ion |  | DELTA ELECTRONICS | 9.3 |  | 9.3 | 5.76 | BTM | [5 empty] | Yes | DC-Coupled | Solar |  | 5.76
333111 |  |  | MA Smart |  |  | Application | Residential | MARLBOROUGH |  | Lithium Ion |  | DELTA ELECTRONICS | 9.8 |  | 9.8 | 5.76 | BTM | [5 empty] | Yes | DC-Coupled | Solar |  | 5.76
333112 |  |  | MA Smart |  |  | Conditional Approval | Residential | WEST BRIDGEWATER |  | Lithium Ion |  | DELTA ELECTRONICS | 9.3 |  | 9.3 | 5.76 | BTM | [5 empty] | Yes | DC-Coupled | Solar |  | 5.76
333294 |  |  | MA Smart |  |  | Conditional Approval | Residential | PALMER |  | Lithium Ion |  | DELTA ELECTRONICS | 9.3 |  | 9.3 | 5.76 | BTM | [5 empty] | Yes | DC-Coupled | Solar |  | 5.76
333389 |  |  | MA Smart |  |  | Conditional Approval | Residential | WILBRAHAM |  | Lithium Ion |  | DELTA ELECTRONICS | 9.3 |  | 9.3 | 5.76 | BTM | [5 empty] | Yes | DC-Coupled | Solar |  | 5.76
333509 |  |  | MA Smart |  |  | Conditional Approval | Residential | BROCKTON |  | Lithium Ion |  | DELTA ELECTRONICS | 9.3 |  | 9.3 | 5.76 | BTM | [5 empty] | Yes | DC-Coupled | Solar |  | 5.76
333808 |  |  | MA Smart |  |  | Conditional Approval | Residential | FISKDALE |  | Lithium Ion |  | DELTA ELECTRONICS | 9.3 |  | 9.3 | 5.76 | BTM | [5 empty] | Yes | DC-Coupled | Solar |  | 5.76
334111 |  |  | MA Smart |  |  | Conditional Approval | Residential | RANDOLPH |  | Lithium Ion |  | DELTA ELECTRONICS | 9.3 |  | 9.3 | 5.76 | BTM | [5 empty] | Yes | DC-Coupled | Solar |  | 5.76
334113 |  |  | MA Smart |  |  | Conditional Approval | Residential - Heat | HOLLAND |  | Lithium Ion |  | DELTA ELECTRONICS | 9.3 |  | 9.3 | 5.76 | BTM | [5 empty] | Yes | DC-Coupled | Solar |  | 5.76
334530 |  |  | MA Smart |  |  | Application | Residential | MEDFORD |  | Lithium Ion |  | DELTA ELECTRONICS | 9.8 |  | 9.8 | 5.76 | BTM | [5 empty] | Yes | DC-Coupled | Solar |  | 5.76
335230 |  |  | MA Smart |  |  | Application | Residential | MILLBURY |  | Lithium Ion |  | DELTA ELECTRONICS | 9.3 |  | 9.3 | 5.76 | BTM | [5 empty] | Yes | DC-Coupled | Solar |  | 5.76
336143 |  |  | MA Smart |  |  | Application | Residential | LAWRENCE |  | Lithium Ion |  | DELTA ELECTRONICS | 9.3 |  | 9.3 | 5.76 | BTM | [5 empty] | Yes | DC-Coupled | Solar |  | 5.76
336628 |  |  | MA Smart |  |  | Conditional Approval | Residential | HOLBROOK |  | Lithium Ion |  | DELTA ELECTRONICS | 9.3 |  | 9.3 | 5.76 | BTM | [5 empty] | Yes | DC-Coupled | Solar |  | 5.76
337618 |  |  | MA Smart |  |  | Application | Residential | BROCKTON |  | Lithium Ion |  | DELTA ELECTRONICS | 9.3 |  | 9.3 | 5.76 | BTM | [5 empty] | Yes | DC-Coupled | Solar |  | 5.76
325344 |  |  | MA Smart |  |  | Conditional Approval | Residential | DUNSTABLE |  | Lithium Ion |  | OUTBACK POWER | 8 |  | 8 | 8 | BTM | [5 empty] | Yes | AC-Coupled | Solar |  | 5.584
320789 |  |  | MA Smart |  |  | Application | Residential | CLINTON |  | Lithium Ion |  | DELTA ELECTRONICS | 9.3 |  | 9.3 | 3.84 | BTM | [5 empty] | Yes | DC-Coupled | Solar |  | 3.84
327796 |  |  | MA Smart |  |  | Conditional Approval | Residential | LEOMINSTER |  | Lithium Ion |  | DELTA ELECTRONICS | 9.3 |  | 9.3 | 3.84 | BTM | [5 empty] | Yes | DC-Coupled | Solar |  | 3.84
329020 |  |  | MA Smart |  |  | Application | Residential | HAVERHILL |  | Lithium Ion |  | DELTA ELECTRONICS | 9.3 |  | 9.3 | 3.84 | BTM | [5 empty] | Yes | DC-Coupled | Solar |  | 3.84
331279 |  |  | MA Smart |  |  | Application | Residential | ATTLEBORO |  | Lithium Ion |  | DELTA ELECTRONICS | 9.3 |  | 9.3 | 3.84 | BTM | [5 empty] | Yes | DC-Coupled | Solar |  | 3.84
333361 |  |  | MA Smart |  |  | Application | Residential | LOWELL |  | Lithium Ion |  | DELTA ELECTRONICS | 9.3 |  | 9.3 | 3.84 | BTM | [5 empty] | Yes | DC-Coupled | Solar |  | 3.84
333493 |  |  | MA Smart |  |  | Conditional Approval | Residential | HAVERHILL |  | Lithium Ion |  | DELTA ELECTRONICS | 9.3 |  | 9.3 | 3.84 | BTM | [5 empty] | Yes | DC-Coupled | Solar |  | 3.84
334115 |  |  | MA Smart |  |  | Conditional Approval | Residential | WORCESTER |  | Lithium Ion |  | DELTA ELECTRONICS | 9.3 |  | 9.3 | 3.84 | BTM | [5 empty] | Yes | DC-Coupled | Solar |  | 3.84
335459 |  |  | MA Smart |  |  | Conditional Approval | Residential | WORCESTER |  | Lithium Ion |  | DELTA ELECTRONICS | 9.3 |  | 9.3 | 3.84 | BTM | [5 empty] | Yes | DC-Coupled | Solar |  | 3.84
336158 |  |  | MA Smart |  |  | Conditional Approval | Residential | REVERE |  | Lithium Ion |  | DELTA ELECTRONICS | 9.3 |  | 9.3 | 3.84 | BTM | [5 empty] | Yes | DC-Coupled | Solar |  | 3.84
336219 |  |  | MA Smart |  |  | Conditional Approval | Residential | HAYDENVILLE |  | Lithium Ion |  | DELTA ELECTRONICS | 9.3 |  | 9.3 | 3.84 | BTM | [5 empty] | Yes | DC-Coupled | Solar |  | 3.84
288040 |  |  | MA Smart |  |  | Conditional Approval | Residential | NAHANT |  | Lithium Ion |  | SOLAREDGE TECHNOLOGIES | 9.3 |  | 9.3 | 3.8 | BTM | [5 empty] | Yes | DC-Coupled | Solar |  | 3.8
315234 |  |  | MA Smart |  |  | Conditional Approval | Residential | CLINTON |  | Lithium Ion |  | STOREDGE | 9.3 |  | 9.3 | 3.8 | BTM | [5 empty] | Yes | DC-Coupled | Solar |  | 3.8
322641 |  |  | MA Smart |  |  | Conditional Approval | Residential | METHUEN |  | Lithium Ion |  | STOREDGE TECHNOLOGIES | 9.3 |  | 9.3 | 3.8 | BTM | [5 empty] | Yes | DC-Coupled | Solar |  | 3.8
323343 |  |  | MA Smart |  |  | Conditional Approval | Residential | DRACUT |  | Lithium Ion |  | STOREDGE | 9.3 |  | 9.3 | 3.8 | BTM | [5 empty] | Yes | DC-Coupled | Solar |  | 3.8
329596 |  |  | MA Smart |  |  | Conditional Approval | Residential | NORTH ANDOVER |  | Lithium Ion |  | STOREDGE | 9.3 |  | 9.3 | 3.8 | BTM | [5 empty] | Yes | DC-Coupled | Solar |  | 3.8
333661 |  |  | MA Smart |  |  | Application | Residential | METHUEN |  | Lithium Ion |  | STOREDGE | 9.3 |  | 9.3 | 3.8 | BTM | [5 empty] | Yes | DC-Coupled | Solar |  | 3.8
336516 |  |  | MA Smart |  |  | Conditional Approval | Residential | CHERRY VALLEY |  | Lithium Ion |  | STOREDGE TECHNOLOGIES | 9.3 |  | 9.3 | 3.8 | BTM | [5 empty] | Yes | DC-Coupled | Solar |  | 3.8
329113 |  |  | MA Smart |  |  | Application | Residential | ROCHDALE |  | Lithium Ion |  | SOLAREDGE | 9.3 |  | 9.3 | 7.6 | BTM | [5 empty] | Yes | DC-Coupled | Solar |  | 2.4
316407 | [5 empty] | Group Study | Commercial | HARDWICK |  | Lithium Ion |  | SUNGROW-SAMSUNG | 12000 |  | 12000 | 12000 | STANDALONE | [5 empty] | Yes | AC-Coupled | Other |  | 9500
318655 | [5 empty] | Screening | Commercial | RUTLAND |  | Lithium Ion |  | SUNGROW-SAMSUNG | 11000 |  | 11000 | 11000 | STANDALONE | [5 empty] | Yes | AC-Coupled | Other |  | 12250
325150 | [5 empty] | Screening | Commercial | WINCHENDON |  | Lithium Ion |  | SUNGROW-SAMSUNG | 11000 |  | 11000 | 11000 | STANDALONE | [5 empty] | Yes | AC-Coupled | Other |  | 11000
325163 | [5 empty] | Screening | Commercial | SOUTHBRIDGE |  | Lithium Ion |  | SUNGROW-SAMSUNG | 11000 |  | 11000 | 9992 | STANDALONE | [5 empty] | Yes | AC-Coupled | Other |  | 12250
303514 | [5 empty] | Group Study | Commercial | MILLBURY |  | Lithium Ion |  | SUNGROW | 67200 | 48000 | 48000 | 12000 | STANDALONE | [5 empty] | Yes | AC-Coupled | Other |  | 11999.7
291030 | [5 empty] | Group Study | Commercial | LANCASTER |  | Lithium Ion |  | SUNGROW |  |  | 0 | 9992 | STANDALONE | [5 empty] | Yes | AC-Coupled | Other |  | 10000
308483 | [5 empty] | Group Study | Commercial | CHARLTON |  | Lithium Ion |  | SUNGROW-SAMSUNG |  |  | 0 | 9992 | STANDALONE | [5 empty] | Yes | AC-Coupled | Other |  | 10000
177715 | 24615919 |  | MA Smart |  |  | Study | Commercial | WESTMINSTER |  | Lithium Ion |  | SUNGROW |  |  | 0 | 3000 | STANDALONE |  |  |  |  | 24615919 | Yes | AC-Coupled | Solar | 7619 | 8730
178568 | 25494037 |  | MA Smart |  |  | Group Study | Commercial | OXFORD |  | Lithium Ion |  | LG | 4200 | 4200 | 4200 | 2000 | STANDALONE |  |  |  |  | 25494037 | Yes | AC-Coupled | Solar |  | 6995
178527 | 25468631 |  |  |  |  | Group Study | Commercial | AUBURN |  | Lithium Ion |  | SOLECTRIA RENEWABLES |  |  | 0 |  | STANDALONE |  |  |  |  | 25468631 | Yes | DC-Coupled | Solar |  | 6300
245163 |  |  | MA Smart |  |  | Study | Commercial | AMESBURY |  | Lithium Ion |  | SUNGROW |  |  | 0 |  | STANDALONE | [5 empty] | Yes | DC-Coupled | Solar |  | 5000
265989 | [5 empty] | Group Study | Commercial | CHARLTON |  | Lithium Ion |  | SUNGROW-SAMSUNG |  |  | 0 |  | STANDALONE | [5 empty] | Yes | DC-Coupled | Other |  | 5000
177768 | 25128527 |  |  |  |  | Study | Commercial | HARDWICK |  | Lithium Ion |  | SMA SOLAR TECHNOLOGIES AG | 7000 |  | 7000 | [6 empty] | 25128527 | Yes | DC-Coupled | Solar | 4500 | 5000
319065 |  |  | MA Smart |  |  | Group Study | Commercial | BARRE |  | Lithium Ion |  | EPC |  |  | 0 |  | STANDALONE | [5 empty] | Yes | DC-Coupled | Solar |  | 4999
319066 |  |  | MA Smart |  |  | Screening | Commercial | BARRE |  | Lithium Ion |  | EPC |  |  | 0 |  | STANDALONE | [5 empty] | Yes | DC-Coupled | Solar |  | 4999
184599 | [5 empty] | Study | Commercial | SHUTESBURY |  | Lithium Ion |  | POWER ELECTRONICS |  |  | 0 | [7 empty] | Yes | DC-Coupled | Solar |  | 4998
192377 | [5 empty] | Study | Commercial | BELCHERTOWN |  | Lithium Ion |  | POWIN ENERGY | 4620 |  | 4620 | 1540 | [6 empty] | Yes | DC-Coupled | Solar | 7192.8 | 4998
199325 | [5 empty] | Study | Commercial | RUTLAND |  | Lithium Ion |  | SUNGROW | 7672 |  | 7672 | 3500 | STANDALONE | [5 empty] | Yes | DC-Coupled | Solar | 8531.46 | 4998
199337 | [5 empty] | Study | Commercial | RUTLAND |  | Lithium Ion |  | SUNGROW | 7672 |  | 7672 | 3500 | STANDALONE | [5 empty] | Yes | DC-Coupled | Solar | 8531.46 | 4998
184597 | [5 empty] | Study | Commercial | SHUTESBURY |  | Lithium Ion |  | POWER ELECTRONICS | 30000 |  | 30000 | [7 empty] | Yes | DC-Coupled | Solar |  | 4998
184598 | [5 empty] | Study | Commercial | SHUTESBURY |  | Lithium Ion |  | POWER ELECTRONICS | 30000 |  | 30000 | [7 empty] | Yes | DC-Coupled | Solar |  | 4998
185866 |  |  | MA Smart |  |  | Design | Commercial | FRANKLIN |  | Lithium Ion |  | SMA |  |  | 0 |  | STANDALONE | [5 empty] | Yes | DC-Coupled | Solar |  | 4990
278143 |  |  | MA Smart |  |  | Study | Commercial | PLAINVILLE MA |  | Lithium Ion |  | SMA |  |  | 0 |  | STANDALONE | [5 empty] | Yes | DC-Coupled | Solar |  | 4990
178060 | 24873456 |  | MA Smart |  |  | Construction | Commercial | EAST BROOKFIELD |  | Lithium Ion |  | POWER ELECTRONICS | 6273 |  | 6273 |  | STANDALONE |  |  |  |  | 24873456 | Yes | DC-Coupled | Solar | 6931 | 4990
178300 | 25382321 |  | MA Smart |  |  | Design | Commercial | WESTMINSTER |  | Lithium Ion |  | SUNGROW |  |  | 0 |  | STANDALONE |  |  |  |  | 25382321 |  |  | Solar |  | 4980
177885 | 25216115 |  |  |  |  | Group Study | Commercial | LEICESTER |  | Lithium Ion |  | SOLECTRIA RENEWABLES |  |  | 0 |  | STANDALONE |  |  |  |  | 25216115 | Yes | DC-Coupled | Solar |  | 4950
178552 | 25943145 |  | MA Smart |  |  | Study | Commercial | BELCHERTOWN |  | Lithium Ion |  | GREEN POWER TECHNOLOGIES | 4960 |  | 4960 | 2450 | STANDALONE |  |  |  | Cycle once per week to comply with SMART provision | 25943145 | Yes | DC-Coupled | Solar | 7000 | 4950
281257 | [5 empty] | Group Study | Commercial | CHARLTON |  | Lithium Ion |  | SUNGROW-SAMSUNG |  |  | 0 |  | STANDALONE | [5 empty] | Yes | DC-Coupled | Other |  | 4950
282511 | [5 empty] | Group Study | Commercial | SOUTHBRIDGE |  | Lithium Ion |  | SUNGROW-SAMSUNG |  |  | 0 |  | STANDALONE | [7 empty] | Other |  | 4950
289276 | [5 empty] | Group Study | Commercial | ORANGE |  | Lithium Ion |  | SUNGROW-SAMSUNG | 44789 | 31992 | 31992 | 7998 | STANDALONE | [5 empty] | Yes | AC-Coupled | Other |  | 4950
294875 | [5 empty] | Group Study | Commercial | LEOMINSTER |  | Lithium Ion |  | SUNGROW-SAMSUNG | 27709 | 19792 | 19792 | 4948 | STANDALONE | [5 empty] | Yes | AC-Coupled | Other |  | 4950
178314 | 25861839 |  | MA Smart |  |  | Study | Commercial | HAVERHILL |  | Lithium Ion |  | POWER ELECTRONICS | 12000 |  | 12000 | 2000 | STANDALONE |  |  |  |  | 25861839 | Yes | AC-Coupled | Solar | 4056 | 4800
177040 | 22355677 |  | MA Smart |  |  | Construction | Commercial | LEICESTER |  | Lithium Ion |  | SMA SOLAR TECHNOLOGIES AG |  |  | 0 |  | STANDALONE |  |  |  |  | 22355677 | Yes | DC-Coupled | Solar |  | 4592
188158 | [5 empty] | Conditional Approval | Commercial | ATTLEBORO |  | Lithium Ion |  | POWER ELECTRONICS | 6000 |  | 6000 | 3000 | BTM | [5 empty] | Yes | DC-Coupled | Solar |  | 4500
194753 |  |  | MA Smart |  |  | Study | Commercial | REHOBOTH |  | Lithium Ion |  | NEC ENERGY SOLUTIONS | 2000 |  | 2000 |  | STANDALONE | [5 empty] | Yes | DC-Coupled | Solar | 5453.87 | 4450
178087 | 24096406 |  | MA Smart |  |  | Design | Commercial | NORTH BROOKFIELD |  | Lithium Ion |  | GREEN POWER TECHNOLOGIES |  |  | 0 |  | STANDALONE |  |  |  |  | 24096406 | Yes | DC-Coupled | Solar | 5200 | 4300
273678 |  |  | MA Smart |  |  | Conditional Approval | Commercial | FALL RIVER |  | Lithium Ion |  | EPC |  |  | 0 |  | STANDALONE | [5 empty] | Yes | DC-Coupled | Solar |  | 4200
273953 |  |  | MA Smart |  |  | Screening | Commercial | HAMPDEN |  | Lithium Ion |  | SOLECTRIA |  |  | 0 |  | STANDALONE | [7 empty] | Solar |  | 3984
177874 | 24741525 |  | MA Smart |  |  | Design | Commercial | BLACKSTONE |  | Lithium Ion |  | SUNGROW |  |  | 0 | 3600 | STANDALONE |  |  |  |  | 24741525 | Yes | DC-Coupled | Solar | 4838 | 3960
178604 | 26092595 |  |  |  |  | Group Study | Commercial | ORANGE |  | Lithium Ion |  | SUNGROW |  |  | 0 | [6 empty] | 26092595 |  |  | Solar |  | 3000
331425 |  |  | MA Smart |  |  | Application | Commercial | BRIDGEWATER |  | Lithium Ion |  | EPC |  |  | 0 |  | STANDALONE | [5 empty] | Yes | DC-Coupled | Solar |  | 3000
178059 | 24873440 |  | MA Smart |  |  | Design | Commercial | WARE |  | Lithium Ion |  | POWER ELECTRONICS | 2940 |  | 2940 |  | STANDALONE |  |  |  |  | 24873440 | Yes | DC-Coupled | Solar | 4158 | 3000
256705 |  |  | MA Smart |  |  | Application | Commercial | WARREN |  | Lithium Ion |  | GREEN POWER TECHNOLOGIES |  |  | 0 |  | STANDALONE | [5 empty] | Yes | DC-Coupled | Solar |  | 3000
178152 | 25558786 |  | MA Smart |  |  | Study | Commercial | DIGHTON |  | Lithium Ion |  | SUNGROW | 3836 |  | 3836 |  | STANDALONE |  |  |  |  | 25558786 | Yes | DC-Coupled | Solar |  | 2970
273962 |  |  | MA Smart |  |  | Application | Commercial | ATHOL |  | Lithium Ion |  | SUNGROW |  |  | 0 |  | STANDALONE | [7 empty] | Solar |  | 2500
177892 | 23932404 |  | MA Smart |  |  | Construction | Commercial | NORTH BROOKFIELD |  | Lithium Ion |  | SMA SOLAR TECHNOLOGIES AG |  |  | 0 |  | STANDALONE |  |  |  |  | 23932404 | Yes | DC-Coupled | Solar |  | 2490
178213 | 26010842 |  | MA Smart |  |  | Construction | Commercial | NORTH DIGHTON |  | Lithium Ion |  | SMA SOLAR TECHNOLOGIES AG |  |  | 0 |  | STANDALONE |  |  |  |  | 26010842 | Yes | DC-Coupled | Solar |  | 2400
198058 | [5 empty] | Study | Commercial | ROYALSTON |  | Lithium Ion |  | POWIN ENERGY | 2100 |  | 2100 | 2100 | [6 empty] | Yes | DC-Coupled | Solar | 3110.4 | 2400
185512 |  |  | MA Smart |  |  | Design | Commercial | NORTON |  | Lithium Ion |  | POWER ELECTRONICS | 1278 |  | 1278 | 4260 | BTM | [5 empty] | Yes | DC-Coupled | Solar |  | 2000
177835 | 24706210 |  | MA Smart |  |  | Study | Commercial | GRAFTON |  | Lithium Ion |  | SMA |  |  | 0 |  | STANDALONE |  |  |  |  | 24706210 | Yes | DC-Coupled | Solar |  | 1760
177863 | 24332201 |  | MA Smart |  |  | Construction | Commercial | NEWBURYPORT |  | Lithium Ion |  | SMA SOLAR TECHNOLOGIES AG |  |  | 0 |  | STANDALONE |  |  |  |  | 24332201 | Yes | DC-Coupled | Solar |  | 1650
204748 |  |  | MA Smart |  |  | Conditional Approval | Commercial | BROCKTON |  | Lithium Ion |  | ABB, INC |  |  | 0 |  | BTM | [7 empty] | Solar |  | 1380
284129 |  |  | MA Smart |  |  | Conditional Approval | Commercial | BROCKTON |  | Lithium Ion |  | EPC |  |  | 0 |  | STANDALONE | [5 empty] | Yes | DC-Coupled | Solar |  | 999
195290 | [5 empty] | Conditional Approval | Commercial | MILFORD |  | Lithium Ion |  | NEC ENERGY SOLUTIONS | 510 |  | 510 | 710 | [6 empty] | Yes | AC-Coupled | Other |  | 710
320921 |  |  | MA Smart |  |  | Application | Commercial | FRANKLIN |  | Lithium Ion |  | SOLAREDGE SE100KUS |  |  | 0 |  | STANDALONE | [5 empty] | Yes | AC-Coupled | Solar |  | 499.9
320922 |  |  | MA Smart |  |  | Application | Commercial | FRANKLIN |  | Lithium Ion |  | SOLAREDGE SE100KUS |  |  | 0 |  | STANDALONE | [5 empty] | Yes | AC-Coupled | Solar |  | 499.9
178611 | 25522243 |  |  |  |  | Completion Documents | Commercial | CHELMSFORD |  | Lithium Ion |  | EPC POWER | 990 |  | 990 | 4500 | [5 empty] | 25522243 | Yes | AC-Coupled | Natural Gas |  | 450
266675 |  |  | MA Smart |  |  | Conditional Approval | Residential | BOXFORD |  | Lithium Ion |  | LG CHEM | 9.3 |  | 9.3 | 3.8 | BTM | [5 empty] | Yes | DC-Coupled | Solar | 12.47 | 9.8
231917 |  |  | MA Smart |  |  | Application | Residential | BRIDGEWATER |  | Lithium Ion |  | LG CHEM | 9.3 |  | 9.3 | 7.6 | BTM | [5 empty] | Yes | DC-Coupled | Solar | 9.28 | 7.6
266481 |  |  | MA Smart |  |  | Conditional Approval | Residential | GARDNER |  | Lithium Ion |  | LG CHEM | 9.3 |  | 9.3 | 7.6 | BTM | [5 empty] | Yes | DC-Coupled | Solar | 8.12 | 7.6
266698 |  |  | MA Smart |  |  | Conditional Approval | Residential | WINCHENDON |  | Lithium Ion |  | LG CHEM | 9.3 |  | 9.3 | 7.6 | BTM | [5 empty] | Yes | DC-Coupled | Solar | 6.57 | 7.6
271109 |  |  | MA Smart |  |  | Conditional Approval | Residential | GOSHEN |  | Lithium Ion |  | LG CHEM | 9.3 |  | 9.3 | 7.6 | BTM | [5 empty] | Yes | DC-Coupled | Solar |  | 7.6
272270 |  |  | MA Smart |  |  | Conditional Approval | Residential | BROCKTON |  | Lithium Ion |  | LG CHEM | 9.3 |  | 9.3 | 7.6 | BTM | [5 empty] | Yes | DC-Coupled | Solar | 5.22 | 7.6
273446 |  |  | MA Smart |  |  | Conditional Approval | Residential | BARRE |  | Lithium Ion |  | LG CHEM | 9.3 |  | 9.3 | 7.6 | BTM | [5 empty] | Yes | DC-Coupled | Solar | 9.76 | 7.6
273790 |  |  | MA Smart |  |  | Application | Residential | WORCESTER |  | Lithium Ion |  | LG CHEM | 9.3 |  | 9.3 | 7.6 | BTM | [5 empty] | Yes | DC-Coupled | Solar | 6.71 | 7.6
273793 |  |  | MA Smart |  |  | Conditional Approval | Residential | SOUTHBRIDGE |  | Lithium Ion |  | LG CHEM | 9.3 |  | 9.3 | 7.6 | BTM | [5 empty] | Yes | DC-Coupled | Solar | 7.44 | 7.6
274351 |  |  | MA Smart |  |  | Conditional Approval | Residential | WORCESTER |  | Lithium Ion |  | LG CHEM | 9.3 |  | 9.3 | 5 | BTM | [5 empty] | Yes | DC-Coupled | Solar | 8.97 | 7.6
250818 |  |  | MA Smart |  |  | Study | Commercial | WINCHENDON |  | Lithium Ion |  | POWER ELECTRONICS |  |  | 0 | 3300 | STANDALONE | [5 empty] | Yes | AC-Coupled | Solar |  | 4500
306363 | [5 empty] | Connected | Residential | WESTFORD | 2021 | Lithium Ion |  | TESLA ENERGY | 20 | 27 | 27 | 10 | BTM | [5 empty] | Yes | AC-Coupled | Battery Add-On |  | 20
310959 |  |  | MA Smart |  |  | Connected | Residential | SIASCONSET | 2021 | Lithium Ion |  | GENERAC | 17.1 |  | 17.1 | 7.6 | BTM | [5 empty] | Yes | DC-Coupled | Solar |  | 19.6
300315 | [5 empty] | Connected | Residential | ESSEX | 2021 | Lithium Ion |  | TESLA | 17.7 | 27 | 27 | 10 | BTM | [5 empty] | Yes | AC-Coupled | Solar |  | 17.7
297124 |  |  | MA Smart |  |  | Connected | Residential | BOLTON | 2021 | Lithium Ion |  | TESLA | 45.2 | 40.5 | 40.5 | 15 | BTM | [5 empty] | Yes | AC-Coupled | Solar |  | 15.2
312114 |  |  | MA Smart |  |  | Connected | Residential | WESTFORD | 2021 | Lithium Ion |  | TESLA | 23.6 | 26.4 | 26.4 | 10 | BTM | [5 empty] | Yes | AC-Coupled | Solar |  | 13.6
284143 |  |  | MA Smart |  |  | Connected | Residential | NORTH ANDOVER | 2021 | Lithium Ion |  | TESLA | 27 | 40.5 | 40.5 | 15 | BTM | [5 empty] | Yes | AC-Coupled | Solar |  | 12
291579 |  |  | MA Smart |  |  | Connected | Residential | BYFIELD | 2021 | Lithium Ion |  | TESLA | 25 | 40.5 | 40.5 | 15 | BTM | [5 empty] | Yes | AC-Coupled | Solar |  | 10
295847 |  |  | MA Smart |  |  | Connected | Residential | WEYMOUTH | 2021 | Lithium Ion |  | TESLA | 25 | 40.5 | 40.5 | 15 | BTM | [5 empty] | Yes | AC-Coupled | Solar |  | 10
296692 |  |  | MA Smart |  |  | Connected | Residential | MARLBOROUGH | 2021 | Lithium Ion |  | TESLA | 25 | 40.5 | 40.5 | 15 | BTM | [5 empty] | Yes | AC-Coupled | Solar |  | 10
310835 |  |  | MA Smart |  |  | Connected | Residential | NORTH ANDOVER | 2021 | Lithium Ion |  | TESLA | 25 | 40.5 | 40.5 | 15 | BTM | [5 empty] | Yes | AC-Coupled | Solar |  | 10
312600 |  |  | MA Smart |  |  | Connected | Residential | AUBURN | 2021 | Lithium Ion |  | TESLA | 25 | 40.5 | 40.5 | 15 | BTM | [5 empty] | Yes | AC-Coupled | Solar |  | 10
318384 |  |  | MA Smart |  |  | Connected | Residential | NORTH ANDOVER | 2021 | Lithium Ion |  | TESLA | 20 | 27 | 27 | 10 | BTM | [5 empty] | Yes | AC-Coupled | Solar |  | 10
327183 |  |  | MA Smart |  |  | Connected | Residential | BOXFORD | 2021 | Lithium Ion |  | TESLA | 15 | 13.2 | 13.2 | 5 | BTM | [5 empty] | Yes | AC-Coupled | solar |  | 10
224865 |  |  | MA Smart |  |  | Connected | Residential - Heat | LANCASTER | 2021 | Lithium Ion |  | ENPHASE | 9.28 | 10 | 10 | 3.84 | BTM | [5 empty] | Yes | AC-Coupled | Solar |  | 9.86
320406 |  |  | MA Smart |  |  | Connected | Residential | PALMER | 2021 | Lithium Ion |  | DELTA ELECTRONICS | 9.3 |  | 9.3 | 5.76 | BTM | [5 empty] | Yes | DC-Coupled | Solar |  | 9.6
325660 |  |  | MA Smart |  |  | Connected | Residential | BRIDGEWATER | 2021 | Lithium Ion |  | DELTA ELECTRONICS | 9.3 |  | 9.3 | 5.76 | BTM | [5 empty] | Yes | DC-Coupled | Solar |  | 9.6
317580 |  |  | MA Smart |  |  | Connected | Residential | WESTFORD | 2021 | Lithium Ion |  | TESLA | 19.28 | 27 | 27 | 10 | BTM | [5 empty] | Yes | AC-Coupled | Solar |  | 9.28
308556 |  |  | MA Smart |  |  | Connected | Residential | BYFIELD | 2021 | Lithium Ion |  | CHILICON | 14.994 | 13.5 | 13.5 | 5 | BTM | [5 empty] | Yes | AC-Coupled | Solar |  | 8.99
293133 |  |  | MA Smart |  |  | Connected | Residential | UXBRIDGE | 2021 | Lithium Ion |  | TESLA | 18.64 | 26.4 | 26.4 | 10 | BTM | [5 empty] | Yes | AC-Coupled | Solar |  | 8.64
289784 |  |  | MA Smart |  |  | Connected | Residential | MARLBOROUGH | 2021 | Lithium Ion |  | TESLA | 18.41 | 27 | 27 | 10 | BTM | [5 empty] | Yes | AC-Coupled | Solar |  | 8.41
315010 |  |  | MA Smart |  |  | Connected | Residential | SEEKONK | 2021 | Lithium Ion |  | DELTA ELECTRONICS | 9.3 |  | 9.3 | 8 | BTM | [5 empty] | Yes | DC-Coupled | Solar |  | 8
293474 |  |  | MA Smart |  |  | Connected | Residential | SOUTHBRIDGE | 2021 | Lithium Ion |  | TESLA | 17.92 | 27 | 27 | 10 | BTM | [5 empty] | Yes | AC-Coupled | Solar |  | 7.92
292016 |  |  | MA Smart |  |  | Connected | Residential | W. BRIDGEWATER | 2021 | Lithium Ion |  | TESLA | 17.83 | 27 | 27 | 10 | BTM | [5 empty] | Yes | AC-Coupled | Solar |  | 7.83
321762 |  |  | MA Smart |  |  | Connected | Residential | MONTEREY | 2021 | Lithium Ion |  | TESLA | 17.83 | 27 | 27 | 10 | BTM | [5 empty] | Yes | AC-Coupled | Solar |  | 7.83
321091 |  |  | MA Smart |  |  | Connected | Residential | ATTLEBORO | 2021 | Lithium Ion |  | DELTA ELECTRONICS | 9.3 |  | 9.3 | 7.68 | BTM | [5 empty] | Yes | DC-Coupled | Solar |  | 7.68
286629 |  |  | MA Smart |  |  | Connected | Residential | FRANKLIN | 2021 | Lithium Ion |  | TESLA | 32.6 | 54 | 54 | 20 | BTM | [5 empty] | Yes | AC-Coupled | Solar |  | 7.6
300578 |  |  | MA Smart |  |  | Connected | Residential | BRIDGEWATER | 2021 | Lithium Ion |  | TESLA | 17.6 | 27 | 27 | 10 | BTM | [5 empty] | Yes | AC-Coupled | Solar |  | 7.6
312556 |  |  | MA Smart |  |  | Connected | Residential | CHELMSFORD | 2021 | Lithium Ion |  | TESLA | 17.6 | 27 | 27 | 10 | BTM | [5 empty] | Yes | AC-Coupled | Solar |  | 7.6
312907 |  |  | MA Smart |  |  | Connected | Residential | RUTLAND | 2021 | Lithium Ion |  | SOLAREDGE TECHNOLOGIES | 12.6 | 13.5 | 13.5 | 5 | BTM | [5 empty] | Yes | AC-Coupled | Solar |  | 7.6
305254 |  |  | MA Smart |  |  | Connected | Residential | NORTH ANDOVER | 2021 | Lithium Ion |  | SOLAREDGE | 9.3 |  | 9.3 | 7.6 | BTM | [5 empty] | Yes | DC-Coupled | Solar |  | 7.6
313681 |  |  | MA Smart |  |  | Connected | Residential | MARLBOROUGH | 2021 | Lithium Ion |  | SOLAREDGE | 9.3 |  | 9.3 | 7.6 | BTM | [5 empty] | Yes | DC-Coupled | Solar |  | 7.6
321960 |  |  | MA Smart |  |  | Connected | Residential | BELCHERTOWN | 2021 | Lithium Ion |  | GENERAC | 17.1 |  | 17.1 | 7.6 | BTM | [5 empty] | Yes | DC-Coupled | Solar |  | 7.6
300099 |  |  | MA Smart |  |  | Connected | Residential | SAUGUS | 2021 | Lithium Ion |  | TESLA | 12.2 | 13.5 | 13.5 | 5 | BTM | [5 empty] | Yes | AC-Coupled | Solar |  | 7.2
324132 |  |  | MA Smart |  |  | Connected | Residential | MARLBOROUGH | 2021 | Lithium Ion |  | TESLA | 12.2 | 13.2 | 13.2 | 5 | BTM | [5 empty] | Yes | AC-Coupled | Solar |  | 7.2
308560 |  |  | MA Smart |  |  | Connected | Residential - Heat | WINCHENDON | 2021 | Lithium Ion |  | ENPHASE | 11.96 | 13.5 | 13.5 | 5 | BTM | [5 empty] | Yes | AC-Coupled | Solar |  | 6.96
318214 |  |  | MA Smart |  |  | Connected | Residential | METHUEN | 2021 | Lithium Ion |  | TESLA | 16.38 | 27 | 27 | 10 | BTM | [5 empty] | Yes | AC-Coupled | Solar |  | 6.38
317495 |  |  | MA Smart |  |  | Connected | Residential | SPENCER | 2021 | Lithium Ion |  | DELTA ELECTRONICS | 9.3 |  | 9.3 | 5 | BTM | [5 empty] | Yes | DC-Coupled | Solar |  | 6
323821 |  |  | MA Smart |  |  | Connected | Residential | WEST BRIDGEWATER | 2021 | Lithium Ion |  | TESLA | 10.76 | 13.2 | 13.2 | 5 | BTM | [5 empty] | Yes | AC-Coupled | Solar |  | 5.76
318444 |  |  | MA Smart |  |  | Connected | Residential | MELROSE | 2021 | Lithium Ion |  | TESLA | 10 | 13.5 | 13.5 | 5 | BTM | [5 empty] | Yes | AC-Coupled | Solar |  | 5
313209 |  |  | MA Smart |  |  | Connected | Residential | SPENCER | 2021 | Lithium Ion |  | DELTA ELECTRONICS | 9.8 | 13.5 | 13.5 | 5 | BTM | [5 empty] | Yes | AC-Coupled | Solar |  | 4.8
305404 |  |  | MA Smart |  |  | Connected | Residential - Heat | WARE | 2021 | Lithium Ion |  | TESLA | 14.32 | 27 | 27 | 10 | BTM | [5 empty] | Yes | AC-Coupled | Solar |  | 4.32
318979 |  |  | MA Smart |  |  | Connected | Residential | N CHELMSFORD | 2021 | Lithium Ion |  | TESLA | 12.6 | 13.5 | 13.5 | 5 | BTM | [5 empty] | Yes | AC-Coupled | Solar |  | 3.8
307250 |  |  | MA Smart |  |  | Connected | Residential | LOWELL | 2021 | Lithium Ion |  | ENPHASE ENERGY | 7.32 | 13.5 | 13.5 | 5 | BTM | [5 empty] | Yes | AC-Coupled | Solar |  | 2.32
177278 | 23580296 | SOLAR PHASE III - HORNE HOMESTEAD RD, CHARLTON | Utility-Owned Storage - R&D |  |  | Completion Documents | Commercial | CHARLTON | 2021 | Lithium Ion |  | NEC ENERGY SOLUTIONS |  | 2040 | 2040 | 1120 | FTM | Renewable Energy Shifting | Power Quality (e.g., Voltage/VAR Support) | Reliability and Resiliency |  | 23580296 | Yes | AC-Coupled | Solar | 1978 | 2000

## Sheet1
| Installed | Pipeline
# Projects
MW | 52.8369 | 509.9071
MWh | 153.5946 | 634.2746