## Summary
Storage Summary | Pipeline | Installed
Subtotal Energy kWh (DC) where Energy kWh (AC) value is not provided | 229471.96 | 105323.25
DC to AC Conversion | 95% | 95%
Subtotal Energy kWh (DC to AC) | 217998.362 | 100057.0875
Subtotal Energy MWh (DC to AC) | 217.9984 | 100.0571
Subtotal Energy kWh (AC) | 625449.29 | 228576.155
Subtotal Energy MWh (AC) | 625.4493 | 228.5762
Total Energy kWh (AC) | 843447.652 | 328633.2425
Total Energy MWh (AC) | 843.4477 | 328.6332
Total Capacity kW (AC) | 666199.787 | 110758.752
Total Capacity MW (AC) | 666.1998 | 110.7588

## Installed Projects
Installed Projects
ENERGY STORAGE SYSTEM | [18 empty] | GENERATION
Case Number | DG WR Number | Common Project Name REDACTED | Policy Source 1 | Policy Source 2 | Other Source | Year Installed | Customer Type | City/Town | Storage - Technology Type | Storage - Sub-technology Type | Manufacturer | Energy kWh (DC) | Energy kWh (AC) | Capacity kW (AC) | Installation Type | Application Intended Use #1 | Application Intended Use #2 | Application Intended Use #3 | Other - Application Intended Use | DG WR Number | Co-Located with DG/Generation | System Configuration Type | DG Generation Type | Capacity kW (DC) | Capacity kW (AC)
242228 |  |  | MA - SMART Program |  |  | 2019 | Residential | NORTON | Lithium Ion |  | PIKA ENERGY | 17.1 | 13.4 | 6.7 | BTM | [5 empty] | Yes | DC-Coupled | Solar | 13.32 | 9.63
238250 |  |  | MA - SMART Program |  |  | 2019 | Residential | ATTLEBORO | Lithium Ion |  | LG CHEM |  | 9.8 | 3.8 | BTM | [5 empty] | Yes | DC-Coupled | Solar | 10.8 | 8.8
231479 |  |  | MA - SMART Program |  |  | 2020 | Residential | NORTHBRIDGE | Lithium Ion |  | LG CHEM | 9.3 | 9.8 | 7.6 | BTM | [5 empty] | Yes | DC-Coupled | Solar | 9.28 | 7.6
262245 |  |  | MA - SMART Program |  |  | 2019 | Residential | HALIFAX | Lithium Ion |  | LG CHEM | 9.3 | 9.8 | 7.6 | BTM | [5 empty] | Yes | DC-Coupled | Solar | 9.86 | 7.6
183975 | [5 empty] | 2018 | Residential | W STOCKBRIDGE | Lithium Ion |  | PIKA ENERGY | 14.3 |  | 7.6 | BTM | [5 empty] | Yes | DC-Coupled | Solar | 9.81 | 7.6
184483 | [5 empty] | 2018 | Residential | E LONGMEADOW | Lithium Ion |  | LG CHEM | 9.3 |  | 7.6 | [6 empty] | Yes | DC-Coupled | Solar | 10.15 | 7.6
185990 | [5 empty] | 2018 | Residential | BROCKTON | Lithium Ion |  | LG CHEM | 9.3 |  | 7.6 | BTM | [5 empty] | Yes | DC-Coupled | Solar | 9.28 | 7.6
189369 | [5 empty] | 2018 | Residential | ROCKPORT | Lithium Ion |  | PIKA ENERGY | 11.4 |  | 7.6 | BTM | [5 empty] | Yes | DC-Coupled | Solar | 12480 | 7.6
229503 |  |  | MA - SMART Program |  |  | 2019 | Residential | FRANKLIN | Lithium Ion |  | LG CHEM |  | 9.8 | 7.6 | BTM | [5 empty] | Yes | DC-Coupled | Solar |  | 13.6
186415 | [5 empty] | 2018 | Residential | NORTHAMPTON | Lithium Ion |  | LG CHEM | 9.3 |  | 7.6 | BTM | [5 empty] | Yes | DC-Coupled | Solar |  | 13.6
187717 | [5 empty] | 2018 | Residential | ROCKPORT | Lithium Ion |  | LG CHEM | 9.3 |  | 7.6 | BTM | [5 empty] | Yes | DC-Coupled | Solar |  | 13.6
178051 | 24448693 |  | MA - SMART Program |  |  | 2020 | Commercial | PALMER | Lithium Ion |  | SUNGROW | 4730 | 4480 | 2240 | FTM | [5 empty] | Yes | AC-Coupled | Solar | 6437 | 4950
184039 |  |  | MA - SMART Program |  |  | 2020 | Commercial | DUNSTABLE | Lithium Ion |  | POWER ELECTRONICS |  | 3300 | 3300 | FTM | [5 empty] | Yes | DC-Coupled | Solar |  | 10000
177089 | 23453253 |  | MA - SMART Program |  |  | 2019 | Commercial | WINCHENDON | Lithium Ion |  | POWER ELECTRONICS | 7320 | 6600 | 3300 | FTM |  |  |  |  | 23453253 | Yes | AC-Coupled | Solar | 7030 | 7800
178308 | 25638676 |  | MA - SMART Program |  |  | 2019 | Commercial | EVERETT | Lithium Ion |  | TESLA |  | 8000 | 4000 | BTM | [5 empty] | Yes | AC-Coupled | Natural gas | 917 | 7788
178795 |  |  | MA - SMART Program |  |  | 2019 | Commercial | PLAINVILLE | Lithium Ion |  | POWER ELECTRONICS |  | 4638 | 2310 | FTM |  |  |  |  | 23716938 | Yes | AC-Coupled | Solar | 6372 | 7260
177703 | 24211345 |  | MA - SMART Program |  |  | 2020 | Commercial | WARREN | Lithium Ion |  | SUNGROW | 7690 |  | 1500 | FTM | [5 empty] | Yes | DC-Coupled | Solar |  | 6740
203430 |  |  | MA - SMART Program |  |  | 2020 | Commercial | NORTHAMPTON | Lithium Ion |  | POWER MAX |  | 4913 | 2340 | FTM | [5 empty] | Yes | AC-Coupled | Battery Add-On |  | 6660
178658 | 25766482 |  | MA - SMART Program |  |  | 2020 | Commercial | NORTHAMPTON | Lithium Ion |  | SUNGROW | 4718 |  | 2000 | FTM | [5 empty] | Yes | AC-Coupled | Solar |  | 4980
178340 | 25403267 |  | MA - SMART Program |  |  | 2019 | Commercial | AMESBURY | Lithium Ion |  | WSTECH | 4642 | 4000 | 1600 | FTM | Renewable Energy Integration (e.g., Ramping, Smoothing) |  |  |  |  | Yes | AC-Coupled | Solar | 4894 | 4894
176019 | 19078531 |  | MA - SMART Program |  |  | 2019 | Commercial | SHUTESBURY | Lithium Ion |  | DYNAPOWER | 4642 | 4000 | 2000 | FTM | Renewable Energy Integration (e.g., Ramping, Smoothing) |  |  |  | 19078531 | Yes | DC-Coupled | Solar | 6000 | 4500
178653 | 25753431 |  | MA - SMART Program |  |  | 2020 | Commercial | SOUTHBRIDGE | Lithium Ion |  | GP TECH | 7081 |  | 3364 | FTM | Renewable Energy Integration (e.g., Ramping, Smoothing) |  |  |  |  | Yes | DC-Coupled | Solar |  | 4300
177067 | 23792735 |  | MA - SMART Program |  |  | 2020 | Commercial | ATHOL | Lithium Ion |  | SUNGROW | 3276 |  | 1980 | FTM | Renewable Energy Integration (e.g., Ramping, Smoothing) |  |  |  |  | Yes | AC-Coupled | Solar |  | 3276
177702 | 24210886 |  |  |  |  | 2020 | Commercial | ATTLEBORO | Lithium Ion |  | POWER ELECTRONICS | 1020 |  | 560 | FTM | [5 empty] | Yes | AC-Coupled | Solar |  | 3469
178615 | 25745720 |  | MA - SMART Program |  |  | 2020 | Commercial | SOUTHBRIDGE | Lithium Ion |  | GP TECH | 3718 |  | 1766 | FTM | [5 empty] | Yes | DC-Coupled | Solar |  | 2800
177669 | 24209843 |  | MA - SMART Program |  |  | 2020 | Commercial | CHARLTON | Lithium Ion |  | SOLECTRIA RENEWABLES |  | 2520 | 1260 | FTM | [5 empty] | Yes | DC-Coupled | Solar |  | 2000
177672 | 24210743 |  | MA - SMART Program |  |  | 2020 | Commercial | UXBRIDGE | Lithium Ion |  | SOLECTRIA RENEWABLES |  | 2004 | 980 | FTM | [5 empty] | Yes | DC-Coupled | Solar |  | 2000
177125 | 22960940 |  | MA - SMART Program |  |  | 2020 | Commercial | HALIFAX | Lithium Ion |  | EATON |  | 2240 | 2000 | FTM | [5 empty] | Yes | AC-Coupled | Solar |  | 1668
176239 | 19351038 |  |  |  |  | 2018 | Company Use2 | SHIRLEY | Lithium Ion |  | TESLA |  | 500 | 250 | FTM | Renewable Energy Integration (e.g., Ramping, Smoothing) | Peak Shaving/Load Leveling | Power Quality (e.g., Voltage/VAR Support) |  | 19351038 | Yes | AC-Coupled | Solar | 999 | 1000
178674 | 26099578 |  | MA - SMART Program |  |  | 2020 | Commercial | SUTTON | Lithium Ion |  | IHI | 1000 | 1000 | 500 | FTM | [5 empty] | Yes | DC-Coupled | Solar |  | 1000
178266 | 25621055 |  | MA - SMART Program |  |  | 2020 | Commercial | LANCASTER | Lithium Ion |  | POWER ELECTRONICS | 1000 |  | 1000 | FTM | [5 empty] | Yes | AC-Coupled | Solar |  | 990
176189 |  |  | Utility-Owned Storage - R&D |  |  | 2017 | Utility-Owned Distribution | WORCESTER | Liquid Flow Battery |  | VIONX ENERGY | 3180 | 3000 | 500 | FTM | Renewable Energy Integration (e.g., Ramping, Smoothing) | Customer Bill Savings (e.g., Demand Charge Management, TOU Arbitrage) | Wholesale Market (i.e., Energy, Capacity, Ancillary Services) |  | 20270685 | Yes | AC-Coupled | Wind Turbine |  | 500
254306 | [5 empty] | 2020 | Residential | W BRIDGEWATER | Lithium Ion |  | TESLA | 54 | 40 | 20 | BTM | [5 empty] | Yes | AC-Coupled | Solar |  | 33.6
204210 | [5 empty] | 2020 | Residential | GLOUCESTER | Lithium Ion |  | TESLA | 40.5 | 30 | 15 | BTM | [5 empty] | Yes | AC-Coupled | Solar |  | 32.6
299534 | [5 empty] | 2020 | Residential | BELCHERTOWN | Lithium Ion |  | TESLA | 54 | 40 | 20 | BTM | [5 empty] | Yes | AC-Coupled | Solar |  | 30
273439 | [5 empty] | 2020 | Residential | TEWKSBURY | Lithium Ion |  | TESLA | 15 | 40.5 | 15 | BTM | [5 empty] | Yes | AC-Coupled | Solar |  | 26.4
216596 |  |  | MA - SMART Program |  |  | 2019 | Residential | BELCHERTOWN | Lithium Ion |  | TESLA | 27 | 20 | 10 | BTM | [5 empty] | Yes | AC-Coupled | Solar | 16.5 | 25.2
255162 |  |  | MA - SMART Program |  |  | 2020 | Residential | REHOBOTH | Lithium Ion |  | TESLA | 27 | 20 | 10 | BTM | [5 empty] | Yes | AC-Coupled | Solar |  | 15.2
270545 | [5 empty] | 2020 | Residential - Heat | BRADFORD | Lithium Ion |  | TESLA | 25 | 40.5 | 15 | BTM | [5 empty] | Yes | AC-Coupled | Solar |  | 25
202585 |  |  | MA - SMART Program |  |  | 2019 | Commercial | NANTUCKET | Lithium Ion |  | PIKA ENERGY | 17.1 |  | 7.6 | BTM | [5 empty] | Yes | DC-Coupled | Solar | 37.12 | 25
292499 |  |  | MA - SMART Program |  |  | 2020 | Residential - Heat | ABINGTON | Lithium Ion |  | TESLA | 40.5 | 30 | 15 | BTM | [5 empty] | Yes | AC-Coupled | Solar |  | 24.57
288906 |  |  | MA - SMART Program |  |  | 2020 | Residential | COHASSET | Lithium Ion |  | TESLA | 14 | 13.5 | 20 | BTM | [5 empty] | Yes | AC-Coupled | Solar |  | 24
263665 | [5 empty] | 2020 | Residential | BOLTON | Lithium Ion |  | TESLA | 13.5 | 10 | 5 | BTM | [5 empty] | Yes | AC-Coupled | Solar |  | 22.6
265476 | [5 empty] | 2020 | Residential | GRAFTON | Lithium Ion |  | TESLA | 21 | 40.5 | 15 | BTM | [5 empty] | Yes | AC-Coupled | Solar |  | 21
290691 | [5 empty] | 2020 | Residential | SALEM | Lithium Ion |  | TESLA | 27 | 20 | 10 | BTM | [5 empty] | Yes | AC-Coupled | Battery Add-On |  | 21
189024 | [5 empty] | 2019 | Residential | BOXFORD | Lithium Ion |  | TESLA | 54 | 40 | 20 | BTM | [5 empty] | Yes | AC-Coupled | Solar |  | 20
223811 | [5 empty] | 2019 | Residential | WRENTHAM | Lithium Ion |  | TESLA | 27 | 20 | 10 | BTM | [5 empty] | Yes | AC-Coupled | Solar |  | 20
257644 | [5 empty] | 2020 | Residential | WESTMINSTER | Lithium Ion |  | TESLA | 30 | 54 | 20 | BTM | [5 empty] | Yes | AC-Coupled | Battery Add-On |  | 20
177730 | [5 empty] | 2018 | Residential | ANDOVER | Lithium Ion |  | TESLA | 27 | 20 | 10 | BTM |  |  |  |  | 25112926 | Yes | AC-Coupled | Solar | 12.35 | 20
178069 | 25280291 |  |  |  |  | 2018 | Residential | NORTH ANDOVER | Lithium Ion |  | TESLA | 27 | 20 | 10 | BTM |  |  |  |  | 25280291 | Yes | AC-Coupled | Solar | 10.08 | 20
178636 | [5 empty] | 2019 | Residential | NORTHBOROUGH | Lithium Ion |  | TESLA | 20 | 27 | 10 | BTM |  |  |  |  | 26093470 | Yes | AC-Coupled | Solar |  | 20
203337 | [5 empty] | 2019 | Residential | NORWELL | Lithium Ion |  | TESLA | 27 | 20 | 10 | BTM | [5 empty] | Yes | AC-Coupled | Solar |  | 20
203910 | [5 empty] | 2019 | Residential | MANCHESTER | Lithium Ion |  | TESLA | 27 | 20 | 10 | BTM | [5 empty] | Yes | AC-Coupled | Solar |  | 20
204363 | [5 empty] | 2019 | Residential | WESTPORT | Lithium Ion |  | TESLA | 27 | 20 | 10 | BTM | [5 empty] | Yes | AC-Coupled | Solar |  | 20
204685 | [5 empty] | 2019 | Residential | NORTH GRAFTON | Lithium Ion |  | TESLA | 27 | 20 | 10 | BTM | [5 empty] | Yes | AC-Coupled | Solar |  | 20
212493 | [5 empty] | 2020 | Residential | HARVARD | Lithium Ion |  | TESLA | 27 | 20 | 10 | BTM | [5 empty] | Yes | AC-Coupled | Solar |  | 20
213962 | [5 empty] | 2019 | Residential | WEST NEWBURY | Lithium Ion |  | TESLA | 27 | 20 | 10 | BTM | [5 empty] | Yes | AC-Coupled | Solar |  | 20
215949 | [5 empty] | 2019 | Residential | SCITUATE | Lithium Ion |  | TESLA | 27 | 20 | 10 | BTM | [5 empty] | Yes | AC-Coupled | Solar |  | 20
224878 |  |  | MA - SMART Program |  |  | 2019 | Residential | NORTHBOROUGH | Lithium Ion |  | TESLA | 27 | 20 | 10 | BTM | [5 empty] | Yes | AC-Coupled | Solar | 10.37 | 20
225069 | [5 empty] | 2019 | Residential | BELCHERTOWN | Lithium Ion |  | TESLA | 27 | 20 | 10 | BTM | [5 empty] | Yes | AC-Coupled | Solar |  | 20
248827 | [5 empty] | 2020 | Residential | DUNSTABLE | Lithium Ion |  | TESLA | 27 | 20 | 10 | BTM | [5 empty] | Yes | AC-Coupled | Solar |  | 20
251636 | [5 empty] | 2019 | Residential | HANSON | Lithium Ion |  | TESLA | 27 | 20 | 10 | BTM | [5 empty] | Yes | AC-Coupled | Solar |  | 20
252243 | [5 empty] | 2020 | Residential | UXBRIDGE | Lithium Ion |  | TESLA | 27 | 20 | 10 | BTM | [5 empty] | Yes | AC-Coupled | Solar |  | 20
263958 | [5 empty] | 2020 | Residential | WESTFORD | Lithium Ion |  | TESLA | 10 | 27 | 10 | BTM | [5 empty] | Yes | AC-Coupled | Solar |  | 20
264869 | [5 empty] | 2020 | Residential | LEOMINSTER | Lithium Ion |  | TESLA | 10 | 27 | 10 | BTM | [5 empty] | Yes | AC-Coupled | Solar |  | 20
265140 | [5 empty] | 2020 | Residential | FLORENCE | Lithium Ion |  | TESLA | 20 | 27 | 10 | BTM | [5 empty] | Yes | AC-Coupled | Solar |  | 20
273429 | [5 empty] | 2020 | Residential | TOPSFIELD | Lithium Ion |  | TESLA | 27 | 20 | 10 | BTM | [5 empty] | Yes | AC-Coupled | Battery Add-On |  | 20
277573 | [5 empty] | 2020 | Residential | NORTHAMPTON | Lithium Ion |  | TESLA | 20 | 27 | 10 | BTM | [5 empty] | Yes | AC-Coupled | Solar |  | 20
291401 | [5 empty] | 2020 | Residential | HARVARD | Lithium Ion |  | TESLA | 27 | 20 | 10 | BTM | [5 empty] | Yes | AC-Coupled | Battery Add-On |  | 20
300290 | [5 empty] | 2020 | Residential | ANDOVER | Lithium Ion |  | TESLA | 27 | 20 | 10 | BTM | [5 empty] | Yes | AC-Coupled | Solar |  | 20
203369 | [5 empty] | 2019 | Residential | BOXFORD | Lithium Ion |  | TESLA | 13.5 | 10 | 5 | BTM | [5 empty] | Yes | AC-Coupled | Solar |  | 20
178144 | 26115543 |  |  |  |  | 2020 | Residential | WESTFORD | Lithium Ion |  | TESLA | 54 | 40 | 20 | [6 empty] | Yes | DC-Coupled | Solar |  | 8
258486 |  |  | MA - SMART Program |  |  | 2020 | Residential | WESTFORD | Lithium Ion |  | TESLA | 27 | 20 | 10 | BTM | [5 empty] | Yes | AC-Coupled | Solar |  | 20
273131 | [5 empty] | 2020 | Residential | SALEM | Lithium Ion |  | TESLA | 10 | 27 | 10 | BTM | [5 empty] | Yes | AC-Coupled | Solar |  | 19.9
260959 |  |  | MA - SMART Program |  |  | 2020 | Residential | PEMBROKE | Lithium Ion |  | TESLA | 27 | 20 | 10 | BTM | [5 empty] | Yes | AC-Coupled | Solar |  | 19.84
170773 | [5 empty] | 2019 | Residential | ANDOVER | Lithium Ion |  | TESLA | 27 | 20 | 10 | BTM | [5 empty] | Yes | AC-Coupled | Solar |  | 19.67
260147 |  |  | MA - SMART Program |  |  | 2020 | Residential - Heat | EAST BRIDGEWATER | Lithium Ion |  | TESLA | 10 | 27 | 10 | BTM | [5 empty] | Yes | AC-Coupled | Solar |  | 19.6
301879 | [5 empty] | 2020 | Residential - Heat | SALISBURY | Lithium Ion |  | TESLA | 27 | 20 | 10 | BTM | [5 empty] | Yes | AC-Coupled | Solar |  | 19.5
264017 | [5 empty] | 2020 | Residential | DRACUT | Lithium Ion |  | TESLA | 19.08 | 27 | 10 | BTM | [5 empty] | Yes | AC-Coupled | Solar |  | 19.08
178419 | [5 empty] | 2018 | Residential | ANDOVER | Lithium Ion |  | TESLA | 27 | 20 | 10 | BTM |  |  |  |  | 25665666 | Yes | AC-Coupled | Solar | 8.45 | 19
189220 | [5 empty] | 2019 | Residential | MENDON | Lithium Ion |  | TESLA | 27 | 20 | 10 | BTM | [5 empty] | Yes | AC-Coupled | Solar |  | 19
213359 |  |  | MA - SMART Program |  |  | 2019 | Residential | SALEM | Lithium Ion |  | TESLA | 27 | 20 | 10 | BTM | [5 empty] | Yes | AC-Coupled | Solar |  | 19
216694 | [5 empty] | 2019 | Residential | BRIDGEWATER | Lithium Ion |  | TESLA | 27 | 20 | 10 | BTM | [5 empty] | Yes | AC-Coupled | Solar |  | 19
205004 | [5 empty] | 2020 | Residential | NORTH GRAFTON | Lithium Ion |  | TESLA | 27 | 20 | 10 | BTM | [5 empty] | Yes | AC-Coupled | Solar |  | 18.8
292717 | [5 empty] | 2020 | Residential | RANDOLPH | Lithium Ion |  | TESLA | 27 | 20 | 10 | BTM | [5 empty] | Yes | AC-Coupled | Battery Add-On |  | 18.4
243391 | [5 empty] | 2020 | Residential | BOLTON | Lithium Ion |  | TESLA | 27 | 20 | 10 | BTM | [5 empty] | Yes | AC-Coupled | Solar |  | 18.2
278122 | [5 empty] | 2020 | Residential | MENDON | Lithium Ion |  | SONNEN | 17.8 | 20 | 8 | BTM | [5 empty] | Yes | AC-Coupled | Other |  | 17.8
230608 |  |  | MA - SMART Program |  |  | 2020 | Residential | NORTON | Lithium Ion |  | SOLAREDGE SE10000H-US |  | 13.5 | 15 | BTM | [5 empty] | Yes | AC-Coupled | Solar |  | 17.6
205175 | [5 empty] | 2019 | Residential | WEYMOUTH | Lithium Ion |  | TESLA | 27 | 20 | 10 | BTM | [5 empty] | Yes | AC-Coupled | Solar |  | 17.6
206824 | [5 empty] | 2019 | Residential | MELROSE | Lithium Ion |  | TESLA | 27 | 20 | 10 | BTM | [5 empty] | Yes | AC-Coupled | Solar |  | 17.6
208008 |  |  | MA - SMART Program |  |  | 2019 | Residential | WRENTHAM | Lithium Ion |  | TESLA | 27 | 20 | 10 | BTM | [5 empty] | Yes | AC-Coupled | Solar | 9.76 | 17.6
213064 | [5 empty] | 2019 | Residential | BOXFORD | Lithium Ion |  | TESLA | 27 | 20 | 10 | BTM | [5 empty] | Yes | AC-Coupled | Solar |  | 17.6
213965 | [5 empty] | 2019 | Residential | SALISBURY | Lithium Ion |  | TESLA | 27 | 20 | 10 | BTM | [5 empty] | Yes | AC-Coupled | Solar |  | 17.6
242810 |  |  | MA - SMART Program |  |  | 2019 | Residential | ESSEX | Lithium Ion |  | TESLA | 27 | 20 | 10 | BTM | [5 empty] | Yes | AC-Coupled | Solar | 8.19 | 17.6
243834 | [5 empty] | 2019 | Residential | WRENTHAM | Lithium Ion |  | TESLA | 27 | 20 | 10 | BTM | [5 empty] | Yes | AC-Coupled | Solar |  | 17.6
248297 | [5 empty] | 2019 | Residential | BOLTON | Lithium Ion |  | TESLA | 27 | 20 | 10 | BTM | [5 empty] | Yes | AC-Coupled | Solar |  | 17.6
257042 | [5 empty] | 2020 | Residential | NORTH ADAMS | Lithium Ion |  | TESLA | 27 | 20 | 10 | BTM | [5 empty] | Yes | AC-Coupled | Solar |  | 17.6
258893 | [5 empty] | 2019 | Residential | NORTON | Lithium Ion |  | TESLA | 10 | 27 | 10 | BTM | [5 empty] | Yes | AC-Coupled | Solar |  | 17.6
283891 | [5 empty] | 2020 | Residential - Heat | HUBBARDSTON | Lithium Ion |  | TESLA | 27 | 20 | 10 | BTM | [5 empty] | Yes | AC-Coupled | Battery Add-On |  | 17.6
293030 | [5 empty] | 2020 | Residential | FRANKLIN | Lithium Ion |  | TESLA | 27 | 20 | 10 | BTM | [5 empty] | Yes | AC-Coupled | Solar |  | 17.6
293766 | [5 empty] | 2020 | Residential | WORCESTER | Lithium Ion |  | TESLA | 27 | 20 | 10 | BTM | [5 empty] | Yes | AC-Coupled | Battery Add-On |  | 17.6
303042 | [5 empty] | 2020 | Residential | SEEKONK | Lithium Ion |  | TESLA | 27 | 20 | 10 | BTM | [5 empty] | Yes | AC-Coupled | Solar |  | 17.6
267108 | [5 empty] | 2020 | Residential | TOPSFIELD | Lithium Ion |  | TESLA | 17.6 | 20 | 10 | BTM | [5 empty] | Yes | AC-Coupled | Battery Add-On |  | 17.6
206251 | [5 empty] | 2019 | Residential | SCITUATE | Lithium Ion |  | TESLA | 13.5 | 10 | 5 | BTM | [5 empty] | Yes | AC-Coupled | Solar |  | 17.6
250967 |  |  | MA - SMART Program |  |  | 2020 | Residential | LOWELL | Lithium Ion |  | SOLAREDGE |  | 13.5 | 10 | BTM | [5 empty] | Yes | AC-Coupled | Solar |  | 7.6
200495 | [5 empty] | 2019 | Residential | COHASSET | Lithium Ion |  | TESLA | 27 | 20 | 10 | BTM | [5 empty] | Yes | AC-Coupled | Solar |  | 17.5
172168 | [5 empty] | 2018 | Residential | SEEKONK | Lithium Ion |  | LG CHEM | 9.3 |  | 7.6 | BTM | [5 empty] | Yes | DC-Coupled | Solar |  | 17.4
200891 | [5 empty] | 2019 | Residential | ATHOL | Lithium Ion |  | TESLA | 27 | 20 | 10 | BTM | [5 empty] | Yes | AC-Coupled | Solar |  | 17.36
183596 | [5 empty] | 2019 | Residential | WEYMOUTH | Lithium Ion |  | TESLA | 27 | 20 | 10 | BTM | [5 empty] | Yes | AC-Coupled | Solar |  | 17.25
204820 | [5 empty] | 2020 | Residential | SOUTHFIELD | Lithium Ion |  | TESLA | 27 | 20 | 10 | [6 empty] | Yes | AC-Coupled | Solar |  | 16.75
221739 | [5 empty] | 2019 | Residential | SOMERSET | Lithium Ion |  | TESLA | 27 | 20 | 10 | BTM | [5 empty] | Yes | AC-Coupled | Solar |  | 16.6
271201 | [5 empty] | 2020 | Residential | ANDOVER | Lithium Ion |  | TESLA | 13.5 | 10 | 5 | BTM | [5 empty] | Yes | AC-Coupled | Battery Add-On |  | 16.4
295561 | [5 empty] | 2020 | Residential | NORTHAMPTON | Lithium Ion |  | TESLA | 27 | 20 | 10 | BTM | [5 empty] | Yes | AC-Coupled | Battery Add-On |  | 16.25
177727 |  |  | MA - SMART Program |  |  | 2019 | Residential | E LONGMEADOW | Lithium Ion |  | TESLA | 27 | 20 | 10 | BTM |  |  |  |  | 25111905 | Yes | AC-Coupled | Solar | 7.2 | 16
205070 | [5 empty] | 2019 | Residential | S ATTLEBORO | Lithium Ion |  | TESLA | 27 | 20 | 10 | BTM | [5 empty] | Yes | AC-Coupled | Solar |  | 16
213815 | [5 empty] | 2020 | Residential | MEDFORD | Lithium Ion |  | TESLA | 27 | 20 | 10 | BTM | [5 empty] | Yes | AC-Coupled | Solar |  | 16
292702 | [5 empty] | 2020 | Residential | WESTFORD | Lithium Ion |  | TESLA | 13.5 | 10 | 5 | BTM | [5 empty] | Yes | AC-Coupled | Solar |  | 16
272817 | [5 empty] | 2020 | Residential | ANDOVER | Lithium Ion |  | TESLA | 15.25 | 27 | 10 | BTM | [5 empty] | Yes | AC-Coupled | Solar |  | 15.25
232600 |  |  | MA - SMART Program |  |  | 2020 | Residential | NORTH DIGHTON | Lithium Ion |  | TESLA | 27 | 20 | 10 | BTM | [5 empty] | Yes | AC-Coupled | Solar | 17.33 | 15.2
247186 |  |  | MA - SMART Program |  |  | 2020 | Residential | HARVARD | Lithium Ion |  | TESLA | 27 | 20 | 10 | BTM | [5 empty] | Yes | AC-Coupled | Solar | 16.39 | 15.2
254944 |  |  | MA - SMART Program |  |  | 2020 | Residential | SOUTHBOROUGH | Lithium Ion |  | TESLA | 27 | 20 | 10 | BTM | [5 empty] | Yes | AC-Coupled | Solar | 16.39 | 15.2
266587 |  |  | MA - SMART Program |  |  | 2020 | Residential | SUTTON | Lithium Ion |  | TESLA | 25.2 | 27 | 10 | BTM | [5 empty] | Yes | AC-Coupled | Solar |  | 15.2
294047 |  |  | MA - SMART Program |  |  | 2020 | Residential | BLACKSTONE | Lithium Ion |  | TESLA | 28 | 27 | 10 | BTM | [5 empty] | Yes | AC-Coupled | Solar | 15.2 | 15.2
189459 |  |  | MA - SMART Program |  |  | 2019 | Residential | FOXBOROUGH | Lithium Ion |  | SOLAREDGE TECHNOLOGIES | 9.3 |  | 7.6 | BTM | [5 empty] | Yes | DC-Coupled | Solar |  | 15.2
169807 | [5 empty] | 2018 | Residential | SWAMPSCOTT | Lithium Ion |  | TESLA | 40.5 | 30 | 15 | BTM | [5 empty] | Yes | AC-Coupled | Solar |  | 15
197819 | [5 empty] | 2019 | Residential | TOPSFIELD | Lithium Ion |  | TESLA | 40.5 | 30 | 15 | BTM | [5 empty] | No | AC-Coupled | None |  | 15
223575 | [5 empty] | 2020 | Residential | WESTFORD | Lithium Ion |  | TESLA | 40.5 | 30 | 15 | BTM | [5 empty] | Yes | AC-Coupled | Solar |  | 15
242091 | [5 empty] | 2020 | Residential | TOPSFIELD | Lithium Ion |  | TESLA | 40.5 | 30 | 15 | BTM | [5 empty] | Yes | AC-Coupled | Solar |  | 15
253195 | [5 empty] | 2020 | Residential | FLORENCE | Lithium Ion |  | TESLA | 40.5 | 30 | 15 | BTM | [5 empty] | Yes | AC-Coupled | Solar |  | 15
166554 | [5 empty] | 2018 | Residential | BOXFORD | Lithium Ion |  | TESLA | 27 | 20 | 10 | BTM | [5 empty] | Yes | AC-Coupled | Solar |  | 15
262671 | [5 empty] | 2020 | Residential | BOXFORD | Lithium Ion |  | TESLA | 27 | 20 | 10 | BTM | [5 empty] | Yes | AC-Coupled | Solar |  | 15
295111 | [5 empty] | 2020 | Residential | QUINCY | Lithium Ion |  | TESLA | 27 | 20 | 10 | BTM | [5 empty] | Yes | AC-Coupled | Solar |  | 15
261233 | [5 empty] | 2020 | Residential | REHOBOTH | Lithium Ion |  | TESLA | 27 | 20 | 10 | BTM | [5 empty] | Yes | AC-Coupled | Solar |  | 14.8
205162 | [5 empty] | 2020 | Residential | HAMILTON | Lithium Ion |  | TESLA | 13.5 | 10 | 5 | [6 empty] | Yes | AC-Coupled | Solar |  | 14.8
239647 | [5 empty] | 2019 | Residential | SOUTHBOROUGH | Lithium Ion |  | TESLA | 13.5 | 10 | 5 | BTM | [5 empty] | Yes | AC-Coupled | Solar |  | 14.75
294746 | [5 empty] | 2020 | Residential | BELCHERTOWN | Lithium Ion |  | SONNEN |  | 10 | 7 | BTM | [5 empty] | Yes | AC-Coupled | Battery Add-On |  | 14.6
311381 |  |  | MA - SMART Program |  |  | 2020 | Residential | SOMERSET | Lithium Ion |  | ENPHASE ENERGY |  | 10.08 | 6.528 | BTM | [5 empty] | Yes | AC-Coupled | Solar |  | 14.068
229365 | [5 empty] | 2019 | Residential | LYNN | Lithium Ion |  | TESLA | 27 | 20 | 10 | BTM | [5 empty] | Yes | AC-Coupled | Solar |  | 13.8
279428 | [5 empty] | 2020 | Residential - Heat | GLOUCESTER | Lithium Ion |  | SONNEN BATTERIE |  | 10 | 8 | BTM | [5 empty] | Yes | AC-Coupled | Battery Add-On |  | 13.8
260576 |  |  | MA - SMART Program |  |  | 2020 | Residential | HAMILTON | Lithium Ion |  | TESLA | 23.6 | 27 | 10 | BTM | [5 empty] | Yes | AC-Coupled | Solar |  | 13.6
306908 |  |  | MA - SMART Program |  |  | 2020 | Residential | HAMILTON | Lithium Ion |  | TESLA | 27 | 20 | 10 | BTM | [5 empty] | Yes | AC-Coupled | Solar |  | 13.6
309756 |  |  | MA - SMART Program |  |  | 2020 | Residential | TEWKSBURY | Lithium Ion |  | TESLA | 27 | 20 | 10 | BTM | [5 empty] | Yes | AC-Coupled | Solar |  | 13.6
245951 |  |  | MA - SMART Program |  |  | 2020 | Residential | MANCHESTER | Lithium Ion |  | SOLAREDGE TECHNOLOGIES LTD |  | 9.3 | 9.8 | BTM | [5 empty] | Yes | DC-Coupled | Solar |  | 13.6
243846 | [5 empty] | 2020 | Residential | CHELMSFORD | Lithium Ion |  | TESLA | 27 | 20 | 10 | BTM | [5 empty] | Yes | AC-Coupled | Solar |  | 13.5
311957 | [5 empty] | 2020 | Residential | ROCKPORT | Lithium Ion |  | SONNENBATTERIE |  | 12.5 | 8 | BTM | [5 empty] | Yes | AC-Coupled | Solar |  | 13.22
170529 | [5 empty] | 2018 | Residential | MAGNOLIA | Lithium Ion |  | TESLA | 27 | 20 | 10 | BTM | [5 empty] | Yes | AC-Coupled | Solar |  | 13
294641 |  |  | MA - SMART Program |  |  | 2020 | Residential - Heat | BELCHERTOWN | Lithium Ion |  | TESLA | 13.5 | 10 | 5 | BTM | [5 empty] | Yes | AC-Coupled | Solar |  | 13
289689 |  |  | MA - SMART Program |  |  | 2020 | Residential | SWAMPSCOTT | Lithium Ion |  | TESLA | 54 | 40 | 20 | BTM | [5 empty] | Yes | AC-Coupled | Solar |  | 12.96
280630 | [5 empty] | 2020 | Residential | HAWLEY | Lithium Ion |  | TESLA | 13.5 | 10 | 5 | BTM | [5 empty] | Yes | AC-Coupled | Battery Add-On |  | 12.8
161654 | 24972048 |  |  |  |  | 2018 | Residential | NORTHBOROUGH | Lithium Ion |  | TESLA | 13.5 | 10 | 5 | BTM |  |  |  |  | 24972048 | Yes | AC-Coupled | Solar | 9.9 | 12.6
166770 | [5 empty] | 2018 | Residential | SEEKONK | Lithium Ion |  | TESLA | 13.5 | 10 | 5 | BTM | [5 empty] | Yes | AC-Coupled | Solar |  | 12.6
171193 | [5 empty] | 2018 | Residential | NORTH ANDOVER | Lithium Ion |  | TESLA | 13.5 | 10 | 5 | BTM | [5 empty] | Yes | AC-Coupled | Solar |  | 12.6
201831 |  |  | MA - SMART Program |  |  | 2019 | Residential | FOXBORO | Lithium Ion |  | TESLA | 13.5 | 10 | 5 | BTM | [5 empty] | Yes | AC-Coupled | Solar |  | 12.6
212657 |  |  | MA - SMART Program |  |  | 2019 | Residential | STOUGHTON | Lithium Ion |  | TESLA | 13.5 | 10 | 5 | BTM | [5 empty] | Yes | AC-Coupled | Solar |  | 12.6
221795 | [5 empty] | 2019 | Residential | BERLIN | Lithium Ion |  | TESLA | 13.5 | 10 | 5 | BTM | [5 empty] | Yes | AC-Coupled | Solar |  | 12.6
225326 | [5 empty] | 2019 | Residential | HAVERHILL | Lithium Ion |  | TESLA | 13.5 | 10 | 5 | BTM | [5 empty] | Yes | AC-Coupled | Solar |  | 12.6
226784 | [5 empty] | 2019 | Residential | ATTLEBORO | Lithium Ion |  | TESLA | 13.5 | 10 | 5 | BTM | [5 empty] | Yes | AC-Coupled | Solar |  | 12.6
230363 | [5 empty] | 2019 | Residential | W BRIDGEWATER | Lithium Ion |  | TESLA | 13.5 | 10 | 5 | BTM | [5 empty] | Yes | AC-Coupled | Solar |  | 12.6
245424 | [5 empty] | 2019 | Residential | LEOMINSTER | Lithium Ion |  | TESLA | 13.5 | 10 | 5 | BTM | [5 empty] | Yes | AC-Coupled | Solar |  | 12.6
252869 |  |  | MA - SMART Program |  |  | 2020 | Residential | ATTLEBORO | Lithium Ion |  | TESLA | 13.5 | 10 | 5 | BTM | [5 empty] | Yes | AC-Coupled | Solar |  | 12.6
309310 | [5 empty] | 2020 | Residential | FOXBORO | Lithium Ion |  | TESLA | 13.5 | 10 | 5 | BTM | [5 empty] | Yes | AC-Coupled | Battery Add-On |  | 12.6
172526 | [5 empty] | 2018 | Residential | W STOCKBRIDGE | Lithium Ion |  | TESLA | 13.5 | 10 | 5 | BTM | [5 empty] | Yes | AC-Coupled | Solar | 10.5 | 12.6
205115 | [5 empty] | 2020 | Residential | BEVERLY | Lithium Ion |  | TESLA | 13.5 | 10 | 5 | [6 empty] | Yes | AC-Coupled | Solar |  | 12.6
277157 | [5 empty] | 2020 | Residential | WEST NEWBURY | Lithium Ion |  | TESLA | 12.6 | 5 | 5 | BTM | [5 empty] | Yes | AC-Coupled | Battery Add-On |  | 12.6
303055 | [5 empty] | 2020 | Residential | ORANGE | Lithium Ion |  | TESLA | 27 | 20 | 10 | BTM | [5 empty] | Yes | AC-Coupled | Battery Add-On |  | 12.584
251359 | [5 empty] | 2020 | Residential | WOLLASTON | Lithium Ion |  | TESLA | 27 | 20 | 10 | BTM | [5 empty] | Yes | AC-Coupled | Solar |  | 12.25
308757 | [5 empty] | 2020 | Residential | WESTMINSTER | Lithium Ion |  | SONNEN | 20 |  | 7 | BTM | [5 empty] | Yes | AC-Coupled | Solar |  | 12.04
160119 | 24379333 |  |  |  |  | 2018 | Residential | HARVARD | Lithium Ion |  | SONNEN |  | 32 | 16 | BTM |  |  |  |  | 24379333 | Yes | AC-Coupled | Solar | 17.08 | 12
259189 |  |  | MA - SMART Program |  |  | 2020 | Residential | FOXBORO | Lithium Ion |  | TESLA | 22 | 27 | 10 | BTM | [5 empty] | Yes | AC-Coupled | Solar |  | 12
281332 |  |  | MA - SMART Program |  |  | 2020 | Residential | SALEM | Lithium Ion |  | TESLA | 22 | 27 | 10 | BTM | [5 empty] | Yes | AC-Coupled | Solar |  | 12
270576 | [5 empty] | 2020 | Residential | UPTON | Lithium Ion |  | SONNEN ENERGY |  | 15 | 7 | BTM | [5 empty] | Yes | AC-Coupled | Battery Add-On |  | 12
305188 | [5 empty] | 2020 | Residential | NORTH ANDOVER | Lithium Ion |  | TESLA | 13.5 | 10 | 5 | BTM | [5 empty] | Yes | AC-Coupled | Solar |  | 12
305047 |  |  | MA - SMART Program |  |  | 2020 | Residential | GT BARRINGTON | Lithium Ion |  | TESLA | 13.5 | 10 | 5 | BTM | [5 empty] | Yes | AC-Coupled | Solar |  | 11.75
162629 | 25133880 |  |  |  |  | 2018 | Residential | NORTH ANDOVER | Lithium Ion |  | DELTA |  | 13.5 | 5 | [6 empty] | Yes | DC-Coupled | Solar |  | 11.6
268394 |  |  | MA - SMART Program |  |  | 2020 | Residential - Heat | HANOVER | Lithium Ion |  | SOLAREDGE | 26.4 | 40.5 | 15 | BTM | [5 empty] | Yes | AC-Coupled | Solar |  | 11.4
288940 |  |  | MA - SMART Program |  |  | 2020 | Residential | NORTHBOROUGH | Lithium Ion |  | TESLA | 14 | 13.5 | 10 | BTM | [5 empty] | Yes | AC-Coupled | Solar |  | 11.4
302923 |  |  | MA - SMART Program |  |  | 2020 | Residential | FRANKLIN | Lithium Ion |  | TESLA | 27 | 20 | 10 | BTM | [5 empty] | Yes | AC-Coupled | Solar |  | 11.4
306227 |  |  | MA - SMART Program |  |  | 2020 | Residential | NORTHBOROUGH | Lithium Ion |  | TESLA | 27 | 20 | 10 | BTM | [5 empty] | Yes | AC-Coupled | Solar |  | 11.4
162623 | 25114270 |  |  |  |  | 2018 | Industrial | NORTH ANDOVER | Lithium Ion |  | PIKA ENERGY | 10 |  | 11.4 | BTM |  |  |  |  | 25114270 | Yes | DC-Coupled | Solar | 4.88 | 11.4
173816 | [5 empty] | 2018 | Commercial | NANTUCKET | Lithium Ion |  | PIKA ENERGY |  | 11.4 | 11.4 | BTM | [5 empty] | Yes | DC-Coupled | Solar | 8.55 | 11.4
283144 |  |  | MA - SMART Program |  |  | 2020 | Residential | HARVARD | Lithium Ion |  | SOLAREDGE | 9.3 |  | 7.6 | BTM | [5 empty] | Yes | DC-Coupled | Solar |  | 19
271211 | [5 empty] | 2020 | Residential | ANDOVER | Lithium Ion |  | TESLA | 13.5 | 10 | 5 | BTM | [5 empty] | Yes | AC-Coupled | Battery Add-On |  | 11
172860 | [5 empty] | 2019 | Residential | SCITUATE | Lithium Ion |  | TESLA | 13.5 | 10 | 5 | BTM | [5 empty] | Yes | AC-Coupled | Solar |  | 11
201347 | [5 empty] | 2018 | Residential | AYER | Lithium Ion |  | TESLA | 13.5 | 10 | 5 | BTM | [5 empty] | Yes | AC-Coupled | Solar |  | 11
264834 | [5 empty] | 2020 | Residential | BEVERLY | Lithium Ion |  | TESLA | 13.5 | 10 | 5 | BTM | [5 empty] | Yes | AC-Coupled | Solar |  | 11
267335 | [5 empty] | 2020 | Residential | WESTFORD | Lithium Ion |  | TESLA | 13.5 | 10 | 5 | BTM | [5 empty] | Yes | AC-Coupled | Solar |  | 11
294223 |  |  | MA - SMART Program |  |  | 2020 | Residential | MELROSE | Lithium Ion |  | TESLA | 13.5 | 10 | 5 | BTM | [5 empty] | Yes | AC-Coupled | Solar |  | 11
295524 | [5 empty] | 2020 | Residential | BILLERICA | Lithium Ion |  | TESLA | 13.5 | 10 | 5 | BTM | [5 empty] | Yes | AC-Coupled | Battery Add-On |  | 11
270971 | [5 empty] | 2020 | Residential | WILLIAMSTOWN | Lithium Ion |  | TESLA | 13.5 | 10 | 5 | BTM | [5 empty] | Yes | AC-Coupled | Solar |  | 10.805
279002 |  |  | MA - SMART Program |  |  | 2020 | Residential | HANOVER | Lithium Ion |  | TESLA | 20.8 | 27 | 10 | BTM | [5 empty] | Yes | DC-Coupled | Solar |  | 10.8
279423 |  |  | MA - SMART Program |  |  | 2020 | Residential | GT BARRINGTON | Lithium Ion |  | LG | 10.6 | 9.3 | 9.8 | BTM | [5 empty] | Yes | DC-Coupled | Solar |  | 10.6
162305 | 25278334 |  |  |  |  | 2018 | Residential | ORANGE | Lithium Ion |  | TESLA | 10.2 | 13.5 | 5 | BTM | [5 empty] | Yes | AC-Coupled | Solar |  | 10.2
223112 | [5 empty] | 2019 | Residential | BELLINGHAM | Lithium Ion |  | TESLA | 13.5 | 10 | 5 | BTM | [5 empty] | Yes | AC-Coupled | Solar |  | 10.2
186856 | [5 empty] | 2019 | Residential | GLOUCESTER | Lithium Ion |  | TESLA | 13.5 | 10 | 5 | BTM | [5 empty] | Yes | AC-Coupled | Solar |  | 10.2
214597 |  |  | MA - SMART Program |  |  | 2019 | Residential | SOUTHFIELD | Lithium Ion |  | TESLA | 27 | 20 | 10 | BTM | [5 empty] | Yes | AC-Coupled | Solar |  | 10
218868 |  |  | MA - SMART Program |  |  | 2019 | Residential | E LONGMEADOW | Lithium Ion |  | TESLA | 27 | 20 | 10 | BTM | [5 empty] | Yes | AC-Coupled | Solar | 12.87 | 10
207452 |  |  | MA - SMART Program |  |  | 2019 | Residential - Heat | NORTHBOROUGH | Lithium Ion |  | TESLA | 40.5 | 30 | 15 | BTM | [5 empty] | Yes | AC-Coupled | Solar |  | 10
279630 |  |  | MA - SMART Program |  |  | 2020 | Residential | SALEM | Lithium Ion |  | TESLA | 25 | 40.5 | 15 | BTM | [5 empty] | Yes | AC-Coupled | Solar |  | 10
279685 |  |  | MA - SMART Program |  |  | 2020 | Residential | ANDOVER | Lithium Ion |  | TESLA | 25 | 40.5 | 15 | BTM | [5 empty] | Yes | DC-Coupled | Solar |  | 10
283459 |  |  | MA - SMART Program |  |  | 2020 | Residential | BOXFORD | Lithium Ion |  | TESLA | 25 | 40.5 | 15 | BTM | [5 empty] | Yes | AC-Coupled | Solar |  | 10
290152 |  |  | MA - SMART Program |  |  | 2020 | Residential | NORTH ANDOVER | Lithium Ion |  | TESLA | 40.5 | 30 | 15 | BTM | [5 empty] | Yes | AC-Coupled | Solar |  | 10
291839 |  |  | MA - SMART Program |  |  | 2020 | Residential | FOXBOROUGH | Lithium Ion |  | TESLA | 40.5 | 30 | 15 | BTM | [5 empty] | Yes | AC-Coupled | Solar |  | 10
292996 |  |  | MA - SMART Program |  |  | 2020 | Residential | NORTH ANDOVER | Lithium Ion |  | TESLA | 40.5 | 30 | 15 | BTM | [5 empty] | Yes | AC-Coupled | Solar |  | 10
295120 |  |  | MA - SMART Program |  |  | 2020 | Residential | NORTON | Lithium Ion |  | TESLA | 40.5 | 30 | 15 | BTM | [5 empty] | Yes | AC-Coupled | Solar |  | 10
295339 |  |  | MA - SMART Program |  |  | 2020 | Residential | COHASSET | Lithium Ion |  | TESLA | 40.5 | 30 | 15 | BTM | [5 empty] | Yes | AC-Coupled | Solar |  | 10
297463 |  |  | MA - SMART Program |  |  | 2020 | Residential | N CHELMSFORD | Lithium Ion |  | TESLA | 40.5 | 30 | 15 | BTM | [5 empty] | Yes | AC-Coupled | Solar |  | 10
310063 |  |  | MA - SMART Program |  |  | 2020 | Residential | SHIRLEY | Lithium Ion |  | TESLA | 40.5 | 30 | 15 | BTM | [5 empty] | Yes | AC-Coupled | Solar |  | 10
161494 | 25062684 |  |  |  |  | 2018 | Residential | SHUTESBURY | Lithium Ion |  | TESLA | 10 | 27 | 10 | BTM |  |  |  |  | 25062684 | Yes | AC-Coupled | Solar |  | 10
169832 | [5 empty] | 2018 | Residential | WESTFORD | Lithium Ion |  | TESLA | 27 | 20 | 10 | BTM | [5 empty] | Yes | AC-Coupled | Solar |  | 10
178201 | [5 empty] | 2019 | Residential | MANCHESTER | Lithium Ion |  | TESLA | 10 | 27 | 10 | BTM |  |  |  |  | 25820720 | Yes | AC-Coupled | Solar |  | 10
178240 | 25832479 |  |  |  |  | 2018 | Residential | NEWBURY | Lithium Ion |  | TESLA | 10 | 27 | 10 | BTM |  |  |  |  | 25832479 | Yes | AC-Coupled | Solar |  | 10
178651 | [5 empty] | 2019 | Residential | STOUGHTON | Lithium Ion |  | TESLA | 10 | 27 | 10 | BTM |  |  |  |  | 25536014 | Yes | AC-Coupled | Solar |  | 10
184342 | [5 empty] | 2019 | Residential | ANDOVER | Lithium Ion |  | TESLA | 27 | 20 | 10 | BTM | [5 empty] | Yes | AC-Coupled | Solar |  | 10
186432 | [5 empty] | 2019 | Residential | ANDOVER | Lithium Ion |  | TESLA | 27 | 20 | 10 | BTM | [5 empty] | Yes | AC-Coupled | Solar |  | 10
189490 |  |  | MA - SMART Program |  |  | 2019 | Residential | ESSEX | Lithium Ion |  | TESLA | 27 | 20 | 10 | BTM | [5 empty] | Yes | AC-Coupled | Solar | 13 | 10
194950 |  |  | MA - SMART Program |  |  | 2019 | Commercial | NORTH ANDOVER | Lithium Ion |  | TESLA | 27 | 20 | 10 | BTM | Peak Shaving/ Load Leveling |  |  |  |  | Yes | AC-Coupled | Solar | 11.7 | 10
195928 | [5 empty] | 2019 | Residential | FRANKLIN | Lithium Ion |  | TESLA | 27 | 20 | 10 | BTM | [5 empty] | Yes | AC-Coupled | Solar |  | 10
198844 |  |  | MA - SMART Program |  |  | 2019 | Residential | LEOMINSTER | Lithium Ion |  | TESLA | 27 | 20 | 10 | BTM | [5 empty] | Yes | AC-Coupled | Solar | 11.05 | 10
199765 | [5 empty] | 2019 | Residential | GLOUCESTER | Lithium Ion |  | TESLA | 27 | 20 | 10 | BTM | [5 empty] | No | AC-Coupled | None |  | 10
200681 |  |  | MA - SMART Program |  |  | 2019 | Residential | ANDOVER | Lithium Ion |  | TESLA | 27 | 20 | 10 | BTM | [5 empty] | Yes | AC-Coupled | Solar |  | 10
200830 |  |  | MA - SMART Program |  |  | 2019 | Residential | MARLBOROUGH | Lithium Ion |  | TESLA | 27 | 20 | 10 | BTM | [5 empty] | Yes | AC-Coupled | Solar | 11.35 | 10
202074 |  |  | MA - SMART Program |  |  | 2019 | Residential | SOUTH EASTON | Lithium Ion |  | TESLA | 27 | 20 | 10 | BTM | [5 empty] | Yes | AC-Coupled | Solar | 13 | 10
202681 |  |  | MA - SMART Program |  |  | 2019 | Residential | NORWELL | Lithium Ion |  | TESLA | 27 | 20 | 10 | BTM | [5 empty] | Yes | AC-Coupled | Solar | 13.34 | 10
202799 |  |  | MA - SMART Program |  |  | 2019 | Residential | WESTFORD | Lithium Ion |  | TESLA | 27 | 20 | 10 | BTM | [5 empty] | Yes | AC-Coupled | Solar | 12.6 | 10
202902 | [5 empty] | 2019 | Residential | SUTTON | Lithium Ion |  | TESLA | 27 | 20 | 10 | BTM | [5 empty] | No | AC-Coupled | None |  | 10
203934 | [5 empty] | 2019 | Residential | ANDOVER | Lithium Ion |  | TESLA | 10 | 27 | 10 | BTM | [5 empty] | Yes | AC-Coupled | Solar |  | 10
206095 |  |  | MA - SMART Program |  |  | 2019 | Residential | HARVARD | Lithium Ion |  | TESLA | 27 | 20 | 10 | BTM | [5 empty] | Yes | AC-Coupled | Solar | 10.73 | 10
210891 |  |  | MA - SMART Program |  |  | 2019 | Residential | E BRIDGEWATER | Lithium Ion |  | TESLA | 27 | 20 | 10 | BTM | [5 empty] | Yes | AC-Coupled | Solar | 12.2 | 10
212239 | [5 empty] | 2019 | Residential | NORTHAMPTON | Lithium Ion |  | TESLA | 27 | 20 | 10 | BTM | [5 empty] | Yes | AC-Coupled | Solar |  | 10
213038 |  |  | MA - SMART Program |  |  | 2019 | Residential | ANDOVER | Lithium Ion |  | TESLA | 27 | 20 | 10 | BTM | [5 empty] | Yes | AC-Coupled | Solar |  | 10
213781 | [5 empty] | 2020 | Residential | UPTON | Lithium Ion |  | TESLA | 17.6 | 27 | 10 | BTM | [5 empty] | Yes | AC-Coupled | Solar |  | 10
214054 |  |  | MA - SMART Program |  |  | 2019 | Residential | REVERE | Lithium Ion |  | TESLA | 27 | 20 | 10 | BTM | [5 empty] | Yes | AC-Coupled | Solar |  | 10
217096 | [5 empty] | 2019 | Residential | MANCHESTER | Lithium Ion |  | TESLA | 27 | 20 | 10 | BTM | [5 empty] | Yes | AC-Coupled | Solar |  | 10
217237 |  |  | MA - SMART Program |  |  | 2019 | Residential | WESTMINSTER | Lithium Ion |  | TESLA | 27 | 20 | 10 | BTM | [5 empty] | Yes | AC-Coupled | Solar | 12.87 | 10
218290 | [5 empty] | 2019 | Residential | GRANBY | Lithium Ion |  | TESLA | 27 | 20 | 10 | BTM | [5 empty] | Yes | AC-Coupled | Solar |  | 10
221730 | [5 empty] | 2020 | Residential - Heat | WESTBOROUGH | Lithium Ion |  | TESLA | 27 | 20 | 10 | BTM | [5 empty] | Yes | AC-Coupled | Solar |  | 10
221773 |  |  | MA - SMART Program |  |  | 2019 | Residential | MANCHESTER | Lithium Ion |  | TESLA | 27 | 20 | 10 | BTM | [5 empty] | Yes | AC-Coupled | Solar |  | 10
222580 | [5 empty] | 2020 | Residential | ALFORD | Lithium Ion |  | TESLA | 27 | 20 | 10 | BTM | [5 empty] | Yes | AC-Coupled | Solar |  | 10
225183 | [5 empty] | 2019 | Residential | WARE | Lithium Ion |  | TESLA | 27 | 20 | 10 | BTM | [5 empty] | Yes | AC-Coupled | Solar |  | 10
225352 |  |  | MA - SMART Program |  |  | 2019 | Residential | BEVERLY | Lithium Ion |  | TESLA | 27 | 20 | 10 | BTM | [5 empty] | Yes | AC-Coupled | Solar |  | 10
227099 | [5 empty] | 2019 | Residential | ANDOVER | Lithium Ion |  | TESLA | 27 | 20 | 10 | BTM | [5 empty] | Yes | AC-Coupled | Solar |  | 10
227483 | [5 empty] | 2019 | Residential | NORTH EASTON | Lithium Ion |  | TESLA | 27 | 20 | 10 | BTM | [5 empty] | No | AC-Coupled | None |  | 10
228309 |  |  | MA - SMART Program |  |  | 2019 | Residential | SALEM | Lithium Ion |  | TESLA | 27 | 20 | 10 | BTM | [5 empty] | Yes | AC-Coupled | Solar | 9.9 | 10
229816 |  |  | MA - SMART Program |  |  | 2019 | Residential | MILLBURY | Lithium Ion |  | TESLA | 27 | 20 | 10 | BTM | [5 empty] | Yes | AC-Coupled | Solar | 8.82 | 10
230666 | [5 empty] | 2019 | Residential | UPTON | Lithium Ion |  | TESLA | 27 | 20 | 10 | BTM | [5 empty] | Yes | AC-Coupled | Solar |  | 10
231390 |  |  | MA - SMART Program |  |  | 2019 | Residential | LEOMINSTER | Lithium Ion |  | TESLA | 27 | 20 | 10 | BTM | [5 empty] | Yes | AC-Coupled | Solar | 14.85 | 10
232178 | [5 empty] | 2020 | Residential | WILLIAMSTOWN | Lithium Ion |  | TESLA | 27 | 20 | 10 | BTM | [5 empty] | Yes | AC-Coupled | Solar |  | 10
232983 | [5 empty] | 2019 | Residential | NORTHAMPTON | Lithium Ion |  | TESLA | 27 | 20 | 10 | BTM | [5 empty] | Yes | AC-Coupled | Solar |  | 10
233871 |  |  | MA - SMART Program |  |  | 2019 | Residential | ANDOVER | Lithium Ion |  | TESLA | 27 | 20 | 10 | BTM | [5 empty] | Yes | AC-Coupled | Solar | 13.2 | 10
236527 | [5 empty] | 2020 | Residential | BOXFORD | Lithium Ion |  | TESLA | 27 | 20 | 10 | BTM | [5 empty] | Yes | AC-Coupled | Solar |  | 10
238751 |  |  | MA - SMART Program |  |  | 2019 | Residential | ESSEX | Lithium Ion |  | TESLA | 27 | 20 | 10 | BTM | [5 empty] | Yes | AC-Coupled | Solar | 13.2 | 10
242635 | [5 empty] | 2020 | Residential | WESTFORD | Lithium Ion |  | TESLA | 27 | 20 | 10 | BTM | [5 empty] | Yes | AC-Coupled | Solar |  | 10
243897 | [5 empty] | 2019 | Residential | TYNGSBORO | Lithium Ion |  | TESLA | 27 | 20 | 10 | BTM | [5 empty] | Yes | AC-Coupled | Solar |  | 10
244028 | [5 empty] | 2020 | Residential | BELCHERTOWN | Lithium Ion |  | TESLA | 27 | 20 | 10 | BTM | [5 empty] | Yes | AC-Coupled | Solar |  | 10
244622 | [5 empty] | 2019 | Residential | CHARLTON | Lithium Ion |  | TESLA | 27 | 20 | 10 | BTM | [5 empty] | Yes | AC-Coupled | Solar |  | 10
245629 | [5 empty] | 2020 | Residential | BROCKTON | Lithium Ion |  | TESLA | 27 | 20 | 10 | BTM | [5 empty] | Yes | AC-Coupled | Solar |  | 10
247730 |  |  | MA - SMART Program |  |  | 2019 | Residential | WESTFORD | Lithium Ion |  | TESLA | 27 | 20 | 10 | BTM | [5 empty] | Yes | AC-Coupled | Solar |  | 10
248584 |  |  | MA - SMART Program |  |  | 2019 | Residential | WEST NEWBURY | Lithium Ion |  | TESLA | 27 | 20 | 10 | BTM | [5 empty] | Yes | AC-Coupled | Solar | 12.29 | 10
248702 |  |  | MA - SMART Program |  |  | 2020 | Residential | NORTON | Lithium Ion |  | SOLAREDGE SE10000H-US |  | 13.5 | 10 | BTM | [5 empty] | Yes | AC-Coupled | Solar |  | 10
250724 |  |  | MA - SMART Program |  |  | 2019 | Residential | NORTHAMPTON | Lithium Ion |  | TESLA | 27 | 20 | 10 | BTM | [5 empty] | Yes | AC-Coupled | Solar |  | 10
253690 |  |  | MA - SMART Program |  |  | 2020 | Residential | N BILLERICA | Lithium Ion |  | TESLA | 27 | 20 | 10 | BTM | [5 empty] | Yes | AC-Coupled | Solar |  | 10
255931 |  |  | MA - SMART Program |  |  | 2020 | Residential | SOUTHBOROUGH | Lithium Ion |  | SOLAREDGE |  | 13.5 | 10 | BTM | [5 empty] | Yes | AC-Coupled | Solar |  | 10
262490 | [5 empty] | 2020 | Residential | BEVERLY | Lithium Ion |  | TESLA | 10 | 27 | 10 | BTM | [5 empty] | Yes | AC-Coupled | Solar |  | 10
263166 |  |  | MA - SMART Program |  |  | 2020 | Residential - Heat | WESTFORD | Lithium Ion |  | TESLA | 20 | 27 | 10 | BTM | [5 empty] | Yes | AC-Coupled | Solar |  | 10
263447 |  |  | MA - SMART Program |  |  | 2020 | Residential | DRACUT | Lithium Ion |  | TESLA | 20 | 27 | 10 | BTM | [5 empty] | Yes | AC-Coupled | Solar |  | 10
265046 |  |  | MA - SMART Program |  |  | 2020 | Residential | EGREMONT | Lithium Ion |  | TESLA | 20 | 27 | 10 | BTM | [5 empty] | Yes | AC-Coupled | Solar |  | 10
265791 |  |  | MA - SMART Program |  |  | 2020 | Residential | BRIDGEWATER | Lithium Ion |  | TESLA | 20 | 27 | 10 | BTM | [5 empty] | Yes | AC-Coupled | Solar |  | 10
266941 |  |  | MA - SMART Program |  |  | 2020 | Residential | FRANKLIN | Lithium Ion |  | TESLA | 20 | 27 | 10 | BTM | [5 empty] | Yes | AC-Coupled | Solar |  | 10
268549 |  |  | MA - SMART Program |  |  | 2020 | Residential | FOXBORO | Lithium Ion |  | TESLA | 20 | 27 | 10 | BTM | [5 empty] | Yes | AC-Coupled | Solar |  | 10
270895 |  |  | MA - SMART Program |  |  | 2020 | Residential | NEWBURYPORT | Lithium Ion |  | TESLA | 20 | 27 | 10 | BTM | [5 empty] | Yes | AC-Coupled | Solar |  | 10
270996 | [5 empty] | 2020 | Residential | TOPSFIELD | Lithium Ion |  | TESLA | 27 | 20 | 10 | FTM | [5 empty] | Yes | Separate PCC | Other |  | 10
279009 |  |  | MA - SMART Program |  |  | 2020 | Residential | HUBBARDSTON | Lithium Ion |  | TESLA | 20 | 27 | 10 | BTM | [5 empty] | Yes | DC-Coupled | Solar |  | 10
280278 |  |  | MA - SMART Program |  |  | 2020 | Residential | MILLBURY | Lithium Ion |  | TESLA | 20 | 27 | 10 | BTM | [5 empty] | Yes | AC-Coupled | Solar |  | 10
284382 |  |  | MA - SMART Program |  |  | 2020 | Residential | NORTHAMPTON | Lithium Ion |  | TESLA | 27 | 20 | 10 | BTM | [5 empty] | Yes | AC-Coupled | Solar |  | 10
284615 |  |  | MA - SMART Program |  |  | 2020 | Residential | E LONGMEADOW | Lithium Ion |  | TESLA | 27 | 20 | 10 | BTM | [5 empty] | Yes | AC-Coupled | Solar |  | 10
285198 |  |  | MA - SMART Program |  |  | 2020 | Residential | UXBRIDGE | Lithium Ion |  | TESLA | 27 | 20 | 10 | BTM | [5 empty] | Yes | AC-Coupled | Solar |  | 10
287445 |  |  | MA - SMART Program |  |  | 2020 | Residential | ROYALSTON | Lithium Ion |  | TESLA | 27 | 20 | 10 | BTM | [5 empty] | Yes | AC-Coupled | Solar |  | 10
290418 |  |  | MA - SMART Program |  |  | 2020 | Residential | WESTFORD | Lithium Ion |  | TESLA | 27 | 20 | 10 | BTM | [5 empty] | Yes | AC-Coupled | Solar |  | 10
290419 |  |  | MA - SMART Program |  |  | 2020 | Residential | AMESBURY | Lithium Ion |  | TESLA | 27 | 20 | 10 | BTM | [5 empty] | Yes | AC-Coupled | Solar |  | 10
293839 |  |  | MA - SMART Program |  |  | 2020 | Residential | GLOUCESTER | Lithium Ion |  | TESLA | 27 | 20 | 10 | BTM | [5 empty] | Yes | AC-Coupled | Solar |  | 10
298017 |  |  | MA - SMART Program |  |  | 2020 | Residential | HARVARD | Lithium Ion |  | TESLA | 27 | 20 | 10 | BTM | [5 empty] | Yes | AC-Coupled | Solar |  | 10
298159 |  |  | MA - SMART Program |  |  | 2020 | Residential | HARVARD | Lithium Ion |  | TESLA | 27 | 20 | 10 | BTM | [5 empty] | Yes | AC-Coupled | Solar |  | 10
299279 |  |  | MA - SMART Program |  |  | 2020 | Residential - Heat | WESTFORD | Lithium Ion |  | TESLA | 27 | 20 | 10 | BTM | [5 empty] | Yes | AC-Coupled | Solar |  | 10
301413 |  |  | MA - SMART Program |  |  | 2020 | Residential - Heat | MONTEREY | Lithium Ion |  | TESLA | 27 | 20 | 10 | BTM | [5 empty] | Yes | AC-Coupled | Solar |  | 10
301858 |  |  | MA - SMART Program |  |  | 2020 | Residential | FRANKLIN | Lithium Ion |  | TESLA | 27 | 20 | 10 | BTM | [5 empty] | Yes | AC-Coupled | Solar |  | 10
306220 |  |  | MA - SMART Program |  |  | 2020 | Residential | MALDEN | Lithium Ion |  | TESLA | 27 | 20 | 10 | BTM | [5 empty] | Yes | AC-Coupled | Solar |  | 10
309418 |  |  | MA - SMART Program |  |  | 2020 | Residential | RUTLAND | Lithium Ion |  | TESLA | 27 | 20 | 10 | BTM | [5 empty] | Yes | AC-Coupled | Solar |  | 10
317103 |  |  | MA - SMART Program |  |  | 2020 | Residential | NORTHBOROUGH | Lithium Ion |  | TESLA | 27 | 20 | 10 | BTM | [5 empty] | Yes | AC-Coupled | Solar |  | 10
318967 |  |  | MA - SMART Program |  |  | 2020 | Residential - Heat | NEW MARLBORO | Lithium Ion |  | TESLA | 27 | 20 | 10 | BTM | [5 empty] | Yes | AC-Coupled | Solar |  | 10
262763 |  |  | MA - SMART Program |  |  | 2020 | Residential | BEVERLY | Lithium Ion |  | TESLA | 20 | 26.4 | 10 | BTM | [5 empty] | Yes | AC-Coupled | Solar |  | 10
283910 |  |  | MA - SMART Program |  |  | 2020 | Residential | NEWBURYPORT | Lithium Ion |  | TESLA | 27 | 20 | 10 | BTM | [5 empty] | Yes | DC-Coupled | Solar |  | 10
298665 |  |  | MA - SMART Program |  |  | 2020 | Residential | BEVERLY | Lithium Ion |  | TESLA | 27 | 20 | 10 | BTM | [5 empty] | Yes | AC-Coupled | Solar |  | 10
301678 |  |  | MA - SMART Program |  |  | 2020 | Residential | ANDOVER | Lithium Ion |  | TESLA | 27 | 20 | 10 | BTM | [5 empty] | Yes | AC-Coupled | Solar |  | 10
250367 |  |  | MA - SMART Program |  |  | 2020 | Residential | SUTTON | Lithium Ion |  | SOLAREDGE SE10000H-US |  | 14 | 5 | BTM | [5 empty] | Yes | AC-Coupled | Solar |  | 10
161785 | 24955942 |  |  |  |  | 2017 | Residential | MELROSE | Lithium Ion |  | TESLA | 10 | 13.5 | 5 | BTM | [5 empty] | Yes | AC-Coupled | Solar |  | 10
167700 | [5 empty] | 2018 | Residential | WESTMINSTER | Lithium Ion |  | TESLA | 13.5 | 10 | 5 | BTM | [5 empty] | Yes | AC-Coupled | Solar | 12.03 | 10
184850 | [5 empty] | 2018 | Residential | LINWOOD | Lithium Ion |  | TESLA | 13.5 | 10 | 5 | BTM | [5 empty] | Yes | AC-Coupled | Solar |  | 10
196522 |  |  | MA - SMART Program |  |  | 2018 | Residential | FOXBORO | Lithium Ion |  | TESLA | 13.5 | 10 | 5 | BTM | [5 empty] | Yes | AC-Coupled | Solar | 10.23 | 10
197623 |  |  | MA - SMART Program |  |  | 2018 | Residential | N BILLERICA | Lithium Ion |  | TESLA | 13.5 | 10 | 5 | BTM | [5 empty] | Yes | AC-Coupled | Solar | 11.55 | 10
198903 |  |  | MA - SMART Program |  |  | 2018 | Residential | TOPSFIELD | Lithium Ion |  | TESLA | 13.5 | 10 | 5 | BTM | [5 empty] | Yes | AC-Coupled | Solar | 10.85 | 10
199141 |  |  | MA - SMART Program |  |  | 2019 | Residential | WESTBOROUGH | Lithium Ion |  | TESLA | 13.5 | 10 | 5 | BTM | [5 empty] | Yes | AC-Coupled | Solar | 9.92 | 10
202596 |  |  | MA - SMART Program |  |  | 2019 | Residential | LINWOOD | Lithium Ion |  | TESLA | 13.5 | 10 | 5 | BTM | [5 empty] | Yes | AC-Coupled | Solar | 11.97 | 10
208186 |  |  | MA - SMART Program |  |  | 2019 | Residential | TOPSFIELD | Lithium Ion |  | TESLA | 13.5 | 10 | 5 | BTM | [5 empty] | Yes | AC-Coupled | Solar |  | 10
208969 |  |  | MA - SMART Program |  |  | 2019 | Residential | FAYVILLE | Lithium Ion |  | TESLA | 13.5 | 10 | 5 | BTM | [5 empty] | Yes | AC-Coupled | Solar | 8.4 | 10
213331 | [5 empty] | 2019 | Residential | GLOUCESTER | Lithium Ion |  | TESLA | 13.5 | 10 | 5 | BTM | [5 empty] | Yes | AC-Coupled | Solar |  | 10
234661 |  |  | MA - SMART Program |  |  | 2019 | Residential | ABINGTON | Lithium Ion |  | TESLA | 13.5 | 10 | 5 | BTM | [5 empty] | Yes | AC-Coupled | Solar |  | 10
247404 | [5 empty] | 2019 | Residential | ANDOVER | Lithium Ion |  | TESLA | 13.5 | 10 | 5 | BTM | [5 empty] | Yes | AC-Coupled | Solar |  | 10
250915 |  |  | MA - SMART Program |  |  | 2019 | Residential | ABINGTON | Lithium Ion |  | TESLA | 13.5 | 10 | 5 | BTM | [5 empty] | Yes | AC-Coupled | Solar | 11.97 | 10
253015 |  |  | MA - SMART Program |  |  | 2020 | Commercial | N EGREMONT | Lithium Ion |  | TESLA | 13.5 | 10 | 5 | BTM | [5 empty] | Yes | AC-Coupled | Solar |  | 10
254580 |  |  | MA - SMART Program |  |  | 2020 | Residential | LEOMINSTER | Lithium Ion |  | TESLA | 13.5 | 10 | 5 | BTM | [5 empty] | Yes | AC-Coupled | Solar | 11.06 | 10
258124 |  |  | MA - SMART Program |  |  | 2020 | Residential | NORTHBOROUGH | Lithium Ion |  | TESLA | 15 | 13.5 | 5 | BTM | [5 empty] | Yes | AC-Coupled | Solar |  | 10
260466 |  |  | MA - SMART Program |  |  | 2020 | Residential | TOPSFIELD | Lithium Ion |  | TESLA | 15 | 13.5 | 5 | BTM | [5 empty] | Yes | AC-Coupled | Solar |  | 10
263737 |  |  | MA - SMART Program |  |  | 2020 | Residential | SHEFFIELD | Lithium Ion |  | TESLA | 15 | 13.5 | 5 | BTM | [5 empty] | Yes | AC-Coupled | Solar |  | 10
266291 |  |  | MA - SMART Program |  |  | 2020 | Residential | WILLIAMSTOWN | Lithium Ion |  | TESLA | 15 | 13.5 | 5 | BTM | [5 empty] | Yes | AC-Coupled | Solar |  | 10
272928 | [5 empty] | 2020 | Residential | CHELMSFORD | Lithium Ion |  | TESLA | 13.5 | 10 | 5 | BTM | [5 empty] | Yes | AC-Coupled | Solar |  | 10
294707 |  |  | MA - SMART Program |  |  | 2020 | Residential | WILBRAHAM | Lithium Ion |  | TESLA | 13.5 | 10 | 5 | BTM | [5 empty] | Yes | AC-Coupled | Solar |  | 10
302259 |  |  | MA - SMART Program |  |  | 2020 | Residential | WESTPORT | Lithium Ion |  | TESLA | 13.5 | 10 | 5 | BTM | [5 empty] | Yes | AC-Coupled | Solar |  | 10
303752 |  |  | MA - SMART Program |  |  | 2020 | Residential | BROCKTON | Lithium Ion |  | TESLA | 13.5 | 10 | 5 | BTM | [5 empty] | Yes | AC-Coupled | Solar |  | 10
304311 |  |  | MA - SMART Program |  |  | 2020 | Residential | AVON | Lithium Ion |  | TESLA | 13.5 | 10 | 5 | BTM | [5 empty] | Yes | AC-Coupled | Solar |  | 10
306989 |  |  | MA - SMART Program |  |  | 2020 | Residential | DOUGLAS | Lithium Ion |  | SOLAREDGE TECNOLOGIES HD |  | 13.5 | 5 | BTM | [5 empty] | Yes | AC-Coupled | Solar |  | 10
318459 |  |  | MA - SMART Program |  |  | 2020 | Residential - Heat | OXFORD | Lithium Ion |  | TESLA | 13.5 | 10 | 5 | BTM | [5 empty] | Yes | AC-Coupled | Solar |  | 10
319627 |  |  | MA - SMART Program |  |  | 2020 | Residential | WOLLASTON | Lithium Ion |  | SOLAREDGE TECHNOLOGIES LTD |  | 13.5 | 5 | BTM | [5 empty] | Yes | AC-Coupled | Solar |  | 10
173891 | [5 empty] | 2019 | Residential | AVON | Lithium Ion |  | TESLA | 13.5 | 10 | 5 | BTM | [5 empty] | Yes | AC-Coupled | Solar |  | 10
206642 |  |  | MA - SMART Program |  |  | 2019 | Residential | AMESBURY | Lithium Ion |  | TESLA | 13.5 | 10 | 5 | BTM | [5 empty] | Yes | AC-Coupled | Solar |  | 10
263988 |  |  | MA - SMART Program |  |  | 2020 | Residential | NEWBURYPORT | Lithium Ion |  | TESLA | 15 | 5 | 5 | BTM | [5 empty] | Yes | AC-Coupled | Solar |  | 10
267358 |  |  | MA - SMART Program |  |  | 2020 | Residential | WILLIAMSTOWN | Lithium Ion |  | TESLA | 15 | 5 | 5 | BTM | [5 empty] | Yes | AC-Coupled | Solar |  | 10
263435 |  |  | MA - SMART Program |  |  | 2020 | Residential | GREAT BARRINGTON | Lithium Ion |  | SMA | 9.3 |  | 5 | BTM | [5 empty] | Yes | AC-Coupled | Solar |  | 10
260128 |  |  | MA - SMART Program |  |  | 2020 | Residential | SCITUATE | Lithium Ion |  | TESLA | 19.86 | 27 | 10 | BTM | [5 empty] | Yes | AC-Coupled | Solar |  | 9.86
264770 |  |  | MA - SMART Program |  |  | 2020 | Residential | WESTFORD | Lithium Ion |  | TESLA | 19.86 | 27 | 10 | BTM | [5 empty] | Yes | AC-Coupled | Solar |  | 9.86
293661 |  |  | MA - SMART Program |  |  | 2020 | Residential | METHUEN | Lithium Ion |  | TESLA | 13.5 | 10 | 5 | BTM | [5 empty] | Yes | AC-Coupled | Solar |  | 9.86
270035 |  |  | MA - SMART Program |  |  | 2020 | Residential - Heat | TEWKSBURY | Lithium Ion |  | TESLA | 24.84 | 40.5 | 15 | BTM | [5 empty] | Yes | AC-Coupled | Solar |  | 9.84
269213 |  |  | MA - SMART Program |  |  | 2020 | Residential | METHUEN | Lithium Ion |  | TESLA | 19.84 | 27 | 10 | BTM | [5 empty] | Yes | AC-Coupled | Solar |  | 9.84
277368 |  |  | MA - SMART Program |  |  | 2020 | Residential | WESTFORD | Lithium Ion |  | TESLA | 19.84 | 27 | 10 | BTM | [5 empty] | Yes | AC-Coupled | Solar |  | 9.84
265790 |  |  | MA - SMART Program |  |  | 2020 | Residential | ALFORD | Lithium Ion |  | TESLA | 19.8 | 27 | 10 | BTM | [5 empty] | Yes | AC-Coupled | Solar |  | 9.8
168823 | [5 empty] | 2018 | Residential | UPTON | Lithium Ion |  | TESLA | 14.8 | 13.5 | 5 | BTM | [5 empty] | Yes | AC-Coupled | Solar |  | 9.8
170684 | [5 empty] | 2018 | Residential | HAMILTON | Lithium Ion |  | TESLA | 13.5 | 10 | 5 | BTM | [5 empty] | Yes | AC-Coupled | Solar |  | 9.8
268678 |  |  | MA - SMART Program |  |  | 2020 | Residential | WINCHENDON | Lithium Ion |  | LG CHEM | 14.8 | 9.8 | 5 | BTM | [5 empty] | Yes | DC-Coupled | Solar |  | 9.8
282360 |  |  | MA - SMART Program |  |  | 2020 | Residential - Heat | FALL RIVER | Lithium Ion |  | LG CHEM | 14.8 | 9.8 | 5 | BTM | [5 empty] | Yes | DC-Coupled | Solar |  | 9.8
284280 |  |  | MA - SMART Program |  |  | 2020 | Residential - Heat | SOUTHBOROUGH | Lithium Ion |  | LG CHEM |  | 9.8 | 5 | BTM | [5 empty] | Yes | DC-Coupled | Solar |  | 9.8
284628 |  |  | MA - SMART Program |  |  | 2020 | Residential | OXFORD | Lithium Ion |  | LG CHEM |  | 9.8 | 5 | BTM | [5 empty] | Yes | DC-Coupled | Solar |  | 9.8
240916 |  |  | MA - SMART Program |  |  | 2020 | Residential | WESTPORT | Lithium Ion |  | SOLAREDGE | 9.3 |  | 3.8 | BTM | [5 empty] | Yes | DC-Coupled | Solar |  | 9.8
288200 |  |  | MA - SMART Program |  |  | 2020 | Residential | REHOBOTH | Lithium Ion |  | SOLAREDGE TECHNOLOGIES | 9.3 |  | 3.8 | BTM | [5 empty] | Yes | DC-Coupled | Solar |  | 9.8
264399 |  |  | MA - SMART Program |  |  | 2020 | Residential | MONSON | Lithium Ion |  | TESLA | 27 | 20 | 10 | BTM | [5 empty] | Yes | AC-Coupled | Solar |  | 9.765
277546 |  |  | MA - SMART Program |  |  | 2020 | Residential | BOLTON | Lithium Ion |  | TESLA | 19.6 | 27 | 10 | BTM | [5 empty] | Yes | DC-Coupled | Solar |  | 9.6
305828 |  |  | MA - SMART Program |  |  | 2020 | Residential | HAVERHILL | Lithium Ion |  | TESLA | 27 | 20 | 10 | BTM | [5 empty] | Yes | AC-Coupled | Solar |  | 9.6
321310 |  |  | MA - SMART Program |  |  | 2020 | Residential - Heat | NORTHBRIDGE | Lithium Ion |  | DELTA ELECTRONICS | 9.3 |  | 5.76 | BTM | [5 empty] | Yes | DC-Coupled | Solar |  | 9.6
321940 |  |  | MA - SMART Program |  |  | 2020 | Residential | ATTLEBORO | Lithium Ion |  | DELTA ELECTRONICS | 9.3 |  | 5.76 | BTM | [5 empty] | Yes | DC-Coupled | Solar |  | 9.6
285186 |  |  | MA - SMART Program |  |  | 2020 | Residential | FOXBORO | Lithium Ion |  | TESLA | 27 | 20 | 10 | BTM | [5 empty] | Yes | AC-Coupled | Solar |  | 9.57
296127 |  |  | MA - SMART Program |  |  | 2020 | Residential | HOLBROOK | Lithium Ion |  | TESLA | 27 | 20 | 10 | BTM | [5 empty] | Yes | AC-Coupled | Solar |  | 9.57
314567 |  |  | MA - SMART Program |  |  | 2020 | Residential | QUINCY | Lithium Ion |  | TESLA | 13.5 | 10 | 5 | BTM | [5 empty] | Yes | AC-Coupled | Solar |  | 9.57
172244 | [5 empty] | 2019 | Residential | BROCKTON | Lithium Ion |  | TESLA | 13.5 | 10 | 5 | BTM | [5 empty] | Yes | AC-Coupled | Solar |  | 9.5
302982 |  |  | MA - SMART Program |  |  | 2020 | Residential | ORANGE | Lithium Ion |  | TESLA | 27 | 20 | 10 | BTM | [5 empty] | Yes | AC-Coupled | Solar |  | 9.36
295965 |  |  | MA - SMART Program |  |  | 2020 | Residential | HAVERHILL | Lithium Ion |  | TESLA | 27 | 20 | 10 | BTM | [5 empty] | Yes | AC-Coupled | Solar |  | 9.36
299874 |  |  | MA - SMART Program |  |  | 2020 | Residential | DUDLEY | Lithium Ion |  | TESLA | 27 | 20 | 10 | BTM | [5 empty] | Yes | AC-Coupled | Solar |  | 9.36
285483 |  |  | MA - SMART Program |  |  | 2020 | Residential | NORTH ANDOVER | Lithium Ion |  | TESLA | 40.5 | 30 | 15 | BTM | [5 empty] | Yes | AC-Coupled | Solar |  | 9.28
241787 |  |  | MA - SMART Program |  |  | 2020 | Residential | BOLTON | Lithium Ion |  | SUNPOWER CORP. | 16.28 | 10 | 2.5 | BTM | [5 empty] | Yes | AC-Coupled | Solar |  | 9.28
167826 | [5 empty] | 2017 | Residential | RANDOLPH | Lithium Ion |  | TESLA | 5 | 13.5 | 5 | BTM | [5 empty] | Yes | AC-Coupled | Solar |  | 9.2
171438 | [5 empty] | 2018 | Residential | REVERE | Lithium Ion |  | TESLA | 27 | 20 | 10 | BTM | [5 empty] | Yes | AC-Coupled | Solar | 9.75 | 9
273784 |  |  | MA - SMART Program |  |  | 2020 | Residential | CHELMSFORD | Lithium Ion |  | TESLA | 18.88 | 27 | 10 | BTM | [5 empty] | Yes | AC-Coupled | Solar |  | 8.88
293823 |  |  | MA - SMART Program |  |  | 2020 | Residential | DUDLEY | Lithium Ion |  | TESLA | 27 | 20 | 10 | BTM | [5 empty] | Yes | AC-Coupled | Solar |  | 8.88
294931 |  |  | MA - SMART Program |  |  | 2020 | Residential | BLACKSTONE | Lithium Ion |  | TESLA | 27 | 20 | 10 | BTM | [5 empty] | Yes | AC-Coupled | Solar |  | 8.88
162118 | 25227417 |  |  |  |  | 2018 | Residential | HAVERHILL | Lithium Ion |  | DELTA |  | 13.5 | 5 | [6 empty] | Yes | DC-Coupled | Solar |  | 8.8
236255 | [5 empty] | 2019 | Residential | LYNN | Lithium Ion |  | TESLA | 13.5 | 10 | 5 | BTM | [5 empty] | Yes | AC-Coupled | Solar |  | 8.8
274347 |  |  | MA - SMART Program |  |  | 2020 | Residential | WILLIAMSTOWN | Lithium Ion |  | LG CHEM | 13.8 | 9.8 | 5 | BTM | [5 empty] | Yes | DC-Coupled | Solar |  | 8.8
276960 |  |  | MA - SMART Program |  |  | 2020 | Residential | WEBSTER | Lithium Ion |  | LG CHEM | 13.8 | 9.8 | 5 | BTM | [5 empty] | Yes | DC-Coupled | Solar |  | 8.8
294768 |  |  | MA - SMART Program |  |  | 2020 | Residential | GRANBY | Lithium Ion |  | TESLA | 13.5 | 10 | 5 | BTM | [5 empty] | Yes | AC-Coupled | Solar |  | 8.75
283128 |  |  | MA - SMART Program |  |  | 2020 | Residential | WENHAM | Lithium Ion |  | TESLA | 18.7 | 27 | 10 | BTM | [5 empty] | Yes | DC-Coupled | Solar |  | 8.7
295368 |  |  | MA - SMART Program |  |  | 2020 | Residential | SOUTHBOROUGH | Lithium Ion |  | TESLA | 27 | 20 | 10 | BTM | [5 empty] | Yes | AC-Coupled | Solar |  | 8.7
291185 |  |  | MA - SMART Program |  |  | 2020 | Residential | BEVERLY | Lithium Ion |  | TESLA | 13.5 | 10 | 5 | BTM | [5 empty] | Yes | AC-Coupled | Solar |  | 8.7
280101 |  |  | MA - SMART Program |  |  | 2020 | Residential | NORTHAMPTON | Lithium Ion |  | SONNEN | 8.7 | 8 | 10 | BTM | [5 empty] | Yes | DC-Coupled | Solar |  | 8.7
300516 |  |  | MA - SMART Program |  |  | 2020 | Residential | AUBURN | Lithium Ion |  | TESLA | 27 | 20 | 10 | BTM | [5 empty] | Yes | AC-Coupled | Solar |  | 8.64
282443 |  |  | MA - SMART Program |  |  | 2020 | Residential | GRAFTON | Lithium Ion |  | SONNEN | 8.64 | 16 | 8 | BTM | [5 empty] | Yes | DC-Coupled | Solar |  | 8.64
268114 |  |  | MA - SMART Program |  |  | 2020 | Residential | DIGHTON | Lithium Ion |  | TESLA | 13.64 | 15.6 | 5 | BTM | [5 empty] | Yes | AC-Coupled | Solar |  | 8.64
297677 |  |  | MA - SMART Program |  |  | 2020 | Residential | GLOUCESTER | Lithium Ion |  | SOLAREDGE TECHNOLOGIES |  | 12.6 | 7.6 | BTM | [5 empty] | Yes | DC-Coupled | Solar |  | 8.41
293665 |  |  | MA - SMART Program |  |  | 2020 | Residential | LEICESTER | Lithium Ion |  | TESLA | 27 | 20 | 10 | BTM | [5 empty] | Yes | AC-Coupled | Solar |  | 8.4
306258 |  |  | MA - SMART Program |  |  | 2020 | Residential | SHUTESBURY | Lithium Ion |  | ENPHASE |  | 13.5 | 5 | BTM | [5 empty] | Yes | AC-Coupled | Solar |  | 8.4
281952 |  |  | MA - SMART Program |  |  | 2020 | Residential | SCITUATE | Lithium Ion |  | TESLA | 18.12 | 27 | 10 | BTM | [5 empty] | Yes | DC-Coupled | Solar |  | 8.12
287738 |  |  | MA - SMART Program |  |  | 2020 | Residential | MILFORD | Lithium Ion |  | TESLA | 40.5 | 30 | 15 | BTM | [5 empty] | Yes | AC-Coupled | Solar |  | 8
287436 |  |  | MA - SMART Program |  |  | 2020 | Residential | QUINCY | Lithium Ion |  | SOL-ARK |  | 19.32 | 8 | BTM | [5 empty] | Yes | DC-Coupled | Solar |  | 8
223555 |  |  | MA - SMART Program |  |  | 2019 | Residential | WEYMOUTH | Lithium Ion |  | TESLA | 13.5 | 10 | 5 | BTM | [5 empty] | Yes | AC-Coupled | Solar |  | 8
307395 |  |  | MA - SMART Program |  |  | 2020 | Residential | WARE | Lithium Ion |  | LONGI GREEN ENERGY TECHNOLOGY CO LTD |  | 13.5 | 5 | BTM | [5 empty] | Yes | AC-Coupled | Solar |  | 8
277536 |  |  | MA - SMART Program |  |  | 2020 | Residential | BRADFORD | Lithium Ion |  | TESLA | 13.5 | 10 | 5 | BTM | [5 empty] | Yes | AC-Coupled | Battery Add-On |  | 8
317530 |  |  | MA - SMART Program |  |  | 2020 | Residential | WESTBOROUGH | Lithium Ion |  | DELTA ELECTRONICS | 9.3 |  | 8 | BTM | [5 empty] | Yes | DC-Coupled | Solar |  | 8
302782 |  |  | MA - SMART Program |  |  | 2020 | Residential - Heat | ATHOL | Lithium Ion |  | TESLA | 27 | 20 | 10 | BTM | [5 empty] | Yes | AC-Coupled | Solar |  | 7.92
262474 |  |  | MA - SMART Program |  |  | 2020 | Residential | LEICESTER | Lithium Ion |  | SONNENBATTERIE | 14.84 | 12.5 | 7 | BTM | [5 empty] | Yes | AC-Coupled | Solar |  | 7.84
256604 |  |  | MA - SMART Program |  |  | 2019 | Residential | WILLIAMSBURG | Lithium Ion |  | SONNEN |  | 10 | 7 | BTM | [5 empty] | Yes | AC-Coupled | Solar |  | 7.83
213132 |  |  | MA - SMART Program |  |  | 2019 | Residential | GT BARRINGTON | Lithium Ion |  | SONNEN |  | 7 | 7 | BTM | [5 empty] | Yes | AC-Coupled | Solar |  | 7.83
295174 |  |  | MA - SMART Program |  |  | 2020 | Residential | WESTFORD | Lithium Ion |  | TESLA | 27 | 20 | 10 | BTM | [5 empty] | Yes | AC-Coupled | Solar |  | 7.68
303659 |  |  | MA - SMART Program |  |  | 2020 | Residential | BROCKTON | Lithium Ion |  | TESLA | 13.5 | 10 | 5 | BTM | [5 empty] | Yes | AC-Coupled | Solar |  | 7.68
314694 |  |  | MA - SMART Program |  |  | 2020 | Residential | EAST LONGMEADOW | Lithium Ion |  | ENPHASE ENERGY |  | 13.5 | 5 | BTM | [5 empty] | Yes | AC-Coupled | Solar |  | 7.68
301030 |  |  | MA - SMART Program |  |  | 2020 | Residential | SOMERSET | Lithium Ion |  | TESLA | 13.5 | 10 | 5 | BTM | [5 empty] | Yes | AC-Coupled | Solar |  | 7.68
183789 |  |  | MA - SMART Program |  |  | 2019 | Commercial | BEVERLY | Lithium Ion |  | TESLA | 13.5 | 10 | 5 | BTM | [5 empty] | Yes | AC-Coupled | Solar |  | 7.68
320439 |  |  | MA - SMART Program |  |  | 2020 | Residential | FOXBOROUGH | Lithium Ion |  | DELTA ELECTRONICS | 9.3 |  | 7.68 | BTM | [5 empty] | Yes | DC-Coupled | Solar |  | 7.68
245182 |  |  | MA - SMART Program |  |  | 2020 | Residential | LEOMINSTER | Lithium Ion |  | SOLAREDGE |  | 20 | 15.2 | BTM | [5 empty] | Yes | DC-Coupled | Solar |  | 7.6
173388 | [5 empty] | 2019 | Residential | DRACUT | Lithium Ion |  | TESLA | 27 | 20 | 10 | BTM | [5 empty] | Yes | AC-Coupled | Solar |  | 7.6
200995 |  |  | MA - SMART Program |  |  | 2019 | Residential | SALISBURY BCH | Lithium Ion |  | TESLA | 27 | 20 | 10 | BTM | [5 empty] | Yes | AC-Coupled | Solar | 7.57 | 7.6
203795 |  |  | MA - SMART Program |  |  | 2019 | Residential | BRIDGEWATER | Lithium Ion |  | TESLA | 27 | 20 | 10 | BTM | [5 empty] | Yes | AC-Coupled | Solar | 9.15 | 7.6
204724 |  |  | MA - SMART Program |  |  | 2019 | Residential | STURBRIDGE | Lithium Ion |  | TESLA | 27 | 20 | 10 | BTM | [5 empty] | Yes | AC-Coupled | Solar | 8.82 | 7.6
205262 |  |  | MA - SMART Program |  |  | 2019 | Residential | BROOKFIELD | Lithium Ion |  | TESLA | 27 | 20 | 10 | BTM | [5 empty] | Yes | AC-Coupled | Solar | 8.54 | 7.6
213993 |  |  | MA - SMART Program |  |  | 2019 | Residential | NORTH GRAFTON | Lithium Ion |  | TESLA | 27 | 20 | 10 | BTM | [5 empty] | Yes | AC-Coupled | Solar | 2.71 | 7.6
229154 |  |  | MA - SMART Program |  |  | 2019 | Residential | SOUTHBOROUGH | Lithium Ion |  | TESLA | 27 | 20 | 10 | BTM | [5 empty] | Yes | AC-Coupled | Solar | 9.24 | 7.6
248196 |  |  | MA - SMART Program |  |  | 2019 | Residential | QUINCY | Lithium Ion |  | TESLA | 27 | 20 | 10 | BTM | [5 empty] | Yes | AC-Coupled | Solar | 8.19 | 7.6
256917 |  |  | MA - SMART Program |  |  | 2019 | Residential | WINCHENDON | Lithium Ion |  | TESLA | 27 | 20 | 10 | BTM | [5 empty] | Yes | AC-Coupled | Solar | 8.2 | 7.6
261261 |  |  | MA - SMART Program |  |  | 2020 | Residential | SAUGUS | Lithium Ion |  | TESLA | 27 | 20 | 10 | BTM | [5 empty] | Yes | AC-Coupled | Solar |  | 7.6
267109 |  |  | MA - SMART Program |  |  | 2020 | Residential | RANDOLPH | Lithium Ion |  | TESLA | 17.6 | 27 | 10 | BTM | [5 empty] | Yes | AC-Coupled | Solar |  | 7.6
279479 |  |  | MA - SMART Program |  |  | 2020 | Residential | WEYMOUTH | Lithium Ion |  | TESLA | 17.6 | 27 | 10 | BTM | [5 empty] | Yes | DC-Coupled | Solar |  | 7.6
292538 |  |  | MA - SMART Program |  |  | 2020 | Residential | SOUTHFIELD | Lithium Ion |  | TESLA | 27 | 20 | 10 | BTM | [5 empty] | Yes | AC-Coupled | Solar |  | 7.6
295835 |  |  | MA - SMART Program |  |  | 2020 | Residential | N BILLERICA | Lithium Ion |  | TESLA | 27 | 20 | 10 | BTM | [5 empty] | Yes | AC-Coupled | Solar |  | 7.6
301119 |  |  | MA - SMART Program |  |  | 2020 | Residential | WILBRAHAM | Lithium Ion |  | TESLA | 27 | 20 | 10 | BTM | [5 empty] | Yes | AC-Coupled | Solar |  | 7.6
306595 |  |  | MA - SMART Program |  |  | 2020 | Residential | BROCKTON | Lithium Ion |  | TESLA | 27 | 20 | 10 | BTM | [5 empty] | Yes | AC-Coupled | Solar |  | 7.6
309022 |  |  | MA - SMART Program |  |  | 2020 | Residential | SWAMPSCOTT | Lithium Ion |  | TESLA | 27 | 20 | 10 | BTM | [5 empty] | Yes | AC-Coupled | Solar |  | 7.6
309857 |  |  | MA - SMART Program |  |  | 2020 | Residential | FRANKLIN | Lithium Ion |  | TESLA | 27 | 20 | 10 | BTM | [5 empty] | Yes | AC-Coupled | Solar |  | 7.6
310000 |  |  | MA - SMART Program |  |  | 2020 | Residential | WEST NEWBURY | Lithium Ion |  | TESLA | 27 | 20 | 10 | BTM | [5 empty] | Yes | AC-Coupled | Solar |  | 7.6
311801 |  |  | MA - SMART Program |  |  | 2020 | Residential | QUINCY | Lithium Ion |  | TESLA | 27 | 20 | 10 | BTM | [5 empty] | Yes | AC-Coupled | Solar |  | 7.6
250125 |  |  | MA - SMART Program |  |  | 2019 | Residential | BEVERLY | Lithium Ion |  | LG CHEM | 9.8 | 9.8 | 7.6 | BTM | [5 empty] | Yes | DC-Coupled | Solar | 8.04 | 7.6
293316 |  |  | MA - SMART Program |  |  | 2020 | Residential | AYER | Lithium Ion |  | TESLA | 27 | 20 | 10 | BTM | [5 empty] | Yes | AC-Coupled | Solar |  | 7.6
265745 |  |  | MA - SMART Program |  |  | 2020 | Residential | NANTUCKET | Lithium Ion |  | PIKA ENERGY | 17.1 | 17.1 | 7.6 | BTM | [5 empty] | Yes | DC-Coupled | Solar | 6.83 | 7.6
148173 | 22333557 |  |  |  |  | 2017 | Residential | ATTLEBORO | Lithium Ion |  | TESLA | 13.5 | 10 | 5 | BTM |  |  |  |  | 22333557 | Yes | AC-Coupled | Solar | 5.67 | 7.6
162751 | 25198031 |  |  |  |  | 2018 | Residential | WEYMOUTH | Lithium Ion |  | TESLA | 13.5 | 10 | 5 | BTM |  |  |  |  | 25198031 | Yes | AC-Coupled | Solar | 9.6 | 7.6
166920 | [5 empty] | 2018 | Residential | GLOUCESTER | Lithium Ion |  | TESLA | 13.5 | 10 | 5 | BTM | [5 empty] | Yes | AC-Coupled | Solar | 8.45 | 7.6
168459 | [5 empty] | 2018 | Residential | MANCHESTER | Lithium Ion |  | TESLA | 12.6 | 13.5 | 5 | BTM | [5 empty] | Yes | AC-Coupled | Solar |  | 7.6
168812 | [5 empty] | 2018 | Residential | WESTPORT | Lithium Ion |  | TESLA | 13.5 | 10 | 5 | BTM | [5 empty] | Yes | AC-Coupled | Solar | 10.08 | 7.6
171252 |  |  | MA - SMART Program |  |  | 2019 | Residential | DUDLEY | Lithium Ion |  | TESLA | 13.5 | 10 | 5 | BTM | [5 empty] | Yes | AC-Coupled | Solar | 6.3 | 7.6
177286 | 22071923 |  |  |  |  | 2017 | Residential | NORWELL | Lithium Ion |  | TESLA | 13.5 | 10 | 5 | BTM |  |  |  |  | 22071923 | Yes | AC-Coupled | Solar | 8.84 | 7.6
186484 |  |  | MA - SMART Program |  |  | 2018 | Residential | NORTH EASTON | Lithium Ion |  | TESLA | 13.5 | 10 | 5 | BTM | [5 empty] | Yes | AC-Coupled | Solar | 7.7 | 7.6
198971 |  |  | MA - SMART Program |  |  | 2019 | Residential | MILFORD | Lithium Ion |  | TESLA | 13.5 | 10 | 5 | BTM | [5 empty] | Yes | AC-Coupled | Solar | 8.04 | 7.6
199757 |  |  | MA - SMART Program |  |  | 2019 | Residential | NORTON | Lithium Ion |  | TESLA | 13.5 | 10 | 5 | BTM | [5 empty] | Yes | AC-Coupled | Solar | 6.93 | 7.6
199977 |  |  | MA - SMART Program |  |  | 2019 | Residential | BOLTON | Lithium Ion |  | TESLA | 13.5 | 10 | 5 | BTM | [5 empty] | Yes | AC-Coupled | Solar | 9.24 | 7.6
204911 |  |  | MA - SMART Program |  |  | 2019 | Residential | MELROSE | Lithium Ion |  | TESLA | 13.5 | 10 | 5 | BTM | [5 empty] | Yes | AC-Coupled | Solar | 10.09 | 7.6
205714 |  |  | MA - SMART Program |  |  | 2019 | Residential | HAVERHILL | Lithium Ion |  | TESLA | 13.5 | 10 | 5 | BTM | [5 empty] | Yes | AC-Coupled | Solar | 7.15 | 7.6
212174 |  |  | MA - SMART Program |  |  | 2019 | Residential | NORTH EASTON | Lithium Ion |  | TESLA | 13.5 | 10 | 5 | BTM | [5 empty] | Yes | AC-Coupled | Solar | 6.83 | 7.6
213959 |  |  | MA - SMART Program |  |  | 2019 | Residential | E LONGMEADOW | Lithium Ion |  | TESLA | 13.5 | 10 | 5 | BTM | [5 empty] | Yes | AC-Coupled | Solar | 7.92 | 7.6
214014 |  |  | MA - SMART Program |  |  | 2019 | Residential | WESTPORT | Lithium Ion |  | TESLA | 13.5 | 10 | 5 | BTM | [5 empty] | Yes | AC-Coupled | Solar | 7.46 | 7.6
214800 |  |  | MA - SMART Program |  |  | 2019 | Residential | LOWELL | Lithium Ion |  | TESLA | 13.5 | 10 | 5 | BTM | [5 empty] | Yes | AC-Coupled | Solar | 10.68 | 7.6
222022 |  |  | MA - SMART Program |  |  | 2019 | Residential | WORCESTER | Lithium Ion |  | TESLA | 13.5 | 10 | 5 | BTM | [5 empty] | Yes | AC-Coupled | Solar | 9.16 | 7.6
226344 |  |  | MA - SMART Program |  |  | 2019 | Residential | GLOUCESTER | Lithium Ion |  | PIKA ENERGY |  | 13.5 | 7.6 | BTM | [5 empty] | Yes | DC-Coupled | Solar |  | 7.6
230808 |  |  | MA - SMART Program |  |  | 2019 | Residential | STURBRIDGE | Lithium Ion |  | TESLA | 13.5 | 10 | 5 | BTM | [5 empty] | Yes | AC-Coupled | Solar | 10.08 | 7.6
236990 |  |  | MA - SMART Program |  |  | 2019 | Residential | FRANKLIN | Lithium Ion |  | TESLA | 13.5 | 10 | 5 | BTM | [5 empty] | Yes | AC-Coupled | Solar | 8.19 | 7.6
243962 |  |  | MA - SMART Program |  |  | 2019 | Residential | ROCKPORT | Lithium Ion |  | PIKA ENERGY |  | 13.5 | 7.6 | BTM | [5 empty] | Yes | DC-Coupled | Solar |  | 7.6
252583 |  |  | MA - SMART Program |  |  | 2019 | Residential | UXBRIDGE | Lithium Ion |  | TESLA | 13.5 | 10 | 5 | BTM | [5 empty] | Yes | AC-Coupled | Solar |  | 7.6
258752 |  |  | MA - SMART Program |  |  | 2020 | Residential | BILLERICA | Lithium Ion |  | TESLA | 13.5 | 10 | 5 | BTM | [5 empty] | Yes | AC-Coupled | Solar | 7.56 | 7.6
262703 |  |  | MA - SMART Program |  |  | 2020 | Residential | CHELMSFORD | Lithium Ion |  | TESLA | 13.5 | 10 | 5 | BTM | [5 empty] | Yes | AC-Coupled | Solar | 8.19 | 7.6
265846 |  |  | MA - SMART Program |  |  | 2020 | Residential | FRANKLIN | Lithium Ion |  | TESLA | 13.5 | 10 | 5 | BTM | [5 empty] | Yes | AC-Coupled | Solar | 8.19 | 7.6
268449 |  |  | MA - SMART Program |  |  | 2020 | Residential | BELLINGHAM | Lithium Ion |  | TESLA | 13.5 | 10 | 5 | BTM | [5 empty] | Yes | AC-Coupled | Solar | 7.58 | 7.6
288869 |  |  | MA - SMART Program |  |  | 2020 | Residential | MARLBOROUGH | Lithium Ion |  | TESLA | 13.5 | 10 | 5 | BTM | [5 empty] | Yes | AC-Coupled | Solar |  | 7.6
297569 |  |  | MA - SMART Program |  |  | 2020 | Residential | NEWBURYPORT | Lithium Ion |  | TESLA | 13.5 | 10 | 5 | BTM | [5 empty] | Yes | AC-Coupled | Solar |  | 7.6
299059 |  |  | MA - SMART Program |  |  | 2020 | Residential | GT BARRINGTON | Lithium Ion |  | TESLA | 13.5 | 10 | 5 | BTM | [5 empty] | Yes | AC-Coupled | Solar |  | 7.6
299543 |  |  | MA - SMART Program |  |  | 2020 | Residential | WILLIAMSTOWN | Lithium Ion |  | TESLA | 13.5 | 10 | 5 | BTM | [5 empty] | Yes | AC-Coupled | Solar |  | 7.6
300640 |  |  | MA - SMART Program |  |  | 2020 | Residential | ANDOVER | Lithium Ion |  | TESLA | 13.5 | 10 | 5 | BTM | [5 empty] | Yes | AC-Coupled | Solar |  | 7.6
308686 |  |  | MA - SMART Program |  |  | 2020 | Residential | NORTHBRIDGE | Lithium Ion |  | SOLAREDGE TECHNOLOGIES HD |  | 13.5 | 5 | BTM | [5 empty] | Yes | AC-Coupled | Solar |  | 7.6
310110 |  |  | MA - SMART Program |  |  | 2020 | Residential | LOWELL | Lithium Ion |  | SOLAREDGE TECHNOLOGIES |  | 13.5 | 5 | BTM | [5 empty] | Yes | AC-Coupled | Solar |  | 7.6
320159 |  |  | MA - SMART Program |  |  | 2020 | Residential | PLAINVILLE | Lithium Ion |  | TESLA | 13.5 | 10 | 5 | BTM | [5 empty] | Yes | AC-Coupled | Solar |  | 7.6
301655 |  |  | MA - SMART Program |  |  | 2020 | Residential | GLOUCESTER | Lithium Ion |  | TESLA | 13.5 | 10 | 5 | BTM | [5 empty] | Yes | AC-Coupled | Solar |  | 7.6
253264 |  |  | MA - SMART Program |  |  | 2019 | Residential | NANTUCKET | Lithium Ion |  | PIKA ENERGY |  | 11.4 | 0.1 | BTM | [5 empty] | Yes | DC-Coupled | Solar | 9.75 | 7.6
238585 |  |  | MA - SMART Program |  |  | 2019 | Residential | GLOUCESTER | Lithium Ion |  | PIKA ENERGY |  | 10.1 | 8.6 | BTM | [5 empty] | Yes | DC-Coupled | Solar |  | 7.6
254202 |  |  | MA - SMART Program |  |  | 2020 | Residential | ESSEX | Lithium Ion |  | PIKA ENERGY |  | 10.1 | 7.6 | BTM | [5 empty] | Yes | DC-Coupled | Solar |  | 7.6
241012 |  |  | MA - SMART Program |  |  | 2019 | Residential | SEEKONK | Lithium Ion |  | TESLA | 13.5 | 10 | 5 | BTM | [5 empty] | Yes | AC-Coupled | Solar | 8.19 | 7.6
170735 | [5 empty] | 2018 | Residential | LAWRENCE | Lithium Ion |  | LG CHEM |  | 9.8 | 7.6 | BTM | [5 empty] | Yes | DC-Coupled | Solar | 9.12 | 7.6
173514 | [5 empty] | 2018 | Residential | MILFORD | Lithium Ion |  | LG CHEM | 9.3 | 9.8 | 7.6 | BTM | [5 empty] | Yes | DC-Coupled | Solar | 7.54 | 7.6
173653 | [5 empty] | 2018 | Residential | CLINTON | Lithium Ion |  | LG CHEM | 9.3 | 9.8 | 7.6 | BTM | [5 empty] | Yes | DC-Coupled | Solar | 6.96 | 7.6
173982 | [5 empty] | 2018 | Residential | BROCKTON | Lithium Ion |  | LG CHEM | 9.3 | 9.8 | 7.6 | BTM | [5 empty] | Yes | DC-Coupled | Solar | 9.1 | 7.6
183631 | [5 empty] | 2018 | Residential | DUNSTABLE | Lithium Ion |  | LG CHEM |  | 9.8 | 7.6 | BTM | [5 empty] | Yes | DC-Coupled | Solar | 8.75 | 7.6
184393 | [5 empty] | 2018 | Residential | MARLBOROUGH | Lithium Ion |  | LG CHEM |  | 9.8 | 7.6 | BTM | [5 empty] | Yes | DC-Coupled | Solar | 8.7 | 7.6
184549 | [5 empty] | 2018 | Residential | BRIDGEWATER | Lithium Ion |  | LG CHEM | 9.3 |  | 7.6 | BTM | [5 empty] | Yes | DC-Coupled | Solar | 9.1 | 7.6
184724 | [5 empty] | 2018 | Residential | LEICESTER | Lithium Ion |  | LG CHEM |  | 9.8 | 7.6 | BTM | [5 empty] | Yes | DC-Coupled | Solar | 8.4 | 7.6
185123 | [5 empty] | 2018 | Residential | ANDOVER | Lithium Ion |  | LG CHEM |  | 9.8 | 7.6 | BTM | [5 empty] | Yes | DC-Coupled | Solar | 8.25 | 7.6
185576 | [5 empty] | 2018 | Residential | LAWRENCE | Lithium Ion |  | LG CHEM |  | 9.8 | 7.6 | BTM | [5 empty] | Yes | DC-Coupled | Solar | 8.7 | 7.6
185994 | [5 empty] | 2018 | Residential | METHUEN | Lithium Ion |  | LG CHEM |  | 9.8 | 7.6 | BTM | [5 empty] | Yes | DC-Coupled | Solar | 5.22 | 7.6
186025 | [5 empty] | 2018 | Residential | BARRE | Lithium Ion |  | LG CHEM |  | 9.8 | 7.6 | BTM | [5 empty] | Yes | DC-Coupled | Solar | 9.1 | 7.6
186372 | [5 empty] | 2018 | Residential | WINCHENDON | Lithium Ion |  | LG CHEM | 9.3 | 9.8 | 7.6 | BTM | [5 empty] | Yes | DC-Coupled | Solar | 8.7 | 7.6
186384 |  |  | MA - SMART Program |  |  | 2019 | Residential | NORTH EASTON | Lithium Ion |  | LG CHEM |  | 9.8 | 7.6 | BTM | [5 empty] | Yes | DC-Coupled | Solar | 8.91 | 7.6
187912 |  |  | MA - SMART Program |  |  | 2019 | Residential | NORTH QUINCY | Lithium Ion |  | LG CHEM |  | 9.8 | 7.6 | BTM | [5 empty] | Yes | DC-Coupled | Solar | 6.27 | 7.6
188109 | [5 empty] | 2018 | Residential | BROCKTON | Lithium Ion |  | LG CHEM |  | 9.8 | 7.6 | BTM | [5 empty] | Yes | DC-Coupled | Solar | 7.25 | 7.6
188464 | [5 empty] | 2018 | Residential | WEYMOUTH | Lithium Ion |  | LG CHEM |  | 9.8 | 7.6 | BTM | [5 empty] | Yes | DC-Coupled | Solar | 7.54 | 7.6
190453 |  |  | MA - SMART Program |  |  | 2019 | Residential | RANDOLPH | Lithium Ion |  | LG CHEM |  | 9.8 | 7.6 | BTM | [5 empty] | Yes | DC-Coupled | Solar | 9.28 | 7.6
190719 |  |  | MA - SMART Program |  |  | 2019 | Residential | BROCKTON | Lithium Ion |  | LG CHEM |  | 9.8 | 7.6 | BTM | [5 empty] | Yes | DC-Coupled | Solar | 8.7 | 7.6
193373 |  |  | MA - SMART Program |  |  | 2020 | Residential | NORTHAMPTON | Lithium Ion |  | LG CHEM | 12.6 | 9.8 | 5 | BTM | [5 empty] | Yes | DC-Coupled | Solar |  | 7.6
200678 |  |  | MA - SMART Program |  |  | 2019 | Residential | WENHAM | Lithium Ion |  | LG CHEM |  | 9.8 | 7.6 | BTM | [5 empty] | Yes | DC-Coupled | Solar | 8.99 | 7.6
225771 |  |  | MA - SMART Program |  |  | 2019 | Residential | DRACUT | Lithium Ion |  | LG CHEM |  | 9.8 | 7.6 | BTM | [5 empty] | Yes | DC-Coupled | Solar | 8.91 | 7.6
243137 |  |  | MA - SMART Program |  |  | 2020 | Residential | STOUGHTON | Lithium Ion |  | SOLAREDGE TECHNOLOGIES |  | 9.8 | 5 | BTM | [5 empty] | Yes | DC-Coupled | Solar |  | 7.6
243363 |  |  | MA - SMART Program |  |  | 2020 | Residential | BELLINGHAM | Lithium Ion |  | SOLAREDGE TECHNOLOGIES |  | 9.8 | 5 | BTM | [5 empty] | Yes | DC-Coupled | Solar |  | 7.6
260988 |  |  | MA - SMART Program |  |  | 2020 | Residential | MARLBOROUGH | Lithium Ion |  | LG CHEM | 12.6 | 9.8 | 5 | BTM | [5 empty] | Yes | DC-Coupled | Solar |  | 7.6
262517 |  |  | MA - SMART Program |  |  | 2020 | Residential | CHARLTON | Lithium Ion |  | LG CHEM | 9.3 | 9.8 | 7.6 | BTM | [5 empty] | Yes | DC-Coupled | Solar | 5.8 | 7.6
266499 |  |  | MA - SMART Program |  |  | 2020 | Residential | NORTON | Lithium Ion |  | LG CHEM | 7.6 | 9.8 | 5 | BTM | [5 empty] | Yes | DC-Coupled | Solar |  | 7.6
266514 |  |  | MA - SMART Program |  |  | 2020 | Residential - Heat | WESTBOROUGH | Lithium Ion |  | LG CHEM | 7.6 | 9.8 | 5 | BTM | [5 empty] | Yes | DC-Coupled | Solar |  | 7.6
266523 |  |  | MA - SMART Program |  |  | 2020 | Residential | WARWICK | Lithium Ion |  | LG CHEM | 9.3 | 9.8 | 7.6 | BTM | [5 empty] | Yes | DC-Coupled | Solar | 7.59 | 7.6
266681 |  |  | MA - SMART Program |  |  | 2020 | Residential | BROCKTON | Lithium Ion |  | LG CHEM | 7.6 | 9.8 | 5 | BTM | [5 empty] | Yes | DC-Coupled | Solar |  | 7.6
266689 |  |  | MA - SMART Program |  |  | 2020 | Residential | WORCESTER | Lithium Ion |  | LG CHEM | 7.6 | 9.8 | 5 | BTM | [5 empty] | Yes | DC-Coupled | Solar |  | 7.6
266708 |  |  | MA - SMART Program |  |  | 2020 | Residential | LOWELL | Lithium Ion |  | LG CHEM | 7.6 | 9.8 | 5 | BTM | [5 empty] | Yes | DC-Coupled | Solar |  | 7.6
266711 |  |  | MA - SMART Program |  |  | 2020 | Residential | SEEKONK | Lithium Ion |  | LG CHEM | 7.6 | 9.8 | 5 | BTM | [5 empty] | Yes | DC-Coupled | Solar |  | 7.6
266718 |  |  | MA - SMART Program |  |  | 2020 | Residential | NORTHBRIDGE | Lithium Ion |  | LG CHEM | 7.6 | 9.8 | 5 | BTM | [5 empty] | Yes | DC-Coupled | Solar |  | 7.6
268884 |  |  | MA - SMART Program |  |  | 2020 | Residential | SALEM | Lithium Ion |  | LG CHEM | 7.6 | 9.8 | 5 | BTM | [5 empty] | Yes | DC-Coupled | Solar |  | 7.6
269050 |  |  | MA - SMART Program |  |  | 2020 | Residential | NORTHBOROUGH | Lithium Ion |  | LG CHEM | 7.6 | 9.8 | 9.8 | BTM | [5 empty] | Yes | DC-Coupled | Solar |  | 7.6
272248 |  |  | MA - SMART Program |  |  | 2020 | Residential | AUBURN | Lithium Ion |  | LG CHEM | 12.6 | 9.8 | 5 | BTM | [5 empty] | Yes | DC-Coupled | Solar |  | 7.6
272668 |  |  | MA - SMART Program |  |  | 2020 | Residential | HAMPDEN | Lithium Ion |  | LG CHEM | 12.6 | 9.8 | 5 | BTM | [5 empty] | Yes | DC-Coupled | Solar |  | 7.6
274183 |  |  | MA - SMART Program |  |  | 2020 | Residential | WORCESTER | Lithium Ion |  | LG CHEM | 12.6 | 9.8 | 5 | BTM | [5 empty] | Yes | DC-Coupled | Solar |  | 7.6
276747 |  |  | MA - SMART Program |  |  | 2020 | Residential | WORCESTER | Lithium Ion |  | LG CHEM | 12.6 | 9.8 | 5 | BTM | [5 empty] | Yes | DC-Coupled | Solar |  | 7.6
279413 |  |  | MA - SMART Program |  |  | 2020 | Residential | WESTBOROUGH | Lithium Ion |  | LG CHEM | 12.6 | 9.8 | 5 | BTM | [5 empty] | Yes | DC-Coupled | Solar |  | 7.6
282329 |  |  | MA - SMART Program |  |  | 2020 | Residential | BARRE | Lithium Ion |  | LG CHEM | 12.6 | 9.8 | 5 | BTM | [5 empty] | Yes | DC-Coupled | Solar |  | 7.6
283576 |  |  | MA - SMART Program |  |  | 2020 | Residential | HAVERHILL | Lithium Ion |  | SOLAREDGE TECHNOLOGIES | 12.6 | 9.8 | 5 | BTM | [5 empty] | Yes | DC-Coupled | Solar |  | 7.6
283996 |  |  | MA - SMART Program |  |  | 2020 | Residential | WORCESTER | Lithium Ion |  | LG CHEM |  | 9.8 | 5 | BTM | [5 empty] | Yes | DC-Coupled | Solar |  | 7.6
284638 |  |  | MA - SMART Program |  |  | 2020 | Residential | WORCESTER | Lithium Ion |  | LG CHEM |  | 9.8 | 5 | BTM | [5 empty] | Yes | DC-Coupled | Solar |  | 7.6
285043 |  |  | MA - SMART Program |  |  | 2020 | Residential | AUBURN | Lithium Ion |  | LG CHEM |  | 9.8 | 5 | BTM | [5 empty] | Yes | DC-Coupled | Solar |  | 7.6
271185 |  |  | MA - SMART Program |  |  | 2020 | Residential - Heat | BELCHERTOWN | Lithium Ion |  | LG | 7.6 | 9.3 | 9.3 | BTM | [5 empty] | Yes | DC-Coupled | Solar |  | 7.6
183956 | [5 empty] | 2018 | Residential | FOXBORO | Lithium Ion |  | TESLA | 13.5 | 10 | 5 | BTM | [5 empty] | Yes | AC-Coupled | Solar | 9.1 | 7.6
197508 |  |  | MA - SMART Program |  |  | 2019 | Residential | NORTHBOROUGH | Lithium Ion |  | TESLA | 13.5 | 10 | 5 | BTM | [5 empty] | Yes | AC-Coupled | Solar | 6.5 | 7.6
210508 |  |  | MA - SMART Program |  |  | 2019 | Residential | TYNGSBORO | Lithium Ion |  | TESLA | 13.5 | 10 | 5 | BTM | [5 empty] | Yes | AC-Coupled | Solar | 6.62 | 7.6
221645 |  |  | MA - SMART Program |  |  | 2019 | Residential | NORTH ANDOVER | Lithium Ion |  | TESLA | 13.5 | 10 | 5 | BTM | [5 empty] | Yes | AC-Coupled | Solar |  | 7.6
241365 |  |  | MA - SMART Program |  |  | 2019 | Residential | PEMBROKE | Lithium Ion |  | LG CHEM |  | 5 | 7.6 | BTM | [5 empty] | Yes | DC-Coupled | Solar | 8.64 | 7.6
244288 |  |  | MA - SMART Program |  |  | 2020 | Residential | FALL RIVER | Lithium Ion |  | SOLAREDGE TECHNOLOGIES |  | 5 | 5 | BTM | [5 empty] | Yes | DC-Coupled | Solar |  | 7.6
253307 |  |  | MA - SMART Program |  |  | 2020 | Residential | NORTHBOROUGH | Lithium Ion |  | SOLAREDGE TECHNOLOGIES HD |  | 5 | 5 | BTM | [5 empty] | Yes | AC-Coupled | Solar |  | 7.6
264177 |  |  | MA - SMART Program |  |  | 2020 | Residential | BEVERLY | Lithium Ion |  | TESLA | 15 | 5 | 5 | BTM | [5 empty] | Yes | AC-Coupled | Solar |  | 7.6
266669 |  |  | MA - SMART Program |  |  | 2020 | Residential | BYFIELD | Lithium Ion |  | TESLA | 12.6 | 5 | 5 | BTM | [5 empty] | Yes | AC-Coupled | Solar |  | 7.6
315236 |  |  | MA - SMART Program |  |  | 2020 | Residential | SOUTHBOROUGH | Lithium Ion |  | SOLAREDGE TECHNOLOGIES |  | 5 | 5 | BTM | [5 empty] | Yes | AC-Coupled | Solar |  | 7.6
162079 | 25212372 |  |  |  |  | 2018 | Residential | WORCESTER | Lithium Ion |  | LG CHEM | 9.3 |  | 7.6 | BTM | [5 empty] | Yes | DC-Coupled | Solar | 13.5 | 7.6
166159 | [5 empty] | 2018 | Residential | WESTMINSTER | Lithium Ion |  | LG CHEM | 9.3 |  | 7.6 | BTM | [5 empty] | Yes | DC-Coupled | Solar |  | 7.6
166355 | [5 empty] | 2018 | Residential | SOUTHBRIDGE | Lithium Ion |  | LG CHEM | 9.3 |  | 7.6 | BTM | [5 empty] | Yes | DC-Coupled | Solar | 2.57 | 7.6
166357 | [5 empty] | 2018 | Residential | LOWELL | Lithium Ion |  | LG CHEM | 9.3 |  | 7.6 | BTM | [5 empty] | Yes | DC-Coupled | Solar | 8.55 | 7.6
171535 | [5 empty] | 2018 | Residential | LEEDS | Lithium Ion |  | PIKA ENERGY | 15 |  | 7.6 | BTM | [5 empty] | Yes | DC-Coupled | Solar | 13 | 7.6
171670 | [5 empty] | 2018 | Residential | LOWELL | Lithium Ion |  | LG CHEM | 9.3 |  | 7.6 | BTM | [5 empty] | Yes | DC-Coupled | Solar | 6.5 | 7.6
172456 | [5 empty] | 2018 | Residential | WORCESTER | Lithium Ion |  | LG CHEM | 9.3 |  | 7.6 | BTM | [5 empty] | Yes | DC-Coupled | Solar | 6.84 | 7.6
172531 | [5 empty] | 2018 | Residential | BROCKTON | Lithium Ion |  | LG CHEM | 9.3 |  | 7.6 | BTM | [5 empty] | Yes | DC-Coupled | Solar | 7.7 | 7.6
172586 | [5 empty] | 2018 | Residential | FLORENCE | Lithium Ion |  | LG CHEM | 9.3 |  | 7.6 | BTM | [5 empty] | Yes | DC-Coupled | Solar | 4.85 | 7.6
173035 | [5 empty] | 2018 | Residential | RANDOLPH | Lithium Ion |  | LG CHEM | 9.3 |  | 7.6 | BTM | [5 empty] | Yes | DC-Coupled | Solar | 4.56 | 7.6
173112 | [5 empty] | 2018 | Residential | CHARLTON | Lithium Ion |  | LG CHEM | 9.3 |  | 7.6 | BTM | [5 empty] | Yes | DC-Coupled | Solar | 9.12 | 7.6
178174 | 26003048 |  | MA - SMART Program |  |  | 2019 | Residential | FLORENCE | Lithium Ion |  | LG CHEM | 9.3 |  | 7.6 | BTM |  |  |  |  | 26003048 | Yes | DC-Coupled | Solar | 3.3 | 7.6
183896 | [5 empty] | 2018 | Residential | WOLLASTON | Lithium Ion |  | LG CHEM | 9.3 |  | 7.6 | BTM | [5 empty] | Yes | DC-Coupled | Solar | 9.28 | 7.6
185490 | [5 empty] | 2018 | Residential | ATTLEBORO | Lithium Ion |  | LG CHEM |  | 7.6 | 7.6 | BTM | [5 empty] | Yes | DC-Coupled | Solar |  | 7.6
188568 | [5 empty] | 2018 | Residential | LEOMINSTER | Lithium Ion |  | LG CHEM | 9.3 |  | 7.6 | BTM | [5 empty] | Yes | DC-Coupled | Solar | 4.62 | 7.6
188740 |  |  | MA - SMART Program |  |  | 2020 | Residential | METHUEN | Lithium Ion |  | LG CHEM | 9.3 |  | 7.6 | BTM | [5 empty] | Yes | DC-Coupled | Solar | 6.3 | 7.6
189534 | [5 empty] | 2018 | Residential | ROCKPORT | Lithium Ion |  | LG CHEM | 9.3 |  | 7.6 | BTM | [5 empty] | Yes | DC-Coupled | Solar | 6.93 | 7.6
189554 | [5 empty] | 2018 | Residential | WORCESTER | Lithium Ion |  | LG CHEM | 9.3 |  | 7.6 | BTM | [5 empty] | Yes | DC-Coupled | Solar | 3.19 | 7.6
189653 | [5 empty] | 2018 | Residential | GOSHEN | Lithium Ion |  | LG CHEM | 9.3 |  | 7.6 | BTM | [5 empty] | Yes | DC-Coupled | Solar | 8.4 | 7.6
189811 | [5 empty] | 2018 | Residential | LOWELL | Lithium Ion |  | LG CHEM | 9.3 |  | 7.6 | BTM | [5 empty] | Yes | DC-Coupled | Solar | 8.25 | 7.6
190131 | [5 empty] | 2018 | Residential | GARDNER | Lithium Ion |  | LG CHEM | 9.3 |  | 7.6 | BTM | [5 empty] | Yes | DC-Coupled | Solar | 9.28 | 7.6
190277 |  |  | MA - SMART Program |  |  | 2019 | Residential | MENDON | Lithium Ion |  | LG CHEM | 9.3 |  | 7.6 | BTM | [5 empty] | Yes | DC-Coupled | Solar | 9.1 | 7.6
190402 | [5 empty] | 2018 | Residential | WRENTHAM | Lithium Ion |  | LG CHEM | 9.3 |  | 7.6 | BTM | [5 empty] | Yes | DC-Coupled | Solar | 6.96 | 7.6
192221 |  |  | MA - SMART Program |  |  | 2019 | Residential | LEOMINSTER | Lithium Ion |  | LG CHEM | 9.3 |  | 7.6 | BTM | [5 empty] | Yes | DC-Coupled | Solar | 8.4 | 7.6
192531 | [5 empty] | 2018 | Residential | LAWRENCE | Lithium Ion |  | LG CHEM | 9.3 |  | 7.6 | BTM | [5 empty] | Yes | DC-Coupled | Solar | 7.83 | 7.6
192604 | [5 empty] | 2018 | Residential | WORCESTER | Lithium Ion |  | LG CHEM | 9.3 |  | 7.6 | BTM | [5 empty] | Yes | DC-Coupled | Solar | 9.1 | 7.6
193235 | [5 empty] | 2018 | Residential | W STOCKBRIDGE | Lithium Ion |  | LG CHEM | 9.3 |  | 7.6 | BTM | [5 empty] | Yes | DC-Coupled | Solar | 3.19 | 7.6
193491 |  |  | MA - SMART Program |  |  | 2018 | Residential | WORCESTER | Lithium Ion |  | LG CHEM | 9.3 |  | 7.6 | BTM | [5 empty] | Yes | DC-Coupled | Solar | 9.28 | 7.6
194490 |  |  | MA - SMART Program |  |  | 2018 | Residential | CHARLTON | Lithium Ion |  | LG CHEM | 9.3 |  | 7.6 | BTM | [5 empty] | Yes | DC-Coupled | Solar | 5.6 | 7.6
194521 |  |  | MA - SMART Program |  |  | 2019 | Residential | NORTH ANDOVER | Lithium Ion |  | LG CHEM | 9.3 |  | 7.6 | BTM | [5 empty] | Yes | DC-Coupled | Solar | 8.91 | 7.6
197857 |  |  | MA - SMART Program |  |  | 2019 | Residential | SCITUATE | Lithium Ion |  | LG CHEM | 9.3 |  | 7.6 | BTM | [5 empty] | Yes | DC-Coupled | Solar | 5.22 | 7.6
199566 |  |  | MA - SMART Program |  |  | 2019 | Residential | LAWRENCE | Lithium Ion |  | LG CHEM | 9.3 |  | 7.6 | BTM | [5 empty] | Yes | DC-Coupled | Solar | 6.65 | 7.6
200622 |  |  | MA - SMART Program |  |  | 2019 | Residential | BILLERICA | Lithium Ion |  | LG CHEM | 9.3 |  | 7.6 | BTM | [5 empty] | Yes | DC-Coupled | Solar |  | 7.6
203075 |  |  | MA - SMART Program |  |  | 2019 | Residential | SOUTHBRIDGE | Lithium Ion |  | LG CHEM | 9.3 |  | 7.6 | BTM | [5 empty] | Yes | DC-Coupled | Solar |  | 7.6
256205 |  |  | MA - SMART Program |  |  | 2020 | Residential | NANTUCKET | Lithium Ion |  | PIKA ENERGY |  | 11.4 | 7.6 | BTM | [5 empty] | Yes | DC-Coupled | Solar | 7.15 | 7.6
258530 |  |  | MA - SMART Program |  |  | 2019 | Residential | NANTUCKET | Lithium Ion |  | PIKA ENERGY | 17.1 |  | 7.6 | BTM | [5 empty] | Yes | DC-Coupled | Solar | 8.45 | 7.6
282626 |  |  | MA - SMART Program |  |  | 2020 | Residential | WILBRAHAM | Lithium Ion |  | GENERAC | 17.1 |  | 7.6 | BTM | [5 empty] | Yes | DC-Coupled | Solar |  | 7.6
282951 |  |  | MA - SMART Program |  |  | 2020 | Residential | HARVARD | Lithium Ion |  | SOLAREDGE | 9.3 |  | 7.6 | BTM | [5 empty] | Yes | DC-Coupled | Solar |  | 7.6
285150 |  |  | MA - SMART Program |  |  | 2020 | Residential | GLOUCESTER | Lithium Ion |  | GENERAC | 8.6 |  | 7.6 | BTM | [5 empty] | Yes | DC-Coupled | Solar |  | 7.6
285348 |  |  | MA - SMART Program |  |  | 2020 | Residential | METHUEN | Lithium Ion |  | SOLAREDGE TECHNOLOGIES HD | 5.525 |  | 7.6 | BTM | [5 empty] | Yes | DC-Coupled | Solar |  | 7.6
285568 |  |  | MA - SMART Program |  |  | 2020 | Residential | UXBRIDGE | Lithium Ion |  | LG CHEM | 9.6 | 5 | 5 | BTM | [5 empty] | Yes | DC-Coupled | Solar |  | 7.6
287612 |  |  | MA - SMART Program |  |  | 2020 | Residential | DUDLEY | Lithium Ion |  | SOLAREDGE TECHNOLOGIES | 9.3 |  | 7.6 | BTM | [5 empty] | Yes | DC-Coupled | Solar |  | 7.6
288044 |  |  | MA - SMART Program |  |  | 2020 | Residential | WORCESTER | Lithium Ion |  | SOLAREDGE TECHNOLOGIES | 9.3 |  | 7.6 | BTM | [5 empty] | Yes | DC-Coupled | Solar |  | 7.6
289482 |  |  | MA - SMART Program |  |  | 2020 | Residential | DUDLEY | Lithium Ion |  | LG | 9.8 |  | 7.6 | BTM | [5 empty] | Yes | DC-Coupled | Solar |  | 7.6
289962 |  |  | MA - SMART Program |  |  | 2020 | Residential | ORANGE | Lithium Ion |  | PIKA ENERGY | 11.4 |  | 7.6 | BTM | [5 empty] | Yes | DC-Coupled | Solar |  | 7.6
290179 |  |  | MA - SMART Program |  |  | 2020 | Residential | ATTLEBORO | Lithium Ion |  | SOLAREDGE | 9.8 |  | 7.6 | BTM | [5 empty] | Yes | DC-Coupled | Solar |  | 7.6
290843 |  |  | MA - SMART Program |  |  | 2020 | Residential | BLACKSTONE | Lithium Ion |  | SOLAREDGE TECHNOLOGIES | 9.3 |  | 7.6 | BTM | [5 empty] | Yes | DC-Coupled | Solar |  | 7.6
290849 |  |  | MA - SMART Program |  |  | 2020 | Residential | DRACUT | Lithium Ion |  | SOLAREDGE TECHNOLOGIES | 9.3 |  | 7.6 | BTM | [5 empty] | Yes | DC-Coupled | Solar |  | 7.6
291084 |  |  | MA - SMART Program |  |  | 2020 | Residential | GLOUCESTER | Lithium Ion |  | GENERAC | 14.3 |  | 7.6 | BTM | [5 empty] | Yes | DC-Coupled | Solar |  | 7.6
297930 |  |  | MA - SMART Program |  |  | 2020 | Residential | NANTUCKET | Lithium Ion |  | GENERAC | 17.1 |  | 7.6 | BTM | [5 empty] | Yes | DC-Coupled | Solar |  | 7.6
300168 |  |  | MA - SMART Program |  |  | 2020 | Residential | NORTHAMTPON | Lithium Ion |  | GENERAC | 17.1 |  | 7.6 | BTM | [5 empty] | Yes | DC-Coupled | Solar |  | 7.6
300700 |  |  | MA - SMART Program |  |  | 2020 | Residential | SIASCONSET | Lithium Ion |  | GENERAC | 17.1 |  | 7.6 | BTM | [5 empty] | Yes | DC-Coupled | Solar |  | 7.6
301627 |  |  | MA - SMART Program |  |  | 2020 | Residential | NORTH ANDOVER | Lithium Ion |  | SOLAR EDGE | 9.3 |  | 7.6 | BTM | [5 empty] | Yes | DC-Coupled | Solar |  | 7.6
302730 |  |  | MA - SMART Program |  |  | 2020 | Residential | SHUTESBURY | Lithium Ion |  | SOLAREDGE | 9.8 |  | 7.6 | BTM | [5 empty] | Yes | DC-Coupled | Solar |  | 7.6
302808 |  |  | MA - SMART Program |  |  | 2020 | Residential | GRAFTON | Lithium Ion |  | GENERAC | 17.1 |  | 7.6 | BTM | [5 empty] | Yes | DC-Coupled | Solar |  | 7.6
302879 |  |  | MA - SMART Program |  |  | 2020 | Residential | METHUEN | Lithium Ion |  | SOLAREDGE | 9.3 |  | 7.6 | BTM | [5 empty] | Yes | DC-Coupled | Solar |  | 7.6
302939 |  |  | MA - SMART Program |  |  | 2020 | Residential | MONSON | Lithium Ion |  | SOLAREDGE | 9.3 |  | 7.6 | BTM | [5 empty] | Yes | DC-Coupled | Solar |  | 7.6
302940 |  |  | MA - SMART Program |  |  | 2020 | Residential - Heat | E LONGMEADOW | Lithium Ion |  | GENERAC | 17.1 |  | 7.6 | BTM | [5 empty] | Yes | DC-Coupled | Solar |  | 7.6
304660 |  |  | MA - SMART Program |  |  | 2020 | Residential | BELCHERTOWN | Lithium Ion |  | GENERAC | 17.1 |  | 7.6 | BTM | [5 empty] | Yes | DC-Coupled | Solar |  | 7.6
304936 |  |  | MA - SMART Program |  |  | 2020 | Residential | CLARKSBURG | Lithium Ion |  | GENERAC | 17.1 |  | 7.6 | BTM | [5 empty] | Yes | DC-Coupled | Solar |  | 7.6
305399 |  |  | MA - SMART Program |  |  | 2020 | Residential | NORTHAMPTON | Lithium Ion |  | GENERAC | 17.1 |  | 7.6 | BTM | [5 empty] | Yes | DC-Coupled | Solar |  | 7.6
306068 |  |  | MA - SMART Program |  |  | 2020 | Residential | STOCKBRIDGE | Lithium Ion |  | GENERAC | 17.1 |  | 7.6 | BTM | [5 empty] | Yes | DC-Coupled | Solar |  | 7.6
308526 |  |  | MA - SMART Program |  |  | 2020 | Residential | MILLBURY | Lithium Ion |  | GENERAC | 11.4 |  | 7.6 | BTM | [5 empty] | Yes | DC-Coupled | Solar |  | 7.6
311127 |  |  | MA - SMART Program |  |  | 2020 | Residential | NANTUCKET | Lithium Ion |  | SOLARIA | 17.1 |  | 7.6 | BTM | [5 empty] | Yes | DC-Coupled | Solar |  | 7.6
311571 |  |  | MA - SMART Program |  |  | 2020 | Residential | CHELMSFORD | Lithium Ion |  | GENERAC PWRCELL | 11.4 |  | 7.6 | BTM | [5 empty] | Yes | DC-Coupled | Solar |  | 7.6
311796 |  |  | MA - SMART Program |  |  | 2020 | Residential | ROCKLAND | Lithium Ion |  | GENERAC | 8.6 |  | 7.6 | BTM | [5 empty] | Yes | DC-Coupled | Solar |  | 7.6
311909 |  |  | MA - SMART Program |  |  | 2020 | Residential - Heat | NORTH ANDOVER | Lithium Ion |  | SOLAREDGE TECHNOLOGIES LTD | 9.3 |  | 7.6 | BTM | [5 empty] | Yes | DC-Coupled | Solar |  | 7.6
315508 |  |  | MA - SMART Program |  |  | 2020 | Residential | ROCKLAND | Lithium Ion |  | GENERAC | 17.1 |  | 7.6 | BTM | [5 empty] | Yes | DC-Coupled | Solar |  | 7.6
315783 |  |  | MA - SMART Program |  |  | 2020 | Residential | BELCHERTOWN | Lithium Ion |  | GENERAC | 17.1 |  | 7.6 | BTM | [5 empty] | Yes | DC-Coupled | Solar |  | 7.6
316113 |  |  | MA - SMART Program |  |  | 2020 | Residential | BLACKSTONE | Lithium Ion |  | SOLAREDGE | 9.3 |  | 7.6 | BTM | [5 empty] | Yes | DC-Coupled | Solar |  | 7.6
317370 |  |  | MA - SMART Program |  |  | 2020 | Residential | WARE | Lithium Ion |  | STOREDGE | 9.3 |  | 7.6 | BTM | [5 empty] | Yes | DC-Coupled | Solar |  | 7.6
318718 |  |  | MA - SMART Program |  |  | 2020 | Residential | NANTUCKET | Lithium Ion |  | GENERAC | 17.1 |  | 7.6 | BTM | [5 empty] | Yes | DC-Coupled | Solar |  | 7.6
319061 |  |  | MA - SMART Program |  |  | 2020 | Residential | MONSON | Lithium Ion |  | STOREDGE | 9.3 |  | 7.6 | BTM | [5 empty] | Yes | DC-Coupled | Solar |  | 7.6
320410 |  |  | MA - SMART Program |  |  | 2020 | Residential | SHUTESBURY | Lithium Ion |  | GENERAC | 17.1 |  | 7.6 | BTM | [5 empty] | Yes | DC-Coupled | Solar |  | 7.6
321775 |  |  | MA - SMART Program |  |  | 2020 | Residential | REHOBOTH | Lithium Ion |  | SOLAREDGE | 9.3 |  | 7.6 | BTM | [5 empty] | Yes | DC-Coupled | Solar |  | 7.6
322068 |  |  | MA - SMART Program |  |  | 2020 | Residential | NORTHAMPTON | Lithium Ion |  | GENERAC | 17.1 |  | 7.6 | BTM | [5 empty] | Yes | DC-Coupled | Solar |  | 7.6
323419 |  |  | MA - SMART Program |  |  | 2020 | Commercial | NANTUCKET | Lithium Ion |  | GENERAC | 17.1 |  | 7.6 | BTM | [5 empty] | Yes | DC-Coupled | Solar |  | 7.6
291146 |  |  | MA - SMART Program |  |  | 2020 | Residential | SALEM | Lithium Ion |  | TESLA | 14 | 13.5 | 10 | BTM | [5 empty] | Yes | AC-Coupled | Solar |  | 7.54
314247 |  |  | MA - SMART Program |  |  | 2020 | Residential - Heat | AUBURN | Lithium Ion |  | ENPHASE |  | 10.08 | 3.264 | BTM | [5 empty] | Yes | AC-Coupled | Solar |  | 7.54
255732 |  |  | MA - SMART Program |  |  | 2020 | Residential | NORTHAMPTON | Lithium Ion |  | ENPHASE |  | 10 | 7 | BTM | [5 empty] | Yes | AC-Coupled | Solar |  | 7.54
299443 |  |  | MA - SMART Program |  |  | 2020 | Residential | S ATTLEBORO | Lithium Ion |  | TESLA | 54 | 40 | 20 | BTM | [5 empty] | Yes | AC-Coupled | Solar |  | 7.44
289670 |  |  | MA - SMART Program |  |  | 2020 | Residential | WEST NEWBURY | Lithium Ion |  | TESLA | 14 | 13.5 | 5 | BTM | [5 empty] | Yes | AC-Coupled | Solar |  | 7.2
294286 |  |  | MA - SMART Program |  |  | 2020 | Residential | HOLBROOK | Lithium Ion |  | TESLA | 13.5 | 10 | 5 | BTM | [5 empty] | Yes | AC-Coupled | Solar |  | 7.2
304204 |  |  | MA - SMART Program |  |  | 2020 | Residential | MILFORD | Lithium Ion |  | TESLA | 13.5 | 10 | 5 | BTM | [5 empty] | Yes | AC-Coupled | Solar |  | 7.2
170624 | [5 empty] | 2018 | Residential | NEWBURY | Lithium Ion |  | OUTBACK | 9.6 |  | 5 | BTM | [5 empty] | Yes | DC-Coupled | Solar | 6.21 | 7.2
304219 |  |  | MA - SMART Program |  |  | 2020 | Residential | REHOBOTH | Lithium Ion |  | TESLA | 27 | 20 | 10 | BTM | [5 empty] | Yes | AC-Coupled | Solar |  | 6.96
258163 |  |  | MA - SMART Program |  |  | 2019 | Residential | NORTHAMPTON | Lithium Ion |  | SONNEN | 13.96 | 10 | 7 | BTM | [5 empty] | Yes | AC-Coupled | Solar |  | 6.96
266776 |  |  | MA - SMART Program |  |  | 2020 | Residential | ANDOVER | Lithium Ion |  | TESLA | 16.67 | 27 | 10 | BTM | [5 empty] | Yes | AC-Coupled | Solar |  | 6.67
310912 |  |  | MA - SMART Program |  |  | 2020 | Residential | COHASSET | Lithium Ion |  | TESLA | 27 | 20 | 10 | BTM | [5 empty] | Yes | AC-Coupled | Solar |  | 6.67
290098 |  |  | MA - SMART Program |  |  | 2020 | Residential | STOUGHTON | Lithium Ion |  | TESLA | 14 | 13.5 | 5 | BTM | [5 empty] | Yes | AC-Coupled | Solar |  | 6.67
293660 |  |  | MA - SMART Program |  |  | 2020 | Residential | BILLERICA | Lithium Ion |  | TESLA | 13.5 | 10 | 5 | BTM | [5 empty] | Yes | AC-Coupled | Solar |  | 6.67
161531 | 25066755 |  |  |  |  | 2018 | Residential | BARRE | Lithium Ion |  | TESLA | 11.6 | 13.5 | 5 | BTM |  |  |  |  | 25066755 | Yes | AC-Coupled | Solar |  | 6.6
161719 | 25003238 |  |  |  |  | 2018 | Residential | NORTH EASTON | Lithium Ion |  | TESLA | 13.5 | 10 | 5 | BTM |  |  |  |  | 25003238 | Yes | AC-Coupled | Solar | 7.32 | 6.6
161745 | 24955935 |  |  |  |  | 2018 | Residential | LEOMINSTER | Lithium Ion |  | TESLA | 13.5 | 10 | 5 | BTM |  |  |  |  | 24955935 | Yes | AC-Coupled | Solar | 8.1 | 6.6
162225 | 25262012 |  |  |  |  | 2018 | Residential | ANDOVER | Lithium Ion |  | TESLA | 13.5 | 10 | 5 | BTM |  |  |  |  | 25262012 | Yes | AC-Coupled | Solar | 7.8 | 6.6
166864 | [5 empty] | 2018 | Residential | WESTPORT | Lithium Ion |  | TESLA | 13.5 | 10 | 5 | BTM | [5 empty] | Yes | AC-Coupled | Solar |  | 6.6
167261 | [5 empty] | 2018 | Residential | WESTMINSTER | Lithium Ion |  | TESLA | 13.5 | 10 | 5 | BTM | [5 empty] | Yes | AC-Coupled | Solar | 8.45 | 6.6
174032 |  |  | MA - SMART Program |  |  | 2018 | Residential | WESTBOROUGH | Lithium Ion |  | TESLA | 13.5 | 10 | 5 | BTM | [5 empty] | Yes | AC-Coupled | Solar | 7.15 | 6.6
170741 | [5 empty] | 2018 | Residential | STURBRIDGE | Lithium Ion |  | TESLA | 13.5 | 10 | 5 | BTM | [5 empty] | Yes | AC-Coupled | Solar |  | 6.48
307769 |  |  | MA - SMART Program |  |  | 2020 | Residential | FOXBOROUGH | Lithium Ion |  | TESLA | 13.5 | 10 | 5 | BTM | [5 empty] | Yes | AC-Coupled | Solar |  | 6.48
197699 |  |  | MA - SMART Program |  |  | 2019 | Residential | S HAMILTON | Lithium Ion |  | SONNEN |  | 10 | 7 | BTM | [5 empty] | Yes | AC-Coupled | Solar | 7.4 | 6.4
266861 |  |  | MA - SMART Program |  |  | 2020 | Residential | NEWBURYPORT | Lithium Ion |  | TESLA | 11.38 | 5 | 5 | BTM | [5 empty] | Yes | AC-Coupled | Solar |  | 6.38
315842 |  |  | MA - SMART Program |  |  | 2020 | Residential | HAVERHILL | Lithium Ion |  | ENPHASE ENERGY |  | 11.24 | 5 | BTM | [5 empty] | Yes | AC-Coupled | Solar |  | 6.24
296718 |  |  | MA - SMART Program |  |  | 2020 | Residential | BEVERLY | Lithium Ion |  | TESLA | 13.5 | 10 | 5 | BTM | [5 empty] | Yes | AC-Coupled | Solar |  | 6.09
299887 |  |  | MA - SMART Program |  |  | 2020 | Residential | ANDOVER | Lithium Ion |  | TESLA | 27 | 20 | 10 | BTM | [5 empty] | Yes | AC-Coupled | Solar |  | 6
151961 | 23197148 |  |  |  |  | 2017 | Residential | HUBBARDSTON | Lithium Ion |  | TESLA | 13.5 | 10 | 5 | BTM |  |  |  |  | 23197148 | Yes | AC-Coupled | Solar | 7.8 | 6
153342 | 23572949 |  |  |  |  | 2017 | Residential | SOMERSET | Lithium Ion |  | TESLA | 13.5 | 10 | 5 | BTM |  |  |  |  | 23572949 | Yes | AC-Coupled | Solar | 6.5 | 6
162379 | 25178857 |  |  |  |  | 2018 | Residential | SALEM | Lithium Ion |  | TESLA | 13.5 | 10 | 5 | BTM |  |  |  |  | 25178857 | Yes | AC-Coupled | Solar | 6.5 | 6
184865 |  |  | MA - SMART Program |  |  | 2018 | Residential | HANSON | Lithium Ion |  | TESLA | 13.5 | 10 | 5 | BTM | [5 empty] | Yes | AC-Coupled | Solar | 7.32 | 6
194157 | [5 empty] | 2018 | Residential | ATTLEBORO | Lithium Ion |  | TESLA | 13.5 | 10 | 5 | BTM | [5 empty] | Yes | AC-Coupled | Solar |  | 6
239164 |  |  | MA - SMART Program |  |  | 2020 | Residential | GARDNER | Lithium Ion |  | SOLAR EDGE |  | 13.5 | 5 | BTM | [5 empty] | Yes | AC-Coupled | Solar |  | 6
245944 |  |  | MA - SMART Program |  |  | 2020 | Residential | MONTEREY | Lithium Ion |  | SOLAREDGE TECHNOLOGIES HD |  | 13.5 | 5.8 | BTM | [5 empty] | Yes | AC-Coupled | Solar |  | 6
255413 |  |  | MA - SMART Program |  |  | 2019 | Residential | FISKDALE | Lithium Ion |  | TESLA | 13.5 | 10 | 5 | BTM | [5 empty] | Yes | AC-Coupled | Solar | 6.3 | 6
255782 |  |  | MA - SMART Program |  |  | 2020 | Residential | AUBURN | Lithium Ion |  | TESLA | 11 | 13.5 | 5 | BTM | [5 empty] | Yes | AC-Coupled | Solar |  | 6
277530 |  |  | MA - SMART Program |  |  | 2020 | Residential | HOLBROOK | Lithium Ion |  | TESLA | 11 | 13.5 | 5 | BTM | [5 empty] | Yes | DC-Coupled | Solar |  | 6
293473 |  |  | MA - SMART Program |  |  | 2020 | Residential | BRIDGEWATER | Lithium Ion |  | TESLA | 13.5 | 10 | 5 | BTM | [5 empty] | Yes | AC-Coupled | Solar |  | 6
304236 |  |  | MA - SMART Program |  |  | 2020 | Residential | DOUGLAS | Lithium Ion |  | TESLA | 13.5 | 10 | 5 | BTM | [5 empty] | Yes | AC-Coupled | Solar |  | 6
282911 |  |  | MA - SMART Program |  |  | 2020 | Residential | DRACUT | Lithium Ion |  | TESLA | 5 | 13.2 | 5 | BTM | [5 empty] | Yes | DC-Coupled | Solar |  | 6
317549 |  |  | MA - SMART Program |  |  | 2020 | Residential | EAST LONGMEADOW | Lithium Ion |  | DELTA ELECTRONICS | 9.3 |  | 6 | BTM | [5 empty] | Yes | DC-Coupled | Solar |  | 6
309531 |  |  | MA - SMART Program |  |  | 2020 | Residential | WENHAM | Lithium Ion |  | TESLA | 27 | 20 | 10 | BTM | [5 empty] | Yes | AC-Coupled | Solar |  | 5.8
311999 |  |  | MA - SMART Program |  |  | 2020 | Residential | PALMER | Lithium Ion |  | ENPHASE ENERGY |  | 13.5 | 5 | BTM | [5 empty] | Yes | AC-Coupled | Solar |  | 5.8
291986 |  |  | MA - SMART Program |  |  | 2020 | Residential | GARDNER | Lithium Ion |  | TESLA | 27 | 20 | 10 | BTM | [5 empty] | Yes | AC-Coupled | Solar |  | 5.76
299097 |  |  | MA - SMART Program |  |  | 2020 | Residential | HAWLEY | Lithium Ion |  | TESLA | 27 | 20 | 10 | BTM | [5 empty] | Yes | AC-Coupled | Solar |  | 5.76
294937 |  |  | MA - SMART Program |  |  | 2020 | Residential | LEOMINSTER | Lithium Ion |  | TESLA | 13.5 | 10 | 5 | BTM | [5 empty] | Yes | AC-Coupled | Solar |  | 5.76
307376 |  |  | MA - SMART Program |  |  | 2020 | Residential | HAVERHILL | Lithium Ion |  | ENPHASE ENERGY |  | 13.5 | 5 | BTM | [5 empty] | Yes | AC-Coupled | Solar |  | 5.52
296066 |  |  | MA - SMART Program |  |  | 2020 | Residential | LANCASTER | Lithium Ion |  | TESLA | 13.5 | 10 | 5 | BTM | [5 empty] | Yes | AC-Coupled | Solar |  | 5.51
260440 |  |  | MA - SMART Program |  |  | 2019 | Residential | NORTHAMPTON | Lithium Ion |  | SONNEN | 8.82 | 7.5 | 3.6 | BTM | [5 empty] | Yes | AC-Coupled | Solar |  | 5.22
162061 | 25207191 |  |  |  |  | 2018 | Residential | NEWBURYPORT | Lithium Ion |  | TESLA | 13.5 | 10 | 5 | BTM |  |  |  |  | 25207191 | Yes | AC-Coupled | Solar | 5.85 | 5.2
162593 | 25162226 |  |  |  |  | 2018 | Residential | HARDWICK | Lithium Ion |  | TESLA | 13.5 | 10 | 5 | BTM |  |  |  |  | 25162226 | Yes | AC-Coupled | Solar | 6.83 | 5.2
168469 | [5 empty] | 2018 | Residential | DIGHTON | Lithium Ion |  | TESLA | 10.2 | 13.5 | 5 | BTM | [5 empty] | Yes | AC-Coupled | Solar |  | 5.2
183851 |  |  | MA - SMART Program |  |  | 2018 | Residential | S GRAFTON | Lithium Ion |  | TESLA | 13.5 | 10 | 5 | BTM | [5 empty] | Yes | AC-Coupled | Solar | 5.85 | 5.2
201010 |  |  | MA - SMART Program |  |  | 2019 | Residential | SAUGUS | Lithium Ion |  | TESLA | 13.5 | 10 | 5 | BTM | [5 empty] | Yes | AC-Coupled | Solar | 5.2 | 5.2
312810 |  |  | MA - SMART Program |  |  | 2020 | Residential | METHUEN | Lithium Ion |  | ENPHASE ENERGY |  | 13.5 | 5 | BTM | [5 empty] | Yes | AC-Coupled | Solar |  | 5.04
244271 | [5 empty] | 2019 | Residential | MENDON | Lithium Ion |  | TESLA | 27 | 20 | 10 | BTM | [5 empty] | Yes | AC-Coupled | Solar |  | 5
303282 |  |  | MA - SMART Program |  |  | 2020 | Residential | REHOBOTH | Lithium Ion |  | TESLA | 27 | 20 | 10 | BTM | [5 empty] | Yes | AC-Coupled | Solar |  | 5
162534 | 25128344 |  |  |  |  | 2018 | Residential | SCITUATE | Lithium Ion |  | TESLA | 5 | 13.5 | 5 | BTM |  |  |  |  | 25128344 | Yes | AC-Coupled | Solar |  | 5
169528 | [5 empty] | 2018 | Residential | SEEKONK | Lithium Ion |  | TESLA | 10 | 13.5 | 5 | BTM | [5 empty] | Yes | AC-Coupled | Solar |  | 5
172580 | [5 empty] | 2019 | Residential | SHUTESBURY | Lithium Ion |  | TESLA | 13.5 | 10 | 5 | BTM | [5 empty] | No | AC-Coupled | None |  | 5
172993 | [5 empty] | 2018 | Residential | BERLIN | Lithium Ion |  | TESLA | 13.5 | 10 | 5 | BTM | [5 empty] | Yes | AC-Coupled | Solar |  | 5
178635 | [5 empty] | 2019 | Residential | DRACUT | Lithium Ion |  | TESLA | 5 | 13.5 | 5 | BTM |  |  |  |  | 26093273 | Yes | AC-Coupled | Solar |  | 5
185639 | [5 empty] | 2019 | Residential | WESTFORD | Lithium Ion |  | TESLA | 240 | 5 | 5 | BTM | [5 empty] | Yes | AC-Coupled | Solar |  | 5
190265 |  |  | MA - SMART Program |  |  | 2019 | Residential | FRANKLIN | Lithium Ion |  | TESLA | 13.5 | 10 | 5 | BTM | [5 empty] | Yes | AC-Coupled | Solar | 4.88 | 5
193952 |  |  | MA - SMART Program |  |  | 2019 | Residential | E LONGMEADOW | Lithium Ion |  | TESLA | 13.5 | 10 | 5 | BTM | [5 empty] | Yes | AC-Coupled | Solar | 5.67 | 5
204314 |  |  | MA - SMART Program |  |  | 2019 | Residential | WESTBOROUGH | Lithium Ion |  | TESLA | 13.5 | 10 | 5 | BTM | [5 empty] | Yes | AC-Coupled | Solar | 6.41 | 5
208344 |  |  | MA - SMART Program |  |  | 2019 | Residential | SWANSEA | Lithium Ion |  | TESLA | 13.5 | 10 | 5 | BTM | [5 empty] | Yes | AC-Coupled | Solar | 4.5 | 5
219723 |  |  | MA - SMART Program |  |  | 2019 | Residential | METHUEN | Lithium Ion |  | TESLA | 13.5 | 10 | 5 | BTM | [5 empty] | Yes | AC-Coupled | Solar | 5.67 | 5
230204 | [5 empty] | 2019 | Residential | SALEM | Lithium Ion |  | TESLA | 13.5 | 10 | 5 | BTM | [5 empty] | Yes | AC-Coupled | Solar |  | 5
233385 |  |  | MA - SMART Program |  |  | 2019 | Residential | SOMERSET | Lithium Ion |  | TESLA | 13.5 | 10 | 5 | BTM | [5 empty] | Yes | AC-Coupled | Solar | 5.94 | 5
241215 |  |  | MA - SMART Program |  |  | 2019 | Residential | MELROSE | Lithium Ion |  | TESLA | 13.5 | 10 | 5 | BTM | [5 empty] | Yes | AC-Coupled | Solar | 8.19 | 5
249036 | [5 empty] | 2019 | Commercial | GLOUCESTER | Lithium Ion |  | TESLA | 13.5 | 10 | 5 | BTM | [5 empty] | No | AC-Coupled | None |  | 5
263280 | [5 empty] | 2020 | Residential | COHASSET | Lithium Ion |  | TESLA | 5 | 13.5 | 5 | BTM | [5 empty] | Yes | Separate PCC | Other |  | 5
266304 |  |  | MA - SMART Program |  |  | 2020 | Residential | WILLIAMSTOWN | Lithium Ion |  | TESLA | 10 | 13.5 | 5 | BTM | [5 empty] | Yes | AC-Coupled | Solar |  | 5
270464 | [5 empty] | 2020 | Residential | NEW MARLBORO | Lithium Ion |  | TESLA | 13.5 | 10 | 5 | BTM | [5 empty] | Yes | Separate PCC | Other |  | 5
278001 |  |  | MA - SMART Program |  |  | 2020 | Residential | MONTEREY | Lithium Ion |  | TESLA | 10 | 13.5 | 5 | BTM | [5 empty] | Yes | DC-Coupled | Solar |  | 5
293895 |  |  | MA - SMART Program |  |  | 2020 | Residential | NORTH DIGHTON | Lithium Ion |  | TESLA | 13.5 | 10 | 5 | BTM | [5 empty] | Yes | AC-Coupled | Solar |  | 5
299493 |  |  | MA - SMART Program |  |  | 2020 | Residential | WILLIAMSTOWN | Lithium Ion |  | TESLA | 13.5 | 10 | 5 | BTM | [5 empty] | Yes | AC-Coupled | Solar |  | 5
302937 |  |  | MA - SMART Program |  |  | 2020 | Residential | BARRE | Lithium Ion |  | TESLA | 13.5 | 10 | 5 | BTM | [5 empty] | Yes | AC-Coupled | Solar |  | 5
303957 |  |  | MA - SMART Program |  |  | 2020 | Residential | BROCKTON | Lithium Ion |  | TESLA | 13.5 | 10 | 5 | BTM | [5 empty] | Yes | AC-Coupled | Solar |  | 5
306416 | [5 empty] | 2020 | Residential | ANDOVER | Lithium Ion |  | TESLA | 13.5 | 10 | 5 | BTM | [5 empty] | Yes | AC-Coupled | Battery Add-On |  | 5
173543 | [5 empty] | 2019 | Residential | WESTBOROUGH | Lithium Ion |  | TESLA | 13.5 | 10 | 5 | BTM | [5 empty] | Yes | AC-Coupled | Solar | 4.68 | 5
174044 |  |  | MA - SMART Program |  |  | 2018 | Residential | ANDOVER | Lithium Ion |  | TESLA | 13.5 | 10 | 5 | BTM | [5 empty] | Yes | AC-Coupled | Solar | 6.18 | 5
205311 | [5 empty] | 2019 | Residential | MEDFORD | Lithium Ion |  | TESLA | 13.5 | 10 | 5 | BTM | [5 empty] | Yes | AC-Coupled | Solar |  | 5
205312 | [5 empty] | 2019 | Residential | AMESBURY | Lithium Ion |  | TESLA | 13.5 | 10 | 5 | BTM | [5 empty] | Yes | AC-Coupled | Solar |  | 5
226647 |  |  | MA - SMART Program |  |  | 2019 | Residential | ROCKPORT | Lithium Ion |  | TESLA | 13.5 | 10 | 5 | BTM | [5 empty] | Yes | AC-Coupled | Solar |  | 5
234609 |  |  | MA - SMART Program |  |  | 2019 | Residential | MANCHESTER | Lithium Ion |  | TESLA | 13.5 | 10 | 5 | BTM | [5 empty] | Yes | AC-Coupled | Solar |  | 5
265595 |  |  | MA - SMART Program |  |  | 2020 | Residential | MELROSE | Lithium Ion |  | TESLA | 10 | 5 | 5 | BTM | [5 empty] | Yes | AC-Coupled | Solar |  | 5
265957 |  |  | MA - SMART Program |  |  | 2020 | Residential | WILLIAMSTOWN | Lithium Ion |  | TESLA | 10 | 5 | 5 | BTM | [5 empty] | Yes | AC-Coupled | Solar |  | 5
177634 | 24572663 |  | MA - SMART Program |  |  | 2020 | Commercial | SPENCER | Lithium Ion |  | SOLECTRIA RENEWABLES | 2000 |  | 1261 | FTM | [5 empty] | Yes | DC-Coupled | Solar |  | 2000
296483 |  |  | MA - SMART Program |  |  | 2020 | Residential | WILLIAMSTOWN | Lithium Ion |  | SMA | 5.12 |  | 5 | BTM | [5 empty] | Yes | AC-Coupled | Solar |  | 5
230125 |  |  | MA - SMART Program |  |  | 2019 | Residential | MANCHESTER | Lithium Ion |  | TESLA | 13.5 | 10 | 5 | BTM | [5 empty] | Yes | AC-Coupled | Solar | 5.12 | 4.64
249471 |  |  | MA - SMART Program |  |  | 2019 | Residential | HALIFAX | Lithium Ion |  | TESLA | 13.5 | 10 | 5 | BTM | [5 empty] | Yes | AC-Coupled | Solar | 5.58 | 4.5
307385 |  |  | MA - SMART Program |  |  | 2020 | Residential | PEMBROKE | Lithium Ion |  | LONGI GREEN ENERGY TECHNOLOGY CO LTD |  | 13.5 | 5 | BTM | [5 empty] | Yes | AC-Coupled | Solar |  | 4.32
310987 |  |  | MA - SMART Program |  |  | 2020 | Residential | SHUTESBURY | Lithium Ion |  | ENPHASE ENERGY |  | 13.5 | 5 | BTM | [5 empty] | Yes | AC-Coupled | Solar |  | 4.32
168282 | [5 empty] | 2018 | Residential | BERLIN | Lithium Ion |  | TESLA | 13.5 | 10 | 5 | BTM | [5 empty] | Yes | AC-Coupled | Solar | 2.1 | 4.2
296194 |  |  | MA - SMART Program |  |  | 2020 | Residential | FALL RIVER | Lithium Ion |  | TESLA | 13.5 | 10 | 5 | BTM | [5 empty] | Yes | AC-Coupled | Solar |  | 3.84
249752 |  |  | MA - SMART Program |  |  | 2020 | Residential | WRENTHAM | Lithium Ion |  | SOLAREDGE |  | 13.5 | 20 | BTM | [5 empty] | Yes | AC-Coupled | Solar |  | 3.8
197736 |  |  | MA - SMART Program |  |  | 2019 | Residential | ROCKPORT | Lithium Ion |  | TESLA | 27 | 20 | 10 | BTM | [5 empty] | Yes | AC-Coupled | Solar | 4.41 | 3.8
259369 |  |  | MA - SMART Program |  |  | 2020 | Residential | BILLERICA | Lithium Ion |  | TESLA | 13.8 | 27 | 10 | BTM | [5 empty] | Yes | AC-Coupled | Solar |  | 3.8
269220 |  |  | MA - SMART Program |  |  | 2020 | Residential | BEVERLY | Lithium Ion |  | TESLA | 27 | 20 | 10 | BTM | [5 empty] | Yes | AC-Coupled | Solar |  | 3.8
244136 |  |  | MA - SMART Program |  |  | 2019 | Residential | BILLERICA | Lithium Ion |  | LG CHEM |  | 19.6 | 3.8 | BTM | [5 empty] | Yes | DC-Coupled | Solar | 5.04 | 3.8
190278 | [5 empty] | 2018 | Residential | BILLERICA | Lithium Ion |  | TESLA | 13.5 | 10 | 5 | BTM | [5 empty] | Yes | AC-Coupled | Solar | 3.78 | 3.8
192755 |  |  | MA - SMART Program |  |  | 2019 | Residential | MANCHESTER | Lithium Ion |  | TESLA | 13.5 | 10 | 5 | BTM | [5 empty] | Yes | AC-Coupled | Solar | 2.28 | 3.8
194751 |  |  | MA - SMART Program |  |  | 2018 | Residential | SALEM | Lithium Ion |  | TESLA | 13.5 | 10 | 5 | BTM | [5 empty] | Yes | AC-Coupled | Solar | 3.78 | 3.8
202337 |  |  | MA - SMART Program |  |  | 2019 | Residential | WORCESTER | Lithium Ion |  | TESLA | 13.5 | 10 | 5 | BTM | [5 empty] | Yes | AC-Coupled | Solar | 4.2 | 3.8
215916 |  |  | MA - SMART Program |  |  | 2019 | Residential | W BRIDGEWATER | Lithium Ion |  | TESLA | 13.5 | 10 | 5 | BTM | [5 empty] | Yes | AC-Coupled | Solar | 4.58 | 3.8
246762 |  |  | MA - SMART Program |  |  | 2019 | Residential | WESTBOROUGH | Lithium Ion |  | TESLA | 13.5 | 10 | 5 | BTM | [5 empty] | Yes | AC-Coupled | Solar | 4.1 | 3.8
247003 |  |  | MA - SMART Program |  |  | 2019 | Residential | REVERE | Lithium Ion |  | TESLA | 13.5 | 10 | 5 | BTM | [5 empty] | Yes | AC-Coupled | Solar | 4.1 | 3.8
247453 |  |  | MA - SMART Program |  |  | 2019 | Residential | ATTLEBORO | Lithium Ion |  | TESLA | 13.5 | 10 | 5 | BTM | [5 empty] | Yes | AC-Coupled | Solar | 4.1 | 3.8
266299 |  |  | MA - SMART Program |  |  | 2020 | Residential | WILLIAMSTOWN | Lithium Ion |  | TESLA | 8.8 | 13.5 | 5 | BTM | [5 empty] | Yes | AC-Coupled | Solar |  | 3.8
269589 |  |  | MA - SMART Program |  |  | 2020 | Residential - Heat | WILLIAMSTOWN | Lithium Ion |  | TESLA | 8.8 | 13.5 | 5 | BTM | [5 empty] | Yes | AC-Coupled | Solar |  | 3.8
272189 |  |  | MA - SMART Program |  |  | 2020 | Residential | WILLIAMSTOWN | Lithium Ion |  | TESLA | 8.8 | 13.5 | 5 | BTM | [5 empty] | Yes | AC-Coupled | Solar |  | 3.8
284567 |  |  | MA - SMART Program |  |  | 2020 | Residential | WILLIAMSTOWN | Lithium Ion |  | TESLA | 13.5 | 10 | 5 | BTM | [5 empty] | Yes | DC-Coupled | Solar |  | 3.8
299472 |  |  | MA - SMART Program |  |  | 2020 | Residential | WILLIAMSTOWN | Lithium Ion |  | TESLA | 13.5 | 10 | 5 | BTM | [5 empty] | Yes | AC-Coupled | Solar |  | 3.8
300683 |  |  | MA - SMART Program |  |  | 2020 | Residential - Heat | WILLIAMSTOWN | Lithium Ion |  | TESLA | 13.5 | 10 | 5 | BTM | [5 empty] | Yes | AC-Coupled | Solar |  | 3.8
262246 |  |  | MA - SMART Program |  |  | 2020 | Residential - Heat | ESSEX | Lithium Ion |  | LG CHEM | 3.8 | 9.8 | 5 | BTM | [5 empty] | Yes | DC-Coupled | Solar |  | 3.8
266704 |  |  | MA - SMART Program |  |  | 2020 | Residential | QUINCY | Lithium Ion |  | LG CHEM | 3.8 | 9.8 | 5 | BTM | [5 empty] | Yes | DC-Coupled | Solar |  | 3.8
281894 |  |  | MA - SMART Program |  |  | 2020 | Residential | SWANSEA | Lithium Ion |  | LG CHEM | 8.8 | 9.8 | 5 | BTM | [5 empty] | Yes | DC-Coupled | Solar |  | 3.8
267176 |  |  | MA - SMART Program |  |  | 2020 | Residential | FALL RIVER | Lithium Ion |  | LG CHEM | 3.8 | 9.3 | 9.8 | BTM | [5 empty] | Yes | DC-Coupled | Solar |  | 3.8
196581 |  |  | MA - SMART Program |  |  | 2019 | Residential | BROCKTON | Lithium Ion |  | LG CHEM | 9.3 |  | 3.8 | BTM | [5 empty] | Yes | DC-Coupled | Solar | 4.29 | 3.8
253485 |  |  | MA - SMART Program |  |  | 2020 | Residential | MALBOROUGH | Lithium Ion |  | SOLAREDGE TECHNOLOGIES | 9.3 |  | 3.8 | BTM | [5 empty] | Yes | DC-Coupled | Solar |  | 3.8
281946 |  |  | MA - SMART Program |  |  | 2020 | Residential | MEDFORD | Lithium Ion |  | TESLA | 8.77 | 13.5 | 5 | BTM | [5 empty] | Yes | DC-Coupled | Solar |  | 3.77
168580 | [5 empty] | 2018 | Residential | DUDLEY | Lithium Ion |  | TESLA | 27 | 20 | 10 | BTM | [5 empty] | Yes | AC-Coupled | Solar | 3.3 | 3.6
293196 |  |  | MA - SMART Program |  |  | 2020 | Residential | BARRE | Lithium Ion |  | TESLA | 13.5 | 10 | 5 | BTM | [5 empty] | Yes | AC-Coupled | Solar |  | 3.6
241860 |  |  | MA - SMART Program |  |  | 2019 | Residential | E LONGMEADOW | Lithium Ion |  | TESLA | 13.5 | 10 | 5 | BTM | [5 empty] | Yes | AC-Coupled | Solar |  | 3.48
263346 |  |  | MA - SMART Program |  |  | 2020 | Residential | MENDON | Lithium Ion |  | SONNEN ENERGY |  | 20 | 7 | BTM | [5 empty] | Yes | AC-Coupled | Solar |  | 3
161843 | 24958636 |  |  |  |  | 2017 | Residential | HALIFAX | Lithium Ion |  | TESLA | 13.5 | 10 | 5 | BTM |  |  |  |  | 24958636 | Yes | AC-Coupled | Solar | 3 | 3
186376 |  |  | MA - SMART Program |  |  | 2018 | Residential | QUINCY | Lithium Ion |  | TESLA | 13.5 | 10 | 5 | BTM | [5 empty] | Yes | AC-Coupled | Solar | 3.05 | 3
225946 |  |  | MA - SMART Program |  |  | 2019 | Residential | QUINCY | Lithium Ion |  | TESLA | 13.5 | 10 | 5 | BTM | [5 empty] | Yes | AC-Coupled | Solar | 2.6 | 3
296506 |  |  | MA - SMART Program |  |  | 2020 | Residential | WILLIAMSTOWN | Lithium Ion |  | TESLA | 13.5 | 10 | 5 | BTM | [5 empty] | Yes | AC-Coupled | Solar |  | 3
215871 |  |  | MA - SMART Program |  |  | 2019 | Residential | WILLIAMSTOWN | Lithium Ion |  | LITEPLAN | 5.12 | 5 | 5 | BTM | [5 empty] | Yes | AC-Coupled | Solar |  | 3
284110 |  |  | MA - SMART Program |  |  | 2020 | Residential | SALEM | Lithium Ion |  | TESLA | 13.5 | 10 | 5 | BTM | [5 empty] | Yes | DC-Coupled | Solar |  | 2.9
294517 |  |  | MA - SMART Program |  |  | 2020 | Residential | WRENTHAM | Lithium Ion |  | TESLA | 13.5 | 10 | 5 | BTM | [5 empty] | Yes | AC-Coupled | Solar |  | 2.61
262187 |  |  | MA - SMART Program |  |  | 2020 | Residential | LOWELL | Lithium Ion |  | TESLA | 7.4 | 5 | 5 | BTM | [5 empty] | Yes | AC-Coupled | Solar |  | 2.4
294614 |  |  | MA - SMART Program |  |  | 2020 | Residential | WILLIAMSBURG | Lithium Ion |  | TESLA | 13.5 | 10 | 5 | BTM | [5 empty] | Yes | AC-Coupled | Solar |  | 2.03
177702 | 24210886 |  | Utility-Owned Storage - R&D |  |  | 2020 | Utility-Owner Distribution | N ATTLEBORO | Lithium Ion |  | NEC ENERGY SOLUTIONS | 1020 |  | 560 | FTM | Renewable Energy Shifting | Power Quality (e.g., Voltage/VAR Support) | Reliability and Resiliency |  | 24210886 | Yes | AC-Coupled | Solar | 2518 | 3469
294356 |  |  | MA - SMART Program |  |  | 2020 | Residential | BROCKTON | Lithium Ion |  | TESLA | 13.5 | 10 | 5 | BTM | [5 empty] | Yes | AC-Coupled | Solar |  | 1.92
176239 |  |  | Utility-Owned Storage - R&D |  |  | 2018 | Utility-Owned Distribution | SHIRLEY | Lithium Ion |  | TESLA |  | 500 | 250 | FTM | Generation Support (e.g., Peaker Replacement) | Peak Shaving/Load Leveling | Power Quality (e.g., Voltage/VAR Support) |  | 19351038 | yes | AC-Coupled | solar | 999 | 1000
|  |  | Utility-Owned Storage - T&D |  |  | 2019 | Utility-Owned Distribution | NANTUCKET | Lithium Ion |  | TESLA |  | 48000 | 6000 | FTM | Reliability and Resiliency |  |  |  |  | yes | AC-Coupled | Diesel/grid supplied |  | 6.38
175307 | 17322373 |  | MA - SMART Program |  |  | 2021 | Commercial | N CHELMSFORD | Battery |  | AE SOLAR ENERGY, INC. | 1540 |  | 1000 | FTM | Renewable Energy Integration (e.g., Ramping, Smoothing) | Renewable Energy Shifting | Customer Bill Savings (e.g., Demand Charge Management, TOU Arbitrage) |  | 17322373 | yes | DC-Coupled | Solar |  | 910
176663 | 20631077 |  | MA - SMART Program |  |  | 2021 | Commercial | WEBSTER | Battery |  | Power Electronics | 1000 | 1000 | 1000 | FTM | Renewable Energy Integration (e.g., Ramping, Smoothing) | Renewable Energy Shifting |  |  | 20631077 | yes | DC-Coupled | Solar |  | 1000
177040 | 22355677 |  | MA - SMART Program |  |  | 2021 | Commercial | LEICESTER | Battery | Lithium Ion | Sungrow - Samsung | 4000 |  | 125 | FTM | Renewable Energy Integration (e.g., Ramping, Smoothing) | Wholesale Market (i.e., Energy, Capacity, Ancillary Services) | Customer Bill Savings (e.g., Demand Charge Management, TOU Arbitrage) | Reliability and Resiliency | 22355677 | yes | DC-Coupled | Solar |  | 2592
177057 | 23434954 |  | MA - SMART Program |  |  | 2021 | Commercial | HUBBARDSTON | Battery | Lithium Ion | Sungrow - Samsung | 7373 | 6757 | 3300 | BTM | Renewable Energy Integration (e.g., Ramping, Smoothing) | Wholesale Market (i.e., Energy, Capacity, Ancillary Services) | Renewable Energy Integration (e.g., Ramping, Smoothing) | Renewable Energy Shifting | 23434954 | yes | AC-Coupled | Solar | 7061 | 4950
177166 | 23484713 |  | MA - SMART Program |  |  | 2021 | Commercial | GRANBY | Battery |  | Power Electronics | 750 | 750 | 875 | FTM | Renewable Energy Integration (e.g., Ramping, Smoothing) |  |  |  | 23484713 | yes | DC-Coupled | Solar |  | 3000
177688 | 25090648 |  | MA - SMART Program |  |  | 2021 | Residential | BERLIN | Battery |  | Tesla, Inc. | 67.5 | 54 | 20 | FTM | Renewable Energy Integration (e.g., Ramping, Smoothing) |  |  |  | 25090648 | yes | DC-Coupled | Solar | 7000 | 4950
177840 | 25187666 |  | MA - SMART Program |  |  | 2021 | Commercial | NORTHBRIDGE | Battery |  | Sungrow |  | 1000 | 500 | FTM | Wholesale Market (i.e., Energy, Capacity, Ancillary Services) | Customer Bill Savings (e.g., Demand Charge Management, TOU Arbitrage) |  |  | 25187666 | yes | AC-Coupled | Solar |  | 4980
177841 | 25188219 |  | MA - SMART Program |  |  | 2021 | Commercial | NORTHBRIDGE | Battery |  | Sungrow |  | 3000 | 3000 | FTM | Renewable Energy Integration (e.g., Ramping, Smoothing) |  |  |  | 25188219 | yes | AC-Coupled | Solar |  | 4980
177892 | 23932404 |  | MA - SMART Program |  |  | 2021 | Commercial | NORTH BROOKFIELD | Battery |  | Samsung | 6762 | 6762 | 3380 | FTM | Renewable Energy Integration (e.g., Ramping, Smoothing) | Customer Bill Savings (e.g., Demand Charge Management, TOU Arbitrage) |  |  | 23932404 | yes | DC-Coupled | Solar | 6480 | 4200
178059 | 24873440 |  | MA - SMART Program |  |  | 2021 | Commercial | WARE | Battery |  | Power Electronics | 4500 | 3000 | 3000 | FTM | Renewable Energy Integration (e.g., Ramping, Smoothing) | Renewable Energy Shifting | Wholesale Market (i.e., Energy, Capacity, Ancillary Services) |  | 24873440 | yes | DC-Coupled | Solar | 4258 | 3000
178060 | 24873456 |  | MA - SMART Program |  |  | 2021 | Commercial | EAST BROOKFIELD | Battery |  | Cooper | 3072 |  | 2490 | FTM | Renewable Energy Integration (e.g., Ramping, Smoothing) | Wholesale Market (i.e., Energy, Capacity, Ancillary Services) | Renewable Energy Integration (e.g., Ramping, Smoothing) | Renewable Energy Shifting | 24873456 | yes | DC-Coupled | Solar |  | 4980
178063 | 24880390 |  | MA - SMART Program | Other |  | 2021 | Commercial | NEW MARLBOROUGH | Battery |  | SunGrow | 2224 | 2080 | 2000 | FTM | Renewable Energy Integration (e.g., Ramping, Smoothing) | Wholesale Market (i.e., Energy, Capacity, Ancillary Services) |  |  | 24880390 | yes | DC-Coupled | Solar | 3000 | 2000
178078 | 24079885 |  | Other |  |  | 2021 | Company Use2 | NORTHBRIDGE | Battery |  | Storage Power Solutions & Power Electronics |  | 2000 | 250 | FTM | Peak Shaving/ Load Leveling |  |  |  | 24079885 | yes | AC-Coupled | Solar | 3000 | 4750
178087 | 24096406 |  | MA - SMART Program |  |  | 2021 | Commercial | NORTH BROOKFIELD | Battery |  | Samsung | 6000 | 14958.22 | 4300 | FTM | Renewable Energy Integration (e.g., Ramping, Smoothing) | Renewable Energy Integration (e.g., Ramping, Smoothing) | Renewable Energy Shifting |  | 24096406 | yes | DC-Coupled | Solar | 5200 | 4300
178097 | 24508325 |  | MA - SMART Program |  |  | 2021 | Commercial | WARREN | Battery |  | AE SOLAR ENERGY, INC. | 4960 | 6300 | 3150 | FTM | Renewable Energy Integration (e.g., Ramping, Smoothing) | Other- cycle once per week to comply with SMART provision |  |  | 24508325 | yes | DC-Coupled | Solar | 7017 | 4000
178155 | 25559704 |  | MA - SMART Program |  |  | 2021 | Commercial | BELLINGHAM | Battery |  | Power Electronics |  | 9000 | 2250 | FTM | Wholesale Market (i.e., Energy, Capacity, Ancillary Services) | Power Quality (e.g., Voltage/VAR Support) | Renewable Energy Integration (e.g., Ramping, Smoothing) |  | 25559704 | yes | AC-Coupled | Solar |  | 7040
178314 | 25861839 |  | MA - SMART Program | Other |  | 2021 | Commercial | HAVERHILL | Battery |  | Storage Power Solutions | 12000 | 12000 | 2000 | FTM | Peak Shaving/ Load Leveling | Other- cycle once per week to comply with SMART provision |  |  | 25861839 | yes | AC-Coupled | Solar | 4056 | 4800
178492 | 25460255 |  | MA - SMART Program |  |  | 2021 | Commercial | NORTHBRIDGE | Battery |  | Sungrow |  | 4000 | 4000 | FTM | Renewable Energy Integration (e.g., Ramping, Smoothing) |  |  |  | 25460255 | yes | AC-Coupled | Solar |  | 4980
178493 | 25460259 |  | MA - SMART Program |  |  | 2021 | Commercial | NORTHBRIDGE | Battery |  | Sungrow |  | 4000 | 4000 | FTM | Renewable Energy Integration (e.g., Ramping, Smoothing) |  |  |  | 25460259 | yes | AC-Coupled | Solar |  | 4980
178611 | 25522243 |  | MA - Energy Efficiency/ DR Program |  |  | 2021 | Commercial | CHELMSFORD | Battery |  | LOCKHEED MARTIN | 990 | 900 | 450 | FTM |  |  |  |  | 25522243 | no | AC-Coupled | Other
184045 |  |  | MA - SMART Program |  |  | 2021 | Commercial | Charlemont | Battery |  | SMA | 10000 | 10000 | 2500 | FTM | Renewable Energy Integration (e.g., Ramping, Smoothing) | Wholesale Market (i.e., Energy, Capacity, Ancillary Services) | T&D Asset Deferral | Power Quality (e.g., Voltage/VAR Support) |  | yes | DC-Coupled | Solar | 3360 | 2500
185409 |  |  | MA - SMART Program |  |  | 2021 | Commercial | Tyngsboro | Battery |  | Sungrow |  | 16666 | 3300 | FTM | Customer Bill Savings (e.g., Demand Charge Management, TOU Arbitrage) |  |  |  |  | yes | DC-Coupled | Solar | 6988.68 | 8300
185527 |  |  | MA - SMART Program |  |  | 2021 | Commercial | Lancaster | Battery |  | GP Tech |  | 1400 | 1237.5 | FTM | Customer Bill Savings (e.g., Demand Charge Management, TOU Arbitrage) |  |  |  |  | yes | DC-Coupled | Solar | 7016.76 | 4950
185872 |  |  | MA - SMART Program |  |  | 2021 | Commercial | Mendon | Battery |  | Samsung | 2120 | 2120 | 948 | FTM | Renewable Energy Integration (e.g., Ramping, Smoothing) | Renewable Energy Integration (e.g., Ramping, Smoothing) |  |  |  | yes | DC-Coupled | Solar | 1000 | 1000
186058 |  |  | MA - SMART Program |  |  | 2021 | Commercial | LANCASTER | Battery | Lithium Ion | AE SOLAR ENERGY, INC. | 4960 | 4900 | 2450 | BTM | Renewable Energy Integration (e.g., Ramping, Smoothing) | Other- cycle once per week to comply with SMART provision |  |  |  | yes | DC-Coupled | Solar |  | 4600
224865 |  |  | MA - SMART Program |  |  | 2021 | Residential | Lancaster | Battery |  | Enphase Energy | 10 | 7.68 | 3.84 | BTM | Renewable Energy Integration (e.g., Ramping, Smoothing) |  |  |  |  | yes | AC-Coupled | Solar |  | 9.86
225166 |  |  | MA - SMART Program | Other |  | 2021 | Commercial | Medford | Battery |  | NEC Energy Solutions |  | 100 | 100 | BTM | Renewable Energy Integration (e.g., Ramping, Smoothing) |  |  |  |  | yes | AC-Coupled | Solar |  | 100
261505 |  |  | Other |  |  | 2021 | Residential | Lawrence | Battery |  | Tesla | 28 | 27 | 10 | BTM | Peak Shaving/ Load Leveling |  |  |  |  | yes | AC-Coupled | Solar | 11.5 | 12.96
268709 |  |  | MA - SMART Program |  |  | 2021 | Residential | Pembroke | Battery |  | Tesla Inc | 28 | 27 | 10 | BTM | Customer Bill Savings (e.g., Demand Charge Management, TOU Arbitrage) | Renewable Energy Shifting |  |  |  | yes | AC-Coupled | Solar |  | 7.6
274413 |  |  | MA - SMART Program |  |  | 2021 | Residential | North Grafton | Battery |  | Tesla | 13.5 | 10 | 5 | BTM | Renewable Energy Integration (e.g., Ramping, Smoothing) |  |  |  |  | yes | AC-Coupled | Solar |  | 7.6
277414 |  |  | MA - SMART Program |  |  | 2021 | Residential | Sheffield | Battery |  | Tesla Inc | 9.8 | 10 | 5 | BTM | Customer Bill Savings (e.g., Demand Charge Management, TOU Arbitrage) |  |  |  |  | yes | DC-Coupled | Solar |  | 3.8
280097 |  |  | MA - SMART Program |  |  | 2021 | Residential | Charlton | Battery |  | Tesla Inc | 27 | 20 | 10 | BTM | Renewable Energy Integration (e.g., Ramping, Smoothing) |  |  |  |  | yes | AC-Coupled | Solar |  | 8.64
280143 |  |  | MA - SMART Program |  |  | 2021 | Residential | Gloucester | Battery |  | Pika Energy | 20.3 | 16.5 | 6.7 | BTM | Renewable Energy Integration (e.g., Ramping, Smoothing) |  |  |  |  | yes | DC-Coupled | Solar | 8.96 | 7.6
280708 |  |  | MA - SMART Program |  |  | 2021 | Residential | North Andover | Battery | Lithium Ion | LG | 18.6 | 15.2 | 7.6 | BTM | Customer Bill Savings (e.g., Demand Charge Management, TOU Arbitrage) |  |  |  |  | yes | DC-Coupled | Solar | 12.8 | 10
284143 |  |  | MA - SMART Program |  |  | 2021 | Residential | North Andover | Battery |  | Tesla Inc | 40.5 | 30 | 15 | BTM | Renewable Energy Integration (e.g., Ramping, Smoothing) |  |  |  |  | yes | AC-Coupled | Solar |  | 12
286629 |  |  | MA - SMART Program | Other |  | 2021 | Residential | Franklin | Battery |  | SolarEdge Technologies HD | 54 | 40 | 20 | BTM | Reliability and Resiliency |  |  |  |  | yes | AC-Coupled | Solar | 18.07 | 17.6
287290 |  |  | MA - SMART Program |  |  | 2021 | Residential | Westborough | Battery |  | Tesla | 42.5 | 30 | 15 | BTM | Renewable Energy Integration (e.g., Ramping, Smoothing) | Customer Bill Savings (e.g., Demand Charge Management, TOU Arbitrage) |  |  |  | yes | AC-Coupled | Solar | 17.75 | 14.64
287429 |  |  | MA - SMART Program |  |  | 2021 | Residential | Hanover | Battery |  | Tesla Inc | 40.5 | 30 | 15 | BTM | Renewable Energy Integration (e.g., Ramping, Smoothing) |  |  |  |  | yes | AC-Coupled | Solar |  | 11.4
287761 |  |  | MA - SMART Program |  |  | 2021 | Residential | Lancaster | Battery |  | Tesla Inc | 27 | 20 | 10 | BTM | Renewable Energy Integration (e.g., Ramping, Smoothing) |  |  |  |  | yes | AC-Coupled | Solar | 14.27 | 11.52
287786 |  |  | Other |  |  | 2021 | Residential | Sturbridge | Battery |  | Tesla | 13.5 | 10 | 5 | BTM | Peak Shaving/ Load Leveling |  |  |  |  | yes | AC-Coupled | Solar |  | 13.4
289010 |  |  | MA - SMART Program |  |  | 2021 | Residential | Seekonk | Battery |  | Tesla Inc | 13.5 | 10 | 5 | BTM | Renewable Energy Integration (e.g., Ramping, Smoothing) |  |  |  |  | yes | AC-Coupled | Solar |  | 7.6
289784 |  |  | MA - SMART Program |  |  | 2021 | Residential | Marlborough | Battery |  | Tesla Inc | 27 | 20 | 10 | BTM | Renewable Energy Integration (e.g., Ramping, Smoothing) |  |  |  |  | yes | AC-Coupled | Solar | 10.73 | 8.41
290312 |  |  | MA - SMART Program |  |  | 2021 | Residential | Chelmsford | Battery |  | Delta Electronics | 27 | 20 | 10 | BTM | Renewable Energy Integration (e.g., Ramping, Smoothing) |  |  |  |  | yes | AC-Coupled | Solar | 11.69 | 9.6
290378 |  |  | Other |  |  | 2021 | Residential | Boxford | Battery |  | Tesla, Inc. | 27 | 20 | 10 | BTM | Peak Shaving/ Load Leveling |  |  |  |  | yes | AC-Coupled | Solar | 18 | 15.2
290740 |  |  | MA - SMART Program |  |  | 2021 | Residential | Stoughton | Battery |  | Tesla Inc | 13.5 | 10 | 5 | BTM | Renewable Energy Integration (e.g., Ramping, Smoothing) |  |  |  |  | yes | AC-Coupled | Solar | 9.86 | 7.6
291144 |  |  | MA - SMART Program |  |  | 2021 | Residential | Grafton | Battery |  | Tesla Inc | 40.5 | 30 | 15 | BTM | Renewable Energy Integration (e.g., Ramping, Smoothing) |  |  |  |  | yes | AC-Coupled | Solar | 17.68 | 24.99
291579 |  |  | MA - SMART Program |  |  | 2021 | Residential | Byfield | Battery |  | Tesla Inc | 40.5 | 30 | 15 | BTM | Renewable Energy Integration (e.g., Ramping, Smoothing) |  |  |  |  | yes | AC-Coupled | Solar |  | 10
292016 |  |  | MA - SMART Program |  |  | 2021 | Residential | W. Bridgewater | Battery |  | Enphase Energy | 27 | 20 | 10 | BTM | Renewable Energy Integration (e.g., Ramping, Smoothing) |  |  |  |  | yes | AC-Coupled | Solar |  | 7.83
293133 |  |  | MA - SMART Program |  |  | 2021 | Residential | Uxbridge | Battery |  | Enphase Energy | 27 | 20 | 10 | BTM | Renewable Energy Integration (e.g., Ramping, Smoothing) |  |  |  |  | yes | AC-Coupled | Solar |  | 8.64
293474 |  |  | MA - SMART Program |  |  | 2021 | Residential | Southbridge | Battery |  | Enphase Energy | 27 | 20 | 10 | BTM | Renewable Energy Integration (e.g., Ramping, Smoothing) |  |  |  |  | yes | AC-Coupled | Solar |  | 7.92
293657 |  |  | MA - SMART Program |  |  | 2021 | Residential | Winchendon | Battery |  | Enphase Energy | 13.5 | 10 | 5 | BTM | Renewable Energy Integration (e.g., Ramping, Smoothing) |  |  |  |  | yes | AC-Coupled | Solar |  | 4.64
293844 |  |  | MA - SMART Program |  |  | 2021 | Residential | Williamstown | Battery |  | SolarEdge | 13.5 | 10 | 5 | BTM | Renewable Energy Integration (e.g., Ramping, Smoothing) |  |  |  |  | yes | AC-Coupled | Solar |  | 10
293961 |  |  | MA - SMART Program |  |  | 2021 | Residential | Wenham | Battery |  | Enphase Energy | 40.5 | 30 | 15 | BTM | Renewable Energy Integration (e.g., Ramping, Smoothing) |  |  |  |  | yes | AC-Coupled | Solar | 19.24 | 15.08
294246 |  |  | Other |  |  | 2021 | Residential | Boxford | Battery |  | Tesla | 27 | 20 | 10 | BTM | Peak Shaving/ Load Leveling |  |  |  |  | yes | AC-Coupled | Solar |  | 20
294263 |  |  | MA - SMART Program |  |  | 2021 | Residential | Sutton | Battery |  | SolarEdge Technologies Ltd | 27 | 20 | 10 | BTM | Renewable Energy Integration (e.g., Ramping, Smoothing) |  |  |  |  | yes | AC-Coupled | Solar |  | 10
294443 |  |  | MA - SMART Program |  |  | 2021 | Residential | Leominster | Battery |  | Tesla Inc | 54 | 40 | 20 | BTM | Renewable Energy Integration (e.g., Ramping, Smoothing) |  |  |  |  | yes | AC-Coupled | Solar | 16.32 | 15.2
294525 |  |  | MA - SMART Program |  |  | 2021 | Residential | Rutland | Battery |  | Tesla Inc | 40.5 | 30 | 15 | BTM | Renewable Energy Integration (e.g., Ramping, Smoothing) |  |  |  |  | yes | AC-Coupled | Solar | 11.34 | 10
294557 |  |  | Other |  |  | 2021 | Residential | MENDON | Battery |  | Tesla Inc | 27 | 20 | 10 | BTM | Peak Shaving/ Load Leveling |  |  |  |  | yes | AC-Coupled | Solar |  | 20
294723 |  |  | MA - SMART Program |  |  | 2021 | Residential | Medford | Battery |  | Tesla Inc | 40.5 | 30 | 15 | BTM | Renewable Energy Integration (e.g., Ramping, Smoothing) |  |  |  |  | yes | AC-Coupled | Solar |  | 8
295196 |  |  | Other |  |  | 2021 | Residential | Southborough | Battery |  | Tesla, Inc. | 27 | 20 | 10 | BTM | Peak Shaving/ Load Leveling |  |  |  |  | yes | AC-Coupled | Solar | 8.5 | 10
295847 |  |  | MA - SMART Program |  |  | 2021 | Residential | Weymouth | Battery |  | Tesla Inc | 40.5 | 30 | 15 | BTM | Renewable Energy Integration (e.g., Ramping, Smoothing) |  |  |  |  | yes | AC-Coupled | Solar |  | 10
295996 |  |  | MA - SMART Program |  |  | 2021 | Residential | WRENTHAM | Battery |  | SolarEdge Tecnologies HD | 40.5 | 30 | 15 | BTM | Renewable Energy Integration (e.g., Ramping, Smoothing) |  |  |  |  | yes | AC-Coupled | Solar |  | 5
296412 |  |  | MA - SMART Program |  |  | 2021 | Residential | Douglas, MA 01516 | Battery |  | SolarEdge Technologies Ltd | 27 | 20 | 10 | BTM | Renewable Energy Integration (e.g., Ramping, Smoothing) |  |  |  |  | yes | AC-Coupled | Solar |  | 10
296623 |  |  | MA - SMART Program |  |  | 2021 | Residential | Saugus | Battery |  | Tesla | 27 | 20 | 10 | BTM | Renewable Energy Integration (e.g., Ramping, Smoothing) | Customer Bill Savings (e.g., Demand Charge Management, TOU Arbitrage) |  |  |  | yes | AC-Coupled | Solar | 13.2 | 10
296692 |  |  | MA - SMART Program |  |  | 2021 | Residential | Marlborough | Battery |  | Tesla Inc | 40.5 | 30 | 15 | BTM | Renewable Energy Integration (e.g., Ramping, Smoothing) |  |  |  |  | yes | AC-Coupled | Solar | 12.6 | 10
297124 |  |  | MA - SMART Program |  |  | 2021 | Residential | Bolton | Battery |  | Tesla Inc | 40.5 | 30 | 15 | BTM | Renewable Energy Integration (e.g., Ramping, Smoothing) |  |  |  |  | yes | AC-Coupled | Solar | 15.13 | 15.2
297374 |  |  | Other |  |  | 2021 | Residential | Tyngsboro | Battery |  | Tesla, Inc. | 27 | 20 | 10 | BTM | Peak Shaving/ Load Leveling |  |  |  |  | yes | AC-Coupled | Solar | 3.05 | 5
297939 |  |  | MA - SMART Program |  |  | 2021 | Residential | Norton | Battery |  | Tesla Inc | 40.5 | 30 | 15 | BTM | Renewable Energy Integration (e.g., Ramping, Smoothing) |  |  |  |  | yes | AC-Coupled | Solar | 11.34 | 10
298402 |  |  | MA - SMART Program |  |  | 2021 | Residential | Chelmsford | Battery |  | Enphase Energy | 27 | 20 | 10 | BTM | Renewable Energy Integration (e.g., Ramping, Smoothing) |  |  |  |  | yes | AC-Coupled | Solar |  | 4.64
299813 |  |  | MA - SMART Program |  |  | 2021 | Residential | Westborough | Battery |  | SolarEdge Technologies | 27 | 20 | 10 | BTM | Renewable Energy Integration (e.g., Ramping, Smoothing) |  |  |  |  | yes | AC-Coupled | Solar |  | 10
300099 |  |  | MA - SMART Program |  |  | 2021 | Residential | Saugus | Battery |  | Enphase Energy | 13.5 | 10 | 5 | BTM | Renewable Energy Integration (e.g., Ramping, Smoothing) |  |  |  |  | yes | AC-Coupled | Solar |  | 7.2
300315 |  |  | Other |  |  | 2021 | Residential | Essex | Battery |  | Tesla | 27 | 20 | 10 | BTM | Peak Shaving/ Load Leveling |  |  |  |  | yes | AC-Coupled | Solar |  | 7.7
300578 |  |  | MA - SMART Program |  |  | 2021 | Residential | Bridgewater | Battery |  | SolarEdge Technologies | 27 | 20 | 10 | BTM | Renewable Energy Integration (e.g., Ramping, Smoothing) |  |  |  |  | yes | AC-Coupled | Solar |  | 7.6
300722 |  |  | MA - SMART Program |  |  | 2021 | Residential | Randolph | Battery |  | SolarEdge Technologies Ltd | 9.3 |  | 7.6 | BTM | Customer Bill Savings (e.g., Demand Charge Management, TOU Arbitrage) |  |  |  |  | yes | DC-Coupled | Solar |  | 7.6
301425 |  |  | MA - SMART Program |  |  | 2021 | Residential | Medford | Battery |  | Tesla Inc | 13.5 | 10 | 5 | BTM | Customer Bill Savings (e.g., Demand Charge Management, TOU Arbitrage) | Renewable Energy Shifting |  |  |  | yes | AC-Coupled | Solar |  | 7.6
301583 |  |  | MA - SMART Program |  |  | 2021 | Residential | Millbury | Battery |  | Enphase Energy | 13.5 | 10 | 5 | BTM | Renewable Energy Integration (e.g., Ramping, Smoothing) |  |  |  |  | yes | AC-Coupled | Solar |  | 7.92
301596 |  |  | MA - SMART Program |  |  | 2021 | Residential | Wilbraham | Battery |  | SolarEdge Technologies Ltd | 9.3 |  | 7.6 | BTM | Customer Bill Savings (e.g., Demand Charge Management, TOU Arbitrage) |  |  |  |  | yes | DC-Coupled | Solar |  | 7.6
302011 |  |  | MA - SMART Program |  |  | 2021 | Residential | Methuen | Battery | Lithium Ion | LG | 9.8 | 7.6 | 7.6 | BTM | Customer Bill Savings (e.g., Demand Charge Management, TOU Arbitrage) |  |  |  |  | yes | DC-Coupled | Solar | 10.4 | 7.6
302775 |  |  | MA - SMART Program |  |  | 2021 | Residential | Scituate | Battery |  | SolarEdge Technologies HD | 27 | 20 | 10 | BTM | Renewable Energy Integration (e.g., Ramping, Smoothing) |  |  |  |  | yes | AC-Coupled | Solar |  | 7.6
302941 |  |  | MA - SMART Program |  |  | 2021 | Residential | Wenham | Battery |  | Tesla Inc | 40.5 | 30 | 15 | BTM | Renewable Energy Integration (e.g., Ramping, Smoothing) |  |  |  |  | yes | AC-Coupled | Solar | 16.32 | 15.2
304837 |  |  | MA - SMART Program |  |  | 2021 | Residential | METHUEN | Battery |  | SolarEdge Technologies HD | 9.3 |  | 7.6 | BTM | Customer Bill Savings (e.g., Demand Charge Management, TOU Arbitrage) |  |  |  |  | yes | DC-Coupled | Solar |  | 7.6
305086 |  |  | MA - SMART Program |  |  | 2021 | Residential | Gt Barrington | Battery |  | Tesla | 27 | 20 | 10 | BTM | Renewable Energy Integration (e.g., Ramping, Smoothing) | Customer Bill Savings (e.g., Demand Charge Management, TOU Arbitrage) |  |  |  | yes | AC-Coupled | Solar | 12.4 | 10
305119 |  |  | MA - SMART Program |  |  | 2021 | Residential | Northampton | Battery |  | Enphase | 13.5 | 10 | 5 | BTM | Renewable Energy Integration (e.g., Ramping, Smoothing) |  |  |  |  | yes | AC-Coupled | Solar |  | 2.75
305161 |  |  | MA - SMART Program |  |  | 2021 | Residential | Brockton | Battery |  | Enphase | 13.5 | 10 | 5 | BTM | Renewable Energy Integration (e.g., Ramping, Smoothing) |  |  |  |  | yes | AC-Coupled | Solar |  | 5.22
305254 |  |  | MA - SMART Program |  |  | 2021 | Residential | North Andover | Battery |  | SolarEdge Technologies Ltd | 9.3 |  | 7.6 | BTM | Customer Bill Savings (e.g., Demand Charge Management, TOU Arbitrage) |  |  |  |  | yes | DC-Coupled | Solar |  | 7.6
305404 |  |  | MA - SMART Program |  |  | 2021 | Residential | Ware | Battery |  | Tesla Inc | 27 | 20 | 10 | BTM | Renewable Energy Integration (e.g., Ramping, Smoothing) |  |  |  |  | yes | AC-Coupled | Solar |  | 4.32
305628 |  |  | MA - SMART Program |  |  | 2021 | Residential | Phillipston | Battery |  | Tesla Inc | 40.5 | 30 | 15 | BTM | Renewable Energy Integration (e.g., Ramping, Smoothing) |  |  |  |  | yes | AC-Coupled | Solar |  | 9.8
306342 |  |  | MA - SMART Program |  |  | 2021 | Residential | Florence | Battery |  | Generac | 17.1 |  | 7.6 | BTM | Customer Bill Savings (e.g., Demand Charge Management, TOU Arbitrage) |  |  |  |  | yes | DC-Coupled | Solar |  | 7.6
306363 |  |  | Other |  |  | 2021 | Residential | Westford | Battery |  | Tesla Inc | 27 | 20 | 10 | BTM | Peak Shaving/ Load Leveling |  |  |  |  | yes | AC-Coupled | Solar |  | 20
306442 |  |  | Other |  |  | 2021 | Residential | Andover | Battery |  | Tesla Inc | 27 | 20 | 10 | BTM | Peak Shaving/ Load Leveling |  |  |  |  | yes | AC-Coupled | Solar |  | 25.2
306596 |  |  | MA - SMART Program |  |  | 2021 | Residential | REHOBOTH | Battery |  | SolarEdge | 9.3 |  | 7.6 | BTM | Customer Bill Savings (e.g., Demand Charge Management, TOU Arbitrage) |  |  |  |  | yes | DC-Coupled | Solar |  | 9.8
306879 |  |  | MA - SMART Program |  |  | 2021 | Residential | Boxford | Battery |  | Tesla Inc | 27 | 20 | 10 | BTM | Renewable Energy Integration (e.g., Ramping, Smoothing) |  |  |  |  | yes | AC-Coupled | Solar |  | 20
307250 |  |  | MA - SMART Program |  |  | 2021 | Residential | Lowell | Battery |  | Enphase Energy | 13.5 | 10 | 5 | BTM | Renewable Energy Integration (e.g., Ramping, Smoothing) |  |  |  |  | yes | AC-Coupled | Solar |  | 2.32
307448 |  |  | MA - SMART Program |  |  | 2021 | Residential | Randolph | Battery |  | Tesla Inc | 27 | 20 | 10 | BTM | Renewable Energy Integration (e.g., Ramping, Smoothing) |  |  |  |  | yes | AC-Coupled | Solar |  | 8.99
307489 |  |  | MA - SMART Program |  |  | 2021 | Residential | Belchertown | Battery |  | SolarEdge Technologies Ltd | 9.3 |  | 7.6 | BTM | Customer Bill Savings (e.g., Demand Charge Management, TOU Arbitrage) |  |  |  |  | yes | DC-Coupled | Solar |  | 7.6
307767 |  |  | MA - SMART Program |  |  | 2021 | Residential | Athol | Battery |  | Enphase Energy | 13.5 | 10 | 5 | BTM | Renewable Energy Integration (e.g., Ramping, Smoothing) |  |  |  |  | yes | AC-Coupled | Solar |  | 6.24
307768 |  |  | MA - SMART Program |  |  | 2021 | Residential | North Andover | Battery |  | SolarEdge Technologies Ltd | 9.3 |  | 7.6 | BTM | Customer Bill Savings (e.g., Demand Charge Management, TOU Arbitrage) |  |  |  |  | yes | DC-Coupled | Solar |  | 7.6
307776 |  |  | MA - SMART Program |  |  | 2021 | Residential | Worcester | Battery |  | Tesla Inc | 27 | 20 | 10 | BTM | Renewable Energy Integration (e.g., Ramping, Smoothing) |  |  |  |  | yes | AC-Coupled | Solar |  | 9.12
307801 |  |  | MA - SMART Program |  |  | 2021 | Residential | MARLBOROUGH | Battery |  | SolarEdge Technologies Ltd | 9.3 |  | 7.6 | BTM | Customer Bill Savings (e.g., Demand Charge Management, TOU Arbitrage) |  |  |  |  | yes | DC-Coupled | Solar |  | 7.6
307802 |  |  | MA - SMART Program |  |  | 2021 | Residential | E Longmeadow | Battery |  | Tesla Inc | 27 | 20 | 10 | BTM | Renewable Energy Integration (e.g., Ramping, Smoothing) |  |  |  |  | yes | AC-Coupled | Solar |  | 7.6
307951 |  |  | MA - SMART Program |  |  | 2021 | Residential | Dudley | Battery |  | Tesla Inc | 27 | 20 | 10 | BTM | Renewable Energy Integration (e.g., Ramping, Smoothing) |  |  |  |  | yes | AC-Coupled | Solar |  | 9.6
308160 |  |  | MA - SMART Program |  |  | 2021 | Residential | Millbury | Battery |  | Enphase Energy | 13.5 | 10 | 5 | BTM | Renewable Energy Integration (e.g., Ramping, Smoothing) |  |  |  |  | yes | AC-Coupled | Solar |  | 5.76
308268 |  |  | MA - SMART Program |  |  | 2021 | Residential | Dunstable | Battery |  | Tesla Inc | 27 | 20 | 20 | BTM | Renewable Energy Integration (e.g., Ramping, Smoothing) |  |  |  |  | yes | AC-Coupled | Solar |  | 15.36
308556 |  |  | MA - SMART Program |  |  | 2021 | Residential | Byfield | Battery |  | Enphase Energy | 13.5 | 10 | 5 | BTM | Renewable Energy Integration (e.g., Ramping, Smoothing) |  |  |  |  | yes | AC-Coupled | Solar |  | 8.99
308560 |  |  | MA - SMART Program |  |  | 2021 | Residential | Winchendon | Battery |  | Enphase | 13.5 | 10 | 5 | BTM | Renewable Energy Integration (e.g., Ramping, Smoothing) |  |  |  |  | yes | AC-Coupled | Solar |  | 6.96
309023 |  |  | MA - SMART Program |  |  | 2021 | Residential | PETERSHAM | Battery |  | SolarEdge Technologies Ltd | 9.3 |  | 7.6 | BTM | Customer Bill Savings (e.g., Demand Charge Management, TOU Arbitrage) |  |  |  |  | yes | DC-Coupled | Solar |  | 7.6
309079 |  |  | MA - SMART Program | MA - Energy Efficiency/ DR Program | MA - DOER/ MassCEC Funded Projects | 2021 | Residential | Andover | Battery |  | Tesla Inc | 27 | 20 | 10 | BTM | Reliability and Resiliency |  |  |  |  | yes | AC-Coupled | Solar | 15 | 10
309572 |  |  | MA - SMART Program |  |  | 2021 | Residential | Quincy | Battery |  | Tesla Inc | 27 | 20 | 10 | BTM | Renewable Energy Integration (e.g., Ramping, Smoothing) |  |  |  |  | yes | AC-Coupled | Solar |  | 6.96
309752 |  |  | MA - SMART Program |  |  | 2021 | Residential | Williamstown | Battery |  | Tesla Inc | 27 | 20 | 10 | BTM | Renewable Energy Integration (e.g., Ramping, Smoothing) |  |  |  |  | yes | AC-Coupled | Solar | 16.32 | 15.2
309768 |  |  | MA - SMART Program |  |  | 2021 | Residential | SCITUATE | Battery |  | SolarEdge | 9.3 |  | 7.6 | BTM | Customer Bill Savings (e.g., Demand Charge Management, TOU Arbitrage) |  |  |  |  | yes | DC-Coupled | Solar |  | 7.6
309991 |  |  | MA - SMART Program |  |  | 2021 | Residential | Andover | Battery |  | Tesla Inc | 27 | 20 | 10 | BTM | Renewable Energy Integration (e.g., Ramping, Smoothing) |  |  |  |  | yes | AC-Coupled | Solar |  | 9.6
310710 |  |  | MA - SMART Program |  |  | 2021 | Residential | Bolton | Battery |  | Tesla Inc | 27 | 20 | 10 | BTM | Renewable Energy Integration (e.g., Ramping, Smoothing) |  |  |  |  | yes | AC-Coupled | Solar | 9.3 | 10
310835 |  |  | MA - SMART Program |  |  | 2021 | Residential | North Andover | Battery |  | Tesla Inc | 40.5 | 30 | 15 | BTM | Renewable Energy Integration (e.g., Ramping, Smoothing) |  |  |  |  | yes | AC-Coupled | Solar |  | 10
310959 |  |  | MA - SMART Program |  |  | 2021 | Residential | Siasconset | Battery |  | SolarEdge Technologies HD | 17.1 |  | 7.6 | BTM | Customer Bill Savings (e.g., Demand Charge Management, TOU Arbitrage) |  |  |  |  | yes | DC-Coupled | Solar |  | 19.6
311144 |  |  | MA - SMART Program |  |  | 2021 | Residential | Westminster | Battery |  | Tesla Inc | 40.5 | 30 | 15 | BTM | Renewable Energy Integration (e.g., Ramping, Smoothing) |  |  |  |  | yes | AC-Coupled | Solar |  | 9.6
311609 |  |  | MA - SMART Program |  |  | 2021 | Residential | Harvard | Battery |  | Tesla Inc | 27 | 20 | 10 | BTM | Renewable Energy Integration (e.g., Ramping, Smoothing) |  |  |  |  | yes | AC-Coupled | Solar |  | 10
312114 |  |  | MA - SMART Program |  |  | 2021 | Residential | Westford | Battery |  | Tesla Inc | 27 | 20 | 10 | BTM | Renewable Energy Integration (e.g., Ramping, Smoothing) |  |  |  |  | yes | AC-Coupled | Solar |  | 13.6
312235 |  |  | MA - SMART Program |  |  | 2021 | Residential | East Longmeadow | Battery | Lithium Ion | LG CHEM | 9.8 | 9.3 | 5 | BTM | Other- Backup power |  |  |  |  | yes | DC-Coupled | Solar | 12.21 | 9.6
312323 |  |  | MA - SMART Program |  |  | 2021 | Residential | Webster | Battery |  | Enphase Energy | 13.5 | 10 | 5 | BTM | Renewable Energy Integration (e.g., Ramping, Smoothing) |  |  |  |  | yes | AC-Coupled | Solar |  | 6.24
312556 |  |  | MA - SMART Program |  |  | 2021 | Residential | Chelmsford | Battery |  | Tesla Inc | 27 | 20 | 10 | BTM | Renewable Energy Integration (e.g., Ramping, Smoothing) |  |  |  |  | yes | AC-Coupled | Solar |  | 7.6
312562 |  |  | MA - SMART Program |  |  | 2021 | Residential | Salem | Battery |  | Tesla Inc | 13.5 | 10 | 5 | BTM | Renewable Energy Integration (e.g., Ramping, Smoothing) |  |  |  |  | yes | AC-Coupled | Solar |  | 7.68
312600 |  |  | MA - SMART Program |  |  | 2021 | Residential | Auburn | Battery |  | Tesla Inc | 40.5 | 30 | 15 | BTM | Renewable Energy Integration (e.g., Ramping, Smoothing) |  |  |  |  | yes | AC-Coupled | Solar |  | 10
312832 |  |  | MA - SMART Program |  |  | 2021 | Residential | Beverly | Battery |  | Tesla Inc | 40.5 | 30 | 15 | BTM | Renewable Energy Integration (e.g., Ramping, Smoothing) |  |  |  |  | yes | AC-Coupled | Solar |  | 10
312895 |  |  | MA - SMART Program |  |  | 2021 | Residential | North Andover | Battery |  | StorEdge | 9.3 |  | 7.6 | BTM | Customer Bill Savings (e.g., Demand Charge Management, TOU Arbitrage) |  |  |  |  | yes | DC-Coupled | Solar |  | 7.6
312902 |  |  | MA - SMART Program |  |  | 2021 | Residential | Bolton | Battery |  | Tesla Inc | 40.5 | 30 | 15 | BTM | Renewable Energy Integration (e.g., Ramping, Smoothing) |  |  |  |  | yes | AC-Coupled | Solar |  | 22.8
312907 |  |  | MA - SMART Program |  |  | 2021 | Residential | Rutland | Battery |  | SolarEdge Technologies | 13.5 | 10 | 5 | BTM | Renewable Energy Integration (e.g., Ramping, Smoothing) |  |  |  |  | yes | AC-Coupled | Solar |  | 7.6
313150 |  |  | MA - SMART Program |  |  | 2021 | Residential | STOUGHTON | Battery |  | SolarEdge Technologies Ltd | 9.8 |  | 7.6 | BTM | Customer Bill Savings (e.g., Demand Charge Management, TOU Arbitrage) |  |  |  |  | yes | DC-Coupled | Solar |  | 7.6
313209 |  |  | MA - SMART Program |  |  | 2021 | Residential | Spencer | Battery |  | Delta Electronics | 13.5 | 10 | 5 | BTM | Renewable Energy Integration (e.g., Ramping, Smoothing) |  |  |  |  | yes | AC-Coupled | Solar |  | 4.8
313374 |  |  | MA - SMART Program |  |  | 2021 | Residential | Plainville | Battery |  | Tesla Inc | 27 | 20 | 10 | BTM | Renewable Energy Integration (e.g., Ramping, Smoothing) |  |  |  |  | yes | AC-Coupled | Solar |  | 8.64
313391 |  |  | MA - SMART Program |  |  | 2021 | Residential | Lowell | Battery |  | Tesla Inc | 27 | 20 | 10 | BTM | Renewable Energy Integration (e.g., Ramping, Smoothing) |  |  |  |  | yes | AC-Coupled | Solar |  | 10
313625 |  |  | MA - SMART Program |  |  | 2021 | Residential | Scituate | Battery |  | StorEdge | 9.3 |  | 7.6 | BTM | Customer Bill Savings (e.g., Demand Charge Management, TOU Arbitrage) |  |  |  |  | yes | DC-Coupled | Solar |  | 7.6
313681 |  |  | MA - SMART Program |  |  | 2021 | Residential | Marlborough | Battery |  | SolarEdge Technologies HD | 9.3 |  | 7.6 | BTM | Customer Bill Savings (e.g., Demand Charge Management, TOU Arbitrage) |  |  |  |  | yes | DC-Coupled | Solar |  | 7.6
313745 |  |  | MA - SMART Program |  |  | 2021 | Residential | Southbridge | Battery |  | Tesla Inc | 27 | 20 | 10 | BTM | Renewable Energy Integration (e.g., Ramping, Smoothing) |  |  |  |  | yes | AC-Coupled | Solar |  | 10
313754 |  |  | MA - SMART Program |  |  | 2021 | Residential | REHOBOTH | Battery |  | Generac | 17.1 |  | 7.6 | BTM | Customer Bill Savings (e.g., Demand Charge Management, TOU Arbitrage) |  |  |  |  | yes | DC-Coupled | Solar |  | 9.694
313760 |  |  | MA - SMART Program |  |  | 2021 | Residential | HAVERHILL | Battery |  | SolarEdge Technologies HD | 9.3 |  | 7.6 | BTM | Customer Bill Savings (e.g., Demand Charge Management, TOU Arbitrage) |  |  |  |  | yes | DC-Coupled | Solar |  | 7.6
313943 |  |  | MA - SMART Program |  |  | 2021 | Residential | METHUEN | Battery |  | SolarEdge Technologies HD | 9.3 |  | 7.6 | BTM | Customer Bill Savings (e.g., Demand Charge Management, TOU Arbitrage) |  |  |  |  | yes | DC-Coupled | Solar |  | 7.6
314484 |  |  | MA - SMART Program |  |  | 2021 | Residential | Mendon | Battery |  | SolarEdge Technologies HD | 9.3 |  | 7.6 | BTM | Customer Bill Savings (e.g., Demand Charge Management, TOU Arbitrage) |  |  |  |  | yes | DC-Coupled | Solar |  | 7.6
314789 |  |  | MA - SMART Program |  |  | 2021 | Residential | Belchertown | Battery |  | SolarEdge Technologies HD | 9.3 |  | 7.6 | BTM | Customer Bill Savings (e.g., Demand Charge Management, TOU Arbitrage) |  |  |  |  | yes | DC-Coupled | Solar |  | 7.6
314962 |  |  | MA - SMART Program |  |  | 2021 | Residential | Westport | Battery |  | Tesla | 54 | 40 | 20 | BTM | Renewable Energy Integration (e.g., Ramping, Smoothing) | Customer Bill Savings (e.g., Demand Charge Management, TOU Arbitrage) |  |  |  | yes | AC-Coupled | Solar | 7.4 | 6
315010 |  |  | MA - SMART Program |  |  | 2021 | Residential | Seekonk | Battery |  | Delta Electronics | 9.3 |  | 8 | BTM | Customer Bill Savings (e.g., Demand Charge Management, TOU Arbitrage) |  |  |  |  | yes | DC-Coupled | Solar |  | 8
315235 |  |  | MA - SMART Program |  |  | 2021 | Commercial | Nantucket | Battery |  | Generac | 14.3 |  | 11.4 | BTM | Customer Bill Savings (e.g., Demand Charge Management, TOU Arbitrage) |  |  |  |  | yes | DC-Coupled | Solar |  | 22.8
315584 |  |  | MA - SMART Program |  |  | 2021 | Residential | Somerset | Battery |  | Delta Electronics | 9.3 |  | 5.76 | BTM | Customer Bill Savings (e.g., Demand Charge Management, TOU Arbitrage) |  |  |  |  | yes | DC-Coupled | Solar |  | 5.76
315636 |  |  | MA - SMART Program |  |  | 2021 | Residential | GOSHEN | Battery |  | SolarEdge Technologies HD | 9.3 |  | 7.6 | BTM | Customer Bill Savings (e.g., Demand Charge Management, TOU Arbitrage) |  |  |  |  | yes | DC-Coupled | Solar |  | 7.6
315641 |  |  | MA - SMART Program |  |  | 2021 | Residential | Medford | Battery |  | Tesla Inc | 27 | 20 | 10 | BTM | Renewable Energy Integration (e.g., Ramping, Smoothing) |  |  |  |  | yes | AC-Coupled | Solar |  | 7.68
315866 |  |  | MA - SMART Program |  |  | 2021 | Residential | Rockland | Battery |  | Delta Electronics |  | 10.76 | 5 | BTM | Renewable Energy Integration (e.g., Ramping, Smoothing) |  |  |  |  | yes | AC-Coupled | Solar |  | 5.76
315908 |  |  | MA - SMART Program |  |  | 2021 | Residential | Haverhill | Battery |  | StorEdge | 9.3 |  | 7.6 | BTM | Customer Bill Savings (e.g., Demand Charge Management, TOU Arbitrage) |  |  |  |  | yes | DC-Coupled | Solar |  | 7.6
316417 |  |  | MA - SMART Program |  |  | 2021 | Residential | Brockton | Battery |  | Delta Electronics | 9.3 |  | 5.76 | BTM | Customer Bill Savings (e.g., Demand Charge Management, TOU Arbitrage) |  |  |  |  | yes | DC-Coupled | Solar |  | 5.76
316425 |  |  | MA - Energy Efficiency/ DR Program |  |  | 2021 | Commercial | Beverly | Lithium Ion |  | Proterra | 418 | 440 | 120 | FTM | Peak Shaving/ Load Leveling |  |  |  |  | no | AC-Coupled | Other
316717 |  |  | MA - SMART Program |  |  | 2021 | Residential | Stoughton | Battery |  | Tesla Inc | 54 | 40 | 20 | BTM | Renewable Energy Integration (e.g., Ramping, Smoothing) |  |  |  |  | yes | AC-Coupled | Solar |  | 12
316801 |  |  | MA - SMART Program |  |  | 2021 | Residential | Orange | Battery |  | Schneider Electric | 3.6 |  | 6.8 | BTM | Customer Bill Savings (e.g., Demand Charge Management, TOU Arbitrage) |  |  |  |  | yes | DC-Coupled | Solar |  | 6.8
317016 |  |  | MA - SMART Program |  |  | 2021 | Residential | PALMER | Battery |  | StorEdge | 9.3 |  | 7.6 | BTM | Customer Bill Savings (e.g., Demand Charge Management, TOU Arbitrage) |  |  |  |  | yes | DC-Coupled | Solar |  | 7.6
317141 |  |  | MA - SMART Program |  |  | 2021 | Residential | Cohasset | Battery |  | SolarEdge Technologies HD | 9.3 |  | 7.6 | BTM | Customer Bill Savings (e.g., Demand Charge Management, TOU Arbitrage) |  |  |  |  | yes | DC-Coupled | Solar |  | 7.6
317254 |  |  | MA - SMART Program |  |  | 2021 | Residential | Warren | Battery |  | StorEdge | 9.3 |  | 7.6 | BTM | Customer Bill Savings (e.g., Demand Charge Management, TOU Arbitrage) |  |  |  |  | yes | DC-Coupled | Solar |  | 7.6
317484 |  |  | MA - SMART Program |  |  | 2021 | Residential | Siasconset | Battery |  | Generac | 17.1 |  | 7.6 | BTM | Customer Bill Savings (e.g., Demand Charge Management, TOU Arbitrage) |  |  |  |  | yes | DC-Coupled | Solar |  | 7.6
317495 |  |  | MA - SMART Program |  |  | 2021 | Residential | Spencer | Battery |  | Delta Electronics | 9.3 |  | 5 | BTM | Customer Bill Savings (e.g., Demand Charge Management, TOU Arbitrage) |  |  |  |  | yes | DC-Coupled | Solar |  | 6
317507 |  |  | MA - SMART Program |  |  | 2021 | Residential | Easton | Battery |  | Delta Electronics | 9.3 |  | 5.76 | BTM | Customer Bill Savings (e.g., Demand Charge Management, TOU Arbitrage) |  |  |  |  | yes | DC-Coupled | Solar |  | 9.6
317580 |  |  | MA - SMART Program |  |  | 2021 | Residential | Westford | Battery |  | Tesla Inc | 27 | 20 | 10 | BTM | Renewable Energy Integration (e.g., Ramping, Smoothing) |  |  |  |  | yes | AC-Coupled | Solar |  | 9.28
317594 |  |  | MA - SMART Program |  |  | 2021 | Residential | Quincy | Battery |  | Tesla Inc | 27 | 20 | 10 | BTM | Renewable Energy Integration (e.g., Ramping, Smoothing) |  |  |  |  | yes | AC-Coupled | Solar |  | 10
317793 |  |  | MA - SMART Program |  |  | 2021 | Residential | Blackstone | Battery |  | SolarEdge Technologies HD | 13.5 | 10 | 5 | BTM | Renewable Energy Integration (e.g., Ramping, Smoothing) |  |  |  |  | yes | AC-Coupled | Solar |  | 6
317800 |  |  | MA - SMART Program |  |  | 2021 | Residential | Chelmsford | Battery |  | Tesla Inc | 27 | 20 | 10 | BTM | Renewable Energy Integration (e.g., Ramping, Smoothing) |  |  |  |  | yes | AC-Coupled | Solar |  | 10
317813 |  |  | MA - SMART Program |  |  | 2021 | Residential | Scituate | Battery |  | Tesla Inc | 40.5 | 30 | 15 | BTM | Renewable Energy Integration (e.g., Ramping, Smoothing) |  |  |  |  | yes | AC-Coupled | Solar |  | 15.2
317973 |  |  | Other |  |  | 2021 | Residential | Gt Barrington | Battery |  | Tesla | 13.5 | 10 | 5 | BTM | Peak Shaving/ Load Leveling |  |  |  |  | yes | AC-Coupled | Solar |  | 5
318005 |  |  | MA - SMART Program |  |  | 2021 | Residential | Belchertown | Battery |  | SolarEdge | 9.3 |  | 7.6 | BTM | Customer Bill Savings (e.g., Demand Charge Management, TOU Arbitrage) |  |  |  |  | yes | DC-Coupled | Solar |  | 7.6
318107 |  |  | MA - SMART Program |  |  | 2021 | Residential | Holbrook | Battery |  | Tesla Inc | 27 | 20 | 10 | BTM | Renewable Energy Integration (e.g., Ramping, Smoothing) |  |  |  |  | yes | AC-Coupled | Solar |  | 9.57
318123 |  |  | MA - SMART Program |  |  | 2021 | Residential | Methuen | Battery |  | Delta Electronics | 9.3 | 11.52 | 5.76 | BTM | Other- Backup power |  |  |  |  | yes | DC-Coupled | Solar | 12.2 | 9.6
318182 |  |  | MA - SMART Program |  |  | 2021 | Residential | Leominster | Battery |  | Delta Electronics |  | 13.2 | 5 | BTM | Renewable Energy Integration (e.g., Ramping, Smoothing) |  |  |  |  | yes | AC-Coupled | Solar |  | 8
318194 |  |  | MA - SMART Program |  |  | 2021 | Residential | Swansea | Battery |  | Enphase Energy |  | 13.2 | 10 | BTM | Renewable Energy Integration (e.g., Ramping, Smoothing) |  |  |  |  | yes | AC-Coupled | Solar |  | 5.76
318214 |  |  | MA - SMART Program |  |  | 2021 | Residential | Methuen | Battery |  | Tesla Inc |  | 13.5 | 10 | BTM | Renewable Energy Integration (e.g., Ramping, Smoothing) |  |  |  |  | yes | AC-Coupled | Solar |  | 6.38
318327 |  |  | Other |  |  | 2021 | Residential | New Braintree | Battery |  | Tesla | 13.5 | 10 | 5 | BTM | Peak Shaving/ Load Leveling |  |  |  |  | yes | AC-Coupled | Solar |  | 5
318365 |  |  | MA - SMART Program |  |  | 2021 | Residential | Westborough | Battery |  | Tesla Inc |  | 13.5 | 10 | BTM | Renewable Energy Integration (e.g., Ramping, Smoothing) |  |  |  |  | yes | AC-Coupled | Solar |  | 10
318384 |  |  | MA - SMART Program |  |  | 2021 | Residential | North Andover | Battery |  | Tesla Inc |  | 13.5 | 10 | BTM | Renewable Energy Integration (e.g., Ramping, Smoothing) |  |  |  |  | yes | AC-Coupled | Solar |  | 10
318444 |  |  | MA - SMART Program |  |  | 2021 | Residential | Melrose | Battery |  | SolarEdge Tecnologies HD | 13.5 | 10 | 5 | BTM | Renewable Energy Integration (e.g., Ramping, Smoothing) |  |  |  |  | yes | AC-Coupled | Solar |  | 5
318700 |  |  | MA - SMART Program |  |  | 2021 | Residential | Holbrook | Battery |  | Delta Electronics | 9.3 |  | 6 | BTM | Customer Bill Savings (e.g., Demand Charge Management, TOU Arbitrage) |  |  |  |  | yes | DC-Coupled | Solar |  | 6
318753 |  |  | MA - SMART Program |  |  | 2021 | Residential | BROCKTON | Battery |  | StorEdge Technologies | 9.3 |  | 7.6 | BTM | Customer Bill Savings (e.g., Demand Charge Management, TOU Arbitrage) |  |  |  |  | yes | DC-Coupled | Solar |  | 7.6
318979 |  |  | MA - SMART Program |  |  | 2021 | Residential | N Chelmsford | Battery |  | SolarEdge Technologies | 13.5 | 10 | 5 | BTM | Renewable Energy Integration (e.g., Ramping, Smoothing) |  |  |  |  | yes | AC-Coupled | Solar |  | 3.8
319029 |  |  | MA - SMART Program |  |  | 2021 | Residential | LOWELL | Battery |  | StorEdge | 9.3 |  | 7.6 | BTM | Customer Bill Savings (e.g., Demand Charge Management, TOU Arbitrage) |  |  |  |  | yes | DC-Coupled | Solar |  | 7.6
319033 |  |  | MA - SMART Program |  |  | 2021 | Residential | Somerset | Battery |  | Delta Electronics | 9.3 |  | 5.76 | BTM | Customer Bill Savings (e.g., Demand Charge Management, TOU Arbitrage) |  |  |  |  | yes | DC-Coupled | Solar |  | 5.76
319250 |  |  | MA - SMART Program |  |  | 2021 | Residential | NORTHBOROUGH | Battery |  | StorEdge | 9.3 |  | 7.6 | BTM | Customer Bill Savings (e.g., Demand Charge Management, TOU Arbitrage) |  |  |  |  | yes | DC-Coupled | Solar |  | 7.6
319332 |  |  | MA - SMART Program |  |  | 2021 | Residential | Haverhill | Battery |  | StorEdge | 9.3 |  | 7.6 | BTM | Customer Bill Savings (e.g., Demand Charge Management, TOU Arbitrage) |  |  |  |  | yes | DC-Coupled | Solar |  | 7.6
319343 |  |  | MA - SMART Program |  |  | 2021 | Residential | North Andover | Battery |  | Tesla Inc |  | 13.5 | 20 | BTM | Renewable Energy Integration (e.g., Ramping, Smoothing) |  |  |  |  | yes | AC-Coupled | Solar |  | 15.2
319521 |  |  | MA - SMART Program |  |  | 2021 | Residential | Weymouth | Battery |  | Enphase Energy |  | 13.2 | 10 | BTM | Renewable Energy Integration (e.g., Ramping, Smoothing) |  |  |  |  | yes | AC-Coupled | Solar |  | 6.48
319534 |  |  | MA - SMART Program |  |  | 2021 | Residential | Hopedale | Battery |  | Delta Electronics | 9.3 |  | 5.76 | BTM | Customer Bill Savings (e.g., Demand Charge Management, TOU Arbitrage) |  |  |  |  | yes | DC-Coupled | Solar |  | 9.6
319756 |  |  | MA - SMART Program |  |  | 2021 | Residential | Haverhill | Battery |  | Delta Electronics | 9.8 |  | 5.76 | BTM | Customer Bill Savings (e.g., Demand Charge Management, TOU Arbitrage) |  |  |  |  | yes | DC-Coupled | Solar |  | 9.6
319874 |  |  | MA - SMART Program |  |  | 2021 | Residential | Millbury | Battery |  | Tesla |  | 13.5 | 15 | BTM | Renewable Energy Integration (e.g., Ramping, Smoothing) |  |  |  |  | yes | AC-Coupled | Solar |  | 15.2
320150 |  |  | MA - SMART Program |  |  | 2021 | Residential | Easton | Battery |  | Enphase Energy |  | 13.2 | 10 | BTM | Renewable Energy Integration (e.g., Ramping, Smoothing) |  |  |  |  | yes | AC-Coupled | Solar |  | 8.64
320177 |  |  | MA - SMART Program |  |  | 2021 | Residential | Rockland | Battery |  | Enphase Energy |  | 13.2 | 10 | BTM | Renewable Energy Integration (e.g., Ramping, Smoothing) |  |  |  |  | yes | AC-Coupled | Solar |  | 4.08
320200 |  |  | MA - SMART Program |  |  | 2021 | Residential | Fall River | Battery |  | Delta Electronics | 9.3 |  | 3.84 | BTM | Customer Bill Savings (e.g., Demand Charge Management, TOU Arbitrage) |  |  |  |  | yes | DC-Coupled | Solar |  | 8.64
320280 |  |  | MA - SMART Program |  |  | 2021 | Residential | Andover | Battery |  | Delta Electronics |  | 13.5 | 10 | BTM | Renewable Energy Integration (e.g., Ramping, Smoothing) |  |  |  |  | yes | AC-Coupled | Solar |  | 8
320406 |  |  | MA - SMART Program |  |  | 2021 | Residential | Palmer | Battery |  | Delta Electronics | 9.3 |  | 5.76 | BTM | Customer Bill Savings (e.g., Demand Charge Management, TOU Arbitrage) |  |  |  |  | yes | DC-Coupled | Solar |  | 9.6
321076 |  |  | MA - SMART Program |  |  | 2021 | Residential | Tewksbury | Battery |  | Enphase Energy |  | 13.5 | 10 | BTM | Renewable Energy Integration (e.g., Ramping, Smoothing) |  |  |  |  | yes | AC-Coupled | Solar |  | 6.38
321091 |  |  | MA - SMART Program |  |  | 2021 | Residential | Attleboro | Battery |  | Delta Electronics | 9.3 |  | 7.68 | BTM | Customer Bill Savings (e.g., Demand Charge Management, TOU Arbitrage) |  |  |  |  | yes | DC-Coupled | Solar |  | 7.68
321094 |  |  | MA - SMART Program |  |  | 2021 | Residential | Worcester | Battery |  | Delta Electronics | 9.3 |  | 5.76 | BTM | Customer Bill Savings (e.g., Demand Charge Management, TOU Arbitrage) |  |  |  |  | yes | DC-Coupled | Solar |  | 5.76
321283 |  |  | MA - SMART Program |  |  | 2021 | Residential | Marlborough | Battery |  | Delta Electronics | 9.3 |  | 5.76 | BTM | Customer Bill Savings (e.g., Demand Charge Management, TOU Arbitrage) |  |  |  |  | yes | DC-Coupled | Solar |  | 5.76
321344 |  |  | MA - SMART Program |  |  | 2021 | Residential | Marlborough | Battery |  | Enphase Energy | 13.5 | 10 | 5 | BTM | Renewable Energy Integration (e.g., Ramping, Smoothing) |  |  |  |  | yes | AC-Coupled | Solar |  | 7.54
321713 |  |  | MA - SMART Program |  |  | 2021 | Residential | Westford | Battery |  | Delta |  | 13.5 | 15 | BTM | Renewable Energy Integration (e.g., Ramping, Smoothing) |  |  |  |  | yes | AC-Coupled | Solar |  | 16
321711 |  |  | MA - SMART Program |  |  | 2021 | Residential | Uxbridge | Battery |  | Generac | 17.1 |  | 7.6 | BTM | Customer Bill Savings (e.g., Demand Charge Management, TOU Arbitrage) |  |  |  |  | yes | DC-Coupled | Solar |  | 7.6
321762 |  |  | MA - SMART Program |  |  | 2021 | Residential | Monterey | Battery |  | Enphase Energy |  | 13.5 | 10 | BTM | Renewable Energy Integration (e.g., Ramping, Smoothing) |  |  |  |  | yes | AC-Coupled | Solar |  | 7.83
321960 |  |  | MA - SMART Program |  |  | 2021 | Residential | Belchertown | Battery |  | Generac | 17.1 |  | 7.6 | BTM | Customer Bill Savings (e.g., Demand Charge Management, TOU Arbitrage) |  |  |  |  | yes | DC-Coupled | Solar |  | 7.6
322008 |  |  | MA - SMART Program |  |  | 2021 | Residential | Abington | Battery |  | Enphase Energy |  | 13.5 | 10 | BTM | Renewable Energy Integration (e.g., Ramping, Smoothing) |  |  |  |  | yes | AC-Coupled | Solar |  | 9.84
322022 |  |  | MA - SMART Program |  |  | 2021 | Residential | Wrentham | Battery |  | Delta Electronics | 13.5 | 10 | 5 | BTM | Renewable Energy Integration (e.g., Ramping, Smoothing) |  |  |  |  | yes | AC-Coupled | Solar |  | 7.68
322044 |  |  | MA - SMART Program |  |  | 2021 | Residential | W Stockbridge | Battery |  | Enphase Energy |  | 13.5 | 10 | BTM | Renewable Energy Integration (e.g., Ramping, Smoothing) |  |  |  |  | yes | AC-Coupled | Solar |  | 9.86
322067 |  |  | MA - SMART Program |  |  | 2021 | Residential | Hanover | Battery |  | Delta |  | 13.5 | 10 | BTM | Renewable Energy Integration (e.g., Ramping, Smoothing) |  |  |  |  | yes | AC-Coupled | Solar |  | 15.36
322312 |  |  | MA - SMART Program |  |  | 2021 | Residential | Stoughton | Battery |  | SolarEdge |  | 13.5 | 10 | BTM | Renewable Energy Integration (e.g., Ramping, Smoothing) |  |  |  |  | yes | AC-Coupled | Solar |  | 7.6
322385 |  |  | MA - SMART Program |  |  | 2021 | Residential | Randolph | Battery |  | Enphase Energy | 13.5 | 10 | 5 | BTM | Renewable Energy Integration (e.g., Ramping, Smoothing) |  |  |  |  | yes | AC-Coupled | Solar |  | 3.36
322591 |  |  | MA - SMART Program |  |  | 2021 | Residential | Pembroke | Battery |  | LG | 9.8 | 7.6 | 7.6 | BTM | Reliability and Resiliency |  |  |  |  | yes | DC-Coupled | Solar | 9.75 | 7.6
322917 |  |  | MA - SMART Program |  |  | 2021 | Residential | FRANKLIN | Battery |  | SolarEdge Technologies Ltd |  | 13.5 | 15 | BTM | Renewable Energy Integration (e.g., Ramping, Smoothing) |  |  |  |  | yes | AC-Coupled | Solar |  | 10
323343 |  |  | MA - SMART Program |  |  | 2021 | Residential | Dracut | Battery |  | StorEdge | 9.3 |  | 3.8 | BTM | Customer Bill Savings (e.g., Demand Charge Management, TOU Arbitrage) |  |  |  |  | yes | DC-Coupled | Solar |  | 3.8
323350 |  |  | MA - SMART Program |  |  | 2021 | Residential | Rockport | Battery |  | Generac | 14.3 |  | 7.6 | BTM | Customer Bill Savings (e.g., Demand Charge Management, TOU Arbitrage) |  |  |  |  | yes | DC-Coupled | Solar |  | 7.6
323559 |  |  | MA - SMART Program |  |  | 2021 | Residential | Gloucester | Battery |  | Enphase Energy | 13.5 | 10 | 5 | BTM | Renewable Energy Integration (e.g., Ramping, Smoothing) |  |  |  |  | yes | AC-Coupled | Solar |  | 9.86
323572 |  |  | MA - SMART Program |  |  | 2021 | Residential | Worcester | Battery |  | Enphase Energy |  | 13.5 | 10 | BTM | Renewable Energy Integration (e.g., Ramping, Smoothing) |  |  |  |  | yes | AC-Coupled | Solar |  | 7.92
323598 |  |  | MA - SMART Program |  |  | 2021 | Residential | Rockland | Battery |  | Enphase Energy |  | 13.2 | 5 | BTM | Renewable Energy Integration (e.g., Ramping, Smoothing) |  |  |  |  | yes | AC-Coupled | Solar |  | 4.64
323821 |  |  | MA - SMART Program |  |  | 2021 | Residential | West Bridgewater | Battery |  | Delta Electronics |  | 13.2 | 5 | BTM | Renewable Energy Integration (e.g., Ramping, Smoothing) |  |  |  |  | yes | AC-Coupled | Solar |  | 5.76
323927 |  |  | MA - SMART Program |  |  | 2021 | Residential | Granby | Battery |  | Generac | 17.1 |  | 7.6 | BTM | Customer Bill Savings (e.g., Demand Charge Management, TOU Arbitrage) |  |  |  |  | yes | DC-Coupled | Solar |  | 7.6
323965 |  |  | MA - SMART Program |  |  | 2021 | Residential | Blackstone | Battery |  | StorEdge | 9.3 |  | 7.6 | BTM | Customer Bill Savings (e.g., Demand Charge Management, TOU Arbitrage) |  |  |  |  | yes | DC-Coupled | Solar |  | 7.6
324037 |  |  | MA - SMART Program |  |  | 2021 | Residential | Franklin | Battery |  | Enphase Energy | 13.5 | 10 | 5 | BTM | Renewable Energy Integration (e.g., Ramping, Smoothing) |  |  |  |  | yes | AC-Coupled | Solar |  | 4.56
324074 |  |  | MA - SMART Program |  |  | 2021 | Residential | Somerset | Battery |  | Delta Electronics | 9.3 |  | 5.76 | BTM | Customer Bill Savings (e.g., Demand Charge Management, TOU Arbitrage) |  |  |  |  | yes | DC-Coupled | Solar |  | 9.6
324091 |  |  | MA - SMART Program |  |  | 2021 | Residential | Holbrook | Battery |  | Delta Electronics | 9.3 |  | 5.76 | BTM | Customer Bill Savings (e.g., Demand Charge Management, TOU Arbitrage) |  |  |  |  | yes | DC-Coupled | Solar |  | 9.6
324108 |  |  | MA - SMART Program |  |  | 2021 | Residential | Lowell | Battery |  | SolarEdge Technologies Ltd |  | 13.5 | 15 | BTM | Renewable Energy Integration (e.g., Ramping, Smoothing) |  |  |  |  | yes | AC-Coupled | Solar |  | 10
324115 |  |  | MA - SMART Program |  |  | 2021 | Residential | Boxford | Battery |  | SolarEdge Technologies |  | 5 | 10 | BTM | Renewable Energy Integration (e.g., Ramping, Smoothing) |  |  |  |  | yes | AC-Coupled | Solar |  | 3.8
324116 |  |  | MA - SMART Program |  |  | 2021 | Residential | Belchertown | Battery |  | Delta Electronics | 13.5 | 10 | 5 | BTM | Renewable Energy Integration (e.g., Ramping, Smoothing) |  |  |  |  | yes | AC-Coupled | Solar |  | 7.68
324132 |  |  | MA - SMART Program |  |  | 2021 | Residential | Hudson | Battery |  | Enphase Energy |  | 13.2 | 5 | BTM | Renewable Energy Integration (e.g., Ramping, Smoothing) |  |  |  |  | yes | AC-Coupled | Solar |  | 7.2
324358 |  |  | MA - SMART Program |  |  | 2021 | Residential | New Marlborough | Battery |  | Generac | 18 |  | 7.6 | BTM | Customer Bill Savings (e.g., Demand Charge Management, TOU Arbitrage) |  |  |  |  | yes | DC-Coupled | Solar |  | 7.6
324361 |  |  | MA - SMART Program |  |  | 2021 | Residential | Southbridge | Battery |  | Tesla | 27 | 20 | 10 | BTM | Renewable Energy Integration (e.g., Ramping, Smoothing) | Customer Bill Savings (e.g., Demand Charge Management, TOU Arbitrage) |  |  |  | yes | AC-Coupled | Solar | 10 | 7.6
324425 |  |  | MA - SMART Program |  |  | 2021 | Residential | METHUEN | Battery |  | StorEdge | 9.3 |  | 7.6 | BTM | Customer Bill Savings (e.g., Demand Charge Management, TOU Arbitrage) |  |  |  |  | yes | DC-Coupled | Solar |  | 7.6
324708 |  |  | MA - SMART Program |  |  | 2021 | Residential | Billerica | Battery |  | SolarEdge Technologies HD | 13.5 | 10 | 5 | BTM | Renewable Energy Integration (e.g., Ramping, Smoothing) |  |  |  |  | yes | AC-Coupled | Solar |  | 7.6
324729 |  |  | MA - SMART Program |  |  | 2021 | Residential | Franklin | Battery |  | Tesla Inc |  | 13.5 | 20 | BTM | Renewable Energy Integration (e.g., Ramping, Smoothing) |  |  |  |  | yes | AC-Coupled | Solar |  | 15.36
324809 |  |  | MA - SMART Program |  |  | 2021 | Residential | Beverly | Battery |  | Tesla Inc |  | 13.5 | 10 | BTM | Renewable Energy Integration (e.g., Ramping, Smoothing) |  |  |  |  | yes | AC-Coupled | Solar |  | 8.64
325047 |  |  | MA - SMART Program |  |  | 2021 | Residential | Pembroke | Battery |  | StorEdge | 9.3 |  | 7.6 | BTM | Customer Bill Savings (e.g., Demand Charge Management, TOU Arbitrage) |  |  |  |  | yes | DC-Coupled | Solar |  | 7.6
325084 |  |  | MA - SMART Program |  |  | 2021 | Residential | Swansea | Battery |  | Delta Electronics | 9.3 |  | 5.76 | BTM | Customer Bill Savings (e.g., Demand Charge Management, TOU Arbitrage) |  |  |  |  | yes | DC-Coupled | Solar |  | 5.76
325098 |  |  | MA - SMART Program |  |  | 2021 | Residential | Abington | Battery |  | SolarEdge Technologies HD |  | 10 | 4.8 | BTM | Renewable Energy Integration (e.g., Ramping, Smoothing) |  |  |  |  | yes | AC-Coupled | Solar |  | 6
325186 |  |  | MA - SMART Program |  |  | 2021 | Residential | HOLLAND | Battery |  | StorEdge | 9.3 |  | 7.6 | BTM | Customer Bill Savings (e.g., Demand Charge Management, TOU Arbitrage) |  |  |  |  | yes | DC-Coupled | Solar |  | 7.6
325183 |  |  | MA - SMART Program |  |  | 2021 | Residential | Monson | Battery |  | Tesla Inc |  | 13.5 | 10 | BTM | Renewable Energy Integration (e.g., Ramping, Smoothing) |  |  |  |  | yes | AC-Coupled | Solar |  | 7.6
325210 |  |  | MA - SMART Program | Other |  | 2021 | Residential | GLOUCESTER | Battery |  | Sonnen |  | 20 | 8 | BTM | Renewable Energy Integration (e.g., Ramping, Smoothing) | Customer Bill Savings (e.g., Demand Charge Management, TOU Arbitrage) |  |  |  | yes | AC-Coupled | Solar | 10.08 | 10
325234 |  |  | MA - SMART Program |  |  | 2021 | Residential | Attleboro | Battery |  | Delta Electronics | 9.3 |  | 5.76 | BTM | Customer Bill Savings (e.g., Demand Charge Management, TOU Arbitrage) |  |  |  |  | yes | DC-Coupled | Solar |  | 5.76
325260 |  |  | MA - SMART Program | Other |  | 2021 | Residential | Northampton | Battery |  | Solaredge | 9.3 |  | 6 | BTM | Customer Bill Savings (e.g., Demand Charge Management, TOU Arbitrage) | Customer Bill Savings (e.g., Demand Charge Management, TOU Arbitrage) |  |  |  | yes | DC-Coupled | Solar | 7.2 | 6
325344 |  |  | MA - SMART Program |  |  | 2021 | Residential | Dunstable | Battery |  | SunPower | 8 | 8 | 8 | BTM | Renewable Energy Integration (e.g., Ramping, Smoothing) |  |  |  |  | yes | AC-Coupled | Solar |  | 5.584
325357 |  |  | MA - SMART Program |  |  | 2021 | Residential | Foxborough | Battery |  | Delta Electronics | 9.3 |  | 5.76 | BTM | Customer Bill Savings (e.g., Demand Charge Management, TOU Arbitrage) |  |  |  |  | yes | DC-Coupled | Solar |  | 9.6
325535 |  |  | MA - SMART Program |  |  | 2021 | Residential | Andover | Battery |  | Delta Electronics | 9.3 |  | 5.76 | BTM | Customer Bill Savings (e.g., Demand Charge Management, TOU Arbitrage) |  |  |  |  | yes | DC-Coupled | Solar |  | 9.6
325552 |  |  | MA - SMART Program |  |  | 2021 | Residential | Randolph | Battery |  | Delta Electronics | 13.5 | 10 | 5 | BTM | Renewable Energy Integration (e.g., Ramping, Smoothing) |  |  |  |  | yes | AC-Coupled | Solar |  | 7.68
325646 |  |  | MA - SMART Program |  |  | 2021 | Residential | Gloucester | Battery |  | Delta Electronics |  | 13.5 | 10 | BTM | Renewable Energy Integration (e.g., Ramping, Smoothing) |  |  |  |  | yes | AC-Coupled | Solar |  | 10
325654 |  |  | MA - SMART Program |  |  | 2021 | Residential | Webster | Battery |  | Delta Electronics |  | 13.5 | 10 | BTM | Renewable Energy Integration (e.g., Ramping, Smoothing) |  |  |  |  | yes | AC-Coupled | Solar |  | 10
325660 |  |  | MA - SMART Program |  |  | 2021 | Residential | Bridgewater | Battery |  | Delta Electronics | 9.3 |  | 5.76 | BTM | Customer Bill Savings (e.g., Demand Charge Management, TOU Arbitrage) |  |  |  |  | yes | DC-Coupled | Solar |  | 9.6
325829 |  |  | MA - SMART Program |  |  | 2021 | Residential | Northbridge | Battery |  | Generac | 18 |  | 7.6 | BTM | Customer Bill Savings (e.g., Demand Charge Management, TOU Arbitrage) |  |  |  |  | yes | DC-Coupled | Solar |  | 7.6
325833 |  |  | Other |  |  | 2021 | Residential | Andover | Battery |  | Tesla | 13.5 | 10 | 5 | BTM | Peak Shaving/ Load Leveling |  |  |  |  | yes | AC-Coupled | Solar |  | 5
325927 |  |  | MA - SMART Program |  |  | 2021 | Residential | Worcester | Battery |  | Delta Electronics | 9.3 |  | 7.68 | BTM | Customer Bill Savings (e.g., Demand Charge Management, TOU Arbitrage) |  |  |  |  | yes | DC-Coupled | Solar |  | 7.68
325948 |  |  | MA - SMART Program |  |  | 2021 | Residential | LOWELL | Battery |  | StorEdge | 9.3 |  | 7.6 | BTM | Customer Bill Savings (e.g., Demand Charge Management, TOU Arbitrage) |  |  |  |  | yes | DC-Coupled | Solar |  | 7.6
326023 |  |  | MA - SMART Program |  |  | 2021 | Residential | Haverhill | Battery |  | Delta Electronics | 9.3 |  | 5.76 | BTM | Customer Bill Savings (e.g., Demand Charge Management, TOU Arbitrage) |  |  |  |  | yes | DC-Coupled | Solar |  | 9.6
326024 |  |  | MA - SMART Program |  |  | 2021 | Residential | Adams | Battery |  | LG CHEM | 9.8 | 10 | 5 | BTM | Other- Backup power |  |  |  |  | yes | DC-Coupled | Solar | 12.21 | 9.6
326025 |  |  | MA - SMART Program |  |  | 2021 | Residential | Worcester | Battery |  | Delta Electronics | 9.3 |  | 5.76 | BTM | Customer Bill Savings (e.g., Demand Charge Management, TOU Arbitrage) |  |  |  |  | yes | DC-Coupled | Solar |  | 9.6
326026 |  |  | MA - SMART Program |  |  | 2021 | Residential | Ayer | Battery |  | Delta Electronics | 9.3 |  | 5.76 | BTM | Customer Bill Savings (e.g., Demand Charge Management, TOU Arbitrage) |  |  |  |  | yes | DC-Coupled | Solar |  | 9.6
326200 |  |  | MA - SMART Program |  |  | 2021 | Residential | Leominster | Battery |  | Tesla |  | 13.5 | 10 | BTM | Renewable Energy Integration (e.g., Ramping, Smoothing) |  |  |  |  | yes | AC-Coupled | Solar |  | 11.4
326283 |  |  | MA - SMART Program |  |  | 2021 | Residential | Andover | Battery |  | Tesla |  | 13.5 | 10 | BTM | Renewable Energy Integration (e.g., Ramping, Smoothing) |  |  |  |  | yes | AC-Coupled | Solar |  | 11.4
326457 |  |  | MA - SMART Program |  |  | 2021 | Residential | Beverly | Battery |  | Enphase |  | 13.5 | 10 | BTM | Renewable Energy Integration (e.g., Ramping, Smoothing) |  |  |  |  | yes | AC-Coupled | Solar |  | 9.86
326489 |  |  | Other |  |  | 2021 | Residential | Sutton | Battery |  | Tesla | 13.5 | 10 | 5 | FTM | Peak Shaving/ Load Leveling | Customer Bill Savings (e.g., Demand Charge Management, TOU Arbitrage) |  |  |  | yes | AC-Coupled | Solar |  | 6.24
326510 |  |  | MA - SMART Program |  |  | 2021 | Residential | Andover | Battery |  | SolarEdge |  | 13.5 | 15 | BTM | Renewable Energy Integration (e.g., Ramping, Smoothing) |  |  |  |  | yes | AC-Coupled | Solar |  | 10
326540 |  |  | MA - SMART Program |  |  | 2021 | Residential | Stockbridge | Battery |  | Generac | 18 |  | 7.6 | BTM | Customer Bill Savings (e.g., Demand Charge Management, TOU Arbitrage) |  |  |  |  | yes | DC-Coupled | Solar |  | 7.6
326571 |  |  | MA - SMART Program |  |  | 2021 | Residential | Harvard | Battery |  | Generac | 11.4 |  | 7.6 | BTM | Customer Bill Savings (e.g., Demand Charge Management, TOU Arbitrage) |  |  |  |  | yes | DC-Coupled | Solar |  | 7.6
326590 |  |  | MA - SMART Program |  |  | 2021 | Residential | Northborough | Battery |  | Tesla Inc |  | 13.5 | 10 | BTM | Renewable Energy Integration (e.g., Ramping, Smoothing) |  |  |  |  | yes | AC-Coupled | Solar |  | 11.4
326607 |  |  | MA - SMART Program |  |  | 2021 | Residential | Ayer | Battery |  | Delta Electronics |  | 13.5 | 15 | BTM | Renewable Energy Integration (e.g., Ramping, Smoothing) |  |  |  |  | yes | AC-Coupled | Solar |  | 8
326660 |  |  | MA - SMART Program |  |  | 2021 | Residential | Orange | Battery |  | SolarEdge Technologies HD | 9.3 |  | 7.6 | BTM | Customer Bill Savings (e.g., Demand Charge Management, TOU Arbitrage) |  |  |  |  | yes | DC-Coupled | Solar |  | 7.6
326730 |  |  | MA - SMART Program |  |  | 2021 | Residential | Upton | Battery |  | SolarEdge Technologies HD | 9.3 |  | 7.6 | BTM | Customer Bill Savings (e.g., Demand Charge Management, TOU Arbitrage) |  |  |  |  | yes | DC-Coupled | Solar |  | 7.6
326749 |  |  | MA - SMART Program |  |  | 2021 | Residential | Andover | Battery |  | SolarEdge |  | 13.5 | 10 | BTM | Renewable Energy Integration (e.g., Ramping, Smoothing) |  |  |  |  | yes | AC-Coupled | Solar |  | 10
326856 |  |  | MA - SMART Program |  |  | 2021 | Residential | Westborough | Battery |  | Enphase Energy |  | 13.2 | 10 | BTM | Renewable Energy Integration (e.g., Ramping, Smoothing) |  |  |  |  | yes | AC-Coupled | Solar |  | 8.4
326878 |  |  | MA - SMART Program |  |  | 2021 | Residential | South Chelmsford | Battery |  | Generac | 17.1 |  | 7.6 | BTM | Customer Bill Savings (e.g., Demand Charge Management, TOU Arbitrage) |  |  |  |  | yes | DC-Coupled | Solar |  | 7.6
326885 |  |  | MA - SMART Program |  |  | 2021 | Residential | Westford | Battery |  | SolarEdge Technologies |  | 13.5 | 10 | BTM | Renewable Energy Integration (e.g., Ramping, Smoothing) |  |  |  |  | yes | AC-Coupled | Solar |  | 10
326948 |  |  | MA - SMART Program |  |  | 2021 | Residential | Westford | Battery |  | SolarEdge Technologies | 13.5 | 10 | 5 | BTM | Renewable Energy Integration (e.g., Ramping, Smoothing) |  |  |  |  | yes | AC-Coupled | Solar |  | 7.6
326951 |  |  | MA - SMART Program |  |  | 2021 | Residential | Hanson | Battery |  | Delta Electronics | 13.5 | 10 | 5 | BTM | Renewable Energy Integration (e.g., Ramping, Smoothing) |  |  |  |  | yes | AC-Coupled | Solar |  | 7.68
326952 |  |  | MA - SMART Program |  |  | 2021 | Residential | East Bridgewater | Battery |  | Enphase Energy |  | 13.5 | 10 | BTM | Renewable Energy Integration (e.g., Ramping, Smoothing) |  |  |  |  | yes | AC-Coupled | Solar |  | 9.36
326990 |  |  | Other |  |  | 2021 | Residential | Belchertown | Battery |  | Sonnen |  | 15 | 7 | BTM | Peak Shaving/ Load Leveling |  |  |  |  | yes | AC-Coupled | Solar |  | 17
327000 |  |  | MA - SMART Program |  |  | 2021 | Residential | Northampton | Battery |  | StorEdge | 9.3 |  | 7.6 | BTM | Customer Bill Savings (e.g., Demand Charge Management, TOU Arbitrage) |  |  |  |  | yes | DC-Coupled | Solar |  | 7.6
327183 |  |  | MA - SMART Program |  |  | 2021 | Residential | Boxford | Battery |  | SolarEdge Technologies Ltd |  | 13.2 | 5 | BTM | Renewable Energy Integration (e.g., Ramping, Smoothing) |  |  |  |  | yes | AC-Coupled | Solar |  | 10
327466 |  |  | MA - SMART Program |  |  | 2021 | Residential | Hardwick | Battery |  | Enphase Energy |  | 13.5 | 10 | BTM | Renewable Energy Integration (e.g., Ramping, Smoothing) |  |  |  |  | yes | AC-Coupled | Solar |  | 6.24
327502 |  |  | MA - SMART Program |  |  | 2021 | Residential | Whitinsville | Battery |  | Delta Electronics |  | 13.2 | 5 | BTM | Renewable Energy Integration (e.g., Ramping, Smoothing) |  |  |  |  | yes | AC-Coupled | Solar |  | 7.68
327507 |  |  | MA - SMART Program |  |  | 2021 | Residential | Southbridge | Battery |  | Delta Electronics | 9.3 |  | 7.68 | BTM | Customer Bill Savings (e.g., Demand Charge Management, TOU Arbitrage) |  |  |  |  | yes | DC-Coupled | Solar |  | 7.68
327512 |  |  | MA - SMART Program |  |  | 2021 | Residential | Weymouth | Battery |  | Delta Electronics | 9.3 |  | 7.68 | BTM | Customer Bill Savings (e.g., Demand Charge Management, TOU Arbitrage) |  |  |  |  | yes | DC-Coupled | Solar |  | 7.68
327515 |  |  | MA - SMART Program |  |  | 2021 | Residential | Stoughton | Battery |  | Delta |  | 13.5 | 10 | BTM | Renewable Energy Integration (e.g., Ramping, Smoothing) |  |  |  |  | yes | AC-Coupled | Solar |  | 7.68
327772 |  |  | MA - SMART Program |  |  | 2021 | Residential | Fall River | Battery |  | Delta Electronics | 9.3 |  | 5.76 | BTM | Customer Bill Savings (e.g., Demand Charge Management, TOU Arbitrage) |  |  |  |  | yes | DC-Coupled | Solar |  | 5.76
327796 |  |  | MA - SMART Program |  |  | 2021 | Residential | Leominster | Battery |  | Delta Electronics | 9.3 |  | 3.84 | BTM | Customer Bill Savings (e.g., Demand Charge Management, TOU Arbitrage) |  |  |  |  | yes | DC-Coupled | Solar |  | 3.84
327860 |  |  | MA - SMART Program |  |  | 2021 | Residential | Worcester | Battery |  | Delta Electronics | 9.3 |  | 5.76 | BTM | Customer Bill Savings (e.g., Demand Charge Management, TOU Arbitrage) |  |  |  |  | yes | DC-Coupled | Solar |  | 9.6
327873 |  |  | MA - SMART Program |  |  | 2021 | Residential | GT Barrington | Battery |  | SolarEdge |  | 13.5 | 10 | BTM | Renewable Energy Integration (e.g., Ramping, Smoothing) |  |  |  |  | yes | AC-Coupled | Solar |  | 7.6
327874 |  |  | MA - SMART Program |  |  | 2021 | Residential | Melrose | Battery |  | SolarEdge Technologies |  | 13.5 | 10 | BTM | Renewable Energy Integration (e.g., Ramping, Smoothing) |  |  |  |  | yes | AC-Coupled | Solar |  | 7.6
327991 |  |  | MA - SMART Program |  |  | 2021 | Residential | North Andover | Battery |  | SolarEdge |  | 13.5 | 10 | BTM | Renewable Energy Integration (e.g., Ramping, Smoothing) |  |  |  |  | yes | AC-Coupled | Solar |  | 7.6
328096 |  |  | MA - SMART Program |  |  | 2021 | Residential | Wrentham | Battery |  | Tesla |  | 13.5 | 10 | BTM | Renewable Energy Integration (e.g., Ramping, Smoothing) |  |  |  |  | yes | AC-Coupled | Solar |  | 7.6
328109 |  |  | MA - SMART Program |  |  | 2021 | Residential | Fiskdale | Battery |  | SolarEdge Technologies HD | 9.3 |  | 7.6 | BTM | Customer Bill Savings (e.g., Demand Charge Management, TOU Arbitrage) |  |  |  |  | yes | DC-Coupled | Solar |  | 7.6
328231 |  |  | MA - SMART Program |  |  | 2021 | Residential | Gardner | Battery |  | Delta Electronics | 9.3 |  | 5.76 | BTM | Customer Bill Savings (e.g., Demand Charge Management, TOU Arbitrage) |  |  |  |  | yes | DC-Coupled | Solar |  | 5.76
328441 |  |  | MA - SMART Program |  |  | 2021 | Residential | Duncan | Battery |  | SolarEdge |  | 13.5 | 10 | BTM | Renewable Energy Integration (e.g., Ramping, Smoothing) |  |  |  |  | yes | AC-Coupled | Solar |  | 10
328518 |  |  | MA - SMART Program |  |  | 2021 | Residential | Rockport | Battery |  | SolarEdge Technologies HD |  | 13.5 | 10 | BTM | Renewable Energy Integration (e.g., Ramping, Smoothing) |  |  |  |  | yes | AC-Coupled | Solar |  | 3.8
328673 |  |  | Other |  |  | 2021 | Residential | Ware | Battery |  | Tesla | 13.5 | 10 | 5 | BTM | Peak Shaving/ Load Leveling |  |  |  |  | yes | AC-Coupled | Solar |  | 12.49
328762 |  |  | MA - SMART Program |  |  | 2021 | Residential | WILBRAHAM | Battery |  | StorEdge | 9.3 |  | 7.6 | BTM | Customer Bill Savings (e.g., Demand Charge Management, TOU Arbitrage) |  |  |  |  | yes | DC-Coupled | Solar |  | 7.6
328772 |  |  | MA - SMART Program |  |  | 2021 | Residential | Medford | Battery |  | SolarEdge |  | 13.5 | 10 | BTM | Renewable Energy Integration (e.g., Ramping, Smoothing) |  |  |  |  | yes | AC-Coupled | Solar |  | 7.6
328844 |  |  | MA - SMART Program |  |  | 2021 | Residential | Northborough | Battery |  | SolarEdge Technologies | 13.5 | 10 | 5 | BTM | Renewable Energy Integration (e.g., Ramping, Smoothing) |  |  |  |  | yes | AC-Coupled | Solar |  | 7.6
328907 |  |  | MA - SMART Program |  |  | 2021 | Residential | Salem | Battery |  | Enphase Energy |  | 13.5 | 10 | BTM | Renewable Energy Integration (e.g., Ramping, Smoothing) |  |  |  |  | yes | AC-Coupled | Solar |  | 8.64
328954 |  |  | MA - SMART Program |  |  | 2021 | Residential | Scituate | Battery |  | Delta Electronics | 9.3 |  | 5.76 | BTM | Customer Bill Savings (e.g., Demand Charge Management, TOU Arbitrage) |  |  |  |  | yes | DC-Coupled | Solar |  | 5.76
329071 |  |  | MA - SMART Program |  |  | 2021 | Residential | Berlin | Battery |  | Generac | 18 |  | 7.6 | BTM | Customer Bill Savings (e.g., Demand Charge Management, TOU Arbitrage) |  |  |  |  | yes | DC-Coupled | Solar |  | 7.6
329302 |  |  | MA - SMART Program |  |  | 2021 | Residential | Upton | Battery |  | Delta Electronics | 9.3 |  | 5.76 | BTM | Customer Bill Savings (e.g., Demand Charge Management, TOU Arbitrage) |  |  |  |  | yes | DC-Coupled | Solar |  | 9.6
329328 |  |  | MA - SMART Program |  |  | 2021 | Residential | E Longmeadow | Battery |  | Delta Electronics |  | 13.5 | 10 | BTM | Renewable Energy Integration (e.g., Ramping, Smoothing) |  |  |  |  | yes | AC-Coupled | Solar |  | 10
329440 |  |  | MA - SMART Program |  |  | 2021 | Residential | Bridgewater | Battery |  | Delta Electronics | 9.3 |  | 5.76 | BTM | Customer Bill Savings (e.g., Demand Charge Management, TOU Arbitrage) |  |  |  |  | yes | DC-Coupled | Solar |  | 9.6
329493 |  |  | Other |  |  | 2021 | Residential | Ware | Battery |  | Tesla | 40.5 | 30 | 15 | BTM | Peak Shaving/ Load Leveling |  |  |  |  | yes | AC-Coupled | Solar |  | 25
329550 |  |  | MA - SMART Program |  |  | 2021 | Residential | Ayer | Battery |  | SolarEdge Technologies |  | 13.5 | 10 | BTM | Renewable Energy Integration (e.g., Ramping, Smoothing) |  |  |  |  | yes | AC-Coupled | Solar |  | 10
329596 |  |  | MA - SMART Program |  |  | 2021 | Residential | North Andover | Battery |  | StorEdge Technologies | 9.3 |  | 7.6 | BTM | Customer Bill Savings (e.g., Demand Charge Management, TOU Arbitrage) |  |  |  |  | yes | DC-Coupled | Solar |  | 7.6
329626 |  |  | MA - SMART Program |  |  | 2021 | Residential | Cohasset | Battery |  | Tesla |  | 13.5 | 30 | BTM | Renewable Energy Integration (e.g., Ramping, Smoothing) |  |  |  |  | yes | AC-Coupled | Solar |  | 22.8
329671 |  |  | MA - SMART Program |  |  | 2021 | Residential | Holbrook | Battery |  | Delta Electronics | 9.3 |  | 5.76 | BTM | Customer Bill Savings (e.g., Demand Charge Management, TOU Arbitrage) |  |  |  |  | yes | DC-Coupled | Solar |  | 5.76
329977 |  |  | MA - SMART Program |  |  | 2021 | Residential | Weymouth | Battery |  | SolarEdge Technologies Ltd |  | 13.5 | 10 | BTM | Renewable Energy Integration (e.g., Ramping, Smoothing) |  |  |  |  | yes | AC-Coupled | Solar |  | 10
330035 |  |  | MA - SMART Program |  |  | 2021 | Residential | Uxbridge | Battery |  | Delta Electronics | 9.3 |  | 7.68 | BTM | Customer Bill Savings (e.g., Demand Charge Management, TOU Arbitrage) |  |  |  |  | yes | DC-Coupled | Solar |  | 7.68
330169 |  |  | MA - SMART Program |  |  | 2021 | Residential | Hanover | Battery |  | Generac | 17.1 |  | 7.6 | BTM | Customer Bill Savings (e.g., Demand Charge Management, TOU Arbitrage) |  |  |  |  | yes | DC-Coupled | Solar |  | 7.6
330172 |  |  | MA - SMART Program |  |  | 2021 | Residential | Westminster | Battery |  | Delta Electronics | 9.3 |  | 5.76 | BTM | Customer Bill Savings (e.g., Demand Charge Management, TOU Arbitrage) |  |  |  |  | yes | DC-Coupled | Solar |  | 5.76
330345 |  |  | MA - SMART Program |  |  | 2021 | Residential | Southbridge | Battery | Lithium Ion | LG CHEM | 9.8 | 9.3 | 5.76 | BTM | Other- Backup power |  |  |  |  | yes | DC-Coupled | Solar | 7.32 | 5.76
330348 |  |  | MA - SMART Program |  |  | 2021 | Residential | Winthrop | Battery |  | Tessla |  | 13.5 | 10 | BTM | Renewable Energy Integration (e.g., Ramping, Smoothing) |  |  |  |  | yes | AC-Coupled | Solar |  | 7.6
330383 |  |  | MA - SMART Program |  |  | 2021 | Residential | Fall River | Battery |  | Delta Electronics | 9.3 |  | 3.84 | BTM | Customer Bill Savings (e.g., Demand Charge Management, TOU Arbitrage) |  |  |  |  | yes | DC-Coupled | Solar |  | 7.68
330512 |  |  | MA - SMART Program |  |  | 2021 | Residential | Attleboro | Battery |  | Delta Electronics | 9.3 |  | 5.76 | BTM | Customer Bill Savings (e.g., Demand Charge Management, TOU Arbitrage) |  |  |  |  | yes | DC-Coupled | Solar |  | 9.6
330515 |  |  | MA - SMART Program |  |  | 2021 | Residential | Mendon | Battery |  | Delta Electronics | 9.3 |  | 5.76 | BTM | Customer Bill Savings (e.g., Demand Charge Management, TOU Arbitrage) |  |  |  |  | yes | DC-Coupled | Solar |  | 9.6
330607 |  |  | MA - SMART Program |  |  | 2021 | Residential | Orange | Battery |  | Delta Electronics | 9.3 |  | 5.76 | BTM | Customer Bill Savings (e.g., Demand Charge Management, TOU Arbitrage) |  |  |  |  | yes | DC-Coupled | Solar |  | 5.76
330609 |  |  | MA - SMART Program |  |  | 2021 | Residential | Belchertown | Battery |  | Generac | 18 |  | 7.6 | BTM | Customer Bill Savings (e.g., Demand Charge Management, TOU Arbitrage) |  |  |  |  | yes | DC-Coupled | Solar |  | 7.6
330661 |  |  | MA - SMART Program |  |  | 2021 | Residential | East Longmeadow | Battery |  | Delta Electronics | 9.3 |  | 7.68 | BTM | Customer Bill Savings (e.g., Demand Charge Management, TOU Arbitrage) |  |  |  |  | yes | DC-Coupled | Solar |  | 7.68
330658 |  |  | MA - SMART Program |  |  | 2021 | Residential | E Bridgewater | Battery |  | SolarEdge |  | 13.5 | 15 | BTM | Renewable Energy Integration (e.g., Ramping, Smoothing) |  |  |  |  | yes | AC-Coupled | Solar |  | 10
330669 |  |  | MA - SMART Program |  |  | 2021 | Residential | Spencer | Battery |  | SolarEdge Technologies HD |  | 13.5 | 10 | BTM | Renewable Energy Integration (e.g., Ramping, Smoothing) |  |  |  |  | yes | AC-Coupled | Solar |  | 9.8
330733 |  |  | MA - SMART Program |  |  | 2021 | Residential | North Grafton | Battery |  | SolarEdge |  | 13.5 | 10 | BTM | Renewable Energy Integration (e.g., Ramping, Smoothing) |  |  |  |  | yes | AC-Coupled | Solar |  | 10
330840 |  |  | MA - SMART Program |  |  | 2021 | Residential | Upton | Battery |  | SolarEdge Technologies HD | 9.3 |  | 7.6 | BTM | Customer Bill Savings (e.g., Demand Charge Management, TOU Arbitrage) |  |  |  |  | yes | DC-Coupled | Solar |  | 7.6
330847 |  |  | MA - SMART Program |  |  | 2021 | Residential | Ware | Battery |  | Enphase Energy | 17.1 |  | 7.6 | BTM | Customer Bill Savings (e.g., Demand Charge Management, TOU Arbitrage) |  |  |  |  | yes | DC-Coupled | Solar |  | 9.92
330933 |  |  | MA - SMART Program |  |  | 2021 | Commercial | Essex | Battery |  | SolarEdge Tecnologies HD |  | 13.5 | 10 | BTM | Renewable Energy Integration (e.g., Ramping, Smoothing) |  |  |  |  | yes | AC-Coupled | Solar |  | 5
330957 |  |  | Other |  |  | 2021 | Residential | Belchertown | Battery |  | Tesla |  | 13.5 | 10 | BTM | Peak Shaving/ Load Leveling |  |  |  |  | yes | AC-Coupled | Solar |  | 17.6
331203 |  |  | MA - SMART Program |  |  | 2021 | Residential | Dighton | Battery |  | Delta Electronics | 9.3 |  | 7.68 | BTM | Customer Bill Savings (e.g., Demand Charge Management, TOU Arbitrage) |  |  |  |  | yes | DC-Coupled | Solar |  | 7.68
331235 |  |  | MA - SMART Program |  |  | 2021 | Residential | Cheshire | Battery |  | Delta Electronics | 9.3 |  | 5.76 | BTM | Customer Bill Savings (e.g., Demand Charge Management, TOU Arbitrage) |  |  |  |  | yes | DC-Coupled | Solar |  | 5.76
331278 |  |  | MA - SMART Program |  |  | 2021 | Residential | Spencer | Battery |  | Delta Electronics | 9.3 |  | 5.76 | BTM | Customer Bill Savings (e.g., Demand Charge Management, TOU Arbitrage) |  |  |  |  | yes | DC-Coupled | Solar |  | 5.76
331280 |  |  | MA - SMART Program |  |  | 2021 | Residential | Andover | Battery |  | Delta Electronics | 9.3 |  | 7.68 | BTM | Customer Bill Savings (e.g., Demand Charge Management, TOU Arbitrage) |  |  |  |  | yes | DC-Coupled | Solar |  | 7.68
331281 |  |  | MA - SMART Program |  |  | 2021 | Residential | Lowell | Battery |  | Delta Electronics | 9.3 |  | 5.76 | BTM | Customer Bill Savings (e.g., Demand Charge Management, TOU Arbitrage) |  |  |  |  | yes | DC-Coupled | Solar |  | 5.76
331286 |  |  | MA - SMART Program |  |  | 2021 | Residential | West Bridgewater | Battery |  | Delta Electronics | 9.3 |  | 5.76 | BTM | Customer Bill Savings (e.g., Demand Charge Management, TOU Arbitrage) |  |  |  |  | yes | DC-Coupled | Solar |  | 9.6
331287 |  |  | MA - SMART Program |  |  | 2021 | Residential | Webster | Battery |  | Delta Electronics | 9.3 |  | 5.76 | BTM | Customer Bill Savings (e.g., Demand Charge Management, TOU Arbitrage) |  |  |  |  | yes | DC-Coupled | Solar |  | 5.76
331290 |  |  | MA - SMART Program |  |  | 2021 | Residential | North Andover | Battery |  | SolarEdge Technologies | 9.3 |  | 6 | BTM | Customer Bill Savings (e.g., Demand Charge Management, TOU Arbitrage) |  |  |  |  | yes | DC-Coupled | Solar |  | 9.8
331291 |  |  | MA - SMART Program |  |  | 2021 | Residential | Dracut | Battery |  | SolarEdge Technologies | 9.3 |  | 6 | BTM | Customer Bill Savings (e.g., Demand Charge Management, TOU Arbitrage) |  |  |  |  | yes | DC-Coupled | Solar |  | 9.8
331293 |  |  | MA - SMART Program |  |  | 2021 | Residential | Worcester | Battery |  | Delta Electronics | 9.3 |  | 5.76 | BTM | Customer Bill Savings (e.g., Demand Charge Management, TOU Arbitrage) |  |  |  |  | yes | DC-Coupled | Solar |  | 5.76
331294 |  |  | Other |  |  | 2021 | Residential | Andover | Battery |  | Tesla |  | 10 | 5 | FTM | Peak Shaving/ Load Leveling | Customer Bill Savings (e.g., Demand Charge Management, TOU Arbitrage) |  |  |  | yes | AC-Coupled | Solar |  | 5
331297 |  |  | MA - SMART Program |  |  | 2021 | Residential | Auburn | Battery |  | Delta Electronics | 9.3 |  | 5.76 | BTM | Customer Bill Savings (e.g., Demand Charge Management, TOU Arbitrage) |  |  |  |  | yes | DC-Coupled | Solar |  | 5.76
331465 |  |  | MA - SMART Program |  |  | 2021 | Residential | LAWRENCE | Battery |  | StorEdge | 9.3 |  | 7.6 | BTM | Customer Bill Savings (e.g., Demand Charge Management, TOU Arbitrage) |  |  |  |  | yes | DC-Coupled | Solar |  | 7.6
331582 |  |  | MA - SMART Program |  |  | 2021 | Residential | Worcester | Battery |  | SolarEdge Technologies | 9.3 |  | 6 | BTM | Customer Bill Savings (e.g., Demand Charge Management, TOU Arbitrage) |  |  |  |  | yes | DC-Coupled | Solar |  | 9.8
331583 |  |  | MA - SMART Program |  |  | 2021 | Residential | SEEKONK | Battery |  | StorEdge Technologies | 9.3 |  | 7.6 | BTM | Customer Bill Savings (e.g., Demand Charge Management, TOU Arbitrage) |  |  |  |  | yes | DC-Coupled | Solar |  | 7.6
331590 |  |  | MA - SMART Program |  |  | 2021 | Residential | Lawrence | Battery |  | LG CHEM | 9.8 | 10 | 5 | BTM | Other- Backup power |  |  |  |  | yes | DC-Coupled | Solar | 12.05 | 9.6
331594 |  |  | MA - SMART Program |  |  | 2021 | Residential | Grafton | Battery |  | Delta Electronics | 9.3 |  | 5.76 | BTM | Customer Bill Savings (e.g., Demand Charge Management, TOU Arbitrage) |  |  |  |  | yes | DC-Coupled | Solar |  | 9.6
331597 |  |  | MA - SMART Program |  |  | 2021 | Residential | Grafton | Battery |  | Delta Electronics | 9.3 |  | 5.76 | BTM | Customer Bill Savings (e.g., Demand Charge Management, TOU Arbitrage) |  |  |  |  | yes | DC-Coupled | Solar |  | 9.6
331603 |  |  | MA - SMART Program |  |  | 2021 | Residential | Wilbraham | Battery |  | Enphase Energy |  | 13.5 | 10 | BTM | Renewable Energy Integration (e.g., Ramping, Smoothing) |  |  |  |  | yes | AC-Coupled | Solar |  | 8.88
331642 |  |  | MA - SMART Program |  |  | 2021 | Residential | Medford | Battery |  | Delta Electronics |  | 13.5 | 15 | BTM | Renewable Energy Integration (e.g., Ramping, Smoothing) |  |  |  |  | yes | AC-Coupled | Solar |  | 10
331730 |  |  | MA - SMART Program |  |  | 2021 | Residential | Haverhill | Battery |  | SolarEdge Technologies | 9.3 |  | 6 | BTM | Customer Bill Savings (e.g., Demand Charge Management, TOU Arbitrage) |  |  |  |  | yes | DC-Coupled | Solar |  | 6
331769 |  |  | MA - SMART Program |  |  | 2021 | Residential | Seekonk | Battery |  | Enphase Energy |  | 13.5 | 10 | BTM | Renewable Energy Integration (e.g., Ramping, Smoothing) |  |  |  |  | yes | AC-Coupled | Solar |  | 9.36
331815 |  |  | MA - SMART Program |  |  | 2021 | Residential | METHUEN | Battery |  | StorEdge | 9.3 |  | 7.6 | BTM | Customer Bill Savings (e.g., Demand Charge Management, TOU Arbitrage) |  |  |  |  | yes | DC-Coupled | Solar |  | 7.6
331978 |  |  | MA - SMART Program |  |  | 2021 | Residential | Medford | Battery |  | SolarEdge |  | 13.5 | 10 | BTM | Renewable Energy Integration (e.g., Ramping, Smoothing) |  |  |  |  | yes | AC-Coupled | Solar |  | 7.6
332227 |  |  | MA - SMART Program |  |  | 2021 | Residential | East Bridgewater | Battery |  | Generac | 14.3 |  | 7.6 | BTM | Customer Bill Savings (e.g., Demand Charge Management, TOU Arbitrage) |  |  |  |  | yes | DC-Coupled | Solar |  | 7.6
332619 |  |  | MA - SMART Program |  |  | 2021 | Residential | Nahant | Battery |  | SolarEdge Technologies HD | 13.5 | 10 | 5 | BTM | Renewable Energy Integration (e.g., Ramping, Smoothing) |  |  |  |  | yes | AC-Coupled | Solar |  | 7.6
332968 |  |  | Other |  |  | 2021 | Residential | Westford | Battery |  | Tesla |  | 13.5 | 10 | BTM | Peak Shaving/ Load Leveling |  |  |  |  | yes | AC-Coupled | Solar |  | 20
333107 |  |  | MA - SMART Program |  |  | 2021 | Residential | Marlborough | Battery |  | SolarEdge Technologies | 9.3 |  | 7.6 | BTM | Customer Bill Savings (e.g., Demand Charge Management, TOU Arbitrage) |  |  |  |  | yes | DC-Coupled | Solar |  | 7.6
333111 |  |  | MA - SMART Program |  |  | 2021 | Residential | Marlborough | Battery |  | Delta Electronics | 9.3 |  | 5.76 | BTM | Customer Bill Savings (e.g., Demand Charge Management, TOU Arbitrage) |  |  |  |  | yes | DC-Coupled | Solar |  | 5.76
333112 |  |  | MA - SMART Program |  |  | 2021 | Residential | West Bridgewater | Battery |  | Delta Electronics | 9.3 |  | 5.76 | BTM | Customer Bill Savings (e.g., Demand Charge Management, TOU Arbitrage) |  |  |  |  | yes | DC-Coupled | Solar |  | 5.76
333113 |  |  | MA - SMART Program |  |  | 2021 | Residential | Easton | Battery |  | Delta Electronics | 9.3 |  | 5.76 | BTM | Customer Bill Savings (e.g., Demand Charge Management, TOU Arbitrage) |  |  |  |  | yes | DC-Coupled | Solar |  | 9.6
333336 |  |  | MA - SMART Program |  |  | 2021 | Residential | Amesbury | Battery |  | Enphase Energy |  | 13.5 | 10 | BTM | Renewable Energy Integration (e.g., Ramping, Smoothing) |  |  |  |  | yes | AC-Coupled | Solar |  | 5.04
333341 |  |  | Other |  |  | 2021 | Residential | Leominster | Battery |  | LG CHEM | 9.8 | 10 | 5 | BTM | Other- Backup power |  |  |  |  | yes | DC-Coupled | Solar | 11.9 | 9.6
333343 |  |  | MA - SMART Program |  |  | 2021 | Residential | NORTH ANDOVER | Battery |  | StorEdge | 9.3 |  | 7.6 | BTM | Customer Bill Savings (e.g., Demand Charge Management, TOU Arbitrage) |  |  |  |  | yes | DC-Coupled | Solar |  | 7.6
333467 |  |  | MA - SMART Program |  |  | 2021 | Residential | Sturbridge | Battery |  | SolarEdge Technologies Ltd | 13.5 | 10 | 5 | BTM | Renewable Energy Integration (e.g., Ramping, Smoothing) |  |  |  |  | yes | AC-Coupled | Solar |  | 10
333517 |  |  | MA - SMART Program |  |  | 2021 | Residential | Weymouth | Battery |  | Delta Electronics | 9.3 |  | 7.68 | BTM | Customer Bill Savings (e.g., Demand Charge Management, TOU Arbitrage) |  |  |  |  | yes | DC-Coupled | Solar |  | 7.68
333524 |  |  | MA - SMART Program |  |  | 2021 | Residential | Attleboro | Battery |  | SolarEdge Technologies | 9.3 |  | 6 | BTM | Customer Bill Savings (e.g., Demand Charge Management, TOU Arbitrage) |  |  |  |  | yes | DC-Coupled | Solar |  | 6
333536 |  |  | MA - SMART Program |  |  | 2021 | Residential | Lawrence | Battery |  | Delta Electronics | 9.3 | 11.52 | 3.84 | BTM | Other- Backup power |  |  |  |  | yes | DC-Coupled | Solar | 9.17 | 7.68
333573 |  |  | MA - SMART Program |  |  | 2021 | Residential | STOUGHTON | Battery |  | StorEdge | 9.3 |  | 7.6 | BTM | Customer Bill Savings (e.g., Demand Charge Management, TOU Arbitrage) |  |  |  |  | yes | DC-Coupled | Solar |  | 7.6
333588 |  |  | Other |  |  | 2021 | Residential | Florence | Battery |  | Sonnen |  | 7 | 7 | BTM | Peak Shaving/ Load Leveling |  |  |  |  | yes | AC-Coupled | Solar |  | 7.6
333619 |  |  | MA - SMART Program |  |  | 2021 | Residential | SEEKONK | Battery |  | SolarEdge Technologies HD | 9.3 |  | 7.6 | BTM | Customer Bill Savings (e.g., Demand Charge Management, TOU Arbitrage) |  |  |  |  | yes | DC-Coupled | Solar |  | 7.6
333649 |  |  | MA - SMART Program |  |  | 2021 | Residential | Pembroke | Battery |  | StorEdge | 9.3 |  | 7.6 | BTM | Customer Bill Savings (e.g., Demand Charge Management, TOU Arbitrage) |  |  |  |  | yes | DC-Coupled | Solar |  | 7.6
333689 |  |  | MA - SMART Program |  |  | 2021 | Residential | S Hamilton | Battery |  | SolarEdge Technologies Ltd | 13.5 | 10 | 5 | BTM | Renewable Energy Integration (e.g., Ramping, Smoothing) |  |  |  |  | yes | AC-Coupled | Solar |  | 10
333770 |  |  | MA - SMART Program |  |  | 2021 | Residential | Marlborough | Battery |  | Enphase Energy | 13.5 | 10 | 5 | BTM | Renewable Energy Integration (e.g., Ramping, Smoothing) |  |  |  |  | yes | AC-Coupled | Solar |  | 7.25
333783 |  |  | MA - SMART Program |  |  | 2021 | Residential | Andover | Battery |  | Generac | 14.3 |  | 7.6 | BTM | Customer Bill Savings (e.g., Demand Charge Management, TOU Arbitrage) |  |  |  |  | yes | DC-Coupled | Solar |  | 7.6
333791 |  |  | MA - SMART Program |  |  | 2021 | Residential | Monson | Battery |  | Tesla Inc |  | 13.5 | 10 | BTM | Renewable Energy Integration (e.g., Ramping, Smoothing) |  |  |  |  | yes | AC-Coupled | Solar |  | 15.2
333808 |  |  | MA - SMART Program |  |  | 2021 | Residential | Fiskdale | Battery |  | Delta Electronics | 9.3 |  | 5.76 | BTM | Customer Bill Savings (e.g., Demand Charge Management, TOU Arbitrage) |  |  |  |  | yes | DC-Coupled | Solar |  | 5.76
334005 |  |  | MA - SMART Program |  |  | 2021 | Residential | Westborough | Battery |  | Tesla Inc |  | 13.5 | 10 | BTM | Renewable Energy Integration (e.g., Ramping, Smoothing) |  |  |  |  | yes | AC-Coupled | Solar |  | 7.6
334088 |  |  | MA - SMART Program |  |  | 2021 | Residential | Melrose | Battery |  | Delta |  | 13.5 | 15 | BTM | Renewable Energy Integration (e.g., Ramping, Smoothing) |  |  |  |  | yes | AC-Coupled | Solar |  | 10
334111 |  |  | MA - SMART Program |  |  | 2021 | Residential | Randolph | Battery |  | Delta Electronics | 9.3 |  | 5.76 | BTM | Customer Bill Savings (e.g., Demand Charge Management, TOU Arbitrage) |  |  |  |  | yes | DC-Coupled | Solar |  | 5.76
334113 |  |  | MA - SMART Program |  |  | 2021 | Residential | Holland | Battery |  | Delta Electronics | 9.3 |  | 5.76 | BTM | Customer Bill Savings (e.g., Demand Charge Management, TOU Arbitrage) |  |  |  |  | yes | DC-Coupled | Solar |  | 5.76
334115 |  |  | MA - SMART Program |  |  | 2021 | Residential | Worcester | Battery |  | Delta Electronics | 9.3 |  | 3.84 | BTM | Customer Bill Savings (e.g., Demand Charge Management, TOU Arbitrage) |  |  |  |  | yes | DC-Coupled | Solar |  | 3.84
334209 |  |  | MA - SMART Program |  |  | 2021 | Residential | Pepperell | Battery |  | SolarEdge Technologies Ltd | 13.5 | 10 | 5 | BTM | Renewable Energy Integration (e.g., Ramping, Smoothing) |  |  |  |  | yes | AC-Coupled | Solar |  | 17.6
334530 |  |  | MA - SMART Program |  |  | 2021 | Residential | Medford | Battery |  | Delta Electronics | 9.3 |  | 5.76 | BTM | Customer Bill Savings (e.g., Demand Charge Management, TOU Arbitrage) |  |  |  |  | yes | DC-Coupled | Solar |  | 5.76
334533 |  |  | MA - SMART Program |  |  | 2021 | Residential | Westford | Battery |  | Delta Electronics | 9.3 |  | 7.68 | BTM | Customer Bill Savings (e.g., Demand Charge Management, TOU Arbitrage) |  |  |  |  | yes | DC-Coupled | Solar |  | 7.68
334661 |  |  | MA - SMART Program |  |  | 2021 | Residential | Worcester | Battery |  | Delta Electronics | 9.6 | 11.52 | 5.76 | BTM | Other- Backup power |  |  |  |  | yes | DC-Coupled | Solar | 9.47 | 9.6
334667 |  |  | MA - SMART Program |  |  | 2021 | Residential | Nahant | Battery |  | Enphase Energy | 13.5 | 10 | 5 | BTM | Renewable Energy Integration (e.g., Ramping, Smoothing) |  |  |  |  | yes | AC-Coupled | Solar |  | 2.4
335007 |  |  | MA - SMART Program | Other |  | 2021 | Residential | Orange | Battery |  | LG CHEM | 9.8 | 10 | 5 | BTM | Other- Backup power |  |  |  |  | yes | DC-Coupled | Solar | 12.06 | 9.6
335189 |  |  | MA - SMART Program | Other |  | 2021 | Residential | Belchertown | Battery |  | Sonnen | 12.5 | 14 | 7 | BTM | Renewable Energy Integration (e.g., Ramping, Smoothing) | Customer Bill Savings (e.g., Demand Charge Management, TOU Arbitrage) |  |  |  | yes | AC-Coupled | Solar | 9.36 | 10
335196 |  |  | MA - SMART Program |  |  | 2021 | Residential | Swampscott | Battery |  | SolarEdge Technologies HD | 13.5 | 10 | 5 | BTM | Renewable Energy Integration (e.g., Ramping, Smoothing) |  |  |  |  | yes | AC-Coupled | Solar |  | 3.8
335202 |  |  | MA - SMART Program |  |  | 2021 | Residential | Spencer | Battery |  | Delta Electronics | 9.3 |  | 5.76 | BTM | Customer Bill Savings (e.g., Demand Charge Management, TOU Arbitrage) |  |  |  |  | yes | DC-Coupled | Solar |  | 9.6
335230 |  |  | MA - SMART Program |  |  | 2021 | Residential | Millbury | Battery |  | Delta Electronics | 9.3 |  | 5.76 | BTM | Customer Bill Savings (e.g., Demand Charge Management, TOU Arbitrage) |  |  |  |  | yes | DC-Coupled | Solar |  | 5.76
335238 |  |  | MA - SMART Program |  |  | 2021 | Residential | Methuen | Battery |  | LG CHEM | 9.8 | 7.6 | 7.6 | BTM | Customer Bill Savings (e.g., Demand Charge Management, TOU Arbitrage) | Renewable Energy Integration (e.g., Ramping, Smoothing) |  |  |  | yes | DC-Coupled | Solar | 9.92 | 7.6
335404 |  |  | MA - SMART Program |  |  | 2021 | Residential | North Andover | Battery |  | Enphase Energy |  | 13.5 | 10 | BTM | Renewable Energy Integration (e.g., Ramping, Smoothing) |  |  |  |  | yes | AC-Coupled | Solar |  | 9.36
335459 |  |  | MA - SMART Program |  |  | 2021 | Residential | Worcester | Battery |  | Delta Electronics | 9.3 |  | 3.84 | BTM | Customer Bill Savings (e.g., Demand Charge Management, TOU Arbitrage) |  |  |  |  | yes | DC-Coupled | Solar |  | 3.84
335648 |  |  | MA - SMART Program |  |  | 2021 | Residential | Andover | Battery |  | Generac | 8.6 |  | 7.6 | BTM | Customer Bill Savings (e.g., Demand Charge Management, TOU Arbitrage) |  |  |  |  | yes | DC-Coupled | Solar |  | 7.6
335875 |  |  | MA - SMART Program |  |  | 2021 | Residential | Northbridge | Battery |  | Enphase |  | 13.5 | 10 | BTM | Renewable Energy Integration (e.g., Ramping, Smoothing) |  |  |  |  | yes | AC-Coupled | Solar |  | 9.6
335981 |  |  | MA - SMART Program |  |  | 2021 | Residential | Worcester | Battery |  | SolarEdge Technologies | 13.5 | 10 | 5 | BTM | Renewable Energy Integration (e.g., Ramping, Smoothing) |  |  |  |  | yes | AC-Coupled | Solar |  | 7.6
335985 |  |  | MA - SMART Program |  |  | 2021 | Residential | Westford | Battery |  | SolarEdge Technologies | 13.5 | 10 | 5 | BTM | Renewable Energy Integration (e.g., Ramping, Smoothing) |  |  |  |  | yes | AC-Coupled | Solar |  | 7.6
336146 |  |  | MA - SMART Program |  |  | 2021 | Residential | Bradford | Battery |  | Tesla | 13.5 | 10 | 5 | BTM | Renewable Energy Integration (e.g., Ramping, Smoothing) |  |  |  |  | yes | AC-Coupled | Solar |  | 7.6
336158 |  |  | MA - SMART Program |  |  | 2021 | Residential | Revere | Battery |  | Delta Electronics | 9.3 |  | 3.84 | BTM | Customer Bill Savings (e.g., Demand Charge Management, TOU Arbitrage) |  |  |  |  | yes | DC-Coupled | Solar |  | 3.84
336171 |  |  | MA - SMART Program |  |  | 2021 | Residential | Attleboro | Battery |  | Delta Electronics | 9.3 |  | 7.68 | BTM | Customer Bill Savings (e.g., Demand Charge Management, TOU Arbitrage) |  |  |  |  | yes | DC-Coupled | Solar |  | 7.68
336247 |  |  | MA - SMART Program |  |  | 2021 | Residential | Worcester | Battery |  | Delta Electronics | 9.3 |  | 7.68 | BTM | Customer Bill Savings (e.g., Demand Charge Management, TOU Arbitrage) |  |  |  |  | yes | DC-Coupled | Solar |  | 7.68
336432 |  |  | MA - SMART Program |  |  | 2021 | Residential | Rockport | Battery |  | Enphase Energy |  | 13.5 | 10 | BTM | Renewable Energy Integration (e.g., Ramping, Smoothing) |  |  |  |  | yes | AC-Coupled | Solar |  | 7.44
336438 |  |  | MA - SMART Program |  |  | 2021 | Residential | Orange | Battery |  | Tesla Inc | 13.5 | 10 | 5 | BTM | Generation Support (e.g., Peaker Replacement) |  |  |  |  | yes | AC-Coupled | Solar | 7.2 | 5.51
336516 |  |  | MA - SMART Program |  |  | 2021 | Residential | CHERRY VALLEY | Battery |  | SolarEdge Technologies HD | 9.3 |  | 3.8 | BTM | Customer Bill Savings (e.g., Demand Charge Management, TOU Arbitrage) |  |  |  |  | yes | DC-Coupled | Solar |  | 3.8
336885 |  |  | MA - SMART Program |  |  | 2021 | Residential | Abington | Battery |  | Enphase Energy |  | 13.5 | 10 | BTM | Renewable Energy Integration (e.g., Ramping, Smoothing) |  |  |  |  | yes | AC-Coupled | Solar |  | 8.7
336920 |  |  | MA - SMART Program |  |  | 2021 | Residential | Abington | Battery |  | Enphase Energy |  | 13.5 | 10 | BTM | Renewable Energy Integration (e.g., Ramping, Smoothing) |  |  |  |  | yes | AC-Coupled | Solar |  | 8.7
337061 |  |  | MA - SMART Program |  |  | 2021 | Residential | Nantucket | Battery |  | Generac | 17.1 |  | 7.6 | BTM | Customer Bill Savings (e.g., Demand Charge Management, TOU Arbitrage) |  |  |  |  | yes | DC-Coupled | Solar |  | 13.6
337127 |  |  | MA - SMART Program |  |  | 2021 | Residential | Sutton | Battery |  | Enphase |  | 13.5 | 10 | BTM | Renewable Energy Integration (e.g., Ramping, Smoothing) |  |  |  |  | yes | AC-Coupled | Solar |  | 9.86
337178 |  |  | MA - SMART Program |  |  | 2021 | Residential | Lawrence | Battery |  | SOLAREDGE | 9.3 |  | 7.6 | BTM | Customer Bill Savings (e.g., Demand Charge Management, TOU Arbitrage) |  |  |  |  | yes | DC-Coupled | Solar |  | 7.6
337249 |  |  | MA - SMART Program |  |  | 2021 | Residential | Granby | Battery |  | Generac | 18 |  | 7.6 | BTM | Customer Bill Savings (e.g., Demand Charge Management, TOU Arbitrage) |  |  |  |  | yes | DC-Coupled | Solar |  | 7.6
337254 |  |  | Other |  |  | 2021 | Residential | Northampton | Battery |  | Sonnen | 12.5 | 7 | 7 | BTM | Peak Shaving/ Load Leveling |  |  |  |  | yes | AC-Coupled | Solar |  | 17
337608 |  |  | MA - SMART Program |  |  | 2021 | Residential | Fall River | Battery |  | Delta Electronics | 9.3 |  | 3.84 | BTM | Customer Bill Savings (e.g., Demand Charge Management, TOU Arbitrage) |  |  |  |  | yes | DC-Coupled | Solar |  | 7.68
337617 |  |  | MA - SMART Program |  |  | 2021 | Residential | Heath | Battery |  | LG CHEM | 9.3 | 10 | 5 | BTM | Other- Backup power |  |  |  |  | yes | DC-Coupled | Solar | 10.22 | 9.3
337618 |  |  | MA - SMART Program |  |  | 2021 | Residential | Brockton | Battery |  | LG CHEM | 9.8 | 9.3 | 5.76 | BTM | [5 empty] | yes | DC-Coupled | Solar | 6.93 | 6
337815 |  |  | MA - SMART Program |  |  | 2021 | Residential | Seekonk | Battery | Lithium Ion | Generac | 18 | 17.1 | 10 | BTM | Customer Bill Savings (e.g., Demand Charge Management, TOU Arbitrage) |  |  |  |  | yes | DC-Coupled | Solar | 7.98 | 7.6
337957 |  |  | MA - SMART Program |  |  | 2021 | Residential | Chelmsford | Battery |  | Tesla |  | 13.5 | 10 | BTM | Renewable Energy Integration (e.g., Ramping, Smoothing) |  |  |  |  | yes | AC-Coupled | Solar |  | 7.6
338174 |  |  | MA - SMART Program |  |  | 2021 | Residential | Foxboro | Battery |  | Generac | 17.1 |  | 7.6 | BTM | Customer Bill Savings (e.g., Demand Charge Management, TOU Arbitrage) |  |  |  |  | yes | DC-Coupled | Solar |  | 7.6
338188 |  |  | MA - SMART Program |  |  | 2021 | Residential | E Longmeadow | Battery |  | Tesla | 13.5 | 10 | 5 | BTM | Renewable Energy Integration (e.g., Ramping, Smoothing) |  |  |  |  | yes | AC-Coupled | Solar |  | 7.6
338222 |  |  | MA - SMART Program |  |  | 2021 | Residential | North Andover | Battery |  | Delta |  | 13.5 | 10 | BTM | Renewable Energy Integration (e.g., Ramping, Smoothing) |  |  |  |  | yes | AC-Coupled | Solar |  | 11.52
338256 |  |  | MA - SMART Program |  |  | 2021 | Residential | Haverhill | Battery |  | STOREDGE | 9.3 |  | 7.6 | BTM | Customer Bill Savings (e.g., Demand Charge Management, TOU Arbitrage) |  |  |  |  | yes | DC-Coupled | Solar |  | 7.6
338313 |  |  | MA - SMART Program |  |  | 2021 | Residential | Florence | Battery |  | SolarEdge Technologies |  | 13.5 | 10 | BTM | Renewable Energy Integration (e.g., Ramping, Smoothing) |  |  |  |  | yes | AC-Coupled | Solar |  | 7.6
338482 |  |  | MA - SMART Program |  |  | 2021 | Residential | Westminster | Battery |  | SolarEdge Technologies HD | 13.5 | 10 | 5 | BTM | Renewable Energy Integration (e.g., Ramping, Smoothing) |  |  |  |  | yes | AC-Coupled | Solar |  | 7.6
338606 |  |  | MA - SMART Program |  |  | 2021 | Residential | MILLBURY | Battery |  | SunPower |  | 13.5 | 10 | BTM | Renewable Energy Integration (e.g., Ramping, Smoothing) |  |  |  |  | yes | AC-Coupled | Solar |  | 8.725
338749 |  |  | MA - SMART Program |  |  | 2021 | Residential | Lancaster | Battery |  | SolarEdge Technologies |  | 13.5 | 10 | BTM | Renewable Energy Integration (e.g., Ramping, Smoothing) |  |  |  |  | yes | AC-Coupled | Solar |  | 7.6
338763 |  |  | MA - SMART Program |  |  | 2021 | Residential | Harvard | Battery |  | SolarEdge Technologies HD | 13.5 | 10 | 5 | BTM | Renewable Energy Integration (e.g., Ramping, Smoothing) |  |  |  |  | yes | AC-Coupled | Solar |  | 7.6
339026 |  |  | MA - SMART Program |  |  | 2021 | Residential | Franklin | Battery |  | SolarEdge Technologies |  | 13.5 | 10 | BTM | Renewable Energy Integration (e.g., Ramping, Smoothing) |  |  |  |  | yes | AC-Coupled | Solar |  | 9.8
339013 |  |  | MA - SMART Program |  |  | 2021 | Residential | Swansea | Battery |  | SolarEdge Technologies HD | 9.3 |  | 7.6 | BTM | Customer Bill Savings (e.g., Demand Charge Management, TOU Arbitrage) |  |  |  |  | yes | DC-Coupled | Solar |  | 7.6
339077 |  |  | MA - SMART Program |  |  | 2021 | Residential | Grafton | Battery |  | SolarEdge |  | 13.5 | 10 | BTM | Renewable Energy Integration (e.g., Ramping, Smoothing) |  |  |  |  | yes | AC-Coupled | Solar |  | 7.6
339113 |  |  | MA - SMART Program |  |  | 2021 | Residential | Grafton | Battery |  | Solar Edge |  | 13.5 | 10 | BTM | Renewable Energy Integration (e.g., Ramping, Smoothing) |  |  |  |  | yes | AC-Coupled | Solar |  | 9.8
339118 |  |  | MA - SMART Program |  |  | 2021 | Residential | NORTH ANDOVER | Battery |  | SolarEdge Technologies HD | 9.3 |  | 7.6 | BTM | Customer Bill Savings (e.g., Demand Charge Management, TOU Arbitrage) |  |  |  |  | yes | DC-Coupled | Solar |  | 7.6
339224 |  |  | MA - SMART Program |  |  | 2021 | Residential | Fall River | Battery |  | Generac | 18 |  | 7.6 | BTM | Renewable Energy Integration (e.g., Ramping, Smoothing) |  |  |  |  | yes | DC-Coupled | Solar |  | 7.6
339266 |  |  | MA - SMART Program |  |  | 2021 | Residential | Lawrence | Battery |  | SolarEdge | 13.5 | 10 | 5 | BTM | Renewable Energy Integration (e.g., Ramping, Smoothing) |  |  |  |  | yes | AC-Coupled | Solar |  | 10
339327 |  |  | MA - SMART Program |  |  | 2021 | Residential | HUBBARDSTON | Battery |  | StorEdge | 9.3 |  | 7.6 | BTM | Customer Bill Savings (e.g., Demand Charge Management, TOU Arbitrage) |  |  |  |  | yes | DC-Coupled | Solar |  | 7.6
339392 |  |  | MA - SMART Program |  |  | 2021 | Residential | Attleboro | Battery |  | SolarEdge Technologies HD | 5000 |  | 3.8 | BTM | Customer Bill Savings (e.g., Demand Charge Management, TOU Arbitrage) |  |  |  |  | yes | DC-Coupled | Solar |  | 3.8
339394 |  |  | MA - SMART Program |  |  | 2021 | Residential | NORTH ANDOVER | Battery |  | StorEdge | 9.3 |  | 7.6 | BTM | Customer Bill Savings (e.g., Demand Charge Management, TOU Arbitrage) |  |  |  |  | yes | DC-Coupled | Solar |  | 7.6
339413 |  |  | MA - SMART Program |  |  | 2021 | Residential | Saugus | Battery |  | StorEdge | 9.3 |  | 7.6 | BTM | Customer Bill Savings (e.g., Demand Charge Management, TOU Arbitrage) |  |  |  |  | yes | DC-Coupled | Solar |  | 7.6
339532 |  |  | MA - SMART Program |  |  | 2021 | Residential | Wrentham | Battery |  | SolarEdge |  | 13.5 | 15 | BTM | Renewable Energy Integration (e.g., Ramping, Smoothing) |  |  |  |  | yes | AC-Coupled | Solar |  | 10
339537 |  |  | MA - SMART Program |  |  | 2021 | Residential | METHUEN | Battery |  | SolarEdge Technologies HD | 9.3 |  | 3.8 | BTM | Customer Bill Savings (e.g., Demand Charge Management, TOU Arbitrage) |  |  |  |  | yes | DC-Coupled | Solar |  | 3.8
339578 |  |  | MA - SMART Program |  |  | 2021 | Residential | S Hamilton | Battery |  | Tesla Inc | 13.5 | 10 | 5 | BTM | Customer Bill Savings (e.g., Demand Charge Management, TOU Arbitrage) | Renewable Energy Shifting |  |  |  | yes | AC-Coupled | Solar |  | 7.6
339584 |  |  | MA - SMART Program |  |  | 2021 | Residential | Dracut | Battery |  | SolarEdge |  | 13.5 | 10 | BTM | Renewable Energy Integration (e.g., Ramping, Smoothing) |  |  |  |  | yes | AC-Coupled | Solar |  | 7.6
339590 |  |  | MA - SMART Program |  |  | 2021 | Residential | Attleboro | Battery |  | Delta Electronics | 9.3 |  | 3.84 | BTM | Customer Bill Savings (e.g., Demand Charge Management, TOU Arbitrage) |  |  |  |  | yes | DC-Coupled | Solar |  | 3.84
339596 |  |  | MA - SMART Program |  |  | 2021 | Residential | Bellinghan | Battery |  | Enphase | 10.5 | 7.68 | 3.84 | BTM | Renewable Energy Integration (e.g., Ramping, Smoothing) |  |  |  |  | yes | AC-Coupled | Solar |  | 12.6
339597 |  |  | MA - SMART Program |  |  | 2021 | Residential | BELLINGHAM | Battery |  | Enphase | 10.5 | 7.68 | 3.84 | BTM | Renewable Energy Integration (e.g., Ramping, Smoothing) |  |  |  |  | yes | AC-Coupled | Solar |  | 12.6
339598 |  |  | MA - SMART Program |  |  | 2021 | Residential | Revere | Battery |  | Delta Electronics | 9.3 |  | 3.84 | BTM | Customer Bill Savings (e.g., Demand Charge Management, TOU Arbitrage) |  |  |  |  | yes | DC-Coupled | Solar |  | 3.84
339599 |  |  | MA - SMART Program |  |  | 2021 | Residential | Swansea | Battery |  | LG CHEM | 9.8 | 10 | 5 | BTM | Other- Backup power |  |  |  |  | yes | DC-Coupled | Solar | 11.66 | 9.6
339691 |  |  | MA - SMART Program |  |  | 2021 | Residential | Lawrence | Battery |  | Delta Electronics | 9.3 |  | 3.84 | BTM | Customer Bill Savings (e.g., Demand Charge Management, TOU Arbitrage) |  |  |  |  | yes | DC-Coupled | Solar |  | 9.6
339713 |  |  | MA - SMART Program |  |  | 2021 | Residential | Granby | Battery |  | Delta Electronics | 9.3 |  | 7.68 | BTM | Customer Bill Savings (e.g., Demand Charge Management, TOU Arbitrage) |  |  |  |  | yes | DC-Coupled | Solar |  | 7.68
339742 |  |  | MA - SMART Program |  |  | 2021 | Residential | Salem | Battery |  | Delta Electronics | 9.3 |  | 5.76 | BTM | Customer Bill Savings (e.g., Demand Charge Management, TOU Arbitrage) |  |  |  |  | yes | DC-Coupled | Solar |  | 5.76
339850 |  |  | MA - SMART Program |  |  | 2021 | Residential | Northampton | Battery |  | Generac | 18 |  | 7.6 | BTM | Customer Bill Savings (e.g., Demand Charge Management, TOU Arbitrage) |  |  |  |  | yes | DC-Coupled | Solar |  | 7.6
339856 |  |  | MA - SMART Program |  |  | 2021 | Residential | Florence | Battery |  | Generac | 18 |  | 7.6 | BTM | Customer Bill Savings (e.g., Demand Charge Management, TOU Arbitrage) |  |  |  |  | yes | DC-Coupled | Solar |  | 7.6
339861 |  |  | MA - SMART Program |  |  | 2021 | Residential | Billerica | Battery |  | SolarEdge |  | 10 | 10 | BTM | Renewable Energy Integration (e.g., Ramping, Smoothing) |  |  |  |  | yes | AC-Coupled | Solar |  | 15.2
339911 |  |  | MA - SMART Program |  |  | 2021 | Residential | Newburyport | Battery |  | Delta Electronics | 9.3 |  | 5.76 | BTM | Customer Bill Savings (e.g., Demand Charge Management, TOU Arbitrage) |  |  |  |  | yes | DC-Coupled | Solar |  | 5.76
339924 |  |  | MA - SMART Program |  |  | 2021 | Residential | Stoughton | Battery | Lithium Ion | LG | 9.8 | 7.6 | 7.6 | BTM | Customer Bill Savings (e.g., Demand Charge Management, TOU Arbitrage) |  |  |  |  | yes | DC-Coupled | Solar | 13 | 7.6
340001 |  |  | MA - SMART Program |  |  | 2021 | Residential | Harvard | Battery |  | Generac | 18 |  | 7.6 | BTM | Customer Bill Savings (e.g., Demand Charge Management, TOU Arbitrage) |  |  |  |  | yes | DC-Coupled | Solar |  | 7.6
339999 |  |  | MA - SMART Program |  |  | 2021 | Residential | Rehoboth | Battery |  | Generac | 18 |  | 7.6 | BTM | Customer Bill Savings (e.g., Demand Charge Management, TOU Arbitrage) |  |  |  |  | yes | DC-Coupled | Solar |  | 15.2
340184 |  |  | MA - SMART Program |  |  | 2021 | Residential | HAMPDEN | Battery |  | StorEdge | 9.3 |  | 3.8 | BTM | Customer Bill Savings (e.g., Demand Charge Management, TOU Arbitrage) |  |  |  |  | yes | DC-Coupled | Solar |  | 3.8
340193 |  |  | MA - SMART Program |  |  | 2021 | Residential | HAVERHILL | Battery |  | SolarEdge Technologies HD | 9.3 |  | 3.8 | BTM | Customer Bill Savings (e.g., Demand Charge Management, TOU Arbitrage) |  |  |  |  | yes | DC-Coupled | Solar |  | 3.8
340194 |  |  | MA - SMART Program |  |  | 2021 | Residential | LYNN | Battery |  | StorEdge | 9.3 |  | 7.6 | BTM | Customer Bill Savings (e.g., Demand Charge Management, TOU Arbitrage) |  |  |  |  | yes | DC-Coupled | Solar |  | 7.6
340326 |  |  | Other |  |  | 2021 | Residential | Southborough | Battery |  | Sonnen |  | 10 | 4.8 | BTM | Peak Shaving/ Load Leveling | Customer Bill Savings (e.g., Demand Charge Management, TOU Arbitrage) |  |  |  | yes | AC-Coupled | Solar |  | 7.6
340366 |  |  | MA - SMART Program |  |  | 2021 | Residential | Tewksbury | Battery |  | Tesla |  | 13.5 | 30 | BTM | Renewable Energy Integration (e.g., Ramping, Smoothing) |  |  |  |  | yes | AC-Coupled | Solar |  | 15.2
340473 |  |  | MA - SMART Program |  |  | 2021 | Residential | Westford | Battery |  | Tesla |  | 13.5 | 10 | BTM | Renewable Energy Integration (e.g., Ramping, Smoothing) |  |  |  |  | yes | AC-Coupled | Solar |  | 7.6
340530 |  |  | MA - SMART Program |  |  | 2021 | Residential | Rutland | Battery |  | Generac | 8.6 |  | 7.6 | BTM | Customer Bill Savings (e.g., Demand Charge Management, TOU Arbitrage) |  |  |  |  | yes | DC-Coupled | Solar |  | 7.6
340659 |  |  | MA - SMART Program |  |  | 2021 | Residential | Rutland | Battery |  | Tesla | 13.5 | 10 | 5 | BTM | Renewable Energy Integration (e.g., Ramping, Smoothing) |  |  |  |  | yes | AC-Coupled | Solar |  | 3.8
340850 |  |  | MA - SMART Program |  |  | 2021 | Residential | METHUEN | Battery |  | SolarEdge Technologies HD | 9.3 |  | 7.6 | BTM | Customer Bill Savings (e.g., Demand Charge Management, TOU Arbitrage) |  |  |  |  | yes | DC-Coupled | Solar |  | 7.6
340869 |  |  | MA - SMART Program |  |  | 2021 | Residential | Lawrence | Battery |  | Delta Electronics | 9.3 |  | 5.76 | BTM | Customer Bill Savings (e.g., Demand Charge Management, TOU Arbitrage) |  |  |  |  | yes | DC-Coupled | Solar |  | 5.76
340929 |  |  | MA - SMART Program |  |  | 2021 | Residential | Milford | Battery |  | Delta Electronics | 9.3 |  | 7.68 | BTM | Customer Bill Savings (e.g., Demand Charge Management, TOU Arbitrage) |  |  |  |  | yes | DC-Coupled | Solar |  | 7.68
340930 |  |  | MA - SMART Program |  |  | 2021 | Residential | Worcester | Battery |  | Enphase Energy | 13.5 | 10 | 5 | BTM | Renewable Energy Integration (e.g., Ramping, Smoothing) |  |  |  |  | yes | AC-Coupled | Solar |  | 4.32
340931 |  |  | MA - SMART Program |  |  | 2021 | Residential | Lowell | Battery |  | Delta Electronics | 9.3 |  | 3.84 | BTM | Customer Bill Savings (e.g., Demand Charge Management, TOU Arbitrage) |  |  |  |  | yes | DC-Coupled | Solar |  | 7.68
340958 |  |  | MA - SMART Program |  |  | 2021 | Residential | METHUEN | Battery |  | StorEdge | 9.3 |  | 7.6 | BTM | Customer Bill Savings (e.g., Demand Charge Management, TOU Arbitrage) |  |  |  |  | yes | DC-Coupled | Solar |  | 7.6
341057 |  |  | MA - SMART Program |  |  | 2021 | Residential | Charlemont | Battery |  | Generac | 18 |  | 7.6 | BTM | Customer Bill Savings (e.g., Demand Charge Management, TOU Arbitrage) |  |  |  |  | yes | DC-Coupled | Solar |  | 7.6
341230 |  |  | MA - SMART Program | Other |  | 2021 | Residential | Northampton | Battery |  | Enphase | 10.5 | 10.08 | 7.68 | BTM | Reliability and Resiliency | Microgrid | Customer Bill Savings (e.g., Demand Charge Management, TOU Arbitrage) |  |  | yes | AC-Coupled | Solar | 21.08 | 14.88
341344 |  |  | MA - SMART Program |  |  | 2021 | Residential | Weymouth | Battery |  | SolarEdge |  | 13.5 | 10 | BTM | Renewable Energy Integration (e.g., Ramping, Smoothing) |  |  |  |  | yes | AC-Coupled | Solar |  | 15.2
341377 |  |  | MA - SMART Program |  |  | 2021 | Residential | Belchertown | Battery |  | Generac | 18 |  | 7.6 | BTM | Customer Bill Savings (e.g., Demand Charge Management, TOU Arbitrage) |  |  |  |  | yes | DC-Coupled | Solar |  | 7.6
341403 |  |  | MA - SMART Program |  |  | 2021 | Residential | Westford | Battery |  | Delta Electronics | 9.3 |  | 7.68 | BTM | Customer Bill Savings (e.g., Demand Charge Management, TOU Arbitrage) |  |  |  |  | yes | DC-Coupled | Solar |  | 7.68
341407 |  |  | MA - SMART Program |  |  | 2021 | Residential | Harvard | Battery |  | Delta | 13.5 | 10 | 5 | BTM | Renewable Energy Integration (e.g., Ramping, Smoothing) |  |  |  |  | yes | AC-Coupled | Solar |  | 3.84
341456 |  |  | Other |  |  | 2021 | Residential | Westford | Battery |  | Generac | 7.6 | 7.6 | 7.6 | BTM | Customer Bill Savings (e.g., Demand Charge Management, TOU Arbitrage) |  |  |  |  | yes | DC-Coupled | Solar |  | 6
341517 |  |  | MA - SMART Program |  |  | 2021 | Residential | WORCESTER | Battery |  | StorEdge | 9.3 |  | 7.6 | BTM | Customer Bill Savings (e.g., Demand Charge Management, TOU Arbitrage) |  |  |  |  | yes | DC-Coupled | Solar |  | 7.6
341611 |  |  | MA - SMART Program |  |  | 2021 | Residential | Ayer | Battery |  | Tesla |  | 13.5 | 10 | BTM | Renewable Energy Integration (e.g., Ramping, Smoothing) |  |  |  |  | yes | AC-Coupled | Solar |  | 7.6
341855 |  |  | MA - SMART Program |  |  | 2021 | Residential | Weymouth | Battery |  | Tesla |  | 13.5 | 10 | BTM | Renewable Energy Integration (e.g., Ramping, Smoothing) |  |  |  |  | yes | AC-Coupled | Solar |  | 7.6
341884 |  |  | MA - SMART Program |  |  | 2021 | Residential | METHUEN | Battery |  | SolarEdge Technologies HD | 9.3 |  | 7.6 | BTM | Customer Bill Savings (e.g., Demand Charge Management, TOU Arbitrage) |  |  |  |  | yes | DC-Coupled | Solar |  | 7.6
341902 |  |  | MA - SMART Program |  |  | 2021 | Residential | Essex | Battery |  | SolarEdge Technologies |  | 13.5 | 10 | BTM | Renewable Energy Integration (e.g., Ramping, Smoothing) |  |  |  |  | yes | AC-Coupled | Solar |  | 15.2
341945 |  |  | MA - SMART Program |  |  | 2021 | Residential | Northborough | Battery |  | Tesla | 13.5 | 10 | 5 | BTM | Renewable Energy Integration (e.g., Ramping, Smoothing) |  |  |  |  | yes | AC-Coupled | Solar |  | 7.6
341947 |  |  | MA - SMART Program |  |  | 2021 | Residential | ATTLEBORO | Battery |  | SolarEdge Technologies HD | 9.8 |  | 7.6 | BTM | Customer Bill Savings (e.g., Demand Charge Management, TOU Arbitrage) |  |  |  |  | yes | DC-Coupled | Solar |  | 7.6
341978 |  |  | MA - SMART Program |  |  | 2021 | Residential | North Andover | Battery |  | StorEdge | 9.3 |  | 7.6 | BTM | Customer Bill Savings (e.g., Demand Charge Management, TOU Arbitrage) |  |  |  |  | yes | DC-Coupled | Solar |  | 7.6
342064 |  |  | Other |  |  | 2021 | Residential | Florence | Battery |  | Sonnen |  | 12.5 | 7 | BTM | Peak Shaving/ Load Leveling | Customer Bill Savings (e.g., Demand Charge Management, TOU Arbitrage) |  |  |  | yes | AC-Coupled | Solar |  | 4.35
342106 |  |  | MA - SMART Program |  |  | 2021 | Residential | Nantucket | Battery |  | Generac | 12 |  | 7.6 | BTM | Customer Bill Savings (e.g., Demand Charge Management, TOU Arbitrage) |  |  |  |  | yes | DC-Coupled | Solar |  | 8.76
342184 |  |  | MA - SMART Program |  |  | 2021 | Residential | W. Stockbridge | Battery |  | Enphase Energy |  | 13.5 | 10 | BTM | Renewable Energy Integration (e.g., Ramping, Smoothing) |  |  |  |  | yes | AC-Coupled | Solar |  | 6.96
342230 |  |  | MA - SMART Program |  |  | 2021 | Residential | Haverhill | Battery |  | SolarEdge Technologies Ltd | 9.3 |  | 7.6 | BTM | Customer Bill Savings (e.g., Demand Charge Management, TOU Arbitrage) |  |  |  |  | yes | DC-Coupled | Solar |  | 7.6
342360 |  |  | MA - SMART Program |  |  | 2021 | Residential | Milford | Battery |  | SolarEdge Technologies | 9.3 |  | 7.6 | BTM | Customer Bill Savings (e.g., Demand Charge Management, TOU Arbitrage) |  |  |  |  | yes | DC-Coupled | Solar |  | 7.6
342367 |  |  | MA - SMART Program |  |  | 2021 | Residential | Oxford | Battery |  | Tesla | 13.5 | 10 | 5 | BTM | Renewable Energy Integration (e.g., Ramping, Smoothing) |  |  |  |  | yes | AC-Coupled | Solar |  | 7.6
342414 |  |  | MA - SMART Program |  |  | 2021 | Residential | Mendon | Battery |  | Delta Electronics |  | 13.5 | 15 | BTM | Renewable Energy Integration (e.g., Ramping, Smoothing) |  |  |  |  | yes | AC-Coupled | Solar |  | 9.6
342428 |  |  | MA - SMART Program |  |  | 2021 | Residential | Westminster | Battery |  | Enphase |  | 13.5 | 10 | BTM | Renewable Energy Integration (e.g., Ramping, Smoothing) |  |  |  |  | yes | AC-Coupled | Solar |  | 9.6
342505 |  |  | MA - SMART Program |  |  | 2021 | Residential | STOUGHTON | Battery |  | SolarEdge Technologies HD | 9.3 |  | 7.6 | BTM | Customer Bill Savings (e.g., Demand Charge Management, TOU Arbitrage) |  |  |  |  | yes | DC-Coupled | Solar |  | 7.6
342563 |  |  | MA - SMART Program |  |  | 2021 | Residential | Beverly | Battery |  | Enphase Energy |  | 13.5 | 10 | BTM | Renewable Energy Integration (e.g., Ramping, Smoothing) |  |  |  |  | yes | AC-Coupled | Solar |  | 7.68
342724 |  |  | MA - SMART Program |  |  | 2021 | Residential | SEEKONK | Battery |  | StorEdge Technologies | 9.3 |  | 7.6 | BTM | Customer Bill Savings (e.g., Demand Charge Management, TOU Arbitrage) |  |  |  |  | yes | DC-Coupled | Solar |  | 7.6
342742 |  |  | MA - SMART Program |  |  | 2021 | Residential | Wilbraham | Battery |  | SolarEdge Technologies HD | 9.3 |  | 3.8 | BTM | Customer Bill Savings (e.g., Demand Charge Management, TOU Arbitrage) |  |  |  |  | yes | DC-Coupled | Solar |  | 3.8
342831 |  |  | MA - SMART Program |  |  | 2021 | Residential | Charlton | Battery |  | Delta Electronics | 9.3 |  | 7.68 | BTM | Customer Bill Savings (e.g., Demand Charge Management, TOU Arbitrage) |  |  |  |  | yes | DC-Coupled | Solar |  | 7.68
342835 |  |  | MA - SMART Program |  |  | 2021 | Residential | Rehoboth | Battery |  | Tesla |  | 13.5 | 15 | BTM | Renewable Energy Integration (e.g., Ramping, Smoothing) |  |  |  |  | yes | AC-Coupled | Solar |  | 11.4
342936 |  |  | MA - SMART Program |  |  | 2021 | Residential | Gardner | Battery |  | Delta Electronics | 13.5 | 10 | 5 | BTM | Renewable Energy Integration (e.g., Ramping, Smoothing) |  |  |  |  | yes | AC-Coupled | Solar |  | 7.68
342952 |  |  | MA - SMART Program |  |  | 2021 | Residential | Dighton | Battery |  | Tesla |  | 13.5 | 10 | BTM | Renewable Energy Integration (e.g., Ramping, Smoothing) |  |  |  |  | yes | AC-Coupled | Solar |  | 11.4
342956 |  |  | MA - SMART Program |  |  | 2021 | Residential | Andover | Battery |  | Tesla |  | 13.5 | 15 | BTM | Renewable Energy Integration (e.g., Ramping, Smoothing) |  |  |  |  | yes | AC-Coupled | Solar |  | 11.4
343142 |  |  | MA - SMART Program |  |  | 2021 | Residential | North Adams | Battery |  | SolarEdge Technologies | 9.3 |  | 6 | BTM | Customer Bill Savings (e.g., Demand Charge Management, TOU Arbitrage) |  |  |  |  | yes | DC-Coupled | Solar |  | 9.8
343183 |  |  | MA - SMART Program |  |  | 2021 | Residential | Chelmsford | Battery |  | Delta Electronics |  | 13.5 | 10 | BTM | Renewable Energy Integration (e.g., Ramping, Smoothing) |  |  |  |  | yes | AC-Coupled | Solar |  | 9.6
343495 |  |  | MA - SMART Program |  |  | 2021 | Residential | Beverly | Battery |  | SolarEdge Technologies HD | 13.5 | 10 | 5 | BTM | Renewable Energy Integration (e.g., Ramping, Smoothing) |  |  |  |  | yes | AC-Coupled | Solar |  | 6
343615 |  |  | MA - SMART Program |  |  | 2021 | Residential | Seekonk | Battery |  | Enphase | 13.5 | 10 | 5 | BTM | Renewable Energy Integration (e.g., Ramping, Smoothing) |  |  |  |  | yes | AC-Coupled | Solar |  | 1.68
343801 |  |  | MA - SMART Program |  |  | 2021 | Residential | Easton | Battery |  | Delta Electronics | 9.3 | 11.52 | 5.76 | BTM | Other- Backup power |  |  |  |  | yes | DC-Coupled | Solar | 12.6 | 9.6
343804 |  |  | MA - SMART Program |  |  | 2021 | Residential | Worcester | Battery |  | Delta Electronics | 9.3 |  | 5.76 | BTM | Customer Bill Savings (e.g., Demand Charge Management, TOU Arbitrage) |  |  |  |  | yes | DC-Coupled | Solar |  | 5.76
343869 |  |  | MA - SMART Program |  |  | 2021 | Residential | WORCESTER | Battery |  | SolarEdge Technologies HD | 9.3 |  | 7.6 | BTM | Customer Bill Savings (e.g., Demand Charge Management, TOU Arbitrage) |  |  |  |  | yes | DC-Coupled | Solar |  | 7.6
343875 |  |  | MA - SMART Program |  |  | 2021 | Residential | Bridgewater | Battery |  | SolarEdge Technologies Ltd |  | 13.5 | 10 | BTM | Renewable Energy Integration (e.g., Ramping, Smoothing) |  |  |  |  | yes | AC-Coupled | Solar |  | 10
343925 |  |  | MA - SMART Program |  |  | 2021 | Residential | Florence | Battery |  | Enphase Energy | 10.5 | 4.8 | 3.84 | BTM | Peak Shaving/ Load Leveling | Customer Bill Savings (e.g., Demand Charge Management, TOU Arbitrage) | Reliability and Resiliency |  |  | yes | AC-Coupled | Solar | 6.7 | 5.8
344140 |  |  | MA - SMART Program |  |  | 2021 | Residential | Uxbridge | Battery |  | Generac | 18 | 15 | 5 | BTM | Customer Bill Savings (e.g., Demand Charge Management, TOU Arbitrage) |  |  |  |  | yes | DC-Coupled | Solar |  | 7.6
344172 |  |  | MA - SMART Program |  |  | 2021 | Residential | Leominster | Battery | Lithium Ion | LG CHEM | 5.1 | 4.175 | 3.8 | BTM | Reliability and Resiliency |  |  |  |  | yes | DC-Coupled | Solar | 11.025 | 10
344232 |  |  | MA - SMART Program |  |  | 2021 | Residential | Rowe | Battery |  | SolarEdge Technologies HD | 13.5 | 10 | 5 | BTM | Renewable Energy Integration (e.g., Ramping, Smoothing) |  |  |  |  | yes | AC-Coupled | Solar |  | 6
344354 |  |  | MA - SMART Program |  |  | 2021 | Residential | Webster | Battery |  | SolarEdge Technologies | 9.3 |  | 6 | BTM | Customer Bill Savings (e.g., Demand Charge Management, TOU Arbitrage) |  |  |  |  | yes | DC-Coupled | Solar |  | 9.8
344462 |  |  | MA - SMART Program |  |  | 2021 | Residential | WILBRAHAM | Battery |  | SolarEdge Technologies HD | 9.3 |  | 7.6 | BTM | Customer Bill Savings (e.g., Demand Charge Management, TOU Arbitrage) |  |  |  |  | yes | DC-Coupled | Solar |  | 7.6
344470 |  |  | MA - SMART Program |  |  | 2021 | Residential | NORTH CHELMSFORD | Battery |  | SolarEdge Technologies HD | 9.3 |  | 3.8 | BTM | Customer Bill Savings (e.g., Demand Charge Management, TOU Arbitrage) |  |  |  |  | yes | DC-Coupled | Solar |  | 3.8
344473 |  |  | MA - SMART Program |  |  | 2021 | Residential | Worcester | Battery |  | Delta Electronics | 13.5 | 10 | 5 | BTM | Renewable Energy Integration (e.g., Ramping, Smoothing) |  |  |  |  | yes | AC-Coupled | Solar |  | 4.8
344478 |  |  | MA - SMART Program |  |  | 2021 | Residential | Hancock | Battery |  | Delta Electronics | 9.3 |  | 3.84 | BTM | Customer Bill Savings (e.g., Demand Charge Management, TOU Arbitrage) |  |  |  |  | yes | DC-Coupled | Solar |  | 3.84
344500 |  |  | MA - SMART Program |  |  | 2021 | Residential | METHUEN | Battery |  | StorEdge | 9.3 |  | 7.6 | BTM | Customer Bill Savings (e.g., Demand Charge Management, TOU Arbitrage) |  |  |  |  | yes | DC-Coupled | Solar |  | 7.6
344586 |  |  | MA - SMART Program |  |  | 2021 | Residential | Lawrence | Battery |  | Generac | 18 |  | 7.6 | BTM | Customer Bill Savings (e.g., Demand Charge Management, TOU Arbitrage) |  |  |  |  | yes | DC-Coupled | Solar |  | 7.6
344849 |  |  | MA - SMART Program |  |  | 2021 | Residential | Northampton | Battery |  | Generac | 18 |  | 7.6 | BTM | Customer Bill Savings (e.g., Demand Charge Management, TOU Arbitrage) |  |  |  |  | yes | DC-Coupled | Solar |  | 7.6
344920 |  |  | MA - SMART Program |  |  | 2021 | Residential | Florence | Battery |  | Generac | 18 | 7.6 | 7.6 | BTM | Renewable Energy Integration (e.g., Ramping, Smoothing) |  |  |  |  | yes | DC-Coupled | Solar |  | 7.6
344923 |  |  | MA - SMART Program |  |  | 2021 | Residential | METHUEN | Battery |  | StorEdge | 9.3 |  | 7.6 | BTM | Customer Bill Savings (e.g., Demand Charge Management, TOU Arbitrage) |  |  |  |  | yes | DC-Coupled | Solar |  | 7.6
344947 |  |  | MA - SMART Program |  |  | 2021 | Residential | Hanover | Battery |  | Enphase Energy | 13.5 | 10 | 5 | BTM | Renewable Energy Integration (e.g., Ramping, Smoothing) |  |  |  |  | yes | AC-Coupled | Solar |  | 4.64
345010 |  |  | MA - SMART Program |  |  | 2021 | Residential | FALL RIVER | Battery |  | StorEdge Technologies | 9.3 |  | 3.8 | BTM | Customer Bill Savings (e.g., Demand Charge Management, TOU Arbitrage) |  |  |  |  | yes | DC-Coupled | Solar |  | 3.8
345219 |  |  | MA - SMART Program |  |  | 2021 | Residential | LAWRENCE | Battery |  | SolarEdge Technologies HD | 9.3 |  | 7.6 | BTM | Customer Bill Savings (e.g., Demand Charge Management, TOU Arbitrage) |  |  |  |  | yes | DC-Coupled | Solar |  | 7.6
345224 |  |  | MA - SMART Program |  |  | 2021 | Residential | QUINCY | Battery |  | SolarEdge Technologies HD | 9.3 |  | 7.6 | BTM | Customer Bill Savings (e.g., Demand Charge Management, TOU Arbitrage) |  |  |  |  | yes | DC-Coupled | Solar |  | 7.6
345330 |  |  | MA - SMART Program |  |  | 2021 | Residential | NORTH ANDOVER | Battery |  | StorEdge | 9.3 |  | 7.6 | BTM | Customer Bill Savings (e.g., Demand Charge Management, TOU Arbitrage) |  |  |  |  | yes | DC-Coupled | Solar |  | 7.6
345374 |  |  | MA - SMART Program |  |  | 2021 | Residential | Swansea | Battery |  | SolarEdge Technologies | 9.3 |  | 7.6 | BTM | Customer Bill Savings (e.g., Demand Charge Management, TOU Arbitrage) |  |  |  |  | yes | DC-Coupled | Solar |  | 7.6
345449 |  |  | MA - SMART Program |  |  | 2021 | Residential | LYNN | Battery |  | SolarEdge Technologies HD | 9.3 |  | 7.6 | BTM | Customer Bill Savings (e.g., Demand Charge Management, TOU Arbitrage) |  |  |  |  | yes | DC-Coupled | Solar |  | 7.6
345549 |  |  | MA - SMART Program |  |  | 2021 | Residential | BILLERICA | Battery |  | SolarEdge Technologies HD | 9.3 |  | 7.6 | BTM | Customer Bill Savings (e.g., Demand Charge Management, TOU Arbitrage) |  |  |  |  | yes | DC-Coupled | Solar |  | 7.6
345576 |  |  | MA - SMART Program |  |  | 2021 | Residential | Abington | Battery |  | Delta Electronics |  | 13.5 | 10 | BTM | Renewable Energy Integration (e.g., Ramping, Smoothing) |  |  |  |  | yes | AC-Coupled | Solar |  | 9.6
345774 |  |  | MA - SMART Program |  |  | 2021 | Residential | Westport | Battery |  | Delta Electronics | 9.3 |  | 5.76 | BTM | Customer Bill Savings (e.g., Demand Charge Management, TOU Arbitrage) |  |  |  |  | yes | DC-Coupled | Solar |  | 5.76
345986 |  |  | MA - SMART Program |  |  | 2021 | Residential | E Longmeadow | Battery |  | Delta Electronics | 13.5 | 10 | 5 | BTM | Renewable Energy Integration (e.g., Ramping, Smoothing) |  |  |  |  | yes | AC-Coupled | Solar |  | 7.68
346050 |  |  | MA - SMART Program |  |  | 2021 | Residential | Spencer | Battery |  | Tesla |  | 13.5 | 15 | BTM | Renewable Energy Integration (e.g., Ramping, Smoothing) |  |  |  |  | yes | AC-Coupled | Solar |  | 11.4
346213 |  |  | MA - SMART Program |  |  | 2021 | Residential | Hoosac Tunnel | Battery |  | Enphase Energy |  | 13.2 | 5 | BTM | Renewable Energy Integration (e.g., Ramping, Smoothing) |  |  |  |  | yes | AC-Coupled | Solar |  | 2.16
346362 |  |  | MA - SMART Program |  |  | 2021 | Residential | METHUEN | Battery |  | StorEdge Technologies | 5 |  | 7.6 | BTM | Customer Bill Savings (e.g., Demand Charge Management, TOU Arbitrage) |  |  |  |  | yes | DC-Coupled | Solar |  | 7.6
346451 |  |  | MA - SMART Program |  |  | 2021 | Residential | Haverhill | Battery |  | StorEdge | 9.3 |  | 7.6 | BTM | Customer Bill Savings (e.g., Demand Charge Management, TOU Arbitrage) |  |  |  |  | yes | DC-Coupled | Solar |  | 7.6
346477 |  |  | MA - SMART Program |  |  | 2021 | Residential | ATTLEBORO | Battery |  | StorEdge Technologies | 9.3 |  | 7.6 | BTM | Customer Bill Savings (e.g., Demand Charge Management, TOU Arbitrage) |  |  |  |  | yes | DC-Coupled | Solar |  | 7.6
346487 |  |  | MA - SMART Program |  |  | 2021 | Residential | Stoughton | Battery |  | StorEdge | 9.3 |  | 7.6 | BTM | Customer Bill Savings (e.g., Demand Charge Management, TOU Arbitrage) |  |  |  |  | yes | DC-Coupled | Solar |  | 7.6
346574 |  |  | MA - SMART Program |  |  | 2021 | Residential | Medford | Battery |  | SolarEdge Technologies HD | 13.5 | 10 | 5 | BTM | Renewable Energy Integration (e.g., Ramping, Smoothing) |  |  |  |  | yes | AC-Coupled | Solar |  | 6
346586 |  |  | MA - SMART Program |  |  | 2021 | Residential | East Bridgewater | Battery |  | SolarEdge Technologies | 9.3 |  | 6 | BTM | Customer Bill Savings (e.g., Demand Charge Management, TOU Arbitrage) |  |  |  |  | yes | DC-Coupled | Solar |  | 9.8
346687 |  |  | MA - SMART Program |  |  | 2021 | Commercial | North Chelmsford | Battery |  | Enphase Energy |  | 10.08 | 7.68 | BTM | Renewable Energy Integration (e.g., Ramping, Smoothing) |  |  |  |  | yes | AC-Coupled | Solar |  | 11.31
346743 |  |  | MA - SMART Program |  |  | 2021 | Residential | HOLBROOK | Battery |  | StorEdge | 9.3 |  | 7.6 | BTM | Customer Bill Savings (e.g., Demand Charge Management, TOU Arbitrage) |  |  |  |  | yes | DC-Coupled | Solar |  | 7.6
346757 |  |  | MA - SMART Program |  |  | 2021 | Residential | Haverhill | Battery |  | StorEdge | 9.3 |  | 7.6 | BTM | Customer Bill Savings (e.g., Demand Charge Management, TOU Arbitrage) |  |  |  |  | yes | DC-Coupled | Solar |  | 7.6
346804 |  |  | MA - SMART Program |  |  | 2021 | Residential | Fall River | Battery |  | Enphase Energy | 10.5 | 10.08 | 3.84 | BTM | Renewable Energy Integration (e.g., Ramping, Smoothing) |  |  |  |  | yes | AC-Coupled | Solar |  | 6.48
346824 |  |  | MA - SMART Program |  |  | 2021 | Residential | Upton | Battery |  | SolarEdge Technologies HD | 9.3 |  | 7.6 | BTM | Customer Bill Savings (e.g., Demand Charge Management, TOU Arbitrage) |  |  |  |  | yes | DC-Coupled | Solar |  | 7.6
346948 |  |  | MA - SMART Program |  |  | 2021 | Residential | WEYMOUTH | Battery |  | StorEdge Technologies | 9.3 |  | 3.8 | BTM | Customer Bill Savings (e.g., Demand Charge Management, TOU Arbitrage) |  |  |  |  | yes | DC-Coupled | Solar |  | 3.8
347029 |  |  | MA - SMART Program |  |  | 2021 | Residential | HALIFAX | Battery |  | StorEdge | 9.3 |  | 7.6 | BTM | Customer Bill Savings (e.g., Demand Charge Management, TOU Arbitrage) |  |  |  |  | yes | DC-Coupled | Solar |  | 7.6
347069 |  |  | MA - SMART Program |  |  | 2021 | Residential | Byfield | Battery |  | Enphase Energy | 13.5 | 10 | 5 | BTM | Renewable Energy Integration (e.g., Ramping, Smoothing) |  |  |  |  | yes | AC-Coupled | Solar |  | 8.7
347085 |  |  | MA - SMART Program |  |  | 2021 | Residential | Essex | Battery |  | Enphase Energy | 13.5 | 10 | 5 | BTM | Renewable Energy Integration (e.g., Ramping, Smoothing) |  |  |  |  | yes | AC-Coupled | Solar |  | 8.7
347094 |  |  | MA - SMART Program |  |  | 2021 | Residential | BOXFORD | Battery |  | Enphase Energy |  | 13.5 | 10 | BTM | Renewable Energy Integration (e.g., Ramping, Smoothing) |  |  |  |  | yes | AC-Coupled | Solar |  | 9.966
347126 |  |  | MA - SMART Program |  |  | 2021 | Residential | Hanson | Battery |  | Generac | 18 |  | 7.6 | BTM | Customer Bill Savings (e.g., Demand Charge Management, TOU Arbitrage) |  |  |  |  | yes | DC-Coupled | Solar |  | 7.6
347167 |  |  | MA - SMART Program |  |  | 2021 | Residential | Hopedale | Battery |  | SolarEdge Technologies | 9.3 |  | 6 | BTM | Customer Bill Savings (e.g., Demand Charge Management, TOU Arbitrage) |  |  |  |  | yes | DC-Coupled | Solar |  | 6
347180 |  |  | MA - SMART Program |  |  | 2021 | Residential | Worcester | Battery |  | Delta Electronics | 9.3 |  | 5.76 | BTM | Customer Bill Savings (e.g., Demand Charge Management, TOU Arbitrage) |  |  |  |  | yes | DC-Coupled | Solar |  | 5.76
347224 |  |  | MA - SMART Program |  |  | 2021 | Residential | WORCESTER | Battery |  | StorEdge | 9.3 |  | 7.6 | BTM | Customer Bill Savings (e.g., Demand Charge Management, TOU Arbitrage) |  |  |  |  | yes | DC-Coupled | Solar |  | 7.6
347228 |  |  | MA - SMART Program |  |  | 2021 | Residential | Haverhill | Battery |  | StorEdge | 9.3 |  | 7.6 | BTM | Customer Bill Savings (e.g., Demand Charge Management, TOU Arbitrage) |  |  |  |  | yes | DC-Coupled | Solar |  | 7.6
347229 |  |  | MA - SMART Program |  |  | 2021 | Residential | LOWELL | Battery |  | StorEdge | 9.3 |  | 3.8 | BTM | Customer Bill Savings (e.g., Demand Charge Management, TOU Arbitrage) |  |  |  |  | yes | DC-Coupled | Solar |  | 3.8
347328 |  |  | Other |  |  | 2021 | Residential | North Andover | Battery |  | Tesla |  | 13.5 | 10 | BTM | Peak Shaving/ Load Leveling |  |  |  |  | yes | AC-Coupled | Solar |  | 20
347438 |  |  | MA - SMART Program |  |  | 2021 | Residential | Gardner | Battery |  | StorEdge Technologies | 9.3 |  | 7.6 | BTM | Customer Bill Savings (e.g., Demand Charge Management, TOU Arbitrage) |  |  |  |  | yes | DC-Coupled | Solar |  | 7.6
347628 |  |  | MA - SMART Program |  |  | 2021 | Residential | Newburyport | Battery |  | Enphase Energy | 13.5 | 10 | 5 | BTM | Renewable Energy Integration (e.g., Ramping, Smoothing) |  |  |  |  | yes | AC-Coupled | Solar |  | 9.86
347653 |  |  | MA - SMART Program |  |  | 2021 | Residential | Adams | Battery |  | SolarEdge Technologies | 9.3 |  | 6 | BTM | Customer Bill Savings (e.g., Demand Charge Management, TOU Arbitrage) |  |  |  |  | yes | DC-Coupled | Solar |  | 6
347675 |  |  | MA - SMART Program |  |  | 2021 | Residential | Westminster | Battery |  | SolarEdge Technologies | 9.3 |  | 6 | BTM | Customer Bill Savings (e.g., Demand Charge Management, TOU Arbitrage) |  |  |  |  | yes | DC-Coupled | Solar |  | 9.8
347741 |  |  | MA - SMART Program |  |  | 2021 | Residential | CHELMSFORD | Battery |  | StorEdge | 9.3 |  | 7.6 | BTM | Customer Bill Savings (e.g., Demand Charge Management, TOU Arbitrage) |  |  |  |  | yes | DC-Coupled | Solar |  | 7.6
347765 |  |  | MA - SMART Program |  |  | 2021 | Residential | Hanover | Battery |  | Generac | 17.1 |  | 7.6 | BTM | Customer Bill Savings (e.g., Demand Charge Management, TOU Arbitrage) |  |  |  |  | yes | DC-Coupled | Solar |  | 7.6
348118 |  |  | MA - SMART Program |  |  | 2021 | Residential | MELROSE | Battery |  | SolarEdge Technologies HD | 13.5 | 10 | 5 | BTM | Renewable Energy Integration (e.g., Ramping, Smoothing) |  |  |  |  | yes | AC-Coupled | Solar |  | 6
348152 |  |  | MA - SMART Program |  |  | 2021 | Residential | North Andover | Battery |  | Enphase Energy |  | 13.5 | 10 | BTM | Renewable Energy Integration (e.g., Ramping, Smoothing) |  |  |  |  | yes | AC-Coupled | Solar |  | 7.25
348254 |  |  | MA - SMART Program |  |  | 2021 | Residential | LOWELL | Battery |  | StorEdge | 9.3 |  | 7.6 | BTM | Customer Bill Savings (e.g., Demand Charge Management, TOU Arbitrage) |  |  |  |  | yes | DC-Coupled | Solar |  | 7.6
348342 |  |  | MA - SMART Program |  |  | 2021 | Residential | Brockton | Battery |  | Enphase Energy | 13.5 | 10 | 5 | BTM | Renewable Energy Integration (e.g., Ramping, Smoothing) |  |  |  |  | yes | AC-Coupled | Solar |  | 6.72
348410 |  |  | MA - SMART Program |  |  | 2021 | Residential | Belchertown | Battery |  | Delta Electronics |  | 13.5 | 10 | BTM | Renewable Energy Integration (e.g., Ramping, Smoothing) |  |  |  |  | yes | AC-Coupled | Solar |  | 9.6
348472 |  |  | MA - SMART Program |  |  | 2021 | Residential | LOWELL | Battery |  | StorEdge | 9.3 |  | 7.6 | BTM | Customer Bill Savings (e.g., Demand Charge Management, TOU Arbitrage) |  |  |  |  | yes | DC-Coupled | Solar |  | 7.6
348553 |  |  | MA - SMART Program |  |  | 2021 | Residential | Melrose | Battery |  | Enphase Energy |  | 14 | 5 | BTM | Renewable Energy Integration (e.g., Ramping, Smoothing) |  |  |  |  | yes | AC-Coupled | Solar |  | 9.28
348650 |  |  | MA - SMART Program |  |  | 2021 | Residential | Athol | Battery |  | Delta Electronics | 13.5 | 10 | 5 | BTM | Renewable Energy Integration (e.g., Ramping, Smoothing) |  |  |  |  | yes | AC-Coupled | Solar |  | 7.68
348667 |  |  | MA - SMART Program |  |  | 2021 | Residential | BRADFORD | Battery |  | LG CHEM | 9.3 |  | 7.6 | BTM | Customer Bill Savings (e.g., Demand Charge Management, TOU Arbitrage) |  |  |  |  | yes | DC-Coupled | Solar |  | 7.6
348883 |  |  | MA - SMART Program |  |  | 2021 | Residential | Harvard | Battery |  | Enphase | 5 | 5 | 10 | BTM | Renewable Energy Integration (e.g., Ramping, Smoothing) |  |  |  |  | yes | AC-Coupled | Solar |  | 7.68
348926 |  |  | MA - SMART Program |  |  | 2021 | Residential | Seekonk | Battery |  | Delta Electronics | 9.3 |  | 3.84 | BTM | Customer Bill Savings (e.g., Demand Charge Management, TOU Arbitrage) |  |  |  |  | yes | DC-Coupled | Solar |  | 3.84
348950 |  |  | MA - SMART Program |  |  | 2021 | Residential | Worcester | Battery |  | SolarEdge Technologies | 9.8 |  | 6 | BTM | Customer Bill Savings (e.g., Demand Charge Management, TOU Arbitrage) |  |  |  |  | yes | DC-Coupled | Solar |  | 6
349412 |  |  | MA - SMART Program |  |  | 2021 | Residential | Marlborough | Battery |  | Delta Electronics | 9.3 |  | 5.76 | BTM | Customer Bill Savings (e.g., Demand Charge Management, TOU Arbitrage) |  |  |  |  | yes | DC-Coupled | Solar |  | 5.76
349671 |  |  | MA - SMART Program |  |  | 2021 | Residential | Worcester | Battery |  | SolarEdge Technologies | 9.8 |  | 6 | BTM | Customer Bill Savings (e.g., Demand Charge Management, TOU Arbitrage) |  |  |  |  | yes | DC-Coupled | Solar |  | 6
349680 |  |  | Other |  |  | 2021 | Residential | Northampton | Battery |  | Sonnen |  | 12.5 | 7 | BTM | Peak Shaving/ Load Leveling |  |  |  |  | yes | AC-Coupled | Solar |  | 15.12
349696 |  |  | MA - SMART Program |  |  | 2021 | Residential | Worcester | Battery |  | SolarEdge Technologies | 9.8 |  | 7.6 | BTM | Customer Bill Savings (e.g., Demand Charge Management, TOU Arbitrage) |  |  |  |  | yes | DC-Coupled | Solar |  | 7.6
349836 |  |  | MA - SMART Program |  |  | 2021 | Residential | Northampton | Battery |  | Generac | 18 | 7.6 | 7.6 | BTM | Renewable Energy Integration (e.g., Ramping, Smoothing) |  |  |  |  | yes | DC-Coupled | Solar |  | 7.6
349919 |  |  | MA - SMART Program |  |  | 2021 | Residential | Williamstown | Battery |  | Delta Electronics | 9.3 |  | 5.76 | BTM | Customer Bill Savings (e.g., Demand Charge Management, TOU Arbitrage) |  |  |  |  | yes | DC-Coupled | Solar |  | 5.76
350066 |  |  | MA - SMART Program |  |  | 2021 | Residential | LYNN | Battery |  | StorEdge | 9.3 |  | 7.6 | BTM | Customer Bill Savings (e.g., Demand Charge Management, TOU Arbitrage) |  |  |  |  | yes | DC-Coupled | Solar |  | 7.6
350117 |  |  | MA - SMART Program |  |  | 2021 | Residential | Worcester | Battery |  | SolarEdge Technologies | 9.3 |  | 6 | BTM | Customer Bill Savings (e.g., Demand Charge Management, TOU Arbitrage) |  |  |  |  | yes | DC-Coupled | Solar |  | 6
350119 |  |  | MA - SMART Program |  |  | 2021 | Residential | Brimfield | Battery |  | Enphase Energy |  | 13.5 | 10 | BTM | Renewable Energy Integration (e.g., Ramping, Smoothing) |  |  |  |  | yes | AC-Coupled | Solar |  | 5.8
350167 |  |  | MA - DOER/ MassCEC Funded Projects |  |  | 2021 | Residential | West Stockbridge | Battery |  | LG CHEM | 9.3 | 10 | 5 | BTM | Customer Bill Savings (e.g., Demand Charge Management, TOU Arbitrage) |  |  |  |  | yes | DC-Coupled | Solar | 12.24 | 7.6
350253 |  |  | MA - SMART Program |  |  | 2021 | Residential | Nantucket | Battery |  | SolarEdge Technologies Ltd | 17.1 |  | 7.6 | BTM | Customer Bill Savings (e.g., Demand Charge Management, TOU Arbitrage) |  |  |  |  | yes | DC-Coupled | Solar |  | 17.6
350389 |  |  | MA - SMART Program |  |  | 2021 | Residential | Northborough | Battery |  | SolarEdge Technologies | 9.3 |  | 7.6 | BTM | Customer Bill Savings (e.g., Demand Charge Management, TOU Arbitrage) |  |  |  |  | yes | DC-Coupled | Solar |  | 7.6
350525 |  |  | MA - SMART Program |  |  | 2021 | Residential | BELCHERTOWN | Battery |  | StorEdge | 9.3 |  | 3.8 | BTM | Customer Bill Savings (e.g., Demand Charge Management, TOU Arbitrage) |  |  |  |  | yes | DC-Coupled | Solar |  | 3.8
350535 |  |  | MA - SMART Program |  |  | 2021 | Residential | LYNN | Battery |  | SolarEdge Technologies HD | 9.3 |  | 7.6 | BTM | Customer Bill Savings (e.g., Demand Charge Management, TOU Arbitrage) |  |  |  |  | yes | DC-Coupled | Solar |  | 7.6
350539 |  |  | MA - SMART Program |  |  | 2021 | Residential | CLINTON | Battery |  | StorEdge | 9.3 |  | 7.6 | BTM | Customer Bill Savings (e.g., Demand Charge Management, TOU Arbitrage) |  |  |  |  | yes | DC-Coupled | Solar |  | 7.6
350545 |  |  | MA - SMART Program |  |  | 2021 | Residential | Quincy | Battery |  | Enphase Energy |  | 13.5 | 10 | BTM | Renewable Energy Integration (e.g., Ramping, Smoothing) |  |  |  |  | yes | AC-Coupled | Solar |  | 9.86
350553 |  |  | MA - SMART Program |  |  | 2021 | Residential | Franklin | Battery |  | SolarEdge Technologies | 9.3 |  | 6 | BTM | Customer Bill Savings (e.g., Demand Charge Management, TOU Arbitrage) |  |  |  |  | yes | DC-Coupled | Solar |  | 9.8
350599 |  |  | MA - SMART Program |  |  | 2021 | Residential | East Longmeadow | Battery |  | SolarEdge Technologies | 9.3 |  | 6 | BTM | Customer Bill Savings (e.g., Demand Charge Management, TOU Arbitrage) |  |  |  |  | yes | DC-Coupled | Solar |  | 9.8
350603 |  |  | MA - SMART Program |  |  | 2021 | Residential | Leominster | Battery |  | Enphase Energy |  | 13.5 | 10 | BTM | Renewable Energy Integration (e.g., Ramping, Smoothing) |  |  |  |  | yes | AC-Coupled | Solar |  | 9.86
350711 |  |  | MA - SMART Program |  |  | 2021 | Residential | Norton | Battery |  | LG CHEM | 9.6 |  | 7.6 | BTM | Customer Bill Savings (e.g., Demand Charge Management, TOU Arbitrage) |  |  |  |  | yes | DC-Coupled | Solar |  | 7.6
350798 |  |  | MA - SMART Program |  |  | 2021 | Residential | Lynn | Battery |  | StorEdge | 9.3 |  | 7.6 | BTM | Customer Bill Savings (e.g., Demand Charge Management, TOU Arbitrage) |  |  |  |  | yes | DC-Coupled | Solar |  | 7.6
351079 |  |  | MA - SMART Program |  |  | 2021 | Residential | LYNN | Battery |  | SolarEdge Technologies Ltd | 9.3 |  | 7.6 | BTM | Customer Bill Savings (e.g., Demand Charge Management, TOU Arbitrage) |  |  |  |  | yes | DC-Coupled | Solar |  | 7.6
351100 |  |  | MA - SMART Program |  |  | 2021 | Residential | Leeds | Battery |  | Generac | 18 | 7.6 | 7.6 | BTM | Renewable Energy Integration (e.g., Ramping, Smoothing) |  |  |  |  | yes | DC-Coupled | Solar |  | 7.6
351227 |  |  | MA - SMART Program |  |  | 2021 | Residential | MILFORD | Battery |  | StorEdge | 9.3 |  | 7.6 | BTM | Customer Bill Savings (e.g., Demand Charge Management, TOU Arbitrage) |  |  |  |  | yes | DC-Coupled | Solar |  | 7.6
351232 |  |  | MA - SMART Program |  |  | 2021 | Residential | South Easton | Battery |  | Enphase |  | 13.5 | 10 | BTM | Renewable Energy Integration (e.g., Ramping, Smoothing) |  |  |  |  | yes | AC-Coupled | Solar |  | 8.7
351238 |  |  | MA - SMART Program |  |  | 2021 | Residential | Florence | Battery |  | Generac | 18 |  | 7.6 | BTM | Customer Bill Savings (e.g., Demand Charge Management, TOU Arbitrage) |  |  |  |  | yes | DC-Coupled | Solar |  | 7.6
351260 |  |  | MA - SMART Program |  |  | 2021 | Residential | Hanson | Battery |  | Delta Electronics | 9.3 |  | 3.84 | BTM | Customer Bill Savings (e.g., Demand Charge Management, TOU Arbitrage) |  |  |  |  | yes | DC-Coupled | Solar |  | 7.68
351261 |  |  | MA - SMART Program |  |  | 2021 | Residential | WORCESTER | Battery |  | StorEdge Technologies | 9.3 |  | 7.6 | BTM | Customer Bill Savings (e.g., Demand Charge Management, TOU Arbitrage) |  |  |  |  | yes | DC-Coupled | Solar |  | 7.6
351275 |  |  | MA - SMART Program |  |  | 2021 | Residential | W BROOKFIELD | Battery |  | SolarEdge Technologies HD | 13.5 | 10 | 5 | BTM | Renewable Energy Integration (e.g., Ramping, Smoothing) |  |  |  |  | yes | AC-Coupled | Solar |  | 7.6
351299 |  |  | MA - SMART Program |  |  | 2021 | Residential | Swansea | Battery |  | StorEdge | 9.3 |  | 7.6 | BTM | Customer Bill Savings (e.g., Demand Charge Management, TOU Arbitrage) |  |  |  |  | yes | DC-Coupled | Solar |  | 7.6
351310 |  |  | MA - SMART Program |  |  | 2021 | Residential | Wilbraham | Battery |  | SolarEdge Technologies | 9.3 |  | 7.6 | BTM | Customer Bill Savings (e.g., Demand Charge Management, TOU Arbitrage) |  |  |  |  | yes | DC-Coupled | Solar |  | 7.6
351349 |  |  | MA - SMART Program |  |  | 2021 | Residential | Gloucester | Battery |  | SolarEdge Tecnologies HD |  | 13.5 | 10 | BTM | Renewable Energy Integration (e.g., Ramping, Smoothing) |  |  |  |  | yes | AC-Coupled | Solar |  | 5
351389 |  |  | MA - SMART Program |  |  | 2021 | Residential | ATTLEBORO | Battery |  | StorEdge | 9.3 |  | 7.6 | BTM | Customer Bill Savings (e.g., Demand Charge Management, TOU Arbitrage) |  |  |  |  | yes | DC-Coupled | Solar |  | 7.6
351521 |  |  | MA - SMART Program |  |  | 2021 | Commercial | WORCESTER | Battery |  | StorEdge | 9.3 |  | 3.8 | BTM | Customer Bill Savings (e.g., Demand Charge Management, TOU Arbitrage) |  |  |  |  | yes | DC-Coupled | Solar |  | 3.8
351586 |  |  | MA - SMART Program |  |  | 2021 | Residential | Malden | Battery |  | Generac | 18 |  | 7.6 | BTM | Customer Bill Savings (e.g., Demand Charge Management, TOU Arbitrage) |  |  |  |  | yes | DC-Coupled | Solar |  | 7.6
351602 |  |  | MA - SMART Program |  |  | 2021 | Residential | Attleboro | Battery |  | Generac | 17.1 |  | 7.6 | BTM | Customer Bill Savings (e.g., Demand Charge Management, TOU Arbitrage) |  |  |  |  | yes | DC-Coupled | Solar |  | 7.6
351632 |  |  | MA - SMART Program |  |  | 2021 | Residential | Marlborough | Battery |  | Delta Electronics | 9.3 |  | 5.76 | BTM | Customer Bill Savings (e.g., Demand Charge Management, TOU Arbitrage) |  |  |  |  | yes | DC-Coupled | Solar |  | 5.76
351706 |  |  | Other |  |  | 2021 | Residential | Seekonk | Battery |  | Sonnen | 10 | 10 | 4.8 | BTM | Peak Shaving/ Load Leveling | Customer Bill Savings (e.g., Demand Charge Management, TOU Arbitrage) |  |  |  | yes | AC-Coupled | Solar |  | 5
351809 |  |  | MA - SMART Program |  |  | 2021 | Residential | Weymouth | Battery |  | Tesla | 13.5 | 10 | 5 | BTM | Renewable Energy Integration (e.g., Ramping, Smoothing) |  |  |  |  | yes | AC-Coupled | Solar |  | 7.6
352023 |  |  | MA - SMART Program |  |  | 2021 | Residential | Northampton | Battery |  | Generac | 18 | 7.6 | 7.6 | BTM | Renewable Energy Integration (e.g., Ramping, Smoothing) |  |  |  |  | yes | DC-Coupled | Solar |  | 7.6
352036 |  |  | MA - SMART Program |  |  | 2021 | Residential | Northampton | Battery |  | Generac | 18 | 7.6 | 7.6 | BTM | Renewable Energy Integration (e.g., Ramping, Smoothing) |  |  |  |  | yes | DC-Coupled | Solar |  | 7.6
352066 |  |  | MA - SMART Program |  |  | 2021 | Residential | Cohasset | Battery |  | SolarEdge Technologies HD |  | 13.5 | 10 | BTM | Renewable Energy Integration (e.g., Ramping, Smoothing) |  |  |  |  | yes | AC-Coupled | Solar |  | 7.6
352194 |  |  | MA - SMART Program |  |  | 2021 | Residential | ATTLEBORO | Battery |  | StorEdge | 9.3 |  | 7.6 | BTM | Customer Bill Savings (e.g., Demand Charge Management, TOU Arbitrage) |  |  |  |  | yes | DC-Coupled | Solar |  | 7.6
352407 |  |  | MA - SMART Program |  |  | 2021 | Residential | LYNN | Battery |  | SolarEdge Technologies HD | 9.3 |  | 7.6 | BTM | Customer Bill Savings (e.g., Demand Charge Management, TOU Arbitrage) |  |  |  |  | yes | DC-Coupled | Solar |  | 7.6
352535 |  |  | MA - SMART Program |  |  | 2021 | Residential | Sutton | Battery |  | Enphase Energy |  | 13.5 | 10 | BTM | Renewable Energy Integration (e.g., Ramping, Smoothing) |  |  |  |  | yes | AC-Coupled | Solar |  | 7.54
352557 |  |  | Other |  |  | 2021 | Residential | Belchertown | Battery |  | Tesla |  | 13.5 | 10 | BTM | Peak Shaving/ Load Leveling |  |  |  |  | yes | AC-Coupled | Solar |  | 20
352630 |  |  | MA - SMART Program |  |  | 2021 | Residential | Lynn | Battery |  | SolarEdge Technologies HD | 9.3 |  | 7.6 | BTM | Customer Bill Savings (e.g., Demand Charge Management, TOU Arbitrage) |  |  |  |  | yes | DC-Coupled | Solar |  | 7.6
352643 |  |  | MA - SMART Program |  |  | 2021 | Residential | East Longmeadow | Battery |  | Generac | 18 | 7.6 | 7.6 | BTM | Renewable Energy Integration (e.g., Ramping, Smoothing) |  |  |  |  | yes | DC-Coupled | Solar |  | 7.6
352649 |  |  | MA - SMART Program |  |  | 2021 | Residential | PEMBROKE | Battery |  | SolarEdge Technologies HD | 9.3 |  | 7.6 | BTM | Customer Bill Savings (e.g., Demand Charge Management, TOU Arbitrage) |  |  |  |  | yes | DC-Coupled | Solar |  | 7.6
352767 |  |  | MA - SMART Program |  |  | 2021 | Residential | Lawrence | Battery |  | SolarEdge Technologies | 9.3 |  | 3.8 | BTM | Customer Bill Savings (e.g., Demand Charge Management, TOU Arbitrage) |  |  |  |  | yes | DC-Coupled | Solar |  | 7.6
352779 |  |  | MA - SMART Program |  |  | 2021 | Residential | Leominster | Battery |  | Delta Electronics | 9.3 |  | 5.76 | BTM | Customer Bill Savings (e.g., Demand Charge Management, TOU Arbitrage) |  |  |  |  | yes | DC-Coupled | Solar |  | 5.76
352784 |  |  | MA - SMART Program |  |  | 2021 | Residential | North Brookfield | Battery |  | StorEdge | 9.3 |  | 7.6 | BTM | Customer Bill Savings (e.g., Demand Charge Management, TOU Arbitrage) |  |  |  |  | yes | DC-Coupled | Solar |  | 7.6
352819 |  |  | MA - SMART Program |  |  | 2021 | Residential | Florence | Battery |  | SolarEdge Technologies | 9.3 |  | 3.8 | BTM | Customer Bill Savings (e.g., Demand Charge Management, TOU Arbitrage) |  |  |  |  | yes | DC-Coupled | Solar |  | 3.8
352917 |  |  | MA - SMART Program |  |  | 2021 | Residential | Athol | Battery |  | SolarEdge Technologies Ltd | 13.5 | 10 | 5 | BTM | Renewable Energy Integration (e.g., Ramping, Smoothing) |  |  |  |  | yes | AC-Coupled | Solar |  | 10
352931 |  |  | MA - SMART Program |  |  | 2021 | Residential | N Chelmsford | Battery |  | SolarEdge Technologies HD | 9.3 |  | 7.6 | BTM | Customer Bill Savings (e.g., Demand Charge Management, TOU Arbitrage) |  |  |  |  | yes | DC-Coupled | Solar |  | 7.6
352932 |  |  | MA - SMART Program |  |  | 2021 | Residential | Clinton | Battery |  | SolarEdge Technologies | 9.3 |  | 3.8 | BTM | Customer Bill Savings (e.g., Demand Charge Management, TOU Arbitrage) |  |  |  |  | yes | DC-Coupled | Solar |  | 7.6
352936 |  |  | MA - SMART Program |  |  | 2021 | Residential | Clarksburg | Battery |  | SolarEdge Technologies | 9.3 |  | 6 | BTM | Customer Bill Savings (e.g., Demand Charge Management, TOU Arbitrage) |  |  |  |  | yes | DC-Coupled | Solar |  | 9.8
352942 |  |  | MA - SMART Program |  |  | 2021 | Residential | Fall River | Battery |  | Delta Electronics | 9.3 |  | 5.76 | BTM | Customer Bill Savings (e.g., Demand Charge Management, TOU Arbitrage) |  |  |  |  | yes | DC-Coupled | Solar |  | 5.76
353017 |  |  | MA - SMART Program |  |  | 2021 | Residential | Phillipston | Battery |  | Generac | 18 | 7.6 | 7.6 | BTM | Renewable Energy Integration (e.g., Ramping, Smoothing) |  |  |  |  | yes | DC-Coupled | Solar |  | 7.6
353027 |  |  | MA - SMART Program |  |  | 2021 | Residential | W BRIDGEWATER | Battery |  | SolarEdge Technologies HD | 9.3 |  | 7.6 | BTM | Customer Bill Savings (e.g., Demand Charge Management, TOU Arbitrage) |  |  |  |  | yes | DC-Coupled | Solar |  | 7.6
353145 |  |  | MA - SMART Program |  |  | 2021 | Residential | Westford | Battery |  | Enphase Energy |  | 13.5 | 10 | BTM | Renewable Energy Integration (e.g., Ramping, Smoothing) |  |  |  |  | yes | AC-Coupled | Solar |  | 5.8
353285 |  |  | MA - SMART Program |  |  | 2021 | Residential | BILLERICA | Battery |  | StorEdge | 9.3 |  | 3.8 | BTM | Customer Bill Savings (e.g., Demand Charge Management, TOU Arbitrage) |  |  |  |  | yes | DC-Coupled | Solar |  | 3.8
353297 |  |  | MA - SMART Program |  |  | 2021 | Residential | DUDLEY | Battery |  | StorEdge | 9.3 |  | 7.6 | BTM | Customer Bill Savings (e.g., Demand Charge Management, TOU Arbitrage) |  |  |  |  | yes | DC-Coupled | Solar |  | 7.6
353313 |  |  | MA - SMART Program |  |  | 2021 | Residential | WESTPORT | Battery |  | SolarEdge Technologies HD | 9.3 |  | 7.6 | BTM | Customer Bill Savings (e.g., Demand Charge Management, TOU Arbitrage) |  |  |  |  | yes | DC-Coupled | Solar |  | 7.6
353324 |  |  | MA - SMART Program |  |  | 2021 | Residential | WORCESTER | Battery |  | SolarEdge Technologies HD | 9.3 |  | 7.6 | BTM | Customer Bill Savings (e.g., Demand Charge Management, TOU Arbitrage) |  |  |  |  | yes | DC-Coupled | Solar |  | 7.6
353363 |  |  | MA - SMART Program |  |  | 2021 | Residential | LEOMINSTER | Battery |  | SolarEdge Technologies HD | 9.3 |  | 3.8 | BTM | Customer Bill Savings (e.g., Demand Charge Management, TOU Arbitrage) |  |  |  |  | yes | DC-Coupled | Solar |  | 3.8
353629 |  |  | MA - SMART Program |  |  | 2021 | Residential | ATTLEBORO | Battery |  | StorEdge Technologies | 9.3 |  | 7.6 | BTM | Customer Bill Savings (e.g., Demand Charge Management, TOU Arbitrage) |  |  |  |  | yes | DC-Coupled | Solar |  | 7.6
353691 |  |  | MA - SMART Program |  |  | 2021 | Residential | Haverhill | Battery |  | SolarEdge Technologies | 9.3 |  | 7.6 | BTM | Customer Bill Savings (e.g., Demand Charge Management, TOU Arbitrage) |  |  |  |  | yes | DC-Coupled | Solar |  | 7.6
353698 |  |  | MA - SMART Program |  |  | 2021 | Residential | W Brookfield | Battery |  | SolarEdge Technologies | 9.3 |  | 3.8 | BTM | Customer Bill Savings (e.g., Demand Charge Management, TOU Arbitrage) |  |  |  |  | yes | DC-Coupled | Solar |  | 3.8
353774 |  |  | Other |  |  | 2021 | Residential | Florence | Battery |  | Enphase |  | 10.08 | 5.12 | BTM | Peak Shaving/ Load Leveling |  |  |  |  | yes | AC-Coupled | Solar |  | 6.24
353807 |  |  | MA - SMART Program |  |  | 2021 | Residential | Sturbridge | Battery |  | SolarEdge Technologies | 9.3 |  | 6 | BTM | Customer Bill Savings (e.g., Demand Charge Management, TOU Arbitrage) |  |  |  |  | yes | DC-Coupled | Solar |  | 9.8
353845 |  |  | MA - SMART Program |  |  | 2021 | Residential | Winchendon | Battery |  | SolarEdge Technologies |  | 13.2 | 5 | BTM | Renewable Energy Integration (e.g., Ramping, Smoothing) |  |  |  |  | yes | AC-Coupled | Solar |  | 6
353936 |  |  | MA - SMART Program |  |  | 2021 | Residential | Rutland | Battery |  | StorEdge | 9.3 |  | 7.6 | BTM | Customer Bill Savings (e.g., Demand Charge Management, TOU Arbitrage) |  |  |  |  | yes | DC-Coupled | Solar |  | 7.6
354054 |  |  | MA - SMART Program |  |  | 2021 | Residential | Belchertown | Battery |  | Generac | 18 | 7.6 | 7.6 | BTM | Renewable Energy Integration (e.g., Ramping, Smoothing) |  |  |  |  | yes | DC-Coupled | Solar |  | 7.6
354103 |  |  | Other |  |  | 2021 | Residential | Cohasset | Battery |  | Sonnen | 10 | 10 | 4.8 | BTM | Peak Shaving/ Load Leveling | Customer Bill Savings (e.g., Demand Charge Management, TOU Arbitrage) |  |  |  | yes | AC-Coupled | Solar |  | 4
354157 |  |  | MA - SMART Program |  |  | 2021 | Residential | E LONGMEADOW | Battery |  | SolarEdge Technologies Ltd | 5.8 | 5 | 5 | BTM | Renewable Energy Integration (e.g., Ramping, Smoothing) |  |  |  |  | yes | AC-Coupled | Solar |  | 10
354303 |  |  | MA - SMART Program |  |  | 2021 | Residential | Chelmsford | Battery |  | SolarEdge Technologies |  | 13.5 | 10 | BTM | Renewable Energy Integration (e.g., Ramping, Smoothing) |  |  |  |  | yes | AC-Coupled | Solar |  | 7.6
354333 |  |  | MA - SMART Program |  |  | 2021 | Residential | Northampton | Battery |  | SolarEdge Technologies Ltd | 14 | 13.5 | 10 | BTM | Renewable Energy Integration (e.g., Ramping, Smoothing) |  |  |  |  | yes | AC-Coupled | Solar |  | 10
354355 |  |  | MA - SMART Program |  |  | 2021 | Residential | Shirley | Battery |  | SolarEdge Technologies | 9.3 |  | 6 | BTM | Customer Bill Savings (e.g., Demand Charge Management, TOU Arbitrage) |  |  |  |  | yes | DC-Coupled | Solar |  | 9.8
354430 |  |  | MA - SMART Program |  |  | 2021 | Residential | Brockton | Battery |  | SolarEdge Technologies | 9.3 |  | 7.6 | BTM | Customer Bill Savings (e.g., Demand Charge Management, TOU Arbitrage) |  |  |  |  | yes | DC-Coupled | Solar |  | 7.6
354431 |  |  | MA - SMART Program |  |  | 2021 | Residential | BEVERLY | Battery |  | StorEdge | 9.3 |  | 7.6 | BTM | Customer Bill Savings (e.g., Demand Charge Management, TOU Arbitrage) |  |  |  |  | yes | DC-Coupled | Solar |  | 7.6
354438 |  |  | MA - SMART Program |  |  | 2021 | Residential | PLAINVILLE | Battery |  | SolarEdge Technologies HD | 9.3 |  | 7.6 | BTM | Customer Bill Savings (e.g., Demand Charge Management, TOU Arbitrage) |  |  |  |  | yes | DC-Coupled | Solar |  | 7.6
354449 |  |  | MA - SMART Program |  |  | 2021 | Residential | RANDOLPH | Battery |  | StorEdge | 9.3 |  | 7.6 | BTM | Customer Bill Savings (e.g., Demand Charge Management, TOU Arbitrage) |  |  |  |  | yes | DC-Coupled | Solar |  | 7.6
354556 |  |  | MA - SMART Program |  |  | 2021 | Residential | Billerica | Battery |  | SolarEdge Technologies Ltd |  | 13.5 | 10 | BTM | Renewable Energy Integration (e.g., Ramping, Smoothing) |  |  |  |  | yes | AC-Coupled | Solar |  | 10
354588 |  |  | MA - SMART Program |  |  | 2021 | Residential | Melrose | Battery |  | SolarEdge Technologies HD | 13.5 | 10 | 5 | BTM | Renewable Energy Integration (e.g., Ramping, Smoothing) |  |  |  |  | yes | AC-Coupled | Solar |  | 6
354742 |  |  | MA - SMART Program |  |  | 2021 | Residential | AMESBURY | Battery |  | StorEdge Technologies | 9.3 |  | 7.6 | BTM | Customer Bill Savings (e.g., Demand Charge Management, TOU Arbitrage) |  |  |  |  | yes | DC-Coupled | Solar |  | 7.6
354808 |  |  | MA - SMART Program |  |  | 2021 | Residential | Wilbraham | Battery |  | Generac | 18 |  | 7.6 | BTM | Customer Bill Savings (e.g., Demand Charge Management, TOU Arbitrage) |  |  |  |  | yes | DC-Coupled | Solar |  | 7.6
354848 |  |  | MA - SMART Program |  |  | 2021 | Residential | Holbrook | Battery |  | StorEdge | 9.3 |  | 7.6 | BTM | Customer Bill Savings (e.g., Demand Charge Management, TOU Arbitrage) |  |  |  |  | yes | DC-Coupled | Solar |  | 7.6
354859 |  |  | MA - SMART Program |  |  | 2021 | Residential | South Hamilton | Battery |  | Enphase |  | 13.5 | 10 | BTM | Renewable Energy Integration (e.g., Ramping, Smoothing) |  |  |  |  | yes | AC-Coupled | Solar |  | 6.38
354935 |  |  | MA - SMART Program |  |  | 2021 | Residential | Lynn | Battery |  | StorEdge | 9.3 |  | 7.6 | BTM | Customer Bill Savings (e.g., Demand Charge Management, TOU Arbitrage) |  |  |  |  | yes | DC-Coupled | Solar |  | 7.6
354941 |  |  | MA - SMART Program |  |  | 2021 | Residential | Dunstable | Battery |  | Enphase Energy |  | 13.5 | 15 | BTM | Renewable Energy Integration (e.g., Ramping, Smoothing) |  |  |  |  | yes | AC-Coupled | Solar |  | 9.6
355079 |  |  | MA - SMART Program |  |  | 2021 | Residential | MONSON | Battery |  | StorEdge Technologies | 9.3 |  | 7.6 | BTM | Customer Bill Savings (e.g., Demand Charge Management, TOU Arbitrage) |  |  |  |  | yes | DC-Coupled | Solar |  | 7.6
355092 |  |  | MA - SMART Program |  |  | 2021 | Residential | E Pepperell | Battery |  | SolarEdge Technologies | 9.3 |  | 6 | BTM | Customer Bill Savings (e.g., Demand Charge Management, TOU Arbitrage) |  |  |  |  | yes | DC-Coupled | Solar |  | 9.8
355115 |  |  | MA - SMART Program | Other |  | 2021 | Residential | Brookfield | Battery |  | Enphase | 10.08 | 7.68 | 3.84 | BTM | Renewable Energy Integration (e.g., Ramping, Smoothing) | Customer Bill Savings (e.g., Demand Charge Management, TOU Arbitrage) |  |  |  | yes | AC-Coupled | Solar | 7.14 | 5.04
355116 |  |  | MA - SMART Program |  |  | 2021 | Residential | Medford | Battery |  | SolarEdge Technologies | 9.3 |  | 6 | BTM | Customer Bill Savings (e.g., Demand Charge Management, TOU Arbitrage) |  |  |  |  | yes | DC-Coupled | Solar |  | 6
355125 |  |  | MA - SMART Program |  |  | 2021 | Residential | Clinton | Battery |  | SolarEdge Technologies | 9.3 |  | 6 | BTM | Customer Bill Savings (e.g., Demand Charge Management, TOU Arbitrage) |  |  |  |  | yes | DC-Coupled | Solar |  | 9.8
355132 |  |  | MA - SMART Program |  |  | 2021 | Residential | Mendon | Battery |  | SolarEdge Technologies HD | 10 | 10 | 20 | BTM | Renewable Energy Integration (e.g., Ramping, Smoothing) |  |  |  |  | yes | DC-Coupled | Solar |  | 7.6
355203 |  |  | MA - SMART Program |  |  | 2021 | Residential | Lynn | Battery |  | StorEdge | 9.3 |  | 7.6 | BTM | Customer Bill Savings (e.g., Demand Charge Management, TOU Arbitrage) |  |  |  |  | yes | DC-Coupled | Solar |  | 7.6
355331 |  |  | MA - SMART Program |  |  | 2021 | Residential | Belchertown | Battery |  | Generac | 18 |  | 7.6 | BTM | Customer Bill Savings (e.g., Demand Charge Management, TOU Arbitrage) |  |  |  |  | yes | DC-Coupled | Solar |  | 7.6
355364 |  |  | MA - SMART Program |  |  | 2021 | Residential | Oxford | Battery |  | SolarEdge Technologies | 9.3 |  | 7.6 | BTM | Customer Bill Savings (e.g., Demand Charge Management, TOU Arbitrage) |  |  |  |  | yes | DC-Coupled | Solar |  | 7.6
355375 |  |  | MA - SMART Program |  |  | 2021 | Residential | ATTLEBORO | Battery |  | StorEdge Technologies | 9.3 |  | 7.6 | BTM | Customer Bill Savings (e.g., Demand Charge Management, TOU Arbitrage) |  |  |  |  | yes | DC-Coupled | Solar |  | 7.6
355442 |  |  | MA - SMART Program |  |  | 2021 | Residential | SALEM | Battery |  | SolarEdge Technologies HD | 9.3 |  | 3.8 | BTM | Customer Bill Savings (e.g., Demand Charge Management, TOU Arbitrage) |  |  |  |  | yes | DC-Coupled | Solar |  | 3.8
355448 |  |  | MA - SMART Program |  |  | 2021 | Residential | LOWELL | Battery |  | SolarEdge Technologies HD | 9.3 |  | 7.6 | BTM | Customer Bill Savings (e.g., Demand Charge Management, TOU Arbitrage) |  |  |  |  | yes | DC-Coupled | Solar |  | 7.6
355562 |  |  | MA - SMART Program |  |  | 2021 | Residential | Malden | Battery |  | SolarEdge Technologies | 9.3 |  | 3.8 | BTM | Customer Bill Savings (e.g., Demand Charge Management, TOU Arbitrage) |  |  |  |  | yes | DC-Coupled | Solar |  | 3.8
355572 |  |  | MA - SMART Program |  |  | 2021 | Residential | Tyngsboro | Battery |  | SolarEdge Technologies HD | 13.5 | 10 | 5 | BTM | Renewable Energy Integration (e.g., Ramping, Smoothing) |  |  |  |  | yes | AC-Coupled | Solar |  | 7.6
355630 |  |  | MA - SMART Program |  |  | 2021 | Residential | ATTLEBORO | Battery |  | StorEdge Technologies | 9.3 |  | 7.6 | BTM | Customer Bill Savings (e.g., Demand Charge Management, TOU Arbitrage) |  |  |  |  | yes | DC-Coupled | Solar |  | 7.6
355684 |  |  | MA - SMART Program |  |  | 2021 | Residential | Lynn | Battery |  | StorEdge | 9.3 |  | 7.6 | BTM | Customer Bill Savings (e.g., Demand Charge Management, TOU Arbitrage) |  |  |  |  | yes | DC-Coupled | Solar |  | 7.6
355911 |  |  | MA - SMART Program |  |  | 2021 | Residential | Worcester | Battery |  | SolarEdge Technologies | 9.3 |  | 6 | BTM | Customer Bill Savings (e.g., Demand Charge Management, TOU Arbitrage) |  |  |  |  | yes | DC-Coupled | Solar |  | 9.8
355942 |  |  | MA - SMART Program |  |  | 2021 | Residential | Chelmsford | Battery |  | Generac PWRCELL | 17.1 |  | 7.6 | BTM | Customer Bill Savings (e.g., Demand Charge Management, TOU Arbitrage) |  |  |  |  | yes | DC-Coupled | Solar |  | 10
355955 |  |  | MA - SMART Program |  |  | 2021 | Residential | Bolton | Battery |  | Enphase | 5.8 | 5 | 10 | BTM | Renewable Energy Integration (e.g., Ramping, Smoothing) |  |  |  |  | yes | AC-Coupled | Solar |  | 7.83
355962 |  |  | MA - SMART Program |  |  | 2021 | Residential | Andover | Battery |  | Tesla Inc | 13.5 | 10 | 5 | BTM | Renewable Energy Integration (e.g., Ramping, Smoothing) |  |  |  |  | yes | AC-Coupled | Solar |  | 9.996
355975 |  |  | MA - SMART Program |  |  | 2021 | Residential | Norton | Battery |  | SolarEdge Technologies | 9.3 |  | 6 | BTM | Customer Bill Savings (e.g., Demand Charge Management, TOU Arbitrage) |  |  |  |  | yes | DC-Coupled | Solar |  | 6
356001 |  |  | MA - SMART Program |  |  | 2021 | Residential | Westminster | Battery |  | Delta Electronics |  | 13.5 | 10 | BTM | Renewable Energy Integration (e.g., Ramping, Smoothing) |  |  |  |  | yes | AC-Coupled | Solar |  | 7.68
356102 |  |  | MA - SMART Program |  |  | 2021 | Residential | Amesbury | Battery |  | Enphase Energy | 13.5 | 10 | 5 | BTM | Renewable Energy Integration (e.g., Ramping, Smoothing) |  |  |  |  | yes | AC-Coupled | Solar |  | 7.25
356170 |  |  | MA - SMART Program |  |  | 2021 | Residential | Williamsburg | Battery |  | Generac | 18 | 7.6 | 7.6 | BTM | Renewable Energy Integration (e.g., Ramping, Smoothing) |  |  |  |  | yes | DC-Coupled | Solar |  | 7.6
356159 |  |  | MA - SMART Program |  |  | 2021 | Residential | Northampton | Battery |  | Generac | 18 | 7.6 | 7.6 | BTM | Renewable Energy Integration (e.g., Ramping, Smoothing) |  |  |  |  | yes | DC-Coupled | Solar |  | 7.6
356177 |  |  | MA - SMART Program |  |  | 2021 | Residential | Northhampton | Battery |  | Generac | 18 | 7.6 | 7.6 | BTM | Renewable Energy Integration (e.g., Ramping, Smoothing) |  |  |  |  | yes | DC-Coupled | Solar |  | 7.6
356313 |  |  | MA - SMART Program |  |  | 2021 | Residential | Randolph | Battery |  | Delta Electronics |  | 13.2 | 5 | BTM | Renewable Energy Integration (e.g., Ramping, Smoothing) |  |  |  |  | yes | AC-Coupled | Solar |  | 4.8
356319 |  |  | MA - SMART Program |  |  | 2021 | Residential | Bolton | Battery |  | Enphase |  | 13.5 | 15 | BTM | Renewable Energy Integration (e.g., Ramping, Smoothing) |  |  |  |  | yes | AC-Coupled | Solar |  | 9.28
356338 |  |  | MA - SMART Program |  |  | 2021 | Residential | Hampden | Battery |  | Delta Electronics | 9.3 |  | 3.84 | BTM | Customer Bill Savings (e.g., Demand Charge Management, TOU Arbitrage) |  |  |  |  | yes | DC-Coupled | Solar |  | 3.84
356339 |  |  | MA - SMART Program |  |  | 2021 | Residential | N CHELMSFORD | Battery |  | SolarEdge Technologies | 9.3 |  | 6 | BTM | Customer Bill Savings (e.g., Demand Charge Management, TOU Arbitrage) |  |  |  |  | yes | DC-Coupled | Solar |  | 6
356524 |  |  | MA - SMART Program |  |  | 2021 | Residential | Westborough | Battery |  | Enphase |  | 13.5 | 10 | BTM | Renewable Energy Integration (e.g., Ramping, Smoothing) |  |  |  |  | yes | AC-Coupled | Solar |  | 9.86
356541 |  |  | MA - SMART Program |  |  | 2021 | Residential | NORTH EASTON | Battery |  | SolarEdge Technologies | 9.3 |  | 6 | BTM | Customer Bill Savings (e.g., Demand Charge Management, TOU Arbitrage) |  |  |  |  | yes | DC-Coupled | Solar |  | 9.8
356578 |  |  | MA - SMART Program |  |  | 2021 | Residential | FRANKLIN | Battery |  | StorEdge | 9.3 |  | 7.6 | BTM | Customer Bill Savings (e.g., Demand Charge Management, TOU Arbitrage) |  |  |  |  | yes | DC-Coupled | Solar |  | 7.6
356584 |  |  | MA - SMART Program |  |  | 2021 | Residential | Rockport | Battery |  | Generac | 18 |  | 7.6 | BTM | Customer Bill Savings (e.g., Demand Charge Management, TOU Arbitrage) |  |  |  |  | yes | DC-Coupled | Solar |  | 7.6
356668 |  |  | MA - SMART Program |  |  | 2021 | Residential | Norton | Battery |  | Generac | 17.1 |  | 7.6 | BTM | Customer Bill Savings (e.g., Demand Charge Management, TOU Arbitrage) |  |  |  |  | yes | DC-Coupled | Solar |  | 7.6
356800 |  |  | Other |  |  | 2021 | Residential | Florence | Battery |  | Enphase |  | 10.08 | 5.12 | BTM | Peak Shaving/ Load Leveling | Customer Bill Savings (e.g., Demand Charge Management, TOU Arbitrage) |  |  |  | yes | AC-Coupled | Solar |  | 6.16
356828 |  |  | MA - SMART Program |  |  | 2021 | Residential | AMESBURY | Battery |  | StorEdge Technologies | 9.3 |  | 7.6 | BTM | Customer Bill Savings (e.g., Demand Charge Management, TOU Arbitrage) |  |  |  |  | yes | DC-Coupled | Solar |  | 7.6
356831 |  |  | MA - SMART Program |  |  | 2021 | Residential | HOLBROOK | Battery |  | StorEdge | 9.3 |  | 7.6 | BTM | Customer Bill Savings (e.g., Demand Charge Management, TOU Arbitrage) |  |  |  |  | yes | DC-Coupled | Solar |  | 7.6
356832 |  |  | MA - SMART Program |  |  | 2021 | Residential | WESTFORD | Battery |  | StorEdge | 9.3 |  | 3.8 | BTM | Customer Bill Savings (e.g., Demand Charge Management, TOU Arbitrage) |  |  |  |  | yes | DC-Coupled | Solar |  | 3.8
356916 |  |  | MA - SMART Program |  |  | 2021 | Residential | LEOMINSTER | Battery |  | StorEdge | 9.3 |  | 7.6 | BTM | Customer Bill Savings (e.g., Demand Charge Management, TOU Arbitrage) |  |  |  |  | yes | DC-Coupled | Solar |  | 7.6
356957 |  |  | MA - SMART Program |  |  | 2021 | Residential | Haverhill | Battery |  | Delta Electronics | 9.3 |  | 5.76 | BTM | Customer Bill Savings (e.g., Demand Charge Management, TOU Arbitrage) |  |  |  |  | yes | DC-Coupled | Solar |  | 5.76
356961 |  |  | MA - SMART Program |  |  | 2021 | Residential | Worcester | Battery |  | StorEdge | 9.3 |  | 7.6 | BTM | Customer Bill Savings (e.g., Demand Charge Management, TOU Arbitrage) |  |  |  |  | yes | DC-Coupled | Solar |  | 7.6
356976 |  |  | MA - SMART Program |  |  | 2021 | Residential | Mendon | Battery |  | SolarEdge Technologies HD | 9.3 |  | 7.6 | BTM | Customer Bill Savings (e.g., Demand Charge Management, TOU Arbitrage) |  |  |  |  | yes | DC-Coupled | Solar |  | 7.6
357079 |  |  | MA - SMART Program |  |  | 2021 | Residential | LAWRENCE | Battery |  | StorEdge | 9.3 |  | 3.8 | BTM | Customer Bill Savings (e.g., Demand Charge Management, TOU Arbitrage) |  |  |  |  | yes | DC-Coupled | Solar |  | 7.6
357085 |  |  | MA - SMART Program |  |  | 2021 | Residential | ATTLEBORO | Battery |  | StorEdge | 9.3 |  | 7.6 | BTM | Customer Bill Savings (e.g., Demand Charge Management, TOU Arbitrage) |  |  |  |  | yes | DC-Coupled | Solar |  | 7.6
357357 |  |  | MA - SMART Program |  |  | 2021 | Residential | West Newbury | Battery |  | SolarEdge Technologies HD | 13.5 | 10 | 5 | BTM | Renewable Energy Integration (e.g., Ramping, Smoothing) |  |  |  |  | yes | AC-Coupled | Solar |  | 7.6
357390 |  |  | MA - SMART Program |  |  | 2021 | Residential | SAUGUS | Battery |  | StorEdge | 9.3 |  | 7.6 | BTM | Customer Bill Savings (e.g., Demand Charge Management, TOU Arbitrage) |  |  |  |  | yes | DC-Coupled | Solar |  | 7.6
357398 |  |  | MA - SMART Program |  |  | 2021 | Residential | WINTHROP | Battery |  | StorEdge | 9.3 |  | 3.8 | BTM | Customer Bill Savings (e.g., Demand Charge Management, TOU Arbitrage) |  |  |  |  | yes | DC-Coupled | Solar |  | 3.8
357461 |  |  | MA - SMART Program |  |  | 2021 | Residential | Harvard | Battery |  | Generac | 18 |  | 7.6 | BTM | Customer Bill Savings (e.g., Demand Charge Management, TOU Arbitrage) |  |  |  |  | yes | DC-Coupled | Solar |  | 7.6
357543 |  |  | MA - SMART Program |  |  | 2021 | Residential | Newbury | Battery |  | SolarEdge Technologies Ltd | 13.5 | 10 | 5 | BTM | Renewable Energy Integration (e.g., Ramping, Smoothing) |  |  |  |  | yes | AC-Coupled | Solar |  | 10
357554 |  |  | MA - SMART Program |  |  | 2021 | Residential | Northampton | Battery |  | Enphase |  | 10.08 | 7.68 | BTM | Renewable Energy Integration (e.g., Ramping, Smoothing) |  |  |  |  | yes | AC-Coupled | Solar |  | 8.99
357556 |  |  | MA - SMART Program |  |  | 2021 | Residential | AYER | Battery |  | SolarEdge Technologies | 9.3 |  | 3.8 | BTM | Customer Bill Savings (e.g., Demand Charge Management, TOU Arbitrage) |  |  |  |  | yes | DC-Coupled | Solar |  | 3.8
357623 |  |  | MA - SMART Program |  |  | 2021 | Residential | PEPPERELL | Battery |  | SolarEdge Technologies |  | 13.5 | 10 | BTM | Renewable Energy Integration (e.g., Ramping, Smoothing) |  |  |  |  | yes | AC-Coupled | Solar |  | 9.8
357750 |  |  | MA - SMART Program |  |  | 2021 | Residential | ATHOL | Battery |  | StorEdge | 9.3 |  | 7.6 | BTM | Customer Bill Savings (e.g., Demand Charge Management, TOU Arbitrage) |  |  |  |  | yes | DC-Coupled | Solar |  | 7.6
357786 |  |  | MA - SMART Program |  |  | 2021 | Residential | Gloucester | Battery |  | Generac | 9 |  | 7.6 | BTM | Customer Bill Savings (e.g., Demand Charge Management, TOU Arbitrage) |  |  |  |  | yes | DC-Coupled | Solar |  | 7.6
357813 |  |  | MA - SMART Program |  |  | 2021 | Residential | BILLERICA | Battery |  | StorEdge | 9.3 |  | 3.8 | BTM | Customer Bill Savings (e.g., Demand Charge Management, TOU Arbitrage) |  |  |  |  | yes | DC-Coupled | Solar |  | 3.8
357884 |  |  | MA - SMART Program |  |  | 2021 | Residential | Scituate | Battery |  | Enphase Energy |  | 9 | 7 | BTM | Renewable Energy Integration (e.g., Ramping, Smoothing) |  |  |  |  | yes | AC-Coupled | Solar |  | 7.83
357893 |  |  | MA - SMART Program |  |  | 2021 | Residential | HARVARD | Battery |  | SolarEdge Technologies HD | 13.5 | 10 | 5 | BTM | Renewable Energy Integration (e.g., Ramping, Smoothing) |  |  |  |  | yes | AC-Coupled | Solar |  | 7.6
357954 |  |  | MA - SMART Program | Other |  | 2021 | Residential | Billerica | Battery |  | Tesla | 27 | 20 | 10 | BTM | Renewable Energy Integration (e.g., Ramping, Smoothing) | Customer Bill Savings (e.g., Demand Charge Management, TOU Arbitrage) |  |  |  | yes | AC-Coupled | Solar | 12.92 | 10
358057 |  |  | MA - SMART Program |  |  | 2021 | Residential | WEYMOUTH | Battery |  | StorEdge | 9.3 |  | 7.6 | BTM | Customer Bill Savings (e.g., Demand Charge Management, TOU Arbitrage) |  |  |  |  | yes | DC-Coupled | Solar |  | 7.6
358308 |  |  | MA - SMART Program |  |  | 2021 | Residential | WORCESTER | Battery |  | StorEdge | 9.3 |  | 7.6 | BTM | Customer Bill Savings (e.g., Demand Charge Management, TOU Arbitrage) |  |  |  |  | yes | DC-Coupled | Solar |  | 7.6
358335 |  |  | MA - SMART Program |  |  | 2021 | Residential | WORCESTER | Battery |  | StorEdge | 9.3 |  | 3.8 | BTM | Customer Bill Savings (e.g., Demand Charge Management, TOU Arbitrage) |  |  |  |  | yes | DC-Coupled | Solar |  | 9.8
358390 |  |  | MA - SMART Program |  |  | 2021 | Residential | Brookfield | Battery |  | SolarEdge Technologies | 9.3 |  | 7.6 | BTM | Customer Bill Savings (e.g., Demand Charge Management, TOU Arbitrage) |  |  |  |  | yes | DC-Coupled | Solar |  | 7.6
358627 |  |  | MA - SMART Program |  |  | 2021 | Residential | PEMBROKE | Battery |  | StorEdge | 9.3 |  | 7.6 | BTM | Customer Bill Savings (e.g., Demand Charge Management, TOU Arbitrage) |  |  |  |  | yes | DC-Coupled | Solar |  | 7.6
358679 |  |  | MA - SMART Program |  |  | 2021 | Residential | Weymouth | Battery |  | StorEdge | 9.3 |  | 3.8 | BTM | Customer Bill Savings (e.g., Demand Charge Management, TOU Arbitrage) |  |  |  |  | yes | DC-Coupled | Solar |  | 3.8
358738 |  |  | MA - SMART Program |  |  | 2021 | Residential | Worcester | Battery |  | SolarEdge Technologies HD | 13.5 | 10 | 5 | BTM | Renewable Energy Integration (e.g., Ramping, Smoothing) |  |  |  |  | yes | AC-Coupled | Solar |  | 3.8
358914 |  |  | MA - SMART Program |  |  | 2021 | Residential | Scituate | Battery |  | SolarEdge Technologies |  | 13.5 | 10 | BTM | Renewable Energy Integration (e.g., Ramping, Smoothing) |  |  |  |  | yes | AC-Coupled | Solar |  | 9.8
358932 |  |  | MA - SMART Program |  |  | 2021 | Residential | Beverly | Battery |  | SolarEdge Technologies Ltd | 13.5 | 10 | 5 | BTM | Renewable Energy Integration (e.g., Ramping, Smoothing) |  |  |  |  | yes | AC-Coupled | Solar |  | 10
358975 |  |  | MA - SMART Program |  |  | 2021 | Residential | Northampton | Battery |  | Generac | 18 | 7.6 | 7.6 | BTM | Renewable Energy Integration (e.g., Ramping, Smoothing) |  |  |  |  | yes | DC-Coupled | Solar |  | 7.6
359131 |  |  | MA - SMART Program |  |  | 2021 | Residential | Manchester | Battery |  | Enphase |  | 13.5 | 10 | BTM | Renewable Energy Integration (e.g., Ramping, Smoothing) |  |  |  |  | yes | AC-Coupled | Solar |  | 5.22
359134 |  |  | MA - SMART Program |  |  | 2021 | Residential | METHUEN | Battery |  | StorEdge | 9.3 |  | 3.8 | BTM | Customer Bill Savings (e.g., Demand Charge Management, TOU Arbitrage) |  |  |  |  | yes | DC-Coupled | Solar |  | 3.8
359175 |  |  | MA - SMART Program |  |  | 2021 | Residential | Housatonic | Battery |  | Enphase Energy |  | 13.5 | 15 | BTM | Renewable Energy Integration (e.g., Ramping, Smoothing) |  |  |  |  | yes | AC-Coupled | Solar |  | 9.6
359185 |  |  | MA - SMART Program |  |  | 2021 | Residential | Shutesbury | Battery |  | Enphase |  | 10.08 | 3.84 | BTM | Renewable Energy Integration (e.g., Ramping, Smoothing) |  |  |  |  | yes | AC-Coupled | Solar |  | 8.41
359370 |  |  | MA - SMART Program |  |  | 2021 | Residential | Northampton | Battery |  | Generac | 18 | 7.6 | 7.6 | BTM | Renewable Energy Integration (e.g., Ramping, Smoothing) |  |  |  |  | yes | DC-Coupled | Solar |  | 7.6
359795 |  |  | MA - SMART Program |  |  | 2021 | Residential | Auburn, | Battery |  | Delta Electronics |  | 13.5 | 10 | BTM | Renewable Energy Integration (e.g., Ramping, Smoothing) |  |  |  |  | yes | AC-Coupled | Solar |  | 9.6
359760 |  |  | MA - SMART Program |  |  | 2021 | Residential | Attleboro | Battery |  | StorEdge | 9.3 |  | 7.6 | BTM | Customer Bill Savings (e.g., Demand Charge Management, TOU Arbitrage) |  |  |  |  | yes | DC-Coupled | Solar |  | 7.6
359977 |  |  | MA - SMART Program |  |  | 2021 | Residential | Swansea | Battery |  | Generac | 17.1 |  | 7.6 | BTM | Customer Bill Savings (e.g., Demand Charge Management, TOU Arbitrage) |  |  |  |  | yes | DC-Coupled | Solar |  | 7.6
360023 |  |  | MA - SMART Program |  |  | 2021 | Residential | Worcester | Battery |  | SolarEdge Technologies | 9.3 |  | 3.8 | BTM | Customer Bill Savings (e.g., Demand Charge Management, TOU Arbitrage) |  |  |  |  | yes | DC-Coupled | Solar |  | 3.8
360049 |  |  | MA - SMART Program |  |  | 2021 | Residential | Bolton | Battery |  | Generac | 18 | 15.2 | 7.6 | BTM | Customer Bill Savings (e.g., Demand Charge Management, TOU Arbitrage) |  |  |  |  | yes | DC-Coupled | Solar |  | 7.6
360104 |  |  | Other |  |  | 2021 | Residential | Salem | Battery |  | Tesla | 13.5 | 10 | 5 | BTM | Peak Shaving/ Load Leveling | Customer Bill Savings (e.g., Demand Charge Management, TOU Arbitrage) |  |  |  | yes | AC-Coupled | Solar |  | 7.6
360152 |  |  | MA - SMART Program |  |  | 2021 | Residential | Scituate | Battery |  | Generac | 9 |  | 7.6 | BTM | Customer Bill Savings (e.g., Demand Charge Management, TOU Arbitrage) |  |  |  |  | yes | DC-Coupled | Solar |  | 7.6
360251 |  |  | MA - SMART Program |  |  | 2021 | Residential | FRANKLIN | Battery |  | StorEdge | 9.3 |  | 7.6 | BTM | Customer Bill Savings (e.g., Demand Charge Management, TOU Arbitrage) |  |  |  |  | yes | DC-Coupled | Solar |  | 7.6
360254 |  |  | MA - SMART Program |  |  | 2021 | Residential | Leeds | Battery |  | Generac | 18 |  | 7.6 | BTM | Customer Bill Savings (e.g., Demand Charge Management, TOU Arbitrage) |  |  |  |  | yes | DC-Coupled | Solar |  | 7.6
360480 |  |  | MA - SMART Program |  |  | 2021 | Residential | Nantucket | Battery |  | SolarEdge Technologies Ltd | 18 |  | 7.6 | BTM | Customer Bill Savings (e.g., Demand Charge Management, TOU Arbitrage) |  |  |  |  | yes | DC-Coupled | Solar |  | 17.6
360488 |  |  | MA - SMART Program |  |  | 2021 | Residential | Methuen | Battery |  | StorEdge | 9.3 |  | 7.6 | BTM | Customer Bill Savings (e.g., Demand Charge Management, TOU Arbitrage) |  |  |  |  | yes | DC-Coupled | Solar |  | 7.6
360573 |  |  | MA - SMART Program |  |  | 2021 | Residential | HANSON | Battery |  | StorEdge | 9.3 |  | 7.6 | BTM | Customer Bill Savings (e.g., Demand Charge Management, TOU Arbitrage) |  |  |  |  | yes | DC-Coupled | Solar |  | 7.6
360622 |  |  | MA - SMART Program |  |  | 2021 | Residential | WORCESTER | Battery |  | StorEdge | 9.3 |  | 7.6 | BTM | Customer Bill Savings (e.g., Demand Charge Management, TOU Arbitrage) |  |  |  |  | yes | DC-Coupled | Solar |  | 7.6
360685 |  |  | MA - SMART Program |  |  | 2021 | Residential | E LONGMEADOW | Battery |  | StorEdge | 9.3 |  | 3.8 | BTM | Customer Bill Savings (e.g., Demand Charge Management, TOU Arbitrage) |  |  |  |  | yes | DC-Coupled | Solar |  | 3.8
360755 |  |  | MA - SMART Program |  |  | 2021 | Residential | Worcester | Battery |  | SolarEdge Technologies | 9.3 |  | 6 | BTM | Customer Bill Savings (e.g., Demand Charge Management, TOU Arbitrage) |  |  |  |  | yes | DC-Coupled | Solar |  | 6
360772 |  |  | MA - SMART Program |  |  | 2021 | Residential | Somerset | Battery |  | SolarEdge Technologies | 9.3 |  | 6 | BTM | Customer Bill Savings (e.g., Demand Charge Management, TOU Arbitrage) |  |  |  |  | yes | DC-Coupled | Solar |  | 6
360893 |  |  | MA - SMART Program |  |  | 2021 | Residential | Franklin | Battery |  | StorEdge | 9.3 |  | 7.6 | BTM | Customer Bill Savings (e.g., Demand Charge Management, TOU Arbitrage) |  |  |  |  | yes | DC-Coupled | Solar |  | 7.6
360899 |  |  | MA - SMART Program |  |  | 2021 | Residential | Gloucester | Battery |  | SolarEdge Technologies | 9.3 |  | 6 | BTM | Customer Bill Savings (e.g., Demand Charge Management, TOU Arbitrage) |  |  |  |  | yes | DC-Coupled | Solar |  | 6
361006 |  |  | MA - SMART Program |  |  | 2021 | Residential | Milford | Battery |  | SolarEdge Technologies | 9.3 |  | 7.6 | BTM | Customer Bill Savings (e.g., Demand Charge Management, TOU Arbitrage) |  |  |  |  | yes | DC-Coupled | Solar |  | 7.6
361063 |  |  | MA - SMART Program |  |  | 2021 | Residential | Spencer | Battery |  | SolarEdge Technologies | 9.3 |  | 6 | BTM | Customer Bill Savings (e.g., Demand Charge Management, TOU Arbitrage) |  |  |  |  | yes | DC-Coupled | Solar |  | 9.8
361095 |  |  | MA - SMART Program |  |  | 2021 | Residential | Lawrence | Battery |  | SolarEdge Technologies | 9.8 |  | 3.8 | BTM | Customer Bill Savings (e.g., Demand Charge Management, TOU Arbitrage) |  |  |  |  | yes | DC-Coupled | Solar |  | 3.8
361320 |  |  | MA - SMART Program |  |  | 2021 | Residential | Lancaster | Battery |  | Generac | 18 |  | 7.6 | BTM | Customer Bill Savings (e.g., Demand Charge Management, TOU Arbitrage) |  |  |  |  | yes | DC-Coupled | Solar |  | 7.6
361373 |  |  | MA - SMART Program |  |  | 2021 | Residential | Wilbraham | Battery |  | SolarEdge Technologies | 9.3 |  | 6 | BTM | Customer Bill Savings (e.g., Demand Charge Management, TOU Arbitrage) |  |  |  |  | yes | DC-Coupled | Solar |  | 6
361423 |  |  | MA - SMART Program |  |  | 2021 | Residential | N BILLERICA | Battery |  | StoeEdge | 9.3 |  | 7.6 | BTM | Customer Bill Savings (e.g., Demand Charge Management, TOU Arbitrage) |  |  |  |  | yes | DC-Coupled | Solar |  | 7.6
361662 |  |  | MA - SMART Program |  |  | 2021 | Residential | Northborough | Battery |  | SolarEdge Technologies | 13.5 | 10 | 5 | BTM | Renewable Energy Integration (e.g., Ramping, Smoothing) |  |  |  |  | yes | AC-Coupled | Solar |  | 7.6
361706 |  |  | MA - SMART Program |  |  | 2021 | Residential | Webster | Battery |  | SolarEdge Technologies |  | 13.2 | 5 | BTM | Renewable Energy Integration (e.g., Ramping, Smoothing) |  |  |  |  | yes | AC-Coupled | Solar |  | 7.6
361707 |  |  | MA - SMART Program |  |  | 2021 | Residential | Franklin | Battery |  | SolarEdge Technologies | 9.3 |  | 6 | BTM | Customer Bill Savings (e.g., Demand Charge Management, TOU Arbitrage) |  |  |  |  | yes | DC-Coupled | Solar |  | 9.8
361795 |  |  | MA - SMART Program |  |  | 2021 | Residential | Worcester | Battery |  | SolarEdge Technologies Ltd | 13.5 | 10 | 5 | BTM | Renewable Energy Integration (e.g., Ramping, Smoothing) |  |  |  |  | yes | AC-Coupled | Solar |  | 10
361870 |  |  | MA - SMART Program |  |  | 2021 | Residential | Leominster | Battery |  | StorEdge | 9.3 |  | 7.6 | BTM | Customer Bill Savings (e.g., Demand Charge Management, TOU Arbitrage) |  |  |  |  | yes | DC-Coupled | Solar |  | 7.6
362209 |  |  | MA - SMART Program |  |  | 2021 | Residential | LAWRENCE | Battery |  | StorEdge | 9.3 |  | 7.6 | BTM | Customer Bill Savings (e.g., Demand Charge Management, TOU Arbitrage) |  |  |  |  | yes | DC-Coupled | Solar |  | 7.6
362216 |  |  | MA - SMART Program |  |  | 2021 | Residential | METHUEN | Battery |  | StorEdge | 9.3 |  | 7.6 | BTM | Customer Bill Savings (e.g., Demand Charge Management, TOU Arbitrage) |  |  |  |  | yes | DC-Coupled | Solar |  | 7.6
362368 |  |  | MA - SMART Program |  |  | 2021 | Residential | ATTLEBORO | Battery |  | StorEdge | 9.3 |  | 3.8 | BTM | Customer Bill Savings (e.g., Demand Charge Management, TOU Arbitrage) |  |  |  |  | yes | DC-Coupled | Solar |  | 3.8
362370 |  |  | MA - SMART Program |  |  | 2021 | Residential | Lynn | Battery |  | SolarEdge Technologies Ltd |  | 13.5 | 10 | BTM | Renewable Energy Integration (e.g., Ramping, Smoothing) |  |  |  |  | yes | AC-Coupled | Solar |  | 10
362446 |  |  | MA - SMART Program |  |  | 2021 | Residential | Nantucket | Battery |  | Generac | 18 |  | 7.6 | BTM | Customer Bill Savings (e.g., Demand Charge Management, TOU Arbitrage) |  |  |  |  | yes | DC-Coupled | Solar |  | 7.6
362488 |  |  | MA - SMART Program |  |  | 2021 | Residential | Dracut | Battery |  | SolarEdge Technologies |  | 13.2 | 5 | BTM | Renewable Energy Integration (e.g., Ramping, Smoothing) |  |  |  |  | yes | AC-Coupled | Solar |  | 3.8
362519 |  |  | MA - SMART Program |  |  | 2021 | Residential | UXBRIDGE | Battery |  | StorEdge | 9.8 |  | 7.6 | BTM | Customer Bill Savings (e.g., Demand Charge Management, TOU Arbitrage) |  |  |  |  | yes | DC-Coupled | Solar |  | 7.6
362704 |  |  | MA - SMART Program |  |  | 2021 | Residential | Gardner | Battery |  | SolarEdge Technologies | 9.3 |  | 6 | BTM | Customer Bill Savings (e.g., Demand Charge Management, TOU Arbitrage) |  |  |  |  | yes | DC-Coupled | Solar |  | 6
362740 |  |  | MA - SMART Program |  |  | 2021 | Residential | Lancaster | Battery |  | SolarEdge Technologies | 9.3 |  | 6 | BTM | Customer Bill Savings (e.g., Demand Charge Management, TOU Arbitrage) |  |  |  |  | yes | DC-Coupled | Solar |  | 9.8
362751 |  |  | MA - SMART Program |  |  | 2021 | Residential | LANCASTER | Battery |  | SolarEdge Technologies Ltd |  | 13.5 | 10 | BTM | Renewable Energy Integration (e.g., Ramping, Smoothing) |  |  |  |  | yes | AC-Coupled | Solar |  | 10
362779 |  |  | MA - SMART Program |  |  | 2021 | Residential | Orange | Battery |  | SolarEdge Technologies | 9.3 |  | 6 | BTM | Customer Bill Savings (e.g., Demand Charge Management, TOU Arbitrage) |  |  |  |  | yes | DC-Coupled | Solar |  | 9.8
362783 |  |  | MA - SMART Program |  |  | 2021 | Residential | Spencer | Battery |  | SolarEdge Technologies | 9.3 |  | 7.6 | BTM | Customer Bill Savings (e.g., Demand Charge Management, TOU Arbitrage) |  |  |  |  | yes | DC-Coupled | Solar |  | 7.6
363036 |  |  | MA - SMART Program |  |  | 2021 | Residential | Worcester | Battery |  | SolarEdge Technologies | 9.3 |  | 6 | BTM | Customer Bill Savings (e.g., Demand Charge Management, TOU Arbitrage) |  |  |  |  | yes | DC-Coupled | Solar |  | 6
363046 |  |  | MA - SMART Program |  |  | 2021 | Residential | ORANGE | Battery |  | StorEdge | 9.3 |  | 7.6 | BTM | Customer Bill Savings (e.g., Demand Charge Management, TOU Arbitrage) |  |  |  |  | yes | DC-Coupled | Solar |  | 7.6
363052 |  |  | MA - SMART Program |  |  | 2021 | Residential | BELCHERTOWN | Battery |  | StorEdge | 9.3 |  | 7.6 | BTM | Customer Bill Savings (e.g., Demand Charge Management, TOU Arbitrage) |  |  |  |  | yes | DC-Coupled | Solar |  | 7.6
363053 |  |  | MA - SMART Program |  |  | 2021 | Residential | Gardner | Battery |  | SolarEdge Technologies | 9.3 |  | 6 | BTM | Customer Bill Savings (e.g., Demand Charge Management, TOU Arbitrage) |  |  |  |  | yes | DC-Coupled | Solar |  | 6
363202 |  |  | MA - SMART Program |  |  | 2021 | Residential | Beverly | Battery |  | Generac | 17.1 |  | 7.6 | BTM | Customer Bill Savings (e.g., Demand Charge Management, TOU Arbitrage) |  |  |  |  | yes | DC-Coupled | Solar |  | 7.6
363232 |  |  | MA - SMART Program |  |  | 2021 | Residential | CHELMSFORD | Battery |  | StorEdge | 9.3 |  | 7.6 | BTM | Customer Bill Savings (e.g., Demand Charge Management, TOU Arbitrage) |  |  |  |  | yes | DC-Coupled | Solar |  | 7.6
363237 |  |  | MA - SMART Program |  |  | 2021 | Residential | Westminster | Battery |  | SolarEdge Technologies |  | 13.2 | 5 | BTM | Renewable Energy Integration (e.g., Ramping, Smoothing) |  |  |  |  | yes | AC-Coupled | Solar |  | 7.6
363436 |  |  | MA - SMART Program |  |  | 2021 | Residential | SAUGUS | Battery |  | StorEdge | 9.3 |  | 3.8 | BTM | Customer Bill Savings (e.g., Demand Charge Management, TOU Arbitrage) |  |  |  |  | yes | DC-Coupled | Solar |  | 3.8
363800 |  |  | MA - SMART Program |  |  | 2021 | Residential | Upton | Battery |  | SolarEdge Technologies HD | 9.3 |  | 7.6 | BTM | Customer Bill Savings (e.g., Demand Charge Management, TOU Arbitrage) |  |  |  |  | yes | DC-Coupled | Solar |  | 7.6
363836 |  |  | MA - SMART Program |  |  | 2021 | Residential | Winchendon | Battery |  | SolarEdge Technologies | 9.3 |  | 6 | BTM | Customer Bill Savings (e.g., Demand Charge Management, TOU Arbitrage) |  |  |  |  | yes | DC-Coupled | Solar |  | 6
364094 |  |  | MA - SMART Program |  |  | 2021 | Residential | Beverly | Battery |  | Enphase Energy | 13.5 | 10 | 5 | BTM | Renewable Energy Integration (e.g., Ramping, Smoothing) |  |  |  |  | yes | AC-Coupled | Solar |  | 5.22
364096 |  |  | MA - SMART Program |  |  | 2021 | Residential | Somerset | Battery |  | SolarEdge Technologies | 9.3 |  | 6 | BTM | Customer Bill Savings (e.g., Demand Charge Management, TOU Arbitrage) |  |  |  |  | yes | DC-Coupled | Solar |  | 6
364391 |  |  | MA - SMART Program |  |  | 2021 | Residential | NORTHBRIDGE | Battery |  | StorEdge | 9.3 |  | 7.6 | BTM | Customer Bill Savings (e.g., Demand Charge Management, TOU Arbitrage) |  |  |  |  | yes | DC-Coupled | Solar |  | 7.6
364394 |  |  | MA - SMART Program |  |  | 2021 | Residential | GRANBY | Battery |  | Tesla |  | 13.5 | 15 | BTM | Renewable Energy Integration (e.g., Ramping, Smoothing) |  |  |  |  | yes | AC-Coupled | Solar |  | 19
364532 |  |  | MA - SMART Program |  |  | 2021 | Residential | NORTHAMPTON | Battery |  | Enphase | 10.08 | 10.08 | 6.4 | BTM | Renewable Energy Integration (e.g., Ramping, Smoothing) |  |  |  |  | yes | AC-Coupled | Solar |  | 5.51
364591 |  |  | MA - SMART Program |  |  | 2021 | Residential | Haverhill | Battery |  | SolarEdge Technologies | 9.3 |  | 6 | BTM | Customer Bill Savings (e.g., Demand Charge Management, TOU Arbitrage) |  |  |  |  | yes | DC-Coupled | Solar |  | 6
364658 |  |  | MA - SMART Program |  |  | 2021 | Residential | CHELMSFORD | Battery |  | StorEdge | 9.3 |  | 7.6 | BTM | Customer Bill Savings (e.g., Demand Charge Management, TOU Arbitrage) |  |  |  |  | yes | DC-Coupled | Solar |  | 7.6
364806 |  |  | MA - SMART Program |  |  | 2021 | Residential | Scituate | Battery |  | Generac | 11.4 |  | 7.6 | BTM | Customer Bill Savings (e.g., Demand Charge Management, TOU Arbitrage) |  |  |  |  | yes | DC-Coupled | Solar |  | 7.6
364862 |  |  | MA - SMART Program |  |  | 2021 | Residential | Spencer | Battery |  | SolarEdge Technologies | 13.5 | 10 | 5 | BTM | Renewable Energy Integration (e.g., Ramping, Smoothing) |  |  |  |  | yes | AC-Coupled | Solar |  | 3.8
364994 |  |  | MA - SMART Program |  |  | 2021 | Residential | PEMBROKE | Battery |  | StorEdge | 9.3 |  | 7.6 | BTM | Customer Bill Savings (e.g., Demand Charge Management, TOU Arbitrage) |  |  |  |  | yes | DC-Coupled | Solar |  | 7.6
365047 |  |  | MA - SMART Program |  |  | 2021 | Residential | Franklin | Battery |  | SolarEdge Technologies Ltd | 13.5 | 10 | 5 | BTM | Renewable Energy Integration (e.g., Ramping, Smoothing) |  |  |  |  | yes | AC-Coupled | Solar |  | 10
365294 |  |  | MA - SMART Program |  |  | 2021 | Residential | Manchester | Battery |  | Enphase Energy |  | 10.08 | 7.68 | BTM | Renewable Energy Integration (e.g., Ramping, Smoothing) |  |  |  |  | yes | AC-Coupled | Solar |  | 9.86
365405 |  |  | MA - SMART Program |  |  | 2021 | Residential | North Andover | Battery |  | StorEdge | 9.3 |  | 7.6 | BTM | Customer Bill Savings (e.g., Demand Charge Management, TOU Arbitrage) |  |  |  |  | yes | DC-Coupled | Solar |  | 7.6
365451 |  |  | MA - SMART Program |  |  | 2021 | Residential | Granby | Battery |  | SolarEdge Technologies | 9.3 |  | 6 | BTM | Customer Bill Savings (e.g., Demand Charge Management, TOU Arbitrage) |  |  |  |  | yes | DC-Coupled | Solar |  | 9.8
365577 |  |  | MA - SMART Program |  |  | 2021 | Residential | Charlton | Battery |  | Tesla | 13.5 | 10 | 5 | BTM | Renewable Energy Integration (e.g., Ramping, Smoothing) |  |  |  |  | yes | DC-Coupled | Solar |  | 7.6
365694 |  |  | MA - SMART Program |  |  | 2021 | Residential | Belchertown | Battery |  | Generac | 18 |  | 7.6 | BTM | Customer Bill Savings (e.g., Demand Charge Management, TOU Arbitrage) |  |  |  |  | yes | DC-Coupled | Solar |  | 7.6
365709 |  |  | MA - SMART Program |  |  | 2021 | Residential | Somerset | Battery |  | SolarEdge Technologies | 9.3 |  | 3.8 | BTM | Customer Bill Savings (e.g., Demand Charge Management, TOU Arbitrage) |  |  |  |  | yes | DC-Coupled | Solar |  | 9.8
365743 |  |  | MA - SMART Program |  |  | 2021 | Residential | Brockton | Battery |  | SolarEdge Technologies | 9.6 |  | 6 | BTM | Customer Bill Savings (e.g., Demand Charge Management, TOU Arbitrage) |  |  |  |  | yes | DC-Coupled | Solar |  | 9.8
365910 |  |  | MA - SMART Program |  |  | 2021 | Residential | Shutesbury | Battery |  | Generac | 18 | 7.6 | 7.6 | BTM | Renewable Energy Integration (e.g., Ramping, Smoothing) |  |  |  |  | yes | DC-Coupled | Solar |  | 9.92
365909 |  |  | MA - SMART Program |  |  | 2021 | Residential | FRANKLIN | Battery |  | SolarEdge Technologies HD | 13.5 | 10 | 5 | BTM | Renewable Energy Integration (e.g., Ramping, Smoothing) |  |  |  |  | yes | AC-Coupled | Solar |  | 7.6
365931 |  |  | MA - SMART Program |  |  | 2021 | Residential | Amesbury | Battery |  | SolarEdge Technologies Ltd | 5 | 5.8 | 5 | BTM | Renewable Energy Integration (e.g., Ramping, Smoothing) |  |  |  |  | yes | AC-Coupled | Solar |  | 10
365991 |  |  | MA - SMART Program |  |  | 2021 | Residential | AMESBURY | Battery |  | Tesla Inc | 13.5 | 10 | 5 | BTM | Renewable Energy Integration (e.g., Ramping, Smoothing) | Renewable Energy Shifting |  |  |  | yes | AC-Coupled | Solar |  | 7.6
366170 |  |  | MA - SMART Program |  |  | 2021 | Residential | Randolph | Battery |  | SolarEdge Technologies |  | 13.2 | 10 | BTM | Renewable Energy Integration (e.g., Ramping, Smoothing) |  |  |  |  | yes | AC-Coupled | Solar |  | 6
366701 |  |  | MA - SMART Program |  |  | 2021 | Residential | Bellingham | Battery |  | Tesla | 13.5 | 10 | 5 | BTM | Renewable Energy Integration (e.g., Ramping, Smoothing) |  |  |  |  | yes | DC-Coupled | Solar |  | 7.6
366709 |  |  | MA - SMART Program |  |  | 2021 | Residential | East Longmeadow | Battery |  | Generac | 18 |  | 7.6 | BTM | Customer Bill Savings (e.g., Demand Charge Management, TOU Arbitrage) |  |  |  |  | yes | DC-Coupled | Solar |  | 7.6
366751 |  |  | MA - SMART Program |  |  | 2021 | Residential | TYNGSBORO | Battery |  | SolarEdge Technologies Ltd | 13.5 | 10 | 5 | BTM | Renewable Energy Integration (e.g., Ramping, Smoothing) |  |  |  |  | yes | AC-Coupled | Solar |  | 10
366900 |  |  | MA - SMART Program |  |  | 2021 | Residential | Douglas | Battery |  | Tesla Inc | 13.5 | 10 | 5 | BTM | Peak Shaving/ Load Leveling | Customer Bill Savings (e.g., Demand Charge Management, TOU Arbitrage) | Reliability and Resiliency | Renewable Energy Shifting |  | yes | DC-Coupled | Solar | 12.63 | 7.6
367232 |  |  | MA - SMART Program |  |  | 2021 | Residential | Westborough | Battery |  | SolarEdge Technologies | 9.8 |  | 3.8 | BTM | Customer Bill Savings (e.g., Demand Charge Management, TOU Arbitrage) |  |  |  |  | yes | DC-Coupled | Solar |  | 9.8
367469 |  |  | MA - SMART Program |  |  | 2021 | Residential | Hanson | Battery |  | Tesla | 13.5 | 10 | 5 | BTM | Renewable Energy Integration (e.g., Ramping, Smoothing) |  |  |  |  | yes | DC-Coupled | Solar |  | 7.6
367589 |  |  | MA - SMART Program |  |  | 2021 | Residential | Brockton | Battery |  | Solaredge Technologies | 9.3 |  | 7.6 | BTM | Customer Bill Savings (e.g., Demand Charge Management, TOU Arbitrage) |  |  |  |  | yes | DC-Coupled | Solar |  | 7.6
367626 |  |  | MA - SMART Program |  |  | 2021 | Residential | CLINTON | Battery |  | StorEdge | 9.3 |  | 7.6 | BTM | Customer Bill Savings (e.g., Demand Charge Management, TOU Arbitrage) |  |  |  |  | yes | DC-Coupled | Solar |  | 7.6
367715 |  |  | MA - SMART Program |  |  | 2021 | Residential | Athol | Battery |  | SolarEdge Technologies HD | 9.6 |  | 6 | BTM | Customer Bill Savings (e.g., Demand Charge Management, TOU Arbitrage) |  |  |  |  | yes | DC-Coupled | Solar |  | 9.8
367718 |  |  | MA - SMART Program |  |  | 2021 | Residential | Tyngsborough | Battery |  | SolarEdge Technologies | 9.3 |  | 6 | BTM | Customer Bill Savings (e.g., Demand Charge Management, TOU Arbitrage) |  |  |  |  | yes | DC-Coupled | Solar |  | 9.8
367879 |  |  | MA - SMART Program |  |  | 2021 | Residential | Spencer | Battery |  | Generac | 17.1 |  | 7.6 | BTM | Customer Bill Savings (e.g., Demand Charge Management, TOU Arbitrage) |  |  |  |  | yes | DC-Coupled | Solar |  | 7.6
368286 |  |  | MA - SMART Program |  |  | 2021 | Residential | Haverhill | Battery |  | Tesla | 40.5 | 30 | 15 | BTM | Renewable Energy Integration (e.g., Ramping, Smoothing) |  |  |  |  | yes | DC-Coupled | Solar |  | 15.2
368311 |  |  | MA - SMART Program |  |  | 2021 | Residential | RANDOLPH | Battery |  | StorEdge | 9.3 |  | 7.6 | BTM | Customer Bill Savings (e.g., Demand Charge Management, TOU Arbitrage) |  |  |  |  | yes | DC-Coupled | Solar |  | 7.6
368493 |  |  | MA - SMART Program |  |  | 2021 | Residential | HANOVER | Battery |  | SolarEdge Technologies Ltd | 9.8 |  | 5 | BTM | Customer Bill Savings (e.g., Demand Charge Management, TOU Arbitrage) |  |  |  |  | yes | DC-Coupled | Solar |  | 7.6
368512 |  |  | MA - SMART Program |  |  | 2021 | Residential | HAVERHILL | Battery |  | StorEdge | 9.3 |  | 7.6 | BTM | Customer Bill Savings (e.g., Demand Charge Management, TOU Arbitrage) |  |  |  |  | yes | DC-Coupled | Solar |  | 7.6
368523 |  |  | MA - SMART Program |  |  | 2021 | Residential | Leominster | Battery |  | Delta Electronics | 9.6 |  | 5.76 | BTM | Customer Bill Savings (e.g., Demand Charge Management, TOU Arbitrage) |  |  |  |  | yes | DC-Coupled | Solar |  | 5.76
369100 |  |  | MA - SMART Program |  |  | 2021 | Residential | Athol | Battery |  | SolarEdge Technologies HD | 9.3 |  | 3.8 | BTM | Customer Bill Savings (e.g., Demand Charge Management, TOU Arbitrage) |  |  |  |  | yes | DC-Coupled | Solar |  | 3.8
369453 |  |  | MA - SMART Program |  |  | 2021 | Residential | Rehoboth | Battery |  | SolarEdge Technologies HD | 9.3 |  | 7.6 | BTM | Customer Bill Savings (e.g., Demand Charge Management, TOU Arbitrage) |  |  |  |  | yes | DC-Coupled | Solar |  | 7.6
369539 |  |  | MA - SMART Program |  |  | 2021 | Residential | Nantucket | Battery |  | Generac | 17.1 |  | 7.6 | BTM | Renewable Energy Integration (e.g., Ramping, Smoothing) |  |  |  |  | yes | DC-Coupled | Solar |  | 7.6
369694 |  |  | MA - SMART Program |  |  | 2021 | Residential | Gloucester | Battery |  | SolarEdge Technologies Ltd | 13.5 | 10 | 5 | BTM | Renewable Energy Integration (e.g., Ramping, Smoothing) |  |  |  |  | yes | AC-Coupled | Solar |  | 10
370055 |  |  | MA - SMART Program |  |  | 2021 | Residential | Uxbridge | Battery |  | SolarEdge Technologies HD | 9.6 |  | 3.8 | BTM | Customer Bill Savings (e.g., Demand Charge Management, TOU Arbitrage) |  |  |  |  | yes | DC-Coupled | Solar |  | 9.8
370059 |  |  | MA - SMART Program |  |  | 2021 | Residential | Northampton | Battery |  | Generac | 9 | 7.6 | 7.6 | BTM | Generation Support (e.g., Peaker Replacement) |  |  |  |  | yes | DC-Coupled | Solar | 11.02 | 7.6
370071 |  |  | MA - SMART Program |  |  | 2021 | Residential | Worcester | Battery |  | SolarEdge Technologies | 9.8 |  | 6 | BTM | Customer Bill Savings (e.g., Demand Charge Management, TOU Arbitrage) |  |  |  |  | yes | DC-Coupled | Solar |  | 9.8
370110 |  |  | MA - SMART Program |  |  | 2021 | Residential | Brockton | Battery |  | SolarEdge Technologies | 9.8 |  | 6 | BTM | Customer Bill Savings (e.g., Demand Charge Management, TOU Arbitrage) |  |  |  |  | yes | DC-Coupled | Solar |  | 6
370141 |  |  | MA - SMART Program |  |  | 2021 | Residential | Leominster | Battery |  | Delta Electronics | 9.6 |  | 3.84 | BTM | Customer Bill Savings (e.g., Demand Charge Management, TOU Arbitrage) |  |  |  |  | yes | DC-Coupled | Solar |  | 3.84
370213 |  |  | MA - SMART Program |  |  | 2021 | Residential | Swampscott | Battery |  | Delta Products Corp. | 9.3 |  | 7.68 | BTM | Customer Bill Savings (e.g., Demand Charge Management, TOU Arbitrage) |  |  |  |  | yes | DC-Coupled | Solar |  | 7.68
370538 |  |  | MA - SMART Program |  |  | 2021 | Residential | East Longmeadow | Battery |  | SolarEdge Technologies | 9.6 |  | 6 | BTM | Customer Bill Savings (e.g., Demand Charge Management, TOU Arbitrage) |  |  |  |  | yes | DC-Coupled | Solar |  | 9.8
370585 |  |  | MA - Energy Efficiency/ DR Program |  |  | 2021 | Residential | FOXBORO | Battery |  | Tesla Inc | 13.5 | 10 | 5 | BTM | Reliability and Resiliency |  |  |  |  | yes | AC-Coupled | Solar | 6.04 | 5
371050 |  |  | MA - SMART Program |  |  | 2021 | Residential | Medford | Battery |  | SolarEdge Technologies | 9.6 |  | 7.6 | BTM | Customer Bill Savings (e.g., Demand Charge Management, TOU Arbitrage) |  |  |  |  | yes | DC-Coupled | Solar |  | 7.6
371154 |  |  | MA - SMART Program |  |  | 2021 | Residential | Haydenville | Battery |  | Generac | 18 |  | 7.6 | BTM | Customer Bill Savings (e.g., Demand Charge Management, TOU Arbitrage) |  |  |  |  | yes | DC-Coupled | Solar |  | 7.6
371202 |  |  | MA - SMART Program |  |  | 2021 | Residential | Rockport | Battery |  | SolarEdge Technologies HD |  | 13.5 | 10 | BTM | Renewable Energy Integration (e.g., Ramping, Smoothing) |  |  |  |  | yes | AC-Coupled | Solar |  | 7.6
371276 |  |  | Other |  |  | 2021 | Residential | W Stockbridge | Battery |  | Sonnen |  | 12.5 | 7 | BTM | Peak Shaving/ Load Leveling | Customer Bill Savings (e.g., Demand Charge Management, TOU Arbitrage) |  |  |  | yes | AC-Coupled | Solar |  | 7.6
371639 |  |  | MA - SMART Program |  |  | 2021 | Residential | Leeds | Battery |  | SolarEdge Technologies HD | 9.3 |  | 3.8 | BTM | Customer Bill Savings (e.g., Demand Charge Management, TOU Arbitrage) |  |  |  |  | yes | DC-Coupled | Solar |  | 3.8
371681 |  |  | MA - SMART Program |  |  | 2021 | Residential | HAMPDEN | Battery |  | SolarEdge Technologies HD | 9.3 |  | 3.8 | BTM | Customer Bill Savings (e.g., Demand Charge Management, TOU Arbitrage) |  |  |  |  | yes | DC-Coupled | Solar |  | 3.8
371924 |  |  | MA - SMART Program |  |  | 2021 | Residential | Monterey | Battery |  | Generac | 18 | 7.6 | 7.6 | BTM | Renewable Energy Integration (e.g., Ramping, Smoothing) |  |  |  |  | yes | DC-Coupled | Solar |  | 7.6
372032 |  |  | Other |  |  | 2021 | Residential | Gloucester | Battery |  | Enphase | 21.6 | 15.36 | 7.68 | BTM | Peak Shaving/ Load Leveling | Customer Bill Savings (e.g., Demand Charge Management, TOU Arbitrage) |  |  |  | yes | AC-Coupled | Solar |  | 13.28
372342 |  |  | MA - SMART Program |  |  | 2021 | Residential | Cheshire | Battery |  | Generac | 18 |  | 7.6 | BTM | Customer Bill Savings (e.g., Demand Charge Management, TOU Arbitrage) |  |  |  |  | yes | DC-Coupled | Solar |  | 7.6
372473 |  |  | MA - SMART Program |  |  | 2021 | Residential | Beverly | Battery |  | Enphase Energy |  | 13.5 | 10 | BTM | Renewable Energy Integration (e.g., Ramping, Smoothing) |  |  |  |  | yes | AC-Coupled | Solar |  | 6.96
372696 |  |  | MA - SMART Program |  |  | 2021 | Residential | Abington | Battery |  | SolarEdge Technologies HD | 9.3 | 7.6 | 7.6 | BTM | Renewable Energy Integration (e.g., Ramping, Smoothing) |  |  |  |  | yes | DC-Coupled | Solar |  | 7.6
372705 |  |  | MA - SMART Program |  |  | 2021 | Residential | HAMPDEN | Battery |  | SolarEdge Technologies HD | 9.3 |  | 7.6 | BTM | Customer Bill Savings (e.g., Demand Charge Management, TOU Arbitrage) |  |  |  |  | yes | DC-Coupled | Solar |  | 7.6
372855 |  |  | MA - SMART Program |  |  | 2021 | Residential | Gilbertville | Battery |  | SolarEdge Technologies HD | 16 | 15.2 | 7.6 | BTM | Renewable Energy Integration (e.g., Ramping, Smoothing) |  |  |  |  | yes | DC-Coupled | Solar |  | 7.6
372872 |  |  | MA - SMART Program |  |  | 2021 | Residential | CHELMSFORD | Battery |  | SolarEdge Technologies HD | 9.3 |  | 7.6 | BTM | Customer Bill Savings (e.g., Demand Charge Management, TOU Arbitrage) |  |  |  |  | yes | DC-Coupled | Solar |  | 7.6
372900 |  |  | MA - SMART Program |  |  | 2021 | Residential | Gloucester | Battery |  | Generac | 15 |  | 7.6 | BTM | Customer Bill Savings (e.g., Demand Charge Management, TOU Arbitrage) |  |  |  |  | yes | DC-Coupled | Solar |  | 7.6
372946 |  |  | MA - SMART Program |  |  | 2021 | Residential | EAST LONGMEADOW | Battery |  | SolarEdge Technologies HD | 9.3 |  | 3.8 | BTM | Customer Bill Savings (e.g., Demand Charge Management, TOU Arbitrage) |  |  |  |  | yes | DC-Coupled | Solar |  | 3.8
373130 |  |  | MA - SMART Program | Other |  | 2021 | Residential | Brockton | Battery |  | Tesla | 13.5 | 10 | 5 | BTM | Renewable Energy Integration (e.g., Ramping, Smoothing) | Customer Bill Savings (e.g., Demand Charge Management, TOU Arbitrage) |  |  |  | yes | AC-Coupled | Solar | 3.47 | 3
373449 |  |  | MA - SMART Program |  |  | 2021 | Residential | Winthrop | Battery |  | Generac | 9 |  | 9 | BTM | Customer Bill Savings (e.g., Demand Charge Management, TOU Arbitrage) |  |  |  |  | yes | DC-Coupled | Solar |  | 7.6
373473 |  |  | MA - SMART Program |  |  | 2021 | Residential | Lawrence | Battery |  | LG CHEM | 9.6 | 8 | 7.68 | BTM | Other- Backup power |  |  |  |  | yes | DC-Coupled | Solar | 9.52 | 7.68
373756 |  |  | MA - SMART Program |  |  | 2021 | Residential | STOUGHTON | Battery |  | SolarEdge Technologies HD | 9.3 |  | 3.8 | BTM | Customer Bill Savings (e.g., Demand Charge Management, TOU Arbitrage) |  |  |  |  | yes | DC-Coupled | Solar |  | 3.8
373988 |  |  | MA - SMART Program |  |  | 2021 | Residential | Manchester | Battery |  | Enphase |  | 13.5 | 10 | BTM | Renewable Energy Integration (e.g., Ramping, Smoothing) |  |  |  |  | yes | AC-Coupled | Solar |  | 9.86
374011 |  |  | MA - SMART Program |  |  | 2021 | Residential | Attleboro | Battery |  | SolarEdge Technologies | 9.6 |  | 3.8 | BTM | Customer Bill Savings (e.g., Demand Charge Management, TOU Arbitrage) |  |  |  |  | yes | DC-Coupled | Solar |  | 3.8
374289 |  |  | MA - SMART Program |  |  | 2021 | Residential | HAVERHILL | Battery |  | StorEdge Tecnologies | 9.3 |  | 7.6 | BTM | Customer Bill Savings (e.g., Demand Charge Management, TOU Arbitrage) |  |  |  |  | yes | DC-Coupled | Solar |  | 7.6
374437 |  |  | MA - SMART Program |  |  | 2021 | Residential | Medford | Battery |  | Tesla Inc | 13.5 | 10 | 5 | BTM | Renewable Energy Integration (e.g., Ramping, Smoothing) |  |  |  |  | yes | AC-Coupled | Solar |  | 7.6
374709 |  |  | MA - SMART Program |  |  | 2021 | Residential | Rehoboth | Battery |  | SolarEdge Technologies | 9.8 |  | 6 | BTM | Customer Bill Savings (e.g., Demand Charge Management, TOU Arbitrage) |  |  |  |  | yes | DC-Coupled | Solar |  | 9.8
374801 |  |  | MA - SMART Program |  |  | 2021 | Residential | Melrose | Battery |  | Tesla Inc | 13.5 | 10 | 5 | BTM | Customer Bill Savings (e.g., Demand Charge Management, TOU Arbitrage) | Renewable Energy Shifting |  |  |  | yes | AC-Coupled | Solar |  | 3.8
374823 |  |  | MA - SMART Program |  |  | 2021 | Residential | Saugus | Battery |  | Delta Products Corp. | 9.3 |  | 7.68 | BTM | Customer Bill Savings (e.g., Demand Charge Management, TOU Arbitrage) |  |  |  |  | yes | DC-Coupled | Solar |  | 7.68
374851 |  |  | MA - SMART Program |  |  | 2021 | Residential | Athol | Battery |  | Delta Products Corp. | 9.6 |  | 5.76 | BTM | Customer Bill Savings (e.g., Demand Charge Management, TOU Arbitrage) |  |  |  |  | yes | DC-Coupled | Solar |  | 5.76
375285 |  |  | MA - SMART Program |  |  | 2021 | Residential | Wilbraham | Battery |  | Delta Electronics | 9.6 |  | 3.84 | BTM | Customer Bill Savings (e.g., Demand Charge Management, TOU Arbitrage) |  |  |  |  | yes | DC-Coupled | Solar |  | 3.84
375331 |  |  | MA - SMART Program |  |  | 2021 | Residential | Medford | Battery |  | Tesla Inc | 13.5 | 10 | 5 | BTM | Renewable Energy Integration (e.g., Ramping, Smoothing) |  |  |  |  | yes | AC-Coupled | Solar |  | 7.6
375386 |  |  | MA - SMART Program |  |  | 2021 | Residential | WALES | Battery |  | Tesla Inc | 27 | 20 | 10 | BTM | Renewable Energy Integration (e.g., Ramping, Smoothing) |  |  |  |  | yes | AC-Coupled | Solar |  | 10
375595 |  |  | MA - SMART Program |  |  | 2021 | Residential | Northampton | Battery |  | Enphase Energy |  | 10.08 | 3.84 | BTM | Renewable Energy Integration (e.g., Ramping, Smoothing) |  |  |  |  | yes | AC-Coupled | Solar |  | 3.19
375632 |  |  | MA - SMART Program |  |  | 2021 | Residential | Orange | Battery |  | LG CHEM | 9.3 | 6 | 6 | BTM | Customer Bill Savings (e.g., Demand Charge Management, TOU Arbitrage) |  |  |  |  | yes | DC-Coupled | Solar |  | 9.8
375833 |  |  | MA - SMART Program |  |  | 2021 | Residential | Winthrop | Battery |  | Enphase Energy |  | 13.5 | 10 | BTM | Renewable Energy Integration (e.g., Ramping, Smoothing) |  |  |  |  | yes | AC-Coupled | Solar |  | 8.7
375923 |  |  | MA - SMART Program |  |  | 2021 | Residential | East Longmeadow | Battery |  | Enphase Energy | 5 | 5 | 10 | BTM | Renewable Energy Integration (e.g., Ramping, Smoothing) |  |  |  |  | yes | AC-Coupled | Solar |  | 13.44
376161 |  |  | MA - SMART Program |  |  | 2021 | Residential | Manchester | Battery |  | Tesla Inc | 13.5 | 10 | 5 | BTM | Customer Bill Savings (e.g., Demand Charge Management, TOU Arbitrage) | Renewable Energy Shifting |  |  |  | yes | AC-Coupled | Solar |  | 7.6
376180 |  |  | MA - SMART Program |  |  | 2021 | Residential | Charlton | Battery |  | SolarEdge Technologies | 9.6 |  | 6 | BTM | Customer Bill Savings (e.g., Demand Charge Management, TOU Arbitrage) |  |  |  |  | yes | DC-Coupled | Solar |  | 6
376322 |  |  | MA - SMART Program |  |  | 2021 | Residential | HARDWICK | Battery |  | SolarEdge Technologies HD | 9.7 | 7.6 | 7.6 | BTM | Renewable Energy Integration (e.g., Ramping, Smoothing) |  |  |  |  | yes | DC-Coupled | Solar |  | 7.6
376662 |  |  | MA - SMART Program |  |  | 2021 | Residential | ATTLEBORO | Battery |  | Generac PWRCELL | 14.45 |  | 7.6 | BTM | Renewable Energy Integration (e.g., Ramping, Smoothing) |  |  |  |  | yes | DC-Coupled | Solar |  | 15.2
376744 |  |  | MA - SMART Program |  |  | 2021 | Residential | ATTLEBORO | Battery |  | SOLAREDGE | 9.8 | 7.6 | 7.6 | BTM | Renewable Energy Integration (e.g., Ramping, Smoothing) |  |  |  |  | yes | DC-Coupled | Solar |  | 7.6
377100 |  |  | MA - SMART Program |  |  | 2021 | Residential | Northampton | Battery |  | Tesla Inc | 13.5 | 10 | 5 | BTM | Customer Bill Savings (e.g., Demand Charge Management, TOU Arbitrage) | Renewable Energy Shifting |  |  |  | yes | AC-Coupled | Solar |  | 7.6
377215 |  |  | MA - SMART Program |  |  | 2021 | Residential | Attleboro | Battery |  | LG CHEM | 9.8 | 6 | 6 | BTM | Customer Bill Savings (e.g., Demand Charge Management, TOU Arbitrage) |  |  |  |  | yes | DC-Coupled | Solar |  | 9.8
377226 |  |  | MA - SMART Program |  |  | 2021 | Residential | S ATTLEBORO | Battery |  | SOLAREDGE | 9.8 | 7.6 | 7.6 | BTM | Renewable Energy Integration (e.g., Ramping, Smoothing) |  |  |  |  | yes | DC-Coupled | Solar |  | 7.6
377301 |  |  | MA - SMART Program |  |  | 2021 | Residential | Wilbraham | Battery |  | Generac | 18 | 7.6 | 7.6 | BTM | Renewable Energy Integration (e.g., Ramping, Smoothing) |  |  |  |  | yes | DC-Coupled | Solar |  | 7.6
377316 |  |  | MA - SMART Program |  |  | 2021 | Residential | Newbury | Battery |  | Tesla Inc | 13.5 | 10 | 5 | BTM | Renewable Energy Integration (e.g., Ramping, Smoothing) |  |  |  |  | yes | AC-Coupled | Solar |  | 6
377455 |  |  | MA - SMART Program |  |  | 2021 | Residential | Northampton | Battery |  | Generac | 18 |  | 7.6 | BTM | Renewable Energy Integration (e.g., Ramping, Smoothing) |  |  |  |  | yes | DC-Coupled | Solar |  | 7.6
377713 |  |  | MA - SMART Program | Other |  | 2021 | Residential | Wilbraham | Battery |  | SolarEdge Technologies Ltd | 13.5 | 10 | 5 | BTM | Renewable Energy Integration (e.g., Ramping, Smoothing) |  |  |  |  | yes | AC-Coupled | Solar |  | 10
378034 |  |  | MA - SMART Program |  |  | 2021 | Residential | Sturbridge | Battery |  | SolarEdge Technologies | 9.6 | 9.6 | 6 | BTM | Renewable Energy Integration (e.g., Ramping, Smoothing) |  |  |  |  | yes | DC-Coupled | Solar |  | 9.8
378290 |  |  | MA - SMART Program |  |  | 2021 | Residential | Beverly | Battery |  | Enphase Energy | 13.5 | 10 | 5 | BTM | Renewable Energy Integration (e.g., Ramping, Smoothing) |  |  |  |  | yes | AC-Coupled | Solar |  | 6.67
378306 |  |  | MA - SMART Program |  |  | 2021 | Residential | Belchertown | Battery | Lithium Ion | SolarEdge Technologies | 9.3 |  | 7.6 | BTM | Peak Shaving/ Load Leveling |  |  |  |  | yes | DC-Coupled | Solar | 9.75 | 7.6
378513 |  |  | MA - SMART Program |  |  | 2021 | Residential | HAVERHILL | Battery |  | SolarEdge Technologies |  | 13.2 | 5 | BTM | Renewable Energy Integration (e.g., Ramping, Smoothing) |  |  |  |  | yes | AC-Coupled | Solar |  | 9.8
378550 |  |  | MA - SMART Program |  |  | 2021 | Residential | Alford | Battery |  | Generac | 18 |  | 7.6 | BTM | Renewable Energy Integration (e.g., Ramping, Smoothing) |  |  |  |  | yes | DC-Coupled | Solar |  | 7.6
378599 |  |  | MA - SMART Program |  |  | 2021 | Residential | Attleboro | Battery |  | LG CHEM | 9.6 | 6 | 5.76 | BTM | Renewable Energy Integration (e.g., Ramping, Smoothing) |  |  |  |  | yes | DC-Coupled | Solar | 7.59 | 5.76
378849 |  |  | MA - SMART Program |  |  | 2021 | Residential | BELLINGHAM | Battery |  | Tesla Inc | 13.5 | 10 | 5 | BTM | Customer Bill Savings (e.g., Demand Charge Management, TOU Arbitrage) | Renewable Energy Shifting |  |  |  | yes | DC-Coupled | Solar |  | 7.6
378948 |  |  | MA - SMART Program |  |  | 2021 | Residential | Williamsburg | Battery |  | Generac | 18 |  | 7.6 | BTM | Renewable Energy Integration (e.g., Ramping, Smoothing) |  |  |  |  | yes | DC-Coupled | Solar |  | 7.6
379136 |  |  | MA - SMART Program |  |  | 2021 | Residential | BEVERLY | Battery |  | Tesla Inc | 13.5 | 10 | 5 | BTM | Renewable Energy Integration (e.g., Ramping, Smoothing) |  |  |  |  | yes | AC-Coupled | Solar |  | 10
379255 |  |  | Other |  |  | 2021 | Residential | blackstone | Battery |  | Tesla Inc | 13.5 | 10 | 5 | BTM | Customer Bill Savings (e.g., Demand Charge Management, TOU Arbitrage) |  |  |  |  | yes | AC-Coupled | Solar | 6.6 | 6
379354 |  |  | Other |  |  | 2021 | Residential | Bolton | Battery |  | Enphase |  | 13.44 | 6.4 | BTM | Peak Shaving/ Load Leveling | Customer Bill Savings (e.g., Demand Charge Management, TOU Arbitrage) |  |  |  | yes | AC-Coupled | Solar |  | 15.36
379650 |  |  | MA - SMART Program |  |  | 2021 | Residential | Oxford | Battery |  | Enphase Energy |  | 10.08 | 5.12 | BTM | Renewable Energy Integration (e.g., Ramping, Smoothing) |  |  |  |  | yes | AC-Coupled | Solar |  | 9.57
380603 |  |  | MA - SMART Program |  |  | 2021 | Residential | Plainville | Battery |  | Enphase Energy |  | 10.08 | 7.68 | BTM | Renewable Energy Integration (e.g., Ramping, Smoothing) |  |  |  |  | yes | AC-Coupled | Solar |  | 9.6
380765 |  |  | MA - SMART Program |  |  | 2021 | Residential | Rockland | Battery |  | Tesla Inc | 13.5 | 10 | 5 | BTM | Customer Bill Savings (e.g., Demand Charge Management, TOU Arbitrage) | Renewable Energy Shifting |  |  |  | yes | DC-Coupled | Solar |  | 7.6
381374 |  |  | MA - SMART Program |  |  | 2021 | Residential | RANDOLPH | Battery |  | LG CHEM | 9.6 |  | 7.6 | BTM | Customer Bill Savings (e.g., Demand Charge Management, TOU Arbitrage) |  |  |  |  | yes | DC-Coupled | Solar |  | 7.6
382058 |  |  | MA - SMART Program |  |  | 2021 | Residential | Northborough | Battery |  | LG CHEM | 9.6 |  | 3.8 | BTM | Customer Bill Savings (e.g., Demand Charge Management, TOU Arbitrage) |  |  |  |  | yes | DC-Coupled | Solar |  | 9.8
382402 |  |  | Other |  |  | 2021 | Residential | Lancaster | Battery |  | SolarEdge Technologies Ltd | 16 | 15.2 | 7.6 | BTM | Peak Shaving/ Load Leveling |  |  |  |  | yes | DC-Coupled | Solar | 13.26 | 7.6
382867 |  |  | MA - SMART Program |  |  | 2021 | Residential | Wilbraham | Battery |  | SolarEdge Technologies | 9.6 |  | 6 | BTM | Customer Bill Savings (e.g., Demand Charge Management, TOU Arbitrage) |  |  |  |  | yes | DC-Coupled | Solar |  | 9.8
383151 |  |  | Other |  |  | 2021 | Residential | New Marlboro | Battery |  | Tesla | 28 | 27 | 10 | BTM | [5 empty] | yes | AC-Coupled | Solar |  | 19.57
384807 |  |  | MA - SMART Program |  |  | 2021 | Residential | Gloucester | Battery |  | Generac | 15 |  | 7.6 | BTM | Renewable Energy Integration (e.g., Ramping, Smoothing) |  |  |  |  | yes | DC-Coupled | Solar |  | 7.6
387022 |  |  | MA - SMART Program |  |  | 2021 | Residential | Northampton | Battery |  | Enphase Energy |  | 10.08 | 5.12 | BTM | Renewable Energy Integration (e.g., Ramping, Smoothing) |  |  |  |  | yes | AC-Coupled | Solar |  | 5.8
387197 |  |  | MA - SMART Program |  |  | 2021 | Residential | Lynn | Battery |  | Enphase Energy |  | 10.08 | 3.84 | BTM | Renewable Energy Integration (e.g., Ramping, Smoothing) |  |  |  |  | yes | AC-Coupled | Solar |  | 4.886
387947 |  |  | MA - SMART Program |  |  | 2021 | Residential | Newburyport | Battery |  | SolarEdge Technologies Ltd | 13.5 | 10 | 5 | BTM | Renewable Energy Integration (e.g., Ramping, Smoothing) |  |  |  |  | yes | AC-Coupled | Solar |  | 10
388066 |  |  | MA - SMART Program |  |  | 2021 | Residential | N EGREMONT | Battery |  | Enphase Energy |  | 3.36 | 5.12 | BTM | Renewable Energy Integration (e.g., Ramping, Smoothing) |  |  |  |  | yes | AC-Coupled | Solar |  | 5.22
388673 |  |  | MA - SMART Program |  |  | 2021 | Residential | Medford | Battery |  | Tesla Inc | 13.5 | 10 | 5 | BTM | Customer Bill Savings (e.g., Demand Charge Management, TOU Arbitrage) | Renewable Energy Shifting |  |  |  | yes | DC-Coupled | Solar |  | 7.6
391880 |  |  | MA - SMART Program |  |  | 2021 | Residential | Nantucket | Battery |  | Generac | 12 |  | 7.6 | BTM | Renewable Energy Integration (e.g., Ramping, Smoothing) |  |  |  |  | yes | DC-Coupled | Solar |  | 7.6
392799 |  |  | MA - SMART Program |  |  | 2021 | Residential | HANOVER | Battery |  | SolarEdge Technologies HD | 13.5 | 10 | 5 | BTM | Renewable Energy Integration (e.g., Ramping, Smoothing) |  |  |  |  | yes | AC-Coupled | Solar |  | 7.6
394054 |  |  | MA - SMART Program |  |  | 2021 | Residential | S ATTLEBORO | Battery |  | SolarEdge Technologies HD | 13.5 | 10 | 5 | BTM | Renewable Energy Integration (e.g., Ramping, Smoothing) |  |  |  |  | yes | AC-Coupled | Solar |  | 3.8

## Pipeline Projects
Pipeline Projects
ENERGY STORAGE SYSTEM | [20 empty] | GENERATION
Case Number | DG WR Number | Common Project Name REDACTED | Policy Source 1 | Policy Source 2 | Other Source | Interconnection Status | Customer Type | City/Town | Year | Technology Type | Other Technology | Manufactuer | Energy kWh (DC) | Energy kWh (AC) | Capacity kW (AC) | Installation Type | Application / Intended use #1 | Application/ Intended Use #2 | Application/ Intended Use #3 | Other - Application/ Intended Use | DG WR Number2 | Storage Co-Located with DG/ Generation? | System Configuration Type | DG/ Generation Type | Capacity kW (DC) | Capacity kW (AC)3
290747 |  |  | MA - SMART Program | Clean Peak Standard |  | Application Submitted | Commercial | WESTMINSTER | 2021 | Battery |  | Sungrow | 0 | 4000 | 1333 | FTM | [5 empty] | No | AC-Coupled | None
378348 |  |  | - |  |  | Full Payment Received | Residential | E BRIDGEWATER | 2021 | Battery |  | Tesla | 27 | 20 | 10 | FTM | [5 empty] | Yes | AC-Coupled | Solar | 9.1 | 7.6
385688 |  |  | - |  |  | Full Payment Received | Residential | WRENTHAM | 2021 | Battery |  | Tesla Inc | 13.5 | 5 | 5 | FTM | [5 empty] | Yes | AC-Coupled | Other |  | 15.2
386258 |  |  | MA - SMART Program |  |  | Full Payment Received | Residential | WILBRAHAM | 2021 | Battery |  | Tesla Inc | 13.5 | 5 | 5 | FTM | [5 empty] | Yes | AC-Coupled | Other |  | 7.6
396408 |  |  | MA - SMART Program |  |  | ISA Issued | Residential | WORCESTER | 2021 | Battery |  | Sunpower | 13 | 13 | 13 | FTM | [5 empty] | Yes | AC-Coupled | Other |  | 9.772
387717 |  |  | - |  |  | Application Submitted | Commercial | WRENTHAM | 2021 | Battery |  | Power Electronics | 8206 | 2051.5 | 2051.5 | FTM | [5 empty] | Yes | DC-Coupled | Other | 3588 | 2000
396471 |  |  | MA - SMART Program |  |  | Application Submitted | Commercial | ESSEX | 2021 | Battery |  | Narada | 55296 |  | 18000 | FTM | Wholesale Market (i.e., Energy, Capacity, Ancillary Services) | Peak Shaving/ Load Leveling |  |  |  | Yes | None | Solar | 19500 | 18000
379039 | 25502268 |  | - |  |  | Full Payment Received | Residential - Heat | WORCESTER | 2021 | Battery |  | Tesla Inc | 13.5 | 5 | 5 | FTM | Wholesale Market (i.e., Energy, Capacity, Ancillary Services) | Peak Shaving/ Load Leveling |  |  | 25502268 | Yes | AC-Coupled | Solar |  | 15.2
394755 |  |  | MA - SMART Program |  |  | Application Submitted | Residential | MEDFORD | 2021 | Battery |  | Enphase | 10.08 | 7.68 | 7.68 | FTM | Wholesale Market (i.e., Energy, Capacity, Ancillary Services) | Peak Shaving/ Load Leveling |  |  |  | Yes | AC-Coupled | Solar | 9.88 | 15.22
378271 |  |  | - |  |  | ISA Issued | Residential | BOXFORD | 2021 | Battery |  | Tesla Inc | 13.5 | 5 | 5 | FTM | [5 empty] | Yes | AC-Coupled | Solar |  | 25
385131 |  |  | - |  |  | ISA Issued | Residential | WESTFORD | 2021 | Battery |  | Tesla Inc | 27 | 10 | 5 | FTM | [5 empty] | Yes |  | Other |  | 7.6
401107 |  |  | MA - SMART Program |  |  | Application Submitted | Commercial | E LONGMEADOW | 2021 | Battery |  | Narada | 0 | 5000 | 5000 | FTM | Wholesale Market (i.e., Energy, Capacity, Ancillary Services) | Peak Shaving/ Load Leveling |  |  |  | Yes | None | Solar | 6000 | 4999.2
361080 |  |  | - |  |  | Full Payment Received | Residential | WARE | 2021 | Battery |  | Tesla | 27 | 10 | 5 | FTM | [5 empty] | Yes | AC-Coupled | Other |  | 9.8
363866 |  |  | MA - SMART Program |  |  | Full Payment Received | Residential | NORTH ANDOVER | 2021 | Battery |  | Tesla | 0 | 13.2 | 5 | BTM | [6 empty] | AC-Coupled | Natural Gas |  | 9.8
364015 | 25302684 |  | MA - SMART Program |  |  | Full Payment Received | Residential | MONTEREY | 2021 | Battery |  | Tesla | 27 | 10 | 5 | FTM |  |  |  |  | 25302684 | Yes | AC-Coupled | Solar |  | 16
367365 |  |  | MA - SMART Program |  |  | Full Payment Received | Residential | SPENCER | 2021 | Battery |  | LG CHEM |  | 6 | 6 | FTM | [5 empty] | Yes | DC-Coupled | Solar |  | 3.8
317070 |  |  | - |  |  | Full Payment Received | Residential - Heat | WEBSTER | 2021 | Battery |  | Tesla | 27 | 10 | 5 | FTM | [5 empty] | Yes | AC-Coupled | Other |  | 10
305614 |  |  | MA - SMART Program |  |  | ISA Issued | Commercial | FRANKLIN | 2021 | Battery |  | BYD | 240 | 236 | 60 | FTM | Wholesale Market (i.e., Energy, Capacity, Ancillary Services) |  |  |  |  | Yes | AC-Coupled | Solar | 175 | 175
306142 |  |  | MA - SMART Program | Clean Peak Standard |  | Application Submitted | Commercial | OXFORD | 2021 | Battery |  | Sungrow-Samsung | 0 | 2752 | 1333 | FTM | [5 empty] | Yes | AC-Coupled | Other |  | 7998
369405 |  |  | - |  |  | ISA Issued | Residential | WOLLASTON | 2021 | Battery |  | Enphase | 0 | 3.36 | 3.84 | FTM | [5 empty] | Yes | AC-Coupled | Other |  | 9.98
318655 |  |  | MA - SMART Program | Clean Peak Standard |  | Application Submitted | Commercial | RUTLAND | 2021 | Battery |  | Sungrow-Samsung | 0 | 4000 | 1249 | FTM | [5 empty] | Yes | AC-Coupled | Other |  | 9992
318681 | 26107239 |  | - | Clean Peak Standard |  | Application Submitted | Commercial | WINCHENDON | 2021 | Battery |  | Sungrow-Samsung | 0 | 2752 | 1249 | FTM | Wholesale Market (i.e., Energy, Capacity, Ancillary Services) | Renewable Energy Integration (e.g., Ramping, Smoothing) |  |  | 26107239 | Yes | AC-Coupled | Solar |  | 9992
319692 |  |  | - |  |  | Application Submitted | Commercial | NEW BRAINTREE | 2021 | Battery |  | Dynapower | 0 |  | 250 | FTM | [5 empty] | Yes | DC-Coupled | Solar | 500 | 250
316407 |  |  | MA - SMART Program | Clean Peak Standard |  | Application Submitted | Commercial | HARDWICK | 2021 | Battery |  | Sungrow-Samsung | 2752 | 2666 | 1333 | FTM | [5 empty] | Yes | AC-Coupled | Other |  | 7998
321925 |  |  | - |  |  | Full Payment Received | Residential | WESTMINSTER | 2021 | Battery |  | Tesla Inc | 13.5 | 5 | 5 | FTM | [5 empty] | Yes | AC-Coupled | Other |  | 7.6
318176 |  |  | MA - SMART Program |  |  | Application Submitted | Commercial | ROYALSTON | 2021 | Battery |  | SunGrow | 0 | 5246 | 2500 | FTM | [5 empty] | Yes | AC-Coupled | Other | 6738.16 | 5000
369368 | 25838847 |  | MA - SMART Program |  |  | Full Payment Received | Residential | WESTFORD | 2021 | Battery |  | Tesla | 27 | 10 | 5 | FTM | Wholesale Market (i.e., Energy, Capacity, Ancillary Services) | Renewable Energy Integration (e.g., Ramping, Smoothing) |  |  | 25838847 | Yes | AC-Coupled | Solar |  | 7.6
318674 |  |  | MA - SMART Program | Clean Peak Standard |  | Application Submitted | Commercial | WESTMINSTER | 2021 | Battery |  | Sungrow-Samsung | 0 | 4000 | 1237 | FTM | [5 empty] | Yes | AC-Coupled | Other |  | 4948
321965 |  |  | - |  |  | Application Submitted | Commercial | CLINTON | 2021 | Battery |  | Power Electronics | 0 | 10500 | 2125 | BTM | Wholesale Market (i.e., Energy, Capacity, Ancillary Services) | Renewable Energy Integration (e.g., Ramping, Smoothing) |  |  |  | Yes | DC-Coupled | Solar |  | 10630
321753 |  |  | MA - SMART Program |  |  | Application Submitted | Commercial | CHARLTON | 2021 | Battery |  | Sungrow-Samsung | 0 | 4000 | 1237 | FTM | Peak Shaving/ Load Leveling |  |  |  |  | Yes | AC-Coupled | Solar |  | 4948
325868 |  |  | - |  |  | Full Payment Received | Residential | FLORENCE | 2021 | Battery |  | Tesla | 13.5 | 10 | 5 | FTM | [5 empty] | Yes | AC-Coupled | Other | 16.32 | 15.2
369753 |  |  | MA - SMART Program |  |  | ISA Issued | Residential | BEVERLY | 2021 | Battery |  | Sunpower | 0 | 13 | 6.5 | FTM | [5 empty] | Yes | AC-Coupled | Other | 10.08 | 10.08
354411 |  |  | MA - SMART Program |  |  | Full Payment Received | Residential | CHESHIRE | 2021 | Battery |  | Tesla | 27 | 10 | 5 | FTM | [5 empty] | Yes | AC-Coupled | Other |  | 9.8
353809 |  |  | MA - SMART Program |  |  | ISA Issued | Residential | W BROOKFIELD | 2021 | Battery |  | Tesla | 27 | 10 | 5 | BTM | [5 empty] | Yes | AC-Coupled | Other |  | 15.2
325072 |  |  | MA - SMART Program |  |  | Full Payment Received | Residential | BLACKSTONE | 2021 | Battery |  | Tesla | 13.5 | 10 | 5 | FTM | [5 empty] | Yes | AC-Coupled | Solar | 8.505 | 17.6
370328 |  |  | - |  |  | Application Submitted | Commercial | ATTLEBORO | 2021 | Battery |  | EPC Power | 1000 |  | 499 | FTM | [5 empty] | Yes | DC-Coupled | Solar | 806.85 | 499
370345 |  |  | MA - SMART Program |  |  | ISA Issued | Residential | WESTMINSTER | 2021 | Battery |  | Tesla | 13.5 | 10 | 5 | BTM | [5 empty] | Yes | AC-Coupled | Solar | 10.933 | 11.4
370269 |  |  | MA - SMART Program |  |  | Application Submitted | Commercial | GARDNER | 2021 | Battery |  | Power Electronics | 1000 | 600 | 600 | BTM | [5 empty] | Yes | DC-Coupled | Solar |  | 2000
324800 |  |  | MA - SMART Program |  |  | Application Submitted | Industrial | E LONGMEADOW | 2021 | Battery |  | Sungrow | 556 | 500 | 250 | BTM | [5 empty] | Yes | AC-Coupled | Solar |  | 396
328163 |  |  | MA - SMART Program |  |  | ISA Issued | Residential | SOUTH GRAFTON | 2021 | Battery |  | Tesla | 13.5 | 10 | 5 | BTM | [5 empty] | Yes | AC-Coupled | Solar | 14.62 | 7.6
370680 |  |  | MA - SMART Program |  |  | Application Submitted | Commercial | AVON | 2021 | Battery |  | Samsung Sungrow | 0 | 556 | 250 | BTM | [5 empty] | Yes | AC-Coupled | Solar | 976.32 | 675
328513 | 25618082 |  | MA - SMART Program |  |  | Full Payment Received | Residential | WESTBOROUGH | 2021 | Battery |  | Tesla | 27 | 10 | 5 | FTM | Wholesale Market (i.e., Energy, Capacity, Ancillary Services) |  |  |  | 25618082 | Yes | AC-Coupled | Solar |  | 17.2
327570 |  |  | - |  |  | Full Payment Received | Residential | SEEKONK | 2021 | Battery |  | Generac | 17.1 |  | 11.4 | BTM | [5 empty] | Yes | DC-Coupled | Solar | 11.2 | 11.4
397143 | 25346706 |  | MA - SMART Program |  |  | Application Submitted | Residential | AYER | 2021 | Battery |  | Enphase | 0 | 10.08 | 17.54 | FTM | Wholesale Market (i.e., Energy, Capacity, Ancillary Services) | Renewable Energy Integration (e.g., Ramping, Smoothing) |  |  | 25346706 | Yes | AC-Coupled | Solar | 20 | 17.54
294566 |  |  | - | Clean Peak Standard |  | Application Submitted | Commercial | ORANGE | 2021 | Battery |  | Sungrow | 0 | 4000 | 1249 | FTM | Wholesale Market (i.e., Energy, Capacity, Ancillary Services) | Peak Shaving/ Load Leveling |  |  |  | Yes | AC-Coupled | Solar |  | 9992
327663 | 25686346 |  | - | Clean Peak Standard |  | Application Submitted | Commercial | PALMER | 2021 | Battery |  | Sungrow-Samsung | 0 | 4000 | 1249 | FTM |  |  |  |  | 25686346 | Yes | AC-Coupled | Solar |  | 9992
327667 |  |  | - | Clean Peak Standard |  | Application Submitted | Commercial | PALMER | 2021 | Battery |  | Sungrow-Samsung | 0 | 4000 | 1249 | BTM | [5 empty] | Yes | AC-Coupled | Battery Add-On |  | 9992
328453 |  |  | - |  |  | Full Payment Received | Residential | ANDOVER | 2021 | Battery |  | Tesla | 27 | 10 | 5 | BTM | Wholesale Market (i.e., Energy, Capacity, Ancillary Services) | Peak Shaving/ Load Leveling |  |  |  | Yes | AC-Coupled | Solar |  | 17.6
347679 |  |  | - |  |  | Application Submitted | Commercial | AVON | 2021 | Battery |  | Samsung Sungrow | 0 | 556 | 250 | BTM | Wholesale Market (i.e., Energy, Capacity, Ancillary Services) | Peak Shaving/ Load Leveling |  |  |  | Yes | AC-Coupled | Solar |  | 812.5
305873 |  |  | MA - SMART Program |  |  | Application Submitted | Commercial | SUTTON | 2021 | Battery |  | Sungrow | 2752 | 2549 | 1000 | BTM | Wholesale Market (i.e., Energy, Capacity, Ancillary Services) | Peak Shaving/ Load Leveling |  |  |  | Yes | AC-Coupled | Solar | 2295 | 1750
328974 |  |  | MA - SMART Program |  |  | Full Payment Received | Residential | STOUGHTON | 2021 | Battery |  | Tesla | 13.5 | 10 | 5 | BTM | [5 empty] | Yes | AC-Coupled | Solar | 8.16 | 7.6
326927 |  |  | MA - SMART Program |  |  | Full Payment Received | Residential | REHOBOTH | 2021 | Battery |  | Tesla | 13.5 | 10 | 5 | FTM | Wholesale Market (i.e., Energy, Capacity, Ancillary Services) | Peak Shaving/ Load Leveling |  |  |  | Yes | AC-Coupled | Solar | 7.82 | 7.6
301762 |  |  | MA - SMART Program |  |  | Application Submitted | Commercial | WESTMINSTER | 2021 | Battery |  | Samsung | 2515 | 2300 | 2300 | FTM | Renewable Energy Integration (e.g., Ramping, Smoothing) | Wholesale Market (i.e., Energy, Capacity, Ancillary Services) |  |  |  | Yes | DC-Coupled | Solar |  | 2300
348867 |  |  | MA - SMART Program |  |  | Application Submitted | Commercial | PALMER | 2021 | Battery |  | Sungrow-Samsung | 0 | 4000 | 1249 | BTM | [5 empty] | Yes | AC-Coupled | Solar |  | 9992
353508 |  |  | - |  |  | Application Submitted | Commercial | E BRIDGEWATER | 2021 | Battery |  | Solectria | 9000 | 9000 | 166 | BTM | [5 empty] | Yes | DC-Coupled | Battery Add-On | 1500 | 498
351890 |  |  | MA - SMART Program |  |  | Full Payment Received | Residential | WHITMAN | 2021 | Battery |  | Tesla | 27 | 10 | 5 | FTM | Wholesale Market (i.e., Energy, Capacity, Ancillary Services) | Customer Bill Savings (e.g., Demand Charge Management, TOU Arbitrage) |  |  |  | Yes | AC-Coupled | Solar |  | 7.6
348875 | 25692650 |  | MA - SMART Program |  |  | Application Submitted | Commercial | PALMER | 2021 | Battery |  | Sungrow-Samsung | 0 | 4000 | 1333 | FTM | Wholesale Market (i.e., Energy, Capacity, Ancillary Services) | Peak Shaving/ Load Leveling |  |  | 25692650 | Yes | AC-Coupled | Solar |  | 7998
348813 | 25601181 |  | - |  |  | Application Submitted | Commercial | LAWRENCE | 2021 | Battery |  |  |  |  | 750 | FTM | Peak Shaving/ Load Leveling |  |  |  | 25601181 | Yes |  | Solar | 1573 | 750
358173 |  |  | MA - SMART Program |  |  | Full Payment Received | Residential | E BRIDGEWATER | 2021 | Battery |  | Tesla | 13.5 | 10 | 5 | BTM | Wholesale Market (i.e., Energy, Capacity, Ancillary Services) | Renewable Energy Integration (e.g., Ramping, Smoothing) |  |  |  | Yes | AC-Coupled | Battery Add-On | 13.6 | 9.6
354101 |  |  | MA - SMART Program |  |  | Application Submitted | Commercial | HAMPDEN | 2021 | Battery |  | Samsung | 25 |  | 250 | FTM | Wholesale Market (i.e., Energy, Capacity, Ancillary Services) | Power Quality (e.g., Voltage/VAR Support) | Renewable Energy Shifting |  |  | Yes | DC-Coupled | Solar | 7500 | 4992
371045 |  |  | MA - SMART Program |  |  | Full Payment Received | Residential | GARDNER | 2021 | Battery |  | Tesla Inc | 27 | 20 | 10 | BTM | Wholesale Market (i.e., Energy, Capacity, Ancillary Services) | Peak Shaving/ Load Leveling |  |  |  | Yes | AC-Coupled | Solar |  | 7.6
400010 |  |  | MA - SMART Program |  |  | Application Submitted | Residential | MANCHESTER | 2021 | Battery |  | Tesla | 27 | 10 | 5 | BTM | [5 empty] | Yes | AC-Coupled | Battery Add-On |  | 8.027
331261 |  |  | MA - SMART Program |  |  | Full Payment Received | Residential | STOUGHTON | 2021 | Battery |  | Tesla | 27 | 10 | 5 | BTM | [5 empty] | Yes | AC-Coupled | Solar |  | 8.88
331152 |  |  | MA - SMART Program |  |  | Full Payment Received | Residential | ANDOVER | 2021 | Battery |  | Tesla | 27 | 10 | 5 | BTM | [5 empty] | Yes | AC-Coupled | Solar |  | 25
333382 |  |  | - |  |  | Full Payment Received | Residential | BROCKTON | 2021 | Battery |  | Delta Electronics | 9.3 |  | 5.76 | BTM | [5 empty] | Yes | DC-Coupled | Battery Add-On |  | 9.6
371778 |  |  | MA - SMART Program |  |  | Full Payment Received | Residential | WORCESTER | 2021 | Battery |  | Tesla | 27 | 10 | 5 | FTM | Wholesale Market (i.e., Energy, Capacity, Ancillary Services) |  |  |  |  | Yes | AC-Coupled | Solar |  | 11.4
334306 |  |  | MA - SMART Program |  |  | Full Payment Received | Residential | METHUEN | 2021 | Battery |  | StorEdge Technologies | 9.3 |  | 7.6 | FTM | Wholesale Market (i.e., Energy, Capacity, Ancillary Services) | Renewable Energy Integration (e.g., Ramping, Smoothing) |  |  |  | Yes | DC-Coupled | Solar |  | 7.6
330889 |  |  | MA - SMART Program |  |  | Application Submitted | Commercial | SEEKONK | 2021 | Battery |  | SMA | 372.2 |  | 1500 | FTM | Renewable Energy Integration (e.g., Ramping, Smoothing) |  |  |  |  | Yes | AC-Coupled | Solar | 6500 | 4946
371682 |  |  | MA - SMART Program |  |  | Application Submitted | Commercial | SPENCER | 2021 | Battery |  | Tesla | 1334 | 1280 | 1000 | BTM | [5 empty] | Yes | AC-Coupled | Solar | 1433.12 | 1000
371684 |  |  | MA - SMART Program |  |  | Application Submitted | Commercial | DOUGLAS | 2021 | Battery |  | Tesla | 1334 | 1280 | 1000 | BTM | Renewable Energy Integration (e.g., Ramping, Smoothing) |  |  |  |  | Yes | AC-Coupled | Solar | 1402.38 | 1000
294875 |  |  | MA - SMART Program | Clean Peak Standard |  | Application Submitted | Commercial | LEOMINSTER | 2021 | Battery |  | Sungrow-Samsung | 0 | 4000 | 1237 | BTM | [5 empty] | Yes | AC-Coupled | Solar |  | 4948
331425 |  |  | - |  |  | Application Submitted | Commercial | BRIDGEWATER | 2021 | Battery |  |  |  |  | 3000 | BTM | [5 empty] | Yes |  | Solar | 5505.81 | 3000
407694 | 24574222 |  | MA - SMART Program |  |  | Application Submitted | Residential | BOLTON | 2021 | Battery |  | Tesla Inc | 13.5 | 5 | 5 | FTM | Wholesale Market (i.e., Energy, Capacity, Ancillary Services) | Peak Shaving/ Load Leveling |  |  | 24574222 | Yes | AC-Coupled | Solar |  | 10
330982 |  |  | MA - SMART Program |  |  | ISA Issued | Commercial | WRENTHAM | 2021 | Battery |  | LG CHEM |  | 2738 | 2738 | BTM | [5 empty] | Yes |  | Solar | 6560.32 | 2738
330887 |  |  | MA - SMART Program |  |  | Full Payment Received | Residential | BROCKTON | 2021 | Battery |  | Tesla | 13.5 | 10 | 5 | FTM | Wholesale Market (i.e., Energy, Capacity, Ancillary Services) | Customer Bill Savings (e.g., Demand Charge Management, TOU Arbitrage) |  |  |  | Yes | AC-Coupled | Solar | 16.32 | 15.2
331061 | 18455342 |  | MA - SMART Program |  |  | Full Payment Received | Residential | W STOCKBRIDGE | 2021 | Battery |  | EPC Power | 444 | 444 | 222 | FTM | Wholesale Market (i.e., Energy, Capacity, Ancillary Services) | Renewable Energy Integration (e.g., Ramping, Smoothing) | Reliability and Resiliency |  | 18455342 | Yes | AC-Coupled | Solar |  | 100
333580 |  |  | MA - SMART Program |  |  | Full Payment Received | Residential | MONTEREY | 2021 | Battery |  | Tesla | 27 | 10 | 5 | FTM | Renewable Energy Integration (e.g., Ramping, Smoothing) |  |  |  |  | Yes | AC-Coupled | Solar |  | 20
202001 |  |  | MA - SMART Program |  |  | Application Submitted | Commercial | CHARLTON | 2021 | Battery |  | Power Electronics | 0 | 2000 | 1000 | FTM | Customer Bill Savings (e.g., Demand Charge Management, TOU Arbitrage) | Renewable Energy Shifting | Reliability and Resiliency |  |  | Yes | AC-Coupled | Solar |  | 1000
401360 |  |  | MA - SMART Program |  |  | Application Submitted | - | FRANKLIN | 2021 | Battery |  | EPC Power | 0 |  | 4999.2 | BTM | [5 empty] | Yes | None | Solar | 6000 | 4999.2
401910 | 23564918 |  | - |  |  | ISA Issued | Residential | PEPPERELL | 2021 | Battery |  | Tesla Inc | 13.5 | 5 | 5 | FTM | Renewable Energy Shifting | Customer Bill Savings (e.g., Demand Charge Management, TOU Arbitrage) | Wholesale Market (i.e., Energy, Capacity, Ancillary Services) |  | 23564918 | Yes | AC-Coupled | Solar |  | 20
335591 |  |  | - |  |  | Full Payment Received | Residential | MILL RIVER | 2021 | Battery |  | Tesla | 27 | 10 | 5 | BTM | [5 empty] | Yes | AC-Coupled | Solar |  | 7.6
334194 |  |  | MA - SMART Program |  |  | Application Submitted | Residential | BARRE | 2021 | Battery |  | Sungrow-Samsung | 0 | 4000 | 1249 | BTM | [5 empty] | Yes | AC-Coupled | Solar |  | 9992
178231 |  |  | - |  |  | Full Payment Received | Commercial | ADAMS | 2021 | Battery |  | Sungrow | 7228 | 2500 | 2500 | BTM | [5 empty] | Yes | DC-Coupled | Solar |  | 4998
191116 |  |  | MA - SMART Program |  |  | Full Payment Received | Commercial | HAVERHILL | 2021 | Battery |  |  |  |  | 4000 | FTM | Wholesale Market (i.e., Energy, Capacity, Ancillary Services) | Renewable Energy Integration (e.g., Ramping, Smoothing) |  |  |  | Yes |  | Solar | 6400 | 4000
334597 |  |  | - |  |  | Full Payment Received | Residential | METHUEN | 2021 | Battery |  | StorEdge | 9.3 |  | 7.6 | BTM | [5 empty] | Yes | DC-Coupled | Solar |  | 7.6
357875 |  |  | MA - SMART Program |  |  | Full Payment Received | Residential | METHUEN | 2021 | Battery |  | Tesla | 27 | 10 | 5 | BTM | [5 empty] | Yes | AC-Coupled | Solar |  | 9.8
305559 |  |  | MA - SMART Program |  |  | ISA Issued | Commercial | FRANKLIN | 2021 | Battery |  | BYD | 0 |  | 60 | BTM | [5 empty] | Yes | AC-Coupled | Solar | 125 | 125
371839 |  |  | MA - SMART Program |  |  | Full Payment Received | Residential | WESTMINSTER | 2021 | Battery |  | Tesla Inc | 13.5 | 5 | 5 | BTM | [5 empty] | Yes | AC-Coupled | Solar |  | 15.2
371812 |  |  | MA - SMART Program |  |  | Full Payment Received | Residential | FRANKLIN | 2021 | Battery |  | Tesla | 27 | 10 | 5 | FTM | Peak Shaving/ Load Leveling |  |  |  |  | Yes | AC-Coupled | Solar |  | 7.6
335828 |  |  | MA - SMART Program |  |  | Application Submitted | Commercial | SOUTHBRIDGE | 2021 | Battery |  | Sungrow-Samsung | 0 | 4000 | 1249 | BTM | [5 empty] | Yes | AC-Coupled | Solar |  | 9992
408025 |  |  | - |  |  | Application Submitted | Residential | UXBRIDGE | 2021 | Battery |  | Tesla Inc | 13.5 | 5 | 5 | BTM | [5 empty] | Yes | AC-Coupled | Battery Add-On |  | 7.6
342437 |  |  | MA - SMART Program |  |  | Full Payment Received | Residential | UXBRIDGE | 2021 | Battery |  | Tesla | 27 | 10 | 5 | BTM | [5 empty] | Yes | AC-Coupled | Solar |  | 17.5
379113 |  |  | - |  |  | Application Submitted | Residential | METHUEN | 2021 | Battery |  |  |  |  | 7.6 | BTM | [5 empty] | Yes | DC-Coupled | Solar | 9.8 | 7.6
372931 |  |  | MA - SMART Program |  |  | Full Payment Received | Residential | BOLTON | 2021 | Battery |  | Tesla Inc | 13.5 | 5 | 5 | BTM | [5 empty] | Yes | AC-Coupled | Solar |  | 7.6
341311 |  |  | MA - SMART Program |  |  | Full Payment Received | Residential - Heat | SPENCER | 2021 | Battery |  | Tesla | 13.5 | 10 | 5 | BTM | [5 empty] | Yes | AC-Coupled | Solar | 16.32 | 13.8
374481 |  |  | MA - SMART Program |  |  | Application Submitted | Residential | GRAFTON | 2021 | Battery |  | Tesla | 27 | 10 | 5 | BTM | [5 empty] | Yes | AC-Coupled | Solar |  | 11.4
377961 |  |  | MA - SMART Program |  |  | ISA Issued | Residential | BOLTON | 2021 | Battery |  | Tesla Inc | 13.5 | 5 | 5 | BTM | [5 empty] | Yes | AC-Coupled | Solar |  | 7.6
292469 |  |  | MA - SMART Program |  |  | Full Payment Received | Residential | SEEKONK | 2021 | Battery |  | sonnen | 20 |  | 7 | BTM | [5 empty] | Yes | AC-Coupled | Solar | 10 | 24
343902 |  |  | - |  |  | Full Payment Received | Residential | WESTBOROUGH | 2021 | Battery |  | Tesla Inc | 13.5 | 10 | 5 | BTM | [5 empty] | Yes | AC-Coupled | Solar | 9.18 | 7.6
378620 |  |  | MA - SMART Program |  |  | Full Payment Received | Residential | WESTFORD | 2021 | Battery |  | Tesla Inc | 13.5 | 5 | 5 | BTM | [5 empty] | Yes | AC-Coupled | Solar |  | 7.6
346755 |  |  | MA - SMART Program |  |  | Application Submitted | Commercial | FRANKLIN | 2021 | Battery |  | Alencon Systems | 0 |  | 77 | BTM | [5 empty] | Yes | DC-Coupled | Solar | 375 | 375
382341 |  |  | MA - SMART Program |  |  | ISA Issued | Residential - Heat | SHUTESBURY | 2021 | Battery |  | Tesla | 27 | 10 | 5 | BTM | [5 empty] | Yes | AC-Coupled | Solar |  | 10
380086 |  |  | MA - SMART Program |  |  | ISA Issued | Residential | SWAMPSCOTT | 2021 | Battery |  | Tesla Inc | 13.5 | 5 | 5 | BTM | [5 empty] | Yes | AC-Coupled | Solar |  | 15.2
347002 |  |  | MA - SMART Program |  |  | Application Submitted | Commercial | WRENTHAM | 2021 | Battery |  |  |  |  | 999 | BTM | [5 empty] | Yes |  | Solar | 1761.76 | 999
178264 |  |  | MA - SMART Program |  |  | Application Submitted | Commercial | DUDLEY | 2021 | Battery |  | Sungrow | 2752 |  | 1250 | BTM | [5 empty] | Yes | DC-Coupled | Solar | 1827.9 | 1250
178274 |  |  | MA - SMART Program |  |  | Full Payment Received | Commercial | WARREN | 2021 | Battery |  | Powin | 12000 | 4000 | 4000 | BTM | [5 empty] | Yes |  | Solar |  | 4998
380180 |  |  | MA - SMART Program |  |  | ISA Issued | Residential | MILLBURY | 2021 | Battery |  | Tesla Inc | 27 | 20 | 10 | BTM | [5 empty] | Yes |  | Solar |  | 15.2
375524 |  |  | MA - SMART Program |  |  | Full Payment Received | Residential | SOUTHBOROUGH | 2021 | Battery |  | Tesla Inc | 27 | 10 | 5 | BTM | [5 empty] | Yes | AC-Coupled | Solar |  | 7.6
375231 |  |  | MA - SMART Program |  |  | Full Payment Received | Residential | ROCKPORT | 2021 | Battery |  | Tesla Inc | 27 | 10 | 5 | BTM | [5 empty] | Yes | AC-Coupled | Solar |  | 11.4
337144 |  |  | MA - SMART Program |  |  | Application Submitted | Commercial | LEICESTER | 2021 | Battery |  | Dynapower | 0 | 4000 | 1000 | BTM | [5 empty] | Yes | AC-Coupled | Solar | 1306.2 | 1100
348228 |  |  | MA - SMART Program |  |  | Full Payment Received | Residential | BRIDGEWATER | 2021 | Battery |  | Tesla | 27 | 10 | 5 | BTM | [5 empty] | Yes | AC-Coupled | Solar |  | 15.2
348029 |  |  | MA - SMART Program |  |  | Full Payment Received | Residential | METHUEN | 2021 | Battery |  | LG CHEM | 9.3 | 7.6 | 7.6 | BTM | [5 empty] | Yes |  | Solar |  | 7.6
348213 |  |  | MA - SMART Program |  |  | Full Payment Received | Residential | WEYMOUTH | 2021 | Battery |  | Tesla | 27 | 10 | 5 | BTM | [5 empty] | Yes | AC-Coupled | Solar |  | 17.68
198424 |  |  | MA - SMART Program |  |  | Application Submitted | Commercial | OAKHAM | 2021 | Battery |  | Tesla |  | 2726 | 1363 | FTM | [5 empty] | Yes | AC-Coupled | Battery Add-On |  | 2000
404665 |  |  | MA - SMART Program |  |  | Application Submitted | Residential | WHITMAN | 2021 | Battery |  | Tesla | 27 | 10 | 5 | BTM | [5 empty] | Yes | AC-Coupled | Solar |  | 17.6
325150 |  |  | - | Clean Peak Standard |  | Application Submitted | Commercial | WINCHENDON | 2021 | Battery |  | Sungrow-Samsung | 2752 |  | 1249 | BTM | [5 empty] | Yes | AC-Coupled | Solar |  | 9992
324797 |  |  | - |  |  | Application Submitted | Industrial | E LONGMEADOW | 2021 | Battery |  | Sungrow | 0 | 4088 | 2000 | BTM | [5 empty] | Yes |  | Solar |  | 3000
325163 |  |  | MA - SMART Program | Clean Peak Standard |  | Application Submitted | Commercial | CHARLTON | 2021 | Battery |  | Sungrow-Samsung | 0 | 4000 | 1249 | BTM | [5 empty] | Yes | AC-Coupled | Solar |  | 9992
370720 |  |  | - |  |  | Full Payment Received | Residential | BARRE | 2021 | Battery |  | Tesla | 27 | 10 | 5 | BTM | [5 empty] | Yes | AC-Coupled | Solar |  | 7.68
329621 |  |  | MA - SMART Program | Clean Peak Standard |  | Application Submitted | Commercial | UXBRIDGE | 2021 | Battery |  | Sungrow-Samsung | 0 | 4000 | 1237 | [7 empty] | AC-Coupled | Solar |  | 4948
303514 |  |  | - | Clean Peak Standard |  | Application Submitted | Commercial | MILLBURY | 2021 | Battery |  | Sungrow-Samsung | 0 | 4000 | 1249 | FTM | [5 empty] | Yes | AC-Coupled | Other | 14000 | 9992
296274 |  |  | - |  |  | Full Payment Received | Commercial | HALIFAX | 2021 | Battery |  |  |  |  | 1500 | FTM | [5 empty] | Yes |  | Solar | 7404 | 1500
306145 | 19062618 |  | MA - SMART Program | Clean Peak Standard |  | Application Submitted | Commercial | CHARLTON | 2021 | Battery |  | Sungrow-Samsung | 0 | 2752 | 1237 | FTM |  |  |  |  | 19062618 | Yes | AC-Coupled | Solar |  | 4948
360612 | 26002089 |  | - |  |  | Application Submitted | Commercial | NEW BRAINTREE | 2021 | Battery |  | Tesla | 181 | 181 | 770.1 | FTM |  |  |  |  | 26002089 | Yes | AC-Coupled | Solar | 2084.4 | 1625
363282 | 25634026 |  | MA - SMART Program |  |  | Full Payment Received | Residential | WENHAM | 2021 | Battery |  | Tesla | 13.5 | 10 | 5 | FTM |  |  |  |  | 25634026 | Yes | AC-Coupled | Solar | 8.16 | 7.6
349237 |  |  | MA - SMART Program |  |  | Full Payment Received | Residential | NEWBURY | 2021 | Battery |  | Tesla | 13.5 | 10 | 5 | FTM | [5 empty] | Yes | AC-Coupled | Solar | 7.37 | 17.6
303344 | 26146533 |  | - |  |  | Full Payment Received | Residential | GLOUCESTER | 2021 | Battery |  | Tesla | 13.5 | 10 | 5 | FTM |  |  |  |  | 26146533 | Yes | AC-Coupled | Solar | 15.845 | 15.2
197148 |  |  | MA - SMART Program |  |  | Full Payment Received | Commercial | SOUTHBRIDGE | 2021 | Battery |  | Power Electronics | 2000 | 2000 | 500 | FTM | [5 empty] | Yes | DC-Coupled | Solar | 4319 | 1320
303103 |  |  | - |  |  | Full Payment Received | Commercial | CHELMSFORD | 2021 | Battery |  | TESLA | 0 |  | 130 | FTM | [5 empty] | Yes | AC-Coupled | Solar | 248 | 200
397552 |  |  | MA - SMART Program |  |  | Application Submitted | Residential | DUNSTABLE | 2021 | Battery |  | Tesla Inc | 13.5 | 5 | 5 | BTM | [5 empty] | Yes | AC-Coupled | Solar |  | 15.2
308036 |  |  | MA - SMART Program |  |  | Full Payment Received | Residential | ANDOVER | 2021 | Battery |  | Tesla | 27 | 10 | 5 | BTM | [5 empty] | Yes | AC-Coupled | Solar |  | 20
315366 |  |  | - | Clean Peak Standard |  | Application Submitted | Commercial | WINCHENDON | 2021 | Battery |  | Sungrow-Samsung | 0 | 4000 | 1249 | FTM | [5 empty] | Yes | AC-Coupled | Solar | 14000 | 9992
295570 |  |  | - |  |  | Full Payment Received | Residential | BOLTON | 2021 | Battery |  | Tesla | 27 | 10 | 5 | FTM | [5 empty] | Yes | AC-Coupled | Solar |  | 25
339091 |  |  | - |  |  | Application Submitted | Commercial | SOUTHBRIDGE | 2021 | Battery |  |  |  |  | 4999 | FTM | [5 empty] | Yes |  | Solar | 9506.64 | 4999
338817 |  |  | MA - SMART Program |  |  | Application Submitted | Commercial | METHUEN | 2021 | Battery |  | Hitachi-ABB | 0 | 1000 | 500 | BTM | [5 empty] | Yes | AC-Coupled | Solar |  | 937.5
335832 |  |  | MA - SMART Program |  |  | Application Submitted | Commercial | SOUTHBRIDGE | 2021 | Battery |  | Sungrow-Samsung | 0 | 4000 | 1249 | BTM | [5 empty] | Yes | AC-Coupled | Solar |  | 9992
339524 |  |  | - |  |  | Full Payment Received | Residential - Heat | ROYALSTON | 2021 | Battery |  | Tesla | 27 | 10 | 5 | BTM | [5 empty] | Yes | AC-Coupled | Solar |  | 16
353056 |  |  | - |  |  | Full Payment Received | Residential | SCITUATE | 2021 | Battery |  | Tesla | 27 | 10 | 5 | BTM | [5 empty] | Yes | AC-Coupled | Solar |  | 19.86
358947 |  |  | MA - SMART Program |  |  | Full Payment Received | Residential | SEEKONK | 2021 | Battery |  | Tesla | 13.5 | 10 | 5 | BTM | [5 empty] | Yes | AC-Coupled | Solar | 6.12 | 5.22
361381 |  |  | MA - SMART Program |  |  | Full Payment Received | Residential | LANCASTER | 2021 | Battery |  | Tesla | 13.5 | 10 | 5 | BTM | [5 empty] | Yes | AC-Coupled | Solar | 11.694 | 7.6
361884 |  |  | MA - SMART Program |  |  | Full Payment Received | Residential | SHIRLEY | 2021 | Battery |  | Tesla | 27 | 10 | 5 | BTM | [5 empty] | Yes | AC-Coupled | Solar |  | 9.8
359718 |  |  | MA - SMART Program |  |  | Full Payment Received | Commercial | ANDOVER | 2021 | Battery |  | Generac | 18 | 11.4 | 11.4 | BTM | Peak Shaving/ Load Leveling | Reliability and Resiliency |  |  |  | Yes | DC-Coupled | Solar |  | 54.6
330115 |  |  | MA - SMART Program |  |  | Full Payment Received | Residential | LOWELL | 2021 | Battery |  | Delta | 9.8 |  | 5.76 | BTM | [5 empty] | Yes | DC-Coupled | Solar |  | 9.6
330177 |  |  | MA - SMART Program |  |  | Full Payment Received | Residential | RANDOLPH | 2021 | Battery |  | Delta Electronics | 9.3 |  | 6 | BTM | [5 empty] | Yes | DC-Coupled | Solar |  | 10
330833 |  |  | MA - SMART Program |  |  | Application Submitted | Commercial | BILLERICA | 2021 | Battery |  | Alencon | 0 |  | 4125 | BTM | [5 empty] | Yes | DC-Coupled | Solar | 5093.2 | 4125
330235 |  |  | MA - SMART Program |  |  | ISA Issued | Residential | BEVERLY | 2021 | Battery |  | Tesla | 0 | 13.2 | 5 | BTM | [5 empty] | Yes | AC-Coupled | Solar |  | 7.6
330696 |  |  | MA - SMART Program |  |  | Full Payment Received | Residential | FLORENCE | 2021 | Battery |  |  | 27 | 10 |  | BTM | [5 empty] | Yes |  | Solar |  | 7.6
336793 |  |  | MA - SMART Program |  |  | Application Submitted | Commercial | NEW BRAINTREE | 2021 | Battery |  | Sungrow-Samsung | 0 | 4000 | 1249 | BTM | [5 empty] | Yes | AC-Coupled | Solar |  | 9992
358023 |  |  | - |  |  | Full Payment Received | Residential | GRAFTON | 2021 | Battery |  | Tesla | 27 | 10 | 5 | BTM | [5 empty] | Yes | AC-Coupled | Solar |  | 20
361142 |  |  | - |  |  | Application Submitted | Residential | WINCHENDON | 2021 | Battery |  | Tesla | 27 | 10 | 5 | BTM | [5 empty] | Yes | AC-Coupled | Solar |  | 17.6
292050 |  |  | MA - SMART Program |  |  | Full Payment Received | Commercial | BROCKTON | 2021 | Battery |  | EPC Power | 0 |  | 499 | BTM | [5 empty] | Yes | DC-Coupled | Solar | 1000 | 499
198216 |  |  | MA - SMART Program |  |  | Application Submitted | Commercial | SOUTHBRIDGE | 2021 | Battery |  | Sungrow | 2371 |  | 999 | BTM | [5 empty] | Yes | AC-Coupled | Solar | 4524 | 3000
339473 |  |  | MA - SMART Program |  |  | Full Payment Received | Residential | SUTTON | 2021 | Battery |  | Tesla | 13.5 | 10 | 5 | BTM | [5 empty] | Yes | AC-Coupled | Solar | 4.08 | 3.8
372447 |  |  | MA - SMART Program |  |  | ISA Issued | Residential | BILLERICA | 2021 | Battery |  | Tesla | 27 | 20 | 10 | BTM | [5 empty] | Yes |  | Solar |  | 9.8
337902 |  |  | MA - SMART Program |  |  | Full Payment Received | Residential | SCITUATE | 2021 | Battery |  | Tesla | 27 | 10 | 5 | BTM | [5 empty] | Yes | AC-Coupled | Solar |  | 7.6
355956 |  |  | MA - SMART Program |  |  | Application Submitted | Commercial | MEDFORD | 2021 | Battery |  | Tesla | 223 |  | 223 | BTM | [5 empty] | Yes | AC-Coupled | Solar | 351.1 | 240
363041 |  |  | MA - SMART Program |  |  | Full Payment Received | Residential | PEMBROKE | 2021 | Battery |  | StorEdge | 9.6 |  | 7.6 | BTM | [5 empty] | Yes | DC-Coupled | Solar |  | 7.6
366611 |  |  | MA - SMART Program |  |  | Full Payment Received | Residential | AMESBURY | 2021 | Battery |  | Generac | 17.1 |  | 7.6 | BTM | [5 empty] | Yes | DC-Coupled | Battery Add-On | 13.87 | 10
365469 |  |  | MA - SMART Program |  |  | Full Payment Received | Residential | METHUEN | 2021 | Battery |  | Tesla | 0 | 13.2 | 5 | BTM | [5 empty] | Yes | AC-Coupled | Solar |  | 7.6
367044 |  |  | MA - SMART Program |  |  | ISA Issued | Residential | BILLERICA | 2021 | Battery |  | Tesla | 27 | 10 | 5 | BTM | [5 empty] | Yes | AC-Coupled | Solar |  | 19
368281 |  |  | MA - SMART Program |  |  | ISA Issued | Residential | ESSEX | 2021 | Battery |  | SolarEdge Technologies | 9.3 |  | 7.6 | BTM | [5 empty] | Yes | DC-Coupled | Solar |  | 7.6
366925 |  |  | MA - SMART Program | Clean Peak Standard |  | Application Submitted | Commercial | UXBRIDGE | 2021 | Battery |  | Sungrow-Samsung | 4000 |  | 1249 | BTM | [5 empty] | Yes | AC-Coupled | Solar |  | 9992
366888 |  |  | - |  |  | Full Payment Received | Residential | BRIDGEWATER | 2021 | Battery |  | Tesla | 27 | 10 | 5 | BTM | [5 empty] | Yes | AC-Coupled | Solar |  | 15.2
366741 |  |  | MA - SMART Program |  |  | Full Payment Received | Residential | BOLTON | 2021 | Battery |  | Tesla | 0 | 13.5 | 5 | BTM | [5 empty] | Yes | AC-Coupled | Solar |  | 7.6
372170 |  |  | MA - SMART Program |  |  | Full Payment Received | Residential | N BILLERICA | 2021 | Battery |  | LG CHEM | 9.3 | 7.6 | 7.6 | BTM | [5 empty] | Yes | DC-Coupled | Solar |  | 7.6
337942 |  |  | MA - SMART Program |  |  | Application Submitted | Commercial | SUTTON | 2021 | Battery |  | Sungrow-Samsung | 0 | 4000 | 1237 | BTM | [5 empty] | Yes | AC-Coupled | Solar |  | 4948
339771 |  |  | - |  |  | Full Payment Received | Residential | BILLERICA | 2021 | Battery |  | Tesla | 13.5 | 10 | 5 | BTM | [5 empty] | Yes | AC-Coupled | Solar | 12.24 | 11.4
372068 |  |  | MA - SMART Program |  |  | Full Payment Received | Residential | TYNGSBORO | 2021 | Battery |  | Tesla | 27 | 10 | 5 | BTM | [5 empty] | Yes | AC-Coupled | Solar |  | 15.2
368511 |  |  | MA - SMART Program |  |  | Full Payment Received | Residential | FRANKLIN | 2021 | Battery |  | Tesla | 27 | 10 | 5 | BTM | [5 empty] | Yes | AC-Coupled | Solar |  | 3.8
368498 |  |  | MA - SMART Program |  |  | Full Payment Received | Residential | ABINGTON | 2021 | Battery |  | Tesla | 27 | 10 | 5 | BTM | [5 empty] | Yes | AC-Coupled | Solar |  | 7.6
368904 |  |  | MA - SMART Program |  |  | Application Submitted | Commercial | GILBERTVILLE | 2021 | Battery |  | Powin | 0 | 5029 | 4890 | FTM | Wholesale Market (i.e., Energy, Capacity, Ancillary Services) | Reliability and Resiliency | Renewable Energy Shifting |  |  | No | None | Solar |  | 4990
366728 |  |  | - |  |  | Full Payment Received | Residential | SOUTHBOROUGH | 2021 | Battery |  | Tesla | 13.5 | 10 | 5 | BTM | [5 empty] | Yes | AC-Coupled | Solar | 4.08 | 7.6
368515 |  |  | MA - SMART Program |  |  | Application Submitted | Commercial | RUTLAND | 2021 | Battery |  | Power Electronics | 746 | 674.2 | 4300 | BTM | [5 empty] | Yes | DC-Coupled | Solar | 7899.12 | 4300
340928 |  |  | MA - SMART Program |  |  | Full Payment Received | Residential | UXBRIDGE | 2021 | Battery |  | Tesla | 27 | 10 | 5 | BTM | [5 empty] | Yes | AC-Coupled | Solar |  | 9.36
341888 |  |  | MA - SMART Program |  |  | Full Payment Received | Residential | CHERRY VALLEY | 2021 | Battery |  | Tesla | 13.5 | 10 | 5 | BTM | [5 empty] | Yes | AC-Coupled | Solar | 5.44 | 7.6
340844 |  |  | MA - SMART Program |  |  | Application Submitted | Commercial | HAVERHILL | 2021 | Battery |  | Tesla | 2529 |  | 1265 | BTM | [5 empty] | Yes | AC-Coupled | Solar | 3507.2 | 1264
373135 |  |  | MA - SMART Program |  |  | Application Submitted | Commercial | PEMBROKE | 2021 | Battery |  | Solectria | 742.5 |  | 498 | BTM | [5 empty] | Yes | AC-Coupled | Solar | 668.16 | 498
340873 |  |  | MA - SMART Program |  |  | ISA Issued | Residential | E BRIDGEWATER | 2021 | Battery |  | Tesla | 13.5 | 10 | 5 | BTM | [5 empty] | Yes | AC-Coupled | Solar | 12.24 | 10
376329 |  |  | MA - SMART Program |  |  | Application Submitted | Residential | WORCESTER | 2021 | Battery |  | Tesla Inc | 13.5 | 5 | 5 | BTM | [5 empty] | Yes | DC-Coupled | Solar |  | 7.6
373288 |  |  | MA - SMART Program |  |  | Full Payment Received | Residential | WESTFORD | 2021 | Battery |  | Tesla Inc | 27 | 10 | 5 | BTM | [5 empty] | Yes | AC-Coupled | Solar |  | 15.2
373284 |  |  | MA - SMART Program |  |  | Full Payment Received | Residential | SOUTHBOROUGH | 2021 | Battery |  | Tesla | 27 | 10 | 5 | BTM | [5 empty] | Yes | AC-Coupled | Solar |  | 10
343803 |  |  | MA - SMART Program |  |  | Full Payment Received | Residential | BELLINGHAM | 2021 | Battery |  | Tesla | 27 | 10 | 5 | BTM | [5 empty] | Yes | AC-Coupled | Solar |  | 18.6
346790 |  |  | - |  |  | Application Submitted | Commercial | FRANKLIN | 2021 | Battery |  | Alencon Systems | 0 |  | 77 | BTM | [5 empty] | Yes | DC-Coupled | Solar | 806 | 496
341508 |  |  | MA - SMART Program |  |  | Full Payment Received | Residential | WESTFORD | 2021 | Battery |  | Tesla | 13.5 | 10 | 5 | FTM | [5 empty] | Yes | AC-Coupled | Other | 12.24 | 9.6
382988 |  |  | MA - SMART Program |  |  | ISA Issued | Residential | BOXFORD | 2021 | Battery |  | Tesla Inc | 13.5 | 5 | 5 | FTM | [5 empty] | Yes | AC-Coupled | Other |  | 15.2
376072 |  |  | MA - SMART Program |  |  | Full Payment Received | Residential | ROCKPORT | 2021 | Battery |  | Tesla | 13.5 | 10 | 5 | FTM | [5 empty] | Yes | AC-Coupled | Other | 9.6 | 10
374830 |  |  | MA - SMART Program |  |  | Full Payment Received | Residential | MENDON | 2021 | Battery |  | Tesla Inc | 13.5 |  | 7.6 | FTM | [5 empty] | Yes | DC-Coupled | Other |  | 15.2
346961 |  |  | MA - SMART Program |  |  | Full Payment Received | Residential | REVERE | 2021 | Battery |  | StorEdge Technologies | 9.3 |  | 7.6 | FTM | [5 empty] | Yes | DC-Coupled | Other |  | 7.6
373050 |  |  | MA - SMART Program |  |  | Full Payment Received | Residential | WESTMINSTER | 2021 | Battery |  | Tesla | 13.5 | 10 | 5 | FTM | [5 empty] | Yes | AC-Coupled | Other | 10.88 | 7.68
342336 |  |  | MA - SMART Program |  |  | Full Payment Received | Residential | NORWELL | 2021 | Battery |  | Tesla | 27 | 10 | 5 | FTM | [5 empty] | Yes | AC-Coupled | Other |  | 11.4
379106 | 24615919 |  | MA - SMART Program |  |  | ISA Issued | Residential | QUINCY | 2021 | Battery |  | Tesla Inc | 13.5 | 5 | 5 | FTM |  |  |  |  | 24615919 | Yes | AC-Coupled | Solar |  | 11.4
378906 | 25468631 |  | MA - SMART Program |  |  | Application Submitted | Residential | CHELMSFORD | 2021 | Battery |  | Tesla Inc | 13.5 | 5 | 5 | FTM |  |  |  |  | 25468631 | Yes | AC-Coupled | Solar |  | 11.4
342714 |  |  | MA - SMART Program |  |  | Full Payment Received | Residential | REHOBOTH | 2021 | Battery |  | StorEdge Technologies | 9.3 |  | 7.6 | FTM | [5 empty] | Yes | DC-Coupled | Solar |  | 7.6
344387 |  |  | MA - SMART Program |  |  | Full Payment Received | Residential | ORANGE | 2021 | Battery |  | Tesla | 27 | 10 | 5 | FTM | [5 empty] | Yes | AC-Coupled | Other |  | 9.6
344165 |  |  | MA - SMART Program |  |  | Application Submitted | Commercial | MILLBURY | 2021 | Battery |  | EPC Power Corp. | 1032.5 | 1000 | 500 | [6 empty] | Yes | DC-Coupled | Solar | 2246.4 | 2000
376595 |  |  | MA - SMART Program |  |  | ISA Issued | Residential | DUNSTABLE | 2021 | Battery |  | Tesla Inc | 13.5 | 5 | 5 | [6 empty] | Yes | AC-Coupled | Solar |  | 7.6
376465 |  |  | MA - SMART Program |  |  | Application Submitted | Residential | BLACKSTONE | 2021 | Battery |  | Tesla Inc | 27 | 10 | 5 | FTM | [5 empty] | Yes | AC-Coupled | Solar |  | 15.2
340353 |  |  | MA - SMART Program |  |  | Full Payment Received | Residential | EVERETT | 2021 | Battery |  | Tesla | 13.5 | 10 | 5 | FTM | [5 empty] | Yes | AC-Coupled | Solar | 8.16 | 7.6
344708 | 25382321 |  | MA - SMART Program |  |  | ISA Issued | Residential | SCITUATE | 2021 | Battery |  | Tesla | 27 | 10 | 5 | FTM |  |  |  |  | 25382321 |  | AC-Coupled | Solar |  | 7.68
376194 | 25216115 |  | MA - SMART Program |  |  | Full Payment Received | Residential | HAVERHILL | 2021 | Battery |  | Tesla Inc | 13.5 |  | 7.6 | FTM |  |  |  |  | 25216115 | Yes | DC-Coupled | Solar |  | 7.6
382260 | 25943145 |  | MA - SMART Program |  |  | ISA Issued | Residential - Heat | SUTTON | 2021 | Battery |  | Tesla | 13.5 | 5 | 5 | FTM |  |  |  | Cycle once per week to comply with SMART provision | 25943145 | Yes | AC-Coupled | Solar |  | 7.6
341243 |  |  | MA - SMART Program |  |  | Full Payment Received | Residential | WRENTHAM | 2021 | Battery |  | Tesla | 27 | 10 | 5 | FTM | [5 empty] | Yes | AC-Coupled | Other |  | 30
344217 |  |  | - |  |  | Full Payment Received | Residential | E LONGMEADOW | 2021 | Battery |  | Tesla | 13.5 | 10 | 5 | FTM | [6 empty] | AC-Coupled | Other | 12.24 | 11.4
376567 |  |  | MA - SMART Program |  |  | Application Submitted | Residential | WESTBOROUGH | 2021 | Battery |  | Tesla | 0 | 13.5 | 15.2 | FTM | [5 empty] | Yes | AC-Coupled | Other | 16.32 | 15.2
375139 |  |  | MA - SMART Program |  |  | Full Payment Received | Residential - Heat | NORTHAMPTON | 2021 | Battery |  | Tesla Inc | 13.5 | 5 | 5 | FTM | [5 empty] | Yes | AC-Coupled | Other |  | 15.2
380590 |  |  | MA - SMART Program |  |  | ISA Issued | Residential | GLOUCESTER | 2021 | Battery |  | Tesla Inc | 13.5 | 5 | 5 | BTM | [5 empty] | Yes | DC-Coupled | Solar |  | 7.6
378195 |  |  | MA - SMART Program |  |  | Full Payment Received | Residential | HOPEDALE | 2021 | Battery |  | Tesla Inc | 40.5 | 30 | 15 | BTM | [5 empty] | Yes | AC-Coupled | Solar |  | 11.4
383113 | 24741525 |  | MA - SMART Program |  |  | Application Submitted | Commercial | WRENTHAM | 2021 | Battery |  | SMA | 13000 |  | 13000 | FTM |  |  |  |  | 24741525 | Yes | AC-Coupled | Solar | 3450 | 13000
378451 |  |  | - |  |  | Full Payment Received | Residential | BEVERLY | 2021 | Battery |  | Tesla Inc | 27 | 10 | 5 | FTM | [5 empty] | Yes | AC-Coupled | Solar |  | 11.4
375895 |  |  | MA - SMART Program |  |  | ISA Issued | Residential | SOUTHBOROUGH | 2021 | Battery |  | Tesla Inc | 27 | 10 | 5 | FTM | [5 empty] | Yes | AC-Coupled | Solar |  | 9.6
383131 | 25558786 |  | MA - SMART Program |  |  | Application Submitted | Commercial | SWANSEA | 2021 | Battery |  | SMA | 9328 |  | 6996 | FTM |  |  |  |  | 25558786 | Yes | DC-Coupled | Solar | 7000 | 6996
367483 | 26010842 |  | - |  |  | Full Payment Received | Residential | HARVARD | 2021 | Battery |  | Tesla | 27 | 10 | 5 | FTM |  |  |  |  | 26010842 | Yes | AC-Coupled | Solar |  | 20
366738 |  |  | MA - SMART Program |  |  | Full Payment Received | Residential | MILLBURY | 2021 | Battery |  | Tesla | 27 | 10 | 5 | BTM | [5 empty] | Yes | AC-Coupled | Solar |  | 7.44
368249 | 24706210 |  | MA - SMART Program |  |  | Full Payment Received | Residential - Heat | TYNGSBORO | 2021 | Battery |  | Tesla | 27 | 10 | 5 | FTM |  |  |  |  | 24706210 | Yes | AC-Coupled | Solar |  | 7.6
363219 | 24332201 |  | MA - SMART Program |  |  | Full Payment Received | Residential | NEW BRAINTREE | 2021 | Battery |  | Tesla | 27 | 10 | 5 | FTM |  |  |  |  | 24332201 | Yes | AC-Coupled | Solar |  | 6
363042 |  |  | MA - SMART Program |  |  | Full Payment Received | Residential - Heat | SEEKONK | 2021 | Battery |  | Tesla | 13.5 | 10 | 5 | FTM | [5 empty] | Yes | AC-Coupled | Solar | 16.32 | 15.2
367448 |  |  | MA - SMART Program |  |  | ISA Issued | Residential | WORCESTER | 2021 | Battery |  | Tesla | 13.5 | 5 | 5 |  | Customer Bill Savings (e.g., Demand Charge Management, TOU Arbitrage) |  |  |  |  | Yes | AC-Coupled | Other |  | 7.6
309808 |  |  | MA - SMART Program |  |  | Application Submitted | Commercial | NEW BRAINTREE | 2021 | Battery |  | SunGrow | 556 |  | 1500 | FTM | [5 empty] | Yes | AC-Coupled | Solar | 1467 | 1500
308478 |  |  | MA - SMART Program | Clean Peak Standard |  | Application Submitted | Commercial | CHARLTON | 2021 | Battery |  | Sungrow-Samsung | 0 | 2752 | 1249 | FTM | [5 empty] | Yes | AC-Coupled | Solar |  | 9992
295399 |  |  | - |  |  | Full Payment Received | Residential | BEVERLY | 2021 | Battery |  | Tesla | 27 | 10 | 5 | BTM | [5 empty] | Yes | AC-Coupled | Solar |  | 24
308483 |  |  | - | Clean Peak Standard |  | Application Submitted | Commercial | CHARLTON | 2021 | Battery |  | Sungrow-Samsung | 0 | 4000 | 1249 | FTM | [5 empty] | Yes | AC-Coupled | Solar |  | 9992
308551 | 23580296 |  | - |  |  | Application Submitted | Industrial | TEWKSBURY | 2021 | Battery |  | Tesla | 0 | 174.4 | 305 | FTM | Renewable Energy Shifting | Power Quality (e.g., Voltage/VAR Support) | Reliability and Resiliency |  | 23580296 | Yes | AC-Coupled | Solar | 1215.2 | 933.3
348877 |  |  | MA - SMART Program |  |  | Application Submitted | Commercial | PALMER | 2021 | Battery |  | Sungrow-Samsung | 0 | 4000 | 1249 | FTM | [6 empty] | AC-Coupled | Other |  | 4948
348816 |  |  | - |  |  | Application Submitted | Commercial | METHUEN | 2021 | Battery |  |  |  |  | 748 | FTM | [7 empty] | Solar | 1866.48 | 748
296764 |  |  | MA - SMART Program |  |  | Full Payment Received | Residential | NORWELL | 2021 | Battery |  | Tesla | 13.5 | 10 | 5 | BTM | Peak Shaving/ Load Leveling | [5 empty] | AC-Coupled | Solar |  | 10
348872 |  |  | MA - SMART Program |  |  | Application Submitted | Commercial | PALMER | 2021 | Battery |  | Sungrow-Samsung | 0 | 4000 | 1333 | FTM | Wholesale Market (i.e., Energy, Capacity, Ancillary Services) | [5 empty] | AC-Coupled | Other |  | 7998
397572 |  |  | - |  |  | ISA Issued | Residential | WALES | 2021 | Battery |  | Tesla | 0 | 13.5 | 9.45 | BTM | Customer Bill Savings (e.g., Demand Charge Management, TOU Arbitrage) | [5 empty] | AC-Coupled | Solar |  | 9.45
311604 |  |  | MA - SMART Program |  |  | Full Payment Received | Residential | SUTTON | 2021 | Battery |  | Tesla | 13.5 | 10 | 5 | BTM | Peak Shaving/ Load Leveling | [5 empty] | AC-Coupled | Solar |  | 19
315362 |  |  | MA - SMART Program | Clean Peak Standard |  | Application Submitted | Commercial | LANCASTER | 2021 | Battery |  | Sungrow-Samsung | 0 | 4000 | 1333 | FTM | [6 empty] | AC-Coupled | Other |  | 7998
315126 |  |  | - |  |  | Application Submitted | Commercial | CHARLTON | 2021 | Battery |  | SMA | 0 | 10000 | 2495 | FTM | [6 empty] | AC-Coupled | Other |  | 4990
255867 |  |  | - |  |  | Application Submitted | Commercial | LEICESTER | 2021 | Battery |  | CATL | 30000 | 6000 | 2000 | FTM | Wholesale Market (i.e., Energy, Capacity, Ancillary Services) | [5 empty] | DC-Coupled | Solar | 10000 | 5000
185866 |  |  | MA - SMART Program |  |  | Full Payment Received | Commercial | FRANKLIN | 2021 | Battery |  |  |  |  | 4990 | FTM | [7 empty] | Solar |  | 4990
299022 |  |  | MA - SMART Program |  |  | Application Submitted | Commercial | MILLBURY | 2021 | Battery |  | Tesla | 0 |  | 505 | FTM | Peak Shaving/ Load Leveling | SMART |  |  |  |  | AC-Coupled | Solar | 1389.96 | 996
175438 |  |  | MA - SMART Program |  |  | Full Payment Received | Commercial | REHOBOTH | 2021 | Battery |  |  |  |  | 1000 | FTM | [7 empty] | Solar |  | 1000
177715 |  |  | MA - SMART Program |  |  | Full Payment Received | Commercial | WESTMINSTER | 2021 | Battery |  |  |  |  | 8730 | FTM | [7 empty] | Solar |  | 8730
177874 |  |  | MA - SMART Program |  |  | Full Payment Received | Commercial | BLACKSTONE | 2021 | Battery |  | Sungrow | 0 | 548 | 90 | FTM | Wholesale Market (i.e., Energy, Capacity, Ancillary Services) | [5 empty] | DC-Coupled | Solar |  | 3600
177885 |  |  | MA - SMART Program |  |  | Application Submitted | Commercial | LEICESTER | 2021 | Battery |  | AES | 7081 | 6728 | 3364 | FTM | Other | Cycle once per week to comply with SMART Provision |  |  |  |  | DC-Coupled | Solar |  | 4950
178076 |  |  | - |  |  | Application Submitted | Commercial | AUBURN | 2021 | Battery |  | Sungrow | 3727 |  | 2500 | FTM | Renewable Energy Shifting | Reliability and Resiliency |  |  |  |  | DC-Coupled | Solar |  | 4750
178213 |  |  | - |  |  | Full Payment Received | Commercial | NORTH DIGHTON | 2021 | Battery |  | SMA | 8000 |  | 2000 | FTM | [6 empty] | DC-Coupled | Solar |  | 2000
175983 |  |  | MA - SMART Program |  |  | Full Payment Received | Commercial | AUBURN | 2021 | Battery |  | DynaPower | 978 |  | 375 | FTM | Wholesale Market (i.e., Energy, Capacity, Ancillary Services) | [5 empty] | DC-Coupled | Solar |  | 4875
175925 |  |  | MA - SMART Program |  |  | Full Payment Received | Commercial | AYER | 2021 | Battery |  | Solectria | 0 |  | 125 | FTM | Renewable Energy Integration (e.g., Ramping, Smoothing) | [5 empty] | DC-Coupled | Solar |  | 750
177639 |  |  | MA - SMART Program |  |  | Application Submitted | Commercial | W BROOKFIELD | 2021 | Battery |  |  |  |  | 1582 | FTM | [7 empty] | Solar |  | 1582
177655 |  |  | MA - SMART Program |  |  | Full Payment Received | Commercial | TEWKSBURY | 2021 | Battery |  |  |  |  | 4580 | FTM | [7 empty] | Solar |  | 4580
178152 |  |  | MA - SMART Program |  |  | Full Payment Received | Commercial | DIGHTON | 2021 | Battery |  |  |  |  | 2700 | FTM | [7 empty] | Solar |  | 2700
178171 |  |  | MA - SMART Program |  |  | Application Submitted | Commercial | SPENCER | 2021 | Battery |  | Power Electronics-HEMK V1500 FS215050CU15 | 0 |  | 2200 | FTM | Wholesale Market (i.e., Energy, Capacity, Ancillary Services) | [5 empty] | DC-Coupled | Solar |  | 4400
177573 |  |  | - |  |  | Application Submitted | Commercial | HARDWICK | 2021 | Battery |  | Samsung | 12000 | 4400 | 2200 | FTM | Wholesale Market (i.e., Energy, Capacity, Ancillary Services) | [5 empty] | DC-Coupled | Solar | 7000 | 4980
177835 |  |  | - |  |  | Full Payment Received | Commercial | GRAFTON | 2021 | Battery |  |  |  |  | 1760 | FTM | Renewable Energy Integration (e.g., Ramping, Smoothing) | [6 empty] | Solar |  | 1760
178192 |  |  | MA - SMART Program |  |  | Full Payment Received | Commercial | DUDLEY | 2021 | Battery |  |  |  |  | 3630 | FTM | [7 empty] | Solar | 3630 | 3630
177274 |  |  | - |  |  | Full Payment Received | Company Use2 | SHIRLEY | 2021 | Battery |  |  |  |  | 500 | [8 empty] | Solar |  | 500
177863 |  |  | - |  |  | Full Payment Received | Commercial | NEWBURYPORT | 2021 | Battery |  | Solectria | 1150 |  | 165 | FTM | [6 empty] | DC-Coupled | Solar |  | 2640
185621 |  |  | MA - SMART Program |  |  | Full Payment Received | Commercial | FRANKLIN | 2021 | Battery |  | WSTECH | 0 |  | 800 | FTM | [6 empty] | DC-Coupled | Solar | 1980 | 996
185564 |  |  | MA - SMART Program |  |  | Application Submitted | Commercial | NORTON | 2021 | Battery |  | Power Electronics | 2000 |  | 2000 | [7 empty] | DC-Coupled | Solar | 3836 | 2000
185512 |  |  | - |  |  | Application Submitted | Commercial | NORTON | 2021 | Battery |  | Power Electronics | 2000 |  | 2000 | FTM | [6 empty] | DC-Coupled | Solar | 6726.58 | 4000
299593 |  |  | MA - SMART Program |  |  | Application Submitted | Commercial | BELLINGHAM | 2021 | Battery |  | Sungrow | 556 |  | 264 | FTM | Wholesale Market (i.e., Energy, Capacity, Ancillary Services) | [5 empty] | AC-Coupled | Solar | 1778 | 1500
184597 |  |  | MA - SMART Program |  |  | Application Submitted | Commercial | SHUTESBURY | 2021 | Battery |  |  |  |  | 4998 | [8 empty] | Solar | 12.377 | 4998
184600 |  |  | - |  |  | Application Submitted | Commercial | SHUTESBURY | 2021 | Battery |  |  |  |  | 4998 | [8 empty] | Solar | 12.377 | 4998
184598 |  |  | - |  |  | Application Submitted | Commercial | SHUTESBURY | 2021 | Battery |  |  |  |  | 4998 | [8 empty] | Solar | 12.377 | 4998
184857 |  |  | - |  |  | Full Payment Received | Commercial | LANCASTER | 2021 | Battery |  | Tesla | 2682 |  | 1001 | FTM | Wholesale Market (i.e., Energy, Capacity, Ancillary Services) | ISO Markets |  |  |  |  | AC-Coupled | Solar | 6034.05 | 4980
223683 |  |  | MA - SMART Program |  |  | Full Payment Received | Residential | AUBURN | 2021 | Battery |  | Tesla | 0 | 10 | 5 | BTM | [6 empty] | AC-Coupled | Solar |  | 10
404096 |  |  | - |  |  | Application Submitted | Residential | STURBRIDGE | 2021 | Battery |  | Generac | 18 |  | 17.6 |  | Customer Bill Savings (e.g., Demand Charge Management, TOU Arbitrage) | [5 empty] | DC-Coupled | Solar |  | 17.6
382224 |  |  | - |  |  | ISA Issued | Residential | TEWKSBURY | 2021 | Battery |  |  |  |  | 15.2 | BTM | [7 empty] | Solar |  | 15.2
396049 |  |  | MA - SMART Program |  |  | Application Submitted | Commercial | GLOUCESTER | 2021 | Battery |  | EPC Power | 0 |  | 4999.2 | [7 empty] | None | Other | 6000 | 4999.2
386450 |  |  | - |  |  | Application Submitted | Residential | STOUGHTON | 2021 | Battery |  | Tesla | 13.5 |  | 15.2 | BTM | Peak Shaving/ Load Leveling | [5 empty] | DC-Coupled | Solar |  | 15.2
400502 |  |  | MA - SMART Program |  |  | Application Submitted | Residential | HUBBARDSTON | 2021 | Battery |  | Tesla | 0 | 13.5 | 10 | BTM | Generation Support (e.g., Peaker Replacement) | [5 empty] | AC-Coupled | Solar |  | 10
396664 |  |  | MA - SMART Program |  |  | Application Submitted | Commercial | ABINGTON | 2021 | Battery |  | EPC Power | 0 |  | 4999.2 | [7 empty] | None | Other | 6000 | 4999.2
389737 |  |  | - |  |  | Application Submitted | Commercial | W BRIDGEWATER | 2021 | Battery |  | EPC Power | 0 |  | 4999.2 | BTM | [6 empty] | Separate PCC | Other | 6000 | 4999.2
396438 |  |  | - |  |  | ISA Issued | Residential | WESTFORD | 2021 | Battery |  | Tesla | 13.5 | 13.5 | 10 | BTM | Peak Shaving/ Load Leveling | [5 empty] | AC-Coupled | Solar |  | 7.6
188061 |  |  | MA - SMART Program |  |  | Full Payment Received | Commercial | W BRIDGEWATER | 2021 | Battery |  | Engie | 0 | 2032 | 1000 | FTM | [6 empty] | AC-Coupled | Solar | 1800 | 2400
188158 |  |  | MA - SMART Program |  |  | Full Payment Received | Commercial | ATTLEBORO | 2021 | Battery |  | Dynapower/NEC ES | 0 | 500 | 250 | [7 empty] | DC-Coupled | Solar | 6750 | 4500
193213 |  |  | - |  |  | Application Submitted | Residential | SPENCER | 2021 | Battery |  |  |  | 5000 | 2500 | FTM | [7 empty] | Solar | 5464 | 4400
189866 |  |  | - |  |  | Application Submitted | Commercial | WALES | 2021 | Battery |  |  |  | 4000 | 1000 | FTM | [6 empty] | AC-Coupled | Solar | 4493 | 4000
388401 |  |  | - |  |  | Full Payment Received | Residential | FALL RIVER | 2021 | Battery |  | Tesla | 13.5 |  | 15.2 | BTM | Peak Shaving/ Load Leveling | [5 empty] | DC-Coupled | Solar |  | 15.2
382439 |  |  | MA - SMART Program |  |  | Full Payment Received | Residential | BEVERLY | 2021 | Battery |  | Sol-Ark | 0 | 18.5 | 9 | BTM | Generation Support (e.g., Peaker Replacement) | [5 empty] | AC-Coupled | Other |  | 17.16
245163 |  |  | - |  |  | ISA Issued | Commercial | AMESBURY | 2021 | Battery |  | SunGrow | 2752 |  | 2752 | FTM | [6 empty] | DC-Coupled | Solar | 6149.52 | 4990
396057 |  |  | MA - SMART Program |  |  | Application Submitted | Commercial | MARLBOROUGH | 2021 | Battery |  | SMA | 9864 |  | 14800 |  | Wholesale Market (i.e., Energy, Capacity, Ancillary Services) | [5 empty] | AC-Coupled | Other |  | 14800
393377 |  |  | - |  |  | Full Payment Received | Residential | CHELMSFORD | 2021 | Battery |  | Enphase | 0 | 10.08 | 7.68 | BTM | Renewable Energy Shifting | Reliability and Resiliency |  |  |  |  | AC-Coupled | Solar |  | 9.772
403664 |  |  | MA - SMART Program |  |  | Application Submitted | Residential | SCITUATE | 2021 | Battery |  | Tesla | 13.5 | 13.5 | 10 |  | Other | Battery Backup |  |  |  |  | AC-Coupled | Battery Add-On |  | 20
386848 |  |  | - |  |  | Application Submitted | Commercial | MENDON | 2021 | Battery |  | SMA | 9980 |  | 4990 | FTM | Wholesale Market (i.e., Energy, Capacity, Ancillary Services) | [5 empty] | AC-Coupled | Solar | 3450 | 4990
396688 |  |  | - |  |  | Application Submitted | - | FALL RIVER | 2021 | Battery |  | EPC Power | 0 |  | 4999.2 | [7 empty] | None | Other | 6000 | 4999.2
401109 |  |  | - |  |  | Application Submitted | - | ABINGTON | 2021 | Battery |  | EPC Power | 0 |  | 4999.2 | [7 empty] | None | Other | 6000 | 4999.2
399903 |  |  | - |  |  | ISA Issued | Residential | TYNGSBORO | 2021 | Battery |  | Enphase | 0 | 10.08 | 7.68 |  | Reliability and Resiliency | [5 empty] | AC-Coupled | Battery Add-On |  | 17.54
398752 |  |  | MA - SMART Program |  |  | Full Payment Received | Residential | BOXFORD | 2021 | Battery |  | Tesla Inc | 13.5 | 13.5 | 10 | BTM | Peak Shaving/ Load Leveling | [5 empty] | AC-Coupled | Solar |  | 15.2
391856 |  |  | MA - SMART Program |  |  | Application Submitted | - | ANDOVER | 2021 | Battery |  | EPC Power | 0 |  | 1500 | BTM | [6 empty] | None | Other | 19500 | 18000
397405 |  |  | - |  |  | Full Payment Received | Residential | WRENTHAM | 2021 | Battery |  | Tesla | 13.5 | 10 | 5 | BTM | [6 empty] | AC-Coupled | Solar |  | 7.68
292506 |  |  | MA - SMART Program | Clean Peak Standard |  | Application Submitted | Commercial | CHARLTON | 2021 | Battery |  | Sungrow-Samsung | 0 | 2752 | 1333 | FTM | [6 empty] | AC-Coupled | Other |  | 7998
385046 |  |  | - |  |  | Application Submitted | Commercial | BARRE | 2021 | Battery |  | SMA | 10640 |  | 2660 | FTM | Renewable Energy Shifting | Reliability and Resiliency |  |  |  |  | DC-Coupled | Solar | 3830 | 2660
404321 |  |  | MA - SMART Program |  |  | ISA Issued | Residential | ANDOVER | 2021 | Battery |  | Tesla Inc | 13.5 | 10 | 5 | BTM | Peak Shaving/ Load Leveling | [5 empty] | AC-Coupled | Solar |  | 7.6
394134 |  |  | MA - SMART Program |  |  | Application Submitted | Industrial | SHIRLEY | 2021 | Battery |  | Sungrow | 0 | 264 | 250 | BTM | Wholesale Market (i.e., Energy, Capacity, Ancillary Services) | [5 empty] | AC-Coupled | Solar | 933.12 | 700
194753 |  |  | MA - SMART Program |  |  | Full Payment Received | Commercial | REHOBOTH | 2021 | Battery |  |  |  | 4000 | 2000 | FTM | [6 empty] | AC-Coupled | Solar |  | 4450
191401 |  |  | MA - SMART Program |  |  | Application Submitted | Residential | WARE | 2021 | Battery |  |  |  | 5000 | 2500 | FTM | [6 empty] | AC-Coupled | Solar | 5464 | 3300
191403 |  |  | - |  |  | Application Submitted | Residential | WARE | 2021 | Battery |  | Power Electronics | 3000 |  | 2200 | [7 empty] | DC-Coupled | Solar | 5464 | 2200
196059 |  |  | - |  |  | Application Submitted | Residential | HAVERHILL | 2021 | Battery |  | Sungrow | 548 | 548 | 250 | FTM | Renewable Energy Shifting | Reliability and Resiliency |  |  |  |  | DC-Coupled | Solar |  | 2000
196056 |  |  | MA - SMART Program |  |  | Full Payment Received | Commercial | HAVERHILL | 2021 | Battery |  | SUNGROW | 2752 | 2752 | 3600 | FTM | Wholesale Market (i.e., Energy, Capacity, Ancillary Services) | [5 empty] | DC-Coupled | Solar | 2530.44 | 3780
195290 |  |  | MA - SMART Program |  |  | Full Payment Received | Commercial | MILFORD | 2021 | Battery |  | NECES | 0 | 510 | 710 | [7 empty] | AC-Coupled | Other |  | 710
191405 |  |  | - |  |  | Application Submitted | Residential | HARDWICK | 2021 | Battery |  | Power Electronics | 5000 |  | 3300 | [7 empty] | DC-Coupled | Solar | 3255 | 3300
195816 |  |  | - |  |  | Application Submitted | Commercial | ATHOL | 2021 | Battery |  | Sungrow | 0 | 4020 | 1000 | [7 empty] | AC-Coupled | Solar | 6289.92 | 7200
195814 |  |  | - |  |  | Application Submitted | Commercial | PETERSHAM | 2021 | Battery |  | Sungrow | 0 | 4000 | 1000 | [7 empty] | AC-Coupled | Solar | 4399 | 5000
193884 |  |  | - |  |  | Full Payment Received | Commercial | GT BARRINGTON | 2021 | Battery |  |  | 2224 | 1000 | 500 | FTM | [7 empty] | Solar | 2800.28 | 2000
193521 |  |  | MA - SMART Program |  |  | Full Payment Received | Commercial | DOUGLAS | 2021 | Battery |  |  |  | 7000 | 1750 | FTM | [6 empty] | AC-Coupled | Solar |  | 4995
398056 |  |  | MA - SMART Program |  |  | ISA Issued | Residential | NAHANT | 2021 | Battery |  |  |  | 30.4 | 15.2 | BTM | [7 empty] | Solar |  | 15.2
391859 |  |  | MA - SMART Program |  |  | Application Submitted | Commercial | BELLINGHAM | 2021 | Battery |  | EPC Power | 0 |  | 999 | BTM | [6 empty] | None | Other | 1500 | 999
394876 |  |  | - |  |  | Full Payment Received | Residential | ANDOVER | 2021 | Battery |  | Tesla | 13.5 | 13.5 | 10 | BTM | Peak Shaving/ Load Leveling | [5 empty] | AC-Coupled | Solar |  | 7.6
384559 |  |  | MA - SMART Program |  |  | ISA Issued | Residential | BOLTON | 2021 | Battery |  | Tesla Inc | 13.5 | 13.5 | 10 | BTM | Peak Shaving/ Load Leveling | [5 empty] | AC-Coupled | Solar |  | 7.6
391850 |  |  | MA - SMART Program |  |  | Application Submitted | Commercial | MILFORD | 2021 | Battery |  | EPC Power | 0 |  | 4999.2 | BTM | [6 empty] | Separate PCC | Other |  | 4999.2
394117 |  |  | - |  |  | ISA Issued | Residential | LENOX | 2021 | Battery |  | Tesla | 13.5 | 10 | 5 | BTM | Customer Bill Savings (e.g., Demand Charge Management, TOU Arbitrage) | [5 empty] | AC-Coupled | Solar |  | 9.765
388111 |  |  | MA - SMART Program |  |  | ISA Issued | Residential | GRAFTON | 2021 | Battery |  | Tesla Inc | 13.5 | 13.5 | 10 | BTM | Peak Shaving/ Load Leveling | [5 empty] | AC-Coupled | Solar |  | 15.2
392637 |  |  | MA - SMART Program |  |  | Application Submitted | Commercial | MANCHESTER | 2021 | Battery |  | EPC Power | 0 |  | 18000 | BTM | [6 empty] | None | Other | 19500 | 18000
394644 |  |  | - |  |  | Full Payment Received | Residential | NORTH EASTON | 2021 | Battery |  | Enphase | 0 | 10.08 | 3.84 | BTM | Other | Connected Solutions, backup power |  |  |  |  | AC-Coupled | Solar |  | 9.86
385041 |  |  | MA - SMART Program |  |  | Application Submitted | Commercial | N BROOKFIELD | 2021 | Battery |  | SMA | 8000 |  | 2000 | FTM | Renewable Energy Shifting | Reliability and Resiliency |  |  |  |  | DC-Coupled | Solar | 2430 | 2000
389735 |  |  | MA - SMART Program |  |  | Application Submitted | Commercial | W BRIDGEWATER | 2021 | Battery |  | EPC power | 0 |  | 1249.8 | BTM | [6 empty] | Separate PCC | Other | 4000 | 3000
401103 |  |  | - |  |  | Application Submitted | Commercial | FALL RIVER | 2021 | Battery |  | EPC Power | 0 |  | 4999.2 | [7 empty] | None | Other | 6000 | 4999.2
243338 |  |  | - |  |  | Full Payment Received | - | BEVERLY | 2021 | Battery |  | SunGrow | 0 |  | 62.5 | FTM | Wholesale Market (i.e., Energy, Capacity, Ancillary Services) | [5 empty] | 0 | Solar | 1055.6 | 1342
243592 |  |  | MA - SMART Program |  |  | Full Payment Received | Commercial | HANOVER | 2021 | Battery |  | Samsung | 999 | 1000 | 999 | FTM | [6 empty] | DC-Coupled | Solar | 1749 | 999
403697 |  |  | MA - SMART Program |  |  | Application Submitted | Residential | DRACUT | 2021 | Battery |  | Enphase | 0 | 10.08 | 7.68 | BTM | Renewable Energy Shifting | Reliability and Resiliency |  |  |  |  | AC-Coupled | Solar |  | 16.67
243349 |  |  | MA - SMART Program |  |  | Full Payment Received | Commercial | BEVERLY | 2021 | Battery |  | Power Electronics | 0 |  | 1760 | FTM | [6 empty] | AC-Coupled | Solar | 2832.765 | 3886
239659 |  |  | MA - SMART Program |  |  | Full Payment Received | Commercial | STOUGHTON | 2021 | Battery |  |  | 1000 | 1000 | 250 | FTM | [6 empty] | DC-Coupled | Solar | 896 | 250
389732 |  |  | MA - SMART Program |  |  | Application Submitted | Commercial | BROCKTON | 2021 | Battery |  | EPC Power | 0 |  | 1249.8 | BTM | [6 empty] | None | Other | 6000 | 4999.2
244368 |  |  | - |  |  | Application Submitted | Commercial | E LONGMEADOW | 2021 | Battery |  | Power Electronics | 8000 |  | 2000 | FTM | Renewable Energy Shifting | Reliability and Resiliency |  |  |  |  | DC-Coupled | Solar |  | 5000
256705 |  |  | MA - SMART Program |  |  | Application Submitted | Commercial | WARREN | 2021 | Battery |  |  | 1859 | 1761.5 | 883 | FTM | [7 empty] | Solar |  | 2800
252036 |  |  | MA - SMART Program |  |  | Full Payment Received | Residential | WENHAM | 2021 | Battery |  | Tesla | 0 | 10 | 5 | BTM | [6 empty] | AC-Coupled | Solar |  | 20
250818 |  |  | - |  |  | Full Payment Received | Commercial | WINCHENDON | 2021 | Battery |  | Power Electronics | 0 |  | 1650 | FTM | [6 empty] | 0 | Solar
406530 |  |  | MA - SMART Program |  |  | Application Submitted | Residential | WILLIAMSTOWN | 2021 | Battery |  | Tesla | 13.5 | 13.5 | 10 | BTM | Generation Support (e.g., Peaker Replacement) | [5 empty] | AC-Coupled | Solar |  | 10
408613 |  |  | MA - SMART Program |  |  | Application Submitted | Residential | NEWBURYPORT | 2021 | Battery |  | Tesla | 13.5 | 13.5 | 10 | BTM | Peak Shaving/ Load Leveling | [5 empty] | AC-Coupled | Solar |  | 15.2
389739 |  |  | MA - SMART Program |  |  | Application Submitted | Commercial | MARLBOROUGH | 2021 | Battery |  | EPC Power | 0 |  | 4999.2 | BTM | [6 empty] | Separate PCC | Other | 6000 | 4999.2
387138 |  |  | - |  |  | Application Submitted | Commercial | MILFORD | 2021 | Battery |  | SMA | 11980 |  | 11980 | FTM | Wholesale Market (i.e., Energy, Capacity, Ancillary Services) | [5 empty] | AC-Coupled | Other | 3450 | 11980
385049 |  |  | - |  |  | Application Submitted | Commercial | WESTMINSTER | 2021 | Battery |  | SMA | 10000 |  | 5000 | FTM | Renewable Energy Shifting | Reliability and Resiliency |  |  |  |  | DC-Coupled | Solar | 6125 | 5000
397991 |  |  | MA - SMART Program |  |  | Full Payment Received | Residential | SEEKONK | 2021 | Battery |  | Sonnen | 0 | 20 | 8 | BTM | Microgrid | [5 empty] | AC-Coupled | Solar | 14.8 | 10
391846 |  |  | MA - SMART Program |  |  | Application Submitted | Commercial | BROCKTON | 2021 | Battery |  | EPC Power | 0 |  | 1249.8 | BTM | [6 empty] | Separate PCC | Other | 6000 | 4999.2
405822 |  |  | - |  |  | Application Submitted | Commercial | FOXBORO | 2021 | Battery |  | EPC Power | 0 | 18432 | 4999.2 | [7 empty] | AC-Coupled | Battery Add-On |  | 4999.2
392129 |  |  | - |  |  | Full Payment Received | Residential | METHUEN | 2021 | Battery |  | SolarEdge | 13.5 | 13.5 | 10 | BTM | [6 empty] | AC-Coupled | Solar |  | 9.8
396935 |  |  | MA - SMART Program |  |  | Application Submitted | Residential | AYER | 2021 | Battery |  | Tesla Inc | 13.5 | 10 | 5 | BTM | Peak Shaving/ Load Leveling | [5 empty] | AC-Coupled | Solar |  | 7.6
393641 |  |  | MA - SMART Program |  |  | Full Payment Received | Residential | NORTH DIGHTON | 2021 | Battery |  | Tesla | 13.5 | 10 | 5 | BTM | [6 empty] | AC-Coupled | Solar |  | 10
396682 |  |  | MA - SMART Program |  |  | Application Submitted | - | NEWBURYPORT | 2021 | Battery |  | EPC Power | 0 |  | 4999.2 | [7 empty] | None | Other | 6000 | 4999.2
385253 |  |  | - |  |  | Full Payment Received | Residential | NORTH ANDOVER | 2021 | Battery |  | Tesla | 0 | 13.2 | 10 | BTM | Other | backup power |  |  |  |  | AC-Coupled | Solar |  | 9.8
396668 |  |  | MA - SMART Program |  |  | Application Submitted | Commercial | METHUEN | 2021 | Battery |  | EPC Power | 0 |  | 4999.2 | [7 empty] | None | Other | 6000 | 4999.2
387395 |  |  | - |  |  | Application Submitted | Commercial | FALL RIVER | 2021 | Battery |  | EPC Power | 4608 | 4285 | 4999.2 | BTM | Wholesale Market (i.e., Energy, Capacity, Ancillary Services) | [5 empty] | DC-Coupled | Other |  | 4999.2
391848 |  |  | - |  |  | Application Submitted | Commercial | WESTFORD | 2021 | Battery |  | EPC Power | 0 |  | 2499.6 | BTM | [6 empty] | Separate PCC | Other |  | 2499.6
396398 |  |  | - |  |  | Full Payment Received | Residential | BOLTON | 2021 | Battery |  | Tesla | 13.5 | 13.5 | 15 |  | Customer Bill Savings (e.g., Demand Charge Management, TOU Arbitrage) | [5 empty] | AC-Coupled | Battery Add-On |  | 25
391836 |  |  | - |  |  | Application Submitted | Commercial | NORWELL | 2021 | Battery |  | EPC Power | 0 |  | 1249.8 | BTM | [6 empty] | Separate PCC | Other | 6000 | 4999.2
393258 |  |  | - |  |  | Application Submitted | Residential | PEMBROKE | 2021 | Battery |  | Tesla | 13.5 | 13.5 | 15.2 | BTM | Peak Shaving/ Load Leveling | [5 empty] | DC-Coupled | Solar |  | 15.2
389716 |  |  | MA - SMART Program |  |  | Application Submitted | Commercial | SEEKONK | 2021 | Battery |  | EPC Power | 4608 | 4285 | 4999.2 | BTM | [6 empty] | None | Other |  | 4999.2
405845 |  |  | - |  |  | Application Submitted | Commercial | TYNGSBORO | 2021 | Battery |  | EPC Power | 0 | 18432 | 4999.2 | [7 empty] | AC-Coupled | Battery Add-On |  | 4999.2
389740 |  |  | - |  |  | Application Submitted | Commercial | SOUTH EASTON | 2021 | Battery |  | EPC Power | 0 |  | 1249.8 | BTM | [6 empty] | Separate PCC | Other | 6000 | 4200
389731 |  |  | - |  |  | Application Submitted | Commercial | BROCKTON | 2021 | Battery |  | EPC Power | 0 |  | 1249.8 | BTM | [6 empty] | Separate PCC | Other | 6000 | 4999.2
398325 |  |  | - |  |  | ISA Issued | Residential | CHELMSFORD | 2021 | Battery |  | SunPower | 0 | 12 | 6.8 | BTM | Other | N/A - for personal use - non - export |  |  |  |  | AC-Coupled | Solar |  | 9.772
396685 |  |  | MA - SMART Program |  |  | Application Submitted | Commercial | NEWBURY | 2021 | Battery |  | EPC Power | 0 |  | 4999.2 | [7 empty] | None | Other | 6000 | 4999.2
398708 |  |  | - |  |  | Full Payment Received | Residential | ATTLEBORO | 2021 | Battery |  | Tesla | 0 | 13.2 | 10 | BTM | Other | Backup power |  |  |  |  | AC-Coupled | Solar |  | 7.6
395838 |  |  | MA - SMART Program |  |  | ISA Issued | Residential - Heat | AUBURN | 2021 | Battery |  | Tesla | 13.5 | 13.5 | 10 | BTM | Other | Backup power |  |  |  |  | AC-Coupled | Solar |  | 9.8
393606 |  |  | MA - SMART Program |  |  | Full Payment Received | Residential | PRIDES XING | 2021 | Battery |  | Tesla | 13.5 | 13.5 | 10 | BTM | [6 empty] | AC-Coupled | Solar |  | 10
389742 |  |  | MA - SMART Program |  |  | Application Submitted | Commercial | SOUTH EASTON | 2021 | Battery |  | EPC Power | 0 |  | 1249.8 | BTM | [6 empty] | Separate PCC | Other | 6000 | 4999.2
396690 |  |  | - |  |  | Full Payment Received | Residential | FOXBORO | 2021 | Battery |  | Tesla | 13.5 | 13.5 | 15.2 | BTM | Peak Shaving/ Load Leveling | [5 empty] | DC-Coupled | Solar |  | 15.2
405839 |  |  | MA - SMART Program |  |  | Application Submitted | Commercial | WRENTHAM | 2021 | Battery |  | EPC Power | 0 | 27648 | 9000 | [7 empty] | AC-Coupled | Battery Add-On |  | 4999.2
387061 |  |  | - |  |  | Full Payment Received | Residential | NORTH ANDOVER | 2021 | Battery |  | Enphase | 0 | 10.08 | 7.68 | BTM | Reliability and Resiliency | [5 empty] | AC-Coupled | Solar |  | 9.57
389734 |  |  | MA - SMART Program |  |  | Application Submitted | Commercial | SOUTH EASTON | 2021 | Battery |  | EPC Power | 0 |  | 1249.8 | BTM | [6 empty] | Separate PCC | Other | 6000 | 4999.2
398018 |  |  | - |  |  | Full Payment Received | Residential | ROCKPORT | 2021 | Battery |  | Tesla | 13.5 | 13.5 | 10 | BTM | Generation Support (e.g., Peaker Replacement) | Utility DR Program |  |  |  |  | AC-Coupled | Solar |  | 5.52
386281 |  |  | MA - SMART Program |  |  | Application Submitted | Residential | WILLIAMSTOWN | 2021 | Battery |  | Tesla Inc | 13.5 | 13.5 | 10 | BTM | [6 empty] | AC-Coupled | Solar |  | 16.02
405582 |  |  | - |  |  | Application Submitted | Residential | SWAMPSCOTT | 2021 | Battery |  | Tesla Inc | 13.5 | 13.5 | 10 | BTM | Peak Shaving/ Load Leveling | [5 empty] | AC-Coupled | Solar |  | 21.52
405831 |  |  | MA - SMART Program |  |  | Application Submitted | Commercial | WRENTHAM | 2021 | Battery |  | EPC Power | 0 | 18432 | 4999.2 | [7 empty] | AC-Coupled | Battery Add-On |  | 4999.2
393614 |  |  | - |  |  | ISA Issued | Residential | FRANKLIN | 2021 | Battery |  |  |  | 10 | 5 | BTM | [7 empty] | Solar |  | 15.2
393102 |  |  | MA - SMART Program |  |  | Full Payment Received | Residential | TOPSFIELD | 2021 | Battery |  | Tesla | 13.5 | 13.5 | 15.2 | BTM | Peak Shaving/ Load Leveling | [5 empty] | DC-Coupled | Solar |  | 15.2
391839 |  |  | MA - SMART Program |  |  | Application Submitted | Commercial | HANOVER | 2021 | Battery |  | EPC Power | 0 |  | 4999.2 | BTM | [6 empty] | Separate PCC | Other | 6000 | 4999.2
398023 |  |  | - |  |  | Application Submitted | Commercial | SWANSEA | 2021 | Battery |  | SMA | 13300 |  | 13300 |  | Wholesale Market (i.e., Energy, Capacity, Ancillary Services) | [5 empty] | Separate PCC | Other |  | 13300
391814 |  |  | - |  |  | ISA Issued | Residential | UPTON | 2021 | Battery |  |  |  | 10.08 | 3.84 | BTM | [6 empty] | AC-Coupled | Solar | 5.53 | 4.06
391865 |  |  | MA - SMART Program |  |  | Application Submitted | Commercial | AVON | 2021 | Battery |  | EPC Power | 0 |  | 4999.2 | BTM | [6 empty] | None | Other | 6000 | 4999.2
393677 |  |  | - |  |  | ISA Issued | Residential | METHUEN | 2021 | Battery |  | Enphase | 0 | 3.36 | 7.68 | BTM | [6 empty] | AC-Coupled | Solar |  | 7.25
391838 |  |  | MA - SMART Program |  |  | Application Submitted | Commercial | NORWELL | 2021 | Battery |  | EPC Power | 0 |  | 4999.2 | BTM | [6 empty] | Separate PCC | Other | 6000 | 4999.2
402596 |  |  | - |  |  | Application Submitted | Residential | DIGHTON | 2021 | Battery |  | Tesla | 13.5 | 13.5 | 10 | BTM | Other | Battery Backup |  |  |  |  | AC-Coupled | Solar |  | 2.03
398313 |  |  | MA - SMART Program |  |  | Full Payment Received | Residential - Heat | DOUGLAS | 2021 | Battery |  | Enphase | 0 | 10.08 | 7.68 | BTM | Renewable Energy Shifting | Reliability and Resiliency |  |  |  |  | AC-Coupled | Solar |  | 9.772
396669 |  |  | MA - SMART Program |  |  | Application Submitted | Commercial | NORTH ANDOVER | 2021 | Battery |  | EPC Power | 0 |  | 4999.2 | [7 empty] | 0 | Other | 6000 | 4999.2
406249 |  |  | - |  |  | Application Submitted | Residential | WESTFORD | 2021 | Battery |  | Enphase | 0 | 10.08 | 7.68 | BTM | Renewable Energy Shifting | Reliability and Resiliency |  |  |  |  | AC-Coupled | Solar |  | 8.7
391841 |  |  | MA - SMART Program |  |  | Application Submitted | Commercial | BROCKTON | 2021 | Battery |  | EPC Power | 0 |  | 1249.8 | BTM | [6 empty] | Separate PCC | Other | 6000 | 4999.2
396042 |  |  | - |  |  | Application Submitted | Commercial | GLOUCESTER | 2021 | Battery |  | EPC Power | 0 |  | 18000 | [7 empty] | None | Other | 19500 | 18000
265840 |  |  | - |  |  | Full Payment Received | Residential | ATHOL | 2021 | Battery |  | Tesla | 13.5 | 13.5 | 10 | BTM | [6 empty] | AC-Coupled | Solar |  | 15.2
265989 |  |  | - | Clean Peak Standard |  | Application Submitted | Commercial | CHARLTON | 2021 | Battery |  | Sungrow-Samsung | 0 | 4000 | 1237 | FTM | [6 empty] | AC-Coupled | Other |  | 4948
266700 |  |  | - | Clean Peak Standard |  | Application Submitted | Commercial | UXBRIDGE | 2021 | Battery |  | Sungrow-Samsung | 0 | 4000 | 1249 | FTM | Wholesale Market (i.e., Energy, Capacity, Ancillary Services) | [5 empty] | AC-Coupled | Other |  | 4948
268691 |  |  | - |  |  | Full Payment Received | Residential | WILLIAMSTOWN | 2021 | Battery |  | Tesla | 13.5 | 13.5 | 10 | BTM | [6 empty] | AC-Coupled | Battery Add-On |  | 10
268890 |  |  | - |  |  | Application Submitted | Commercial | TYNGSBORO | 2021 | Battery |  |  | 1000 | 900 | 450 | FTM | [6 empty] | DC-Coupled | Solar | 1645.3 | 870
178300 |  |  | MA - SMART Program |  |  | Full Payment Received | Commercial | WESTMINSTER | 2021 | Battery |  |  | 5560 | 5000 | 2500 | FTM | [6 empty] | DC-Coupled | Solar |  | 4980
178302 |  |  | MA - SMART Program |  |  | Application Submitted | Commercial | OXFORD | 2021 | Battery |  | Power Electronics-HEC-US V1500 FS2125CU15 | 0 |  | 2200 | FTM | Wholesale Market (i.e., Energy, Capacity, Ancillary Services) | [5 empty] | DC-Coupled | Solar |  | 4400
378580 |  |  | - |  |  | Full Payment Received | Residential - Heat | BEVERLY | 2021 | Battery |  | Tesla | 13.5 | 13.5 | 10 | BTM | Other | backup power |  |  |  |  | AC-Coupled | Solar |  | 9.8
344660 |  |  | MA - SMART Program |  |  | Full Payment Received | Residential | N EGREMONT | 2021 | Battery |  | Tesla | 13.5 | 10 | 5 | BTM | Renewable Energy Shifting | Reliability and Resiliency |  |  |  |  | AC-Coupled | Solar | 13.505 | 10
374531 |  |  | MA - SMART Program |  |  | Full Payment Received | Residential | EASTON | 2021 | Battery |  | Tesla Inc | 13.5 | 10 | 5 | BTM | Peak Shaving/ Load Leveling | [5 empty] | AC-Coupled | Solar |  | 11.4
376566 |  |  | MA - SMART Program |  |  | Full Payment Received | Residential | BOLTON | 2021 | Battery |  | Generac | 18 |  | 7.6 | BTM | Customer Bill Savings (e.g., Demand Charge Management, TOU Arbitrage) | [5 empty] | DC-Coupled | Solar | 27.08 | 13.4
342970 |  |  | - |  |  | Full Payment Received | Residential | PEPPERELL | 2021 | Battery |  | Tesla | 13.5 | 10 | 5 | BTM | Peak Shaving/ Load Leveling | [5 empty] | AC-Coupled | Solar |  | 11.4
381762 |  |  | MA - SMART Program |  |  | Full Payment Received | Residential | NORTHBOROUGH | 2021 | Battery |  | Tesla Inc | 13.5 |  | 15.2 | BTM | Peak Shaving/ Load Leveling | [5 empty] | DC-Coupled | Solar |  | 15.2
380801 |  |  | MA - SMART Program |  |  | Full Payment Received | Residential | SEEKONK | 2021 | Battery |  | Tesla | 13.5 | 13.5 | 10 | BTM | Peak Shaving/ Load Leveling | [5 empty] | AC-Coupled | Solar |  | 11.4
178461 |  |  | MA - SMART Program |  |  | Full Payment Received | Commercial | HAMPDEN | 2021 | Battery |  |  |  | 6000 | 3000 | FTM | [7 empty] | Solar |  | 3875
178463 |  |  | MA - SMART Program |  |  | Full Payment Received | Commercial | BLACKSTONE | 2021 | Battery |  |  |  | 6000 | 3000 | FTM | [7 empty] | Solar |  | 3630
285112 |  |  | MA - SMART Program | Clean Peak Standard |  | Application Submitted | Commercial | LEICESTER | 2021 | Battery |  | sungro-Samsung | 0 | 4000 | 1237 | FTM | Wholesale Market (i.e., Energy, Capacity, Ancillary Services) | [5 empty] | AC-Coupled | Other |  | 4948
291030 |  |  | - | Clean Peak Standard |  | Application Submitted | Commercial | LANCASTER | 2021 | Battery |  | Sungrow-Samsung | 0 | 4000 | 1249 | FTM | [6 empty] | AC-Coupled | Other | 14000 | 9992
285958 |  |  | - |  |  | ISA Issued | Commercial | AVON | 2021 | Battery |  | EPC Power | 0 |  | 249 | FTM | [6 empty] | DC-Coupled | Solar | 596 | 249
287863 |  |  | MA - SMART Program |  |  | Full Payment Received | Commercial | BRIDGEWATER | 2021 | Battery |  | EPC Power | 0 |  | 250 | BTM | [6 empty] | DC-Coupled | Solar | 1094 | 499.9
288134 |  |  | MA - SMART Program |  |  | Application Submitted | Commercial | DOUGLAS | 2021 | Battery |  | SMA | 10000 |  | 2495 | FTM | [6 empty] | AC-Coupled | Other |  | 2500
289076 |  |  | - |  |  | Full Payment Received | Residential - Heat | HARVARD | 2021 | Battery |  | Tesla | 13.5 | 10 | 5 | BTM | [6 empty] | AC-Coupled | Solar | 6.373 | 7.68
289276 |  |  | MA - SMART Program | Clean Peak Standard |  | Application Submitted | Commercial | ORANGE | 2021 | Battery |  | Sungrow-Samsung | 0 | 4000 | 1333 | FTM | Wholesale Market (i.e., Energy, Capacity, Ancillary Services) | [5 empty] | AC-Coupled | Other |  | 7998
289979 |  |  | - |  |  | Application Submitted | Commercial | LEICESTER | 2021 | Battery |  | SMA | 10000 | 10000 | 2495 | FTM | [6 empty] | AC-Coupled | Other |  | 4990
178572 |  |  | - |  |  | Full Payment Received | Commercial | MILLBURY | 2021 | Battery |  | Samsung |  | 8000 | 4000 | FTM | [6 empty] | AC-Coupled | Solar |  | 8980
178552 |  |  | MA - SMART Program |  |  | Application Submitted | Commercial | BELCHERTOWN | 2021 | Battery |  | AES |  | 4800 | 2450 | FTM | [6 empty] | DC-Coupled | Solar |  | 2800
178527 |  |  | MA - SMART Program |  |  | Application Submitted | Commercial | AUBURN | 2021 | Battery |  | AES | 3718 | 3000 | 3000 | FTM | Other | GP-tech AMPS1400WD3 with power limit |  |  |  |  | DC-Coupled | Solar |  | 2800
178729 |  |  | - |  |  | Full Payment Received | Commercial | WINCHENDON | 2021 | Battery |  |  |  | 312 | 78 | FTM | Renewable Energy Shifting | Reliability and Resiliency |  |  |  |  | DC-Coupled | Solar |  | 3900
272564 |  |  | MA - SMART Program |  |  | Full Payment Received | Commercial | LANCASTER | 2021 | Battery |  | Sungrow | 0 | 2120 | 2000 | FTM | Wholesale Market (i.e., Energy, Capacity, Ancillary Services) | [5 empty] | AC-Coupled | Solar | 5400
384910 |  |  | - |  |  | ISA Issued | Residential | REHOBOTH | 2021 | Battery |  | Enphase | 10.08 |  | 7.68 | BTM | Customer Bill Savings (e.g., Demand Charge Management, TOU Arbitrage) | [5 empty] | AC-Coupled | Solar |  | 9.57
343180 |  |  | MA - SMART Program |  |  | Full Payment Received | Residential - Heat | STOCKBRIDGE | 2021 | Battery |  | Tesla | 13.5 | 10 | 5 | BTM | Peak Shaving/ Load Leveling | [5 empty] | AC-Coupled | Solar |  | 7.6
342738 |  |  | MA - SMART Program |  |  | Full Payment Received | Residential | METHUEN | 2021 | Battery |  | StorEdge Technologies | 9.3 |  | 7.6 | BTM | [6 empty] | DC-Coupled | Solar |  | 7.6
344862 |  |  | MA - SMART Program |  |  | Full Payment Received | Residential | NEWBURY | 2021 | Battery |  | Tesla | 13.5 | 10 | 5 | BTM | Peak Shaving/ Load Leveling | [5 empty] | AC-Coupled | Solar |  | 3.8
346796 |  |  | MA - SMART Program |  |  | Application Submitted | Commercial | FRANKLIN | 2021 | Battery |  | Alencon Systems | 0 |  | 77 | FTM | Peak Shaving/ Load Leveling | [5 empty] | DC-Coupled | Solar | 375 | 250
405190 |  |  | MA - SMART Program |  |  | Application Submitted | Commercial | ANDOVER | 2021 | Battery |  | EPC Power | 0 | 18432 | 4999.2 | [7 empty] | AC-Coupled | Battery Add-On |  | 4999.2
252380 |  |  | - |  |  | Application Submitted | Commercial | FRANKLIN | 2021 | Battery |  | Sungrow | 1096 | 548 | 500 | FTM | Wholesale Market (i.e., Energy, Capacity, Ancillary Services) | [5 empty] | AC-Coupled | Solar | 1800 | 1800
290832 |  |  | MA - SMART Program |  |  | Full Payment Received | Residential | MILLBURY | 2021 | Battery |  | Tesla | 0 | 5 | 5 | BTM | [6 empty] | AC-Coupled | Solar | 3.84 | 1.68
290815 |  |  | MA - SMART Program |  |  | Full Payment Received | Residential | PLAINVILLE | 2021 | Battery |  | Tesla | 13.5 | 10 | 5 | BTM | [6 empty] | AC-Coupled | Solar |  | 7.6
290756 |  |  | MA - SMART Program |  |  | Full Payment Received | Residential | HANSON | 2021 | Battery |  | Tesla | 13.5 | 10 | 5 | BTM | [6 empty] | AC-Coupled | Solar |  | 7.68
291812 |  |  | MA - SMART Program |  |  | ISA Issued | Residential | SCITUATE | 2021 | Battery |  | Tesla | 13.5 | 10 | 5 | BTM | [6 empty] | AC-Coupled | Solar |  | 11.4
291554 |  |  | MA - SMART Program |  |  | Full Payment Received | Residential | NORTHBRIDGE | 2021 | Battery |  | Tesla | 13.5 | 10 | 5 | BTM | [6 empty] | AC-Coupled | Solar | 12.396 | 11.44
293270 |  |  | - |  |  | Full Payment Received | Residential | ESSEX | 2021 | Battery |  | Tesla | 13.5 | 10 | 5 | BTM | Peak Shaving/ Load Leveling | [5 empty] | AC-Coupled | Battery Add-On |  | 20
297893 |  |  | - |  |  | Application Submitted | Commercial | REHOBOTH | 2021 | Battery |  | SMA | 10000 | 10000 | 2495 | FTM | Wholesale Market (i.e., Energy, Capacity, Ancillary Services) | [5 empty] | AC-Coupled | Other |  | 5000
297954 |  |  | - |  |  | Application Submitted | Commercial | MENDON | 2021 | Battery |  | SMA | 0 | 10000 | 2495 | FTM | [6 empty] | AC-Coupled | Other |  | 2500
299584 |  |  | MA - SMART Program |  |  | Full Payment Received | Residential | WESTMINSTER | 2021 | Battery |  | Tesla | 13.5 | 10 | 5 | BTM | Peak Shaving/ Load Leveling | [5 empty] | AC-Coupled | Solar | 11.285 | 7.68
300909 |  |  | - |  |  | Full Payment Received | Residential | TEWKSBURY | 2021 | Battery |  | Tesla | 13.5 | 10 | 5 | BTM | Renewable Energy Shifting | Reliability and Resiliency |  |  |  |  | AC-Coupled | Solar |  | 22.6
300938 |  |  | MA - SMART Program | Clean Peak Standard |  | Application Submitted | Commercial | SHUTESBURY | 2021 | Battery |  | Schweitzer Engineering Laboratories | 40320 | 36439 | 4998 | FTM | Renewable Energy Shifting | Reliability and Resiliency |  |  |  |  | DC-Coupled | Solar |  | 4998
300932 |  |  | MA - SMART Program |  |  | Application Submitted | Commercial | SHUTESBURY | 2021 | Battery |  | Powin | 4000 | 4000 | 2000 | FTM | Renewable Energy Integration (e.g., Ramping, Smoothing) | [5 empty] | DC-Coupled | Solar |  | 2000
278143 |  |  | MA - SMART Program |  |  | ISA Issued | Commercial | PLAINVILLE | 2021 | Battery |  |  | 10200 | 4990 | 4990 | FTM | [7 empty] | Solar | 9366.24 | 4990
281295 |  |  | - |  |  | Full Payment Received | Commercial | MEDFORD | 2021 | Battery |  | Sungrow | 0 | 556 | 250 | BTM | Wholesale Market (i.e., Energy, Capacity, Ancillary Services) | [5 empty] | AC-Coupled | Other |  | 250
281257 |  |  | - |  |  | Application Submitted | Commercial | CHARLTON | 2021 | Battery |  | Sungrow-Samsung | 0 | 4000 | 1237 | FTM | Wholesale Market (i.e., Energy, Capacity, Ancillary Services) | [5 empty] | AC-Coupled | Other |  | 4948
281385 |  |  | - | Clean Peak Standard |  | Application Submitted | Commercial | BROOKFIELD | 2021 | Battery |  | Sungrow-Samsung | 0 | 4000 | 1237 | FTM | [6 empty] | AC-Coupled | Other | 7000 | 4948
282444 |  |  | - |  |  | Application Submitted | Commercial | GARDNER | 2021 | Battery |  | EPC Power | 0 | 1105 | 500 | BTM | [6 empty] | AC-Coupled | Natural Gas |  | 829.6
282114 |  |  | MA - SMART Program |  |  | Full Payment Received | Commercial | AYER | 2021 | Battery |  | Tesla | 174 |  | 87 | BTM | Wholesale Market (i.e., Energy, Capacity, Ancillary Services) | [5 empty] | AC-Coupled | Solar | 104.55 | 66.6
282511 |  |  | - | Clean Peak Standard |  | Application Submitted | Commercial | SOUTHBRIDGE | 2021 | Battery |  | Sungrow-Samsung | 0 | 4000 | 1237 | FTM | [6 empty] | AC-Coupled | Other |  | 4948
283873 |  |  | - | Clean Peak Standard |  | Application Submitted | Commercial | W BROOKFIELD | 2021 | Battery |  | Sungrow | 0 | 4000 | 1249 | FTM | [6 empty] | AC-Coupled | Other | 14000 | 9992
284129 |  |  | MA - SMART Program |  |  | Full Payment Received | Commercial | BROCKTON | 2021 | Battery |  |  |  | 1998 | 999 | FTM | [7 empty] | Solar | 2060 | 999
372949 |  |  | - |  |  | Application Submitted | Residential | ORANGE | 2021 | Battery |  | SunPower | 0 | 12 | 6 | BTM | Peak Shaving/ Load Leveling | [5 empty] | AC-Coupled | Solar |  | 13.44
373166 |  |  | MA - SMART Program |  |  | Full Payment Received | Residential | CHELMSFORD | 2021 | Battery |  | Tesla | 13.5 | 10 | 2.933 | BTM | Peak Shaving/ Load Leveling | [5 empty] | AC-Coupled | Solar |  | 15.2
376022 |  |  | MA - SMART Program |  |  | Full Payment Received | Residential - Heat | MENDON | 2021 | Battery |  | Tesla Inc | 13.5 |  | 7.6 | BTM | Peak Shaving/ Load Leveling | [5 empty] | DC-Coupled | Solar |  | 15.2
208014 |  |  | - |  |  | Full Payment Received | Residential | NORTH EASTON | 2021 | Battery |  | Tesla | 13.5 | 10 | 5 | BTM | [6 empty] | AC-Coupled | Solar |  | 15
193132 |  |  | - |  |  | Application Submitted | Commercial | GRAFTON | 2021 | Battery |  | Storage Power Solutions | 8602 | 4300 | 4300 | FTM | [7 empty] | Solar | 4048 | 4300
396703 |  |  | MA - SMART Program |  |  | Application Submitted | Industrial | ROCHDALE | 2021 | Battery |  | Sinexcel | 577 |  | 250 | BTM | Other | On-site usage |  |  |  |  | DC-Coupled | Solar | 365.6 | 250
396672 |  |  | - |  |  | Application Submitted | - | BEVERLY | 2021 | Battery |  | EPC Power | 0 |  | 4999.2 | [7 empty] | None | Other | 6000 | 4999.2
393693 |  |  | - |  |  | Full Payment Received | Residential | SEEKONK | 2021 | Battery |  | Sonnen | 0 | 20 | 8 | BTM | Microgrid | [5 empty] | AC-Coupled | Solar |  | 18
406202 |  |  | MA - SMART Program |  |  | Application Submitted | Commercial | STURBRIDGE | 2021 | Battery |  | EPC Power | 1000 |  | 250 | FTM | Peak Shaving/ Load Leveling | DC Clipping Recapture |  |  |  |  | DC-Coupled | Solar | 497.25 | 250
398685 |  |  | MA - SMART Program |  |  | Full Payment Received | Residential | GRANBY | 2021 | Battery |  | Enphase | 0 | 10.08 | 7.68 | BTM | Generation Support (e.g., Peaker Replacement) | [5 empty] | AC-Coupled | Solar |  | 9.84
393819 |  |  | MA - SMART Program |  |  | Full Payment Received | Residential - Heat | CLINTON | 2021 | Battery |  | Enphase | 0 | 10.08 | 7.68 | BTM | Customer Bill Savings (e.g., Demand Charge Management, TOU Arbitrage) | [5 empty] | AC-Coupled | Solar |  | 8.7
401888 |  |  | MA - SMART Program |  |  | ISA Issued | Residential | WESTFORD | 2021 | Battery |  | Tesla | 13.5 | 13.5 | 10 | BTM | Peak Shaving/ Load Leveling | [5 empty] | AC-Coupled | Solar |  | 15.2
393123 |  |  | - |  |  | Application Submitted | Commercial | HOPEDALE | 2021 | Battery |  | SMA | 12000 |  | 3000 | FTM | Renewable Energy Shifting | Reliability and Resiliency |  |  |  |  | AC-Coupled | Other | 3450 | 12000
401104 |  |  | - |  |  | Application Submitted | - | FALL RIVER | 2021 | Battery |  | EPC Power | 0 |  | 4999.2 | [7 empty] | None | Other | 6000 | 4999.2
405836 |  |  | - |  |  | Application Submitted | Commercial | ANDOVER | 2021 | Battery |  | EPC Power | 0 | 18432 | 4999.2 | [7 empty] | AC-Coupled | Battery Add-On |  | 4999.2
401106 |  |  | - |  |  | Application Submitted | Commercial | WORCESTER | 2021 | Battery |  | EPC Power | 0 |  | 4999.2 | [7 empty] | None | Other | 6000 | 4999.2
402327 |  |  | MA - SMART Program |  |  | ISA Issued | Residential | DRACUT | 2021 | Battery |  | Tesla Inc | 13.5 |  | 15.2 | BTM | Peak Shaving/ Load Leveling | [5 empty] | DC-Coupled | Solar |  | 15.2
401100 |  |  | - |  |  | Application Submitted | - | METHUEN | 2021 | Battery |  | EPC Power | 0 |  | 4999.2 | [7 empty] | None | Other | 6000 | 4999.2
396973 |  |  | MA - SMART Program |  |  | Application Submitted | Residential - Heat | BELCHERTOWN | 2021 | Battery |  | Tesla | 13.5 | 13.5 | 20 | BTM | Peak Shaving/ Load Leveling | [5 empty] | AC-Coupled | Solar |  | 15.2
405741 |  |  | - |  |  | Application Submitted | Commercial | TEWKSBURY | 2021 | Battery |  | EPC Power | 0 | 18432 | 4999.2 | [7 empty] | AC-Coupled | Battery Add-On |  | 4999.2
401114 |  |  | - |  |  | Application Submitted | Commercial | FALL RIVER | 2021 | Battery |  | EPC Power | 0 |  | 15999.96 | [7 empty] | None | Other | 17000 | 16000
401688 |  |  | MA - SMART Program |  |  | Application Submitted | Residential | HANOVER | 2021 | Battery |  | Enphase | 0 | 10.08 | 6.4 | BTM | Generation Support (e.g., Peaker Replacement) | [5 empty] | AC-Coupled | Solar |  | 9.57
401101 |  |  | - |  |  | Application Submitted | - | METHUEN | 2021 | Battery |  | EPC Power | 0 |  | 4999.2 | [7 empty] | None | Other | 6000 | 4999.2
406678 |  |  | MA - SMART Program |  |  | Application Submitted | Residential | SALEM | 2021 | Battery |  | Tesla | 13.5 |  | 15.2 | BTM | Peak Shaving/ Load Leveling | [5 empty] | DC-Coupled | Solar |  | 15.2
401112 |  |  | - |  |  | Application Submitted | - | HAVERHILL | 2021 | Battery |  | EPC Power | 0 |  | 4999.2 | [7 empty] | None | Other | 6000 | 4999.2
380094 |  |  | MA - SMART Program |  |  | Full Payment Received | Residential | WORCESTER | 2021 | Battery |  | Tesla Inc | 13.5 | 13.5 | 10 | BTM | Peak Shaving/ Load Leveling | [5 empty] | AC-Coupled | Solar |  | 7.6
343831 |  |  | - |  |  | Full Payment Received | Residential | TYNGSBORO | 2021 | Battery |  | Tesla | 13.32 | 25 | 5 | BTM | Generation Support (e.g., Peaker Replacement) | [5 empty] | AC-Coupled | Solar |  | 25
374102 |  |  | MA - SMART Program |  |  | Full Payment Received | Residential | WENHAM | 2021 | Battery |  | Tesla | 13.5 | 10 | 5 | BTM | Renewable Energy Shifting | Reliability and Resiliency |  |  |  |  | AC-Coupled | Solar |  | 18.99
377991 |  |  | - |  |  | Full Payment Received | Residential | NORTH GRAFTON | 2021 | Battery |  | Tesla | 13.5 | 13.5 | 10 | BTM | Peak Shaving/ Load Leveling | [5 empty] | AC-Coupled | Solar |  | 19
375893 |  |  | MA - SMART Program |  |  | Full Payment Received | Residential | HANOVER | 2021 | Battery |  | Tesla | 13.5 |  | 7.6 | BTM | Peak Shaving/ Load Leveling | [5 empty] | DC-Coupled | Solar |  | 7.6
372933 |  |  | MA - SMART Program |  |  | Full Payment Received | Residential | BILLERICA | 2021 | Battery |  | SolarEdge | 9.6 |  | 7.6 | BTM | [6 empty] | DC-Coupled | Solar |  | 7.6
379550 |  |  | - |  |  | ISA Issued | Residential - Heat | SALEM | 2021 | Battery |  | Tesla | 13.5 | 13.5 | 10 | BTM | Generation Support (e.g., Peaker Replacement) | Utility DR Program |  |  |  |  | AC-Coupled | Solar |  | 16
391844 |  |  | - |  |  | Application Submitted | Commercial | SOUTH EASTON | 2021 | Battery |  | EPC Power | 0 |  | 4999.2 | BTM | [6 empty] | Separate PCC | Other | 6000 | 4200
387711 |  |  | MA - SMART Program |  |  | ISA Issued | Residential | NAHANT | 2021 | Battery |  | Tesla Inc | 13.5 | 13.5 | 10 | BTM | Peak Shaving/ Load Leveling | [5 empty] | AC-Coupled | Solar |  | 15.2
380096 |  |  | MA - SMART Program |  |  | ISA Issued | Residential | BRIDGEWATER | 2021 | Battery |  | Tesla Inc | 13.5 | 10 | 5 | BTM | Peak Shaving/ Load Leveling | [5 empty] | AC-Coupled | Solar |  | 15.2
388680 |  |  | MA - SMART Program |  |  | Full Payment Received | Residential | BERLIN | 2021 | Battery |  | Enphase | 0 | 10.08 | 7.68 | BTM | Customer Bill Savings (e.g., Demand Charge Management, TOU Arbitrage) | [5 empty] | AC-Coupled | Solar |  | 9.86
401110 |  |  | - |  |  | Application Submitted | - | MILFORD | 2021 | Battery |  | EPC Power | 0 |  | 4999.2 | [7 empty] | None | Other | 6000 | 4999.2
402695 |  |  | - |  |  | Application Submitted | Residential | UXBRIDGE | 2021 | Battery |  | Tesla | 13.5 | 13.5 | 10 | BTM | Peak Shaving/ Load Leveling | [5 empty] | AC-Coupled | Solar |  | 20
404028 |  |  | MA - SMART Program |  |  | ISA Issued | Residential | BOLTON | 2021 | Battery |  | Tesla Inc | 13.5 |  | 15.2 | BTM | Peak Shaving/ Load Leveling | [5 empty] | DC-Coupled | Solar |  | 15.2
402235 |  |  | MA - SMART Program |  |  | ISA Issued | Residential | WESTFORD | 2021 | Battery |  | Tesla | 13.5 | 13.5 | 15 | BTM | Generation Support (e.g., Peaker Replacement) | Utility DG PRogram |  |  |  |  | AC-Coupled | Solar |  | 24.57
401899 |  |  | MA - SMART Program |  |  | Application Submitted | Residential | LEOMINSTER | 2021 | Battery |  | Tesla | 0 | 13.2 | 10 | BTM | [6 empty] | AC-Coupled | Solar |  | 6
402697 |  |  | - |  |  | Application Submitted | Residential | HUBBARDSTON | 2021 | Battery |  | Tesla | 13.5 | 13.5 | 10 | BTM | Generation Support (e.g., Peaker Replacement) | [5 empty] | AC-Coupled | Solar |  | 16
401105 |  |  | - |  |  | Application Submitted | - | WESTFORD | 2021 | Battery |  | EPC Power | 0 |  | 4999.2 | [7 empty] | None | Other | 6000 | 4999.2
401844 |  |  | MA - SMART Program |  |  | Full Payment Received | Residential | FOXBORO | 2021 | Battery |  | Tesla | 13.5 | 13.5 | 10 | BTM | Peak Shaving/ Load Leveling | [5 empty] | AC-Coupled | Solar |  | 15.2
218290 |  |  | - |  |  | Full Payment Received | Residential | GRANBY | 2021 | Battery |  | Tesla | 13.5 | 10 | 5 | BTM | [6 empty] | AC-Coupled | Solar |  | 10
214054 |  |  | MA - SMART Program |  |  | Full Payment Received | Residential | REVERE | 2021 | Battery |  | Tesla | 0 | 5 | 5 | BTM | [6 empty] | AC-Coupled | Solar |  | 10
221730 |  |  | - |  |  | Full Payment Received | Residential - Heat | WESTBOROUGH | 2021 | Battery |  | Tesla | 13.5 | 10 | 5 | BTM | [6 empty] | AC-Coupled | Solar |  | 10
221773 |  |  | MA - SMART Program |  |  | Full Payment Received | Residential | MANCHESTER | 2021 | Battery |  | Tesla | 13.5 | 10 | 5 | BTM | [6 empty] | AC-Coupled | Solar |  | 10
221739 |  |  | - |  |  | Full Payment Received | Residential | SOMERSET | 2021 | Battery |  | Tesla | 0 | 10 | 5 | BTM | [6 empty] | AC-Coupled | Solar |  | 10
219723 |  |  | MA - SMART Program |  |  | Full Payment Received | Residential | METHUEN | 2021 | Battery |  | Tesla | 13.5 | 10 | 5 | BTM | [6 empty] | AC-Coupled | Solar |  | 5
253690 |  |  | MA - SMART Program |  |  | Full Payment Received | Residential | N BILLERICA | 2021 | Battery |  | Tesla | 0 | 5 | 5 | BTM | [6 empty] | AC-Coupled | Solar |  | 10
263346 |  |  | MA - SMART Program |  |  | Full Payment Received | Residential | MENDON | 2021 | Battery |  | Sonnen Energy | 0 | 20 | 7 | BTM | [6 empty] | AC-Coupled | Solar |  | 3
261261 |  |  | MA - SMART Program |  |  | Full Payment Received | Residential | SAUGUS | 2021 | Battery |  | Tesla | 13.5 | 13.5 | 10 | BTM | [6 empty] | AC-Coupled | Solar |  | 7.6
260959 |  |  | MA - SMART Program |  |  | Full Payment Received | Residential | PEMBROKE | 2021 | Battery |  | Tesla | 13.5 | 13.5 | 10 | BTM | [6 empty] | AC-Coupled | Solar |  | 19.84
218868 |  |  | MA - SMART Program |  |  | Full Payment Received | Residential | E LONGMEADOW | 2021 | Battery |  | Tesla | 27 | 20 | 10 | BTM | [6 empty] | AC-Coupled | Solar |  | 10
359175 |  |  | MA - SMART Program |  |  | Full Payment Received | Residential | HOUSATONIC | 2021 | Battery |  | Tesla | 13.5 | 10 | 5 | BTM | Generation Support (e.g., Peaker Replacement) | [5 empty] | AC-Coupled | Solar |  | 9.6
314484 |  |  | MA - SMART Program |  |  | Full Payment Received | Residential | MENDON | 2021 | Battery |  | SolarEdge | 9.3 |  | 7.6 | BTM | Customer Bill Savings (e.g., Demand Charge Management, TOU Arbitrage) | [5 empty] | DC-Coupled | Solar | 9.71 | 7.6
313391 |  |  | MA - SMART Program |  |  | Full Payment Received | Residential | LOWELL | 2021 | Battery |  | Tesla | 13.5 | 10 | 5 | BTM | Other | backup power |  |  |  |  | AC-Coupled | Solar |  | 10
313374 |  |  | MA - SMART Program |  |  | Full Payment Received | Residential - Heat | PLAINVILLE | 2021 | Battery |  | Tesla | 13.5 | 10 | 5 | BTM | Other | backup power |  |  |  |  | AC-Coupled | Solar |  | 8.64
314962 |  |  | MA - SMART Program |  |  | Full Payment Received | Residential | WESTPORT | 2021 | Battery |  | Tesla | 13.5 | 10 | 5 | BTM | Reliability and Resiliency | [5 empty] | AC-Coupled | Solar |  | 26
316717 |  |  | MA - SMART Program |  |  | Full Payment Received | Residential | STOUGHTON | 2021 | Battery |  | Tesla | 13.5 | 10 | 5 | BTM | Customer Bill Savings (e.g., Demand Charge Management, TOU Arbitrage) | [5 empty] | AC-Coupled | Solar | 14.03 | 12
350119 |  |  | MA - SMART Program |  |  | Full Payment Received | Residential | BRIMFIELD | 2021 | Battery |  | Tesla | 13.5 | 10 | 5 | BTM | Renewable Energy Shifting | Reliability and Resiliency |  |  |  |  | AC-Coupled | Solar |  | 5.8
350545 |  |  | MA - SMART Program |  |  | Full Payment Received | Residential | QUINCY | 2021 | Battery |  | Tesla | 13.5 | 10 | 5 | BTM | Renewable Energy Integration (e.g., Ramping, Smoothing) | [5 empty] | AC-Coupled | Solar |  | 9.86
307776 |  |  | MA - SMART Program |  |  | Full Payment Received | Residential - Heat | WORCESTER | 2021 | Battery |  | Tesla | 13.5 | 10 | 5 | BTM | Other | backup power |  |  |  |  | AC-Coupled | Solar |  | 9.12
349680 |  |  | - |  |  | Full Payment Received | Residential | NORTHAMPTON | 2021 | Battery |  | Sonnen | 0 | 12.5 | 7 | BTM | Generation Support (e.g., Peaker Replacement) | [5 empty] | AC-Coupled | Solar |  | 15.12
350603 |  |  | MA - SMART Program |  |  | Full Payment Received | Residential | LEOMINSTER | 2021 | Battery |  | Tesla | 13.5 | 10 | 5 | BTM | Renewable Energy Shifting | Reliability and Resiliency |  |  |  |  | AC-Coupled | Solar |  | 9.86
348152 |  |  | MA - SMART Program |  |  | Full Payment Received | Residential | NORTH ANDOVER | 2021 | Battery |  | Tesla | 13.5 | 10 | 5 | BTM | Generation Support (e.g., Peaker Replacement) | Utility DR Program |  |  |  |  | AC-Coupled | Solar |  | 7.25
348883 |  |  | MA - SMART Program |  |  | Full Payment Received | Residential | HARVARD | 2021 | Battery |  | Tesla | 5 | 5 | 5 | BTM | Renewable Energy Shifting | Reliability and Resiliency |  |  |  |  | AC-Coupled | Solar |  | 7.68
317141 |  |  | MA - SMART Program |  |  | Full Payment Received | Residential | COHASSET | 2021 | Battery |  | SolarEdge | 9.3 |  | 7.6 | BTM | Customer Bill Savings (e.g., Demand Charge Management, TOU Arbitrage) | [5 empty] | DC-Coupled | Solar | 9 | 7.6
317800 |  |  | MA - SMART Program |  |  | Full Payment Received | Residential | CHELMSFORD | 2021 | Battery |  | Tesla | 13.5 | 10 | 5 | BTM | Peak Shaving/ Load Leveling | [5 empty] | AC-Coupled | Solar | 12.24 | 10
316919 |  |  | MA - SMART Program |  |  | Full Payment Received | Residential | ABINGTON | 2021 | Battery |  | Tesla | 13.5 | 10 | 5 | BTM | Generation Support (e.g., Peaker Replacement) | [5 empty] | AC-Coupled | Battery Add-On |  | 17.6
317594 |  |  | MA - SMART Program |  |  | Full Payment Received | Residential | QUINCY | 2021 | Battery |  | Tesla | 13.5 | 10 | 5 | BTM | Other | backup power |  |  |  |  | AC-Coupled | Solar |  | 10
317103 |  |  | MA - SMART Program |  |  | Full Payment Received | Residential | NORTHBOROUGH | 2021 | Battery |  | Tesla | 13.5 | 10 | 5 | BTM | Peak Shaving/ Load Leveling | [5 empty] | AC-Coupled | Solar |  | 10
318214 |  |  | MA - SMART Program |  |  | Full Payment Received | Residential | METHUEN | 2021 | Battery |  | Tesla | 13.5 | 10 | 5 | BTM | Renewable Energy Shifting | Reliability and Resiliency |  |  |  |  | AC-Coupled | Solar |  | 6.38
315235 |  |  | MA - SMART Program |  |  | Full Payment Received | Commercial | NANTUCKET | 2021 | Battery |  | Generac | 14.3 |  | 11.4 | BTM | Reliability and Resiliency | [5 empty] | DC-Coupled | Solar | 28.6 | 22.8
317580 |  |  | MA - SMART Program |  |  | Full Payment Received | Residential | WESTFORD | 2021 | Battery |  | Tesla | 13.5 | 10 | 5 | BTM | Renewable Energy Shifting | Reliability and Resiliency |  |  |  |  | AC-Coupled | Solar |  | 9.28
317813 |  |  | MA - SMART Program |  |  | Full Payment Received | Residential | SCITUATE | 2021 | Battery |  | Tesla | 13.5 | 10 | 5 | BTM | Peak Shaving/ Load Leveling | [5 empty] | AC-Coupled | Solar |  | 15.2
318700 |  |  | MA - SMART Program |  |  | Full Payment Received | Residential | HOLBROOK | 2021 | Battery |  | Delta Electronics | 9.3 |  | 6 | BTM | Other | backup power |  |  |  |  | DC-Coupled | Solar |  | 6
320280 |  |  | MA - SMART Program |  |  | Full Payment Received | Residential - Heat | ANDOVER | 2021 | Battery |  | Tesla | 13.5 | 10 | 5 | BTM | Peak Shaving/ Load Leveling | [5 empty] | AC-Coupled | Solar |  | 8
318384 |  |  | MA - SMART Program |  |  | Full Payment Received | Residential | NORTH ANDOVER | 2021 | Battery |  | Tesla | 13.5 | 10 | 5 | BTM | Reliability and Resiliency | [5 empty] | AC-Coupled | Solar |  | 10
318967 |  |  | MA - SMART Program |  |  | Full Payment Received | Residential - Heat | NEW MARLBORO | 2021 | Battery |  | Tesla | 13.5 | 10 | 5 | BTM | Generation Support (e.g., Peaker Replacement) | [5 empty] | AC-Coupled | Solar |  | 10
319343 |  |  | MA - SMART Program |  |  | Full Payment Received | Residential | NORTH ANDOVER | 2021 | Battery |  | Tesla | 13.5 | 10 | 5 | BTM | Peak Shaving/ Load Leveling | [5 empty] | AC-Coupled | Solar |  | 15.2
318365 |  |  | MA - SMART Program |  |  | Full Payment Received | Residential | WESTBOROUGH | 2021 | Battery |  | Tesla | 13.5 | 10 | 5 | BTM | Reliability and Resiliency | [5 empty] | AC-Coupled | Solar | 14.08 | 10
255162 |  |  | MA - SMART Program |  |  | Full Payment Received | Residential | REHOBOTH | 2021 | Battery |  | Tesla | 13.5 | 10 | 5 | BTM | [6 empty] | AC-Coupled | Solar | 16.38 | 15.2
321713 |  |  | MA - SMART Program |  |  | Full Payment Received | Residential | WESTFORD | 2021 | Battery |  | Tesla | 13.5 | 10 | 5 | BTM | Peak Shaving/ Load Leveling | [5 empty] | AC-Coupled | Solar | 15.611 | 16
319521 |  |  | MA - SMART Program |  |  | Full Payment Received | Residential | WEYMOUTH | 2021 | Battery |  | Tesla | 0 | 13.2 | 5 | BTM | Other | backup power |  |  |  |  | AC-Coupled | Solar |  | 6.48
294723 |  |  | MA - SMART Program |  |  | Full Payment Received | Residential | MEDFORD | 2021 | Battery |  | Tesla | 13.5 | 10 | 5 | BTM | Peak Shaving/ Load Leveling | [5 empty] | AC-Coupled | Solar | 6.315 | 8
322917 |  |  | MA - SMART Program |  |  | Full Payment Received | Residential | FRANKLIN | 2021 | Battery |  | Tesla | 13.5 | 10 | 5 | BTM | Reliability and Resiliency | [5 empty] | AC-Coupled | Solar | 15.36 | 10
319874 |  |  | MA - SMART Program |  |  | Full Payment Received | Residential | MILLBURY | 2021 | Battery |  | Tesla | 13.5 | 10 | 5 | BTM | Peak Shaving/ Load Leveling | [5 empty] | AC-Coupled | Solar | 16.32 | 15.2
301879 |  |  | - |  |  | Full Payment Received | Residential - Heat | SALISBURY | 2021 | Battery |  | Tesla | 13.5 | 10 | 5 | BTM | Generation Support (e.g., Peaker Replacement) | Utility - DG Program |  |  |  |  | AC-Coupled | Solar |  | 19.5
320150 |  |  | MA - SMART Program |  |  | Full Payment Received | Residential - Heat | NORTH EASTON | 2021 | Battery |  | Tesla | 0 | 13.2 | 5 | BTM | Other | backup power |  |  |  |  | AC-Coupled | Solar |  | 8.64
322008 |  |  | MA - SMART Program |  |  | Full Payment Received | Residential | ABINGTON | 2021 | Battery |  | Tesla | 13.5 | 10 | 5 | BTM | Renewable Energy Shifting | Reliability and Resiliency |  |  |  |  | AC-Coupled | Solar |  | 9.84
322067 |  |  | MA - SMART Program |  |  | Full Payment Received | Residential | HANOVER | 2021 | Battery |  | Tesla | 13.5 | 10 | 5 | BTM | Peak Shaving/ Load Leveling | [5 empty] | AC-Coupled | Solar |  | 15.36
198844 |  |  | MA - SMART Program |  |  | Full Payment Received | Residential | LEOMINSTER | 2021 | Battery |  | Tesla | 13.5 | 10 | 5 | BTM | [6 empty] | AC-Coupled | Solar |  | 10
322044 |  |  | MA - SMART Program |  |  | Full Payment Received | Residential | W STOCKBRIDGE | 2021 | Battery |  | Tesla | 13.5 | 10 | 5 | BTM | Wholesale Market (i.e., Energy, Capacity, Ancillary Services) | [5 empty] | AC-Coupled | Solar |  | 9.86
321076 |  |  | MA - SMART Program |  |  | Full Payment Received | Residential | TEWKSBURY | 2021 | Battery |  | Tesla | 13.5 | 10 | 5 | BTM | Renewable Energy Shifting | Reliability and Resiliency |  |  |  |  | AC-Coupled | Solar |  | 6.38
323572 |  |  | MA - SMART Program |  |  | Full Payment Received | Residential | WORCESTER | 2021 | Battery |  | Tesla | 13.5 | 10 | 5 | BTM | Other | backup power |  |  |  |  | AC-Coupled | Solar |  | 7.92
321762 |  |  | MA - SMART Program |  |  | Full Payment Received | Residential | MONTEREY | 2021 | Battery |  | Tesla | 13.5 | 10 | 5 | BTM | Renewable Energy Shifting | Reliability and Resiliency |  |  |  |  | AC-Coupled | Solar |  | 7.83
325646 |  |  | MA - SMART Program |  |  | Full Payment Received | Residential | GLOUCESTER | 2021 | Battery |  | Tesla | 13.5 | 10 | 5 | BTM | Other | backup power |  |  |  |  | AC-Coupled | Solar |  | 10
322312 |  |  | MA - SMART Program |  |  | Full Payment Received | Residential | STOUGHTON | 2021 | Battery |  | Tesla | 13.5 | 10 | 5 | BTM | Peak Shaving/ Load Leveling | [5 empty] | AC-Coupled | Solar | 8.16 | 7.6
323927 |  |  | MA - SMART Program |  |  | Full Payment Received | Residential | GRANBY | 2021 | Battery |  | Generac | 17.1 |  | 7.6 | BTM | Generation Support (e.g., Peaker Replacement) | [5 empty] | DC-Coupled | Solar |  | 7.6
325210 |  |  | MA - SMART Program |  |  | Full Payment Received | Residential | GLOUCESTER | 2021 | Battery |  | Sonnen | 0 | 20 | 8 | BTM | Peak Shaving/ Load Leveling | [5 empty] | AC-Coupled | Solar | 10.8 | 18
324361 |  |  | MA - SMART Program |  |  | Full Payment Received | Residential | SOUTHBRIDGE | 2021 | Battery |  | Tesla | 13.5 | 10 | 5 | BTM | Generation Support (e.g., Peaker Replacement) | [5 empty] | AC-Coupled | Solar |  | 17.6
324809 |  |  | MA - SMART Program |  |  | Full Payment Received | Residential | BEVERLY | 2021 | Battery |  | Tesla | 13.5 | 10 | 5 | BTM | Other | backup power |  |  |  |  | AC-Coupled | Solar |  | 8.64
356524 |  |  | MA - SMART Program |  |  | Full Payment Received | Residential | WESTBOROUGH | 2021 | Battery |  | Tesla | 13.5 | 10 | 5 | BTM | Renewable Energy Shifting | Reliability and Resiliency |  |  |  |  | AC-Coupled | Solar |  | 9.86
357554 |  |  | MA - SMART Program |  |  | Full Payment Received | Residential | NORTHAMPTON | 2021 | Battery |  | Enphase | 0 | 10.08 | 3.84 | BTM | Reliability and Resiliency | Microgrid |  |  |  |  | AC-Coupled | Solar |  | 8.99
357623 |  |  | MA - SMART Program |  |  | Full Payment Received | Residential | PEPPERELL | 2021 | Battery |  | Tesla | 13.5 | 10 | 5 | BTM | Other | backup power |  |  |  |  | AC-Coupled | Solar |  | 9.8
354941 |  |  | MA - SMART Program |  |  | Full Payment Received | Residential | DUNSTABLE | 2021 | Battery |  | Tesla | 13.5 | 10 | 5 | BTM | Renewable Energy Shifting | Reliability and Resiliency |  |  |  |  | AC-Coupled | Solar |  | 9.6
355955 |  |  | MA - SMART Program |  |  | Full Payment Received | Residential | BOLTON | 2021 | Battery |  | Tesla | 5.8 | 5 | 5 | BTM | Renewable Energy Shifting | Reliability and Resiliency |  |  |  |  | AC-Coupled | Solar |  | 7.83
326510 |  |  | MA - SMART Program |  |  | Full Payment Received | Residential | ANDOVER | 2021 | Battery |  | Tesla | 13.5 | 10 | 5 | BTM | Peak Shaving/ Load Leveling | [5 empty] | AC-Coupled | Solar | 12.24 | 10
324729 |  |  | MA - SMART Program |  |  | Full Payment Received | Residential | FRANKLIN | 2021 | Battery |  | Tesla | 13.5 | 10 | 5 | BTM | Peak Shaving/ Load Leveling | [5 empty] | AC-Coupled | Solar | 16.32 | 15.36
326749 |  |  | MA - SMART Program |  |  | Full Payment Received | Residential - Heat | ANDOVER | 2021 | Battery |  | Tesla | 13.5 | 10 | 5 | BTM | Peak Shaving/ Load Leveling | [5 empty] | AC-Coupled | Solar | 12.24 | 10
326283 |  |  | MA - SMART Program |  |  | Full Payment Received | Residential | ANDOVER | 2021 | Battery |  | Tesla | 13.5 | 10 | 5 | BTM | Peak Shaving/ Load Leveling | [5 empty] | AC-Coupled | Solar | 12.24 | 11.4
325183 |  |  | MA - SMART Program |  |  | Full Payment Received | Residential | MONSON | 2021 | Battery |  | Tesla | 13.5 | 10 | 5 | BTM | Peak Shaving/ Load Leveling | [5 empty] | AC-Coupled | Solar |  | 7.6
326856 |  |  | MA - SMART Program |  |  | Full Payment Received | Residential | WESTBOROUGH | 2021 | Battery |  | Tesla | 0 | 13.2 | 5 | BTM | Other | backup power |  |  |  |  | AC-Coupled | Solar |  | 8.4
326200 |  |  | MA - SMART Program |  |  | Full Payment Received | Residential | LEOMINSTER | 2021 | Battery |  | Tesla | 13.5 | 10 | 5 | BTM | Peak Shaving/ Load Leveling | [5 empty] | AC-Coupled | Solar | 12.24 | 11.4
302982 |  |  | MA - SMART Program |  |  | Full Payment Received | Residential | ORANGE | 2021 | Battery |  | Tesla | 13.5 | 10 | 5 | BTM | Other | back up power |  |  |  |  | AC-Coupled | Solar |  | 9.36
326590 |  |  | MA - SMART Program |  |  | Full Payment Received | Residential | NORTHBOROUGH | 2021 | Battery |  | Tesla | 13.5 | 10 | 5 | BTM | Peak Shaving/ Load Leveling | [5 empty] | AC-Coupled | Solar |  | 11.4
325927 |  |  | MA - SMART Program |  |  | Full Payment Received | Residential | WORCESTER | 2021 | Battery |  | Delta Electronics | 9.3 |  | 7.68 | BTM | Other | backup power |  |  |  |  | DC-Coupled | Solar |  | 7.68
328441 |  |  | MA - SMART Program |  |  | Full Payment Received | Residential | MARLBOROUGH | 2021 | Battery |  | Tesla | 13.5 | 10 | 5 | BTM | Peak Shaving/ Load Leveling | [5 empty] | AC-Coupled | Solar | 12.24 | 10
328673 |  |  | - |  |  | Full Payment Received | Residential | WARE | 2021 | Battery |  | Tesla | 13.5 | 10 | 5 | BTM | Peak Shaving/ Load Leveling | [5 empty] | AC-Coupled | Solar |  | 12.49
295120 |  |  | MA - SMART Program |  |  | Full Payment Received | Residential | NORTON | 2021 | Battery |  | Tesla | 13.5 | 10 | 5 | BTM | Reliability and Resiliency | [5 empty] | AC-Coupled | Solar | 15.18 | 10
206251 |  |  | - |  |  | Full Payment Received | Residential | SCITUATE | 2021 | Battery |  | Tesla | 13.5 | 10 | 5 | [7 empty] | AC-Coupled | Solar |  | 5
326457 |  |  | MA - SMART Program |  |  | Full Payment Received | Residential | BEVERLY | 2021 | Battery |  | Tesla | 13.5 | 10 | 5 | BTM | Customer Bill Savings (e.g., Demand Charge Management, TOU Arbitrage) | [5 empty] | AC-Coupled | Solar |  | 9.86
326885 |  |  | MA - SMART Program |  |  | Full Payment Received | Residential | WESTFORD | 2021 | Battery |  | Tesla | 13.5 | 10 | 5 | BTM | Peak Shaving/ Load Leveling | [5 empty] | AC-Coupled | Solar |  | 10
327466 |  |  | MA - SMART Program |  |  | Full Payment Received | Residential | HARDWICK | 2021 | Battery |  | Tesla | 13.5 | 10 | 5 | BTM | Other | backup power |  |  |  |  | AC-Coupled | Solar |  | 6.24
305161 |  |  | MA - SMART Program |  |  | Full Payment Received | Residential | BROCKTON | 2021 | Battery |  | Tesla | 13.5 | 10 | 5 | BTM | Generation Support (e.g., Peaker Replacement) | [5 empty] | AC-Coupled | Solar |  | 5.22
301583 |  |  | MA - SMART Program |  |  | Full Payment Received | Residential | MILLBURY | 2021 | Battery |  | Tesla | 13.5 | 10 | 5 | BTM | Other | back up power |  |  |  |  | AC-Coupled | Solar | 10.065 | 7.92
328096 |  |  | MA - SMART Program |  |  | Full Payment Received | Residential | WRENTHAM | 2021 | Battery |  | Tesla | 13.5 | 10 | 5 | BTM | Peak Shaving/ Load Leveling | [5 empty] | AC-Coupled | Solar | 8.16 | 7.6
327143 |  |  | MA - SMART Program |  |  | Full Payment Received | Residential | E LONGMEADOW | 2021 | Battery |  | Tesla Inc | 13.5 |  | 7.6 | BTM | Peak Shaving/ Load Leveling | [5 empty] | DC-Coupled | Solar | 12.746 | 11.4
326952 |  |  | MA - SMART Program |  |  | Full Payment Received | Residential | E BRIDGEWATER | 2021 | Battery |  | Tesla | 13.5 | 10 | 5 | BTM | Other | backup power |  |  |  |  | AC-Coupled | Solar |  | 9.36
328772 |  |  | MA - SMART Program |  |  | Full Payment Received | Residential | MEDFORD | 2021 | Battery |  | Tesla | 13.5 | 10 | 5 | BTM | Peak Shaving/ Load Leveling | [5 empty] | AC-Coupled | Solar | 8.16 | 7.6
326607 |  |  | MA - SMART Program |  |  | Full Payment Received | Residential | AYER | 2021 | Battery |  | Tesla | 13.5 | 10 | 5 | BTM | Peak Shaving/ Load Leveling | [5 empty] | AC-Coupled | Solar |  | 8
327991 |  |  | MA - SMART Program |  |  | Full Payment Received | Residential | NORTH ANDOVER | 2021 | Battery |  | Tesla | 13.5 | 10 | 5 | BTM | Peak Shaving/ Load Leveling | [5 empty] | AC-Coupled | Solar | 8.16 | 7.6
327874 |  |  | MA - SMART Program |  |  | Full Payment Received | Residential | MELROSE | 2021 | Battery |  | Tesla | 13.5 | 10 | 5 | BTM | Peak Shaving/ Load Leveling | [5 empty] | AC-Coupled | Solar |  | 7.6
327515 |  |  | MA - SMART Program |  |  | Full Payment Received | Residential | STOUGHTON | 2021 | Battery |  | Tesla | 13.5 | 10 | 5 | BTM | Peak Shaving/ Load Leveling | [5 empty] | AC-Coupled | Solar | 8.16 | 7.68
329550 |  |  | MA - SMART Program |  |  | Full Payment Received | Residential | AYER | 2021 | Battery |  | Tesla | 13.5 | 10 | 0.2 | BTM | Peak Shaving/ Load Leveling | [5 empty] | AC-Coupled | Solar | 13.6 | 10
294641 |  |  | MA - SMART Program |  |  | Full Payment Received | Residential - Heat | BELCHERTOWN | 2021 | Battery |  | Tesla | 13.5 | 10 | 5 | BTM | Generation Support (e.g., Peaker Replacement) | [5 empty] | AC-Coupled | Solar |  | 18
301858 |  |  | MA - SMART Program |  |  | Full Payment Received | Residential | FRANKLIN | 2021 | Battery |  | Tesla | 13.5 | 10 | 5 | BTM | Peak Shaving/ Load Leveling | [5 empty] | AC-Coupled | Solar |  | 10
348410 |  |  | MA - SMART Program |  |  | Full Payment Received | Residential | BELCHERTOWN | 2021 | Battery |  | Tesla | 13.5 | 10 | 5 | BTM | Other | Backup power |  |  |  |  | AC-Coupled | Solar |  | 9.6
293133 |  |  | MA - SMART Program |  |  | Full Payment Received | Residential | UXBRIDGE | 2021 | Battery |  | Tesla | 0 | 13.2 | 5 | BTM | [6 empty] | AC-Coupled | Solar |  | 8.64
354333 |  |  | MA - SMART Program |  |  | Full Payment Received | Residential | NORTHAMPTON | 2021 | Battery |  | Tesla | 13.5 | 10 | 5 | BTM | Peak Shaving/ Load Leveling | [5 empty] | AC-Coupled | Solar |  | 10
357954 |  |  | MA - SMART Program |  |  | Full Payment Received | Residential | BILLERICA | 2021 | Battery |  | Tesla | 13.5 | 10 | 5 | BTM | Generation Support (e.g., Peaker Replacement) | [5 empty] | AC-Coupled | Solar |  | 20
354556 |  |  | MA - SMART Program |  |  | Full Payment Received | Residential | BILLERICA | 2021 | Battery |  | Tesla | 13.5 | 10 | 5 | BTM | Reliability and Resiliency | [5 empty] | AC-Coupled | Solar |  | 10
330957 |  |  | - |  |  | Full Payment Received | Residential | BELCHERTOWN | 2021 | Battery |  | Tesla | 13.5 | 10 | 5 | BTM | Customer Bill Savings (e.g., Demand Charge Management, TOU Arbitrage) | [5 empty] | AC-Coupled | Solar |  | 17.6
330933 |  |  | MA - SMART Program |  |  | Full Payment Received | Commercial | ESSEX | 2021 | Battery |  | Tesla | 13.5 | 10 | 5 | BTM | Generation Support (e.g., Peaker Replacement) | Utility DG Program |  |  |  |  | AC-Coupled | Solar |  | 5
331642 |  |  | MA - SMART Program |  |  | Full Payment Received | Residential | MEDFORD | 2021 | Battery |  | Tesla | 13.5 | 10 | 5 | BTM | Peak Shaving/ Load Leveling | [5 empty] | AC-Coupled | Solar |  | 10
330658 |  |  | MA - SMART Program |  |  | Full Payment Received | Residential | E BRIDGEWATER | 2021 | Battery |  | Tesla | 13.5 | 10 | 5 | BTM | Peak Shaving/ Load Leveling | [5 empty] | AC-Coupled | Solar | 12.24 | 10
199757 |  |  | MA - SMART Program |  |  | Full Payment Received | Residential | NORTON | 2021 | Battery |  | Tesla | 13.5 | 10 | 5 | BTM | [6 empty] | AC-Coupled | Solar |  | 7.6
331769 |  |  | MA - SMART Program |  |  | Full Payment Received | Residential | SEEKONK | 2021 | Battery |  | Tesla | 13.5 | 10 | 5 | BTM | Other | backup power |  |  |  |  | AC-Coupled | Solar |  | 9.36
371327 |  |  | MA - SMART Program |  |  | Full Payment Received | Residential | WORCESTER | 2021 | Battery |  | Tesla | 13.5 | 10 | 5 | BTM | Peak Shaving/ Load Leveling | [5 empty] | AC-Coupled | Solar | 10.5246 | 19
333336 |  |  | MA - SMART Program |  |  | Full Payment Received | Residential | AMESBURY | 2021 | Battery |  | Tesla | 13.5 | 10 | 5 | BTM | Generation Support (e.g., Peaker Replacement) | Utility DG Program |  |  |  |  | AC-Coupled | Solar |  | 5.04
331978 |  |  | MA - SMART Program |  |  | Full Payment Received | Residential | MEDFORD | 2021 | Battery |  | Tesla | 13.5 | 10 | 5 | BTM | Peak Shaving/ Load Leveling | [5 empty] | AC-Coupled | Solar | 8.16 | 7.6
329977 |  |  | MA - SMART Program |  |  | Full Payment Received | Residential | WEYMOUTH | 2021 | Battery |  | Tesla | 13.5 | 10 | 5 | BTM | Generation Support (e.g., Peaker Replacement) | Utility DR Program |  |  |  |  | AC-Coupled | Solar |  | 10
371202 |  |  | MA - SMART Program |  |  | Full Payment Received | Residential | ROCKPORT | 2021 | Battery |  | Tesla | 13.5 | 10 | 5 | BTM | [6 empty] | AC-Coupled | Solar |  | 7.6
333111 |  |  | MA - SMART Program |  |  | Full Payment Received | Residential | MARLBOROUGH | 2021 | Battery |  | Delta Electronics | 9.3 |  | 5.76 | BTM | [6 empty] | DC-Coupled | Solar |  | 5.76
331603 |  |  | MA - SMART Program |  |  | Full Payment Received | Residential | WILBRAHAM | 2021 | Battery |  | Tesla | 13.5 | 10 | 5 | BTM | Other | backup power |  |  |  |  | AC-Coupled | Solar |  | 8.88
303042 |  |  | - |  |  | Full Payment Received | Residential | SEEKONK | 2021 | Battery |  | Tesla | 13.5 | 10 | 5 | BTM | Peak Shaving/ Load Leveling | [5 empty] | AC-Coupled | Solar |  | 17.6
302941 |  |  | MA - SMART Program |  |  | Full Payment Received | Residential | WENHAM | 2021 | Battery |  | Tesla | 13.5 | 10 | 5 | BTM | Peak Shaving/ Load Leveling | [5 empty] | AC-Coupled | Solar |  | 15.2
348650 |  |  | MA - SMART Program |  |  | Full Payment Received | Residential | ATHOL | 2021 | Battery |  | Tesla | 13.5 | 10 | 5 | BTM | Other | Backup power |  |  |  |  | AC-Coupled | Solar |  | 7.68
350599 |  |  | MA - SMART Program |  |  | Full Payment Received | Residential | E LONGMEADOW | 2021 | Battery |  | SolarEdge Technologies | 9.3 |  | 6 | BTM | Other | Backup power |  |  |  |  | DC-Coupled | Solar |  | 9.8
332953 |  |  | MA - SMART Program |  |  | Full Payment Received | Residential | SUTTON | 2021 | Battery |  | Tesla | 13.5 | 10 | 5 | BTM | Peak Shaving/ Load Leveling | [5 empty] | AC-Coupled | Solar | 8.16 | 7.6
330733 |  |  | MA - SMART Program |  |  | Full Payment Received | Residential | NORTH GRAFTON | 2021 | Battery |  | Tesla | 13.5 | 10 | 5 | BTM | Peak Shaving/ Load Leveling | [5 empty] | AC-Coupled | Solar | 12.24 | 10
371739 |  |  | MA - SMART Program |  |  | Full Payment Received | Residential | WEBSTER | 2021 | Battery |  | Tesla | 13.5 |  | 7.6 | BTM | Peak Shaving/ Load Leveling | [5 empty] | DC-Coupled | Solar |  | 15.2
333791 |  |  | MA - SMART Program |  |  | Full Payment Received | Residential | MONSON | 2021 | Battery |  | Tesla | 13.5 | 10 | 5 | BTM | Peak Shaving/ Load Leveling | [5 empty] | AC-Coupled | Solar | 16.781 | 15.2
203910 |  |  | - |  |  | Full Payment Received | Residential - Heat | MANCHESTER | 2021 | Battery |  | Tesla | 13.5 | 10 | 5 | BTM | [6 empty] | AC-Coupled | Solar |  | 10
309572 |  |  | MA - SMART Program |  |  | Full Payment Received | Residential | QUINCY | 2021 | Battery |  | Tesla | 13.5 | 10 | 5 | BTM | Customer Bill Savings (e.g., Demand Charge Management, TOU Arbitrage) | [5 empty] | AC-Coupled | Solar |  | 6.96
309531 |  |  | MA - SMART Program |  |  | Full Payment Received | Residential | WENHAM | 2021 | Battery |  | Tesla | 13.5 | 10 | 5 | BTM | Customer Bill Savings (e.g., Demand Charge Management, TOU Arbitrage) | [5 empty] | AC-Coupled | Solar |  | 5.8
306908 |  |  | MA - SMART Program |  |  | Full Payment Received | Residential | HAMILTON | 2021 | Battery |  | Tesla | 13.5 | 10 | 5 | BTM | Peak Shaving/ Load Leveling | [5 empty] | AC-Coupled | Solar |  | 13.6
305828 |  |  | MA - SMART Program |  |  | Full Payment Received | Residential | HAVERHILL | 2021 | Battery |  | Tesla | 13.5 | 10 | 5 | BTM | Other | backup power |  |  |  |  | AC-Coupled | Solar |  | 9.6
306363 |  |  | - |  |  | Full Payment Received | Residential | WESTFORD | 2021 | Battery |  | Tesla Energy | 13.5 | 10 | 5 | BTM | Other | Demand Response/ Self Consumption/ Backup |  |  |  |  | AC-Coupled | Battery Add-On |  | 20
334088 |  |  | MA - SMART Program |  |  | Full Payment Received | Residential | MELROSE | 2021 | Battery |  | Tesla | 13.5 | 10 | 5 | BTM | Peak Shaving/ Load Leveling | [5 empty] | AC-Coupled | Solar | 11.22 | 10
334209 |  |  | MA - SMART Program |  |  | Full Payment Received | Residential | PEPPERELL | 2021 | Battery |  | Tesla | 13.5 | 10 | 5 | BTM | Generation Support (e.g., Peaker Replacement) | [5 empty] | AC-Coupled | Solar |  | 17.6
203337 |  |  | - |  |  | Full Payment Received | Residential | NORWELL | 2021 | Battery |  | Tesla | 13.5 | 10 | 5 | [7 empty] | AC-Coupled | Solar | 12.6 | 30
203369 |  |  | - |  |  | Full Payment Received | Residential | BOXFORD | 2021 | Battery |  | Tesla | 13.5 | 10 | 5 | [7 empty] | AC-Coupled | Solar |  | 5
203430 |  |  | MA - SMART Program |  |  | Full Payment Received | Commercial | NORTHAMPTON | 2021 | Battery |  | 0 | 0 | 4913 | 1170 | FTM | [6 empty] | AC-Coupled | Battery Add-On |  | 6660
354859 |  |  | MA - SMART Program |  |  | Full Payment Received | Residential | S HAMILTON | 2021 | Battery |  | Tesla | 13.5 | 10 | 5 | BTM | Renewable Energy Shifting | Reliability and Resiliency |  |  |  |  | AC-Coupled | Solar |  | 6.38
292016 |  |  | MA - SMART Program |  |  | Full Payment Received | Residential | W BRIDGEWATER | 2021 | Battery |  | Tesla | 13.5 | 10 | 5 | BTM | [6 empty] | AC-Coupled | Solar |  | 7.83
307802 |  |  | MA - SMART Program |  |  | Full Payment Received | Residential | E LONGMEADOW | 2021 | Battery |  | Tesla | 13.5 | 10 | 5 | BTM | Peak Shaving/ Load Leveling | [5 empty] | AC-Coupled | Solar |  | 7.6
306879 |  |  | MA - SMART Program |  |  | Full Payment Received | Residential | BOXFORD | 2021 | Battery |  | Tesla | 13.5 | 10 | 5 | BTM | Renewable Energy Shifting | Reliability and Resiliency |  |  |  |  | AC-Coupled | Solar |  | 20
334005 |  |  | MA - SMART Program |  |  | Full Payment Received | Residential | WESTBOROUGH | 2021 | Battery |  | Tesla | 13.5 | 10 | 5 | BTM | Peak Shaving/ Load Leveling | [5 empty] | AC-Coupled | Solar | 6.46 | 7.6
200495 |  |  | - |  |  | Full Payment Received | Residential | COHASSET | 2021 | Battery |  | Tesla | 13.5 | 10 | 5 | [7 empty] | AC-Coupled | Solar |  | 17.5
336920 |  |  | MA - SMART Program |  |  | Full Payment Received | Residential | ABINGTON | 2021 | Battery |  | Tesla | 13.5 | 10 | 5 | BTM | Renewable Energy Shifting | Reliability and Resiliency |  |  |  |  | AC-Coupled | Solar |  | 8.7
202902 |  |  | - |  |  | Full Payment Received | Residential | SUTTON | 2021 | Battery |  | Tesla | 13.5 | 10 | 5 | BTM | [6 empty] | Separate PCC | Battery Add-On |  | 10
347094 |  |  | MA - SMART Program |  |  | Full Payment Received | Residential | BOXFORD | 2021 | Battery |  | Tesla | 13.5 | 10 | 5 | BTM | Renewable Energy Shifting | Reliability and Resiliency |  |  |  |  | AC-Coupled | Solar | 24.09 | 9.966
202681 |  |  | MA - SMART Program |  |  | Full Payment Received | Residential | NORWELL | 2021 | Battery |  | Tesla | 13.5 | 10 | 5 | BTM | [6 empty] | AC-Coupled | Solar | 13.53 | 10
202799 |  |  | MA - SMART Program |  |  | Full Payment Received | Residential | WESTFORD | 2021 | Battery |  | Tesla | 13.5 | 10 | 5 | BTM | [6 empty] | AC-Coupled | Solar | 12.6 | 10
375386 |  |  | MA - SMART Program |  |  | Full Payment Received | Residential - Heat | WALES | 2021 | Battery |  | Tesla | 13.5 | 13.5 | 10 | BTM | [6 empty] | AC-Coupled | Solar |  | 10
374358 |  |  | MA - SMART Program |  |  | Full Payment Received | Residential | WESTFORD | 2021 | Battery |  | Enphase | 0 | 10.08 | 7.68 | BTM | Reliability and Resiliency | [5 empty] | AC-Coupled | Solar |  | 9.86
380603 |  |  | MA - SMART Program |  |  | Full Payment Received | Residential | PLAINVILLE | 2021 | Battery |  | Enphase | 0 | 10.08 | 7.68 | BTM | Generation Support (e.g., Peaker Replacement) | [5 empty] | AC-Coupled | Solar |  | 9.6
342563 |  |  | MA - SMART Program |  |  | Full Payment Received | Residential | BEVERLY | 2021 | Battery |  | Tesla | 13.5 | 10 | 5 | BTM | Generation Support (e.g., Peaker Replacement) | Utility DR Program |  |  |  |  | AC-Coupled | Solar |  | 7.68
347328 |  |  | - |  |  | Full Payment Received | Residential | NORTH ANDOVER | 2021 | Battery |  | Tesla | 13.5 | 10 | 5 | BTM | Generation Support (e.g., Peaker Replacement) | Utility DR Program |  |  |  |  | AC-Coupled | Solar |  | 20
254944 |  |  | MA - SMART Program |  |  | Full Payment Received | Residential | SOUTHBOROUGH | 2021 | Battery |  | Tesla | 13.5 | 10 | 5 | BTM | [6 empty] | AC-Coupled | Solar | 16.38 | 15.2
204363 |  |  | - |  |  | Full Payment Received | Residential | WESTPORT | 2021 | Battery |  | Tesla | 13.5 | 10 | 5 | [7 empty] | AC-Coupled | Solar |  | 10
205004 |  |  | - |  |  | Full Payment Received | Residential | NORTH GRAFTON | 2021 | Battery |  | Tesla | 13.5 | 10 | 5 | [7 empty] | AC-Coupled | Solar |  | 10
205070 |  |  | - |  |  | Full Payment Received | Residential | S ATTLEBORO | 2021 | Battery |  | Tesla | 13.5 | 10 | 5 | BTM | [6 empty] | AC-Coupled | Solar |  | 10
204210 |  |  | - |  |  | Full Payment Received | Residential | GLOUCESTER | 2021 | Battery |  | Tesla | 13.5 | 10 | 5 | BTM | [6 empty] | AC-Coupled | Solar |  | 32.6
203795 |  |  | MA - SMART Program |  |  | Full Payment Received | Residential | BRIDGEWATER | 2021 | Battery |  | Tesla | 13.5 | 10 | 5 | BTM | [6 empty] | AC-Coupled | Solar |  | 7.6
204685 |  |  | - |  |  | Full Payment Received | Residential | NORTH GRAFTON | 2021 | Battery |  | Tesla | 13.5 | 10 | 5 | [7 empty] | AC-Coupled | Solar |  | 10
204724 |  |  | MA - SMART Program |  |  | Full Payment Received | Residential | STURBRIDGE | 2021 | Battery |  | Tesla | 13.5 | 10 | 5 | BTM | [6 empty] | AC-Coupled | Solar |  | 7.6
351232 |  |  | MA - SMART Program |  |  | Full Payment Received | Residential - Heat | SOUTH EASTON | 2021 | Battery |  | Tesla | 13.5 | 10 | 5 | BTM | Renewable Energy Shifting | Reliability and Resiliency |  |  |  |  | AC-Coupled | Solar |  | 8.7
294557 |  |  | - |  |  | Full Payment Received | Residential | MENDON | 2021 | Battery |  | Tesla | 13.5 | 10 | 5 | BTM | Reliability and Resiliency | [5 empty] | AC-Coupled | Solar |  | 20
294443 |  |  | MA - SMART Program |  |  | Full Payment Received | Residential | LEOMINSTER | 2021 | Battery |  | Tesla | 13.5 | 10 | 5 | BTM | Peak Shaving/ Load Leveling | [5 empty] | AC-Coupled | Solar |  | 15.2
301678 |  |  | MA - SMART Program |  |  | Full Payment Received | Residential | ANDOVER | 2021 | Battery |  | Tesla | 0 | 13.2 | 5 | BTM | Peak Shaving/ Load Leveling | [5 empty] | AC-Coupled | Solar |  | 10
293474 |  |  | MA - SMART Program |  |  | Full Payment Received | Residential | SOUTHBRIDGE | 2021 | Battery |  | Tesla | 13.5 | 10 | 5 | BTM | Other | backup power |  |  |  |  | AC-Coupled | Solar |  | 7.92
335189 |  |  | MA - SMART Program |  |  | Full Payment Received | Residential | BELCHERTOWN | 2021 | Battery |  | Sonnen | 0 | 12.5 | 7 | BTM | Customer Bill Savings (e.g., Demand Charge Management, TOU Arbitrage) | [5 empty] | AC-Coupled | Solar |  | 17
335404 |  |  | MA - SMART Program |  |  | Full Payment Received | Residential | NORTH ANDOVER | 2021 | Battery |  | Tesla | 13.5 | 10 | 5 | BTM | Other | backup power |  |  |  |  | AC-Coupled | Solar |  | 9.36
336432 |  |  | MA - SMART Program |  |  | Full Payment Received | Residential | ROCKPORT | 2021 | Battery |  | Tesla | 13.5 | 10 | 5 | BTM | Generation Support (e.g., Peaker Replacement) | Utility DG Program |  |  |  |  | AC-Coupled | Solar |  | 7.44
347438 |  |  | MA - SMART Program |  |  | Full Payment Received | Residential | GARDNER | 2021 | Battery |  | StorEdge Technologies | 9.3 |  | 7.6 | BTM | [6 empty] | DC-Coupled | Solar |  | 7.6
305628 |  |  | MA - SMART Program |  |  | Full Payment Received | Residential | PHILLIPSTON | 2021 | Battery |  | Tesla | 13.5 | 10 | 5 | BTM | Peak Shaving/ Load Leveling | [5 empty] | AC-Coupled | Solar |  | 9.8
325654 |  |  | MA - SMART Program |  |  | Full Payment Received | Residential - Heat | WEBSTER | 2021 | Battery |  | Tesla | 13.5 | 10 | 5 | BTM | Other | backup power |  |  |  |  | AC-Coupled | Solar |  | 10
324108 |  |  | MA - SMART Program |  |  | Full Payment Received | Residential | LOWELL | 2021 | Battery |  | Tesla | 13.5 | 10 | 5 | BTM | Generation Support (e.g., Peaker Replacement) | [5 empty] | AC-Coupled | Solar |  | 10
325552 |  |  | MA - SMART Program |  |  | Full Payment Received | Residential | RANDOLPH | 2021 | Battery |  | Tesla | 13.5 | 10 | 5 | BTM | Other | backup power |  |  |  |  | AC-Coupled | Solar |  | 7.68
326990 |  |  | - |  |  | Full Payment Received | Residential | BELCHERTOWN | 2021 | Battery |  | Sonnen | 0 | 15 | 7 | BTM | Customer Bill Savings (e.g., Demand Charge Management, TOU Arbitrage) | [5 empty] | AC-Coupled | Solar |  | 17
327873 |  |  | MA - SMART Program |  |  | Full Payment Received | Residential | GT BARRINGTON | 2021 | Battery |  | Tesla | 13.5 | 10 | 5 | BTM | Peak Shaving/ Load Leveling | [5 empty] | AC-Coupled | Solar | 8.16 | 7.6
329626 |  |  | MA - SMART Program |  |  | Full Payment Received | Residential | COHASSET | 2021 | Battery |  | Tesla | 13.5 | 10 | 5 | BTM | Peak Shaving/ Load Leveling | [5 empty] | AC-Coupled | Solar |  | 22.8
329493 |  |  | - |  |  | Full Payment Received | Residential | WARE | 2021 | Battery |  | Tesla | 13.5 | 10 | 5 | BTM | Customer Bill Savings (e.g., Demand Charge Management, TOU Arbitrage) | [5 empty] | AC-Coupled | Battery Add-On |  | 25
293316 |  |  | MA - SMART Program |  |  | Full Payment Received | Residential | AYER | 2021 | Battery |  | Tesla | 13.5 | 10 | 5 | BTM | [6 empty] | AC-Coupled | Solar |  | 7.6
307951 |  |  | MA - SMART Program |  |  | Full Payment Received | Residential | DUDLEY | 2021 | Battery |  | Tesla | 13.5 | 10 | 5 | BTM | Other | backup power |  |  |  |  | AC-Coupled | Solar |  | 9.6
294525 |  |  | MA - SMART Program |  |  | Full Payment Received | Residential | RUTLAND | 2021 | Battery |  | Tesla | 13.5 | 10 | 5 | BTM | [6 empty] | AC-Coupled | Solar |  | 10
306595 |  |  | MA - SMART Program |  |  | Full Payment Received | Residential | BROCKTON | 2021 | Battery |  | Tesla | 13.5 | 10 | 5 | BTM | Peak Shaving/ Load Leveling | [5 empty] | AC-Coupled | Solar |  | 7.6
305086 |  |  | MA - SMART Program |  |  | Full Payment Received | Residential - Heat | GT BARRINGTON | 2021 | Battery |  | Tesla | 13.5 | 10 | 5 | BTM | Generation Support (e.g., Peaker Replacement) | [5 empty] | AC-Coupled | Solar |  | 20
302782 |  |  | MA - SMART Program |  |  | Full Payment Received | Residential - Heat | ATHOL | 2021 | Battery |  | Tesla | 13.5 | 10 | 5 | BTM | Other | back up power |  |  |  |  | AC-Coupled | Solar |  | 7.92
301413 |  |  | MA - SMART Program |  |  | Full Payment Received | Residential - Heat | MONTEREY | 2021 | Battery |  | Tesla | 13.5 | 10 | 5 | BTM | Other | Backup Power during grid outage |  |  |  |  | AC-Coupled | Solar |  | 10
294931 |  |  | MA - SMART Program |  |  | Full Payment Received | Residential | BLACKSTONE | 2021 | Battery |  | Tesla | 0 | 13.2 | 5 | BTM | Other | backup power |  |  |  |  | AC-Coupled | Solar |  | 8.88
335875 |  |  | MA - SMART Program |  |  | Full Payment Received | Residential | NORTHBRIDGE | 2021 | Battery |  | Tesla | 13.5 | 10 | 5 | BTM | Generation Support (e.g., Peaker Replacement) | [5 empty] | AC-Coupled | Solar |  | 9.6
338188 |  |  | MA - SMART Program |  |  | Full Payment Received | Residential | E LONGMEADOW | 2021 | Battery |  | Tesla | 13.5 | 10 | 5 | BTM | Peak Shaving/ Load Leveling | [5 empty] | AC-Coupled | Solar | 8.16 | 7.6
337127 |  |  | MA - SMART Program |  |  | Full Payment Received | Residential | SUTTON | 2021 | Battery |  | Tesla | 13.5 | 10 | 5 | BTM | Renewable Energy Shifting | Reliability and Resiliency |  |  |  |  | AC-Coupled | Solar |  | 9.86
339578 |  |  | MA - SMART Program |  |  | Full Payment Received | Residential | S HAMILTON | 2021 | Battery |  | Tesla Inc | 13.5 | 10 | 5 | BTM | Peak Shaving/ Load Leveling | [5 empty] | AC-Coupled | Solar | 8.84 | 7.6
336885 |  |  | MA - SMART Program |  |  | Full Payment Received | Residential | ABINGTON | 2021 | Battery |  | Tesla | 13.5 | 10 | 5 | BTM | Renewable Energy Shifting | Reliability and Resiliency |  |  |  |  | AC-Coupled | Solar |  | 8.7
338222 |  |  | MA - SMART Program |  |  | Full Payment Received | Residential | NORTH ANDOVER | 2021 | Battery |  | Tesla | 13.5 | 10 | 5 | BTM | Peak Shaving/ Load Leveling | [5 empty] | AC-Coupled | Solar | 14.033 | 11.52
337957 |  |  | MA - SMART Program |  |  | Full Payment Received | Residential | CHELMSFORD | 2021 | Battery |  | Tesla | 13.5 | 10 | 5 | BTM | Peak Shaving/ Load Leveling | [5 empty] | AC-Coupled | Solar | 8.16 | 7.6
295174 |  |  | MA - SMART Program |  |  | Full Payment Received | Residential | WESTFORD | 2021 | Battery |  | Tesla | 0 | 13.2 | 5 | BTM | Other | backup power |  |  |  |  | AC-Coupled | Solar |  | 7.68
352557 |  |  | - |  |  | Full Payment Received | Residential | BELCHERTOWN | 2021 | Battery |  | Tesla | 13.5 | 10 | 5 | BTM | Reliability and Resiliency | [5 empty] | AC-Coupled | Solar | 9.58 | 20
352535 |  |  | MA - SMART Program |  |  | Full Payment Received | Residential | SUTTON | 2021 | Battery |  | Tesla | 13.5 | 10 | 5 | BTM | Renewable Energy Shifting | Reliability and Resiliency |  |  |  |  | AC-Coupled | Solar |  | 7.54
353145 |  |  | MA - SMART Program |  |  | Full Payment Received | Residential | WESTFORD | 2021 | Battery |  | Tesla | 13.5 | 10 | 5 | BTM | Renewable Energy Shifting | Reliability and Resiliency |  |  |  |  | AC-Coupled | Solar |  | 5.8
356001 |  |  | MA - SMART Program |  |  | Full Payment Received | Residential | WESTMINSTER | 2021 | Battery |  | Tesla | 13.5 | 10 | 5 | BTM | Other | Backup power |  |  |  |  | AC-Coupled | Solar |  | 7.68
359131 |  |  | MA - SMART Program |  |  | Full Payment Received | Residential | MANCHESTER | 2021 | Battery |  | Tesla | 13.5 | 10 | 5 | BTM | Renewable Energy Shifting | Reliability and Resiliency |  |  |  |  | AC-Coupled | Solar |  | 5.22
361006 |  |  | MA - SMART Program |  |  | Full Payment Received | Residential | MILFORD | 2021 | Battery |  | SolarEdge Technologies | 9.3 |  | 7.6 | BTM | [6 empty] | DC-Coupled | Solar |  | 7.6
332968 |  |  | - |  |  | Full Payment Received | Residential | WESTFORD | 2021 | Battery |  | Tesla | 13.5 | 10 | 5 | BTM | Peak Shaving/ Load Leveling | [5 empty] | AC-Coupled | Solar |  | 20
329328 |  |  | MA - SMART Program |  |  | Full Payment Received | Residential | E LONGMEADOW | 2021 | Battery |  | Tesla | 13.5 | 10 | 5 | BTM | Peak Shaving/ Load Leveling | [5 empty] | AC-Coupled | Solar |  | 10
330348 |  |  | MA - SMART Program |  |  | Full Payment Received | Residential | WINTHROP | 2021 | Battery |  | Tesla | 13.5 | 10 | 5 | BTM | Peak Shaving/ Load Leveling | [5 empty] | AC-Coupled | Solar |  | 7.6
330669 |  |  | MA - SMART Program |  |  | Full Payment Received | Residential | SPENCER | 2021 | Battery |  | Tesla | 13.5 | 10 | 5 | BTM | Peak Shaving/ Load Leveling | [5 empty] | AC-Coupled | Solar | 12.24 | 9.8
328907 |  |  | MA - SMART Program |  |  | Full Payment Received | Residential | SALEM | 2021 | Battery |  | Tesla | 13.5 | 10 | 5 | BTM | Generation Support (e.g., Peaker Replacement) | Utility DR Program |  |  |  |  | AC-Coupled | Solar |  | 8.64
339532 |  |  | MA - SMART Program |  |  | Full Payment Received | Residential | WRENTHAM | 2021 | Battery |  | Tesla | 13.5 | 10 | 5 | BTM | Peak Shaving/ Load Leveling | [5 empty] | AC-Coupled | Solar | 8.16 | 10
338971 |  |  | MA - SMART Program |  |  | Full Payment Received | Residential | E LONGMEADOW | 2021 | Battery |  | Tesla | 13.5 | 10 | 5 | BTM | Peak Shaving/ Load Leveling | [5 empty] | AC-Coupled | Solar | 12.24 | 10
339077 |  |  | MA - SMART Program |  |  | Full Payment Received | Residential | GRAFTON | 2021 | Battery |  | Tesla | 13.5 | 10 | 5 | BTM | Peak Shaving/ Load Leveling | [5 empty] | AC-Coupled | Solar | 8.16 | 7.6
338749 |  |  | MA - SMART Program |  |  | Full Payment Received | Residential | LANCASTER | 2021 | Battery |  | Tesla | 13.5 | 10 | 5 | BTM | Peak Shaving/ Load Leveling | [5 empty] | AC-Coupled | Solar |  | 7.6
297124 |  |  | MA - SMART Program |  |  | Full Payment Received | Residential | BOLTON | 2021 | Battery |  | Tesla | 13.5 | 10 | 5 | BTM | Peak Shaving/ Load Leveling | [5 empty] | AC-Coupled | Solar |  | 15.2
339459 |  |  | - |  |  | Full Payment Received | Residential | NORTH ANDOVER | 2021 | Battery |  | Tesla | 13.5 | 10 | 5 | BTM | Peak Shaving/ Load Leveling | [5 empty] | AC-Coupled | Battery Add-On |  | 25
358914 |  |  | MA - SMART Program |  |  | Full Payment Received | Residential | SCITUATE | 2021 | Battery |  | Tesla | 13.5 | 10 | 5 | BTM | Other | Backup power |  |  |  |  | AC-Coupled | Solar |  | 9.8
362370 |  |  | MA - SMART Program |  |  | Full Payment Received | Residential | LYNN | 2021 | Battery |  | Tesla | 13.5 | 10 | 5 | BTM | Wholesale Market (i.e., Energy, Capacity, Ancillary Services) | [5 empty] | AC-Coupled | Solar |  | 10
360480 |  |  | MA - SMART Program |  |  | Full Payment Received | Residential | NANTUCKET | 2021 | Battery |  | Generac | 18 |  | 7.6 | BTM | Reliability and Resiliency | [5 empty] | DC-Coupled | Solar | 20.4 | 17.6
358932 |  |  | MA - SMART Program |  |  | Full Payment Received | Residential | BEVERLY | 2021 | Battery |  | Tesla | 13.5 | 10 | 5 | BTM | Wholesale Market (i.e., Energy, Capacity, Ancillary Services) | [5 empty] | AC-Coupled | Solar |  | 10
359795 |  |  | MA - SMART Program |  |  | Full Payment Received | Residential | AUBURN | 2021 | Battery |  | Tesla | 13.5 | 10 | 5 | BTM | Peak Shaving/ Load Leveling | [5 empty] | AC-Coupled | Solar |  | 9.6
306442 |  |  | - |  |  | Full Payment Received | Residential | ANDOVER | 2021 | Battery |  | Tesla | 13.5 | 10 | 5 | BTM | Peak Shaving/ Load Leveling | [5 empty] | AC-Coupled | Solar |  | 25.2
308268 |  |  | MA - SMART Program |  |  | Full Payment Received | Residential | DUNSTABLE | 2021 | Battery |  | Tesla | 13.5 | 10 | 5 | BTM | Peak Shaving/ Load Leveling | [5 empty] | AC-Coupled | Solar | 16.32 | 15.36
339584 |  |  | MA - SMART Program |  |  | Full Payment Received | Residential | DRACUT | 2021 | Battery |  | Tesla | 13.5 | 10 | 5 | BTM | Peak Shaving/ Load Leveling | [5 empty] | AC-Coupled | Solar | 8.16 | 7.6
338313 |  |  | MA - SMART Program |  |  | Full Payment Received | Residential | FLORENCE | 2021 | Battery |  | Tesla | 13.5 | 10 | 5 | BTM | Peak Shaving/ Load Leveling | [5 empty] | AC-Coupled | Solar |  | 7.6
338606 |  |  | MA - SMART Program |  |  | Full Payment Received | Residential | MILLBURY | 2021 | Battery |  | Tesla | 13.5 | 10 | 5 | BTM | Customer Bill Savings (e.g., Demand Charge Management, TOU Arbitrage) | [5 empty] | AC-Coupled | Solar |  | 8.725
338763 |  |  | MA - SMART Program |  |  | Full Payment Received | Residential | HARVARD | 2021 | Battery |  | Tesla | 13.5 | 10 | 5 | BTM | [6 empty] | AC-Coupled | Solar |  | 7.6
339113 |  |  | MA - SMART Program |  |  | Full Payment Received | Residential | GRAFTON | 2021 | Battery |  | Tesla | 13.5 | 10 | 5 | BTM | Peak Shaving/ Load Leveling | [5 empty] | AC-Coupled | Solar |  | 9.8
339026 |  |  | MA - SMART Program |  |  | Full Payment Received | Residential | FRANKLIN | 2021 | Battery |  | Tesla | 13.5 | 10 | 5 | BTM | Peak Shaving/ Load Leveling | [5 empty] | AC-Coupled | Solar | 12.24 | 9.8
337254 |  |  | - |  |  | Full Payment Received | Residential | NORTHAMPTON | 2021 | Battery |  | Sonnen | 12.5 |  | 7 | BTM | Customer Bill Savings (e.g., Demand Charge Management, TOU Arbitrage) | [5 empty] | AC-Coupled | Solar |  | 17
305047 |  |  | MA - SMART Program |  |  | Full Payment Received | Residential | GT BARRINGTON | 2021 | Battery |  | Tesla | 13.5 | 10 | 5 | BTM | Generation Support (e.g., Peaker Replacement) | [5 empty] | AC-Coupled | Solar |  | 11.75
352917 |  |  | MA - SMART Program |  |  | Full Payment Received | Residential | PETERSHAM | 2021 | Battery |  | Tesla | 13.5 | 10 | 5 | BTM | [6 empty] | AC-Coupled | Solar |  | 10
352779 |  |  | MA - SMART Program |  |  | Full Payment Received | Residential | LEOMINSTER | 2021 | Battery |  | Delta Electronics | 9.3 |  | 5.76 | BTM | [6 empty] | DC-Coupled | Solar |  | 5.76
352066 |  |  | MA - SMART Program |  |  | Full Payment Received | Residential | COHASSET | 2021 | Battery |  | Tesla | 13.5 | 10 | 5 | BTM | Generation Support (e.g., Peaker Replacement) | [5 empty] | AC-Coupled | Solar |  | 7.6
356319 |  |  | MA - SMART Program |  |  | Full Payment Received | Residential | BOLTON | 2021 | Battery |  | Tesla | 13.5 | 10 | 5 | BTM | Renewable Energy Shifting | Reliability and Resiliency |  |  |  |  | AC-Coupled | Solar |  | 9.28
362751 |  |  | MA - SMART Program |  |  | Full Payment Received | Residential | LANCASTER | 2021 | Battery |  | Tesla | 13.5 | 10 | 5 | BTM | Reliability and Resiliency | [5 empty] | AC-Coupled | Solar | 14.85 | 10
365577 |  |  | MA - SMART Program |  |  | Full Payment Received | Residential | CHARLTON | 2021 | Battery |  | Tesla | 13.5 |  | 7.6 | BTM | Peak Shaving/ Load Leveling | [5 empty] | DC-Coupled | Solar | 8.16 | 7.6
309022 |  |  | MA - SMART Program |  |  | Full Payment Received | Residential | SWAMPSCOTT | 2021 | Battery |  | Tesla | 13.5 | 10 | 5 | BTM | Generation Support (e.g., Peaker Replacement) | Utility - DR Program |  |  |  |  | AC-Coupled | Solar |  | 7.6
306220 |  |  | MA - SMART Program |  |  | Full Payment Received | Residential | MALDEN | 2021 | Battery |  | Tesla | 13.5 | 10 | 5 | BTM | Peak Shaving/ Load Leveling | [5 empty] | AC-Coupled | Solar |  | 10
372473 |  |  | MA - SMART Program |  |  | Full Payment Received | Residential | BEVERLY | 2021 | Battery |  | Tesla | 13.5 | 10 | 5 | BTM | Generation Support (e.g., Peaker Replacement) | utility dr program |  |  |  |  | AC-Coupled | Solar |  | 6.96
339861 |  |  | MA - SMART Program |  |  | Full Payment Received | Residential | BILLERICA | 2021 | Battery |  | Tesla Inc | 13.5 | 13.5 | 10 | BTM | [6 empty] | AC-Coupled | Solar | 15.64 | 15.2
340366 |  |  | MA - SMART Program |  |  | Full Payment Received | Residential | TEWKSBURY | 2021 | Battery |  | Tesla | 13.5 | 10 | 5 | BTM | Peak Shaving/ Load Leveling | [5 empty] | AC-Coupled | Solar | 20.4 | 15.2
375833 |  |  | MA - SMART Program |  |  | Full Payment Received | - | WINTHROP | 2021 | Battery |  | Tesla | 13.5 | 13.5 | 10 | BTM | Renewable Energy Shifting | Reliability and Resiliency |  |  |  |  | AC-Coupled | Solar |  | 8.7
294047 |  |  | MA - SMART Program |  |  | Full Payment Received | Residential | BLACKSTONE | 2021 | Battery |  | Tesla | 13.5 | 10 | 5 | BTM | [6 empty] | AC-Coupled | Solar |  | 15.2
200830 |  |  | MA - SMART Program |  |  | Full Payment Received | Residential | MARLBOROUGH | 2021 | Battery |  | Tesla | 13.5 | 10 | 5 | BTM | [6 empty] | AC-Coupled | Solar | 11.34 | 10
376945 |  |  | MA - SMART Program |  |  | Full Payment Received | Residential | BEVERLY | 2021 | Battery |  | Enphase | 3.84 | 3.84 | 5.12 | BTM | Renewable Energy Shifting | Reliability and Resiliency |  |  |  |  | AC-Coupled | Solar |  | 6.96
293961 |  |  | MA - SMART Program |  |  | Full Payment Received | Residential | WENHAM | 2021 | Battery |  | Tesla | 13.5 | 10 | 5 | BTM | Renewable Energy Shifting | Reliability and Resiliency |  |  |  |  | AC-Coupled | Solar |  | 15.08
200891 |  |  | - |  |  | Full Payment Received | Residential | ATHOL | 2021 | Battery |  | Tesla | 13.5 | 10 | 5 | [7 empty] | AC-Coupled | Solar |  | 10
340473 |  |  | MA - SMART Program |  |  | Full Payment Received | Residential | WESTFORD | 2021 | Battery |  | Tesla | 13.5 | 10 | 5 | BTM | Peak Shaving/ Load Leveling | [5 empty] | AC-Coupled | Solar |  | 7.6
376662 |  |  | MA - SMART Program |  |  | Full Payment Received | Residential - Heat | ATTLEBORO | 2021 | Battery |  | Generac PWRCELL | 14.45 |  | 7.6 | BTM | Wholesale Market (i.e., Energy, Capacity, Ancillary Services) | [5 empty] | DC-Coupled | Solar |  | 15.2
343875 |  |  | MA - SMART Program |  |  | Full Payment Received | Residential | BRIDGEWATER | 2021 | Battery |  | Tesla | 13.5 | 10 | 5 | BTM | Wholesale Market (i.e., Energy, Capacity, Ancillary Services) | [5 empty] | AC-Coupled | Solar |  | 10
302923 |  |  | MA - SMART Program |  |  | Full Payment Received | Residential | FRANKLIN | 2021 | Battery |  | Tesla | 13.5 | 10 | 5 | BTM | Peak Shaving/ Load Leveling | [5 empty] | AC-Coupled | Solar |  | 11.4
302775 |  |  | MA - SMART Program |  |  | Full Payment Received | Residential | SCITUATE | 2021 | Battery |  | Tesla | 13.5 | 10 | 5 | BTM | Reliability and Resiliency | [5 empty] | AC-Coupled | Solar |  | 7.6
346687 |  |  | MA - SMART Program |  |  | Full Payment Received | Commercial | N CHELMSFORD | 2021 | Battery |  | Enphase Energy | 0 | 10.08 | 3.84 | BTM | Microgrid | [5 empty] | AC-Coupled | Solar |  | 11.31
378053 |  |  | MA - SMART Program |  |  | Full Payment Received | Residential | BEVERLY | 2021 | Battery |  | Tesla Inc | 13.5 |  | 15.2 | BTM | Peak Shaving/ Load Leveling | [5 empty] | DC-Coupled | Solar |  | 15.2
341344 |  |  | MA - SMART Program |  |  | Full Payment Received | Residential | WEYMOUTH | 2021 | Battery |  | Tesla | 13.5 | 10 | 5 | BTM | Peak Shaving/ Load Leveling | [5 empty] | AC-Coupled | Solar | 16.32 | 15.2
295561 |  |  | - |  |  | Full Payment Received | Residential | NORTHAMPTON | 2021 | Battery |  | Tesla | 13.5 | 10 | 5 | BTM | Peak Shaving/ Load Leveling | [5 empty] | AC-Coupled | Battery Add-On |  | 16.25
339999 |  |  | MA - SMART Program |  |  | Full Payment Received | Residential | REHOBOTH | 2021 | Battery |  | Generac | 0 |  | 2.5 | BTM | Customer Bill Savings (e.g., Demand Charge Management, TOU Arbitrage) | [5 empty] | DC-Coupled | Solar |  | 15.2
342952 |  |  | MA - SMART Program |  |  | Full Payment Received | Residential | DIGHTON | 2021 | Battery |  | Tesla | 13.5 | 10 | 5 | BTM | Peak Shaving/ Load Leveling | [5 empty] | AC-Coupled | Solar |  | 11.4
378339 |  |  | MA - SMART Program |  |  | Full Payment Received | Residential | BYFIELD | 2021 | Battery |  | Tesla Inc | 13.5 | 13.5 | 12.6 | BTM | Peak Shaving/ Load Leveling | [5 empty] | AC-Coupled | Solar |  | 11.4
342184 |  |  | MA - SMART Program |  |  | Full Payment Received | Residential | W STOCKBRIDGE | 2021 | Battery |  | Tesla | 13.5 | 10 | 5 | BTM | Renewable Energy Shifting | Reliability and Resiliency |  |  |  |  | AC-Coupled | Solar |  | 6.96
342414 |  |  | MA - SMART Program |  |  | Full Payment Received | Residential | MENDON | 2021 | Battery |  | Tesla | 13.5 | 10 | 5 | BTM | Peak Shaving/ Load Leveling | [5 empty] | AC-Coupled | Solar |  | 9.6
341902 |  |  | MA - SMART Program |  |  | Full Payment Received | Residential - Heat | ESSEX | 2021 | Battery |  | Tesla | 13.5 | 10 | 5 | BTM | Peak Shaving/ Load Leveling | [5 empty] | AC-Coupled | Solar | 16.32 | 15.2
345986 |  |  | MA - SMART Program |  |  | Full Payment Received | Residential | E LONGMEADOW | 2021 | Battery |  | Tesla | 13.5 | 10 | 5 | BTM | Other | Backup power |  |  |  |  | AC-Coupled | Solar |  | 7.68
373988 |  |  | MA - SMART Program |  |  | Full Payment Received | Residential | MANCHESTER | 2021 | Battery |  | Tesla | 13.5 | 10 | 5 | BTM | Renewable Energy Shifting | Reliability and Resiliency |  |  |  |  | AC-Coupled | Solar |  | 9.86
375923 |  |  | MA - SMART Program |  |  | Full Payment Received | Residential | E LONGMEADOW | 2021 | Battery |  | Tesla | 5 | 5 | 10 | BTM | Generation Support (e.g., Peaker Replacement) | [5 empty] | AC-Coupled | Solar |  | 13.44
379354 |  |  | - |  |  | Full Payment Received | Residential - Heat | BOLTON | 2021 | Battery |  | Enphase | 0 | 10.08 | 6.4 | BTM | Microgrid | [5 empty] | AC-Coupled | Solar |  | 15.36
375312 |  |  | MA - SMART Program |  |  | Full Payment Received | Residential | NORTH ANDOVER | 2021 | Battery |  | Enphase | 0 | 10.08 | 3.84 | BTM | Renewable Energy Shifting | Reliability and Resiliency |  |  |  |  | AC-Coupled | Solar |  | 8.376
341855 |  |  | MA - SMART Program |  |  | Full Payment Received | Residential | WEYMOUTH | 2021 | Battery |  | Tesla | 13.5 | 10 | 5 | BTM | Peak Shaving/ Load Leveling | [5 empty] | AC-Coupled | Solar | 8.16 | 7.6
342835 |  |  | MA - SMART Program |  |  | Full Payment Received | Residential | REHOBOTH | 2021 | Battery |  | Tesla | 13.5 | 10 | 5 | BTM | Peak Shaving/ Load Leveling | [5 empty] | AC-Coupled | Solar |  | 11.4
342936 |  |  | MA - SMART Program |  |  | Full Payment Received | Residential | GARDNER | 2021 | Battery |  | Tesla | 13.5 | 10 | 5 | BTM | [6 empty] | AC-Coupled | Solar |  | 7.68
343183 |  |  | MA - SMART Program |  |  | Full Payment Received | Residential | S CHELMSFORD | 2021 | Battery |  | Tesla | 13.5 | 10 | 5 | BTM | Peak Shaving/ Load Leveling | [5 empty] | AC-Coupled | Solar |  | 9.6
341611 |  |  | MA - SMART Program |  |  | Full Payment Received | Residential | AYER | 2021 | Battery |  | Tesla | 13.5 | 10 | 5 | BTM | Peak Shaving/ Load Leveling | [5 empty] | AC-Coupled | Solar | 8.16 | 7.6
342428 |  |  | MA - SMART Program |  |  | Full Payment Received | Residential | WESTMINSTER | 2021 | Battery |  | TESLA | 13.5 | 10 | 5 | BTM | Customer Bill Savings (e.g., Demand Charge Management, TOU Arbitrage) | [5 empty] | AC-Coupled | Solar |  | 9.6
307448 |  |  | MA - SMART Program |  |  | Full Payment Received | Residential | RANDOLPH | 2021 | Battery |  | Tesla | 13.5 | 10 | 5 | BTM | Other | backup power |  |  |  |  | AC-Coupled | Solar |  | 8.99
309079 |  |  | - |  |  | Full Payment Received | Residential | ANDOVER | 2021 | Battery |  | Tesla | 13.5 | 10 | 5 | BTM | Generation Support (e.g., Peaker Replacement) | Utility - DR Program |  |  |  |  | AC-Coupled | Solar |  | 3.8
306227 |  |  | MA - SMART Program |  |  | Full Payment Received | Residential | NORTHBOROUGH | 2021 | Battery |  | Tesla | 13.5 | 10 | 5 | BTM | Peak Shaving/ Load Leveling | [5 empty] | AC-Coupled | Solar |  | 11.4
309857 |  |  | MA - SMART Program |  |  | Full Payment Received | Residential | FRANKLIN | 2021 | Battery |  | Tesla | 13.5 | 10 | 5 | BTM | Peak Shaving/ Load Leveling | [5 empty] | AC-Coupled | Solar |  | 7.6
312600 |  |  | MA - SMART Program |  |  | Full Payment Received | Residential | AUBURN | 2021 | Battery |  | Tesla | 13.5 | 10 | 5 | BTM | Peak Shaving/ Load Leveling | [5 empty] | AC-Coupled | Solar |  | 10
367324 |  |  | MA - SMART Program |  |  | Full Payment Received | Residential | RUTLAND | 2021 | Battery |  | Sunpower | 0 | 13 | 6.8 | BTM | Customer Bill Savings (e.g., Demand Charge Management, TOU Arbitrage) | [5 empty] | AC-Coupled | Solar | 12.95 | 11.025
366170 |  |  | MA - SMART Program |  |  | Full Payment Received | Residential | RANDOLPH | 2021 | Battery |  | Tesla | 0 | 13.2 | 5 | BTM | Other | backup power |  |  |  |  | AC-Coupled | Solar |  | 6
365294 |  |  | MA - SMART Program |  |  | Full Payment Received | Residential - Heat | MANCHESTER | 2021 | Battery |  | Enphase | 0 | 10.08 | 3.84 | BTM | Generation Support (e.g., Peaker Replacement) | [5 empty] | AC-Coupled | Solar |  | 9.86
368286 |  |  | MA - SMART Program |  |  | Full Payment Received | Residential | HAVERHILL | 2021 | Battery |  | Tesla | 13.5 |  | 7.6 | BTM | Peak Shaving/ Load Leveling | [5 empty] | DC-Coupled | Solar |  | 15.2
367269 |  |  | MA - SMART Program |  |  | Full Payment Received | Residential | STOUGHTON | 2021 | Battery |  | Tesla | 13.5 | 10 | 5 | BTM | Peak Shaving/ Load Leveling | [5 empty] | AC-Coupled | Solar |  | 7.6
364394 |  |  | MA - SMART Program |  |  | Full Payment Received | Residential | GRANBY | 2021 | Battery |  | Tesla | 13.5 | 10 | 5 | BTM | Other | [5 empty] | AC-Coupled | Solar |  | 19
367879 |  |  | MA - SMART Program |  |  | Full Payment Received | Residential | SPENCER | 2021 | Battery |  | Generac | 17.1 |  | 7.6 | BTM | [6 empty] | DC-Coupled | Solar |  | 7.6
309752 |  |  | MA - SMART Program |  |  | Full Payment Received | Residential | WILLIAMSTOWN | 2021 | Battery |  | Tesla | 13.5 | 10 | 5 | BTM | Peak Shaving/ Load Leveling | [5 empty] | AC-Coupled | Solar |  | 15.2
310959 |  |  | MA - SMART Program |  |  | Full Payment Received | Residential | SIASCONSET | 2021 | Battery |  | Generac | 17.1 |  | 7.6 | BTM | Reliability and Resiliency | [5 empty] | DC-Coupled | Solar | 23.4 | 19.6
311609 |  |  | MA - SMART Program |  |  | Full Payment Received | Residential | HARVARD | 2021 | Battery |  | Tesla | 13.5 | 10 | 5 | BTM | Generation Support (e.g., Peaker Replacement) | Utility DR Program |  |  |  |  | AC-Coupled | Solar |  | 10
309756 |  |  | MA - SMART Program |  |  | Full Payment Received | Residential | TEWKSBURY | 2021 | Battery |  | Tesla | 13.5 | 10 | 5 | BTM | Renewable Energy Shifting | Reliability and Resiliency |  |  |  |  | AC-Coupled | Solar |  | 13.6
309991 |  |  | MA - SMART Program |  |  | Full Payment Received | Residential - Heat | ANDOVER | 2021 | Battery |  | Tesla | 13.5 | 10 | 5 | BTM | Peak Shaving/ Load Leveling | [5 empty] | AC-Coupled | Solar |  | 9.6
309418 |  |  | MA - SMART Program |  |  | Full Payment Received | Residential | RUTLAND | 2021 | Battery |  | Tesla | 13.5 | 10 | 5 | BTM | Peak Shaving/ Load Leveling | [5 empty] | AC-Coupled | Solar |  | 10
200995 |  |  | MA - SMART Program |  |  | Full Payment Received | Residential | SALISBURY BCH | 2021 | Battery |  | Tesla | 13.5 | 10 | 5 | BTM | [6 empty] | AC-Coupled | Solar | 7.56 | 7.6
295835 |  |  | MA - SMART Program |  |  | Full Payment Received | Residential | N BILLERICA | 2021 | Battery |  | Tesla | 13.5 | 10 | 5 | BTM | [6 empty] | AC-Coupled | Solar |  | 7.6
295847 |  |  | MA - SMART Program |  |  | Full Payment Received | Residential | WEYMOUTH | 2021 | Battery |  | Tesla | 13.5 | 10 | 5 | BTM | Peak Shaving/ Load Leveling | [5 empty] | AC-Coupled | Solar |  | 10
297374 |  |  | - |  |  | Full Payment Received | Residential | TYNGSBORO | 2021 | Battery |  | Tesla | 13.5 | 10 | 5 | BTM | Generation Support (e.g., Peaker Replacement) | Utility - DR Program |  |  |  |  | AC-Coupled | Solar |  | 19
354303 |  |  | MA - SMART Program |  |  | Full Payment Received | Residential | CHELMSFORD | 2021 | Battery |  | Tesla | 13.5 | 10 | 5 | BTM | Other | Backup power |  |  |  |  | AC-Coupled | Solar |  | 7.6
348697 |  |  | MA - SMART Program |  |  | Full Payment Received | Residential | SUTTON | 2021 | Battery |  | Tesla | 13.5 | 10 | 5 | BTM | Renewable Energy Shifting | Reliability and Resiliency |  |  |  |  | AC-Coupled | Solar |  | 9.28
296623 |  |  | MA - SMART Program |  |  | Full Payment Received | Residential | SAUGUS | 2021 | Battery |  | Tesla | 13.5 | 10 | 5 | BTM | Generation Support (e.g., Peaker Replacement) | [5 empty] | AC-Coupled | Solar |  | 20
296692 |  |  | MA - SMART Program |  |  | Full Payment Received | Residential | MARLBOROUGH | 2021 | Battery |  | Tesla | 13.5 | 10 | 5 | BTM | Peak Shaving/ Load Leveling | [5 empty] | AC-Coupled | Solar |  | 10
350253 |  |  | MA - SMART Program |  |  | Full Payment Received | Residential | NANTUCKET | 2021 | Battery |  | Generac | 17.1 |  | 7.6 | BTM | Reliability and Resiliency | [5 empty] | DC-Coupled | Solar | 21.6 | 17.6
310063 |  |  | MA - SMART Program |  |  | Full Payment Received | Residential | SHIRLEY | 2021 | Battery |  | Tesla | 13.5 | 10 | 5 | BTM | Peak Shaving/ Load Leveling | [5 empty] | AC-Coupled | Solar |  | 10
311801 |  |  | MA - SMART Program |  |  | Full Payment Received | Residential | QUINCY | 2021 | Battery |  | Tesla | 13.5 | 10 | 5 | BTM | Microgrid | [5 empty] | AC-Coupled | Solar |  | 7.6
313745 |  |  | MA - SMART Program |  |  | Full Payment Received | Residential | SOUTHBRIDGE | 2021 | Battery |  | Tesla | 13.5 | 10 | 5 | BTM | Other | backup power |  |  |  |  | AC-Coupled | Solar |  | 10
312902 |  |  | MA - SMART Program |  |  | Full Payment Received | Residential | BOLTON | 2021 | Battery |  | Tesla | 13.5 | 10 | 5 | BTM | Peak Shaving/ Load Leveling | [5 empty] | AC-Coupled | Solar |  | 22.8
310000 |  |  | MA - SMART Program |  |  | Full Payment Received | Residential | WEST NEWBURY | 2021 | Battery |  | Tesla | 13.5 | 10 | 5 | BTM | Peak Shaving/ Load Leveling | [5 empty] | AC-Coupled | Solar |  | 7.6
206824 |  |  | - |  |  | Full Payment Received | Residential | MELROSE | 2021 | Battery |  | Tesla | 13.5 | 10 | 5 | [7 empty] | AC-Coupled | Solar |  | 10
206095 |  |  | MA - SMART Program |  |  | Full Payment Received | Residential | HARVARD | 2021 | Battery |  | Tesla | 13.5 | 10 | 5 | BTM | [6 empty] | AC-Coupled | Solar |  | 10
312556 |  |  | MA - SMART Program |  |  | Full Payment Received | Residential | CHELMSFORD | 2021 | Battery |  | Tesla | 13.5 | 10 | 5 | BTM | Peak Shaving/ Load Leveling | [5 empty] | AC-Coupled | Solar |  | 7.6
310912 |  |  | MA - SMART Program |  |  | Full Payment Received | Residential | COHASSET | 2021 | Battery |  | TESLA | 13.5 | 10 | 5 | BTM | Customer Bill Savings (e.g., Demand Charge Management, TOU Arbitrage) | [5 empty] | AC-Coupled | Solar |  | 6.67
310710 |  |  | MA - SMART Program |  |  | Full Payment Received | Residential | BOLTON | 2021 | Battery |  | Tesla | 13.5 | 10 | 5 | BTM | Reliability and Resiliency | [5 empty] | AC-Coupled | Solar |  | 20
312114 |  |  | MA - SMART Program |  |  | Full Payment Received | Residential | WESTFORD | 2021 | Battery |  | Tesla | 0 | 13.2 | 5 | BTM | Generation Support (e.g., Peaker Replacement) | [5 empty] | AC-Coupled | Solar |  | 13.6
311144 |  |  | MA - SMART Program |  |  | Full Payment Received | Residential | WESTMINSTER | 2021 | Battery |  | Tesla | 13.5 | 10 | 5 | BTM | Peak Shaving/ Load Leveling | [5 empty] | AC-Coupled | Solar |  | 9.6
310835 |  |  | MA - SMART Program |  |  | Full Payment Received | Residential | NORTH ANDOVER | 2021 | Battery |  | Tesla | 13.5 | 10 | 5 | BTM | Peak Shaving/ Load Leveling | [5 empty] | AC-Coupled | Solar |  | 10
295368 |  |  | MA - SMART Program |  |  | Full Payment Received | Residential | SOUTHBOROUGH | 2021 | Battery |  | Tesla | 13.5 | 10 | 5 | BTM | Renewable Energy Shifting | Reliability and Resiliency |  |  |  |  | AC-Coupled | Solar |  | 8.7
304219 |  |  | MA - SMART Program |  |  | Full Payment Received | Residential | REHOBOTH | 2021 | Battery |  | Tesla | 13.5 | 10 | 5 | BTM | Other | backup power |  |  |  |  | AC-Coupled | Solar |  | 6.96
312832 |  |  | MA - SMART Program |  |  | Full Payment Received | Residential | BEVERLY | 2021 | Battery |  | Tesla | 13.5 | 10 | 5 | BTM | Peak Shaving/ Load Leveling | [5 empty] | AC-Coupled | Solar |  | 10
315641 |  |  | MA - SMART Program |  |  | Full Payment Received | Residential | MEDFORD | 2021 | Battery |  | Tesla | 13.5 | 10 | 5 | BTM | Other | backup power |  |  |  |  | AC-Coupled | Solar |  | 7.68
317793 |  |  | MA - SMART Program |  |  | Full Payment Received | Residential | BLACKSTONE | 2021 | Battery |  | Tesla | 13.5 | 10 | 5 | BTM | Reliability and Resiliency | [5 empty] | AC-Coupled | Solar | 8.96 | 6
318107 |  |  | MA - SMART Program |  |  | Full Payment Received | Residential | HOLBROOK | 2021 | Battery |  | Tesla | 13.5 | 10 | 5 | BTM | Other | [5 empty] | AC-Coupled | Solar |  | 9.57
318194 |  |  | MA - SMART Program |  |  | Full Payment Received | Residential | SWANSEA | 2021 | Battery |  | Tesla | 0 | 13.2 | 5 | BTM | Other | backup power |  |  |  |  | AC-Coupled | Solar |  | 5.76
222580 |  |  | - |  |  | Full Payment Received | Residential | ALFORD | 2021 | Battery |  | Tesla | 13.5 | 10 | 5 | BTM | [6 empty] | AC-Coupled | Solar | 3.9 | 10
231390 |  |  | MA - SMART Program |  |  | Full Payment Received | Residential - Heat | LEOMINSTER | 2021 | Battery |  | Tesla | 13.5 | 10 | 5 | BTM | [6 empty] | AC-Coupled | Solar |  | 10
225069 |  |  | - |  |  | Full Payment Received | Residential | BELCHERTOWN | 2021 | Battery |  | Tesla | 13.5 | 10 | 5 | BTM | [6 empty] | AC-Coupled | Solar |  | 20
261505 |  |  | - |  |  | Full Payment Received | Residential | LAWRENCE | 2021 | Battery |  | Tesla | 13.5 | 13.5 | 10 | BTM | [6 empty] | AC-Coupled | Solar |  | 21.52
299443 |  |  | MA - SMART Program |  |  | Full Payment Received | Residential | S ATTLEBORO | 2021 | Battery |  | Tesla | 13.5 | 10 | 5 | BTM | Generation Support (e.g., Peaker Replacement) | [5 empty] | AC-Coupled | Solar |  | 7.44
185409 |  |  | MA - SMART Program |  |  | Full Payment Received | Commercial | TYNGSBORO | 2021 | Battery |  | Power electronics | 0 |  | 1650 | FTM | [6 empty] | DC-Coupled | Solar |  | 8300
177730 |  |  | - |  |  | Full Payment Received | Residential | ANDOVER | 2021 | Battery |  | TESLA | 0 |  | 10 | [7 empty] | AC-Coupled | Solar |  | 20
176189 |  |  | - |  |  | Full Payment Received | Company Use2 | WORCESTER | 2021 | Liquid Flow Battery |  | PARKER | 0 |  | 500 | BTM | [6 empty] | AC-Coupled | Other |  | 500
176663 |  |  | MA - SMART Program |  |  | Full Payment Received | Commercial | WEBSTER | 2021 | Battery |  | Power Electronics | 1000 | 1000 | 500 | FTM | [6 empty] | DC-Coupled | Solar |  | 1000
177089 |  |  | MA - SMART Program |  |  | Full Payment Received | Commercial | WINCHENDON | 2021 | Battery |  | POWER ELECTRONICS | 0 |  | 3300 | FTM | [6 empty] | AC-Coupled | Solar |  | 7800
176239 |  |  | - |  |  | Full Payment Received | Company Use2 | SHIRLEY | 2021 | Battery |  | 0 | 0 |  | 500 | FTM | [6 empty] | AC-Coupled | Solar |  | 1000
177634 |  |  | MA - SMART Program |  |  | Full Payment Received | Commercial | SPENCER | 2021 | Battery |  |  |  | 3920 | 1960 | FTM | [7 empty] | Solar |  | 2000
178144 |  |  | - |  |  | Full Payment Received | Residential | WESTFORD | 2021 | Battery |  | Tesla | 13.5 | 10 | 5 | [7 empty] | AC-Coupled | Solar |  | 20
178155 |  |  | MA - SMART Program |  |  | Full Payment Received | Commercial | BELLINGHAM | 2021 | Battery |  | Power Electronics | 0 | 9600 | 2640 | FTM | [6 empty] | AC-Coupled | Solar |  | 7040
177840 |  |  | MA - SMART Program |  |  | Full Payment Received | Commercial | NORTHBRIDGE | 2021 | Battery |  | BYD | 0 | 500 | 4000 | FTM | [6 empty] | AC-Coupled | Solar |  | 4980
177841 |  |  | MA - SMART Program |  |  | Full Payment Received | Commercial | NORTHBRIDGE | 2021 | Battery |  | BYD | 0 | 500 | 500 | FTM | [6 empty] | AC-Coupled | Solar |  | 4980
177166 |  |  | MA - SMART Program |  |  | Full Payment Received | - | GRANBY | 2021 | Battery |  | Power Electronics | 750 | 750 | 375 | FTM | [6 empty] | DC-Coupled | Solar |  | 3000
177278 |  |  | - |  |  | Full Payment Received | Commercial | CHARLTON | 2021 | Battery |  |  |  | 4000 | 2000 | FTM | [7 empty] | Solar |  | 2980
177286 |  |  | - |  |  | Full Payment Received | Residential | NORWELL | 2021 | Battery |  | STOREDGE TESLA BATTERY | 0 |  | 7.6 | [7 empty] | AC-Coupled | Solar |  | 7.6
183596 |  |  | - |  |  | Full Payment Received | Residential | WEYMOUTH | 2021 | Battery |  | Tesla | 0 | 5 | 5 | [7 empty] | AC-Coupled | Solar |  | 17.25
185527 |  |  | MA - SMART Program |  |  | Full Payment Received | Commercial | LANCASTER | 2021 | Battery |  |  |  | 9920 | 4960 | FTM | [7 empty] | Solar | 7000 | 4950
184039 |  |  | MA - SMART Program |  |  | Full Payment Received | Commercial | DUNSTABLE | 2021 | Battery |  | Power Electronics | 0 | 3300 | 1650 | FTM | [6 empty] | DC-Coupled | Solar |  | 8300
184342 |  |  | - |  |  | Full Payment Received | Residential | ANDOVER | 2021 | Battery |  | Tesla | 0 | 5 | 5 | BTM | [6 empty] | AC-Coupled | Solar |  | 10
227099 |  |  | - |  |  | Full Payment Received | Residential | ANDOVER | 2021 | Battery |  | Tesla | 13.5 | 10 | 5 | BTM | [6 empty] | AC-Coupled | Solar |  | 10
225166 |  |  | - |  |  | Full Payment Received | Commercial | MEDFORD | 2021 | Battery |  | NEC Energy Solutions | 0 | 100 | 100 | BTM | [6 empty] | AC-Coupled | Other |  | 100
225183 |  |  | - |  |  | Full Payment Received | Residential | WARE | 2021 | Battery |  | Tesla | 13.5 | 10 | 5 | BTM | [6 empty] | AC-Coupled | Solar |  | 10
224878 |  |  | MA - SMART Program |  |  | Full Payment Received | Residential | NORTHBOROUGH | 2021 | Battery |  | Tesla | 13.5 | 10 | 5 | BTM | [6 empty] | AC-Coupled | Solar |  | 20
225352 |  |  | MA - SMART Program |  |  | Full Payment Received | Residential | BEVERLY | 2021 | Battery |  | Tesla | 0 | 5 | 5 | BTM | [6 empty] | AC-Coupled | Solar |  | 10
223811 |  |  | - |  |  | Full Payment Received | Residential | WRENTHAM | 2021 | Battery |  | Tesla | 27 | 20 | 10 | BTM | [6 empty] | AC-Coupled | Wind | 10.08 | 10
264017 |  |  | - |  |  | Full Payment Received | Residential | DRACUT | 2021 | Battery |  | Tesla | 13.5 | 13.5 | 10 | BTM | [6 empty] | AC-Coupled | Solar |  | 19.08
263447 |  |  | MA - SMART Program |  |  | Full Payment Received | Residential | DRACUT | 2021 | Battery |  | Tesla | 13.5 | 13.5 | 10 | BTM | [6 empty] | AC-Coupled | Solar |  | 10
229154 |  |  | MA - SMART Program |  |  | Full Payment Received | Residential | SOUTHBOROUGH | 2021 | Battery |  | Tesla | 13.5 | 10 | 5 | BTM | [6 empty] | AC-Coupled | Solar |  | 7.6
382216 |  |  | MA - SMART Program |  |  | Full Payment Received | Residential | BEVERLY FARMS | 2021 | Battery |  | Enphase | 0 | 10.08 | 11.52 | BTM | Renewable Energy Shifting | Reliability and Resiliency |  |  |  |  | AC-Coupled | Solar |  | 9.772
189459 |  |  | MA - SMART Program |  |  | Full Payment Received | Residential | FOXBORO | 2021 | Battery |  | SolarEdge Technologies | 9.3 |  | 7.6 | BTM | [6 empty] | DC-Coupled | Solar |  | 15.2
186432 |  |  | - |  |  | Full Payment Received | Residential | ANDOVER | 2021 | Battery |  | Tesla | 0 | 5 | 5 | BTM | [6 empty] | AC-Coupled | Solar |  | 20
190453 |  |  | MA - SMART Program |  |  | Full Payment Received | Residential | RANDOLPH | 2021 | Battery |  | LG Chem | 0 | 9.8 | 5 | BTM | [6 empty] | DC-Coupled | Solar |  | 7.6
189024 |  |  | - |  |  | Full Payment Received | Residential | BOXFORD | 2021 | Battery |  | Tesla | 0 | 5 | 5 | [7 empty] | Separate PCC | Solar |  | 20
189220 |  |  | - |  |  | Full Payment Received | Residential | MENDON | 2021 | Battery |  | Tesla | 0 | 5 | 5 | [7 empty] | AC-Coupled | Battery Add-On |  | 19
189490 |  |  | MA - SMART Program |  |  | Full Payment Received | Residential | ESSEX | 2021 | Battery |  | Tesla | 0 | 5 | 5 | BTM | [6 empty] | AC-Coupled | Solar |  | 10
188740 |  |  | MA - SMART Program |  |  | Full Payment Received | Residential | METHUEN | 2021 | Battery |  |  |  | 10 | 5 | BTM | [7 empty] | Solar | 6.3 | 7.6
228309 |  |  | MA - SMART Program |  |  | Full Payment Received | Residential | SALEM | 2021 | Battery |  | Tesla | 13.5 | 10 | 5 | BTM | [6 empty] | AC-Coupled | Solar | 9.9 | 10
229816 |  |  | MA - SMART Program |  |  | Full Payment Received | Residential - Heat | MILLBURY | 2021 | Battery |  | Tesla | 13.5 | 10 | 5 | BTM | [6 empty] | AC-Coupled | Solar | 8.82 | 10
230204 |  |  | - |  |  | Full Payment Received | Residential | SALEM | 2021 | Battery |  | Tesla | 13.5 | 10 | 5 | BTM | [6 empty] | AC-Coupled | Solar |  | 5
262763 |  |  | MA - SMART Program |  |  | Full Payment Received | Residential | BEVERLY | 2021 | Battery |  | Tesla | 0 | 13.2 | 10 | BTM | [6 empty] | AC-Coupled | Solar |  | 10
263280 |  |  | - |  |  | Full Payment Received | Residential | COHASSET | 2021 | Battery |  | Tesla | 13.5 | 10 | 5 | BTM | [6 empty] | Separate PCC | Other |  | 5
230666 |  |  | - |  |  | Full Payment Received | Residential | UPTON | 2021 | Battery |  | Tesla | 13.5 | 10 | 5 | BTM | [6 empty] | AC-Coupled | Solar |  | 10
230608 |  |  | MA - SMART Program |  |  | Full Payment Received | Residential | NORTON | 2021 | Battery |  | Tesla | 13.5 | 10 | 5 | BTM | [6 empty] | AC-Coupled | Solar |  | 17.6
241012 |  |  | MA - SMART Program |  |  | Full Payment Received | Residential | SEEKONK | 2021 | Battery |  | Tesla | 0 | 10 | 5 | BTM | [6 empty] | AC-Coupled | Solar |  | 7.6
383151 |  |  | - |  |  | Full Payment Received | Residential | NEW MARLBORO | 2021 | Battery |  | Tesla | 13.5 | 13.5 | 10 | BTM | Generation Support (e.g., Peaker Replacement) | [5 empty] | AC-Coupled | Solar |  | 19.57
193373 |  |  | MA - SMART Program |  |  | Full Payment Received | Residential | NORTHAMPTON | 2021 | Battery |  | LG Chem | 0 | 9.8 | 5 | BTM | [6 empty] | DC-Coupled | Solar | 6.09 | 7.6
194950 |  |  | MA - SMART Program |  |  | Full Payment Received | Commercial | NORTH ANDOVER | 2021 | Battery |  | Tesla | 0 | 5 | 5 | BTM | [6 empty] | AC-Coupled | Solar | 11.7 | 10
298665 |  |  | MA - SMART Program |  |  | Full Payment Received | Residential | BEVERLY | 2021 | Battery |  | Tesla | 0 | 13.2 | 5 | BTM | Customer Bill Savings (e.g., Demand Charge Management, TOU Arbitrage) | [5 empty] | AC-Coupled | Solar |  | 10
232178 |  |  | - |  |  | Full Payment Received | Residential | WILLIAMSTOWN | 2021 | Battery |  | Tesla | 13.5 | 10 | 5 | BTM | [6 empty] | AC-Coupled | Solar |  | 10
248297 |  |  | - |  |  | Full Payment Received | Residential | BOLTON | 2021 | Battery |  | Tesla | 13.5 | 10 | 5 | BTM | [6 empty] | AC-Coupled | Solar | 9.75 | 10
248196 |  |  | MA - SMART Program |  |  | Full Payment Received | Residential | QUINCY | 2021 | Battery |  | Tesla | 13.5 | 10 | 5 | BTM | [6 empty] | AC-Coupled | Solar | 8.19 | 7.6
292499 |  |  | MA - SMART Program |  |  | Full Payment Received | Residential - Heat | ABINGTON | 2021 | Battery |  | Tesla | 13.5 | 10 | 5 | BTM | Reliability and Resiliency | [5 empty] | AC-Coupled | Solar |  | 24.57
236527 |  |  | - |  |  | Full Payment Received | Residential | BOXFORD | 2021 | Battery |  | Tesla | 13.5 | 10 | 5 | BTM | [6 empty] | AC-Coupled | Solar |  | 10
247186 |  |  | MA - SMART Program |  |  | Full Payment Received | Residential | HARVARD | 2021 | Battery |  | Tesla | 13.5 | 10 | 5 | BTM | [6 empty] | AC-Coupled | Solar | 16.38 | 15.2
242635 |  |  | - |  |  | Full Payment Received | Residential | WESTFORD | 2021 | Battery |  | Tesla | 13.5 | 10 | 5 | BTM | [6 empty] | AC-Coupled | Solar |  | 10
242810 |  |  | MA - SMART Program |  |  | Full Payment Received | Residential | ESSEX | 2021 | Battery |  | Tesla | 13.5 | 10 | 5 | BTM | [6 empty] | AC-Coupled | Solar | 8.19 | 17.6
243834 |  |  | - |  |  | Full Payment Received | Residential | WRENTHAM | 2021 | Battery |  | Tesla | 13.5 | 10 | 5 | BTM | [6 empty] | AC-Coupled | Solar | 8.96 | 25.2
243897 |  |  | - |  |  | Full Payment Received | Residential | TYNGSBORO | 2021 | Battery |  | Tesla | 13.5 | 10 | 5 | BTM | [6 empty] | AC-Coupled | Solar | 6.5 | 10
244028 |  |  | - |  |  | Full Payment Received | Residential | BELCHERTOWN | 2021 | Battery |  | Tesla | 13.5 | 10 | 5 | BTM | [6 empty] | AC-Coupled | Solar | 7.54 | 10
243846 |  |  | - |  |  | Full Payment Received | Residential | CHELMSFORD | 2021 | Battery |  | Tesla | 13.5 | 10 | 5 | BTM | [6 empty] | AC-Coupled | Solar | 4.515 | 14.5
243391 |  |  | - |  |  | Full Payment Received | Residential | BOLTON | 2021 | Battery |  | Tesla | 13.5 | 10 | 5 | BTM | [6 empty] | AC-Coupled | Solar | 8.2 | 10
238751 |  |  | MA - SMART Program |  |  | Full Payment Received | Residential | ESSEX | 2021 | Battery |  | Tesla | 13.5 | 10 | 5 | BTM | [6 empty] | AC-Coupled | Solar | 13.2 | 10
232600 |  |  | MA - SMART Program |  |  | Full Payment Received | Residential | NORTH DIGHTON | 2021 | Battery |  | Tesla | 13.5 | 10 | 5 | BTM | [6 empty] | AC-Coupled | Solar |  | 15.2
232983 |  |  | - |  |  | Full Payment Received | Residential | NORTHAMPTON | 2021 | Battery |  | Tesla | 13.5 | 10 | 5 | BTM | [6 empty] | AC-Coupled | Solar |  | 10
244622 |  |  | - |  |  | Full Payment Received | Residential | CHARLTON | 2021 | Battery |  | Tesla | 13.5 | 10 | 5 | BTM | [6 empty] | AC-Coupled | Solar | 9.69 | 10
233871 |  |  | MA - SMART Program |  |  | Full Payment Received | Residential | ANDOVER | 2021 | Battery |  | Tesla | 13.5 | 10 | 5 | BTM | [6 empty] | AC-Coupled | Solar | 13.2 | 10
248827 |  |  | - |  |  | Full Payment Received | Residential | DUNSTABLE | 2021 | Battery |  | Tesla | 13.5 | 10 | 5 | BTM | [6 empty] | AC-Coupled | Solar | 9.3 | 20
245424 |  |  | - |  |  | Full Payment Received | Residential | LEOMINSTER | 2021 | Battery |  | Tesla | 13.5 | 10 | 5 | BTM | [6 empty] | AC-Coupled | Solar |  | 12.6
241787 |  |  | MA - SMART Program |  |  | Full Payment Received | Residential | BOLTON | 2021 | Battery |  | Sunpower Corp. | 0 | 10 | 2.5 | BTM | [6 empty] | AC-Coupled | Solar |  | 9.28
247404 |  |  | - |  |  | Full Payment Received | Residential | ANDOVER | 2021 | Battery |  | Tesla | 13.5 | 10 | 5 | BTM | [6 empty] | AC-Coupled | Solar | 6.3 | 10
248702 |  |  | MA - SMART Program |  |  | Full Payment Received | Residential | NORTON | 2021 | Battery |  | Tesla | 13.5 | 10 | 5 | BTM | [6 empty] | AC-Coupled | Solar |  | 10
247730 |  |  | MA - SMART Program |  |  | Full Payment Received | Residential | WESTFORD | 2021 | Battery |  | Tesla | 13.5 | 10 | 5 | BTM | [6 empty] | AC-Coupled | Solar |  | 10
248584 |  |  | MA - SMART Program |  |  | Full Payment Received | Residential | WEST NEWBURY | 2021 | Battery |  | Tesla | 13.5 | 10 | 5 | BTM | [6 empty] | AC-Coupled | Solar | 12.285 | 10
292538 |  |  | MA - SMART Program |  |  | Full Payment Received | Residential | SOUTHFIELD | 2021 | Battery |  | Tesla | 13.5 | 10 | 5 | BTM | Peak Shaving/ Load Leveling | [5 empty] | AC-Coupled | Solar |  | 7.6
250724 |  |  | MA - SMART Program |  |  | Full Payment Received | Residential | NORTHAMPTON | 2021 | Battery |  | Tesla | 13.5 | 10 | 5 | BTM | [6 empty] | AC-Coupled | Solar |  | 10
257644 |  |  | - |  |  | Full Payment Received | Residential | WESTMINSTER | 2021 | Battery |  | Tesla | 13.5 | 13.5 | 20 | BTM | [6 empty] | AC-Coupled | Battery Add-On |  | 30
263958 |  |  | - |  |  | Full Payment Received | Residential | WESTFORD | 2021 | Battery |  | Tesla | 0 | 5 | 10 | BTM | [6 empty] | AC-Coupled | Solar |  | 10
195928 |  |  | - |  |  | Full Payment Received | Residential | FRANKLIN | 2021 | Battery |  | Tesla | 13.5 | 10 | 5 | [7 empty] | AC-Coupled | Solar |  | 10
257042 |  |  | - |  |  | Full Payment Received | Residential | NORTH ADAMS | 2021 | Battery |  | Tesla | 13.5 | 10 | 5 | BTM | [6 empty] | AC-Coupled | Solar | 8.32 | 10
256917 |  |  | MA - SMART Program |  |  | Full Payment Received | Residential | WINCHENDON | 2021 | Battery |  | Tesla | 13.5 | 10 | 5 | BTM | [6 empty] | AC-Coupled | Solar | 8.19 | 7.6
249752 |  |  | MA - SMART Program |  |  | Full Payment Received | Residential | WRENTHAM | 2021 | Battery |  | Tesla | 13.5 | 10 | 5 | BTM | [6 empty] | AC-Coupled | Solar | 4.095 | 3.8
259189 |  |  | MA - SMART Program |  |  | Full Payment Received | - | - | 2021 | Battery |  | Tesla | 13.5 | 13.5 | 10 | BTM | [6 empty] | AC-Coupled | Solar | 15.36 | 12
259369 |  |  | MA - SMART Program |  |  | Full Payment Received | Residential | BILLERICA | 2021 | Battery |  | Tesla | 13.5 | 13.5 | 10 | BTM | [6 empty] | AC-Coupled | Solar |  | 3.8
258893 |  |  | - |  |  | Full Payment Received | Residential | NORTON | 2021 | Battery |  | Tesla | 13.5 | 13.5 | 10 | BTM | [6 empty] | AC-Coupled | Solar | 7.705 | 10
260128 |  |  | MA - SMART Program |  |  | Full Payment Received | Residential | SCITUATE | 2021 | Battery |  | Tesla | 0 | 5 | 10 | BTM | [6 empty] | AC-Coupled | Solar |  | 9.86
260147 |  |  | MA - SMART Program |  |  | Full Payment Received | Residential - Heat | E BRIDGEWATER | 2021 | Battery |  | Tesla | 0 | 5 | 10 | BTM | [6 empty] | AC-Coupled | Solar |  | 10
260576 |  |  | MA - SMART Program |  |  | Full Payment Received | Residential | HAMILTON | 2021 | Battery |  | Tesla | 13.5 | 13.5 | 10 | BTM | [6 empty] | AC-Coupled | Solar | 15.41 | 13.6
265046 |  |  | MA - SMART Program |  |  | Full Payment Received | Residential | N EGREMONT | 2021 | Battery |  | Tesla | 13.5 | 13.5 | 10 | BTM | [6 empty] | AC-Coupled | Solar |  | 10
264770 |  |  | MA - SMART Program |  |  | Full Payment Received | Residential | WESTFORD | 2021 | Battery |  | Tesla | 0 | 5 | 10 | BTM | [6 empty] | AC-Coupled | Solar |  | 9.86
264869 |  |  | - |  |  | Full Payment Received | Residential | LEOMINSTER | 2021 | Battery |  | Tesla | 13.5 | 13.5 | 10 | BTM | [6 empty] | AC-Coupled | Solar | 9.945
265140 |  |  | - |  |  | Full Payment Received | Residential | FLORENCE | 2021 | Battery |  | Tesla | 13.5 | 13.5 | 10 | BTM | [6 empty] | AC-Coupled | Solar |  | 20
265476 |  |  | - |  |  | Full Payment Received | Residential | GRAFTON | 2021 | Battery |  | Tesla | 13.5 | 13.5 | 15 | BTM | [6 empty] | AC-Coupled | Solar |  | 21
265790 |  |  | MA - SMART Program |  |  | Full Payment Received | Residential | ALFORD | 2021 | Battery |  | Tesla | 13.5 | 13.5 | 10 | BTM | [6 empty] | AC-Coupled | Solar |  | 9.8
265791 |  |  | MA - SMART Program |  |  | Full Payment Received | Residential | BRIDGEWATER | 2021 | Battery |  | Tesla | 13.5 | 13.5 | 10 | BTM | [6 empty] | AC-Coupled | Solar |  | 10
266776 |  |  | MA - SMART Program |  |  | Full Payment Received | Residential | ANDOVER | 2021 | Battery |  | Tesla | 0 | 5 | 10 | BTM | [6 empty] | AC-Coupled | Solar |  | 6.67
266941 |  |  | MA - SMART Program |  |  | Full Payment Received | Residential | FRANKLIN | 2021 | Battery |  | Tesla | 13.5 | 13.5 | 10 | BTM | [6 empty] | AC-Coupled | Solar | 11.34 | 10
267108 |  |  | - |  |  | Full Payment Received | Residential | TOPSFIELD | 2021 | Battery |  | Tesla | 0 | 10 | 10 | BTM | [6 empty] | AC-Coupled | Battery Add-On |  | 17.6
267109 |  |  | MA - SMART Program |  |  | Full Payment Received | Residential | RANDOLPH | 2021 | Battery |  | Tesla | 13.5 | 13.5 | 10 | BTM | [6 empty] | AC-Coupled | Solar |  | 7.6
266587 |  |  | MA - SMART Program |  |  | Full Payment Received | Residential | SUTTON | 2021 | Battery |  | Tesla | 13.5 | 13.5 | 10 | BTM | [6 empty] | AC-Coupled | Solar | 17.325 | 15.2
268549 |  |  | MA - SMART Program |  |  | Full Payment Received | Residential | FOXBORO | 2021 | Battery |  | Tesla | 13.5 | 13.5 | 10 | BTM | [6 empty] | AC-Coupled | Solar | 11.34 | 10
268678 |  |  | MA - SMART Program |  |  | Full Payment Received | Residential | WINCHENDON | 2021 | Battery |  | LG Chem | 0 | 9.8 | 5 | BTM | [6 empty] | DC-Coupled | Solar |  | 9.8
268394 |  |  | MA - SMART Program |  |  | Full Payment Received | Residential - Heat | HANOVER | 2021 | Battery |  | Tesla | 13.5 | 13.5 | 15 | BTM | [6 empty] | AC-Coupled | Solar | 11.34 | 11.4
268709 |  |  | MA - SMART Program |  |  | Full Payment Received | Residential | PEMBROKE | 2021 | Battery |  | Tesla | 13.5 | 13.5 | 10 | BTM | [6 empty] | AC-Coupled | Solar | 8.19 | 7.6
269213 |  |  | MA - SMART Program |  |  | Full Payment Received | Residential | METHUEN | 2021 | Battery |  | Tesla | 13.5 | 13.5 | 10 | BTM | [6 empty] | AC-Coupled | Solar |  | 9.84
203934 |  |  | - |  |  | Full Payment Received | Residential | ANDOVER | 2021 | Battery |  |  |  | 20 | 10 | [8 empty] | Battery Add-On |  | 10
291986 |  |  | MA - SMART Program |  |  | Full Payment Received | Residential | GARDNER | 2021 | Battery |  | Tesla | 13.5 | 10 | 5 | BTM | Renewable Energy Shifting | Reliability and Resiliency |  |  |  |  | AC-Coupled | Solar |  | 5.76
178795 |  |  | MA - SMART Program |  |  | Full Payment Received | Commercial | PLAINVILLE | 2021 | Battery |  |  |  | 4620 | 2310 | FTM | [7 empty] | Solar |  | 7260
205262 |  |  | MA - SMART Program |  |  | Full Payment Received | Residential - Heat | BROOKFIELD | 2021 | Battery |  | Tesla | 13.5 | 10 | 5 | BTM | [6 empty] | AC-Coupled | Solar |  | 7.6
178674 |  |  | MA - SMART Program |  |  | Full Payment Received | Commercial | SUTTON | 2021 | Battery |  | IHI | 0 | 1000 | 500 | FTM | [6 empty] | DC-Coupled | Solar |  | 1000
204820 |  |  | - |  |  | Full Payment Received | Residential | SOUTHFIELD | 2021 | Battery |  | Tesla | 13.5 | 10 | 5 | [7 empty] | AC-Coupled | Solar |  | 10
178492 |  |  | MA - SMART Program |  |  | Full Payment Received | Commercial | NORTHBRIDGE | 2021 | Battery |  | BYD | 0 | 500 | 500 | FTM | [6 empty] | AC-Coupled | Solar |  | 4980
178493 |  |  | MA - SMART Program |  |  | Full Payment Received | Commercial | NORTHBRIDGE | 2021 | Battery |  | BYD | 0 | 500 | 500 | FTM | [6 empty] | AC-Coupled | Solar |  | 4980
178308 |  |  | MA - SMART Program |  |  | Full Payment Received | Commercial | EVERETT | 2021 | Battery |  |  |  | 8000 | 4000 | BTM | [7 empty] | Natural Gas |  | 7788
205175 |  |  | - |  |  | Full Payment Received | Residential | WEYMOUTH | 2021 | Battery |  | Tesla | 13.5 | 10 | 5 | BTM | [6 empty] | AC-Coupled | Solar | 7.15 | 10
205162 |  |  | - |  |  | Full Payment Received | Residential | HAMILTON | 2021 | Battery |  | Tesla | 0 | 5 | 5 | [7 empty] | AC-Coupled | Solar |  | 5
347069 |  |  | MA - SMART Program |  |  | Full Payment Received | Residential | BYFIELD | 2021 | Battery |  | Tesla | 13.5 | 10 | 5 | BTM | [6 empty] | AC-Coupled | Solar |  | 8.7
346050 |  |  | MA - SMART Program |  |  | Full Payment Received | Residential | SPENCER | 2021 | Battery |  | Tesla | 13.5 | 10 | 5 | BTM | Peak Shaving/ Load Leveling | [5 empty] | AC-Coupled | Solar |  | 11.4
285198 |  |  | MA - SMART Program |  |  | Full Payment Received | Residential | UXBRIDGE | 2021 | Battery |  | Tesla | 13.5 | 10 | 5 | BTM | [6 empty] | AC-Coupled | Solar |  | 10
285186 |  |  | MA - SMART Program |  |  | Full Payment Received | Residential | FOXBORO | 2021 | Battery |  | TESLA | 13.5 | 10 | 5 | BTM | [6 empty] | AC-Coupled | Solar |  | 9.57
285483 |  |  | MA - SMART Program |  |  | Full Payment Received | Residential | NORTH ANDOVER | 2021 | Battery |  | TESLA | 13.5 | 10 | 5 | BTM | [6 empty] | AC-Coupled | Solar |  | 9.28
287290 |  |  | MA - SMART Program |  |  | Full Payment Received | Residential | WESTBOROUGH | 2021 | Battery |  | Tesla | 13.5 | 10 | 5 | BTM | Reliability and Resiliency | [5 empty] | AC-Coupled | Solar |  | 29.72
286629 |  |  | MA - SMART Program |  |  | Full Payment Received | Residential | FRANKLIN | 2021 | Battery |  | Tesla | 13.5 | 10 | 5 | BTM | Reliability and Resiliency | [5 empty] | AC-Coupled | Solar | 7.68 | 7.6
287445 |  |  | MA - SMART Program |  |  | Full Payment Received | Residential | ROYALSTON | 2021 | Battery |  | Tesla | 13.5 | 10 | 5 | BTM | [6 empty] | AC-Coupled | Solar |  | 10
287429 |  |  | MA - SMART Program |  |  | Full Payment Received | Residential | HANOVER | 2021 | Battery |  | Tesla | 13.5 | 10 | 5 | BTM | Peak Shaving/ Load Leveling | [5 empty] | AC-Coupled | Solar | 11.811 | 11.4
287738 |  |  | MA - SMART Program |  |  | Full Payment Received | Residential | MILFORD | 2021 | Battery |  | Tesla | 13.5 | 10 | 5 | BTM | Peak Shaving/ Load Leveling | [5 empty] | AC-Coupled | Solar |  | 8
287761 |  |  | MA - SMART Program |  |  | Full Payment Received | Residential | LANCASTER | 2021 | Battery |  | Tesla | 13.5 | 10 | 5 | BTM | [6 empty] | AC-Coupled | Solar |  | 11.52
288940 |  |  | MA - SMART Program |  |  | Full Payment Received | Residential | NORTHBOROUGH | 2021 | Battery |  | Tesla | 13.5 | 10 | 5 | BTM | Peak Shaving/ Load Leveling | [5 empty] | AC-Coupled | Solar |  | 11.4
288906 |  |  | MA - SMART Program |  |  | Full Payment Received | Residential | COHASSET | 2021 | Battery |  | Tesla | 13.5 | 10 | 5 | BTM | Reliability and Resiliency | [5 empty] | AC-Coupled | Solar |  | 24
289689 |  |  | MA - SMART Program |  |  | Full Payment Received | Residential | SWAMPSCOTT | 2021 | Battery |  | TESLA | 13.5 | 10 | 5 | BTM | [6 empty] | AC-Coupled | Solar |  | 12.96
289784 |  |  | MA - SMART Program |  |  | Full Payment Received | Residential | MARLBOROUGH | 2021 | Battery |  | Tesla | 13.5 | 10 | 5 | BTM | [6 empty] | AC-Coupled | Solar |  | 8.41
290037 |  |  | MA - SMART Program |  |  | Full Payment Received | Residential | SWAMPSCOTT | 2021 | Battery |  | Tesla | 13.5 | 10 | 5 | BTM | Peak Shaving/ Load Leveling | [5 empty] | AC-Coupled | Solar | 7.543 | 7.68
178635 |  |  | - |  |  | Full Payment Received | Residential | DRACUT | 2021 | Battery |  | Tesla | 13.5 | 10 | 5 | [7 empty] | Separate PCC | Solar |  | 5
178611 |  |  | - |  |  | Full Payment Received | Commercial | CHELMSFORD | 2021 | Battery |  | LOCKHEED MARTIN | 0 |  | 450 | FTM | [6 empty] | AC-Coupled | Other |  | 450
178712 |  |  | MA - SMART Program |  |  | Full Payment Received | Commercial | DOUGLAS | 2021 | Battery |  |  |  | 3840 | 3840 | FTM | [7 empty] | Solar |  | 4998
270035 |  |  | MA - SMART Program |  |  | Full Payment Received | Residential - Heat | TEWKSBURY | 2021 | Battery |  | Tesla | 13.5 | 13.5 | 15 | BTM | [6 empty] | AC-Coupled | Solar |  | 9.84
270545 |  |  | - |  |  | Full Payment Received | Residential - Heat | BRADFORD | 2021 | Battery |  | Tesla | 13.5 | 13.5 | 15 | BTM | [6 empty] | AC-Coupled | Solar
270895 |  |  | MA - SMART Program |  |  | Full Payment Received | Residential | NEWBURYPORT | 2021 | Battery |  | Tesla | 0 | 5 | 10 | BTM | [6 empty] | AC-Coupled | Solar |  | 10
272817 |  |  | - |  |  | Full Payment Received | Residential | ANDOVER | 2021 | Battery |  | Tesla | 13.5 | 13.5 | 10 | BTM | [6 empty] | AC-Coupled | Solar
273131 |  |  | - |  |  | Full Payment Received | Residential | SALEM | 2021 | Battery |  | Tesla | 13.5 | 13.5 | 10 | BTM | [6 empty] | AC-Coupled | Solar
273439 |  |  | - |  |  | Full Payment Received | Residential | TEWKSBURY | 2021 | Battery |  | Tesla | 13.5 | 13.5 | 15 | BTM | [6 empty] | AC-Coupled | Solar
273784 |  |  | MA - SMART Program |  |  | Full Payment Received | Residential | N CHELMSFORD | 2021 | Battery |  | Tesla | 13.5 | 13.5 | 10 | BTM | [6 empty] | AC-Coupled | Solar |  | 8.88
277157 |  |  | - |  |  | Full Payment Received | Residential | WEST NEWBURY | 2021 | Battery |  | Tesla | 0 | 5 | 5 | BTM | [6 empty] | AC-Coupled | Battery Add-On
283459 |  |  | MA - SMART Program |  |  | Full Payment Received | Residential | BOXFORD | 2021 | Battery |  | Tesla | 13.5 | 13.5 | 15 | BTM | [6 empty] | AC-Coupled | Solar |  | 10
207452 |  |  | MA - SMART Program |  |  | Full Payment Received | Residential - Heat | NORTHBOROUGH | 2021 | Battery |  | Tesla | 13.5 | 10 | 5 | BTM | [6 empty] | AC-Coupled | Solar |  | 10
210891 |  |  | MA - SMART Program |  |  | Full Payment Received | Residential | E BRIDGEWATER | 2021 | Battery |  | Tesla | 13.5 | 10 | 5 | BTM | [6 empty] | AC-Coupled | Solar |  | 10
374977 |  |  | MA - SMART Program |  |  | Full Payment Received | Residential | BOLTON | 2021 | Battery |  | Tesla Inc | 13.5 | 10 | 5 | BTM | Peak Shaving/ Load Leveling | [5 empty] | AC-Coupled | Solar |  | 11.4
208008 |  |  | MA - SMART Program |  |  | Full Payment Received | Residential | WRENTHAM | 2021 | Battery |  | Tesla | 13.5 | 10 | 5 | BTM | [6 empty] | AC-Coupled | Solar | 9.76 | 17.6
250967 |  |  | MA - SMART Program |  |  | Full Payment Received | Residential | LOWELL | 2021 | Battery |  | Tesla | 13.5 | 10 | 5 | BTM | [6 empty] | AC-Coupled | Solar | 8.19 | 7.6
290740 |  |  | MA - SMART Program |  |  | Full Payment Received | Residential | STOUGHTON | 2021 | Battery |  | Tesla | 13.5 | 10 | 5 | BTM | Peak Shaving/ Load Leveling | [5 empty] | AC-Coupled | Solar |  | 7.6
290312 |  |  | MA - SMART Program |  |  | Full Payment Received | Residential | CHELMSFORD | 2021 | Battery |  | Tesla | 13.5 | 10 | 5 | BTM | [6 empty] | AC-Coupled | Solar |  | 9.6
290418 |  |  | MA - SMART Program |  |  | Full Payment Received | Residential | WESTFORD | 2021 | Battery |  | Tesla | 13.5 | 10 | 5 | BTM | [6 empty] | AC-Coupled | Solar |  | 10
290152 |  |  | MA - SMART Program |  |  | Full Payment Received | Residential | NORTH ANDOVER | 2021 | Battery |  | Tesla | 13.5 | 10 | 5 | BTM | Peak Shaving/ Load Leveling | [5 empty] | AC-Coupled | Solar |  | 10
290378 |  |  | - |  |  | Full Payment Received | Residential | BOXFORD | 2021 | Battery |  | Tesla | 13.5 | 10 | 5 | BTM | Peak Shaving/ Load Leveling | [5 empty] | AC-Coupled | Solar
290419 |  |  | MA - SMART Program |  |  | Full Payment Received | Residential | AMESBURY | 2021 | Battery |  | Tesla | 13.5 | 10 | 5 | BTM | Generation Support (e.g., Peaker Replacement) | [5 empty] | AC-Coupled | Solar |  | 10
290691 |  |  | - |  |  | Full Payment Received | Residential | SALEM | 2021 | Battery |  | Tesla | 13.5 | 10 | 5 | BTM | Peak Shaving/ Load Leveling | [5 empty] | AC-Coupled | Battery Add-On
291839 |  |  | MA - SMART Program |  |  | Full Payment Received | Residential | FOXBORO | 2021 | Battery |  | Tesla | 13.5 | 10 | 5 | BTM | Reliability and Resiliency | [5 empty] | AC-Coupled | Solar | 12.48 | 10
291146 |  |  | MA - SMART Program |  |  | Full Payment Received | Residential | SALEM | 2021 | Battery |  | Tesla | 13.5 | 10 | 5 | BTM | Renewable Energy Shifting | Reliability and Resiliency |  |  |  |  | AC-Coupled | Solar |  | 7.54
291144 |  |  | MA - SMART Program |  |  | Full Payment Received | Residential | GRAFTON | 2021 | Battery |  | Tesla | 13.5 | 10 | 5 | BTM | Reliability and Resiliency | [5 empty] | AC-Coupled | Solar | 17.92 | 9.996
291401 |  |  | - |  |  | Full Payment Received | Residential | HARVARD | 2021 | Battery |  | Tesla | 13.5 | 10 | 5 | BTM | Peak Shaving/ Load Leveling | [5 empty] | AC-Coupled | Battery Add-On
291579 |  |  | MA - SMART Program |  |  | Full Payment Received | Residential | BYFIELD | 2021 | Battery |  | Tesla | 13.5 | 10 | 5 | BTM | [6 empty] | AC-Coupled | Solar | 15.04 | 10
296412 |  |  | MA - SMART Program |  |  | Full Payment Received | Residential | DOUGLAS | 2021 | Battery |  | Tesla | 13.5 | 10 | 5 | BTM | Reliability and Resiliency | [5 empty] | AC-Coupled | Solar | 11.48 | 10
296127 |  |  | MA - SMART Program |  |  | Full Payment Received | Residential | HOLBROOK | 2021 | Battery |  | Tesla | 13.5 | 10 | 5 | BTM | Other | backup power |  |  |  |  | AC-Coupled | Solar |  | 9.57
295965 |  |  | MA - SMART Program |  |  | Full Payment Received | Residential | HAVERHILL | 2021 | Battery |  | Tesla | 0 | 13.2 | 5 | BTM | Other | backup power |  |  |  |  | AC-Coupled | Solar |  | 9.36
292702 |  |  | - |  |  | Full Payment Received | Residential | WESTFORD | 2021 | Battery |  | Tesla | 13.5 | 10 | 5 | BTM | Peak Shaving/ Load Leveling | [5 empty] | AC-Coupled | Solar
293030 |  |  | - |  |  | Full Payment Received | Residential | FRANKLIN | 2021 | Battery |  | Tesla | 13.5 | 10 | 5 | BTM | Peak Shaving/ Load Leveling | [5 empty] | AC-Coupled | Solar | 7.32
292717 |  |  | - |  |  | Full Payment Received | Residential | RANDOLPH | 2021 | Battery |  | Tesla | 13.5 | 10 | 5 | BTM | Peak Shaving/ Load Leveling | [5 empty] | AC-Coupled | Battery Add-On
295996 |  |  | MA - SMART Program |  |  | Full Payment Received | Residential | WRENTHAM | 2021 | Battery |  | Tesla | 13.5 | 10 | 5 | BTM | Reliability and Resiliency | [5 empty] | AC-Coupled | Solar | 5.85 | 5
292996 |  |  | MA - SMART Program |  |  | Full Payment Received | Residential | NORTH ANDOVER | 2021 | Battery |  | Tesla | 13.5 | 10 | 5 | BTM | Peak Shaving/ Load Leveling | [5 empty] | AC-Coupled | Solar |  | 10
298159 |  |  | MA - SMART Program |  |  | Full Payment Received | Residential | HARVARD | 2021 | Battery |  | Tesla | 13.5 | 10 | 5 | BTM | Peak Shaving/ Load Leveling | [5 empty] | AC-Coupled | Solar |  | 10
297939 |  |  | MA - SMART Program |  |  | Full Payment Received | Residential | NORTON | 2021 | Battery |  | Tesla | 13.5 | 10 | 5 | BTM | Peak Shaving/ Load Leveling | [5 empty] | AC-Coupled | Solar |  | 10
298017 |  |  | MA - SMART Program |  |  | Full Payment Received | Residential | HARVARD | 2021 | Battery |  | Tesla | 13.5 | 10 | 5 | BTM | Generation Support (e.g., Peaker Replacement) | Utility DR Program |  |  |  |  | AC-Coupled | Solar |  | 10
297463 |  |  | MA - SMART Program |  |  | Full Payment Received | Residential | N CHELMSFORD | 2021 | Battery |  | Tesla | 13.5 | 10 | 5 | BTM | Peak Shaving/ Load Leveling | [5 empty] | AC-Coupled | Solar |  | 10
293766 |  |  | - |  |  | Full Payment Received | Residential | WORCESTER | 2021 | Battery |  | Tesla | 13.5 | 10 | 5 | BTM | Generation Support (e.g., Peaker Replacement) | [5 empty] | AC-Coupled | Battery Add-On
293839 |  |  | MA - SMART Program |  |  | Full Payment Received | Residential | MAGNOLIA | 2021 | Battery |  | Tesla | 13.5 | 10 | 5 | BTM | Customer Bill Savings (e.g., Demand Charge Management, TOU Arbitrage) | [5 empty] | AC-Coupled | Solar |  | 10
293665 |  |  | MA - SMART Program |  |  | Full Payment Received | Residential | ROCHDALE | 2021 | Battery |  | Tesla | 0 | 13.2 | 5 | BTM | [6 empty] | AC-Coupled | Solar |  | 8.4
298402 |  |  | MA - SMART Program |  |  | Full Payment Received | Residential | CHELMSFORD | 2021 | Battery |  | Tesla | 13.5 | 10 | 5 | BTM | Renewable Energy Shifting | Reliability and Resiliency |  |  |  |  | AC-Coupled | Solar |  | 4.64
293844 |  |  | MA - SMART Program |  |  | Full Payment Received | Residential | WILLIAMSTOWN | 2021 | Battery |  | Tesla | 13.5 | 10 | 5 | BTM | [6 empty] | AC-Coupled | Solar | 10.385 | 10
299874 |  |  | MA - SMART Program |  |  | Full Payment Received | Residential | DUDLEY | 2021 | Battery |  | Tesla | 0 | 13.2 | 5 | BTM | Other | backup power |  |  |  |  | AC-Coupled | Solar |  | 9.36
293823 |  |  | MA - SMART Program |  |  | Full Payment Received | Residential | DUDLEY | 2021 | Battery |  | Tesla | 13.5 | 10 | 5 | BTM | Other | backup power |  |  |  |  | AC-Coupled | Solar |  | 8.88
294223 |  |  | MA - SMART Program |  |  | Full Payment Received | Residential | MELROSE | 2021 | Battery |  | Tesla | 13.5 | 10 | 5 | BTM | Generation Support (e.g., Peaker Replacement) | [5 empty] | AC-Coupled | Solar
294246 |  |  | - |  |  | Full Payment Received | Residential | BOXFORD | 2021 | Battery |  | Tesla | 13.5 | 10 | 5 | BTM | Generation Support (e.g., Peaker Replacement) | [5 empty] | AC-Coupled | Solar
300578 |  |  | MA - SMART Program |  |  | Full Payment Received | Residential | BRIDGEWATER | 2021 | Battery |  | Tesla | 13.5 | 10 | 5 | BTM | Peak Shaving/ Load Leveling | [5 empty] | AC-Coupled | Solar |  | 7.6
299097 |  |  | MA - SMART Program |  |  | Full Payment Received | Residential | HAWLEY | 2021 | Battery |  | Tesla | 13.5 | 10 | 5 | BTM | Peak Shaving/ Load Leveling | [5 empty] | AC-Coupled | Solar |  | 5.76
299279 |  |  | MA - SMART Program |  |  | Full Payment Received | Residential - Heat | WESTFORD | 2021 | Battery |  | Tesla | 13.5 | 10 | 5 | BTM | Peak Shaving/ Load Leveling | [5 empty] | AC-Coupled | Solar |  | 10
300516 |  |  | MA - SMART Program |  |  | Full Payment Received | Residential | AUBURN | 2021 | Battery |  | Tesla | 0 | 18.88 | 5 | BTM | Other | back up power |  |  |  |  | AC-Coupled | Solar |  | 8.64
300290 |  |  | - |  |  | Full Payment Received | Residential | ANDOVER | 2021 | Battery |  | Tesla | 13.5 | 10 | 5 | BTM | Generation Support (e.g., Peaker Replacement) | Utility - DG Program |  |  |  |  | AC-Coupled | Solar
299534 |  |  | - |  |  | Full Payment Received | Residential | BELCHERTOWN | 2021 | Battery |  | Tesla | 13.5 | 10 | 5 | BTM | Customer Bill Savings (e.g., Demand Charge Management, TOU Arbitrage) | [5 empty] | AC-Coupled | Solar
294263 |  |  | MA - SMART Program |  |  | Full Payment Received | Residential | SUTTON | 2021 | Battery |  | Tesla | 13.5 | 10 | 5 | BTM | Peak Shaving/ Load Leveling | [5 empty] | AC-Coupled | Solar |  | 10
301119 |  |  | MA - SMART Program |  |  | Full Payment Received | Residential | WILBRAHAM | 2021 | Battery |  | Tesla | 13.5 | 10 | 5 | BTM | Peak Shaving/ Load Leveling | [5 empty] | AC-Coupled | Solar |  | 7.6
295339 |  |  | MA - SMART Program |  |  | Full Payment Received | Residential | COHASSET | 2021 | Battery |  | Tesla | 13.5 | 10 | 5 | BTM | [6 empty] | AC-Coupled | Solar |  | 10
295196 |  |  | - |  |  | Full Payment Received | Residential | SOUTHBOROUGH | 2021 | Battery |  | Tesla | 13.5 | 10 | 5 | BTM | [6 empty] | AC-Coupled | Battery Add-On
300315 |  |  | - |  |  | Full Payment Received | Residential | ESSEX | 2021 | Battery |  | Tesla | 13.5 | 10 | 5 | BTM | Generation Support (e.g., Peaker Replacement) | Utility - DR Program |  |  |  |  | AC-Coupled | Solar
278122 |  |  | - |  |  | Full Payment Received | Residential | MENDON | 2021 | Battery |  | Sonnen | 0 | 20 | 8 | BTM | [6 empty] | AC-Coupled | Other
277573 |  |  | - |  |  | Full Payment Received | Residential | NORTHAMPTON | 2021 | Battery |  | Tesla | 13.5 | 13.5 | 10 | BTM | [6 empty] | AC-Coupled | Solar | 10.2
277546 |  |  | MA - SMART Program |  |  | Full Payment Received | Residential | BOLTON | 2021 | Battery |  | Tesla | 13.5 | 13.5 | 10 | BTM | [6 empty] | DC-Coupled | Solar |  | 9.6
277368 |  |  | MA - SMART Program |  |  | Full Payment Received | Residential | WESTFORD | 2021 | Battery |  | Tesla | 13.5 | 13.5 | 10 | BTM | [6 empty] | AC-Coupled | Solar |  | 9.84
279002 |  |  | MA - SMART Program |  |  | Full Payment Received | Residential | HANOVER | 2021 | Battery |  | Tesla | 0 | 5 | 10 | BTM | [6 empty] | DC-Coupled | Solar |  | 10.8
279685 |  |  | MA - SMART Program |  |  | Full Payment Received | Residential | ANDOVER | 2021 | Battery |  | Tesla | 13.5 | 13.5 | 15 | BTM | [6 empty] | DC-Coupled | Solar | 11.34 | 10
279479 |  |  | MA - SMART Program |  |  | Full Payment Received | Residential | WEYMOUTH | 2021 | Battery |  | Tesla | 13.5 | 13.5 | 10 | BTM | [6 empty] | DC-Coupled | Solar | 7.56 | 7.6
279630 |  |  | MA - SMART Program |  |  | Full Payment Received | Residential | SALEM | 2021 | Battery |  | Tesla | 13.5 | 13.5 | 15 | BTM | [6 empty] | AC-Coupled | Solar | 11.34 | 10
280097 |  |  | MA - SMART Program |  |  | Full Payment Received | Residential | CHARLTON | 2021 | Battery |  | Tesla | 13.5 | 13.5 | 10 | BTM | [6 empty] | AC-Coupled | Solar |  | 8.64
280278 |  |  | MA - SMART Program |  |  | Full Payment Received | Residential | MILLBURY | 2021 | Battery |  | Tesla | 13.5 | 13.5 | 10 | BTM | [6 empty] | AC-Coupled | Solar |  | 10
281332 |  |  | MA - SMART Program |  |  | Full Payment Received | Residential | SALEM | 2021 | Battery |  | Tesla | 13.5 | 13.5 | 10 | BTM | [6 empty] | AC-Coupled | Solar | 15.2607 | 12
281952 |  |  | MA - SMART Program |  |  | Full Payment Received | Residential | SCITUATE | 2021 | Battery |  | Tesla | 13.5 | 13.5 | 10 | BTM | [6 empty] | DC-Coupled | Solar |  | 8.12
283144 |  |  | MA - SMART Program |  |  | Full Payment Received | Residential | HARVARD | 2021 | Battery |  | SolarEdge | 9.3 |  | 7.6 | BTM | [6 empty] | DC-Coupled | Solar |  | 19
283910 |  |  | MA - SMART Program |  |  | Full Payment Received | Residential | NEWBURYPORT | 2021 | Battery |  | Tesla | 0 | 13.2 | 5 | BTM | [6 empty] | DC-Coupled | Solar |  | 10
283128 |  |  | MA - SMART Program |  |  | Full Payment Received | Residential | WENHAM | 2021 | Battery |  | Tesla | 13.5 | 13.5 | 10 | BTM | [6 empty] | DC-Coupled | Solar |  | 8.7
283891 |  |  | - |  |  | Full Payment Received | Residential - Heat | HUBBARDSTON | 2021 | Battery |  | Tesla | 13.5 | 10 | 5 | BTM | [6 empty] | AC-Coupled | Battery Add-On
284615 |  |  | MA - SMART Program |  |  | Full Payment Received | Residential | E LONGMEADOW | 2021 | Battery |  | Tesla | 13.5 | 10 | 5 | BTM | [6 empty] | AC-Coupled | Solar | 11.34 | 10
284143 |  |  | MA - SMART Program |  |  | Full Payment Received | Residential | NORTH ANDOVER | 2021 | Battery |  | Tesla | 13.5 | 10 | 5 | BTM | [6 empty] | AC-Coupled | Solar |  | 12
284382 |  |  | MA - SMART Program |  |  | Full Payment Received | Residential | FLORENCE | 2021 | Battery |  | Tesla | 13.5 | 10 | 5 | BTM | [6 empty] | AC-Coupled | Solar |  | 10
342956 |  |  | MA - SMART Program |  |  | Full Payment Received | Residential | ANDOVER | 2021 | Battery |  | Tesla | 13.5 | 10 | 5 | BTM | Peak Shaving/ Load Leveling | [5 empty] | AC-Coupled | Solar |  | 11.4
345576 |  |  | MA - SMART Program |  |  | Full Payment Received | Residential | ABINGTON | 2021 | Battery |  | Tesla | 13.5 | 10 | 5 | BTM | Other | Utility DR Program |  |  |  |  | AC-Coupled | Solar |  | 9.6
346362 |  |  | MA - SMART Program |  |  | Full Payment Received | Residential | METHUEN | 2021 | Battery |  | StorEdge Technologies | 5 |  | 7.6 | BTM | [6 empty] | DC-Coupled | Solar |  | 7.6
208186 |  |  | MA - SMART Program |  |  | Full Payment Received | Residential | TOPSFIELD | 2021 | Battery |  | Tesla | 13.5 | 10 | 5 | BTM | [6 empty] | AC-Coupled | Solar | 10.08 | 10
212493 |  |  | - |  |  | Full Payment Received | Residential | HARVARD | 2021 | Battery |  | Tesla | 13.5 | 10 | 5 | BTM | [6 empty] | AC-Coupled | Solar
299887 |  |  | MA - SMART Program |  |  | Full Payment Received | Residential | ANDOVER | 2021 | Battery |  | Tesla | 13.5 | 10 | 5 | BTM | Generation Support (e.g., Peaker Replacement) | Utility - DR Program |  |  |  |  | AC-Coupled | Solar |  | 6
299813 |  |  | MA - SMART Program |  |  | Full Payment Received | Residential | WESTBOROUGH | 2021 | Battery |  | Tesla | 13.5 | 10 | 5 | BTM | [6 empty] | AC-Coupled | Solar |  | 10
258486 |  |  | MA - SMART Program |  |  | Full Payment Received | Residential | WESTFORD | 2021 | Battery |  | Tesla | 13.5 | 10 | 5 | BTM | [6 empty] | AC-Coupled | Solar |  | 10
213038 |  |  | MA - SMART Program |  |  | Full Payment Received | Residential | ANDOVER | 2021 | Battery |  | Tesla | 13.5 | 10 | 5 | BTM | [6 empty] | AC-Coupled | Solar |  | 10
213064 |  |  | - |  |  | Full Payment Received | Residential | BOXFORD | 2021 | Battery |  | Tesla | 13.5 | 10 | 5 | BTM | [6 empty] | AC-Coupled | Solar
213359 |  |  | MA - SMART Program |  |  | Full Payment Received | Residential | SALEM | 2021 | Battery |  | Tesla | 13.5 | 10 | 5 | BTM | [6 empty] | AC-Coupled | Solar
252243 |  |  | - |  |  | Full Payment Received | Residential | UXBRIDGE | 2021 | Battery |  | Tesla | 13.5 | 10 | 5 | BTM | [6 empty] | AC-Coupled | Solar
255931 |  |  | MA - SMART Program |  |  | Full Payment Received | Residential | SOUTHBOROUGH | 2021 | Battery |  | Tesla | 13.5 | 10 | 5 | BTM | [6 empty] | AC-Coupled | Solar |  | 10
253195 |  |  | - |  |  | Full Payment Received | Residential | FLORENCE | 2021 | Battery |  | Tesla | 13.5 | 10 | 5 | BTM | [6 empty] | AC-Coupled | Solar | 6.21
217096 |  |  | - |  |  | Full Payment Received | Residential - Heat | MANCHESTER | 2021 | Battery |  | Tesla | 13.5 | 10 | 5 | BTM | [6 empty] | AC-Coupled | Solar |  | 10
217237 |  |  | MA - SMART Program |  |  | Full Payment Received | Residential | WESTMINSTER | 2021 | Battery |  | Tesla | 13.5 | 10 | 5 | BTM | [6 empty] | AC-Coupled | Solar |  | 10
213993 |  |  | MA - SMART Program |  |  | Full Payment Received | Residential | NORTH GRAFTON | 2021 | Battery |  | Tesla | 13.5 | 10 | 5 | BTM | [6 empty] | AC-Coupled | Solar |  | 7.6
213965 |  |  | - |  |  | Full Payment Received | Residential | SALISBURY | 2021 | Battery |  | Tesla | 13.5 | 10 | 5 | BTM | [6 empty] | AC-Coupled | Solar
213962 |  |  | - |  |  | Full Payment Received | Residential | WEST NEWBURY | 2021 | Battery |  | Tesla | 13.5 | 10 | 5 | BTM | [6 empty] | AC-Coupled | Solar
213815 |  |  | - |  |  | Full Payment Received | Residential | MEDFORD | 2021 | Battery |  | Tesla | 13.5 | 10 | 5 | BTM | [6 empty] | AC-Coupled | Solar
216694 |  |  | - |  |  | Full Payment Received | Residential | BRIDGEWATER | 2021 | Battery |  | Tesla | 13.5 | 10 | 5 | BTM | [6 empty] | AC-Coupled | Solar
216596 |  |  | MA - SMART Program |  |  | Full Payment Received | Residential | BELCHERTOWN | 2021 | Battery |  | Tesla | 13.5 | 10 | 5 | BTM | [6 empty] | AC-Coupled | Solar | 16.5 | 25.2
214597 |  |  | MA - SMART Program |  |  | Full Payment Received | Residential | SOUTHFIELD | 2021 | Battery |  | Tesla | 27 | 20 | 10 | BTM | [6 empty] | AC-Coupled | Solar |  | 10
215949 |  |  | - |  |  | Full Payment Received | Residential | SCITUATE | 2021 | Battery |  | Tesla | 13.5 | 10 | 5 | BTM | [6 empty] | AC-Coupled | Solar
263166 |  |  | MA - SMART Program |  |  | Full Payment Received | Residential - Heat | WESTFORD | 2021 | Battery |  | Tesla | 13.5 | 13.5 | 10 | BTM | [6 empty] | AC-Coupled | Solar | 11.34 | 10
254306 |  |  | - |  |  | Full Payment Received | Residential | W BRIDGEWATER | 2021 | Battery |  | Tesla | 13.5 | 10 | 5 | BTM | [6 empty] | AC-Coupled | Solar
384730 |  |  | MA - SMART Program |  |  | Full Payment Received | Residential | HAVERHILL | 2021 | Battery |  | StorEdge | 9.6 |  | 6 | BTM | [6 empty] | DC-Coupled | Solar |  | 6
382530 |  |  | MA - SMART Program |  |  | ISA Issued | Residential | MENDON | 2021 | Battery |  | Tesla | 0 | 13.2 | 5 | BTM | [6 empty] | AC-Coupled | Solar |  | 6
379438 |  |  | MA - SMART Program |  |  | ISA Issued | Residential | S HAMILTON | 2021 | Battery |  | SolarEdge Technologies | 9.6 |  | 6 | BTM | [6 empty] | DC-Coupled | Solar |  | 6
395229 |  |  | MA - SMART Program |  |  | ISA Issued | Residential | SCITUATE | 2021 | Battery |  | Tesla | 13.5 |  | 7.6 | BTM | [6 empty] | DC-Coupled | Solar |  | 7.6
397349 |  |  | MA - SMART Program |  |  | ISA Issued | Residential | NORTH ANDOVER | 2021 | Battery |  | Enphase | 0 | 10 | 3.84 | BTM | [6 empty] | AC-Coupled | Solar |  | 9.57
384886 |  |  | - |  |  | ISA Issued | Residential | MEDFORD | 2021 | Battery |  | Enphase | 0 | 3.36 | 5.12 | BTM | Customer Bill Savings (e.g., Demand Charge Management, TOU Arbitrage) | [5 empty] | AC-Coupled | Solar | 9.12
391437 |  |  | MA - SMART Program |  |  | ISA Issued | Residential | SEEKONK | 2021 | Battery |  | Generac | 18 |  | 7.6 | BTM | [6 empty] | DC-Coupled | Solar |  | 7.6
378826 |  |  | MA - SMART Program |  |  | ISA Issued | Residential | BRIDGEWATER | 2021 | Battery |  | Tesla Inc | 13.5 | 10 | 5 | BTM | [6 empty] | AC-Coupled | Solar |  | 7.6
397857 |  |  | MA - SMART Program |  |  | ISA Issued | Residential | MARLBOROUGH | 2021 | Battery |  | SolarEdge | 9.6 |  | 6 | BTM | [6 empty] | DC-Coupled | Solar |  | 6
379064 |  |  | MA - SMART Program |  |  | Full Payment Received | Residential | MALDEN | 2021 | Battery |  | Tesla Inc | 13.5 | 10 | 5 | BTM | [6 empty] | AC-Coupled | Solar |  | 7.6
390328 |  |  | MA - SMART Program |  |  | ISA Issued | Residential | WILLIAMSTOWN | 2021 | Battery |  | Generac | 18 |  | 7.6 | BTM | [6 empty] | DC-Coupled | Solar |  | 7.6
381135 |  |  | MA - SMART Program |  |  | ISA Issued | Residential | STOUGHTON | 2021 | Battery |  | StorEdge | 9.3 |  | 7.6 | BTM | [6 empty] | DC-Coupled | Solar |  | 7.6
404285 |  |  | MA - SMART Program |  |  | ISA Issued | Residential | ATTLEBORO | 2021 | Battery |  | LG CHEM | 5 |  | 6 | BTM | [6 empty] | DC-Coupled | Solar |  | 6
360552 |  |  | MA - SMART Program |  |  | ISA Issued | Residential | DRACUT | 2021 | Battery |  | StorEdge | 9.3 |  | 7.6 | BTM | [6 empty] | DC-Coupled | Solar |  | 7.6
361674 |  |  | MA - SMART Program |  |  | Application Submitted | Residential | WORCESTER | 2021 | Battery |  | SolarEdge Technologies | 9.8 |  | 7.6 | BTM | [6 empty] | DC-Coupled | Solar |  | 7.6
360350 |  |  | MA - SMART Program |  |  | ISA Issued | Residential | WORCESTER | 2021 | Battery |  | StorEdge | 9.3 |  | 7.6 | BTM | [6 empty] | DC-Coupled | Solar |  | 7.6
361418 |  |  | MA - SMART Program |  |  | ISA Issued | Residential - Heat | PALMER | 2021 | Battery |  | SolarEdge Technologies | 9.3 |  | 6 | BTM | [6 empty] | DC-Coupled | Solar |  | 9.8
360873 |  |  | MA - SMART Program |  |  | ISA Issued | Residential | SAUGUS | 2021 | Battery |  | StorEdge | 9.3 |  | 7.6 | BTM | [6 empty] | DC-Coupled | Solar |  | 7.6
366860 |  |  | MA - SMART Program |  |  | ISA Issued | Residential | NORTHBRIDGE | 2021 | Battery |  | StorEdge | 9.3 |  | 7.6 | BTM | [6 empty] | DC-Coupled | Solar |  | 7.6
363736 |  |  | MA - SMART Program |  |  | ISA Issued | Residential | MELROSE | 2021 | Battery |  | Tesla | 0 | 13.2 | 5 | BTM | [6 empty] | AC-Coupled | Solar |  | 6
364341 |  |  | MA - SMART Program |  |  | ISA Issued | Residential | WRENTHAM | 2021 | Battery |  | Tesla | 13.5 | 10 | 5 | BTM | Peak Shaving/ Load Leveling | [5 empty] | AC-Coupled | Solar |  | 7.6
314528 |  |  | MA - SMART Program |  |  | ISA Issued | Residential | BROCKTON | 2021 | Battery |  | StorEdge | 9.3 |  | 7.6 | BTM | [6 empty] | DC-Coupled | Solar |  | 7.6
404609 |  |  | MA - SMART Program |  |  | ISA Issued | Residential | MEDFORD | 2021 | Battery |  | Tesla | 13.5 | 10 | 5 | BTM | [6 empty] | AC-Coupled | Solar |  | 7.6
349005 |  |  | MA - SMART Program |  |  | Full Payment Received | Residential | LEOMINSTER | 2021 | Battery |  | Delta Electronics | 9.3 |  | 5.76 | BTM | [6 empty] | DC-Coupled | Solar |  | 5.76
349422 |  |  | MA - SMART Program |  |  | ISA Issued | Residential | ATHOL | 2021 | Battery |  | Delta Electronics | 9.3 |  | 3.84 | BTM | [6 empty] | DC-Coupled | Solar |  | 3.84
351314 |  |  | MA - SMART Program |  |  | ISA Issued | Residential | BILLERICA | 2021 | Battery |  | StorEdge Technologies | 9.3 |  | 7.6 | BTM | [6 empty] | DC-Coupled | Solar |  | 7.6
353263 |  |  | MA - SMART Program |  |  | ISA Issued | Residential | PEMBROKE | 2021 | Battery |  | StorEdge | 9.3 |  | 7.6 | BTM | [6 empty] | DC-Coupled | Solar |  | 7.6
349424 |  |  | MA - SMART Program |  |  | ISA Issued | Residential | REVERE | 2021 | Battery |  | StorEdge | 5 |  | 7.6 | BTM | [6 empty] | DC-Coupled | Solar |  | 7.6
317964 |  |  | MA - SMART Program |  |  | ISA Issued | Residential | MONSON | 2021 | Battery |  | LG CHEM | 9.3 | 10 | 5 | BTM | [6 empty] | DC-Coupled | Solar |  | 7.6
405050 |  |  | - |  |  | ISA Issued | Residential | FRANKLIN | 2021 | Battery |  | Generac | 0 | 6.7 | 7.6 | BTM | [6 empty] | DC-Coupled | Solar |  | 7.6
399772 |  |  | - |  |  | ISA Issued | Residential | FALL RIVER | 2021 | Battery |  | Sonnen | 0 | 10 | 4.8 | BTM | [6 empty] | AC-Coupled | Solar
407318 |  |  | MA - SMART Program |  |  | ISA Issued | Residential | N CHELMSFORD | 2021 | Battery |  | SolarEdge | 9.6 |  | 7.6 | BTM | [6 empty] | DC-Coupled | Solar |  | 7.6
315386 |  |  | MA - SMART Program |  |  | ISA Issued | Residential | HARDWICK | 2021 | Battery |  | SolarEdge | 9.3 |  | 7.6 | BTM | [6 empty] | DC-Coupled | Solar |  | 7.6
400114 |  |  | - |  |  | ISA Issued | Residential | HARVARD | 2021 | Battery |  | Generac | 18 |  | 6.7 | BTM | [6 empty] | DC-Coupled | Solar |  | 11.66
347363 |  |  | MA - SMART Program |  |  | ISA Issued | Residential | LEOMINSTER | 2021 | Battery |  | StorEdge | 9.3 |  | 3.8 | BTM | [6 empty] | DC-Coupled | Solar |  | 3.8
318721 |  |  | - |  |  | ISA Issued | Residential | SOUTH GRAFTON | 2021 | Battery |  | Tesla | 13.5 | 10 | 5 | BTM | [6 empty] | AC-Coupled | Solar
370048 |  |  | MA - SMART Program |  |  | ISA Issued | Residential | NORTHBRIDGE | 2021 | Battery |  | Enphase | 0 | 10.08 | 3.84 | BTM | [6 empty] | AC-Coupled | Solar |  | 5.76
404644 |  |  | - |  |  | ISA Issued | Residential | ROCKLAND | 2021 | Battery |  | Enphase | 0 | 3.36 | 1.28 | BTM | [6 empty] | AC-Coupled | Solar |  | 6.38
320789 |  |  | MA - SMART Program |  |  | Application Submitted | Residential | CLINTON | 2021 | Battery |  | Delta Electronics | 9.3 |  | 3.84 | BTM | [6 empty] | DC-Coupled | Solar |  | 3.84
400158 |  |  | - |  |  | ISA Issued | Residential | PLAINVILLE | 2021 | Battery |  | Tesla | 13.5 | 10 | 5 | BTM | [6 empty] | AC-Coupled | Solar |  | 10
369725 |  |  | MA - SMART Program |  |  | ISA Issued | Residential | TEWKSBURY | 2021 | Battery |  | StorEdge | 9.3 |  | 7.6 | BTM | [6 empty] | DC-Coupled | Solar |  | 7.6
324058 |  |  | - |  |  | ISA Issued | Residential | FOXBORO | 2021 | Battery |  | LG | 0 |  | 7.6 | BTM | [6 empty] | DC-Coupled | Solar | 7.6 | 7.6
347225 |  |  | MA - SMART Program |  |  | ISA Issued | Residential | NORTH ANDOVER | 2021 | Battery |  | StorEdge | 9.3 |  | 3.8 | BTM | [6 empty] | DC-Coupled | Solar |  | 3.8
347429 |  |  | MA - SMART Program |  |  | ISA Issued | Residential | RANDOLPH | 2021 | Battery |  | StorEdge | 9.3 |  | 7.6 | BTM | [6 empty] | DC-Coupled | Solar |  | 7.6
369872 |  |  | MA - SMART Program |  |  | ISA Issued | Residential | LOWELL | 2021 | Battery |  | Solaredge Technologies | 9.6 |  | 6 | BTM | [6 empty] | DC-Coupled | Solar |  | 9.8
325222 |  |  | MA - SMART Program |  |  | ISA Issued | Residential | MARLBOROUGH | 2021 | Battery |  | Delta Electronics | 9.3 |  | 5.76 | BTM | [6 empty] | DC-Coupled | Solar |  | 5.76
370094 |  |  | MA - SMART Program |  |  | Full Payment Received | Residential | MEDFORD | 2021 | Battery |  | SolarEdge Technologies | 9.6 |  | 6 | BTM | [6 empty] | DC-Coupled | Solar |  | 6
369847 |  |  | MA - SMART Program |  |  | Full Payment Received | Residential | NORTH QUINCY | 2021 | Battery |  | Tesla | 13.5 | 10 | 5 | BTM | [6 empty] | AC-Coupled | Solar |  | 6
370086 |  |  | MA - SMART Program |  |  | ISA Issued | Residential | METHUEN | 2021 | Battery |  | SolarEdge Technologies | 9.6 |  | 3.8 | BTM | [6 empty] | DC-Coupled | Solar |  | 3.8
324124 |  |  | MA - SMART Program |  |  | ISA Issued | Residential | SOUTH EASTON | 2021 | Battery |  | Tesla | 13.5 | 10 | 5 | BTM | [6 empty] | AC-Coupled | Solar |  | 3.8
358203 |  |  | MA - SMART Program |  |  | ISA Issued | Residential | WESTBOROUGH | 2021 | Battery |  | StorEdge | 9.3 |  | 7.6 | BTM | [6 empty] | DC-Coupled | Solar |  | 7.6
353433 |  |  | MA - SMART Program |  |  | ISA Issued | Residential | WHITMAN | 2021 | Battery |  | StorEdge | 9.3 |  | 7.6 | BTM | [6 empty] | DC-Coupled | Solar |  | 7.6
354581 |  |  | MA - SMART Program |  |  | ISA Issued | Residential | BILLERICA | 2021 | Battery |  | StorEdge Technologies | 9.3 |  | 7.6 | BTM | [6 empty] | DC-Coupled | Solar |  | 7.6
377241 |  |  | MA - SMART Program |  |  | ISA Issued | Residential | BRADFORD | 2021 | Battery |  | Delta Products Corp. | 9.6 |  | 3.84 | BTM | [6 empty] | DC-Coupled | Solar |  | 3.84
377245 |  |  | MA - SMART Program |  |  | Full Payment Received | Residential | MILFORD | 2021 | Battery |  | Solaredge Technologies | 9.6 |  | 6 | BTM | [6 empty] | DC-Coupled | Solar |  | 9.8
377944 |  |  | MA - SMART Program |  |  | ISA Issued | Residential | BILLERICA | 2021 | Battery |  | StorEdge | 9.6 |  | 7.6 | BTM | [6 empty] | DC-Coupled | Solar |  | 7.6
325125 |  |  | MA - SMART Program |  |  | Application Submitted | Residential | BROCKTON | 2021 | Battery |  | Delta Electronics | 9.3 |  | 5.76 | BTM | [6 empty] | DC-Coupled | Solar |  | 9.6
325093 |  |  | MA - SMART Program |  |  | Full Payment Received | Residential | GLOUCESTER | 2021 | Battery |  | Tesla | 13.5 | 10 | 5 | BTM | [6 empty] | AC-Coupled | Solar |  | 6.96
327098 |  |  | MA - SMART Program |  |  | Application Submitted | Residential | CHELMSFORD | 2021 | Battery |  | Tesla | 13.5 | 10 | 5 | BTM | [6 empty] | AC-Coupled | Solar |  | 7.68
370257 |  |  | MA - SMART Program |  |  | Full Payment Received | Residential | LAWRENCE | 2021 | Battery |  | Delta Products Corp. | 9.6 |  | 7.68 | BTM | [6 empty] | DC-Coupled | Solar |  | 7.68
370364 |  |  | MA - SMART Program |  |  | ISA Issued | Residential | ATTLEBORO | 2021 | Battery |  | Tesla Inc | 13.5 | 10 | 5 | BTM | [6 empty] | AC-Coupled | Solar |  | 5
351507 |  |  | MA - SMART Program |  |  | ISA Issued | Residential | BOLTON | 2021 | Battery |  | Generac | 18 |  | 7.6 | BTM | [6 empty] | DC-Coupled | Solar |  | 7.6
327519 |  |  | MA - SMART Program |  |  | ISA Issued | Residential | METHUEN | 2021 | Battery |  | Tesla | 13.5 | 10 | 5 | BTM | [6 empty] | AC-Coupled | Solar |  | 6.48
347773 |  |  | MA - SMART Program |  |  | ISA Issued | Residential | ATTLEBORO | 2021 | Battery |  | SolarEdge Technologies | 9.3 |  | 6 | BTM | [6 empty] | DC-Coupled | Solar |  | 9.8
329607 |  |  | MA - SMART Program |  |  | Application Submitted | Residential | STURBRIDGE | 2021 | Battery |  | Tesla | 13.5 | 10 | 5 | BTM | [6 empty] | AC-Coupled | Solar |  | 7.68
370551 |  |  | MA - SMART Program |  |  | Full Payment Received | Residential | MEDFORD | 2021 | Battery |  | Tesla | 13.5 | 13.5 | 7.6 | BTM | [6 empty] | DC-Coupled | Solar |  | 7.6
370577 |  |  | MA - SMART Program |  |  | ISA Issued | Residential | DRACUT | 2021 | Battery |  | Tesla | 0 | 13.2 | 5 | BTM | [6 empty] | AC-Coupled | Solar |  | 3.8
371001 |  |  | MA - SMART Program |  |  | Application Submitted | Residential | WORCESTER | 2021 | Battery |  | Tesla | 0 | 13.2 | 5 | BTM | [6 empty] | AC-Coupled | Solar |  | 7.6
371026 |  |  | MA - SMART Program |  |  | ISA Issued | Residential | SALEM | 2021 | Battery |  | SolarEdge Technologies | 9.6 |  | 7.6 | BTM | [6 empty] | DC-Coupled | Solar |  | 7.6
328206 |  |  | MA - SMART Program |  |  | ISA Issued | Residential | BROCKTON | 2021 | Battery |  | Delta Electronics | 9.3 |  | 5.76 | BTM | [6 empty] | DC-Coupled | Solar |  | 5.76
361058 |  |  | MA - SMART Program |  |  | Full Payment Received | Residential | BELLINGHAM | 2021 | Battery |  | StorEdge | 9.3 |  | 7.6 | BTM | [6 empty] | DC-Coupled | Solar |  | 7.6
348462 |  |  | MA - SMART Program |  |  | Full Payment Received | Residential | BELLINGHAM | 2021 | Battery |  | StorEdge | 9.3 |  | 7.6 | BTM | [6 empty] | DC-Coupled | Solar |  | 7.6
349908 |  |  | MA - SMART Program |  |  | Application Submitted | Residential | BRIDGEWATER | 2021 | Battery |  | Delta Electronics | 9.8 |  | 5.76 | BTM | [6 empty] | DC-Coupled | Solar |  | 9.6
353356 |  |  | MA - SMART Program |  |  | ISA Issued | Residential | SUTTON | 2021 | Battery |  | SolarEdge | 16 |  | 6 | BTM | [6 empty] | DC-Coupled | Solar |  | 9.8
353675 |  |  | MA - SMART Program |  |  | ISA Issued | Residential | BEVERLY | 2021 | Battery |  | SolarEdge Technologies | 9.3 |  | 6 | BTM | [6 empty] | DC-Coupled | Solar |  | 9.8
354441 |  |  | MA - SMART Program |  |  | ISA Issued | Residential | PEMBROKE | 2021 | Battery |  | StorEdge Technologies | 9.3 |  | 7.6 | BTM | [6 empty] | DC-Coupled | Solar |  | 7.6
353284 |  |  | MA - SMART Program |  |  | ISA Issued | Residential | NORTHBOROUGH | 2021 | Battery |  | StorEdge Technologies | 9.3 |  | 7.6 | BTM | [6 empty] | DC-Coupled | Solar |  | 7.6
348364 |  |  | MA - SMART Program |  |  | ISA Issued | Residential | NORTH EASTON | 2021 | Battery |  | StorEdge | 9.3 |  | 7.6 | BTM | [6 empty] | DC-Coupled | Solar |  | 7.6
351844 |  |  | - |  |  | ISA Issued | Residential | WORCESTER | 2021 | Battery |  | Generac | 18 |  | 7.6 | BTM | [6 empty] | DC-Coupled | Solar |  | 7.6
351771 |  |  | MA - SMART Program |  |  | ISA Issued | Residential | DRACUT | 2021 | Battery |  | StorEdge Technologies | 9.3 |  | 7.6 | BTM | [6 empty] | DC-Coupled | Solar |  | 7.6
354790 |  |  | MA - SMART Program |  |  | ISA Issued | Residential | PEMBROKE | 2021 | Battery |  | StorEdge | 9.3 |  | 7.6 | BTM | [6 empty] | DC-Coupled | Solar |  | 7.6
355208 |  |  | MA - SMART Program |  |  | ISA Issued | Residential | FRANKLIN | 2021 | Battery |  | Delta Electronics | 9.3 |  | 5.76 | BTM | [6 empty] | DC-Coupled | Solar |  | 5.76
357532 |  |  | MA - SMART Program |  |  | ISA Issued | Residential | FOXBORO | 2021 | Battery |  | StorEdge | 9.3 |  | 7.6 | BTM | [6 empty] | DC-Coupled | Solar |  | 7.6
357805 |  |  | MA - SMART Program |  |  | ISA Issued | Residential - Heat | SUTTON | 2021 | Battery |  | SolarEdge Technologies | 9.3 |  | 6 | BTM | [6 empty] | DC-Coupled | Solar |  | 9.8
355595 |  |  | MA - SMART Program |  |  | ISA Issued | Residential | ABINGTON | 2021 | Battery |  | StorEdge | 9.3 |  | 7.6 | BTM | [6 empty] | DC-Coupled | Solar |  | 7.6
355806 |  |  | - |  |  | ISA Issued | Residential | NORTHBRIDGE | 2021 | Battery |  | SolarEdge | 9.3 |  | 7.6 | BTM | [6 empty] | DC-Coupled | Solar |  | 7.6
356228 |  |  | MA - SMART Program |  |  | Full Payment Received | Residential | MEDFORD | 2021 | Battery |  | StorEdge Technologies | 9.3 |  | 7.6 | BTM | [6 empty] | DC-Coupled | Solar |  | 7.6
358366 |  |  | MA - SMART Program |  |  | ISA Issued | Residential | RANDOLPH | 2021 | Battery |  | StorEdge | 9.3 |  | 7.6 | BTM | [6 empty] | DC-Coupled | Solar |  | 7.6
354869 |  |  | MA - SMART Program |  |  | ISA Issued | Residential | BROCKTON | 2021 | Battery |  | SolarEdge Technologies | 9.3 |  | 7.6 | BTM | [6 empty] | DC-Coupled | Solar |  | 7.6
358455 |  |  | MA - SMART Program |  |  | ISA Issued | Residential | SOMERSET | 2021 | Battery |  | StorEdge | 9.3 |  | 7.6 | BTM | [6 empty] | DC-Coupled | Solar |  | 7.6
357758 |  |  | MA - SMART Program |  |  | ISA Issued | Residential | BILLERICA | 2021 | Battery |  | StorEdge | 9.3 |  | 7.6 | BTM | [6 empty] | DC-Coupled | Solar |  | 7.6
354332 |  |  | MA - SMART Program |  |  | ISA Issued | Residential | W BROOKFIELD | 2021 | Battery |  | SolarEdge Technologies | 9.3 |  | 6 | BTM | [6 empty] | DC-Coupled | Solar |  | 6
357559 |  |  | MA - SMART Program |  |  | ISA Issued | Residential | WALES | 2021 | Battery |  | Delta Electronics | 9.3 |  | 5.76 | BTM | [6 empty] | DC-Coupled | Solar |  | 5.76
354826 |  |  | MA - SMART Program |  |  | ISA Issued | Residential | BROCKTON | 2021 | Battery |  | StorEdge Technologies | 9.3 |  | 3.8 | BTM | [6 empty] | DC-Coupled | Solar |  | 3.8
329113 |  |  | MA - SMART Program |  |  | ISA Issued | Residential | ROCHDALE | 2021 | Battery |  | SolarEdge | 9.3 |  | 7.6 | BTM | [6 empty] | DC-Coupled | Solar |  | 10
371338 |  |  | MA - SMART Program |  |  | Full Payment Received | Residential | SOMERSET | 2021 | Battery |  | Generac | 18 |  | 7.6 | BTM | [6 empty] | DC-Coupled | Solar |  | 7.6
329561 |  |  | MA - SMART Program |  |  | ISA Issued | Residential | DRACUT | 2021 | Battery |  | Tesla | 0 | 13.2 | 5 | BTM | [6 empty] | AC-Coupled | Solar |  | 7.6
370964 |  |  | MA - SMART Program |  |  | ISA Issued | Residential | WORCESTER | 2021 | Battery |  | Delta Electronics | 9.6 |  | 5.76 | BTM | [6 empty] | DC-Coupled | Solar |  | 5.76
330742 |  |  | MA - SMART Program |  |  | ISA Issued | Residential | LAWRENCE | 2021 | Battery |  | Delta Electronics | 9.3 |  | 5.76 | BTM | [6 empty] | DC-Coupled | Solar |  | 9.6
331267 |  |  | MA - SMART Program |  |  | ISA Issued | Residential - Heat | CLARKSBURG | 2021 | Battery |  | Delta Electronics | 9.3 |  | 5.76 | BTM | [6 empty] | DC-Coupled | Solar |  | 5.76
331285 |  |  | MA - SMART Program |  |  | Application Submitted | Residential | METHUEN | 2021 | Battery |  | Delta Electronics | 9.3 |  | 5.76 | BTM | [6 empty] | DC-Coupled | Solar |  | 5.76
330500 |  |  | MA - SMART Program |  |  | Full Payment Received | Residential | LEOMINSTER | 2021 | Battery |  | Tesla | 0 | 13.2 | 5 | BTM | [6 empty] | DC-Coupled | Solar |  | 7.68
371246 |  |  | MA - SMART Program |  |  | ISA Issued | Residential | SAUGUS | 2021 | Battery |  | Solaredge Technologies | 9.6 |  | 6 | BTM | [6 empty] | DC-Coupled | Solar |  | 9.8
371378 |  |  | MA - SMART Program |  |  | ISA Issued | Residential | REHOBOTH | 2021 | Battery |  | StorEdge | 9.3 |  | 7.6 | BTM | [6 empty] | DC-Coupled | Solar |  | 7.6
407721 |  |  | MA - SMART Program |  |  | Application Submitted | Residential | MONTEREY | 2021 | Battery |  | SolarEdge | 9.7 |  | 10 | BTM | [6 empty] | DC-Coupled | Solar |  | 10
334242 |  |  | MA - SMART Program |  |  | Application Submitted | Residential | WILBRAHAM | 2021 | Battery |  | Delta Electronics | 9.3 |  | 3.84 | BTM | [6 empty] | DC-Coupled | Solar |  | 7.68
371489 |  |  | MA - SMART Program |  |  | ISA Issued | Residential | NORTH EASTON | 2021 | Battery |  | StorEdge Technologies | 9.3 |  | 7.6 | BTM | [6 empty] | DC-Coupled | Solar |  | 7.6
333361 |  |  | MA - SMART Program |  |  | ISA Issued | Residential | LOWELL | 2021 | Battery |  | Delta Electronics | 9.3 |  | 3.84 | BTM | [6 empty] | DC-Coupled | Solar |  | 3.84
330635 |  |  | MA - SMART Program |  |  | ISA Issued | Residential | CHARLTON | 2021 | Battery |  | Delta Electronics | 9.3 |  | 5.76 | BTM | [6 empty] | DC-Coupled | Solar |  | 9.6
330435 |  |  | MA - SMART Program |  |  | ISA Issued | Residential | RANDOLPH | 2021 | Battery |  | Delta Electronics | 9.3 |  | 5.76 | BTM | [6 empty] | DC-Coupled | Solar |  | 5.76
331610 |  |  | MA - SMART Program |  |  | ISA Issued | Residential | LEOMINSTER | 2021 | Battery |  | Delta Electronics | 9.3 |  | 5.76 | BTM | [6 empty] | DC-Coupled | Solar |  | 5.76
351245 |  |  | MA - SMART Program |  |  | ISA Issued | Residential | LEOMINSTER | 2021 | Battery |  | SolarEdge Technologies | 9.3 |  | 3.8 | BTM | [6 empty] | DC-Coupled | Solar |  | 3.8
354341 |  |  | MA - SMART Program |  |  | ISA Issued | Residential | LYNN | 2021 | Battery |  | SolarEdge Technologies | 9.3 |  | 7.6 | BTM | [6 empty] | DC-Coupled | Solar |  | 7.6
350537 |  |  | MA - SMART Program |  |  | Full Payment Received | Residential | FLORENCE | 2021 | Battery |  | SolarEdge Technologies | 9.3 |  | 3.8 | BTM | [6 empty] | DC-Coupled | Solar |  | 3.8
348981 |  |  | MA - SMART Program |  |  | ISA Issued | Residential | GRAFTON | 2021 | Battery |  | Delta Electronics | 9.3 |  | 7.68 | BTM | [6 empty] | DC-Coupled | Solar |  | 7.68
351111 |  |  | MA - SMART Program |  |  | ISA Issued | Residential | ORANGE | 2021 | Battery |  | Generac | 11.4 |  | 7.6 | BTM | [6 empty] | DC-Coupled | Solar |  | 7.6
350584 |  |  | MA - SMART Program |  |  | ISA Issued | Residential | ATTLEBORO | 2021 | Battery |  | Tesla | 13.5 | 10 | 5 | BTM | [6 empty] | AC-Coupled | Solar |  | 10
350637 |  |  | MA - SMART Program |  |  | ISA Issued | Residential | BILLERICA | 2021 | Battery |  | StorEdge Technologies | 9.3 |  | 7.6 | BTM | [6 empty] | DC-Coupled | Solar |  | 7.6
371760 |  |  | MA - SMART Program |  |  | ISA Issued | Residential | LAWRENCE | 2021 | Battery |  | SolarEdge Technologies | 9.6 |  | 6 | BTM | [6 empty] | DC-Coupled | Solar |  | 6
371376 |  |  | MA - SMART Program |  |  | ISA Issued | Residential | WARE | 2021 | Battery |  | SolarEdge | 9.3 |  | 7.6 | BTM | [6 empty] | DC-Coupled | Solar |  | 7.6
371225 |  |  | MA - SMART Program |  |  | ISA Issued | Residential | CHARLTON | 2021 | Battery |  | SolarEdge Technologies | 9.6 |  | 6 | BTM | [6 empty] | DC-Coupled | Solar |  | 9.8
331279 |  |  | MA - SMART Program |  |  | ISA Issued | Residential | ATTLEBORO | 2021 | Battery |  | Delta Electronics | 9.3 |  | 3.84 | BTM | [6 empty] | DC-Coupled | Solar |  | 3.84
403128 |  |  | MA - SMART Program |  |  | ISA Issued | Residential | HOLLAND | 2021 | Battery |  | Solar Edge | 9.7 |  | 6 | BTM | [6 empty] | DC-Coupled | Solar |  | 6
351615 |  |  | - |  |  | ISA Issued | Residential | GLOUCESTER | 2021 | Battery |  | Tesla | 13.5 | 10 | 5 | BTM | [6 empty] | AC-Coupled | Battery Add-On
407825 |  |  | MA - SMART Program |  |  | Application Submitted | Residential | MALDEN | 2021 | Battery |  | SolarEdge | 9.6 |  | 7.6 | BTM | [6 empty] | DC-Coupled | Solar |  | 7.6
371624 |  |  | MA - SMART Program |  |  | ISA Issued | Residential - Heat | BROCKTON | 2021 | Battery |  | SolarEdge | 9.3 |  | 7.6 | BTM | [6 empty] | DC-Coupled | Solar |  | 7.6
371666 |  |  | MA - SMART Program |  |  | ISA Issued | Residential | ADAMS | 2021 | Battery |  | SolarEdge Technologies | 9.3 |  | 6 | BTM | [6 empty] | DC-Coupled | Solar |  | 6
333493 |  |  | MA - SMART Program |  |  | ISA Issued | Residential | HAVERHILL | 2021 | Battery |  | Tesla | 0 | 13.2 | 5 | BTM | [6 empty] | AC-Coupled | Solar |  | 3.84
371583 |  |  | MA - SMART Program |  |  | ISA Issued | Residential | BROCKTON | 2021 | Battery |  | SolarEdge | 9.3 |  | 7.6 | BTM | [6 empty] | DC-Coupled | Solar |  | 7.6
335676 |  |  | - |  |  | ISA Issued | Residential | MELROSE | 2021 | Battery |  | Sonnen | 0 | 15 | 7 | BTM | Reliability and Resiliency | [5 empty] | AC-Coupled | Solar | 4.5
336143 |  |  | MA - SMART Program |  |  | Application Submitted | Residential | LAWRENCE | 2021 | Battery |  | Delta Electronics | 9.3 |  | 5.76 | BTM | [6 empty] | DC-Coupled | Solar |  | 5.76
333998 |  |  | MA - SMART Program |  |  | ISA Issued | Residential | LOWELL | 2021 | Battery |  | LG CHEM | 9.3 | 9.3 | 9.8 | BTM | [6 empty] | DC-Coupled | Solar |  | 9.8
336219 |  |  | MA - SMART Program |  |  | ISA Issued | Residential | HAYDENVILLE | 2021 | Battery |  | Delta Electronics | 9.3 |  | 3.84 | BTM | [6 empty] | DC-Coupled | Solar |  | 3.84
356817 |  |  | MA - SMART Program |  |  | ISA Issued | Residential | HAVERHILL | 2021 | Battery |  | StorEdge | 9.3 |  | 3.8 | BTM | [6 empty] | DC-Coupled | Solar |  | 3.8
358370 |  |  | MA - SMART Program |  |  | ISA Issued | Residential | SOUTHBRIDGE | 2021 | Battery |  | Tesla | 13.5 | 10 | 5 | BTM | [6 empty] | AC-Coupled | Solar |  | 6
358659 |  |  | MA - SMART Program |  |  | ISA Issued | Residential | LOWELL | 2021 | Battery |  | Delta Electronics | 9.3 |  | 5.76 | BTM | [6 empty] | DC-Coupled | Solar |  | 5.76
358301 |  |  | MA - SMART Program |  |  | ISA Issued | Residential | BELLINGHAM | 2021 | Battery |  | StorEdge | 9.3 |  | 7.6 | BTM | [6 empty] | DC-Coupled | Solar |  | 7.6
359285 |  |  | MA - SMART Program |  |  | ISA Issued | Residential | TEWKSBURY | 2021 | Battery |  | StorEdge | 9.3 |  | 7.6 | BTM | [6 empty] | DC-Coupled | Solar |  | 7.6
358646 |  |  | MA - SMART Program |  |  | ISA Issued | Residential | BLACKSTONE | 2021 | Battery |  | StorEdge | 9.3 |  | 7.6 | BTM | [6 empty] | DC-Coupled | Solar |  | 7.6
358892 |  |  | MA - SMART Program |  |  | ISA Issued | Residential | LYNN | 2021 | Battery |  | SolarEdge Technologies | 9.3 |  | 6 | BTM | [6 empty] | DC-Coupled | Solar |  | 6
357235 |  |  | MA - SMART Program |  |  | ISA Issued | Residential | MANCHESTER | 2021 | Battery |  | LG Chem | 9.3 |  | 6 | BTM | [6 empty] | DC-Coupled | Solar |  | 9.8
357541 |  |  | MA - SMART Program |  |  | ISA Issued | Residential | RANDOLPH | 2021 | Battery |  | StorEdge | 5 |  | 3.8 | BTM | [6 empty] | DC-Coupled | Solar |  | 3.8
356546 |  |  | MA - SMART Program |  |  | ISA Issued | Residential | BELLINGHAM | 2021 | Battery |  | StorEdge | 9.3 |  | 3.8 | BTM | [6 empty] | DC-Coupled | Solar |  | 3.8
368901 |  |  | MA - SMART Program |  |  | ISA Issued | Residential | SWANSEA | 2021 | Battery |  | SolarEdge Technologies | 9.6 |  | 6 | BTM | [6 empty] | DC-Coupled | Solar |  | 9.8
407805 |  |  | MA - SMART Program |  |  | ISA Issued | Residential | BELCHERTOWN | 2021 | Battery |  | Solar Edge Technologies | 9.7 |  | 20 | BTM | [6 empty] | DC-Coupled | Solar |  | 10
334294 |  |  | - |  |  | ISA Issued | Residential | HARDWICK | 2021 | Battery |  | Generac | 18 |  | 7.6 | BTM | Customer Bill Savings (e.g., Demand Charge Management, TOU Arbitrage) | [5 empty] | DC-Coupled | Solar |  | 7.6
378067 |  |  | MA - SMART Program |  |  | ISA Issued | Residential | WESTBOROUGH | 2021 | Battery |  | Tesla Inc | 13.5 | 10 | 5 | BTM | [6 empty] | AC-Coupled | Solar |  | 7.6
373639 |  |  | MA - SMART Program |  |  | Full Payment Received | Residential | WORCESTER | 2021 | Battery |  | SolarEdge Technologies | 9.6 |  | 6 | BTM | [6 empty] | DC-Coupled | Solar |  | 6
341972 |  |  | MA - SMART Program |  |  | ISA Issued | Residential | BLACKSTONE | 2021 | Battery |  | Tesla | 13.5 | 10 | 5 | BTM | [6 empty] | AC-Coupled | Solar |  | 7.6
374557 |  |  | MA - SMART Program |  |  | ISA Issued | Residential | BROCKTON | 2021 | Battery |  | SolarEdge | 9.3 |  | 7.6 | BTM | [6 empty] | DC-Coupled | Solar |  | 7.6
376905 |  |  | MA - SMART Program |  |  | ISA Issued | Residential | NORTH ANDOVER | 2021 | Battery |  | Tesla Inc | 13.5 | 10 | 5 | BTM | [6 empty] | DC-Coupled | Solar |  | 7.6
377040 |  |  | MA - SMART Program |  |  | ISA Issued | Residential | SAUGUS | 2021 | Battery |  | Delta Products Corp. | 9.6 |  | 5.76 | BTM | [6 empty] | DC-Coupled | Solar |  | 5.76
380879 |  |  | MA - SMART Program |  |  | ISA Issued | Residential | NORTHBOROUGH | 2021 | Battery |  | Tesla Inc | 13.5 | 10 | 5 | BTM | [6 empty] | AC-Coupled | Solar |  | 7.6
374260 |  |  | MA - SMART Program |  |  | ISA Issued | Residential | METHUEN | 2021 | Battery |  | Enphase | 0 | 10.08 | 3.84 | BTM | [6 empty] | AC-Coupled | Solar |  | 3.77
373132 |  |  | MA - SMART Program |  |  | ISA Issued | Residential - Heat | CHARLTON | 2021 | Battery |  | Solaredge Technologies | 9.6 |  | 6 | BTM | [6 empty] | DC-Coupled | Solar |  | 6
342478 |  |  | MA - SMART Program |  |  | ISA Issued | Residential | WORCESTER | 2021 | Battery |  | Tesla | 0 | 13.2 | 5 | BTM | [6 empty] | AC-Coupled | Solar |  | 5.52
382070 |  |  | MA - SMART Program |  |  | ISA Issued | Residential | STURBRIDGE | 2021 | Battery |  | Tesla Inc | 13.5 | 10 | 5 | BTM | [6 empty] | DC-Coupled | Solar |  | 7.6
376559 |  |  | MA - SMART Program |  |  | ISA Issued | Residential | NORTON | 2021 | Battery |  | Tesla | 13.5 | 10 | 5 | BTM | [6 empty] | AC-Coupled | Solar |  | 7.6
380372 |  |  | MA - SMART Program |  |  | ISA Issued | Residential | EVERETT | 2021 | Battery |  | Tesla Inc | 13.5 | 10 | 5 | BTM | Peak Shaving/ Load Leveling | [5 empty] | DC-Coupled | Solar |  | 7.6
376908 |  |  | MA - SMART Program |  |  | ISA Issued | Residential | TEWKSBURY | 2021 | Battery |  | StorEdge | 9.3 |  | 7.6 | BTM | [6 empty] | DC-Coupled | Solar |  | 7.6
379585 |  |  | - |  |  | ISA Issued | Residential | LOWELL | 2021 | Battery |  | Tesla | 13.5 | 10 | 5 | BTM | [6 empty] | AC-Coupled | Solar
380803 |  |  | MA - SMART Program |  |  | ISA Issued | Residential | REHOBOTH | 2021 | Battery |  | Solaredge Technologies | 9.6 |  | 7.6 | BTM | [6 empty] | DC-Coupled | Solar |  | 7.6
380281 |  |  | MA - SMART Program |  |  | Full Payment Received | Residential | ANDOVER | 2021 | Battery |  | Tesla Inc | 13.5 |  | 7.6 | BTM | [6 empty] | DC-Coupled | Solar |  | 7.6
345100 |  |  | MA - SMART Program |  |  | ISA Issued | Residential | RANDOLPH | 2021 | Battery |  | StorEdge | 9.3 |  | 7.6 | BTM | [6 empty] | DC-Coupled | Solar |  | 7.6
380260 |  |  | MA - SMART Program |  |  | ISA Issued | Residential | FRANKLIN | 2021 | Battery |  | Tesla Inc | 13.5 | 10 | 5 | BTM | [6 empty] | DC-Coupled | Solar |  | 7.6
378841 |  |  | MA - SMART Program |  |  | ISA Issued | Residential - Heat | ROCHDALE | 2021 | Battery |  | Solaredge Technologies | 9.6 |  | 6 | BTM | [6 empty] | DC-Coupled | Solar |  | 9.8
373489 |  |  | MA - SMART Program |  |  | ISA Issued | Residential | LYNN | 2021 | Battery |  | SolarEdge Technologies | 9.6 |  | 6 | BTM | [6 empty] | DC-Coupled | Solar |  | 6
381115 |  |  | MA - SMART Program |  |  | ISA Issued | Residential | STOUGHTON | 2021 | Battery |  | StorEdge | 9.6 |  | 3.8 | BTM | [6 empty] | DC-Coupled | Solar |  | 3.8
397763 |  |  | MA - SMART Program |  |  | ISA Issued | Residential | LYNN | 2021 | Battery |  | Solaredge Technologies | 9.6 |  | 7.6 | BTM | [6 empty] | DC-Coupled | Solar |  | 7.6
377356 |  |  | MA - SMART Program |  |  | Full Payment Received | Residential | NEWBURYPORT | 2021 | Battery |  | Tesla Inc | 13.5 | 10 | 5 | BTM | [6 empty] | AC-Coupled | Solar |  | 7.6
344448 |  |  | MA - SMART Program |  |  | ISA Issued | Residential | PEPPERELL | 2021 | Battery |  | Delta Electronics | 9.3 |  | 7.68 | BTM | [6 empty] | DC-Coupled | Solar |  | 7.68
377823 |  |  | MA - SMART Program |  |  | ISA Issued | Residential - Heat | BARRE | 2021 | Battery |  | StorEdge | 9.3 |  | 7.6 | BTM | [6 empty] | DC-Coupled | Solar |  | 7.6
378547 |  |  | MA - SMART Program |  |  | ISA Issued | Residential | NEW SALEM | 2021 | Battery |  | Generac | 17.1 |  | 7.6 | BTM | [6 empty] | DC-Coupled | Solar |  | 7.6
340925 |  |  | MA - SMART Program |  |  | ISA Issued | Residential | REVERE | 2021 | Battery |  | Delta Electronics | 9.3 |  | 3.84 | BTM | [6 empty] | DC-Coupled | Solar |  | 3.84
342912 |  |  | MA - SMART Program |  |  | ISA Issued | Residential | PHILLIPSTON | 2021 | Battery |  | Delta Electronics | 9.3 |  | 7.68 | BTM | [6 empty] | DC-Coupled | Solar |  | 7.68
380182 |  |  | MA - SMART Program |  |  | ISA Issued | Residential | WEYMOUTH | 2021 | Battery |  | Tesla Inc | 13.5 | 10 | 5 | BTM | [6 empty] | AC-Coupled | Solar |  | 7.6
373936 |  |  | MA - SMART Program |  |  | ISA Issued | Residential | WORCESTER | 2021 | Battery |  | SolarEdge Technologies | 9.6 |  | 6 | BTM | [6 empty] | DC-Coupled | Solar |  | 6
344458 |  |  | MA - SMART Program |  |  | ISA Issued | Residential | METHUEN | 2021 | Battery |  | StorEdge Technologies | 9.3 |  | 7.6 | BTM | [6 empty] | DC-Coupled | Solar |  | 7.6
372190 |  |  | MA - SMART Program |  |  | ISA Issued | Residential | NORTON | 2021 | Battery |  | SolarEdge | 9.3 |  | 7.6 | BTM | [6 empty] | DC-Coupled | Solar |  | 7.6
404817 |  |  | MA - SMART Program |  |  | ISA Issued | Residential | COHASSET | 2021 | Battery |  | GENERAC | 9 |  | 7.6 | BTM | [6 empty] | DC-Coupled | Solar |  | 7.6
336065 |  |  | MA - SMART Program |  |  | ISA Issued | Residential | WOLLASTON | 2021 | Battery |  | Tesla | 13.5 | 10 | 5 | BTM | [6 empty] | AC-Coupled | Solar |  | 3.8
407926 |  |  | MA - SMART Program |  |  | Application Submitted | Residential | WEST NEWBURY | 2021 | Battery |  | Tesla | 13.5 | 10 | 5 | BTM | [6 empty] | AC-Coupled | Solar |  | 4.64
336944 |  |  | MA - SMART Program |  |  | ISA Issued | Residential | OXFORD | 2021 | Battery |  | Delta Electronics | 9.3 |  | 5.76 | BTM | [6 empty] | DC-Coupled | Solar |  | 9.6
372168 |  |  | MA - SMART Program |  |  | ISA Issued | Residential | ROCHDALE | 2021 | Battery |  | Delta Products Corp. | 9.6 |  | 7.68 | BTM | [6 empty] | DC-Coupled | Solar |  | 7.68
347652 |  |  | MA - SMART Program |  |  | Application Submitted | Residential | FOXBORO | 2021 | Battery |  | Tesla | 13.5 | 10 | 5 | BTM | [6 empty] | AC-Coupled | Solar |  | 7.6
397193 |  |  | MA - SMART Program |  |  | ISA Issued | Residential | BROCKTON | 2021 | Battery |  | Enphase Energy | 0 | 3.36 | 3.84 | BTM | [6 empty] | AC-Coupled | Solar |  | 3.12
323342 |  |  | MA - SMART Program |  |  | ISA Issued | Residential | MANCHESTER | 2021 | Battery |  | Generac | 11.4 |  | 7.6 | BTM | [6 empty] | DC-Coupled | Solar |  | 7.6
369836 |  |  | - |  |  | ISA Issued | Residential | WORCESTER | 2021 | Battery |  | LG CHEM | 9.6 |  | 6 | BTM | [6 empty] | DC-Coupled | Solar |  | 9.8
404767 |  |  | MA - SMART Program |  |  | ISA Issued | Residential | MANCHESTER | 2021 | Battery |  | Enphase | 0 | 10.08 | 6.4 | BTM | Renewable Energy Shifting | Reliability and Resiliency |  |  |  |  | AC-Coupled | Solar |  | 5.51
370616 |  |  | MA - SMART Program |  |  | ISA Issued | Residential | BROCKTON | 2021 | Battery |  | Solaredge Technologies | 9.6 |  | 6 | BTM | [6 empty] | DC-Coupled | Solar |  | 6
370816 |  |  | MA - SMART Program |  |  | Full Payment Received | Commercial | NORTHAMPTON | 2021 | Battery |  | Generac | 18 |  | 7.6 | BTM | [6 empty] | DC-Coupled | Solar |  | 7.6
370638 |  |  | MA - SMART Program |  |  | ISA Issued | Residential | SOUTH GRAFTON | 2021 | Battery |  | Tesla | 13.5 | 10 | 5 | BTM | [6 empty] | AC-Coupled | Solar |  | 6.48
360699 |  |  | MA - SMART Program |  |  | ISA Issued | Residential | SEEKONK | 2021 | Battery |  | StorEdge | 9.3 |  | 7.6 | BTM | [6 empty] | DC-Coupled | Solar |  | 7.6
360101 |  |  | MA - SMART Program |  |  | ISA Issued | Residential | STOUGHTON | 2021 | Battery |  | StorEdge | 9.3 |  | 7.6 | BTM | [6 empty] | DC-Coupled | Solar |  | 7.6
362918 |  |  | MA - SMART Program |  |  | ISA Issued | Residential | NORTH QUINCY | 2021 | Battery |  | Generac | 18 |  | 7.6 | BTM | [6 empty] | DC-Coupled | Solar |  | 7.6
363190 |  |  | MA - SMART Program |  |  | ISA Issued | Residential | N BILLERICA | 2021 | Battery |  | Tesla | 0 | 13.2 | 5 | BTM | [6 empty] | AC-Coupled | Solar |  | 7.83
362191 |  |  | MA - SMART Program |  |  | ISA Issued | Residential | LAWRENCE | 2021 | Battery |  | StorEdge | 9.3 |  | 7.6 | BTM | [6 empty] | DC-Coupled | Solar |  | 7.6
361893 |  |  | MA - SMART Program |  |  | Application Submitted | Residential | LOWELL | 2021 | Battery |  | SolarEdge Technologies | 9.3 |  | 6 | BTM | [6 empty] | DC-Coupled | Solar |  | 9.8
363225 |  |  | MA - SMART Program |  |  | ISA Issued | Residential | BRIMFIELD | 2021 | Battery |  | SolarEdge | 9.3 |  | 7.6 | BTM | [6 empty] | DC-Coupled | Solar |  | 11.4
359709 |  |  | MA - SMART Program |  |  | ISA Issued | Residential | LYNN | 2021 | Battery |  | Tesla | 13.5 | 10 | 5 | BTM | [6 empty] | AC-Coupled | Solar |  | 4.8
362924 |  |  | MA - SMART Program |  |  | ISA Issued | Residential | BILLERICA | 2021 | Battery |  | SolarEdge Technologies | 9.3 |  | 6 | BTM | [6 empty] | DC-Coupled | Solar |  | 6
363195 |  |  | MA - SMART Program |  |  | Application Submitted | Residential | LYNN | 2021 | Battery |  | StorEdge | 9.3 |  | 3.8 | BTM | [6 empty] | DC-Coupled | Solar |  | 3.8
363288 |  |  | MA - SMART Program |  |  | ISA Issued | Residential | BILLERICA | 2021 | Battery |  | StorEdge | 9.3 |  | 7.6 | BTM | [6 empty] | DC-Coupled | Solar |  | 7.6
351053 |  |  | MA - SMART Program |  |  | ISA Issued | Residential | WEYMOUTH | 2021 | Battery |  | Generac | 18 |  | 7.6 | BTM | [6 empty] | DC-Coupled | Solar |  | 7.6
350575 |  |  | MA - SMART Program |  |  | Application Submitted | Residential | DRACUT | 2021 | Battery |  | SolarEdge Technologies | 9.3 |  | 6 | BTM | [6 empty] | DC-Coupled | Solar |  | 9.8
347426 |  |  | MA - SMART Program |  |  | ISA Issued | Residential | BROCKTON | 2021 | Battery |  | StorEdge | 9.3 |  | 7.6 | BTM | [6 empty] | DC-Coupled | Solar |  | 7.6
347671 |  |  | MA - SMART Program |  |  | ISA Issued | Residential | LEICESTER | 2021 | Battery |  | Delta Electronics | 9.3 |  | 5.76 | BTM | [6 empty] | DC-Coupled | Solar |  | 9.6
307808 |  |  | MA - SMART Program |  |  | ISA Issued | Residential | WENHAM | 2021 | Battery |  | Tesla | 13.5 | 5 | 5 | BTM | [6 empty] | AC-Coupled | Solar |  | 11.4
369065 |  |  | MA - SMART Program |  |  | ISA Issued | Residential | REVERE | 2021 | Battery |  | Tesla | 13.5 | 10 | 5 | BTM | Peak Shaving/ Load Leveling | [5 empty] | AC-Coupled | Solar |  | 7.6
399976 |  |  | MA - SMART Program |  |  | ISA Issued | Residential | RUTLAND | 2021 | Battery |  | Solaredge Technologies | 9.6 |  | 6 | BTM | [6 empty] | DC-Coupled | Solar |  | 6
369438 |  |  | MA - SMART Program |  |  | ISA Issued | Residential - Heat | HOLBROOK | 2021 | Battery |  | StorEdge | 9.3 |  | 7.6 | BTM | [6 empty] | DC-Coupled | Solar |  | 7.6
397759 |  |  | MA - SMART Program |  |  | ISA Issued | Residential | STURBRIDGE | 2021 | Battery |  | Tesla | 13.5 | 10 | 5 | BTM | [6 empty] | AC-Coupled | Solar |  | 7.6
336628 |  |  | MA - SMART Program |  |  | ISA Issued | Residential | HOLBROOK | 2021 | Battery |  | Delta Electronics | 9.3 |  | 5.76 | BTM | [6 empty] | DC-Coupled | Solar |  | 5.76
352616 |  |  | MA - SMART Program |  |  | ISA Issued | Residential | WORCESTER | 2021 | Battery |  | Delta Electronics | 9.3 |  | 5.76 | BTM | [6 empty] | DC-Coupled | Solar |  | 5.76
352606 |  |  | MA - SMART Program |  |  | Full Payment Received | Residential | STOUGHTON | 2021 | Battery |  | StorEdge | 9.3 |  | 7.6 | BTM | [6 empty] | DC-Coupled | Solar |  | 7.6
352655 |  |  | MA - SMART Program |  |  | ISA Issued | Residential | WORCESTER | 2021 | Battery |  | Delta Electronics | 9.3 |  | 5.76 | BTM | [6 empty] | DC-Coupled | Solar |  | 5.76
353038 |  |  | MA - SMART Program |  |  | ISA Issued | Residential | LEOMINSTER | 2021 | Battery |  | StorEdge | 9.8 |  | 7.6 | BTM | [6 empty] | DC-Coupled | Solar |  | 7.6
354391 |  |  | MA - SMART Program |  |  | ISA Issued | Residential | SALEM | 2021 | Battery |  | StorEdge | 9.3 |  | 7.6 | BTM | [6 empty] | DC-Coupled | Solar |  | 7.6
356736 |  |  | MA - SMART Program |  |  | ISA Issued | Commercial | MALDEN | 2021 | Battery |  | Generac | 11.4 |  | 11.4 | BTM | [6 empty] | DC-Coupled | Solar |  | 22.8
354803 |  |  | MA - SMART Program |  |  | ISA Issued | Residential | METHUEN | 2021 | Battery |  | StorEdge Technologies | 9.3 |  | 7.6 | BTM | [6 empty] | DC-Coupled | Solar |  | 7.6
356766 |  |  | MA - SMART Program |  |  | ISA Issued | Residential | BROCKTON | 2021 | Battery |  | StorEdge | 9.3 |  | 7.6 | BTM | [6 empty] | DC-Coupled | Solar |  | 7.6
355449 |  |  | MA - SMART Program |  |  | ISA Issued | Residential | BROCKTON | 2021 | Battery |  | StorEdge | 9.3 |  | 7.6 | BTM | [6 empty] | DC-Coupled | Solar |  | 7.6
358168 |  |  | MA - SMART Program |  |  | ISA Issued | Residential | GRANBY | 2021 | Battery |  | SolarEdge Technologies | 9.3 |  | 6 | BTM | [6 empty] | DC-Coupled | Solar |  | 6
358260 |  |  | MA - SMART Program |  |  | Full Payment Received | Residential | WORCESTER | 2021 | Battery |  | Generac | 8.6 |  | 7.6 | BTM | [6 empty] | DC-Coupled | Solar |  | 7.6
361855 |  |  | MA - SMART Program |  |  | ISA Issued | Residential | PEMBROKE | 2021 | Battery |  | StorEdge | 9.3 |  | 7.6 | BTM | [6 empty] | DC-Coupled | Solar |  | 7.6
362121 |  |  | MA - SMART Program |  |  | ISA Issued | Residential | RANDOLPH | 2021 | Battery |  | StorEdge | 9.3 |  | 7.6 | BTM | [6 empty] | DC-Coupled | Solar |  | 7.6
358464 |  |  | MA - SMART Program |  |  | ISA Issued | Residential | FRANKLIN | 2021 | Battery |  | SolarEdge Technologies | 9.3 |  | 6 | BTM | [6 empty] | DC-Coupled | Solar |  | 6
358706 |  |  | MA - SMART Program |  |  | ISA Issued | Residential | WESTPORT | 2021 | Battery |  | StorEdge | 9.3 |  | 7.6 | BTM | [6 empty] | DC-Coupled | Solar |  | 7.6
361897 |  |  | MA - SMART Program |  |  | ISA Issued | Residential | CHARLTON | 2021 | Battery |  | StorEdge | 9.3 |  | 7.6 | BTM | [6 empty] | DC-Coupled | Solar |  | 7.6
358025 |  |  | MA - SMART Program |  |  | ISA Issued | Residential | WILBRAHAM | 2021 | Battery |  | StorEdge | 9.3 |  | 7.6 | BTM | [6 empty] | DC-Coupled | Solar |  | 7.6
362419 |  |  | MA - SMART Program |  |  | ISA Issued | Residential - Heat | PLAINVILLE | 2021 | Battery |  | StorEdge | 9.3 |  | 3.8 | BTM | [6 empty] | DC-Coupled | Solar |  | 3.8
330457 |  |  | MA - SMART Program |  |  | ISA Issued | Residential | FLORENCE | 2021 | Battery |  | Generac (formerly Pika) | 17.1 |  | 7.6 | BTM | [6 empty] | DC-Coupled | Solar |  | 7.6
370695 |  |  | MA - SMART Program |  |  | ISA Issued | Residential - Heat | NORTHBOROUGH | 2021 | Battery |  | Tesla | 0 | 13.05 | 5 | BTM | [6 empty] | AC-Coupled | Solar |  | 6.72
330964 |  |  | MA - SMART Program |  |  | ISA Issued | Residential | SUTTON | 2021 | Battery |  | SolarEdge | 9.3 |  | 7.6 | BTM | Reliability and Resiliency | [5 empty] | DC-Coupled | Solar
331000 |  |  | MA - SMART Program |  |  | ISA Issued | Residential | E LONGMEADOW | 2021 | Battery |  | Delta Electronics | 9.3 |  | 5.76 | BTM | [6 empty] | DC-Coupled | Solar |  | 5.76
339608 |  |  | MA - SMART Program |  |  | ISA Issued | Residential - Heat | MILLBURY | 2021 | Battery |  | Delta Electronics | 9.3 |  | 5.76 | BTM | [6 empty] | DC-Coupled | Solar |  | 5.76
336664 |  |  | MA - SMART Program |  |  | ISA Issued | Residential | HAVERHILL | 2021 | Battery |  | Delta Electronics | 9.3 |  | 5.76 | BTM | [6 empty] | DC-Coupled | Solar |  | 9.6
339431 |  |  | MA - SMART Program |  |  | ISA Issued | Residential | ATTLEBORO | 2021 | Battery |  | StorEdge | 5 |  | 7.6 | BTM | [6 empty] | DC-Coupled | Solar |  | 7.6
339242 |  |  | MA - SMART Program |  |  | ISA Issued | Residential | LOWELL | 2021 | Battery |  | Tesla | 13.5 | 10 | 5 | BTM | [6 empty] | AC-Coupled | Solar |  | 3.8
360805 |  |  | MA - SMART Program |  |  | ISA Issued | Residential | STOUGHTON | 2021 | Battery |  | Tesla | 0 | 13.2 | 5 | BTM | [6 empty] | AC-Coupled | Solar |  | 3.84
362782 |  |  | MA - SMART Program |  |  | ISA Issued | Residential | WORCESTER | 2021 | Battery |  | Tesla | 13.5 | 10 | 5 | BTM | [6 empty] | AC-Coupled | Solar |  | 3.8
360359 |  |  | MA - SMART Program |  |  | ISA Issued | Residential | ATTLEBORO | 2021 | Battery |  | StorEdge | 9.3 |  | 7.6 | BTM | [6 empty] | DC-Coupled | Solar |  | 7.6
362081 |  |  | MA - SMART Program |  |  | ISA Issued | Residential | WESTMINSTER | 2021 | Battery |  | StorEdge | 9.3 |  | 7.6 | BTM | [6 empty] | DC-Coupled | Solar |  | 7.6
361934 |  |  | MA - SMART Program |  |  | Full Payment Received | Residential | DIGHTON | 2021 | Battery |  | SolarEdge Technologies | 9.3 |  | 6 | BTM | [6 empty] | DC-Coupled | Solar |  | 6
361251 |  |  | MA - SMART Program |  |  | ISA Issued | Residential | MEDFORD | 2021 | Battery |  | StorEdge | 9.3 |  | 3.8 | BTM | [6 empty] | DC-Coupled | Solar |  | 3.8
361076 |  |  | MA - SMART Program |  |  | ISA Issued | Residential | SOUTHBOROUGH | 2021 | Battery |  | Delta Electronics | 9.3 |  | 3.84 | BTM | [6 empty] | DC-Coupled | Solar |  | 3.84
361892 |  |  | MA - SMART Program |  |  | ISA Issued | Residential | WENDELL | 2021 | Battery |  | LG CHEM |  | 14 | 7 | BTM | [7 empty] | Solar | 14.96 | 10
359368 |  |  | MA - SMART Program |  |  | ISA Issued | Residential | WORCESTER | 2021 | Battery |  | StorEdge | 9.3 |  | 7.6 | BTM | [6 empty] | DC-Coupled | Solar |  | 7.6
361125 |  |  | MA - SMART Program |  |  | ISA Issued | Residential | LAWRENCE | 2021 | Battery |  | Tesla | 0 | 13.2 | 5 | BTM | [6 empty] | AC-Coupled | Solar |  | 6
360466 |  |  | MA - SMART Program |  |  | ISA Issued | Residential | MEDFORD | 2021 | Battery |  | Tesla | 13.5 | 10 | 5 | BTM | [6 empty] | AC-Coupled | Solar |  | 5.51
372085 |  |  | MA - SMART Program |  |  | ISA Issued | Residential | BROCKTON | 2021 | Battery |  | StorEdge | 9.3 |  | 7.6 | BTM | [6 empty] | DC-Coupled | Solar |  | 7.6
407959 |  |  | MA - SMART Program |  |  | Application Submitted | Residential | NORTHBOROUGH | 2021 | Battery |  | Tesla | 13.5 | 10 | 5 | BTM | [6 empty] | AC-Coupled | Solar |  | 7.6
338080 |  |  | MA - SMART Program |  |  | Application Submitted | Residential | NORTH ANDOVER | 2021 | Battery |  | SOLAREDGE | 0 |  | 3.8 | BTM | [6 empty] | DC-Coupled | Solar |  | 6
372038 |  |  | MA - SMART Program |  |  | ISA Issued | Residential | SALEM | 2021 | Battery |  | Enphase | 0 | 10.08 | 3.84 | BTM | [6 empty] | AC-Coupled | Solar |  | 7.54
371988 |  |  | - |  |  | ISA Issued | Residential | CHARLEMONT | 2021 | Battery |  | Sonnen | 0 | 12.5 | 7 | BTM | Generation Support (e.g., Peaker Replacement) | [5 empty] | AC-Coupled | Solar
352873 |  |  | MA - SMART Program |  |  | ISA Issued | Residential | BROCKTON | 2021 | Battery |  | StorEdge Technologies | 9.3 |  | 3.8 | BTM | [6 empty] | DC-Coupled | Solar |  | 3.8
352834 |  |  | - |  |  | Application Submitted | Residential | LOWELL | 2021 | Battery |  | Tesla Inc | 13.5 | 10 | 5 | BTM | Peak Shaving/ Load Leveling | [5 empty] | AC-Coupled | Solar |  | 3.8
352943 |  |  | MA - SMART Program |  |  | ISA Issued | Residential | METHUEN | 2021 | Battery |  | StorEdge | 9.3 |  | 7.6 | BTM | [6 empty] | DC-Coupled | Solar |  | 7.6
352344 |  |  | MA - SMART Program |  |  | ISA Issued | Residential - Heat | CHELMSFORD | 2021 | Battery |  | Storedge | 9.3 | 9.8 | 3.8 | BTM | [6 empty] | DC-Coupled | Solar |  | 9.8
355046 |  |  | MA - SMART Program |  |  | ISA Issued | Residential | WHITMAN | 2021 | Battery |  | StorEdge | 5 |  | 7.6 | BTM | [6 empty] | DC-Coupled | Solar |  | 7.6
356154 |  |  | MA - SMART Program |  |  | ISA Issued | Residential | DRACUT | 2021 | Battery |  | StorEdge Technologies | 9.3 |  | 7.6 | BTM | [6 empty] | DC-Coupled | Solar |  | 7.6
354819 |  |  | MA - SMART Program |  |  | ISA Issued | Residential | WESTPORT | 2021 | Battery |  | StorEdge Technologies | 9.3 |  | 7.6 | BTM | [6 empty] | DC-Coupled | Solar |  | 7.6
356197 |  |  | MA - SMART Program |  |  | ISA Issued | Residential | EVERETT | 2021 | Battery |  | SolarEdge Technologies | 9.3 |  | 3.8 | BTM | [6 empty] | DC-Coupled | Solar |  | 3.8
360263 |  |  | MA - SMART Program |  |  | ISA Issued | Residential | MARLBOROUGH | 2021 | Battery |  | StorEdge Technologies | 9.3 |  | 7.6 | BTM | [6 empty] | DC-Coupled | Solar |  | 7.6
362126 |  |  | MA - SMART Program |  |  | ISA Issued | Residential | LAWRENCE | 2021 | Battery |  | Delta Electronics | 9.3 |  | 7.68 | BTM | [6 empty] | DC-Coupled | Solar |  | 7.68
362444 |  |  | MA - SMART Program |  |  | Full Payment Received | Residential | ADAMS | 2021 | Battery |  | SolarEdge Technologies | 9.3 |  | 6 | BTM | [6 empty] | DC-Coupled | Solar |  | 6
360621 |  |  | MA - SMART Program |  |  | Full Payment Received | Residential | HOPEDALE | 2021 | Battery |  | Storedge | 9.3 |  | 3.8 | BTM | [6 empty] | DC-Coupled | Solar |  | 3.8
362526 |  |  | MA - SMART Program |  |  | ISA Issued | Residential | MARLBOROUGH | 2021 | Battery |  | StorEdge Technologies | 9.3 |  | 3.8 | BTM | [6 empty] | DC-Coupled | Solar |  | 3.8
365738 |  |  | MA - SMART Program |  |  | ISA Issued | Residential | WILLIAMSBURG | 2021 | Battery |  | SolarEdge Technologies HD | 9.3 |  | 7.6 | BTM | [6 empty] | DC-Coupled | Solar |  | 7.6
366704 |  |  | - |  |  | ISA Issued | Residential | WESTFORD | 2021 | Battery |  | Tesla | 13.5 | 10 | 5 | BTM | Reliability and Resiliency | [5 empty] | AC-Coupled | Solar
364688 |  |  | MA - SMART Program |  |  | ISA Issued | Residential | BROCKTON | 2021 | Battery |  | StorEdge | 9.3 |  | 3.8 | BTM | [6 empty] | DC-Coupled | Solar |  | 3.8
362373 |  |  | MA - SMART Program |  |  | Full Payment Received | Residential | PLAINVILLE | 2021 | Battery |  | StorEdge | 9.3 |  | 7.6 | BTM | [6 empty] | DC-Coupled | Solar |  | 7.6
362515 |  |  | MA - SMART Program |  |  | ISA Issued | Residential | WINTHROP | 2021 | Battery |  | SolarEdge Technologies | 9.3 |  | 3.8 | BTM | [6 empty] | DC-Coupled | Solar |  | 3.8
365413 |  |  | MA - SMART Program |  |  | ISA Issued | Residential | SEEKONK | 2021 | Battery |  | StorEdge | 9.3 |  | 7.6 | BTM | [6 empty] | DC-Coupled | Solar |  | 7.6
365435 |  |  | MA - SMART Program |  |  | ISA Issued | Residential | RANDOLPH | 2021 | Battery |  | StorEdge | 9.3 |  | 7.6 | BTM | [6 empty] | DC-Coupled | Solar |  | 7.6
364865 |  |  | MA - SMART Program |  |  | ISA Issued | Residential | LOWELL | 2021 | Battery |  | SolarEdge Technologies | 9.3 |  | 6 | BTM | [6 empty] | DC-Coupled | Solar |  | 6
362932 |  |  | - |  |  | ISA Issued | Residential | QUINCY | 2021 | Battery |  | Tesla | 13.5 | 10 | 5 | BTM | [6 empty] | AC-Coupled | Battery Add-On
365353 |  |  | - |  |  | ISA Issued | Residential | DRACUT | 2021 | Battery |  | LG CHEM | 9.6 |  | 6 | BTM | [7 empty] | Solar |  | 7.6
367254 |  |  | MA - SMART Program |  |  | ISA Issued | Residential | TEWKSBURY | 2021 | Battery |  | SolarEdge Technologies | 9.8 |  | 3.8 | BTM | [6 empty] | DC-Coupled | Solar |  | 3.8
365613 |  |  | MA - SMART Program |  |  | ISA Issued | Commercial | ATTLEBORO | 2021 | Battery |  | StorEdge | 9.3 |  | 7.6 | BTM | [6 empty] | DC-Coupled | Solar |  | 7.6
364834 |  |  | MA - SMART Program |  |  | ISA Issued | Residential | NORTH GRAFTON | 2021 | Battery |  | SolarEdge Technologies | 9.3 |  | 6 | BTM | [6 empty] | DC-Coupled | Solar |  | 9.8
366218 |  |  | MA - SMART Program |  |  | ISA Issued | Residential | WESTMINSTER | 2021 | Battery |  | SolarEdge Technologies | 9.6 |  | 6 | BTM | [6 empty] | DC-Coupled | Solar |  | 9.8
365568 |  |  | MA - SMART Program |  |  | ISA Issued | Residential | LOWELL | 2021 | Battery |  | StorEdge | 9.3 |  | 3.8 | BTM | [6 empty] | DC-Coupled | Solar |  | 3.8
367221 |  |  | MA - SMART Program |  |  | Application Submitted | Residential | ATTLEBORO | 2021 | Battery |  | Tesla | 13.5 | 10 | 5 | BTM | [6 empty] | AC-Coupled | Solar |  | 13.64
364008 |  |  | MA - SMART Program |  |  | ISA Issued | Residential | SOMERSET | 2021 | Battery |  | StorEdge | 9.3 |  | 7.6 | BTM | [6 empty] | DC-Coupled | Solar |  | 7.6
368678 |  |  | MA - SMART Program |  |  | Full Payment Received | Residential | ROCKLAND | 2021 | Battery |  | StorEdge | 9.3 |  | 7.6 | BTM | [6 empty] | DC-Coupled | Solar |  | 7.6
364884 |  |  | MA - SMART Program |  |  | ISA Issued | Residential | FRANKLIN | 2021 | Battery |  | StorEdge | 9.3 |  | 7.6 | BTM | [6 empty] | DC-Coupled | Solar |  | 7.6
368576 |  |  | MA - SMART Program |  |  | ISA Issued | Residential | WESTFORD | 2021 | Battery |  | Tesla | 13.5 | 10 | 5 | BTM | Peak Shaving/ Load Leveling | [5 empty] | AC-Coupled | Solar |  | 7.6
366899 |  |  | MA - SMART Program |  |  | ISA Issued | Residential - Heat | HALIFAX | 2021 | Battery |  | SolarEdge Technologies | 9.6 |  | 6 | BTM | [6 empty] | DC-Coupled | Solar |  | 9.8
368319 |  |  | MA - SMART Program |  |  | ISA Issued | Residential | SOMERSET | 2021 | Battery |  | StorEdge | 9.3 |  | 7.6 | BTM | [6 empty] | DC-Coupled | Solar |  | 7.6
366715 |  |  | MA - SMART Program |  |  | ISA Issued | Residential | NORTHBOROUGH | 2021 | Battery |  | Enphase | 0 | 10.08 | 3.84 | BTM | [6 empty] | AC-Coupled | Solar |  | 7.54
368577 |  |  | MA - SMART Program |  |  | ISA Issued | Residential | BROCKTON | 2021 | Battery |  | StorEdge | 9.3 |  | 7.6 | BTM | [6 empty] | DC-Coupled | Solar |  | 7.6
308695 |  |  | - |  |  | ISA Issued | Residential | WEBSTER | 2021 | Battery |  | StorEdge | 9.3 |  | 6 | BTM | Peak Shaving/ Load Leveling | [5 empty] | DC-Coupled | Battery Add-On
372182 |  |  | MA - SMART Program |  |  | ISA Issued | Residential | TOPSFIELD | 2021 | Battery |  | StorEdge | 9.6 |  | 7.6 | BTM | [6 empty] | DC-Coupled | Solar |  | 7.6
404928 |  |  | MA - SMART Program |  |  | ISA Issued | Residential | FALL RIVER | 2021 | Battery |  | Tesla | 13.5 |  | 7.6 | BTM | [6 empty] | DC-Coupled | Solar |  | 7.6
372456 |  |  | MA - SMART Program |  |  | ISA Issued | Residential | WINCHENDON | 2021 | Battery |  | SOLAREDGE | 9.6 |  | 6 | BTM | [6 empty] | DC-Coupled | Solar |  | 6
372179 |  |  | MA - SMART Program |  |  | ISA Issued | Residential - Heat | OXFORD | 2021 | Battery |  | SolarEdge | 9.3 |  | 7.6 | BTM | [6 empty] | DC-Coupled | Solar |  | 7.6
405112 |  |  | MA - SMART Program |  |  | Application Submitted | Residential | MALDEN | 2021 | Battery |  | Enpahse Energy | 0 | 10.06 | 3.84 | BTM | [6 empty] | AC-Coupled | Solar |  | 4.537
364870 |  |  | MA - SMART Program |  |  | ISA Issued | Residential | SHIRLEY | 2021 | Battery |  | Tesla | 0 | 13.2 | 5 | BTM | [6 empty] | AC-Coupled | Solar |  | 6
368899 |  |  | MA - SMART Program |  |  | ISA Issued | Residential | MILFORD | 2021 | Battery |  | SolarEdge Technologies | 9.8 |  | 6 | BTM | [6 empty] | DC-Coupled | Solar |  | 6
368279 |  |  | MA - SMART Program |  |  | ISA Issued | Residential | NORTHAMPTON | 2021 | Battery |  | SunPower | 0 | 26 | 6.4 | BTM | [6 empty] | AC-Coupled | Solar |  | 6.93
367708 |  |  | MA - SMART Program |  |  | ISA Issued | Residential | LYNN | 2021 | Battery |  | Tesla | 0 | 13.2 | 5 | BTM | [6 empty] | AC-Coupled | Solar |  | 6
366783 |  |  | MA - SMART Program |  |  | ISA Issued | Residential | REVERE | 2021 | Battery |  | StorEdge | 9.3 |  | 3.8 | BTM | [6 empty] | DC-Coupled | Solar |  | 3.8
364982 |  |  | MA - SMART Program |  |  | ISA Issued | Residential | RUTLAND | 2021 | Battery |  | Tesla | 13.5 | 10 | 5 | BTM | [6 empty] | AC-Coupled | Solar |  | 9.12
368538 |  |  | MA - SMART Program |  |  | ISA Issued | Residential | UXBRIDGE | 2021 | Battery |  | SolarEdge Technologies | 9.3 |  | 7.6 | BTM | [6 empty] | DC-Coupled | Solar |  | 7.6
368572 |  |  | MA - SMART Program |  |  | Full Payment Received | Residential | WEST NEWBURY | 2021 | Battery |  | StorEdge | 9.3 |  | 7.6 | BTM | [6 empty] | DC-Coupled | Solar |  | 7.6
366897 |  |  | MA - SMART Program |  |  | ISA Issued | Residential | BELLINGHAM | 2021 | Battery |  | Generac | 17.1 |  | 7.6 | BTM | [6 empty] | DC-Coupled | Solar |  | 7.6
367517 |  |  | MA - SMART Program |  |  | ISA Issued | Residential | WHITINSVILLE | 2021 | Battery |  | Solaredge Technologies | 9.3 |  | 3.8 | BTM | [6 empty] | DC-Coupled | Solar |  | 3.8
368768 |  |  | MA - SMART Program |  |  | ISA Issued | Residential | DRACUT | 2021 | Battery |  | SolarEdge | 9.3 |  | 3.8 | BTM | [6 empty] | DC-Coupled | Solar |  | 3.8
368782 |  |  | MA - SMART Program |  |  | ISA Issued | Residential | DRACUT | 2021 | Battery |  | SolarEdge | 9.3 |  | 7.6 | BTM | [6 empty] | DC-Coupled | Solar |  | 7.6
368871 |  |  | MA - SMART Program |  |  | ISA Issued | Residential | FRANKLIN | 2021 | Battery |  | SolarEdge Technologies | 9.3 |  | 3.8 | BTM | [6 empty] | DC-Coupled | Solar |  | 3.8
372066 |  |  | MA - SMART Program |  |  | ISA Issued | Residential | BROCKTON | 2021 | Battery |  | Generac | 18 |  | 7.6 | BTM | [6 empty] | DC-Coupled | Solar |  | 7.6
341486 |  |  | MA - SMART Program |  |  | ISA Issued | Residential | NORTHBOROUGH | 2021 | Battery |  | Sonnen | 0 | 9.5 | 4.8 | BTM | [6 empty] | AC-Coupled | Solar |  | 2.95
341503 |  |  | MA - SMART Program |  |  | ISA Issued | Residential | WORCESTER | 2021 | Battery |  | StorEdge | 5 |  | 7.6 | BTM | Customer Bill Savings (e.g., Demand Charge Management, TOU Arbitrage) | [5 empty] | DC-Coupled | Solar | 7.15
341406 |  |  | MA - SMART Program |  |  | Full Payment Received | Residential | S LANCASTER | 2021 | Battery |  | SolarEdge Technologies | 9.3 |  | 6 | BTM | [6 empty] | DC-Coupled | Solar |  | 9.8
339912 |  |  | MA - SMART Program |  |  | ISA Issued | Residential | GARDNER | 2021 | Battery |  | Delta Electronics | 9.3 |  | 5.76 | BTM | [6 empty] | DC-Coupled | Solar |  | 9.6
339827 |  |  | MA - SMART Program |  |  | ISA Issued | Residential | MARLBOROUGH | 2021 | Battery |  | Tesla | 13.5 | 10 | 5 | BTM | [6 empty] | AC-Coupled | Solar |  | 7.6
340841 |  |  | MA - SMART Program |  |  | ISA Issued | Residential | SEEKONK | 2021 | Battery |  | StorEdge | 9.3 |  | 7.6 | BTM | [6 empty] | DC-Coupled | Solar |  | 7.6
339910 |  |  | MA - SMART Program |  |  | ISA Issued | Residential | SOMERSET | 2021 | Battery |  | Delta Electronics | 9.3 |  | 5.76 | BTM | [6 empty] | DC-Coupled | Solar |  | 9.6
342895 |  |  | MA - SMART Program |  |  | ISA Issued | Residential | S HAMILTON | 2021 | Battery |  | Delta Electronics | 9.3 |  | 7.68 | BTM | [6 empty] | DC-Coupled | Solar |  | 7.68
340875 |  |  | MA - SMART Program |  |  | ISA Issued | Residential | AUBURN | 2021 | Battery |  | Delta Electronics | 9.3 |  | 3.84 | BTM | [6 empty] | DC-Coupled | Solar |  | 3.84
374229 |  |  | MA - SMART Program |  |  | ISA Issued | Residential | ATTLEBORO | 2021 | Battery |  | StorEdge Tecnologies | 9.3 |  | 7.6 | BTM | [6 empty] | DC-Coupled | Solar |  | 7.6
377213 |  |  | MA - SMART Program |  |  | ISA Issued | Residential | NORTH GRAFTON | 2021 | Battery |  | Tesla | 13.5 | 10 | 5 | BTM | [6 empty] | AC-Coupled | Solar |  | 5.76
377111 |  |  | MA - SMART Program |  |  | Full Payment Received | Residential - Heat | HAVERHILL | 2021 | Battery |  | SolarEdge | 9.3 |  | 3.8 | BTM | [6 empty] | DC-Coupled | Solar |  | 3.8
377221 |  |  | MA - SMART Program |  |  | ISA Issued | Residential | ROCKLAND | 2021 | Battery |  | Tesla Inc | 13.5 | 10 | 5 | BTM | [6 empty] | AC-Coupled | Solar |  | 7.6
381100 |  |  | MA - SMART Program |  |  | ISA Issued | Residential | AVON | 2021 | Battery |  | StorEdge | 9.3 |  | 3.8 | BTM | [6 empty] | DC-Coupled | Solar |  | 3.8
373465 |  |  | MA - SMART Program |  |  | ISA Issued | Residential | BRIDGEWATER | 2021 | Battery |  | Delta Electronics | 9.6 |  | 5.76 | BTM | [6 empty] | DC-Coupled | Solar |  | 5.76
346789 |  |  | MA - SMART Program |  |  | ISA Issued | Residential | BOXFORD | 2021 | Battery |  | StorEdge | 9.3 |  | 7.6 | BTM | [6 empty] | DC-Coupled | Solar |  | 7.6
345441 |  |  | MA - SMART Program |  |  | ISA Issued | Residential | BELLINGHAM | 2021 | Battery |  | Delta Electronics | 9.3 |  | 5.76 | BTM | [6 empty] | DC-Coupled | Solar |  | 5.76
374843 |  |  | MA - SMART Program |  |  | Full Payment Received | Residential | WORCESTER | 2021 | Battery |  | Delta Products Corp. | 9.6 |  | 3.84 | BTM | [6 empty] | DC-Coupled | Solar |  | 3.84
380120 |  |  | MA - SMART Program |  |  | ISA Issued | Residential | DRACUT | 2021 | Battery |  | Tesla Inc | 13.5 | 10 | 5 | BTM | [6 empty] | AC-Coupled | Solar |  | 7.6
373537 |  |  | MA - SMART Program |  |  | Full Payment Received | Residential | SEEKONK | 2021 | Battery |  | Generac | 18 |  | 7.6 | BTM | [6 empty] | DC-Coupled | Solar |  | 7.6
376342 |  |  | MA - SMART Program |  |  | ISA Issued | Residential | WINCHDON SPGS | 2021 | Battery |  | Tesla Inc | 13.5 |  | 7.6 | BTM | [6 empty] | DC-Coupled | Solar |  | 7.6
379680 |  |  | - |  |  | ISA Issued | Residential | WESTBOROUGH | 2021 | Battery |  | Generac | 18 |  | 7.6 | BTM | [6 empty] | DC-Coupled | Solar |  | 7.6
373915 |  |  | MA - SMART Program |  |  | ISA Issued | Residential | ATTLEBORO | 2021 | Battery |  | SolarEdge Technologies | 9.6 |  | 6 | BTM | [6 empty] | DC-Coupled | Solar |  | 9.8
381382 |  |  | MA - SMART Program |  |  | ISA Issued | Residential | ALFORD | 2021 | Battery |  | SolarEdge Tecnologies | 9.6 |  | 6 | BTM | [6 empty] | DC-Coupled | Solar |  | 9.8
382384 |  |  | MA - SMART Program |  |  | ISA Issued | Residential | NORTH ANDOVER | 2021 | Battery |  | Tesla Inc | 13.5 | 10 | 5 | BTM | [6 empty] | AC-Coupled | Solar |  | 7.6
372340 |  |  | MA - SMART Program |  |  | ISA Issued | Residential | SHIRLEY | 2021 | Battery |  | SolarEdge Technologies | 9.6 |  | 7.6 | BTM | [6 empty] | DC-Coupled | Solar |  | 7.6
380090 |  |  | MA - SMART Program |  |  | ISA Issued | Residential | EVERETT | 2021 | Battery |  | Tesla Inc | 13.5 | 10 | 5 | BTM | [6 empty] | DC-Coupled | Solar |  | 7.6
379201 |  |  | MA - SMART Program |  |  | ISA Issued | Residential | ANDOVER | 2021 | Battery |  | Tesla Inc | 13.5 | 10 | 5 | BTM | [6 empty] | DC-Coupled | Solar |  | 7.6
377681 |  |  | MA - SMART Program |  |  | ISA Issued | Residential | LEOMINSTER | 2021 | Battery |  | Tesla | 0 | 5 | 5 | BTM | [6 empty] | AC-Coupled | Solar |  | 6
344333 |  |  | MA - SMART Program |  |  | ISA Issued | Residential | SALEM | 2021 | Battery |  | SolarEdge Technologies | 9.3 |  | 6 | BTM | [6 empty] | DC-Coupled | Solar |  | 9.8
377344 |  |  | MA - SMART Program |  |  | ISA Issued | Residential | N CHELMSFORD | 2021 | Battery |  | SolarEdge | 9.3 |  | 3.8 | BTM | [6 empty] | DC-Coupled | Solar |  | 3.8
372672 |  |  | MA - SMART Program |  |  | Full Payment Received | Residential | FALL RIVER | 2021 | Battery |  | Solaredge Technologies | 9.6 |  | 6 | BTM | [6 empty] | DC-Coupled | Solar |  | 9.8
378008 |  |  | MA - SMART Program |  |  | ISA Issued | Residential | BRIDGEWATER | 2021 | Battery |  | StorEdge | 9.3 |  | 7.6 | BTM | [6 empty] | DC-Coupled | Solar |  | 7.6
378570 |  |  | MA - SMART Program |  |  | ISA Issued | Residential | HAYDENVILLE | 2021 | Battery |  | Delta Electronics | 9.6 |  | 5.76 | BTM | [6 empty] | DC-Coupled | Solar |  | 5.76
342764 |  |  | MA - SMART Program |  |  | Application Submitted | Residential | LEOMINSTER | 2021 | Battery |  | StorEdge | 5 |  | 7.6 | BTM | [6 empty] | DC-Coupled | Solar |  | 7.6
382177 |  |  | MA - SMART Program |  |  | ISA Issued | Residential | MEDFORD | 2021 | Battery |  | LG CHEM | 9.6 |  | 6 | BTM | [6 empty] | DC-Coupled | Solar |  | 6
376344 |  |  | MA - SMART Program |  |  | Full Payment Received | Residential | HANOVER | 2021 | Battery |  | Generac | 15 |  | 7.6 | BTM | [6 empty] | DC-Coupled | Solar |  | 7.6
378164 |  |  | MA - SMART Program |  |  | ISA Issued | Residential | NORTHAMPTON | 2021 | Battery |  | SolarEdge Technologies | 9.7 |  | 10 | BTM | [6 empty] | DC-Coupled | Solar |  | 10
374007 |  |  | - |  |  | Application Submitted | Residential | FRANKLIN | 2021 | Battery |  | Tesla | 13.5 | 10 | 5 | BTM | Generation Support (e.g., Peaker Replacement) | [5 empty] | AC-Coupled | Solar
344634 |  |  | MA - SMART Program |  |  | ISA Issued | Residential | SOUTHBRIDGE | 2021 | Battery |  |  | 9.3 | 5.76 | 5.76 | BTM | [6 empty] | DC-Coupled | Solar |  | 5.76
373089 |  |  | - |  |  | ISA Issued | Residential | NORTHAMPTON | 2021 | Battery |  | Tesla | 13.5 | 10 | 5 | BTM | Reliability and Resiliency | [5 empty] | AC-Coupled | Solar
342084 |  |  | MA - SMART Program |  |  | ISA Issued | Residential | REVERE | 2021 | Battery |  | StorEdge | 9.3 |  | 7.6 | BTM | [6 empty] | DC-Coupled | Solar |  | 7.6
375593 |  |  | MA - SMART Program |  |  | ISA Issued | Residential | BELLINGHAM | 2021 | Battery |  | Solaredge Technologies | 9.6 |  | 6 | BTM | [6 empty] | DC-Coupled | Solar |  | 6
353096 |  |  | MA - SMART Program |  |  | ISA Issued | Residential | LAWRENCE | 2021 | Battery |  | Delta Electronics | 9.3 |  | 7.68 | BTM | [6 empty] | DC-Coupled | Solar |  | 7.68
345005 |  |  | MA - SMART Program |  |  | ISA Issued | Residential | BROCKTON | 2021 | Battery |  | StorEdge | 9.3 |  | 7.6 | BTM | [6 empty] | DC-Coupled | Solar |  | 7.6
344052 |  |  | MA - SMART Program |  |  | ISA Issued | Residential | WILBRAHAM | 2021 | Battery |  | Tesla | 13.5 | 10 | 5 | BTM | [6 empty] | AC-Coupled | Battery Add-On
346679 |  |  | MA - SMART Program |  |  | ISA Issued | Residential | LEOMINSTER | 2021 | Battery |  | SolarEdge Technologies | 9.8 |  | 6 | BTM | [6 empty] | DC-Coupled | Solar |  | 9.8
353170 |  |  | MA - SMART Program |  |  | ISA Issued | Residential | LEOMINSTER | 2021 | Battery |  | StorEdge | 9.3 |  | 3.8 | BTM | [6 empty] | DC-Coupled | Solar |  | 3.8
346225 |  |  | MA - SMART Program |  |  | ISA Issued | Residential | LOWELL | 2021 | Battery |  | StorEdge | 9.3 |  | 7.6 | BTM | [6 empty] | DC-Coupled | Solar |  | 7.6
346950 |  |  | MA - SMART Program |  |  | ISA Issued | Residential | FALL RIVER | 2021 | Battery |  | Delta Electronics | 9.3 |  | 3.84 | BTM | [6 empty] | DC-Coupled | Solar |  | 3.84
344143 |  |  | MA - SMART Program |  |  | ISA Issued | Residential | BELLINGHAM | 2021 | Battery |  | StorEdge | 9.3 |  | 3.8 | BTM | [6 empty] | 0 | Solar |  | 3.8
375289 |  |  | MA - SMART Program |  |  | ISA Issued | Residential | WHITMAN | 2021 | Battery |  | Tesla Inc | 13.5 | 10 | 5 | BTM | [6 empty] | AC-Coupled | Solar |  | 7.6
377216 |  |  | MA - SMART Program |  |  | ISA Issued | Residential | N CHELMSFORD | 2021 | Battery |  | StorEdge | 9.3 |  | 7.6 | BTM | [6 empty] | DC-Coupled | Solar |  | 7.6
373954 |  |  | MA - SMART Program |  |  | Full Payment Received | Residential | WORCESTER | 2021 | Battery |  | Solaredge Technologies | 9.6 |  | 6 | BTM | [6 empty] | DC-Coupled | Solar |  | 6
374021 |  |  | MA - SMART Program |  |  | ISA Issued | Residential | BRIDGEWATER | 2021 | Battery |  | Tesla | 13.5 | 10 | 5 | BTM | Generation Support (e.g., Peaker Replacement) | [5 empty] | AC-Coupled | Solar
381338 |  |  | - |  |  | ISA Issued | Residential | SHUTESBURY | 2021 | Battery |  | Tesla | 13.5 | 10 | 5 | BTM | [6 empty] | AC-Coupled | Solar
346837 |  |  | MA - SMART Program |  |  | ISA Issued | Residential | SOUTH EASTON | 2021 | Battery |  | SolarEdge Technologies | 9.3 |  | 7.6 | BTM | [6 empty] | DC-Coupled | Solar |  | 7.6
345812 |  |  | MA - SMART Program |  |  | ISA Issued | Residential | TEWKSBURY | 2021 | Battery |  | Tesla | 13.5 | 10 | 5 | BTM | Microgrid | [5 empty] | AC-Coupled | Solar |  | 7.44
345979 |  |  | MA - SMART Program |  |  | ISA Issued | Residential | HOLBROOK | 2021 | Battery |  | StorEdge | 9.3 |  | 7.6 | BTM | [6 empty] | DC-Coupled | Solar |  | 7.6
342318 |  |  | MA - SMART Program |  |  | Application Submitted | Residential | WARE | 2021 | Battery |  | Delta Electronics | 9.3 |  | 5.76 | BTM | [6 empty] | DC-Coupled | Solar |  | 5.76
376758 |  |  | MA - SMART Program |  |  | Full Payment Received | Residential | GARDNER | 2021 | Battery |  | SolarEdge Technologies | 9.8 |  | 3.8 | BTM | [6 empty] | DC-Coupled | Solar |  | 3.8
380088 |  |  | MA - SMART Program |  |  | ISA Issued | Residential | WESTMINSTER | 2021 | Battery |  | Tesla Inc | 13.5 | 10 | 5 | BTM | [6 empty] | AC-Coupled | Solar |  | 7.6
374532 |  |  | MA - SMART Program |  |  | ISA Issued | Residential | BROCKTON | 2021 | Battery |  | StorEdge Technologies | 9.3 |  | 7.6 | BTM | [6 empty] | DC-Coupled | Solar |  | 7.6
377032 |  |  | MA - SMART Program |  |  | ISA Issued | Residential | GT BARRINGTON | 2021 | Battery |  | Tesla Inc | 13.5 | 10 | 5 | BTM | [6 empty] | AC-Coupled | Solar |  | 7.6
377504 |  |  | MA - SMART Program |  |  | ISA Issued | Residential | WORCESTER | 2021 | Battery |  | Solaredge Technologies | 9.6 |  | 3.8 | BTM | [6 empty] | DC-Coupled | Solar |  | 3.8
376169 |  |  | MA - SMART Program |  |  | ISA Issued | Residential | GARDNER | 2021 | Battery |  | SolarEdge Technologies | 9.3 |  | 7.6 | BTM | [6 empty] | DC-Coupled | Solar |  | 7.6
379194 |  |  | MA - SMART Program |  |  | Full Payment Received | Residential | WORCESTER | 2021 | Battery |  | LG CHEM | 9.3 |  | 7.6 | BTM | [6 empty] | DC-Coupled | Solar |  | 7.6
378905 |  |  | MA - SMART Program |  |  | ISA Issued | Residential | TYNGSBORO | 2021 | Battery |  | Solaredge Technologies | 9.6 |  | 6 | BTM | [6 empty] | DC-Coupled | Solar |  | 6
345665 |  |  | MA - SMART Program |  |  | ISA Issued | Residential | FOXBORO | 2021 | Battery |  | StorEdge | 9.3 |  | 3.8 | BTM | [6 empty] | DC-Coupled | Solar |  | 3.8
376761 |  |  | MA - SMART Program |  |  | ISA Issued | Residential | WRENTHAM | 2021 | Battery |  | Enphase Energy | 0 | 10.08 | 3.84 | BTM | [6 empty] | AC-Coupled | Solar |  | 9.6
373992 |  |  | MA - SMART Program |  |  | ISA Issued | Residential | BILLERICA | 2021 | Battery |  | Delta Electronics | 9.6 |  | 5.76 | BTM | [6 empty] | DC-Coupled | Solar |  | 5.76
344031 |  |  | MA - SMART Program |  |  | ISA Issued | Residential | BRIDGEWATER | 2021 | Battery |  | StorEdge Technologies | 9.3 |  | 3.8 | BTM | [6 empty] | DC-Coupled | Solar |  | 3.8
378244 |  |  | MA - SMART Program |  |  | ISA Issued | Residential | WESTFORD | 2021 | Battery |  | Enphase | 0 | 3.84 | 3.84 | BTM | [6 empty] | AC-Coupled | Solar |  | 8.99
377243 |  |  | MA - SMART Program |  |  | ISA Issued | Residential | WORCESTER | 2021 | Battery |  | Solaredge Technologies | 9.6 |  | 6 | BTM | [6 empty] | DC-Coupled | Solar |  | 6
378553 |  |  | MA - SMART Program |  |  | ISA Issued | Residential | WESTBOROUGH | 2021 | Battery |  | Tesla | 13.5 | 10 | 5 | BTM | [6 empty] | AC-Coupled | Solar |  | 7.6
344722 |  |  | MA - SMART Program |  |  | ISA Issued | Residential | BELLINGHAM | 2021 | Battery |  | Delta Electronics | 9.3 |  | 5.76 | BTM | [6 empty] | DC-Coupled | Solar |  | 9.6
342888 |  |  | MA - SMART Program |  |  | ISA Issued | Residential - Heat | SOUTHBRIDGE | 2021 | Battery |  | Delta Electronics | 9.3 |  | 5.76 | BTM | [6 empty] | DC-Coupled | Solar |  | 9.6
341385 |  |  | MA - SMART Program |  |  | ISA Issued | Residential | STOUGHTON | 2021 | Battery |  | StorEdge | 9.3 |  | 7.6 | BTM | [6 empty] | DC-Coupled | Solar |  | 7.6
380436 |  |  | MA - SMART Program |  |  | ISA Issued | Residential | SOMERSET | 2021 | Battery |  | Tesla Inc | 13.5 | 10 | 5 | BTM | [6 empty] | AC-Coupled | Solar |  | 7.6
384445 |  |  | MA - SMART Program |  |  | ISA Issued | Residential | UPTON | 2021 | Battery |  | Tesla | 13.5 | 10 | 5 | BTM | [6 empty] | AC-Coupled | Solar |  | 3.8
342368 |  |  | MA - SMART Program |  |  | ISA Issued | Residential | WORCESTER | 2021 | Battery |  | Delta Electronics | 9.3 |  | 5.76 | BTM | [6 empty] | DC-Coupled | Solar |  | 5.76
384188 |  |  | MA - SMART Program |  |  | ISA Issued | Residential - Heat | SWAMPSCOTT | 2021 | Battery |  | Tesla Inc | 13.5 | 10 | 5 | BTM | [6 empty] | AC-Coupled | Solar |  | 7.6
344240 |  |  | MA - SMART Program |  |  | ISA Issued | Residential - Heat | S ROYALSTON | 2021 | Battery |  | StorEdge | 9.3 |  | 7.6 | BTM | [6 empty] | DC-Coupled | Solar |  | 7.6
364148 |  |  | MA - SMART Program |  |  | ISA Issued | Residential | REVERE | 2021 | Battery |  | SolarEdge Technologies | 9.3 |  | 6 | BTM | [6 empty] | DC-Coupled | Solar |  | 6
363527 |  |  | MA - SMART Program |  |  | ISA Issued | Residential - Heat | MENDON | 2021 | Battery |  | StorEdge | 9.3 |  | 7.6 | BTM | [6 empty] | DC-Coupled | Solar |  | 7.6
365082 |  |  | MA - SMART Program |  |  | ISA Issued | Residential | DOUGLAS | 2021 | Battery |  | StorEdge | 9.3 |  | 3.8 | BTM | [6 empty] | DC-Coupled | Solar |  | 3.8
365188 |  |  | - |  |  | ISA Issued | Residential | WESTBOROUGH | 2021 | Battery |  | Enphase | 0 | 3.84 | 3.84 | BTM | [6 empty] | AC-Coupled | Solar |  | 8.88
365902 |  |  | MA - SMART Program |  |  | ISA Issued | Residential | BOLTON | 2021 | Battery |  | SOLAREDGE | 9.3 |  | 3.8 | BTM | [6 empty] | DC-Coupled | Solar |  | 9.8
368560 |  |  | MA - SMART Program |  |  | ISA Issued | Residential | RANDOLPH | 2021 | Battery |  | Generac | 18 |  | 7.6 | BTM | [6 empty] | DC-Coupled | Solar |  | 7.6
364154 |  |  | MA - SMART Program |  |  | ISA Issued | Residential | SEEKONK | 2021 | Battery |  | SolarEdge Technologies | 9.3 |  | 6 | BTM | [6 empty] | DC-Coupled | Solar |  | 9.8
364820 |  |  | MA - SMART Program |  |  | ISA Issued | Residential | METHUEN | 2021 | Battery |  | StorEdge | 9.3 |  | 7.6 | BTM | [6 empty] | DC-Coupled | Solar |  | 7.6
363250 |  |  | MA - SMART Program |  |  | ISA Issued | Residential | TEWKSBURY | 2021 | Battery |  | SolarEdge Technologies | 9.8 |  | 6 | BTM | [6 empty] | DC-Coupled | Solar |  | 9.8
366869 |  |  | MA - SMART Program |  |  | ISA Issued | Residential | UPTON | 2021 | Battery |  | StorEdge | 9.3 |  | 7.6 | BTM | [6 empty] | DC-Coupled | Solar |  | 7.6
368014 |  |  | MA - SMART Program |  |  | Full Payment Received | Residential | WEBSTER | 2021 | Battery |  | StorEdge | 9.3 |  | 7.6 | BTM | [6 empty] | DC-Coupled | Solar |  | 7.6
368885 |  |  | MA - SMART Program |  |  | ISA Issued | Residential | ANDOVER | 2021 | Battery |  | Solaredge Technologies | 9.6 |  | 6 | BTM | [6 empty] | DC-Coupled | Solar |  | 6
295794 |  |  | MA - SMART Program |  |  | ISA Issued | Residential | ANDOVER | 2021 | Battery |  | Solar Edge | 9.3 |  | 7.6 | BTM | [6 empty] | DC-Coupled | Solar |  | 7.6
354435 |  |  | MA - SMART Program |  |  | ISA Issued | Residential | E LONGMEADOW | 2021 | Battery |  | StorEdge | 9.3 |  | 7.6 | BTM | [6 empty] | DC-Coupled | Solar |  | 7.6
353841 |  |  | MA - SMART Program |  |  | ISA Issued | Residential | LAWRENCE | 2021 | Battery |  | SolarEdge Technologies | 9.3 |  | 6 | BTM | [6 empty] | DC-Coupled | Solar |  | 6
350631 |  |  | MA - SMART Program |  |  | ISA Issued | Residential | WORCESTER | 2021 | Battery |  | StorEdge Technologies | 9.3 |  | 7.6 | BTM | [6 empty] | DC-Coupled | Solar |  | 7.6
293324 |  |  | - |  |  | ISA Issued | Residential | ABINGTON | 2021 | Battery |  | Tesla | 13.5 | 10 | 5 | BTM | Peak Shaving/ Load Leveling | [5 empty] | AC-Coupled | Battery Add-On
348353 |  |  | MA - SMART Program |  |  | ISA Issued | Residential | WEBSTER | 2021 | Battery |  | Tesla | 0 | 13.2 | 5 | BTM | [6 empty] | AC-Coupled | Solar |  | 5.76
313650 |  |  | MA - SMART Program |  |  | Full Payment Received | Residential | SCITUATE | 2021 | Battery |  | StorEdge | 9.3 |  | 7.6 | BTM | [6 empty] | DC-Coupled | Solar |  | 7.6
369057 |  |  | - |  |  | ISA Issued | Commercial | STOUGHTON | 2021 | Battery |  | SolarEdge | 9.6 |  | 7.6 | BTM | Reliability and Resiliency | [5 empty] | DC-Coupled | Solar |  | 7.6
260953 |  |  | - |  |  | ISA Issued | Residential | UXBRIDGE | 2021 | Battery |  | Tesla | 13.5 | 10 | 5 | BTM | [6 empty] | AC-Coupled | Solar
256185 |  |  | - |  |  | ISA Issued | Residential | UPTON | 2021 | Battery |  | Tesla | 13.5 | 10 | 5 | BTM | [6 empty] | AC-Coupled | Solar
402331 |  |  | MA - SMART Program |  |  | ISA Issued | Residential | WORCESTER | 2021 | Battery |  | Enphase | 0 | 10.08 | 3.84 | BTM | [6 empty] | AC-Coupled | Solar |  | 5.8
393843 |  |  | - |  |  | ISA Issued | Residential | BERLIN | 2021 | Battery |  | SolarEdge Technologies Ltd | 9.6 |  | 10 | BTM | [6 empty] | DC-Coupled | Solar |  | 10
408093 |  |  | MA - SMART Program |  |  | Application Submitted | Residential | STOCKBRIDGE | 2021 | Battery |  | Generac | 18 | 6.7 | 7.6 | BTM | [6 empty] | DC-Coupled | Solar |  | 7.6
408143 |  |  | - |  |  | Application Submitted | Residential | ATTLEBORO | 2021 | Battery |  | Sonnen | 0 | 10 | 4.8 | BTM | [6 empty] | AC-Coupled | Solar
395510 |  |  | MA - SMART Program |  |  | ISA Issued | Residential | WILLIAMSTOWN | 2021 | Battery |  | SolarEdge Technologies | 9.7 |  | 10 | BTM | [6 empty] | DC-Coupled | Solar |  | 10
389114 |  |  | MA - SMART Program |  |  | Application Submitted | Residential | DRACUT | 2021 | Battery |  | Tesla | 13.5 | 10 | 5 | BTM | [6 empty] | AC-Coupled | Solar |  | 7.6
386863 |  |  | MA - SMART Program |  |  | Application Submitted | Residential | DRACUT | 2021 | Battery |  | Tesla | 13.5 |  | 15.2 | BTM | [6 empty] | DC-Coupled | Solar
395679 |  |  | MA - SMART Program |  |  | ISA Issued | Residential | DUNSTABLE | 2021 | Battery |  | Generac | 18 |  | 7.6 | BTM | [6 empty] | DC-Coupled | Solar |  | 7.6
388552 |  |  | MA - SMART Program |  |  | Application Submitted | Residential | NORTHBRIDGE | 2021 | Battery |  | Tesla | 13.5 | 5 | 5 | BTM | [6 empty] | AC-Coupled | Solar |  | 7.6
385494 |  |  | MA - SMART Program |  |  | ISA Issued | Residential | SOMERSET | 2021 | Battery |  | TESLA | 13.5 | 10 | 5 | BTM | [6 empty] | AC-Coupled | Solar |  | 10
398609 |  |  | MA - SMART Program |  |  | ISA Issued | Residential | SAUGUS | 2021 | Battery |  | Enphase | 0 | 10.08 | 3.84 | BTM | [6 empty] | AC-Coupled | Solar |  | 2.61
405669 |  |  | - |  |  | Application Submitted | Residential | NEW BRAINTREE | 2021 | Battery |  | Tesla | 13.5 | 10 | 5 | BTM | [6 empty] | AC-Coupled | Solar |  | 3.8
393816 |  |  | MA - SMART Program |  |  | ISA Issued | Residential | UPTON | 2021 | Battery |  | Enphase | 0 | 3.36 | 1.28 | BTM | [6 empty] | AC-Coupled | Solar |  | 7.54
396859 |  |  | MA - SMART Program |  |  | Application Submitted | Residential | QUINCY | 2021 | Battery |  | Tesla | 13.5 |  | 7.6 | BTM | [6 empty] | DC-Coupled | Solar |  | 11.4
382506 |  |  | MA - SMART Program |  |  | ISA Issued | Residential | REVERE | 2021 | Battery |  | SolarEdge Technologies | 9.6 |  | 7.6 | BTM | [6 empty] | DC-Coupled | Solar |  | 7.6
398113 |  |  | - |  |  | ISA Issued | Residential | FRANKLIN | 2021 | Battery |  | Tesla Inc | 13.5 | 10 | 5 | BTM | [6 empty] | AC-Coupled | Solar |  | 10
390568 |  |  | MA - SMART Program |  |  | ISA Issued | Residential | NORTHAMPTON | 2021 | Battery |  | SolarEdge | 9.7 |  | 10 | BTM | [6 empty] | DC-Coupled | Solar |  | 10
390583 |  |  | MA - SMART Program |  |  | ISA Issued | Residential | CLINTON | 2021 | Battery |  | Solaredge Technologies | 9.6 | 7.6 | 7.6 | BTM | [6 empty] | DC-Coupled | Solar |  | 7.6
393792 |  |  | MA - SMART Program |  |  | ISA Issued | Residential | GARDNER | 2021 | Battery |  | StorEdge SE3800H-USS | 9.6 |  | 3.8 | BTM | [6 empty] | DC-Coupled | Solar |  | 3.8
395308 |  |  | MA - SMART Program |  |  | ISA Issued | Residential | BRIDGEWATER | 2021 | Battery |  | Tesla Inc | 13.5 | 10 | 5 | BTM | [6 empty] | AC-Coupled | Solar |  | 7.6
390715 |  |  | MA - SMART Program |  |  | ISA Issued | Residential | WARE | 2021 | Battery |  | SolarEdge | 9.6 |  | 7.6 | BTM | [6 empty] | DC-Coupled | Solar |  | 7.6
387122 |  |  | - |  |  | ISA Issued | Residential | SCITUATE | 2021 | Battery |  | KiloVault | 8.64 |  | 1.8 | BTM | [6 empty] | DC-Coupled | Solar |  | 9
384059 |  |  | MA - SMART Program |  |  | ISA Issued | Residential | NANTUCKET | 2021 | Battery |  | Generac | 12 |  | 7.6 | BTM | [6 empty] | DC-Coupled | Solar |  | 13.6
395787 |  |  | MA - SMART Program |  |  | ISA Issued | Residential | FOXBORO | 2021 | Battery |  | Tesla | 13.5 | 10 | 5 | BTM | [6 empty] | AC-Coupled | Solar |  | 7.6
395248 |  |  | - |  |  | ISA Issued | Residential | WRENTHAM | 2021 | Battery |  | Tesla | 13.5 | 10 | 5 | BTM | [6 empty] | AC-Coupled | Solar |  | 6.38
387182 |  |  | - |  |  | Application Submitted | Residential | LEOMINSTER | 2021 | Battery |  | Tesla | 13.5 | 10 | 5 | BTM | [6 empty] | AC-Coupled | Battery Add-On
393900 |  |  | MA - SMART Program |  |  | ISA Issued | Residential | FLORENCE | 2021 | Battery |  | Generac | 18 |  | 7.6 | BTM | [6 empty] | DC-Coupled | Solar |  | 9.92
393024 |  |  | - |  |  | Application Submitted | Residential | CHELMSFORD | 2021 | Battery |  | tesla | 13.5 | 10 | 5 | BTM | Wholesale Market (i.e., Energy, Capacity, Ancillary Services) | [5 empty] | AC-Coupled | Solar |  | 7.6
403446 |  |  | MA - SMART Program |  |  | ISA Issued | Residential | S ATTLEBORO | 2021 | Battery |  | Tesla | 13.5 | 10 | 5 | BTM | [6 empty] | AC-Coupled | Solar |  | 6
386963 |  |  | MA - SMART Program |  |  | ISA Issued | Residential | BOXFORD | 2021 | Battery |  | Enpahse Energy | 0 | 10.08 | 3.84 | BTM | [6 empty] | AC-Coupled | Solar |  | 9.86
396061 |  |  | MA - SMART Program |  |  | Full Payment Received | Residential | GLOUCESTER | 2021 | Battery |  | SolarEdge Technologies HD | 9.6 |  | 7.6 | BTM | [6 empty] | DC-Coupled | Solar |  | 7.6
408187 |  |  | - |  |  | Application Submitted | Residential | SOMERSET | 2021 | Battery |  | Enphase | 0 | 3.36 | 5.12 | BTM | [6 empty] | AC-Coupled | Solar |  | 6.96
386446 |  |  | MA - SMART Program |  |  | Application Submitted | Residential | WESTPORT | 2021 | Battery |  | Tesla | 13.5 | 10 | 5 | BTM | Peak Shaving/ Load Leveling | [5 empty] | AC-Coupled | Solar |  | 7.6
408506 |  |  | MA - SMART Program |  |  | Application Submitted | Residential | WESTMINSTER | 2021 | Battery |  | SunPower | 0 | 12 | 6.8 | BTM | [6 empty] | AC-Coupled | Solar |  | 8.064
392471 |  |  | MA - SMART Program |  |  | ISA Issued | Residential | NORTHAMPTON | 2021 | Battery |  | Generac | 18 |  | 7.6 | BTM | [6 empty] | DC-Coupled | Solar |  | 7.6
388285 |  |  | MA - SMART Program |  |  | ISA Issued | Residential | W STOCKBRIDGE | 2021 | Battery |  | Generac | 18 | 6.7 | 7.6 | BTM | [6 empty] | DC-Coupled | Solar |  | 7.6
391452 |  |  | MA - SMART Program |  |  | ISA Issued | Residential | FLORENCE | 2021 | Battery |  | Generac | 18 | 13.4 | 6.7 | BTM | [6 empty] | DC-Coupled | Solar |  | 8.12
384478 |  |  | MA - SMART Program |  |  | ISA Issued | Residential | QUINCY | 2021 | Battery |  | Tesla Inc | 13.5 | 10 | 5 | BTM | [6 empty] | DC-Coupled | Solar |  | 7.6
405401 |  |  | - |  |  | Application Submitted | Residential | BOLTON | 2021 | Battery |  | Enphase Energy | 0 | 10.08 | 11.52 | BTM | [6 empty] | AC-Coupled | Solar
393815 |  |  | MA - SMART Program |  |  | ISA Issued | Residential | QUINCY | 2021 | Battery |  | Enphase | 0 | 10.08 | 3.84 | BTM | [6 empty] | AC-Coupled | Solar |  | 4.35
386833 |  |  | MA - SMART Program |  |  | ISA Issued | Residential | NAHANT | 2021 | Battery |  | SolarEdge Tecnologies | 9.6 |  | 6 | BTM | [6 empty] | DC-Coupled | Solar |  | 6
392953 |  |  | MA - SMART Program |  |  | ISA Issued | Residential | ATTLEBORO | 2021 | Battery |  | Enphase | 0 | 10.08 | 3.84 | BTM | [6 empty] | AC-Coupled | Solar |  | 4.64
406123 |  |  | MA - SMART Program |  |  | ISA Issued | Residential - Heat | SUTTON | 2021 | Battery |  | Generac | 9 |  | 9 | BTM | [6 empty] | DC-Coupled | Solar |  | 7.6
394711 |  |  | MA - SMART Program |  |  | ISA Issued | Residential | ATTLEBORO | 2021 | Battery |  | Tesla | 13.5 | 10 | 5 | BTM | [6 empty] | AC-Coupled | Solar |  | 5
231917 |  |  | MA - SMART Program |  |  | Application Submitted | Residential | BRIDGEWATER | 2021 | Battery |  | LG Chem | 0 | 9.8 | 5 | BTM | [6 empty] | DC-Coupled | Solar |  | 7.6
385613 |  |  | MA - SMART Program |  |  | ISA Issued | Residential | SOMERSET | 2021 | Battery |  | LG CHEM | 9.3 |  | 6 | BTM | [6 empty] | DC-Coupled | Solar |  | 6
395019 |  |  | MA - SMART Program |  |  | ISA Issued | Residential | FRANKLIN | 2021 | Battery |  | Enphase | 0 | 10.08 | 3.84 | BTM | Generation Support (e.g., Peaker Replacement) | [5 empty] | AC-Coupled | Solar |  | 9.36
392534 |  |  | MA - SMART Program |  |  | ISA Issued | Residential | ATTLEBORO | 2021 | Battery |  | Tesla | 13.5 | 10 | 5 | BTM | [6 empty] | AC-Coupled | Solar |  | 5
386905 |  |  | MA - SMART Program |  |  | ISA Issued | Residential | FRANKLIN | 2021 | Battery |  | Tesla Inc | 13.5 |  | 7.6 | BTM | [6 empty] | DC-Coupled | Solar |  | 7.6
390059 |  |  | MA - SMART Program |  |  | ISA Issued | Residential | WEST NEWBURY | 2021 | Battery |  | Generac | 18 |  | 18 | BTM | [6 empty] | DC-Coupled | Solar |  | 7.6
244262 |  |  | - |  |  | ISA Issued | Residential | QUINCY | 2021 | Battery |  | Tesla | 13.5 | 10 | 5 | [7 empty] | AC-Coupled | Solar
391494 |  |  | MA - SMART Program |  |  | ISA Issued | Residential | QUINCY | 2021 | Battery |  | Generac | 18 |  | 7.6 | BTM | [6 empty] | DC-Coupled | Solar |  | 7.6
388745 |  |  | MA - SMART Program |  |  | ISA Issued | Residential | UPTON | 2021 | Battery |  | Tesla | 13.5 | 10 | 5 | BTM | [6 empty] | AC-Coupled | Solar |  | 7.6
388292 |  |  | MA - SMART Program |  |  | ISA Issued | Residential | ANDOVER | 2021 | Battery |  | Enpahse Energy | 0 | 10.08 | 3.84 | BTM | [6 empty] | AC-Coupled | Solar |  | 9.86
395414 |  |  | MA - SMART Program |  |  | ISA Issued | Residential | SALEM | 2021 | Battery |  | Tesla | 13.5 | 13.5 | 10 | BTM | [6 empty] | AC-Coupled | Solar |  | 3.8
389615 |  |  | MA - SMART Program |  |  | ISA Issued | Residential | ABINGTON | 2021 | Battery |  | Tesla | 13.5 | 10 | 5 | BTM | [6 empty] | AC-Coupled | Solar |  | 7.6
391010 |  |  | MA - SMART Program |  |  | ISA Issued | Residential | WEST NEWBURY | 2021 | Battery |  | SolarEdge Technologies | 9.6 |  | 7.6 | BTM | [6 empty] | DC-Coupled | Solar |  | 7.6
383745 |  |  | MA - SMART Program |  |  | ISA Issued | Residential | PLAINVILLE | 2021 | Battery |  | Tesla Inc | 13.5 | 10 | 5 | BTM | [6 empty] | AC-Coupled | Solar |  | 7.6
385412 |  |  | MA - SMART Program |  |  | ISA Issued | Residential | GRAFTON | 2021 | Battery |  | Tesla Inc | 13.5 | 10 | 5 | BTM | [6 empty] | DC-Coupled | Solar |  | 11.4
383548 |  |  | MA - SMART Program |  |  | ISA Issued | Residential | WEYMOUTH | 2021 | Battery |  | Enphase | 0 | 10.08 | 3.84 | BTM | [6 empty] | AC-Coupled | Solar |  | 8.7
387963 |  |  | MA - SMART Program |  |  | ISA Issued | Residential | LEICESTER | 2021 | Battery |  | Tesla | 13.5 | 10 | 5 | BTM | [6 empty] | DC-Coupled | Solar |  | 7.6
399338 |  |  | MA - SMART Program |  |  | ISA Issued | Residential | BROCKTON | 2021 | Battery |  | Tesla | 0 | 5 | 5 | BTM | [6 empty] | AC-Coupled | Solar |  | 9.57
386064 |  |  | MA - SMART Program |  |  | ISA Issued | Residential | FRANKLIN | 2021 | Battery |  | SolarEdge Technologies | 9.6 |  | 3.8 | BTM | [6 empty] | DC-Coupled | Solar |  | 3.8
388437 |  |  | MA - SMART Program |  |  | ISA Issued | Residential | W BRIDGEWATER | 2021 | Battery |  | Tesla | 13.2 |  | 6 | BTM | [6 empty] | AC-Coupled | Solar |  | 6
391411 |  |  | MA - SMART Program |  |  | ISA Issued | Residential | NORTHAMPTON | 2021 | Battery |  | Generac | 0 | 6.7 | 7.6 | BTM | [6 empty] | DC-Coupled | Solar |  | 7.6
401029 |  |  | MA - SMART Program |  |  | Application Submitted | Residential | ROYALSTON | 2021 | Battery |  | Tesla | 13.5 | 10 | 5 | BTM | Peak Shaving/ Load Leveling | [5 empty] | AC-Coupled | Solar |  | 7.6
388119 |  |  | MA - SMART Program |  |  | Full Payment Received | - | - | 2021 | Battery |  | StorEdge | 9.6 |  | 3.8 | BTM | [6 empty] | DC-Coupled | Solar |  | 3.8
388819 |  |  | MA - SMART Program |  |  | ISA Issued | Residential | FRANKLIN | 2021 | Battery |  | Tesla | 13.5 | 10 | 5 | BTM | [6 empty] | AC-Coupled | Solar |  | 7.6
403611 |  |  | MA - SMART Program |  |  | ISA Issued | Residential | NANTUCKET | 2021 | Battery |  | Tesla Inc | 13.5 | 10 | 5 | BTM | [6 empty] | DC-Coupled | Solar |  | 7.6
388504 |  |  | MA - SMART Program |  |  | ISA Issued | Residential | FLORENCE | 2021 | Battery |  | Enphase | 0 | 3.36 | 5.12 | BTM | [6 empty] | AC-Coupled | Solar |  | 8.12
242352 |  |  | - |  |  | ISA Issued | Residential | SEEKONK | 2021 | Battery |  | Tesla | 13.5 | 10 | 5 | BTM | [7 empty] | Solar | 8.75 | 7.6
406815 |  |  | MA - SMART Program |  |  | ISA Issued | Residential | TOPSFIELD | 2021 | Battery |  | Tesla | 13.5 | 10 | 5 | BTM | [6 empty] | AC-Coupled | Solar |  | 7.6
408432 |  |  | - |  |  | Application Submitted | Residential - Heat | ESSEX | 2021 | Battery |  | Tesla Inc | 13.5 | 10 | 5 | BTM | [6 empty] | AC-Coupled | Solar
387371 |  |  | MA - SMART Program |  |  | ISA Issued | Residential | GRAFTON | 2021 | Battery |  | Tesla Inc | 13.5 | 10 | 5 | BTM | Peak Shaving/ Load Leveling | [5 empty] | DC-Coupled | Solar |  | 7.6
396906 |  |  | MA - SMART Program |  |  | ISA Issued | Residential | WORCESTER | 2021 | Battery |  | SolarEdge | 9.3 |  | 7.6 | BTM | [6 empty] | DC-Coupled | Solar |  | 7.6
397834 |  |  | MA - SMART Program |  |  | Application Submitted | Residential | ROCKPORT | 2021 | Battery |  | Tesla Inc | 13.5 | 10 | 5 | BTM | [6 empty] | AC-Coupled | Solar |  | 7.6
395168 |  |  | MA - SMART Program |  |  | ISA Issued | Residential | CHELMSFORD | 2021 | Battery |  | Tesla | 13.5 | 10 | 5 | BTM | [6 empty] | AC-Coupled | Solar |  | 10
394996 |  |  | MA - SMART Program |  |  | ISA Issued | Residential | DIGHTON | 2021 | Battery |  | Enphase | 10.08 | 10.08 | 7.68 | BTM | [6 empty] | AC-Coupled | Solar |  | 7.83
391734 |  |  | MA - SMART Program |  |  | ISA Issued | Residential | WORCESTER | 2021 | Battery |  | Tesla | 13.5 | 10 | 5 | BTM | [6 empty] | AC-Coupled | Solar |  | 7.6
395625 |  |  | MA - SMART Program |  |  | ISA Issued | Residential | MEDFORD | 2021 | Battery |  | SolarEdge Technologies | 9.6 |  | 6 | BTM | Other | Backup use only |  |  |  |  | DC-Coupled | Solar | 7.35 | 6
403504 |  |  | MA - SMART Program |  |  | ISA Issued | Residential - Heat | QUINCY | 2021 | Battery |  | Tesla | 13.5 | 10 | 5 | BTM | [6 empty] | AC-Coupled | Solar |  | 7.6
390578 |  |  | - |  |  | ISA Issued | Residential | GARDNER | 2021 | Battery |  | Tesla | 13.5 | 10 | 5 | BTM | Generation Support (e.g., Peaker Replacement) | [5 empty] | AC-Coupled | Solar
394806 |  |  | MA - SMART Program |  |  | Application Submitted | Residential | MONSON | 2021 | Battery |  | SOLAREDGE TECHNOLOGIES | 9.6 |  | 6 | BTM | [6 empty] | DC-Coupled | Solar |  | 9.8
386271 |  |  | MA - SMART Program |  |  | ISA Issued | Residential | NORTH ANDOVER | 2021 | Battery |  | Tesla Energy Operations | 13.5 | 10 | 5 | BTM | [6 empty] | AC-Coupled | Solar |  | 7.6
394100 |  |  | MA - SMART Program |  |  | ISA Issued | Residential | LOWELL | 2021 | Battery |  | Tesla Inc | 13.5 | 10 | 5 | BTM | Peak Shaving/ Load Leveling | [5 empty] | AC-Coupled | Solar |  | 7.6
387705 |  |  | MA - SMART Program |  |  | ISA Issued | Residential | WEYMOUTH | 2021 | Battery |  | Tesla | 13.5 | 10 | 5 | BTM | [6 empty] | AC-Coupled | Solar |  | 7.6
389602 |  |  | MA - SMART Program |  |  | ISA Issued | Residential | WRENTHAM | 2021 | Battery |  | Tesla Inc | 13.5 |  | 7.6 | BTM | [6 empty] | DC-Coupled | Solar |  | 7.6
385082 |  |  | - |  |  | ISA Issued | Residential | NORTHAMPTON | 2021 | Battery |  | Tesla | 13.5 | 10 | 5 | BTM | [6 empty] | AC-Coupled | Solar
391620 |  |  | MA - SMART Program |  |  | ISA Issued | Residential | SHEFFIELD | 2021 | Battery |  | Solaredge Technologies | 9.6 |  | 3.8 | BTM | [6 empty] | DC-Coupled | Solar |  | 3.8
395506 |  |  | MA - SMART Program |  |  | ISA Issued | Residential | BRIDGEWATER | 2021 | Battery |  | Generac | 18 |  | 7.6 | BTM | [6 empty] | DC-Coupled | Solar |  | 7.6
394441 |  |  | MA - SMART Program |  |  | ISA Issued | Residential | QUINCY | 2021 | Battery |  | Solar Edge | 9.7 |  | 10 | BTM | [6 empty] | DC-Coupled | Solar |  | 10
391609 |  |  | MA - SMART Program |  |  | ISA Issued | Residential | NORTHBRIDGE | 2021 | Battery |  | Tesla | 13.5 | 10 | 5 | BTM | [6 empty] | AC-Coupled | Solar |  | 4.8
387326 |  |  | - |  |  | ISA Issued | Residential - Heat | NORTHBRIDGE | 2021 | Battery |  | Tesla | 13.5 | 10 | 5 | BTM | [6 empty] | AC-Coupled | Solar |  | 10
392756 |  |  | MA - SMART Program |  |  | ISA Issued | Residential | DUDLEY | 2021 | Battery |  | Generac | 18 |  | 18 | BTM | [6 empty] | DC-Coupled | Solar |  | 7.6
395013 |  |  | MA - SMART Program |  |  | ISA Issued | Residential | E LONGMEADOW | 2021 | Battery |  | SolarEdge Technologies | 9.6 |  | 6 | BTM | [6 empty] | DC-Coupled | Solar |  | 9.8
388311 |  |  | - |  |  | ISA Issued | Residential | WESTFORD | 2021 | Battery |  | Tesla | 13.5 | 10 | 5 | BTM | Peak Shaving/ Load Leveling | [5 empty] | AC-Coupled | Solar |  | 7.6
394404 |  |  | MA - SMART Program |  |  | ISA Issued | Residential | SHIRLEY | 2021 | Battery |  | Tesla | 13.5 | 10 | 5 | BTM | [6 empty] | AC-Coupled | Solar |  | 7.6
396998 |  |  | MA - SMART Program |  |  | ISA Issued | Residential | MEDFORD | 2021 | Battery |  | LG | 9.6 |  | 10 | BTM | [6 empty] | DC-Coupled | Solar |  | 7.6
391860 |  |  | MA - SMART Program |  |  | ISA Issued | Residential | NORTHAMPTON | 2021 | Battery |  | Generac | 18 | 6.7 | 7.6 | BTM | [6 empty] | DC-Coupled | Solar |  | 7.6
387792 |  |  | MA - SMART Program |  |  | ISA Issued | Residential | BILLERICA | 2021 | Battery |  | Tesla | 13.5 |  | 7.6 | BTM | [6 empty] | DC-Coupled | Solar |  | 7.6
386196 |  |  | MA - SMART Program |  |  | Application Submitted | Residential | TEWKSBURY | 2021 | Battery |  | Sunpower | 0 | 13 | 6.8 | BTM | Customer Bill Savings (e.g., Demand Charge Management, TOU Arbitrage) | [5 empty] | AC-Coupled | Solar | 8.2
391212 |  |  | MA - SMART Program |  |  | ISA Issued | Residential | GLOUCESTER | 2021 | Battery |  | SolarEdge | 9.6 |  | 6 | BTM | [6 empty] | DC-Coupled | Solar |  | 6
385669 |  |  | MA - SMART Program |  |  | ISA Issued | Residential | BILLERICA | 2021 | Battery |  | Tesla | 13.5 |  | 7.6 | BTM | Peak Shaving/ Load Leveling | [5 empty] | DC-Coupled | Solar |  | 7.6
395516 |  |  | MA - SMART Program |  |  | ISA Issued | Residential | NORTHAMPTON | 2021 | Battery |  | SolarEdge Technologies | 9.7 |  | 7.6 | BTM | [6 empty] | DC-Coupled | Solar |  | 7.6
385675 |  |  | MA - SMART Program |  |  | ISA Issued | Residential | BILLERICA | 2021 | Battery |  | Tesla | 13.5 |  | 7.6 | BTM | Peak Shaving/ Load Leveling | [5 empty] | DC-Coupled | Solar |  | 7.6
387547 |  |  | MA - SMART Program |  |  | ISA Issued | Residential | BILLERICA | 2021 | Battery |  | SunPower | 13 | 6 | 6.4 | BTM | [6 empty] | AC-Coupled | Solar |  | 4.886
405315 |  |  | MA - SMART Program |  |  | ISA Issued | Residential | BEVERLY | 2021 | Battery |  | Tesla | 13.5 | 10 | 5 | BTM | [6 empty] | AC-Coupled | Solar
395262 |  |  | MA - SMART Program |  |  | ISA Issued | Residential | FISKDALE | 2021 | Battery |  | StorEdge SE6000H-USS3 | 13.5 | 10 | 5 | BTM | [6 empty] | AC-Coupled | Solar |  | 6
388653 |  |  | MA - SMART Program |  |  | ISA Issued | Residential | LEICESTER | 2021 | Battery |  | Enphase | 0 | 10 | 3.84 | BTM | [6 empty] | AC-Coupled | Solar |  | 4.93
396962 |  |  | - |  |  | ISA Issued | Residential | NORTHAMPTON | 2021 | Battery |  | Tesla | 13.5 | 10 | 5 | BTM | [6 empty] | AC-Coupled | Solar
387224 |  |  | MA - SMART Program |  |  | ISA Issued | Residential | ATHOL | 2021 | Battery |  | DELTA ELECTRONICS: | 9.6 | 9.6 | 3.84 | BTM | [6 empty] | DC-Coupled | Solar |  | 3.84
395893 |  |  | MA - SMART Program |  |  | ISA Issued | Residential | NORTH EASTON | 2021 | Battery |  | Tesla | 13.5 | 10 | 5 | BTM | [6 empty] | AC-Coupled | Solar |  | 7.6
406113 |  |  | MA - SMART Program |  |  | ISA Issued | Residential | EVERETT | 2021 | Battery |  | Generac | 17.1 |  | 7.6 | BTM | [6 empty] | DC-Coupled | Solar |  | 7.6
394247 |  |  | MA - SMART Program |  |  | ISA Issued | Residential | BROCKTON | 2021 | Battery |  | Tesla | 13.5 | 10 | 5 | BTM | [6 empty] | AC-Coupled | Solar |  | 7.6
399645 |  |  | MA - SMART Program |  |  | ISA Issued | Residential | S ATTLEBORO | 2021 | Battery |  | Tesla | 13.5 | 10 | 5 | BTM | [6 empty] | AC-Coupled | Solar |  | 5
398454 |  |  | MA - SMART Program |  |  | ISA Issued | Residential | HARVARD | 2021 | Battery |  | Solaredge Technologies | 9.6 |  | 7.6 | BTM | [6 empty] | DC-Coupled | Solar |  | 7.6
394485 |  |  | MA - SMART Program |  |  | ISA Issued | Residential | HARVARD | 2021 | Battery |  | Enphase | 0 | 10.08 | 3.84 | BTM | Generation Support (e.g., Peaker Replacement) | [5 empty] | AC-Coupled | Solar |  | 9.57
396092 |  |  | MA - SMART Program |  |  | ISA Issued | Residential | S ATTLEBORO | 2021 | Battery |  | Tesla | 13.5 | 10 | 5 | BTM | [6 empty] | AC-Coupled | Solar |  | 7.6
398592 |  |  | MA - SMART Program |  |  | ISA Issued | Residential | WESTFORD | 2021 | Battery |  | Tesla Inc | 13.5 | 10 | 5 | BTM | [6 empty] | DC-Coupled | Solar |  | 7.6
259961 |  |  | - |  |  | ISA Issued | Residential | FRANKLIN | 2021 | Battery |  | Tesla | 13.5 | 10 | 5 | BTM | [6 empty] | AC-Coupled | Solar
259846 |  |  | - |  |  | ISA Issued | - | SUTTON | 2021 | Battery |  | Tesla | 13.5 | 10 | 5 | BTM | [6 empty] | AC-Coupled | Solar
267534 |  |  | MA - SMART Program |  |  | ISA Issued | Residential - Heat | WILLIAMSTOWN | 2021 | Battery |  | Tesla | 13.5 | 10 | 5 | BTM | [6 empty] | AC-Coupled | Solar |  | 10
376641 |  |  | MA - SMART Program |  |  | ISA Issued | Residential - Heat | SUTTON | 2021 | Battery |  | StorEdge | 9.3 |  | 7.6 | BTM | [6 empty] | DC-Coupled | Solar |  | 7.6
378784 |  |  | MA - SMART Program |  |  | Full Payment Received | Residential | BELLINGHAM | 2021 | Battery |  | Tesla Inc | 13.5 | 10 | 5 | BTM | [6 empty] | DC-Coupled | Solar |  | 7.6
381303 |  |  | MA - SMART Program |  |  | Application Submitted | Residential | WESTFORD | 2021 | Battery |  | Tesla Inc | 13.5 | 10 | 5 | BTM | Peak Shaving/ Load Leveling | [5 empty] | AC-Coupled | Solar |  | 7.6
383411 |  |  | MA - SMART Program |  |  | ISA Issued | Residential | WEYMOUTH | 2021 | Battery |  | Tesla Inc | 13.5 | 10 | 5 | BTM | [6 empty] | DC-Coupled | Solar |  | 7.6
376063 |  |  | MA - SMART Program |  |  | ISA Issued | Residential | GRAFTON | 2021 | Battery |  | Tesla Inc | 13.5 | 10 | 5 | BTM | Peak Shaving/ Load Leveling | [5 empty] | AC-Coupled | Solar |  | 7.6
379176 |  |  | MA - SMART Program |  |  | ISA Issued | Residential | MONSON | 2021 | Battery |  | SOLAREDGE | 9.8 | 9.8 | 7.6 | BTM | [6 empty] | DC-Coupled | Solar |  | 7.6
374159 |  |  | MA - SMART Program |  |  | ISA Issued | Residential | SEEKONK | 2021 | Battery |  | SolarEdge Technologies | 9.6 |  | 6 | BTM | [6 empty] | DC-Coupled | Solar |  | 6
380574 |  |  | MA - SMART Program |  |  | ISA Issued | Residential | MELROSE | 2021 | Battery |  | EnPhase Energy | 0 | 10.08 | 3.84 | BTM | [6 empty] | AC-Coupled | Solar |  | 4.93
380876 |  |  | MA - SMART Program |  |  | ISA Issued | Residential | LEOMINSTER | 2021 | Battery |  | Tesla | 0 | 13.2 | 5 | BTM | [6 empty] | AC-Coupled | Solar |  | 5.76
271208 |  |  | - |  |  | Application Submitted | Residential | ANDOVER | 2021 | Battery |  | Tesla | 0 | 14 | 5 | BTM | [6 empty] | AC-Coupled | Battery Add-On
274303 |  |  | - |  |  | ISA Issued | Residential | NORTH EASTON | 2021 | Battery |  | Tesla | 13.5 | 13.5 | 10 | BTM | [6 empty] | AC-Coupled | Solar | 3.24
347087 |  |  | MA - SMART Program |  |  | ISA Issued | Residential | WORCESTER | 2021 | Battery |  | StorEdge | 9.3 |  | 7.6 | BTM | [6 empty] | DC-Coupled | Solar |  | 7.6
376495 |  |  | MA - SMART Program |  |  | ISA Issued | Residential | LOWELL | 2021 | Battery |  | SolarEdge Technologies | 9.6 |  | 6 | BTM | [6 empty] | DC-Coupled | Solar |  | 6
344714 |  |  | MA - SMART Program |  |  | ISA Issued | Residential | MEDFORD | 2021 | Battery |  | Delta Electronics | 9.3 |  | 3.84 | BTM | [6 empty] | DC-Coupled | Solar |  | 3.84
381761 |  |  | MA - SMART Program |  |  | ISA Issued | Residential | LAWRENCE | 2021 | Battery |  | StorEdge | 9.6 |  | 6 | BTM | [6 empty] | DC-Coupled | Solar |  | 6
379661 |  |  | - |  |  | ISA Issued | Residential | WESTBOROUGH | 2021 | Battery |  | Generac | 18 |  | 7.6 | BTM | [6 empty] | DC-Coupled | Solar |  | 7.6
346454 |  |  | MA - SMART Program |  |  | ISA Issued | Residential | BILLERICA | 2021 | Battery |  | StorEdge | 9.3 |  | 3.8 | BTM | [6 empty] | DC-Coupled | Solar |  | 3.8
254736 |  |  | - |  |  | ISA Issued | Residential | UXBRIDGE | 2021 | Battery |  | Tesla | 13.5 | 10 | 5 | BTM | [6 empty] | AC-Coupled | Solar
291706 |  |  | - |  |  | ISA Issued | Residential | SEEKONK | 2021 | Battery |  | sonnen | 0 | 20 | 7 | BTM | [6 empty] | AC-Coupled | Solar
292843 |  |  | MA - SMART Program |  |  | Application Submitted | Residential | WINCHENDON | 2021 | Battery |  | Tesla | 13.5 | 10 | 5 | BTM | [6 empty] | AC-Coupled | Solar |  | 7.44
277557 |  |  | MA - SMART Program |  |  | ISA Issued | Residential | WILBRAHAM | 2021 | Battery |  | LG Chem | 0 | 9.8 | 5 | BTM | [6 empty] | DC-Coupled | Solar |  | 7.6
376207 |  |  | MA - SMART Program |  |  | ISA Issued | Residential | WORCESTER | 2021 | Battery |  | SolarEdge Technologies Ltd | 9.6 |  | 6 | BTM | [6 empty] | DC-Coupled | Solar |  | 6
344734 |  |  | MA - SMART Program |  |  | ISA Issued | Residential | ATHOL | 2021 | Battery |  | Delta Electronics | 9.3 |  | 7.68 | BTM | [6 empty] | DC-Coupled | Solar |  | 7.68
375316 |  |  | MA - SMART Program |  |  | ISA Issued | Residential | ROWE | 2021 | Battery |  | SolarEdge | 9.7 |  | 10 | BTM | [6 empty] | DC-Coupled | Solar |  | 10
342923 |  |  | MA - SMART Program |  |  | ISA Issued | Residential | MARLBOROUGH | 2021 | Battery |  | Delta Electronics | 9.3 |  | 5.76 | BTM | [6 empty] | DC-Coupled | Solar |  | 5.76
344655 |  |  | MA - SMART Program |  |  | ISA Issued | Residential | LOWELL | 2021 | Battery |  | Delta Electronics | 9.3 |  | 5.76 | BTM | [6 empty] | DC-Coupled | Solar |  | 5.76
345641 |  |  | MA - SMART Program |  |  | ISA Issued | Residential | METHUEN | 2021 | Battery |  | StorEdge | 9.3 |  | 7.6 | BTM | [6 empty] | DC-Coupled | Solar |  | 7.6
380366 |  |  | MA - SMART Program |  |  | Application Submitted | Residential | SEEKONK | 2021 | Battery |  | Tesla | 13.5 | 10 | 5 | BTM | Peak Shaving/ Load Leveling | [5 empty] | AC-Coupled | Solar |  | 7.6
374538 |  |  | MA - SMART Program |  |  | ISA Issued | Residential | WRENTHAM | 2021 | Battery |  | Solaredge Technologies | 9.6 |  | 7.6 | BTM | [6 empty] | DC-Coupled | Solar |  | 7.6
382622 |  |  | MA - SMART Program |  |  | ISA Issued | Residential | STOUGHTON | 2021 | Battery |  | StorEdge | 9300 |  | 7.6 | BTM | [6 empty] | DC-Coupled | Solar |  | 7.6
378292 |  |  | MA - SMART Program |  |  | ISA Issued | Residential | LEICESTER | 2021 | Battery |  | StorEdge | 9.3 |  | 7.6 | BTM | [6 empty] | DC-Coupled | Solar |  | 7.6
377913 |  |  | MA - SMART Program |  |  | ISA Issued | Residential | TEWKSBURY | 2021 | Battery |  | Solaredge | 9.6 |  | 3.8 | BTM | [6 empty] | DC-Coupled | Solar |  | 7.6
380786 |  |  | MA - SMART Program |  |  | ISA Issued | Residential | WESTFORD | 2021 | Battery |  | Tesla Inc | 13.5 |  | 7.6 | BTM | [6 empty] | DC-Coupled | Solar |  | 7.6
344150 |  |  | MA - SMART Program |  |  | ISA Issued | Residential | NORTHBOROUGH | 2021 | Battery |  | Generac | 18 |  | 7.6 | BTM | [6 empty] | DC-Coupled | Solar
346439 |  |  | MA - SMART Program |  |  | ISA Issued | Residential - Heat | ATTLEBORO | 2021 | Battery |  | StorEdge | 9.3 |  | 7.6 | BTM | [6 empty] | DC-Coupled | Solar |  | 7.6
392216 |  |  | MA - SMART Program |  |  | ISA Issued | Residential | CHELMSFORD | 2021 | Battery |  | Tesla Inc | 13.5 | 10 | 5 | BTM | Wholesale Market (i.e., Energy, Capacity, Ancillary Services) | [5 empty] | DC-Coupled | Solar |  | 7.6
398233 |  |  | MA - SMART Program |  |  | ISA Issued | Residential | BOLTON | 2021 | Battery |  | Tesla | 13.5 |  | 7.6 | BTM | [6 empty] | DC-Coupled | Solar |  | 7.6
404289 |  |  | MA - SMART Program |  |  | ISA Issued | Residential | FRANKLIN | 2021 | Battery |  | SolarEdge Technologies | 9.6 |  | 3.8 | BTM | [6 empty] | DC-Coupled | Solar |  | 3.8
395839 |  |  | MA - SMART Program |  |  | ISA Issued | Residential | NORTHAMPTON | 2021 | Battery |  | SolarEdge Technologies | 9.7 |  | 7.6 | BTM | [6 empty] | DC-Coupled | Solar |  | 7.6
402618 |  |  | MA - SMART Program |  |  | ISA Issued | Residential | FALL RIVER | 2021 | Battery |  | Tesla | 13.5 | 10 | 5 | BTM | [6 empty] | AC-Coupled | Solar |  | 3.8
398627 |  |  | MA - SMART Program |  |  | ISA Issued | Residential | HOPEDALE | 2021 | Battery |  | Enphase | 0 | 10.08 | 3.84 | BTM | [6 empty] | AC-Coupled | Solar |  | 2.4
396476 |  |  | MA - SMART Program |  |  | ISA Issued | Residential | METHUEN | 2021 | Battery |  | Solar Edge | 9.7 |  | 7.6 | BTM | [6 empty] | DC-Coupled | Solar |  | 7.6
394611 |  |  | MA - SMART Program |  |  | ISA Issued | Residential | BILLERICA | 2021 | Battery |  | Tesla Inc | 13.5 | 10 | 5 | BTM | [6 empty] | DC-Coupled | Solar |  | 7.6
397432 |  |  | MA - SMART Program |  |  | ISA Issued | Residential | BILLERICA | 2021 | Battery |  | Tesla | 13.5 | 10 | 5 | BTM | [6 empty] | AC-Coupled | Solar |  | 6
396558 |  |  | MA - SMART Program |  |  | Full Payment Received | Residential | WESTFORD | 2021 | Battery |  | Tesla | 13.5 | 10 | 5 | BTM | [6 empty] | AC-Coupled | Solar |  | 7.6
401998 |  |  | - |  |  | ISA Issued | Residential | PEMBROKE | 2021 | Battery |  | Tesla | 13.5 | 10 | 5 |  | Other | Battery Backup |  |  |  |  | AC-Coupled | Battery Add-On
401548 |  |  | MA - SMART Program |  |  | ISA Issued | Residential | HANOVER | 2021 | Battery |  | Tesla | 13.5 | 10 | 5 | BTM | [6 empty] | AC-Coupled | Solar |  | 7.6
406180 |  |  | MA - SMART Program |  |  | ISA Issued | Residential | WESTFORD | 2021 | Battery |  | Tesla | 13.5 |  | 7.6 | BTM | [6 empty] | DC-Coupled | Solar |  | 7.6
406505 |  |  | MA - SMART Program |  |  | Application Submitted | Residential | BILLERICA | 2021 | Battery |  | Enphase | 10.5 | 10.08 | 3.84 | BTM | [6 empty] | AC-Coupled | Solar |  | 8.027
403875 |  |  | MA - SMART Program |  |  | ISA Issued | Residential | LENOX | 2021 | Battery |  | Tesla | 13.5 | 10 | 5 | BTM | [6 empty] | AC-Coupled | Solar |  | 3.8
406513 |  |  | MA - SMART Program |  |  | Application Submitted | Residential | WORCESTER | 2021 | Battery |  | Enphase | 0 | 3.36 | 5.12 | BTM | Renewable Energy Shifting | Reliability and Resiliency |  |  |  |  | AC-Coupled | Solar
399375 |  |  | MA - SMART Program |  |  | ISA Issued | Residential | HANOVER | 2021 | Battery |  | Tesla | 13.5 | 10 | 5 | BTM | [6 empty] | AC-Coupled | Solar |  | 6.48
404013 |  |  | MA - SMART Program |  |  | ISA Issued | Residential | WESTFORD | 2021 | Battery |  | Tesla | 13.5 | 10 | 5 | BTM | [6 empty] | AC-Coupled | Solar |  | 10
406299 |  |  | - |  |  | Application Submitted | Residential | UXBRIDGE | 2021 | Battery |  | Generac | 18 |  | 7.6 | BTM | [6 empty] | DC-Coupled | Solar |  | 7.6
402476 |  |  | - |  |  | ISA Issued | Residential | FOXBORO | 2021 | Battery |  | Tesla | 13.5 | 10 | 5 |  | Other | Battery Backup |  |  |  |  | AC-Coupled | Battery Add-On
406560 |  |  | MA - SMART Program |  |  | Application Submitted | Residential | S ATTLEBORO | 2021 | Battery |  | Tesla | 13.5 | 10 | 5 | BTM | [6 empty] | AC-Coupled | Solar |  | 7.6
406008 |  |  | - |  |  | ISA Issued | Residential | FRANKLIN | 2021 | Battery |  | Enphase | 0 | 10.08 | 3.84 | BTM | [6 empty] | AC-Coupled | Solar |  | 4.06
401309 |  |  | MA - SMART Program |  |  | Application Submitted | Residential | LEOMINSTER | 2021 | Battery |  | Tesla | 13.5 | 10 | 5 | BTM | [6 empty] | AC-Coupled | Solar |  | 6
403694 |  |  | MA - SMART Program |  |  | ISA Issued | Residential | NORTHAMPTON | 2021 | Battery |  | Enphase | 0 | 10.08 | 3.84 | BTM | [6 empty] | AC-Coupled | Solar |  | 4.06
373175 |  |  | - |  |  | ISA Issued | Residential | NORTHBOROUGH | 2021 | Battery |  | Generac | 18 |  | 7.6 | BTM | [6 empty] | DC-Coupled | Solar |  | 7.6
377042 |  |  | MA - SMART Program |  |  | ISA Issued | Residential | MILFORD | 2021 | Battery |  | Solaredge Technologies | 9.6 |  | 7.6 | BTM | [6 empty] | DC-Coupled | Solar |  | 7.6
381742 |  |  | MA - SMART Program |  |  | ISA Issued | Residential | ATHOL | 2021 | Battery |  | SolarEdge | 9.6 |  | 6 | BTM | [6 empty] | DC-Coupled | Solar |  | 6
404982 |  |  | MA - SMART Program |  |  | ISA Issued | Residential | SEEKONK | 2021 | Battery |  | Tesla Inc | 13.5 | 10 | 5 | BTM | [6 empty] | AC-Coupled | Solar |  | 6
377791 |  |  | MA - SMART Program |  |  | ISA Issued | Residential | RANDOLPH | 2021 | Battery |  | SolarEdge Technologies | 9.8 |  | 3.8 | BTM | [6 empty] | DC-Coupled | Solar |  | 3.8
377987 |  |  | MA - SMART Program |  |  | ISA Issued | Residential | ORANGE | 2021 | Battery |  | SolarEdge Technologies | 9.7 |  | 10 | BTM | [6 empty] | DC-Coupled | Solar |  | 10
343100 |  |  | MA - SMART Program |  |  | ISA Issued | Residential | METHUEN | 2021 | Battery |  | StorEdge | 9.3 |  | 7.6 | BTM | [6 empty] | DC-Coupled | Solar |  | 7.6
378070 |  |  | MA - SMART Program |  |  | ISA Issued | Residential | PEMBROKE | 2021 | Battery |  | SolarEdge | 9.3 |  | 7.6 | BTM | [6 empty] | DC-Coupled | Solar |  | 7.6
379306 |  |  | MA - SMART Program |  |  | ISA Issued | Residential | BELCHERTOWN | 2021 | Battery |  | SolarEdge | 9.8 |  | 6 | BTM | [6 empty] | DC-Coupled | Solar |  | 9.8
377935 |  |  | MA - SMART Program |  |  | Full Payment Received | Residential | WORCESTER | 2021 | Battery |  | Tesla Inc | 13.5 | 10 | 5 | BTM | [6 empty] | DC-Coupled | Solar |  | 7.6
393392 |  |  | MA - SMART Program |  |  | ISA Issued | Residential | SPENCER | 2021 | Battery |  | Solar Edge | 9.7 |  | 3.8 | BTM | [6 empty] | DC-Coupled | Solar |  | 3.8
390702 |  |  | MA - SMART Program |  |  | ISA Issued | Residential | STOCKBRIDGE | 2021 | Battery |  | Enphase Energy | 0 | 10.08 | 3.84 | BTM | [6 empty] | AC-Coupled | Solar |  | 3.36
391326 |  |  | - |  |  | Application Submitted | Commercial | SHEFFIELD | 2021 | Battery |  | Solaredge | 9.3 |  | 7.6 | BTM | [6 empty] | DC-Coupled | Solar |  | 7.6
387420 |  |  | MA - SMART Program |  |  | ISA Issued | Residential | WESTBOROUGH | 2021 | Battery |  | SolarEdge | 9.3 |  | 7.6 | BTM | [6 empty] | DC-Coupled | Solar |  | 7.6
403101 |  |  | MA - SMART Program |  |  | ISA Issued | Residential | FRANKLIN | 2021 | Battery |  | SolarEdge | 9.6 |  | 7.6 | BTM | [6 empty] | DC-Coupled | Solar |  | 7.6
406332 |  |  | MA - SMART Program |  |  | Application Submitted | Residential | SOUTHBOROUGH | 2021 | Battery |  | Tesla Inc | 13.5 | 10 | 5 | BTM | Peak Shaving/ Load Leveling | [5 empty] | AC-Coupled | Solar |  | 7.6
401722 |  |  | MA - SMART Program |  |  | ISA Issued | Residential | SCITUATE | 2021 | Battery |  | Generac | 9 | 9 | 7.6 | BTM | [6 empty] | DC-Coupled | Solar |  | 8.76
406845 |  |  | MA - SMART Program |  |  | Application Submitted | Residential | WEBSTER | 2021 | Battery |  | Tesla | 13.5 | 10 | 5 | BTM | Other | Net Metering |  |  |  |  | AC-Coupled | Solar |  | 7.6
402972 |  |  | MA - SMART Program |  |  | ISA Issued | Residential | UPTON | 2021 | Battery |  | DELTA ELECTRONICS | 9.6 |  | 5.76 | BTM | [6 empty] | DC-Coupled | Solar |  | 5.76
406771 |  |  | MA - SMART Program |  |  | ISA Issued | Residential | SALEM | 2021 | Battery |  | Tesla | 0 | 13.2 | 5 | BTM | [6 empty] | AC-Coupled | Solar |  | 6
406551 |  |  | MA - SMART Program |  |  | ISA Issued | Residential | WORCESTER | 2021 | Battery |  | Tesla | 13.5 | 10 | 5 | BTM | [6 empty] | AC-Coupled | Solar |  | 3
403133 |  |  | - |  |  | ISA Issued | Residential | LYNN | 2021 | Battery |  |  |  | 10.24 | 5.12 | BTM | [7 empty] | Solar |  | 7.25
402349 |  |  | MA - SMART Program |  |  | ISA Issued | Residential | NORTH ORANGE | 2021 | Battery |  | Tesla | 13.5 | 10 | 5 | BTM | [6 empty] | AC-Coupled | Solar |  | 6.98
404447 |  |  | MA - SMART Program |  |  | ISA Issued | Residential - Heat | CHESHIRE | 2021 | Battery |  | Generac | 18 |  | 7.6 | BTM | [6 empty] | DC-Coupled | Solar |  | 7.6
406506 |  |  | MA - SMART Program |  |  | ISA Issued | Residential | NEWBURY | 2021 | Battery |  | Tesla | 13.5 | 10 | 5 | BTM | [6 empty] | AC-Coupled | Solar |  | 7.6
406480 |  |  | MA - SMART Program |  |  | ISA Issued | Residential | BEVERLY | 2021 | Battery |  | Tesla | 13.5 |  | 7.6 | BTM | [6 empty] | DC-Coupled | Solar |  | 7.6
402422 |  |  | MA - SMART Program |  |  | Application Submitted | Residential | WESTFORD | 2021 | Battery |  | Tesla | 13.5 |  | 7.6 | BTM | [6 empty] | DC-Coupled | Solar |  | 7.6
401635 |  |  | MA - SMART Program |  |  | ISA Issued | Residential | REHOBOTH | 2021 | Battery |  | Tesla | 13.5 |  | 7.6 | BTM | [6 empty] | DC-Coupled | Solar |  | 11.4
395856 |  |  | MA - SMART Program |  |  | Full Payment Received | Residential | S ATTLEBORO | 2021 | Battery |  | Tesla | 13.5 | 10 | 5 | BTM | [6 empty] | AC-Coupled | Solar |  | 5
390238 |  |  | - |  |  | Full Payment Received | Residential | SHUTESBURY | 2021 | Battery |  | Enphase | 0 | 10.08 | 3.84 | BTM | [6 empty] | AC-Coupled | Solar |  | 8.7
379579 |  |  | MA - SMART Program |  |  | Full Payment Received | Residential | HARDWICK | 2021 | Battery |  | Generac | 18 | 7.6 | 7.6 | BTM | [6 empty] | DC-Coupled | Solar |  | 7.6
384807 |  |  | MA - SMART Program |  |  | Full Payment Received | Residential | GLOUCESTER | 2021 | Battery |  | Generac | 15 |  | 7.6 | BTM | [6 empty] | DC-Coupled | Solar |  | 7.6
221795 |  |  | - |  |  | Full Payment Received | Residential | BERLIN | 2021 | Battery |  | Tesla | 13.5 | 10 | 5 | BTM | [6 empty] | AC-Coupled | Solar
255413 |  |  | MA - SMART Program |  |  | Full Payment Received | Residential | FISKDALE | 2021 | Battery |  | Tesla | 13.5 | 10 | 5 | BTM | [6 empty] | AC-Coupled | Solar |  | 6
262246 |  |  | MA - SMART Program |  |  | Full Payment Received | Residential - Heat | ESSEX | 2021 | Battery |  | LG Chem | 0 | 9.8 | 5 | BTM | [6 empty] | DC-Coupled | Solar |  | 3.8
162593 |  |  | - |  |  | Full Payment Received | Residential | HARDWICK | 2021 | Battery |  |  |  | 10 | 5 | [8 empty] | Solar |  | 5.2
162061 |  |  | - |  |  | Full Payment Received | Residential | NEWBURYPORT | 2021 | Battery |  |  |  | 10 | 5 | [8 empty] | Solar |  | 5.2
162118 |  |  | - |  |  | Full Payment Received | Residential | HAVERHILL | 2021 | Battery |  | Tesla | 13.5 | 10 | 5 | [7 empty] | DC-Coupled | Solar |  | 8.8
162751 |  |  | - |  |  | Full Payment Received | Residential | WEYMOUTH | 2021 | Battery |  |  |  | 10 | 5 | [8 empty] | Solar |  | 7.6
162629 |  |  | - |  |  | Full Payment Received | Residential | NORTH ANDOVER | 2021 | Battery |  | Tesla | 13.5 | 10 | 5 | [7 empty] | DC-Coupled | Solar |  | 11.6
162379 |  |  | - |  |  | Full Payment Received | Residential | SALEM | 2021 | Battery |  |  |  | 10 | 5 | [8 empty] | Solar |  | 6
162534 |  |  | - |  |  | Full Payment Received | Residential | SCITUATE | 2021 | Battery |  |  |  | 10 | 5 | [8 empty] | Solar |  | 5
148173 |  |  | - |  |  | Full Payment Received | Residential | ATTLEBORO | 2021 | Battery |  |  |  | 10 | 5 | [8 empty] | Solar |  | 7.6
161719 |  |  | - |  |  | Full Payment Received | Residential - Heat | NORTH EASTON | 2021 | Battery |  |  |  | 10 | 5 | [8 empty] | Solar |  | 6.6
161745 |  |  | - |  |  | Full Payment Received | Residential | LEOMINSTER | 2021 | Battery |  |  |  | 10 | 5 | [8 empty] | Solar |  | 6.6
161785 |  |  | - |  |  | Full Payment Received | Residential | MELROSE | 2021 | Battery |  |  |  | 10 | 5 | [8 empty] | Solar |  | 5
161843 |  |  | - |  |  | Full Payment Received | Residential | HALIFAX | 2021 | Battery |  |  |  | 10 | 5 | [8 empty] | Solar |  | 3
162305 |  |  | - |  |  | Full Payment Received | Residential | ORANGE | 2021 | Battery |  |  |  | 10 | 5 | [8 empty] | Solar |  | 5.2
151961 |  |  | - |  |  | Full Payment Received | Residential | HUBBARDSTON | 2021 | Battery |  |  |  | 10 | 5 | [8 empty] | Solar |  | 6
153342 |  |  | - |  |  | Full Payment Received | Residential | SOMERSET | 2021 | Battery |  |  |  | 10 | 5 | [8 empty] | Solar |  | 6
161531 |  |  | - |  |  | Full Payment Received | Residential | BARRE | 2021 | Battery |  |  |  | 10 | 5 | [8 empty] | Solar |  | 6.6
299059 |  |  | MA - SMART Program |  |  | Full Payment Received | Residential | GT BARRINGTON | 2021 | Battery |  | Tesla | 13.5 | 10 | 5 | BTM | [6 empty] | AC-Coupled | Solar |  | 7.6
184549 |  |  | - |  |  | Full Payment Received | Residential | BRIDGEWATER | 2021 | Battery |  | SolarEdge Technologies | 9.3 |  | 7.6 | [7 empty] | DC-Coupled | Solar |  | 7.6
260988 |  |  | MA - SMART Program |  |  | Full Payment Received | Residential | MARLBOROUGH | 2021 | Battery |  | LG Chem | 0 | 9.8 | 5 | BTM | [6 empty] | DC-Coupled | Solar |  | 7.6
262187 |  |  | MA - SMART Program |  |  | Full Payment Received | Residential | LOWELL | 2021 | Battery |  | Tesla | 0 | 5 | 5 | BTM | [6 empty] | AC-Coupled | Solar |  | 2.4
169528 |  |  | - |  |  | Full Payment Received | Residential | SEEKONK | 2021 | Battery |  | Tesla Inc | 13.5 | 10 | 5 | [7 empty] | AC-Coupled | Solar |  | 5
168282 |  |  | - |  |  | Full Payment Received | Residential | BERLIN | 2021 | Battery |  |  |  | 10 | 5 | [8 empty] | Solar |  | 4.2
168459 |  |  | - |  |  | Full Payment Received | Residential | MANCHESTER | 2021 | Battery |  |  |  | 10 | 5 | [8 empty] | Solar |  | 7.6
168469 |  |  | - |  |  | Full Payment Received | Residential | DIGHTON | 2021 | Battery |  |  |  | 10 | 5 | [8 empty] | Solar |  | 5.2
169807 |  |  | - |  |  | Full Payment Received | Residential | SWAMPSCOTT | 2021 | Battery |  | Tesla | 0 | 30 | 15 | [7 empty] | Separate PCC | Solar
168823 |  |  | - |  |  | Full Payment Received | Residential | UPTON | 2021 | Battery |  | Tesla | 13.5 | 10 | 5 | [7 empty] | AC-Coupled | Solar |  | 9.8
167826 |  |  | - |  |  | Full Payment Received | Residential | RANDOLPH | 2021 | Battery |  |  |  | 10 | 5 | [8 empty] | Solar
168812 |  |  | - |  |  | Full Payment Received | Residential | WESTPORT | 2021 | Battery |  |  |  | 10 | 5 | [8 empty] | Solar |  | 7.6
221645 |  |  | MA - SMART Program |  |  | Full Payment Received | Residential - Heat | NORTH ANDOVER | 2021 | Battery |  | Tesla | 0 | 5 | 5 | BTM | [6 empty] | AC-Coupled | Solar |  | 7.6
225771 |  |  | MA - SMART Program |  |  | Full Payment Received | Residential | DRACUT | 2021 | Battery |  | LG Chem | 0 | 9.8 | 5 | BTM | [6 empty] | DC-Coupled | Solar |  | 7.6
361662 |  |  | MA - SMART Program |  |  | Full Payment Received | Residential - Heat | NORTHBOROUGH | 2021 | Battery |  | Tesla | 13.5 | 10 | 5 | BTM | [6 empty] | AC-Coupled | Solar |  | 7.6
358738 |  |  | MA - SMART Program |  |  | Full Payment Received | Residential | WORCESTER | 2021 | Battery |  | Tesla | 13.5 | 10 | 5 | BTM | [6 empty] | AC-Coupled | Solar |  | 3.8
362216 |  |  | MA - SMART Program |  |  | Full Payment Received | Residential | METHUEN | 2021 | Battery |  | StorEdge | 9.3 |  | 7.6 | BTM | [6 empty] | DC-Coupled | Solar |  | 7.6
360573 |  |  | MA - SMART Program |  |  | Full Payment Received | Residential | HANSON | 2021 | Battery |  | StorEdge | 9.3 |  | 7.6 | BTM | [6 empty] | DC-Coupled | Solar |  | 7.6
359760 |  |  | MA - SMART Program |  |  | Full Payment Received | Residential | ATTLEBORO | 2021 | Battery |  | StorEdge | 9.3 |  | 7.6 | BTM | [6 empty] | DC-Coupled | Solar |  | 7.6
358975 |  |  | MA - SMART Program |  |  | Full Payment Received | Residential | NORTHAMPTON | 2021 | Battery |  | Generac | 18 | 7.6 | 7.6 | BTM | [6 empty] | DC-Coupled | Solar |  | 7.6
361095 |  |  | MA - SMART Program |  |  | Full Payment Received | Residential | LAWRENCE | 2021 | Battery |  | SolarEdge Technologies | 9.8 |  | 3.8 | BTM | [6 empty] | DC-Coupled | Solar |  | 3.8
363036 |  |  | MA - SMART Program |  |  | Full Payment Received | Residential | WORCESTER | 2021 | Battery |  | SolarEdge Technologies | 9.3 |  | 6 | BTM | [6 empty] | DC-Coupled | Solar |  | 6
365991 |  |  | MA - SMART Program |  |  | Full Payment Received | Residential | AMESBURY | 2021 | Battery |  | Tesla | 13.5 | 10 | 5 | BTM | Other | [5 empty] | AC-Coupled | Solar |  | 7.6
366709 |  |  | MA - SMART Program |  |  | Full Payment Received | Residential | E LONGMEADOW | 2021 | Battery |  | Generac | 18 |  | 7.6 | BTM | [6 empty] | DC-Coupled | Solar |  | 7.6
366751 |  |  | MA - SMART Program |  |  | Full Payment Received | Residential | TYNGSBORO | 2021 | Battery |  | Tesla | 13.5 | 10 | 5 | BTM | Peak Shaving/ Load Leveling | [5 empty] | AC-Coupled | Solar |  | 10
363836 |  |  | MA - SMART Program |  |  | Full Payment Received | Residential | WINCHENDON | 2021 | Battery |  | SolarEdge Technologies | 9.3 |  | 6 | BTM | [6 empty] | DC-Coupled | Solar |  | 6
364391 |  |  | MA - SMART Program |  |  | Full Payment Received | Residential | NORTHBRIDGE | 2021 | Battery |  | StorEdge | 9.3 |  | 7.6 | BTM | [6 empty] | DC-Coupled | Solar |  | 7.6
307769 |  |  | MA - SMART Program |  |  | Full Payment Received | Residential | FOXBORO | 2021 | Battery |  | Tesla | 13.5 | 10 | 5 | BTM | [6 empty] | AC-Coupled | Solar |  | 6.48
363052 |  |  | MA - SMART Program |  |  | Full Payment Received | Residential | BELCHERTOWN | 2021 | Battery |  | StorEdge | 9.3 |  | 7.6 | BTM | [6 empty] | DC-Coupled | Solar |  | 7.6
363800 |  |  | MA - SMART Program |  |  | Full Payment Received | Residential | UPTON | 2021 | Battery |  | SolarEdge | 9.3 |  | 7.6 | BTM | [6 empty] | DC-Coupled | Solar |  | 7.6
363847 |  |  | MA - SMART Program |  |  | Full Payment Received | Residential | BILLERICA | 2021 | Battery |  | Tesla | 13.5 | 10 | 5 | BTM | Customer Bill Savings (e.g., Demand Charge Management, TOU Arbitrage) | [5 empty] | AC-Coupled | Solar |  | 7.6
317507 |  |  | MA - SMART Program |  |  | Full Payment Received | Residential | SOUTH EASTON | 2021 | Battery |  | Delta Electronics | 9.3 |  | 5.76 | BTM | [6 empty] | DC-Coupled | Solar |  | 9.6
315584 |  |  | MA - SMART Program |  |  | Full Payment Received | Residential | SOMERSET | 2021 | Battery |  | Delta Electronics | 9.3 |  | 5.76 | BTM | [6 empty] | DC-Coupled | Solar |  | 5.76
317016 |  |  | MA - SMART Program |  |  | Full Payment Received | Residential | PALMER | 2021 | Battery |  | StorEdge | 9.3 |  | 7.6 | BTM | [6 empty] | DC-Coupled | Solar |  | 7.6
316417 |  |  | MA - SMART Program |  |  | Full Payment Received | Residential | BROCKTON | 2021 | Battery |  | Delta Electronics | 9.3 |  | 5.76 | BTM | [6 empty] | DC-Coupled | Solar |  | 5.76
314247 |  |  | MA - SMART Program |  |  | Full Payment Received | Residential - Heat | AUBURN | 2021 | Battery |  | Enphase | 0 | 10.08 | 3.264 | BTM | Microgrid | [5 empty] | AC-Coupled | Solar | 9.36 | 7.54
353629 |  |  | MA - SMART Program |  |  | Full Payment Received | Residential | ATTLEBORO | 2021 | Battery |  | StorEdge Technologies | 9.3 |  | 7.6 | BTM | [6 empty] | DC-Coupled | Solar |  | 7.6
349836 |  |  | MA - SMART Program |  |  | Full Payment Received | Residential | NORTHAMPTON | 2021 | Battery |  | Generac | 18 | 6.7 | 7.6 | BTM | [6 empty] | DC-Coupled | Solar |  | 7.6
351079 |  |  | MA - SMART Program |  |  | Full Payment Received | Residential | LYNN | 2021 | Battery |  | StorEdge Technologies | 9.3 |  | 7.6 | BTM | [6 empty] | DC-Coupled | Solar |  | 7.6
353324 |  |  | MA - SMART Program |  |  | Full Payment Received | Residential - Heat | WORCESTER | 2021 | Battery |  | StorEdge Technologies | 9.3 |  | 7.6 | BTM | [6 empty] | DC-Coupled | Solar |  | 7.6
306596 |  |  | MA - SMART Program |  |  | Full Payment Received | Residential | REHOBOTH | 2021 | Battery |  | SolarEdge | 9.3 |  | 3.8 | BTM | [6 empty] | DC-Coupled | Solar |  | 9.8
308160 |  |  | MA - SMART Program |  |  | Full Payment Received | Residential | MILLBURY | 2021 | Battery |  | Tesla | 13.5 | 10 | 5 | BTM | [6 empty] | AC-Coupled | Solar |  | 5.76
351299 |  |  | MA - SMART Program |  |  | Full Payment Received | Residential | SWANSEA | 2021 | Battery |  | StorEdge | 9.3 |  | 7.6 | BTM | [6 empty] | DC-Coupled | Solar |  | 7.6
350066 |  |  | MA - SMART Program |  |  | Full Payment Received | Residential | LYNN | 2021 | Battery |  | StorEdge | 9.3 |  | 7.6 | BTM | [6 empty] | DC-Coupled | Solar |  | 7.6
351275 |  |  | MA - SMART Program |  |  | Full Payment Received | Residential | W BROOKFIELD | 2021 | Battery |  | Tesla | 13.5 | 10 | 5 | BTM | [6 empty] | AC-Coupled | Solar |  | 7.6
350167 |  |  | - |  |  | Full Payment Received | Residential | W STOCKBRIDGE | 2021 | Battery |  | Solaredge | 9.3 |  | 7.6 | BTM | [6 empty] | DC-Coupled | Solar | 8.76 | 7.6
351310 |  |  | MA - SMART Program |  |  | Full Payment Received | Residential | WILBRAHAM | 2021 | Battery |  | SolarEdge Technologies | 9.3 |  | 7.6 | BTM | [6 empty] | DC-Coupled | Solar |  | 7.6
351260 |  |  | MA - SMART Program |  |  | Full Payment Received | Residential - Heat | HANSON | 2021 | Battery |  | Delta Electronics | 9.3 |  | 3.84 | BTM | [6 empty] | DC-Coupled | Solar |  | 7.68
351261 |  |  | MA - SMART Program |  |  | Full Payment Received | Residential | WORCESTER | 2021 | Battery |  | StorEdge Technologies | 9.3 |  | 7.6 | BTM | [6 empty] | DC-Coupled | Solar |  | 7.6
351349 |  |  | MA - SMART Program |  |  | Full Payment Received | Residential | GLOUCESTER | 2021 | Battery |  | Tesla | 13.5 | 10 | 5 | BTM | [6 empty] | AC-Coupled | Solar |  | 5
348118 |  |  | MA - SMART Program |  |  | Full Payment Received | Residential | MELROSE | 2021 | Battery |  | Tesla | 13.5 | 10 | 5 | BTM | [6 empty] | AC-Coupled | Solar |  | 6
353588 |  |  | MA - SMART Program |  |  | Full Payment Received | Residential | MENDON | 2021 | Battery |  | StorEdge | 5 |  | 3.8 | BTM | [6 empty] | DC-Coupled | Solar |  | 7.6
350117 |  |  | MA - SMART Program |  |  | Full Payment Received | Residential | WORCESTER | 2021 | Battery |  | SolarEdge Technologies | 9.3 |  | 6 | BTM | [6 empty] | DC-Coupled | Solar |  | 6
349919 |  |  | MA - SMART Program |  |  | Full Payment Received | Residential | WILLIAMSTOWN | 2021 | Battery |  | Delta Electronics | 9.3 |  | 5.76 | BTM | [6 empty] | DC-Coupled | Solar |  | 5.76
348553 |  |  | MA - SMART Program |  |  | Full Payment Received | Residential | MELROSE | 2021 | Battery |  | Tesla | 0 | 14 | 5 | BTM | [6 empty] | AC-Coupled | Solar |  | 9.28
315508 |  |  | MA - SMART Program |  |  | Full Payment Received | Residential | ROCKLAND | 2021 | Battery |  | Generac | 17.1 |  | 7.6 | BTM | [6 empty] | DC-Coupled | Solar |  | 7.6
317370 |  |  | MA - SMART Program |  |  | Full Payment Received | Residential | WARE | 2021 | Battery |  | StorEdge | 9.3 |  | 7.6 | BTM | [6 empty] | DC-Coupled | Solar |  | 7.6
315010 |  |  | MA - SMART Program |  |  | Full Payment Received | Residential | SEEKONK | 2021 | Battery |  | Delta Electronics | 9.3 |  | 8 | BTM | [6 empty] | DC-Coupled | Solar |  | 8
314567 |  |  | MA - SMART Program |  |  | Full Payment Received | Residential | QUINCY | 2021 | Battery |  | Tesla | 13.5 | 10 | 5 | BTM | [6 empty] | AC-Coupled | Solar |  | 9.57
318444 |  |  | MA - SMART Program |  |  | Full Payment Received | Residential | MELROSE | 2021 | Battery |  | Tesla | 13.5 | 10 | 5 | BTM | [6 empty] | AC-Coupled | Solar |  | 5
316113 |  |  | MA - SMART Program |  |  | Full Payment Received | Residential | BLACKSTONE | 2021 | Battery |  | SolarEdge | 9.3 |  | 7.6 | BTM | [6 empty] | DC-Coupled | Solar |  | 7.6
318459 |  |  | MA - SMART Program |  |  | Full Payment Received | Residential - Heat | OXFORD | 2021 | Battery |  | Tesla | 13.5 | 10 | 5 | BTM | [6 empty] | AC-Coupled | Solar |  | 10
318327 |  |  | - |  |  | Full Payment Received | Residential | NEW BRAINTREE | 2021 | Battery |  | Tesla | 13.5 | 10 | 5 | BTM | [6 empty] | AC-Coupled | Solar
317495 |  |  | MA - SMART Program |  |  | Full Payment Received | Residential | SPENCER | 2021 | Battery |  | LG CHEM | 9.3 | 10 | 5 | BTM | [6 empty] | DC-Coupled | Solar |  | 6
315842 |  |  | MA - SMART Program |  |  | Full Payment Received | Residential | HAVERHILL | 2021 | Battery |  | Tesla | 11.24 | 10 | 5 | BTM | [6 empty] | AC-Coupled | Solar |  | 6.24
317530 |  |  | MA - SMART Program |  |  | Full Payment Received | Residential | WESTBOROUGH | 2021 | Battery |  | Delta Electronics | 9.3 |  | 8 | BTM | [6 empty] | DC-Coupled | Solar |  | 8
315783 |  |  | MA - SMART Program |  |  | Full Payment Received | Residential | BELCHERTOWN | 2021 | Battery |  | Generac | 17.1 |  | 7.6 | BTM | [6 empty] | DC-Coupled | Solar |  | 7.6
347765 |  |  | MA - SMART Program |  |  | Full Payment Received | Residential | HANOVER | 2021 | Battery |  | Generac | 17.1 |  | 7.6 | BTM | [6 empty] | DC-Coupled | Solar |  | 7.6
319534 |  |  | MA - SMART Program |  |  | Full Payment Received | Residential | HOPEDALE | 2021 | Battery |  | Delta Electronics | 9.3 |  | 5.76 | BTM | [6 empty] | DC-Coupled | Solar |  | 9.6
320159 |  |  | MA - SMART Program |  |  | Full Payment Received | Residential | PLAINVILLE | 2021 | Battery |  | Tesla | 13.5 | 10 | 5 | BTM | [6 empty] | AC-Coupled | Solar |  | 7.6
315908 |  |  | MA - SMART Program |  |  | Full Payment Received | Residential | HAVERHILL | 2021 | Battery |  | StorEdge | 9.3 |  | 7.6 | BTM | [6 empty] | DC-Coupled | Solar |  | 7.6
318005 |  |  | MA - SMART Program |  |  | Full Payment Received | Residential | BELCHERTOWN | 2021 | Battery |  | SolarEdge | 9.3 |  | 7.6 | BTM | [6 empty] | DC-Coupled | Solar |  | 7.6
369453 |  |  | MA - SMART Program |  |  | Full Payment Received | Residential | REHOBOTH | 2021 | Battery |  | StorEdge | 9.3 |  | 7.6 | BTM | [6 empty] | DC-Coupled | Solar |  | 7.6
317549 |  |  | MA - SMART Program |  |  | Full Payment Received | Residential | E LONGMEADOW | 2021 | Battery |  | Delta Electronics | 9.3 |  | 6 | BTM | [6 empty] | DC-Coupled | Solar |  | 6
319033 |  |  | MA - SMART Program |  |  | Full Payment Received | Residential | SOMERSET | 2021 | Battery |  | Delta Electronics | 9.3 |  | 5.76 | BTM | [6 empty] | DC-Coupled | Solar |  | 5.76
320406 |  |  | MA - SMART Program |  |  | Full Payment Received | Residential | PALMER | 2021 | Battery |  | Delta Electronics | 9.3 |  | 5.76 | BTM | [6 empty] | DC-Coupled | Solar |  | 9.6
319061 |  |  | MA - SMART Program |  |  | Full Payment Received | Residential | MONSON | 2021 | Battery |  | StorEdge | 9.3 |  | 7.6 | BTM | [6 empty] | DC-Coupled | Solar |  | 7.6
318123 |  |  | - |  |  | Full Payment Received | Residential | METHUEN | 2021 | Battery |  | Delta Electronics | 9.3 |  | 5.76 | BTM | [6 empty] | DC-Coupled | Solar |  | 9.6
319250 |  |  | MA - SMART Program |  |  | Full Payment Received | Residential | NORTHBOROUGH | 2021 | Battery |  | StorEdge | 9.3 |  | 7.6 | BTM | [6 empty] | DC-Coupled | Solar |  | 7.6
319029 |  |  | MA - SMART Program |  |  | Full Payment Received | Residential | LOWELL | 2021 | Battery |  | StorEdge | 9.3 |  | 7.6 | BTM | [6 empty] | DC-Coupled | Solar |  | 7.6
317973 |  |  | - |  |  | Full Payment Received | Residential | GT BARRINGTON | 2021 | Battery |  | Tesla | 13.5 | 10 | 5 | BTM | [6 empty] | AC-Coupled | Battery Add-On
321960 |  |  | MA - SMART Program |  |  | Full Payment Received | Residential | BELCHERTOWN | 2021 | Battery |  | Generac | 17.1 |  | 7.6 | BTM | [6 empty] | DC-Coupled | Solar |  | 7.6
321310 |  |  | MA - SMART Program |  |  | Full Payment Received | Residential - Heat | NORTHBRIDGE | 2021 | Battery |  | Delta Electronics | 9.3 |  | 5.76 | BTM | [6 empty] | DC-Coupled | Solar |  | 9.6
318182 |  |  | MA - SMART Program |  |  | Full Payment Received | Residential | LEOMINSTER | 2021 | Battery |  | Tesla | 0 | 13.2 | 5 | BTM | [6 empty] | AC-Coupled | Solar |  | 8
318718 |  |  | MA - SMART Program |  |  | Full Payment Received | Residential | NANTUCKET | 2021 | Battery |  | Generac | 17.1 |  | 7.6 | BTM | [6 empty] | DC-Coupled | Solar |  | 7.6
321775 |  |  | MA - SMART Program |  |  | Full Payment Received | Residential | REHOBOTH | 2021 | Battery |  | Solaredge | 9.3 |  | 7.6 | BTM | [6 empty] | DC-Coupled | Solar |  | 7.6
320177 |  |  | MA - SMART Program |  |  | Full Payment Received | Residential | ROCKLAND | 2021 | Battery |  | Tesla | 0 | 13.2 | 5 | BTM | [6 empty] | AC-Coupled | Solar |  | 4.08
294746 |  |  | - |  |  | Full Payment Received | Residential | BELCHERTOWN | 2021 | Battery |  | Sonnen | 0 | 10 | 7 | BTM | Customer Bill Savings (e.g., Demand Charge Management, TOU Arbitrage) | [5 empty] | AC-Coupled | Battery Add-On
302808 |  |  | MA - SMART Program |  |  | Full Payment Received | Residential | GRAFTON | 2021 | Battery |  | Generac | 17.1 |  | 7.6 | BTM | [6 empty] | DC-Coupled | Solar |  | 7.6
294768 |  |  | MA - SMART Program |  |  | Full Payment Received | Residential | GRANBY | 2021 | Battery |  | Tesla | 13.5 | 10 | 5 | BTM | [6 empty] | AC-Coupled | Solar |  | 8.75
321711 |  |  | MA - SMART Program |  |  | Full Payment Received | Residential | UXBRIDGE | 2021 | Battery |  | Generac | 17.1 |  | 7.6 | BTM | [6 empty] | DC-Coupled | Solar |  | 7.6
321094 |  |  | MA - SMART Program |  |  | Full Payment Received | Residential | WORCESTER | 2021 | Battery |  | Delta Electronics | 9.3 |  | 5.76 | BTM | [6 empty] | DC-Coupled | Solar |  | 5.76
318979 |  |  | MA - SMART Program |  |  | Full Payment Received | Residential | N CHELMSFORD | 2021 | Battery |  | Tesla | 13.5 | 10 | 5 | BTM | [6 empty] | AC-Coupled | Solar |  | 3.8
320200 |  |  | MA - SMART Program |  |  | Full Payment Received | Residential | FALL RIVER | 2021 | Battery |  | Delta Electronics | 9.3 |  | 3.84 | BTM | [6 empty] | DC-Coupled | Solar |  | 8.64
319756 |  |  | MA - SMART Program |  |  | Full Payment Received | Residential | HAVERHILL | 2021 | Battery |  | Delta Electronics | 9.8 |  | 5.76 | BTM | [6 empty] | DC-Coupled | Solar |  | 9.6
321344 |  |  | MA - SMART Program |  |  | Full Payment Received | Residential | MARLBOROUGH | 2021 | Battery |  | Tesla | 13.5 | 10 | 5 | BTM | [6 empty] | AC-Coupled | Solar |  | 7.54
318753 |  |  | MA - SMART Program |  |  | Full Payment Received | Residential | BROCKTON | 2021 | Battery |  | StorEdge | 9.3 |  | 7.6 | BTM | [6 empty] | DC-Coupled | Solar |  | 7.6
319332 |  |  | MA - SMART Program |  |  | Full Payment Received | Residential | HAVERHILL | 2021 | Battery |  | StorEdge | 9.3 |  | 7.6 | BTM | [6 empty] | DC-Coupled | Solar |  | 7.6
369539 |  |  | MA - SMART Program |  |  | Full Payment Received | Residential | NANTUCKET | 2021 | Battery |  | Generac | 17.1 |  | 7.6 | BTM | [6 empty] | DC-Coupled | Solar |  | 7.6
369694 |  |  | MA - SMART Program |  |  | Full Payment Received | Residential | MAGNOLIA | 2021 | Battery |  | Tesla | 13.5 | 10 | 5 | BTM | [6 empty] | AC-Coupled | Solar |  | 10
305254 |  |  | MA - SMART Program |  |  | Full Payment Received | Residential | NORTH ANDOVER | 2021 | Battery |  | SolarEdge | 9.3 |  | 7.6 | BTM | [6 empty] | DC-Coupled | Solar |  | 7.6
347224 |  |  | MA - SMART Program |  |  | Full Payment Received | Residential | WORCESTER | 2021 | Battery |  | StorEdge | 9.3 |  | 7.6 | BTM | [6 empty] | DC-Coupled | Solar |  | 7.6
322068 |  |  | MA - SMART Program |  |  | Full Payment Received | Residential | NORTHAMPTON | 2021 | Battery |  | Generac | 17.1 |  | 7.6 | BTM | [6 empty] | DC-Coupled | Solar |  | 7.6
319627 |  |  | MA - SMART Program |  |  | Full Payment Received | Residential | WOLLASTON | 2021 | Battery |  | Tesla | 13.5 | 10 | 5 | BTM | [6 empty] | AC-Coupled | Solar |  | 10
320439 |  |  | MA - SMART Program |  |  | Full Payment Received | Residential | FOXBORO | 2021 | Battery |  | Delta Electronics | 9.3 |  | 7.68 | BTM | [6 empty] | DC-Coupled | Solar |  | 7.68
321091 |  |  | MA - SMART Program |  |  | Full Payment Received | Residential | ATTLEBORO | 2021 | Battery |  | Delta Electronics | 9.3 |  | 7.68 | BTM | [6 empty] | DC-Coupled | Solar |  | 7.68
321940 |  |  | MA - SMART Program |  |  | Full Payment Received | Residential | ATTLEBORO | 2021 | Battery |  | Delta Electronics | 9.3 |  | 5.76 | BTM | [6 empty] | DC-Coupled | Solar |  | 9.6
322591 |  |  | MA - SMART Program |  |  | Full Payment Received | Residential | PEMBROKE | 2021 | Battery |  | StorEdge | 9.3 |  | 7.6 | BTM | [6 empty] | DC-Coupled | Solar |  | 7.6
323350 |  |  | MA - SMART Program |  |  | Full Payment Received | Residential | ROCKPORT | 2021 | Battery |  | Generac | 14.3 |  | 7.6 | BTM | [6 empty] | DC-Coupled | Solar |  | 7.6
321283 |  |  | MA - SMART Program |  |  | Full Payment Received | Residential | MARLBOROUGH | 2021 | Battery |  | Delta Electronics | 9.3 |  | 5.76 | BTM | [6 empty] | DC-Coupled | Solar |  | 5.76
323965 |  |  | MA - SMART Program |  |  | Full Payment Received | Residential | BLACKSTONE | 2021 | Battery |  | StorEdge | 9.3 |  | 7.6 | BTM | [6 empty] | DC-Coupled | Solar |  | 7.6
324132 |  |  | MA - SMART Program |  |  | Full Payment Received | Residential | MARLBOROUGH | 2021 | Battery |  | Tesla | 0 | 13.2 | 5 | BTM | [6 empty] | AC-Coupled | Solar |  | 7.2
320410 |  |  | MA - SMART Program |  |  | Full Payment Received | Residential | SHUTESBURY | 2021 | Battery |  | Generac | 17.1 |  | 7.6 | BTM | [6 empty] | DC-Coupled | Solar |  | 7.6
323419 |  |  | MA - SMART Program |  |  | Full Payment Received | Commercial | NANTUCKET | 2021 | Battery |  | Generac | 17.1 |  | 7.6 | BTM | [6 empty] | DC-Coupled | Solar |  | 7.6
323343 |  |  | MA - SMART Program |  |  | Full Payment Received | Residential | DRACUT | 2021 | Battery |  | StorEdge | 9.3 |  | 3.8 | BTM | [6 empty] | DC-Coupled | Solar |  | 3.8
324091 |  |  | MA - SMART Program |  |  | Full Payment Received | Residential | HOLBROOK | 2021 | Battery |  | Delta Electronics | 9.3 |  | 5.76 | BTM | [6 empty] | DC-Coupled | Solar |  | 9.6
322385 |  |  | MA - SMART Program |  |  | Full Payment Received | Residential | RANDOLPH | 2021 | Battery |  | Tesla | 13.5 | 10 | 5 | BTM | [6 empty] | AC-Coupled | Solar |  | 3.36
324358 |  |  | MA - SMART Program |  |  | Full Payment Received | Residential | SOUTHFIELD | 2021 | Battery |  | Generac | 18 |  | 7.6 | BTM | [6 empty] | DC-Coupled | Solar |  | 7.6
324425 |  |  | MA - SMART Program |  |  | Full Payment Received | Residential | METHUEN | 2021 | Battery |  | StorEdge | 9.3 |  | 7.6 | BTM | [6 empty] | DC-Coupled | Solar |  | 7.6
322022 |  |  | MA - SMART Program |  |  | Full Payment Received | Residential | WRENTHAM | 2021 | Battery |  | Tesla | 13.5 | 10 | 5 | BTM | [6 empty] | AC-Coupled | Solar |  | 7.68
324708 |  |  | MA - SMART Program |  |  | Full Payment Received | Residential | BILLERICA | 2021 | Battery |  | Tesla | 13.5 | 10 | 5 | BTM | Generation Support (e.g., Peaker Replacement) | Utility DG Program |  |  |  |  | AC-Coupled | Solar |  | 7.6
323598 |  |  | MA - SMART Program |  |  | Full Payment Received | Residential | ROCKLAND | 2021 | Battery |  | Tesla | 0 | 13.2 | 5 | BTM | [6 empty] | AC-Coupled | Solar |  | 4.64
325047 |  |  | MA - SMART Program |  |  | Full Payment Received | Residential | PEMBROKE | 2021 | Battery |  | StorEdge | 9.3 |  | 7.6 | BTM | [6 empty] | DC-Coupled | Solar |  | 7.6
325098 |  |  | MA - SMART Program |  |  | Full Payment Received | Residential | ABINGTON | 2021 | Battery |  | Sonnen | 0 | 10 | 4.8 | BTM | [6 empty] | AC-Coupled | Solar |  | 6
323821 |  |  | MA - SMART Program |  |  | Full Payment Received | Residential | W BRIDGEWATER | 2021 | Battery |  | Tesla | 0 | 13.2 | 5 | BTM | [6 empty] | AC-Coupled | Solar |  | 5.76
324116 |  |  | MA - SMART Program |  |  | Full Payment Received | Residential | BELCHERTOWN | 2021 | Battery |  | Tesla | 13.5 | 10 | 5 | BTM | [6 empty] | AC-Coupled | Solar |  | 7.68
323559 |  |  | MA - SMART Program |  |  | Full Payment Received | Residential | GLOUCESTER | 2021 | Battery |  | Tesla | 13.5 | 10 | 5 | BTM | Generation Support (e.g., Peaker Replacement) | Utility DR Program |  |  |  |  | AC-Coupled | Solar |  | 9.86
325186 |  |  | MA - SMART Program |  |  | Full Payment Received | Residential | HOLLAND | 2021 | Battery |  | StorEdge | 9.3 |  | 7.6 | BTM | [6 empty] | DC-Coupled | Solar |  | 7.6
325260 |  |  | MA - SMART Program |  |  | Full Payment Received | Residential | FLORENCE | 2021 | Battery |  | Solaredge | 9.3 |  | 6 | BTM | [6 empty] | DC-Coupled | Solar
355116 |  |  | MA - SMART Program |  |  | Full Payment Received | Residential | MEDFORD | 2021 | Battery |  | SolarEdge Technologies | 9.3 |  | 6 | BTM | [6 empty] | DC-Coupled | Solar |  | 6
354438 |  |  | MA - SMART Program |  |  | Full Payment Received | Residential | PLAINVILLE | 2021 | Battery |  | StorEdge Technologies | 9.3 |  | 7.6 | BTM | [6 empty] | DC-Coupled | Solar |  | 7.6
355079 |  |  | MA - SMART Program |  |  | Full Payment Received | Residential - Heat | MONSON | 2021 | Battery |  | StorEdge Technologies | 9.3 |  | 7.6 | BTM | [6 empty] | DC-Coupled | Solar |  | 7.6
355364 |  |  | MA - SMART Program |  |  | Full Payment Received | Residential | OXFORD | 2021 | Battery |  | SolarEdge Technologies | 9.3 |  | 7.6 | BTM | [6 empty] | DC-Coupled | Solar |  | 7.6
356828 |  |  | MA - SMART Program |  |  | Full Payment Received | Residential | AMESBURY | 2021 | Battery |  | StorEdge Technologies | 9.3 |  | 7.6 | BTM | [6 empty] | DC-Coupled | Solar |  | 7.6
354588 |  |  | MA - SMART Program |  |  | Full Payment Received | Residential | MELROSE | 2021 | Battery |  | Tesla | 13.5 | 10 | 5 | BTM | [6 empty] | AC-Coupled | Solar |  | 6
354054 |  |  | MA - SMART Program |  |  | Full Payment Received | Residential | BELCHERTOWN | 2021 | Battery |  | Generac | 18 | 6.7 | 7.6 | BTM | [6 empty] | DC-Coupled | Solar |  | 7.6
354742 |  |  | MA - SMART Program |  |  | Full Payment Received | Residential | AMESBURY | 2021 | Battery |  | StorEdge Technologies | 9.3 |  | 7.6 | BTM | [6 empty] | DC-Coupled | Solar |  | 7.6
354449 |  |  | MA - SMART Program |  |  | Full Payment Received | Residential | RANDOLPH | 2021 | Battery |  | StorEdge | 9.3 |  | 7.6 | BTM | [6 empty] | DC-Coupled | Solar |  | 7.6
355437 |  |  | MA - SMART Program |  |  | Full Payment Received | Residential | LYNN | 2021 | Battery |  | StorEdge | 9.3 |  | 7.6 | BTM | [6 empty] | DC-Coupled | Solar |  | 7.6
356541 |  |  | MA - SMART Program |  |  | Full Payment Received | Residential | NORTH EASTON | 2021 | Battery |  | SolarEdge Technologies | 9.3 |  | 6 | BTM | [6 empty] | DC-Coupled | Solar |  | 9.8
355203 |  |  | MA - SMART Program |  |  | Full Payment Received | Residential | LYNN | 2021 | Battery |  | StorEdge | 9.3 |  | 7.6 | BTM | [6 empty] | DC-Coupled | Solar |  | 7.6
357543 |  |  | MA - SMART Program |  |  | Full Payment Received | Residential | NEWBURY | 2021 | Battery |  | Tesla | 13.5 | 10 | 5 | BTM | Wholesale Market (i.e., Energy, Capacity, Ancillary Services) | [5 empty] | AC-Coupled | Solar |  | 10
357813 |  |  | MA - SMART Program |  |  | Full Payment Received | Residential | BILLERICA | 2021 | Battery |  | StorEdge | 9.3 |  | 3.8 | BTM | [6 empty] | DC-Coupled | Solar |  | 3.8
355962 |  |  | MA - SMART Program |  |  | Full Payment Received | Residential | ANDOVER | 2021 | Battery |  | Tesla | 13.5 | 10 | 5 | BTM | [6 empty] | AC-Coupled | Solar |  | 9.996
357079 |  |  | MA - SMART Program |  |  | Full Payment Received | Residential | LAWRENCE | 2021 | Battery |  | StorEdge | 9.3 |  | 3.8 | BTM | [6 empty] | DC-Coupled | Solar |  | 7.6
353285 |  |  | MA - SMART Program |  |  | Full Payment Received | Residential | BILLERICA | 2021 | Battery |  | StorEdge | 9.3 |  | 3.8 | BTM | [6 empty] | DC-Coupled | Solar |  | 3.8
357884 |  |  | MA - SMART Program |  |  | Full Payment Received | Residential | SCITUATE | 2021 | Battery |  | SonnenBatterie | 0 | 9 | 7 | BTM | [6 empty] | AC-Coupled | Solar |  | 7.83
356668 |  |  | MA - SMART Program |  |  | Full Payment Received | Residential | NORTON | 2021 | Battery |  | Generac | 17.1 |  | 7.6 | BTM | [6 empty] | DC-Coupled | Solar |  | 7.6
356578 |  |  | MA - SMART Program |  |  | Full Payment Received | Residential | FRANKLIN | 2021 | Battery |  | StorEdge | 9.3 |  | 7.6 | BTM | [6 empty] | DC-Coupled | Solar |  | 7.6
356961 |  |  | MA - SMART Program |  |  | Full Payment Received | Residential | WORCESTER | 2021 | Battery |  | StorEdge | 9.3 |  | 7.6 | BTM | [6 empty] | DC-Coupled | Solar |  | 7.6
355125 |  |  | MA - SMART Program |  |  | Full Payment Received | Residential | CLINTON | 2021 | Battery |  | SolarEdge Technologies | 9.3 |  | 6 | BTM | [6 empty] | DC-Coupled | Solar |  | 9.8
377226 |  |  | MA - SMART Program |  |  | Full Payment Received | Residential | S ATTLEBORO | 2021 | Battery |  | LG CHEM | 9.8 |  | 7.6 | BTM | [6 empty] | DC-Coupled | Solar |  | 7.6
374011 |  |  | MA - SMART Program |  |  | Full Payment Received | Residential | ATTLEBORO | 2021 | Battery |  | SolarEdge Technologies | 9.6 |  | 3.8 | BTM | [6 empty] | DC-Coupled | Solar |  | 3.8
376161 |  |  | MA - SMART Program |  |  | Full Payment Received | Residential | MANCHESTER | 2021 | Battery |  | Tesla Inc | 13.5 | 10 | 5 | BTM | [6 empty] | AC-Coupled | Solar |  | 7.6
374289 |  |  | MA - SMART Program |  |  | Full Payment Received | Residential | HAVERHILL | 2021 | Battery |  | StorEdge Tecnologies | 9.3 |  | 7.6 | BTM | [6 empty] | DC-Coupled | Solar |  | 7.6
325357 |  |  | MA - SMART Program |  |  | Full Payment Received | Residential | FOXBORO | 2021 | Battery |  | Delta Electronics | 9.3 |  | 5.76 | BTM | [6 empty] | DC-Coupled | Solar |  | 9.6
198971 |  |  | MA - SMART Program |  |  | Full Payment Received | Residential | MILFORD | 2021 | Battery |  | Tesla | 13.5 | 10 | 5 | BTM | [6 empty] | AC-Coupled | Solar |  | 7.6
324115 |  |  | MA - SMART Program |  |  | Full Payment Received | Residential | BOXFORD | 2021 | Battery |  | Tesla | 0 | 5 | 5 | BTM | [6 empty] | AC-Coupled | Solar |  | 3.8
325535 |  |  | MA - SMART Program |  |  | Full Payment Received | Residential | ANDOVER | 2021 | Battery |  | Delta Electronics | 9.3 |  | 5.76 | BTM | [6 empty] | DC-Coupled | Solar |  | 9.6
325829 |  |  | MA - SMART Program |  |  | Full Payment Received | Residential | NORTHBRIDGE | 2021 | Battery |  | Generac | 18 |  | 7.6 | BTM | [6 empty] | DC-Coupled | Solar |  | 7.6
199141 |  |  | MA - SMART Program |  |  | Full Payment Received | Residential | WESTBOROUGH | 2021 | Battery |  | Tesla | 13.5 | 10 | 5 | BTM | [6 empty] | AC-Coupled | Solar |  | 10
325234 |  |  | MA - SMART Program |  |  | Full Payment Received | Residential | ATTLEBORO | 2021 | Battery |  | Delta Electronics | 9.3 |  | 5.76 | BTM | [6 empty] | DC-Coupled | Solar |  | 5.76
370071 |  |  | MA - SMART Program |  |  | Full Payment Received | Residential | WORCESTER | 2021 | Battery |  | SolarEdge Technologies | 9.8 |  | 6 | BTM | [6 empty] | DC-Coupled | Solar |  | 9.8
198903 |  |  | MA - SMART Program |  |  | Full Payment Received | Residential | TOPSFIELD | 2021 | Battery |  | Tesla | 13.5 | 10 | 5 | BTM | [6 empty] | AC-Coupled | Solar |  | 10
370059 |  |  | MA - SMART Program |  |  | Full Payment Received | Residential | NORTHAMPTON | 2021 | Battery |  | Generac | 18 |  | 7.6 | BTM | [6 empty] | DC-Coupled | Solar |  | 7.6
326730 |  |  | MA - SMART Program |  |  | Full Payment Received | Residential | UPTON | 2021 | Battery |  | SolarEdge | 9.3 |  | 7.6 | BTM | [6 empty] | DC-Coupled | Solar |  | 7.6
326489 |  |  | - |  |  | Full Payment Received | Residential | SUTTON | 2021 | Battery |  | Tesla | 13.5 | 10 | 5 | BTM | Generation Support (e.g., Peaker Replacement) | [5 empty] | AC-Coupled | Solar
325660 |  |  | MA - SMART Program |  |  | Full Payment Received | Residential | BRIDGEWATER | 2021 | Battery |  | Delta Electronics | 9.3 |  | 5.76 | BTM | [6 empty] | DC-Coupled | Solar |  | 9.6
325084 |  |  | MA - SMART Program |  |  | Full Payment Received | Residential | SWANSEA | 2021 | Battery |  | Delta Electronics | 9.3 |  | 5.76 | BTM | [6 empty] | DC-Coupled | Solar |  | 5.76
326571 |  |  | MA - SMART Program |  |  | Full Payment Received | Residential | HARVARD | 2021 | Battery |  | Generac | 11.4 |  | 7.6 | BTM | [6 empty] | DC-Coupled | Solar |  | 7.6
370110 |  |  | MA - SMART Program |  |  | Full Payment Received | Residential | BROCKTON | 2021 | Battery |  | SolarEdge Technologies | 9.8 |  | 6 | BTM | [6 empty] | DC-Coupled | Solar |  | 6
370141 |  |  | MA - SMART Program |  |  | Full Payment Received | Residential | LEOMINSTER | 2021 | Battery |  | Delta Electronics | 9.6 |  | 3.84 | BTM | [6 empty] | DC-Coupled | Solar |  | 3.84
294707 |  |  | MA - SMART Program |  |  | Full Payment Received | Residential | WILBRAHAM | 2021 | Battery |  | Tesla | 13.5 | 10 | 5 | BTM | [6 empty] | AC-Coupled | Solar |  | 10
302939 |  |  | MA - SMART Program |  |  | Full Payment Received | Residential | MONSON | 2021 | Battery |  | SolarEdge | 9.3 |  | 7.6 | BTM | [6 empty] | DC-Coupled | Solar |  | 7.6
326540 |  |  | MA - SMART Program |  |  | Full Payment Received | Residential | STOCKBRIDGE | 2021 | Battery |  | Generac | 18 |  | 7.6 | BTM | [6 empty] | DC-Coupled | Solar |  | 7.6
326660 |  |  | MA - SMART Program |  |  | Full Payment Received | Residential | ORANGE | 2021 | Battery |  | Solaredge | 9.3 |  | 7.6 | BTM | [6 empty] | DC-Coupled | Solar |  | 7.6
326025 |  |  | MA - SMART Program |  |  | Full Payment Received | Residential | WORCESTER | 2021 | Battery |  | Delta Electronics | 9.3 |  | 5.76 | BTM | [6 empty] | DC-Coupled | Solar |  | 9.6
325833 |  |  | - |  |  | Full Payment Received | Residential | ANDOVER | 2021 | Battery |  | Tesla | 13.5 | 10 | 5 | BTM | [6 empty] | AC-Coupled | Solar
326023 |  |  | MA - SMART Program |  |  | Full Payment Received | Residential | HAVERHILL | 2021 | Battery |  | Delta Electronics | 9.3 |  | 5.76 | BTM | [6 empty] | DC-Coupled | Solar |  | 9.6
327183 |  |  | MA - SMART Program |  |  | Full Payment Received | Residential | BOXFORD | 2021 | Battery |  | Tesla | 0 | 13.2 | 5 | BTM | [6 empty] | AC-Coupled | Solar |  | 10
329671 |  |  | MA - SMART Program |  |  | Full Payment Received | Residential | HOLBROOK | 2021 | Battery |  | Delta Electronics | 9.3 |  | 5.76 | BTM | [6 empty] | DC-Coupled | Solar |  | 5.76
327502 |  |  | MA - SMART Program |  |  | Full Payment Received | Residential | WHITINSVILLE | 2021 | Battery |  | Tesla | 0 | 13.2 | 5 | BTM | [6 empty] | AC-Coupled | Solar |  | 7.68
370213 |  |  | MA - SMART Program |  |  | Full Payment Received | Residential | SWAMPSCOTT | 2021 | Battery |  | Delta Products Corp. | 9.3 |  | 7.68 | BTM | [6 empty] | DC-Coupled | Solar |  | 7.68
295111 |  |  | - |  |  | Full Payment Received | Residential | QUINCY | 2021 | Battery |  | Tesla | 13.5 | 10 | 5 | BTM | [6 empty] | AC-Coupled | Solar
370585 |  |  | - |  |  | Full Payment Received | Residential | FOXBORO | 2021 | Battery |  | Tesla | 13.5 | 10 | 5 | BTM | [6 empty] | AC-Coupled | Solar |  | 6
328231 |  |  | MA - SMART Program |  |  | Full Payment Received | Residential | GARDNER | 2021 | Battery |  | Delta Electronics | 9.3 |  | 5.76 | BTM | [6 empty] | DC-Coupled | Solar |  | 5.76
328109 |  |  | MA - SMART Program |  |  | Full Payment Received | Residential | FISKDALE | 2021 | Battery |  | Solaredge | 9.3 |  | 7.6 | BTM | [6 empty] | DC-Coupled | Solar |  | 7.6
326951 |  |  | MA - SMART Program |  |  | Full Payment Received | Residential | HANSON | 2021 | Battery |  | Tesla | 13.5 | 10 | 5 | BTM | [6 empty] | AC-Coupled | Solar |  | 7.68
326948 |  |  | MA - SMART Program |  |  | Full Payment Received | Residential | WESTFORD | 2021 | Battery |  | Tesla | 13.5 | 10 | 5 | BTM | [6 empty] | AC-Coupled | Solar |  | 7.6
351586 |  |  | MA - SMART Program |  |  | Full Payment Received | Residential | MALDEN | 2021 | Battery |  | Generac | 18 |  | 7.6 | BTM | [6 empty] | DC-Coupled | Solar |  | 7.6
347675 |  |  | MA - SMART Program |  |  | Full Payment Received | Residential | WESTMINSTER | 2021 | Battery |  | SolarEdge Technologies | 9.3 |  | 6 | BTM | [6 empty] | DC-Coupled | Solar |  | 9.8
301627 |  |  | MA - SMART Program |  |  | Full Payment Received | Residential | NORTH ANDOVER | 2021 | Battery |  | Solar Edge | 9.3 |  | 7.6 | BTM | [6 empty] | DC-Coupled | Solar |  | 7.6
301655 |  |  | MA - SMART Program |  |  | Full Payment Received | Residential | GLOUCESTER | 2021 | Battery |  | Tesla | 0 | 13.2 | 5 | BTM | [6 empty] | AC-Coupled | Solar |  | 7.6
206642 |  |  | MA - SMART Program |  |  | Full Payment Received | Residential | AMESBURY | 2021 | Battery |  | Tesla | 0 | 5 | 5 | BTM | [6 empty] | AC-Coupled | Solar |  | 10
326878 |  |  | MA - SMART Program |  |  | Full Payment Received | Residential | S CHELMSFORD | 2021 | Battery |  | Generac | 17.1 |  | 7.6 | BTM | Customer Bill Savings (e.g., Demand Charge Management, TOU Arbitrage) | [5 empty] | DC-Coupled | Solar |  | 7.6
327512 |  |  | MA - SMART Program |  |  | Full Payment Received | Residential | WEYMOUTH | 2021 | Battery |  | Delta Electronics | 9.3 |  | 7.68 | BTM | [6 empty] | DC-Coupled | Solar |  | 7.68
327860 |  |  | MA - SMART Program |  |  | Full Payment Received | Residential - Heat | WORCESTER | 2021 | Battery |  | Delta Electronics | 9.3 |  | 5.76 | BTM | [6 empty] | DC-Coupled | Solar |  | 9.6
327000 |  |  | MA - SMART Program |  |  | Full Payment Received | Residential | NORTHAMPTON | 2021 | Battery |  | StorEdge | 9.3 |  | 7.6 | BTM | [6 empty] | DC-Coupled | Solar |  | 7.6
329596 |  |  | MA - SMART Program |  |  | Full Payment Received | Residential | NORTH ANDOVER | 2021 | Battery |  | StorEdge | 9.3 |  | 7.6 | BTM | [6 empty] | DC-Coupled | Solar |  | 7.6
328844 |  |  | MA - SMART Program |  |  | Full Payment Received | Residential | NORTHBOROUGH | 2021 | Battery |  | Tesla | 13.5 | 10 | 5 | BTM | [6 empty] | AC-Coupled | Solar |  | 7.6
327772 |  |  | MA - SMART Program |  |  | Full Payment Received | Residential | FALL RIVER | 2021 | Battery |  | Delta Electronics | 9.3 |  | 5.76 | BTM | [6 empty] | DC-Coupled | Solar |  | 5.76
327796 |  |  | MA - SMART Program |  |  | Full Payment Received | Residential | LEOMINSTER | 2021 | Battery |  | Delta Electronics | 9.3 |  | 3.84 | BTM | [6 empty] | DC-Coupled | Solar |  | 3.84
347167 |  |  | MA - SMART Program |  |  | Full Payment Received | Residential | HOPEDALE | 2021 | Battery |  | SolarEdge Technologies | 9.3 |  | 6 | BTM | [6 empty] | DC-Coupled | Solar |  | 6
304660 |  |  | MA - SMART Program |  |  | Full Payment Received | Residential | BELCHERTOWN | 2021 | Battery |  | Generac | 17.1 |  | 7.6 | BTM | [6 empty] | DC-Coupled | Solar |  | 7.6
304837 |  |  | MA - SMART Program |  |  | Full Payment Received | Residential | METHUEN | 2021 | Battery |  | SolarEdge | 9.3 |  | 7.6 | BTM | [6 empty] | DC-Coupled | Solar |  | 7.6
302259 |  |  | MA - SMART Program |  |  | Full Payment Received | Residential | WESTPORT | 2021 | Battery |  | Tesla | 13.5 | 10 | 5 | BTM | [6 empty] | AC-Coupled | Solar |  | 10
302940 |  |  | MA - SMART Program |  |  | Full Payment Received | Residential - Heat | E LONGMEADOW | 2021 | Battery |  | Generac | 17.1 |  | 7.6 | BTM | [6 empty] | DC-Coupled | Solar |  | 7.6
302011 |  |  | MA - SMART Program |  |  | Full Payment Received | Residential | METHUEN | 2021 | Battery |  | StorEdge | 9.3 |  | 7.6 | BTM | [6 empty] | DC-Coupled | Solar |  | 7.6
353297 |  |  | MA - SMART Program |  |  | Full Payment Received | Residential | DUDLEY | 2021 | Battery |  | StorEdge | 9.3 |  | 7.6 | BTM | [6 empty] | DC-Coupled | Solar |  | 7.6
349412 |  |  | MA - SMART Program |  |  | Full Payment Received | Residential | MARLBOROUGH | 2021 | Battery |  | Delta Electronics | 9.3 |  | 5.76 | BTM | [6 empty] | DC-Coupled | Solar |  | 5.76
350798 |  |  | MA - SMART Program |  |  | Full Payment Received | Residential | LYNN | 2021 | Battery |  | StorEdge | 9.3 |  | 7.6 | BTM | [6 empty] | DC-Coupled | Solar |  | 7.6
353774 |  |  | - |  |  | Full Payment Received | Residential | FLORENCE | 2021 | Battery |  | Enphase | 0 | 10.08 | 3.84 | BTM | [6 empty] | AC-Coupled | Solar
353691 |  |  | MA - SMART Program |  |  | Full Payment Received | Residential | HAVERHILL | 2021 | Battery |  | SolarEdge Technologies | 9.3 |  | 7.6 | BTM | [6 empty] | DC-Coupled | Solar |  | 7.6
348667 |  |  | MA - SMART Program |  |  | Full Payment Received | Residential | BRADFORD | 2021 | Battery |  | StorEdge | 9.3 |  | 7.6 | BTM | [6 empty] | DC-Coupled | Solar |  | 7.6
351706 |  |  | - |  |  | Full Payment Received | Residential | SEEKONK | 2021 | Battery |  | Sonnen | 10 | 10 | 4.8 | BTM | [6 empty] | AC-Coupled | Solar
351809 |  |  | MA - SMART Program |  |  | Full Payment Received | Residential | WEYMOUTH | 2021 | Battery |  | Tesla | 13.5 | 10 | 5 | BTM | Reliability and Resiliency | [5 empty] | AC-Coupled | Solar |  | 7.6
354103 |  |  | - |  |  | Full Payment Received | Residential | COHASSET | 2021 | Battery |  | Sonnen | 10 | 10 | 4.8 | BTM | [6 empty] | AC-Coupled | Battery Add-On
350389 |  |  | MA - SMART Program |  |  | Full Payment Received | Residential | NORTHBOROUGH | 2021 | Battery |  | SolarEdge Technologies | 9.3 |  | 7.6 | BTM | [6 empty] | DC-Coupled | Solar |  | 7.6
354431 |  |  | MA - SMART Program |  |  | Full Payment Received | Residential | BEVERLY | 2021 | Battery |  | StorEdge | 9.3 |  | 7.6 | BTM | [6 empty] | DC-Coupled | Solar |  | 7.6
350711 |  |  | MA - SMART Program |  |  | Full Payment Received | Residential | NORTON | 2021 | Battery |  | StorEdge | 9.6 |  | 7.6 | BTM | [6 empty] | DC-Coupled | Solar |  | 7.6
354848 |  |  | MA - SMART Program |  |  | Full Payment Received | Residential | HOLBROOK | 2021 | Battery |  | StorEdge | 9.3 |  | 7.6 | BTM | [6 empty] | DC-Coupled | Solar |  | 7.6
353936 |  |  | MA - SMART Program |  |  | Full Payment Received | Residential | RUTLAND | 2021 | Battery |  | StorEdge | 9.3 |  | 7.6 | BTM | [6 empty] | DC-Coupled | Solar |  | 7.6
355630 |  |  | MA - SMART Program |  |  | Full Payment Received | Residential | ATTLEBORO | 2021 | Battery |  | StorEdge Technologies | 9.3 |  | 7.6 | BTM | [6 empty] | DC-Coupled | Solar |  | 7.6
354935 |  |  | MA - SMART Program |  |  | Full Payment Received | Residential | LYNN | 2021 | Battery |  | StorEdge | 9.3 |  | 7.6 | BTM | [6 empty] | DC-Coupled | Solar |  | 7.6
355456 |  |  | MA - SMART Program |  |  | Full Payment Received | Residential | ATTLEBORO | 2021 | Battery |  | StorEdge Technologies | 9.3 |  | 3.8 | BTM | [6 empty] | DC-Coupled | Solar |  | 3.8
356831 |  |  | MA - SMART Program |  |  | Full Payment Received | Residential | HOLBROOK | 2021 | Battery |  | StorEdge | 9.3 |  | 7.6 | BTM | [6 empty] | DC-Coupled | Solar |  | 7.6
356832 |  |  | MA - SMART Program |  |  | Full Payment Received | Residential | WESTFORD | 2021 | Battery |  | StorEdge | 9.3 |  | 3.8 | BTM | [6 empty] | DC-Coupled | Solar |  | 3.8
356177 |  |  | MA - SMART Program |  |  | Full Payment Received | Residential - Heat | NORTHAMPTON | 2021 | Battery |  | Generac | 18 | 7.6 | 7.6 | BTM | [6 empty] | DC-Coupled | Solar |  | 7.6
356313 |  |  | MA - SMART Program |  |  | Full Payment Received | Residential | RANDOLPH | 2021 | Battery |  | Tesla | 0 | 13.2 | 5 | BTM | [6 empty] | AC-Coupled | Solar |  | 4.8
356338 |  |  | MA - SMART Program |  |  | Full Payment Received | Residential | HAMPDEN | 2021 | Battery |  | Delta Electronics | 9.3 |  | 3.84 | BTM | [6 empty] | DC-Coupled | Solar |  | 3.84
358057 |  |  | MA - SMART Program |  |  | Full Payment Received | Residential | WEYMOUTH | 2021 | Battery |  | StorEdge | 9.3 |  | 7.6 | BTM | [6 empty] | DC-Coupled | Solar |  | 7.6
356976 |  |  | MA - SMART Program |  |  | Full Payment Received | Residential | MENDON | 2021 | Battery |  | SolarEdge Technologies HD | 9.3 |  | 7.6 | BTM | [6 empty] | DC-Coupled | Solar |  | 7.6
355375 |  |  | MA - SMART Program |  |  | Full Payment Received | Residential | ATTLEBORO | 2021 | Battery |  | StorEdge Technologies | 9.3 |  | 7.6 | BTM | [6 empty] | DC-Coupled | Solar |  | 7.6
357398 |  |  | MA - SMART Program |  |  | Full Payment Received | Residential | WINTHROP | 2021 | Battery |  | StorEdge | 9.3 |  | 3.8 | BTM | [6 empty] | DC-Coupled | Solar |  | 3.8
355448 |  |  | MA - SMART Program |  |  | Full Payment Received | Residential | LOWELL | 2021 | Battery |  | StorEdge Technologies | 9.3 |  | 7.6 | BTM | [6 empty] | DC-Coupled | Solar |  | 7.6
357556 |  |  | MA - SMART Program |  |  | Full Payment Received | Residential | AYER | 2021 | Battery |  | SolarEdge Technologies | 9.3 |  | 3.8 | BTM | [6 empty] | DC-Coupled | Solar |  | 3.8
355132 |  |  | MA - SMART Program |  |  | Full Payment Received | Residential | MENDON | 2021 | Battery |  | LG Chem | 10 | 10 | 10 | BTM | [6 empty] | DC-Coupled | Solar |  | 7.6
330345 |  |  | MA - SMART Program |  |  | Full Payment Received | Residential | SOUTHBRIDGE | 2021 | Battery |  | Delta Electronics | 9.3 |  | 5.76 | BTM | [6 empty] | 0 | Solar |  | 5.76
330383 |  |  | MA - SMART Program |  |  | Full Payment Received | Residential | FALL RIVER | 2021 | Battery |  | Delta Electronics | 9.3 |  | 3.84 | BTM | [6 empty] | DC-Coupled | Solar |  | 7.68
371154 |  |  | MA - SMART Program |  |  | Full Payment Received | Residential | HAYDENVILLE | 2021 | Battery |  | Generac | 18 |  | 7.6 | BTM | [6 empty] | DC-Coupled | Solar |  | 7.6
371276 |  |  | - |  |  | Full Payment Received | Residential - Heat | W STOCKBRIDGE | 2021 | Battery |  | Sonnen | 0 | 12.5 | 7 | BTM | Generation Support (e.g., Peaker Replacement) | [5 empty] | AC-Coupled | Solar
329302 |  |  | MA - SMART Program |  |  | Full Payment Received | Residential | UPTON | 2021 | Battery |  | Delta Electronics | 9.3 |  | 5.76 | BTM | [6 empty] | DC-Coupled | Solar |  | 9.6
332227 |  |  | MA - SMART Program |  |  | Full Payment Received | Residential | E BRIDGEWATER | 2021 | Battery |  | Generac | 14.3 |  | 7.6 | BTM | [6 empty] | DC-Coupled | Solar |  | 7.6
331290 |  |  | MA - SMART Program |  |  | Full Payment Received | Residential | NORTH ANDOVER | 2021 | Battery |  | SolarEdge Technologies | 9.3 |  | 6 | BTM | [6 empty] | DC-Coupled | Solar |  | 9.8
331286 |  |  | MA - SMART Program |  |  | Full Payment Received | Residential | W BRIDGEWATER | 2021 | Battery |  | Delta Electronics | 9.3 |  | 5.76 | BTM | [6 empty] | DC-Coupled | Solar |  | 9.6
370859 |  |  | MA - SMART Program |  |  | Full Payment Received | Residential | NORTHAMPTON | 2021 | Battery |  | Tesla | 13.5 | 10 | 5 | BTM | [6 empty] | AC-Coupled | Solar
330847 |  |  | MA - SMART Program |  |  | Full Payment Received | Residential | WARE | 2021 | Battery |  | Generac | 17.1 |  | 7.6 | BTM | [6 empty] | DC-Coupled | Solar |  | 9.92
330172 |  |  | MA - SMART Program |  |  | Full Payment Received | Residential | WESTMINSTER | 2021 | Battery |  | Delta Electronics | 9.3 |  | 5.76 | BTM | [6 empty] | DC-Coupled | Solar |  | 5.76
330035 |  |  | MA - SMART Program |  |  | Full Payment Received | Residential | UXBRIDGE | 2021 | Battery |  | Delta Electronics | 9.3 |  | 7.68 | BTM | [6 empty] | DC-Coupled | Solar |  | 7.68
330840 |  |  | MA - SMART Program |  |  | Full Payment Received | Residential | UPTON | 2021 | Battery |  | SolarEdge | 9.3 |  | 7.6 | BTM | [6 empty] | DC-Coupled | Solar |  | 7.6
331203 |  |  | MA - SMART Program |  |  | Full Payment Received | Residential | DIGHTON | 2021 | Battery |  | Delta Electronics | 9.3 |  | 7.68 | BTM | [6 empty] | DC-Coupled | Solar |  | 7.68
331597 |  |  | MA - SMART Program |  |  | Full Payment Received | Residential | NORTH GRAFTON | 2021 | Battery |  | Delta Electronics | 9.3 |  | 5.76 | BTM | [6 empty] | DC-Coupled | Solar |  | 9.6
331294 |  |  | - |  |  | Full Payment Received | Residential | ANDOVER | 2021 | Battery |  | Tesla | 13.5 | 10 | 5 | BTM | [6 empty] | AC-Coupled | Solar
331235 |  |  | MA - SMART Program |  |  | Full Payment Received | Residential | CHESHIRE | 2021 | Battery |  | Delta Electronics | 9.3 |  | 5.76 | BTM | [6 empty] | DC-Coupled | Solar |  | 5.76
331582 |  |  | MA - SMART Program |  |  | Full Payment Received | Residential | WORCESTER | 2021 | Battery |  | SolarEdge Technologies | 9.3 |  | 6 | BTM | [6 empty] | DC-Coupled | Solar |  | 9.8
199765 |  |  | - |  |  | Full Payment Received | Residential | GLOUCESTER | 2021 | Battery |  | Tesla | 13.5 | 10 | 5 | [7 empty] | Separate PCC | Solar
331278 |  |  | MA - SMART Program |  |  | Full Payment Received | Residential - Heat | SPENCER | 2021 | Battery |  | Delta Electronics | 9.3 |  | 5.76 | BTM | [6 empty] | DC-Coupled | Solar |  | 5.76
331730 |  |  | MA - SMART Program |  |  | Full Payment Received | Residential | HAVERHILL | 2021 | Battery |  | SolarEdge Technologies | 9.3 |  | 6 | BTM | [6 empty] | DC-Coupled | Solar |  | 6
331293 |  |  | MA - SMART Program |  |  | Full Payment Received | Residential | WORCESTER | 2021 | Battery |  | Delta Electronics | 9.3 |  | 5.76 | BTM | [6 empty] | DC-Coupled | Solar |  | 5.76
331287 |  |  | MA - SMART Program |  |  | Full Payment Received | Residential | WEBSTER | 2021 | Battery |  | Delta Electronics | 9.3 |  | 5.76 | BTM | [6 empty] | DC-Coupled | Solar |  | 5.76
331583 |  |  | MA - SMART Program |  |  | Full Payment Received | Residential | SEEKONK | 2021 | Battery |  | StorEdge Technologies | 9.3 |  | 7.6 | BTM | [6 empty] | DC-Coupled | Solar |  | 7.6
333808 |  |  | MA - SMART Program |  |  | Full Payment Received | Residential | FISKDALE | 2021 | Battery |  | Delta Electronics | 9.3 |  | 5.76 | BTM | [6 empty] | DC-Coupled | Solar |  | 5.76
333783 |  |  | MA - SMART Program |  |  | Full Payment Received | Residential | ANDOVER | 2021 | Battery |  | Generac | 14.3 |  | 7.6 | BTM | [6 empty] | DC-Coupled | Solar |  | 7.6
334533 |  |  | MA - SMART Program |  |  | Full Payment Received | Residential | WESTFORD | 2021 | Battery |  | Delta Electronics | 9.3 |  | 7.68 | BTM | [6 empty] | DC-Coupled | Solar |  | 7.68
330512 |  |  | MA - SMART Program |  |  | Full Payment Received | Residential - Heat | ATTLEBORO | 2021 | Battery |  | Delta Electronics | 9.3 |  | 5.76 | BTM | [6 empty] | DC-Coupled | Solar |  | 9.6
371639 |  |  | MA - SMART Program |  |  | Full Payment Received | Residential - Heat | LEEDS | 2021 | Battery |  | StorEdge | 9.3 |  | 3.8 | BTM | [6 empty] | DC-Coupled | Solar |  | 3.8
330607 |  |  | MA - SMART Program |  |  | Full Payment Received | Residential | ORANGE | 2021 | Battery |  | Delta Electronics | 9.3 |  | 5.76 | BTM | [6 empty] | DC-Coupled | Solar |  | 5.76
331465 |  |  | MA - SMART Program |  |  | Full Payment Received | Residential | LAWRENCE | 2021 | Battery |  | StorEdge | 9.3 |  | 7.6 | BTM | [6 empty] | DC-Coupled | Solar |  | 7.6
333689 |  |  | MA - SMART Program |  |  | Full Payment Received | Residential - Heat | S HAMILTON | 2021 | Battery |  | Tesla | 13.5 | 10 | 5 | BTM | Generation Support (e.g., Peaker Replacement) | [5 empty] | AC-Coupled | Solar |  | 10
351238 |  |  | MA - SMART Program |  |  | Full Payment Received | Residential | FLORENCE | 2021 | Battery |  | Generac | 18 |  | 7.6 | BTM | [6 empty] | DC-Coupled | Solar |  | 7.6
350539 |  |  | MA - SMART Program |  |  | Full Payment Received | Residential | CLINTON | 2021 | Battery |  | StorEdge | 9.3 |  | 7.6 | BTM | [6 empty] | DC-Coupled | Solar |  | 7.6
353683 |  |  | MA - SMART Program |  |  | Full Payment Received | Residential | GRAFTON | 2021 | Battery |  | SolarEdge Technologies | 9.3 |  | 6 | BTM | [6 empty] | DC-Coupled | Solar |  | 9.8
350553 |  |  | MA - SMART Program |  |  | Full Payment Received | Residential | FRANKLIN | 2021 | Battery |  | SolarEdge Technologies | 9.3 |  | 6 | BTM | [6 empty] | DC-Coupled | Solar |  | 9.8