## Installed Projects
Installed Projects
Energy Storage System | [20 empty] | Generation
DG WR Number | Common Project Name (Redacted) | Policy Source 1 | Policy Source 2 | Other - Source | PTO Date | Year Procured | Customer Type | City/Town (Redacted) | Technology Type | Other - Technology | Manufactuer | Energy kWh (DC) | Capacity kW (DC) | Energy kWh (AC) | Capacity kW (AC) | Installation Type | Application/ Intended Use #1 | Application/ Intended Use #2 | Application/ Intended Use #3 | Other - Application/ Intended Use | DG WR Number | Storage Co-Located with DG/ Generation? | System Configuration Type | DG/ Generation Type | Capacity kW (DC) | Capacity kW (AC)
|  | MA - Energy Efficiency/ DR Program |  |  |  | 2022 | Commercial |  | Thermal Storage |  |  |  |  | 830 | 3320 | Behind the Meter | Peak Shaving/ Load Leveling | Customer Bill Savings (e.g., Demand Charge Management, TOU Arbitrage) |  |  |  | No
|  | MA - Energy Efficiency/ DR Program |  |  |  | 2019 | Commercial |  | Thermal Storage |  | Viking Cold |  |  | 375 | 1500 | Behind the Meter | Peak Shaving/ Load Leveling | Customer Bill Savings (e.g., Demand Charge Management, TOU Arbitrage) |  |  |  | No
|  | MA - Energy Efficiency/ DR Program |  |  |  | 2019 | Commercial |  | Thermal Storage |  | Viking Cold |  |  | 275 | 1100 | Behind the Meter | Peak Shaving/ Load Leveling | Customer Bill Savings (e.g., Demand Charge Management, TOU Arbitrage) |  |  |  | No
|  | MA - Energy Efficiency/ DR Program |  |  |  | 2018 | Commercial |  | Thermal Storage |  | Viking Cold |  |  | 178 | 712 | Behind the Meter | Peak Shaving/ Load Leveling | Customer Bill Savings (e.g., Demand Charge Management, TOU Arbitrage) |  |  |  | No
|  | MA - Energy Efficiency/ DR Program |  |  |  | 2019 | Commercial |  | Thermal Storage |  | Ice Energy |  |  | 70 | 280 | Behind the Meter | Peak Shaving/ Load Leveling | Customer Bill Savings (e.g., Demand Charge Management, TOU Arbitrage) |  |  |  | No
|  | MA - Energy Efficiency/ DR Program |  |  |  | 2019 | Commercial |  | Thermal Storage |  | Ice Energy |  |  | 60 | 240 | Behind the Meter | Peak Shaving/ Load Leveling | Customer Bill Savings (e.g., Demand Charge Management, TOU Arbitrage) |  |  |  | No
|  | MA - Energy Efficiency/ DR Program |  |  |  | 2018 | Commercial |  | Thermal Storage |  | Viking Cold |  |  | 40 | 160 | Behind the Meter | Peak Shaving/ Load Leveling | Customer Bill Savings (e.g., Demand Charge Management, TOU Arbitrage) |  |  |  | No
|  | MA - Energy Efficiency/ DR Program |  |  |  | 2019 | Commercial |  | Thermal Storage |  | Viking Cold |  |  | 33 | 132 | Behind the Meter | Peak Shaving/ Load Leveling | Customer Bill Savings (e.g., Demand Charge Management, TOU Arbitrage) |  |  |  | No
|  | MA - Energy Efficiency/ DR Program |  |  |  | 2019 | Commercial |  | Thermal Storage |  | Ice Energy |  |  | 30 | 120 | Behind the Meter | Peak Shaving/ Load Leveling | Customer Bill Savings (e.g., Demand Charge Management, TOU Arbitrage) |  |  |  | No
|  | MA - Energy Efficiency/ DR Program |  |  |  | 2019 | Commercial |  | Thermal Storage |  | Viking Cold |  |  | 23 | 92 | Behind the Meter | Peak Shaving/ Load Leveling | Customer Bill Savings (e.g., Demand Charge Management, TOU Arbitrage) |  |  |  | No
|  | MA - Energy Efficiency/ DR Program |  |  |  | 2018 | Commercial |  | Thermal Storage |  | Ice Energy |  |  | 20 | 80 | Behind the Meter | Peak Shaving/ Load Leveling | Customer Bill Savings (e.g., Demand Charge Management, TOU Arbitrage) |  |  |  | No
|  | MA - Energy Efficiency/ DR Program |  |  |  | 2019 | Commercial |  | Thermal Storage |  | Ice Energy |  |  | 19 | 76 | Behind the Meter | Peak Shaving/ Load Leveling | Customer Bill Savings (e.g., Demand Charge Management, TOU Arbitrage) |  |  |  | No
|  | MA - Energy Efficiency/ DR Program |  |  |  | 2019 | Commercial |  | Thermal Storage |  | Ice Energy |  |  | 17 | 68 | Behind the Meter | Peak Shaving/ Load Leveling | Customer Bill Savings (e.g., Demand Charge Management, TOU Arbitrage) |  |  |  | No
|  | MA - Energy Efficiency/ DR Program |  |  |  | 2019 | Commercial |  | Thermal Storage |  | Ice Energy |  |  | 9 | 36 | Behind the Meter | Peak Shaving/ Load Leveling | Customer Bill Savings (e.g., Demand Charge Management, TOU Arbitrage) |  |  |  | No
|  | MA - Energy Efficiency/ DR Program |  |  |  | 2019 | Commercial |  | Thermal Storage |  | Ice Energy |  |  | 8 | 32 | Behind the Meter | Peak Shaving/ Load Leveling | Customer Bill Savings (e.g., Demand Charge Management, TOU Arbitrage) |  |  |  | No
HISTSI-11969 |  |  | MA - SMART Program |  | 2021-03-10 | 2020-09-02 | Residential |  | Lithium Ion |  | Tesla |  |  | 13.5 | 6 | BM |  |  |  |  | 2357945 | Yes |  | PhotoVoltaic |  | 10
HISTSI-13663 |  |  | MA - SMART Program |  | 2020-09-08 |  | Residential |  | Lithium Ion |  | Sonnen |  |  | 7.5 | 5 | BM | [5 empty] | Yes |  | PhotoVoltaic |  | 7.6
HISTSI-16144 |  |  | MA - SMART Program |  | 2021-01-07 | 2019-05-03 | Residential |  | Lithium Ion |  | Tesla |  |  | 13.5 | 29 | BM |  |  |  |  | 2341444 | Yes |  | PhotoVoltaic |  | 10
HISTSI-09669 |  |  | MA - SMART Program |  | 2019-02-22 |  | Residential |  | Lithium Ion |  | LG Chem |  |  | 4.875 | 5 | BM |  |  |  | SMART |  | Yes |  | PhotoVoltaic |  | 7.6
HISTSI-09998 |  |  | MA - SMART Program |  | 2019-05-28 |  | Residential |  | Lithium Ion |  | Tesla |  |  | 13.5 | 6 | BM |  |  |  | SMART |  | Yes |  | PhotoVoltaic |  | 7.6
HISTSI-10188 |  |  | MA - SMART Program |  | 2019-07-19 |  | Residential |  | Lithium Ion |  | Other | 7 | 3.3 | 6 | 3 | BM |  |  |  | SMART |  | Yes | DC-Coupled | PhotoVoltaic |  | 8
HISTSI-10350 |  |  | MA - SMART Program |  | 2019-08-16 |  | Residential |  | Lithium Ion |  | Tesla |  |  | 13.5 | 6 | BM |  |  |  | SMART |  | Yes | AC-Coupled | PhotoVoltaic |  | 10
HISTSI-10363 |  |  | MA - SMART Program |  | 2019-08-19 |  | Residential |  | Lithium Ion |  | Tesla |  |  | 13.5 | 6 | BM |  |  |  | SMART |  | Yes |  | PhotoVoltaic |  | 8.41
HISTSI-10586 |  |  | MA - SMART Program |  | 2019-10-07 |  | Residential |  | Lithium Ion |  | Other | 11.4 | 4 | 10 | 5 | BM |  |  |  | SMART |  | Yes | DC-Coupled | PhotoVoltaic |  | 7.6
HISTSI-10712 |  |  | MA - SMART Program |  | 2019-10-23 |  | Residential |  | Lithium Ion |  | Tesla |  |  | 13.5 | 5 | BM |  |  |  | SMART |  | Yes | AC-Coupled | PhotoVoltaic |  | 10
HISTSI-10830 |  |  | MA - SMART Program |  | 2019-11-07 |  | Residential |  | Lithium Ion |  | Other |  |  | 6 | 3 | BM |  |  |  | SMART |  | Yes |  | PhotoVoltaic |  | 7.6
HISTSI-10898 |  |  |  |  | 2019-11-20 |  | Residential |  |  |  | SimpliPhi |  |  | 0 | 0 | BM | [5 empty] | Yes |  | PhotoVoltaic |  | 7.6
HISTSI-10916 |  |  | MA - SMART Program |  | 2019-11-21 |  | Residential |  | Lithium Ion |  | Tesla |  |  | 13.5 | 10 | BM |  |  |  | SMART |  | Yes | AC-Coupled | PhotoVoltaic |  | 10
HISTSI-11055 |  |  | MA - SMART Program |  | 2019-12-24 |  | Residential |  | Lithium Ion |  | Other |  |  | 14 | 7 | BM |  |  |  | SMART |  | Yes |  | PhotoVoltaic |  | 7.6
HISTSI-11132 |  |  | MA - SMART Program |  | 2020-01-15 |  | Residential |  | Lithium Ion |  | Tesla | 13.5 | 5 | 13.5 | 5 | BM |  |  |  | SMART |  | Yes | DC-Coupled | PhotoVoltaic |  | 12.6
HISTSI-11524 |  |  | MA - SMART Program |  | 2020-06-15 |  | Residential |  | Lithium Ion |  | LG Chem |  |  | 4.875 | 5 | BM | [5 empty] | Yes |  | PhotoVoltaic |  | 9.18
HISTSI-16901 |  |  | MA - SMART Program |  | 2006-09-30 |  | Residential |  | Lithium Ion |  | Tesla |  |  | 13.5 | 6 | BM |  |  |  | SMART |  | Yes |  | PhotoVoltaic |  | 10.51
HISTSI-18259 |  |  |  |  | 2011-08-02 |  | Residential |  | Lithium Ion |  | Tesla |  |  | 13.5 | 5 | BM | [5 empty] | Yes |  | PhotoVoltaic |  | 8.1
HISTSI-19303 |  |  |  |  | 2012-08-13 |  | Residential |  | Lithium Ion |  | Tesla |  |  | 13.5 | 5 | BM | [5 empty] | Yes |  | PhotoVoltaic |  | 9.99
HISTSI-19413 |  |  |  |  | 2012-08-30 |  | Residential | [6 empty] | 20 | 10 | [6 empty] | Yes |  | PhotoVoltaic |  | 6.3
HISTSI-19483 |  |  |  |  | 2012-09-12 |  | Residential | [6 empty] | 20 | 10 | [6 empty] | Yes |  | PhotoVoltaic |  | 5.88
HISTSI-19545 |  |  |  |  | 2012-09-25 |  | Residential |  | Lithium Ion |  | Tesla |  |  | 13.5 | 5 | BM | [5 empty] | Yes |  | PhotoVoltaic |  | 3.12
HISTSI-20090 |  |  |  |  | 2012-12-28 |  | Residential |  | Lithium Ion |  | Tesla |  |  | 13.5 | 10 | BM | [5 empty] | Yes |  | PhotoVoltaic |  | 6.9
HISTSI-21678 |  |  |  |  | 2013-08-29 |  | Residential | [6 empty] | 10 | 5 | [6 empty] | Yes |  | PhotoVoltaic |  | 8.82
HISTSI-22178 |  |  |  |  | 2013-11-25 |  | Residential |  | Lithium Ion |  | Tesla |  |  | 13.5 | 25 | BM | [5 empty] | Yes |  | PhotoVoltaic |  | 10
HISTSI-23083 |  |  |  |  | 2014-04-25 |  | Residential |  | Lithium Ion |  | Tesla |  |  | 13.5 | 5 | BM | [5 empty] | Yes |  | PhotoVoltaic |  | 5.23
HISTSI-23911 |  |  | MA - SMART Program |  | 2014-08-12 |  | Residential |  | Lithium Ion |  | sonnenBacterie |  |  | 7.5 | 7 | BM |  |  |  | SMART |  | Yes |  | PhotoVoltaic |  | 5.83
HISTSI-24287 |  |  |  |  | 2014-09-12 |  | Residential |  | Lithium Ion |  | Tesla |  |  | 13.5 | 5 | BM | [5 empty] | Yes |  | PhotoVoltaic |  | 7.91
HISTSI-24593 |  |  |  |  | 2014-10-09 |  | Residential |  | Lithium Ion |  | Tesla |  |  | 13.5 | 5 | BM | [5 empty] | Yes |  | PhotoVoltaic |  | 3.27
HISTSI-24977 |  |  |  |  | 2014-11-12 |  | Residential |  | Lithium Ion |  | Tesla |  |  | 13.5 | 7.5 | BM | [5 empty] | Yes |  | PhotoVoltaic |  | 3.78
HISTSI-24981 |  |  |  |  | 2014-11-12 |  | Residential |  | Lithium Ion |  | Tesla |  |  | 13.5 | 10 | BM | [5 empty] | Yes |  | PhotoVoltaic |  | 5.89
HISTSI-24984 |  |  | MA - SMART Program |  | 2014-11-12 |  | Residential |  | Lithium Ion |  | Tesla |  |  | 13.5 | 6 | BM |  |  |  | SMART |  | Yes |  | PhotoVoltaic |  | 10.2
HISTSI-25426 |  |  |  |  | 2014-12-23 |  | Residential |  | Lithium Ion |  | Tesla |  |  | 13.5 | 5 | BM | [5 empty] | Yes |  | PhotoVoltaic |  | 6.3
HISTSI-25899 |  |  |  |  | 2015-01-16 |  | Residential |  | Lithium Ion |  | Tesla |  |  | 13.5 | 10 | BM | [5 empty] | Yes |  | PhotoVoltaic |  | 6.44
HISTSI-26056 |  |  |  |  | 2015-01-30 |  | Residential | [6 empty] | 20 | 10 | [6 empty] | Yes |  | PhotoVoltaic |  | 9.45
HISTSI-26720 |  |  |  |  | 2015-03-19 |  | Residential | [6 empty] | 10 | 5 | [6 empty] | Yes |  | PhotoVoltaic |  | 8.67
HISTSI-27413 |  |  |  |  | 2015-05-06 |  | Residential |  | Lithium Ion |  | Tesla |  |  | 13.5 | 10 | BM | [5 empty] | Yes |  | PhotoVoltaic |  | 4.08
HISTSI-28169 |  |  |  |  | 2015-06-18 |  | Residential |  | Lithium Ion |  | Tesla |  |  | 13.5 | 5 | BM | [5 empty] | Yes |  | PhotoVoltaic |  | 9.18
HISTSI-28723 |  |  |  |  | 2015-07-14 |  | Residential | [6 empty] | 10 | 5 | [6 empty] | Yes |  | PhotoVoltaic |  | 2.8
HISTSI-29633 |  |  |  |  | 2015-08-27 |  | Residential |  | Lithium Ion |  | Sonnen |  |  | 12.5 | 8 | BM |  |  |  |  | 2089203 | Yes |  | PhotoVoltaic | 8.4 | 7.2
HISTSI-31725 |  |  |  |  | 2015-12-01 |  | Residential | [6 empty] | 20 | 10 | [6 empty] | Yes |  | PhotoVoltaic |  | 9.69
HISTSI-33460 |  |  |  |  | 2016-02-03 |  | Residential |  | Lithium Ion |  | Outback |  |  | 13 | 6.5 | BM | [5 empty] | Yes |  | PhotoVoltaic |  | 7.8
HISTSI-33752 |  |  | MA - SMART Program |  | 2016-02-24 |  | Residential |  | Lithium Ion |  | Other |  |  | 14 | 7 | BM |  |  |  | SMART |  | Yes |  | PhotoVoltaic |  | 16.77
HISTSI-34195 |  |  |  |  | 2016-03-12 |  | Residential |  | Lithium Ion |  | ABB |  |  | 13.6 | 6.8 | BM | [5 empty] | Yes |  | PhotoVoltaic |  | 3.44
HISTSI-34196 |  |  |  |  | 2016-03-12 |  | Residential |  | Lithium Ion |  | Tesla |  |  | 13.5 | 5 | BM | [5 empty] | Yes |  | PhotoVoltaic |  | 5.33
HISTSI-34440 |  |  |  |  | 2016-03-23 |  | Residential |  | Lithium Ion |  | Tesla |  |  | 13.5 | 6 | BM | [5 empty] | Yes |  | PhotoVoltaic |  | 6.54
HISTSI-35269 |  |  |  |  | 2016-04-29 |  | Residential |  | Lithium Ion |  | Tesla |  |  | 13.5 | 10 | BM | [5 empty] | Yes |  | PhotoVoltaic |  | 9.62
HISTSI-35389 |  |  |  |  | 2016-05-09 |  | Residential |  | Lithium Ion |  | Tesla |  |  | 13.5 | 5 | BM | [5 empty] | Yes |  | PhotoVoltaic |  | 4.68
HISTSI-36446 |  |  |  |  | 2016-06-24 |  | Residential |  | Lithium Ion |  | Tesla |  |  | 13.5 | 8.32 | BM | [5 empty] | Yes |  | PhotoVoltaic |  | 8.5
HISTSI-37066 |  |  |  |  | 2016-07-26 |  | Residential |  | Lithium Ion |  | Tesla |  |  | 13.5 | 5 | BM | [5 empty] | Yes |  | PhotoVoltaic |  | 5.89
HISTSI-39484 |  |  |  |  | 2016-12-12 |  | Residential |  | Lithium Ion |  | Tesla |  |  | 13.5 | 5 | BM |  |  |  | Backup, Solar Self Consumption |  | Yes |  | PhotoVoltaic |  | 4.05
HISTSI-39588 |  |  |  |  | 2016-12-15 |  | Residential | [6 empty] | 20 | 10 | [6 empty] | Yes |  | PhotoVoltaic |  | 6.89
HISTSI-39589 |  |  |  |  | 2016-12-15 |  | Residential |  | Lithium Ion |  | Tesla |  |  | 13.5 | 5 | BM | [5 empty] | Yes |  | PhotoVoltaic |  | 6.89
HISTSI-39704 |  |  |  |  | 2016-12-20 |  | Residential |  | Lithium Ion |  | Tesla |  |  | 13.5 | 3.3 | BM | [5 empty] | Yes |  | PhotoVoltaic |  | 4.77
HISTSI-39800 |  |  |  |  | 2016-12-27 |  | Residential |  | Lithium Ion |  | Tesla |  |  | 13.5 | 3.3 | BM | [5 empty] | Yes |  | PhotoVoltaic |  | 5.83
HISTSI-40194 |  |  |  |  | 2017-01-18 |  | Residential |  | Lithium Ion |  | Tesla |  |  | 13.5 | 5 | BM | [5 empty] | Yes |  | PhotoVoltaic |  | 9.8
HISTSI-41883 |  |  |  |  | 2017-07-06 |  | Residential |  | Lithium Ion |  | Tesla |  |  | 13.5 | 5 | BM | [5 empty] | Yes |  | PhotoVoltaic |  | 7.8
HISTSI-41945 |  |  |  |  | 2017-07-12 |  | Residential |  | Lithium Ion |  | Tesla |  |  | 13.5 | 5 | BM | [5 empty] | Yes |  | PhotoVoltaic |  | 2.7
HISTSI-42078 |  |  |  |  | 2017-07-31 |  | Residential |  | Lithium Ion |  | Tesla |  |  | 13.5 | 5 | BM | [5 empty] | Yes |  | PhotoVoltaic |  | 6.24
HISTSI-42153 |  |  |  |  | 2017-08-04 |  | Residential |  | Lithium Ion |  | Tesla |  |  | 13.5 | 5 | BM | [5 empty] | Yes |  | PhotoVoltaic |  | 9.1
HISTSI-42375 |  |  |  |  | 2017-08-29 |  | Residential |  | Lithium Ion |  | Tesla |  |  | 13.5 | 5 | BM | [5 empty] | Yes |  | PhotoVoltaic |  | 8.7
HISTSI-42563 |  |  |  |  | 2017-09-21 |  | Residential |  | Lithium Ion |  | Tesla |  |  | 13.5 | 5 | BM | [5 empty] | Yes |  | PhotoVoltaic |  | 11.05
HISTSI-42674 |  |  |  |  | 2017-10-05 |  | Residential |  | Lithium Ion |  | Tesla |  |  | 13.5 | 5 | BM | [5 empty] | Yes |  | PhotoVoltaic |  | 6.3
HISTSI-42686 |  |  |  |  | 2017-10-06 |  | Residential |  | Lithium Ion |  | Tesla |  |  | 13.5 | 5 | BM | [5 empty] | Yes |  | PhotoVoltaic |  | 9.1
HISTSI-42756 |  |  |  |  | 2017-10-16 |  | Residential |  | Lithium Ion |  | Tesla |  |  | 13.5 | 1.67 | BM | [5 empty] | Yes |  | PhotoVoltaic |  | 7.6
HISTSI-42768 |  |  |  |  | 2017-10-16 |  | Residential |  | Lithium Ion |  | Tesla |  |  | 13.5 | 0 | BM | [5 empty] | Yes |  | PhotoVoltaic | 0 | 0
HISTSI-42781 |  |  |  |  | 2017-10-17 |  | Residential |  | Lithium Ion |  | Tesla |  |  | 13.5 | 1.67 | BM | [5 empty] | Yes |  | PhotoVoltaic |  | 7.6
HISTSI-42828 |  |  |  |  | 2017-10-20 |  | Residential |  | Lithium Ion |  | Tesla |  |  | 13.5 | 5 | BM | [5 empty] | Yes |  | PhotoVoltaic |  | 4.5
HISTSI-42873 |  |  |  |  | 2017-10-25 |  | Residential |  | Lithium Ion |  | Tesla |  |  | 13.5 | 5 | BM | [5 empty] | Yes |  | PhotoVoltaic |  | 5.7
HISTSI-43036 |  |  |  |  | 2017-11-09 |  | Residential |  | Lithium Ion |  | Tesla |  |  | 13.5 | 5 | BM | [5 empty] | Yes |  | PhotoVoltaic |  | 12.95
HISTSI-43082 |  |  |  |  | 2017-11-14 |  | Residential |  | Lithium Ion |  | Tesla |  |  | 13.5 | 5 | BM | [5 empty] | Yes |  | PhotoVoltaic |  | 7.6
HISTSI-43380 |  |  |  |  | 2017-12-15 |  | Residential |  | Lithium Ion |  | Tesla |  |  | 13.5 | 5 | BM | [5 empty] | Yes |  | PhotoVoltaic |  | 11.05
HISTSI-43598 |  |  |  |  | 2018-01-08 |  | Residential | [6 empty] | 10 | 5 | [6 empty] | Yes |  | PhotoVoltaic |  | 5.22
HISTSI-43599 |  |  |  |  | 2018-01-08 |  | Residential |  | Lithium Ion |  | Tesla |  |  | 13.5 | 10 | BM | [5 empty] | Yes |  | PhotoVoltaic |  | 5.22
HISTSI-43636 |  |  |  |  | 2018-01-10 |  | Residential |  | Lithium Ion |  | Tesla |  |  | 13.5 | 5 | BM | [5 empty] | Yes |  | PhotoVoltaic |  | 7.6
HISTSI-43678 |  |  |  |  | 2018-01-16 |  | Residential |  | Lithium Ion |  | Tesla |  |  | 13.5 | 5 | BM | [5 empty] | Yes |  | PhotoVoltaic |  | 8.1
HISTSI-43684 |  |  |  |  | 2018-01-16 |  | Residential |  | Lithium Ion |  | Tesla |  |  | 13.5 | 5 | BM | [5 empty] | Yes |  | PhotoVoltaic |  | 9.9
HISTSI-43699 |  |  |  |  | 2018-01-16 |  | Residential |  | Lithium Ion |  | Tesla |  |  | 13.5 | 5 | BM | [5 empty] | Yes |  | PhotoVoltaic |  | 9.72
HISTSI-43709 |  |  |  |  | 2018-01-18 |  | Residential |  | Lithium Ion |  | Tesla |  |  | 13.5 | 1.67 | BM | [5 empty] | Yes |  | PhotoVoltaic |  | 7.6
HISTSI-43793 |  |  |  |  | 2018-01-25 |  | Residential |  | Lithium Ion |  | Tesla |  |  | 13.5 | 1.67 | BM | [5 empty] | Yes |  | PhotoVoltaic |  | 7.6
HISTSI-43817 |  |  |  |  | 2018-01-29 |  | Residential |  | Lithium Ion |  | Tesla |  |  | 13.5 | 5 | BM | [5 empty] | Yes |  | PhotoVoltaic |  | 10.08
HISTSI-43840 |  |  |  |  | 2018-02-01 |  | Residential |  | Lithium Ion |  | Tesla |  |  | 13.5 | 5 | BM | [5 empty] | Yes |  | PhotoVoltaic |  | 13
HISTSI-43873 |  |  |  |  | 2018-02-05 |  | Residential |  | Lithium Ion |  | Tesla |  |  | 13.5 | 5 | BM | [5 empty] | Yes |  | PhotoVoltaic |  | 13.68
HISTSI-43982 |  |  |  |  | 2018-02-15 |  | Residential |  | Lithium Ion |  | Tesla |  |  | 13.5 | 5 | BM | [5 empty] | Yes |  | PhotoVoltaic |  | 4.23
HISTSI-44005 |  |  |  |  | 2018-02-20 |  | Residential |  | Lithium Ion |  | Tesla |  |  | 13.5 | 5 | BM | [5 empty] | Yes |  | PhotoVoltaic |  | 7.6
HISTSI-44038 |  |  |  |  | 2018-02-22 |  | Residential |  | Lithium Ion |  | Tesla |  |  | 13.5 | 5 | BM | [5 empty] | Yes |  | PhotoVoltaic |  | 10.2
HISTSI-44103 |  |  |  |  | 2018-03-01 |  | Residential |  | Lithium Ion |  | Tesla |  |  | 13.5 | 5 | BM | [5 empty] | Yes |  | PhotoVoltaic |  | 2.93
HISTSI-44137 |  |  |  |  | 2018-03-19 |  | Residential |  | Lithium Ion |  | Tesla |  |  | 13.5 | 5 | BM | [5 empty] | Yes |  | PhotoVoltaic |  | 7.2
HISTSI-44175 |  |  |  |  | 2018-03-20 |  | Residential |  | Lithium Ion |  | Tesla |  |  | 13.5 | 5 | BM | [5 empty] | Yes |  | PhotoVoltaic |  | 12.18
HISTSI-44226 |  |  |  |  | 2018-03-23 |  | Residential |  | Lithium Ion |  | Tesla |  |  | 13.5 | 10 | BM | [5 empty] | Yes |  | PhotoVoltaic |  | 13
HISTSI-44282 |  |  |  |  | 2018-03-28 |  | Residential |  | Lithium Ion |  | Tesla |  |  | 13.5 | 5 | BM | [5 empty] | Yes |  | PhotoVoltaic |  | 9.1
HISTSI-44298 |  |  |  |  | 2018-03-30 |  | Residential |  | Lithium Ion |  | Delta |  |  | 23.2 | 11.6 | BM | [5 empty] | Yes |  | PhotoVoltaic |  | 6.9
HISTSI-44315 |  |  |  |  | 2018-03-30 |  | Residential |  | Lithium Ion |  | Delta |  |  | 25.2 | 12.6 | BM | [5 empty] | Yes |  | PhotoVoltaic |  | 8.4
HISTSI-44359 |  |  |  |  | 2018-04-04 |  | Residential |  | Lithium Ion |  | Tesla |  |  | 13.5 | 5 | BM | [5 empty] | Yes |  | PhotoVoltaic |  | 9.3
HISTSI-44523 |  |  |  |  | 2018-04-23 |  | Residential |  | Lithium Ion |  | Tesla |  |  | 13.5 | 5 | BM | [5 empty] | Yes |  | PhotoVoltaic |  | 10.08
HISTSI-44573 |  |  |  |  | 2018-04-26 |  | Residential |  | Lithium Ion |  | Tesla |  |  | 13.5 | 5 | BM | [5 empty] | Yes |  | PhotoVoltaic |  | 7.6
HISTSI-44612 |  |  |  |  | 2018-05-01 |  | Residential |  | Lithium Ion |  | Tesla |  |  | 13.5 | 10 | BM | [5 empty] | Yes |  | PhotoVoltaic |  | 7.6
HISTSI-44634 |  |  |  |  | 2018-05-03 |  | Residential |  | Lithium Ion |  | Tesla |  |  | 13.5 | 5 | BM | [5 empty] | Yes |  | PhotoVoltaic |  | 7.6
HISTSI-44688 |  |  |  |  | 2018-05-07 |  | Residential | [6 empty] | 10 | 5 | [6 empty] | Yes |  | PhotoVoltaic |  | 4.8
HISTSI-44726 |  |  |  |  | 2018-05-10 |  | Residential |  | Lithium Ion |  | Tesla |  |  | 13.5 | 5 | BM | [5 empty] | Yes |  | PhotoVoltaic |  | 12.96
HISTSI-44744 |  |  |  |  | 2018-05-11 |  | Residential |  | Lithium Ion |  | Delta |  |  | 20 | 10 | BM | [5 empty] | Yes |  | PhotoVoltaic |  | 2.6
HISTSI-44815 |  |  |  |  | 2018-05-18 |  | Residential |  | Lithium Ion |  | Tesla |  |  | 13.5 | 5 | BM | [5 empty] | Yes |  | PhotoVoltaic |  | 3
HISTSI-44820 |  |  |  |  | 2018-05-18 |  | Residential | [6 empty] | 20 | 10 | [6 empty] | Yes |  | PhotoVoltaic |  | 9.8
HISTSI-44888 |  |  |  |  | 2018-05-25 |  | Residential |  | Lithium Ion |  | Tesla |  |  | 13.5 | 5 | BM | [5 empty] | Yes |  | PhotoVoltaic |  | 10.07
HISTSI-44912 |  |  |  |  | 2018-05-25 |  | Residential |  | Lithium Ion |  | Delta |  |  | 17.6 | 8.8 | BM | [5 empty] | Yes |  | PhotoVoltaic |  | 11.38
HISTSI-44975 |  |  |  |  | 2018-06-01 |  | Residential | [6 empty] | 10 | 5 | [6 empty] | Yes |  | PhotoVoltaic |  | 7.32
HISTSI-44996 |  |  |  |  | 2018-06-04 |  | Residential |  | Lithium Ion |  | Pika Energy |  |  | 15.2 | 7.6 | BM | [5 empty] | Yes |  | PhotoVoltaic |  | 19.76
HISTSI-45049 |  |  |  |  | 2018-06-07 |  | Residential |  | Lithium Ion |  | Tesla |  |  | 13.5 | 30 | BM | [5 empty] | Yes |  | PhotoVoltaic |  | 18
HISTSI-45069 |  |  |  |  | 2018-06-11 |  | Residential |  | Lithium Ion |  | Tesla |  |  | 13.5 | 5 | BM | [5 empty] | Yes |  | PhotoVoltaic |  | 9.1
HISTSI-45075 |  |  |  |  | 2018-06-12 |  | Residential | [6 empty] | 10 | 5 | [6 empty] | Yes |  | PhotoVoltaic |  | 6
HISTSI-45093 |  |  |  |  | 2018-06-13 |  | Residential |  | Lithium Ion |  | Delta |  |  | 15.2 | 7.6 | BM | [5 empty] | Yes |  | PhotoVoltaic |  | 10.5
HISTSI-45094 |  |  |  |  | 2018-06-13 |  | Residential | [6 empty] | 10 | 5 | [6 empty] | Yes |  | PhotoVoltaic |  | 12.67
HISTSI-45134 |  |  |  |  | 2018-06-18 |  | Residential |  | Lithium Ion |  | Tesla |  |  | 13.5 | 5 | BM | [5 empty] | Yes |  | PhotoVoltaic |  | 6.78
HISTSI-45194 |  |  | MA - SMART Program |  | 2018-06-21 |  | Residential |  | Lithium Ion |  | LG Chem |  |  | 4.875 | 5 | BM |  |  |  | SMART |  | Yes |  | PhotoVoltaic |  | 12.95
HISTSI-45259 |  |  |  |  | 2018-06-27 |  | Residential |  | Lithium Ion |  | Tesla |  |  | 13.5 | 5 | BM | [5 empty] | Yes |  | PhotoVoltaic |  | 9.75
HISTSI-45276 |  |  |  |  | 2018-06-29 |  | Residential | [6 empty] | 20 | 10 | [6 empty] | Yes |  | PhotoVoltaic |  | 5.85
HISTSI-45288 |  |  |  |  | 2018-06-29 |  | Residential |  | Lithium Ion |  | Tesla |  |  | 13.5 | 5 | BM | [5 empty] | Yes |  | PhotoVoltaic |  | 13
HISTSI-45319 |  |  |  |  | 2018-07-03 |  | Residential | [6 empty] | 20 | 10 | [6 empty] | Yes |  | PhotoVoltaic |  | 13
HISTSI-45332 |  |  |  |  | 2018-07-05 |  | Residential | [6 empty] | 10 | 5 | [6 empty] | Yes |  | PhotoVoltaic |  | 7.25
HISTSI-45429 |  |  |  |  | 2018-07-14 |  | Residential |  | Lithium Ion |  | Tesla |  |  | 13.5 | 5 | BM | [5 empty] | Yes |  | PhotoVoltaic |  | 7.56
HISTSI-45435 |  |  |  |  | 2018-07-14 |  | Residential |  | Lithium Ion |  | LG Chem |  |  | 4.875 | 19.3 | BM | Reliability and Resiliency | Reliability and Resiliency |  | Backup, Solar Self Consumption |  | Yes |  | PhotoVoltaic |  | 9.1
HISTSI-45436 |  |  |  |  | 2018-07-14 |  | Residential |  | Lithium Ion |  | Tesla |  |  | 13.5 | 5 | BM | [5 empty] | Yes |  | PhotoVoltaic |  | 13
HISTSI-45459 |  |  |  |  | 2018-07-18 |  | Residential |  | Lithium Ion |  | Tesla |  |  | 13.5 | 5 | BM | [5 empty] | Yes |  | PhotoVoltaic |  | 7.48
HISTSI-45466 |  |  |  |  | 2018-07-18 |  | Residential |  | Lithium Ion |  | Tesla |  |  | 13.5 | 5 | BM | [5 empty] | Yes |  | PhotoVoltaic |  | 12.35
HISTSI-45530 |  |  |  |  | 2018-07-27 |  | Residential |  | Lithium Ion |  | Tesla |  |  | 13.5 | 5 | BM | [5 empty] | Yes |  | PhotoVoltaic |  | 7.4
HISTSI-45654 |  |  |  |  | 2018-08-06 |  | Residential |  | Lithium Ion |  | Tesla |  |  | 13.5 | 5 | BM | [5 empty] | Yes |  | PhotoVoltaic |  | 3.58
HISTSI-45689 |  |  |  |  | 2018-08-10 |  | Residential |  | Lithium Ion |  | Tesla |  |  | 13.5 | 5 | BM | [5 empty] | Yes |  | PhotoVoltaic |  | 6.3
HISTSI-45694 |  |  |  |  | 2018-08-13 |  | Residential |  | Lithium Ion |  | Tesla |  |  | 13.5 | 5 | BM | [5 empty] | Yes |  | PhotoVoltaic |  | 6.71
HISTSI-45734 |  |  |  |  | 2018-08-16 |  | Residential |  | Lithium Ion |  | Tesla |  |  | 13.5 | 5 | BM | [5 empty] | Yes |  | PhotoVoltaic |  | 7.6
HISTSI-45738 |  |  | MA - SMART Program |  | 2018-08-17 |  | Residential |  | Lithium Ion |  | Tesla |  |  | 13.5 | 6 | BM |  |  |  | SMART |  | Yes |  | PhotoVoltaic |  | 4.68
HISTSI-45833 |  |  |  |  | 2018-08-27 |  | Residential |  | Lithium Ion |  | LG Chem |  |  | 4.875 | 12.6 | BM | [5 empty] | Yes |  | PhotoVoltaic |  | 10.08
HISTSI-45869 |  |  |  |  | 2018-08-30 |  | Residential | [6 empty] | 10 | 5 | [6 empty] | Yes |  | PhotoVoltaic |  | 7.6
HISTSI-45897 |  |  |  |  | 2018-09-04 |  | Residential |  | Lithium Ion |  | LG Chem |  |  | 4.875 | 19.3 | BM | Reliability and Resiliency | Reliability and Resiliency |  |  |  | Yes |  | PhotoVoltaic |  | 9.28
HISTSI-45917 |  |  |  |  | 2018-09-05 |  | Residential |  | Lithium Ion |  | Tesla |  |  | 13.5 | 5 | BM | [5 empty] | Yes |  | PhotoVoltaic |  | 3.9
HISTSI-45958 |  |  |  |  | 2018-09-08 |  | Residential |  | Lithium Ion |  | LG Chem |  |  | 4.875 | 12.6 | BM | [5 empty] | Yes |  | PhotoVoltaic |  | 10.08
HISTSI-46122 |  |  |  |  | 2018-09-27 |  | Residential |  | Lithium Ion |  | Tesla |  |  | 13.5 | 5 | BM | [5 empty] | Yes |  | PhotoVoltaic |  | 3.25
HISTSI-46163 |  |  | MA - SMART Program |  | 2018-10-01 |  | Residential |  | Lithium Ion |  | Tesla |  |  | 13.5 | 6 | BM |  |  |  | SMART |  | Yes |  | PhotoVoltaic |  | 5.67
HISTSI-46166 |  |  |  |  | 2018-10-01 |  | Residential |  | Lithium Ion |  | Tesla |  |  | 13.5 | 5 | BM | [5 empty] | Yes |  | PhotoVoltaic |  | 4.88
HISTSI-46168 |  |  |  |  | 2018-10-01 |  | Residential |  | Lithium Ion |  | Tesla |  |  | 13.5 | 5 | BM | [5 empty] | Yes |  | PhotoVoltaic |  | 6.62
HISTSI-46182 |  |  |  |  | 2018-10-02 |  | Residential |  | Lithium Ion |  | Delta |  |  | 25.2 | 12.6 | BM | [5 empty] | Yes |  | PhotoVoltaic |  | 7.63
HISTSI-46191 |  |  |  |  | 2018-10-02 |  | Residential |  | Lithium Ion |  | Tesla |  |  | 13.5 | 5 | BM | [5 empty] | Yes |  | PhotoVoltaic |  | 6.3
HISTSI-46232 |  |  |  |  | 2018-10-09 |  | Residential |  | Lithium Ion |  | Tesla |  |  | 13.5 | 5 | BM | [5 empty] | Yes |  | PhotoVoltaic |  | 8.13
HISTSI-46235 |  |  |  |  | 2018-10-09 |  | Residential |  | Lithium Ion |  | LG Chem |  |  | 4.875 | 12.6 | BM | [5 empty] | Yes |  | PhotoVoltaic |  | 9.1
HISTSI-46252 |  |  |  |  | 2018-10-10 |  | Residential |  | Lithium Ion |  | Tesla |  |  | 13.5 | 5 | BM | [5 empty] | Yes |  | PhotoVoltaic |  | 7.01
HISTSI-46321 |  |  |  |  | 2018-10-17 |  | Residential |  | Lithium Ion |  | LG Chem |  |  | 4.875 | 5 | BM | [5 empty] | Yes |  | PhotoVoltaic |  | 4.2
HISTSI-46356 |  |  |  |  | 2018-10-19 |  | Residential |  | Lithium Ion |  | ABB |  |  | 20 | 10 | BM | [5 empty] | Yes |  | PhotoVoltaic |  | 6
HISTSI-46363 |  |  |  |  | 2018-10-19 |  | Residential |  | Lithium Ion |  | Tesla |  |  | 13.5 | 5 | BM | [5 empty] | Yes |  | PhotoVoltaic |  | 6.62
HISTSI-46366 |  |  |  |  | 2018-10-19 |  | Residential |  | Lithium Ion |  | Tesla |  |  | 13.5 | 5 | BM | [5 empty] | Yes |  | PhotoVoltaic |  | 11.7
HISTSI-46373 |  |  | MA - SMART Program |  | 2018-10-19 |  | Residential |  | Lithium Ion |  | Other |  |  | 26 | 13 | BM |  |  |  | SMART |  | Yes |  | PhotoVoltaic |  | 5.84
HISTSI-46433 |  |  |  |  | 2018-10-26 |  | Residential |  | Lithium Ion |  | Pika Energy |  |  | 25.2 | 12.6 | BM | [5 empty] | Yes |  | PhotoVoltaic |  | 9.6
HISTSI-46453 |  |  |  |  | 2018-10-30 |  | Residential |  | Lithium Ion |  | Tesla |  |  | 13.5 | 5 | BM | [5 empty] | Yes |  | PhotoVoltaic |  | 2.44
HISTSI-46458 |  |  | MA - SMART Program |  | 2018-10-30 |  | Residential |  | Lithium Ion |  | sonnenBacterie |  |  | 5 | 3 | BM |  |  |  | SMART |  | Yes |  | PhotoVoltaic |  | 6.87
HISTSI-46483 |  |  |  |  | 2018-11-01 |  | Residential |  | Lithium Ion |  | LG Chem |  |  | 4.875 | 12.6 | BM | [5 empty] | Yes |  | PhotoVoltaic |  | 8.4
HISTSI-46484 |  |  |  |  | 2018-11-01 |  | Residential |  | Lithium Ion |  | Tesla |  |  | 13.5 | 5 | BM | [5 empty] | Yes |  | PhotoVoltaic |  | 13.33
HISTSI-46511 |  |  |  |  | 2018-11-05 |  | Residential |  | Lithium Ion |  | Tesla |  |  | 13.5 | 5 | BM | [5 empty] | Yes |  | PhotoVoltaic |  | 13.32
HISTSI-46528 |  |  |  |  | 2018-11-06 |  | Residential |  | Lithium Ion |  | LG Chem |  |  | 4.875 | 5 | BM | [5 empty] | Yes |  | PhotoVoltaic |  | 4.62
HISTSI-46535 |  |  |  |  | 2018-11-06 |  | Residential |  | Lithium Ion |  | Tesla |  |  | 13.5 | 5 | BM | [5 empty] | Yes |  | PhotoVoltaic |  | 11.16
HISTSI-46538 |  |  |  |  | 2018-11-06 |  | Residential |  | Lithium Ion |  | Tesla |  |  | 13.5 | 5 | BM | [5 empty] | Yes |  | PhotoVoltaic |  | 9.75
HISTSI-46612 |  |  |  |  | 2018-11-13 |  | Residential |  | Lithium Ion |  | Tesla |  |  | 13.5 | 5 | BM | [5 empty] | Yes |  | PhotoVoltaic |  | 9.1
HISTSI-46615 |  |  |  |  | 2018-11-13 |  | Residential |  | Lithium Ion |  | ABB |  |  | 22 | 11 | BM | [5 empty] | Yes |  | PhotoVoltaic |  | 7.32
HISTSI-46678 |  |  | MA - SMART Program |  | 2018-11-18 |  | Residential |  | Lithium Ion |  | Tesla |  |  | 13.5 | 6 | BM |  |  |  | SMART |  | Yes |  | PhotoVoltaic |  | 5.9
HISTSI-46730 |  |  |  |  | 2018-11-21 |  | Residential |  | Lithium Ion |  | Tesla |  |  | 13.5 | 5 | BM | [5 empty] | Yes |  | PhotoVoltaic |  | 12.35
HISTSI-46782 |  |  | MA - SMART Program |  | 2018-11-26 |  | Residential |  | Lithium Ion |  | Tesla |  |  | 13.5 | 6 | BM |  |  |  | SMART |  | Yes |  | PhotoVoltaic |  | 12.39
HISTSI-46880 |  |  |  |  | 2018-12-06 |  | Residential |  | Lithium Ion |  | LG Chem |  |  | 4.875 | 12.6 | BM | [5 empty] | Yes |  | PhotoVoltaic |  | 7.88
HISTSI-46882 |  |  | MA - SMART Program |  | 2018-12-06 |  | Residential |  |  |  | Sonnen |  |  | 12.5 | 8 | BM | [5 empty] | Yes |  | PhotoVoltaic |  | 8.91
HISTSI-46886 |  |  |  |  | 2018-12-07 |  | Residential | [6 empty] | 10 | 5 | [6 empty] | Yes |  | PhotoVoltaic |  | 7.35
HISTSI-46915 |  |  |  |  | 2018-12-12 |  | Residential |  | Lithium Ion |  | LG Chem |  |  | 4.875 | 5 | BM | [5 empty] | Yes |  | PhotoVoltaic |  | 4.35
HISTSI-47035 |  |  |  |  | 2018-12-27 |  | Residential |  | Lithium Ion |  | Tesla |  |  | 13.5 | 5 | BM | [5 empty] | Yes |  | PhotoVoltaic |  | 9.45
HISTSI-47057 |  |  |  |  | 2019-01-02 |  | Residential |  | Lithium Ion |  | Tesla |  |  | 13.5 | 5 | BM | [5 empty] | Yes |  | PhotoVoltaic |  | 4.88
HISTSI-47066 |  |  |  |  | 2019-01-02 |  | Residential |  | Lithium Ion |  | LG Chem |  |  | 4.875 | 5 | BM | [5 empty] | Yes |  | PhotoVoltaic |  | 9.28
HISTSI-47089 |  |  |  |  | 2019-01-03 |  | Residential |  | Lithium Ion |  | LG Chem |  |  | 4.875 | 12.6 | BM | [5 empty] | Yes |  | PhotoVoltaic |  | 9.28
HISTSI-47108 |  |  |  |  | 2019-01-07 |  | Residential |  | Lithium Ion |  | Tesla |  |  | 13.5 | 5 | BM | [5 empty] | Yes |  | PhotoVoltaic |  | 9.75
HISTSI-47122 |  |  |  |  | 2019-01-09 |  | Residential |  | Lithium Ion |  | Tesla |  |  | 13.5 | 5 | BM | [5 empty] | Yes |  | PhotoVoltaic |  | 13.23
HISTSI-47125 |  |  | MA - SMART Program |  | 2019-01-09 |  | Residential |  | Lithium Ion |  | LG Chem |  |  | 4.875 | 5 | BM |  |  |  | SMART |  | Yes |  | PhotoVoltaic |  | 8
HISTSI-47145 |  |  |  |  | 2019-01-14 |  | Residential |  | Lithium Ion |  | LG Chem |  |  | 4.875 | 12.6 | BM | [5 empty] | Yes |  | PhotoVoltaic |  | 9.1
HISTSI-47147 |  |  | MA - SMART Program |  | 2019-01-14 |  | Residential |  | Lithium Ion |  | Other |  |  | 14 | 7 | BM |  |  |  | SMART |  | Yes |  | PhotoVoltaic |  | 9.72
HISTSI-47153 |  |  | MA - SMART Program |  | 2019-01-15 |  | Residential |  | Lithium Ion |  | Tesla |  |  | 13.5 | 12 | BM |  |  |  | SMART |  | Yes |  | PhotoVoltaic |  | 7.15
HISTSI-47156 |  |  |  |  | 2019-01-15 |  | Residential |  | Lithium Ion |  | Delta |  |  | 10.4 | 5.2 | BM | [5 empty] | Yes |  | PhotoVoltaic |  | 4.88
HISTSI-47157 |  |  |  |  | 2019-01-15 |  | Residential |  | Lithium Ion |  | Tesla |  |  | 13.5 | 5 | BM | [5 empty] | Yes |  | PhotoVoltaic |  | 6.62
HISTSI-47160 |  |  | MA - SMART Program |  | 2019-01-16 |  | Residential |  | Lithium Ion |  | LG Chem |  |  | 4.875 | 5 | BM |  |  |  | SMART |  | Yes |  | PhotoVoltaic |  | 9.9
HISTSI-47192 |  |  |  |  | 2019-01-23 |  | Residential |  | Lithium Ion |  | Tesla |  |  | 13.5 | 5 | BM | [5 empty] | Yes |  | PhotoVoltaic |  | 5.8
HISTSI-47210 |  |  |  |  | 2019-01-24 |  | Residential |  | Lithium Ion |  | Tesla |  |  | 13.5 | 5 | BM | [5 empty] | Yes |  | PhotoVoltaic |  | 13.32
HISTSI-47222 |  |  |  |  | 2019-01-28 |  | Residential |  | Lithium Ion |  | Delta |  |  | 10.4 | 5.2 | BM | [5 empty] | Yes |  | PhotoVoltaic |  | 6.5
HISTSI-47230 |  |  |  |  | 2019-01-28 |  | Residential |  | Lithium Ion |  | Tesla |  |  | 13.5 | 5 | BM | [5 empty] | Yes |  | PhotoVoltaic |  | 12.81
HISTSI-47255 |  |  |  |  | 2019-01-29 |  | Residential |  | Lithium Ion |  | Tesla |  |  | 13.5 | 5 | BM | [5 empty] | Yes |  | PhotoVoltaic |  | 11.05
HISTSI-47256 |  |  |  |  | 2019-01-29 |  | Residential |  | Lithium Ion |  | Tesla |  |  | 13.5 | 10 | BM | [5 empty] | Yes |  | PhotoVoltaic |  | 12.6
HISTSI-47263 |  |  | MA - SMART Program |  | 2019-01-30 |  | Residential |  | Lithium Ion |  | LG Chem |  |  | 4.875 | 5 | BM |  |  |  | SMART |  | Yes |  | PhotoVoltaic |  | 9.28
HISTSI-47266 |  |  |  |  | 2019-01-31 |  | Residential |  | Lithium Ion |  | Tesla |  |  | 13.5 | 5 | BM | [5 empty] | Yes |  | PhotoVoltaic |  | 5.67
HISTSI-47277 |  |  | MA - SMART Program |  | 2019-02-14 |  | Residential |  | Lithium Ion |  | Tesla |  |  | 13.5 | 12 | BM |  |  |  | SMART |  | Yes |  | PhotoVoltaic |  | 10.71
HISTSI-47360 |  |  |  |  | 2019-03-07 |  | Residential |  | Lithium Ion |  | Pika Energy |  |  | 15.2 | 7.6 | BM | [5 empty] | Yes |  | PhotoVoltaic |  | 5.76
HISTSI-47361 |  |  | MA - SMART Program |  | 2019-03-07 |  | Residential |  | Lithium Ion |  | Tesla |  |  | 13.5 | 6 | BM |  |  |  | SMART |  | Yes |  | PhotoVoltaic |  | 13
HISTSI-47369 |  |  |  |  | 2019-03-08 |  | Residential |  | Lithium Ion |  | Tesla |  |  | 13.5 | 5 | BM | [5 empty] | Yes |  | PhotoVoltaic |  | 13.42
HISTSI-47447 |  |  |  |  | 2019-03-18 |  | Residential |  | Lithium Ion |  | Tesla |  |  | 13.5 | 5 | BM | [5 empty] | Yes |  | PhotoVoltaic |  | 10.08
HISTSI-47468 |  |  |  |  | 2019-03-19 |  | Residential |  | Lithium Ion |  | Tesla |  |  | 13.5 | 5 | BM | [5 empty] | Yes |  | PhotoVoltaic |  | 6.62
HISTSI-47476 |  |  | MA - SMART Program |  | 2019-03-20 |  | Residential |  | Lithium Ion |  | LG Chem |  |  | 4.875 | 5 | BM |  |  |  | SMART |  | Yes |  | PhotoVoltaic |  | 14
HISTSI-47529 |  |  |  |  | 2019-03-27 |  | Residential |  | Lithium Ion |  | Tesla |  |  | 13.5 | 5 | BM | [5 empty] | Yes |  | PhotoVoltaic |  | 7.6
HISTSI-47534 |  |  |  |  | 2019-03-28 |  | Residential |  | Lithium Ion |  | Tesla |  |  | 13.5 | 5 | BM | [5 empty] | Yes |  | PhotoVoltaic |  | 13
HISTSI-47571 |  |  |  |  | 2019-03-29 |  | Residential |  | Lithium Ion |  | Tesla |  |  | 13.5 | 10 | BM | [5 empty] | Yes |  | PhotoVoltaic |  | 7.24
HISTSI-47587 |  |  |  |  | 2019-03-29 |  | Residential |  | Lithium Ion |  | Tesla |  |  | 13.5 | 5 | BM | [5 empty] | Yes |  | PhotoVoltaic |  | 9.42
HISTSI-47649 |  |  |  |  | 2019-04-04 |  | Residential |  | Lithium Ion |  | Tesla |  |  | 13.5 | 15 | BM | [5 empty] | Yes |  | PhotoVoltaic |  | 4.36
HISTSI-47688 |  |  |  |  | 2019-04-12 |  | Residential |  | Lithium Ion |  | Tesla |  |  | 13.5 | 5 | BM | [5 empty] | Yes |  | PhotoVoltaic |  | 9.9
HISTSI-47709 |  |  |  |  | 2019-04-12 |  | Residential |  | Lithium Ion |  | Tesla |  |  | 13.5 | 5 | BM | [5 empty] | Yes |  | PhotoVoltaic |  | 13.32
HISTSI-47749 |  |  | MA - SMART Program |  | 2019-04-16 |  | Residential |  | Lithium Ion |  | Tesla |  |  | 13.5 | 6 | BM |  |  |  | SMART |  | Yes |  | PhotoVoltaic |  | 6.83
HISTSI-47762 |  |  |  |  | 2019-04-17 |  | Residential |  | Lithium Ion |  | Tesla |  |  | 13.5 | 5 | BM | [5 empty] | Yes |  | PhotoVoltaic |  | 7.6
HISTSI-47772 |  |  |  |  | 2019-04-19 |  | Residential |  | Lithium Ion |  | Delta |  |  | 15.2 | 7.6 | BM | [5 empty] | Yes |  | PhotoVoltaic |  | 7.56
HISTSI-47782 |  |  |  |  | 2019-04-19 |  | Residential |  | Lithium Ion |  | Tesla |  |  | 13.5 | 10 | BM | [5 empty] | Yes |  | PhotoVoltaic |  | 12.6
HISTSI-47792 |  |  |  |  | 2019-04-22 |  | Residential |  | Lithium Ion |  | Tesla |  |  | 13.5 | 5 | BM | [5 empty] | Yes |  | PhotoVoltaic |  | 11.55
HISTSI-47840 |  |  | MA - SMART Program |  | 2019-04-24 |  | Residential |  | Lithium Ion |  | Tesla |  |  | 13.5 | 17 | BM |  |  |  | SMART |  | Yes |  | PhotoVoltaic |  | 8.82
HISTSI-47850 |  |  |  |  | 2019-04-25 |  | Residential |  | Lithium Ion |  | Tesla |  |  | 13.5 | 5 | BM | [5 empty] | Yes |  | PhotoVoltaic |  | 7.6
HISTSI-47867 |  |  | MA - SMART Program |  | 2019-04-25 |  | Residential |  | Lithium Ion |  | Tesla |  |  | 13.5 | 12 | BM |  |  |  | SMART |  | Yes |  | PhotoVoltaic |  | 12.6
HISTSI-47886 |  |  | MA - SMART Program |  | 2019-04-30 |  | Residential |  | Lithium Ion |  | sonnenBacterie |  |  | 5 | 3 | BM |  |  |  | SMART |  | Yes |  | PhotoVoltaic |  | 3.3
HISTSI-47894 |  |  |  |  | 2019-04-30 |  | Residential |  | Lithium Ion |  | Tesla |  |  | 13.5 | 10 | BM | [5 empty] | Yes |  | PhotoVoltaic |  | 9.9
HISTSI-47956 |  |  | MA - SMART Program |  | 2019-05-09 |  | Residential |  | Lithium Ion |  | Tesla |  |  | 13.5 | 12 | BM |  |  |  | SMART |  | Yes |  | PhotoVoltaic |  | 13
HISTSI-47961 |  |  |  |  | 2019-05-09 |  | Residential |  | Lithium Ion |  | Tesla |  |  | 13.5 | 5 | BM | [5 empty] | Yes |  | PhotoVoltaic |  | 9.75
HISTSI-47998 |  |  |  |  | 2019-05-13 |  | Residential |  | Lithium Ion |  | Tesla |  |  | 13.5 | 10 | BM | [5 empty] | Yes |  | PhotoVoltaic |  | 7.8
HISTSI-48018 |  |  |  |  | 2019-05-15 |  | Residential |  | Lithium Ion |  | Tesla |  |  | 13.5 | 5 | BM | [5 empty] | Yes |  | PhotoVoltaic |  | 7.56
HISTSI-48024 |  |  |  |  | 2019-05-16 |  | Residential |  | Lithium Ion |  | Tesla |  |  | 13.5 | 5 | BM | [5 empty] | Yes |  | PhotoVoltaic |  | 11.22
HISTSI-48052 |  |  | MA - SMART Program |  | 2019-05-17 |  | Residential |  | Lithium Ion |  | Tesla |  |  | 13.5 | 12 | BM |  |  |  | SMART |  | Yes |  | PhotoVoltaic |  | 12.6
HISTSI-48063 |  |  |  |  | 2019-05-17 |  | Residential |  | Lithium Ion |  | Tesla |  |  | 13.5 | 5 | BM | [5 empty] | Yes |  | PhotoVoltaic |  | 10.68
HISTSI-48064 |  |  |  |  | 2019-05-17 |  | Residential | [6 empty] | 20 | 10 | [6 empty] | Yes |  | PhotoVoltaic |  | 7.2
HISTSI-48088 |  |  | MA - SMART Program |  | 2019-05-21 |  | Residential |  | Lithium Ion |  | Tesla |  |  | 13.5 | 12 | BM |  |  |  | SMART |  | Yes |  | PhotoVoltaic |  | 13.32
HISTSI-48117 |  |  |  |  | 2019-05-24 |  | Residential |  | Lithium Ion |  | Tesla |  |  | 13.5 | 5 | BM | [5 empty] | Yes |  | PhotoVoltaic |  | 7.26
HISTSI-48169 |  |  |  |  | 2019-06-03 |  | Residential |  | Lithium Ion |  | LG Chem |  |  | 4.875 | 5 | BM | [5 empty] | Yes |  | PhotoVoltaic |  | 6.93
HISTSI-48185 |  |  | MA - SMART Program |  | 2019-06-03 |  | Residential |  | Lithium Ion |  | Tesla |  |  | 13.5 | 6 | BM |  |  |  | SMART |  | Yes |  | PhotoVoltaic |  | 9.45
HISTSI-48187 |  |  | MA - SMART Program |  | 2019-06-03 |  | Residential |  | Lithium Ion |  | Other |  |  | 26 | 13 | BM |  |  |  | SMART |  | Yes |  | PhotoVoltaic |  | 24.8
HISTSI-48194 |  |  |  |  | 2019-06-04 |  | Residential |  | Lithium Ion |  | Delta |  |  | 10.4 | 5.2 | BM | [5 empty] | Yes |  | PhotoVoltaic |  | 7.27
HISTSI-48243 |  |  |  |  | 2019-06-06 |  | Residential |  | Lithium Ion |  | Delta |  |  | 15.2 | 7.6 | BM | [5 empty] | Yes |  | PhotoVoltaic |  | 7.92
HISTSI-48255 |  |  |  |  | 2019-06-07 |  | Residential |  | Lithium Ion |  | Tesla |  |  | 13.5 | 5 | BM | [5 empty] | Yes |  | PhotoVoltaic |  | 3.9
HISTSI-48396 |  |  |  |  | 2019-06-19 |  | Residential |  | Lithium Ion |  | Tesla |  |  | 13.5 | 5 | BM | [5 empty] | Yes |  | PhotoVoltaic |  | 13.33
HISTSI-48405 |  |  | MA - SMART Program |  | 2019-06-20 |  | Residential |  | Lithium Ion |  | Tesla |  |  | 13.5 | 6 | BM |  |  |  | SMART |  | Yes |  | PhotoVoltaic |  | 16.83
HISTSI-48544 |  |  |  |  | 2019-07-02 |  | Residential |  | Lithium Ion |  | Tesla |  |  | 13.5 | 5 | BM | [5 empty] | Yes |  | PhotoVoltaic |  | 7.26
HISTSI-48572 |  |  | MA - SMART Program |  | 2019-07-03 |  | Residential |  | Lithium Ion |  | Tesla |  |  | 13.5 | 6 | BM |  |  |  | SMART |  | Yes |  | PhotoVoltaic |  | 6.93
HISTSI-48653 |  |  |  |  | 2019-07-12 |  | Residential |  | Lithium Ion |  | Tesla |  |  | 13.5 | 15 | BM | [5 empty] | Yes |  | PhotoVoltaic |  | 12.76
HISTSI-48674 |  |  |  |  | 2019-07-16 |  | Residential |  | Lithium Ion |  | Tesla |  |  | 13.5 | 5 | BM | [5 empty] | Yes |  | PhotoVoltaic |  | 13.53
HISTSI-48690 |  |  | MA - SMART Program |  | 2019-07-17 |  | Residential |  | Lithium Ion |  | Tesla |  |  | 13.5 | 12 | BM |  |  |  | SMART |  | Yes |  | PhotoVoltaic |  | 7.8
HISTSI-48694 |  |  |  |  | 2019-07-17 |  | Residential |  | Lithium Ion |  | Tesla |  |  | 13.5 | 5 | BM | [5 empty] | Yes |  | PhotoVoltaic |  | 7.6
HISTSI-48712 |  |  |  |  | 2019-07-18 |  | Residential |  | Lithium Ion |  | Tesla |  |  | 13.5 | 10 | BM | [5 empty] | Yes |  | PhotoVoltaic |  | 14.49
HISTSI-48739 |  |  |  |  | 2019-07-19 |  | Residential |  | Lithium Ion |  | Tesla |  |  | 13.5 | 10 | BM | [5 empty] | Yes |  | PhotoVoltaic |  | 7.6
HISTSI-48749 |  |  |  |  | 2019-07-22 |  | Residential |  | Lithium Ion |  | Tesla |  |  | 13.5 | 10 | BM | [5 empty] | Yes |  | PhotoVoltaic |  | 7.15
HISTSI-48882 |  |  | MA - SMART Program |  | 2019-08-02 |  | Residential |  | Lithium Ion |  | Tesla |  |  | 13.5 | 6 | BM |  |  |  | SMART |  | Yes |  | PhotoVoltaic |  | 11.2
HISTSI-48987 |  |  |  |  | 2019-08-08 |  | Residential | [6 empty] | 10 | 5 | [6 empty] | Yes |  | PhotoVoltaic |  | 9.9
HISTSI-48993 |  |  |  |  | 2019-08-08 |  | Residential |  | Lithium Ion |  | Tesla |  |  | 13.5 | 5 | BM | [5 empty] | Yes |  | PhotoVoltaic |  | 9.13
HISTSI-49008 |  |  | MA - SMART Program |  | 2019-08-09 |  | Residential |  | Lithium Ion |  | Tesla |  |  | 13.5 | 12 | BM |  |  |  | SMART |  | Yes |  | PhotoVoltaic |  | 9.86
HISTSI-49097 |  |  |  |  | 2019-08-19 |  | Residential |  | Lithium Ion |  | Tesla |  |  | 13.5 | 10 | BM | [5 empty] | Yes |  | PhotoVoltaic |  | 13.32
HISTSI-49101 |  |  | MA - SMART Program |  | 2019-08-20 |  | Residential |  | Lithium Ion |  | Tesla |  |  | 13.5 | 12 | BM |  |  |  | SMART |  | Yes |  | PhotoVoltaic |  | 8.96
HISTSI-49138 |  |  |  |  | 2019-08-22 |  | Residential |  | Lithium Ion |  | LG Chem |  |  | 4.875 | 10 | BM | [5 empty] | Yes |  | PhotoVoltaic |  | 4.9
HISTSI-49178 |  |  | MA - SMART Program |  | 2019-08-27 |  | Residential |  | Lithium Ion |  | Tesla |  |  | 13.5 | 6 | BM |  |  |  | SMART |  | Yes |  | PhotoVoltaic |  | 8.19
HISTSI-49212 |  |  | MA - SMART Program |  | 2019-08-28 |  | Residential |  | Lithium Ion |  | Tesla |  |  | 13.5 | 23 | BM |  |  |  | SMART |  | Yes |  | PhotoVoltaic |  | 13.55
HISTSI-49251 |  |  | MA - SMART Program |  | 2019-09-04 |  | Residential |  | Lithium Ion |  | LG Chem |  |  | 4.875 | 5 | BM |  |  |  | SMART |  | Yes |  | PhotoVoltaic |  | 4.35
HISTSI-49317 |  |  |  |  | 2019-09-10 |  | Residential |  | Lithium Ion |  | Tesla |  |  | 13.5 | 5 | BM | [5 empty] | Yes |  | PhotoVoltaic |  | 13.23
HISTSI-49362 |  |  |  |  | 2019-09-12 |  | Residential | [6 empty] | 20 | 10 | [6 empty] | Yes |  | PhotoVoltaic |  | 12.29
HISTSI-49449 |  |  | MA - SMART Program |  | 2019-09-19 |  | Residential |  | Lithium Ion |  | LG Chem |  |  | 4.875 | 5 | BM |  |  |  | SMART |  | Yes |  | PhotoVoltaic |  | 9.28
HISTSI-49556 |  |  | MA - SMART Program |  | 2019-09-27 |  | Residential |  | Lithium Ion |  | Other |  |  | 6 | 3 | BM |  |  |  | SMART |  | Yes |  | PhotoVoltaic |  | 10.95
HISTSI-49564 |  |  |  |  | 2019-09-27 |  | Residential | [6 empty] | 10 | 5 | [6 empty] | Yes |  | PhotoVoltaic |  | 8.58
HISTSI-49588 |  |  |  |  | 2019-10-01 |  | Residential |  | Lithium Ion |  | Tesla |  |  | 13.5 | 5 | BM | [5 empty] | Yes |  | PhotoVoltaic |  | 7.6
HISTSI-49674 |  |  | MA - SMART Program |  | 2019-10-08 |  | Residential |  | Lithium Ion |  | Tesla |  |  | 13.5 | 12 | BM |  |  |  | SMART |  | Yes |  | PhotoVoltaic |  | 8.19
HISTSI-49720 |  |  | MA - SMART Program |  | 2019-10-16 |  | Residential |  | Lithium Ion |  | LG Chem |  |  | 4.875 | 5 | BM |  |  |  | SMART |  | Yes |  | PhotoVoltaic |  | 5.8
HISTSI-49768 |  |  |  |  | 2019-10-22 |  | Residential |  | Lithium Ion |  | Tesla |  |  | 13.5 | 10 | BM | [5 empty] | Yes |  | PhotoVoltaic |  | 3.15
HISTSI-49816 |  |  | MA - SMART Program |  | 2019-10-24 |  | Residential |  | Lithium Ion |  | Tesla |  |  | 13.5 | 12 | BM |  |  |  | SMART |  | Yes |  | PhotoVoltaic |  | 6.3
HISTSI-49831 |  |  | MA - SMART Program |  | 2019-10-24 |  | Residential |  | Lithium Ion |  | LG Chem |  |  | 4.875 | 5 | BM |  |  |  | SMART |  | Yes |  | PhotoVoltaic |  | 15.07
HISTSI-49877 |  |  | MA - SMART Program |  | 2019-10-28 |  | Residential |  | Lithium Ion |  | LG Chem |  |  | 4.875 | 5 | BM |  |  |  | SMART |  | Yes |  | PhotoVoltaic |  | 9.86
HISTSI-49964 |  |  | MA - SMART Program |  | 2019-11-05 |  | Residential |  | Lithium Ion |  | Tesla |  |  | 13.5 | 6 | BM |  |  |  | SMART |  | Yes |  | PhotoVoltaic |  | 4.09
HISTSI-49988 |  |  | MA - SMART Program |  | 2019-11-07 |  | Residential |  | Lithium Ion |  | Tesla |  |  | 13.5 | 12 | BM |  |  |  | SMART |  | Yes |  | PhotoVoltaic |  | 7.88
HISTSI-50009 |  |  | MA - SMART Program |  | 2019-11-08 |  | Residential |  | Lithium Ion |  | Tesla |  |  | 13.5 | 17 | BM |  |  |  | SMART |  | Yes |  | PhotoVoltaic |  | 17.23
HISTSI-50049 |  |  | MA - SMART Program |  | 2019-11-14 |  | Residential |  | Lithium Ion |  | Tesla |  |  | 13.5 | 6 | BM |  |  |  | SMART |  | Yes |  | PhotoVoltaic |  | 13.06
HISTSI-50094 |  |  | MA - SMART Program |  | 2019-11-20 |  | Residential |  | Lithium Ion |  | Tesla |  |  | 13.5 | 12 | BM |  |  |  | SMART |  | Yes |  | PhotoVoltaic |  | 14.07
HISTSI-50156 |  |  | MA - SMART Program |  | 2019-11-22 |  | Residential |  | Lithium Ion |  | sonnenBacterie |  |  | 7.5 | 5 | BM |  |  |  | SMART |  | Yes |  | PhotoVoltaic |  | 7.2
HISTSI-50247 |  |  |  |  | 2019-12-02 |  | Residential |  | Lithium Ion |  | sonnenBacterie |  |  | 7.5 | 7.5 | BM | [5 empty] | Yes |  | PhotoVoltaic |  | 6.12
HISTSI-50395 |  |  |  |  | 2019-12-13 |  | Residential |  | Lithium Ion |  | sonnenBacterie |  |  | 7.5 | 7.5 | BM | [5 empty] | Yes |  | PhotoVoltaic |  | 6.66
HISTSI-50401 |  |  | MA - SMART Program |  | 2019-12-13 |  | Residential |  | Lithium Ion |  | Tesla |  |  | 13.5 | 6 | BM |  |  |  | SMART |  | Yes |  | PhotoVoltaic |  | 11.7
HISTSI-50414 |  |  | MA - SMART Program |  | 2019-12-13 |  | Residential |  | Lithium Ion |  | sonnenBacterie |  |  | 7.5 | 7 | BM |  |  |  | SMART |  | Yes |  | PhotoVoltaic |  | 12.09
HISTSI-50489 |  |  | MA - SMART Program |  | 2019-12-19 |  | Residential |  | Lithium Ion |  | Tesla |  |  | 13.5 | 6 | BM |  |  |  | SMART |  | Yes |  | PhotoVoltaic |  | 8.71
HISTSI-50595 |  |  | MA - SMART Program |  | 2019-12-30 |  | Residential |  | Lithium Ion |  | Tesla |  |  | 13.5 | 12 | BM |  |  |  | SMART |  | Yes |  | PhotoVoltaic |  | 9.1
HISTSI-50596 |  |  | MA - SMART Program |  | 2019-12-30 |  | Residential |  | Lithium Ion |  | LG Chem |  |  | 4.875 | 5 | BM |  |  |  | SMART |  | Yes |  | PhotoVoltaic |  | 9.9
HISTSI-50629 |  |  |  |  | 2020-01-02 |  | Residential |  | Lithium Ion |  | sonnenBacterie |  |  | 7.5 | 7 | BM | [5 empty] | Yes |  | PhotoVoltaic |  | 9.43
HISTSI-50636 |  |  | MA - SMART Program |  | 2020-01-03 |  | Residential |  | Lithium Ion |  | sonnenBacterie |  |  | 7.5 | 7 | BM |  |  |  | SMART |  | Yes |  | PhotoVoltaic |  | 6.48
HISTSI-50703 |  |  | MA - SMART Program |  | 2020-01-08 |  | Residential |  | Lithium Ion |  | sonnenBacterie |  |  | 7.5 | 5 | BM |  |  |  | SMART |  | Yes |  | PhotoVoltaic |  | 6.48
HISTSI-50731 |  |  | MA - SMART Program |  | 2020-01-09 |  | Residential |  | Lithium Ion |  | Tesla |  |  | 13.5 | 12 | BM |  |  |  | SMART |  | Yes |  | PhotoVoltaic |  | 12.28
HISTSI-50812 |  |  | MA - SMART Program |  | 2020-01-15 |  | Residential |  | Lithium Ion |  | Tesla |  |  | 13.5 | 6 | BM |  |  |  | SMART |  | Yes |  | PhotoVoltaic |  | 5.4
HISTSI-50838 |  |  | MA - SMART Program |  | 2020-01-17 |  | Residential |  | Lithium Ion |  | Tesla |  |  | 13.5 | 6 | BM |  |  |  | SMART |  | Yes |  | PhotoVoltaic |  | 8.19
HISTSI-50991 |  |  | MA - SMART Program |  | 2020-01-31 |  | Residential |  | Lithium Ion |  | Tesla |  |  | 13.5 | 6 | BM | [5 empty] | Yes |  | PhotoVoltaic |  | 3.78
HISTSI-50992 |  |  | MA - SMART Program |  | 2020-01-31 |  | Residential |  | Lithium Ion |  | Tesla |  |  | 13.5 | 6 | BM | [5 empty] | Yes |  | PhotoVoltaic |  | 7.56
HISTSI-51100 |  |  | MA - SMART Program |  | 2020-02-10 |  | Residential |  | Lithium Ion |  | Tesla |  |  | 13.5 | 12 | BM | [5 empty] | Yes |  | PhotoVoltaic |  | 17.22
HISTSI-51121 |  |  | MA - SMART Program |  | 2020-02-11 |  | Residential |  | Lithium Ion |  | Tesla |  |  | 13.5 | 12 | BM | [5 empty] | Yes |  | PhotoVoltaic |  | 9.13
HISTSI-51160 |  |  |  |  | 2020-02-14 |  | Residential | [6 empty] | 10 | 5 | [6 empty] | Yes |  | PhotoVoltaic |  | 7.56
HISTSI-51189 |  |  | MA - SMART Program |  | 2020-02-18 |  | Residential |  | Lithium Ion |  | LG Chem |  |  | 4.875 | 5 | BM | [5 empty] | Yes |  | PhotoVoltaic |  | 9.57
HISTSI-51304 |  |  | MA - SMART Program |  | 2020-02-25 |  | Residential |  |  |  | Other |  |  | 14 | 7 | BM | [5 empty] | Yes |  | PhotoVoltaic |  | 19.28
HISTSI-51568 |  |  | MA - SMART Program |  | 2020-03-18 |  | Residential |  | Lithium Ion |  | Tesla |  |  | 13.5 | 6 | BM | [5 empty] | Yes |  | PhotoVoltaic |  | 8.64
HISTSI-51720 |  |  | MA - SMART Program |  | 2020-04-01 |  | Residential |  | Lithium Ion |  | Tesla |  |  | 13.5 | 6 | BM | [5 empty] | Yes |  | PhotoVoltaic |  | 3.78
HISTSI-51752 |  |  | MA - SMART Program |  | 2020-04-03 |  | Residential |  | Lithium Ion |  | LG Chem |  |  | 4.875 | 5 | BM | [5 empty] | Yes |  | PhotoVoltaic |  | 4.34
HISTSI-51756 |  |  | MA - SMART Program |  | 2020-04-03 |  | Residential |  | Lithium Ion |  | Tesla |  |  | 13.5 | 17 | BM | [5 empty] | Yes |  | PhotoVoltaic |  | 11.34
HISTSI-52049 |  |  | MA - SMART Program |  | 2020-05-04 |  | Residential |  | Lithium Ion |  | Tesla |  |  | 13.5 | 6 | BM | [5 empty] | Yes |  | PhotoVoltaic |  | 3.78
HISTSI-52244 |  |  | MA - SMART Program |  | 2020-05-29 |  | Residential |  | Lithium Ion |  | Tesla |  |  | 13.5 | 12 | BM | [5 empty] | Yes |  | PhotoVoltaic |  | 14.49
HISTSI-52345 |  |  | MA - SMART Program |  | 2020-06-10 |  | Residential |  | Lithium Ion |  | LG Chem |  |  | 4.875 | 5 | BM | [5 empty] | Yes |  | PhotoVoltaic |  | 7.92
HISTSI-52728 |  |  |  |  | 2020-07-23 |  | Residential | [6 empty] | 10 | 5 | [6 empty] | Yes |  | PhotoVoltaic |  | 7.3
HISTSI-52803 |  |  | MA - SMART Program |  | 2020-07-30 |  | Residential |  | Lithium Ion |  | Tesla |  |  | 13.5 | 6 | BM | [5 empty] | Yes |  | PhotoVoltaic |  | 3.78
HISTSI-52945 |  |  | MA - SMART Program |  | 2020-08-14 |  | Residential |  | Lithium Ion |  | Tesla |  |  | 13.5 | 6 | BM | [5 empty] | Yes |  | PhotoVoltaic |  | 3.78
ESMASI-00003 |  |  | MA - SMART Program |  | 2021-03-19 | 2020-11-02 | Residential |  | Lithium Ion |  | Tesla | 7.2 | 5.8 | 13.2 | 5 | BM | Reliability and Resiliency | Reliability and Resiliency |  |  | 4465067 | Yes | AC-Coupled | PhotoVoltaic | 15.17 | 15
ESMASI-00334 |  |  | MA - SMART Program |  | 2021-04-29 | 2020-11-18 | Residential |  | Lithium Ion |  | Other | 11.4 | 11.4 | 11.4 | 7.6 | BM | Customer Bill Savings (e.g., Demand Charge Management, TOU Arbitrage) | Reliability and Resiliency |  |  | 4538178 | Yes | DC-Coupled | PhotoVoltaic | 9.62 | 7.6
ESMASI-00040 |  |  | MA - SMART Program |  | 2021-08-04 | 2020-11-05 | Residential |  | Lithium Ion |  | Tesla | 5 | 5 | 5 | 5 | BM |  |  |  |  | 4489350 | Yes | AC-Coupled | PhotoVoltaic | 6.38 | 10
ESMASI-00056 |  |  | MA - SMART Program | Utility DR Program | 2021-08-16 | 2020-11-06 | Residential |  | Lithium Ion |  | Tesla | 0 | 0 | 5.8 | 5 | BM | Customer Bill Savings (e.g., Demand Charge Management, TOU Arbitrage) | Peak Shaving/ Load Leveling |  |  | 4513175 | Yes | AC-Coupled | PhotoVoltaic | 8.16 | 12.6
ESMASI-00077 |  |  | MA - SMART Program |  | 2021-01-28 | 2020-11-09 | Residential |  | Lithium Ion |  | LG Chem | 5 | 5 | 5 | 5 | BM |  |  |  |  | 4484351 | Yes | DC-Coupled | PhotoVoltaic | 12.2 | 9.6
ESMASI-00137 |  |  |  |  | 2021-04-14 | 2020-11-11 | Residential |  | Lithium Ion |  | LG Chem | 5 | 5 | 5 | 5 | BM |  |  |  |  | 4506459 | Yes | DC-Coupled | PhotoVoltaic | 12.2 | 9.6
ESMASI-00247 |  |  | MA - SMART Program |  | 2021-11-19 | 2020-11-16 | Residential |  | Lithium Ion |  | Other | 12 | 6 | 4.5 | 11.4 | BM | Reliability and Resiliency | Reliability and Resiliency |  |  | 4529120 | Yes | DC-Coupled | PhotoVoltaic | 9.875 | 7.6
ESMASI-00286 |  | MA - DOER/ MassCEC Funded Projects |  | Connected Solutions | 2021-04-08 | 2020-11-17 | Residential |  | Lithium Ion |  | sonnenBacterie | 7 | 7 | 7 | 7 | BM | Reliability and Resiliency | Reliability and Resiliency |  |  | ST3497281 | Yes | AC-Coupled | PhotoVoltaic | 7.56 | 7
ESMASI-00143 |  |  |  |  | 2021-03-25 | 2020-11-11 | Residential |  | Lithium Ion |  | LG Chem | 5 | 5 | 5 | 5 | BM |  |  |  |  | 4484592 | Yes | DC-Coupled | PhotoVoltaic | 3.05 | 3.8
ESMASI-00145 |  |  |  |  | 2021-03-25 | 2020-11-11 | Residential |  | Lithium Ion |  | LG Chem | 5 | 5 | 5 | 5 | BM |  |  |  |  | 4512428 | Yes | DC-Coupled | PhotoVoltaic | 9.15 | 7.7
ESMASI-00267 |  |  |  |  | 2021-03-15 | 2020-11-16 | Residential |  | Lithium Ion |  | LG Chem | 5 | 5 | 5 | 5 | BM |  |  |  |  | 4514731 | Yes | DC-Coupled | PhotoVoltaic | 3.66 | 3.9
ESMASI-00161 |  |  |  |  | 2021-03-05 | 2020-11-11 | Residential |  | Lithium Ion |  | LG Chem | 5 | 5 | 5 | 5 | BM |  |  |  |  | 4484708 | Yes | DC-Coupled | PhotoVoltaic | 7.625 | 7.7
ESMASI-00163 |  |  |  |  | 2021-02-26 | 2020-11-11 | Residential |  | Lithium Ion |  | LG Chem | 5 | 5 | 5 | 5 | BM |  |  |  |  | 4484838 | Yes | DC-Coupled | PhotoVoltaic | 9.455 | 9.6
ESMASI-00164 |  |  |  |  | 2021-07-07 | 2020-11-11 | Residential |  | Lithium Ion |  | Tesla | 0 | 0 | 5 | 5 | BM |  |  |  |  | 4484856 | Yes | AC-Coupled | PhotoVoltaic | 6.71 | 10.5
ESMASI-00169 |  |  |  |  | 2021-02-02 | 2020-11-12 | Residential |  | Lithium Ion |  | LG Chem | 5 | 5 | 5 | 5 | BM |  |  |  |  | 4506189 | Yes | DC-Coupled | PhotoVoltaic | 9.76 | 7.68
ESMASI-00192 |  |  |  |  | 2021-02-18 | 2020-11-12 | Residential |  | Lithium Ion |  | LG Chem | 5 | 5 | 5 | 5 | BM |  |  |  |  | ST3497292 | Yes | DC-Coupled | PhotoVoltaic | 8.235 | 8
ESMASI-00193 |  |  |  |  | 2021-02-12 | 2020-11-12 | Residential |  | Lithium Ion |  | LG Chem | 5 | 5 | 5 | 5 | BM |  |  |  |  | ST3493662 | Yes | DC-Coupled | PhotoVoltaic | 12.2 | 9.6
ESMASI-00263 |  |  | MA - SMART Program | Connected Solutions | 2021-10-27 | 2020-11-16 | Residential |  | Lithium Ion |  | LG Chem | 9.3 | 5 | 7.3 | 5 | BM | Peak Shaving/ Load Leveling | Peak Shaving/ Load Leveling |  |  | ST3497294 | Yes | DC-Coupled | PhotoVoltaic | 9 | 7.6
ESMASI-00301 |  |  |  |  | 2021-05-18 | 2020-11-17 | Residential |  | Lithium Ion |  | LG Chem | 5 | 5 | 5 | 5 | BM |  |  |  |  | ST3497515 | Yes | DC-Coupled | PhotoVoltaic | 7.245 | 5.8
ESMASI-00563 |  |  | MA - SMART Program |  | 2021-04-02 | 2020-11-30 | Residential |  | Lithium Ion |  | sonnenBacterie | 0 | 0 | 7 | 10 | BM |  |  |  |  | 4916274 | Yes | AC-Coupled | PhotoVoltaic | 1.34 | 11.2
ESMASI-00565 |  |  | MA - SMART Program |  | 2021-02-08 | 2020-11-30 | Residential |  | Lithium Ion |  | Tesla | 0 | 0 | 13.5 | 5 | BM | Reliability and Resiliency | Reliability and Resiliency |  |  | 4586418 | Yes | AC-Coupled | PhotoVoltaic | 9 | 11.96
ESMASI-00390 |  |  | MA - SMART Program | Connected Solutions | 2021-04-28 | 2020-11-20 | Residential |  | Other | Lithium Iron Phosphate | Enphase | 10.08 | 3.84 | 10.08 | 3.84 | BM | Peak Shaving/ Load Leveling | Peak Shaving/ Load Leveling |  |  | 5128473 | Yes | AC-Coupled | PhotoVoltaic | 5.52 | 8.56
ESMASI-00458 |  |  | MA - SMART Program |  | 2021-02-18 | 2020-11-23 | Residential |  | Lithium Ion |  | Other | 18 | 18 | 7.6 | 7.6 | BM |  |  |  |  | ST3500226 | Yes | DC-Coupled | PhotoVoltaic | 15.98 | 7.6
ESMASI-00402 |  |  | MA - SMART Program | Connected Sollutions program | 2021-08-19 | 2020-11-20 | Residential |  | Lithium Ion |  | LG Chem | 9.8 | 5 | 9.3 | 5 | BM | Microgrid | Microgrid | Microgrid |  | ST3499869 | Yes | DC-Coupled | PhotoVoltaic | 9.36 | 7.6
ESMASI-00423 |  |  |  |  | 2021-07-06 | 2020-11-20 | Residential |  | Lithium Ion |  | Other | 4.355 | 4.355 | 11.4 | 11.4 | BM |  |  |  |  | 4569566 | Yes | DC-Coupled | PhotoVoltaic | 4.355 | 7.6
ESMASI-00470 |  |  |  |  | 2021-04-06 | 2020-11-23 | Residential |  | Lithium Ion |  | LG Chem | 5 | 5 | 5 | 5 | BM |  |  |  |  | 4569738 | Yes | DC-Coupled | PhotoVoltaic | 6.405 | 5.76
ESMASI-00481 |  |  | MA - SMART Program | Utility DR program | 2021-07-08 | 2020-11-24 | Residential |  | Lithium Ion |  | Tesla | 0 | 0 | 13.5 | 5 | BM | Customer Bill Savings (e.g., Demand Charge Management, TOU Arbitrage) | Peak Shaving/ Load Leveling |  |  | 4570042 | Yes | AC-Coupled | PhotoVoltaic | 4.08 | 8.8
ESMASI-00986 |  |  | MA - SMART Program | Demand Response - Connected Solutions | 2021-02-10 | 2020-12-22 | Residential |  | Lithium Ion |  | sonnenBacterie | 10 | 10 | 4.8 | 4.8 | BM | Customer Bill Savings (e.g., Demand Charge Management, TOU Arbitrage) | Reliability and Resiliency |  |  | 4700045 | Yes | AC-Coupled | PhotoVoltaic | 8.64 | 6.96
ESMASI-00523 |  |  | MA - SMART Program | Utility DR Program | 2021-06-01 | 2020-11-25 | Residential |  | Lithium Ion |  | Tesla | 13.5 | 14 | 13.5 | 5 | BM | Customer Bill Savings (e.g., Demand Charge Management, TOU Arbitrage) | Peak Shaving/ Load Leveling |  |  | 4676419 | Yes | AC-Coupled | PhotoVoltaic | 9.86 | 15
ESMASI-00786 |  |  | MA - SMART Program |  | 2021-04-02 | 2020-12-10 | Residential |  | Lithium Ion |  | Other | 18 | 18 | 7.6 | 7.6 | BM |  |  |  |  | 5191042 | Yes | DC-Coupled | PhotoVoltaic | 11.47 | 7.6
ESMASI-00512 |  |  |  |  | 2021-01-28 | 2020-11-24 | Residential |  | Lithium Ion |  | LG Chem | 5 | 5 | 5 | 5 | BM |  |  |  |  | 4675439 | Yes | DC-Coupled | PhotoVoltaic | 4.88 | 3.84
ESMASI-00581 |  |  |  |  | 2021-06-04 | 2020-11-30 | Residential |  | Lithium Ion |  | LG Chem | 5 | 5 | 5 | 5 | BM |  |  |  |  | 4586223 | Yes | DC-Coupled | PhotoVoltaic | 5.795 | 5.76
ESMASI-00703 |  |  |  |  | 2021-06-02 | 2020-12-07 | Residential |  | Lithium Ion |  | LG Chem | 9.52 | 9.52 | 7.6 | 7.6 | BM |  |  |  |  | 4607967 | Yes | DC-Coupled | PhotoVoltaic | 9.52 | 7.6
ESMASI-00613 |  |  |  |  | 2021-01-29 | 2020-12-01 | Residential |  | Lithium Ion |  | LG Chem | 5 | 5 | 5 | 5 | BM |  |  |  |  | 4595114 | Yes | DC-Coupled | PhotoVoltaic | 11.68 | 9.6
ESMASI-01603 |  |  |  |  | 2021-07-30 | 2021-01-29 | Residential |  | Lithium Ion |  | Tesla | 13.5 | 13.5 | 5 | 5 | BM | Reliability and Resiliency | Reliability and Resiliency |  | Connected Solutions | 5620579 | Yes | AC-Coupled | PhotoVoltaic | 5.46 | 5
ESMASI-00874 |  |  | MA - SMART Program |  | 2021-06-25 | 2020-12-15 | Residential |  | Lithium Ion |  | Other | 18.5 | 8 | 18.5 | 8 | BM | Reliability and Resiliency | Reliability and Resiliency |  |  | 4618761 | Yes | DC-Coupled | PhotoVoltaic | 12.6 | 9
ESMASI-00662 |  |  | MA - SMART Program | Connected Sollutions | 2021-04-27 | 2020-12-03 | Residential |  | Lithium Ion |  | Pika | 8.6 | 3.4 | 8.6 | 3.4 | BM | Microgrid | Microgrid | Microgrid |  | 5233364 | Yes | DC-Coupled | PhotoVoltaic | 6.12 | 7.6
ESMASI-00663 |  |  |  |  | 2021-02-11 | 2020-12-03 | Residential |  | Lithium Ion |  | Tesla | 0 | 0 | 5 | 5 | BM |  |  |  |  | 3500666 | Yes | AC-Coupled | PhotoVoltaic | 5.49 | 5.25
ESMASI-00682 |  |  | MA - SMART Program |  | 2021-03-04 | 2020-12-04 | Residential |  | Lithium Ion |  | Tesla | 0 | 0 | 13.5 | 5 | BM |  |  |  |  | 4613959 | Yes | AC-Coupled | PhotoVoltaic | 2.56 | 7.32
ESMASI-00876 |  |  | MA - SMART Program |  | 2021-05-18 | 2020-12-15 | Residential |  | Other | Lithium iron phosphate | Enphase | 0 | 0 | 13.44 | 5.12 | BM |  |  |  |  | 4841125 | Yes | AC-Coupled | PhotoVoltaic | 6.48 | 10.34
ESMASI-01846 |  |  | MA - SMART Program |  | 2022-05-24 | 2021-02-11 | Residential |  | Lithium Ion |  | Tesla | 0 | 0 | 5 | 0 | BM | Customer Bill Savings (e.g., Demand Charge Management, TOU Arbitrage) |  |  |  | 5074627 | Yes | AC-Coupled | PhotoVoltaic | 0 | 5
ESMASI-00823 |  |  | MA - SMART Program |  | 2021-05-25 | 2020-12-11 | Residential |  | Lithium Ion |  | Other | 18 | 18 | 7.6 | 7.6 | BM | Customer Bill Savings (e.g., Demand Charge Management, TOU Arbitrage) |  |  |  | 3507052 | Yes | DC-Coupled | PhotoVoltaic | 10.89 | 7.6
ESMASI-00802 |  |  |  |  | 2021-08-18 | 2020-12-10 | Residential |  | Other | Modular smart battery | Other | 17.1 | 17.1 | 7.6 | 7.6 | BM |  |  |  |  | 4918046 | Yes | DC-Coupled | PhotoVoltaic | 13.6 | 7.6
ESMASI-00849 |  |  |  |  | 2021-07-08 | 2020-12-13 | Residential |  | Lithium Ion |  | LG Chem | 5 | 5 | 5 | 5 | BM |  |  |  |  | 5889609 | Yes | DC-Coupled | PhotoVoltaic | 4.575 | 4
ESMASI-00850 |  |  |  |  | 2021-03-03 | 2020-12-13 | Residential |  | Lithium Ion |  | LG Chem | 5 | 5 | 5 | 5 | BM |  |  |  |  | 4840890 | Yes | DC-Coupled | PhotoVoltaic | 6.405 | 5.76
ESMASI-02268 |  |  | MA - SMART Program | ConnectedSolutions Demand Response program | 2022-03-24 | 2021-03-04 | Residential |  | Lithium Ion |  | Other | 17.1 | 6.7 | 16 | 7.6 | BM | Reliability and Resiliency | Reliability and Resiliency |  |  | 5180948 | Yes | DC-Coupled | PhotoVoltaic | 8.4 | 7.6
ESMASI-00967 |  |  | MA - SMART Program |  | 2021-06-14 | 2020-12-21 | Residential |  | Lithium Ion |  | Tesla | 7 | 7 | 5 | 5 | BM | Customer Bill Savings (e.g., Demand Charge Management, TOU Arbitrage) | Peak Shaving/ Load Leveling |  |  | 4688351 | Yes | AC-Coupled | PhotoVoltaic | 8.395 | 11.67
ESMASI-00906 |  |  |  |  | 2021-04-02 | 2020-12-16 | Residential |  | Lithium Ion |  | LG Chem | 5 | 5 | 5 | 5 | BM |  |  |  |  | 4642920 | Yes | DC-Coupled | PhotoVoltaic | 7.32 | 6
ESMASI-00908 |  |  |  |  | 2022-04-25 | 2020-12-16 | Residential |  | Lithium Ion |  | LG Chem | 5 | 5 | 5 | 5 | BM |  |  |  |  | 4642976 | Yes | DC-Coupled | PhotoVoltaic | 7.32 | 6
ESMASI-00909 |  |  |  |  | 2021-03-25 | 2020-12-16 | Residential |  | Lithium Ion |  | LG Chem | 5 | 5 | 5 | 5 | BM |  |  |  |  | 4643037 | Yes | DC-Coupled | PhotoVoltaic | 5.84 | 6
ESMASI-00910 |  |  |  |  | 2021-03-31 | 2020-12-16 | Residential |  | Lithium Ion |  | LG Chem | 5 | 5 | 5 | 5 | BM |  |  |  |  | 4618924 | Yes | DC-Coupled | PhotoVoltaic | 5.94 | 6
ESMASI-00918 |  |  | MA - SMART Program | Net Metering | 2021-05-18 | 2020-12-17 | Residential |  | Lithium Ion |  | LG Chem | 9.8 | 5 | 9.8 | 5 | BM |  |  |  | Backup | 4676497 | Yes | DC-Coupled | PhotoVoltaic | 11.285 | 10
ESMASI-00916 |  |  |  |  | 2021-03-11 | 2020-12-17 | Residential |  | Lithium Ion |  | LG Chem | 5 | 5 | 5 | 5 | BM |  |  |  |  | 4619031 | Yes | DC-Coupled | PhotoVoltaic | 12.2 | 9.6
ESMASI-00938 |  |  | MA - Energy Efficiency/ DR Program |  | 2022-01-05 | 2020-12-18 | Residential |  | Lithium Ion |  | Tesla | 0 | 0 | 13.5 | 5 | BM | Reliability and Resiliency | Reliability and Resiliency |  |  | 4685621 | Yes | AC-Coupled | PhotoVoltaic | 5 | 5
ESMASI-04424 |  |  | MA - SMART Program | Net Metering | 2021-07-16 | 2021-06-08 | Residential |  | Lithium Ion |  | Tesla | 0 | 0 | 13.2 | 5 | BM |  |  |  | Backup | 5935553 | Yes | AC-Coupled | PhotoVoltaic | 5.49 | 10
ESMASI-00947 |  |  |  |  | 2021-03-21 | 2020-12-19 | Residential |  | Lithium Ion |  | LG Chem | 5 | 5 | 5 | 5 | BM |  |  |  |  | 4676523 | Yes | DC-Coupled | PhotoVoltaic | 8.235 | 8
ESMASI-00976 |  |  | MA - SMART Program | Net Metering | 2021-04-13 | 2020-12-21 | Residential |  | Lithium Ion |  | LG Chem | 9.3 | 5 | 9.3 | 5 | BM |  |  |  | Backup | 5130710 | Yes | DC-Coupled | PhotoVoltaic | 4.575 | 4
ESMASI-01389 |  |  | MA - SMART Program |  | 2022-01-27 | 2021-01-19 | Residential |  | Lithium Ion |  | Tesla | 0 | 0 | 13.5 | 5 | BM |  |  |  |  | 4859490 | Yes | AC-Coupled | PhotoVoltaic | 12.35 | 5
ESMASI-01486 |  |  |  |  | 2021-05-03 | 2021-01-25 | Residential |  | Lithium Ion |  | Other | 18 | 18 | 7.6 | 7.6 | BM |  |  |  |  | 4869408 | Yes | DC-Coupled | PhotoVoltaic | 12.16 | 7.6
ESMASI-01006 |  |  |  |  | 2021-05-26 | 2020-12-23 | Residential |  | Lithium Ion |  | LG Chem | 5 | 5 | 5 | 5 | BM |  |  |  |  | 5772859 | Yes | DC-Coupled | PhotoVoltaic | 6.1 | 6
ESMASI-01031 |  |  | MA - SMART Program |  | 2021-05-10 | 2020-12-28 | Residential |  | Lithium Ion |  | Tesla | 0 | 0 | 13.5 | 5 | BM |  |  |  |  | 4489491 | Yes | AC-Coupled | PhotoVoltaic | 11.22 | 15
ESMASI-01010 |  |  |  |  | 2021-06-01 | 2020-12-23 | Residential |  | Lithium Ion |  | LG Chem | 5 | 5 | 5 | 5 | BM |  |  |  |  | 4698591 | Yes | DC-Coupled | PhotoVoltaic | 6.1 | 6
ESMASI-01035 |  |  | MA - SMART Program |  | 2021-04-28 | 2020-12-28 | Residential |  | Lithium Ion |  | Other | 18 | 18 | 7.6 | 7.6 | BM |  |  |  |  | 3516536 | Yes | DC-Coupled | PhotoVoltaic | 10.23 | 7.6
ESMASI-01029 |  |  |  |  | 2021-11-23 | 2020-12-28 | Residential |  | Lithium Ion |  | LG Chem | 5 | 5 | 5 | 5 | BM |  |  |  |  | 4906747 | Yes | DC-Coupled | PhotoVoltaic | 2.44 | 4
ESMASI-01077 |  |  |  |  | 2021-05-07 | 2020-12-30 | Residential |  | Lithium Ion |  | LG Chem | 5 | 5 | 5 | 5 | BM |  |  |  |  | 4717843 | Yes | DC-Coupled | PhotoVoltaic | 4.575 | 6
ESMASI-01103 |  |  |  |  | 2021-07-01 | 2021-01-04 | Residential |  | Lithium Ion |  | LG Chem | 5 | 5 | 5 | 5 | BM |  |  |  |  | 4715737 | Yes | DC-Coupled | PhotoVoltaic | 9.45 | 8
ESMASI-05936 |  |  | MA - SMART Program |  | 2022-01-03 | 2021-08-09 | Residential |  | Lithium Ion |  | Tesla | 0 | 0 | 13.5 | 5 | BM | Customer Bill Savings (e.g., Demand Charge Management, TOU Arbitrage) | Peak Shaving/ Load Leveling |  |  | 6380434 | Yes | AC-Coupled | PhotoVoltaic | 8.829 | 12.6
ESMASI-01168 |  |  | MA - SMART Program |  | 2021-05-13 | 2021-01-06 | Residential |  | Lithium Ion |  | Other | 18.5 | 12 | 18.5 | 8 | BM | Reliability and Resiliency | Reliability and Resiliency |  |  | 4841204 | Yes | DC-Coupled | PhotoVoltaic | 4.2 | 9
ESMASI-01255 |  |  | MA - SMART Program |  | 2021-05-20 | 2021-01-12 | Residential |  | Lithium Ion |  | Tesla | 5 | 5 | 13.5 | 5 | BM | Self Generation | Self Generation |  |  | 5425729 | Yes | AC-Coupled | PhotoVoltaic | 9.6 | 12.5
ESMASI-01315 |  |  | MA - SMART Program |  | 2021-07-21 | 2021-01-13 | Residential |  | Lithium Ion |  | Tesla | 5 | 5 | 5 | 5 | BM | Self Generation | Self Generation |  |  | 4859805 | Yes | AC-Coupled | PhotoVoltaic | 8.88 | 11.96
ESMASI-01384 |  |  | MA - SMART Program |  | 2021-04-16 | 2021-01-18 | Residential |  | Lithium Ion |  | Tesla | 14 | 7 | 13.5 | 5 | BM |  |  |  |  | 4859676 | Yes | AC-Coupled | PhotoVoltaic | 8.88 | 12.6
ESMASI-01391 |  |  |  |  | 2021-05-03 | 2021-01-19 | Residential |  | Lithium Ion |  | LG Chem | 5 | 5 | 5 | 5 | BM |  |  |  |  | 4869699 | Yes | DC-Coupled | PhotoVoltaic | 7.56 | 6
ESMASI-01402 |  |  |  |  | 2021-03-31 | 2021-01-19 | Residential |  | Lithium Ion |  | Tesla | 0 | 0 | 5 | 5 | BM |  |  |  |  | 4859839 | Yes | AC-Coupled | PhotoVoltaic | 6.935 | 11
ESMASI-01439 |  |  | MA - SMART Program | Utility DR Program | 2021-06-22 | 2021-01-21 | Residential |  | Lithium Ion |  | Tesla | 0 | 0 | 13.5 | 5 | BM | Customer Bill Savings (e.g., Demand Charge Management, TOU Arbitrage) | Peak Shaving/ Load Leveling |  |  | 5371788 | Yes | AC-Coupled | PhotoVoltaic | 6.8 | 11
ESMASI-01444 |  |  |  |  | 2021-07-30 | 2021-01-21 | Residential |  | Lithium Ion |  | LG Chem | 5 | 5 | 5 | 5 | BM |  |  |  |  | 5933458 | Yes | DC-Coupled | PhotoVoltaic | 5.67 | 6
ESMASI-01455 |  |  |  |  | 2022-03-17 | 2021-01-21 | Residential |  | Lithium Ion |  | LG Chem | 5 | 5 | 5 | 5 | BM |  |  |  |  | 4869244 | Yes | DC-Coupled | PhotoVoltaic | 8.76 | 8
ESMASI-01460 |  |  |  |  | 2021-04-13 | 2021-01-22 | Residential |  | Lithium Ion |  | Other | 36 | 36 | 7.6 | 7.6 | BM |  |  |  |  | 4869376 | Yes | DC-Coupled | PhotoVoltaic | 11.725 | 7.6
ESMASI-01745 |  |  |  |  | 2021-08-13 | 2021-02-05 | Residential |  | Lithium Ion |  | Tesla | 13.5 | 13.5 | 5 | 5 | BM | Reliability and Resiliency | Reliability and Resiliency |  | Connected Solutions | 4980105 | Yes | AC-Coupled | PhotoVoltaic | 7.77 | 11.09
ESMASI-01878 |  |  | MA - SMART Program | Connected Solutions | 2021-06-11 | 2021-02-12 | Residential |  | Lithium Ion |  | sonnenBacterie | 0 | 0 | 10 | 4.8 | BM | Customer Bill Savings (e.g., Demand Charge Management, TOU Arbitrage) | Reliability and Resiliency |  |  | 5040529 | Yes | AC-Coupled | PhotoVoltaic | 0 | 4.8
ESMASI-01845 |  |  | MA - SMART Program | Connected Solutions | 2021-09-13 | 2021-02-11 | Residential |  | Lithium Ion |  | sonnenBacterie | 0 | 0 | 10 | 4.8 | BM | Customer Bill Savings (e.g., Demand Charge Management, TOU Arbitrage) | Reliability and Resiliency |  |  | 5029561 | Yes | AC-Coupled | PhotoVoltaic | 0 | 4.8
ESMASI-01700 |  |  |  |  | 2022-01-25 | 2021-02-04 | Residential |  | Lithium Ion |  | sonnenBacterie | 0 | 0 | 4.8 | 4.8 | BM | Microgrid | Microgrid | Microgrid |  | 5222682 | Yes | AC-Coupled | PhotoVoltaic | 0 | 10.8
ESMASI-01594 |  |  | MA - SMART Program | Utility DR program | 2021-05-14 | 2021-01-29 | Residential |  | Lithium Ion |  | Tesla | 0 | 0 | 13.5 | 5 | BM | Customer Bill Savings (e.g., Demand Charge Management, TOU Arbitrage) | Peak Shaving/ Load Leveling |  |  | 4908605 | Yes | AC-Coupled | PhotoVoltaic | 8.16 | 12.6
ESMASI-01762 |  |  |  |  | 2021-06-10 | 2021-02-08 | Residential |  | Lithium Ion |  | Tesla | 13.5 | 13.5 | 5 | 5 | BM | Reliability and Resiliency | Reliability and Resiliency |  | Connected Solutions | 4975422 | Yes | AC-Coupled | PhotoVoltaic | 8.88 | 11.96
ESMASI-01593 |  |  | MA - SMART Program | Utility DR Program | 2021-06-17 | 2021-01-29 | Residential |  | Lithium Ion |  | LG Chem | 9.8 | 10 | 9.8 | 10 | BM | Customer Bill Savings (e.g., Demand Charge Management, TOU Arbitrage) | Peak Shaving/ Load Leveling |  |  | 4908591 | Yes | DC-Coupled | PhotoVoltaic | 15.3 | 7.6
ESMASI-01600 |  |  |  |  | 2021-06-28 | 2021-01-29 | Residential |  | Lithium Ion |  | LG Chem | 5 | 5 | 5 | 5 | BM |  |  |  |  | 5584231 | Yes | DC-Coupled | PhotoVoltaic | 8.82 | 8
ESMASI-01601 |  |  |  |  | 2021-08-18 | 2021-01-29 | Residential |  | Lithium Ion |  | LG Chem | 5 | 5 | 5 | 5 | BM |  |  |  |  | 5757083 | Yes | DC-Coupled | PhotoVoltaic | 12.285 | 10
ESMASI-01609 |  |  |  |  | 2021-05-13 | 2021-01-29 | Residential |  | Lithium Ion |  | LG Chem | 5 | 5 | 5 | 5 | BM |  |  |  |  | 4928488 | Yes | DC-Coupled | PhotoVoltaic | 6.93 | 6
ESMASI-01610 |  |  |  |  | 2021-07-15 | 2021-01-29 | Residential |  | Lithium Ion |  | LG Chem | 5 | 5 | 5 | 5 | BM |  |  |  |  | 5076876 | Yes | DC-Coupled | PhotoVoltaic | 11.59 | 10
ESMASI-01611 |  |  |  |  | 2021-06-02 | 2021-01-29 | Residential |  | Lithium Ion |  | LG Chem | 5 | 5 | 5 | 5 | BM |  |  |  |  | 4928309 | Yes | DC-Coupled | PhotoVoltaic | 11.59 | 10
ESMASI-01627 |  |  |  |  | 2021-05-26 | 2021-02-01 | Residential |  | Lithium Ion |  | LG Chem | 5 | 5 | 5 | 5 | BM |  |  |  |  | 4934598 | Yes | DC-Coupled | PhotoVoltaic | 2.745 | 4
ESMASI-01628 |  |  |  |  | 2021-08-19 | 2021-02-01 | Residential |  | Lithium Ion |  | LG Chem | 5 | 5 | 5 | 5 | BM |  |  |  |  | 4943583 | Yes | DC-Coupled | PhotoVoltaic | 7.56 | 6
ESMASI-01656 |  |  |  |  | 2021-04-26 | 2021-02-02 | Residential |  | Lithium Ion |  | Tesla | 5.8 | 5 | 13.2 | 5 | BM |  |  |  |  | 4938855 | Yes | AC-Coupled | PhotoVoltaic | 14.8 | 10
ESMASI-01662 |  |  |  |  | 2021-06-01 | 2021-02-02 | Residential |  | Lithium Ion |  | Tesla | 14 | 7 | 13.5 | 5 | BM |  |  |  |  | 4938670 | Yes | AC-Coupled | PhotoVoltaic | 12.58 | 15
ESMASI-01728 |  |  |  |  | 2021-05-06 | 2021-02-05 | Residential |  | Lithium Ion |  | Tesla | 5 | 13.5 | 5 | 13.5 | BM |  |  |  |  | 4966107 | Yes | AC-Coupled | PhotoVoltaic | 9.62 | 10
ESMASI-01752 |  |  |  |  | 2021-04-13 | 2021-02-05 | Residential |  | Lithium Ion |  | LG Chem | 5 | 5 | 5 | 5 | BM |  |  |  |  | 5086681 | Yes | DC-Coupled | PhotoVoltaic | 9.45 | 8
ESMASI-01782 |  |  | MA - SMART Program |  | 2021-04-12 | 2021-02-08 | Residential |  | Lithium Ion |  | Tesla | 0 | 0 | 13.5 | 5 | BM |  |  |  |  | 4986727 | Yes | AC-Coupled | PhotoVoltaic | 6.715 | 9.93
ESMASI-02905 |  |  | MA - SMART Program |  | 2021-11-03 | 2021-04-06 | Residential |  | Lithium Ion |  | sonnenBacterie | 10 | 4.8 | 10 | 4.8 | BM |  |  |  |  | 5409533 | Yes | AC-Coupled | PhotoVoltaic | 5.25 | 8.93
ESMASI-01886 |  |  |  |  | 2021-05-17 | 2021-02-15 | Residential |  | Lithium Ion |  | LG Chem | 5 | 5 | 5 | 5 | BM |  |  |  |  | 4676611 | Yes | DC-Coupled | PhotoVoltaic | 4.575 | 4
ESMASI-01896 |  |  |  |  | 2021-09-13 | 2021-02-16 | Residential |  | Lithium Ion |  | LG Chem | 5 | 5 | 5 | 5 | BM |  |  |  |  | 5045831 | Yes | DC-Coupled | PhotoVoltaic | 4.41 | 4
ESMASI-01902 |  |  | MA - SMART Program |  | 2021-05-13 | 2021-02-16 | Residential |  | Lithium Ion |  | Tesla | 13.5 | 5 | 5 | 5.8 | BM |  |  |  |  | 5045846 | Yes | AC-Coupled | PhotoVoltaic | 6.8 | 13.4
ESMASI-01908 |  |  |  |  | 2021-04-29 | 2021-02-16 | Residential |  | Lithium Ion |  | LG Chem | 5 | 5 | 5 | 5 | BM |  |  |  |  | 5046853 | Yes | DC-Coupled | PhotoVoltaic | 3.15 | 4
ESMASI-02052 |  |  | MA - SMART Program |  | 2021-05-11 | 2021-02-23 | Residential |  | Lithium Ion |  | Other | 18 | 17.1 | 9 | 6.7 | BM |  |  |  |  | 5082533 | Yes | DC-Coupled | PhotoVoltaic | 14.76 | 7.6
ESMASI-02021 |  |  |  |  | 2021-08-04 | 2021-02-20 | Residential |  | Lithium Ion |  | LG Chem | 5 | 5 | 5 | 5 | BM |  |  |  |  | 5078188 | Yes | DC-Coupled | PhotoVoltaic | 9.45 | 8
ESMASI-02219 |  |  |  |  | 2021-08-06 | 2021-03-02 | Residential |  | Lithium Ion |  | Tesla | 13.5 | 13.5 | 5 | 5 | BM | Reliability and Resiliency | Reliability and Resiliency |  | Connected Solutions | 5141370 | Yes | AC-Coupled | PhotoVoltaic | 6.66 | 9.32
ESMASI-02198 |  |  |  |  | 2021-06-14 | 2021-03-01 | Residential |  | Lithium Ion |  | Other | 18 | 18 | 7.6 | 7.6 | BM |  |  |  |  | 5147236 | Yes | DC-Coupled | PhotoVoltaic | 9.88 | 7.6
ESMASI-02599 |  |  | MA - SMART Program | Connected Solutions | 2021-10-21 | 2021-03-22 | Residential |  | Lithium Ion |  | sonnenBacterie | 0 | 0 | 10 | 4.8 | BM | Customer Bill Savings (e.g., Demand Charge Management, TOU Arbitrage) | Reliability and Resiliency |  |  | 5319986 | Yes | AC-Coupled | PhotoVoltaic | 0 | 4.8
ESMASI-02202 |  |  | MA - SMART Program |  | 2021-03-15 | 2021-03-01 | Residential |  | Lithium Ion |  | Other | 18 | 18 | 7.6 | 7.6 | BM | Customer Bill Savings (e.g., Demand Charge Management, TOU Arbitrage) |  |  |  | 5116693 | Yes | DC-Coupled | PhotoVoltaic | 8 | 7.6
ESMASI-02128 |  |  |  |  | 2021-07-07 | 2021-02-26 | Residential |  | Lithium Ion |  | LG Chem | 5 | 5 | 5 | 5 | BM |  |  |  |  | 5107291 | Yes | DC-Coupled | PhotoVoltaic | 2.52 | 4
ESMASI-02192 |  |  |  |  | 2021-06-23 | 2021-03-01 | Residential |  | Lithium Ion |  | LG Chem | 5 | 5 | 5 | 5 | BM |  |  |  |  | 5132197 | Yes | DC-Coupled | PhotoVoltaic | 12.285 | 10
ESMASI-02200 |  |  |  |  | 2021-09-01 | 2021-03-01 | Residential |  | Lithium Ion |  | LG Chem | 5 | 5 | 5 | 5 | BM |  |  |  |  | 5269536 | Yes | DC-Coupled | PhotoVoltaic | 11.655 | 10
ESMASI-02213 |  |  | MA - SMART Program |  | 2021-07-20 | 2021-03-02 | Residential |  | Lithium Ion |  | Tesla | 14 | 5 | 5 | 5 | BM |  |  |  |  | 5397290 | Yes | AC-Coupled | PhotoVoltaic | 6.46 | 10
ESMASI-02538 |  |  |  |  | 2021-08-03 | 2021-03-18 | Residential |  | Lithium Ion |  | sonnenBacterie | 20 | 7 | 18 | 7 | BM |  |  |  | Connected Solutions, Backup | 5302927 | Yes | AC-Coupled | PhotoVoltaic | 6.6 | 7
ESMASI-02269 |  |  |  |  | 2021-06-30 | 2021-03-04 | Residential |  | Lithium Ion |  | sonnenBacterie | 10 | 0 | 10 | 8 | BM | Reliability and Resiliency | Reliability and Resiliency |  |  | 5151768 | Yes | AC-Coupled | PhotoVoltaic | 5.04 | 16
ESMASI-02337 |  |  |  |  | 2021-07-28 | 2021-03-08 | Residential |  | Lithium Ion |  | LG Chem | 5 | 5 | 5 | 5 | BM |  |  |  |  | 5172087 | Yes | DC-Coupled | PhotoVoltaic | 9.45 | 8
ESMASI-02339 |  |  |  |  | 2021-06-04 | 2021-03-08 | Residential |  | Lithium Ion |  | LG Chem | 5 | 5 | 5 | 5 | BM |  |  |  |  | 5180270 | Yes | DC-Coupled | PhotoVoltaic | 5.67 | 6
ESMASI-02340 |  |  |  |  | 2021-06-22 | 2021-03-08 | Residential |  | Lithium Ion |  | LG Chem | 5 | 5 | 5 | 5 | BM |  |  |  |  | 5183906 | Yes | DC-Coupled | PhotoVoltaic | 8.505 | 8
ESMASI-14203 |  |  |  | Connected Solutions | 2023-09-22 | 2022-06-09 | Residential |  | Lithium Ion |  | LG Chem | 9.6 | 5 | 9.6 | 5 | BM | Reliability and Resiliency | Reliability and Resiliency |  |  | 9403308 | Yes | DC-Coupled | PhotoVoltaic | 11.62 | 0
ESMASI-02384 |  |  | MA - SMART Program | Utility DR Program | 2021-08-12 | 2021-03-11 | Residential |  | Lithium Ion |  | Tesla | 0 | 0 | 13.5 | 5 | BM | Customer Bill Savings (e.g., Demand Charge Management, TOU Arbitrage) | Peak Shaving/ Load Leveling |  |  | 5228240 | Yes | AC-Coupled | PhotoVoltaic | 8.16 | 12.6
ESMASI-02412 |  |  | MA - SMART Program |  | 2021-12-20 | 2021-03-11 | Residential |  | Lithium Ion |  | Other | 8.6 | 3.4 | 8.6 | 7.6 | BM | Customer Bill Savings (e.g., Demand Charge Management, TOU Arbitrage) |  |  |  | 5212518 | Yes | DC-Coupled | PhotoVoltaic | 12.41 | 7.6
ESMASI-02455 |  |  |  |  | 2021-06-22 | 2021-03-15 | Residential |  | Lithium Ion |  | Tesla | 0 | 0 | 5 | 5 | BM |  |  |  |  | 5229142 | Yes | AC-Coupled | PhotoVoltaic | 5.95 | 10
ESMASI-03128 |  | MA - DOER/ MassCEC Funded Projects | MA - SMART Program |  | 2022-05-03 | 2021-04-16 | Residential |  | Lithium Ion |  | Tesla | 14 | 5.8 | 13.5 | 5 | BM | Reliability and Resiliency | Reliability and Resiliency |  |  | 5521240 | Yes | AC-Coupled | PhotoVoltaic | 7.04 | 5
ESMASI-02456 |  |  |  |  | 2021-06-02 | 2021-03-15 | Residential |  | Lithium Ion |  | LG Chem | 5 | 5 | 5 | 5 | BM |  |  |  |  | 5229115 | Yes | DC-Coupled | PhotoVoltaic | 5.985 | 6
ESMASI-02471 |  |  |  |  | 2021-05-18 | 2021-03-16 | Residential |  | Lithium Ion |  | Tesla | 0 | 0 | 5 | 5 | BM |  |  |  |  | 5240719 | Yes | AC-Coupled | PhotoVoltaic | 6.93 | 10.5
ESMASI-02713 |  |  | MA - SMART Program |  | 2021-10-05 | 2021-03-26 | Residential |  | Lithium Ion |  | Other | 27 | 14.96 | 30.6 | 7.6 | BM | Self Generation | Self Generation |  |  | 5332640 | Yes | DC-Coupled | PhotoVoltaic | 14.96 | 7.6
ESMASI-02533 |  |  | MA - SMART Program | Utility DR Program | 2021-05-11 | 2021-03-18 | Residential |  | Lithium Ion |  | Tesla | 0 | 0 | 13.5 | 5 | BM | Customer Bill Savings (e.g., Demand Charge Management, TOU Arbitrage) | Peak Shaving/ Load Leveling |  |  | 5379891 | Yes | AC-Coupled | PhotoVoltaic | 8.16 | 12.68
ESMASI-02598 |  |  | MA - SMART Program |  | 2021-08-06 | 2021-03-22 | Residential |  | Lithium Ion |  | Tesla | 13.5 | 13.5 | 5 | 5 | BM | Reliability and Resiliency | Reliability and Resiliency |  | Connected Solutions | 5319475 | Yes | AC-Coupled | PhotoVoltaic | 4.44 | 8.48
ESMASI-02611 |  |  | MA - SMART Program | Net Metering | 2022-06-07 | 2021-03-22 | Residential |  | Lithium Ion |  | LG Chem | 5 | 5 | 5 | 5 | BM |  |  |  | Backup | 5320598 | Yes | DC-Coupled | PhotoVoltaic | 6.3 | 6
ESMASI-02613 |  |  | MA - SMART Program | Net Metering | 2021-11-16 | 2021-03-22 | Residential |  | Lithium Ion |  | LG Chem | 5 | 5 | 5 | 5 | BM |  |  |  | Backup | 5335125 | Yes | DC-Coupled | PhotoVoltaic | 9.765 | 7.6
ESMASI-02684 |  |  |  |  | 2021-11-04 | 2021-03-25 | Residential |  | Lithium Ion |  | Tesla | 13.5 | 13.5 | 5 | 5 | BM | Reliability and Resiliency | Reliability and Resiliency |  | Connected Solutions | 5379648 | Yes | AC-Coupled | PhotoVoltaic | 5.61 | 5
ESMASI-02676 |  |  |  |  | 2021-04-27 | 2021-03-24 | Residential |  | Lithium Ion |  | LG Chem | 5 | 5 | 5 | 5 | BM |  |  |  |  | 5316541 | Yes | DC-Coupled | PhotoVoltaic | 7.32 | 6
ESMASI-02880 |  |  | MA - SMART Program |  | 2021-12-01 | 2021-04-05 | Residential |  | Lithium Ion |  | Other | 30 | 7.6 | 30 | 7.6 | BM | Self Generation | Self Generation |  |  | 5391233 | Yes | DC-Coupled | PhotoVoltaic | 15.91 | 7.6
ESMASI-02834 |  |  |  |  | 2021-11-05 | 2021-04-01 | Residential |  | Lithium Ion |  | Tesla | 13.5 | 5 | 13.5 | 5 | BM | Reliability and Resiliency | Reliability and Resiliency |  |  | 5413606 | Yes | AC-Coupled | PhotoVoltaic | 12 | 5
ESMASI-02700 |  |  | MA - SMART Program | Net Metering | 2021-10-12 | 2021-03-25 | Residential |  | Lithium Ion |  | LG Chem | 5 | 5 | 5 | 5 | BM |  |  |  | Backup | 5331596 | Yes | DC-Coupled | PhotoVoltaic | 3.15 | 4
ESMASI-02701 |  |  | MA - SMART Program | Net Metering | 2021-10-26 | 2021-03-25 | Residential |  | Lithium Ion |  | LG Chem | 5 | 5 | 5 | 5 | BM |  |  |  | Backup | 5331612 | Yes | DC-Coupled | PhotoVoltaic | 2.52 | 3.8
ESMASI-02744 |  |  | MA - SMART Program | Net Metering | 2021-11-26 | 2021-03-29 | Residential |  | Lithium Ion |  | LG Chem | 5 | 5 | 5 | 5 | BM |  |  |  | Backup | 5347555 | Yes | DC-Coupled | PhotoVoltaic | 5.355 | 6
ESMASI-02797 |  |  | MA - SMART Program |  | 2022-07-20 | 2021-03-31 | Residential |  | Lithium Ion |  | Tesla | 2.4 | 5.8 | 2.3 | 5.8 | BM |  |  |  | Critical Loads | 5373093 | Yes | AC-Coupled | PhotoVoltaic | 6.72 | 11.8
ESMASI-02810 |  |  |  |  | 2021-05-21 | 2021-03-31 | Residential |  | Lithium Ion |  | Other | 18 | 18 | 7.6 | 7.6 | BM |  |  |  |  | 5419020 | Yes | DC-Coupled | PhotoVoltaic | 10.72 | 7.6
ESMASI-02956 |  |  | MA - SMART Program |  | 2022-06-13 | 2021-04-08 | Residential |  | Lithium Ion |  | Other | 18 | 18 | 7.6 | 7.6 | BM | Self Generation | Self Generation |  |  | 5530099 | Yes | DC-Coupled | PhotoVoltaic | 13.73 | 7.6
ESMASI-02887 |  |  |  |  | 2021-08-04 | 2021-04-05 | Residential |  | Lithium Ion |  | Tesla | 0 | 0 | 13.5 | 5 | BM |  |  |  |  | 5400691 | Yes | AC-Coupled | PhotoVoltaic | 11.84 | 14.28
ESMASI-02891 |  |  |  |  | 2021-08-13 | 2021-04-05 | Residential |  | Lithium Ion |  | LG Chem | 5 | 5 | 5 | 5 | BM |  |  |  |  | 5400867 | Yes | DC-Coupled | PhotoVoltaic | 9.15 | 9.8
ESMASI-02917 |  |  |  |  | 2021-05-24 | 2021-04-06 | Residential |  | Lithium Ion |  | LG Chem | 5 | 5 | 5 | 5 | BM |  |  |  |  | 5420486 | Yes | DC-Coupled | PhotoVoltaic | 9.765 | 8.8
ESMASI-02923 |  |  | MA - SMART Program | Net Metering | 2021-08-25 | 2021-04-06 | Residential |  | Lithium Ion |  | LG Chem | 5 | 5 | 5 | 5 | BM |  |  |  | Backup | 5420707 | Yes | DC-Coupled | PhotoVoltaic | 5.1 | 6
ESMASI-02935 |  | MA - DOER/ MassCEC Funded Projects | MA - SMART Program |  | 2021-11-10 | 2021-04-07 | Residential |  | Lithium Ion |  | Tesla | 0 | 0 | 5 | 5 | BM | Customer Bill Savings (e.g., Demand Charge Management, TOU Arbitrage) | Peak Shaving/ Load Leveling |  |  | 5429089 | Yes | AC-Coupled | PhotoVoltaic | 0 | 5
ESMASI-02940 |  |  | MA - SMART Program |  | 2021-12-01 | 2021-04-07 | Residential |  | Lithium Ion |  | Tesla | 13.5 | 5.8 | 5 | 5.8 | BM |  |  |  |  | 5428148 | Yes | AC-Coupled | PhotoVoltaic | 5.6 | 13.4
ESMASI-02954 |  |  |  |  | 2021-07-19 | 2021-04-07 | Residential |  | Lithium Ion |  | LG Chem | 5 | 5 | 5 | 5 | BM |  |  |  |  | 4702882 | Yes | DC-Coupled | PhotoVoltaic | 11.895 | 9.8
ESMASI-02980 |  |  | MA - SMART Program |  | 2022-01-19 | 2021-04-08 | Residential |  | Lithium Ion |  | Other | 17.1 | 6.7 | 17.1 | 6.7 | BM | Customer Bill Savings (e.g., Demand Charge Management, TOU Arbitrage) |  |  |  | 5436318 | Yes | DC-Coupled | PhotoVoltaic | 13.14 | 7.6
ESMASI-02991 |  |  | MA - SMART Program |  | 2021-12-14 | 2021-04-08 | Residential |  | Lithium Ion |  | LG Chem | 9.8 | 5 | 9.8 | 5 | BM |  |  |  |  | 7258994 | Yes | DC-Coupled | PhotoVoltaic | 10.88 | 11.4
ESMASI-04894 |  |  | MA - SMART Program |  | 2022-07-08 | 2021-06-24 | Residential |  | Lithium Ion |  | LG Chem | 9.6 | 5 | 19.2 | 11.4 | BM | Reliability and Resiliency | Reliability and Resiliency |  |  | 6048227 | Yes | DC-Coupled | PhotoVoltaic | 9.99 | 10
ESMASI-03064 |  |  | MA - SMART Program |  | 2021-10-04 | 2021-04-13 | Residential |  | Lithium Ion |  | Other | 18 | 18 | 6.7 | 9 | BM |  |  |  |  | 5479768 | Yes | DC-Coupled | PhotoVoltaic | 8.84 | 7.6
ESMASI-06270 |  |  |  |  | 2021-11-09 | 2021-08-23 | Residential |  | Lithium Ion |  | Other | 17.1 | 6.7 | 16.5 | 6.7 | BM |  |  |  |  | 6501790 | Yes | DC-Coupled | PhotoVoltaic | 9.48 | 7.6
ESMASI-03156 |  |  | MA - SMART Program |  | 2021-06-17 | 2021-04-19 | Residential |  | Lithium Ion |  | Other | 18 | 18 | 7.6 | 7.6 | BM | Self Generation | Self Generation |  |  | 5560286 | Yes | DC-Coupled | PhotoVoltaic | 13.4 | 7.6
ESMASI-03113 |  |  |  |  | 2021-06-01 | 2021-04-15 | Residential |  | Lithium Ion |  | LG Chem | 5 | 5 | 5 | 5 | BM |  |  |  |  | 5501762 | Yes | DC-Coupled | PhotoVoltaic | 10.675 | 9.8
ESMASI-03114 |  | MA - DOER/ MassCEC Funded Projects | MA - SMART Program |  | 2021-08-19 | 2021-04-15 | Residential |  | Lithium Ion |  | Tesla | 0 | 0 | 5 | 5 | BM | Customer Bill Savings (e.g., Demand Charge Management, TOU Arbitrage) | Peak Shaving/ Load Leveling |  |  | 5501847 | Yes | AC-Coupled | PhotoVoltaic | 9.36 | 12.6
ESMASI-03118 |  |  |  |  | 2021-08-25 | 2021-04-15 | Residential |  | Lithium Ion |  | LG Chem | 5 | 5 | 5 | 5 | BM |  |  |  |  | 5502392 | Yes | DC-Coupled | PhotoVoltaic | 9.765 | 9.8
ESMASI-03132 |  |  |  |  | 2021-06-29 | 2021-04-16 | Residential |  | Lithium Ion |  | Tesla | 0 | 0 | 5 | 5 | BM |  |  |  |  | 5584633 | Yes | AC-Coupled | PhotoVoltaic | 9.49 | 12.67
ESMASI-03143 |  |  | MA - SMART Program | Net Metering | 2021-07-29 | 2021-04-16 | Residential |  | Lithium Ion |  | LG Chem | 5 | 5 | 5 | 5 | BM |  |  |  | Backup | 5522674 | Yes | DC-Coupled | PhotoVoltaic | 8.16 | 7.6
ESMASI-03148 |  |  | MA - SMART Program | Net Metering | 2022-02-18 | 2021-04-16 | Residential |  | Lithium Ion |  | LG Chem | 5 | 5 | 5 | 5 | BM |  |  |  | Backup | 5528515 | Yes | DC-Coupled | PhotoVoltaic | 5.78 | 6
ESMASI-03150 |  |  | MA - SMART Program | Net Metering | 2021-06-25 | 2021-04-16 | Residential |  | Lithium Ion |  | Tesla | 0 | 0 | 10 | 10 | BM |  |  |  | Backup | 5528303 | Yes | AC-Coupled | PhotoVoltaic | 6.12 | 15
ESMASI-03178 |  |  | MA - SMART Program | Net Metering | 2021-08-13 | 2021-04-19 | Residential |  | Lithium Ion |  | Tesla | 0 | 0 | 5 | 5 | BM |  |  |  | Backup | 5524639 | Yes | AC-Coupled | PhotoVoltaic | 6.12 | 11
ESMASI-03180 |  |  | MA - SMART Program | Net Metering | 2022-03-15 | 2021-04-19 | Residential |  | Lithium Ion |  | LG Chem | 5 | 5 | 5 | 5 | BM |  |  |  | Backup | 5525247 | Yes | DC-Coupled | PhotoVoltaic | 7.82 | 6
ESMASI-03183 |  |  | MA - SMART Program | Net Metering | 2022-04-11 | 2021-04-19 | Residential |  | Lithium Ion |  | LG Chem | 5 | 5 | 5 | 5 | BM |  |  |  | Backup | 5528334 | Yes | DC-Coupled | PhotoVoltaic | 5.44 | 6
ESMASI-03185 |  |  | MA - SMART Program | Net Metering | 2021-09-15 | 2021-04-19 | Residential |  | Lithium Ion |  | Tesla | 0 | 0 | 5 | 5 | BM |  |  |  | Backup | 5528425 | Yes | AC-Coupled | PhotoVoltaic | 9.52 | 13.26
ESMASI-03213 |  |  |  |  | 2021-07-16 | 2021-04-21 | Residential |  | Lithium Ion |  | LG Chem | 5 | 5 | 5 | 5 | BM |  |  |  |  | 4703172 | Yes | DC-Coupled | PhotoVoltaic | 11.2 | 9.8
ESMASI-03261 |  |  | MA - SMART Program |  | 2022-01-14 | 2021-04-22 | Residential |  | Lithium Ion |  | Other | 18 | 6.7 | 18 | 6.7 | BM | Customer Bill Savings (e.g., Demand Charge Management, TOU Arbitrage) |  |  |  | 5552909 | Yes | DC-Coupled | PhotoVoltaic | 14.965 | 15
ESMASI-03266 |  |  | MA - SMART Program | Net Metering | 2022-02-04 | 2021-04-22 | Residential |  | Lithium Ion |  | LG Chem | 10 | 10 | 10 | 10 | BM |  |  |  | Backup | 5558500 | Yes | DC-Coupled | PhotoVoltaic | 12.92 | 12
ESMASI-03276 |  |  | MA - SMART Program | Net Metering | 2021-10-01 | 2021-04-22 | Residential |  | Lithium Ion |  | LG Chem | 5 | 5 | 5 | 5 | BM |  |  |  | Backup | 5634938 | Yes | DC-Coupled | PhotoVoltaic | 8.16 | 8
ESMASI-03312 |  |  |  |  | 2021-11-23 | 2021-04-23 | Residential |  | Lithium Ion |  | LG Chem | 5 | 5 | 5 | 5 | BM |  |  |  |  | 4350670 | Yes | DC-Coupled | PhotoVoltaic | 8.505 | 7.6
ESMASI-03368 |  |  | MA - SMART Program | Net Metering | 2021-08-13 | 2021-04-27 | Residential |  | Lithium Ion |  | LG Chem | 5 | 5 | 5 | 5 | BM |  |  |  | Backup | 5599646 | Yes | DC-Coupled | PhotoVoltaic | 5.78 | 6
ESMASI-03458 |  |  | MA - SMART Program |  | 2021-11-04 | 2021-05-03 | Residential |  | Lithium Ion |  | Tesla | 13.5 | 13.5 | 5 | 5 | BM | Reliability and Resiliency | Reliability and Resiliency |  | Connected Solutions | 5634457 | Yes | AC-Coupled | PhotoVoltaic | 8.51 | 11.7
ESMASI-03705 |  |  | MA - SMART Program |  | 2021-11-03 | 2021-05-12 | Residential |  | Lithium Ion |  | Other | 0 | 0 | 13 | 6.8 | BM |  |  |  |  | 5743741 | Yes | AC-Coupled | PhotoVoltaic | 7.38 | 13.1
ESMASI-03380 |  |  | MA - SMART Program | Net Metering | 2021-10-13 | 2021-04-28 | Residential |  | Lithium Ion |  | LG Chem | 5 | 5 | 5 | 5 | BM |  |  |  | Backup | 5645970 | Yes | DC-Coupled | PhotoVoltaic | 6.8 | 6
ESMASI-03483 |  |  | MA - SMART Program |  | 2021-07-08 | 2021-05-03 | Residential |  | Lithium Ion |  | Other | 18 | 18 | 7.6 | 7.6 | BM | Self Generation | Self Generation |  |  | 5644834 | Yes | DC-Coupled | PhotoVoltaic | 10.64 | 7.6
ESMASI-03393 |  |  | MA - SMART Program |  | 2022-03-04 | 2021-04-28 | Residential |  | Lithium Ion |  | Tesla | 0 | 0 | 13.5 | 5 | BM |  |  |  |  | 5605581 | Yes | AC-Coupled | PhotoVoltaic | 10.95 | 13.7
ESMASI-03396 |  |  | MA - SMART Program | Net Metering | 2021-10-21 | 2021-04-28 | Residential |  | Lithium Ion |  | LG Chem | 5 | 5 | 5 | 5 | BM |  |  |  | Backup | 5605370 | Yes | DC-Coupled | PhotoVoltaic | 10.88 | 9.8
ESMASI-03397 |  |  | MA - SMART Program | Net Metering | 2022-05-23 | 2021-04-28 | Residential |  | Lithium Ion |  | LG Chem | 5 | 5 | 5 | 5 | BM |  |  |  | Backup | 5604806 | Yes | DC-Coupled | PhotoVoltaic | 6.46 | 6
ESMASI-03415 |  |  |  |  | 2021-07-30 | 2021-04-29 | Residential |  | Lithium Ion |  | LG Chem | 5 | 5 | 5 | 5 | BM |  |  |  |  | 4859960 | Yes | DC-Coupled | PhotoVoltaic | 11.285 | 9.8
ESMASI-03429 |  |  | MA - SMART Program |  | 2021-10-13 | 2021-04-30 | Residential |  | Lithium Ion |  | Tesla | 0 | 0 | 13.5 | 5 | BM | Reliability and Resiliency | Reliability and Resiliency |  |  | 5605156 | Yes | AC-Coupled | PhotoVoltaic | 5.28 | 10
ESMASI-03459 |  |  | MA - SMART Program |  | 2021-08-19 | 2021-05-03 | Residential |  | Lithium Ion |  | Tesla | 5 | 5 | 5 | 5 | BM |  |  |  |  | 5631115 | Yes | AC-Coupled | PhotoVoltaic | 11.2 | 15
ESMASI-03489 |  |  | MA - SMART Program | Net Metering | 2022-06-06 | 2021-05-03 | Residential |  | Lithium Ion |  | Tesla | 0 | 0 | 5 | 5 | BM |  |  |  | Backup | 4484898 | Yes | AC-Coupled | PhotoVoltaic | 4.08 | 8.54
ESMASI-03544 |  |  |  |  | 2021-07-19 | 2021-05-05 | Residential |  | Lithium Ion |  | Tesla | 0 | 0 | 13.5 | 5 | BM |  |  |  |  | 5675819 | Yes | AC-Coupled | PhotoVoltaic | 10.95 | 13.7
ESMASI-03503 |  |  | MA - SMART Program | Net Metering | 2022-03-29 | 2021-05-04 | Residential |  | Lithium Ion |  | LG Chem | 5 | 5 | 5 | 5 | BM |  |  |  | Backup | 5665761 | Yes | DC-Coupled | PhotoVoltaic | 10.54 | 9.8
ESMASI-03508 |  |  | MA - SMART Program | Net Metering | 2021-09-13 | 2021-05-04 | Residential |  | Lithium Ion |  | LG Chem | 5 | 5 | 5 | 5 | BM |  |  |  | Backup | 5644259 | Yes | DC-Coupled | PhotoVoltaic | 6.12 | 6
ESMASI-03527 |  |  | MA - SMART Program | Net Metering | 2022-05-25 | 2021-05-04 | Residential |  | Lithium Ion |  | LG Chem | 5 | 5 | 5 | 5 | BM |  |  |  | Backup | 5804481 | Yes | DC-Coupled | PhotoVoltaic | 4.76 | 4
ESMASI-03588 |  |  | MA - SMART Program |  | 2021-07-26 | 2021-05-06 | Residential |  | Lithium Ion |  | Other | 18 | 18 | 7.6 | 7.6 | BM | Self Generation | Self Generation |  |  | 5717994 | Yes | DC-Coupled | PhotoVoltaic | 15.96 | 7.6
ESMASI-03599 |  |  | MA - SMART Program |  | 2021-10-07 | 2021-05-07 | Residential |  | Lithium Ion |  | Enphase | 10.08 | 10.5 | 3.84 | 3.84 | BM | Self Generation | Self Generation |  |  | 5728002 | Yes | AC-Coupled | PhotoVoltaic | 6.84 | 9.15
ESMASI-03543 |  |  | MA - SMART Program | Net Metering | 2021-12-10 | 2021-05-05 | Residential |  | Lithium Ion |  | LG Chem | 5 | 5 | 5 | 5 | BM |  |  |  | Backup | 5676075 | Yes | DC-Coupled | PhotoVoltaic | 6.12 | 6
ESMASI-03632 |  |  |  |  | 2021-10-07 | 2021-05-10 | Residential |  | Lithium Ion |  | Other | 6.7 | 17.1 | 6.52 | 16.64 | BM |  |  |  |  | 5773342 | Yes | DC-Coupled | PhotoVoltaic | 5.44 | 7.6
ESMASI-03571 |  |  |  |  | 2021-11-24 | 2021-05-06 | Residential |  | Lithium Ion |  | LG Chem | 5 | 5 | 5 | 5 | BM |  |  |  |  | 5046527 | Yes | DC-Coupled | PhotoVoltaic | 15.64 | 12
ESMASI-03577 |  |  | MA - SMART Program | Net Metering | 2021-09-27 | 2021-05-06 | Residential |  | Lithium Ion |  | LG Chem | 5 | 5 | 5 | 5 | BM |  |  |  | Backup | 5716152 | Yes | DC-Coupled | PhotoVoltaic | 9.52 | 7.6
ESMASI-03579 |  |  |  |  | 2021-07-20 | 2021-05-06 | Residential |  | Lithium Ion |  | LG Chem | 5 | 5 | 5 | 5 | BM |  |  |  |  | 5720353 | Yes | DC-Coupled | PhotoVoltaic | 9.455 | 10
ESMASI-03580 |  |  |  |  | 2021-07-20 | 2021-05-06 | Residential |  | Lithium Ion |  | LG Chem | 5 | 5 | 5 | 5 | BM |  |  |  |  | 5714578 | Yes | DC-Coupled | PhotoVoltaic | 11.655 | 9.8
ESMASI-03584 |  |  |  |  | 2021-10-19 | 2021-05-06 | Residential |  | Lithium Ion |  | LG Chem | 5 | 5 | 5 | 5 | BM |  |  |  |  | 5723846 | Yes | DC-Coupled | PhotoVoltaic | 10.395 | 9.8
ESMASI-03597 |  |  | MA - SMART Program | Net Metering | 2021-07-29 | 2021-05-07 | Residential |  | Lithium Ion |  | Tesla | 0 | 0 | 5 | 5 | BM |  |  |  | Backup | 5691743 | Yes | AC-Coupled | PhotoVoltaic | 4.08 | 8.8
ESMASI-03756 |  |  |  |  | 2021-08-05 | 2021-05-13 | Residential |  | Lithium Ion |  | sonnenBacterie | 10 | 0 | 4.8 | 0 | BM | Self Generation | Self Generation |  |  | 5758060 | Yes | AC-Coupled | PhotoVoltaic | 0 | 0
ESMASI-03638 |  |  |  |  | 2022-01-31 | 2021-05-10 | Residential |  | Lithium Ion |  | Tesla | 13.5 | 13.5 | 5 | 5 | BM |  |  |  |  | 5728465 | Yes | AC-Coupled | PhotoVoltaic | 7.3 | 5
ESMASI-03616 |  |  | MA - SMART Program | Net Metering | 2022-02-17 | 2021-05-07 | Residential |  | Lithium Ion |  | LG Chem | 5 | 5 | 5 | 5 | BM |  |  |  | Backup | 5697855 | Yes | DC-Coupled | PhotoVoltaic | 11.56 | 9.8
ESMASI-04777 |  |  | MA - SMART Program |  | 2021-11-03 | 2021-06-21 | Residential |  | Lithium Ion |  | LG Chem | 16 | 7 | 16 | 7 | BM |  |  |  |  | 6245444 | Yes | DC-Coupled | PhotoVoltaic | 13.32 | 10
ESMASI-03698 |  |  |  |  | 2021-10-26 | 2021-05-12 | Residential |  | Lithium Ion |  | Enphase | 10.5 | 0 | 3.84 | 0 | BM | Microgrid | Microgrid | Microgrid |  | 5728940 | Yes | AC-Coupled | PhotoVoltaic | 0 | 0
ESMASI-03938 |  |  | MA - SMART Program |  | 2021-07-15 | 2021-05-21 | Residential |  | Lithium Ion |  | sonnenBacterie | 10 | 10 | 5 | 3 | BM | Reliability and Resiliency | Reliability and Resiliency |  |  | 5938206 | Yes | AC-Coupled | PhotoVoltaic | 10.88 | 12.8
ESMASI-03736 |  |  | MA - SMART Program |  | 2021-09-15 | 2021-05-13 | Residential |  | Lithium Ion |  | Other | 18 | 18 | 7.6 | 7.6 | BM | Self Generation | Self Generation |  |  | 5738734 | Yes | DC-Coupled | PhotoVoltaic | 7.59 | 7.6
ESMASI-03693 |  |  | MA - SMART Program | Net Metering | 2022-01-19 | 2021-05-11 | Residential |  | Lithium Ion |  | LG Chem | 5 | 5 | 5 | 5 | BM |  |  |  | Backup | 5755232 | Yes | DC-Coupled | PhotoVoltaic | 7.14 | 6
ESMASI-03724 |  |  | MA - SMART Program |  | 2022-01-27 | 2021-05-12 | Residential |  | Lithium Ion |  | Tesla | 14 | 5.8 | 13.5 | 5 | BM | Reliability and Resiliency | Reliability and Resiliency |  |  | 5792709 | Yes | AC-Coupled | PhotoVoltaic | 8.77 | 5
ESMASI-03745 |  |  | MA - SMART Program |  | 2022-08-24 | 2021-05-13 | Residential |  | Lithium Ion |  | Tesla | 14 | 5.8 | 13.5 | 5 | BM | Reliability and Resiliency | Reliability and Resiliency |  |  | 5779177 | Yes | AC-Coupled | PhotoVoltaic | 7.35 | 5
ESMASI-03746 |  |  |  |  | 2021-11-10 | 2021-05-13 | Residential |  | Lithium Ion |  | LG Chem | 5 | 5 | 5 | 5 | BM |  |  |  |  | 5777617 | Yes | DC-Coupled | PhotoVoltaic | 10.71 | 9.8
ESMASI-03751 |  |  |  | Net Metering | 2021-09-15 | 2021-05-13 | Residential |  | Lithium Ion |  | Tesla | 0 | 0 | 9.8 | 5 | BM |  |  |  | Backup | 5742074 | Yes | AC-Coupled | PhotoVoltaic | 7.14 | 11
ESMASI-03761 |  |  | MA - SMART Program | Net Metering | 2022-02-10 | 2021-05-13 | Residential |  | Lithium Ion |  | LG Chem | 9.8 | 5 | 9.8 | 5 | BM |  |  |  | Backup | 5757930 | Yes | DC-Coupled | PhotoVoltaic | 8.82 | 8
ESMASI-03759 |  |  | MA - SMART Program | Net Metering | 2022-05-18 | 2021-05-13 | Residential |  | Lithium Ion |  | LG Chem | 5 | 5 | 5 | 5 | BM |  |  |  | Backup | 5742813 | Yes | DC-Coupled | PhotoVoltaic | 7.14 | 6
ESMASI-03823 |  |  | MA - SMART Program | Net Metering | 2021-11-02 | 2021-05-17 | Residential |  | Lithium Ion |  | LG Chem | 5 | 5 | 5 | 5 | BM |  |  |  | Backup | 5787537 | Yes | DC-Coupled | PhotoVoltaic | 6.12 | 6
ESMASI-03851 |  |  | MA - SMART Program |  | 2021-12-13 | 2021-05-18 | Residential |  | Lithium Ion |  | Tesla | 13.5 | 5 | 13.5 | 5 | BM |  |  |  |  | 5833538 | Yes | AC-Coupled | PhotoVoltaic | 8.75 | 11
ESMASI-03978 |  | MA - DOER/ MassCEC Funded Projects | MA - SMART Program |  | 2021-10-08 | 2021-05-24 | Residential |  | Lithium Ion |  | Tesla | 0 | 0 | 5 | 5 | BM | Customer Bill Savings (e.g., Demand Charge Management, TOU Arbitrage) | Peak Shaving/ Load Leveling |  |  | 5824833 | Yes | AC-Coupled | PhotoVoltaic | 0 | 5
ESMASI-03878 |  | MA - DOER/ MassCEC Funded Projects |  |  | 2023-03-23 | 2021-05-19 | Residential |  | Lithium Ion |  | Tesla | 14 | 5.8 | 13.5 | 5 | BM | Reliability and Resiliency | Reliability and Resiliency |  |  | 5792276 | Yes | AC-Coupled | PhotoVoltaic | 4.49 | 5
ESMASI-03900 |  |  | MA - SMART Program |  | 2021-09-10 | 2021-05-20 | Residential |  | Lithium Ion |  | LG Chem | 5 | 5 | 5 | 5 | BM | Self Generation | Self Generation |  |  | 5790737 | Yes | DC-Coupled | PhotoVoltaic | 11.88 | 7.6
ESMASI-03927 |  |  | MA - SMART Program | Net Metering | 2022-05-12 | 2021-05-21 | Residential |  | Lithium Ion |  | Tesla | 0 | 0 | 5 | 5 | BM |  |  |  | Backup | 5813090 | Yes | AC-Coupled | PhotoVoltaic | 4.76 | 8.8
ESMASI-03973 |  |  | MA - SMART Program |  | 2021-10-22 | 2021-05-24 | Residential |  | Lithium Ion |  | Tesla | 5 | 5 | 5 | 5 | BM | Self Generation | Self Generation |  |  | 5824564 | Yes | AC-Coupled | PhotoVoltaic | 8.4 | 15
ESMASI-03985 |  |  | MA - SMART Program | Net Metering | 2021-11-23 | 2021-05-24 | Residential |  | Lithium Ion |  | LG Chem | 5 | 5 | 5 | 5 | BM |  |  |  | Backup | 5825112 | Yes | DC-Coupled | PhotoVoltaic | 8.16 | 7.6
ESMASI-04069 |  |  | MA - SMART Program |  | 2021-12-01 | 2021-05-25 | Residential |  | Lithium Ion |  | Other | 480 | 4.8 | 6.1 | 6.1 | BM | Customer Bill Savings (e.g., Demand Charge Management, TOU Arbitrage) |  |  |  | 5854087 | Yes | DC-Coupled | PhotoVoltaic | 10 | 7.6
ESMASI-04109 |  |  | MA - SMART Program | Net Metering | 2022-01-11 | 2021-05-26 | Residential |  | Lithium Ion |  | LG Chem | 9.8 | 5 | 9.8 | 5 | BM |  |  |  | Backup | 5864855 | Yes | DC-Coupled | PhotoVoltaic | 5.44 | 6
ESMASI-04176 |  |  | MA - SMART Program |  | 2021-10-07 | 2021-05-28 | Residential |  | Lithium Ion |  | LG Chem | 16 | 7 | 16 | 7 | BM | Customer Bill Savings (e.g., Demand Charge Management, TOU Arbitrage) | Reliability and Resiliency |  |  | 5868509 | Yes | DC-Coupled | PhotoVoltaic | 13.6 | 7.6
ESMASI-04315 |  |  | MA - SMART Program |  | 2021-12-28 | 2021-06-03 | Residential |  | Lithium Ion |  | Tesla | 0 | 0 | 13.5 | 5 | BM | Reliability and Resiliency | Reliability and Resiliency |  |  | 6027720 | Yes | AC-Coupled | PhotoVoltaic | 4.875 | 10
ESMASI-04259 |  |  |  |  | 2021-09-08 | 2021-06-01 | Residential |  | Lithium Ion |  | LG Chem | 5 | 5 | 5 | 5 | BM |  |  |  |  | 5914409 | Yes | DC-Coupled | PhotoVoltaic | 9.75 | 7.6
ESMASI-04196 |  |  | MA - SMART Program | Net Metering | 2021-09-22 | 2021-05-28 | Residential |  | Lithium Ion |  | LG Chem | 9.8 | 5 | 9.8 | 5 | BM |  |  |  | Backup | 5901414 | Yes | DC-Coupled | PhotoVoltaic | 5.44 | 5
ESMASI-04314 |  |  | MA - SMART Program |  | 2022-01-05 | 2021-06-03 | Residential |  | Lithium Ion |  | Tesla | 0 | 0 | 13.5 | 5 | BM | Reliability and Resiliency | Reliability and Resiliency |  |  | 6024254 | Yes | AC-Coupled | PhotoVoltaic | 15.395 | 15
ESMASI-04251 |  |  | MA - SMART Program |  | 2022-03-22 | 2021-06-01 | Residential |  | Lithium Ion |  | LG Chem | 16 | 7 | 16 | 7 | BM | Customer Bill Savings (e.g., Demand Charge Management, TOU Arbitrage) | Reliability and Resiliency |  |  | 5910685 | Yes | DC-Coupled | PhotoVoltaic | 14.8 | 7.6
ESMASI-04285 |  |  | MA - SMART Program | Net Metering | 2022-08-29 | 2021-06-02 | Residential |  | Lithium Ion |  | LG Chem | 9.8 | 5 | 9.8 | 5 | BM |  |  |  | Backup | 5936514 | Yes | DC-Coupled | PhotoVoltaic | 10.2 | 9.8
ESMASI-04260 |  |  |  |  | 2022-04-20 | 2021-06-01 | Residential |  | Lithium Ion |  | LG Chem | 5 | 5 | 5 | 5 | BM |  |  |  |  | 5914483 | Yes | DC-Coupled | PhotoVoltaic | 11.7 | 7.6
ESMASI-04261 |  |  | MA - SMART Program | Net Metering | 2021-11-19 | 2021-06-01 | Residential |  | Lithium Ion |  | LG Chem | 9.8 | 5 | 9.8 | 5 | BM |  |  |  | Backup | 5895326 | Yes | DC-Coupled | PhotoVoltaic | 6.245 | 6
ESMASI-04276 |  |  | MA - SMART Program |  | 2021-12-02 | 2021-06-02 | Residential |  | Lithium Ion |  | Tesla | 5 | 5 | 5 | 5 | BM | Self Generation | Self Generation |  |  | 5936604 | Yes | AC-Coupled | PhotoVoltaic | 2.19 | 6.77
ESMASI-04296 |  |  | MA - SMART Program | Net Metering | 2021-08-13 | 2021-06-02 | Residential |  | Lithium Ion |  | LG Chem | 9.8 | 5 | 9.8 | 5 | BM |  |  |  | Backup | 5880706 | Yes | DC-Coupled | PhotoVoltaic | 5.44 | 6
ESMASI-04307 |  |  | MA - SMART Program |  | 2021-10-15 | 2021-06-03 | Residential |  | Lithium Ion |  | LG Chem | 9.3 | 9.3 | 5 | 9.3 | BM |  |  |  |  | 5922477 | Yes | DC-Coupled | PhotoVoltaic | 11.84 | 10.6
ESMASI-04337 |  |  |  |  | 2021-11-30 | 2021-06-04 | Residential |  | Lithium Ion |  | LG Chem | 5 | 5 | 5 | 5 | BM |  |  |  |  | 5935665 | Yes | DC-Coupled | PhotoVoltaic | 11.7 | 7.6
ESMASI-04360 |  |  | MA - SMART Program | Net Metering | 2021-08-11 | 2021-06-04 | Residential |  | Lithium Ion |  | LG Chem | 9.8 | 5 | 9.8 | 5 | BM |  |  |  | Backup | 5943115 | Yes | DC-Coupled | PhotoVoltaic | 7.82 | 6
ESMASI-04364 |  |  | MA - SMART Program | Net Metering | 2021-07-14 | 2021-06-04 | Residential |  | Lithium Ion |  | LG Chem | 9.8 | 5 | 9.8 | 5 | BM |  |  |  | Backup | 5229738 | Yes | DC-Coupled | PhotoVoltaic | 12.6 | 9.8
ESMASI-04384 |  |  | MA - SMART Program |  | 2022-01-18 | 2021-06-07 | Residential |  | Lithium Ion |  | Tesla | 13.5 | 5 | 13.5 | 5 | BM |  |  |  |  | 5936293 | Yes | AC-Coupled | PhotoVoltaic | 5.04 | 8.5
ESMASI-06775 |  |  | MA - SMART Program | ConnectedSolutions demand response program | 2022-06-29 | 2021-09-14 | Residential |  | Lithium Ion |  | Other | 15 | 15.36 | 15 | 9 | BM | Reliability and Resiliency | Reliability and Resiliency |  |  | 7507545 | Yes | DC-Coupled | PhotoVoltaic | 11.02 | 9
ESMASI-04400 |  |  | MA - SMART Program | Net Metering | 2021-11-04 | 2021-06-07 | Residential |  | Lithium Ion |  | LG Chem | 9.8 | 5 | 9.8 | 5 | BM |  |  |  | Backup | 6028764 | Yes | DC-Coupled | PhotoVoltaic | 9.18 | 7.6
ESMASI-04439 |  |  | MA - SMART Program | Net Metering | 2021-11-08 | 2021-06-08 | Residential |  | Lithium Ion |  | Tesla | 0 | 0 | 13.2 | 5 | BM |  |  |  | Backup | 5938704 | Yes | AC-Coupled | PhotoVoltaic | 9.86 | 12.6
ESMASI-04440 |  |  | MA - SMART Program | Net Metering | 2022-06-07 | 2021-06-08 | Residential |  | Lithium Ion |  | LG Chem | 9.8 | 5 | 9.8 | 5 | BM |  |  |  | Backup | 5924557 | Yes | DC-Coupled | PhotoVoltaic | 7.82 | 8
ESMASI-04564 |  |  | MA - SMART Program | Connected Solutions | 2021-10-01 | 2021-06-13 | Residential |  | Lithium Ion |  | Other | 3.4 | 3.4 | 9 | 3.4 | BM | Reliability and Resiliency | Reliability and Resiliency |  | Grid backup and Connected Solutions | 5957099 | Yes | DC-Coupled | PhotoVoltaic | 8.14 | 7.6
ESMASI-04708 |  |  |  |  | 2022-02-11 | 2021-06-18 | Residential |  | Lithium Ion |  | Enphase | 10.08 | 3.84 | 10.5 | 0.24 | BM |  |  |  |  | 6051076 | Yes | AC-Coupled | PhotoVoltaic | 8.4 | 6.04
ESMASI-04497 |  |  | MA - SMART Program |  | 2021-09-21 | 2021-06-10 | Residential |  | Lithium Ion |  | Tesla | 0 | 0 | 13.5 | 5 | BM | Self Generation | Self Generation |  |  | 5955978 | Yes | AC-Coupled | PhotoVoltaic | 5.135 | 9.76
ESMASI-04515 |  |  | MA - SMART Program | Net Metering | 2022-02-09 | 2021-06-10 | Residential |  | Lithium Ion |  | LG Chem | 9.8 | 5 | 9.8 | 5 | BM |  |  |  | Backup | 5956494 | Yes | DC-Coupled | PhotoVoltaic | 6.8 | 6
ESMASI-04675 |  |  | MA - SMART Program |  | 2021-12-14 | 2021-06-17 | Residential |  | Lithium Ion |  | Other | 18 | 18 | 6.7 | 6.7 | BM | Customer Bill Savings (e.g., Demand Charge Management, TOU Arbitrage) |  |  |  | 5992614 | Yes | DC-Coupled | PhotoVoltaic | 13.2 | 7.6
ESMASI-04639 |  |  | MA - SMART Program |  | 2021-11-29 | 2021-06-15 | Residential |  | Lithium Ion |  | Enphase | 0 | 0 | 10.08 | 3.84 | BM |  |  |  | ConnectedSolutions | 5987832 | Yes | AC-Coupled | PhotoVoltaic | 7.4 | 8.84
ESMASI-04637 |  |  |  |  | 2021-10-13 | 2021-06-15 | Residential |  | Lithium Ion |  | Tesla | 5 | 5 | 5.8 | 5.8 | BM |  |  |  |  | 5987437 | Yes | AC-Coupled | PhotoVoltaic | 7.77 | 11.8
ESMASI-04681 |  |  | MA - SMART Program | Connected solutions | 2022-04-25 | 2021-06-17 | Residential |  | Other | Lithium iron phosphate (LFP) | Enphase | 10.08 | 3.84 | 10.08 | 3.84 | BM | Microgrid | Microgrid | Microgrid | Connected solutions | 6024198 | Yes | AC-Coupled | PhotoVoltaic | 5.475 | 8.24
ESMASI-04689 |  |  | MA - SMART Program |  | 2022-01-26 | 2021-06-17 | Residential |  | Lithium Ion |  | Tesla | 13.5 | 6.46 | 5 | 5 | BM | Customer Bill Savings (e.g., Demand Charge Management, TOU Arbitrage) | Peak Shaving/ Load Leveling |  |  | 5994870 | Yes | AC-Coupled | PhotoVoltaic | 6.46 | 10
ESMASI-04733 |  |  | MA - SMART Program | Net Metering | 2021-10-19 | 2021-06-18 | Residential |  | Lithium Ion |  | LG Chem | 5 | 5 | 5 | 5 | BM |  |  |  | Backup | 6007583 | Yes | DC-Coupled | PhotoVoltaic | 3.74 | 3.8
ESMASI-04747 |  |  | MA - SMART Program | Net Metering | 2022-02-16 | 2021-06-19 | Residential |  | Lithium Ion |  | LG Chem | 9.8 | 5 | 9.8 | 5 | BM |  |  |  | Backup | 6028970 | Yes | DC-Coupled | PhotoVoltaic | 8.16 | 7.6
ESMASI-05123 |  |  | MA - SMART Program |  | 2021-11-05 | 2021-07-05 | Residential |  | Lithium Ion |  | Other | 17.1 | 17.1 | 17.1 | 17.1 | BM | Self Generation | Self Generation |  |  | 6196523 | Yes | DC-Coupled | PhotoVoltaic | 12.24 | 7.6
ESMASI-04788 |  |  |  |  | 2022-05-26 | 2021-06-21 | Residential |  | Lithium Ion |  | LG Chem | 9.3 | 5 | 9.3 | 5 | BM |  |  |  |  | 6226849 | Yes | DC-Coupled | PhotoVoltaic | 15.64 | 12
ESMASI-04795 |  |  | MA - SMART Program | Net Metering | 2022-02-25 | 2021-06-21 | Residential |  | Lithium Ion |  | LG Chem | 5 | 5 | 5 | 5 | BM |  |  |  | Backup | 6029404 | Yes | DC-Coupled | PhotoVoltaic | 12.24 | 9.8
ESMASI-04842 |  |  | MA - SMART Program | Connected Solutions | 2021-12-20 | 2021-06-23 | Residential |  | Lithium Ion |  | Other | 8.6 | 6.46 | 8.6 | 7.6 | BM |  |  |  |  | 6037206 | Yes | DC-Coupled | PhotoVoltaic | 6.46 | 7.6
ESMASI-04843 |  |  | MA - SMART Program | Net Metering | 2021-11-04 | 2021-06-23 | Residential |  | Lithium Ion |  | LG Chem | 9.8 | 5 | 9.8 | 5 | BM |  |  |  | Backup | 6037255 | Yes | DC-Coupled | PhotoVoltaic | 6.12 | 6
ESMASI-04844 |  |  | MA - SMART Program | Net Metering | 2021-10-06 | 2021-06-23 | Residential |  | Lithium Ion |  | Tesla | 0 | 0 | 5 | 5 | BM |  |  |  | Backup | 6037543 | Yes | AC-Coupled | PhotoVoltaic | 9.75 | 13
ESMASI-04854 |  |  | MA - SMART Program | Net Metering | 2021-09-16 | 2021-06-23 | Residential |  | Lithium Ion |  | Tesla | 0 | 0 | 5 | 5 | BM |  |  |  | Backup | 6049925 | Yes | AC-Coupled | PhotoVoltaic | 7.48 | 11
ESMASI-05263 |  |  | MA - SMART Program |  | 2021-12-01 | 2021-07-09 | Residential |  | Lithium Ion |  | Other | 8.74 | 8.74 | 8.74 | 8.74 | BM | Self Generation | Self Generation |  |  | 6146627 | Yes | DC-Coupled | PhotoVoltaic | 8.74 | 7.6
ESMASI-04901 |  |  |  |  | 2021-11-05 | 2021-06-25 | Residential |  | Lithium Ion |  | Tesla | 5 | 5 | 5.8 | 5.8 | BM |  |  |  |  | 6048319 | Yes | AC-Coupled | PhotoVoltaic | 9.37 | 13.4
ESMASI-04911 |  |  | MA - SMART Program |  | 2021-12-01 | 2021-06-25 | Residential |  | Lithium Ion |  | Other | 18 | 6.7 | 18 | 6.7 | BM | Customer Bill Savings (e.g., Demand Charge Management, TOU Arbitrage) |  |  |  | 6048875 | Yes | DC-Coupled | PhotoVoltaic | 7.3 | 7.6
ESMASI-04922 |  |  | MA - SMART Program | Net Metering | 2021-09-28 | 2021-06-25 | Residential |  | Lithium Ion |  | LG Chem | 9.8 | 5 | 9.8 | 5 | BM |  |  |  | Backup | 6048817 | Yes | DC-Coupled | PhotoVoltaic | 11.22 | 9.8
ESMASI-04978 |  |  | MA - SMART Program |  | 2022-03-25 | 2021-06-28 | Residential |  | Lithium Ion |  | Other | 18 | 6.7 | 18 | 6.7 | BM | Customer Bill Savings (e.g., Demand Charge Management, TOU Arbitrage) |  |  |  | 6071941 | Yes | DC-Coupled | PhotoVoltaic | 9.855 | 7.6
ESMASI-04984 |  |  | MA - SMART Program |  | 2021-11-17 | 2021-06-28 | Residential |  | Lithium Ion |  | Other | 17.1 | 17.1 | 7.6 | 7.6 | BM |  |  |  |  | 6069841 | Yes | DC-Coupled | PhotoVoltaic | 9.18 | 7.6
ESMASI-05057 |  |  | MA - SMART Program |  | 2021-10-12 | 2021-07-01 | Residential |  | Lithium Ion |  | Other | 18 | 18 | 7.6 | 7.6 | BM | Self Generation | Self Generation |  |  | 6193442 | Yes | DC-Coupled | PhotoVoltaic | 15.3 | 7.6
ESMASI-05024 |  |  |  |  | 2021-09-24 | 2021-06-29 | Residential |  | Lithium Ion |  | LG Chem | 9.8 | 5 | 9.8 | 5 | BM |  |  |  | Backup | 6082234 | Yes | DC-Coupled | PhotoVoltaic | 6.5 | 6
ESMASI-05128 |  |  |  |  | 2021-11-04 | 2021-07-06 | Residential |  | Lithium Ion |  | Tesla | 13.5 | 13.5 | 5 | 5 | BM | Reliability and Resiliency | Reliability and Resiliency |  | Connected Solutions | 6131950 | Yes | AC-Coupled | PhotoVoltaic | 10.2 | 14.4
ESMASI-05179 |  |  | MA - SMART Program |  | 2022-01-06 | 2021-07-07 | Residential |  | Lithium Ion |  | Other | 18 | 18 | 6.7 | 6.7 | BM | Customer Bill Savings (e.g., Demand Charge Management, TOU Arbitrage) |  |  |  | 6193821 | Yes | DC-Coupled | PhotoVoltaic | 13.5 | 7.6
ESMASI-05314 |  |  | MA - SMART Program |  | 2021-08-25 | 2021-07-13 | Residential |  | Lithium Ion |  | Other | 18 | 18 | 7.6 | 7.6 | BM | Customer Bill Savings (e.g., Demand Charge Management, TOU Arbitrage) |  |  |  | 6207996 | Yes | DC-Coupled | PhotoVoltaic | 14.82 | 7.6
ESMASI-05077 |  |  | MA - SMART Program |  | 2021-10-12 | 2021-07-01 | Residential |  | Lithium Ion |  | Tesla | 5 | 5 | 5 | 5 | BM | Peak Shaving/ Load Leveling | Peak Shaving/ Load Leveling |  |  | 6101787 | Yes | AC-Coupled | PhotoVoltaic | 12 | 15
ESMASI-05103 |  |  | MA - SMART Program | Connected Solutions | 2021-08-10 | 2021-07-02 | Residential |  | Lithium Ion |  | Other | 3.4 | 3.4 | 9 | 3.4 | BM | Reliability and Resiliency | Reliability and Resiliency |  | Grid backup and Connected Solutions | 5978258 | Yes | AC-Coupled | PhotoVoltaic | 0 | 3.4
ESMASI-05126 |  |  | MA - SMART Program | Net Metering | 2022-06-17 | 2021-07-05 | Residential |  | Lithium Ion |  | LG Chem | 9.8 | 9.8 | 9.8 | 9.8 | BM |  |  |  | Backup | 6166398 | Yes | DC-Coupled | PhotoVoltaic | 6.8 | 6
ESMASI-05484 |  |  | MA - SMART Program | Connected Solutions | 2021-11-04 | 2021-07-19 | Residential |  | Lithium Ion |  | Other | 3.4 | 3.4 | 9 | 3.4 | BM | Reliability and Resiliency | Reliability and Resiliency |  | Grid backup and Connected Solutions | 6234781 | Yes | DC-Coupled | PhotoVoltaic | 11.22 | 7.6
ESMASI-05160 |  |  | MA - SMART Program |  | 2021-10-04 | 2021-07-06 | Residential |  | Lithium Ion |  | Other | 18 | 18 | 7.6 | 7.6 | BM | Self Generation | Self Generation |  |  | 6182812 | Yes | DC-Coupled | PhotoVoltaic | 15.96 | 7.6
ESMASI-05184 |  |  | MA - SMART Program | Net Metering | 2022-08-05 | 2021-07-07 | Residential |  | Lithium Ion |  | LG Chem | 9.8 | 5 | 9.8 | 5 | BM |  |  |  | Backup | 6163329 | Yes | DC-Coupled | PhotoVoltaic | 3.4 | 3.8
ESMASI-05202 |  |  | MA - SMART Program | Net Metering | 2022-06-10 | 2021-07-07 | Residential |  | Lithium Ion |  | LG Chem | 9.8 | 5 | 9.8 | 5 | BM |  |  |  | Backup | 6173370 | Yes | DC-Coupled | PhotoVoltaic | 6.12 | 6
ESMASI-05305 |  |  | MA - SMART Program | Net Metering | 2022-04-27 | 2021-07-12 | Residential |  | Lithium Ion |  | LG Chem | 9.8 | 5 | 9.8 | 5 | BM |  |  |  | Backup | 6174055 | Yes | DC-Coupled | PhotoVoltaic | 9.18 | 8
ESMASI-05240 |  |  |  |  | 2021-12-13 | 2021-07-08 | Residential |  | Lithium Ion |  | LG Chem | 9.3 | 5 | 9.3 | 5 | BM |  |  |  |  | 6169094 | Yes | DC-Coupled | PhotoVoltaic | 9.1 | 7.6
ESMASI-06573 |  |  |  |  | 2022-01-12 | 2021-09-03 | Residential |  | Lithium Ion |  | sonnenBacterie | 11 | 4.8 | 10 | 4.8 | BM |  |  |  |  | 6581453 | Yes | AC-Coupled | PhotoVoltaic | 1.5 | 6.54
ESMASI-05310 |  |  | MA - SMART Program | Connected Solutions | 2021-11-24 | 2021-07-12 | Residential |  | Lithium Ion |  | Enphase | 0 | 0 | 10.08 | 3.84 | BM |  |  |  | ConnectedSolutions | 6174747 | Yes | AC-Coupled | PhotoVoltaic | 12.95 | 12.59
ESMASI-06443 |  |  | MA - SMART Program | Net Metering | 2022-03-10 | 2021-08-30 | Residential |  | Lithium Ion |  | LG Chem | 9.8 | 5 | 9.8 | 5 | BM |  |  |  | Backup | 6552998 | Yes | DC-Coupled | PhotoVoltaic | 6.8 | 6
ESMASI-05341 |  |  | MA - SMART Program | Net Metering | 2022-05-24 | 2021-07-13 | Residential |  | Lithium Ion |  | LG Chem | 9.6 | 5 | 9.6 | 5 | BM |  |  |  | Backup | 6184073 | Yes | DC-Coupled | PhotoVoltaic | 6.12 | 6
ESMASI-05520 |  |  | MA - SMART Program | Net Metering | 2022-01-28 | 2021-07-20 | Residential |  | Lithium Ion |  | LG Chem | 9.8 | 5 | 9.8 | 5 | BM |  |  |  | Backup | 6235658 | Yes | DC-Coupled | PhotoVoltaic | 12.2 | 9.8
ESMASI-05379 |  |  | MA - SMART Program |  | 2021-12-22 | 2021-07-14 | Residential |  | Lithium Ion |  | Other | 18 | 18 | 18 | 18 | BM | Self Generation | Self Generation |  |  | 6221864 | Yes | DC-Coupled | PhotoVoltaic | 9.52 | 7.6
ESMASI-05394 |  |  | MA - SMART Program | Net Metering | 2021-11-15 | 2021-07-14 | Residential |  | Lithium Ion |  | LG Chem | 9.8 | 6 | 9.8 | 6 | BM |  |  |  | Backup storage | 6221059 | Yes | DC-Coupled | PhotoVoltaic | 7.48 | 6
ESMASI-05417 |  |  | MA - SMART Program |  | 2021-12-16 | 2021-07-15 | Residential |  | Lithium Ion |  | Other | 18 | 18 | 18 | 18 | BM | Self Generation | Self Generation |  |  | 5906472 | Yes | DC-Coupled | PhotoVoltaic | 11.22 | 7.6
ESMASI-05452 |  |  | MA - SMART Program |  | 2022-03-09 | 2021-07-16 | Residential |  | Lithium Ion |  | Tesla | 0 | 0 | 13.5 | 5 | BM | Customer Bill Savings (e.g., Demand Charge Management, TOU Arbitrage) | Peak Shaving/ Load Leveling |  |  | 6203293 | Yes | AC-Coupled | PhotoVoltaic | 4.329 | 12.6
ESMASI-05461 |  |  | MA - SMART Program | Utility DR Program | 2021-12-02 | 2021-07-19 | Residential |  | Lithium Ion |  | Tesla | 0 | 0 | 13.5 | 5 | BM | Customer Bill Savings (e.g., Demand Charge Management, TOU Arbitrage) | Peak Shaving/ Load Leveling |  |  | 6209583 | Yes | AC-Coupled | PhotoVoltaic | 7.48 | 12.6
ESMASI-05462 |  |  | MA - SMART Program |  | 2021-12-07 | 2021-07-19 | Residential |  | Lithium Ion |  | Tesla | 5 | 5 | 5 | 5 | BM |  |  |  |  | 6209545 | Yes | AC-Coupled | PhotoVoltaic | 9.99 | 15
ESMASI-05476 |  |  | MA - SMART Program | Net Metering | 2022-02-02 | 2021-07-19 | Residential |  | Lithium Ion |  | LG Chem | 9.6 | 5 | 9.6 | 5 | BM |  |  |  | Backup | 6237529 | Yes | DC-Coupled | PhotoVoltaic | 13.94 | 12
ESMASI-05772 |  |  | MA - SMART Program | Connected Solutions | 2021-11-12 | 2021-07-30 | Residential |  | Lithium Ion |  | Other | 15 | 5.6 | 15 | 5.6 | BM | Reliability and Resiliency | Reliability and Resiliency |  | Connected Solutions | 6407961 | Yes | DC-Coupled | PhotoVoltaic | 12.24 | 7.6
ESMASI-05831 |  |  | MA - SMART Program |  | 2021-11-15 | 2021-08-03 | Residential |  | Lithium Ion |  | Enphase | 10.08 | 10.5 | 7.68 | 7.68 | BM | Self Generation | Self Generation |  |  | 6510677 | Yes | AC-Coupled | PhotoVoltaic | 7.3 | 13.58
ESMASI-06588 |  |  | MA - SMART Program |  | 2022-08-08 | 2021-09-06 | Residential |  | Lithium Ion |  | Tesla | 0 | 0 | 13.5 | 5 | BM | Customer Bill Savings (e.g., Demand Charge Management, TOU Arbitrage) | Peak Shaving/ Load Leveling |  |  | 6580801 | Yes | AC-Coupled | PhotoVoltaic | 9.238 | 12.6
ESMASI-05511 |  |  | MA - SMART Program | Net Metering | 2022-04-25 | 2021-07-20 | Residential |  | Lithium Ion |  | LG Chem | 9.6 | 5 | 9.6 | 5 | BM |  |  |  | Backup | 6237297 | Yes | DC-Coupled | PhotoVoltaic | 5.44 | 6
ESMASI-05518 |  |  | MA - SMART Program |  | 2021-09-08 | 2021-07-20 | Residential |  | Lithium Ion |  | Other | 18 | 18 | 7.6 | 7.6 | BM | Self Generation | Self Generation |  |  | 6265828 | Yes | DC-Coupled | PhotoVoltaic | 10.54 | 7.6
ESMASI-05609 |  |  |  |  | 2022-07-08 | 2021-07-26 | Residential |  | Lithium Ion |  | Tesla | 0 | 0 | 5 | 5 | BM | Self Generation | Self Generation |  |  | 6270574 | Yes | AC-Coupled | PhotoVoltaic | 0 | 5
ESMASI-05595 |  |  | MA - SMART Program | Net Metering | 2021-12-01 | 2021-07-23 | Residential |  | Lithium Ion |  | Tesla | 0 | 0 | 13.2 | 5 | BM |  |  |  | Backup | 6247284 | Yes | AC-Coupled | PhotoVoltaic | 5.78 | 11
ESMASI-07058 |  |  |  |  | 2022-02-15 | 2021-09-24 | Residential |  | Lithium Ion |  | Enphase | 17.5 | 6.4 | 17.5 | 6.4 | SA |  |  |  |  | 6753125 | Yes | AC-Coupled | PhotoVoltaic | 5.94 | 6.4
ESMASI-05751 |  | MA - DOER/ MassCEC Funded Projects | MA - SMART Program |  | 2022-01-25 | 2021-07-30 | Residential |  | Lithium Ion |  | Tesla | 0 | 0 | 13.5 | 5 | BM | Self Generation | Self Generation |  | Utility DR Program | 6296907 | Yes | AC-Coupled | PhotoVoltaic | 4.44 | 8.54
ESMASI-05632 |  |  | MA - SMART Program | Net Metering | 2022-08-25 | 2021-07-26 | Residential |  | Lithium Ion |  | LG Chem | 9.8 | 5 | 9.8 | 5 | BM |  |  |  | Backup storage | 6272090 | Yes | DC-Coupled | PhotoVoltaic | 5.78 | 6
ESMASI-05634 |  |  | MA - SMART Program | Net Metering | 2022-06-16 | 2021-07-26 | Residential |  | Lithium Ion |  | LG Chem | 9.8 | 5 | 9.8 | 5 | BM |  |  |  | Backup storage | 5172443 | Yes | DC-Coupled | PhotoVoltaic | 11.56 | 9.8
ESMASI-05635 |  |  | MA - SMART Program | Net Metering | 2021-10-27 | 2021-07-26 | Residential |  | Lithium Ion |  | LG Chem | 9.8 | 5 | 9.8 | 5 | BM |  |  |  | Backup storage | 6267581 | Yes | DC-Coupled | PhotoVoltaic | 4.08 | 3.8
ESMASI-05651 |  |  |  |  | 2021-11-04 | 2021-07-27 | Residential |  | Lithium Ion |  | Other | 18 | 18 | 17.37 | 17.37 | BM |  |  |  |  | 5792285 | Yes | DC-Coupled | PhotoVoltaic | 6.46 | 7.6
ESMASI-05652 |  |  | MA - SMART Program | Utility DR Program | 2022-04-29 | 2021-07-27 | Residential |  | Lithium Ion |  | Tesla | 0 | 0 | 13.5 | 5 | BM | Customer Bill Savings (e.g., Demand Charge Management, TOU Arbitrage) | Peak Shaving/ Load Leveling |  |  | 6274014 | Yes | AC-Coupled | PhotoVoltaic | 8.01 | 12.68
ESMASI-05663 |  |  | MA - SMART Program |  | 2021-11-04 | 2021-07-27 | Residential |  | Lithium Ion |  | Other | 18 | 18 | 7.6 | 7.6 | BM | Self Generation | Self Generation |  |  | 6274149 | Yes | DC-Coupled | PhotoVoltaic | 4.95 | 7.6
ESMASI-05694 |  |  |  |  | 2021-10-13 | 2021-07-28 | Residential |  | Lithium Ion |  | Other | 18 | 18 | 6.7 | 7.6 | BM |  |  |  |  | 6311737 | Yes | DC-Coupled | PhotoVoltaic | 12.8 | 7.6
ESMASI-05704 |  |  | MA - SMART Program | Net Metering | 2021-12-22 | 2021-07-28 | Residential |  | Lithium Ion |  | LG Chem | 9.8 | 5 | 9.8 | 5 | BM |  |  |  | Backup storage | 6316181 | Yes | DC-Coupled | PhotoVoltaic | 4.76 | 3.8
ESMASI-05715 |  |  | MA - SMART Program |  | 2022-02-10 | 2021-07-29 | Residential |  | Lithium Ion |  | Tesla | 0 | 0 | 13.5 | 5 | BM | Customer Bill Savings (e.g., Demand Charge Management, TOU Arbitrage) | Reliability and Resiliency |  |  | 6289210 | Yes | AC-Coupled | PhotoVoltaic | 9.125 | 12.25
ESMASI-06010 |  |  | MA - SMART Program |  | 2022-01-25 | 2021-08-11 | Residential |  | Lithium Ion |  | Enphase | 10.08 | 3.42 | 8.97 | 3.84 | BM | Reliability and Resiliency | Reliability and Resiliency |  |  | 6392346 | Yes | AC-Coupled | PhotoVoltaic | 6.6 | 9.33
ESMASI-05755 |  |  | MA - SMART Program | Connected Solutions | 2022-02-18 | 2021-07-30 | Residential |  | Lithium Ion |  | Tesla | 0 | 0 | 13.5 | 5 | BM | Customer Bill Savings (e.g., Demand Charge Management, TOU Arbitrage) | Peak Shaving/ Load Leveling |  |  | 6325300 | Yes | AC-Coupled | PhotoVoltaic | 8.16 | 12.6
ESMASI-05811 |  |  | MA - SMART Program |  | 2022-03-14 | 2021-08-03 | Residential |  | Lithium Ion |  | Other | 15 | 7.6 | 15 | 7.6 | BM | Customer Bill Savings (e.g., Demand Charge Management, TOU Arbitrage) |  |  |  | 6582216 | Yes | DC-Coupled | PhotoVoltaic | 12.8 | 7.6
ESMASI-05802 |  |  | MA - SMART Program | Net Metering | 2021-10-08 | 2021-08-02 | Residential |  | Lithium Ion |  | LG Chem | 9.6 | 5 | 9.6 | 5 | BM |  |  |  | Backup | 6341380 | Yes | DC-Coupled | PhotoVoltaic | 6.46 | 6
ESMASI-05889 |  |  | MA - SMART Program | Connected Solutions | 2022-01-05 | 2021-08-05 | Residential |  | Lithium Ion |  | Other | 12 | 4.5 | 12 | 4.5 | BM | Reliability and Resiliency | Reliability and Resiliency |  | Grid backup and Connected Solutions | 6356730 | Yes | DC-Coupled | PhotoVoltaic | 10.73 | 7.6
ESMASI-05834 |  |  | MA - SMART Program | Net Metering | 2022-04-05 | 2021-08-03 | Residential |  | Lithium Ion |  | LG Chem | 9.6 | 5 | 9.6 | 5 | BM |  |  |  | Backup | 6354573 | Yes | DC-Coupled | PhotoVoltaic | 8.5 | 6
ESMASI-05837 |  |  | MA - SMART Program | Net Metering | 2022-01-20 | 2021-08-03 | Residential |  | Lithium Ion |  | LG Chem | 9.6 | 5 | 9.6 | 5 | BM |  |  |  | Backup | 6354399 | Yes | DC-Coupled | PhotoVoltaic | 16.66 | 13.6
ESMASI-05890 |  |  |  |  | 2021-12-24 | 2021-08-05 | Residential |  | Lithium Ion |  | Enphase | 10.5 | 4 | 10.08 | 3.84 | BM |  |  |  |  | 5956928 | Yes | AC-Coupled | PhotoVoltaic | 6.97 | 9.773
ESMASI-05880 |  |  |  |  | 2022-01-11 | 2021-08-05 | Residential |  | Lithium Ion |  | Enphase | 13.5 | 13.5 | 5.112 | 5.112 | BM |  |  |  |  | 6348095 | Yes | AC-Coupled | PhotoVoltaic | 5.92 | 5.112
ESMASI-05852 |  |  | MA - SMART Program |  | 2022-01-12 | 2021-08-04 | Residential |  | Lithium Ion |  | Tesla | 4 | 4 | 5 | 4 | BM |  |  |  |  | 6347896 | Yes | AC-Coupled | PhotoVoltaic | 6 | 10
ESMASI-05873 |  |  | MA - SMART Program |  | 2022-02-03 | 2021-08-04 | Residential |  | Lithium Ion |  | Enphase | 3.5 | 1.92 | 3.36 | 1.28 | BM | Peak Shaving/ Load Leveling | Peak Shaving/ Load Leveling |  |  | 6563921 | Yes | AC-Coupled | PhotoVoltaic | 5.92 | 6
ESMASI-05877 |  |  | MA - SMART Program | Net Metering | 2021-12-07 | 2021-08-04 | Residential |  | Lithium Ion |  | LG Chem | 9.6 | 5 | 9.6 | 5 | BM |  |  |  | Backup | 6348406 | Yes | DC-Coupled | PhotoVoltaic | 10.075 | 7.6
ESMASI-05948 |  |  | MA - SMART Program |  | 2021-11-03 | 2021-08-09 | Residential |  | Lithium Ion |  | Other | 18 | 18 | 7.6 | 7.6 | BM | Self Generation | Self Generation |  |  | 6367245 | Yes | DC-Coupled | PhotoVoltaic | 11.9 | 7.6
ESMASI-05905 |  |  | MA - SMART Program |  | 2021-10-13 | 2021-08-06 | Residential |  | Lithium Ion |  | Other | 18 | 18 | 7.6 | 7.6 | BM | Self Generation | Self Generation |  |  | 6388702 | Yes | DC-Coupled | PhotoVoltaic | 11.4 | 7.6
ESMASI-05920 |  |  | MA - SMART Program |  | 2022-07-21 | 2021-08-06 | Residential |  | Lithium Ion |  | Tesla | 13.5 | 5 | 13.5 | 5 | BM |  |  |  |  | 6441662 | Yes | AC-Coupled | PhotoVoltaic | 11.16 | 12.6
ESMASI-05927 |  |  | MA - SMART Program | Net Metering | 2021-11-24 | 2021-08-07 | Residential |  | Lithium Ion |  | LG Chem | 9.8 | 5 | 9.8 | 5 | BM |  |  |  | Backup Storage | 6379282 | Yes | DC-Coupled | PhotoVoltaic | 6.8 | 6
ESMASI-05929 |  |  | MA - SMART Program | Net Metering | 2021-10-29 | 2021-08-07 | Residential |  | Lithium Ion |  | LG Chem | 9.6 | 5 | 9.6 | 5 | BM |  |  |  | Backup Storage | 6408481 | Yes | DC-Coupled | PhotoVoltaic | 3.06 | 3.8
ESMASI-05987 |  |  | MA - SMART Program |  | 2022-05-10 | 2021-08-10 | Residential |  | Lithium Ion |  | Tesla | 13.5 | 5 | 13.5 | 5 | BM | Reliability and Resiliency | Reliability and Resiliency |  |  | 6668751 | Yes | AC-Coupled | PhotoVoltaic | 7.4 | 5
ESMASI-23110 |  |  | MA - SMART Program | Connected Solutions | 2023-05-10 | 2023-01-12 | Residential |  | Lithium Ion |  | LG Chem | 32 | 14 | 32 | 10 | BM |  |  |  | Connected Solutions | 11753661 | Yes | DC-Coupled | PhotoVoltaic | 13.95 | 3.8
ESMASI-06391 |  |  |  |  | 2022-04-07 | 2021-08-26 | Residential |  | Lithium Ion |  | sonnenBacterie | 10 | 10 | 5 | 3 | BM | Reliability and Resiliency | Reliability and Resiliency |  |  | 6526889 | Yes | AC-Coupled | PhotoVoltaic | 0 | 3
ESMASI-06001 |  |  | MA - SMART Program | Net Metering | 2022-06-08 | 2021-08-11 | Residential |  | Lithium Ion |  | LG Chem | 9.6 | 5 | 9.6 | 5 | BM |  |  |  | Backup | 6392532 | Yes | DC-Coupled | PhotoVoltaic | 4.76 | 3.8
ESMASI-06033 |  |  | MA - SMART Program |  | 2021-12-01 | 2021-08-12 | Residential |  | Lithium Ion |  | Other | 18 | 18 | 7.6 | 7.6 | BM | Self Generation | Self Generation |  |  | 6427097 | Yes | DC-Coupled | PhotoVoltaic | 11.11 | 7.6
ESMASI-06056 |  |  | MA - SMART Program | Net Metering | 2022-05-11 | 2021-08-12 | Residential |  | Lithium Ion |  | LG Chem | 9.8 | 5 | 9.8 | 5 | BM |  |  |  | Backup Storage | 6495453 | Yes | DC-Coupled | PhotoVoltaic | 4.76 | 3.8
ESMASI-06105 |  |  | MA - SMART Program |  | 2022-06-20 | 2021-08-16 | Residential |  | Lithium Ion |  | Other | 9.7 | 9.7 | 9.7 | 9.7 | BM | Customer Bill Savings (e.g., Demand Charge Management, TOU Arbitrage) | Reliability and Resiliency |  |  | 6450395 | Yes | DC-Coupled | PhotoVoltaic | 12 | 10
ESMASI-06069 |  |  | MA - SMART Program | Net Metering | 2022-06-01 | 2021-08-13 | Residential |  | Lithium Ion |  | LG Chem | 9.6 | 5 | 9.6 | 5 | BM |  |  |  | Backup | 6401309 | Yes | DC-Coupled | PhotoVoltaic | 14.62 | 12
ESMASI-06088 |  |  | MA - SMART Program |  | 2021-12-07 | 2021-08-16 | Residential |  | Lithium Ion |  | Other | 9 | 17.1 | 9 | 17.1 | BM | Self Generation | Self Generation |  |  | 6601676 | Yes | DC-Coupled | PhotoVoltaic | 11.9 | 7.6
ESMASI-06652 |  |  | MA - SMART Program | Net Metering | 2022-04-07 | 2021-09-08 | Residential |  | Lithium Ion |  | LG Chem | 9.6 | 5 | 9.6 | 5 | BM |  |  |  | Backup | 6743876 | Yes | DC-Coupled | PhotoVoltaic | 3.74 | 4
ESMASI-06118 |  |  | MA - SMART Program | Net Metering | 2022-05-18 | 2021-08-16 | Residential |  | Lithium Ion |  | LG Chem | 9.8 | 5 | 9.8 | 5 | BM |  |  |  | Backup Storage | 6465463 | Yes | DC-Coupled | PhotoVoltaic | 18.36 | 13.6
ESMASI-06155 |  |  | MA - SMART Program |  | 2022-07-12 | 2021-08-17 | Residential |  | Lithium Ion |  | Tesla | 13.5 | 0 | 12.15 | 5 | BM | Peak Shaving/ Load Leveling | Peak Shaving/ Load Leveling |  |  | 6445054 | Yes | AC-Coupled | PhotoVoltaic | 8.84 | 5
ESMASI-06157 |  |  | MA - SMART Program |  | 2021-11-26 | 2021-08-17 | Residential |  | Lithium Ion |  | Other | 9 | 9 | 9 | 9 | BM | Self Generation | Self Generation |  |  | 6444935 | Yes | DC-Coupled | PhotoVoltaic | 8.5 | 7.6
ESMASI-06163 |  |  | MA - SMART Program |  | 2022-01-14 | 2021-08-18 | Residential |  | Lithium Ion |  | Other | 9 | 9 | 9 | 9 | BM | Self Generation | Self Generation |  |  | 6445108 | Yes | DC-Coupled | PhotoVoltaic | 12.58 | 7.6
ESMASI-06187 |  |  | MA - SMART Program | Net Metering | 2022-01-20 | 2021-08-18 | Residential |  | Lithium Ion |  | LG Chem | 9.8 | 5 | 9.8 | 5 | BM |  |  |  | Backup Storage | 6558724 | Yes | DC-Coupled | PhotoVoltaic | 6.46 | 6
ESMASI-06195 |  |  | MA - SMART Program | Net Metering | 2022-05-27 | 2021-08-18 | Residential |  | Lithium Ion |  | LG Chem | 9.8 | 5 | 9.8 | 5 | BM |  |  |  | Backup Storage | 6560138 | Yes | DC-Coupled | PhotoVoltaic | 7.92 | 6
ESMASI-06202 |  |  |  |  | 2022-01-19 | 2021-08-19 | Residential |  | Other | Lithium Iron Phosphate | Enphase | 10 | 10 | 3.84 | 3.84 | BM |  |  |  |  | 6448386 | Yes | AC-Coupled | PhotoVoltaic | 3.84 | 3.84
ESMASI-06329 |  |  | MA - SMART Program |  | 2022-01-06 | 2021-08-24 | Residential |  | Lithium Ion |  | Tesla | 0 | 0 | 13.5 | 5 | BM | Customer Bill Savings (e.g., Demand Charge Management, TOU Arbitrage) | Peak Shaving/ Load Leveling |  |  | 6519510 | Yes | AC-Coupled | PhotoVoltaic | 5.49 | 12.6
ESMASI-06219 |  |  | MA - SMART Program | Net Metering | 2021-12-16 | 2021-08-19 | Residential |  | Lithium Ion |  | LG Chem | 9.6 | 5 | 9.6 | 5 | BM |  |  |  | Backup | 6464577 | Yes | DC-Coupled | PhotoVoltaic | 9 | 6
ESMASI-06314 |  |  |  |  | 2022-06-01 | 2021-08-24 | Residential |  | Lithium Ion |  | LG Chem | 5 | 5 | 5 | 5 | BM |  |  |  |  | 6506165 | Yes | DC-Coupled | PhotoVoltaic | 6.175 | 7.6
ESMASI-06323 |  |  | MA - SMART Program | Net Metering | 2022-01-20 | 2021-08-24 | Residential |  | Lithium Ion |  | LG Chem | 9.8 | 5 | 9.8 | 5 | BM |  |  |  | Backup Storage | 6506335 | Yes | DC-Coupled | PhotoVoltaic | 11.56 | 9.8
ESMASI-06356 |  |  | MA - SMART Program | Net Metering | 2021-12-09 | 2021-08-25 | Residential |  | Lithium Ion |  | LG Chem | 9.8 | 5 | 9.8 | 5 | BM |  |  |  | Backup Storage | 6515079 | Yes | DC-Coupled | PhotoVoltaic | 4.08 | 3.8
ESMASI-06374 |  |  | MA - SMART Program |  | 2022-01-12 | 2021-08-25 | Residential |  | Lithium Ion |  | Other | 9 | 17.1 | 9 | 17.1 | BM | Self Generation | Self Generation |  |  | 6515770 | Yes | DC-Coupled | PhotoVoltaic | 12.24 | 7.6
ESMASI-06392 |  |  | MA - SMART Program |  | 2022-06-30 | 2021-08-26 | Residential |  | Lithium Ion |  | Other | 17.1 | 6.7 | 17.1 | 6.7 | BM | Customer Bill Savings (e.g., Demand Charge Management, TOU Arbitrage) |  |  |  | 6525772 | Yes | DC-Coupled | PhotoVoltaic | 13.43 | 15
ESMASI-06393 |  |  | MA - SMART Program |  | 2022-04-06 | 2021-08-26 | Residential |  | Lithium Ion |  | Enphase | 0 | 0 | 10 | 3.84 | BM | Reliability and Resiliency | Reliability and Resiliency |  |  | 6533203 | Yes | AC-Coupled | PhotoVoltaic | 8.76 | 10.8
ESMASI-06410 |  |  | MA - Energy Efficiency/ DR Program |  | 2021-11-08 | 2021-08-27 | Residential |  | Lithium Ion |  | Enphase | 3.36 | 3.5 | 1.28 | 1.28 | BM | Microgrid | Microgrid | Microgrid |  | 6519717 | Yes | AC-Coupled | PhotoVoltaic | 0 | 1.28
ESMASI-06442 |  |  | MA - SMART Program |  | 2022-07-12 | 2021-08-30 | Residential |  | Lithium Ion |  | Other | 9.7 | 9.7 | 9.7 | 9.7 | BM | Customer Bill Savings (e.g., Demand Charge Management, TOU Arbitrage) | Reliability and Resiliency |  |  | 6624144 | Yes | DC-Coupled | PhotoVoltaic | 6 | 7.6
ESMASI-08874 |  |  | MA - SMART Program |  | 2022-09-09 | 2021-12-08 | Residential |  | Lithium Ion |  | Other | 9.7 | 9.7 | 9.7 | 9.7 | BM | Customer Bill Savings (e.g., Demand Charge Management, TOU Arbitrage) |  |  |  | 7420855 | Yes | DC-Coupled | PhotoVoltaic | 8.36 | 7.6
ESMASI-06450 |  |  | MA - SMART Program |  | 2022-01-03 | 2021-08-30 | Residential |  | Lithium Ion |  | Enphase | 10.5 | 10.5 | 10.5 | 10.5 | BM | Self Generation | Self Generation |  |  | 6553392 | Yes | DC-Coupled | PhotoVoltaic | 9.32 | 6.78
ESMASI-08381 |  |  | MA - SMART Program |  | 2022-04-13 | 2021-11-16 | Residential |  | Lithium Ion |  | LG Chem | 9.6 | 5 | 9.6 | 5 | BM | Reliability and Resiliency | Reliability and Resiliency |  |  | 7333588 | Yes | DC-Coupled | PhotoVoltaic | 7.03 | 7.6
ESMASI-06637 |  |  | MA - SMART Program |  | 2022-02-14 | 2021-09-08 | Residential |  | Lithium Ion |  | Enphase | 13.44 | 13.44 | 5.12 | 5.12 | BM | Customer Bill Savings (e.g., Demand Charge Management, TOU Arbitrage) |  |  |  | 6773262 | Yes | AC-Coupled | PhotoVoltaic | 3.96 | 5.12
ESMASI-07367 |  |  | MA - SMART Program |  | 2022-06-23 | 2021-10-07 | Residential |  | Lithium Ion |  | Other | 9.7 | 5 | 9.7 | 5 | BM | Customer Bill Savings (e.g., Demand Charge Management, TOU Arbitrage) | Reliability and Resiliency |  |  | 6887806 | Yes | DC-Coupled | PhotoVoltaic | 10.8 | 7.6
ESMASI-06700 |  |  | MA - SMART Program |  | 2022-03-17 | 2021-09-10 | Residential |  | Lithium Ion |  | Other | 18 | 18 | 7.6 | 7.6 | BM | Self Generation | Self Generation |  |  | 6686186 | Yes | DC-Coupled | PhotoVoltaic | 11.56 | 7.6
ESMASI-06503 |  |  | MA - SMART Program |  | 2022-03-28 | 2021-09-01 | Residential |  | Lithium Ion |  | Other | 18 | 18 | 18 | 18 | BM | Self Generation | Self Generation |  |  | 6596688 | Yes | DC-Coupled | PhotoVoltaic | 12.24 | 7.6
ESMASI-06538 |  |  | MA - SMART Program |  | 2022-01-07 | 2021-09-02 | Residential |  | Lithium Ion |  | Enphase | 10.5 | 3.84 | 10.5 | 3.84 | BM | Reliability and Resiliency | Reliability and Resiliency |  |  | 6867311 | Yes | AC-Coupled | PhotoVoltaic | 11.84 | 13.28
ESMASI-06546 |  |  | MA - SMART Program |  | 2022-03-17 | 2021-09-02 | Residential |  | Lithium Ion |  | Other | 0 | 0 | 13 | 0 | BM |  |  |  |  | 6560883 | Yes | AC-Coupled | PhotoVoltaic | 11.2 | 9.772
ESMASI-06595 |  |  | MA - SMART Program | Connected Solutions | 2021-12-03 | 2021-09-07 | Residential |  | Lithium Ion |  | Tesla | 13.5 | 5 | 13.5 | 5 | BM |  |  |  | Backup, Coneccted Solutions | 6584901 | Yes | AC-Coupled | PhotoVoltaic | 7.3 | 10.8
ESMASI-06560 |  |  | MA - SMART Program |  | 2022-06-21 | 2021-09-03 | Residential |  | Lithium Ion |  | Other | 0 | 0 | 13 | 0 | BM |  |  |  |  | 6571428 | Yes | AC-Coupled | PhotoVoltaic | 8.61 | 7.329
ESMASI-07170 |  |  | MA - SMART Program |  | 2022-01-19 | 2021-09-30 | Residential |  | Lithium Ion |  | Other | 6.7 | 17.1 | 6.7 | 17.1 | BM | Self Generation | Self Generation |  |  | 6790089 | Yes | DC-Coupled | PhotoVoltaic | 10.95 | 7.6
ESMASI-06593 |  |  | MA - SMART Program |  | 2022-01-02 | 2021-09-07 | Residential |  | Lithium Ion |  | Other | 9 | 9 | 9 | 9 | BM | Self Generation | Self Generation |  |  | 6584983 | Yes | DC-Coupled | PhotoVoltaic | 9.88 | 7.6
ESMASI-07779 |  |  | MA - SMART Program |  | 2022-04-06 | 2021-10-22 | Residential |  | Lithium Ion |  | sonnenBacterie | 9.8 | 4.8 | 10 | 4.8 | BM |  |  |  |  | 7008409 | Yes | AC-Coupled | PhotoVoltaic | 6.175 | 4.8
ESMASI-06609 |  | ISO Markets |  | Connected Solutions program | 2021-11-15 | 2021-09-07 | Residential |  | Other | Lithium iron phosphate | Enphase | 10.5 | 3.84 | 10.08 | 3.84 | BM | Microgrid | Microgrid | Microgrid | Connected Solutions program | 6668085 | Yes | AC-Coupled | PhotoVoltaic | 12.045 | 13.575
ESMASI-06607 |  |  | MA - SMART Program |  | 2021-12-01 | 2021-09-07 | Residential |  | Lithium Ion |  | Tesla | 5 | 5 | 5 | 5 | BM |  |  |  |  | 6644755 | Yes | AC-Coupled | PhotoVoltaic | 12 | 15
ESMASI-06623 |  |  |  |  | 2022-04-14 | 2021-09-07 | Residential |  | Lithium Ion |  | Enphase | 0 | 0 | 10 | 3.84 | BM |  |  |  |  | 6601806 | Yes | AC-Coupled | PhotoVoltaic | 11.68 | 13.12
ESMASI-06649 |  |  | MA - SMART Program |  | 2022-12-02 | 2021-09-08 | Residential |  | Lithium Ion |  | Other | 18 | 18 | 18 | 18 | BM | Self Generation | Self Generation |  |  | 6604813 | Yes | DC-Coupled | PhotoVoltaic | 13.87 | 7.6
ESMASI-06761 |  |  | MA - SMART Program |  | 2021-12-15 | 2021-09-14 | Residential |  | Lithium Ion |  | Other | 18 | 18 | 6.7 | 7.6 | BM | Customer Bill Savings (e.g., Demand Charge Management, TOU Arbitrage) |  |  |  | 6677187 | Yes | DC-Coupled | PhotoVoltaic | 12.16 | 7.6
ESMASI-06678 |  |  | MA - SMART Program | Net Metering | 2022-02-16 | 2021-09-09 | Residential |  | Lithium Ion |  | Tesla | 0 | 0 | 13.2 | 5 | BM |  |  |  | Backup Storage | 6608036 | Yes | AC-Coupled | PhotoVoltaic | 6.12 | 11
ESMASI-06771 |  |  |  | SREC | 2022-04-05 | 2021-09-14 | Residential |  | Lithium Ion |  | sonnenBacterie | 12.5 | 12.5 | 7 | 7 | BM |  |  |  |  | 6692613 | Yes | AC-Coupled | PhotoVoltaic | 7.2 | 7
ESMASI-06767 |  |  | MA - SMART Program |  | 2022-06-17 | 2021-09-14 | Residential |  | Lithium Ion |  | Other | 18 | 13.3 | 7.6 | 7.6 | BM | Self Generation | Self Generation |  |  | 6679183 | Yes | DC-Coupled | PhotoVoltaic | 13.3 | 7.6
ESMASI-07135 |  |  | MA - SMART Program | Connected Solutions | 2022-06-27 | 2021-09-28 | Residential |  | Lithium Ion |  | Enphase | 10 | 10 | 10 | 3.84 | BM | Customer Bill Savings (e.g., Demand Charge Management, TOU Arbitrage) | Reliability and Resiliency |  |  | 6930957 | Yes | AC-Coupled | PhotoVoltaic | 0 | 3.84
ESMASI-06853 |  |  | MA - SMART Program |  | 2022-03-14 | 2021-09-16 | Residential |  | Lithium Ion |  | Tesla | 14 | 7 | 13.5 | 5 | BM | Reliability and Resiliency | Reliability and Resiliency |  |  | 6663946 | Yes | AC-Coupled | PhotoVoltaic | 11.55 | 12.6
ESMASI-06862 |  |  | MA - SMART Program |  | 2022-04-14 | 2021-09-17 | Residential |  | Lithium Ion |  | Tesla | 13.5 | 0 | 13.5 | 5 | BM | Customer Bill Savings (e.g., Demand Charge Management, TOU Arbitrage) | Peak Shaving/ Load Leveling |  |  | 6672634 | Yes | AC-Coupled | PhotoVoltaic | 12.24 | 12.6
ESMASI-06863 |  |  |  |  | 2022-07-22 | 2021-09-17 | Residential |  | Lithium Ion |  | Enphase | 0 | 0 | 10 | 3.84 | BM |  |  |  |  | 6930442 | Yes | AC-Coupled | PhotoVoltaic | 0 | 9.93
ESMASI-06892 |  |  | MA - SMART Program |  | 2022-03-24 | 2021-09-19 | Residential |  | Lithium Ion |  | Tesla | 13.5 | 0 | 13.5 | 5 | BM | Customer Bill Savings (e.g., Demand Charge Management, TOU Arbitrage) | Peak Shaving/ Load Leveling |  |  | 6680275 | Yes | AC-Coupled | PhotoVoltaic | 5.96 | 12.6
ESMASI-08050 |  |  | MA - SMART Program |  | 2022-01-21 | 2021-11-03 | Residential |  | Lithium Ion |  | Tesla | 13.5 | 0 | 13.5 | 5 | BM | Customer Bill Savings (e.g., Demand Charge Management, TOU Arbitrage) | Peak Shaving/ Load Leveling |  |  | 4455962 | Yes | AC-Coupled | PhotoVoltaic | 8.16 | 12.6
ESMASI-06923 |  |  | MA - SMART Program | Net Metering | 2022-03-28 | 2021-09-20 | Residential |  | Lithium Ion |  | Tesla | 0 | 0 | 13.2 | 5 | BM |  |  |  | Backup Storage | 6685750 | Yes | AC-Coupled | PhotoVoltaic | 3.74 | 8.8
ESMASI-06962 |  |  | MA - SMART Program | Connected Solutions | 2021-12-17 | 2021-09-21 | Residential |  | Lithium Ion |  | Tesla | 13.5 | 0 | 13.5 | 0 | BM | Customer Bill Savings (e.g., Demand Charge Management, TOU Arbitrage) | Peak Shaving/ Load Leveling |  |  | 6744487 | Yes | AC-Coupled | PhotoVoltaic | 8.16 | 7.6
ESMASI-07010 |  |  | MA - SMART Program |  | 2022-08-22 | 2021-09-22 | Residential |  | Lithium Ion |  | Other | 9 | 18 | 9 | 18 | BM | Self Generation | Self Generation |  |  | 6790319 | Yes | DC-Coupled | PhotoVoltaic | 8.5 | 7.6
ESMASI-07104 |  |  | MA - SMART Program |  | 2021-12-29 | 2021-09-28 | Residential |  | Lithium Ion |  | Enphase | 5.12 | 5.12 | 5.12 | 5.12 | BM |  |  |  |  | 6789502 | Yes | AC-Coupled | PhotoVoltaic | 7.87 | 5.12
ESMASI-07036 |  |  | MA - SMART Program | Net Metering | 2022-03-15 | 2021-09-23 | Residential |  | Lithium Ion |  | LG Chem | 9.8 | 5 | 9.8 | 5 | BM |  |  |  | Backup Storage | 6029106 | Yes | DC-Coupled | PhotoVoltaic | 8.5 | 7.6
ESMASI-07215 |  | MA - DOER/ MassCEC Funded Projects | MA - SMART Program |  | 2022-04-12 | 2021-10-01 | Residential |  | Lithium Ion |  | Enphase | 13.44 | 5.632 | 11.96 | 5.12 | BM | Reliability and Resiliency | Reliability and Resiliency |  |  | 6790377 | Yes | AC-Coupled | PhotoVoltaic | 8.47 | 11.61
ESMASI-11534 |  |  | MA - SMART Program |  | 2022-08-26 | 2022-03-25 | Residential |  | Lithium Ion |  | Tesla | 0 | 0 | 13.5 | 5 | BM | Customer Bill Savings (e.g., Demand Charge Management, TOU Arbitrage) | Peak Shaving/ Load Leveling |  | Connected Solutions | 8728130 | Yes | AC-Coupled | PhotoVoltaic | 0 | 5
ESMASI-11112 |  |  |  |  | 2023-01-25 | 2022-03-11 | Residential |  | Lithium Ion |  | Enphase | 10.08 | 10.5 | 10 | 3.84 | BM |  |  |  |  | 8573479 | Yes | AC-Coupled | PhotoVoltaic | 9.6 | 12.624
ESMASI-07120 |  |  | MA - SMART Program |  | 2022-05-31 | 2021-09-28 | Residential |  | Lithium Ion |  | Other | 18 | 18 | 7.6 | 7.6 | BM | Self Generation | Self Generation |  |  | 6800753 | Yes | DC-Coupled | PhotoVoltaic | 7.98 | 7.6
ESMASI-07150 |  |  | MA - SMART Program | Connected solutions program | 2022-03-23 | 2021-09-29 | Residential |  | Other | Lithium Iron Phosphate | Enphase | 10.5 | 3.84 | 10.08 | 3.84 | BM | Microgrid | Microgrid | Microgrid | Connected solutions program | 6797807 | Yes | AC-Coupled | PhotoVoltaic | 12.4 | 12.985
ESMASI-07314 |  |  | MA - SMART Program |  | 2022-10-13 | 2021-10-06 | Residential |  | Lithium Ion |  | Tesla | 13.5 | 0 | 13.5 | 5 | BM | Customer Bill Savings (e.g., Demand Charge Management, TOU Arbitrage) | Peak Shaving/ Load Leveling |  |  | 6910574 | Yes | AC-Coupled | PhotoVoltaic | 8.5 | 12.6
ESMASI-07176 |  |  |  |  | 2023-03-16 | 2021-09-30 | Residential |  | Lithium Ion |  | Enphase | 13.44 | 13.44 | 5.12 | 5.12 | BM |  |  |  |  | 7058088 | Yes | AC-Coupled | PhotoVoltaic | 12.95 | 5.12
ESMASI-07189 |  |  |  |  | 2022-11-23 | 2021-09-30 | Residential |  | Lithium Ion |  | Enphase | 10.08 | 3.84 | 10.08 | 3.84 | BM |  |  |  |  | 6863089 | Yes | AC-Coupled | PhotoVoltaic | 4.07 | 7.09
ESMASI-07340 |  |  | MA - SMART Program | Connected Solutions | 2022-03-18 | 2021-10-07 | Residential |  | Lithium Ion |  | Other | 9 | 3.4 | 9 | 4.5 | BM | Reliability and Resiliency | Reliability and Resiliency |  | Grid backup and Connected Solutions | 6922241 | Yes | DC-Coupled | PhotoVoltaic | 9.18 | 7.6
ESMASI-08577 |  |  |  |  | 2023-01-26 | 2021-11-23 | Residential |  | Lithium Ion |  | Enphase | 0 | 0 | 10 | 3.84 | BM |  |  |  |  | 7243147 | Yes | AC-Coupled | PhotoVoltaic | 0 | 3.84
ESMASI-07289 |  |  | MA - SMART Program |  | 2023-03-31 | 2021-10-05 | Residential |  | Lithium Ion |  | LG Chem | 39.2 | 10 | 39.2 | 10 | BM | Customer Bill Savings (e.g., Demand Charge Management, TOU Arbitrage) | Reliability and Resiliency |  |  | 6823023 | Yes | DC-Coupled | PhotoVoltaic | 10.85 | 12
ESMASI-07320 |  |  | MA - SMART Program |  | 2022-02-18 | 2021-10-06 | Residential |  | Lithium Ion |  | Other | 18 | 18 | 7.6 | 7.6 | BM | Self Generation | Self Generation |  |  | 6868978 | Yes | DC-Coupled | PhotoVoltaic | 14.06 | 7.6
ESMASI-07817 |  |  | MA - SMART Program |  | 2022-12-23 | 2021-10-26 | Residential |  | Lithium Ion |  | Tesla | 13.5 | 0 | 13.5 | 5 | BM | Customer Bill Savings (e.g., Demand Charge Management, TOU Arbitrage) | Peak Shaving/ Load Leveling |  |  | 7045617 | Yes | AC-Coupled | PhotoVoltaic | 5.32 | 12.6
ESMASI-07948 |  |  | MA - SMART Program |  | 2022-03-16 | 2021-11-01 | Residential |  | Lithium Ion |  | Other | 18 | 18 | 7.6 | 7.6 | BM | Self Generation | Self Generation |  |  | 7084603 | Yes | DC-Coupled | PhotoVoltaic | 15.58 | 7.6
ESMASI-09731 |  |  |  |  | 2022-07-12 | 2022-01-14 | Residential |  | Lithium Ion |  | LG Chem | 9.6 | 5 | 19.2 | 10 | BM |  |  |  |  | 6049974 | Yes | DC-Coupled | PhotoVoltaic | 9.25 | 7.6
ESMASI-07372 |  |  |  |  | 2022-07-15 | 2021-10-07 | Residential |  | Lithium Ion |  | Tesla | 13.5 | 0 | 12.15 | 0 | BM | Peak Shaving/ Load Leveling | Peak Shaving/ Load Leveling |  |  | 6922304 | Yes | AC-Coupled | PhotoVoltaic | 0 | 0
ESMASI-07816 |  |  | MA - SMART Program |  | 2022-02-14 | 2021-10-26 | Residential |  | Lithium Ion |  | LG Chem | 7.8 | 7 | 7.8 | 7 | BM | Self Generation | Self Generation |  |  | 7069684 | Yes | DC-Coupled | PhotoVoltaic | 8.64 | 7.6
ESMASI-07384 |  |  | MA - SMART Program |  | 2022-06-06 | 2021-10-07 | Residential |  | Lithium Ion |  | Other | 0 | 0 | 13 | 6.8 | BM |  |  |  |  | 6922081 | Yes | AC-Coupled | PhotoVoltaic | 8.64 | 14.36
ESMASI-07448 |  |  | MA - SMART Program |  | 2022-03-01 | 2021-10-11 | Residential |  | Lithium Ion |  | Other | 18 | 18 | 7.6 | 7.6 | BM | Self Generation | Self Generation |  |  | 6889588 | Yes | DC-Coupled | PhotoVoltaic | 13.69 | 7.6
ESMASI-07460 |  |  | MA - SMART Program | Net Metering | 2022-10-25 | 2021-10-11 | Residential |  | Lithium Ion |  | LG Chem | 9.8 | 5 | 9.8 | 5 | BM |  |  |  | Back up | 6922048 | Yes | DC-Coupled | PhotoVoltaic | 8.64 | 6
ESMASI-07711 |  |  | MA - SMART Program |  | 2022-01-25 | 2021-10-20 | Residential |  | Other | Lithium iron phosphate | Enphase | 0 | 0 | 10.08 | 3.84 | BM |  |  |  |  | 7306905 | Yes | AC-Coupled | PhotoVoltaic | 9.125 | 11.09
ESMASI-07557 |  |  | MA - SMART Program |  | 2022-03-09 | 2021-10-14 | Residential |  | Lithium Ion |  | Tesla | 5 | 5 | 5 | 5 | BM |  |  |  |  | 4435201 | Yes | AC-Coupled | PhotoVoltaic | 6.8 | 12.6
ESMASI-07565 |  |  |  |  | 2022-07-06 | 2021-10-14 | Residential |  | Lithium Ion |  | Enphase | 13.44 | 5.12 | 13.44 | 5.12 | BM |  |  |  |  | 6948747 | Yes | AC-Coupled | PhotoVoltaic | 7.4 | 11.02
ESMASI-07778 |  |  | MA - SMART Program | Net Metering | 2022-02-02 | 2021-10-22 | Residential |  | Lithium Ion |  | LG Chem | 9.8 | 5 | 9.8 | 5 | BM |  |  |  | Backup | 7008445 | Yes | DC-Coupled | PhotoVoltaic | 6.175 | 6
ESMASI-08258 |  |  | MA - SMART Program |  | 2022-04-28 | 2021-11-11 | Residential |  | Lithium Ion |  | LG Chem | 11 | 16 | 2.28 | 7.6 | BM | Customer Bill Savings (e.g., Demand Charge Management, TOU Arbitrage) |  |  |  | 7117352 | Yes | DC-Coupled | PhotoVoltaic | 8.4 | 7.6
ESMASI-07675 |  |  | MA - SMART Program |  | 2021-12-10 | 2021-10-19 | Residential |  | Lead Acid |  | Other | 10.65 | 4 | 10.65 | 4 | BM | Reliability and Resiliency | Reliability and Resiliency |  |  | 6339213 | Yes | AC-Coupled | PhotoVoltaic | 4.01 | 4
ESMASI-07679 |  |  |  |  | 2022-04-21 | 2021-10-19 | Residential |  | Lithium Ion |  | Enphase | 0 | 0 | 10 | 3.84 | BM |  |  |  |  | 6933129 | Yes | AC-Coupled | PhotoVoltaic | 12 | 12.54
ESMASI-07818 |  |  | MA - SMART Program | Connected Solutions | 2022-03-09 | 2021-10-26 | Residential |  | Lithium Ion |  | Tesla | 0 | 0 | 13.5 | 5 | BM | Customer Bill Savings (e.g., Demand Charge Management, TOU Arbitrage) | Peak Shaving/ Load Leveling |  |  | 7045548 | Yes | AC-Coupled | PhotoVoltaic | 5.1 | 12.6
ESMASI-08579 |  |  |  |  | 2022-04-05 | 2021-11-23 | Residential |  | Lithium Ion |  | Enphase | 0 | 0 | 13.44 | 5.12 | BM |  |  |  |  | 7344473 | Yes | AC-Coupled | PhotoVoltaic | 0 | 5.12
ESMASI-07753 |  |  | MA - SMART Program |  | 2022-03-30 | 2021-10-22 | Residential |  | Lithium Ion |  | Enphase | 13.44 | 13.44 | 5.12 | 5.12 | BM | Customer Bill Savings (e.g., Demand Charge Management, TOU Arbitrage) | Self Generation |  |  | 7595136 | Yes | AC-Coupled | PhotoVoltaic | 9.75 | 5.12
ESMASI-07789 |  |  | MA - SMART Program |  | 2022-04-06 | 2021-10-25 | Residential |  | Lithium Ion |  | Tesla | 5 | 5 | 5 | 5 | BM |  |  |  |  | 7008797 | Yes | AC-Coupled | PhotoVoltaic | 8 | 15
ESMASI-08169 |  |  | MA - SMART Program |  | 2022-04-22 | 2021-11-08 | Residential |  | Lithium Ion |  | Other | 18 | 18 | 6.7 | 6.7 | BM | Self Generation | Self Generation |  |  | 7073320 | Yes | DC-Coupled | PhotoVoltaic | 9.2 | 7.6
ESMASI-09392 |  |  | MA - SMART Program |  | 2022-08-12 | 2021-12-30 | Residential |  | Lithium Ion |  | LG Chem | 9.3 | 5 | 9.3 | 5 | BM | Customer Bill Savings (e.g., Demand Charge Management, TOU Arbitrage) |  |  |  | 7557465 | Yes | DC-Coupled | PhotoVoltaic | 11.56 | 9.8
ESMASI-07849 |  |  |  | Connected Solutions | 2021-12-15 | 2021-10-27 | Residential |  | Other | Lithium Iron Phosphate | Enphase | 10.5 | 3.84 | 10.08 | 3.84 | BM | Reliability and Resiliency | Reliability and Resiliency |  |  | 7050773 | Yes | AC-Coupled | PhotoVoltaic | 4.81 | 7.675
ESMASI-07863 |  |  | MA - SMART Program | Net Metering | 2022-07-14 | 2021-10-27 | Residential |  | Lithium Ion |  | Tesla | 0 | 0 | 13.5 | 5 | BM |  |  |  | Backup | 7046225 | Yes | AC-Coupled | PhotoVoltaic | 5.85 | 10
ESMASI-07894 |  |  | MA - SMART Program |  | 2022-03-17 | 2021-10-28 | Residential |  | Lithium Ion |  | Tesla | 5 | 5 | 5 | 5 | BM | Self Generation | Self Generation |  |  | 7048040 | Yes | AC-Coupled | PhotoVoltaic | 10.7 | 5
ESMASI-07914 |  |  | MA - SMART Program |  | 2022-01-11 | 2021-10-29 | Residential |  | Lithium Ion |  | Tesla | 0 | 0 | 1.8 | 5 | BM |  |  |  |  | 7045073 | Yes | AC-Coupled | PhotoVoltaic | 14.9 | 15
ESMASI-07895 |  |  | MA - SMART Program |  | 2022-02-24 | 2021-10-28 | Residential |  | Lithium Ion |  | Enphase | 13.44 | 13.44 | 5.12 | 5.12 | BM | Self Generation | Self Generation |  |  | 7084109 | Yes | AC-Coupled | PhotoVoltaic | 8.51 | 11.905
ESMASI-07897 |  |  | MA - SMART Program |  | 2022-05-20 | 2021-10-28 | Residential |  | Lithium Ion |  | Enphase | 0 | 0 | 10 | 3.84 | BM |  |  |  |  | 7046924 | Yes | AC-Coupled | PhotoVoltaic | 12.41 | 13.7
ESMASI-07953 |  |  | MA - SMART Program |  | 2022-03-21 | 2021-11-01 | Residential |  | Lithium Ion |  | Other | 18 | 18 | 7.6 | 7.6 | BM | Self Generation | Self Generation |  |  | 7126388 | Yes | DC-Coupled | PhotoVoltaic | 13.68 | 7.6
ESMASI-07973 |  |  | MA - SMART Program | Connected Solutions | 2022-01-20 | 2021-11-01 | Residential |  | Lithium Ion |  | Tesla | 0 | 0 | 13.5 | 5 | BM | Customer Bill Savings (e.g., Demand Charge Management, TOU Arbitrage) | Peak Shaving/ Load Leveling |  |  | 7059338 | Yes | AC-Coupled | PhotoVoltaic | 12.24 | 12.6
ESMASI-07984 |  |  | MA - SMART Program | Net Metering | 2022-05-17 | 2021-11-01 | Residential |  | Lithium Ion |  | LG Chem | 9.8 | 5 | 9.8 | 5 | BM |  |  |  | Backup Storage | 7135297 | Yes | DC-Coupled | PhotoVoltaic | 9.18 | 7.6
ESMASI-07985 |  |  | MA - SMART Program | Net Metering | 2022-03-17 | 2021-11-01 | Residential |  | Lithium Ion |  | LG Chem | 9.6 | 5 | 9.6 | 5 | BM |  |  |  | Backup | 7127584 | Yes | DC-Coupled | PhotoVoltaic | 10.65 | 7.6
ESMASI-07988 |  |  | MA - SMART Program | Net Metering | 2022-03-17 | 2021-11-01 | Residential |  | Lithium Ion |  | LG Chem | 9.8 | 5 | 9.8 | 5 | BM |  |  |  | Backup Storage | 7126945 | Yes | DC-Coupled | PhotoVoltaic | 3.55 | 4
ESMASI-08001 |  |  |  |  | 2022-02-10 | 2021-11-02 | Residential |  | Lithium Ion |  | Other | 18 | 18 | 18 | 18 | BM |  |  |  |  | 7069335 | Yes | DC-Coupled | PhotoVoltaic | 4.42 | 0
ESMASI-08020 |  |  | MA - SMART Program |  | 2022-04-06 | 2021-11-02 | Residential |  | Lithium Ion |  | sonnenBacterie | 10 | 10 | 4.8 | 4.8 | BM | Reliability and Resiliency | Reliability and Resiliency |  |  | 7069542 | Yes | AC-Coupled | PhotoVoltaic | 0 | 4.8
ESMASI-08104 |  |  | MA - SMART Program | Connected Solutions | 2022-02-24 | 2021-11-05 | Residential |  | Lithium Ion |  | Tesla | 0 | 0 | 13.5 | 5 | BM | Customer Bill Savings (e.g., Demand Charge Management, TOU Arbitrage) | Peak Shaving/ Load Leveling |  |  | 7093706 | Yes | AC-Coupled | PhotoVoltaic | 8.16 | 12.6
ESMASI-08105 |  |  | MA - SMART Program | Utility Connected Solutions DR Program | 2022-01-21 | 2021-11-05 | Residential |  | Lithium Ion |  | Tesla | 0 | 0 | 13.5 | 5 | BM | Customer Bill Savings (e.g., Demand Charge Management, TOU Arbitrage) | Peak Shaving/ Load Leveling |  |  | 7093697 | Yes | AC-Coupled | PhotoVoltaic | 6.2 | 8.8
ESMASI-08111 |  |  |  |  | 2022-05-23 | 2021-11-05 | Residential |  | Lithium Ion |  | Tesla | 0 | 0 | 13.5 | 5 | BM |  |  |  |  | 7093552 | Yes | AC-Coupled | PhotoVoltaic | 12.54 | 14.735
ESMASI-08118 |  |  |  |  | 2022-06-14 | 2021-11-05 | Residential |  | Lithium Ion |  | Enphase | 13.44 | 5.12 | 13.44 | 5.12 | BM |  |  |  |  | 7102301 | Yes | AC-Coupled | PhotoVoltaic | 8.88 | 12.2
ESMASI-08178 |  |  | MA - SMART Program |  | 2022-03-07 | 2021-11-08 | Residential |  | Lithium Ion |  | Tesla | 5 | 5 | 5 | 4 | BM |  |  |  |  | 7093690 | Yes | AC-Coupled | PhotoVoltaic | 6 | 10
ESMASI-08291 |  |  | MA - SMART Program |  | 2022-02-22 | 2021-11-12 | Residential |  | Lithium Ion |  | Tesla | 14.5 | 14.5 | 5 | 5 | BM | Reliability and Resiliency | Reliability and Resiliency |  |  | 7332977 | Yes | AC-Coupled | PhotoVoltaic | 11.47 | 5
ESMASI-08328 |  | MA - DOER/ MassCEC Funded Projects | MA - SMART Program |  | 2022-01-07 | 2021-11-15 | Residential |  | Lithium Ion |  | Enphase | 13.44 | 5.632 | 11.96 | 5.12 | BM | Reliability and Resiliency | Reliability and Resiliency |  |  | 7129710 | Yes | AC-Coupled | PhotoVoltaic | 7.56 | 11.708
ESMASI-13250 |  |  | MA - SMART Program | Utility Connected Solutions DR Program | 2023-04-20 | 2022-05-13 | Residential |  | Lithium Ion |  | Tesla | 13.5 | 5 | 13.5 | 5 | BM | Customer Bill Savings (e.g., Demand Charge Management, TOU Arbitrage) | Peak Shaving/ Load Leveling |  |  | 9129406 | Yes | AC-Coupled | PhotoVoltaic | 7.2 | 7.6
ESMASI-08350 |  |  | MA - SMART Program | Utility Connected Solutions DR Program | 2023-02-07 | 2021-11-15 | Residential |  | Lithium Ion |  | Tesla | 0 | 0 | 13.5 | 5 | BM | Customer Bill Savings (e.g., Demand Charge Management, TOU Arbitrage) | Peak Shaving/ Load Leveling |  |  | 7178030 | Yes | AC-Coupled | PhotoVoltaic | 4.3 | 12.6
ESMASI-08463 |  |  | MA - SMART Program | Connected Solutions | 2021-12-24 | 2021-11-19 | Residential |  | Lithium Ion |  | Tesla | 0 | 0 | 13.5 | 5 | BM | Customer Bill Savings (e.g., Demand Charge Management, TOU Arbitrage) | Peak Shaving/ Load Leveling |  |  | 7207468 | Yes | AC-Coupled | PhotoVoltaic | 9.86 | 12.6
ESMASI-13300 |  |  | MA - SMART Program | Utility Connected Solutions DR Program | 2022-06-29 | 2022-05-16 | Residential |  | Lithium Ion |  | Tesla | 13.5 | 5 | 13.5 | 5 | BM | Customer Bill Savings (e.g., Demand Charge Management, TOU Arbitrage) | Peak Shaving/ Load Leveling |  |  | 9328162 | Yes | AC-Coupled | PhotoVoltaic | 8.69 | 7.6
ESMASI-08372 |  |  | MA - SMART Program | Net Metering | 2022-05-12 | 2021-11-16 | Residential |  | Lithium Ion |  | LG Chem | 9.8 | 5 | 9.8 | 5 | BM |  |  |  | Backup Storage | 7283491 | Yes | DC-Coupled | PhotoVoltaic | 6.46 | 6
ESMASI-08406 |  |  | MA - SMART Program | Utility Connected Solutions DR Program | 2022-05-12 | 2021-11-17 | Residential |  | Lithium Ion |  | Tesla | 13.5 | 5 | 13.5 | 5 | BM | Customer Bill Savings (e.g., Demand Charge Management, TOU Arbitrage) | Peak Shaving/ Load Leveling |  |  | 7202145 | Yes | AC-Coupled | PhotoVoltaic | 12.75 | 11.41
ESMASI-08407 |  |  | MA - SMART Program | Utility DR Program | 2022-01-24 | 2021-11-17 | Residential |  | Lithium Ion |  | Tesla | 0 | 0 | 13.5 | 5 | BM | Customer Bill Savings (e.g., Demand Charge Management, TOU Arbitrage) | Peak Shaving/ Load Leveling |  |  | 7202427 | Yes | AC-Coupled | PhotoVoltaic | 13.6 | 15
ESMASI-08495 |  |  | MA - SMART Program |  | 2022-04-27 | 2021-11-22 | Residential |  | Lithium Ion |  | Other | 9.7 | 9.7 | 9.7 | 9.7 | BM | Customer Bill Savings (e.g., Demand Charge Management, TOU Arbitrage) |  |  |  | 7338503 | Yes | DC-Coupled | PhotoVoltaic | 12.41 | 10
ESMASI-08632 |  |  |  | Utility Connected Solutions DR Program | 2022-03-07 | 2021-11-28 | Residential |  | Lithium Ion |  | Tesla | 0 | 0 | 0 | 0 | BM | Customer Bill Savings (e.g., Demand Charge Management, TOU Arbitrage) | Peak Shaving/ Load Leveling |  |  | 7421145 | Yes | AC-Coupled | PhotoVoltaic | 5.1 | 3.8
ESMASI-11206 |  |  | MA - SMART Program | Utility Connected Solutions DR Program | 2022-08-19 | 2022-03-15 | Residential |  | Lithium Ion |  | Tesla | 13.5 | 0 | 13.5 | 0 | BM | Customer Bill Savings (e.g., Demand Charge Management, TOU Arbitrage) | Peak Shaving/ Load Leveling |  |  | 8573931 | Yes | AC-Coupled | PhotoVoltaic | 8.28 | 7.6
ESMASI-08464 |  |  | MA - SMART Program | Utility Connected Solutions DR Program | 2022-03-30 | 2021-11-19 | Residential |  | Lithium Ion |  | Tesla | 13.5 | 0 | 13.5 | 5 | BM | Customer Bill Savings (e.g., Demand Charge Management, TOU Arbitrage) | Peak Shaving/ Load Leveling |  |  | 7207515 | Yes | AC-Coupled | PhotoVoltaic | 8.16 | 12.6
ESMASI-08454 |  |  |  | Connected Solutions | 2022-01-11 | 2021-11-19 | Residential |  | Other | Lithium Iron Phosphate | Enphase | 10.5 | 3.84 | 10.08 | 3.84 | BM | Reliability and Resiliency | Reliability and Resiliency |  |  | 7288793 | Yes | AC-Coupled | PhotoVoltaic | 12.21 | 13.575
ESMASI-08568 |  |  |  |  | 2022-03-30 | 2021-11-23 | Residential |  | Lithium Ion |  | Tesla | 0 | 0 | 13.5 | 5 | BM |  |  |  |  | 7279832 | Yes | AC-Coupled | PhotoVoltaic | 11.6 | 13.55
ESMASI-08669 |  | MA - DOER/ MassCEC Funded Projects | MA - SMART Program |  | 2022-04-11 | 2021-11-30 | Residential |  | Lithium Ion |  | Enphase | 10.08 | 4.224 | 8.97 | 3.84 | BM | Reliability and Resiliency | Reliability and Resiliency |  |  | 7347485 | Yes | AC-Coupled | PhotoVoltaic | 6.53 | 9.33
ESMASI-09040 |  |  | MA - SMART Program |  | 2022-10-21 | 2021-12-15 | Residential |  | Lithium Ion |  | Other | 18 | 0.18 | 18 | 0.18 | BM | Self Generation | Self Generation |  |  | 7474084 | Yes | DC-Coupled | PhotoVoltaic | 11.88 | 7.6
ESMASI-08488 |  |  | MA - SMART Program |  | 2022-09-30 | 2021-11-20 | Residential |  | Lithium Ion |  | Other | 9 | 9 | 9 | 9 | BM | Self Generation | Self Generation |  |  | 7332968 | Yes | DC-Coupled | PhotoVoltaic | 7.695 | 7.6
ESMASI-08490 |  |  | MA - SMART Program |  | 2022-06-29 | 2021-11-21 | Residential |  | Lithium Ion |  | LG Chem | 9.6 | 5 | 9.5 | 5 | BM | Customer Bill Savings (e.g., Demand Charge Management, TOU Arbitrage) | Self Generation |  |  | 7378898 | Yes | DC-Coupled | PhotoVoltaic | 8.8 | 7.6
ESMASI-08498 |  |  | MA - SMART Program |  | 2022-09-20 | 2021-11-22 | Residential |  | Lithium Ion |  | Other | 18 | 18 | 18 | 18 | BM | Self Generation | Self Generation |  |  | 7332341 | Yes | DC-Coupled | PhotoVoltaic | 5.4 | 7.6
ESMASI-08554 |  |  | MA - SMART Program |  | 2022-09-09 | 2021-11-23 | Residential |  | Lithium Ion |  | Enphase | 21.88 | 3.84 | 10.5 | 3.84 | BM |  |  |  |  | 7203433 | Yes | AC-Coupled | PhotoVoltaic | 9.52 | 12.64
ESMASI-08567 |  |  | MA - SMART Program | Connected Solutions | 2022-03-04 | 2021-11-23 | Residential |  | Lithium Ion |  | Tesla | 13.5 | 5 | 13.5 | 5 | BM | Customer Bill Savings (e.g., Demand Charge Management, TOU Arbitrage) | Peak Shaving/ Load Leveling |  |  | 7207530 | Yes | AC-Coupled | PhotoVoltaic | 7.632 | 7.6
ESMASI-08728 |  |  |  |  | 2022-03-23 | 2021-12-01 | Residential |  | Lithium Ion |  | Tesla | 13.5 | 5 | 13.5 | 5 | BM |  |  |  | Battery Backup | 7362889 | Yes | AC-Coupled | PhotoVoltaic | 7.2 | 5
ESMASI-08604 |  |  |  | Utility Connected Solutions DR Program | 2022-06-28 | 2021-11-24 | Residential |  | Lithium Ion |  | Tesla | 0 | 0 | 13.5 | 5 | BM | Customer Bill Savings (e.g., Demand Charge Management, TOU Arbitrage) | Peak Shaving/ Load Leveling |  |  | 7204773 | Yes | AC-Coupled | PhotoVoltaic | 9.35 | 12.6
ESMASI-09670 |  |  |  |  | 2023-01-30 | 2022-01-12 | Residential |  | Lithium Ion |  | LG Chem | 9.6 | 5 | 19.2 | 10 | BM |  |  |  |  | 7628890 | Yes | DC-Coupled | PhotoVoltaic | 4 | 10
ESMASI-08607 |  |  | MA - SMART Program | utility DR Program | 2022-04-08 | 2021-11-24 | Residential |  | Lithium Ion |  | Tesla | 0 | 0 | 13.5 | 5 | BM |  |  |  |  | 7345214 | Yes | AC-Coupled | PhotoVoltaic | 6.4 | 12.6
ESMASI-08659 |  |  | MA - SMART Program | Utility Connected Solutions DR Program | 2022-03-30 | 2021-11-29 | Residential |  | Lithium Ion |  | Tesla | 0 | 0 | 13.5 | 5 | BM | Customer Bill Savings (e.g., Demand Charge Management, TOU Arbitrage) | Peak Shaving/ Load Leveling |  |  | 7420980 | Yes | AC-Coupled | PhotoVoltaic | 4.25 | 8.8
ESMASI-08624 |  |  | MA - SMART Program |  | 2022-04-18 | 2021-11-25 | Residential |  | Lithium Ion |  | Enphase | 20.16 | 7.68 | 20.16 | 7.68 | BM |  |  |  |  | 7249627 | Yes | AC-Coupled | PhotoVoltaic | 9.45 | 14.43
ESMASI-08643 |  |  | MA - SMART Program | Connected Solutions | 2022-04-22 | 2021-11-29 | Residential |  | Lithium Ion |  | Tesla | 13.5 | 0 | 13.5 | 5 | BM | Customer Bill Savings (e.g., Demand Charge Management, TOU Arbitrage) | Peak Shaving/ Load Leveling |  |  | 7421508 | Yes | AC-Coupled | PhotoVoltaic | 5.83 | 12.6
ESMASI-08943 |  |  | MA - SMART Program |  | 2022-06-24 | 2021-12-10 | Residential |  | Lithium Ion |  | Tesla | 5 | 5 | 5 | 5 | BM | Customer Bill Savings (e.g., Demand Charge Management, TOU Arbitrage) |  |  |  | 7460835 | Yes | AC-Coupled | PhotoVoltaic | 15.2 | 15
ESMASI-08663 |  |  | MA - SMART Program |  | 2022-04-06 | 2021-11-29 | Residential |  | Lithium Ion |  | LG Chem | 9.8 | 9.8 | 5 | 5 | BM | Customer Bill Savings (e.g., Demand Charge Management, TOU Arbitrage) |  |  |  | 7421378 | Yes | DC-Coupled | PhotoVoltaic | 14.2 | 9.8
ESMASI-08763 |  |  | MA - SMART Program |  | 2022-06-08 | 2021-12-02 | Residential |  | Lithium Ion |  | Enphase | 10 | 10 | 3.84 | 3.84 | BM | Customer Bill Savings (e.g., Demand Charge Management, TOU Arbitrage) | Reliability and Resiliency |  |  | 7362247 | Yes | AC-Coupled | PhotoVoltaic | 10.4 | 11.51
ESMASI-08695 |  |  | MA - SMART Program | Connected Solutions | 2022-03-18 | 2021-11-30 | Residential |  | Lithium Ion |  | Tesla | 13.5 | 0 | 13.5 | 5 | BM | Customer Bill Savings (e.g., Demand Charge Management, TOU Arbitrage) | Peak Shaving/ Load Leveling |  |  | 7345485 | Yes | AC-Coupled | PhotoVoltaic | 10.2 | 12.6
ESMASI-08698 |  |  | MA - SMART Program |  | 2022-09-15 | 2021-11-30 | Residential |  | Lithium Ion |  | Other | 0 | 0 | 13 | 6.8 | BM |  |  |  |  | 7345418 | Yes | AC-Coupled | PhotoVoltaic | 8.8 | 14.852
ESMASI-08699 |  |  | MA - SMART Program | Net Metering | 2022-04-05 | 2021-11-30 | Residential |  | Lithium Ion |  | Tesla | 0 | 0 | 13.2 | 5 | BM |  |  |  | Backup | 7378522 | Yes | AC-Coupled | PhotoVoltaic | 2.84 | 8.8
ESMASI-08700 |  |  | MA - SMART Program |  | 2022-02-10 | 2021-11-30 | Residential |  | Lithium Ion |  | Tesla | 0 | 0 | 5 | 5 | BM | Self Generation | Self Generation |  |  | 7378282 | Yes | AC-Coupled | PhotoVoltaic | 10.4 | 12.67
ESMASI-10402 |  |  | MA - SMART Program |  | 2022-11-21 | 2022-02-09 | Residential |  | Lithium Ion |  | Enphase | 10.5 | 10.5 | 10.5 | 3.84 | BM |  |  |  |  | 7850002 | Yes | AC-Coupled | PhotoVoltaic | 6.75 | 9.15
ESMASI-08720 |  |  | MA - SMART Program | utility DR Program | 2022-03-10 | 2021-12-01 | Residential |  | Lithium Ion |  | Tesla | 0 | 0 | 13.5 | 5 | BM |  |  |  |  | 7362803 | Yes | AC-Coupled | PhotoVoltaic | 7.2 | 12.6
ESMASI-08732 |  |  | MA - SMART Program |  | 2022-05-04 | 2021-12-02 | Residential |  | Lithium Ion |  | Tesla | 13.5 | 13.5 | 5 | 5 | BM | Reliability and Resiliency | Reliability and Resiliency |  |  | 7362987 | Yes | AC-Coupled | PhotoVoltaic | 6.8 | 10.9
ESMASI-09781 |  |  |  |  | 2022-07-19 | 2022-01-18 | Residential |  | Lithium Ion |  | LG Chem | 0 | 0 | 7 | 5 | BM |  |  |  |  | 7685749 | Yes | AC-Coupled | PhotoVoltaic | 10.125 | 15
ESMASI-08743 |  |  | MA - SMART Program | Connected Solutions | 2022-01-31 | 2021-12-02 | Residential |  | Lithium Ion |  | Tesla | 13.5 | 0 | 13.5 | 5 | BM | Customer Bill Savings (e.g., Demand Charge Management, TOU Arbitrage) | Peak Shaving/ Load Leveling |  |  | 7489226 | Yes | AC-Coupled | PhotoVoltaic | 8.5 | 12.6
ESMASI-08811 |  |  | MA - SMART Program |  | 2022-06-09 | 2021-12-05 | Residential |  | Lithium Ion |  | Other | 9 | 9 | 9 | 9 | BM | Self Generation | Self Generation |  |  | 7385317 | Yes | DC-Coupled | PhotoVoltaic | 11.9 | 7.6
ESMASI-08825 |  |  | MA - SMART Program | Utility Connected Solutions DR Program | 2022-08-03 | 2021-12-06 | Residential |  | Lithium Ion |  | Tesla | 13.5 | 0 | 13.5 | 5 | BM | Customer Bill Savings (e.g., Demand Charge Management, TOU Arbitrage) | Peak Shaving/ Load Leveling |  |  | 7345876 | Yes | AC-Coupled | PhotoVoltaic | 6.408 | 12.6
ESMASI-08887 |  |  | MA - SMART Program |  | 2022-04-08 | 2021-12-08 | Residential |  | Lithium Ion |  | sonnenBacterie | 10 | 10 | 4.8 | 10 | BM | Reliability and Resiliency | Reliability and Resiliency |  |  | 7440164 | Yes | AC-Coupled | PhotoVoltaic | 11.52 | 0
ESMASI-08959 |  |  | MA - SMART Program | Connected Solutions | 2023-03-16 | 2021-12-12 | Residential |  | Lithium Ion |  | Tesla | 13.5 | 0 | 13.5 | 0 | BM | Customer Bill Savings (e.g., Demand Charge Management, TOU Arbitrage) | Peak Shaving/ Load Leveling |  |  | 7461094 | Yes | AC-Coupled | PhotoVoltaic | 5.525 | 7.6
ESMASI-08908 |  |  | MA - SMART Program | Net Metering | 2022-04-05 | 2021-12-09 | Residential |  | Lithium Ion |  | LG Chem | 9.8 | 5 | 9.8 | 5 | BM |  |  |  | Backup | 7331226 | Yes | DC-Coupled | PhotoVoltaic | 5.86 | 3.8
ESMASI-08937 |  |  | MA - SMART Program | Connected Solutions | 2022-05-16 | 2021-12-10 | Residential |  | Other | Lithium Iron Phosphate | Enphase | 10.08 | 3.84 | 10.08 | 3.84 | BM |  |  |  | Backup Power During Grid Outage | 7446355 | Yes | AC-Coupled | PhotoVoltaic | 5.92 | 8.56
ESMASI-08981 |  |  |  |  | 2022-06-30 | 2021-12-13 | Residential |  | Lithium Ion |  | Other | 18 | 0 | 18 | 0 | BM | Customer Bill Savings (e.g., Demand Charge Management, TOU Arbitrage) |  |  |  | 7496054 | Yes | DC-Coupled | PhotoVoltaic | 12.245 | 0
ESMASI-09115 |  | MA - DOER/ MassCEC Funded Projects | MA - SMART Program |  | 2022-03-24 | 2021-12-17 | Residential |  | Lithium Ion |  | Enphase | 13.44 | 5.632 | 11.96 | 5.12 | BM | Reliability and Resiliency | Reliability and Resiliency |  |  | 7497104 | Yes | AC-Coupled | PhotoVoltaic | 8.25 | 11.61
ESMASI-08992 |  |  | MA - SMART Program | Utility Connected Solutions DR Program | 2022-05-06 | 2021-12-14 | Residential |  | Lithium Ion |  | Tesla | 13.5 | 0 | 13.5 | 0 | BM | Customer Bill Savings (e.g., Demand Charge Management, TOU Arbitrage) | Peak Shaving/ Load Leveling |  |  | 7495059 | Yes | AC-Coupled | PhotoVoltaic | 8.5 | 7.6
ESMASI-11447 |  |  | MA - SMART Program |  | 2022-06-22 | 2022-03-23 | Residential |  | Lithium Ion |  | Other | 18 | 0 | 18 | 0 | BM | Customer Bill Savings (e.g., Demand Charge Management, TOU Arbitrage) |  |  |  | 8661219 | Yes | DC-Coupled | PhotoVoltaic | 12.8 | 7.6
ESMASI-08994 |  |  | MA - SMART Program | Net Metering | 2022-05-10 | 2021-12-14 | Residential |  | Lithium Ion |  | LG Chem | 9.8 | 5 | 9.8 | 5 | BM |  |  |  | Backup Storage | 7494185 | Yes | DC-Coupled | PhotoVoltaic | 8.84 | 6
ESMASI-09059 |  |  | MA - SMART Program | Connected Solutions | 2022-06-02 | 2021-12-16 | Residential |  | Lithium Ion |  | Other | 19.4 | 10 | 19.4 | 10 | BM | Customer Bill Savings (e.g., Demand Charge Management, TOU Arbitrage) | Reliability and Resiliency |  |  | 7461344 | Yes | DC-Coupled | PhotoVoltaic | 11.02 | 10
ESMASI-09118 |  |  |  |  | 2022-03-23 | 2021-12-20 | Residential |  | Lithium Ion |  | Tesla | 13.5 | 5 | 13.5 | 5 | BM |  |  |  |  | 7496921 | Yes | AC-Coupled | PhotoVoltaic | 5.28 | 5
ESMASI-09107 |  |  | MA - SMART Program |  | 2022-05-12 | 2021-12-17 | Residential |  | Lithium Ion |  | Tesla | 0 | 0 | 6.25 | 5 | BM |  |  |  |  | 7544226 | Yes | AC-Coupled | PhotoVoltaic | 11.68 | 15
ESMASI-09097 |  |  | MA - SMART Program | Net Metering | 2022-06-02 | 2021-12-17 | Residential |  | Lithium Ion |  | LG Chem | 9.8 | 5 | 9.8 | 5 | BM |  |  |  | Backup | 7496061 | Yes | DC-Coupled | PhotoVoltaic | 10.65 | 7.6
ESMASI-10297 |  |  | MA - SMART Program |  | 2022-08-26 | 2022-02-04 | Residential |  | Lithium Ion |  | Other | 36 | 36 | 36 | 36 | BM | Self Generation | Self Generation |  |  | 7796743 | Yes | DC-Coupled | PhotoVoltaic | 15.2 | 7.6
ESMASI-09205 |  |  | MA - SMART Program |  | 2023-09-07 | 2021-12-21 | Residential |  | Other | Lithium Iron Phosphate | Other | 13 | 6.4 | 12 | 6 | BM | Customer Bill Savings (e.g., Demand Charge Management, TOU Arbitrage) | Reliability and Resiliency |  |  | 7525086 | Yes | AC-Coupled | PhotoVoltaic | 8.51 | 13.36
ESMASI-09466 |  |  |  |  | 2022-03-11 | 2022-01-04 | Residential |  | Lithium Ion |  | Tesla | 13.5 | 13.5 | 5 | 5 | BM | Reliability and Resiliency | Reliability and Resiliency |  | Connected solutions | 7560588 | Yes | AC-Coupled | PhotoVoltaic | 4.9 | 5
ESMASI-09152 |  |  | MA - SMART Program |  | 2022-07-06 | 2021-12-20 | Residential |  | Lithium Ion |  | Enphase | 0 | 0 | 3.36 | 1.28 | BM |  |  |  |  | 7497265 | Yes | AC-Coupled | PhotoVoltaic | 13.365 | 10.85
ESMASI-09188 |  |  | MA - SMART Program | Net Metering | 2022-06-15 | 2021-12-21 | Residential |  | Lithium Ion |  | LG Chem | 9.8 | 9.8 | 9.8 | 9.8 | BM |  |  |  | Backup | 7522141 | Yes | DC-Coupled | PhotoVoltaic | 6.8 | 6
ESMASI-09232 |  |  | MA - SMART Program | Connected Solutions | 2022-08-18 | 2021-12-22 | Residential |  | Lithium Ion |  | Tesla | 0 | 0 | 13.5 | 5 | BM | Customer Bill Savings (e.g., Demand Charge Management, TOU Arbitrage) | Peak Shaving/ Load Leveling |  |  | 7537083 | Yes | AC-Coupled | PhotoVoltaic | 8.16 | 12.6
ESMASI-09226 |  |  | MA - SMART Program |  | 2022-05-02 | 2021-12-22 | Residential |  | Lithium Ion |  | Tesla | 13.5 | 5 | 13.5 | 5 | BM | Customer Bill Savings (e.g., Demand Charge Management, TOU Arbitrage) | Peak Shaving/ Load Leveling |  |  | 7537707 | Yes | AC-Coupled | PhotoVoltaic | 6.2 | 7.6
ESMASI-09233 |  |  | MA - SMART Program | Connected Solutions | 2022-03-08 | 2021-12-22 | Residential |  | Lithium Ion |  | Tesla | 13.5 | 0 | 13.5 | 5 | BM | Customer Bill Savings (e.g., Demand Charge Management, TOU Arbitrage) | Peak Shaving/ Load Leveling |  |  | 7537029 | Yes | AC-Coupled | PhotoVoltaic | 12.24 | 12.6
ESMASI-09258 |  |  |  |  | 2022-02-25 | 2021-12-23 | Residential |  | Lithium Ion |  | Enphase | 10 | 10 | 3.84 | 3.84 | BM |  |  |  |  | 7537961 | Yes | AC-Coupled | PhotoVoltaic | 10 | 3.84
ESMASI-12177 |  |  |  |  | 2022-09-08 | 2022-04-14 | Residential |  | Lithium Ion |  | Enphase | 10.08 | 10.5 | 10.08 | 3.84 | BM |  |  |  |  | 8847908 | Yes | AC-Coupled | PhotoVoltaic | 7.2 | 10.428
ESMASI-10300 |  |  | MA - SMART Program | Connected Solution | 2022-05-18 | 2022-02-04 | Residential |  | Lithium Ion |  | Tesla | 13.5 | 0 | 13.5 | 0 | BM | Customer Bill Savings (e.g., Demand Charge Management, TOU Arbitrage) | Peak Shaving/ Load Leveling |  |  | 7792837 | Yes | AC-Coupled | PhotoVoltaic | 4.25 | 7.6
ESMASI-09288 |  |  | MA - SMART Program | Connected Solutions | 2022-05-12 | 2021-12-26 | Residential |  | Lithium Ion |  | Tesla | 13.5 | 0 | 13.5 | 5 | BM | Customer Bill Savings (e.g., Demand Charge Management, TOU Arbitrage) | Peak Shaving/ Load Leveling |  |  | 7629323 | Yes | AC-Coupled | PhotoVoltaic | 8.16 | 12.6
ESMASI-09283 |  |  | MA - SMART Program |  | 2022-06-01 | 2021-12-23 | Residential |  | Lithium Ion |  | Other | 18 | 0 | 18 | 0 | BM | Customer Bill Savings (e.g., Demand Charge Management, TOU Arbitrage) |  |  |  | 7537323 | Yes | DC-Coupled | PhotoVoltaic | 6.09 | 7.6
ESMASI-09325 |  |  |  | Connected solutions program | 2022-04-05 | 2021-12-28 | Residential |  | Other | Lithium Iron Phosphate | Enphase | 10.5 | 3.84 | 10.08 | 3.84 | BM | Microgrid | Microgrid | Microgrid | Connected solutions program | 7543983 | Yes | AC-Coupled | PhotoVoltaic | 5.22 | 8.232
ESMASI-09326 |  |  |  | connected solutions program | 2022-03-01 | 2021-12-28 | Residential |  | Other | Lithium Iron Phosphate | Enphase | 10.5 | 3.84 | 10.08 | 3.84 | BM | Microgrid | Microgrid | Microgrid | connected solutions program | 7543381 | Yes | AC-Coupled | PhotoVoltaic | 12.54 | 13.575
ESMASI-09360 |  |  | MA - SMART Program | Net Metering | 2022-04-13 | 2021-12-29 | Residential |  | Lithium Ion |  | LG Chem | 9.8 | 5 | 9.8 | 5 | BM |  |  |  | Backup | 7546534 | Yes | DC-Coupled | PhotoVoltaic | 14.2 | 9.8
ESMASI-09430 |  |  | MA - SMART Program | Connected Solutions | 2022-01-27 | 2022-01-03 | Residential |  | Lithium Ion |  | sonnenBacterie | 10 | 10 | 4.8 | 4.8 | BM | Customer Bill Savings (e.g., Demand Charge Management, TOU Arbitrage) | Reliability and Resiliency |  |  | 6604367 | Yes | AC-Coupled | PhotoVoltaic | 9.125 | 12.175
ESMASI-09749 |  |  | MA - SMART Program | Utility Connected Solutions DR Program | 2022-03-28 | 2022-01-16 | Residential |  | Lithium Ion |  | Tesla | 13.5 | 0 | 13.5 | 0 | BM | Customer Bill Savings (e.g., Demand Charge Management, TOU Arbitrage) | Peak Shaving/ Load Leveling |  |  | 7647727 | Yes | AC-Coupled | PhotoVoltaic | 8.16 | 7.6
ESMASI-09416 |  |  | MA - SMART Program | Utility Connected Solutions DR Program | 2022-02-24 | 2022-01-03 | Residential |  | Lithium Ion |  | Tesla | 13.5 | 0 | 13.5 | 0 | BM | Customer Bill Savings (e.g., Demand Charge Management, TOU Arbitrage) | Peak Shaving/ Load Leveling |  |  | 7557472 | Yes | AC-Coupled | PhotoVoltaic | 4.25 | 7.6
ESMASI-09451 |  |  | MA - SMART Program |  | 2022-03-31 | 2022-01-04 | Residential |  | Lithium Ion |  | sonnenBacterie | 10 | 10 | 4.8 | 4.8 | BM | Reliability and Resiliency | Reliability and Resiliency |  |  | 7557996 | Yes | AC-Coupled | PhotoVoltaic | 6.57 | 10
ESMASI-09748 |  |  | MA - SMART Program | Utility Connected Solutions DR Program | 2022-10-06 | 2022-01-16 | Residential |  | Lithium Ion |  | Tesla | 13.5 | 0 | 5.8 | 5 | BM | Customer Bill Savings (e.g., Demand Charge Management, TOU Arbitrage) | Peak Shaving/ Load Leveling |  |  | 7647806 | Yes | AC-Coupled | PhotoVoltaic | 5.544 | 12.6
ESMASI-09566 |  |  |  |  | 2022-07-07 | 2022-01-07 | Residential |  | Lithium Ion |  | Other | 19.4 | 19.4 | 5 | 5 | BM |  |  |  |  | 7571317 | Yes | DC-Coupled | PhotoVoltaic | 15.575 | 10
ESMASI-09564 |  |  | MA - SMART Program |  | 2022-07-25 | 2022-01-06 | Residential |  | Lithium Ion |  | Enphase | 0 | 0 | 3.84 | 3.84 | BM | Self Generation | Self Generation |  |  | 7599015 | Yes | AC-Coupled | PhotoVoltaic | 12.05 | 13.575
ESMASI-09569 |  |  | MA - SMART Program | Utility DR Program | 2022-05-16 | 2022-01-07 | Residential |  | Lithium Ion |  | Tesla | 0 | 0 | 5 | 5 | BM | Customer Bill Savings (e.g., Demand Charge Management, TOU Arbitrage) | Peak Shaving/ Load Leveling |  |  | 7599636 | Yes | AC-Coupled | PhotoVoltaic | 8.4 | 15
ESMASI-09579 |  |  | MA - SMART Program | Net Metering | 2022-05-11 | 2022-01-07 | Residential |  | Lithium Ion |  | LG Chem | 9.3 | 5 | 9.3 | 5 | BM |  |  |  | Backup | 7571735 | Yes | DC-Coupled | PhotoVoltaic | 7.875 | 8
ESMASI-09582 |  |  | MA - SMART Program | Net Metering | 2022-05-16 | 2022-01-07 | Residential |  | Lithium Ion |  | LG Chem | 9.3 | 5 | 9.3 | 5 | BM |  |  |  | Backup | 7587046 | Yes | DC-Coupled | PhotoVoltaic | 11.025 | 9.8
ESMASI-09609 |  |  | MA - SMART Program | Utility Connected Solutions DR Program | 2022-06-30 | 2022-01-10 | Residential |  | Lithium Ion |  | Tesla | 13.5 | 0 | 13.5 | 5 | BM | Customer Bill Savings (e.g., Demand Charge Management, TOU Arbitrage) | Peak Shaving/ Load Leveling |  |  | 7599063 | Yes | AC-Coupled | PhotoVoltaic | 12.75 | 12.6
ESMASI-09655 |  |  | MA - SMART Program |  | 2022-06-29 | 2022-01-11 | Residential |  | Lithium Ion |  | Other | 9.7 | 5 | 9.7 | 5 | BM | Customer Bill Savings (e.g., Demand Charge Management, TOU Arbitrage) | Reliability and Resiliency |  |  | 7602518 | Yes | DC-Coupled | PhotoVoltaic | 7.2 | 6
ESMASI-09666 |  |  | MA - SMART Program |  | 2022-02-03 | 2022-01-12 | Residential |  | Lithium Ion |  | Other | 9 | 9 | 7.6 | 7.6 | BM |  |  |  |  | 4988119 | Yes | DC-Coupled | PhotoVoltaic | 12.8 | 7.6
ESMASI-09688 |  |  | MA - SMART Program |  | 2022-07-27 | 2022-01-12 | Residential |  | Lithium Ion |  | Other | 18 | 18 | 18 | 18 | BM | Self Generation | Self Generation |  |  | 7628866 | Yes | DC-Coupled | PhotoVoltaic | 7.6 | 7.6
ESMASI-10062 |  |  |  |  | 2022-03-17 | 2022-01-28 | Residential |  | Lithium Ion |  | Tesla | 13.5 | 13.5 | 5 | 5 | BM |  |  |  |  | 7751812 | Yes | AC-Coupled | PhotoVoltaic | 11.1 | 5
ESMASI-09860 |  |  | MA - SMART Program | Connected Solutions | 2023-03-07 | 2022-01-20 | Residential |  | Lithium Ion |  | Tesla | 13.5 | 0 | 13.5 | 5 | BM | Customer Bill Savings (e.g., Demand Charge Management, TOU Arbitrage) | Peak Shaving/ Load Leveling |  |  | 6681505 | Yes | AC-Coupled | PhotoVoltaic | 10.8 | 12.6
ESMASI-09838 |  |  | MA - SMART Program | Net Metering | 2022-05-02 | 2022-01-20 | Residential |  | Lithium Ion |  | Tesla | 0 | 0 | 13.5 | 5 | BM |  |  |  | Backup | 7678981 | Yes | AC-Coupled | PhotoVoltaic | 7.81 | 11
ESMASI-09894 |  |  | MA - SMART Program | Utility Connected Solutions DR Program | 2022-07-11 | 2022-01-23 | Residential |  | Lithium Ion |  | Tesla | 13.5 | 0 | 13.5 | 5 | BM | Customer Bill Savings (e.g., Demand Charge Management, TOU Arbitrage) | Peak Shaving/ Load Leveling |  |  | 7702249 | Yes | AC-Coupled | PhotoVoltaic | 8.5 | 12.6
ESMASI-09945 |  |  | MA - SMART Program | Connected Solutions | 2022-03-09 | 2022-01-25 | Residential |  | Lithium Ion |  | Tesla | 13.5 | 0 | 13.5 | 5 | BM | Customer Bill Savings (e.g., Demand Charge Management, TOU Arbitrage) | Peak Shaving/ Load Leveling |  |  | 7734190 | Yes | AC-Coupled | PhotoVoltaic | 8.5 | 12.6
ESMASI-10067 |  |  |  | Eversource Connected Solutions Demand Response program | 2022-07-07 | 2022-01-28 | Residential |  | Lithium Ion |  | Other | 62 | 21 | 60 | 20 | BM | Customer Bill Savings (e.g., Demand Charge Management, TOU Arbitrage) |  |  |  | 7515104 | Yes | AC-Coupled | PhotoVoltaic | 15 | 20
ESMASI-11965 |  |  |  |  | 2022-07-08 | 2022-04-07 | Residential |  | Lithium Ion |  | LG Chem | 9.6 | 5 | 9.6 | 5 | BM |  |  |  |  | 8788677 | Yes | DC-Coupled | PhotoVoltaic | 8.88 | 0
ESMASI-10082 |  |  |  |  | 2022-03-16 | 2022-01-28 | Residential |  | Lithium Ion |  | Tesla | 13.5 | 13.5 | 5 | 5 | BM |  |  |  |  | 7752302 | Yes | AC-Coupled | PhotoVoltaic | 9.01 | 5
ESMASI-09955 |  |  | MA - SMART Program |  | 2022-07-21 | 2022-01-25 | Residential |  | Lithium Ion |  | Tesla | 13.5 | 5 | 5 | 5 | BM |  |  |  |  | 7832188 | Yes | AC-Coupled | PhotoVoltaic | 6.885 | 10
ESMASI-09976 |  |  | MA - SMART Program |  | 2022-10-03 | 2022-01-26 | Residential |  | Lithium Ion |  | Other | 9 | 9 | 9 | 9 | BM | Self Generation | Self Generation |  |  | 7733652 | Yes | DC-Coupled | PhotoVoltaic | 6.4 | 7.6
ESMASI-10004 |  |  |  |  | 2022-08-17 | 2022-01-27 | Residential |  | Lithium Ion |  | Tesla | 13.5 | 13.5 | 5 | 5 | BM |  |  |  |  | 7734210 | Yes | AC-Coupled | PhotoVoltaic | 9.62 | 12.5
ESMASI-09995 |  |  | MA - SMART Program |  | 2022-05-13 | 2022-01-26 | Residential |  | Lithium Ion |  | Tesla | 5 | 5 | 5 | 5 | BM |  |  |  |  | 7733355 | Yes | AC-Coupled | PhotoVoltaic | 11.2 | 15
ESMASI-10130 |  | MA - DOER/ MassCEC Funded Projects |  | Utility DR Program | 2022-11-09 | 2022-02-01 | Residential |  | Lithium Ion |  | Tesla | 0 | 0 | 13.5 | 5 | BM | Self Generation | Self Generation |  |  | 7751992 | Yes | AC-Coupled | PhotoVoltaic | 0 | 5
ESMASI-10390 |  |  | MA - SMART Program | Connected Solutions | 2022-05-02 | 2022-02-09 | Residential |  | Lithium Ion |  | Enphase | 3.84 | 10 | 3.84 | 3.84 | BM | Reliability and Resiliency | Reliability and Resiliency |  |  | 7849403 | Yes | AC-Coupled | PhotoVoltaic | 14.49 | 13.74
ESMASI-10311 |  |  | MA - SMART Program |  | 2022-06-30 | 2022-02-07 | Residential |  | Lithium Ion |  | Other | 18 | 0 | 18 | 0 | BM |  |  |  |  | 7823422 | Yes | DC-Coupled | PhotoVoltaic | 17.4 | 13.5
ESMASI-10123 |  |  | MA - SMART Program |  | 2022-06-30 | 2022-01-31 | Residential |  | Lithium Ion |  | Tesla | 0 | 0 | 13.5 | 5 | BM |  |  |  |  | 7752215 | Yes | AC-Coupled | PhotoVoltaic | 6.4 | 9.72
ESMASI-13767 |  |  | MA - SMART Program | Connected Solutions | 2022-09-07 | 2022-05-27 | Residential |  | Lithium Ion |  | Tesla | 13.5 | 0 | 13.5 | 0 | BM | Customer Bill Savings (e.g., Demand Charge Management, TOU Arbitrage) | Peak Shaving/ Load Leveling |  |  | 9268081 | Yes | AC-Coupled | PhotoVoltaic | 7.92 | 7.6
ESMASI-10157 |  |  |  |  | 2022-09-14 | 2022-02-01 | Residential |  | Lithium Ion |  | Enphase | 10.08 | 3.84 | 10.08 | 3.84 | BM |  |  |  |  | 7752236 | Yes | AC-Coupled | PhotoVoltaic | 5.92 | 8.56
ESMASI-10191 |  |  |  |  | 2022-05-12 | 2022-02-02 | Residential |  | Lithium Ion |  | Tesla | 0 | 0 | 27 | 10 | BM |  |  |  |  | 7792624 | Yes | AC-Coupled | PhotoVoltaic | 0 | 10
ESMASI-10161 |  |  | MA - SMART Program |  | 2022-04-06 | 2022-02-01 | Residential |  | Lithium Ion |  | Tesla | 5 | 5 | 5 | 5 | BM |  |  |  |  | 7751959 | Yes | AC-Coupled | PhotoVoltaic | 8 | 12.6
ESMASI-10534 |  |  |  | Connected Solutions | 2023-04-25 | 2022-02-15 | Residential |  | Lithium Ion |  | Tesla | 0 | 0 | 13.5 | 5 | BM | Customer Bill Savings (e.g., Demand Charge Management, TOU Arbitrage) | Peak Shaving/ Load Leveling |  |  | 7888916 | Yes | AC-Coupled | PhotoVoltaic | 0 | 5
ESMASI-10808 |  |  | MA - SMART Program |  | 2022-04-21 | 2022-02-28 | Residential |  | Lithium Ion |  | Other | 18 | 1.8 | 18 | 1.8 | BM | Self Generation | Self Generation |  |  | 7984162 | Yes | DC-Coupled | PhotoVoltaic | 10.5 | 7.6
ESMASI-10185 |  |  | MA - SMART Program | Connected Solutions | 2022-10-14 | 2022-02-02 | Residential |  | Lithium Ion |  | Tesla | 13.5 | 0 | 13.5 | 0 | BM | Customer Bill Savings (e.g., Demand Charge Management, TOU Arbitrage) | Peak Shaving/ Load Leveling |  |  | 7760026 | Yes | AC-Coupled | PhotoVoltaic | 12.89 | 7.6
ESMASI-10196 |  | MA - DOER/ MassCEC Funded Projects | MA - SMART Program |  | 2022-04-05 | 2022-02-02 | Residential |  | Lithium Ion |  | Enphase | 20.16 | 8.448 | 17.94 | 7.68 | BM | Reliability and Resiliency | Reliability and Resiliency |  |  | 7811781 | Yes | AC-Coupled | PhotoVoltaic | 8.7 | 15
ESMASI-10210 |  |  |  |  | 2022-03-18 | 2022-02-03 | Residential |  | Lithium Ion |  | Tesla | 13.5 | 5 | 13.5 | 5 | BM |  |  |  |  | 7792888 | Yes | AC-Coupled | PhotoVoltaic | 5.23 | 5
ESMASI-10228 |  |  | MA - SMART Program | Connected Solutions | 2022-03-29 | 2022-02-03 | Residential |  | Lithium Ion |  | Tesla | 13.5 | 0 | 13.5 | 5 | BM | Customer Bill Savings (e.g., Demand Charge Management, TOU Arbitrage) | Peak Shaving/ Load Leveling |  |  | 7794316 | Yes | AC-Coupled | PhotoVoltaic | 12.89 | 12.6
ESMASI-10268 |  |  | MA - SMART Program | Utility Connected Solutions DR Program | 2022-07-19 | 2022-02-04 | Residential |  | Lithium Ion |  | Tesla | 13.5 | 0 | 13.5 | 0 | BM | Customer Bill Savings (e.g., Demand Charge Management, TOU Arbitrage) | Peak Shaving/ Load Leveling |  |  | 7797585 | Yes | AC-Coupled | PhotoVoltaic | 11.9 | 7.6
ESMASI-10251 |  |  | MA - SMART Program | Net Metering | 2022-06-15 | 2022-02-04 | Residential |  | Lithium Ion |  | LG Chem | 9.3 | 5 | 9.3 | 5 | BM |  |  |  | Backup | 7770891 | Yes | DC-Coupled | PhotoVoltaic | 3.06 | 3.8
ESMASI-10273 |  |  | MA - SMART Program |  | 2022-10-03 | 2022-02-04 | Residential |  | Lithium Ion |  | Enphase | 0 | 0 | 10 | 3.84 | BM |  |  |  |  | 7792913 | Yes | AC-Coupled | PhotoVoltaic | 13.87 | 13.7
ESMASI-10290 |  |  |  |  | 2023-08-30 | 2022-02-04 | Residential |  | Lithium Ion |  | Enphase | 10.08 | 3.84 | 10.08 | 3.84 | BM |  |  |  |  | 7794003 | Yes | AC-Coupled | PhotoVoltaic | 11.84 | 13.28
ESMASI-10442 |  | MA - DOER/ MassCEC Funded Projects | MA - SMART Program |  | 2022-07-20 | 2022-02-10 | Residential |  | Lithium Ion |  | Enphase | 13.44 | 5.632 | 11.96 | 5.12 | BM | Reliability and Resiliency | Reliability and Resiliency |  |  | 7849846 | Yes | AC-Coupled | PhotoVoltaic | 7 | 5.12
ESMASI-10547 |  |  | MA - SMART Program |  | 2022-06-30 | 2022-02-15 | Residential |  | Lithium Ion |  | Enphase | 13.44 | 13.44 | 10.5 | 5.7 | BM |  |  |  |  | 7946653 | Yes | DC-Coupled | PhotoVoltaic | 10 | 5.1
ESMASI-10354 |  |  | MA - SMART Program | Connected Solutions | 2022-03-24 | 2022-02-08 | Residential |  | Lithium Ion |  | Tesla | 13.5 | 0 | 13.5 | 0 | BM | Customer Bill Savings (e.g., Demand Charge Management, TOU Arbitrage) | Peak Shaving/ Load Leveling |  |  | 7824514 | Yes | AC-Coupled | PhotoVoltaic | 7.65 | 7.6
ESMASI-10403 |  |  |  |  | 2022-05-13 | 2022-02-09 | Residential |  | Lithium Ion |  | Tesla | 0 | 0 | 13.5 | 5 | BM |  |  |  |  | 7848869 | Yes | AC-Coupled | PhotoVoltaic | 0 | 5
ESMASI-10754 |  |  |  |  | 2022-07-14 | 2022-02-24 | Residential |  | Lithium Ion |  | Enphase | 10.08 | 10.08 | 3.84 | 3.84 | BM |  |  |  |  | 7930631 | Yes | AC-Coupled | PhotoVoltaic | 10.4 | 7.34
ESMASI-10752 |  |  |  |  | 2022-10-07 | 2022-02-24 | Residential |  | Lithium Ion |  | Enphase | 10.5 | 10.5 | 3.84 | 3.84 | BM |  |  |  |  | 7921234 | Yes | AC-Coupled | PhotoVoltaic | 14.4 | 14.46
ESMASI-10415 |  |  | MA - SMART Program |  | 2022-04-22 | 2022-02-09 | Residential |  | Lithium Ion |  | Tesla | 0 | 0 | 5 | 5 | BM | Self Generation | Self Generation |  |  | 7811338 | Yes | AC-Coupled | PhotoVoltaic | 10 | 12.375
ESMASI-10417 |  |  | MA - SMART Program | Net Metering | 2022-04-25 | 2022-02-09 | Residential |  | Lithium Ion |  | LG Chem | 9.8 | 5 | 9.8 | 5 | BM |  |  |  | Backup Storage | 6197325 | Yes | DC-Coupled | PhotoVoltaic | 4.08 | 3.8
ESMASI-10465 |  |  | MA - SMART Program |  | 2022-12-02 | 2022-02-11 | Residential |  | Lithium Ion |  | Other | 7 | 5 | 7 | 5 | BM | Reliability and Resiliency | Reliability and Resiliency |  |  | 7828950 | Yes | DC-Coupled | PhotoVoltaic | 15.2 | 10
ESMASI-10464 |  |  |  |  | 2022-05-12 | 2022-02-11 | Residential |  | Lithium Ion |  | Enphase | 0 | 0 | 16.8 | 6.4 | BM |  |  |  |  | 7286379 | Yes | AC-Coupled | PhotoVoltaic | 0 | 6.4
ESMASI-10472 |  |  |  |  | 2022-12-16 | 2022-02-11 | Residential |  | Lithium Ion |  | Enphase | 20.16 | 7.68 | 20.16 | 7.68 | BM |  |  |  |  | 7850061 | Yes | AC-Coupled | PhotoVoltaic | 5.67 | 11.81
ESMASI-10751 |  |  | MA - SMART Program |  | 2022-08-04 | 2022-02-24 | Residential |  | Lithium Ion |  | Enphase | 10.08 | 10.5 | 3.84 | 3.84 | BM |  |  |  |  | 7921197 | Yes | AC-Coupled | PhotoVoltaic | 10.4 | 11.51
ESMASI-10517 |  |  |  |  | 2022-11-03 | 2022-02-14 | Residential |  | Lithium Ion |  | Tesla | 13.5 | 13.5 | 5 | 5 | BM |  |  |  |  | 7889438 | Yes | AC-Coupled | PhotoVoltaic | 2.61 | 5
ESMASI-10538 |  |  | MA - SMART Program |  | 2022-07-21 | 2022-02-15 | Residential |  | Lithium Ion |  | Tesla | 13.5 | 5.8 | 13.5 | 5 | BM | Peak Shaving/ Load Leveling | Peak Shaving/ Load Leveling |  |  | 7888720 | Yes | AC-Coupled | PhotoVoltaic | 4.81 | 10
ESMASI-10555 |  |  | MA - SMART Program | Connected Solutions | 2022-07-18 | 2022-02-16 | Residential |  | Lithium Ion |  | Tesla | 13.5 | 0 | 13.5 | 0 | BM | Customer Bill Savings (e.g., Demand Charge Management, TOU Arbitrage) | Peak Shaving/ Load Leveling |  |  | 7889195 | Yes | AC-Coupled | PhotoVoltaic | 12.75 | 7.6
ESMASI-10744 |  |  | MA - SMART Program |  | 2022-04-28 | 2022-02-24 | Residential |  | Lithium Ion |  | Enphase | 13.5 | 13.5 | 5.12 | 5.12 | BM |  |  |  |  | 7949500 | Yes | AC-Coupled | PhotoVoltaic | 7.77 | 11.12
ESMASI-10622 |  |  |  |  | 2022-06-22 | 2022-02-18 | Residential |  | Lithium Ion |  | Enphase | 0 | 0 | 13.44 | 5.12 | BM |  |  |  |  | 7898381 | Yes | AC-Coupled | PhotoVoltaic | 6.885 | 10.13
ESMASI-10669 |  |  |  |  | 2023-03-28 | 2022-02-22 | Residential |  | Lithium Ion |  | Tesla | 5 | 14 | 5 | 5 | BM |  |  |  |  | 7920184 | Yes | AC-Coupled | PhotoVoltaic | 0 | 10
ESMASI-10658 |  |  |  |  | 2022-10-25 | 2022-02-21 | Residential |  | Lithium Ion |  | Enphase | 13.44 | 5.12 | 13.44 | 5.12 | BM |  |  |  |  | 7905536 | Yes | AC-Coupled | PhotoVoltaic | 10.125 | 12.5
ESMASI-10697 |  |  | MA - SMART Program | Connected Solutions | 2022-07-29 | 2022-02-23 | Residential |  | Lithium Ion |  | Tesla | 13.5 | 0 | 13.5 | 0 | BM | Customer Bill Savings (e.g., Demand Charge Management, TOU Arbitrage) | Peak Shaving/ Load Leveling |  |  | 7920651 | Yes | AC-Coupled | PhotoVoltaic | 12.75 | 7.6
ESMASI-10724 |  |  | MA - SMART Program | Connected Solutions | 2022-12-23 | 2022-02-23 | Residential |  | Lithium Ion |  | Tesla | 13.5 | 0 | 13.5 | 5 | BM | Customer Bill Savings (e.g., Demand Charge Management, TOU Arbitrage) | Peak Shaving/ Load Leveling |  |  | 7921074 | Yes | AC-Coupled | PhotoVoltaic | 10.88 | 12.6
ESMASI-10746 |  |  | MA - SMART Program | Connected Solutions | 2023-08-15 | 2022-02-24 | Residential |  | Lithium Ion |  | Tesla | 13.5 | 0 | 13.5 | 5 | BM | Customer Bill Savings (e.g., Demand Charge Management, TOU Arbitrage) | Peak Shaving/ Load Leveling |  |  | 7949465 | Yes | AC-Coupled | PhotoVoltaic | 12.81 | 12.6
ESMASI-10830 |  |  | MA - SMART Program | Connected Solutions | 2022-05-11 | 2022-02-28 | Residential |  | Lithium Ion |  | Enphase | 0 | 0 | 21 | 7.68 | BM |  |  |  | Connected Solutions, Backup power | 7984874 | Yes | AC-Coupled | PhotoVoltaic | 7.29 | 13.962
ESMASI-10750 |  |  | MA - SMART Program |  | 2022-05-26 | 2022-02-24 | Residential |  | Lithium Ion |  | Other | 9.7 | 5 | 9.7 | 5 | BM | Customer Bill Savings (e.g., Demand Charge Management, TOU Arbitrage) | Reliability and Resiliency |  |  | 7949021 | Yes | DC-Coupled | PhotoVoltaic | 15.2 | 10
ESMASI-10757 |  |  |  |  | 2022-07-11 | 2022-02-24 | Residential |  | Lithium Ion |  | Enphase | 10.08 | 3.84 | 10.08 | 3.84 | BM |  |  |  |  | 7905381 | Yes | AC-Coupled | PhotoVoltaic | 7.29 | 9.15
ESMASI-10785 |  |  | MA - SMART Program |  | 2022-04-14 | 2022-02-25 | Residential |  | Lithium Ion |  | Other | 19.4 | 19.4 | 10 | 10 | BM |  |  |  |  | 7905755 | Yes | DC-Coupled | PhotoVoltaic | 17.2 | 10
ESMASI-10799 |  |  | MA - SMART Program | Utility Connected Solutions DR Program | 2023-01-26 | 2022-02-26 | Residential |  | Lithium Ion |  | Tesla | 13.5 | 0 | 13.5 | 0 | BM | Customer Bill Savings (e.g., Demand Charge Management, TOU Arbitrage) | Peak Shaving/ Load Leveling |  | Utility Connected Solutions DR Program | 7984628 | Yes | AC-Coupled | PhotoVoltaic | 12.4 | 11.4
ESMASI-10800 |  |  | MA - SMART Program | Utility Connected Solutions DR Program | 2023-07-06 | 2022-02-27 | Residential |  | Lithium Ion |  | Tesla | 13.5 | 0 | 13.5 | 0 | BM | Customer Bill Savings (e.g., Demand Charge Management, TOU Arbitrage) | Peak Shaving/ Load Leveling |  |  | 7934265 | Yes | AC-Coupled | PhotoVoltaic | 9.6 | 7.6
ESMASI-10828 |  |  |  |  | 2022-10-25 | 2022-02-28 | Residential |  | Lithium Ion |  | Enphase | 13.44 | 5.12 | 13.44 | 5.12 | BM |  |  |  |  | 7984832 | Yes | AC-Coupled | PhotoVoltaic | 10.53 | 12.79
ESMASI-11744 |  |  | MA - SMART Program | Connected Solutions | 2022-11-07 | 2022-03-31 | Residential |  | Lithium Ion |  | Tesla | 0 | 0 | 13.5 | 5 | BM | Customer Bill Savings (e.g., Demand Charge Management, TOU Arbitrage) | Peak Shaving/ Load Leveling |  |  | 8758200 | Yes | AC-Coupled | PhotoVoltaic | 4.8 | 12.6
ESMASI-10871 |  |  | MA - SMART Program | Utility Connected Solutions DR Program | 2022-09-08 | 2022-03-02 | Residential |  | Lithium Ion |  | Tesla | 13.5 | 0 | 13.5 | 5 | BM | Customer Bill Savings (e.g., Demand Charge Management, TOU Arbitrage) | Peak Shaving/ Load Leveling |  |  | 7984537 | Yes | AC-Coupled | PhotoVoltaic | 12.8 | 12.6
ESMASI-10874 |  |  | MA - SMART Program | Utility Connected Solutions DR Program | 2023-02-28 | 2022-03-02 | Residential |  | Lithium Ion |  | Tesla | 13.5 | 0 | 13.5 | 0 | BM | Customer Bill Savings (e.g., Demand Charge Management, TOU Arbitrage) | Peak Shaving/ Load Leveling |  |  | 7984612 | Yes | AC-Coupled | PhotoVoltaic | 4.25 | 7.6
ESMASI-13164 |  |  | MA - SMART Program | Connect Solutions | 2022-09-07 | 2022-05-11 | Residential |  | Lithium Ion |  | Tesla | 13.5 | 0 | 10 | 5 | BM | Customer Bill Savings (e.g., Demand Charge Management, TOU Arbitrage) | Peak Shaving/ Load Leveling |  |  | 9102301 | Yes | AC-Coupled | PhotoVoltaic | 5.616 | 12.6
ESMASI-11315 |  |  | MA - SMART Program | Connected Solutions | 2023-04-12 | 2022-03-18 | Residential |  | Lithium Ion |  | Other | 29.1 | 10 | 26.19 | 10 | BM | Self Generation | Self Generation | Microgrid |  | 8637412 | Yes | DC-Coupled | PhotoVoltaic | 14.96 | 10
ESMASI-10944 |  |  | MA - SMART Program |  | 2022-06-17 | 2022-03-04 | Residential |  | Lithium Ion |  | Other | 19.4 | 19.4 | 10 | 10 | BM |  |  |  |  | 7995448 | Yes | DC-Coupled | PhotoVoltaic | 11.2 | 10
ESMASI-10959 |  |  | MA - SMART Program | Utility Connected Solutions DR Program | 2022-10-14 | 2022-03-06 | Residential |  | Lithium Ion |  | Tesla | 13.5 | 0 | 13.5 | 0 | BM | Customer Bill Savings (e.g., Demand Charge Management, TOU Arbitrage) | Peak Shaving/ Load Leveling |  |  | 8009551 | Yes | AC-Coupled | PhotoVoltaic | 10.2 | 7.6
ESMASI-11014 |  |  | MA - SMART Program | Utility Connected Solutions DR Program | 2022-07-29 | 2022-03-08 | Residential |  | Lithium Ion |  | Tesla | 13.5 | 0 | 13.5 | 0 | BM | Customer Bill Savings (e.g., Demand Charge Management, TOU Arbitrage) | Peak Shaving/ Load Leveling |  |  | 8535682 | Yes | AC-Coupled | PhotoVoltaic | 4.675 | 7.6
ESMASI-11037 |  |  | MA - SMART Program |  | 2022-04-12 | 2022-03-09 | Residential |  | Lithium Ion |  | Enphase | 14 | 14 | 5.12 | 5.12 | BM | Self Generation | Self Generation |  | home backup | 7489134 | Yes | AC-Coupled | PhotoVoltaic | 8.075 | 5.12
ESMASI-11210 |  |  | MA - SMART Program | connected solution | 2023-02-15 | 2022-03-15 | Residential |  | Lithium Ion |  | Tesla | 13.5 | 0 | 13.5 | 0 | BM | Customer Bill Savings (e.g., Demand Charge Management, TOU Arbitrage) | Peak Shaving/ Load Leveling |  |  | 8573829 | Yes | AC-Coupled | PhotoVoltaic | 8.5 | 7.6
ESMASI-11093 |  |  |  |  | 2023-04-11 | 2022-03-10 | Residential |  | Lithium Ion |  | Tesla | 10 | 10 | 27 | 10 | BM | Reliability and Resiliency | Reliability and Resiliency |  |  | 8605334 | Yes | AC-Coupled | PhotoVoltaic | 0 | 10
ESMASI-11075 |  |  |  |  | 2022-10-05 | 2022-03-10 | Residential |  | Lithium Ion |  | Enphase | 10.08 | 10.5 | 384 | 3.84 | BM |  |  |  |  | 8787113 | Yes | AC-Coupled | PhotoVoltaic | 10.1 | 11.09
ESMASI-11507 |  |  |  |  | 2022-11-22 | 2022-03-24 | Residential |  | Lithium Ion |  | Enphase | 10.08 | 3.84 | 384 | 3.84 | BM |  |  |  |  | 8772429 | Yes | AC-Coupled | PhotoVoltaic | 11.2 | 11.96
ESMASI-11235 |  |  | MA - SMART Program |  | 2022-06-24 | 2022-03-16 | Residential |  | Lithium Ion |  | Other | 15.12 | 6.8 | 16.2 | 6.8 | BM | Microgrid | Microgrid | Microgrid |  | 8584876 | Yes | AC-Coupled | PhotoVoltaic | 5.84 | 10.6
ESMASI-11103 |  |  | MA - SMART Program |  | 2022-10-04 | 2022-03-11 | Residential |  | Lithium Ion |  | Tesla | 14 | 5.8 | 13.5 | 5 | BM | Peak Shaving/ Load Leveling | Peak Shaving/ Load Leveling |  |  | 8533150 | Yes | AC-Coupled | PhotoVoltaic | 14.025 | 15
ESMASI-11091 |  |  | MA - Energy Efficiency/ DR Program |  | 2022-06-15 | 2022-03-10 | Residential |  | Lithium Ion |  | Other | 9.7 | 5 | 9.7 | 5 | BM | Customer Bill Savings (e.g., Demand Charge Management, TOU Arbitrage) | Reliability and Resiliency |  |  | 8531105 | Yes | DC-Coupled | PhotoVoltaic | 8.4 | 7.6
ESMASI-11096 |  |  | MA - SMART Program | Net Metering | 2022-09-29 | 2022-03-10 | Residential |  | Lithium Ion |  | LG Chem | 9.6 | 5 | 9.6 | 5 | BM |  |  |  | Backup | 8598281 | Yes | DC-Coupled | PhotoVoltaic | 5.2 | 3.8
ESMASI-11115 |  |  | MA - SMART Program |  | 2022-09-13 | 2022-03-11 | Residential |  | Lithium Ion |  | Tesla | 0 | 0 | 5 | 5 | BM | Customer Bill Savings (e.g., Demand Charge Management, TOU Arbitrage) | Peak Shaving/ Load Leveling |  |  | 8572450 | Yes | AC-Coupled | PhotoVoltaic | 0 | 5
ESMASI-11113 |  |  | MA - SMART Program |  | 2022-08-03 | 2022-03-11 | Residential |  | Lithium Ion |  | Other | 18 | 18 | 6.7 | 6.7 | BM |  |  |  |  | 8569765 | Yes | DC-Coupled | PhotoVoltaic | 8 | 7.6
ESMASI-11118 |  |  | MA - SMART Program |  | 2022-07-05 | 2022-03-11 | Residential |  | Lithium Ion |  | Other | 19.4 | 19.4 | 10 | 10 | BM |  |  |  |  | 8532424 | Yes | DC-Coupled | PhotoVoltaic | 13.6 | 10
ESMASI-11123 |  |  |  |  | 2022-10-31 | 2022-03-11 | Residential |  | Lithium Ion |  | Enphase | 10.08 | 3.84 | 10.08 | 3.84 | BM |  |  |  |  | 8573499 | Yes | AC-Coupled | PhotoVoltaic | 4.86 | 7.38
ESMASI-11131 |  |  | MA - SMART Program | Net Metering | 2022-06-03 | 2022-03-11 | Residential |  | Lithium Ion |  | Tesla | 0 | 0 | 5 | 5 | BM |  |  |  | Backup Storage | 8554886 | Yes | AC-Coupled | PhotoVoltaic | 11.375 | 12.6
ESMASI-12340 |  |  |  |  | 2022-06-15 | 2022-04-19 | Residential |  | Lithium Ion |  | Tesla | 0 | 0 | 10 | 0 | BM |  |  |  |  | 9044863 | Yes | AC-Coupled | PhotoVoltaic | 0 | 10
ESMASI-11183 |  |  | MA - SMART Program | Net Metering | 2022-05-16 | 2022-03-14 | Residential |  | Lithium Ion |  | LG Chem | 9.6 | 5 | 9.6 | 5 | BM |  |  |  | Backup | 8593838 | Yes | DC-Coupled | PhotoVoltaic | 4.615 | 3.8
ESMASI-11611 |  |  | MA - SMART Program |  | 2022-12-29 | 2022-03-29 | Residential |  | Lithium Ion |  | Enphase | 16 | 16 | 6.4 | 6.4 | BM |  |  |  |  | 8758008 | Yes | AC-Coupled | PhotoVoltaic | 12.58 | 14.9
ESMASI-11245 |  |  |  |  | 2022-09-14 | 2022-03-16 | Residential |  | Lithium Ion |  | Other | 18 | 18 | 17.37 | 17.37 | BM |  |  |  |  | 8584474 | Yes | DC-Coupled | PhotoVoltaic | 6 | 7.6
ESMASI-11350 |  |  |  |  | 2023-01-26 | 2022-03-21 | Residential |  | Lithium Ion |  | LG Chem | 16 | 7 | 20 | 10 | BM | Reliability and Resiliency | Reliability and Resiliency |  |  | 8637895 | Yes | DC-Coupled | PhotoVoltaic | 12.6 | 10
ESMASI-11270 |  |  | MA - SMART Program |  | 2022-06-09 | 2022-03-17 | Residential |  | Lithium Ion |  | Other | 19.4 | 19.4 | 10 | 10 | BM |  |  |  |  | 8594928 | Yes | DC-Coupled | PhotoVoltaic | 16.8 | 10
ESMASI-11279 |  |  |  |  | 2022-08-25 | 2022-03-17 | Residential |  | Lithium Ion |  | Other | 18 | 18 | 17.37 | 17.37 | BM |  |  |  |  | 8584717 | Yes | DC-Coupled | PhotoVoltaic | 13.2 | 9.665
ESMASI-11323 |  |  | MA - SMART Program | Utility Connected Solutions DR Program | 2022-10-11 | 2022-03-18 | Residential |  | Lithium Ion |  | Tesla | 13.5 | 0 | 13.5 | 0 | BM | Customer Bill Savings (e.g., Demand Charge Management, TOU Arbitrage) | Peak Shaving/ Load Leveling |  |  | 8637213 | Yes | AC-Coupled | PhotoVoltaic | 4.25 | 7.6
ESMASI-12485 |  |  |  |  | 2022-07-25 | 2022-04-22 | Residential |  | Lithium Ion |  | Tesla | 0 | 0 | 13.5 | 5 | BM |  |  |  |  | 8945043 | Yes | AC-Coupled | PhotoVoltaic | 0 | 5
ESMASI-11339 |  |  | MA - SMART Program | Utility Connected Solutions DR Program | 2022-08-02 | 2022-03-19 | Residential |  | Lithium Ion |  | Tesla | 13.5 | 9 | 13.5 | 9 | BM | Customer Bill Savings (e.g., Demand Charge Management, TOU Arbitrage) | Peak Shaving/ Load Leveling |  |  | 8637508 | Yes | AC-Coupled | PhotoVoltaic | 8.5 | 7.6
ESMASI-11393 |  |  | MA - SMART Program | Utility Connected Solutions DR Program | 2022-08-08 | 2022-03-22 | Residential |  | Lithium Ion |  | Tesla | 13.5 | 0 | 13.5 | 0 | BM | Customer Bill Savings (e.g., Demand Charge Management, TOU Arbitrage) | Peak Shaving/ Load Leveling |  |  | 8659861 | Yes | AC-Coupled | PhotoVoltaic | 8.4 | 7.6
ESMASI-11347 |  |  | MA - SMART Program | Utility Connected Solutions DR Program | 2022-11-09 | 2022-03-20 | Residential |  | Lithium Ion |  | Tesla | 13.5 | 0 | 13.5 | 0 | BM | Customer Bill Savings (e.g., Demand Charge Management, TOU Arbitrage) | Peak Shaving/ Load Leveling |  |  | 8637619 | Yes | AC-Coupled | PhotoVoltaic | 7.6 | 7.6
ESMASI-11394 |  |  | MA - SMART Program | Utility Connected Solutions DR Program | 2022-06-15 | 2022-03-22 | Residential |  | Lithium Ion |  | Tesla | 13.5 | 0 | 13.5 | 0 | BM | Customer Bill Savings (e.g., Demand Charge Management, TOU Arbitrage) | Peak Shaving/ Load Leveling |  |  | 8659889 | Yes | AC-Coupled | PhotoVoltaic | 4.8 | 7.6
ESMASI-11662 |  |  | MA - SMART Program |  | 2022-07-12 | 2022-03-30 | Residential |  | Lithium Ion |  | Enphase | 0 | 0 | 3.84 | 3.84 | BM | Self Generation | Self Generation |  |  | 8757841 | Yes | AC-Coupled | PhotoVoltaic | 5.28 | 3.84
ESMASI-11390 |  |  | MA - SMART Program | Net Metering | 2022-10-10 | 2022-03-21 | Residential |  | Lithium Ion |  | Tesla | 0 | 0 | 13.2 | 5 | BM |  |  |  | Backup Storage | 8659686 | Yes | AC-Coupled | PhotoVoltaic | 7.82 | 11
ESMASI-11436 |  |  | MA - SMART Program | Utility Connected Solutions DR Program | 2022-08-03 | 2022-03-23 | Residential |  | Lithium Ion |  | Tesla | 13.5 | 0 | 13.5 | 0 | BM | Customer Bill Savings (e.g., Demand Charge Management, TOU Arbitrage) | Peak Shaving/ Load Leveling |  |  | 8660979 | Yes | AC-Coupled | PhotoVoltaic | 9.6 | 7.6
ESMASI-11438 |  |  | MA - SMART Program | Utility Connected Solutions DR Program | 2022-08-08 | 2022-03-23 | Residential |  | Lithium Ion |  | Tesla | 13.5 | 0 | 13.5 | 0 | BM | Customer Bill Savings (e.g., Demand Charge Management, TOU Arbitrage) | Peak Shaving/ Load Leveling |  |  | 8660963 | Yes | AC-Coupled | PhotoVoltaic | 9.6 | 7.6
ESMASI-11454 |  |  | MA - SMART Program | Utility Connected Solutions DR Program | 2022-10-18 | 2022-03-23 | Residential |  | Lithium Ion |  | Tesla | 13.5 | 0 | 13.5 | 0 | BM | Customer Bill Savings (e.g., Demand Charge Management, TOU Arbitrage) | Peak Shaving/ Load Leveling |  |  | 8706808 | Yes | AC-Coupled | PhotoVoltaic | 9.6 | 7.6
ESMASI-11587 |  |  | MA - SMART Program |  | 2022-08-09 | 2022-03-28 | Residential |  | Lithium Ion |  | Tesla | 27 | 27 | 10 | 10 | BM | Reliability and Resiliency | Reliability and Resiliency |  |  | 8772453 | Yes | AC-Coupled | PhotoVoltaic | 6.66 | 14.5
ESMASI-11542 |  |  |  |  | 2022-06-08 | 2022-03-25 | Residential |  | Lithium Ion |  | Tesla | 13.5 | 5 | 13.5 | 5 | BM |  |  |  |  | 8758161 | Yes | AC-Coupled | PhotoVoltaic | 5.92 | 12
ESMASI-11563 |  | MA - DOER/ MassCEC Funded Projects | MA - SMART Program | Connected Solutions -Demand Response | 2022-09-30 | 2022-03-25 | Residential |  | Lithium Ion |  | LG Chem | 32 | 10 | 32 | 10 | BM | Customer Bill Savings (e.g., Demand Charge Management, TOU Arbitrage) |  |  | Power outage power supply | 8833965 | Yes | DC-Coupled | PhotoVoltaic | 6.75 | 10
ESMASI-11597 |  |  | MA - SMART Program | Connected Solutions | 2022-09-14 | 2022-03-28 | Residential |  | Lithium Ion |  | sonnenBacterie | 11 | 4.8 | 10 | 4.8 | BM | Reliability and Resiliency | Reliability and Resiliency |  | Grid backup | 8759452 | Yes | AC-Coupled | PhotoVoltaic | 5.6 | 9.8
ESMASI-12286 |  |  | MA - SMART Program |  | 2022-06-17 | 2022-04-18 | Residential |  | Lithium Ion |  | Tesla | 14 | 5.8 | 13.5 | 5 | BM | Reliability and Resiliency | Reliability and Resiliency |  |  | 8896241 | Yes | AC-Coupled | PhotoVoltaic | 7.11 | 10.31
ESMASI-11615 |  |  | MA - SMART Program |  | 2022-08-29 | 2022-03-29 | Residential |  | Lithium Ion |  | Tesla | 13.5 | 13.5 | 5 | 5 | BM | Reliability and Resiliency | Reliability and Resiliency |  |  | 8758208 | Yes | AC-Coupled | PhotoVoltaic | 5.6 | 10.12
ESMASI-11782 |  |  | MA - SMART Program |  | 2022-11-03 | 2022-04-04 | Residential |  | Lithium Ion |  | Tesla | 0 | 0 | 5 | 5 | BM |  |  |  |  | 8758528 | Yes | AC-Coupled | PhotoVoltaic | 6.32 | 12.6
ESMASI-11797 |  |  |  |  | 2022-09-07 | 2022-04-04 | Residential |  | Lithium Ion |  | Tesla | 13.5 | 13.5 | 5 | 5 | BM |  |  |  |  | 9005503 | Yes | AC-Coupled | PhotoVoltaic | 5.88 | 5
ESMASI-11656 |  |  | MA - SMART Program |  | 2023-04-10 | 2022-03-29 | Residential |  | Lithium Ion |  | Other | 0 | 0 | 13 | 6.8 | BM |  |  |  | PV SELF | 8757731 | Yes | AC-Coupled | PhotoVoltaic | 6.8 | 12.944
ESMASI-11705 |  |  | MA - SMART Program |  | 2022-10-14 | 2022-03-31 | Residential |  | Lithium Ion |  | Other | 18 | 18 | 17.37 | 6.7 | BM |  |  |  |  | 8758725 | Yes | AC-Coupled | PhotoVoltaic | 5.6 | 14.3
ESMASI-11732 |  |  | MA - SMART Program | Utility Connected Solutions DR Program | 2023-01-03 | 2022-03-31 | Residential |  | Lithium Ion |  | Tesla | 13.5 | 0 | 13.5 | 5 | BM | Customer Bill Savings (e.g., Demand Charge Management, TOU Arbitrage) | Peak Shaving/ Load Leveling |  |  | 8773890 | Yes | AC-Coupled | PhotoVoltaic | 8.16 | 12.6
ESMASI-11733 |  |  | MA - SMART Program | Utility Connected Solutions DR Program | 2022-11-03 | 2022-03-31 | Residential |  | Lithium Ion |  | Tesla | 13.5 | 0 | 13.5 | 5 | BM | Customer Bill Savings (e.g., Demand Charge Management, TOU Arbitrage) | Peak Shaving/ Load Leveling |  |  | 8773869 | Yes | AC-Coupled | PhotoVoltaic | 12 | 12.6
ESMASI-11741 |  |  |  | ConnectedSolutions | 2022-11-16 | 2022-03-31 | Residential |  | Lithium Ion |  | Tesla | 13.5 | 5 | 13.5 | 5 | BM | Customer Bill Savings (e.g., Demand Charge Management, TOU Arbitrage) | Peak Shaving/ Load Leveling |  |  | 8758048 | Yes | AC-Coupled | PhotoVoltaic | 7.6 | 7.6
ESMASI-11756 |  |  |  | ConnectedSolutions | 2023-03-08 | 2022-04-01 | Residential |  | Lithium Ion |  | Tesla | 13.5 | 5 | 13.5 | 5 | BM | Customer Bill Savings (e.g., Demand Charge Management, TOU Arbitrage) | Peak Shaving/ Load Leveling |  |  | 8758519 | Yes | AC-Coupled | PhotoVoltaic | 6.8 | 12.6
ESMASI-11791 |  |  | MA - SMART Program | Utility Connected Solutions DR Program | 2022-09-30 | 2022-04-04 | Residential |  | Lithium Ion |  | Tesla | 13.5 | 5 | 13.5 | 5 | BM | Customer Bill Savings (e.g., Demand Charge Management, TOU Arbitrage) | Peak Shaving/ Load Leveling |  |  | 8758691 | Yes | AC-Coupled | PhotoVoltaic | 10.4 | 7.6
ESMASI-12179 |  |  | MA - SMART Program | Utility Connected Solutions DR Program | 2022-10-14 | 2022-04-14 | Residential |  | Lithium Ion |  | Tesla | 13.5 | 5 | 13.5 | 5 | BM | Customer Bill Savings (e.g., Demand Charge Management, TOU Arbitrage) | Peak Shaving/ Load Leveling |  |  | 8871211 | Yes | AC-Coupled | PhotoVoltaic | 11.2 | 7.6
ESMASI-11788 |  |  | MA - SMART Program | ConnectedSolutions | 2022-12-23 | 2022-04-04 | Residential |  | Lithium Ion |  | Tesla | 13.5 | 5 | 13.5 | 5 | BM | Customer Bill Savings (e.g., Demand Charge Management, TOU Arbitrage) | Peak Shaving/ Load Leveling |  |  | 8759028 | Yes | AC-Coupled | PhotoVoltaic | 7.22 | 12.6
ESMASI-11823 |  |  | MA - SMART Program | Utility Connected Solutions DR Program | 2023-01-26 | 2022-04-04 | Residential |  | Lithium Ion |  | Tesla | 13.5 | 5 | 13.5 | 5 | BM | Customer Bill Savings (e.g., Demand Charge Management, TOU Arbitrage) | Peak Shaving/ Load Leveling |  |  | 8774824 | Yes | AC-Coupled | PhotoVoltaic | 8.5 | 7.6
ESMASI-11779 |  |  | MA - SMART Program | Utility Connected Solutions DR Program | 2022-08-19 | 2022-04-03 | Residential |  | Lithium Ion |  | Tesla | 13.5 | 5 | 13.5 | 5 | BM | Customer Bill Savings (e.g., Demand Charge Management, TOU Arbitrage) | Peak Shaving/ Load Leveling |  |  | 8758310 | Yes | AC-Coupled | PhotoVoltaic | 8.8 | 7.6
ESMASI-12031 |  |  | MA - SMART Program | Utility Connected Solutions DR Program | 2022-11-08 | 2022-04-10 | Residential |  | Lithium Ion |  | Tesla | 13.5 | 0 | 13.5 | 0 | BM | Customer Bill Savings (e.g., Demand Charge Management, TOU Arbitrage) | Peak Shaving/ Load Leveling |  |  | 8859032 | Yes | AC-Coupled | PhotoVoltaic | 8 | 7.6
ESMASI-11913 |  |  | MA - SMART Program |  | 2023-01-24 | 2022-04-06 | Residential |  | Lithium Ion |  | Tesla | 13.5 | 5 | 13.5 | 5 | BM | Customer Bill Savings (e.g., Demand Charge Management, TOU Arbitrage) | Peak Shaving/ Load Leveling |  |  | 8787230 | Yes | AC-Coupled | PhotoVoltaic | 14.4 | 11.4
ESMASI-11890 |  |  | MA - SMART Program | Utility Connected Solutions DR Program | 2022-11-22 | 2022-04-06 | Residential |  | Lithium Ion |  | Tesla | 13.5 | 0 | 13.5 | 0 | BM | Customer Bill Savings (e.g., Demand Charge Management, TOU Arbitrage) | Peak Shaving/ Load Leveling |  |  | 8788703 | Yes | AC-Coupled | PhotoVoltaic | 4.8 | 7.6
ESMASI-11805 |  |  | MA - SMART Program | ConnectedSolutions | 2022-07-07 | 2022-04-04 | Residential |  | Lithium Ion |  | Tesla | 13.5 | 5 | 13.5 | 5 | BM | Customer Bill Savings (e.g., Demand Charge Management, TOU Arbitrage) | Peak Shaving/ Load Leveling |  |  | 7600372 | Yes | AC-Coupled | PhotoVoltaic | 12 | 7.6
ESMASI-11829 |  |  | MA - SMART Program | Utility Connected Solutions DR Program | 2023-01-18 | 2022-04-04 | Residential |  | Lithium Ion |  | Tesla | 13.5 | 5 | 13.5 | 5 | BM | Customer Bill Savings (e.g., Demand Charge Management, TOU Arbitrage) | Peak Shaving/ Load Leveling |  |  | 8774609 | Yes | AC-Coupled | PhotoVoltaic | 14.4 | 11.4
ESMASI-11953 |  |  | MA - SMART Program | ConnectedSolutions | 2022-08-25 | 2022-04-07 | Residential |  | Lithium Ion |  | Tesla | 13.5 | 5 | 13.5 | 5 | BM | Customer Bill Savings (e.g., Demand Charge Management, TOU Arbitrage) | Peak Shaving/ Load Leveling |  |  | 8788010 | Yes | AC-Coupled | PhotoVoltaic | 4.8 | 7.6
ESMASI-11852 |  |  | MA - SMART Program | ConnectedSolutions | 2022-08-31 | 2022-04-05 | Residential |  | Lithium Ion |  | Tesla | 13.5 | 5 | 13.5 | 5 | BM | Customer Bill Savings (e.g., Demand Charge Management, TOU Arbitrage) | Peak Shaving/ Load Leveling |  |  | 8775116 | Yes | AC-Coupled | PhotoVoltaic | 12.8 | 12.6
ESMASI-11831 |  |  |  | Utility Connected Solutions DR Program | 2022-12-23 | 2022-04-04 | Residential |  | Lithium Ion |  | Tesla | 13.5 | 10 | 13.5 | 5 | BM | Customer Bill Savings (e.g., Demand Charge Management, TOU Arbitrage) | Peak Shaving/ Load Leveling |  |  | 8774566 | Yes | AC-Coupled | PhotoVoltaic | 11.6 | 12.6
ESMASI-11832 |  |  | MA - SMART Program | Utility Connected Solutions DR Program | 2022-07-12 | 2022-04-04 | Residential |  | Lithium Ion |  | Tesla | 13.5 | 5 | 13.5 | 5 | BM | Customer Bill Savings (e.g., Demand Charge Management, TOU Arbitrage) | Peak Shaving/ Load Leveling |  |  | 8774518 | Yes | AC-Coupled | PhotoVoltaic | 10 | 12.6
ESMASI-11853 |  |  | MA - SMART Program | ConnectedSolutions | 2022-09-30 | 2022-04-05 | Residential |  | Lithium Ion |  | Tesla | 13.5 | 5 | 13.5 | 5 | BM | Customer Bill Savings (e.g., Demand Charge Management, TOU Arbitrage) | Peak Shaving/ Load Leveling |  |  | 8775100 | Yes | AC-Coupled | PhotoVoltaic | 12.4 | 7.6
ESMASI-11963 |  |  | MA - SMART Program | Utility Connected Solutions DR Program | 2022-11-15 | 2022-04-07 | Residential |  | Lithium Ion |  | Tesla | 13.5 | 5 | 13.5 | 5 | BM | Customer Bill Savings (e.g., Demand Charge Management, TOU Arbitrage) | Peak Shaving/ Load Leveling |  |  | 8788593 | Yes | AC-Coupled | PhotoVoltaic | 8.5 | 7.6
ESMASI-12248 |  |  | MA - SMART Program | Utility Connected Solutions DR Program | 2022-08-03 | 2022-04-16 | Residential |  | Lithium Ion |  | Tesla | 13.5 | 0 | 13.5 | 0 | BM | Customer Bill Savings (e.g., Demand Charge Management, TOU Arbitrage) | Peak Shaving/ Load Leveling |  |  | 8870770 | Yes | AC-Coupled | PhotoVoltaic | 9.6 | 7.6
ESMASI-11996 |  |  | MA - SMART Program | Utility Connected Solutions DR Program | 2023-01-06 | 2022-04-08 | Residential |  | Lithium Ion |  | Tesla | 13.5 | 5 | 13.5 | 5 | BM | Customer Bill Savings (e.g., Demand Charge Management, TOU Arbitrage) | Peak Shaving/ Load Leveling |  |  | 8849232 | Yes | AC-Coupled | PhotoVoltaic | 13.2 | 11.4
ESMASI-11884 |  |  | MA - SMART Program | ConnectedSolutions | 2022-10-18 | 2022-04-05 | Residential |  | Lithium Ion |  | Tesla | 13.5 | 5 | 13.5 | 5 | BM | Customer Bill Savings (e.g., Demand Charge Management, TOU Arbitrage) | Peak Shaving/ Load Leveling |  |  | 8774344 | Yes | AC-Coupled | PhotoVoltaic | 4.8 | 7.6
ESMASI-11898 |  |  | MA - SMART Program | ConnectedSolutions | 2022-10-20 | 2022-04-06 | Residential |  | Lithium Ion |  | Tesla | 13.5 | 5 | 13.5 | 5 | BM | Customer Bill Savings (e.g., Demand Charge Management, TOU Arbitrage) | Peak Shaving/ Load Leveling |  |  | 8788116 | Yes | AC-Coupled | PhotoVoltaic | 7.6 | 12.6
ESMASI-11896 |  |  | MA - SMART Program | Utility Connected Solutions DR Program | 2022-10-25 | 2022-04-06 | Residential |  | Lithium Ion |  | Tesla | 13.5 | 5 | 13.5 | 5 | BM | Customer Bill Savings (e.g., Demand Charge Management, TOU Arbitrage) | Reliability and Resiliency |  |  | 8788283 | Yes | AC-Coupled | PhotoVoltaic | 5.2 | 7.6
ESMASI-11873 |  |  | MA - SMART Program | ConnectedSolutions | 2022-11-23 | 2022-04-05 | Residential |  | Lithium Ion |  | Tesla | 13.5 | 5 | 13.5 | 5 | BM | Customer Bill Savings (e.g., Demand Charge Management, TOU Arbitrage) | Peak Shaving/ Load Leveling |  |  | 8774179 | Yes | AC-Coupled | PhotoVoltaic | 4.8 | 7.6
ESMASI-11960 |  |  | MA - SMART Program | Utility Connected Solutions DR Program | 2022-10-28 | 2022-04-07 | Residential |  | Lithium Ion |  | Tesla | 13.5 | 5 | 13.5 | 5 | BM | Customer Bill Savings (e.g., Demand Charge Management, TOU Arbitrage) | Peak Shaving/ Load Leveling |  |  | 8788466 | Yes | AC-Coupled | PhotoVoltaic | 10.4 | 12.6
ESMASI-11897 |  |  | MA - SMART Program | ConnectedSolutions | 2023-02-28 | 2022-04-06 | Residential |  | Lithium Ion |  | Tesla | 13.5 | 5 | 13.5 | 5 | BM | Customer Bill Savings (e.g., Demand Charge Management, TOU Arbitrage) | Peak Shaving/ Load Leveling |  |  | 8788229 | Yes | AC-Coupled | PhotoVoltaic | 12.75 | 11.4
ESMASI-13140 |  |  | MA - SMART Program | Utility Connected Solutions DR Program | 2022-09-20 | 2022-05-11 | Residential |  | Lithium Ion |  | Tesla | 13.5 | 0 | 10 | 5 | BM | Customer Bill Savings (e.g., Demand Charge Management, TOU Arbitrage) | Peak Shaving/ Load Leveling |  |  | 9103852 | Yes | AC-Coupled | PhotoVoltaic | 10 | 12.6
ESMASI-11878 |  |  | MA - SMART Program | ConnectedSolutions | 2023-03-20 | 2022-04-05 | Residential |  | Lithium Ion |  | Tesla | 13.5 | 5 | 13.5 | 5 | BM | Customer Bill Savings (e.g., Demand Charge Management, TOU Arbitrage) | Peak Shaving/ Load Leveling |  |  | 8774234 | Yes | AC-Coupled | PhotoVoltaic | 14.4 | 11.4
ESMASI-11900 |  |  | MA - SMART Program | Utility Connected Solutions DR Program | 2023-03-08 | 2022-04-06 | Residential |  | Lithium Ion |  | Tesla | 13.5 | 5 | 13.5 | 5 | BM | Customer Bill Savings (e.g., Demand Charge Management, TOU Arbitrage) | Peak Shaving/ Load Leveling |  |  | 8789865 | Yes | AC-Coupled | PhotoVoltaic | 5.6 | 7.6
ESMASI-11883 |  |  | MA - SMART Program | ConnectedSolutions | 2022-10-10 | 2022-04-05 | Residential |  | Lithium Ion |  | Tesla | 13.5 | 5 | 13.5 | 5 | BM | Customer Bill Savings (e.g., Demand Charge Management, TOU Arbitrage) | Peak Shaving/ Load Leveling |  |  | 8774319 | Yes | AC-Coupled | PhotoVoltaic | 9.6 | 7.6
ESMASI-11993 |  |  | MA - SMART Program | Connected Solutions DR Program | 2022-10-03 | 2022-04-08 | Residential |  | Lithium Ion |  | Tesla | 27 | 10 | 13.5 | 5 | BM | Customer Bill Savings (e.g., Demand Charge Management, TOU Arbitrage) | Peak Shaving/ Load Leveling |  |  | 8858621 | Yes | AC-Coupled | PhotoVoltaic | 8.5 | 12.6
ESMASI-11999 |  |  | MA - SMART Program | Utility Connected Solutions DR Program | 2022-10-17 | 2022-04-08 | Residential |  | Lithium Ion |  | Tesla | 13.5 | 5 | 13.5 | 5 | BM | Customer Bill Savings (e.g., Demand Charge Management, TOU Arbitrage) | Peak Shaving/ Load Leveling |  |  | 8849149 | Yes | AC-Coupled | PhotoVoltaic | 4.8 | 7.6
ESMASI-11885 |  |  | MA - SMART Program | Net Metering | 2022-08-08 | 2022-04-05 | Residential |  | Lithium Ion |  | LG Chem | 9.8 | 5 | 9.8 | 5 | BM |  |  |  | Backup | 8774443 | Yes | DC-Coupled | PhotoVoltaic | 5.325 | 3.8
ESMASI-13693 |  |  | MA - SMART Program | Utility Connected Solutions DR Program | 2022-11-09 | 2022-05-25 | Residential |  | Lithium Ion |  | Tesla | 13.5 | 5 | 13.5 | 5 | BM | Customer Bill Savings (e.g., Demand Charge Management, TOU Arbitrage) | Peak Shaving/ Load Leveling |  |  | 9266536 | Yes | AC-Coupled | PhotoVoltaic | 8.5 | 7.6
ESMASI-11894 |  |  | MA - SMART Program | Utility Connected Solutions DR Program | 2022-08-24 | 2022-04-06 | Residential |  | Lithium Ion |  | Tesla | 13.5 | 0 | 13.5 | 0 | BM | Customer Bill Savings (e.g., Demand Charge Management, TOU Arbitrage) | Peak Shaving/ Load Leveling |  |  | 8788492 | Yes | AC-Coupled | PhotoVoltaic | 9.6 | 7.6
ESMASI-11918 |  |  | MA - SMART Program | Utility Connected Solutions DR Program | 2023-03-23 | 2022-04-06 | Residential |  | Lithium Ion |  | Tesla | 13.5 | 0 | 13.5 | 0 | BM | Customer Bill Savings (e.g., Demand Charge Management, TOU Arbitrage) | Peak Shaving/ Load Leveling |  |  | 8976715 | Yes | AC-Coupled | PhotoVoltaic | 9.6 | 7.6
ESMASI-13499 |  |  | MA - SMART Program | Utility Connected Solutions DR Program | 2022-09-27 | 2022-05-20 | Residential |  | Lithium Ion |  | Tesla | 13.5 | 5 | 13.5 | 5 | BM | Customer Bill Savings (e.g., Demand Charge Management, TOU Arbitrage) | Peak Shaving/ Load Leveling |  |  | 9202284 | Yes | AC-Coupled | PhotoVoltaic | 9.6 | 7.6
ESMASI-11946 |  |  | MA - SMART Program | Utility Connected Solutions DR Program | 2022-10-24 | 2022-04-07 | Residential |  | Lithium Ion |  | Tesla | 13.5 | 0 | 13.5 | 0 | BM | Customer Bill Savings (e.g., Demand Charge Management, TOU Arbitrage) | Peak Shaving/ Load Leveling |  |  | 8788041 | Yes | AC-Coupled | PhotoVoltaic | 10 | 7.6
ESMASI-13501 |  |  | MA - SMART Program | ConnectedSolutions | 2023-01-25 | 2022-05-20 | Residential |  | Lithium Ion |  | Tesla | 13.5 | 5 | 13.5 | 5 | BM | Customer Bill Savings (e.g., Demand Charge Management, TOU Arbitrage) | Peak Shaving/ Load Leveling |  |  | 9202256 | Yes | AC-Coupled | PhotoVoltaic | 8.8 | 7.6
ESMASI-11947 |  |  | MA - SMART Program | Utility Connected Solutions DR Program | 2023-02-28 | 2022-04-07 | Residential |  | Lithium Ion |  | Tesla | 13.5 | 5 | 13.5 | 5 | BM | Customer Bill Savings (e.g., Demand Charge Management, TOU Arbitrage) | Peak Shaving/ Load Leveling |  |  | 8788085 | Yes | AC-Coupled | PhotoVoltaic | 7.22 | 7.6
ESMASI-12002 |  |  | MA - SMART Program | Utility Connected Solutions DR Program | 2023-03-16 | 2022-04-08 | Residential |  | Lithium Ion |  | Tesla | 13.5 | 5 | 13.5 | 5 | BM | Customer Bill Savings (e.g., Demand Charge Management, TOU Arbitrage) | Peak Shaving/ Load Leveling |  |  | 8848886 | Yes | AC-Coupled | PhotoVoltaic | 14.4 | 11.4
ESMASI-11920 |  |  | MA - SMART Program | Connected Solutions Demand Response | 2022-07-21 | 2022-04-06 | Residential |  | Lithium Ion |  | Tesla | 13.5 | 0 | 13.5 | 0 | BM | Customer Bill Savings (e.g., Demand Charge Management, TOU Arbitrage) | Peak Shaving/ Load Leveling |  |  | 8976759 | Yes | AC-Coupled | PhotoVoltaic | 8.8 | 7.6
ESMASI-11959 |  |  | MA - SMART Program |  | 2022-09-07 | 2022-04-07 | Residential |  | Lithium Ion |  | Other | 18 | 9 | 18 | 6.7 | BM | Customer Bill Savings (e.g., Demand Charge Management, TOU Arbitrage) |  |  |  | 8787973 | Yes | DC-Coupled | PhotoVoltaic | 10.4 | 7.6
ESMASI-11964 |  |  | MA - SMART Program |  | 2022-12-05 | 2022-04-07 | Residential |  | Lithium Ion |  | Enphase | 0 | 0 | 10.08 | 3.84 | BM |  |  |  |  | 8788641 | Yes | AC-Coupled | PhotoVoltaic | 5.775 | 8.265
ESMASI-11969 |  |  | MA - SMART Program |  | 2022-07-06 | 2022-04-07 | Residential |  | Lithium Ion |  | Tesla | 0 | 0 | 13.5 | 5 | BM |  |  |  |  | 8788723 | Yes | AC-Coupled | PhotoVoltaic | 5.6 | 9.13
ESMASI-11975 |  |  | MA - SMART Program | ConnectedSolutions | 2022-10-05 | 2022-04-07 | Residential |  | Lithium Ion |  | Tesla | 13.5 | 5 | 13.5 | 5 | BM | Customer Bill Savings (e.g., Demand Charge Management, TOU Arbitrage) | Peak Shaving/ Load Leveling |  |  | 8858276 | Yes | AC-Coupled | PhotoVoltaic | 9.6 | 7.6
ESMASI-12006 |  |  |  |  | 2023-07-21 | 2022-04-08 | Residential |  | Lithium Ion |  | Enphase | 10.08 | 3.84 | 10.08 | 3.84 | BM |  |  |  |  | 8858294 | Yes | AC-Coupled | PhotoVoltaic | 5.85 | 8.27
ESMASI-13280 |  |  | MA - SMART Program | ConnectedSolutions | 2023-09-08 | 2022-05-16 | Residential |  | Lithium Ion |  | Tesla | 13.5 | 5 | 13.5 | 5 | BM | Customer Bill Savings (e.g., Demand Charge Management, TOU Arbitrage) | Peak Shaving/ Load Leveling |  |  | 9129723 | Yes | AC-Coupled | PhotoVoltaic | 12.8 | 7.6
ESMASI-12032 |  |  | MA - SMART Program | ConnectedSolutions | 2022-11-07 | 2022-04-10 | Residential |  | Lithium Ion |  | Tesla | 13.5 | 5 | 13.5 | 5 | BM | Customer Bill Savings (e.g., Demand Charge Management, TOU Arbitrage) | Peak Shaving/ Load Leveling |  |  | 8859014 | Yes | AC-Coupled | PhotoVoltaic | 9.6 | 7.6
ESMASI-13248 |  |  | MA - SMART Program | Utility Connected Solutions DR Program | 2023-02-15 | 2022-05-13 | Residential |  | Lithium Ion |  | Tesla | 13.5 | 5 | 13.5 | 5 | BM | Customer Bill Savings (e.g., Demand Charge Management, TOU Arbitrage) | Peak Shaving/ Load Leveling |  |  | 9328241 | Yes | AC-Coupled | PhotoVoltaic | 5.2 | 7.6
ESMASI-12051 |  |  | MA - SMART Program | Utility DR Program | 2022-09-30 | 2022-04-11 | Residential |  | Lithium Ion |  | Tesla | 0 | 0 | 13.5 | 5 | BM |  |  |  |  | 8858936 | Yes | AC-Coupled | PhotoVoltaic | 12.8 | 15
ESMASI-15069 |  |  | MA - SMART Program |  | 2022-11-28 | 2022-07-05 | Residential |  | Lithium Ion |  | LG Chem | 11 | 16 | 7 | 7 | BM | Customer Bill Savings (e.g., Demand Charge Management, TOU Arbitrage) |  |  |  | 9677777 | Yes | DC-Coupled | PhotoVoltaic | 11.745 | 7.6
ESMASI-12080 |  |  |  |  | 2023-01-03 | 2022-04-12 | Residential |  | Lithium Ion |  | Enphase | 0 | 0 | 3.84 | 3.84 | BM | Self Generation | Self Generation |  |  | 8847281 | Yes | AC-Coupled | PhotoVoltaic | 4.56 | 3.84
ESMASI-12119 |  |  | MA - SMART Program |  | 2022-09-21 | 2022-04-13 | Residential |  | Lithium Ion |  | Tesla | 0 | 0 | 5 | 5 | BM | Self Generation | Self Generation |  |  | 8859593 | Yes | AC-Coupled | PhotoVoltaic | 10 | 12.375
ESMASI-15103 |  |  | MA - SMART Program | Utility Connected Solutions DR Program | 2023-07-24 | 2022-07-06 | Residential |  | Lithium Ion |  | Tesla | 13.5 | 0 | 10 | 5 | BM | Customer Bill Savings (e.g., Demand Charge Management, TOU Arbitrage) | Peak Shaving/ Load Leveling |  |  | 9676796 | Yes | AC-Coupled | PhotoVoltaic | 10 | 12.6
ESMASI-12197 |  |  | MA - SMART Program | Connected Solutions | 2022-08-02 | 2022-04-15 | Residential |  | Lithium Ion |  | sonnenBacterie | 11 | 4.8 | 10 | 4.8 | BM | Reliability and Resiliency | Reliability and Resiliency |  | Grid backup | 8846957 | Yes | AC-Coupled | PhotoVoltaic | 7.03 | 10.8
ESMASI-13414 |  |  | MA - SMART Program |  | 2022-10-04 | 2022-05-18 | Residential |  | Lithium Ion |  | LG Chem | 9.6 | 5 | 9.6 | 5 | BM | Reliability and Resiliency | Reliability and Resiliency |  |  | 9203300 | Yes | DC-Coupled | PhotoVoltaic | 11.84 | 0
ESMASI-12336 |  |  |  |  | 2022-07-14 | 2022-04-19 | Residential |  | Lithium Ion |  | sonnenBacterie | 11 | 4.8 | 10 | 4.8 | BM |  |  |  |  | 8897394 | Yes | AC-Coupled | PhotoVoltaic | 5.6 | 9.924
ESMASI-12249 |  |  | MA - SMART Program | Utility Connected Solutions DR Program | 2022-09-28 | 2022-04-16 | Residential |  | Lithium Ion |  | Tesla | 13.5 | 5 | 13.5 | 5 | BM | Customer Bill Savings (e.g., Demand Charge Management, TOU Arbitrage) | Peak Shaving/ Load Leveling |  |  | 8870780 | Yes | AC-Coupled | PhotoVoltaic | 14.4 | 11.4
ESMASI-12245 |  |  | MA - SMART Program | Utility Connected Solutions DR Program | 2022-08-04 | 2022-04-16 | Residential |  | Lithium Ion |  | Tesla | 13.5 | 5 | 13.5 | 5 | BM | Customer Bill Savings (e.g., Demand Charge Management, TOU Arbitrage) | Peak Shaving/ Load Leveling |  |  | 8846624 | Yes | AC-Coupled | PhotoVoltaic | 9.6 | 12.6
ESMASI-12356 |  |  | MA - SMART Program |  | 2022-10-26 | 2022-04-20 | Residential |  | Lithium Ion |  | Other | 3 | 3 | 9 | 6.7 | BM |  |  |  |  | 9140623 | Yes | DC-Coupled | PhotoVoltaic | 10 | 7.6
ESMASI-12393 |  |  | MA - SMART Program | Utility DR Program | 2022-11-09 | 2022-04-20 | Residential |  | Lithium Ion |  | Tesla | 0 | 0 | 13.5 | 5 | BM |  |  |  |  | 8897999 | Yes | AC-Coupled | PhotoVoltaic | 14.4 | 15
ESMASI-12400 |  |  | MA - SMART Program | Net Metering | 2022-10-14 | 2022-04-20 | Residential |  | Lithium Ion |  | Tesla | 0 | 0 | 13.2 | 5 | BM |  |  |  | Backup Storage | 8921080 | Yes | AC-Coupled | PhotoVoltaic | 5.525 | 11
ESMASI-12728 |  |  | MA - Energy Efficiency/ DR Program |  | 2022-11-09 | 2022-04-29 | Residential |  | Lithium Ion |  | Tesla | 0 | 0 | 13.5 | 5 | BM | Self Generation | Self Generation |  | Utility DR Program | 9045594 | Yes | AC-Coupled | PhotoVoltaic | 0 | 5
ESMASI-12496 |  |  | MA - SMART Program |  | 2022-08-05 | 2022-04-24 | Residential |  | Lithium Ion |  | Tesla | 13.5 | 0 | 10 | 5 | BM | Customer Bill Savings (e.g., Demand Charge Management, TOU Arbitrage) | Peak Shaving/ Load Leveling |  |  | 8977394 | Yes | AC-Coupled | PhotoVoltaic | 9.6 | 12.6
ESMASI-12584 |  |  | MA - SMART Program | Utility DR Program | 2022-10-31 | 2022-04-26 | Residential |  | Lithium Ion |  | Other | 9.7 | 5 | 9.7 | 5 | BM | Customer Bill Savings (e.g., Demand Charge Management, TOU Arbitrage) | Peak Shaving/ Load Leveling |  |  | 8946907 | Yes | DC-Coupled | PhotoVoltaic | 20 | 10
ESMASI-12487 |  |  |  |  | 2023-09-08 | 2022-04-22 | Residential |  | Lithium Ion |  | Tesla | 0 | 0 | 13.5 | 5 | BM |  |  |  |  | 8944990 | Yes | AC-Coupled | PhotoVoltaic | 0 | 5
ESMASI-12491 |  |  | MA - SMART Program | Net Metering | 2022-08-13 | 2022-04-22 | Residential |  | Lithium Ion |  | LG Chem | 9.8 | 5 | 9.8 | 5 | BM |  |  |  | Backup Storage | 8929743 | Yes | DC-Coupled | PhotoVoltaic | 5.44 | 3.8
ESMASI-12586 |  |  | MA - SMART Program | Utility Connected Solutions DR Program | 2022-08-23 | 2022-04-26 | Residential |  | Lithium Ion |  | Tesla | 13.5 | 5 | 13.5 | 5 | BM | Customer Bill Savings (e.g., Demand Charge Management, TOU Arbitrage) | Peak Shaving/ Load Leveling |  |  | 9074658 | Yes | AC-Coupled | PhotoVoltaic | 7.2 | 7.6
ESMASI-12554 |  |  | MA - SMART Program |  | 2022-07-25 | 2022-04-26 | Residential |  | Lithium Ion |  | Other | 18 | 0 | 18 | 0 | BM | Peak Shaving/ Load Leveling | Peak Shaving/ Load Leveling |  |  | 8947256 | Yes | AC-Coupled | PhotoVoltaic | 14.58 | 10
ESMASI-12550 |  |  | MA - SMART Program |  | 2022-07-28 | 2022-04-26 | Residential |  | Lithium Ion |  | Tesla | 0 | 0 | 5 | 5 | BM |  |  |  |  | 8947122 | Yes | AC-Coupled | PhotoVoltaic | 8.58 | 15
ESMASI-12527 |  |  |  |  | 2022-08-17 | 2022-04-25 | Residential |  | Lithium Ion |  | Tesla | 0 | 0 | 13.5 | 5 | BM |  |  |  |  | 8946561 | Yes | AC-Coupled | PhotoVoltaic | 6.4 | 10.586
ESMASI-12569 |  |  | MA - SMART Program |  | 2022-10-24 | 2022-04-26 | Residential |  | Lithium Ion |  | Tesla | 13.5 | 7 | 13.5 | 5 | BM |  |  |  |  | 8946571 | Yes | AC-Coupled | PhotoVoltaic | 6.365 | 10
ESMASI-12593 |  |  | MA - SMART Program | Net Metering | 2022-08-02 | 2022-04-26 | Residential |  | Lithium Ion |  | LG Chem | 9.8 | 5 | 9.8 | 5 | BM |  |  |  | Backup | 8947097 | Yes | DC-Coupled | PhotoVoltaic | 7.14 | 6
ESMASI-12630 |  |  | MA - SMART Program | Net Metering | 2023-03-10 | 2022-04-27 | Residential |  | Lithium Ion |  | Tesla | 0 | 0 | 13.5 | 5 | BM |  |  |  | Backup | 8976857 | Yes | AC-Coupled | PhotoVoltaic | 8.5 | 11
ESMASI-12664 |  |  | MA - SMART Program | Connected Solutions | 2022-05-19 | 2022-04-28 | Residential |  | Lithium Ion |  | Other | 18 | 7.6 | 18 | 7.6 | BM | Reliability and Resiliency | Reliability and Resiliency |  | Grid Backup and Connected Solutions | 6607420 | Yes | DC-Coupled | PhotoVoltaic | 8.16 | 7.6
ESMASI-13124 |  |  | MA - SMART Program | Utility DR Program | 2023-06-15 | 2022-05-11 | Residential |  | Lithium Ion |  | Tesla | 0 | 0 | 13.5 | 5 | BM | Customer Bill Savings (e.g., Demand Charge Management, TOU Arbitrage) | Peak Shaving/ Load Leveling |  |  | 9102806 | Yes | AC-Coupled | PhotoVoltaic | 0 | 5
ESMASI-12756 |  |  | MA - SMART Program | Utility Connected Solutions DR Program | 2022-09-26 | 2022-05-02 | Residential |  | Lithium Ion |  | Tesla | 13.5 | 5 | 13.5 | 5 | BM | Customer Bill Savings (e.g., Demand Charge Management, TOU Arbitrage) | Peak Shaving/ Load Leveling |  |  | 9046479 | Yes | AC-Coupled | PhotoVoltaic | 8 | 7.6
ESMASI-12760 |  |  |  | Connected solutions program | 2022-06-23 | 2022-05-02 | Residential |  | Other | Lithium iron phosphate (LFP) | Enphase | 14 | 5.12 | 13.44 | 5.12 | BM | Microgrid | Microgrid | Microgrid |  | 9002293 | Yes | AC-Coupled | PhotoVoltaic | 9.6 | 12.32
ESMASI-12787 |  |  |  |  | 2022-10-11 | 2022-05-03 | Residential |  | Lithium Ion |  | Enphase | 10.08 | 3.84 | 10.08 | 3.84 | BM |  |  |  |  | 9047356 | Yes | AC-Coupled | PhotoVoltaic | 3.84 | 3.84
ESMASI-12805 |  |  |  |  | 2022-10-06 | 2022-05-03 | Residential |  | Lithium Ion |  | Tesla | 0 | 0 | 5 | 5 | BM | Self Generation | Self Generation |  |  | 9036832 | Yes | AC-Coupled | PhotoVoltaic | 8.4 | 11.3
ESMASI-12878 |  |  | MA - SMART Program | Utility Connected Solutions DR Program | 2022-12-20 | 2022-05-04 | Residential |  | Lithium Ion |  | Tesla | 13.5 | 5 | 13.5 | 5 | BM | Customer Bill Savings (e.g., Demand Charge Management, TOU Arbitrage) | Peak Shaving/ Load Leveling |  |  | 9047174 | Yes | AC-Coupled | PhotoVoltaic | 16.4 | 11.4
ESMASI-12810 |  |  | MA - SMART Program |  | 2022-08-05 | 2022-05-03 | Residential |  | Lithium Ion |  | Tesla | 14 | 5 | 5 | 5 | BM | Reliability and Resiliency | Reliability and Resiliency |  |  | 9046142 | Yes | AC-Coupled | PhotoVoltaic | 10.4 | 15
ESMASI-13043 |  |  |  |  | 2022-11-04 | 2022-05-09 | Residential |  | Lithium Ion |  | Tesla | 13.5 | 13.5 | 5 | 5 | BM | Reliability and Resiliency | Reliability and Resiliency |  |  | 9102691 | Yes | AC-Coupled | PhotoVoltaic | 4.2 | 5
ESMASI-12876 |  |  | MA - SMART Program | Utility Connected Solutions DR Program | 2023-03-03 | 2022-05-04 | Residential |  | Lithium Ion |  | Tesla | 13.5 | 5 | 13.5 | 5 | BM | Customer Bill Savings (e.g., Demand Charge Management, TOU Arbitrage) | Peak Shaving/ Load Leveling |  |  | 9047320 | Yes | AC-Coupled | PhotoVoltaic | 6.4 | 7.6
ESMASI-12880 |  |  | MA - SMART Program | Utility Connected Solutions DR Program | 2022-10-24 | 2022-05-04 | Residential |  | Lithium Ion |  | Tesla | 13.5 | 5 | 13.5 | 5 | BM | Customer Bill Savings (e.g., Demand Charge Management, TOU Arbitrage) | Peak Shaving/ Load Leveling |  |  | 9047155 | Yes | AC-Coupled | PhotoVoltaic | 9.6 | 7.6
ESMASI-13024 |  |  | MA - SMART Program | Utility Connected Solutions DR Program | 2023-03-20 | 2022-05-09 | Residential |  | Lithium Ion |  | Tesla | 13.5 | 5 | 13.5 | 5 | BM | Customer Bill Savings (e.g., Demand Charge Management, TOU Arbitrage) | Peak Shaving/ Load Leveling |  |  | 9102274 | Yes | AC-Coupled | PhotoVoltaic | 6.8 | 7.6
ESMASI-15651 |  |  | MA - SMART Program | Utility Connected Solutions DR Program | 2022-12-07 | 2022-07-20 | Residential |  | Lithium Ion |  | Tesla | 13.5 | 5 | 13.5 | 5 | BM | Customer Bill Savings (e.g., Demand Charge Management, TOU Arbitrage) | Peak Shaving/ Load Leveling |  |  | 9935396 | Yes | AC-Coupled | PhotoVoltaic | 7.2 | 7.6
ESMASI-12906 |  |  |  |  | 2022-10-13 | 2022-05-05 | Residential |  | Lithium Ion |  | Tesla | 0 | 0 | 5 | 5 | BM | Self Generation | Self Generation |  |  | 9031347 | Yes | AC-Coupled | PhotoVoltaic | 5.2 | 8.9
ESMASI-12939 |  |  |  |  | 2023-04-20 | 2022-05-05 | Residential |  | Lithium Ion |  | Other | 18 | 18 | 17.37 | 17.37 | BM |  |  |  |  | 9074307 | Yes | DC-Coupled | PhotoVoltaic | 6.4 | 7.6
ESMASI-13012 |  |  |  | Class 1 REC | 2022-09-13 | 2022-05-09 | Residential |  | Lithium Ion |  | Other | 18 | 18 | 6.7 | 6.7 | BM | Customer Bill Savings (e.g., Demand Charge Management, TOU Arbitrage) |  |  |  | 9079114 | Yes | DC-Coupled | PhotoVoltaic | 12 | 7.6
ESMASI-12961 |  |  | MA - SMART Program |  | 2022-08-13 | 2022-05-06 | Residential |  | Lithium Ion |  | Other | 18 | 18 | 6.7 | 6.7 | BM | Customer Bill Savings (e.g., Demand Charge Management, TOU Arbitrage) |  |  |  | 9043026 | Yes | DC-Coupled | PhotoVoltaic | 14.4 | 7.6
ESMASI-12984 |  |  | MA - Energy Efficiency/ DR Program |  | 2022-07-12 | 2022-05-06 | Residential |  | Lithium Ion |  | Other | 9.7 | 5 | 9.7 | 5 | BM | Customer Bill Savings (e.g., Demand Charge Management, TOU Arbitrage) | Reliability and Resiliency |  |  | 9059775 | Yes | DC-Coupled | PhotoVoltaic | 12 | 10
ESMASI-13017 |  |  | MA - SMART Program |  | 2022-08-23 | 2022-05-09 | Residential |  | Lithium Ion |  | Other | 19.44 | 19.44 | 10 | 10 | BM | Customer Bill Savings (e.g., Demand Charge Management, TOU Arbitrage) | Self Generation |  |  | 9058371 | Yes | DC-Coupled | PhotoVoltaic | 15.12 | 10
ESMASI-14856 |  |  | MA - SMART Program | Utility Connected Solutions DR Program | 2023-01-13 | 2022-06-28 | Residential |  | Lithium Ion |  | Tesla | 13.5 | 0 | 10 | 5 | BM | Customer Bill Savings (e.g., Demand Charge Management, TOU Arbitrage) | Peak Shaving/ Load Leveling |  |  | 9648373 | Yes | AC-Coupled | PhotoVoltaic | 9.6 | 12.6
ESMASI-13056 |  |  | MA - SMART Program | Utility Connected Solutions DR Program | 2022-12-14 | 2022-05-09 | Residential |  | Lithium Ion |  | Tesla | 13.5 | 0 | 10 | 5 | BM | Customer Bill Savings (e.g., Demand Charge Management, TOU Arbitrage) | Peak Shaving/ Load Leveling |  |  | 9102206 | Yes | AC-Coupled | PhotoVoltaic | 9.6 | 12.6
ESMASI-13057 |  |  |  | Utility Connected Solutions DR Program | 2022-12-14 | 2022-05-09 | Residential |  | Lithium Ion |  | Tesla | 0 | 0 | 13.5 | 5 | BM | Customer Bill Savings (e.g., Demand Charge Management, TOU Arbitrage) | Peak Shaving/ Load Leveling |  |  | 5045956 | Yes | AC-Coupled | PhotoVoltaic | 0 | 5
ESMASI-13059 |  |  |  |  | 2022-07-26 | 2022-05-09 | Residential |  | Lithium Ion |  | Enphase | 0 | 0 | 10.1 | 3.84 | BM |  |  |  |  | 9102284 | Yes | AC-Coupled | PhotoVoltaic | 9.315 | 12.258
ESMASI-13225 |  |  | MA - SMART Program |  | 2022-09-28 | 2022-05-13 | Residential |  | Lithium Ion |  | Tesla | 13.5 | 13.5 | 5 | 5 | BM | Reliability and Resiliency | Reliability and Resiliency |  | connected solutions | 9128918 | Yes | AC-Coupled | PhotoVoltaic | 8.88 | 12.08
ESMASI-13090 |  |  | MA - Energy Efficiency/ DR Program |  | 2022-07-18 | 2022-05-10 | Residential |  | Lithium Ion |  | Other | 9.7 | 5 | 9.7 | 5 | BM | Customer Bill Savings (e.g., Demand Charge Management, TOU Arbitrage) | Reliability and Resiliency |  |  | 9063870 | Yes | DC-Coupled | PhotoVoltaic | 10.4 | 7.6
ESMASI-13098 |  |  |  |  | 2023-03-07 | 2022-05-10 | Residential |  | Lithium Ion |  | Enphase | 0 | 0 | 21 | 7.68 | BM |  |  |  |  | 9102654 | Yes | AC-Coupled | PhotoVoltaic | 6.63 | 12.695
ESMASI-13116 |  |  | MA - SMART Program | Utility DR Program | 2022-08-22 | 2022-05-11 | Residential |  | Lithium Ion |  | Tesla | 0 | 0 | 13.5 | 5 | BM | Customer Bill Savings (e.g., Demand Charge Management, TOU Arbitrage) | Peak Shaving/ Load Leveling |  |  | 9103243 | Yes | AC-Coupled | PhotoVoltaic | 4.8 | 12.6
ESMASI-13142 |  |  | MA - SMART Program |  | 2022-08-28 | 2022-05-11 | Residential |  | Lithium Ion |  | Other | 19.4 | 19.4 | 10 | 10 | BM | Customer Bill Savings (e.g., Demand Charge Management, TOU Arbitrage) |  |  |  | 9119778 | Yes | DC-Coupled | PhotoVoltaic | 16.92 | 10
ESMASI-13145 |  |  | MA - SMART Program |  | 2022-08-02 | 2022-05-11 | Residential |  | Lithium Ion |  | Other | 19.4 | 19.4 | 10 | 10 | BM |  |  |  |  | 9101841 | Yes | DC-Coupled | PhotoVoltaic | 10.08 | 10
ESMASI-13156 |  |  | MA - SMART Program | Utility Connected Solutions DR Program | 2022-09-29 | 2022-05-11 | Residential |  | Lithium Ion |  | Tesla | 13.5 | 0 | 10 | 5 | BM | Customer Bill Savings (e.g., Demand Charge Management, TOU Arbitrage) | Peak Shaving/ Load Leveling |  |  | 9102780 | Yes | AC-Coupled | PhotoVoltaic | 10 | 12.6
ESMASI-13286 |  |  | MA - SMART Program | Utility Connected Solutions DR Program | 2022-09-29 | 2022-05-16 | Residential |  | Lithium Ion |  | Tesla | 13.5 | 0 | 10 | 5 | BM | Customer Bill Savings (e.g., Demand Charge Management, TOU Arbitrage) | Peak Shaving/ Load Leveling |  |  | 9129857 | Yes | AC-Coupled | PhotoVoltaic | 11.2 | 12.6
ESMASI-13243 |  |  | MA - SMART Program |  | 2022-08-29 | 2022-05-13 | Residential |  | Lithium Ion |  | Other | 19.4 | 19.4 | 10 | 10 | BM | Customer Bill Savings (e.g., Demand Charge Management, TOU Arbitrage) | Self Generation |  |  | 9137364 | Yes | DC-Coupled | PhotoVoltaic | 13.68 | 10
ESMASI-13241 |  |  | MA - SMART Program | Utility Connected Solutions DR Program | 2022-12-21 | 2022-05-13 | Residential |  | Lithium Ion |  | Tesla | 13.5 | 5 | 13.5 | 5 | BM | Customer Bill Savings (e.g., Demand Charge Management, TOU Arbitrage) | Peak Shaving/ Load Leveling |  |  | 9129579 | Yes | AC-Coupled | PhotoVoltaic | 9.6 | 7.6
ESMASI-13244 |  |  | MA - SMART Program |  | 2022-11-04 | 2022-05-13 | Residential |  | Lithium Ion |  | Other | 19.4 | 19.4 | 10 | 10 | BM | Customer Bill Savings (e.g., Demand Charge Management, TOU Arbitrage) | Self Generation |  |  | 9098298 | Yes | DC-Coupled | PhotoVoltaic | 19.8 | 10
ESMASI-13287 |  |  | MA - SMART Program |  | 2022-12-09 | 2022-05-16 | Residential |  | Lithium Ion |  | Tesla | 13.5 | 7 | 13.5 | 5 | BM |  |  |  |  | 9129874 | Yes | AC-Coupled | PhotoVoltaic | 9.715 | 12.6
ESMASI-13432 |  |  | MA - SMART Program |  | 2022-10-31 | 2022-05-18 | Residential |  | Lithium Ion |  | Other | 10 | 10 | 6 | 6 | BM |  |  |  | Home BACKUP POWER AND DISCHARGING TO GRID | 9202266 | Yes | DC-Coupled | PhotoVoltaic | 7.2 | 6
ESMASI-14602 |  |  | MA - SMART Program |  | 2022-09-30 | 2022-06-21 | Residential |  | Lithium Ion |  | Other | 18 | 18 | 6.7 | 6.7 | BM | Customer Bill Savings (e.g., Demand Charge Management, TOU Arbitrage) | Self Generation |  |  | 9487065 | Yes | DC-Coupled | PhotoVoltaic | 7.92 | 7.6
ESMASI-13380 |  |  | MA - SMART Program | Utility Connected Solutions DR Program | 2022-10-31 | 2022-05-18 | Residential |  | Lithium Ion |  | Tesla | 13.5 | 5 | 13.5 | 5 | BM | Customer Bill Savings (e.g., Demand Charge Management, TOU Arbitrage) | Peak Shaving/ Load Leveling |  |  | 9187420 | Yes | AC-Coupled | PhotoVoltaic | 12 | 7.6
ESMASI-13406 |  |  | MA - SMART Program |  | 2022-09-01 | 2022-05-18 | Residential |  | Lithium Ion |  | Other | 18 | 18 | 6.7 | 6.7 | BM | Customer Bill Savings (e.g., Demand Charge Management, TOU Arbitrage) |  |  |  | 9154053 | Yes | DC-Coupled | PhotoVoltaic | 14.4 | 7.6
ESMASI-13394 |  | MA - DOER/ MassCEC Funded Projects | MA - SMART Program |  | 2022-11-21 | 2022-05-18 | Residential |  | Lithium Ion |  | Tesla | 0 | 0 | 13.5 | 5 | BM | Self Generation | Self Generation |  | Utility DR Program | 9188510 | Yes | AC-Coupled | PhotoVoltaic | 7.2 | 10.4
ESMASI-13574 |  |  | MA - SMART Program | Utility Connected Solutions DR Program | 2022-10-19 | 2022-05-23 | Residential |  | Lithium Ion |  | Tesla | 13.5 | 5 | 13.5 | 5 | BM | Customer Bill Savings (e.g., Demand Charge Management, TOU Arbitrage) | Peak Shaving/ Load Leveling |  |  | 9226653 | Yes | AC-Coupled | PhotoVoltaic | 9.2 | 7.6
ESMASI-13412 |  |  |  |  | 2023-08-03 | 2022-05-18 | Residential |  | Lithium Ion |  | Tesla | 0 | 0 | 13.5 | 5 | BM |  |  |  |  | 9203315 | Yes | AC-Coupled | PhotoVoltaic | 0 | 5
ESMASI-13421 |  |  | MA - SMART Program |  | 2022-09-29 | 2022-05-18 | Residential |  | Lithium Ion |  | Other | 19.4 | 19.4 | 10 | 10 | BM | Customer Bill Savings (e.g., Demand Charge Management, TOU Arbitrage) | Self Generation |  |  | 9199442 | Yes | DC-Coupled | PhotoVoltaic | 11.88 | 10
ESMASI-13424 |  |  | MA - SMART Program | Utility Connected Solutions DR Program | 2022-09-27 | 2022-05-18 | Residential |  | Lithium Ion |  | Tesla | 13.5 | 5 | 13.5 | 5 | BM | Customer Bill Savings (e.g., Demand Charge Management, TOU Arbitrage) | Peak Shaving/ Load Leveling |  |  | 9202862 | Yes | AC-Coupled | PhotoVoltaic | 9.6 | 7.6
ESMASI-13439 |  |  | MA - SMART Program | Utility Connected Solutions DR Program | 2022-11-11 | 2022-05-19 | Residential |  | Lithium Ion |  | Tesla | 13.5 | 5 | 13.5 | 5 | BM | Customer Bill Savings (e.g., Demand Charge Management, TOU Arbitrage) | Reliability and Resiliency |  |  | 9202193 | Yes | AC-Coupled | PhotoVoltaic | 14.4 | 11.4
ESMASI-13445 |  |  | MA - SMART Program | Utility Connected Solutions DR Program | 2023-01-17 | 2022-05-19 | Residential |  | Lithium Ion |  | Tesla | 13.5 | 5 | 13.5 | 5 | BM | Customer Bill Savings (e.g., Demand Charge Management, TOU Arbitrage) | Peak Shaving/ Load Leveling |  |  | 7889111 | Yes | AC-Coupled | PhotoVoltaic | 12.8 | 11.4
ESMASI-13446 |  |  | MA - SMART Program |  | 2022-09-22 | 2022-05-19 | Residential |  | Lithium Ion |  | Tesla | 13.5 | 7 | 13.5 | 5 | BM |  |  |  |  | 9202892 | Yes | AC-Coupled | PhotoVoltaic | 8.75 | 10
ESMASI-13490 |  |  | MA - SMART Program |  | 2022-10-21 | 2022-05-20 | Residential |  | Lithium Ion |  | Other | 19.4 | 19.4 | 10 | 10 | BM | Customer Bill Savings (e.g., Demand Charge Management, TOU Arbitrage) | Self Generation |  |  | 9170468 | Yes | DC-Coupled | PhotoVoltaic | 12.96 | 10
ESMASI-13493 |  |  | MA - SMART Program |  | 2023-01-26 | 2022-05-20 | Residential |  | Lithium Ion |  | Tesla | 0 | 0 | 5 | 5 | BM | Self Generation | Self Generation |  |  | 9202393 | Yes | AC-Coupled | PhotoVoltaic | 9.6 | 12.2
ESMASI-13512 |  |  | MA - SMART Program |  | 2022-12-13 | 2022-05-20 | Residential |  | Lithium Ion |  | Other | 19.4 | 19.4 | 10 | 10 | BM | Customer Bill Savings (e.g., Demand Charge Management, TOU Arbitrage) | Self Generation |  |  | 9223438 | Yes | DC-Coupled | PhotoVoltaic | 14.58 | 10
ESMASI-14237 |  |  |  |  | 2022-12-15 | 2022-06-10 | Residential |  | Lithium Ion |  | Enphase | 13.44 | 5.12 | 13.36 | 5.12 | BM |  |  |  |  | 9407936 | Yes | AC-Coupled | PhotoVoltaic | 4.92 | 9.512
ESMASI-20978 |  |  | MA - SMART Program |  | 2022-12-12 | 2022-11-18 | Residential |  | Lithium Ion |  | Enphase | 0 | 0 | 13.44 | 5.12 | BM | Customer Bill Savings (e.g., Demand Charge Management, TOU Arbitrage) | Self Generation |  |  | 11268224 | Yes | AC-Coupled | PhotoVoltaic | 10 | 5.12
ESMASI-13568 |  |  |  |  | 2022-09-22 | 2022-05-23 | Residential |  | Lithium Ion |  | Tesla | 0 | 0 | 5 | 5 | BM | Self Generation | Self Generation |  |  | 9217274 | Yes | AC-Coupled | PhotoVoltaic | 8 | 11
ESMASI-13613 |  |  | MA - SMART Program |  | 2022-10-28 | 2022-05-24 | Residential |  | Lithium Ion |  | Tesla | 0 | 0 | 5 | 5 | BM |  |  |  |  | 9266083 | Yes | AC-Coupled | PhotoVoltaic | 8 | 12.6
ESMASI-13609 |  |  |  |  | 2023-12-04 | 2022-05-23 | Residential |  | Lithium Ion |  | Tesla | 0 | 0 | 13.5 | 5 | BM |  |  |  |  | 9266347 | Yes | AC-Coupled | PhotoVoltaic | 0 | 5
ESMASI-13649 |  |  |  |  | 2023-07-21 | 2022-05-24 | Residential |  | Lithium Ion |  | Tesla | 0 | 0 | 13.5 | 5 | BM |  |  |  |  | 9267266 | Yes | AC-Coupled | PhotoVoltaic | 0 | 5
ESMASI-13690 |  |  | MA - SMART Program | Utility Connected Solutions DR Program | 2022-11-25 | 2022-05-25 | Residential |  | Lithium Ion |  | Tesla | 13.5 | 5 | 13.5 | 5 | BM | Customer Bill Savings (e.g., Demand Charge Management, TOU Arbitrage) | Peak Shaving/ Load Leveling |  |  | 9266573 | Yes | AC-Coupled | PhotoVoltaic | 9.6 | 7.6
ESMASI-13679 |  |  | MA - SMART Program | Utility Connected Solutions DR Program | 2022-10-03 | 2022-05-25 | Residential |  | Lithium Ion |  | Tesla | 27 | 10 | 27 | 10 | BM | Customer Bill Savings (e.g., Demand Charge Management, TOU Arbitrage) | Peak Shaving/ Load Leveling |  |  | 9266742 | Yes | AC-Coupled | PhotoVoltaic | 12.75 | 7.6
ESMASI-13687 |  |  | MA - SMART Program | Utility Connected Solutions DR Program | 2022-10-03 | 2022-05-25 | Residential |  | Lithium Ion |  | Tesla | 13.5 | 5 | 13.5 | 5 | BM | Customer Bill Savings (e.g., Demand Charge Management, TOU Arbitrage) | Peak Shaving/ Load Leveling |  |  | 9266650 | Yes | AC-Coupled | PhotoVoltaic | 14.4 | 11.4
ESMASI-15702 |  |  | MA - SMART Program | Utility Connected Solutions DR Program | 2022-10-21 | 2022-07-21 | Residential |  | Lithium Ion |  | Tesla | 13.5 | 5 | 13.5 | 5 | BM | Customer Bill Savings (e.g., Demand Charge Management, TOU Arbitrage) | Peak Shaving/ Load Leveling |  |  | 7046425 | Yes | AC-Coupled | PhotoVoltaic | 5.04 | 7.6
ESMASI-13721 |  |  | MA - SMART Program | Utility DR Program | 2023-02-23 | 2022-05-26 | Residential |  | Lithium Ion |  | Tesla | 0 | 0 | 13.5 | 5 | BM | Customer Bill Savings (e.g., Demand Charge Management, TOU Arbitrage) | Peak Shaving/ Load Leveling |  |  | 9266945 | Yes | AC-Coupled | PhotoVoltaic | 5.2 | 11
ESMASI-13818 |  |  |  |  | 2023-10-26 | 2022-05-31 | Residential |  | Lithium Ion |  | Tesla | 5 | 14 | 5 | 5 | BM |  |  |  |  | 9326415 | Yes | AC-Coupled | PhotoVoltaic | 0 | 5
ESMASI-13751 |  |  | MA - SMART Program | Utility DR Program | 2022-11-15 | 2022-05-27 | Residential |  | Lithium Ion |  | Tesla | 0 | 0 | 13.5 | 5 | BM |  |  |  |  | 9329223 | Yes | AC-Coupled | PhotoVoltaic | 11.2 | 15
ESMASI-14211 |  |  | MA - SMART Program | Utility Connected Solutions DR Program | 2022-11-11 | 2022-06-09 | Residential |  | Lithium Ion |  | Tesla | 13.5 | 5 | 13.5 | 5 | BM | Customer Bill Savings (e.g., Demand Charge Management, TOU Arbitrage) | Peak Shaving/ Load Leveling |  |  | 9403290 | Yes | AC-Coupled | PhotoVoltaic | 4.8 | 7.6
ESMASI-13773 |  |  | MA - Energy Efficiency/ DR Program |  | 2022-09-30 | 2022-05-27 | Residential |  | Lithium Ion |  | Other | 9.7 | 5 | 9.7 | 5 | BM | Customer Bill Savings (e.g., Demand Charge Management, TOU Arbitrage) | Reliability and Resiliency |  |  | 9325024 | Yes | DC-Coupled | PhotoVoltaic | 9.2 | 7.6
ESMASI-13831 |  |  | MA - SMART Program | Connected Solutions | 2022-12-15 | 2022-05-31 | Residential |  | Lithium Ion |  | Tesla | 0 | 0 | 13.5 | 2.3 | BM | Reliability and Resiliency | Reliability and Resiliency |  |  | 9329097 | Yes | AC-Coupled | PhotoVoltaic | 8.8 | 8.9
ESMASI-13844 |  |  | MA - SMART Program | Connected Solutions | 2023-03-07 | 2022-05-31 | Residential |  | Lithium Ion |  | Tesla | 13.5 | 0 | 10 | 5 | BM | Customer Bill Savings (e.g., Demand Charge Management, TOU Arbitrage) | Peak Shaving/ Load Leveling |  |  | 7599883 | Yes | AC-Coupled | PhotoVoltaic | 8.8 | 12.6
ESMASI-14453 |  |  | MA - SMART Program | Net Metering. | 2022-10-05 | 2022-06-16 | Residential |  | Lithium Ion |  | Tesla | 13.5 | 13.5 | 5 | 5 | BM |  |  |  | Backup | 9511037 | Yes | AC-Coupled | PhotoVoltaic | 7.82 | 11
ESMASI-13882 |  |  | MA - Energy Efficiency/ DR Program |  | 2022-09-30 | 2022-06-01 | Residential |  | Lithium Ion |  | Other | 9.7 | 5 | 9.7 | 5 | BM | Customer Bill Savings (e.g., Demand Charge Management, TOU Arbitrage) | Reliability and Resiliency |  |  | 9272943 | Yes | DC-Coupled | PhotoVoltaic | 5.6 | 3.8
ESMASI-13883 |  |  | MA - SMART Program | Net Metering | 2023-02-27 | 2022-06-01 | Residential |  | Lithium Ion |  | LG Chem | 9.8 | 5 | 9.8 | 5 | BM |  |  |  | Backup | 9328662 | Yes | DC-Coupled | PhotoVoltaic | 4.08 | 3.8
ESMASI-13905 |  |  |  |  | 2022-09-08 | 2022-06-02 | Residential |  | Lithium Ion |  | Enphase | 0 | 0 | 10.5 | 3.84 | BM |  |  |  |  | 9329009 | Yes | AC-Coupled | PhotoVoltaic | 11.2 | 12.24
ESMASI-13923 |  |  | MA - SMART Program | Net Metering | 2022-06-23 | 2022-06-02 | Residential |  | Lithium Ion |  | LG Chem | 9.6 | 5 | 9.6 | 5 | BM |  |  |  | Backup | 5319467 | Yes | DC-Coupled | PhotoVoltaic | 4.725 | 4
ESMASI-13930 |  |  |  |  | 2023-04-21 | 2022-06-02 | Residential |  | Lithium Ion |  | LG Chem | 5 | 5 | 5 | 5 | BM |  |  |  |  | 4684050 | Yes | DC-Coupled | PhotoVoltaic | 7.3 | 6
ESMASI-13933 |  |  | MA - SMART Program |  | 2022-09-06 | 2022-06-02 | Residential |  | Lithium Ion |  | LG Chem | 9.8 | 5 | 9.8 | 5 | BM |  |  |  | Net Metering | 9356538 | Yes | DC-Coupled | PhotoVoltaic | 11.22 | 7.6
ESMASI-14067 |  |  | MA - SMART Program |  | 2022-08-17 | 2022-06-07 | Residential |  | Lithium Ion |  | Enphase | 0 | 0 | 7.68 | 7.68 | BM | Microgrid | Microgrid | Microgrid |  | 9404324 | Yes | AC-Coupled | PhotoVoltaic | 0 | 7.68
ESMASI-14206 |  |  | MA - SMART Program |  | 2023-01-19 | 2022-06-09 | Residential |  | Lithium Ion |  | Tesla | 5.6 | 5.6 | 5 | 5 | BM |  |  |  | back up only | 9416755 | Yes | AC-Coupled | PhotoVoltaic | 5.6 | 10
ESMASI-13964 |  |  | MA - Energy Efficiency/ DR Program |  | 2022-08-03 | 2022-06-03 | Residential |  | Lithium Ion |  | Other | 9.7 | 5 | 9.7 | 5 | BM | Customer Bill Savings (e.g., Demand Charge Management, TOU Arbitrage) | Reliability and Resiliency |  |  | 9351540 | Yes | DC-Coupled | PhotoVoltaic | 6.4 | 6
ESMASI-15019 |  |  | MA - SMART Program |  | 2022-11-08 | 2022-07-01 | Residential |  | Lithium Ion |  | Enphase | 7.2 | 7.2 | 6 | 6 | BM |  |  |  |  | 9648102 | Yes | AC-Coupled | PhotoVoltaic | 7.2 | 12
ESMASI-13977 |  |  | MA - SMART Program | Net Metering | 2022-10-24 | 2022-06-03 | Residential |  | Lithium Ion |  | Tesla | 0 | 0 | 13.5 | 5 | BM |  |  |  | Backup | 9356947 | Yes | AC-Coupled | PhotoVoltaic | 7.705 | 11
ESMASI-14169 |  |  | MA - SMART Program | Utility Connected Solutions DR Program | 2022-12-14 | 2022-06-09 | Residential |  | Lithium Ion |  | Tesla | 13.5 | 5 | 13.5 | 5 | BM | Customer Bill Savings (e.g., Demand Charge Management, TOU Arbitrage) | Peak Shaving/ Load Leveling |  |  | 9403213 | Yes | AC-Coupled | PhotoVoltaic | 9.6 | 7.6
ESMASI-14011 |  |  |  | connected solutions program | 2022-08-29 | 2022-06-06 | Residential |  | Other | Lithium iron phosphate (LFP) | Enphase | 10.5 | 3.84 | 10.08 | 3.84 | BM | Microgrid | Microgrid | Microgrid | connected solutions program | 9398296 | Yes | AC-Coupled | PhotoVoltaic | 13.37 | 13.74
ESMASI-14209 |  |  | MA - SMART Program | Utility Connected Solutions DR Program | 2022-08-17 | 2022-06-09 | Residential |  | Lithium Ion |  | Tesla | 13.5 | 5 | 13.5 | 5 | BM | Customer Bill Savings (e.g., Demand Charge Management, TOU Arbitrage) | Peak Shaving/ Load Leveling |  |  | 9403355 | Yes | AC-Coupled | PhotoVoltaic | 7.2 | 7.6
ESMASI-14634 |  |  | MA - SMART Program | Utility Connected Solutions DR Program | 2022-11-03 | 2022-06-22 | Residential |  | Lithium Ion |  | Tesla | 13.5 | 5 | 13.5 | 5 | BM | Customer Bill Savings (e.g., Demand Charge Management, TOU Arbitrage) | Peak Shaving/ Load Leveling |  |  | 9557662 | Yes | AC-Coupled | PhotoVoltaic | 9.6 | 7.6
ESMASI-15007 |  |  | MA - SMART Program | Utility Connected Solutions DR Program | 2022-11-04 | 2022-07-01 | Residential |  | Lithium Ion |  | Tesla | 13.5 | 5 | 13.5 | 5 | BM | Customer Bill Savings (e.g., Demand Charge Management, TOU Arbitrage) | Peak Shaving/ Load Leveling |  |  | 9647483 | Yes | AC-Coupled | PhotoVoltaic | 9.6 | 7.6
ESMASI-14082 |  |  |  |  | 2022-09-22 | 2022-06-07 | Residential |  | Lithium Ion |  | Other | 0 | 0 | 10.08 | 3.84 | BM |  |  |  |  | 9403725 | Yes | AC-Coupled | PhotoVoltaic | 4.46 | 6.59
ESMASI-14131 |  |  | MA - SMART Program |  | 2022-12-12 | 2022-06-08 | Residential |  | Lithium Ion |  | Other | 10 | 10 | 10 | 10 | BM | Customer Bill Savings (e.g., Demand Charge Management, TOU Arbitrage) |  |  |  | 9403852 | Yes | DC-Coupled | PhotoVoltaic | 15.2 | 7.6
ESMASI-14168 |  |  |  |  | 2022-09-06 | 2022-06-09 | Residential |  | Lithium Ion |  | Other | 7.5 | 7.5 | 7.5 | 7.5 | BM |  |  |  |  | 9403133 | Yes | DC-Coupled | PhotoVoltaic | 5.87 | 8
ESMASI-14136 |  |  | MA - Energy Efficiency/ DR Program |  | 2022-09-22 | 2022-06-08 | Residential |  | Lithium Ion |  | Tesla | 0 | 0 | 5 | 5 | BM | Self Generation | Self Generation |  |  | 9415886 | Yes | AC-Coupled | PhotoVoltaic | 10.27 | 12.8
ESMASI-15824 |  |  |  |  | 2022-11-28 | 2022-07-26 | Residential |  | Lithium Ion |  | LG Chem | 16 | 7 | 16 | 7.6 | BM |  |  |  |  | 9932336 | Yes | DC-Coupled | PhotoVoltaic | 7.4 | 7.6
ESMASI-14163 |  |  | MA - Energy Efficiency/ DR Program |  | 2023-01-25 | 2022-06-09 | Residential |  | Lithium Ion |  | Tesla | 0 | 0 | 5 | 5 | BM | Self Generation | Self Generation |  |  | 9546104 | Yes | AC-Coupled | PhotoVoltaic | 8 | 11
ESMASI-14573 |  |  | MA - SMART Program |  | 2022-10-03 | 2022-06-20 | Residential |  | Lithium Ion |  | Other | 6.7 | 6.7 | 6.7 | 6.7 | BM | Self Generation | Self Generation |  |  | 9742663 | Yes | DC-Coupled | PhotoVoltaic | 15.6 | 7.6
ESMASI-14243 |  |  | MA - SMART Program |  | 2023-03-20 | 2022-06-10 | Residential |  | Lithium Ion |  | Tesla | 14 | 7 | 13.5 | 5 | BM | Customer Bill Savings (e.g., Demand Charge Management, TOU Arbitrage) |  |  |  | 8787279 | Yes | AC-Coupled | PhotoVoltaic | 6.885 | 11
ESMASI-14188 |  |  | MA - SMART Program |  | 2022-12-05 | 2022-06-09 | Residential |  | Lithium Ion |  | Other | 18 | 0 | 18 | 0 | BM | Customer Bill Savings (e.g., Demand Charge Management, TOU Arbitrage) |  |  |  | 9403980 | Yes | DC-Coupled | PhotoVoltaic | 11.34 | 7.6
ESMASI-14318 |  |  | MA - Energy Efficiency/ DR Program |  | 2022-11-09 | 2022-06-14 | Residential |  | Lithium Ion |  | Tesla | 0 | 0 | 5 | 5 | BM | Self Generation | Self Generation |  |  | 9689037 | Yes | AC-Coupled | PhotoVoltaic | 4.86 | 8.6
ESMASI-14881 |  |  |  | Utility Connected Solutions DR Program | 2022-12-22 | 2022-06-28 | Residential |  | Lithium Ion |  | Tesla | 13.5 | 0 | 13.5 | 5 | BM | Customer Bill Savings (e.g., Demand Charge Management, TOU Arbitrage) | Peak Shaving/ Load Leveling |  |  | 9606103 | Yes | AC-Coupled | PhotoVoltaic | 10.2 | 12.6
ESMASI-14338 |  |  | MA - SMART Program |  | 2023-03-22 | 2022-06-14 | Residential |  | Lithium Ion |  | Tesla | 14 | 5 | 5 | 5 | BM | Reliability and Resiliency | Reliability and Resiliency |  |  | 7985619 | Yes | AC-Coupled | PhotoVoltaic | 12.4 | 15
ESMASI-14358 |  |  | MA - SMART Program |  | 2022-10-26 | 2022-06-14 | Residential |  | Lithium Ion |  | Tesla | 0 | 0 | 0 | 0 | BM | Reliability and Resiliency | Reliability and Resiliency |  | Backup power only - Zero Export | 9471381 | Yes | AC-Coupled | PhotoVoltaic | 7.6 | 6.954
ESMASI-14368 |  |  | MA - SMART Program |  | 2023-07-26 | 2022-06-14 | Residential |  | Lithium Ion |  | Tesla | 0 | 0 | 13.5 | 5.8 | BM | Reliability and Resiliency | Reliability and Resiliency |  |  | 9471550 | Yes | AC-Coupled | PhotoVoltaic | 0 | 5.8
ESMASI-14483 |  |  | MA - SMART Program |  | 2022-12-01 | 2022-06-16 | Residential |  | Lithium Ion |  | Enphase | 10.08 | 0 | 10.08 | 3.84 | BM | Customer Bill Savings (e.g., Demand Charge Management, TOU Arbitrage) |  |  |  | 9557489 | Yes | AC-Coupled | PhotoVoltaic | 6.4 | 8.64
ESMASI-14387 |  |  | MA - SMART Program | Utility Connected Solutions DR Program | 2023-04-20 | 2022-06-15 | Residential |  | Lithium Ion |  | Tesla | 13.5 | 5 | 13.5 | 5 | BM | Customer Bill Savings (e.g., Demand Charge Management, TOU Arbitrage) | Peak Shaving/ Load Leveling |  |  | 8758430 | Yes | AC-Coupled | PhotoVoltaic | 5.2 | 12.6
ESMASI-14729 |  |  | MA - SMART Program |  | 2022-07-20 | 2022-06-24 | Residential |  | Lithium Ion |  | Other | 9 | 0.29 | 0 | 0.3 | BM | Customer Bill Savings (e.g., Demand Charge Management, TOU Arbitrage) | Peak Shaving/ Load Leveling |  |  | 9605775 | Yes | AC-Coupled | PhotoVoltaic | 5.92 | 7.9
ESMASI-14405 |  |  | MA - SMART Program | Net Metering | 2022-10-21 | 2022-06-15 | Residential |  | Lithium Ion |  | LG Chem | 9.8 | 5 | 9.8 | 5 | BM |  |  |  | Backup | 9439598 | Yes | DC-Coupled | PhotoVoltaic | 5.04 | 3.8
ESMASI-14409 |  |  | MA - Energy Efficiency/ DR Program |  | 2022-12-21 | 2022-06-15 | Residential |  | Lithium Ion |  | Tesla | 0 | 0 | 5 | 5 | BM | Self Generation | Self Generation |  |  | 9439521 | Yes | AC-Coupled | PhotoVoltaic | 4.74 | 8.6
ESMASI-14417 |  |  | MA - SMART Program | Connected Solutions | 2022-12-02 | 2022-06-15 | Residential |  | Lithium Ion |  | Tesla | 0 | 0 | 13.5 | 5.8 | BM | Reliability and Resiliency | Reliability and Resiliency |  |  | 9511432 | Yes | AC-Coupled | PhotoVoltaic | 6 | 11.29
ESMASI-15568 |  |  | MA - SMART Program | Utility Connected Solutions DR Program | 2023-04-25 | 2022-07-18 | Residential |  | Lithium Ion |  | Tesla | 13.5 | 5 | 13.5 | 5 | BM | Customer Bill Savings (e.g., Demand Charge Management, TOU Arbitrage) | Peak Shaving/ Load Leveling |  |  | 9903971 | Yes | AC-Coupled | PhotoVoltaic | 12 | 11.4
ESMASI-14508 |  |  | MA - SMART Program | Utility Connected Solutions DR Program | 2022-11-04 | 2022-06-17 | Residential |  | Lithium Ion |  | Tesla | 13.5 | 5 | 13.5 | 5 | BM | Customer Bill Savings (e.g., Demand Charge Management, TOU Arbitrage) | Peak Shaving/ Load Leveling |  |  | 9604686 | Yes | AC-Coupled | PhotoVoltaic | 7.2 | 7.6
ESMASI-17012 |  |  | MA - SMART Program | Utility Connected Solutions DR Program | 2022-11-23 | 2022-08-24 | Residential |  | Lithium Ion |  | Tesla | 13.5 | 5 | 13.5 | 5 | BM | Customer Bill Savings (e.g., Demand Charge Management, TOU Arbitrage) | Peak Shaving/ Load Leveling |  |  | 10328594 | Yes | AC-Coupled | PhotoVoltaic | 9.6 | 7.6
ESMASI-14507 |  |  | MA - SMART Program | Utility Connected Solutions DR Program | 2023-03-03 | 2022-06-17 | Residential |  | Lithium Ion |  | Tesla | 13.5 | 5 | 13.5 | 5 | BM | Customer Bill Savings (e.g., Demand Charge Management, TOU Arbitrage) | Peak Shaving/ Load Leveling |  |  | 9556698 | Yes | AC-Coupled | PhotoVoltaic | 12.8 | 12.6
ESMASI-15619 |  |  |  | Utility Connected Solutions DR Program | 2023-03-06 | 2022-07-19 | Residential |  | Lithium Ion |  | Tesla | 13.5 | 5 | 13.5 | 5 | BM | Customer Bill Savings (e.g., Demand Charge Management, TOU Arbitrage) | Peak Shaving/ Load Leveling |  |  | 9811515 | Yes | AC-Coupled | PhotoVoltaic | 7.6 | 12.6
ESMASI-15062 |  |  | MA - SMART Program | Connected Solutions Demand Response | 2022-11-04 | 2022-07-05 | Residential |  | Lithium Ion |  | Tesla | 13.5 | 5 | 13.5 | 5 | BM | Customer Bill Savings (e.g., Demand Charge Management, TOU Arbitrage) | Peak Shaving/ Load Leveling |  |  | 9202992 | Yes | AC-Coupled | PhotoVoltaic | 7.2 | 7.6
ESMASI-14521 |  |  | MA - SMART Program |  | 2022-10-04 | 2022-06-17 | Residential |  | Lithium Ion |  | Tesla | 14 | 5 | 5 | 5 | BM | Reliability and Resiliency | Reliability and Resiliency |  |  | 9557791 | Yes | AC-Coupled | PhotoVoltaic | 12.8 | 15
ESMASI-14630 |  |  | MA - SMART Program | Connected Solutions | 2023-03-29 | 2022-06-22 | Residential |  | Lithium Ion |  | SimpliFi | 19 | 9 | 19 | 9 | BM | Reliability and Resiliency | Reliability and Resiliency |  | Connected Solutions and grid backup | 9557851 | Yes | DC-Coupled | PhotoVoltaic | 12.8 | 9
ESMASI-14545 |  |  | MA - SMART Program |  | 2022-10-17 | 2022-06-20 | Residential |  | Lithium Ion |  | Enphase | 0 | 0 | 3.84 | 3.84 | BM | Self Generation | Self Generation |  |  | 9557584 | Yes | AC-Coupled | PhotoVoltaic | 13.6 | 14.04
ESMASI-14558 |  |  |  |  | 2022-10-26 | 2022-06-20 | Residential |  | Lithium Ion |  | Tesla | 14 | 5 | 5 | 5 | BM | Reliability and Resiliency | Reliability and Resiliency |  |  | 9557438 | Yes | AC-Coupled | PhotoVoltaic | 4.4 | 8.8
ESMASI-14590 |  |  | MA - SMART Program |  | 2022-09-27 | 2022-06-21 | Residential |  | Lithium Ion |  | Tesla | 0 | 0 | 0 | 0 | BM |  |  |  |  | 9556984 | Yes | AC-Coupled | PhotoVoltaic | 3.2 | 7.6
ESMASI-14577 |  |  | MA - SMART Program |  | 2022-12-16 | 2022-06-20 | Residential |  | Lithium Ion |  | Enphase | 0 | 0 | 13 | 5.04 | BM | Reliability and Resiliency | Reliability and Resiliency |  |  | 9557112 | Yes | AC-Coupled | PhotoVoltaic | 11.2 | 13.44
ESMASI-15182 |  |  | MA - SMART Program | Utility Connected Solutions DR Program | 2023-01-25 | 2022-07-07 | Residential |  | Lithium Ion |  | Tesla | 13.5 | 5 | 13.5 | 5 | BM | Customer Bill Savings (e.g., Demand Charge Management, TOU Arbitrage) | Peak Shaving/ Load Leveling |  |  | 9713417 | Yes | AC-Coupled | PhotoVoltaic | 7.2 | 7.6
ESMASI-15197 |  |  | MA - SMART Program | Utility Connected Solutions DR Program | 2022-11-10 | 2022-07-08 | Residential |  | Lithium Ion |  | sonnenBacterie | 13.5 | 5 | 13.5 | 5 | BM | Customer Bill Savings (e.g., Demand Charge Management, TOU Arbitrage) | Peak Shaving/ Load Leveling |  |  | 9843700 | Yes | AC-Coupled | PhotoVoltaic | 12.8 | 7.6
ESMASI-16344 |  |  | MA - SMART Program |  | 2022-11-04 | 2022-08-08 | Residential |  | Lithium Ion |  | Other | 9.7 | 9.7 | 9.7 | 9.7 | BM |  |  |  |  | 10104502 | Yes | DC-Coupled | PhotoVoltaic | 18.4 | 10
ESMASI-17825 |  |  | MA - SMART Program | Utility Connected Solutions DR Program | 2022-12-28 | 2022-09-13 | Residential |  | Lithium Ion |  | Tesla | 13.5 | 5 | 13.5 | 5 | BM | Customer Bill Savings (e.g., Demand Charge Management, TOU Arbitrage) | Peak Shaving/ Load Leveling |  |  | 10518022 | Yes | AC-Coupled | PhotoVoltaic | 5.6 | 7.6
ESMASI-14742 |  |  | MA - SMART Program |  | 2022-11-09 | 2022-06-24 | Residential |  | Lithium Ion |  | Other | 18 | 18 | 6.7 | 6.7 | BM | Customer Bill Savings (e.g., Demand Charge Management, TOU Arbitrage) | Self Generation |  |  | 9544356 | Yes | DC-Coupled | PhotoVoltaic | 7.92 | 7.6
ESMASI-15716 |  |  |  |  | 2023-02-10 | 2022-07-22 | Residential |  | Lithium Ion |  | sonnenBacterie | 0 | 0 | 10 | 4.8 | BM | Customer Bill Savings (e.g., Demand Charge Management, TOU Arbitrage) | Reliability and Resiliency |  |  | 9993573 | Yes | AC-Coupled | PhotoVoltaic | 0 | 4.8
ESMASI-14794 |  |  |  |  | 2022-10-24 | 2022-06-27 | Residential |  | Lithium Ion |  | Enphase | 0 | 0 | 10.1 | 3.84 | BM |  |  |  |  | 9648417 | Yes | AC-Coupled | PhotoVoltaic | 7.2 | 10.44
ESMASI-17344 |  |  | MA - SMART Program | Utility Connected Solutions DR Program | 2023-03-09 | 2022-09-01 | Residential |  | Lithium Ion |  | Tesla | 13.5 | 5 | 13.5 | 5 | BM | Customer Bill Savings (e.g., Demand Charge Management, TOU Arbitrage) | Peak Shaving/ Load Leveling |  |  | 10414842 | Yes | AC-Coupled | PhotoVoltaic | 5.2 | 12.6
ESMASI-14813 |  |  | MA - Energy Efficiency/ DR Program |  | 2022-11-07 | 2022-06-27 | Residential |  | Lithium Ion |  | Tesla | 0 | 0 | 5 | 5 | BM | Self Generation | Self Generation |  |  | 9629973 | Yes | AC-Coupled | PhotoVoltaic | 8 | 11
ESMASI-14827 |  |  | MA - SMART Program |  | 2022-11-03 | 2022-06-27 | Residential |  | Lithium Ion |  | Other | 19.4 | 19.4 | 10 | 10 | BM | Customer Bill Savings (e.g., Demand Charge Management, TOU Arbitrage) | Self Generation |  |  | 9729620 | Yes | DC-Coupled | PhotoVoltaic | 12.6 | 10
ESMASI-14931 |  |  | MA - SMART Program | Connected Solutions | 2022-08-02 | 2022-06-29 | Residential |  | Lithium Ion |  | Other | 19.4 | 10 | 19.4 | 10 | BM | Customer Bill Savings (e.g., Demand Charge Management, TOU Arbitrage) | Reliability and Resiliency |  |  | 9664516 | Yes | DC-Coupled | PhotoVoltaic | 15.42 | 10
ESMASI-14849 |  |  | MA - SMART Program | Connected Solutions Demand Response | 2023-03-03 | 2022-06-28 | Residential |  | Lithium Ion |  | Tesla | 13.5 | 5 | 13.5 | 5 | BM | Customer Bill Savings (e.g., Demand Charge Management, TOU Arbitrage) | Peak Shaving/ Load Leveling |  |  | 9605985 | Yes | AC-Coupled | PhotoVoltaic | 11.2 | 7.6
ESMASI-15288 |  |  | MA - SMART Program | Utility Connected Solutions DR Program | 2022-10-24 | 2022-07-11 | Residential |  | Lithium Ion |  | Tesla | 13.5 | 5 | 13.5 | 5 | BM | Customer Bill Savings (e.g., Demand Charge Management, TOU Arbitrage) | Peak Shaving/ Load Leveling |  |  | 9742908 | Yes | AC-Coupled | PhotoVoltaic | 9.2 | 7.6
ESMASI-15881 |  |  | MA - SMART Program |  | 2023-01-11 | 2022-07-27 | Residential |  | Lithium Ion |  | LG Chem | 16 | 7 | 16 | 7 | BM |  |  |  |  | 10104021 | Yes | DC-Coupled | PhotoVoltaic | 15.39 | 10
ESMASI-14914 |  |  | MA - SMART Program |  | 2022-11-01 | 2022-06-29 | Residential |  | Lithium Ion |  | Other | 10 | 10 | 10 | 10 | BM |  |  |  |  | 9677628 | Yes | DC-Coupled | PhotoVoltaic | 10.4 | 7.6
ESMASI-14884 |  |  | MA - Energy Efficiency/ DR Program |  | 2023-02-10 | 2022-06-28 | Residential |  | Lithium Ion |  | Other | 9.7 | 5 | 9.7 | 5 | BM | Customer Bill Savings (e.g., Demand Charge Management, TOU Arbitrage) | Reliability and Resiliency |  |  | 9606464 | Yes | DC-Coupled | PhotoVoltaic | 19.2 | 10
ESMASI-15160 |  |  | MA - Energy Efficiency/ DR Program |  | 2023-08-07 | 2022-07-07 | Residential |  | Lithium Ion |  | Tesla | 0 | 0 | 5 | 5 | BM | Self Generation | Self Generation |  |  | 9689180 | Yes | AC-Coupled | PhotoVoltaic | 4.4 | 8.3
ESMASI-14899 |  |  |  |  | 2022-11-09 | 2022-06-29 | Residential |  | Lithium Ion |  | LG Chem | 16 | 7 | 16 | 7 | BM | Self Generation | Self Generation |  |  | 9638192 | Yes | DC-Coupled | PhotoVoltaic | 14.6 | 10
ESMASI-14921 |  |  |  |  | 2023-06-21 | 2022-06-29 | Residential |  | Lithium Ion |  | Tesla | 14 | 5 | 5 | 5 | BM | Reliability and Resiliency | Reliability and Resiliency |  |  | 9677740 | Yes | AC-Coupled | PhotoVoltaic | 6 | 10
ESMASI-15123 |  |  | MA - SMART Program |  | 2022-12-28 | 2022-07-06 | Residential |  | Lithium Ion |  | Tesla | 13.5 | 13.5 | 5 | 5 | BM |  |  |  |  | 9677315 | Yes | AC-Coupled | PhotoVoltaic | 9.62 | 12.67
ESMASI-15269 |  |  |  |  | 2022-12-02 | 2022-07-11 | Residential |  | Lithium Ion |  | Tesla | 0 | 0 | 0 | 0 | BM |  |  |  |  | 9743360 | Yes | AC-Coupled | PhotoVoltaic | 8.295 | 7.6
ESMASI-14957 |  |  | MA - SMART Program | Net Metering | 2022-10-07 | 2022-06-30 | Residential |  | Lithium Ion |  | Tesla | 0 | 0 | 14 | 0 | BM |  |  |  | Backup | 9648224 | Yes | AC-Coupled | PhotoVoltaic | 5.475 | 4
ESMASI-14996 |  |  |  | Connected Solutions | 2023-08-30 | 2022-07-01 | Residential |  | Lithium Ion |  | Tesla | 0 | 0 | 13.5 | 5 | BM | Customer Bill Savings (e.g., Demand Charge Management, TOU Arbitrage) |  |  |  | 9648310 | Yes | AC-Coupled | PhotoVoltaic | 0 | 5
ESMASI-15089 |  |  | MA - SMART Program | Utility Connected Solutions DR Program | 2023-05-12 | 2022-07-06 | Residential |  | Lithium Ion |  | Tesla | 13.5 | 5 | 13.5 | 5 | BM | Customer Bill Savings (e.g., Demand Charge Management, TOU Arbitrage) | Peak Shaving/ Load Leveling |  |  | 9676865 | Yes | AC-Coupled | PhotoVoltaic | 9.6 | 7.6
ESMASI-15072 |  |  | MA - SMART Program | Net Metering | 2022-08-29 | 2022-07-05 | Residential |  | Lithium Ion |  | LG Chem | 9.8 | 5 | 9.8 | 5 | BM |  |  |  | Backup | 4668269 | Yes | DC-Coupled | PhotoVoltaic | 12.58 | 9.8
ESMASI-15156 |  |  | MA - SMART Program | Utility Connected Solutions DR Program | 2022-08-05 | 2022-07-07 | Residential |  | Lithium Ion |  | Tesla | 13.5 | 5 | 13.5 | 5 | BM | Customer Bill Savings (e.g., Demand Charge Management, TOU Arbitrage) | Peak Shaving/ Load Leveling |  |  | 9677355 | Yes | AC-Coupled | PhotoVoltaic | 12.8 | 7.6
ESMASI-15100 |  |  | MA - SMART Program |  | 2023-06-26 | 2022-07-06 | Residential |  | Lithium Ion |  | Other | 13 | 13 | 6.8 | 6.8 | BM |  |  |  | PV SELFUSE | 9676937 | Yes | AC-Coupled | PhotoVoltaic | 8.925 | 14.864
ESMASI-15102 |  |  | MA - SMART Program |  | 2023-02-09 | 2022-07-06 | Residential |  | Lithium Ion |  | Tesla | 0 | 0 | 13.5 | 5 | BM | Customer Bill Savings (e.g., Demand Charge Management, TOU Arbitrage) |  |  |  | 9676913 | Yes | AC-Coupled | PhotoVoltaic | 11.2 | 15
ESMASI-15124 |  |  |  | connected solutions | 2022-10-25 | 2022-07-06 | Residential |  | Other | Lithium iron phosphate (LFP) | Enphase | 10.5 | 3.84 | 10.08 | 3.84 | BM | Microgrid | Microgrid | Microgrid | connected solutions | 9724483 | Yes | AC-Coupled | PhotoVoltaic | 9.32 | 10.74
ESMASI-15771 |  |  |  |  | 2023-03-21 | 2022-07-25 | Residential |  | Lithium Ion |  | Tesla | 0 | 0 | 13.5 | 5 | BM |  |  |  |  | 9950322 | Yes | AC-Coupled | PhotoVoltaic | 12.245 | 14.3
ESMASI-15186 |  |  | MA - SMART Program |  | 2023-12-14 | 2022-07-07 | Residential |  | Lithium Ion |  | Tesla | 0 | 0 | 27 | 0 | BM | Customer Bill Savings (e.g., Demand Charge Management, TOU Arbitrage) |  |  |  | 9713698 | Yes | AC-Coupled | PhotoVoltaic | 0 | 0
ESMASI-15501 |  |  | MA - SMART Program | Utility Connected Solutions DR Program | 2022-12-07 | 2022-07-15 | Residential |  | Lithium Ion |  | Tesla | 27 | 10 | 27 | 10 | BM | Customer Bill Savings (e.g., Demand Charge Management, TOU Arbitrage) | Peak Shaving/ Load Leveling |  |  | 9820040 | Yes | AC-Coupled | PhotoVoltaic | 10.8 | 7.6
ESMASI-15579 |  |  | MA - SMART Program | Utility Connected Solutions DR Program | 2023-02-08 | 2022-07-19 | Residential |  | Lithium Ion |  | Tesla | 13.5 | 5 | 13.5 | 5 | BM | Customer Bill Savings (e.g., Demand Charge Management, TOU Arbitrage) | Peak Shaving/ Load Leveling |  |  | 9903522 | Yes | AC-Coupled | PhotoVoltaic | 6.8 | 7.6
ESMASI-15233 |  |  | MA - SMART Program | Net Metering | 2022-08-09 | 2022-07-08 | Residential |  | Lithium Ion |  | LG Chem | 8.19 | 5 | 8.19 | 5 | BM |  |  |  |  | 5303864 | Yes | DC-Coupled | PhotoVoltaic | 8.19 | 7.6
ESMASI-15238 |  |  | MA - SMART Program | Net Metering | 2022-09-27 | 2022-07-08 | Residential |  | Lithium Ion |  | LG Chem | 9.8 | 5 | 9.8 | 5 | BM |  |  |  | Backup | 9742995 | Yes | DC-Coupled | PhotoVoltaic | 9.18 | 7.6
ESMASI-15245 |  |  | MA - SMART Program |  | 2022-09-30 | 2022-07-11 | Residential |  | Lithium Ion |  | Other | 10 | 5 | 9.7 | 5 | BM |  |  |  |  | 9845006 | Yes | DC-Coupled | PhotoVoltaic | 9.6 | 10
ESMASI-15510 |  |  | MA - SMART Program | Utility Connected Solutions DR Program | 2022-11-07 | 2022-07-17 | Residential |  | Lithium Ion |  | Tesla | 13.5 | 5 | 13.5 | 5 | BM | Customer Bill Savings (e.g., Demand Charge Management, TOU Arbitrage) | Peak Shaving/ Load Leveling |  |  | 8848926 | Yes | AC-Coupled | PhotoVoltaic | 14.4 | 11.4
ESMASI-17815 |  |  | MA - SMART Program | Utility Connected Solutions DR Program | 2023-01-12 | 2022-09-13 | Residential |  | Lithium Ion |  | Tesla | 13.5 | 5 | 13.5 | 5 | BM | Customer Bill Savings (e.g., Demand Charge Management, TOU Arbitrage) | Peak Shaving/ Load Leveling |  |  | 10504405 | Yes | AC-Coupled | PhotoVoltaic | 12 | 7.6
ESMASI-15278 |  |  | MA - Energy Efficiency/ DR Program |  | 2022-11-10 | 2022-07-11 | Residential |  | Lithium Ion |  | Other | 9.7 | 5 | 9.7 | 5 | BM | Customer Bill Savings (e.g., Demand Charge Management, TOU Arbitrage) | Reliability and Resiliency |  |  | 9742923 | Yes | DC-Coupled | PhotoVoltaic | 10 | 7.6
ESMASI-15308 |  |  | MA - SMART Program |  | 2022-11-25 | 2022-07-12 | Residential |  | Lithium Ion |  | Other | 19.4 | 19.4 | 10 | 10 | BM | Customer Bill Savings (e.g., Demand Charge Management, TOU Arbitrage) | Self Generation |  |  | 9720590 | Yes | DC-Coupled | PhotoVoltaic | 16.2 | 10
ESMASI-15320 |  |  | MA - Energy Efficiency/ DR Program |  | 2023-03-24 | 2022-07-12 | Residential |  | Lithium Ion |  | Tesla | 0 | 0 | 13.5 | 5 | BM | Self Generation | Self Generation |  |  | 9805573 | Yes | AC-Coupled | PhotoVoltaic | 8.4 | 11.3
ESMASI-15647 |  |  | MA - SMART Program | Utility Connected Solutions DR Program | 2023-04-24 | 2022-07-20 | Residential |  | Lithium Ion |  | Tesla | 13.5 | 5 | 13.5 | 5 | BM | Customer Bill Savings (e.g., Demand Charge Management, TOU Arbitrage) | Peak Shaving/ Load Leveling |  |  | 9993257 | Yes | AC-Coupled | PhotoVoltaic | 13.2 | 11.4
ESMASI-19545 |  |  | MA - Energy Efficiency/ DR Program |  | 2023-03-09 | 2022-10-20 | Residential |  | Lithium Ion |  | Tesla | 0 | 0 | 13.5 | 5 | BM | Self Generation | Self Generation |  |  | 11052153 | Yes | AC-Coupled | PhotoVoltaic | 13.2 | 14.9
ESMASI-15331 |  |  | MA - Energy Efficiency/ DR Program |  | 2022-10-20 | 2022-07-12 | Residential |  | Lithium Ion |  | Other | 9.7 | 5 | 9.7 | 5 | BM | Customer Bill Savings (e.g., Demand Charge Management, TOU Arbitrage) | Reliability and Resiliency |  |  | 9805525 | Yes | DC-Coupled | PhotoVoltaic | 11.6 | 7.6
ESMASI-15361 |  |  | MA - SMART Program |  | 2023-08-22 | 2022-07-13 | Residential |  | Lithium Ion |  | Enphase | 20.16 | 8.448 | 17.94 | 7.7 | BM | Reliability and Resiliency | Reliability and Resiliency |  |  | 9806214 | Yes | AC-Coupled | PhotoVoltaic | 8.4 | 13.895
ESMASI-15512 |  |  | MA - SMART Program | Utility Connected Solutions DR Program | 2023-04-14 | 2022-07-17 | Residential |  | Lithium Ion |  | Tesla | 13.5 | 5 | 13.5 | 5 | BM | Customer Bill Savings (e.g., Demand Charge Management, TOU Arbitrage) | Peak Shaving/ Load Leveling |  |  | 9890762 | Yes | AC-Coupled | PhotoVoltaic | 7.2 | 7.6
ESMASI-15375 |  |  | MA - Energy Efficiency/ DR Program |  | 2022-12-29 | 2022-07-13 | Residential |  | Lithium Ion |  | Tesla | 10 | 10 | 14 | 10 | BM | Reliability and Resiliency | Reliability and Resiliency |  |  | 9805653 | Yes | AC-Coupled | PhotoVoltaic | 3.2 | 13
ESMASI-15813 |  |  | MA - SMART Program | Utility Connected Solutions DR Program | 2023-03-17 | 2022-07-25 | Residential |  | Lithium Ion |  | Tesla | 13.5 | 5 | 13.5 | 5 | BM | Customer Bill Savings (e.g., Demand Charge Management, TOU Arbitrage) | Peak Shaving/ Load Leveling |  |  | 9950870 | Yes | AC-Coupled | PhotoVoltaic | 4.8 | 7.6
ESMASI-18023 |  |  | MA - SMART Program | Utility Connected Solutions DR Program | 2023-03-08 | 2022-09-16 | Residential |  | Lithium Ion |  | Tesla | 13.5 | 5 | 13.5 | 5 | BM | Customer Bill Savings (e.g., Demand Charge Management, TOU Arbitrage) | Peak Shaving/ Load Leveling |  |  | 10563965 | Yes | AC-Coupled | PhotoVoltaic | 7.2 | 7.6
ESMASI-15409 |  |  | MA - Energy Efficiency/ DR Program |  | 2022-12-12 | 2022-07-14 | Residential |  | Lithium Ion |  | Other | 18 | 9 | 18 | 9 | BM | Self Generation | Self Generation |  |  | 9805519 | Yes | DC-Coupled | PhotoVoltaic | 10.8 | 7.6
ESMASI-15433 |  |  | MA - Energy Efficiency/ DR Program |  | 2022-12-12 | 2022-07-14 | Residential |  | Lithium Ion |  | Tesla | 0 | 0 | 13.5 | 5 | BM | Self Generation | Self Generation |  |  | 9806604 | Yes | AC-Coupled | PhotoVoltaic | 7.11 | 10.4
ESMASI-15446 |  |  |  |  | 2023-03-06 | 2022-07-14 | Residential |  | Lithium Ion |  | Tesla | 0 | 0 | 13.5 | 5.8 | BM |  |  |  |  | 9805910 | Yes | AC-Coupled | PhotoVoltaic | 9.2 | 12.7
ESMASI-15449 |  |  |  |  | 2023-03-06 | 2022-07-14 | Residential |  | Lithium Ion |  | Tesla | 0 | 0 | 0 | 0 | BM | Reliability and Resiliency | Reliability and Resiliency |  | back up power only, zero export | 9805872 | Yes | AC-Coupled | PhotoVoltaic | 12 | 9
ESMASI-15452 |  |  | MA - Energy Efficiency/ DR Program |  | 2022-11-03 | 2022-07-14 | Residential |  | Lithium Ion |  | Other | 9.7 | 5 | 9.7 | 5 | BM | Customer Bill Savings (e.g., Demand Charge Management, TOU Arbitrage) | Reliability and Resiliency |  |  | 9805632 | Yes | DC-Coupled | PhotoVoltaic | 10.8 | 7.6
ESMASI-16127 |  |  | MA - SMART Program |  | 2022-11-16 | 2022-08-02 | Residential |  | Lithium Ion |  | Enphase | 13.44 | 13.44 | 7.62 | 7.62 | BM | Customer Bill Savings (e.g., Demand Charge Management, TOU Arbitrage) | Self Generation |  |  | 10218269 | Yes | AC-Coupled | PhotoVoltaic | 6.48 | 13.02
ESMASI-15514 |  |  | MA - SMART Program | Utility Connected Solutions DR Program | 2022-11-22 | 2022-07-17 | Residential |  | Lithium Ion |  | Tesla | 13.5 | 5 | 13.5 | 5 | BM | Customer Bill Savings (e.g., Demand Charge Management, TOU Arbitrage) | Peak Shaving/ Load Leveling |  |  | 9890721 | Yes | AC-Coupled | PhotoVoltaic | 9.6 | 7.6
ESMASI-15516 |  |  | MA - Energy Efficiency/ DR Program |  | 2022-12-16 | 2022-07-18 | Residential |  | Lithium Ion |  | Other | 14.3 | 7.5 | 14.3 | 7.5 | BM | Self Generation | Self Generation |  |  | 9890703 | Yes | DC-Coupled | PhotoVoltaic | 13.6 | 7.6
ESMASI-17502 |  |  | MA - SMART Program |  | 2022-10-13 | 2022-09-06 | Residential |  | Lithium Ion |  | Enphase | 0 | 0 | 3.84 | 0 | BM | Customer Bill Savings (e.g., Demand Charge Management, TOU Arbitrage) |  |  |  | 10472001 | Yes | AC-Coupled | PhotoVoltaic | 0 | 0
ESMASI-16225 |  |  |  |  | 2022-12-16 | 2022-08-04 | Residential |  | Lithium Ion |  | Tesla | 13.5 | 13.5 | 5 | 5 | BM |  |  |  |  | 10026601 | Yes | AC-Coupled | PhotoVoltaic | 6.6 | 5
ESMASI-15652 |  |  | MA - SMART Program | Utility Connected Solutions DR Program | 2023-04-14 | 2022-07-20 | Residential |  | Lithium Ion |  | Tesla | 13.5 | 5 | 13.5 | 5 | BM | Customer Bill Savings (e.g., Demand Charge Management, TOU Arbitrage) | Peak Shaving/ Load Leveling |  |  | 9935359 | Yes | AC-Coupled | PhotoVoltaic | 14.4 | 11.4
ESMASI-15698 |  |  | MA - SMART Program | Utility Connected Solutions DR Program | 2022-10-10 | 2022-07-21 | Residential |  | Lithium Ion |  | Tesla | 13.5 | 5 | 13.5 | 5 | BM | Customer Bill Savings (e.g., Demand Charge Management, TOU Arbitrage) | Peak Shaving/ Load Leveling |  |  | 9202544 | Yes | AC-Coupled | PhotoVoltaic | 4.8 | 7.6
ESMASI-15586 |  |  | MA - SMART Program | Net Metering | 2022-09-06 | 2022-07-19 | Residential |  | Lithium Ion |  | LG Chem | 9.8 | 5 | 9.8 | 5 | BM |  |  |  | Backup | 9903693 | Yes | DC-Coupled | PhotoVoltaic | 7.3 | 6
ESMASI-15649 |  |  | MA - SMART Program | Utility Connected Solutions DR Program | 2022-11-11 | 2022-07-20 | Residential |  | Lithium Ion |  | Tesla | 13.5 | 5 | 13.5 | 5 | BM | Customer Bill Savings (e.g., Demand Charge Management, TOU Arbitrage) | Peak Shaving/ Load Leveling |  |  | 9993342 | Yes | AC-Coupled | PhotoVoltaic | 12 | 7.6
ESMASI-15650 |  |  | MA - SMART Program | Utility Connected Solutions DR Program | 2023-03-10 | 2022-07-20 | Residential |  | Lithium Ion |  | Tesla | 13.5 | 5 | 13.5 | 5 | BM | Customer Bill Savings (e.g., Demand Charge Management, TOU Arbitrage) | Peak Shaving/ Load Leveling |  |  | 9935430 | Yes | AC-Coupled | PhotoVoltaic | 12.8 | 12.6
ESMASI-15604 |  |  | MA - SMART Program | Net Metering | 2022-09-02 | 2022-07-19 | Residential |  | Lithium Ion |  | Tesla | 0 | 0 | 13.5 | 5 | BM |  |  |  | Backup | 5935487 | Yes | AC-Coupled | PhotoVoltaic | 6.46 | 11
ESMASI-17810 |  |  | MA - SMART Program | Utility Connected Solutions DR Program | 2023-04-14 | 2022-09-13 | Residential |  | Lithium Ion |  | Tesla | 27 | 10 | 27 | 10 | BM | Customer Bill Savings (e.g., Demand Charge Management, TOU Arbitrage) | Peak Shaving/ Load Leveling |  |  | 10564037 | Yes | AC-Coupled | PhotoVoltaic | 14.4 | 11.4
ESMASI-15684 |  |  | MA - SMART Program |  | 2023-01-05 | 2022-07-21 | Residential |  | Lithium Ion |  | Tesla | 14 | 5 | 14 | 5 | BM | Customer Bill Savings (e.g., Demand Charge Management, TOU Arbitrage) |  |  |  | 9935513 | Yes | AC-Coupled | PhotoVoltaic | 8.295 | 7.6
ESMASI-15696 |  |  |  |  | 2023-03-09 | 2022-07-21 | Residential |  | Lithium Ion |  | Tesla | 0 | 0 | 13.5 | 5 | BM |  |  |  |  | 9935296 | Yes | AC-Coupled | PhotoVoltaic | 9.315 | 12.59
ESMASI-15903 |  |  | MA - SMART Program | connected solution | 2022-09-29 | 2022-07-28 | Residential |  | Lithium Ion |  | Tesla | 13.5 | 5 | 13.5 | 5 | BM | Customer Bill Savings (e.g., Demand Charge Management, TOU Arbitrage) | Peak Shaving/ Load Leveling |  |  | 9994923 | Yes | AC-Coupled | PhotoVoltaic | 8 | 7.6
ESMASI-15727 |  |  | MA - SMART Program | connected solution | 2022-09-30 | 2022-07-22 | Residential |  | Lithium Ion |  | Tesla | 13.5 | 5 | 13.5 | 5 | BM | Customer Bill Savings (e.g., Demand Charge Management, TOU Arbitrage) | Peak Shaving/ Load Leveling |  |  | 9934112 | Yes | AC-Coupled | PhotoVoltaic | 9.6 | 7.6
ESMASI-16032 |  |  | MA - SMART Program |  | 2022-10-12 | 2022-07-31 | Residential |  | Lithium Ion |  | Tesla | 13.5 | 5 | 13.5 | 5 | BM | Customer Bill Savings (e.g., Demand Charge Management, TOU Arbitrage) | Peak Shaving/ Load Leveling |  |  | 8536426 | Yes | AC-Coupled | PhotoVoltaic | 8.4 | 12.6
ESMASI-16033 |  |  | MA - SMART Program |  | 2022-09-29 | 2022-07-31 | Residential |  | Lithium Ion |  | Tesla | 13.5 | 5.8 | 13.5 | 5.8 | BM | Customer Bill Savings (e.g., Demand Charge Management, TOU Arbitrage) | Peak Shaving/ Load Leveling |  |  | 8757763 | Yes | AC-Coupled | PhotoVoltaic | 15.6 | 11.4
ESMASI-16034 |  |  | MA - SMART Program |  | 2023-01-25 | 2022-07-31 | Residential |  | Lithium Ion |  | Tesla | 0 | 0 | 5.8 | 5 | BM | Customer Bill Savings (e.g., Demand Charge Management, TOU Arbitrage) | Peak Shaving/ Load Leveling |  |  | 9995022 | Yes | AC-Coupled | PhotoVoltaic | 4.4 | 8.8
ESMASI-17013 |  |  | MA - SMART Program | Utility Connected Solutions DR Program | 2023-01-24 | 2022-08-24 | Residential |  | Lithium Ion |  | Tesla | 13.5 | 5 | 13.5 | 5 | BM | Customer Bill Savings (e.g., Demand Charge Management, TOU Arbitrage) | Peak Shaving/ Load Leveling |  |  | 10328586 | Yes | AC-Coupled | PhotoVoltaic | 12 | 7.6
ESMASI-16190 |  |  |  |  | 2023-01-24 | 2022-08-03 | Residential |  | Lithium Ion |  | Tesla | 13.5 | 5 | 13.5 | 5 | BM | Customer Bill Savings (e.g., Demand Charge Management, TOU Arbitrage) | Peak Shaving/ Load Leveling |  |  | 9995598 | Yes | AC-Coupled | PhotoVoltaic | 4.8 | 7.6
ESMASI-18091 |  |  | MA - SMART Program | Utility Connected Solutions DR Program | 2023-05-25 | 2022-09-19 | Residential |  | Lithium Ion |  | Tesla | 13.5 | 5 | 13.5 | 5 | BM | Customer Bill Savings (e.g., Demand Charge Management, TOU Arbitrage) | Peak Shaving/ Load Leveling |  |  | 10563819 | Yes | AC-Coupled | PhotoVoltaic | 7.92 | 7.6
ESMASI-16191 |  |  | MA - SMART Program | connected solution | 2023-03-08 | 2022-08-03 | Residential |  | Lithium Ion |  | Tesla | 13.5 | 5 | 13.5 | 5 | BM | Customer Bill Savings (e.g., Demand Charge Management, TOU Arbitrage) | Peak Shaving/ Load Leveling |  |  | 9995614 | Yes | AC-Coupled | PhotoVoltaic | 7.6 | 7.6
ESMASI-15971 |  |  |  |  | 2022-11-15 | 2022-07-29 | Residential |  | Lithium Ion |  | Tesla | 13.5 | 5 | 13.5 | 5 | BM |  |  |  |  | 9994059 | Yes | AC-Coupled | PhotoVoltaic | 5.6 | 7.6
ESMASI-16277 |  |  | MA - SMART Program | Utility Connected Solutions DR Program | 2023-08-09 | 2022-08-05 | Residential |  | Lithium Ion |  | Tesla | 13.5 | 5 | 13.5 | 5 | BM | Customer Bill Savings (e.g., Demand Charge Management, TOU Arbitrage) | Reliability and Resiliency |  |  | 10026906 | Yes | AC-Coupled | PhotoVoltaic | 7.2 | 12.6
ESMASI-16014 |  |  | MA - SMART Program |  | 2023-02-28 | 2022-07-29 | Residential |  | Lithium Ion |  | Other | 7.2 | 7.2 | 7.6 | 7.6 | BM |  |  |  |  | 10104795 | Yes | DC-Coupled | PhotoVoltaic | 7.2 | 7.6
ESMASI-15892 |  |  | MA - SMART Program |  | 2022-10-10 | 2022-07-27 | Residential |  | Lithium Ion |  | Tesla | 0 | 0 | 13.5 | 5 | BM | Customer Bill Savings (e.g., Demand Charge Management, TOU Arbitrage) |  |  |  | 9994935 | Yes | AC-Coupled | PhotoVoltaic | 13.32 | 15
ESMASI-16682 |  |  | MA - SMART Program | Utility Connected Solutions DR Program | 2023-01-27 | 2022-08-16 | Residential |  | Lithium Ion |  | Tesla | 13.5 | 5 | 13.5 | 5 | BM | Customer Bill Savings (e.g., Demand Charge Management, TOU Arbitrage) | Peak Shaving/ Load Leveling |  |  | 10221060 | Yes | AC-Coupled | PhotoVoltaic | 11.2 | 12.6
ESMASI-15895 |  |  | MA - SMART Program | Net Metering | 2023-06-26 | 2022-07-27 | Residential |  | Lithium Ion |  | LG Chem | 9.8 | 5 | 9.8 | 5 | BM |  |  |  | Backup | 9995080 | Yes | DC-Coupled | PhotoVoltaic | 12.87 | 10
ESMASI-15909 |  |  |  |  | 2023-03-28 | 2022-07-28 | Residential |  | Lithium Ion |  | Other | 0 | 0 | 13 | 0 | BM |  |  |  |  | 10120622 | Yes | AC-Coupled | PhotoVoltaic | 8.5 | 7.68
ESMASI-20534 |  |  | MA - SMART Program |  | 2023-05-12 | 2022-11-10 | Residential |  | Lithium Ion |  | Other | 9.7 | 7.5 | 9.7 | 7.5 | BM | Reliability and Resiliency | Reliability and Resiliency |  |  | 11195083 | Yes | DC-Coupled | PhotoVoltaic | 6.96 | 7.6
ESMASI-16783 |  |  | MA - SMART Program |  | 2022-10-21 | 2022-08-18 | Residential |  | Lithium Ion |  | Tesla | 13.5 | 5 | 13.5 | 5 | BM | Customer Bill Savings (e.g., Demand Charge Management, TOU Arbitrage) | Peak Shaving/ Load Leveling |  |  | 6553577 | Yes | AC-Coupled | PhotoVoltaic | 8.69 | 7.6
ESMASI-16305 |  |  | MA - SMART Program | Utility Connected Solutions DR Program | 2023-03-20 | 2022-08-05 | Residential |  | Lithium Ion |  | Tesla | 13.5 | 5 | 13.5 | 5 | BM | Customer Bill Savings (e.g., Demand Charge Management, TOU Arbitrage) | Peak Shaving/ Load Leveling |  |  | 10027003 | Yes | AC-Coupled | PhotoVoltaic | 8.8 | 12.6
ESMASI-16037 |  |  |  |  | 2023-02-01 | 2022-08-01 | Residential |  | Lithium Ion |  | Other | 5 | 5 | 5 | 5 | BM |  |  |  |  | 9511239 | Yes | DC-Coupled | PhotoVoltaic | 13.77 | 10
ESMASI-15943 |  |  |  |  | 2023-01-25 | 2022-07-28 | Residential |  | Lithium Ion |  | Other | 5 | 5 | 5 | 5 | BM |  |  |  |  | 9677070 | Yes | DC-Coupled | PhotoVoltaic | 7.695 | 10
ESMASI-15952 |  |  |  |  | 2023-01-25 | 2022-07-28 | Residential |  | Lithium Ion |  | Other | 5 | 5 | 5 | 5 | BM |  |  |  |  | 9676303 | Yes | DC-Coupled | PhotoVoltaic | 14.615 | 10
ESMASI-16052 |  |  | MA - SMART Program |  | 2022-12-15 | 2022-08-01 | Residential |  | Lithium Ion |  | Enphase | 13.44 | 13.44 | 5.12 | 5.12 | BM | Customer Bill Savings (e.g., Demand Charge Management, TOU Arbitrage) | Self Generation |  |  | 10006005 | Yes | AC-Coupled | PhotoVoltaic | 4 | 8.12
ESMASI-16036 |  |  | MA - SMART Program | Connected Solutions | 2022-10-05 | 2022-07-31 | Residential |  | Lithium Ion |  | Tesla | 13.5 | 5 | 13.5 | 5 | BM | Customer Bill Savings (e.g., Demand Charge Management, TOU Arbitrage) | Peak Shaving/ Load Leveling |  |  | 8774526 | Yes | AC-Coupled | PhotoVoltaic | 9.2 | 7.6
ESMASI-16077 |  |  |  |  | 2023-03-31 | 2022-08-01 | Residential |  | Lithium Ion |  | Other | 18 | 9 | 18 | 9 | BM |  |  |  |  | 9993372 | Yes | DC-Coupled | PhotoVoltaic | 13.6 | 7.6
ESMASI-16075 |  |  |  |  | 2023-01-30 | 2022-08-01 | Residential |  | Lithium Ion |  | Enphase | 0 | 0 | 2.6 | 3.84 | BM |  |  |  |  | 9993507 | Yes | AC-Coupled | PhotoVoltaic | 9.72 | 11.04
ESMASI-16085 |  |  |  |  | 2022-12-16 | 2022-08-01 | Residential |  | Lithium Ion |  | Enphase | 16.8 | 16.8 | 6.4 | 6.4 | BM | Customer Bill Savings (e.g., Demand Charge Management, TOU Arbitrage) | Self Generation |  |  | 9983437 | Yes | AC-Coupled | PhotoVoltaic | 9.2 | 13.3
ESMASI-16112 |  |  | MA - Energy Efficiency/ DR Program |  | 2023-01-13 | 2022-08-02 | Residential |  | Lithium Ion |  | Tesla | 14 | 5 | 5 | 5 | BM |  |  |  |  | 9994673 | Yes | AC-Coupled | PhotoVoltaic | 2.8 | 8
ESMASI-16149 |  |  | MA - Energy Efficiency/ DR Program |  | 2023-03-02 | 2022-08-03 | Residential |  | Lithium Ion |  | Tesla | 0 | 0 | 13.5 | 5 | BM | Self Generation | Self Generation |  |  | 10056172 | Yes | AC-Coupled | PhotoVoltaic | 4.74 | 8.6
ESMASI-17061 |  |  | MA - SMART Program |  | 2023-03-08 | 2022-08-25 | Residential |  | Lithium Ion |  | Enphase | 20.1 | 7.68 | 20.1 | 7.68 | BM |  |  |  |  | 10325828 | Yes | AC-Coupled | PhotoVoltaic | 4.18 | 10.93
ESMASI-16326 |  |  | MA - SMART Program | Utility Connected Solutions DR Program | 2022-09-12 | 2022-08-06 | Residential |  | Lithium Ion |  | Tesla | 13.5 | 5 | 13.5 | 5 | BM | Customer Bill Savings (e.g., Demand Charge Management, TOU Arbitrage) | Peak Shaving/ Load Leveling |  |  | 8535772 | Yes | AC-Coupled | PhotoVoltaic | 8.8 | 12.6
ESMASI-16327 |  |  | MA - SMART Program | Utility Connected Solutions DR Program | 2023-01-25 | 2022-08-06 | Residential |  | Lithium Ion |  | Tesla | 13.5 | 5 | 13.5 | 5 | BM | Customer Bill Savings (e.g., Demand Charge Management, TOU Arbitrage) | Peak Shaving/ Load Leveling |  |  | 8788418 | Yes | AC-Coupled | PhotoVoltaic | 8.8 | 11.4
ESMASI-16328 |  |  | MA - SMART Program | Utility Connected Solutions DR Program | 2022-11-07 | 2022-08-06 | Residential |  | Lithium Ion |  | Tesla | 13.5 | 5 | 13.5 | 5 | BM | Customer Bill Savings (e.g., Demand Charge Management, TOU Arbitrage) | Peak Shaving/ Load Leveling |  |  | 7385328 | Yes | AC-Coupled | PhotoVoltaic | 11.2 | 7.6
ESMASI-16271 |  |  | MA - SMART Program |  | 2023-01-20 | 2022-08-05 | Residential |  | Lithium Ion |  | Enphase | 10.08 | 3.84 | 10.5 | 3.84 | BM | Reliability and Resiliency | Reliability and Resiliency |  |  | 10026995 | Yes | AC-Coupled | PhotoVoltaic | 8.1 | 9.84
ESMASI-16330 |  |  | MA - SMART Program | Utility Connected Solutions DR Program | 2022-10-03 | 2022-08-06 | Residential |  | Lithium Ion |  | Tesla | 13.5 | 5 | 13.5 | 5 | BM | Customer Bill Savings (e.g., Demand Charge Management, TOU Arbitrage) | Peak Shaving/ Load Leveling |  |  | 8775130 | Yes | AC-Coupled | PhotoVoltaic | 8.8 | 7.6
ESMASI-16398 |  |  | MA - SMART Program | Utility Connected Solutions DR Program | 2022-09-20 | 2022-08-09 | Residential |  | Lithium Ion |  | Tesla | 13.5 | 5 | 13.5 | 5 | BM | Customer Bill Savings (e.g., Demand Charge Management, TOU Arbitrage) | Peak Shaving/ Load Leveling |  |  | 8573036 | Yes | AC-Coupled | PhotoVoltaic | 8.8 | 7.6
ESMASI-16563 |  |  |  |  | 2023-11-30 | 2022-08-13 | Residential |  | Lead Acid |  | Other | 21 | 6 | 21 | 6 | BM | Reliability and Resiliency | Reliability and Resiliency |  |  | 10200717 | Yes | DC-Coupled | PhotoVoltaic | 0 | 0
ESMASI-16341 |  |  | MA - SMART Program |  | 2022-09-12 | 2022-08-08 | Residential |  | Lithium Ion |  | LG Chem | 16 | 7 | 16 | 7 | BM |  |  |  |  | 10104817 | Yes | DC-Coupled | PhotoVoltaic | 9.6 | 0
ESMASI-16439 |  |  | MA - SMART Program | Utility Connected Solutions DR Program | 2022-09-29 | 2022-08-10 | Residential |  | Lithium Ion |  | Tesla | 13.5 | 5 | 13.5 | 5 | BM | Customer Bill Savings (e.g., Demand Charge Management, TOU Arbitrage) | Peak Shaving/ Load Leveling |  |  | 8774749 | Yes | AC-Coupled | PhotoVoltaic | 8.8 | 7.6
ESMASI-17158 |  |  | MA - SMART Program | Connected Solutions | 2023-01-31 | 2022-08-29 | Residential |  | Lithium Ion |  | Tesla | 13.5 | 13.5 | 5 | 5 | BM | Reliability and Resiliency | Reliability and Resiliency |  |  | 10342020 | Yes | AC-Coupled | PhotoVoltaic | 6.66 | 10.31
ESMASI-17910 |  |  | MA - SMART Program | Utility Connected Solutions DR Program | 2023-02-17 | 2022-09-14 | Residential |  | Lithium Ion |  | Tesla | 13.5 | 5 | 13.5 | 5 | BM | Customer Bill Savings (e.g., Demand Charge Management, TOU Arbitrage) | Peak Shaving/ Load Leveling |  |  | 9328047 | Yes | AC-Coupled | PhotoVoltaic | 8.5 | 12.6
ESMASI-16484 |  |  |  |  | 2023-03-20 | 2022-08-11 | Residential |  | Lithium Ion |  | Tesla | 0 | 0 | 13.5 | 5.8 | BM |  |  |  |  | 10205312 | Yes | AC-Coupled | PhotoVoltaic | 11.6 | 14.5
ESMASI-16499 |  |  | MA - Energy Efficiency/ DR Program |  | 2023-02-09 | 2022-08-11 | Residential |  | Lithium Ion |  | Other | 18 | 9 | 18 | 9 | BM | Self Generation | Self Generation |  |  | 10205686 | Yes | DC-Coupled | PhotoVoltaic | 10 | 7.6
ESMASI-17787 |  |  | MA - SMART Program | Connected Solutions | 2023-03-07 | 2022-09-12 | Residential |  | Lithium Ion |  | Enphase | 7.68 | 7.68 | 7.68 | 7.68 | BM | Reliability and Resiliency | Reliability and Resiliency |  |  | 10503608 | Yes | AC-Coupled | PhotoVoltaic | 10.01 | 10.01
ESMASI-16509 |  |  |  | Utility Connected Solutions DR Program | 2023-02-08 | 2022-08-11 | Residential |  | Lithium Ion |  | Tesla | 13.5 | 5 | 13.5 | 5 | BM | Customer Bill Savings (e.g., Demand Charge Management, TOU Arbitrage) | Peak Shaving/ Load Leveling |  |  | 10200190 | Yes | AC-Coupled | PhotoVoltaic | 8.4 | 12.6
ESMASI-16522 |  |  | MA - SMART Program | Net Metering | 2023-01-12 | 2022-08-12 | Residential |  | Lithium Ion |  | Tesla | 0 | 0 | 13.5 | 5 | BM |  |  |  | Backup | 10112903 | Yes | AC-Coupled | PhotoVoltaic | 5.325 | 9
ESMASI-16542 |  |  | MA - SMART Program |  | 2023-03-17 | 2022-08-12 | Residential |  | Lithium Ion |  | Other | 9.7 | 5 | 9.7 | 5 | BM | Customer Bill Savings (e.g., Demand Charge Management, TOU Arbitrage) |  |  |  | 10206430 | Yes | DC-Coupled | PhotoVoltaic | 6 | 7.6
ESMASI-16839 |  |  |  |  | 2022-11-15 | 2022-08-19 | Residential |  | Lithium Ion |  | Tesla | 0 | 0 | 13.5 | 5 | BM |  |  |  |  | 10265189 | Yes | AC-Coupled | PhotoVoltaic | 7 | 12.6
ESMASI-16996 |  |  | MA - SMART Program | Utility Connected Solutions DR Program | 2023-02-02 | 2022-08-24 | Residential |  | Lithium Ion |  | Tesla | 13.5 | 5 | 13.5 | 5 | BM | Customer Bill Savings (e.g., Demand Charge Management, TOU Arbitrage) | Peak Shaving/ Load Leveling |  |  | 10312238 | Yes | AC-Coupled | PhotoVoltaic | 9.6 | 12.6
ESMASI-16981 |  |  |  |  | 2023-06-08 | 2022-08-24 | Residential |  | Lithium Ion |  | Tesla | 0 | 0 | 13.5 | 5 | BM |  |  |  |  | 10295500 | Yes | AC-Coupled | PhotoVoltaic | 10 | 15
ESMASI-16606 |  |  |  |  | 2023-04-03 | 2022-08-15 | Residential |  | Lithium Ion |  | Tesla | 0 | 0 | 0 | 0 | BM | Reliability and Resiliency | Reliability and Resiliency |  | back up power only, zero export | 10206328 | Yes | AC-Coupled | PhotoVoltaic | 8.91 | 7.26
ESMASI-16687 |  |  | MA - SMART Program | Utility Connected Solutions DR Program | 2023-03-17 | 2022-08-16 | Residential |  | Lithium Ion |  | Tesla | 13.5 | 5 | 13.5 | 5 | BM | Customer Bill Savings (e.g., Demand Charge Management, TOU Arbitrage) | Peak Shaving/ Load Leveling |  |  | 10223811 | Yes | AC-Coupled | PhotoVoltaic | 6.8 | 12.6
ESMASI-16634 |  |  | MA - SMART Program | Utility Connected Solutions DR Program | 2023-03-20 | 2022-08-16 | Residential |  | Lithium Ion |  | Tesla | 0 | 0 | 5 | 0 | BM | Customer Bill Savings (e.g., Demand Charge Management, TOU Arbitrage) | Peak Shaving/ Load Leveling |  |  | 10220903 | Yes | AC-Coupled | PhotoVoltaic | 7.2 | 7.6
ESMASI-17027 |  |  | MA - SMART Program | Utility Connected Solutions DR Program | 2023-05-12 | 2022-08-24 | Residential |  | Lithium Ion |  | Tesla | 13.5 | 5 | 13.5 | 5 | BM | Customer Bill Savings (e.g., Demand Charge Management, TOU Arbitrage) | Peak Shaving/ Load Leveling |  |  | 10328419 | Yes | AC-Coupled | PhotoVoltaic | 9.6 | 7.6
ESMASI-17123 |  | MA - DOER/ MassCEC Funded Projects | MA - SMART Program |  | 2023-01-13 | 2022-08-26 | Residential |  | Lithium Ion |  | Enphase | 13.44 | 4.56 | 13.44 | 5.12 | BM | Reliability and Resiliency | Reliability and Resiliency |  |  | 10327341 | Yes | AC-Coupled | PhotoVoltaic | 10.695 | 5.12
ESMASI-16665 |  |  | MA - SMART Program | Utility Connected Solutions DR Program | 2023-02-13 | 2022-08-16 | Residential |  | Lithium Ion |  | Tesla | 0 | 0 | 5 | 0 | BM | Customer Bill Savings (e.g., Demand Charge Management, TOU Arbitrage) | Peak Shaving/ Load Leveling |  |  | 10221683 | Yes | AC-Coupled | PhotoVoltaic | 4.8 | 7.6
ESMASI-16656 |  |  | MA - SMART Program | Net Metering | 2022-10-12 | 2022-08-16 | Residential |  | Lithium Ion |  | Tesla | 0 | 0 | 13.5 | 5 | BM |  |  |  | Backup | 4935248 | Yes | AC-Coupled | PhotoVoltaic | 8.82 | 13
ESMASI-16669 |  |  | MA - SMART Program | Net Metering | 2022-10-11 | 2022-08-16 | Residential |  | Lithium Ion |  | LG Chem | 9.8 | 5 | 9.8 | 5 | BM |  |  |  | Backup | 5783093 | Yes | DC-Coupled | PhotoVoltaic | 10.2 | 9.8
ESMASI-18591 |  |  | MA - SMART Program | Utility Connected Solutions DR Program | 2023-03-17 | 2022-09-30 | Residential |  | Lithium Ion |  | Tesla | 13.5 | 5 | 13.5 | 5 | BM | Customer Bill Savings (e.g., Demand Charge Management, TOU Arbitrage) | Peak Shaving/ Load Leveling |  |  | 10690099 | Yes | AC-Coupled | PhotoVoltaic | 12 | 11.4
ESMASI-17161 |  |  | MA - SMART Program | Utility Connected Solutions DR Program | 2022-11-02 | 2022-08-29 | Residential |  | Lithium Ion |  | Tesla | 0 | 0 | 5 | 0 | BM | Customer Bill Savings (e.g., Demand Charge Management, TOU Arbitrage) | Peak Shaving/ Load Leveling |  |  | 10341910 | Yes | AC-Coupled | PhotoVoltaic | 10 | 7.6
ESMASI-17020 |  |  |  |  | 2023-01-05 | 2022-08-24 | Residential |  | Lithium Ion |  | Enphase | 0 | 0 | 10.5 | 3.84 | BM | Customer Bill Savings (e.g., Demand Charge Management, TOU Arbitrage) |  |  |  | 10368442 | Yes | AC-Coupled | PhotoVoltaic | 11.2 | 12.14
ESMASI-17011 |  |  | MA - SMART Program | Utility Connected Solutions DR Program | 2023-03-30 | 2022-08-24 | Residential |  | Lithium Ion |  | Tesla | 0 | 0 | 5 | 0 | BM | Customer Bill Savings (e.g., Demand Charge Management, TOU Arbitrage) | Peak Shaving/ Load Leveling |  |  | 10328602 | Yes | AC-Coupled | PhotoVoltaic | 9.6 | 7.6
ESMASI-16984 |  |  | MA - SMART Program |  | 2023-02-07 | 2022-08-24 | Residential |  | Lithium Ion |  | Other | 10.08 | 10.08 | 5.7 | 5.7 | BM | Customer Bill Savings (e.g., Demand Charge Management, TOU Arbitrage) | Self Generation |  |  | 10397557 | Yes | AC-Coupled | PhotoVoltaic | 2.52 | 7.8
ESMASI-16822 |  |  | MA - SMART Program |  | 2023-01-23 | 2022-08-19 | Residential |  | Lithium Ion |  | Other | 19.4 | 15 | 19.4 | 15 | BM | Customer Bill Savings (e.g., Demand Charge Management, TOU Arbitrage) | Self Generation |  |  | 10424260 | Yes | DC-Coupled | PhotoVoltaic | 11.16 | 10
ESMASI-16850 |  |  | MA - SMART Program | Net Metering | 2022-09-12 | 2022-08-19 | Residential |  | Lithium Ion |  | LG Chem | 9.8 | 7 | 9.8 | 7 | BM |  |  |  | Backup | 10197915 | Yes | DC-Coupled | PhotoVoltaic | 8.5 | 7.6
ESMASI-16876 |  |  | MA - SMART Program | Net Metering | 2023-02-08 | 2022-08-22 | Residential |  | Lithium Ion |  | LG Chem | 9.8 | 5 | 9.8 | 5 | BM |  |  |  | Backup | 10289793 | Yes | DC-Coupled | PhotoVoltaic | 6.935 | 6
ESMASI-16879 |  |  | MA - Energy Efficiency/ DR Program |  | 2023-03-02 | 2022-08-22 | Residential |  | Lithium Ion |  | Tesla | 14 | 5 | 5 | 5 | BM | Reliability and Resiliency | Reliability and Resiliency |  |  | 10249124 | Yes | AC-Coupled | PhotoVoltaic | 5.6 | 10
ESMASI-16893 |  |  | MA - SMART Program | Net Metering | 2023-10-06 | 2022-08-22 | Residential |  | Lithium Ion |  | LG Chem | 9.8 | 5 | 9.8 | 5 | BM |  |  |  | Backup | 10276514 | Yes | DC-Coupled | PhotoVoltaic | 17.38 | 12
ESMASI-17429 |  |  | MA - SMART Program | Utility Connected Solutions DR Program | 2022-10-21 | 2022-09-02 | Residential |  | Lithium Ion |  | Tesla | 13.5 | 5 | 13.5 | 5 | BM | Customer Bill Savings (e.g., Demand Charge Management, TOU Arbitrage) | Peak Shaving/ Load Leveling |  |  | 8009060 | Yes | AC-Coupled | PhotoVoltaic | 6.4 | 7.6
ESMASI-18336 |  |  | MA - SMART Program | Utility Connected Solutions DR Program | 2023-06-26 | 2022-09-25 | Residential |  | Lithium Ion |  | Tesla | 13.5 | 5 | 13.5 | 5 | BM | Customer Bill Savings (e.g., Demand Charge Management, TOU Arbitrage) | Peak Shaving/ Load Leveling |  |  | 10607908 | Yes | AC-Coupled | PhotoVoltaic | 4.8 | 7.6
ESMASI-16959 |  |  |  | Simplified application, Net Metering Only | 2022-09-27 | 2022-08-23 | Residential |  | Lithium Ion |  | Other | 18 | 3 | 15.2 | 7.6 | BM |  |  |  |  | 9074218 | Yes | DC-Coupled | PhotoVoltaic | 11.6 | 8
ESMASI-17008 |  |  | MA - SMART Program |  | 2023-01-31 | 2022-08-24 | Residential |  | Lithium Ion |  | Enphase | 10.08 | 10.5 | 3.84 | 10.5 | BM |  |  |  |  | 10328645 | Yes | AC-Coupled | PhotoVoltaic | 11.34 | 9.588
ESMASI-16925 |  |  | MA - SMART Program | Net Metering | 2022-12-06 | 2022-08-23 | Residential |  | Lithium Ion |  | LG Chem | 9.8 | 9.8 | 5 | 5 | BM |  |  |  | Backup | 10249555 | Yes | AC-Coupled | PhotoVoltaic | 10.22 | 13
ESMASI-16924 |  |  | MA - SMART Program | Net Metering | 2022-12-13 | 2022-08-23 | Residential |  | Lithium Ion |  | LG Chem | 9.8 | 5 | 9.8 | 5 | BM |  |  |  | Backup | 10249454 | Yes | DC-Coupled | PhotoVoltaic | 14.91 | 11.4
ESMASI-16927 |  |  | MA - SMART Program | Net Metering | 2022-12-08 | 2022-08-23 | Residential |  | Lithium Ion |  | LG Chem | 9.8 | 7 | 9.8 | 7 | BM |  |  |  | Backup | 10235346 | Yes | DC-Coupled | PhotoVoltaic | 11.005 | 7.6
ESMASI-16949 |  |  | MA - SMART Program | Net Metering | 2022-09-30 | 2022-08-23 | Residential |  | Lithium Ion |  | LG Chem | 9.8 | 5 | 9.8 | 5 | BM |  |  |  | Backup | 10306104 | Yes | DC-Coupled | PhotoVoltaic | 6.615 | 6
ESMASI-19106 |  |  | MA - SMART Program | connected solution | 2022-12-22 | 2022-10-11 | Residential |  | Lithium Ion |  | Tesla | 13.5 | 5 | 13.5 | 5 | BM | Customer Bill Savings (e.g., Demand Charge Management, TOU Arbitrage) | Peak Shaving/ Load Leveling |  |  | 7889993 | Yes | AC-Coupled | PhotoVoltaic | 11.2 | 11.4
ESMASI-17987 |  |  |  |  | 2022-10-24 | 2022-09-16 | Residential |  | Lithium Ion |  | Tesla | 13.5 | 5 | 13.5 | 5 | BM |  |  |  |  | 8788076 | Yes | AC-Coupled | PhotoVoltaic | 8.8 | 7.6
ESMASI-17125 |  |  |  |  | 2023-10-26 | 2022-08-26 | Residential |  | Lithium Ion |  | Enphase | 21 | 7.68 | 21 | 7.68 | BM |  |  |  |  | 10327401 | Yes | AC-Coupled | PhotoVoltaic | 7.2 | 13.08
ESMASI-17186 |  |  | MA - SMART Program |  | 2023-03-03 | 2022-08-29 | Residential |  | Lithium Ion |  | Other | 17.2 | 17.2 | 10 | 10 | BM |  |  |  |  | 10341980 | Yes | DC-Coupled | PhotoVoltaic | 17.2 | 10
ESMASI-18515 |  |  | MA - SMART Program | Other - Utility Connected Solutions DR Program | 2022-12-09 | 2022-09-28 | Residential |  | Lithium Ion |  | Tesla | 13.5 | 5 | 13.5 | 5 | BM | Customer Bill Savings (e.g., Demand Charge Management, TOU Arbitrage) | Peak Shaving/ Load Leveling |  |  | 8775048 | Yes | AC-Coupled | PhotoVoltaic | 14.4 | 11.4
ESMASI-17426 |  |  | MA - SMART Program | Utility Connected Solutions DR Program | 2023-01-24 | 2022-09-02 | Residential |  | Lithium Ion |  | Tesla | 13.5 | 5 | 13.5 | 5 | BM | Customer Bill Savings (e.g., Demand Charge Management, TOU Arbitrage) | Reliability and Resiliency |  |  | 9188701 | Yes | AC-Coupled | PhotoVoltaic | 8 | 12.6
ESMASI-18196 |  |  | MA - SMART Program | connected solution | 2022-12-13 | 2022-09-21 | Residential |  | Lithium Ion |  | Tesla | 13.5 | 5 | 13.5 | 5 | BM | Customer Bill Savings (e.g., Demand Charge Management, TOU Arbitrage) | Peak Shaving/ Load Leveling |  |  | 8788349 | Yes | AC-Coupled | PhotoVoltaic | 8.8 | 7.6
ESMASI-17306 |  |  | MA - SMART Program | connected solution | 2022-10-14 | 2022-08-31 | Residential |  | Lithium Ion |  | Tesla | 13.5 | 5 | 13.5 | 5 | BM | Customer Bill Savings (e.g., Demand Charge Management, TOU Arbitrage) | Peak Shaving/ Load Leveling |  |  | 8774849 | Yes | AC-Coupled | PhotoVoltaic | 8.8 | 7.6
ESMASI-17534 |  |  | MA - SMART Program | Utility Connected Solutions DR Program | 2022-10-06 | 2022-09-06 | Residential |  | Lithium Ion |  | Tesla | 13.5 | 5 | 13.5 | 5 | BM | Customer Bill Savings (e.g., Demand Charge Management, TOU Arbitrage) | Peak Shaving/ Load Leveling |  |  | 10472699 | Yes | AC-Coupled | PhotoVoltaic | 12.4 | 12.6
ESMASI-17333 |  |  |  |  | 2022-12-15 | 2022-09-01 | Residential |  | Lithium Ion |  | Other | 13.44 | 13.44 | 7.62 | 7.62 | BM | Customer Bill Savings (e.g., Demand Charge Management, TOU Arbitrage) | Self Generation |  |  | 10784768 | Yes | AC-Coupled | PhotoVoltaic | 5.6 | 11.82
ESMASI-17334 |  |  |  |  | 2022-12-14 | 2022-09-01 | Residential |  | Lithium Ion |  | Other | 13.44 | 13.44 | 7.62 | 7.62 | BM | Customer Bill Savings (e.g., Demand Charge Management, TOU Arbitrage) | Self Generation |  |  | 10785314 | Yes | AC-Coupled | PhotoVoltaic | 5.6 | 11.82
ESMASI-17294 |  |  | MA - SMART Program | Utility Connected Solutions DR Program | 2023-01-24 | 2022-08-31 | Residential |  | Lithium Ion |  | Tesla | 13.5 | 5 | 13.5 | 5 | BM | Customer Bill Savings (e.g., Demand Charge Management, TOU Arbitrage) | Peak Shaving/ Load Leveling |  |  | 10370009 | Yes | AC-Coupled | PhotoVoltaic | 9.6 | 7.6
ESMASI-18274 |  |  | MA - SMART Program | connected solution | 2022-11-03 | 2022-09-23 | Residential |  | Lithium Ion |  | Tesla | 13.5 | 5 | 13.5 | 5 | BM | Customer Bill Savings (e.g., Demand Charge Management, TOU Arbitrage) | Peak Shaving/ Load Leveling |  |  | 8775203 | Yes | AC-Coupled | PhotoVoltaic | 8.8 | 7.6
ESMASI-17363 |  |  |  |  | 2023-04-04 | 2022-09-01 | Residential |  | Lithium Ion |  | Tesla | 0 | 0 | 11.6 | 5.8 | BM | Reliability and Resiliency | Reliability and Resiliency |  | back up power only, zero export | 10414561 | Yes | AC-Coupled | PhotoVoltaic | 0 | 5.8
ESMASI-17939 |  |  | MA - SMART Program |  | 2023-11-15 | 2022-09-15 | Residential |  | Lithium Ion |  | Tesla | 13.5 | 5 | 5 | 5 | BM | Self Generation | Self Generation |  |  | 10529053 | Yes | AC-Coupled | PhotoVoltaic | 4.8 | 8.8
ESMASI-17568 |  |  | MA - SMART Program | Utility Connected Solutions DR Program | 2023-03-14 | 2022-09-07 | Residential |  | Lithium Ion |  | Tesla | 13.5 | 5 | 13.5 | 5 | BM | Customer Bill Savings (e.g., Demand Charge Management, TOU Arbitrage) | Peak Shaving/ Load Leveling |  |  | 10470706 | Yes | AC-Coupled | PhotoVoltaic | 9.2 | 7.6
ESMASI-17432 |  |  | MA - SMART Program | Utility Connected Solutions DR Program | 2023-01-19 | 2022-09-02 | Residential |  | Lithium Ion |  | Tesla | 13.5 | 5 | 13.5 | 5 | BM | Customer Bill Savings (e.g., Demand Charge Management, TOU Arbitrage) | Peak Shaving/ Load Leveling |  |  | 10465989 | Yes | AC-Coupled | PhotoVoltaic | 7.6 | 7.6
ESMASI-17506 |  |  |  |  | 2023-09-01 | 2022-09-06 | Residential |  | Lithium Ion |  | Tesla | 13.5 | 5.8 | 13.5 | 5 | BM | Peak Shaving/ Load Leveling | Peak Shaving/ Load Leveling |  |  | 10455758 | Yes | AC-Coupled | PhotoVoltaic | 9.36 | 12.67
ESMASI-17465 |  |  | MA - SMART Program |  | 2022-12-01 | 2022-09-02 | Residential |  | Lithium Ion |  | Other | 9.7 | 5 | 9.7 | 5 | BM | Customer Bill Savings (e.g., Demand Charge Management, TOU Arbitrage) |  |  |  | 10428277 | Yes | DC-Coupled | PhotoVoltaic | 10.4 | 10
ESMASI-17508 |  |  |  |  | 2023-03-06 | 2022-09-06 | Residential |  | Lithium Ion |  | Other | 19.4 | 15 | 19.4 | 15 | BM | Customer Bill Savings (e.g., Demand Charge Management, TOU Arbitrage) | Self Generation |  |  | 10400771 | Yes | DC-Coupled | PhotoVoltaic | 10.08 | 10
ESMASI-17525 |  |  | MA - SMART Program |  | 2022-12-22 | 2022-09-06 | Residential |  | Lithium Ion |  | Other | 19.4 | 19.4 | 10 | 10 | BM | Customer Bill Savings (e.g., Demand Charge Management, TOU Arbitrage) | Self Generation |  |  | 10467972 | Yes | DC-Coupled | PhotoVoltaic | 16.56 | 10
ESMASI-17536 |  |  | MA - SMART Program | UTILITY DR PROGRAM | 2022-12-16 | 2022-09-06 | Residential |  | Lithium Ion |  | Tesla | 0 | 0 | 13.5 | 5 | BM | Customer Bill Savings (e.g., Demand Charge Management, TOU Arbitrage) | Peak Shaving/ Load Leveling |  |  | 10472706 | Yes | AC-Coupled | PhotoVoltaic | 5.6 | 12.6
ESMASI-17531 |  |  |  |  | 2023-03-14 | 2022-09-06 | Residential |  | Lithium Ion |  | Enphase | 3.36 | 3.36 | 3.36 | 3.36 | BM |  |  |  |  | 10472658 | Yes | AC-Coupled | PhotoVoltaic | 5.26 | 3.25
ESMASI-17551 |  |  | MA - Energy Efficiency/ DR Program |  | 2023-05-12 | 2022-09-07 | Residential |  | Lithium Ion |  | Tesla | 0 | 0 | 13.5 | 5 | BM | Self Generation | Self Generation |  |  | 10472233 | Yes | AC-Coupled | PhotoVoltaic | 3.4 | 5
ESMASI-18165 |  |  | MA - SMART Program |  |  | 2022-09-21 | Residential |  | Lithium Ion |  | LG Chem | 16 | 7 | 16 | 7 | BM |  |  |  |  | 10593332 | Yes | DC-Coupled | PhotoVoltaic | 13.125 | 0
ESMASI-17824 |  |  |  |  | 2022-09-29 | 2022-09-13 | Residential |  | Lithium Ion |  | Tesla | 13.5 | 5 | 13.5 | 5 | BM |  |  |  |  | 8775175 | Yes | AC-Coupled | PhotoVoltaic | 8.4 | 7.6
ESMASI-17838 |  |  | MA - SMART Program | Utility Connected Solutions DR Program | 2023-01-20 | 2022-09-13 | Residential |  | Lithium Ion |  | Tesla | 13.5 | 5 | 13.5 | 5 | BM | Customer Bill Savings (e.g., Demand Charge Management, TOU Arbitrage) | Peak Shaving/ Load Leveling |  |  | 10504438 | Yes | AC-Coupled | PhotoVoltaic | 9.6 | 7.6
ESMASI-18599 |  |  | MA - SMART Program | Utility Connected Solutions DR Program | 2023-05-22 | 2022-09-30 | Residential |  | Lithium Ion |  | Tesla | 0 | 0 | 13.5 | 7.6 | BM | Customer Bill Savings (e.g., Demand Charge Management, TOU Arbitrage) | Peak Shaving/ Load Leveling |  |  | 11713451 | Yes | AC-Coupled | PhotoVoltaic | 9.6 | 7.6
ESMASI-17709 |  |  | MA - SMART Program |  | 2023-02-08 | 2022-09-09 | Residential |  | Lithium Ion |  | Other | 19.4 | 15 | 19.4 | 15 | BM | Customer Bill Savings (e.g., Demand Charge Management, TOU Arbitrage) | Self Generation |  |  | 10529526 | Yes | DC-Coupled | PhotoVoltaic | 10 | 10
ESMASI-17866 |  |  | MA - SMART Program | Utility Connected Solutions DR Program | 2022-10-03 | 2022-09-14 | Residential |  | Lithium Ion |  | Tesla | 13.5 | 5 | 13.5 | 5 | BM | Customer Bill Savings (e.g., Demand Charge Management, TOU Arbitrage) | Peak Shaving/ Load Leveling |  |  | 8009136 | Yes | AC-Coupled | PhotoVoltaic | 12.8 | 7.6
ESMASI-17814 |  |  | MA - SMART Program |  | 2022-12-20 | 2022-09-13 | Residential |  | Lithium Ion |  | Other | 19.4 | 15 | 19.4 | 15 | BM | Customer Bill Savings (e.g., Demand Charge Management, TOU Arbitrage) | Self Generation |  |  | 10465815 | Yes | DC-Coupled | PhotoVoltaic | 7.92 | 10
ESMASI-17853 |  |  | MA - SMART Program |  | 2023-01-19 | 2022-09-13 | Residential |  | Lithium Ion |  | Other | 19.4 | 15 | 19.4 | 15 | BM | Customer Bill Savings (e.g., Demand Charge Management, TOU Arbitrage) | Self Generation |  |  | 10576095 | Yes | DC-Coupled | PhotoVoltaic | 13.6 | 10
ESMASI-17858 |  |  | MA - SMART Program | Net Metering | 2022-12-07 | 2022-09-13 | Residential |  | Lithium Ion |  | LG Chem | 9.8 | 7 | 9.8 | 7 | BM |  |  |  | Backup | 10448754 | Yes | DC-Coupled | PhotoVoltaic | 4.125 | 4
ESMASI-17993 |  |  | MA - SMART Program | Utility Connected Solutions DR Program | 2023-03-03 | 2022-09-16 | Residential |  | Lithium Ion |  | Tesla | 13.5 | 5 | 13.5 | 5 | BM | Customer Bill Savings (e.g., Demand Charge Management, TOU Arbitrage) | Peak Shaving/ Load Leveling |  |  | 10544072 | Yes | AC-Coupled | PhotoVoltaic | 8.8 | 7.6
ESMASI-17901 |  |  | MA - SMART Program | Utility Connected Solutions DR Program | 2022-12-20 | 2022-09-14 | Residential |  | Lithium Ion |  | Tesla | 13.5 | 5 | 13.5 | 5 | BM | Customer Bill Savings (e.g., Demand Charge Management, TOU Arbitrage) | Peak Shaving/ Load Leveling |  |  | 10518195 | Yes | AC-Coupled | PhotoVoltaic | 12 | 7.6
ESMASI-18459 |  |  | MA - SMART Program | Utility Connected Solutions DR Program | 2022-11-23 | 2022-09-27 | Residential |  | Lithium Ion |  | Tesla | 13.5 | 5 | 13.5 | 5 | BM | Customer Bill Savings (e.g., Demand Charge Management, TOU Arbitrage) | Peak Shaving/ Load Leveling |  |  | 8637602 | Yes | AC-Coupled | PhotoVoltaic | 8 | 7.6
ESMASI-17988 |  |  | MA - SMART Program | Utility Connected Solutions DR Program | 2022-12-20 | 2022-09-16 | Residential |  | Lithium Ion |  | Tesla | 13.5 | 5 | 13.5 | 5 | BM | Customer Bill Savings (e.g., Demand Charge Management, TOU Arbitrage) | Peak Shaving/ Load Leveling |  |  | 10543948 | Yes | AC-Coupled | PhotoVoltaic | 12 | 11.4
ESMASI-18047 |  |  | MA - SMART Program | Utility Connected Solutions DR Program | 2023-02-03 | 2022-09-19 | Residential |  | Lithium Ion |  | Tesla | 13.5 | 5 | 13.5 | 5 | BM | Customer Bill Savings (e.g., Demand Charge Management, TOU Arbitrage) | Peak Shaving/ Load Leveling |  |  | 10564923 | Yes | AC-Coupled | PhotoVoltaic | 7.6 | 7.6
ESMASI-18872 |  |  |  |  | 2023-04-04 | 2022-10-06 | Residential |  | Lithium Ion |  | Tesla | 13.5 | 5 | 13.5 | 5 | BM |  |  |  |  | 10794853 | Yes | AC-Coupled | PhotoVoltaic | 12 | 7.6
ESMASI-18025 |  |  | MA - SMART Program |  | 2023-03-04 | 2022-09-16 | Residential |  | Lithium Ion |  | Other | 19.4 | 15 | 19.4 | 15 | BM | Customer Bill Savings (e.g., Demand Charge Management, TOU Arbitrage) | Self Generation |  |  | 10591979 | Yes | DC-Coupled | PhotoVoltaic | 7.92 | 10
ESMASI-18067 |  |  | MA - SMART Program | Utility Connected Solutions DR Program | 2023-06-30 | 2022-09-19 | Residential |  | Lithium Ion |  | Tesla | 13.5 | 5 | 13.5 | 5 | BM | Customer Bill Savings (e.g., Demand Charge Management, TOU Arbitrage) | Peak Shaving/ Load Leveling |  |  | 10565014 | Yes | AC-Coupled | PhotoVoltaic | 14.4 | 11.4
ESMASI-18099 |  |  | MA - SMART Program | Utility Connected Solutions DR Program | 2023-03-10 | 2022-09-20 | Residential |  | Lithium Ion |  | Tesla | 13.5 | 5 | 13.5 | 5 | BM | Customer Bill Savings (e.g., Demand Charge Management, TOU Arbitrage) | Peak Shaving/ Load Leveling |  |  | 10564043 | Yes | AC-Coupled | PhotoVoltaic | 13.2 | 11.4
ESMASI-18106 |  |  | MA - SMART Program | Utility Connected Solutions DR Program | 2023-01-18 | 2022-09-20 | Residential |  | Lithium Ion |  | Tesla | 13.5 | 5 | 13.5 | 5 | BM | Customer Bill Savings (e.g., Demand Charge Management, TOU Arbitrage) | Peak Shaving/ Load Leveling |  |  | 8945220 | Yes | AC-Coupled | PhotoVoltaic | 6.4 | 12.6
ESMASI-18210 |  |  | MA - SMART Program |  | 2023-04-14 | 2022-09-22 | Residential |  | Lithium Ion |  | Tesla | 0 | 0 | 13.5 | 5 | BM | Self Generation | Self Generation |  |  | 10579142 | Yes | AC-Coupled | PhotoVoltaic | 10.8 | 13.1
ESMASI-19239 |  |  | MA - SMART Program | Utility Connected Solutions DR Program | 2023-03-23 | 2022-10-13 | Residential |  | Lithium Ion |  | Tesla | 13.5 | 5 | 13.5 | 5 | BM | Customer Bill Savings (e.g., Demand Charge Management, TOU Arbitrage) | Peak Shaving/ Load Leveling |  |  | 10793724 | Yes | AC-Coupled | PhotoVoltaic | 10 | 7.6
ESMASI-18477 |  |  | MA - SMART Program |  | 2023-03-08 | 2022-09-28 | Residential |  | Lithium Ion |  | Tesla | 0 | 5 | 5 | 5 | BM |  |  |  |  | 10662434 | Yes | AC-Coupled | PhotoVoltaic | 10.4 | 12.6
ESMASI-18225 |  |  | MA - SMART Program | Utility Connected Solutions DR Program | 2023-01-27 | 2022-09-22 | Residential |  | Lithium Ion |  | Tesla | 13.5 | 5 | 13.5 | 5 | BM | Customer Bill Savings (e.g., Demand Charge Management, TOU Arbitrage) | Peak Shaving/ Load Leveling |  |  | 10578275 | Yes | AC-Coupled | PhotoVoltaic | 12.41 | 11.4
ESMASI-18233 |  |  |  |  | 2023-02-08 | 2022-09-22 | Residential |  | Lithium Ion |  | Tesla | 14 | 5 | 13.5 | 5 | BM |  |  |  |  | 10608352 | Yes | AC-Coupled | PhotoVoltaic | 0 | 5
ESMASI-18344 |  |  | MA - SMART Program | Connected Solutions Demand Response | 2022-11-01 | 2022-09-26 | Residential |  | Lithium Ion |  | Tesla | 13.5 | 5 | 13.5 | 5 | BM | Customer Bill Savings (e.g., Demand Charge Management, TOU Arbitrage) | Peak Shaving/ Load Leveling |  |  | 8758683 | Yes | AC-Coupled | PhotoVoltaic | 12.8 | 7.6
ESMASI-18325 |  |  | MA - SMART Program | Utility Connected Solutions DR Program | 2022-12-09 | 2022-09-23 | Residential |  | Lithium Ion |  | Tesla | 13.5 | 5 | 13.5 | 5 | BM | Customer Bill Savings (e.g., Demand Charge Management, TOU Arbitrage) | Peak Shaving/ Load Leveling |  |  | 10608583 | Yes | AC-Coupled | PhotoVoltaic | 12.8 | 7.6
ESMASI-18337 |  |  | MA - SMART Program | Utility Connected Solutions DR Program | 2022-10-20 | 2022-09-25 | Residential |  | Lithium Ion |  | Tesla | 13.5 | 5 | 13.5 | 5 | BM | Customer Bill Savings (e.g., Demand Charge Management, TOU Arbitrage) | Peak Shaving/ Load Leveling |  |  | 7985170 | Yes | AC-Coupled | PhotoVoltaic | 9.6 | 12.6
ESMASI-18382 |  |  | MA - Energy Efficiency/ DR Program |  | 2023-02-15 | 2022-09-26 | Residential |  | Lithium Ion |  | Other | 19.4 | 15 | 19.4 | 15 | BM | Customer Bill Savings (e.g., Demand Charge Management, TOU Arbitrage) | Reliability and Resiliency |  |  | 10657502 | Yes | DC-Coupled | PhotoVoltaic | 15.2 | 10
ESMASI-18379 |  |  | MA - SMART Program | Net Metering | 2022-11-15 | 2022-09-26 | Residential |  | Lithium Ion |  | LG Chem | 9.8 | 5 | 9.8 | 5 | BM |  |  |  | Backup | 6292624 | Yes | DC-Coupled | PhotoVoltaic | 8.5 | 7.6
ESMASI-18448 |  |  | MA - SMART Program |  | 2023-05-03 | 2022-09-27 | Residential |  | Lithium Ion |  | Other | 9.7 | 5 | 9.7 | 5 | BM | Customer Bill Savings (e.g., Demand Charge Management, TOU Arbitrage) |  |  |  | 10659025 | Yes | DC-Coupled | PhotoVoltaic | 14.4 | 10
ESMASI-18451 |  |  | MA - SMART Program |  | 2023-03-30 | 2022-09-27 | Residential |  | Lithium Ion |  | Other | 9.7 | 5 | 9.7 | 5 | BM | Customer Bill Savings (e.g., Demand Charge Management, TOU Arbitrage) |  |  |  | 10658936 | Yes | DC-Coupled | PhotoVoltaic | 14.8 | 10
ESMASI-18452 |  |  | MA - Energy Efficiency/ DR Program |  | 2023-05-09 | 2022-09-27 | Residential |  | Lithium Ion |  | Other | 9.7 | 5 | 9.7 | 5 | BM | Customer Bill Savings (e.g., Demand Charge Management, TOU Arbitrage) | Reliability and Resiliency |  |  | 10621662 | Yes | DC-Coupled | PhotoVoltaic | 5.6 | 6
ESMASI-18471 |  |  |  | None - Not Applying for MA Smart or any other program | 2022-12-02 | 2022-09-28 | Residential |  | Lithium Ion |  | Other | 18 | 3 | 15.2 | 7.6 | BM |  |  |  |  | 10658549 | Yes | DC-Coupled | PhotoVoltaic | 10.8 | 8
ESMASI-18493 |  |  | MA - SMART Program |  | 2023-06-21 | 2022-09-28 | Residential |  | Lithium Ion |  | Other | 13 | 6 | 13 | 6 | BM |  |  |  |  | 10659483 | Yes | AC-Coupled | PhotoVoltaic | 11.9 | 10.752
ESMASI-18510 |  |  | MA - SMART Program | Net Metering | 2022-12-02 | 2022-09-28 | Residential |  | Lithium Ion |  | LG Chem | 9.8 | 5 | 9.8 | 5 | BM |  |  |  | Backup | 10658274 | Yes | DC-Coupled | PhotoVoltaic | 11.36 | 10
ESMASI-18540 |  |  | MA - SMART Program | Utility Connected Solutions DR Program | 2023-05-03 | 2022-09-29 | Residential |  | Lithium Ion |  | Tesla | 0 | 0 | 13.5 | 5 | BM | Customer Bill Savings (e.g., Demand Charge Management, TOU Arbitrage) | Peak Shaving/ Load Leveling |  |  | 10659929 | Yes | AC-Coupled | PhotoVoltaic | 7.2 | 12.6
ESMASI-19483 |  |  | MA - SMART Program | Utility Connected Solutions DR Program | 2023-01-20 | 2022-10-19 | Residential |  | Lithium Ion |  | Tesla | 27 | 10 | 27 | 10 | BM | Customer Bill Savings (e.g., Demand Charge Management, TOU Arbitrage) | Peak Shaving/ Load Leveling |  |  | 10949327 | Yes | AC-Coupled | PhotoVoltaic | 12 | 11.4
ESMASI-18589 |  |  | MA - SMART Program | Utility Connected Solutions DR Program | 2022-12-09 | 2022-09-30 | Residential |  | Lithium Ion |  | Tesla | 13.5 | 5 | 13.5 | 5 | BM | Customer Bill Savings (e.g., Demand Charge Management, TOU Arbitrage) | Peak Shaving/ Load Leveling |  |  | 10690203 | Yes | AC-Coupled | PhotoVoltaic | 9.6 | 7.6
ESMASI-18866 |  |  | MA - SMART Program | Connected Solutions | 2022-12-16 | 2022-10-05 | Residential |  | Lithium Ion |  | SimpliFi | 15.2 | 9 | 15.2 | 9 | BM | Reliability and Resiliency | Reliability and Resiliency |  | Grid backup | 10795036 | Yes | AC-Coupled | PhotoVoltaic | 6 | 15
ESMASI-19134 |  |  | MA - SMART Program | Utility Connected Solutions DR Program | 2023-03-03 | 2022-10-11 | Residential |  | Lithium Ion |  | Tesla | 13.5 | 5 | 13.5 | 5 | BM | Customer Bill Savings (e.g., Demand Charge Management, TOU Arbitrage) | Peak Shaving/ Load Leveling |  |  | 10805831 | Yes | AC-Coupled | PhotoVoltaic | 8.4 | 7.6
ESMASI-19558 |  |  |  |  | 2023-02-01 | 2022-10-20 | Residential |  | Lithium Ion |  | Tesla | 0 | 0 | 14 | 7 | BM | Customer Bill Savings (e.g., Demand Charge Management, TOU Arbitrage) |  |  |  | 11040767 | Yes | AC-Coupled | PhotoVoltaic | 0 | 7
ESMASI-18686 |  |  | MA - SMART Program | Connected Solutions Demand Response | 2022-12-02 | 2022-10-03 | Residential |  | Lithium Ion |  | Tesla | 13.5 | 5 | 13.5 | 5 | BM | Customer Bill Savings (e.g., Demand Charge Management, TOU Arbitrage) | Peak Shaving/ Load Leveling |  |  | 7328631 | Yes | AC-Coupled | PhotoVoltaic | 10 | 12.6
ESMASI-18669 |  |  | MA - SMART Program |  | 2023-09-25 | 2022-10-01 | Residential |  | Lithium Ion |  | Tesla | 13.5 | 7 | 13.5 | 5 | BM | Peak Shaving/ Load Leveling | Peak Shaving/ Load Leveling |  |  | 10691198 | Yes | AC-Coupled | PhotoVoltaic | 11.2 | 12.6
ESMASI-18679 |  |  | MA - SMART Program |  | 2023-03-22 | 2022-10-03 | Residential |  | Lithium Ion |  | Other | 19.4 | 15 | 19.4 | 15 | BM | Customer Bill Savings (e.g., Demand Charge Management, TOU Arbitrage) | Self Generation |  |  | 10753518 | Yes | DC-Coupled | PhotoVoltaic | 12.6 | 10
ESMASI-18705 |  |  |  |  | 2023-06-08 | 2022-10-03 | Residential |  | Lithium Ion |  | Tesla | 13.5 | 5 | 13.5 | 5 | BM |  |  |  |  | 10741764 | Yes | AC-Coupled | PhotoVoltaic | 0 | 5
ESMASI-18941 |  |  | MA - SMART Program | Utility Connected Solutions DR Program | 2023-03-02 | 2022-10-07 | Residential |  | Lithium Ion |  | Tesla | 13.5 | 5 | 13.5 | 5 | BM | Customer Bill Savings (e.g., Demand Charge Management, TOU Arbitrage) | Peak Shaving/ Load Leveling |  |  | 10796863 | Yes | AC-Coupled | PhotoVoltaic | 5.2 | 12.6
ESMASI-18708 |  |  | MA - SMART Program | Net Metering | 2023-05-18 | 2022-10-03 | Residential |  | Lithium Ion |  | LG Chem | 9.8 | 5 | 9.8 | 5 | BM |  |  |  | Backup | 10739393 | Yes | DC-Coupled | PhotoVoltaic | 17.395 | 12
ESMASI-18768 |  |  | MA - SMART Program |  | 2023-01-09 | 2022-10-04 | Residential |  | Lithium Ion |  | Other | 18 | 9 | 18 | 9 | BM | Self Generation | Self Generation |  |  | 10755877 | Yes | DC-Coupled | PhotoVoltaic | 13.2 | 7.6
ESMASI-18783 |  |  | MA - SMART Program |  | 2023-03-08 | 2022-10-04 | Residential |  | Lithium Ion |  | Other | 19.4 | 15 | 19.4 | 15 | BM | Customer Bill Savings (e.g., Demand Charge Management, TOU Arbitrage) | Self Generation |  |  | 10844067 | Yes | DC-Coupled | PhotoVoltaic | 14.235 | 10
ESMASI-19917 |  |  |  | Utility Connected Solutions DR Program | 2023-02-03 | 2022-10-27 | Residential |  | Lithium Ion |  | Tesla | 13.5 | 5 | 13.5 | 5 | BM | Customer Bill Savings (e.g., Demand Charge Management, TOU Arbitrage) | Peak Shaving/ Load Leveling |  |  | 11098688 | Yes | AC-Coupled | PhotoVoltaic | 5.6 | 12.6
ESMASI-18849 |  |  | MA - SMART Program |  | 2023-06-09 | 2022-10-05 | Residential |  | Lithium Ion |  | Other | 19.4 | 15 | 19.4 | 15 | BM | Customer Bill Savings (e.g., Demand Charge Management, TOU Arbitrage) | Self Generation |  |  | 10825645 | Yes | DC-Coupled | PhotoVoltaic | 9.49 | 10
ESMASI-19142 |  |  |  |  | 2023-08-14 | 2022-10-12 | Residential |  | Lithium Ion |  | Tesla | 13.5 | 5 | 13.5 | 5 | BM |  |  |  |  | 9995116 | Yes | AC-Coupled | PhotoVoltaic | 9.6 | 7.6
ESMASI-18873 |  |  | MA - SMART Program | Utility Connected Solutions DR Program | 2023-03-10 | 2022-10-06 | Residential |  | Lithium Ion |  | Tesla | 13.5 | 5 | 13.5 | 5 | BM | Customer Bill Savings (e.g., Demand Charge Management, TOU Arbitrage) | Peak Shaving/ Load Leveling |  |  | 10794827 | Yes | AC-Coupled | PhotoVoltaic | 12 | 7.6
ESMASI-18954 |  |  |  | None - Not Applying for MA Smart or any other program | 2023-04-20 | 2022-10-07 | Residential |  | Lithium Ion |  | Other | 18 | 3 | 15.2 | 7.6 | BM |  |  |  |  | 10796974 | Yes | DC-Coupled | PhotoVoltaic | 4.8 | 8
ESMASI-18976 |  |  | MA - Energy Efficiency/ DR Program |  | 2023-04-18 | 2022-10-07 | Residential |  | Lithium Ion |  | Other | 19.4 | 15 | 19.4 | 15 | BM | Customer Bill Savings (e.g., Demand Charge Management, TOU Arbitrage) | Reliability and Resiliency |  |  | 10774855 | Yes | DC-Coupled | PhotoVoltaic | 15.2 | 10
ESMASI-19212 |  |  | MA - SMART Program | Utility Connected Solutions DR Program | 2023-03-01 | 2022-10-13 | Residential |  | Lithium Ion |  | Tesla | 13.5 | 5 | 13.5 | 5 | BM | Customer Bill Savings (e.g., Demand Charge Management, TOU Arbitrage) | Peak Shaving/ Load Leveling |  |  | 10795309 | Yes | AC-Coupled | PhotoVoltaic | 10 | 12.6
ESMASI-19958 |  |  | MA - SMART Program | Utility Connected Solutions DR Program | 2023-12-13 | 2022-10-28 | Residential |  | Lithium Ion |  | Tesla | 13.5 | 5 | 13.5 | 5 | BM | Customer Bill Savings (e.g., Demand Charge Management, TOU Arbitrage) | Peak Shaving/ Load Leveling |  |  | 11110645 | Yes | AC-Coupled | PhotoVoltaic | 5.2 | 7.6
ESMASI-19273 |  | MA - DOER/ MassCEC Funded Projects | MA - SMART Program | Utility DR Program | 2023-05-03 | 2022-10-14 | Residential |  | Lithium Ion |  | Tesla | 0 | 0 | 13.5 | 5 | BM | Self Generation | Self Generation |  | Utility DR Program | 10944567 | Yes | AC-Coupled | PhotoVoltaic | 0 | 8.8
ESMASI-19413 |  |  | MA - SMART Program | Utility Connected Solutions DR Program | 2023-05-12 | 2022-10-18 | Residential |  | Lithium Ion |  | Tesla | 13.5 | 5 | 13.5 | 5 | BM | Customer Bill Savings (e.g., Demand Charge Management, TOU Arbitrage) | Peak Shaving/ Load Leveling |  |  | 10883353 | Yes | AC-Coupled | PhotoVoltaic | 6.8 | 7.6
ESMASI-19930 |  |  | MA - SMART Program | Utility Connected Solutions DR Program | 2023-01-04 | 2022-10-28 | Residential |  | Lithium Ion |  | Tesla | 13.5 | 5 | 13.5 | 5 | BM | Customer Bill Savings (e.g., Demand Charge Management, TOU Arbitrage) | Peak Shaving/ Load Leveling |  |  | 8859514 | Yes | AC-Coupled | PhotoVoltaic | 12.4 | 12.6
ESMASI-19765 |  | ISO Markets | MA - SMART Program |  | 2023-11-17 | 2022-10-25 | Residential |  | Lithium Ion |  | Enphase | 0 | 0 | 6.4 | 6.4 | BM | Reliability and Resiliency | Reliability and Resiliency |  |  | 11024696 | Yes | AC-Coupled | PhotoVoltaic | 7.2 | 12.98
ESMASI-19188 |  |  |  | back up power | 2023-02-07 | 2022-10-12 | Residential |  | Lithium Ion |  | Enphase | 0 | 0 | 5.2 | 5.12 | BM | Reliability and Resiliency | Reliability and Resiliency |  |  | 10885125 | Yes | AC-Coupled | PhotoVoltaic | 0 | 5.12
ESMASI-19210 |  |  | MA - SMART Program | Utility Connected Solutions DR Program | 2023-03-17 | 2022-10-13 | Residential |  | Lithium Ion |  | Tesla | 13.5 | 5 | 13.5 | 5 | BM | Customer Bill Savings (e.g., Demand Charge Management, TOU Arbitrage) | Peak Shaving/ Load Leveling |  |  | 10819947 | Yes | AC-Coupled | PhotoVoltaic | 7.6 | 12.6
ESMASI-19907 |  |  | MA - SMART Program | Utility Connected Solutions DR Program | 2023-03-03 | 2022-10-27 | Residential |  | Lithium Ion |  | Tesla | 0 | 0 | 27 | 3.08 | BM | Customer Bill Savings (e.g., Demand Charge Management, TOU Arbitrage) | Peak Shaving/ Load Leveling |  |  | 11089038 | Yes | AC-Coupled | PhotoVoltaic | 16 | 14.48
ESMASI-19295 |  |  | MA - SMART Program |  | 2022-12-12 | 2022-10-14 | Residential |  | Lithium Ion |  | Tesla | 0 | 0 | 13.5 | 5 | BM | Customer Bill Savings (e.g., Demand Charge Management, TOU Arbitrage) | Peak Shaving/ Load Leveling |  |  | 10944498 | Yes | AC-Coupled | PhotoVoltaic | 3.85 | 8.465
ESMASI-19245 |  |  | MA - SMART Program |  | 2023-07-25 | 2022-10-13 | Residential |  | Lithium Ion |  | Other | 13 | 0 | 6 | 6 | BM | Self Generation | Self Generation |  |  | 10794049 | Yes | AC-Coupled | PhotoVoltaic | 9.775 | 14.8
ESMASI-19243 |  |  |  |  | 2023-03-08 | 2022-10-13 | Residential |  | Lithium Ion |  | Enphase | 3.36 | 3.36 | 3.36 | 3.36 | BM |  |  |  |  | 10793895 | Yes | AC-Coupled | PhotoVoltaic | 6.21 | 7.61
ESMASI-19301 |  |  |  |  | 2023-02-07 | 2022-10-14 | Residential |  | Lithium Ion |  | Tesla | 0 | 0 | 0 | 0 | BM | Reliability and Resiliency | Reliability and Resiliency |  | back up power only, zero export | 10943973 | Yes | AC-Coupled | PhotoVoltaic | 11.34 | 8.4
ESMASI-19303 |  |  |  |  | 2023-10-02 | 2022-10-14 | Residential |  | Lithium Ion |  | Tesla | 0 | 0 | 0 | 0 | BM | Reliability and Resiliency | Reliability and Resiliency |  | back up power only, zero export | 10944031 | Yes | AC-Coupled | PhotoVoltaic | 0 | 0
ESMASI-19322 |  |  | MA - SMART Program | Net Metering | 2023-02-28 | 2022-10-14 | Residential |  | Lithium Ion |  | LG Chem | 9.8 | 5 | 9.8 | 5 | BM |  |  |  | Backup | 10875541 | Yes | DC-Coupled | PhotoVoltaic | 8.58 | 6
ESMASI-19770 |  |  | MA - SMART Program | Utility Connected Solutions DR Program | 2023-03-14 | 2022-10-25 | Residential |  | Lithium Ion |  | Tesla | 13.5 | 5 | 13.5 | 5 | BM | Customer Bill Savings (e.g., Demand Charge Management, TOU Arbitrage) | Peak Shaving/ Load Leveling |  |  | 11029391 | Yes | AC-Coupled | PhotoVoltaic | 9.6 | 12.6
ESMASI-19772 |  |  | MA - SMART Program | Utility Connected Solutions DR Program | 2023-03-09 | 2022-10-25 | Residential |  | Lithium Ion |  | Tesla | 13.5 | 5 | 13.5 | 5 | BM | Customer Bill Savings (e.g., Demand Charge Management, TOU Arbitrage) | Peak Shaving/ Load Leveling |  |  | 11029675 | Yes | AC-Coupled | PhotoVoltaic | 6.8 | 7.6
ESMASI-19375 |  |  | MA - Energy Efficiency/ DR Program |  | 2023-06-06 | 2022-10-17 | Residential |  | Lithium Ion |  | Tesla | 0 | 0 | 13.5 | 5 | BM | Self Generation | Self Generation |  |  | 10894814 | Yes | AC-Coupled | PhotoVoltaic | 11.6 | 13.7
ESMASI-20062 |  |  | MA - SMART Program |  | 2023-07-27 | 2022-11-01 | Residential |  | Lithium Ion |  | Tesla | 13.5 | 5 | 13.5 | 5 | BM | Customer Bill Savings (e.g., Demand Charge Management, TOU Arbitrage) | Peak Shaving/ Load Leveling |  |  | 11114804 | Yes | AC-Coupled | PhotoVoltaic | 9.2 | 7.6
ESMASI-19406 |  |  | MA - SMART Program | Utility Connected Solutions DR Program | 2023-04-18 | 2022-10-18 | Residential |  | Lithium Ion |  | Tesla | 0 | 0 | 13.5 | 7.6 | BM | Customer Bill Savings (e.g., Demand Charge Management, TOU Arbitrage) | Peak Shaving/ Load Leveling |  |  | 11713475 | Yes | AC-Coupled | PhotoVoltaic | 11.6 | 7.6
ESMASI-20750 |  |  | MA - Energy Efficiency/ DR Program |  | 2023-03-03 | 2022-11-16 | Residential |  | Lithium Ion |  | sonnenBacterie | 8 | 8 | 8 | 8 | BM | Reliability and Resiliency | Reliability and Resiliency |  |  | n/a | Yes | AC-Coupled | PhotoVoltaic | 0 | 8
ESMASI-19450 |  |  |  |  | 2023-06-12 | 2022-10-18 | Residential |  | Lithium Ion |  | Tesla | 13.5 | 5 | 13.5 | 5 | BM |  |  |  |  | 10975680 | Yes | AC-Coupled | PhotoVoltaic | 0 | 5
ESMASI-19485 |  |  | MA - SMART Program | Utility Connected Solutions DR Program | 2023-03-20 | 2022-10-19 | Residential |  | Lithium Ion |  | Tesla | 13.5 | 5 | 13.5 | 5 | BM | Customer Bill Savings (e.g., Demand Charge Management, TOU Arbitrage) | Peak Shaving/ Load Leveling |  |  | 10949514 | Yes | AC-Coupled | PhotoVoltaic | 9.6 | 7.6
ESMASI-19488 |  |  | MA - Energy Efficiency/ DR Program |  | 2023-09-22 | 2022-10-19 | Residential |  | Lithium Ion |  | Tesla | 14 | 5 | 5 | 5 | BM | Reliability and Resiliency | Reliability and Resiliency |  |  | 10959643 | Yes | AC-Coupled | PhotoVoltaic | 13.2 | 15
ESMASI-19541 |  |  | MA - SMART Program | Utility Connected Solutions DR Program | 2023-05-03 | 2022-10-20 | Residential |  | Lithium Ion |  | Tesla | 13.5 | 5 | 13.5 | 5 | BM | Customer Bill Savings (e.g., Demand Charge Management, TOU Arbitrage) | Peak Shaving/ Load Leveling |  |  | 11052016 | Yes | AC-Coupled | PhotoVoltaic | 9.6 | 7.6
ESMASI-19687 |  |  | MA - SMART Program | Net Metering | 2023-01-24 | 2022-10-24 | Residential |  | Lithium Ion |  | LG Chem | 9.8 | 5 | 9.8 | 5 | BM |  |  |  | Backup | 11023698 | Yes | DC-Coupled | PhotoVoltaic | 5.4 | 3.8
ESMASI-19737 |  |  | MA - SMART Program | Utility Connected Solutions DR Program | 2023-09-08 | 2022-10-25 | Residential |  | Lithium Ion |  | Tesla | 0 | 0 | 13.5 | 7.6 | BM | Customer Bill Savings (e.g., Demand Charge Management, TOU Arbitrage) | Peak Shaving/ Load Leveling |  |  | 11832649 | Yes | AC-Coupled | PhotoVoltaic | 8.5 | 7.6
ESMASI-19705 |  |  | MA - SMART Program | Utility Connected Solutions DR Program | 2023-08-11 | 2022-10-24 | Residential |  | Lithium Ion |  | Tesla | 13.5 | 5 | 13.5 | 5 | BM | Customer Bill Savings (e.g., Demand Charge Management, TOU Arbitrage) | Peak Shaving/ Load Leveling |  |  | 11024292 | Yes | AC-Coupled | PhotoVoltaic | 7.2 | 7.6
ESMASI-19711 |  |  | MA - SMART Program |  | 2023-01-26 | 2022-10-24 | Residential |  | Lithium Ion |  | LG Chem | 16 | 7 | 16 | 7 | BM | Customer Bill Savings (e.g., Demand Charge Management, TOU Arbitrage) | Reliability and Resiliency |  |  | 11056461 | Yes | DC-Coupled | PhotoVoltaic | 14.96 | 7.6
ESMASI-19719 |  |  | MA - SMART Program | Utility Connected Solutions DR Program | 2023-04-26 | 2022-10-24 | Residential |  | Lithium Ion |  | Tesla | 13.5 | 5 | 13.5 | 5 | BM | Customer Bill Savings (e.g., Demand Charge Management, TOU Arbitrage) | Peak Shaving/ Load Leveling |  |  | 11024434 | Yes | AC-Coupled | PhotoVoltaic | 12 | 7.6
ESMASI-19777 |  |  | MA - SMART Program | Utility Connected Solutions DR Program | 2023-06-14 | 2022-10-25 | Residential |  | Lithium Ion |  | Tesla | 13.5 | 5 | 13.5 | 5 | BM | Customer Bill Savings (e.g., Demand Charge Management, TOU Arbitrage) | Peak Shaving/ Load Leveling |  |  | 11030239 | Yes | AC-Coupled | PhotoVoltaic | 10.944 | 12.6
ESMASI-19758 |  |  | MA - SMART Program | Utility Connected Solutions DR Program | 2023-02-28 | 2022-10-25 | Residential |  | Lithium Ion |  | Tesla | 13.5 | 5 | 13.5 | 5 | BM | Customer Bill Savings (e.g., Demand Charge Management, TOU Arbitrage) | Peak Shaving/ Load Leveling |  |  | 11061649 | Yes | AC-Coupled | PhotoVoltaic | 6 | 7.6
ESMASI-19814 |  |  | MA - SMART Program | Utility Connected Solutions DR Program | 2023-12-12 | 2022-10-26 | Residential |  | Lithium Ion |  | Tesla | 13.5 | 5 | 13.5 | 5 | BM | Customer Bill Savings (e.g., Demand Charge Management, TOU Arbitrage) | Peak Shaving/ Load Leveling |  |  | 11034447 | Yes | AC-Coupled | PhotoVoltaic | 9.6 | 7.6
ESMASI-19771 |  |  | MA - Energy Efficiency/ DR Program |  | 2023-04-14 | 2022-10-25 | Residential |  | Lithium Ion |  | Tesla | 10 | 10 | 13.5 | 10 | BM | Reliability and Resiliency | Reliability and Resiliency |  |  | 11029466 | Yes | AC-Coupled | PhotoVoltaic | 6.4 | 15
ESMASI-19805 |  |  | MA - SMART Program |  | 2023-06-21 | 2022-10-26 | Residential |  | Lithium Ion |  | Other | 5 | 10 | 5 | 10 | BM |  |  |  |  | 11035665 | Yes | DC-Coupled | PhotoVoltaic | 10.8 | 10
ESMASI-19785 |  |  | MA - SMART Program | Utility Connected Solutions DR Program | 2023-03-29 | 2022-10-25 | Residential |  | Lithium Ion |  | Tesla | 13.5 | 5 | 13.5 | 5 | BM | Customer Bill Savings (e.g., Demand Charge Management, TOU Arbitrage) | Peak Shaving/ Load Leveling |  |  | 11031438 | Yes | AC-Coupled | PhotoVoltaic | 8.8 | 7.6
ESMASI-19791 |  |  | MA - SMART Program |  | 2023-03-07 | 2022-10-25 | Residential |  | Lithium Ion |  | Other | 5 | 5 | 5 | 5 | BM | Customer Bill Savings (e.g., Demand Charge Management, TOU Arbitrage) |  |  |  | 11032523 | Yes | DC-Coupled | PhotoVoltaic | 9.6 | 10
ESMASI-19985 |  |  | MA - SMART Program | Utility Connected Solutions DR Program | 2023-01-19 | 2022-10-28 | Residential |  | Lithium Ion |  | Tesla | 13.5 | 5 | 13.5 | 5 | BM | Customer Bill Savings (e.g., Demand Charge Management, TOU Arbitrage) | Peak Shaving/ Load Leveling |  |  | 11111468 | Yes | AC-Coupled | PhotoVoltaic | 8.4 | 12.6
ESMASI-19984 |  |  | MA - SMART Program | Utility Connected Solutions DR Program | 2023-04-04 | 2022-10-28 | Residential |  | Lithium Ion |  | Tesla | 13.5 | 5 | 13.5 | 5 | BM | Customer Bill Savings (e.g., Demand Charge Management, TOU Arbitrage) | Peak Shaving/ Load Leveling |  |  | 11111428 | Yes | AC-Coupled | PhotoVoltaic | 13.2 | 11.4
ESMASI-19843 |  |  | MA - Energy Efficiency/ DR Program |  | 2023-03-23 | 2022-10-26 | Residential |  | Lithium Ion |  | Other | 9 | 3.4 | 9 | 3.4 | BM | Self Generation | Self Generation |  |  | 11049992 | Yes | DC-Coupled | PhotoVoltaic | 7.2 | 7.6
ESMASI-21261 |  |  | MA - SMART Program |  | 2023-03-06 | 2022-11-28 | Residential |  | Lithium Ion |  | Other | 10 | 10 | 10 | 10 | BM |  |  |  |  | 11342393 | Yes | DC-Coupled | PhotoVoltaic | 13.6 | 10
ESMASI-19880 |  |  | MA - SMART Program | Net Metering | 2023-01-25 | 2022-10-27 | Residential |  | Lithium Ion |  | LG Chem | 9.8 | 5 | 9.8 | 5 | BM |  |  |  | Backup | 11082503 | Yes | DC-Coupled | PhotoVoltaic | 9.72 | 7.6
ESMASI-19884 |  |  | MA - SMART Program | Net Metering | 2023-03-09 | 2022-10-27 | Residential |  | Lithium Ion |  | LG Chem | 9.8 | 5 | 9.8 | 5 | BM |  |  |  | Backup | 11070342 | Yes | DC-Coupled | PhotoVoltaic | 13.65 | 10
ESMASI-19889 |  |  |  |  | 2023-04-25 | 2022-10-27 | Residential |  | Lithium Ion |  | Other | 3.36 | 3.36 | 3.36 | 3.36 | BM |  |  |  |  | 11069590 | Yes | AC-Coupled | PhotoVoltaic | 8.39 | 9.11
ESMASI-19919 |  |  | MA - Energy Efficiency/ DR Program |  | 2023-03-09 | 2022-10-27 | Residential |  | Lithium Ion |  | Other | 19.4 | 15 | 19.4 | 15 | BM | Customer Bill Savings (e.g., Demand Charge Management, TOU Arbitrage) | Reliability and Resiliency |  |  | 11094227 | Yes | DC-Coupled | PhotoVoltaic | 15.2 | 10
ESMASI-19995 |  |  | MA - SMART Program |  | 2023-04-21 | 2022-10-31 | Residential |  | Lithium Ion |  | Enphase | 10 | 0 | 10 | 3.84 | BM | Customer Bill Savings (e.g., Demand Charge Management, TOU Arbitrage) |  |  |  | 11109819 | Yes | AC-Coupled | PhotoVoltaic | 10.67 | 11.94
ESMASI-20066 |  |  | MA - SMART Program | Utility Connected Solutions DR Program | 2022-12-09 | 2022-11-01 | Residential |  | Lithium Ion |  | Tesla | 13.5 | 5 | 13.5 | 5 | BM | Customer Bill Savings (e.g., Demand Charge Management, TOU Arbitrage) | Peak Shaving/ Load Leveling |  |  | 11111440 | Yes | AC-Coupled | PhotoVoltaic | 8.8 | 7.6
ESMASI-19994 |  |  | MA - SMART Program | Utility Connected Solutions DR Program | 2023-03-21 | 2022-10-30 | Residential |  | Lithium Ion |  | Tesla | 13.5 | 5 | 13.5 | 5 | BM | Customer Bill Savings (e.g., Demand Charge Management, TOU Arbitrage) | Peak Shaving/ Load Leveling |  |  | 11109464 | Yes | AC-Coupled | PhotoVoltaic | 8 | 12.6
ESMASI-20032 |  |  | MA - Energy Efficiency/ DR Program |  | 2023-05-03 | 2022-10-31 | Residential |  | Lithium Ion |  | Other | 19.4 | 15 | 19.4 | 15 | BM | Customer Bill Savings (e.g., Demand Charge Management, TOU Arbitrage) | Reliability and Resiliency |  |  | 11110903 | Yes | DC-Coupled | PhotoVoltaic | 10.8 | 7.6
ESMASI-19979 |  |  | MA - SMART Program |  | 2023-03-17 | 2022-10-28 | Residential |  | Lithium Ion |  | Tesla | 13.5 | 7 | 13.5 | 5 | BM | Peak Shaving/ Load Leveling | Peak Shaving/ Load Leveling |  |  | 11111318 | Yes | AC-Coupled | PhotoVoltaic | 11.34 | 12.6
ESMASI-20080 |  |  | MA - SMART Program | Utility Connected Solutions DR Program | 2023-04-25 | 2022-11-01 | Residential |  | Lithium Ion |  | Tesla | 13.5 | 5 | 13.5 | 5 | BM | Customer Bill Savings (e.g., Demand Charge Management, TOU Arbitrage) | Peak Shaving/ Load Leveling |  |  | 11127109 | Yes | AC-Coupled | PhotoVoltaic | 7.2 | 7.6
ESMASI-20092 |  |  | MA - SMART Program | Utility Connected Solutions DR Program | 2023-08-25 | 2022-11-02 | Residential |  | Lithium Ion |  | Tesla | 13.5 | 5 | 13.5 | 5 | BM | Customer Bill Savings (e.g., Demand Charge Management, TOU Arbitrage) | Peak Shaving/ Load Leveling |  |  | 11180270 | Yes | AC-Coupled | PhotoVoltaic | 9.6 | 7.6
ESMASI-20156 |  |  | MA - SMART Program |  | 2023-04-27 | 2022-11-02 | Residential |  | Lithium Ion |  | Other | 10 | 10 | 5 | 5 | BM |  |  |  | home backup and discharge to grid | 11126472 | Yes | DC-Coupled | PhotoVoltaic | 4.8 | 5
ESMASI-20179 |  |  | MA - SMART Program | Utility Connected Solutions DR Program | 2023-06-07 | 2022-11-03 | Residential |  | Lithium Ion |  | Tesla | 13.5 | 5 | 13.5 | 5 | BM | Customer Bill Savings (e.g., Demand Charge Management, TOU Arbitrage) | Peak Shaving/ Load Leveling |  |  | 11126088 | Yes | AC-Coupled | PhotoVoltaic | 9.6 | 7.6
ESMASI-20247 |  |  | MA - SMART Program |  | 2023-04-14 | 2022-11-04 | Residential |  | Lithium Ion |  | Tesla | 13.5 | 13.5 | 5 | 5 | BM | Reliability and Resiliency | Reliability and Resiliency |  | Connected solutions | 11125656 | Yes | AC-Coupled | PhotoVoltaic | 9.2 | 11.78
ESMASI-20185 |  |  | MA - SMART Program | Utility Connected Solutions DR Program | 2023-03-22 | 2022-11-03 | Residential |  | Lithium Ion |  | Tesla | 13.5 | 5 | 13.5 | 5 | BM | Customer Bill Savings (e.g., Demand Charge Management, TOU Arbitrage) | Peak Shaving/ Load Leveling |  |  | 11125401 | Yes | AC-Coupled | PhotoVoltaic | 9.2 | 7.6
ESMASI-20212 |  |  | MA - SMART Program |  | 2023-06-08 | 2022-11-03 | Residential |  | Lithium Ion |  | Other | 9.7 | 7.5 | 9.7 | 7.5 | BM |  |  |  |  | 11228272 | Yes | AC-Coupled | PhotoVoltaic | 15.405 | 11.4
ESMASI-20234 |  |  | MA - SMART Program | Utility Connected Solutions DR Program | 2023-02-01 | 2022-11-03 | Residential |  | Lithium Ion |  | Tesla | 13.5 | 5 | 13.5 | 5 | BM | Customer Bill Savings (e.g., Demand Charge Management, TOU Arbitrage) | Peak Shaving/ Load Leveling |  |  | 11126058 | Yes | AC-Coupled | PhotoVoltaic | 9.6 | 7.6
ESMASI-25219 |  |  | MA - SMART Program |  | 2023-08-29 | 2023-03-13 | Residential |  | Lithium Ion |  | Enphase | 10.08 | 10.5 | 5.7 | 3.84 | BM | Customer Bill Savings (e.g., Demand Charge Management, TOU Arbitrage) | Self Generation | Microgrid |  | 12833983 | Yes | AC-Coupled | PhotoVoltaic | 9.46 | 10.44
ESMASI-20235 |  |  | MA - SMART Program | Utility Connected Solutions DR Program | 2023-10-06 | 2022-11-03 | Residential |  | Lithium Ion |  | Tesla | 13.5 | 5 | 13.5 | 5 | BM | Customer Bill Savings (e.g., Demand Charge Management, TOU Arbitrage) | Peak Shaving/ Load Leveling |  |  | 11125979 | Yes | AC-Coupled | PhotoVoltaic | 10 | 7.6
ESMASI-20285 |  |  | MA - SMART Program | Utility Connected Solutions DR Program | 2023-03-30 | 2022-11-04 | Residential |  | Lithium Ion |  | Tesla | 13.5 | 5 | 13.5 | 5 | BM | Customer Bill Savings (e.g., Demand Charge Management, TOU Arbitrage) | Peak Shaving/ Load Leveling |  |  | 11126309 | Yes | AC-Coupled | PhotoVoltaic | 12 | 11.4
ESMASI-20273 |  |  | MA - SMART Program | Utility Connected Solutions DR Program | 2023-03-08 | 2022-11-04 | Residential |  | Lithium Ion |  | Tesla | 13.5 | 5 | 13.5 | 5 | BM | Customer Bill Savings (e.g., Demand Charge Management, TOU Arbitrage) | Peak Shaving/ Load Leveling |  |  | 11180001 | Yes | AC-Coupled | PhotoVoltaic | 7.2 | 7.6
ESMASI-20286 |  |  | MA - SMART Program | Utility Connected Solutions DR Program | 2023-05-05 | 2022-11-04 | Residential |  | Lithium Ion |  | Tesla | 13.5 | 5 | 13.5 | 5 | BM | Customer Bill Savings (e.g., Demand Charge Management, TOU Arbitrage) | Peak Shaving/ Load Leveling |  |  | 11126281 | Yes | AC-Coupled | PhotoVoltaic | 12 | 11.4
ESMASI-20268 |  |  | MA - SMART Program | Utility Connected Solutions DR Program | 2023-05-03 | 2022-11-04 | Residential |  | Lithium Ion |  | Tesla | 13.5 | 5 | 13.5 | 5 | BM | Customer Bill Savings (e.g., Demand Charge Management, TOU Arbitrage) | Peak Shaving/ Load Leveling |  |  | 11165379 | Yes | AC-Coupled | PhotoVoltaic | 9.6 | 7.6
ESMASI-21545 |  |  | MA - SMART Program | Utility Connected Solutions DR Program | 2023-03-14 | 2022-12-02 | Residential |  | Lithium Ion |  | Tesla | 13.5 | 5 | 13.5 | 5 | BM | Customer Bill Savings (e.g., Demand Charge Management, TOU Arbitrage) | Reliability and Resiliency |  |  | 11421071 | Yes | AC-Coupled | PhotoVoltaic | 8.8 | 7.6
ESMASI-20490 |  |  | MA - SMART Program | Utility Connected Solutions DR Program | 2023-08-11 | 2022-11-09 | Residential |  | Lithium Ion |  | Tesla | 13.5 | 5 | 13.5 | 5 | BM | Customer Bill Savings (e.g., Demand Charge Management, TOU Arbitrage) | Peak Shaving/ Load Leveling |  |  | 11181200 | Yes | AC-Coupled | PhotoVoltaic | 4.4 | 12.6
ESMASI-20330 |  |  | MA - SMART Program | Utility Connected Solutions DR Program | 2023-01-25 | 2022-11-07 | Residential |  | Lithium Ion |  | Tesla | 13.5 | 5 | 13.5 | 5 | BM | Customer Bill Savings (e.g., Demand Charge Management, TOU Arbitrage) | Peak Shaving/ Load Leveling |  |  | 9742475 | Yes | AC-Coupled | PhotoVoltaic | 12.8 | 7.6
ESMASI-20297 |  |  | MA - SMART Program | Utility Connected Solutions DR Program | 2023-01-25 | 2022-11-06 | Residential |  | Lithium Ion |  | Tesla | 13.5 | 5 | 13.5 | 5 | BM | Customer Bill Savings (e.g., Demand Charge Management, TOU Arbitrage) | Peak Shaving/ Load Leveling |  |  | 11180923 | Yes | AC-Coupled | PhotoVoltaic | 7.6 | 7.6
ESMASI-20323 |  |  | MA - SMART Program | Utility Connected Solutions DR Program | 2023-04-11 | 2022-11-07 | Residential |  | Lithium Ion |  | Tesla | 13.5 | 5 | 13.5 | 5 | BM | Customer Bill Savings (e.g., Demand Charge Management, TOU Arbitrage) | Peak Shaving/ Load Leveling |  |  | 11181727 | Yes | AC-Coupled | PhotoVoltaic | 10.8 | 11.4
ESMASI-20497 |  |  | MA - SMART Program | Connected Solutons | 2023-04-26 | 2022-11-10 | Residential |  | Lithium Ion |  | SimpliFi | 15.2 | 7.6 | 15.2 | 7.6 | BM | Reliability and Resiliency | Reliability and Resiliency |  |  | 11181715 | Yes | DC-Coupled | PhotoVoltaic | 8.8 | 9
ESMASI-20346 |  |  | MA - SMART Program | Connected Solutions Demand Response | 2023-03-10 | 2022-11-07 | Residential |  | Lithium Ion |  | Tesla | 13.5 | 5 | 13.5 | 5 | BM | Customer Bill Savings (e.g., Demand Charge Management, TOU Arbitrage) | Peak Shaving/ Load Leveling |  |  | 7464370 | Yes | AC-Coupled | PhotoVoltaic | 8.4 | 12.6
ESMASI-20339 |  |  | MA - SMART Program | Utility Connected Solutions DR Program | 2023-03-01 | 2022-11-07 | Residential |  | Lithium Ion |  | Tesla | 13.5 | 5 | 13.5 | 5 | BM | Customer Bill Savings (e.g., Demand Charge Management, TOU Arbitrage) | Peak Shaving/ Load Leveling |  |  | 10026404 | Yes | AC-Coupled | PhotoVoltaic | 14.8 | 11.4
ESMASI-20428 |  |  | MA - SMART Program | Utility Connected Solutions DR Program | 2023-01-24 | 2022-11-08 | Residential |  | Lithium Ion |  | Tesla | 13.5 | 5 | 13.5 | 5 | BM | Customer Bill Savings (e.g., Demand Charge Management, TOU Arbitrage) | Peak Shaving/ Load Leveling |  |  | 8857833 | Yes | AC-Coupled | PhotoVoltaic | 13.2 | 11.4
ESMASI-20385 |  |  | MA - SMART Program |  | 2023-03-22 | 2022-11-08 | Residential |  | Lithium Ion |  | Other | 19.4 | 15 | 19.4 | 15 | BM | Customer Bill Savings (e.g., Demand Charge Management, TOU Arbitrage) | Self Generation |  |  | 11310606 | Yes | DC-Coupled | PhotoVoltaic | 12.775 | 10
ESMASI-20632 |  |  | MA - SMART Program | Utility Connected Solutions DR Program | 2023-07-21 | 2022-11-14 | Residential |  | Lithium Ion |  | Tesla | 13.5 | 5 | 13.5 | 5 | BM | Customer Bill Savings (e.g., Demand Charge Management, TOU Arbitrage) | Peak Shaving/ Load Leveling |  |  | 11209716 | Yes | AC-Coupled | PhotoVoltaic | 9.6 | 7.6
ESMASI-21061 |  |  |  |  | 2023-02-07 | 2022-11-21 | Residential |  | Lithium Ion |  | Tesla | 0 | 0 | 13.5 | 5 | BM | Customer Bill Savings (e.g., Demand Charge Management, TOU Arbitrage) | Peak Shaving/ Load Leveling |  |  | 11281052 | Yes | AC-Coupled | PhotoVoltaic | 0 | 5
ESMASI-20861 |  |  |  |  | 2023-02-01 | 2022-11-17 | Residential |  | Lithium Ion |  | Tesla | 13.5 | 7.6 | 13.5 | 7.6 | BM |  |  |  |  | 11258004 | Yes | AC-Coupled | PhotoVoltaic | 9.6 | 7.6
ESMASI-21371 |  |  | MA - SMART Program | Utility Connected Solutions DR Program | 2023-11-16 | 2022-11-29 | Residential |  | Lithium Ion |  | Tesla | 13.5 | 5 | 13.5 | 5 | BM | Customer Bill Savings (e.g., Demand Charge Management, TOU Arbitrage) | Peak Shaving/ Load Leveling |  |  | 11386063 | Yes | AC-Coupled | PhotoVoltaic | 7.6 | 7.6
ESMASI-20531 |  |  | MA - SMART Program | Net Metering | 2023-01-04 | 2022-11-10 | Residential |  | Lithium Ion |  | LG Chem | 9.8 | 5 | 9.8 | 5 | BM |  |  |  | Backup | 11284396 | Yes | DC-Coupled | PhotoVoltaic | 11.36 | 7.6
ESMASI-20540 |  |  | MA - SMART Program |  | 2023-02-28 | 2022-11-10 | Residential |  | Lithium Ion |  | Tesla | 13.5 | 5 | 13.5 | 5 | BM | Customer Bill Savings (e.g., Demand Charge Management, TOU Arbitrage) |  |  |  | 11208708 | Yes | AC-Coupled | PhotoVoltaic | 6 | 10
ESMASI-20545 |  |  | MA - SMART Program | Net Metering | 2023-01-19 | 2022-11-10 | Residential |  | Lithium Ion |  | LG Chem | 9.8 | 7 | 9.8 | 7 | BM |  |  |  | Backup | 11287044 | Yes | DC-Coupled | PhotoVoltaic | 8.19 | 7.6
ESMASI-20549 |  |  |  |  | 2022-11-29 | 2022-11-11 | Residential |  | Lithium Ion |  | Enphase | 0 | 0 | 10.08 | 3.84 | BM |  |  |  |  | 10579163 | Yes | AC-Coupled | PhotoVoltaic | 8.8 | 10.33
ESMASI-21121 |  |  |  |  | 2023-03-20 | 2022-11-22 | Residential |  | Lithium Ion |  | Tesla | 13.5 | 5 | 13.5 | 5 | BM | Customer Bill Savings (e.g., Demand Charge Management, TOU Arbitrage) |  |  |  | 11302471 | Yes | AC-Coupled | PhotoVoltaic | 3.7 | 8
ESMASI-20594 |  |  | MA - SMART Program |  | 2023-04-24 | 2022-11-11 | Residential |  | Lithium Ion |  | Enphase | 10.08 | 0 | 10.08 | 3.84 | BM | Customer Bill Savings (e.g., Demand Charge Management, TOU Arbitrage) |  |  |  | 11209853 | Yes | AC-Coupled | PhotoVoltaic | 10.4 | 11.64
ESMASI-23270 |  |  | MA - SMART Program | Utility Connected Solutions DR Program | 2023-08-02 | 2023-01-17 | Residential |  | Lithium Ion |  | Tesla | 13.5 | 5 | 13.5 | 5 | BM | Customer Bill Savings (e.g., Demand Charge Management, TOU Arbitrage) | Peak Shaving/ Load Leveling |  |  | 11790888 | Yes | AC-Coupled | PhotoVoltaic | 8.4 | 7.6
ESMASI-20648 |  |  | MA - SMART Program |  | 2023-06-02 | 2022-11-14 | Residential |  | Lithium Ion |  | Other | 19.4 | 15 | 19.4 | 15 | BM | Customer Bill Savings (e.g., Demand Charge Management, TOU Arbitrage) | Self Generation |  |  | 11394755 | Yes | DC-Coupled | PhotoVoltaic | 10.2 | 10
ESMASI-20649 |  |  | MA - SMART Program |  | 2023-07-03 | 2022-11-14 | Residential |  | Lithium Ion |  | Other | 19.4 | 15 | 19.4 | 15 | BM | Customer Bill Savings (e.g., Demand Charge Management, TOU Arbitrage) | Self Generation |  |  | 11302687 | Yes | DC-Coupled | PhotoVoltaic | 12.04 | 10
ESMASI-20686 |  |  | MA - SMART Program | Utility Connected Solutions DR Program | 2023-05-26 | 2022-11-15 | Residential |  | Lithium Ion |  | Tesla | 13.5 | 5 | 13.5 | 5 | BM | Customer Bill Savings (e.g., Demand Charge Management, TOU Arbitrage) | Peak Shaving/ Load Leveling |  |  | 11208660 | Yes | AC-Coupled | PhotoVoltaic | 8 | 12.6
ESMASI-20671 |  |  | MA - SMART Program |  | 2023-06-27 | 2022-11-15 | Residential |  | Lithium Ion |  | Other | 19.4 | 15 | 19.4 | 15 | BM | Customer Bill Savings (e.g., Demand Charge Management, TOU Arbitrage) | Self Generation |  |  | 11419820 | Yes | DC-Coupled | PhotoVoltaic | 11.315 | 10
ESMASI-21464 |  |  | MA - SMART Program |  | 2023-06-06 | 2022-12-01 | Residential |  | Lithium Ion |  | Other | 19.4 | 15 | 19.4 | 15 | BM | Customer Bill Savings (e.g., Demand Charge Management, TOU Arbitrage) | Self Generation |  |  | 11516761 | Yes | DC-Coupled | PhotoVoltaic | 17.885 | 10
ESMASI-20829 |  |  | MA - SMART Program |  | 2023-05-16 | 2022-11-16 | Residential |  | Lithium Ion |  | Other | 9.7 | 5 | 9.7 | 5 | BM | Peak Shaving/ Load Leveling | Peak Shaving/ Load Leveling |  |  | 11287661 | Yes | DC-Coupled | PhotoVoltaic | 8 | 7.6
ESMASI-21523 |  |  |  |  | 2023-03-08 | 2022-12-02 | Residential |  | Lithium Ion |  | Tesla | 13.5 | 5 | 13.5 | 5 | BM |  |  |  |  | 11422527 | Yes | AC-Coupled | PhotoVoltaic | 10 | 11.4
ESMASI-20975 |  |  | MA - SMART Program | Utility Connected Solutions DR Program | 2023-03-02 | 2022-11-18 | Residential |  | Lithium Ion |  | Tesla | 13.5 | 5 | 13.5 | 5 | BM | Customer Bill Savings (e.g., Demand Charge Management, TOU Arbitrage) | Peak Shaving/ Load Leveling |  |  | 11267208 | Yes | AC-Coupled | PhotoVoltaic | 8.4 | 7.6
ESMASI-21009 |  |  | MA - SMART Program | Utility Connected Solutions DR Program | 2023-04-18 | 2022-11-21 | Residential |  | Lithium Ion |  | Tesla | 13.5 | 5 | 13.5 | 5 | BM | Customer Bill Savings (e.g., Demand Charge Management, TOU Arbitrage) | Peak Shaving/ Load Leveling |  |  | 11302894 | Yes | AC-Coupled | PhotoVoltaic | 8.8 | 7.6
ESMASI-21547 |  |  | MA - SMART Program | Utility Connected Solutions DR Program | 2023-02-16 | 2022-12-02 | Residential |  | Lithium Ion |  | Tesla | 0 | 0 | 27 | 10 | BM | Customer Bill Savings (e.g., Demand Charge Management, TOU Arbitrage) | Peak Shaving/ Load Leveling |  |  | 11421120 | Yes | AC-Coupled | PhotoVoltaic | 4.4 | 13.8
ESMASI-21048 |  |  | MA - SMART Program | Utility Connected Solutions DR Program | 2023-06-13 | 2022-11-21 | Residential |  | Lithium Ion |  | Tesla | 13.5 | 5 | 13.5 | 5 | BM | Customer Bill Savings (e.g., Demand Charge Management, TOU Arbitrage) | Peak Shaving/ Load Leveling |  |  | 11302650 | Yes | AC-Coupled | PhotoVoltaic | 15.2 | 11.4
ESMASI-21172 |  |  | MA - SMART Program | Utility Connected Solutions DR Program | 2023-07-24 | 2022-11-23 | Residential |  | Lithium Ion |  | Tesla | 0 | 0 | 13.5 | 5 | BM | Customer Bill Savings (e.g., Demand Charge Management, TOU Arbitrage) | Peak Shaving/ Load Leveling |  |  | 11306094 | Yes | AC-Coupled | PhotoVoltaic | 6.32 | 12.6
ESMASI-21046 |  |  | MA - SMART Program |  | 2023-06-16 | 2022-11-21 | Residential |  | Lithium Ion |  | Other | 19.4 | 15 | 19.4 | 15 | BM | Customer Bill Savings (e.g., Demand Charge Management, TOU Arbitrage) | Self Generation |  |  | 11732929 | Yes | DC-Coupled | PhotoVoltaic | 6 | 7.6
ESMASI-21258 |  |  | MA - SMART Program | Utility Connected Solutions DR Program | 2023-05-05 | 2022-11-28 | Residential |  | Lithium Ion |  | Tesla | 13.5 | 5 | 13.5 | 5 | BM | Customer Bill Savings (e.g., Demand Charge Management, TOU Arbitrage) | Peak Shaving/ Load Leveling |  |  | 11342483 | Yes | AC-Coupled | PhotoVoltaic | 6.4 | 7.6
ESMASI-21548 |  |  | MA - SMART Program | Utility Connected Solutions DR Program | 2023-03-02 | 2022-12-02 | Residential |  | Lithium Ion |  | Tesla | 0 | 0 | 13.5 | 7.6 | BM | Customer Bill Savings (e.g., Demand Charge Management, TOU Arbitrage) | Peak Shaving/ Load Leveling |  |  | 11810468 | Yes | AC-Coupled | PhotoVoltaic | 11.2 | 11.4
ESMASI-21131 |  |  | MA - SMART Program | Utility Connected Solutions DR Program | 2023-01-24 | 2022-11-22 | Residential |  | Lithium Ion |  | Tesla | 13.5 | 5 | 13.5 | 5 | BM | Customer Bill Savings (e.g., Demand Charge Management, TOU Arbitrage) | Peak Shaving/ Load Leveling |  |  | 8858944 | Yes | AC-Coupled | PhotoVoltaic | 10 | 7.6
ESMASI-21166 |  |  | MA - SMART Program | Utility Connected Solutions DR Program | 2023-04-25 | 2022-11-23 | Residential |  | Lithium Ion |  | Tesla | 13.5 | 5 | 13.5 | 5 | BM | Customer Bill Savings (e.g., Demand Charge Management, TOU Arbitrage) | Peak Shaving/ Load Leveling |  |  | 11321266 | Yes | AC-Coupled | PhotoVoltaic | 8 | 7.6
ESMASI-25568 |  |  | MA - SMART Program |  | 2023-05-24 | 2023-03-23 | Residential |  | Lithium Ion |  | Tesla | 27 | 27 | 27 | 27 | BM |  |  |  |  | 12524862 | Yes | AC-Coupled | PhotoVoltaic | 13.32 | 9
ESMASI-21405 |  |  | MA - SMART Program | Net Metering | 2023-04-07 | 2022-11-30 | Residential |  | Lithium Ion |  | LG Chem | 9.8 | 5 | 9.8 | 5 | BM |  |  |  | Backup | 11342674 | Yes | DC-Coupled | PhotoVoltaic | 13.65 | 9.6
ESMASI-21273 |  |  | MA - SMART Program | Utility Connected Solutions DR Program | 2023-02-02 | 2022-11-28 | Residential |  | Lithium Ion |  | Tesla | 13.5 | 5 | 13.5 | 5 | BM | Customer Bill Savings (e.g., Demand Charge Management, TOU Arbitrage) | Peak Shaving/ Load Leveling |  |  | 11343023 | Yes | AC-Coupled | PhotoVoltaic | 9.2 | 7.6
ESMASI-21368 |  |  | MA - SMART Program | Utility Connected Solutions DR Program | 2023-12-04 | 2022-11-29 | Residential |  | Lithium Ion |  | Tesla | 0 | 0 | 13.5 | 7.6 | BM | Customer Bill Savings (e.g., Demand Charge Management, TOU Arbitrage) | Peak Shaving/ Load Leveling |  |  | 11784006 | Yes | AC-Coupled | PhotoVoltaic | 9.6 | 7.6
ESMASI-21309 |  |  |  | Utility Connected Solutions DR Program | 2023-05-16 | 2022-11-28 | Residential |  | Lithium Ion |  | Tesla | 0 | 0 | 13.5 | 5 | BM | Customer Bill Savings (e.g., Demand Charge Management, TOU Arbitrage) | Peak Shaving/ Load Leveling |  |  | 11343585 | Yes | AC-Coupled | PhotoVoltaic | 5 | 10
ESMASI-21560 |  |  |  |  | 2023-05-11 | 2022-12-03 | Residential |  | Lithium Ion |  | Tesla | 13.5 | 13.5 | 13.5 | 13.5 | BM |  |  |  |  | 11422569 | Yes | AC-Coupled | PhotoVoltaic | 6.8 | 7.6
ESMASI-21559 |  |  |  |  | 2023-01-06 | 2022-12-03 | Residential |  | Lithium Ion |  | Tesla | 0 | 0 | 5 | 5 | BM |  |  |  |  | 8774264 | Yes | AC-Coupled | PhotoVoltaic | 8.8 | 12.6
ESMASI-21461 |  |  | MA - SMART Program | Utility Connected Solutions DR Program | 2023-02-28 | 2022-12-01 | Residential |  | Lithium Ion |  | Tesla | 13.5 | 5 | 13.5 | 5 | BM | Customer Bill Savings (e.g., Demand Charge Management, TOU Arbitrage) | Peak Shaving/ Load Leveling |  |  | 9995631 | Yes | AC-Coupled | PhotoVoltaic | 7.6 | 7.6
ESMASI-23155 |  |  | MA - Energy Efficiency/ DR Program |  | 2023-11-03 | 2023-01-13 | Residential |  | Lithium Ion |  | Other | 18 | 6.7 | 18 | 6.7 | BM | Customer Bill Savings (e.g., Demand Charge Management, TOU Arbitrage) |  |  |  | 11759106 | Yes | DC-Coupled | PhotoVoltaic | 18.8 | 10
ESMASI-22717 |  |  | MA - SMART Program | Utility Connected Solutions DR Program | 2023-03-21 | 2023-01-03 | Residential |  | Lithium Ion |  | Tesla | 13.5 | 5 | 13.5 | 5 | BM | Customer Bill Savings (e.g., Demand Charge Management, TOU Arbitrage) | Peak Shaving/ Load Leveling |  |  | 11634967 | Yes | AC-Coupled | PhotoVoltaic | 7.848 | 12.6
ESMASI-21579 |  |  | MA - Energy Efficiency/ DR Program |  | 2023-05-08 | 2022-12-05 | Residential |  | Lithium Ion |  | Tesla | 0 | 0 | 13.5 | 5 | BM | Self Generation | Self Generation |  |  | 11450829 | Yes | AC-Coupled | PhotoVoltaic | 13.2 | 14.9
ESMASI-21671 |  |  | MA - SMART Program | Net Metering | 2023-04-10 | 2022-12-06 | Residential |  | Lithium Ion |  | LG Chem | 9.8 | 5 | 9.8 | 5 | BM |  |  |  | Backup | 11422831 | Yes | DC-Coupled | PhotoVoltaic | 4.29 | 4
ESMASI-22433 |  |  | MA - SMART Program |  | 2023-03-30 | 2022-12-22 | Residential |  | Lithium Ion |  | LG Chem | 16 | 7 | 7.6 | 7 | BM | Customer Bill Savings (e.g., Demand Charge Management, TOU Arbitrage) | Reliability and Resiliency |  |  | 11612066 | Yes | DC-Coupled | PhotoVoltaic | 10.8 | 7.6
ESMASI-22986 |  |  | MA - SMART Program | Utility Connected Solutions DR Program | 2023-11-21 | 2023-01-09 | Residential |  | Lithium Ion |  | Tesla | 13.5 | 5 | 13.5 | 5 | BM | Customer Bill Savings (e.g., Demand Charge Management, TOU Arbitrage) | Peak Shaving/ Load Leveling |  |  | 11770677 | Yes | AC-Coupled | PhotoVoltaic | 12 | 7.6
ESMASI-22027 |  |  |  |  | 2023-07-24 | 2022-12-13 | Residential |  | Lithium Ion |  | Other | 19.2 | 14.4 | 19.2 | 14.4 | BM | Reliability and Resiliency | Reliability and Resiliency |  |  | 11945300 | Yes | DC-Coupled | PhotoVoltaic | 9.735 | 0
ESMASI-22186 |  |  | MA - SMART Program | Utility Connected Solutions DR Program | 2023-03-21 | 2022-12-16 | Residential |  | Lithium Ion |  | Tesla | 13.5 | 5 | 13.5 | 5 | BM | Customer Bill Savings (e.g., Demand Charge Management, TOU Arbitrage) | Peak Shaving/ Load Leveling |  |  | 11522824 | Yes | AC-Coupled | PhotoVoltaic | 8.8 | 7.6
ESMASI-23286 |  |  | MA - SMART Program | Net Metering | 2023-08-08 | 2023-01-18 | Residential |  | Lithium Ion |  | LG Chem | 9.8 | 5 | 9.8 | 5 | BM |  |  |  | Backup | 11792090 | Yes | DC-Coupled | PhotoVoltaic | 2.72 | 3.8
ESMASI-23223 |  |  |  |  | 2023-05-04 | 2023-01-16 | Residential |  | Lithium Ion |  | Enphase | 10.5 | 3.84 | 10.5 | 3.84 | BM |  |  |  |  | 11790908 | Yes | AC-Coupled | PhotoVoltaic | 14.06 | 14.94
ESMASI-22734 |  |  | MA - Energy Efficiency/ DR Program |  | 2023-11-13 | 2023-01-03 | Residential |  | Lithium Ion |  | Tesla | 0 | 0 | 13.5 | 5 | BM | Self Generation | Self Generation |  |  | 11650903 | Yes | AC-Coupled | PhotoVoltaic | 8 | 11
ESMASI-21866 |  |  | MA - Energy Efficiency/ DR Program |  | 2023-04-21 | 2022-12-09 | Residential |  | Lithium Ion |  | Enphase | 0 | 0 | 3.5 | 1.28 | BM | Self Generation | Self Generation |  |  | 11423347 | Yes | AC-Coupled | PhotoVoltaic | 8.8 | 7.88
ESMASI-23197 |  |  | MA - SMART Program |  | 2023-10-30 | 2023-01-13 | Residential |  | Lithium Ion |  | Enphase | 10.08 | 10.5 | 8.97 | 3.84 | BM | Customer Bill Savings (e.g., Demand Charge Management, TOU Arbitrage) | Microgrid | Microgrid |  | 11784062 | Yes | AC-Coupled | PhotoVoltaic | 9.96 | 12.54
ESMASI-23014 |  |  | MA - SMART Program | Utility Connected Solutions DR Program | 2023-03-30 | 2023-01-10 | Residential |  | Lithium Ion |  | Tesla | 13.5 | 5 | 13.5 | 5 | BM | Customer Bill Savings (e.g., Demand Charge Management, TOU Arbitrage) | Reliability and Resiliency |  |  | 11742036 | Yes | AC-Coupled | PhotoVoltaic | 6.8 | 12.6
ESMASI-21978 |  |  | MA - SMART Program |  | 2023-08-21 | 2022-12-12 | Residential |  | Lithium Ion |  | Tesla | 13.5 | 7 | 13.5 | 5 | BM | Peak Shaving/ Load Leveling | Peak Shaving/ Load Leveling |  |  | 11517761 | Yes | AC-Coupled | PhotoVoltaic | 10.665 | 12.6
ESMASI-22611 |  |  | MA - SMART Program |  | 2023-02-21 | 2022-12-29 | Residential |  | Lithium Ion |  | Tesla | 13.5 | 13.5 | 13.5 | 13.5 | BM | Customer Bill Savings (e.g., Demand Charge Management, TOU Arbitrage) | Self Generation |  |  | 11701329 | Yes | AC-Coupled | PhotoVoltaic | 5.11 | 7.6
ESMASI-22057 |  |  | MA - SMART Program | Utility Connected Solutions DR Program | 2023-05-17 | 2022-12-13 | Residential |  | Lithium Ion |  | Tesla | 13.5 | 5 | 13.5 | 5 | BM | Customer Bill Savings (e.g., Demand Charge Management, TOU Arbitrage) | Peak Shaving/ Load Leveling |  |  | 11517859 | Yes | AC-Coupled | PhotoVoltaic | 7.2 | 7.6
ESMASI-22056 |  |  | MA - SMART Program | Utility Connected Solutions DR Program | 2023-08-11 | 2022-12-13 | Residential |  | Lithium Ion |  | Tesla | 13.5 | 5 | 13.5 | 5 | BM | Customer Bill Savings (e.g., Demand Charge Management, TOU Arbitrage) | Peak Shaving/ Load Leveling |  |  | 11536990 | Yes | AC-Coupled | PhotoVoltaic | 4.8 | 7.6
ESMASI-22101 |  |  |  |  | 2023-06-14 | 2022-12-14 | Residential |  | Lithium Ion |  | Enphase | 3.36 | 3.36 | 3.36 | 3.36 | BM |  |  |  |  | 11517824 | Yes | AC-Coupled | PhotoVoltaic | 7.9 | 8.36
ESMASI-22131 |  |  | MA - SMART Program |  | 2023-04-13 | 2022-12-15 | Residential |  | Lithium Ion |  | Tesla | 13.5 | 7 | 13.5 | 5 | BM | Peak Shaving/ Load Leveling | Peak Shaving/ Load Leveling |  |  | 11518699 | Yes | AC-Coupled | PhotoVoltaic | 5.6 | 8.8
ESMASI-24257 |  |  | MA - SMART Program |  | 2023-04-20 | 2023-02-13 | Residential |  | Lithium Ion |  | sonnenBacterie | 20 | 20 | 5 | 4.8 | BM | Reliability and Resiliency | Reliability and Resiliency |  |  | 12052069 | Yes | AC-Coupled | PhotoVoltaic | 0 | 4.8
ESMASI-22257 |  |  | MA - SMART Program |  | 2023-09-07 | 2022-12-19 | Residential |  | Lithium Ion |  | Enphase | 19.4 | 15 | 19.4 | 15 | BM |  |  |  |  | 11537220 | Yes | AC-Coupled | PhotoVoltaic | 13.43 | 11.22
ESMASI-22349 |  |  | MA - Energy Efficiency/ DR Program |  | 2023-04-20 | 2022-12-21 | Residential |  | Lithium Ion |  | Tesla | 0 | 0 | 13.5 | 5 | BM | Self Generation | Self Generation |  |  | 11609823 | Yes | AC-Coupled | PhotoVoltaic | 10 | 12.5
ESMASI-22239 |  |  | MA - SMART Program |  | 2023-10-20 | 2022-12-19 | Residential |  | Lithium Ion |  | Enphase | 10.08 | 3.84 | 10.08 | 3.84 | BM | Customer Bill Savings (e.g., Demand Charge Management, TOU Arbitrage) |  |  |  | 11527688 | Yes | AC-Coupled | PhotoVoltaic | 7.29 | 9.24
ESMASI-22263 |  |  | MA - SMART Program | Connected Solutions | 2023-03-22 | 2022-12-19 | Residential |  | Lithium Ion |  | Tesla | 0 | 0 | 13.5 | 5 | BM | Customer Bill Savings (e.g., Demand Charge Management, TOU Arbitrage) | Self Generation |  |  | 11537523 | Yes | AC-Coupled | PhotoVoltaic | 8.3 | 12.296
ESMASI-22300 |  |  | MA - Energy Efficiency/ DR Program |  | 2023-08-01 | 2022-12-20 | Residential |  | Lithium Ion |  | Tesla | 14 | 5 | 5 | 5 | BM | Reliability and Resiliency | Reliability and Resiliency |  |  | 11580757 | Yes | AC-Coupled | PhotoVoltaic | 12.8 | 15
ESMASI-22353 |  |  |  |  | 2023-03-14 | 2022-12-21 | Residential |  | Lithium Ion |  | Tesla | 13.5 | 13.5 | 5 | 5 | BM |  |  |  |  | 11611124 | Yes | AC-Coupled | PhotoVoltaic | 8.8 | 5
ESMASI-22358 |  |  | MA - SMART Program |  | 2023-03-17 | 2022-12-21 | Residential |  | Lithium Ion |  | Other | 19.4 | 10 | 19.4 | 10 | BM | Customer Bill Savings (e.g., Demand Charge Management, TOU Arbitrage) | Peak Shaving/ Load Leveling |  |  | 10249900 | Yes | DC-Coupled | PhotoVoltaic | 18 | 10
ESMASI-22373 |  |  | MA - SMART Program | Utility Connected Solutions DR Program | 2023-04-26 | 2022-12-21 | Residential |  | Lithium Ion |  | Tesla | 13.5 | 5 | 13.5 | 5 | BM | Customer Bill Savings (e.g., Demand Charge Management, TOU Arbitrage) | Peak Shaving/ Load Leveling |  |  | 6684619 | Yes | AC-Coupled | PhotoVoltaic | 9.652 | 12.6
ESMASI-22387 |  |  | MA - SMART Program | Utility Connected Solutions DR Program | 2023-05-31 | 2022-12-21 | Residential |  | Lithium Ion |  | Tesla | 13.5 | 5 | 13.5 | 5 | BM | Customer Bill Savings (e.g., Demand Charge Management, TOU Arbitrage) | Peak Shaving/ Load Leveling |  |  | 11581125 | Yes | AC-Coupled | PhotoVoltaic | 12.456 | 12.6
ESMASI-22429 |  |  | MA - SMART Program | Utility Connected Solutions DR Program | 2023-04-25 | 2022-12-22 | Residential |  | Lithium Ion |  | Tesla | 13.5 | 5 | 13.5 | 5 | BM | Customer Bill Savings (e.g., Demand Charge Management, TOU Arbitrage) | Peak Shaving/ Load Leveling |  |  | 10690745 | Yes | AC-Coupled | PhotoVoltaic | 8.4 | 7.6
ESMASI-22420 |  |  | MA - SMART Program |  | 2023-06-12 | 2022-12-21 | Residential |  | Lithium Ion |  | Tesla | 13.5 | 7 | 13.5 | 5 | BM | Peak Shaving/ Load Leveling | Peak Shaving/ Load Leveling |  |  | 11615302 | Yes | AC-Coupled | PhotoVoltaic | 6 | 9.5
ESMASI-22421 |  |  | MA - SMART Program | Net metering | 2023-04-18 | 2022-12-21 | Residential |  | Lithium Ion |  | LG Chem | 9.8 | 5 | 9.8 | 5 | BM |  |  |  | Backup | 10412666 | Yes | DC-Coupled | PhotoVoltaic | 12.09 | 10
ESMASI-22537 |  |  | MA - SMART Program | Utility Connected Solutions DR Program | 2023-05-26 | 2022-12-27 | Residential |  | Lithium Ion |  | Tesla | 13.5 | 5 | 13.5 | 5 | BM | Customer Bill Savings (e.g., Demand Charge Management, TOU Arbitrage) | Peak Shaving/ Load Leveling |  |  | 11615334 | Yes | AC-Coupled | PhotoVoltaic | 7.6 | 12.6
ESMASI-22579 |  |  | MA - SMART Program | Net Metering | 2023-02-07 | 2022-12-28 | Residential |  | Lithium Ion |  | LG Chem | 9.8 | 7 | 9.8 | 7 | BM |  |  |  | Backup | 11705023 | Yes | DC-Coupled | PhotoVoltaic | 4.76 | 3.8
ESMASI-23291 |  |  | MA - SMART Program | Utility Connected Solutions DR Program | 2023-04-24 | 2023-01-18 | Residential |  | Lithium Ion |  | Tesla | 13 | 5 | 13 | 5 | BM | Customer Bill Savings (e.g., Demand Charge Management, TOU Arbitrage) | Peak Shaving/ Load Leveling |  |  | 11791803 | Yes | AC-Coupled | PhotoVoltaic | 6 | 7.6
ESMASI-22617 |  |  | MA - SMART Program | Utility Connected Solutions DR Program | 2023-04-26 | 2022-12-29 | Residential |  | Lithium Ion |  | Tesla | 13.5 | 5 | 13.5 | 5 | BM | Customer Bill Savings (e.g., Demand Charge Management, TOU Arbitrage) | Peak Shaving/ Load Leveling |  |  | 11611412 | Yes | AC-Coupled | PhotoVoltaic | 9.6 | 7.6
ESMASI-22999 |  |  | MA - Energy Efficiency/ DR Program |  | 2023-06-23 | 2023-01-10 | Residential |  | Lithium Ion |  | Enphase | 0 | 0 | 10.5 | 3.84 | BM | Self Generation | Self Generation |  |  | 11741790 | Yes | AC-Coupled | PhotoVoltaic | 9.6 | 11.04
ESMASI-22818 |  |  |  |  | 2023-05-04 | 2023-01-04 | Residential |  | Lithium Ion |  | Tesla | 0 | 0 | 0 | 0 | BM | Reliability and Resiliency | Reliability and Resiliency |  | back up power only, zero export | 11638350 | Yes | AC-Coupled | PhotoVoltaic | 10.4 | 8.58
ESMASI-22864 |  |  | MA - Energy Efficiency/ DR Program |  | 2023-05-10 | 2023-01-05 | Residential |  | Lithium Ion |  | Tesla | 14 | 5 | 5 | 5 | BM | Reliability and Resiliency | Reliability and Resiliency |  |  | 11685122 | Yes | AC-Coupled | PhotoVoltaic | 12.8 | 15
ESMASI-22941 |  |  | MA - SMART Program |  | 2023-08-03 | 2023-01-06 | Residential |  | Lithium Ion |  | Other | 18 | 6.4 | 18 | 7.6 | BM |  |  |  |  | 12148417 | Yes | DC-Coupled | PhotoVoltaic | 6.4 | 7.6
ESMASI-23632 |  |  |  | Utility Connected Solutions DR Program | 2023-05-22 | 2023-01-26 | Residential |  | Lithium Ion |  | Tesla | 13.5 | 5 | 13.5 | 5 | BM | Customer Bill Savings (e.g., Demand Charge Management, TOU Arbitrage) | Peak Shaving/ Load Leveling |  |  | 11871313 | Yes | AC-Coupled | PhotoVoltaic | 12 | 7.6
ESMASI-22958 |  |  | MA - SMART Program |  | 2023-03-20 | 2023-01-09 | Residential |  | Lithium Ion |  | LG Chem | 16 | 11.4 | 16 | 11.4 | BM |  |  |  |  | 11769699 | Yes | DC-Coupled | PhotoVoltaic | 16.2 | 11.4
ESMASI-23054 |  |  | MA - SMART Program | Utility Connected Solutions DR Program | 2023-04-21 | 2023-01-11 | Residential |  | Lithium Ion |  | Tesla | 13.5 | 5 | 13.5 | 5 | BM | Customer Bill Savings (e.g., Demand Charge Management, TOU Arbitrage) | Peak Shaving/ Load Leveling |  |  | 11741943 | Yes | AC-Coupled | PhotoVoltaic | 8 | 7.6
ESMASI-23006 |  |  |  | Class 1 Rec | 2023-04-18 | 2023-01-10 | Residential |  | Lithium Ion |  | Tesla | 13.5 | 13.5 | 13.5 | 13.5 | BM | Customer Bill Savings (e.g., Demand Charge Management, TOU Arbitrage) | Self Generation |  |  | 11753874 | Yes | AC-Coupled | PhotoVoltaic | 12 | 7.6
ESMASI-23010 |  |  | MA - SMART Program |  | 2023-07-11 | 2023-01-10 | Residential |  | Lithium Ion |  | Tesla | 0 | 0 | 13.5 | 7.6 | BM | Customer Bill Savings (e.g., Demand Charge Management, TOU Arbitrage) | Self Generation |  |  | 11752202 | Yes | AC-Coupled | PhotoVoltaic | 7.3 | 7.6
ESMASI-23470 |  |  | MA - SMART Program |  | 2023-04-26 | 2023-01-23 | Residential |  | Lithium Ion |  | Tesla | 13.5 | 13.5 | 5 | 5 | BM | Reliability and Resiliency | Reliability and Resiliency |  | Connected solutions | 11837152 | Yes | AC-Coupled | PhotoVoltaic | 13.2 | 14.7
ESMASI-23241 |  |  |  | Utility Connected Solutions DR Program | 2023-02-24 | 2023-01-17 | Residential |  | Lithium Ion |  | Tesla | 0 | 0 | 13.5 | 5 | BM | Customer Bill Savings (e.g., Demand Charge Management, TOU Arbitrage) | Peak Shaving/ Load Leveling |  |  | 11792152 | Yes | AC-Coupled | PhotoVoltaic | 0 | 5
ESMASI-23107 |  |  | MA - SMART Program | Utility Connected Solutions DR Program | 2023-02-17 | 2023-01-12 | Residential |  | Lithium Ion |  | Tesla | 27 | 10 | 27 | 10 | BM | Customer Bill Savings (e.g., Demand Charge Management, TOU Arbitrage) | Peak Shaving/ Load Leveling |  |  | 8774757 | Yes | AC-Coupled | PhotoVoltaic | 12.8 | 7.6
ESMASI-24360 |  |  |  |  | 2023-04-11 | 2023-02-15 | Residential |  | Lithium Ion |  | Tesla | 0 | 0 | 13.5 | 5 | BM | Customer Bill Savings (e.g., Demand Charge Management, TOU Arbitrage) | Peak Shaving/ Load Leveling |  |  | 12070822 | Yes | AC-Coupled | PhotoVoltaic | 0 | 5
ESMASI-23152 |  |  | MA - Energy Efficiency/ DR Program |  | 2023-05-31 | 2023-01-13 | Residential |  | Lithium Ion |  | Tesla | 0 | 0 | 13.5 | 5 | BM | Self Generation | Self Generation |  |  | 11759212 | Yes | AC-Coupled | PhotoVoltaic | 3.92 | 5
ESMASI-23314 |  |  | MA - SMART Program |  | 2023-05-02 | 2023-01-19 | Residential |  | Lithium Ion |  | Tesla | 13.5 | 5 | 13.5 | 5 | BM | Customer Bill Savings (e.g., Demand Charge Management, TOU Arbitrage) | Peak Shaving/ Load Leveling |  |  | 11791679 | Yes | AC-Coupled | PhotoVoltaic | 14.4 | 11.4
ESMASI-23190 |  |  |  |  | 2023-10-18 | 2023-01-13 | Residential |  | Other | Lithium Ion Phosphate | Enphase | 3.36 | 3.36 | 3.36 | 3.36 | BM |  |  |  |  | 11770080 | Yes | AC-Coupled | PhotoVoltaic | 9.8 | 9.61
ESMASI-23369 |  |  | MA - Energy Efficiency/ DR Program |  | 2023-04-04 | 2023-01-20 | Residential |  | Lithium Ion |  | Enphase | 0 | 0 | 10.08 | 3.84 | BM | Self Generation | Self Generation |  |  | 11792173 | Yes | AC-Coupled | PhotoVoltaic | 11.2 | 12.24
ESMASI-23675 |  |  | MA - SMART Program | Utility Connected Solutions DR Program | 2023-03-27 | 2023-01-27 | Residential |  | Lithium Ion |  | Tesla | 13.5 | 5 | 13.5 | 5 | BM | Peak Shaving/ Load Leveling | Peak Shaving/ Load Leveling |  |  | 9047097 | Yes | AC-Coupled | PhotoVoltaic | 12.8 | 11.4
ESMASI-24164 |  |  | MA - SMART Program |  | 2023-06-05 | 2023-02-09 | Residential |  | Lithium Ion |  | Other | 15 | 15 | 19.2 | 15 | BM | Microgrid | Microgrid | Microgrid |  | 12070988 | Yes | DC-Coupled | PhotoVoltaic | 12.4 | 15
ESMASI-23324 |  |  | MA - SMART Program | Connected Solutions | 2023-06-09 | 2023-01-19 | Residential |  | Lithium Ion |  | Tesla | 13.5 | 5 | 13.5 | 5 | BM | Customer Bill Savings (e.g., Demand Charge Management, TOU Arbitrage) | Peak Shaving/ Load Leveling |  |  | 11791184 | Yes | AC-Coupled | PhotoVoltaic | 10.4 | 7.6
ESMASI-23407 |  |  | MA - SMART Program |  | 2023-08-25 | 2023-01-20 | Residential |  | Lithium Ion |  | Other | 19.4 | 15 | 19.4 | 15 | BM | Customer Bill Savings (e.g., Demand Charge Management, TOU Arbitrage) | Self Generation |  |  | 11784192 | Yes | DC-Coupled | PhotoVoltaic | 17.6 | 10
ESMASI-23438 |  |  |  | Connected Solutions | 2023-08-21 | 2023-01-23 | Residential |  | Lithium Ion |  | SimpliFi | 19 | 9 | 19 | 9 | BM | Reliability and Resiliency | Reliability and Resiliency |  | Connected Solutions | 11838477 | Yes | AC-Coupled | PhotoVoltaic | 4.05 | 9
ESMASI-23481 |  |  | MA - SMART Program | Utility Connected Solutions DR Program | 2023-08-09 | 2023-01-23 | Residential |  | Lithium Ion |  | Tesla | 13.5 | 5 | 13.5 | 5 | BM | Customer Bill Savings (e.g., Demand Charge Management, TOU Arbitrage) | Peak Shaving/ Load Leveling |  |  | 9188494 | Yes | AC-Coupled | PhotoVoltaic | 8 | 12.6
ESMASI-23510 |  |  | MA - Energy Efficiency/ DR Program |  | 2023-02-09 | 2023-01-24 | Residential |  | Lithium Ion |  | Other | 18 | 9 | 18 | 9 | BM | Self Generation | Self Generation |  |  | 9933743 | Yes | DC-Coupled | PhotoVoltaic | 13.6 | 7.6
ESMASI-24450 |  |  | MA - SMART Program | Connected Solutions | 2023-03-16 | 2023-02-17 | Residential |  | Lithium Ion |  | Tesla | 13.5 | 5 | 13.5 | 5 | BM | Customer Bill Savings (e.g., Demand Charge Management, TOU Arbitrage) | Peak Shaving/ Load Leveling |  |  | 12105917 | Yes | AC-Coupled | PhotoVoltaic | 8.16 | 12.6
ESMASI-23497 |  |  | MA - SMART Program | Net Metering | 2023-04-05 | 2023-01-23 | Residential |  | Lithium Ion |  | Tesla | 0 | 0 | 13.5 | 5 | BM |  |  |  | Backup | 11838944 | Yes | AC-Coupled | PhotoVoltaic | 11.22 | 12.6
ESMASI-23606 |  |  | MA - SMART Program |  | 2023-11-06 | 2023-01-25 | Residential |  | Lithium Ion |  | Tesla | 27 | 27 | 10 | 10 | BM | Reliability and Resiliency | Reliability and Resiliency |  | Connected solutions | 11870703 | Yes | AC-Coupled | PhotoVoltaic | 5.2 | 13.83
ESMASI-23616 |  |  | MA - SMART Program | Utility Connected Solutions DR Program | 2023-05-30 | 2023-01-26 | Residential |  | Lithium Ion |  | Tesla | 13.5 | 5 | 13.5 | 5 | BM | Customer Bill Savings (e.g., Demand Charge Management, TOU Arbitrage) | Peak Shaving/ Load Leveling |  |  | 11870708 | Yes | AC-Coupled | PhotoVoltaic | 9.6 | 7.6
ESMASI-23626 |  |  | MA - SMART Program | Net Metering | 2023-06-28 | 2023-01-26 | Residential |  | Lithium Ion |  | LG Chem | 9.8 | 5 | 9.8 | 5 | BM |  |  |  | Backup | 11871417 | Yes | DC-Coupled | PhotoVoltaic | 6.63 | 6
ESMASI-23740 |  |  | MA - SMART Program |  | 2023-03-27 | 2023-01-31 | Residential |  | Lithium Ion |  | Other | 19.4 | 15 | 19.4 | 15 | BM | Customer Bill Savings (e.g., Demand Charge Management, TOU Arbitrage) | Self Generation |  |  | 11870062 | Yes | DC-Coupled | PhotoVoltaic | 12.96 | 7.6
ESMASI-23755 |  |  | MA - SMART Program |  | 2023-04-17 | 2023-01-31 | Residential |  | Lithium Ion |  | Tesla | 13.5 | 13.5 | 5 | 5 | BM |  |  |  |  | 11937826 | Yes | AC-Coupled | PhotoVoltaic | 4.44 | 8.54
ESMASI-24055 |  |  | MA - SMART Program |  | 2023-05-25 | 2023-02-07 | Residential |  | Lithium Ion |  | Tesla | 0 | 0 | 13.5 | 5 | BM | Reliability and Resiliency | Reliability and Resiliency |  |  | 12032557 | Yes | AC-Coupled | PhotoVoltaic | 7.9 | 12.6
ESMASI-23744 |  |  | MA - SMART Program |  | 2023-02-22 | 2023-01-31 | Residential |  | Lithium Ion |  | Other | 19.4 | 15 | 19.4 | 15 | BM | Customer Bill Savings (e.g., Demand Charge Management, TOU Arbitrage) | Self Generation |  |  | 11871634 | Yes | DC-Coupled | PhotoVoltaic | 10.08 | 7.6
ESMASI-23821 |  |  |  |  | 2023-06-02 | 2023-02-01 | Residential |  | Lithium Ion |  | Tesla | 13.5 | 5 | 13.5 | 5 | BM | Customer Bill Savings (e.g., Demand Charge Management, TOU Arbitrage) |  |  |  | 11937836 | Yes | AC-Coupled | PhotoVoltaic | 5.605 | 10
ESMASI-23879 |  |  | MA - SMART Program | Utility Connected Solutions DR Program | 2023-05-17 | 2023-02-01 | Residential |  | Lithium Ion |  | Tesla | 13.5 | 5 | 13.5 | 5 | BM | Customer Bill Savings (e.g., Demand Charge Management, TOU Arbitrage) | Peak Shaving/ Load Leveling |  |  | 11464927 | Yes | AC-Coupled | PhotoVoltaic | 6 | 7.6
ESMASI-23980 |  |  | MA - SMART Program | Connected Solutions | 2023-07-17 | 2023-02-03 | Residential |  | Lithium Ion |  | Tesla | 13.5 | 5 | 13.5 | 5 | BM | Customer Bill Savings (e.g., Demand Charge Management, TOU Arbitrage) | Peak Shaving/ Load Leveling |  |  | 11946059 | Yes | AC-Coupled | PhotoVoltaic | 7.2 | 7.6
ESMASI-24207 |  |  | MA - SMART Program |  | 2023-11-06 | 2023-02-10 | Residential |  | Lithium Ion |  | Tesla | 13.5 | 5 | 13.5 | 5 | BM | Customer Bill Savings (e.g., Demand Charge Management, TOU Arbitrage) | Peak Shaving/ Load Leveling |  |  | 12052232 | Yes | AC-Coupled | PhotoVoltaic | 4.4 | 7.6
ESMASI-24523 |  |  |  |  | 2023-05-16 | 2023-02-21 | Residential |  | Lithium Ion |  | Tesla | 13.5 | 5 | 13.5 | 5 | BM |  |  |  |  | 12132675 | Yes | AC-Coupled | PhotoVoltaic | 8.4 | 12.6
ESMASI-24068 |  |  | MA - SMART Program |  | 2023-04-20 | 2023-02-07 | Residential |  | Lithium Ion |  | Other | 19.4 | 10 | 19.4 | 10 | BM | Customer Bill Savings (e.g., Demand Charge Management, TOU Arbitrage) |  |  |  | 12033101 | Yes | DC-Coupled | PhotoVoltaic | 13.6 | 10
ESMASI-24074 |  | MA - DOER/ MassCEC Funded Projects | MA - SMART Program |  | 2023-07-31 | 2023-02-07 | Residential |  | Lithium Ion |  | Tesla | 0 | 0 | 13.5 | 5 | BM | Self Generation | Self Generation |  | Utility DR Program | 12003191 | Yes | AC-Coupled | PhotoVoltaic | 10.56 | 12.6
ESMASI-24082 |  |  |  | Class 1 REC | 2023-06-22 | 2023-02-08 | Residential |  | Lithium Ion |  | Tesla | 0 | 0 | 13.5 | 7.6 | BM | Customer Bill Savings (e.g., Demand Charge Management, TOU Arbitrage) | Self Generation |  |  | 11948454 | Yes | AC-Coupled | PhotoVoltaic | 5.6 | 7.6
ESMASI-24242 |  |  | MA - SMART Program |  | 2023-04-19 | 2023-02-13 | Residential |  | Lithium Ion |  | Other | 19.4 | 19.4 | 10 | 10 | BM | Customer Bill Savings (e.g., Demand Charge Management, TOU Arbitrage) |  |  |  | 12000002 | Yes | DC-Coupled | PhotoVoltaic | 5.4 | 7.6
ESMASI-24245 |  |  | MA - SMART Program | Net Metering | 2023-05-24 | 2023-02-13 | Residential |  | Lithium Ion |  | LG Chem | 9.8 | 5 | 9.8 | 5 | BM |  |  |  | Backup | 12051238 | Yes | DC-Coupled | PhotoVoltaic | 13.65 | 10
ESMASI-24274 |  |  |  |  | 2023-09-01 | 2023-02-13 | Residential |  | Lithium Ion |  | Tesla | 13.5 | 5 | 13.5 | 5 | BM |  |  |  |  | 12075993 | Yes | AC-Coupled | PhotoVoltaic | 7.6 | 5
ESMASI-24544 |  |  | MA - SMART Program | Connected Solutions | 2023-05-16 | 2023-02-21 | Residential |  | Lithium Ion |  | Tesla | 13.5 | 5 | 13.5 | 5 | BM | Customer Bill Savings (e.g., Demand Charge Management, TOU Arbitrage) | Peak Shaving/ Load Leveling |  |  | 12135196 | Yes | AC-Coupled | PhotoVoltaic | 9.6 | 12.6
ESMASI-24301 |  |  | MA - SMART Program |  | 2023-08-08 | 2023-02-14 | Residential |  | Lithium Ion |  | Tesla | 0 | 0 | 13.5 | 7.6 | BM | Customer Bill Savings (e.g., Demand Charge Management, TOU Arbitrage) | Self Generation |  |  | 12009773 | Yes | AC-Coupled | PhotoVoltaic | 6.57 | 7.6
ESMASI-24522 |  |  | MA - SMART Program | Utility Connected Solutions DR Program | 2023-04-25 | 2023-02-21 | Residential |  | Lithium Ion |  | Tesla | 13.5 | 5 | 13.5 | 5 | BM | Customer Bill Savings (e.g., Demand Charge Management, TOU Arbitrage) | Peak Shaving/ Load Leveling |  |  | 8788602 | Yes | AC-Coupled | PhotoVoltaic | 12.8 | 11.4
ESMASI-24365 |  |  |  |  | 2023-09-14 | 2023-02-16 | Residential |  | Lithium Ion |  | Other | 0 | 0 | 13 | 6 | BM |  |  |  |  | 12070716 | Yes | AC-Coupled | PhotoVoltaic | 8.3 | 13.68
ESMASI-24775 |  |  | MA - SMART Program | Utility Connected Solutions DR Program | 2023-06-22 | 2023-02-28 | Residential |  | Lithium Ion |  | Tesla | 13.5 | 5 | 13.5 | 5 | BM | Customer Bill Savings (e.g., Demand Charge Management, TOU Arbitrage) | Peak Shaving/ Load Leveling |  |  | 12238220 | Yes | AC-Coupled | PhotoVoltaic | 6.8 | 7.6
ESMASI-24459 |  |  | MA - SMART Program | ConnectedSolutions | 2023-03-21 | 2023-02-18 | Residential |  | Lithium Ion |  | sonnenBacterie | 13.5 | 5 | 13.5 | 5 | BM | Customer Bill Savings (e.g., Demand Charge Management, TOU Arbitrage) | Peak Shaving/ Load Leveling |  |  | 12103398 | Yes | AC-Coupled | PhotoVoltaic | 10.8 | 7.6
ESMASI-24501 |  |  | MA - Energy Efficiency/ DR Program |  | 2023-06-22 | 2023-02-20 | Residential |  | Lithium Ion |  | Other | 19.4 | 15 | 19.4 | 15 | BM | Customer Bill Savings (e.g., Demand Charge Management, TOU Arbitrage) | Reliability and Resiliency |  |  | 12062693 | Yes | DC-Coupled | PhotoVoltaic | 13.43 | 10
ESMASI-24607 |  |  |  |  | 2023-06-13 | 2023-02-23 | Residential |  | Lithium Ion |  | Tesla | 13.5 | 13.5 | 5 | 5 | BM |  |  |  |  | 12177910 | Yes | AC-Coupled | PhotoVoltaic | 7.77 | 11.3
ESMASI-24685 |  |  | MA - SMART Program |  | 2023-04-17 | 2023-02-24 | Residential |  | Lithium Ion |  | Tesla | 0 | 0 | 13.5 | 5 | BM | Self Generation | Self Generation |  |  | 12230223 | Yes | AC-Coupled | PhotoVoltaic | 0 | 5
ESMASI-25386 |  |  | MA - SMART Program | Connected Solutions | 2023-06-26 | 2023-03-17 | Residential |  | Lithium Ion |  | Tesla | 13.5 | 5 | 13.5 | 5 | BM | Customer Bill Savings (e.g., Demand Charge Management, TOU Arbitrage) | Peak Shaving/ Load Leveling |  |  | 12377555 | Yes | AC-Coupled | PhotoVoltaic | 9.6 | 12.6
ESMASI-24764 |  |  |  |  | 2023-07-12 | 2023-02-28 | Residential |  | Lithium Ion |  | Tesla | 0 | 0 | 5.8 | 7.2 | BM |  |  |  |  | 12231250 | Yes | AC-Coupled | PhotoVoltaic | 4.86 | 11.592
ESMASI-24711 |  |  | MA - SMART Program | Utility Connected Solutions DR Program | 2023-11-09 | 2023-02-27 | Residential |  | Lithium Ion |  | Tesla | 13.5 | 5 | 13.5 | 5 | BM | Customer Bill Savings (e.g., Demand Charge Management, TOU Arbitrage) | Peak Shaving/ Load Leveling |  |  | 12480588 | Yes | AC-Coupled | PhotoVoltaic | 8.8 | 12.6
ESMASI-24977 |  | MA - DOER/ MassCEC Funded Projects | MA - SMART Program |  | 2023-04-26 | 2023-03-06 | Residential |  | Lithium Ion |  | Tesla | 0 | 0 | 13.5 | 5 | BM | Self Generation | Self Generation |  | Utility DR Program | 12280137 | Yes | AC-Coupled | PhotoVoltaic | 7.2 | 10.4
ESMASI-24793 |  |  | MA - SMART Program | Utility Connected Solutions DR Program | 2023-07-31 | 2023-02-28 | Residential |  | Lithium Ion |  | Tesla | 13.5 | 5 | 13.5 | 5 | BM | Customer Bill Savings (e.g., Demand Charge Management, TOU Arbitrage) | Peak Shaving/ Load Leveling |  |  | 12230919 | Yes | AC-Coupled | PhotoVoltaic | 7.2 | 7.6
ESMASI-24772 |  |  | MA - SMART Program | Utility Connected Solutions DR Program | 2023-07-31 | 2023-02-28 | Residential |  | Lithium Ion |  | Tesla | 13.5 | 5 | 13.5 | 5 | BM | Customer Bill Savings (e.g., Demand Charge Management, TOU Arbitrage) | Peak Shaving/ Load Leveling |  |  | 12230498 | Yes | AC-Coupled | PhotoVoltaic | 7.2 | 7.6
ESMASI-24801 |  |  |  |  | 2023-09-25 | 2023-03-01 | Residential |  | Lithium Ion |  | Enphase | 0 | 0 | 10.08 | 3.84 | BM |  |  |  |  | 12143901 | Yes | AC-Coupled | PhotoVoltaic | 10.14 | 11.51
ESMASI-24797 |  |  |  |  | 2023-06-26 | 2023-02-28 | Residential |  | Lithium Ion |  | Tesla | 14 | 5 | 13.5 | 5 | BM |  |  |  |  | 12230804 | Yes | AC-Coupled | PhotoVoltaic | 9.2 | 11.9
ESMASI-24856 |  |  | MA - SMART Program |  | 2023-04-14 | 2023-03-02 | Residential |  | Lithium Ion |  | Enphase | 10.08 | 10.08 | 3.84 | 3.84 | BM | Reliability and Resiliency | Reliability and Resiliency |  |  | 5547445 | Yes | AC-Coupled | PhotoVoltaic | 6.935 | 8.59
ESMASI-25034 |  |  | MA - SMART Program | Connected Solutions | 2023-07-17 | 2023-03-08 | Residential |  | Lithium Ion |  | Tesla | 13.5 | 5 | 13.5 | 5 | BM | Customer Bill Savings (e.g., Demand Charge Management, TOU Arbitrage) | Peak Shaving/ Load Leveling |  |  | 12306160 | Yes | AC-Coupled | PhotoVoltaic | 10.4 | 12.6
ESMASI-24958 |  |  | MA - SMART Program | Utility Connected Solutions DR Program | 2023-06-23 | 2023-03-06 | Residential |  | Lithium Ion |  | Tesla | 13.5 | 5 | 13.5 | 5 | BM | Customer Bill Savings (e.g., Demand Charge Management, TOU Arbitrage) | Peak Shaving/ Load Leveling |  |  | 11251998 | Yes | AC-Coupled | PhotoVoltaic | 6.4 | 12.6
ESMASI-25021 |  |  | MA - SMART Program | Utility Connected Solutions DR Program | 2023-07-03 | 2023-03-07 | Residential |  | Lithium Ion |  | Tesla | 13.5 | 5 | 13.5 | 5 | BM | Customer Bill Savings (e.g., Demand Charge Management, TOU Arbitrage) | Peak Shaving/ Load Leveling |  |  | 12306737 | Yes | AC-Coupled | PhotoVoltaic | 6 | 7.6
ESMASI-25087 |  |  | MA - SMART Program | ConnectedSolutions | 2023-08-17 | 2023-03-09 | Residential |  | Lithium Ion |  | Tesla | 13.5 | 5 | 13.5 | 5 | BM | Customer Bill Savings (e.g., Demand Charge Management, TOU Arbitrage) | Peak Shaving/ Load Leveling |  |  | 12317798 | Yes | AC-Coupled | PhotoVoltaic | 10.8 | 12.6
ESMASI-25233 |  |  | MA - SMART Program |  | 2023-05-18 | 2023-03-14 | Residential |  | Lithium Ion |  | Tesla | 13.5 | 13.5 | 5 | 5 | BM |  |  |  |  | 12376695 | Yes | AC-Coupled | PhotoVoltaic | 9.99 | 12.9
ESMASI-25143 |  |  |  |  | 2023-05-05 | 2023-03-10 | Residential |  | Lithium Ion |  | Enphase | 0 | 0 | 10.08 | 3.84 | BM |  |  |  |  | 12322695 | Yes | AC-Coupled | PhotoVoltaic | 9.6 | 13.64
ESMASI-25548 |  |  | MA - SMART Program | Utility Connected Solutions DR Program | 2023-10-02 | 2023-03-23 | Residential |  | Lithium Ion |  | Tesla | 27 | 10 | 27 | 10 | BM | Customer Bill Savings (e.g., Demand Charge Management, TOU Arbitrage) | Peak Shaving/ Load Leveling |  |  | 12465071 | Yes | AC-Coupled | PhotoVoltaic | 18.8 | 14.88
ESMASI-25279 |  |  | MA - SMART Program |  | 2023-05-30 | 2023-03-15 | Residential |  | Lithium Ion |  | LG Chem | 16 | 16 | 16 | 16 | BM | Customer Bill Savings (e.g., Demand Charge Management, TOU Arbitrage) |  |  |  | 12376782 | Yes | DC-Coupled | PhotoVoltaic | 10 | 10
ESMASI-25518 |  |  |  |  | 2023-08-08 | 2023-03-22 | Residential |  | Lithium Ion |  | Enphase | 10.5 | 3.84 | 10.5 | 3.84 | BM |  |  |  |  | 12441674 | Yes | AC-Coupled | PhotoVoltaic | 8 | 9.84
ESMASI-25283 |  |  | MA - SMART Program |  | 2023-09-13 | 2023-03-15 | Residential |  | Lithium Ion |  | Other | 9.7 | 7.5 | 9.7 | 5 | BM | Peak Shaving/ Load Leveling | Peak Shaving/ Load Leveling |  |  | 12376556 | Yes | DC-Coupled | PhotoVoltaic | 14.8 | 10
ESMASI-25315 |  |  | MA - SMART Program |  | 2023-04-17 | 2023-03-16 | Residential |  | Lithium Ion |  | Tesla | 13.5 | 7 | 13.5 | 5 | BM | Peak Shaving/ Load Leveling | Peak Shaving/ Load Leveling |  |  | 12376872 | Yes | AC-Coupled | PhotoVoltaic | 9.25 | 12.6
ESMASI-25582 |  |  | MA - SMART Program | Utility Connected Solutions DR Program | 2023-11-13 | 2023-03-24 | Residential |  | Lithium Ion |  | Tesla | 13.5 | 5 | 13.5 | 5 | BM | Customer Bill Savings (e.g., Demand Charge Management, TOU Arbitrage) | Peak Shaving/ Load Leveling |  |  | 11320872 | Yes | AC-Coupled | PhotoVoltaic | 9.6 | 12.6
ESMASI-25546 |  |  | MA - SMART Program | Utility Connected Solutions DR Program | 2023-10-11 | 2023-03-23 | Residential |  | Lithium Ion |  | Tesla | 13.5 | 5 | 13.5 | 5 | BM | Customer Bill Savings (e.g., Demand Charge Management, TOU Arbitrage) | Peak Shaving/ Load Leveling |  |  | 11791750 | Yes | AC-Coupled | PhotoVoltaic | 8.8 | 12.6
ESMASI-25588 |  | MA - DOER/ MassCEC Funded Projects | MA - SMART Program |  | 2023-05-11 | 2023-03-24 | Residential |  | Lithium Ion |  | Enphase | 13.44 | 14 | 11.96 | 5.12 | BM | Reliability and Resiliency | Reliability and Resiliency |  |  | 12503616 | Yes | AC-Coupled | PhotoVoltaic | 6.88 | 5.12
ESMASI-25668 |  |  | MA - SMART Program |  | 2023-09-18 | 2023-03-27 | Residential |  | Lithium Ion |  | Other | 20 | 20 | 10 | 10 | BM |  |  |  | Connected Solutions | 12532444 | Yes | DC-Coupled | PhotoVoltaic | 19.845 | 10
ESMASI-25961 |  |  | MA - SMART Program |  | 2023-10-11 | 2023-04-05 | Residential |  | Lithium Ion |  | Tesla | 13.5 | 5 | 13.5 | 5 | BM | Customer Bill Savings (e.g., Demand Charge Management, TOU Arbitrage) | Peak Shaving/ Load Leveling |  |  | 12616084 | Yes | AC-Coupled | PhotoVoltaic | 11.2 | 12.6
ESMASI-25779 |  |  |  |  | 2023-08-02 | 2023-03-30 | Residential |  | Lithium Ion |  | Tesla | 13.5 | 13.5 | 5 | 5 | BM | Reliability and Resiliency | Reliability and Resiliency |  | Connected Solutions | 12543108 | Yes | AC-Coupled | PhotoVoltaic | 11.6 | 13.7
ESMASI-25696 |  |  | MA - SMART Program |  | 2023-04-18 | 2023-03-28 | Residential |  | Lithium Ion |  | Tesla | 13.5 | 7 | 13.5 | 5 | BM |  |  |  |  | 12566618 | Yes | AC-Coupled | PhotoVoltaic | 4.9 | 9.13
ESMASI-25716 |  |  |  |  | 2023-06-29 | 2023-03-29 | Residential |  | Lithium Ion |  | Tesla | 13.5 | 13.5 | 5 | 5 | BM |  |  |  | Connected Solutions | 12540065 | Yes | AC-Coupled | PhotoVoltaic | 5.18 | 9.2
ESMASI-25959 |  |  | MA - SMART Program | Utility Connected Solutions DR Program | 2023-08-30 | 2023-04-05 | Residential |  | Lithium Ion |  | Tesla | 13.5 | 5 | 13.5 | 5 | BM | Customer Bill Savings (e.g., Demand Charge Management, TOU Arbitrage) | Peak Shaving/ Load Leveling |  |  | 12615852 | Yes | AC-Coupled | PhotoVoltaic | 12.8 | 7.6
ESMASI-25804 |  |  |  |  | 2023-08-18 | 2023-03-31 | Residential |  | Lithium Ion |  | Tesla | 0 | 0 | 13.5 | 5 | BM |  |  |  |  | 12543021 | Yes | AC-Coupled | PhotoVoltaic | 5.67 | 5
ESMASI-25800 |  |  |  | CONNECTED SOLUTIONS | 2023-10-05 | 2023-03-31 | Residential |  | Lithium Ion |  | Other | 20 | 20 | 10 | 10 | BM |  |  |  | BACKUP POWER | 12543319 | Yes | DC-Coupled | PhotoVoltaic | 15.39 | 10
ESMASI-25850 |  |  | MA - SMART Program | Utility Connected Solutions DR Program | 2023-08-24 | 2023-04-01 | Residential |  | Lithium Ion |  | Tesla | 13.5 | 5 | 13.5 | 5 | BM | Customer Bill Savings (e.g., Demand Charge Management, TOU Arbitrage) | Peak Shaving/ Load Leveling |  |  | 12542587 | Yes | AC-Coupled | PhotoVoltaic | 10 | 12.6
ESMASI-25964 |  |  | MA - SMART Program |  | 2023-04-13 | 2023-04-05 | Residential |  | Lithium Ion |  | Other | 20 | 20 | 10 | 10 | BM |  |  |  | Home BACKUP POWER AND DISCHARGING TO GRID | 8947141 | Yes | DC-Coupled | PhotoVoltaic | 12.8 | 10
ESMASI-25960 |  |  | MA - SMART Program | Connected Solutions | 2023-04-13 | 2023-04-05 | Residential |  | Lithium Ion |  | Other | 20 | 20 | 7.6 | 7.6 | BM |  |  |  | residential back up energy | 5524522 | Yes | DC-Coupled | PhotoVoltaic | 14.965 | 7.6
ESMASI-26014 |  |  | MA - SMART Program | Utility Connected Solutions DR Program | 2023-07-03 | 2023-04-06 | Residential |  | Lithium Ion |  | Tesla | 13.5 | 5 | 13.5 | 5 | BM | Customer Bill Savings (e.g., Demand Charge Management, TOU Arbitrage) | Peak Shaving/ Load Leveling |  |  | 12645915 | Yes | AC-Coupled | PhotoVoltaic | 9.6 | 7.6
ESMASI-26006 |  |  |  |  | 2023-09-13 | 2023-04-06 | Residential |  | Lithium Ion |  | Tesla | 0 | 0 | 13.5 | 0 | BM |  |  |  |  | 12646179 | Yes | AC-Coupled | PhotoVoltaic | 9.48 | 7.6
ESMASI-26016 |  |  | MA - SMART Program | Utility Connected Solutions DR Program | 2023-06-14 | 2023-04-06 | Residential |  | Lithium Ion |  | Tesla | 0 | 0 | 13.5 | 5 | BM | Customer Bill Savings (e.g., Demand Charge Management, TOU Arbitrage) | Peak Shaving/ Load Leveling |  |  | 11938146 | Yes | AC-Coupled | PhotoVoltaic | 10.8 | 12.6
ESMASI-26052 |  |  | MA - SMART Program | Net Metering | 2023-06-13 | 2023-04-07 | Residential |  | Lithium Ion |  | LG Chem | 9.8 | 5 | 9.8 | 5 | BM |  |  |  | Backup | 12646016 | Yes | DC-Coupled | PhotoVoltaic | 19.11 | 13.6
ESMASI-26321 |  |  |  |  | 2023-11-29 | 2023-04-13 | Residential |  | Lithium Ion |  | Enphase | 0 | 0 | 10.5 | 3.84 | BM |  |  |  |  | 12713052 | Yes | AC-Coupled | PhotoVoltaic | 10.4 | 11.51
ESMASI-26418 |  |  | MA - SMART Program | Utility Connected Solutions DR Program | 2023-10-04 | 2023-04-17 | Residential |  | Lithium Ion |  | Tesla | 13.5 | 5 | 13.5 | 5 | BM | Customer Bill Savings (e.g., Demand Charge Management, TOU Arbitrage) | Peak Shaving/ Load Leveling |  |  | 12712794 | Yes | AC-Coupled | PhotoVoltaic | 8.8 | 12.6
ESMASI-26487 |  |  | MA - SMART Program | Utility Connected Solutions DR Program | 2023-06-26 | 2023-04-18 | Residential |  | Lithium Ion |  | Tesla | 13.5 | 5 | 13.5 | 5 | BM | Customer Bill Savings (e.g., Demand Charge Management, TOU Arbitrage) | Peak Shaving/ Load Leveling |  |  | 12727031 | Yes | AC-Coupled | PhotoVoltaic | 8.8 | 12.6
ESMASI-26419 |  |  |  |  | 2023-06-26 | 2023-04-17 | Residential |  | Lithium Ion |  | Other | 16.69 | 16.69 | 10 | 10 | BM |  |  |  |  | 11342963 | Yes | DC-Coupled | PhotoVoltaic | 16.19 | 10
ESMASI-26703 |  |  |  |  | 2023-10-19 | 2023-04-24 | Residential |  | Lithium Ion |  | Enphase | 0 | 0 | 10.5 | 3.84 | BM |  |  |  |  | 12794541 | Yes | AC-Coupled | PhotoVoltaic | 11.6 | 12.395
ESMASI-26617 |  |  |  | Utility Connected Solutions DR Program | 2023-05-05 | 2023-04-20 | Residential |  | Lithium Ion |  | Tesla | 0 | 0 | 13.5 | 5 | BM | Customer Bill Savings (e.g., Demand Charge Management, TOU Arbitrage) | Peak Shaving/ Load Leveling |  |  | 8535649 | Yes | AC-Coupled | PhotoVoltaic | 7.25 | 5
ESMASI-26630 |  |  |  | Connected solutions | 2023-08-25 | 2023-04-21 | Residential |  | Lithium Ion |  | Tesla | 13.5 | 13.5 | 5 | 5 | BM |  |  |  |  | 12794208 | Yes | AC-Coupled | PhotoVoltaic | 6.66 | 10.4
ESMASI-26629 |  |  | MA - Energy Efficiency/ DR Program |  | 2023-05-24 | 2023-04-21 | Residential |  | Lithium Ion |  | Other | 18 | 9 | 18 | 9 | BM | Self Generation | Self Generation |  |  | 12794228 | Yes | DC-Coupled | PhotoVoltaic | 8 | 7.6
ESMASI-26695 |  |  |  | Class 1 REC | 2023-08-21 | 2023-04-24 | Residential |  | Lithium Ion |  | Tesla | 0 | 0 | 13.5 | 7.6 | BM | Customer Bill Savings (e.g., Demand Charge Management, TOU Arbitrage) | Self Generation |  |  | 12775081 | Yes | AC-Coupled | PhotoVoltaic | 9.6 | 7.6
ESMASI-26766 |  |  | MA - SMART Program | Utility Connected Solutions DR Program | 2023-09-08 | 2023-04-25 | Residential |  | Lithium Ion |  | Tesla | 13.5 | 5 | 13.5 | 5 | BM | Customer Bill Savings (e.g., Demand Charge Management, TOU Arbitrage) | Peak Shaving/ Load Leveling |  |  | 12855007 | Yes | AC-Coupled | PhotoVoltaic | 9.6 | 12.6
ESMASI-26738 |  |  | MA - Energy Efficiency/ DR Program |  | 2023-08-18 | 2023-04-24 | Residential |  | Lithium Ion |  | Other | 19.4 | 15 | 19.4 | 15 | BM | Customer Bill Savings (e.g., Demand Charge Management, TOU Arbitrage) | Reliability and Resiliency |  |  | 12790229 | Yes | DC-Coupled | PhotoVoltaic | 18 | 13.6
ESMASI-26894 |  |  | MA - SMART Program |  | 2023-10-30 | 2023-04-27 | Residential |  | Lithium Ion |  | Other | 0 | 0 | 13.6 | 5 | BM | Self Generation | Self Generation |  |  | 12863737 | Yes | AC-Coupled | PhotoVoltaic | 8.8 | 11.6
ESMASI-26916 |  |  | MA - SMART Program | Utility Connected Solutions DR Program | 2023-09-05 | 2023-04-27 | Residential |  | Lithium Ion |  | Tesla | 27 | 10 | 27 | 10 | BM | Customer Bill Savings (e.g., Demand Charge Management, TOU Arbitrage) | Peak Shaving/ Load Leveling |  |  | 12863518 | Yes | AC-Coupled | PhotoVoltaic | 17.2 | 15
ESMASI-26857 |  |  | MA - SMART Program | Net Metering | 2023-05-09 | 2023-04-26 | Residential |  | Lithium Ion |  | Tesla | 0 | 0 | 13.5 | 5 | BM |  |  |  | Backup | 12839221 | Yes | AC-Coupled | PhotoVoltaic | 6.745 | 11
ESMASI-26934 |  |  |  |  | 2023-08-14 | 2023-04-28 | Residential |  | Lithium Ion |  | LG Chem | 16 | 5 | 16 | 5 | BM |  |  |  |  | 12864295 | Yes | DC-Coupled | PhotoVoltaic | 18.04 | 11.4
ESMASI-26979 |  |  | MA - SMART Program |  | 2023-07-31 | 2023-05-01 | Residential |  | Lithium Ion |  | Other | 18 | 9 | 18 | 9 | BM |  |  |  |  | 12862999 | Yes | AC-Coupled | PhotoVoltaic | 0 | 9
ESMASI-27005 |  |  | MA - SMART Program |  | 2023-10-04 | 2023-05-01 | Residential |  | Lithium Ion |  | LG Chem | 38.4 | 20 | 38.4 | 17.6 | BM | Microgrid | Microgrid | Microgrid |  | 12864388 | Yes | DC-Coupled | PhotoVoltaic | 26.4 | 13.8
ESMASI-27090 |  |  |  |  | 2023-11-01 | 2023-05-02 | Residential |  | Lithium Ion |  | Tesla | 0 | 0 | 13.5 | 5 | BM |  |  |  |  | 12964537 | Yes | AC-Coupled | PhotoVoltaic | 3.63 | 8
ESMASI-27177 |  |  |  | Connected solutions | 2023-09-27 | 2023-05-04 | Residential |  | Lithium Ion |  | Enphase | 0 | 0 | 16.8 | 6.4 | BM | Reliability and Resiliency | Reliability and Resiliency |  |  | 12974202 | Yes | AC-Coupled | PhotoVoltaic | 11.6 | 14.81
ESMASI-27277 |  |  | MA - SMART Program |  | 2023-08-23 | 2023-05-05 | Residential |  | Lithium Ion |  | Tesla | 13.5 | 5 | 13.5 | 5 | BM | Customer Bill Savings (e.g., Demand Charge Management, TOU Arbitrage) | Peak Shaving/ Load Leveling |  |  | 13011951 | Yes | AC-Coupled | PhotoVoltaic | 9.2 | 7.6
ESMASI-27157 |  |  | MA - SMART Program | Utility Connected Solutions DR Program | 2023-10-30 | 2023-05-03 | Residential |  | Lithium Ion |  | Tesla | 27 | 10 | 27 | 10 | BM | Customer Bill Savings (e.g., Demand Charge Management, TOU Arbitrage) | Peak Shaving/ Load Leveling |  |  | 13681160 | Yes | AC-Coupled | PhotoVoltaic | 13.6 | 15
ESMASI-27490 |  |  | MA - SMART Program |  | 2023-08-30 | 2023-05-11 | Residential |  | Lithium Ion |  | Tesla | 13.5 | 5 | 13.5 | 5 | BM | Customer Bill Savings (e.g., Demand Charge Management, TOU Arbitrage) | Peak Shaving/ Load Leveling |  |  | 13050469 | Yes | AC-Coupled | PhotoVoltaic | 9.6 | 7.6
ESMASI-27161 |  |  |  |  | 2023-07-26 | 2023-05-03 | Residential |  | Lithium Ion |  | LG Chem | 19.2 | 10 | 19.2 | 10 | BM | Microgrid | Microgrid | Microgrid |  | 12981142 | Yes | DC-Coupled | PhotoVoltaic | 15.2 | 10
ESMASI-27324 |  |  | MA - SMART Program | Utility Connected Solutions DR Program | 2023-11-13 | 2023-05-08 | Residential |  | Lithium Ion |  | Tesla | 13.5 | 5 | 13.5 | 5 | BM | Customer Bill Savings (e.g., Demand Charge Management, TOU Arbitrage) | Peak Shaving/ Load Leveling |  |  | 12981880 | Yes | DC-Coupled | PhotoVoltaic | 6 | 7.6
ESMASI-27217 |  |  | MA - SMART Program |  | 2023-09-14 | 2023-05-04 | Residential |  | Lithium Ion |  | Tesla | 0 | 0 | 13.5 | 7.6 | BM | Customer Bill Savings (e.g., Demand Charge Management, TOU Arbitrage) | Self Generation |  |  | 12950170 | Yes | AC-Coupled | PhotoVoltaic | 4.38 | 7.6
ESMASI-28039 |  |  |  |  | 2023-08-09 | 2023-05-24 | Residential |  | Lithium Ion |  | Tesla | 13.5 | 13.5 | 5 | 5 | BM | Reliability and Resiliency | Reliability and Resiliency |  | Connected solutions | 13176340 | Yes | AC-Coupled | PhotoVoltaic | 0 | 5
ESMASI-27302 |  |  |  | Class 1 REC | 2023-10-06 | 2023-05-08 | Residential |  | Lithium Ion |  | Tesla | 0 | 0 | 13.5 | 7.6 | BM | Customer Bill Savings (e.g., Demand Charge Management, TOU Arbitrage) | Self Generation |  |  | 12977050 | Yes | AC-Coupled | PhotoVoltaic | 8.4 | 7.6
ESMASI-27352 |  |  | MA - SMART Program | Utility Connected Solutions DR Program | 2023-11-21 | 2023-05-08 | Residential |  | Lithium Ion |  | Tesla | 13.5 | 5 | 13.5 | 5 | BM | Customer Bill Savings (e.g., Demand Charge Management, TOU Arbitrage) | Peak Shaving/ Load Leveling |  |  | 13034302 | Yes | AC-Coupled | PhotoVoltaic | 8 | 12.6
ESMASI-27409 |  |  | MA - SMART Program |  | 2023-11-17 | 2023-05-09 | Residential |  | Lithium Ion |  | Tesla | 13.5 | 5 | 13.5 | 5 | BM | Customer Bill Savings (e.g., Demand Charge Management, TOU Arbitrage) | Peak Shaving/ Load Leveling |  |  | 13067580 | Yes | AC-Coupled | PhotoVoltaic | 10.4 | 12.6
ESMASI-27444 |  |  |  |  | 2023-06-13 | 2023-05-10 | Residential |  | Lithium Ion |  | Enphase | 0 | 0 | 10.08 | 3.84 | BM |  |  |  |  | 11616794 | Yes | AC-Coupled | PhotoVoltaic | 12.95 | 14.165
ESMASI-27799 |  |  |  |  | 2023-10-10 | 2023-05-18 | Residential |  | Lithium Ion |  | Tesla | 13.5 | 13.5 | 4.97 | 4.97 | BM | Reliability and Resiliency | Reliability and Resiliency |  | Connected solutions | 13188057 | Yes | AC-Coupled | PhotoVoltaic | 12.58 | 4.97
ESMASI-27502 |  |  |  | Class 1 REC | 2023-08-17 | 2023-05-11 | Residential |  | Lithium Ion |  | Tesla | 0 | 0 | 13.5 | 7.6 | BM | Customer Bill Savings (e.g., Demand Charge Management, TOU Arbitrage) | Self Generation |  |  | 13038571 | Yes | AC-Coupled | PhotoVoltaic | 10 | 7.6
ESMASI-27508 |  |  | MA - SMART Program | Utility Connected Solutions DR Program | 2023-08-17 | 2023-05-11 | Residential |  | Lithium Ion |  | Tesla | 0 | 0 | 13.5 | 5 | BM | Customer Bill Savings (e.g., Demand Charge Management, TOU Arbitrage) | Peak Shaving/ Load Leveling |  |  | 13051418 | Yes | AC-Coupled | PhotoVoltaic | 9.2 | 12.6
ESMASI-27822 |  |  | MA - SMART Program |  | 2023-10-03 | 2023-05-18 | Residential |  | Lithium Ion |  | Tesla | 13.5 | 5 | 13.5 | 5 | BM | Customer Bill Savings (e.g., Demand Charge Management, TOU Arbitrage) | Peak Shaving/ Load Leveling |  |  | 13174537 | Yes | AC-Coupled | PhotoVoltaic | 9.6 | 12.6
ESMASI-27540 |  |  |  |  | 2023-05-23 | 2023-05-11 | Residential |  | Lithium Ion |  | Tesla | 10 | 10 | 14 | 9 | BM |  |  |  |  | 13004428 | Yes | AC-Coupled | PhotoVoltaic | 7.2 | 15
ESMASI-27557 |  |  |  |  | 2023-05-30 | 2023-05-12 | Residential |  | Lithium Ion |  | Tesla | 13.5 | 5 | 13.5 | 5 | BM |  |  |  |  | 7495095 | Yes | AC-Coupled | PhotoVoltaic | 10.08 | 7.6
ESMASI-27564 |  |  |  |  | 2023-11-06 | 2023-05-12 | Residential |  | Lithium Ion |  | Tesla | 0 | 0 | 0 | 0 | BM | Reliability and Resiliency | Reliability and Resiliency |  | back up power only, zero export | 13060732 | Yes | AC-Coupled | PhotoVoltaic | 4.05 | 3
ESMASI-27603 |  |  | MA - SMART Program | Utility Connected Solutions DR Program | 2023-11-16 | 2023-05-12 | Residential |  | Lithium Ion |  | Tesla | 0 | 0 | 13.5 | 7.6 | BM | Customer Bill Savings (e.g., Demand Charge Management, TOU Arbitrage) | Peak Shaving/ Load Leveling |  |  | 13063399 | Yes | AC-Coupled | PhotoVoltaic | 12 | 7.6
ESMASI-27718 |  |  |  |  | 2023-08-04 | 2023-05-17 | Residential |  | Lithium Ion |  | Tesla | 10 | 10 | 10 | 10 | BM |  |  |  |  | 13095247 | Yes | AC-Coupled | PhotoVoltaic | 5.6 | 15
ESMASI-27701 |  |  |  |  | 2023-09-14 | 2023-05-16 | Residential |  | Lithium Ion |  | Other | 9.7 | 5 | 9.7 | 5 | BM |  |  |  |  | 13085498 | Yes | DC-Coupled | PhotoVoltaic | 11.89 | 10
ESMASI-27874 |  |  | MA - SMART Program |  | 2023-07-10 | 2023-05-19 | Residential |  | Lithium Ion |  | Tesla | 13.5 | 5 | 13.5 | 5 | BM | Customer Bill Savings (e.g., Demand Charge Management, TOU Arbitrage) | Peak Shaving/ Load Leveling |  |  | 8849178 | Yes | AC-Coupled | PhotoVoltaic | 8.8 | 7.6
ESMASI-27756 |  |  | MA - SMART Program | Connected solution | 2023-07-03 | 2023-05-17 | Residential |  | Lithium Ion |  | Tesla | 13.5 | 13.5 | 5 | 5 | BM |  |  |  |  | 13103340 | Yes | AC-Coupled | PhotoVoltaic | 0 | 5
ESMASI-27800 |  |  | MA - SMART Program | Utility Connected Solutions DR Program | 2023-07-25 | 2023-05-18 | Residential |  | Lithium Ion |  | Tesla | 13.5 | 5 | 13.5 | 5 | BM | Customer Bill Savings (e.g., Demand Charge Management, TOU Arbitrage) | Peak Shaving/ Load Leveling |  |  | 13256489 | Yes | AC-Coupled | PhotoVoltaic | 9.6 | 12.6
ESMASI-28175 |  |  |  |  | 2023-11-08 | 2023-05-26 | Residential |  | Lithium Ion |  | Tesla | 13.5 | 5 | 13.5 | 5 | BM | Customer Bill Savings (e.g., Demand Charge Management, TOU Arbitrage) | Peak Shaving/ Load Leveling |  |  | 13218809 | Yes | AC-Coupled | PhotoVoltaic | 10 | 7.6
ESMASI-28290 |  |  | MA - SMART Program |  | 2023-08-23 | 2023-05-31 | Residential |  | Lithium Ion |  | Enphase | 3.36 | 3.5 | 2.665 | 1.28 | BM |  |  |  |  | 13316328 | Yes | AC-Coupled | PhotoVoltaic | 11.18 | 10.796
ESMASI-28870 |  |  | MA - Energy Efficiency/ DR Program |  | 2023-09-26 | 2023-06-16 | Residential |  | Lithium Ion |  | Tesla | 0 | 0 | 13.5 | 5 | BM | Self Generation | Self Generation |  |  | 13474993 | Yes | AC-Coupled | PhotoVoltaic | 8 | 5
ESMASI-28855 |  |  | MA - SMART Program | Utility Connected Solutions DR Program | 2023-10-06 | 2023-06-16 | Residential |  | Lithium Ion |  | Tesla | 13.5 | 5 | 13.5 | 5 | BM | Customer Bill Savings (e.g., Demand Charge Management, TOU Arbitrage) | Peak Shaving/ Load Leveling |  |  | 13472191 | Yes | AC-Coupled | PhotoVoltaic | 7.6 | 12.6
ESMASI-28183 |  |  |  |  | 2023-09-22 | 2023-05-29 | Residential |  | Lithium Ion |  | Tesla | 13.5 | 5 | 13.5 | 5 | BM | Customer Bill Savings (e.g., Demand Charge Management, TOU Arbitrage) | Peak Shaving/ Load Leveling |  |  | 12252572 | Yes | AC-Coupled | PhotoVoltaic | 6.4 | 7.6
ESMASI-28272 |  |  |  | Connected Solutions | 2023-08-04 | 2023-05-31 | Residential |  | Lithium Ion |  | Tesla | 13.5 | 13.5 | 5 | 5 | BM |  |  |  |  | 13259025 | Yes | AC-Coupled | PhotoVoltaic | 0 | 5
ESMASI-28293 |  |  | MA - SMART Program | Utility Connected Solutions DR Program | 2023-08-18 | 2023-05-31 | Residential |  | Lithium Ion |  | Tesla | 13.5 | 5 | 13.5 | 5 | BM | Customer Bill Savings (e.g., Demand Charge Management, TOU Arbitrage) | Peak Shaving/ Load Leveling |  |  | 13316593 | Yes | AC-Coupled | PhotoVoltaic | 10.4 | 12.6
ESMASI-29766 |  |  |  |  | 2023-11-16 | 2023-07-11 | Residential |  | Lithium Ion |  | Other | 18 | 12.245 | 18 | 12.245 | BM | Customer Bill Savings (e.g., Demand Charge Management, TOU Arbitrage) |  |  |  | 13863625 | Yes | DC-Coupled | PhotoVoltaic | 0 | 0
ESMASI-28539 |  |  | MA - Energy Efficiency/ DR Program |  | 2023-12-21 | 2023-06-08 | Residential |  | Lithium Ion |  | Tesla | 0 | 0 | 13.5 | 5 | BM | Self Generation | Self Generation |  |  | 13441279 | Yes | AC-Coupled | PhotoVoltaic | 0 | 5
ESMASI-28484 |  |  |  | Utility Connected Solutions DR Program | 2023-10-26 | 2023-06-07 | Residential |  | Lithium Ion |  | Tesla | 13.5 | 5 | 13.5 | 5 | BM | Customer Bill Savings (e.g., Demand Charge Management, TOU Arbitrage) | Peak Shaving/ Load Leveling |  |  | 13344157 | Yes | AC-Coupled | PhotoVoltaic | 8.8 | 7.6
ESMASI-28600 |  |  |  | Net metering | 2023-08-09 | 2023-06-09 | Residential |  | Lithium Ion |  | Other | 18 | 0 | 15.2 | 7.6 | BM | Customer Bill Savings (e.g., Demand Charge Management, TOU Arbitrage) |  |  |  | 13441784 | Yes | DC-Coupled | PhotoVoltaic | 5.04 | 7.6
ESMASI-28492 |  |  | MA - SMART Program | Net Metering | 2023-10-10 | 2023-06-07 | Residential |  | Lithium Ion |  | Tesla | 0 | 0 | 13.5 | 5 | BM |  |  |  | Backup | 4602825 | Yes | AC-Coupled | PhotoVoltaic | 8.97 | 12.67
ESMASI-28889 |  |  | MA - SMART Program |  | 2023-10-27 | 2023-06-16 | Residential |  | Lithium Ion |  | Tesla | 13.5 | 5 | 13.5 | 5 | BM | Customer Bill Savings (e.g., Demand Charge Management, TOU Arbitrage) | Peak Shaving/ Load Leveling |  |  | 13492690 | Yes | AC-Coupled | PhotoVoltaic | 8 | 12.6
ESMASI-28738 |  |  | MA - SMART Program | Utility Connected Solutions DR Program | 2023-10-20 | 2023-06-14 | Residential |  | Lithium Ion |  | Tesla | 13.5 | 5 | 13.5 | 5 | BM | Customer Bill Savings (e.g., Demand Charge Management, TOU Arbitrage) | Peak Shaving/ Load Leveling |  |  | 13459364 | Yes | AC-Coupled | PhotoVoltaic | 9.6 | 7.6
ESMASI-28946 |  |  | MA - SMART Program |  | 2023-10-17 | 2023-06-19 | Residential |  | Lithium Ion |  | Tesla | 13.5 | 5 | 13.5 | 5 | BM | Customer Bill Savings (e.g., Demand Charge Management, TOU Arbitrage) | Peak Shaving/ Load Leveling |  |  | 13537382 | Yes | AC-Coupled | PhotoVoltaic | 4.8 | 7.6
ESMASI-29206 |  |  | MA - Energy Efficiency/ DR Program |  | 2023-10-27 | 2023-06-26 | Residential |  | Other | Lithium Iron Phosphate | Other | 0 | 0 | 13.6 | 5 | BM | Self Generation | Self Generation | Microgrid |  | 13656593 | Yes | AC-Coupled | PhotoVoltaic | 11.2 | 15
ESMASI-28649 |  |  | MA - SMART Program | Connected Solutions | 2023-08-21 | 2023-06-12 | Residential |  | Lithium Ion |  | Enphase | 15 | 11.52 | 15 | 9.69 | BM | Self Generation | Self Generation | Microgrid |  | 13440696 | Yes | AC-Coupled | PhotoVoltaic | 0 | 9.69
ESMASI-28643 |  |  |  | Connected Solutions Program | 2023-11-07 | 2023-06-12 | Residential |  | Other | Lithium Ion Phosphate | Enphase | 10.08 | 10.5 | 10.08 | 3.84 | BM | Microgrid | Microgrid | Microgrid | Connected Solutions Program | 13406846 | Yes | AC-Coupled | PhotoVoltaic | 7.56 | 9.6
ESMASI-29004 |  |  | MA - Energy Efficiency/ DR Program |  | 2023-12-28 | 2023-06-21 | Residential |  | Lithium Ion |  | Tesla | 0 | 0 | 5 | 5 | BM | Self Generation | Self Generation |  |  | 13607496 | Yes | AC-Coupled | PhotoVoltaic | 0 | 5
ESMASI-28911 |  |  |  | Connected solutions | 2023-08-31 | 2023-06-19 | Residential |  | Lithium Ion |  | Tesla | 13.5 | 13.5 | 5 | 5 | BM |  |  |  |  | 13549217 | Yes | AC-Coupled | PhotoVoltaic | 10.73 | 12.1
ESMASI-29138 |  |  |  |  | 2023-09-15 | 2023-06-23 | Residential |  | Lithium Ion |  | Tesla | 0 | 0 | 13.5 | 5 | BM |  |  |  | backup only | 13629801 | Yes | AC-Coupled | PhotoVoltaic | 10.4 | 12.6
ESMASI-29605 |  |  | MA - Energy Efficiency/ DR Program |  | 2023-08-21 | 2023-07-06 | Residential |  | Lithium Ion |  | Other | 19.4 | 15 | 19.4 | 15 | BM | Customer Bill Savings (e.g., Demand Charge Management, TOU Arbitrage) | Reliability and Resiliency |  |  | 13786805 | Yes | DC-Coupled | PhotoVoltaic | 13.02 | 10
ESMASI-30027 |  |  | MA - SMART Program | Utility DR Program | 2023-12-11 | 2023-07-19 | Residential |  | Lithium Ion |  | Tesla | 13.5 | 5 | 13.5 | 5 | BM | Customer Bill Savings (e.g., Demand Charge Management, TOU Arbitrage) | Peak Shaving/ Load Leveling |  |  | 13961760 | Yes | DC-Coupled | PhotoVoltaic | 7.6 | 7.6
ESMASI-29746 |  |  | MA - SMART Program | Utility Connected Solutions DR Program | 2023-10-25 | 2023-07-11 | Residential |  | Lithium Ion |  | Tesla | 13.5 | 5 | 13.5 | 5 | BM | Customer Bill Savings (e.g., Demand Charge Management, TOU Arbitrage) | Peak Shaving/ Load Leveling |  |  | 13864043 | Yes | DC-Coupled | PhotoVoltaic | 8 | 7.6
ESMASI-29809 |  |  |  |  | 2023-09-27 | 2023-07-12 | Residential |  | Lithium Ion |  | Enphase | 3.36 | 3.36 | 3.36 | 3.36 | BM |  |  |  |  | 13863778 | Yes | AC-Coupled | PhotoVoltaic | 10.2 | 11.16
ESMASI-29839 |  |  |  |  | 2023-10-25 | 2023-07-13 | Residential |  | Lithium Ion |  | Tesla | 0 | 0 | 13.5 | 5 | BM | Customer Bill Savings (e.g., Demand Charge Management, TOU Arbitrage) |  |  |  | 13900832 | Yes | AC-Coupled | PhotoVoltaic | 4.86 | 8.6
ESMASI-30174 |  |  | MA - SMART Program |  | 2023-09-20 | 2023-07-22 | Residential |  | Lithium Ion |  | Enphase | 0 | 0 | 3.5 | 7.68 | BM |  |  |  |  | 14010817 | Yes | AC-Coupled | PhotoVoltaic | 6 | 13.17
ESMASI-30036 |  |  |  |  | 2023-10-20 | 2023-07-19 | Residential |  | Lithium Ion |  | Tesla | 13.5 | 5 | 13.5 | 5 | BM |  |  |  |  | 13970172 | Yes | DC-Coupled | PhotoVoltaic | 8.1 | 7.6
ESMASI-30657 |  |  |  |  | 2023-09-29 | 2023-08-03 | Residential |  | Lithium Ion |  | Tesla | 0 | 0 | 13.5 | 5 | BM |  |  |  |  | 14120537 | Yes | AC-Coupled | PhotoVoltaic | 10 | 12.6
ESMASI-30093 |  |  |  | Class 1 REC | 2023-12-27 | 2023-07-20 | Residential |  | Lithium Ion |  | Tesla | 0 | 0 | 13.5 | 7.6 | BM | Customer Bill Savings (e.g., Demand Charge Management, TOU Arbitrage) | Self Generation |  |  | 13946756 | Yes | AC-Coupled | PhotoVoltaic | 10.5 | 7.6
ESMASI-30246 |  |  | MA - SMART Program | Utility Connected Solutions DR Program | 2023-08-02 | 2023-07-25 | Residential |  | Lithium Ion |  | Tesla | 13.5 | 5 | 13.5 | 5 | BM | Customer Bill Savings (e.g., Demand Charge Management, TOU Arbitrage) | Peak Shaving/ Load Leveling |  |  | 9648096 | Yes | DC-Coupled | PhotoVoltaic | 4.8 | 7.6
ESMASI-30419 |  |  | MA - SMART Program |  | 2023-12-08 | 2023-07-28 | Residential |  | Lithium Ion |  | Tesla | 0 | 0 | 13.5 | 5 | BM |  |  |  |  | 14074961 | Yes | AC-Coupled | PhotoVoltaic | 12.64 | 15
ESMASI-30438 |  |  |  |  | 2023-09-08 | 2023-07-28 | Residential |  | Lithium Ion |  | Enphase | 0 | 0 | 0 | 0 | BM | Reliability and Resiliency | Reliability and Resiliency |  | back up power only, zero export | 14087371 | Yes | AC-Coupled | PhotoVoltaic | 11.05 | 9.516
ESMASI-30640 |  |  |  |  | 2023-08-18 | 2023-08-03 | Residential |  | Lithium Ion |  | Tesla | 0 | 0 | 13.5 | 5 | BM | Customer Bill Savings (e.g., Demand Charge Management, TOU Arbitrage) | Peak Shaving/ Load Leveling |  |  | 14118590 | Yes | AC-Coupled | PhotoVoltaic | 0 | 5
ESMASI-30956 |  |  |  |  | 2023-11-30 | 2023-08-11 | Residential |  | Lithium Ion |  | Enphase | 10.8 | 0 | 10.08 | 3.84 | BM | Customer Bill Savings (e.g., Demand Charge Management, TOU Arbitrage) |  |  |  | 14179826 | Yes | AC-Coupled | PhotoVoltaic | 8.1 | 9.84
ESMASI-30850 |  |  | MA - SMART Program | Utility Connected Solutions DR Program | 2023-10-27 | 2023-08-09 | Residential |  | Lithium Ion |  | Tesla | 13.5 | 5 | 13.5 | 5 | BM | Customer Bill Savings (e.g., Demand Charge Management, TOU Arbitrage) | Peak Shaving/ Load Leveling |  |  | 14152279 | Yes | DC-Coupled | PhotoVoltaic | 8.075 | 7.6
ESMASI-30671 |  |  |  |  | 2023-11-29 | 2023-08-04 | Residential |  | Lithium Ion |  | Other | 20 | 20 | 10 | 10 | BM |  |  |  | connected solutions | 14120284 | Yes | DC-Coupled | PhotoVoltaic | 21.87 | 10
ESMASI-31251 |  |  |  |  | 2023-11-21 | 2023-08-18 | Residential |  | Lithium Ion |  | Tesla | 13.5 | 13.5 | 5 | 5 | BM |  |  |  |  | 14296690 | Yes | AC-Coupled | PhotoVoltaic | 6.66 | 10.4
ESMASI-30717 |  | MA - DOER/ MassCEC Funded Projects | MA - SMART Program |  | 2023-11-20 | 2023-08-05 | Residential |  | Lithium Ion |  | Tesla | 0 | 0 | 13.5 | 5 | BM | Self Generation | Self Generation |  | Utility DR program | 14134169 | Yes | AC-Coupled | PhotoVoltaic | 9.315 | 11.9
ESMASI-31161 |  |  |  |  | 2023-10-30 | 2023-08-16 | Residential |  | Lithium Ion |  | Other | 15 | 9 | 15 | 9 | BM | Reliability and Resiliency | Reliability and Resiliency |  | Connected Solutions | 14275014 | Yes | AC-Coupled | PhotoVoltaic | 0 | 9
ESMASI-31070 |  |  |  | Connected solutions | 2023-10-25 | 2023-08-15 | Residential |  | Lithium Ion |  | Tesla | 0 | 0 | 13.5 | 5 | BM | Customer Bill Savings (e.g., Demand Charge Management, TOU Arbitrage) | Peak Shaving/ Load Leveling |  |  | 14205889 | Yes | AC-Coupled | PhotoVoltaic | 0 | 5
ESMASI-31265 |  |  |  |  | 2023-09-01 | 2023-08-18 | Residential |  | Lithium Ion |  | Tesla | 0 | 0 | 0 | 0 | BM | Reliability and Resiliency | Reliability and Resiliency |  | back up power only, zero export | 14296962 | Yes | AC-Coupled | PhotoVoltaic | 4.32 | 3.54
ESMASI-31268 |  |  |  | Net Metering | 2023-09-12 | 2023-08-18 | Residential |  | Lithium Ion |  | LG Chem | 9.8 | 5 | 9.8 | 5 | BM |  |  |  | Backup | 14272412 | Yes | DC-Coupled | PhotoVoltaic | 4.125 | 3.8
ESMASI-31347 |  |  |  |  | 2023-10-02 | 2023-08-21 | Residential |  | Lithium Ion |  | Enphase | 0 | 0 | 10 | 3.84 | BM |  |  |  |  | 6672744 | Yes | AC-Coupled | PhotoVoltaic | 14.43 | 13.82
ESMASI-32547 |  |  |  |  | 2023-10-16 | 2023-09-19 | Residential |  | Lithium Ion |  | sonnenBacterie | 8 | 8 | 8 | 8 | BM |  |  |  |  | 14587849 | Yes | AC-Coupled | PhotoVoltaic | 7.36 | 8
ESMASI-31870 |  |  |  |  | 2023-10-26 | 2023-09-01 | Residential |  | Lithium Ion |  | Tesla | 0 | 0 | 0 | 0 | BM | Reliability and Resiliency | Reliability and Resiliency |  | back up power only, zero export | 14467555 | Yes | AC-Coupled | PhotoVoltaic | 7.56 | 6.195
ESMASI-32044 |  |  |  | Connected solutions | 2023-11-15 | 2023-09-07 | Residential |  | Lithium Ion |  | Tesla | 13.5 | 13.5 | 5 | 5 | BM | Reliability and Resiliency | Reliability and Resiliency |  |  | 14498317 | Yes | AC-Coupled | PhotoVoltaic | 5.2 | 8.9
ESMASI-32019 |  |  |  | Connected Solutions | 2023-12-28 | 2023-09-06 | Residential |  | Lithium Ion |  | LG Chem | 16 | 7 | 16 | 7 | BM |  |  |  |  | 14497805 | Yes | DC-Coupled | PhotoVoltaic | 11.2 | 10
ESMASI-32673 |  | ISO Markets | MA - SMART Program |  | 2023-12-06 | 2023-09-20 | Residential |  | Lithium Ion |  | Enphase | 10 | 7.68 | 10 | 7.68 | BM | Customer Bill Savings (e.g., Demand Charge Management, TOU Arbitrage) | Microgrid | Microgrid |  | 14725666 | Yes | AC-Coupled | PhotoVoltaic | 6.15 | 12.18
ESMASI-32230 |  |  |  |  | 2023-11-02 | 2023-09-12 | Residential |  | Lithium Ion |  | Tesla | 0 | 0 | 27 | 10 | BM | Self Generation | Self Generation |  |  | 14600134 | Yes | AC-Coupled | PhotoVoltaic | 0 | 10
ESMASI-33488 |  |  |  | Utility DR Program | 2023-12-13 | 2023-10-09 | Residential |  | Lithium Ion |  | Tesla | 0 | 0 | 13.5 | 5 | BM | Customer Bill Savings (e.g., Demand Charge Management, TOU Arbitrage) | Peak Shaving/ Load Leveling |  |  | 14889740 | Yes | AC-Coupled | PhotoVoltaic | 8.32 | 5
ESMASI-33803 |  |  | MA - SMART Program |  | 2023-11-24 | 2023-10-16 | Residential |  | Lithium Ion |  | Tesla | 0 | 0 | 13.5 | 5 | BM |  |  |  |  | 14975757 | Yes | AC-Coupled | PhotoVoltaic | 3.36 | 8
ESMASI-33857 |  |  |  |  | 2023-11-01 | 2023-10-17 | Residential |  | Lithium Ion |  | Enphase | 10 | 10 | 10 | 10 | BM |  |  |  |  | 14976708 | Yes | AC-Coupled | PhotoVoltaic | 6.4 | 14.8
ESMASI-34609 |  |  |  |  | 2023-12-22 | 2023-11-07 | Residential |  | Lithium Ion |  | Tesla | 13.5 | 13.5 | 5 | 5 | BM | Reliability and Resiliency | Reliability and Resiliency |  | Connected solutions | 15251795 | Yes | AC-Coupled | PhotoVoltaic | 9.49 | 5
ESMAEX-00295 |  | MA - SMART Program |  |  | 2022-01-31 | 2021-08-10 | Commercial |  | Lithium Ion |  | LG Chem | 9.6 | 5 | 9.6 | 5 | BM |  |  |  | backup power | 6468242 | Yes | DC-Coupled | PhotoVoltaic | 11.22 | 9.8
ESMAEX-00424 |  |  |  |  | 2023-05-26 | 2021-09-20 | Commercial |  | Lithium Ion |  | Enphase | 21 | 7.68 | 21 | 7.68 | BM | Customer Bill Savings (e.g., Demand Charge Management, TOU Arbitrage) |  |  |  | 7058386 | Yes | AC-Coupled | PhotoVoltaic | 10.005 | 7.68
ESMAEX-00464 |  | MA - SMART Program |  | Connected Solutions Demand Response | 2022-03-17 | 2021-10-01 | Commercial |  | Lithium Ion |  | Tesla | 27 | 15.2 | 27 | 15.2 | BM | Customer Bill Savings (e.g., Demand Charge Management, TOU Arbitrage) | Renewable Shift | Reliability and Resiliency | Peak Shaving/ Load Leveling | 6897141 | Yes | AC-Coupled | PhotoVoltaic | 15.05 | 15.2
ESMAEX-00825 |  | MA - SMART Program |  | Connected Solutions | 2023-04-20 | 2022-02-09 | Commercial |  | Lithium Ion |  | Tesla | 13.5 | 0 | 13.5 | 0 | BM | Customer Bill Savings (e.g., Demand Charge Management, TOU Arbitrage) | Renewable Shift | Reliability and Resiliency | Peak Shaving/ Load Leveling | 7908454 | Yes | AC-Coupled | PhotoVoltaic | 26.856 | 19
ESMAEX-00851 |  | MA - SMART Program |  | Connected Solutions | 2023-03-16 | 2022-02-22 | Commercial |  | Lithium Ion |  | Tesla | 13.5 | 0 | 13.5 | 0 | BM | Customer Bill Savings (e.g., Demand Charge Management, TOU Arbitrage) | Renewable Shift | Reliability and Resiliency | Peak Shaving/ Load Leveling | 8513228 | Yes | AC-Coupled | PhotoVoltaic | 14.03 | 15.2
ESMAEX-00854 |  | MA - SMART Program |  | Connected Solutions Demand Response | 2023-09-14 | 2022-02-24 | Commercial |  | Lithium Ion |  | Tesla | 13.5 | 0 | 13.5 | 0 | BM | Customer Bill Savings (e.g., Demand Charge Management, TOU Arbitrage) | Renewable Shift | Reliability and Resiliency | Peak Shaving/ Load Leveling | 8540951 | Yes | AC-Coupled | PhotoVoltaic | 17 | 15.2
ESMAEX-00872 |  | MA - SMART Program |  | Connected Solutions Demand Response | 2023-06-07 | 2022-03-02 | Commercial |  | Lithium Ion |  | Tesla | 13.5 | 0 | 13.5 | 0 | BM | Customer Bill Savings (e.g., Demand Charge Management, TOU Arbitrage) | Renewable Shift | Reliability and Resiliency | Peak Shaving/ Load Leveling | 8822112 | Yes | AC-Coupled | PhotoVoltaic | 17 | 15.2
ESMAEX-00898 |  | MA - SMART Program |  | connected solutions | 2022-12-21 | 2022-03-11 | Commercial |  | Lithium Ion |  | Tesla | 17 | 15.2 | 17 | 15.2 | BM | Customer Bill Savings (e.g., Demand Charge Management, TOU Arbitrage) | Renewable Shift | Reliability and Resiliency | Peak Shaving/ Load Leveling | 8009108 | Yes | AC-Coupled | PhotoVoltaic | 17 | 15.2
ESMAEX-00901 |  | MA - SMART Program |  | Connected Solutions Demand Response | 2022-10-22 | 2022-03-11 | Commercial |  | Lithium Ion |  | Tesla | 13.5 | 5 | 13.5 | 5 | BM | Customer Bill Savings (e.g., Demand Charge Management, TOU Arbitrage) | Renewable Shift | Reliability and Resiliency | Peak Shaving/ Load Leveling | 8661391 | Yes | AC-Coupled | PhotoVoltaic | 19.2 | 15.2
ESMAEX-00923 |  | MA - SMART Program |  | Connected Solutions | 2022-10-27 | 2022-03-15 | Commercial |  | Lithium Ion |  | Tesla | 13.5 | 0 | 13.5 | 0 | BM | Customer Bill Savings (e.g., Demand Charge Management, TOU Arbitrage) | Renewable Shift | Reliability and Resiliency | Peak Shaving/ Load Leveling | 8717432 | Yes | AC-Coupled | PhotoVoltaic | 14.96 | 15.2
ESMAEX-00929 |  | MA - SMART Program |  | Connected Solutions Demand Response | 2023-01-03 | 2022-03-16 | Commercial |  | Lithium Ion |  | Tesla | 13.5 | 0 | 13.5 | 0 | BM | Customer Bill Savings (e.g., Demand Charge Management, TOU Arbitrage) | Renewable Shift | Reliability and Resiliency | Peak Shaving/ Load Leveling | 8718251 | Yes | AC-Coupled | PhotoVoltaic | 18.896 | 15.2
ESMAEX-00931 |  | MA - SMART Program |  | Connected Solutions Demand Response | 2023-01-24 | 2022-03-16 | Commercial |  | Lithium Ion |  | Tesla | 13.5 | 0 | 13.5 | 0 | BM | Customer Bill Savings (e.g., Demand Charge Management, TOU Arbitrage) | Renewable Shift | Reliability and Resiliency | Peak Shaving/ Load Leveling | 8718351 | Yes | AC-Coupled | PhotoVoltaic | 16 | 15.2
ESMAEX-00935 |  | MA - SMART Program |  | Connected Solutions Demand Response | 2022-06-02 | 2022-03-17 | Commercial |  | Lithium Ion |  | Tesla | 27 | 0 | 27 | 0 | BM | Customer Bill Savings (e.g., Demand Charge Management, TOU Arbitrage) | Renewable Shift | Reliability and Resiliency | Peak Shaving/ Load Leveling | 8718454 | Yes | AC-Coupled | PhotoVoltaic | 16.32 | 15.2
ESMAEX-00956 |  | MA - SMART Program |  | Connected Solutions Demand Response | 2023-02-10 | 2022-03-22 | Commercial |  | Lithium Ion |  | Tesla | 13.5 | 0 | 13.5 | 0 | BM | Customer Bill Savings (e.g., Demand Charge Management, TOU Arbitrage) | Renewable Shift | Reliability and Resiliency | Peak Shaving/ Load Leveling | 8739153 | Yes | AC-Coupled | PhotoVoltaic | 12.75 | 15.2
ESMAEX-00962 |  | MA - SMART Program |  | Connected Solutions Demand Response | 2023-10-03 | 2022-03-24 | Commercial |  | Lithium Ion |  | Tesla | 27 | 10 | 27 | 10 | BM | Customer Bill Savings (e.g., Demand Charge Management, TOU Arbitrage) | Renewable Shift | Reliability and Resiliency | Peak Shaving/ Load Leveling | 8774142 | Yes | AC-Coupled | PhotoVoltaic | 15.6 | 15.2
ESMAEX-00964 |  | MA - SMART Program |  | Connected Solutions Demand Response | 2023-04-10 | 2022-03-24 | Commercial |  | Lithium Ion |  | Tesla | 13.5 | 0 | 13.5 | 0 | BM | Customer Bill Savings (e.g., Demand Charge Management, TOU Arbitrage) | Renewable Shift | Reliability and Resiliency | Peak Shaving/ Load Leveling | 8774396 | Yes | AC-Coupled | PhotoVoltaic | 12.75 | 15.2
ESMAEX-00968 |  | MA - SMART Program |  | Connected Solutions Demand Response | 2023-06-01 | 2022-03-25 | Commercial |  | Lithium Ion |  | Tesla | 13.5 | 0 | 13.5 | 0 | BM | Customer Bill Savings (e.g., Demand Charge Management, TOU Arbitrage) | Renewable Shift | Reliability and Resiliency | Peak Shaving/ Load Leveling | 8787313 | Yes | AC-Coupled | PhotoVoltaic | 17 | 15.2
ESMAEX-00971 |  | MA - SMART Program |  |  | 2023-03-06 | 2022-03-27 | Commercial |  | Lithium Ion |  | Tesla | 27 | 0 | 27 | 0 | BM | Customer Bill Savings (e.g., Demand Charge Management, TOU Arbitrage) | Renewable Shift | Reliability and Resiliency | Peak Shaving/ Load Leveling | 8775220 | Yes | AC-Coupled | PhotoVoltaic | 14.4 | 15.2
ESMAEX-00987 |  | MA - SMART Program |  | Utility Connected Solutions DR Program | 2023-04-04 | 2022-03-29 | Commercial |  | Lithium Ion |  | Tesla | 13.5 | 0 | 13.5 | 0 | BM | Customer Bill Savings (e.g., Demand Charge Management, TOU Arbitrage) | Renewable Shift | Reliability and Resiliency | Peak Shaving/ Load Leveling | 8802387 | Yes | AC-Coupled | PhotoVoltaic | 17 | 15.2
ESMAEX-01007 |  | MA - SMART Program |  | ConnectedSolutions | 2023-04-28 | 2022-04-04 | Commercial |  | Lithium Ion |  | Tesla | 27 | 10 | 27 | 10 | BM | Customer Bill Savings (e.g., Demand Charge Management, TOU Arbitrage) | Renewable Shift | Reliability and Resiliency | Peak Shaving/ Load Leveling | 8835761 | Yes | AC-Coupled | PhotoVoltaic | 16 | 15.2
ESMAEX-01017 |  | MA - SMART Program |  | Utility Connected Solutions DR Program | 2023-01-24 | 2022-04-06 | Commercial |  | Lithium Ion |  | Tesla | 27 | 0 | 27 | 0 | BM | Customer Bill Savings (e.g., Demand Charge Management, TOU Arbitrage) | Renewable Shift | Reliability and Resiliency | Peak Shaving/ Load Leveling | 8858660 | Yes | AC-Coupled | PhotoVoltaic | 19.2 | 15.2
ESMAEX-01027 |  | MA - SMART Program |  | ConnectedSolutions | 2023-03-07 | 2022-04-06 | Commercial |  | Lithium Ion |  | Tesla | 13.5 | 5 | 13.5 | 5 | BM | Customer Bill Savings (e.g., Demand Charge Management, TOU Arbitrage) | Renewable Shift | Reliability and Resiliency | Peak Shaving/ Load Leveling | 8896742 | Yes | AC-Coupled | PhotoVoltaic | 13.2 | 15.2
ESMAEX-01031 |  | MA - SMART Program |  | ConnectedSolutions | 2023-01-26 | 2022-04-07 | Commercial |  | Lithium Ion |  | Tesla | 27 | 10 | 27 | 10 | BM | Customer Bill Savings (e.g., Demand Charge Management, TOU Arbitrage) | Renewable Shift | Reliability and Resiliency | Peak Shaving/ Load Leveling | 8859522 | Yes | AC-Coupled | PhotoVoltaic | 17 | 15.2
ESMAEX-01033 |  | MA - SMART Program |  | Connected Solutions Demand Response | 2023-04-04 | 2022-04-07 | Commercial |  | Lithium Ion |  | Tesla | 13.5 | 0 | 13.5 | 0 | BM | Customer Bill Savings (e.g., Demand Charge Management, TOU Arbitrage) | Renewable Shift | Reliability and Resiliency | Peak Shaving/ Load Leveling | 8897410 | Yes | AC-Coupled | PhotoVoltaic | 14 | 15.2
ESMAEX-01034 |  | MA - SMART Program |  | Connected Solutions Demand Response | 2023-05-11 | 2022-04-07 | Commercial |  | Lithium Ion |  | Tesla | 27 | 10 | 27 | 10 | BM | Customer Bill Savings (e.g., Demand Charge Management, TOU Arbitrage) | Renewable Shift | Reliability and Resiliency | Peak Shaving/ Load Leveling | 8897235 | Yes | AC-Coupled | PhotoVoltaic | 15.3 | 15.2
ESMAEX-01038 |  | MA - SMART Program |  | ConnectedSolutions | 2023-03-10 | 2022-04-07 | Commercial |  | Lithium Ion |  | Tesla | 27 | 10 | 27 | 10 | BM | Customer Bill Savings (e.g., Demand Charge Management, TOU Arbitrage) | Renewable Shift | Reliability and Resiliency | Peak Shaving/ Load Leveling | 8897697 | Yes | AC-Coupled | PhotoVoltaic | 19.2 | 15.2
ESMAEX-01049 |  | MA - SMART Program |  | Utility Connected Solutions DR Program | 2023-04-10 | 2022-04-08 | Commercial |  | Lithium Ion |  | Tesla | 13.5 | 0 | 13.5 | 0 | BM | Customer Bill Savings (e.g., Demand Charge Management, TOU Arbitrage) | Renewable Shift | Reliability and Resiliency | Peak Shaving/ Load Leveling | 8908695 | Yes | AC-Coupled | PhotoVoltaic | 17 | 15.2
ESMAEX-01052 |  | MA - SMART Program |  | ConnectedSolutions | 2023-05-03 | 2022-04-08 | Commercial |  | Lithium Ion |  | Tesla | 27 | 10 | 27 | 10 | BM | Customer Bill Savings (e.g., Demand Charge Management, TOU Arbitrage) | Renewable Shift | Reliability and Resiliency | Peak Shaving/ Load Leveling | 8908812 | Yes | AC-Coupled | PhotoVoltaic | 17.34 | 15.2
ESMAEX-01088 |  | MA - SMART Program |  | Connected Solutions | 2022-11-21 | 2022-04-16 | Commercial |  | Lithium Ion |  | Tesla | 13.5 | 0 | 13.5 | 0 | BM | Customer Bill Savings (e.g., Demand Charge Management, TOU Arbitrage) | Renewable Shift | Reliability and Resiliency | Peak Shaving/ Load Leveling | 8964985 | Yes | AC-Coupled | PhotoVoltaic | 12.24 | 15.2
ESMAEX-01095 |  | MA - SMART Program |  | Connected Solutions Demand Response | 2023-03-07 | 2022-04-20 | Commercial |  | Lithium Ion |  | Tesla | 27 | 10 | 27 | 10 | BM | Customer Bill Savings (e.g., Demand Charge Management, TOU Arbitrage) | Renewable Shift | Reliability and Resiliency | Peak Shaving/ Load Leveling | 9031691 | Yes | AC-Coupled | PhotoVoltaic | 14.4 | 15.2
ESMAEX-01120 |  |  |  | MassACA | 2022-11-14 | 2022-04-27 | Commercial |  | Lithium Ion |  | LG Chem | 19.2 | 19.2 | 19.2 | 19.2 | BM |  | Self Generation |  |  | 8970590 | Yes | DC-Coupled | PhotoVoltaic | 19.2 | 15.2
ESMAEX-01165 |  | MA - SMART Program |  | Net Metering | 2022-08-22 | 2022-05-10 | Commercial |  | Lithium Ion |  | LG Chem | 9.8 | 5 | 9.8 | 5 | BM |  |  |  | Backup Storage | 9128323 | Yes | DC-Coupled | PhotoVoltaic | 12.58 | 10
ESMAEX-01176 |  | MA - SMART Program |  | Connected Solutions Demand Response | 2022-12-12 | 2022-05-12 | Commercial |  | Lithium Ion |  | Tesla | 27 | 10 | 27 | 10 | BM | Customer Bill Savings (e.g., Demand Charge Management, TOU Arbitrage) | Renewable Shift | Reliability and Resiliency | Peak Shaving/ Load Leveling | 9298473 | Yes | AC-Coupled | PhotoVoltaic | 15.624 | 15.2
ESMAEX-01182 |  | MA - SMART Program |  | Connected Solutions | 2022-11-22 | 2022-05-16 | Commercial |  | Lithium Ion |  | Tesla | 27 | 10 | 27 | 10 | BM | Customer Bill Savings (e.g., Demand Charge Management, TOU Arbitrage) | Renewable Shift | Reliability and Resiliency | Peak Shaving/ Load Leveling | 9108196 | Yes | AC-Coupled | PhotoVoltaic | 13.25 | 15.2
ESMAEX-01184 |  | MA - SMART Program |  | Connected Solutions Demand Response | 2023-02-01 | 2022-05-16 | Commercial |  | Lithium Ion |  | Tesla | 13.5 | 5 | 13.5 | 5 | BM | Customer Bill Savings (e.g., Demand Charge Management, TOU Arbitrage) | Renewable Shift | Reliability and Resiliency | Peak Shaving/ Load Leveling | 9295287 | Yes | AC-Coupled | PhotoVoltaic | 14.4 | 16.4
ESMAEX-01185 |  | MA - SMART Program |  | Utility Connected Solutions DR Program | 2022-12-29 | 2022-05-16 | Commercial |  | Lithium Ion |  | Tesla | 13.5 | 5 | 13.5 | 5 | BM | Customer Bill Savings (e.g., Demand Charge Management, TOU Arbitrage) | Renewable Shift | Reliability and Resiliency | Peak Shaving/ Load Leveling | 9295409 | Yes | AC-Coupled | PhotoVoltaic | 4.4 | 17.2
ESMAEX-01193 |  | MA - SMART Program |  | Connected Solutions Demand Response | 2023-04-04 | 2022-05-18 | Commercial |  | Lithium Ion |  | Tesla | 27 | 10 | 27 | 10 | BM | Customer Bill Savings (e.g., Demand Charge Management, TOU Arbitrage) | Renewable Shift | Reliability and Resiliency | Peak Shaving/ Load Leveling | 9313899 | Yes | AC-Coupled | PhotoVoltaic | 17 | 15.2
ESMAEX-01204 |  | MA - SMART Program |  | Connected Solutions Demand Response | 2023-03-20 | 2022-05-20 | Commercial |  | Lithium Ion |  | Tesla | 27 | 10 | 27 | 10 | BM | Customer Bill Savings (e.g., Demand Charge Management, TOU Arbitrage) | Renewable Shift | Reliability and Resiliency | Peak Shaving/ Load Leveling | 9344899 | Yes | AC-Coupled | PhotoVoltaic | 19.2 | 15.2
ESMAEX-01212 |  | MA - SMART Program |  | Connected Solutions Demand Response | 2023-03-03 | 2022-05-23 | Commercial |  | Lithium Ion |  | Tesla | 27 | 10 | 27 | 10 | BM | Customer Bill Savings (e.g., Demand Charge Management, TOU Arbitrage) | Renewable Shift | Reliability and Resiliency | Peak Shaving/ Load Leveling | 9416617 | Yes | AC-Coupled | PhotoVoltaic | 19.2 | 15.2
ESMAEX-01213 |  | MA - SMART Program |  | Connected Solutions Demand Response | 2023-09-07 | 2022-05-24 | Commercial |  | Lithium Ion |  | Tesla | 27 | 10 | 27 | 10 | BM | Peak Shaving/ Load Leveling | Renewable Shift | Reliability and Resiliency | Peak Shaving/ Load Leveling | 9416525 | Yes | AC-Coupled | PhotoVoltaic | 24 | 15.2
ESMAEX-01215 |  | MA - SMART Program |  | Connected Solutions Demand Response | 2023-01-17 | 2022-05-24 | Commercial |  | Lithium Ion |  | Tesla | 13.5 | 5 | 13.5 | 5 | BM | Customer Bill Savings (e.g., Demand Charge Management, TOU Arbitrage) | Renewable Shift | Reliability and Resiliency | Peak Shaving/ Load Leveling | 9416761 | Yes | AC-Coupled | PhotoVoltaic | 16 | 15.2
ESMAEX-01231 |  | MA - SMART Program |  | Connected Solutions Demand Response | 2023-03-01 | 2022-05-27 | Commercial |  | Lithium Ion |  | Tesla | 13.5 | 5 | 13.5 | 5 | BM | Customer Bill Savings (e.g., Demand Charge Management, TOU Arbitrage) | Renewable Shift | Reliability and Resiliency | Peak Shaving/ Load Leveling | 9404261 | Yes | AC-Coupled | PhotoVoltaic | 17.2 | 15.2
ESMAEX-01259 |  | MA - SMART Program |  | Connected Solutions Demand Response | 2023-05-10 | 2022-06-07 | Commercial |  | Lithium Ion |  | Tesla | 27 | 10 | 27 | 10 | BM | Customer Bill Savings (e.g., Demand Charge Management, TOU Arbitrage) | Renewable Shift | Reliability and Resiliency | Peak Shaving/ Load Leveling | 9486263 | Yes | AC-Coupled | PhotoVoltaic | 14.4 | 15.2
ESMAEX-01322 |  | MA - SMART Program |  | Connected Solutions Demand Response | 2023-04-04 | 2022-06-24 | Commercial |  | Lithium Ion |  | Tesla | 13.5 | 5 | 13.5 | 5 | BM | Customer Bill Savings (e.g., Demand Charge Management, TOU Arbitrage) | Renewable Shift | Reliability and Resiliency | Peak Shaving/ Load Leveling | 9634902 | Yes | AC-Coupled | PhotoVoltaic | 18.8 | 15.2
ESMAEX-01352 |  |  |  |  | 2023-02-02 | 2022-07-07 | Commercial |  | Lithium Ion |  | Tesla | 0 | 10 | 20 | 10 | BM |  |  |  |  | 9814301 | Yes | AC-Coupled | Other | 0 | 10
ESMAEX-01355 |  | MA - SMART Program |  | Connected Solutions Demand Response | 2023-03-07 | 2022-07-08 | Commercial |  | Lithium Ion |  | Tesla | 13.5 | 5 | 13.5 | 5 | BM | Customer Bill Savings (e.g., Demand Charge Management, TOU Arbitrage) | Renewable Shift | Reliability and Resiliency | Peak Shaving/ Load Leveling | 9834116 | Yes | AC-Coupled | PhotoVoltaic | 14.4 | 15.2
ESMAEX-01362 |  | MA - SMART Program |  | Connected Solutions Demand Response | 2023-02-01 | 2022-07-11 | Commercial |  | Lithium Ion |  | Tesla | 27 | 10 | 27 | 10 | BM | Customer Bill Savings (e.g., Demand Charge Management, TOU Arbitrage) | Renewable Shift | Reliability and Resiliency | Peak Shaving/ Load Leveling | 9864669 | Yes | AC-Coupled | PhotoVoltaic | 14.4 | 15.2
ESMAEX-01364 |  | MA - SMART Program |  | Connected Solutions Demand Response | 2023-02-27 | 2022-07-12 | Commercial |  | Lithium Ion |  | Tesla | 27 | 10 | 27 | 10 | BM | Customer Bill Savings (e.g., Demand Charge Management, TOU Arbitrage) | Renewable Shift | Reliability and Resiliency | Peak Shaving/ Load Leveling | 9866288 | Yes | AC-Coupled | PhotoVoltaic | 16.8 | 15.2
ESMAEX-01393 |  | MA - SMART Program |  | Connected Solutions Demand Response | 2023-06-27 | 2022-07-20 | Commercial |  | Lithium Ion |  | Tesla | 27 | 10 | 27 | 10 | BM | Customer Bill Savings (e.g., Demand Charge Management, TOU Arbitrage) | Renewable Shift | Reliability and Resiliency | Peak Shaving/ Load Leveling | 9964615 | Yes | AC-Coupled | PhotoVoltaic | 19.2 | 15.2
ESMAEX-01424 |  | MA - SMART Program |  | Connected Solutions Demand Response | 2023-04-07 | 2022-08-02 | Commercial |  | Lithium Ion |  | Tesla | 17 | 10 | 17 | 10 | BM | Customer Bill Savings (e.g., Demand Charge Management, TOU Arbitrage) | Renewable Shift | Reliability and Resiliency | Peak Shaving/ Load Leveling | 10058786 | Yes | AC-Coupled | PhotoVoltaic | 19.2 | 15.2
ESMAEX-01444 |  | MA - SMART Program |  | Connected Solutions Demand Response | 2023-01-31 | 2022-08-08 | Commercial |  | Lithium Ion |  | Tesla | 13.5 | 5 | 13.5 | 5 | BM | Customer Bill Savings (e.g., Demand Charge Management, TOU Arbitrage) | Renewable Shift | Reliability and Resiliency | Peak Shaving/ Load Leveling | 10062836 | Yes | AC-Coupled | PhotoVoltaic | 18.8 | 15.2
ESMAEX-01458 |  | MA - SMART Program |  | Connected Solutions | 2023-03-23 | 2022-08-10 | Commercial |  | Lithium Ion |  | Tesla | 27 | 10 | 27 | 10 | BM | Customer Bill Savings (e.g., Demand Charge Management, TOU Arbitrage) | Renewable Shift | Reliability and Resiliency | Peak Shaving/ Load Leveling | 10256843 | Yes | AC-Coupled | PhotoVoltaic | 18.4 | 15.2
ESMAEX-01496 |  | MA - SMART Program |  | Connected Solutions Demand Response | 2023-06-19 | 2022-08-22 | Commercial |  | Lithium Ion |  | Tesla | 27 | 10 | 27 | 10 | BM | Customer Bill Savings (e.g., Demand Charge Management, TOU Arbitrage) | Renewable Shift | Reliability and Resiliency | Peak Shaving/ Load Leveling | 10412686 | Yes | AC-Coupled | PhotoVoltaic | 27.6 | 22.8
ESMAEX-01501 |  |  |  | Connected Solutions Demand Response | 2023-06-12 | 2022-08-23 | Commercial |  | Lithium Ion |  | Tesla | 27 | 10 | 27 | 10 | BM | Customer Bill Savings (e.g., Demand Charge Management, TOU Arbitrage) | Renewable Shift | Reliability and Resiliency | Peak Shaving/ Load Leveling | 10305700 | Yes | AC-Coupled | PhotoVoltaic | 13.6 | 15.2
ESMAEX-01503 |  | MA - SMART Program |  | Connected Solutions Demand Response | 2023-04-12 | 2022-08-23 | Commercial |  | Lithium Ion |  | Tesla | 27 | 10 | 27 | 10 | BM | Customer Bill Savings (e.g., Demand Charge Management, TOU Arbitrage) | Renewable Shift | Reliability and Resiliency | Peak Shaving/ Load Leveling | 10421459 | Yes | AC-Coupled | PhotoVoltaic | 14.4 | 15.2
ESMAEX-01508 |  | MA - SMART Program |  | Connected Solutions Demand Response | 2023-05-03 | 2022-08-24 | Commercial |  | Lithium Ion |  | Tesla | 27 | 10 | 27 | 10 | BM | Customer Bill Savings (e.g., Demand Charge Management, TOU Arbitrage) | Renewable Shift | Reliability and Resiliency | Peak Shaving/ Load Leveling | 10496093 | Yes | AC-Coupled | PhotoVoltaic | 19.2 | 19
ESMAEX-01526 |  | MA - SMART Program |  | Connected Solutions Demand Response | 2023-10-04 | 2022-08-30 | Commercial |  | Lithium Ion |  | Tesla | 27 | 10 | 27 | 10 | BM | Customer Bill Savings (e.g., Demand Charge Management, TOU Arbitrage) | Renewable Shift | Reliability and Resiliency | Peak Shaving/ Load Leveling | 10442572 | Yes | AC-Coupled | PhotoVoltaic | 19.2 | 15.2
ESMAEX-01541 |  | MA - SMART Program |  | Connected Solutions Demand Response | 2023-01-20 | 2022-09-02 | Commercial |  | Lithium Ion |  | Tesla | 13.5 | 5 | 13.5 | 5 | BM | Customer Bill Savings (e.g., Demand Charge Management, TOU Arbitrage) | Renewable Shift | Reliability and Resiliency | Peak Shaving/ Load Leveling | 10417743 | Yes | AC-Coupled | PhotoVoltaic | 16.4 | 15.2
ESMAEX-01542 |  | MA - SMART Program |  | Connected Solutions | 2023-04-13 | 2022-09-06 | Commercial |  | Lithium Ion |  | Tesla | 27 | 10 | 27 | 10 | BM | Customer Bill Savings (e.g., Demand Charge Management, TOU Arbitrage) | Renewable Shift | Reliability and Resiliency | Peak Shaving/ Load Leveling | 10487726 | Yes | AC-Coupled | PhotoVoltaic | 10 | 15.2
ESMAEX-01543 |  | MA - SMART Program |  | Connected Solutions Demand Response | 2023-05-10 | 2022-09-06 | Commercial |  | Lithium Ion |  | Tesla | 27 | 10 | 27 | 10 | BM | Customer Bill Savings (e.g., Demand Charge Management, TOU Arbitrage) | Renewable Shift | Reliability and Resiliency | Peak Shaving/ Load Leveling | 10503633 | Yes | AC-Coupled | PhotoVoltaic | 14 | 15.2
ESMAEX-01579 |  | MA - SMART Program |  |  | 2023-05-19 | 2022-09-13 | Commercial |  | Lithium Ion |  | Other | 9.7 | 5 | 9.7 | 5 | BM | Customer Bill Savings (e.g., Demand Charge Management, TOU Arbitrage) |  |  |  | 10607494 | Yes | DC-Coupled | PhotoVoltaic | 18.4 | 17.6
ESMAEX-01585 |  | MA - SMART Program |  | Connected Solutions Demand Response | 2023-08-08 | 2022-09-14 | Commercial |  | Lithium Ion |  | Tesla | 27 | 10 | 27 | 10 | BM | Customer Bill Savings (e.g., Demand Charge Management, TOU Arbitrage) | Renewable Shift | Reliability and Resiliency | Peak Shaving/ Load Leveling | 9992472 | Yes | AC-Coupled | PhotoVoltaic | 19.2 | 15.2
ESMAEX-01596 |  | MA - SMART Program |  | Connected Solutions Demand Response | 2023-06-09 | 2022-09-16 | Commercial |  | Lithium Ion |  | Tesla | 27 | 10 | 27 | 10 | BM | Customer Bill Savings (e.g., Demand Charge Management, TOU Arbitrage) | Renewable Shift | Reliability and Resiliency | Peak Shaving/ Load Leveling | 10582355 | Yes | AC-Coupled | PhotoVoltaic | 13.2 | 15.2
ESMAEX-01601 |  | MA - SMART Program |  | Connected Solutions Demand Response | 2023-09-08 | 2022-09-19 | Commercial |  | Lithium Ion |  | Tesla | 27 | 10 | 27 | 10 | BM | Customer Bill Savings (e.g., Demand Charge Management, TOU Arbitrage) | Renewable Shift | Reliability and Resiliency | Peak Shaving/ Load Leveling | 10910237 | No | AC-Coupled | PhotoVoltaic | 27.864 | 22.8
ESMAEX-01623 |  | MA - SMART Program |  | Connected Solutions Demand Response | 2023-07-13 | 2022-09-23 | Commercial |  | Lithium Ion |  | Tesla | 27 | 10 | 27 | 10 | BM | Customer Bill Savings (e.g., Demand Charge Management, TOU Arbitrage) | Renewable Shift | Reliability and Resiliency | Peak Shaving/ Load Leveling | 11023409 | Yes | AC-Coupled | PhotoVoltaic | 24.984 | 15.2
ESMAEX-01627 |  | MA - SMART Program |  | Connected Solutions Demand Response | 2023-02-15 | 2022-09-26 | Commercial |  | Lithium Ion |  | Tesla | 27 | 10 | 27 | 10 | BM | Customer Bill Savings (e.g., Demand Charge Management, TOU Arbitrage) | Renewable Shift | Reliability and Resiliency | Peak Shaving/ Load Leveling | 10784042 | Yes | AC-Coupled | PhotoVoltaic | 16.4 | 15.2
ESMAEX-01646 |  | MA - SMART Program |  | Connected Solutions Demand Response | 2023-06-19 | 2022-09-29 | Commercial |  | Lithium Ion |  | Tesla | 27 | 10 | 27 | 10 | BM | Customer Bill Savings (e.g., Demand Charge Management, TOU Arbitrage) | Renewable Shift | Reliability and Resiliency | Peak Shaving/ Load Leveling | 10831971 | Yes | AC-Coupled | PhotoVoltaic | 16.8 | 15.2
ESMAEX-01648 |  | MA - SMART Program |  | Connected Solutions Demand Response | 2023-04-03 | 2022-09-30 | Commercial |  | Lithium Ion |  | Tesla | 13.5 | 5 | 13.5 | 5 | BM | Customer Bill Savings (e.g., Demand Charge Management, TOU Arbitrage) | Renewable Shift | Reliability and Resiliency | Peak Shaving/ Load Leveling | 10832291 | Yes | AC-Coupled | PhotoVoltaic | 15.2 | 15.2
ESMAEX-01653 |  | MA - SMART Program |  | Connected Solutions Demand Response | 2023-05-31 | 2022-10-03 | Commercial |  | Lithium Ion |  | Tesla | 13.5 | 5 | 13.5 | 5 | BM | Customer Bill Savings (e.g., Demand Charge Management, TOU Arbitrage) | Renewable Shift | Reliability and Resiliency | Peak Shaving/ Load Leveling | 10783129 | Yes | AC-Coupled | PhotoVoltaic | 17.6 | 15.2
ESMAEX-01681 |  | MA - SMART Program |  | Connected Solutions Demand Response | 2023-12-20 | 2022-10-13 | Commercial |  | Lithium Ion |  | Tesla | 27 | 10 | 27 | 10 | BM | Customer Bill Savings (e.g., Demand Charge Management, TOU Arbitrage) | Renewable Shift | Reliability and Resiliency | Peak Shaving/ Load Leveling | 11284327 | Yes | AC-Coupled | PhotoVoltaic | 13.2 | 15.2
ESMAEX-01692 |  |  |  |  | 2023-05-15 | 2022-10-18 | Commercial |  | Lithium Ion |  | Tesla | 27 | 10 | 27 | 10 | BM |  |  |  |  | 11041755 | Yes | AC-Coupled | PhotoVoltaic | 14.4 | 15.2
ESMAEX-01697 |  | MA - SMART Program |  |  | 2023-10-31 | 2022-10-19 | Commercial |  | Lithium Ion |  | Tesla | 0 | 0 | 0 | 0 | BM |  |  |  |  | 10976028 | Yes | AC-Coupled | PhotoVoltaic | 20.16 | 22.8
ESMAEX-01713 |  | MA - SMART Program |  | Connected Solutions Demand Response | 2023-04-13 | 2022-10-25 | Commercial |  | Lithium Ion |  | Tesla | 27 | 10 | 27 | 10 | BM | Customer Bill Savings (e.g., Demand Charge Management, TOU Arbitrage) | Renewable Shift | Reliability and Resiliency | Peak Shaving/ Load Leveling | 10934455 | Yes | AC-Coupled | PhotoVoltaic | 16.8 | 15.2
ESMAEX-01714 |  | MA - SMART Program |  | Connected Solutions Demand Response | 2023-04-26 | 2022-10-25 | Commercial |  | Lithium Ion |  | Tesla | 27 | 10 | 27 | 10 | BM | Customer Bill Savings (e.g., Demand Charge Management, TOU Arbitrage) | Renewable Shift | Reliability and Resiliency | Peak Shaving/ Load Leveling | 11166361 | Yes | AC-Coupled | PhotoVoltaic | 18.8 | 15.2
ESMAEX-01716 |  | MA - SMART Program |  | Connected Solutions Demand Response | 2023-05-08 | 2022-10-25 | Commercial |  | Lithium Ion |  | Tesla | 13.5 | 5 | 13.5 | 5 | BM | Customer Bill Savings (e.g., Demand Charge Management, TOU Arbitrage) | Renewable Shift | Reliability and Resiliency | Peak Shaving/ Load Leveling | 11166540 | Yes | AC-Coupled | PhotoVoltaic | 16.8 | 15.2
ESMAEX-01733 |  | MA - SMART Program |  | Connected Solution | 2023-06-15 | 2022-10-27 | Commercial |  | Lithium Ion |  | Tesla | 13.5 | 5 | 13.5 | 5 | BM |  |  |  |  | 11192075 | Yes | AC-Coupled | PhotoVoltaic | 9.504 | 7.6
ESMAEX-01740 |  | MA - SMART Program |  | Connected Solutions Demand Response | 2023-03-16 | 2022-10-31 | Commercial |  | Lithium Ion |  | Tesla | 13.5 | 5 | 13.5 | 5 | BM | Customer Bill Savings (e.g., Demand Charge Management, TOU Arbitrage) | Renewable Shift | Reliability and Resiliency | Peak Shaving/ Load Leveling | 11154480 | Yes | AC-Coupled | PhotoVoltaic | 19.6 | 15.2
ESMAEX-01765 |  | MA - SMART Program |  | Connected Solutions Demand Response | 2023-05-04 | 2022-11-03 | Commercial |  | Lithium Ion |  | Tesla | 27 | 10 | 27 | 10 | BM | Customer Bill Savings (e.g., Demand Charge Management, TOU Arbitrage) | Renewable Shift | Reliability and Resiliency | Peak Shaving/ Load Leveling | 11240735 | Yes | AC-Coupled | PhotoVoltaic | 14 | 15.2
ESMAEX-01768 |  | MA - SMART Program |  | Connected Solutions Demand Response | 2023-08-03 | 2022-11-04 | Commercial |  | Lithium Ion |  | Tesla | 27 | 10 | 27 | 10 | BM | Customer Bill Savings (e.g., Demand Charge Management, TOU Arbitrage) | Renewable Shift | Reliability and Resiliency | Peak Shaving/ Load Leveling | 11240627 | Yes | AC-Coupled | PhotoVoltaic | 14.4 | 15.2
ESMAEX-01770 |  | MA - SMART Program |  | Connected Solutions Demand Response | 2023-04-06 | 2022-11-04 | Commercial |  | Lithium Ion |  | Tesla | 54 | 20 | 54 | 20 | BM | Customer Bill Savings (e.g., Demand Charge Management, TOU Arbitrage) | Renewable Shift | Reliability and Resiliency | Peak Shaving/ Load Leveling | 11185141 | Yes | AC-Coupled | PhotoVoltaic | 16.32 | 35.2
ESMAEX-01779 |  | MA - SMART Program |  | Connected Solutions Demand Response | 2023-08-11 | 2022-11-08 | Commercial |  | Lithium Ion |  | Tesla | 27 | 10 | 27 | 10 | BM | Customer Bill Savings (e.g., Demand Charge Management, TOU Arbitrage) | Renewable Shift | Reliability and Resiliency | Peak Shaving/ Load Leveling | 11157246 | Yes | AC-Coupled | PhotoVoltaic | 13.6 | 15.2
ESMAEX-01795 |  | MA - SMART Program |  | Connected Solutions Demand Response | 2023-10-27 | 2022-11-10 | Commercial |  | Lithium Ion |  | Tesla | 40.5 | 15 | 40.5 | 15 | BM | Customer Bill Savings (e.g., Demand Charge Management, TOU Arbitrage) | Renewable Shift | Reliability and Resiliency | Peak Shaving/ Load Leveling | 11344412 | Yes | AC-Coupled | PhotoVoltaic | 15.12 | 15.2
ESMAEX-01805 |  | MA - SMART Program |  | Connected Solutions Demand Response | 2023-09-28 | 2022-11-14 | Commercial |  | Lithium Ion |  | Tesla | 27 | 10 | 27 | 10 | BM | Customer Bill Savings (e.g., Demand Charge Management, TOU Arbitrage) | Renewable Shift | Reliability and Resiliency | Peak Shaving/ Load Leveling | 11387157 | Yes | AC-Coupled | PhotoVoltaic | 9.6 | 15.2
ESMAEX-01813 |  | MA - SMART Program |  | Net Metering | 2023-05-30 | 2022-11-15 | Commercial |  | Lithium Ion |  | LG Chem | 9.8 | 5 | 9.8 | 5 | BM |  |  |  | Backup Power | 11231085 | Yes | DC-Coupled | PhotoVoltaic | 26.28 | 17.6
ESMAEX-01837 |  | MA - SMART Program |  | Connected Solutions Demand Response | 2023-06-13 | 2022-11-21 | Commercial |  | Lithium Ion |  | Tesla | 40.5 | 15 | 40.5 | 15 | BM | Customer Bill Savings (e.g., Demand Charge Management, TOU Arbitrage) | Renewable Shift | Reliability and Resiliency | Peak Shaving/ Load Leveling | 11407646 | Yes | AC-Coupled | PhotoVoltaic | 18 | 20.2
ESMAEX-01838 |  | MA - SMART Program |  | Connected Solutions Demand Response | 2023-06-21 | 2022-11-21 | Commercial |  | Lithium Ion |  | Tesla | 27 | 10 | 27 | 10 | BM | Customer Bill Savings (e.g., Demand Charge Management, TOU Arbitrage) | Renewable Shift | Reliability and Resiliency | Peak Shaving/ Load Leveling | 11407814 | Yes | AC-Coupled | PhotoVoltaic | 13.6 | 15.2
ESMAEX-01856 |  |  |  |  | 2023-03-20 | 2022-11-29 | Commercial |  | Lithium Ion |  | Tesla | 10 | 10 | 10 | 10 | BM |  |  |  |  | 11413667 | Yes | AC-Coupled | PhotoVoltaic | 12 | 15.2
ESMAEX-01863 |  | MA - SMART Program |  | Connected Solutions Demand Response | 2023-08-08 | 2022-11-29 | Commercial |  | Lithium Ion |  | Tesla | 27 | 10 | 27 | 10 | BM | Customer Bill Savings (e.g., Demand Charge Management, TOU Arbitrage) | Renewable Shift | Reliability and Resiliency | Peak Shaving/ Load Leveling | 11416638 | Yes | AC-Coupled | PhotoVoltaic | 19.2 | 15.2
ESMAEX-01869 |  |  |  | Connected Solutions Demand Response | 2023-12-04 | 2022-11-29 | Commercial |  | Lithium Ion |  | Tesla | 27 | 10 | 27 | 10 | BM | Customer Bill Savings (e.g., Demand Charge Management, TOU Arbitrage) | Renewable Shift | Reliability and Resiliency | Peak Shaving/ Load Leveling | 11380672 | Yes | AC-Coupled | PhotoVoltaic | 16.8 | 15.2
ESMAEX-01884 |  | MA - SMART Program |  | Connected Solutions Demand Response | 2023-06-21 | 2022-12-02 | Commercial |  | Lithium Ion |  | Tesla | 27 | 10 | 27 | 10 | BM | Customer Bill Savings (e.g., Demand Charge Management, TOU Arbitrage) | Renewable Shift | Reliability and Resiliency | Peak Shaving/ Load Leveling | 11459671 | Yes | AC-Coupled | PhotoVoltaic | 24 | 15.2
ESMAEX-01885 |  | MA - SMART Program |  | Connected Solutions Demand Response | 2023-08-28 | 2022-12-02 | Commercial |  | Lithium Ion |  | Tesla | 27 | 10 | 27 | 10 | BM | Customer Bill Savings (e.g., Demand Charge Management, TOU Arbitrage) | Renewable Shift | Reliability and Resiliency | Peak Shaving/ Load Leveling | 11460770 | Yes | AC-Coupled | PhotoVoltaic | 15.2 | 15.2
ESMAEX-01898 |  | MA - SMART Program |  | Connected Solutions Demand Response | 2023-10-23 | 2022-12-07 | Commercial |  | Lithium Ion |  | Tesla | 13.5 | 5 | 13.5 | 5 | BM | Customer Bill Savings (e.g., Demand Charge Management, TOU Arbitrage) | Renewable Shift | Reliability and Resiliency | Peak Shaving/ Load Leveling | 11565591 | Yes | AC-Coupled | PhotoVoltaic | 19.6 | 15.2
ESMAEX-01906 |  | MA - SMART Program |  |  | 2023-04-07 | 2022-12-08 | Commercial |  | Lithium Ion |  | Other | 9.7 | 5 | 9.7 | 5 | BM | Customer Bill Savings (e.g., Demand Charge Management, TOU Arbitrage) |  |  |  | 11580096 | Yes | DC-Coupled | PhotoVoltaic | 21.6 | 17.6
ESMAEX-01914 |  | MA - SMART Program |  | Connected Solutions Demand Response | 2023-04-18 | 2022-12-09 | Commercial |  | Lithium Ion |  | Tesla | 27 | 10 | 27 | 10 | BM | Customer Bill Savings (e.g., Demand Charge Management, TOU Arbitrage) | Renewable Shift | Reliability and Resiliency | Peak Shaving/ Load Leveling | 11611717 | Yes | AC-Coupled | PhotoVoltaic | 12 | 15.2
ESMAEX-01947 |  | MA - SMART Program |  | Connected Solutions Demand Response | 2023-08-15 | 2022-12-27 | Commercial |  | Lithium Ion |  | Tesla | 27 | 10 | 27 | 10 | BM | Customer Bill Savings (e.g., Demand Charge Management, TOU Arbitrage) | Renewable Shift | Reliability and Resiliency | Peak Shaving/ Load Leveling | 11742392 | Yes | AC-Coupled | PhotoVoltaic | 15.2 | 15.2
ESMAEX-01993 |  | MA - SMART Program |  | Connected Solutions Demand Response | 2023-07-19 | 2023-01-10 | Commercial |  | Lithium Ion |  | Tesla | 13.5 | 5 | 13.5 | 5 | BM | Customer Bill Savings (e.g., Demand Charge Management, TOU Arbitrage) | Renewable Shift | Reliability and Resiliency | Peak Shaving/ Load Leveling | 11858746 | Yes | AC-Coupled | PhotoVoltaic | 16.776 | 15.2
ESMAEX-02004 |  | MA - SMART Program |  |  | 2023-07-13 | 2023-01-11 | Commercial |  | Lithium Ion |  | Tesla | 13.5 | 5 | 13.5 | 5 | BM | Customer Bill Savings (e.g., Demand Charge Management, TOU Arbitrage) | Renewable Shift | Reliability and Resiliency | Peak Shaving/ Load Leveling | 11884756 | Yes | AC-Coupled | PhotoVoltaic | 17.6 | 15.2
ESMAEX-02007 |  | MA - SMART Program |  | Connected Solutions Demand Response | 2023-09-28 | 2023-01-12 | Commercial |  | Lithium Ion |  | Tesla | 27 | 10 | 27 | 10 | BM | Customer Bill Savings (e.g., Demand Charge Management, TOU Arbitrage) | Renewable Shift | Reliability and Resiliency | Peak Shaving/ Load Leveling | 11884488 | Yes | AC-Coupled | PhotoVoltaic | 14.4 | 15.2
ESMAEX-02035 |  |  |  |  | 2023-09-29 | 2023-01-17 | Commercial |  | Lithium Ion |  | Tesla | 27 | 10 | 27 | 10 | BM |  |  |  |  | 11899925 | Yes | AC-Coupled | PhotoVoltaic | 13.2 | 15.2
ESMAEX-02061 |  | MA - SMART Program |  | Connected Solutions Demand Response | 2023-10-23 | 2023-01-23 | Commercial |  | Lithium Ion |  | Tesla | 27 | 10 | 27 | 10 | BM | Customer Bill Savings (e.g., Demand Charge Management, TOU Arbitrage) | Renewable Shift | Reliability and Resiliency | Peak Shaving/ Load Leveling | 12002822 | Yes | AC-Coupled | PhotoVoltaic | 15.2 | 15.2
ESMAEX-02138 |  |  |  | Connected Solutions | 2023-09-07 | 2023-02-07 | Commercial |  | Lithium Ion |  | Tesla | 27 | 10 | 27 | 10 | BM | Customer Bill Savings (e.g., Demand Charge Management, TOU Arbitrage) | Renewable Shift | Reliability and Resiliency | Peak Shaving/ Load Leveling | 11947193 | Yes | AC-Coupled | PhotoVoltaic | 14.4 | 15.2
ESMAEX-02140 |  | MA - SMART Program |  | Connected Solutions Demand Response | 2023-10-05 | 2023-02-08 | Commercial |  | Lithium Ion |  | Tesla | 13.5 | 5 | 13.5 | 5 | BM | Customer Bill Savings (e.g., Demand Charge Management, TOU Arbitrage) | Renewable Shift | Reliability and Resiliency | Peak Shaving/ Load Leveling | 12033913 | Yes | AC-Coupled | PhotoVoltaic | 14 | 15.2
ESMAEX-02145 |  | MA - SMART Program |  | Connected Solutions Demand Response | 2023-10-23 | 2023-02-09 | Commercial |  | Lithium Ion |  | Tesla | 27 | 10 | 27 | 10 | BM | Customer Bill Savings (e.g., Demand Charge Management, TOU Arbitrage) | Renewable Shift | Reliability and Resiliency | Peak Shaving/ Load Leveling | 12015726 | Yes | AC-Coupled | PhotoVoltaic | 17.424 | 15.2
ESMAEX-02172 |  | MA - SMART Program |  | Connected Solutions Demand Response | 2023-06-19 | 2023-02-17 | Commercial |  | Lithium Ion |  | Tesla | 27 | 10 | 27 | 10 | BM | Customer Bill Savings (e.g., Demand Charge Management, TOU Arbitrage) | Renewable Shift | Reliability and Resiliency | Peak Shaving/ Load Leveling | 12226052 | Yes | AC-Coupled | PhotoVoltaic | 20 | 15.2
ESMAEX-02189 |  |  |  |  | 2023-11-17 | 2023-02-22 | Commercial |  | Lithium Ion |  | Tesla | 13.5 | 5 | 13.5 | 5 | BM |  |  |  |  | 12093138 | Yes | AC-Coupled | PhotoVoltaic | 21.2 | 15.2
ESMAEX-02248 |  | MA - SMART Program |  | Connected Solutions | 2023-09-27 | 2023-03-08 | Commercial |  | Lithium Ion |  | Tesla | 27 | 10 | 27 | 10 | BM | Customer Bill Savings (e.g., Demand Charge Management, TOU Arbitrage) | Renewable Shift | Reliability and Resiliency | Peak Shaving/ Load Leveling | 12412290 | Yes | AC-Coupled | PhotoVoltaic | 15.6 | 15.2
ESMAEX-02270 |  | MA - SMART Program |  | Connected Solutions Demand Response | 2023-08-11 | 2023-03-15 | Commercial |  | Lithium Ion |  | Tesla | 13.5 | 5 | 13.5 | 5 | BM | Customer Bill Savings (e.g., Demand Charge Management, TOU Arbitrage) | Renewable Shift | Reliability and Resiliency | Peak Shaving/ Load Leveling | 12462307 | Yes | AC-Coupled | PhotoVoltaic | 23.2 | 15.2
ESMAEX-02282 |  | MA - SMART Program |  | Connected Solutions Demand Response | 2023-11-30 | 2023-03-17 | Commercial |  | Lithium Ion |  | Tesla | 27 | 10 | 27 | 10 | BM | Customer Bill Savings (e.g., Demand Charge Management, TOU Arbitrage) | Renewable Shift | Reliability and Resiliency | Peak Shaving/ Load Leveling | 12533775 | Yes | AC-Coupled | PhotoVoltaic | 14 | 15.2
ESMAEX-02289 |  | MA - SMART Program |  |  | 2023-09-08 | 2023-03-21 | Commercial |  | Lithium Ion |  | Other | 19.4 | 15 | 19.4 | 15 | BM | Customer Bill Savings (e.g., Demand Charge Management, TOU Arbitrage) | Self Generation |  |  | 12457112 | Yes | DC-Coupled | PhotoVoltaic | 21.87 | 15.2
ESMAEX-02355 |  |  |  | Connected Solutions Demand Response | 2023-12-12 | 2023-04-06 | Commercial |  | Lithium Ion |  | Tesla | 27 | 10 | 27 | 10 | BM | Customer Bill Savings (e.g., Demand Charge Management, TOU Arbitrage) | Renewable Shift | Reliability and Resiliency | Peak Shaving/ Load Leveling | 12772901 | Yes | AC-Coupled | PhotoVoltaic | 13.2 | 15.2
ESMAEX-02363 |  | MA - SMART Program |  | Connected Solutions Demand Response | 2023-12-01 | 2023-04-10 | Commercial |  | Lithium Ion |  | Tesla | 13.5 | 5 | 13.5 | 5 | BM | Customer Bill Savings (e.g., Demand Charge Management, TOU Arbitrage) | Renewable Shift | Reliability and Resiliency | Peak Shaving/ Load Leveling | 12743042 | Yes | AC-Coupled | PhotoVoltaic | 12.8 | 15.2
ESMAEX-02370 |  |  |  | Connected Solutions Demand Response | 2023-09-21 | 2023-04-11 | Commercial |  | Lithium Ion |  | Tesla | 27 | 10 | 27 | 10 | BM | Customer Bill Savings (e.g., Demand Charge Management, TOU Arbitrage) | Renewable Shift | Reliability and Resiliency | Peak Shaving/ Load Leveling | 12697270 | Yes | AC-Coupled | PhotoVoltaic | 11.2 | 15.2
ESMAEX-02440 |  | MA - SMART Program |  | Connected Solutions Demand Response | 2023-12-01 | 2023-05-03 | Commercial |  | Lithium Ion |  | Tesla | 27 | 10 | 27 | 10 | BM | Customer Bill Savings (e.g., Demand Charge Management, TOU Arbitrage) | Renewable Shift | Reliability and Resiliency | Peak Shaving/ Load Leveling | 13068294 | Yes | AC-Coupled | PhotoVoltaic | 12 | 15.2
ESMAEX-02470 |  | MA - SMART Program |  | Connected Solutions Demand Response | 2023-09-12 | 2023-05-10 | Commercial |  | Lithium Ion |  | Tesla | 13.5 | 5 | 13.5 | 5 | BM | Customer Bill Savings (e.g., Demand Charge Management, TOU Arbitrage) | Renewable Shift | Reliability and Resiliency | Peak Shaving/ Load Leveling | 13025447 | Yes | AC-Coupled | PhotoVoltaic | 14.4 | 15.2
ESMAEX-02516 |  | MA - SMART Program |  | Connected Solutions Demand Response | 2023-08-21 | 2023-05-24 | Commercial |  | Lithium Ion |  | Tesla | 13.5 | 5 | 13.5 | 5 | BM | Customer Bill Savings (e.g., Demand Charge Management, TOU Arbitrage) | Renewable Shift | Reliability and Resiliency | Peak Shaving/ Load Leveling | 13417319 | Yes | AC-Coupled | PhotoVoltaic | 12 | 15.2
ESMAEX-02615 |  | MA - SMART Program |  | Connected Solutions Demand Response | 2023-10-18 | 2023-06-26 | Commercial |  | Lithium Ion |  | Tesla | 27 | 10 | 27 | 10 | BM | Customer Bill Savings (e.g., Demand Charge Management, TOU Arbitrage) | Renewable Shift | Reliability and Resiliency | Peak Shaving/ Load Leveling | 13809370 | Yes | AC-Coupled | PhotoVoltaic | 17.82 | 15.2
ESMAEX-00644 |  | MA - SMART Program |  |  | 2022-11-04 | 2021-12-07 | Commercial |  | Lithium Ion |  | sonnenBacterie | 20 | 8 | 20 | 8 | BM |  |  |  |  | 7479476 | Yes | AC-Coupled | PhotoVoltaic | 19.2 | 25.568
ESMAEX-01481 |  |  |  |  | 2023-10-03 | 2022-08-18 | Commercial |  | Lithium Ion |  | Enphase | 2.6 | 7.68 | 2.6 | 7.68 | BM |  |  |  |  | 9833999 | Yes | AC-Coupled | Other | 0 | 7.68
ESMAEX-01657 |  | MA - SMART Program |  |  | 2023-06-06 | 2022-10-03 | Commercial |  | Lithium Ion |  | Enphase | 10.08 | 10.5 | 10.08 | 15.36 | BM | Customer Bill Savings (e.g., Demand Charge Management, TOU Arbitrage) | Reliability and Resiliency |  |  | 10788773 | Yes | AC-Coupled | PhotoVoltaic | 19.2 | 29.76
ESMAEX-00176 |  |  |  |  | 2022-03-18 | 2021-06-09 | Commercial |  | Other | Lithium Iron Phosphate | Enphase | 10 | 10 | 10 | 3.84 | BM | Reliability and Resiliency |  |  |  | 6038331 | Yes | AC-Coupled | PhotoVoltaic | 12.045 | 16.57
ESMAEX-00248 |  | MA - Energy Efficiency/ DR Program | MA - Energy Efficiency/ DR Program |  | 2022-02-18 | 2021-07-19 | Commercial |  | Lithium Ion |  | Enphase | 10.08 | 10.5 | 10.08 | 3.84 | BM |  |  | Micogrid |  | 6297533 | Yes | AC-Coupled | PhotoVoltaic | 0 | 5.7
ESMAEX-00844 |  |  |  |  | 2022-06-21 | 2022-02-21 | Commercial |  | Lithium Ion |  | Enphase | 3.84 | 10.08 | 3.84 | 10.08 | BM |  | Self Generation |  |  | 7959300 | Yes | AC-Coupled | PhotoVoltaic | 13.6 | 10.03
ESMAEX-01388 |  | MA - Energy Efficiency/ DR Program | MA - Energy Efficiency/ DR Program |  | 2022-09-26 | 2022-07-19 | Commercial |  | Lithium Ion |  | sonnenBacterie | 10 | 10 | 10 | 4.8 | BM | Reliability and Resiliency |  |  |  | 9882990 | Yes | AC-Coupled | Other | 0 | 10
HISTEX-53417 |  |  |  |  | 2016-02-16 | 2014-02-05 | Commercial |  | Lithium Ion |  | LG Chem | 4.875 | 12.6 | 4.875 | 12.6 | BM |  |  |  |  | 2283581 | Yes |  | Photovoltaic | 16.555 | 17.33
ESMAEX-00043 |  |  |  |  | 2021-12-16 | 2021-04-14 | Commercial |  | Lithium Ion |  | Tesla | 7 | 7 | 7 | 5 | BM | Peak Shaving/ Load Leveling | Reliability and Resiliency |  |  | 5472476 | Yes | AC-Coupled | PhotoVoltaic | 10.05 | 8.7
ESMAEX-00070 |  | MA - SMART Program |  | net metering | 2022-02-01 | 2021-04-22 | Commercial |  | Lithium Ion |  | Tesla | 5 | 5 | 5 | 5 | BM |  |  |  | backup power | 5693763 | Yes | AC-Coupled | PhotoVoltaic | 15.12 | 22
ESMAEX-00218 |  | MA - SMART Program |  |  | 2022-02-01 | 2021-06-28 | Commercial |  | Lithium Ion |  | Tesla | 5 | 5 | 5 | 5.8 | BM |  | Self Generation |  |  | 6179619 | Yes | AC-Coupled | PhotoVoltaic | 11.2 | 25
ESMAEX-00226 |  |  |  |  | 2022-03-15 | 2021-07-02 | Commercial |  | Lithium Ion |  | LG Chem | 9.3 | 9.8 | 9.3 | 5 | BM |  |  |  |  | 6219559 | Yes | AC-Coupled | PhotoVoltaic | 16.32 | 12.6
ESMAEX-00271 |  | MA - SMART Program |  |  | 2022-01-07 | 2021-07-28 | Commercial |  | Lithium Ion |  | Tesla | 5 | 5 | 5 | 5 | BM |  | Self Generation |  |  | 6353257 | Yes | AC-Coupled | PhotoVoltaic | 19.8 | 15
ESMAEX-00323 |  | MA - SMART Program |  |  | 2022-05-23 | 2021-08-17 | Commercial |  | Lithium Ion |  | Tesla | 5 | 5 | 5 | 5 | BM | Peak Shaving/ Load Leveling |  |  |  | 6553374 | Yes | AC-Coupled | PhotoVoltaic | 12.8 | 20
ESMAEX-00376 |  |  |  |  | 2022-07-19 | 2021-09-01 | Commercial |  | Lithium Ion |  | Tesla | 5 | 5 | 5 | 5 | BM |  |  |  |  | 6645742 | Yes | AC-Coupled | PhotoVoltaic | 27.2 | 52.8
ESMAEX-00383 |  | MA - SMART Program |  |  | 2021-12-01 | 2021-09-03 | Commercial |  | Lithium Ion |  | Tesla | 5 | 5 | 5 | 5 | BM |  | Self Generation |  |  | 6594228 | Yes | AC-Coupled | PhotoVoltaic | 0 | 17.5
ESMAEX-00428 |  | MA - SMART Program |  |  | 2022-06-14 | 2021-09-20 | Commercial |  | Lithium Ion |  | Tesla | 5 | 5 | 5 | 5 | BM |  |  |  |  | 6800739 | Yes | AC-Coupled | PhotoVoltaic | 23.56 | 30
ESMAEX-00545 |  | MA - SMART Program |  |  | 2022-03-21 | 2021-10-26 | Commercial |  | Lithium Ion |  | Tesla | 5 | 5 | 5 | 5 | BM |  |  |  |  | 7105998 | Yes | AC-Coupled | PhotoVoltaic | 7.6 | 17.6
ESMAEX-00554 |  |  |  |  | 2022-01-21 | 2021-10-28 | Commercial |  | Lithium Ion |  | Tesla | 5 | 5 | 5 | 5 | BM |  |  |  |  | 7127759 | Yes | AC-Coupled | PhotoVoltaic | 8.74 | 20
ESMAEX-00653 |  |  |  |  | 2022-11-23 | 2021-12-10 | Commercial |  | Lithium Ion |  | Tesla | 5 | 14 | 5 | 5 | BM |  |  |  |  | 7372880 | Yes | AC-Coupled | PhotoVoltaic | 0 | 5
ESMAEX-00764 |  | MA - SMART Program |  |  | 2022-08-26 | 2022-01-28 | Commercial |  | Lithium Ion |  | Tesla | 13.5 | 13.5 | 13.5 | 5 | BM | Reliability and Resiliency |  |  | Connected Solutions | 7841785 | Yes | AC-Coupled | PhotoVoltaic | 5.6 | 9.6
ESMAEX-00868 |  |  |  |  | 2022-09-01 | 2022-03-01 | Commercial |  | Lithium Ion |  | Tesla | 5 | 14 | 5 | 5 | BM |  |  |  |  | 7999200 | Yes | AC-Coupled | Other | 0 | 5
ESMAEX-01110 |  | MA - SMART Program |  |  | 2022-09-14 | 2022-04-25 | Commercial |  | Lithium Ion |  | Tesla | 5 | 5 | 5 | 5 | BM |  | Self Generation |  |  | 8914909 | Yes | AC-Coupled | PhotoVoltaic | 4.8 | 3.54
ESMAEX-01502 |  |  |  |  | 2023-04-12 | 2022-08-23 | Commercial |  | Lithium Ion |  | Tesla | 5 | 14 | 5 | 5 | BM |  |  |  |  | 10334981 | Yes | AC-Coupled | PhotoVoltaic | 3.2 | 3
ESMAEX-01663 |  |  |  |  | 2023-04-10 | 2022-10-06 | Commercial |  | Lithium Ion |  | Tesla | 5 | 5 | 5 | 5 | BM |  |  |  |  | 10874442 | Yes | AC-Coupled | PhotoVoltaic | 21.2 | 15.2
ESMAEX-01715 |  |  |  |  | 2023-04-06 | 2022-10-25 | Commercial |  | Lithium Ion |  | Tesla | 5 | 14 | 5 | 5 | BM |  |  |  |  | 10967836 | Yes | AC-Coupled | PhotoVoltaic | 13.2 | 10
ESMAEX-01769 |  |  |  |  | 2023-04-06 | 2022-11-04 | Commercial |  | Lithium Ion |  | Tesla | 5 | 14 | 5 | 5 | BM |  |  |  |  | 11120642 | Yes | AC-Coupled | PhotoVoltaic | 13.6 | 10
ESMAEX-01802 |  |  |  |  | 2023-04-07 | 2022-11-11 | Commercial |  | Lithium Ion |  | Tesla | 5 | 14 | 5 | 5 | BM |  |  |  |  | 11191388 | Yes | AC-Coupled | PhotoVoltaic | 11.6 | 10
ESMAEX-02210 |  |  |  |  | 2023-12-21 | 2023-02-28 | Commercial |  | Lithium Ion |  | Tesla | 5 | 14 | 5 | 5 | BM |  |  |  |  | 12135630 | Yes | AC-Coupled | PhotoVoltaic | 10 | 7.6
ESMAEX-02333 |  | MA - Energy Efficiency/ DR Program | MA - Energy Efficiency/ DR Program |  | 2023-12-28 | 2023-04-03 | Commercial |  | Lithium Ion |  | Tesla | 14 | 5 | 14 | 5 | BM | Reliability and Resiliency |  |  |  | 12637836 | Yes | AC-Coupled | PhotoVoltaic | 24.8 | 20
ESMAEX-00886 |  |  |  | connected solutions | 2023-01-09 | 2022-03-07 | Commercial |  | Lithium Ion |  | Enphase | 5.12 | 5.12 | 5.12 | 5.12 | BM | Customer Bill Savings (e.g., Demand Charge Management, TOU Arbitrage) | Reliability and Resiliency |  |  | 8620047 | Yes | AC-Coupled | Other | 0 | 5.12
ESMAEX-00678 |  | MA - DOER/ MassCEC Funded Projects | MA - SMART Program |  | 2023-03-27 | 2021-12-20 | Commercial |  | Lithium Ion |  | Tesla | 6.72 | 2.816 | 6.72 | 2.56 | BM | Reliability and Resiliency |  |  |  | 7776052 | Yes | AC-Coupled | Fuel Cell | 0 | 14
ESMAEX-00391 |  |  |  |  | 2022-11-15 | 2021-09-08 | Commercial |  | Lithium Ion |  | Enphase | 6.4 | 6.4 | 6.4 | 6.4 | BM |  | Self Generation |  |  | 6702321 | Yes | AC-Coupled | PhotoVoltaic | 8.1 | 13.15
ESMAEX-00756 |  | MA - Energy Efficiency/ DR Program | MA - Energy Efficiency/ DR Program |  | 2022-06-15 | 2022-01-25 | Commercial |  | Lithium Ion |  | Enphase | 17.5 | 17.5 | 17.5 | 6.4 | BM | Customer Bill Savings (e.g., Demand Charge Management, TOU Arbitrage) |  |  |  | 7703045 | Yes | AC-Coupled | Other | 0 | 6.4
ESMAEX-01160 |  | MA - SMART Program |  |  | 2023-05-17 | 2022-05-09 | Commercial |  | Lithium Ion |  | Other | 13 | 13 | 13 | 6.4 | BM |  |  |  | PV SELF | 9267171 | Yes | AC-Coupled | PhotoVoltaic | 13.05 | 11.52
ESMAEX-01203 |  | MA - SMART Program |  |  | 2023-05-15 | 2022-05-20 | Commercial |  | Lithium Ion |  | Other | 13 | 13 | 13 | 6.8 | BM |  |  |  | PV SELF | 9329563 | Yes | AC-Coupled | PhotoVoltaic | 11.05 | 9.984
ESMAEX-01237 |  |  |  |  | 2022-11-15 | 2022-06-01 | Commercial |  | Lithium Ion |  | JLM | 6.4 | 6.4 | 6.4 | 6.4 | BM | Reliability and Resiliency |  |  |  | 9457922 | Yes | AC-Coupled | PhotoVoltaic | 9.8 | 7.2
ESMAEX-01766 |  |  |  |  | 2023-10-12 | 2022-11-04 | Commercial |  | Lithium Ion |  | Tesla | 7 | 14 | 7 | 7 | BM |  |  |  |  | 11189489 | Yes | AC-Coupled | PhotoVoltaic | 5.2 | 5
HISTEX-67829 |  | MA - SMART Program |  |  | 2019-10-21 | 2018-11-26 | Commercial |  | Lithium Ion |  | sonnenBacterie | 7.5 | 5 | 7.5 | 5 | BM |  |  |  | SMART | 2311617 | Yes |  | PhotoVoltaic |  | 17.9
ESMAEX-00196 |  |  |  | Connected Solutions | 2021-09-17 | 2021-06-21 | Commercial |  | Lithium Ion |  | Other | 18 | 7.6 | 18 | 7.6 | BM | Reliability and Resiliency |  |  | Grid Backup, Connected Solutions | 6131098 | Yes | AC-Coupled | PhotoVoltaic | 11.03 | 7.6
ESMAEX-02484 |  |  |  | Class 1 REC | 2023-11-09 | 2023-05-16 | Commercial |  | Lithium Ion |  | Tesla | 13.5 | 13.5 | 13.5 | 7.6 | BM | Customer Bill Savings (e.g., Demand Charge Management, TOU Arbitrage) | Self Generation |  |  | 13159228 | No | AC-Coupled | PhotoVoltaic | 19.6 | 15.2
ESMAEX-02485 |  |  |  | Class 1 REC | 2023-10-12 | 2023-05-16 | Commercial |  | Lithium Ion |  | Tesla | 13.5 | 13.5 | 13.5 | 7.6 | BM | Customer Bill Savings (e.g., Demand Charge Management, TOU Arbitrage) | Self Generation |  |  | 13158070 | Yes | AC-Coupled | PhotoVoltaic | 22.4 | 15.2
ESMAEX-02515 |  |  |  | Class 1 REC | 2023-10-23 | 2023-05-24 | Commercial |  | Lithium Ion |  | Tesla | 13.5 | 13.5 | 13.5 | 7.6 | BM | Customer Bill Savings (e.g., Demand Charge Management, TOU Arbitrage) | Self Generation |  |  | 13215057 | Yes | AC-Coupled | PhotoVoltaic | 18 | 15.2
ESMAEX-00539 |  | MA - Energy Efficiency/ DR Program | MA - Energy Efficiency/ DR Program |  | 2022-06-29 | 2021-10-25 | Commercial |  | Lithium Ion |  | sonnenBacterie | 8 | 8 | 8 | 8 | BM | Reliability and Resiliency |  |  |  | 7105843 | Yes | AC-Coupled | PhotoVoltaic | 0 | 12
ESMAEX-00586 |  | MA - Energy Efficiency/ DR Program | MA - Energy Efficiency/ DR Program |  | 2022-03-24 | 2021-11-15 | Commercial |  | Lithium Ion |  | sonnenBacterie | 8 | 8 | 8 | 8 | BM | Reliability and Resiliency |  |  |  | 7247938 | Yes | AC-Coupled | PhotoVoltaic | 0 | 12
ESMAEX-00874 |  | MA - Energy Efficiency/ DR Program | MA - Energy Efficiency/ DR Program |  | 2022-06-13 | 2022-03-03 | Commercial |  | Lithium Ion |  | sonnenBacterie | 8 | 8 | 8 | 8 | BM | Reliability and Resiliency |  |  |  | 8013321 | Yes | AC-Coupled | PhotoVoltaic | 11.2 | 11
ESMAEX-02273 |  | MA - Energy Efficiency/ DR Program | MA - Energy Efficiency/ DR Program |  | 2023-08-02 | 2023-03-15 | Commercial |  | Lithium Ion |  | sonnenBacterie | 8 | 8 | 8 | 8 | BM | Reliability and Resiliency |  |  |  | 12463292 | Yes | AC-Coupled | Other | 0 | 8
ESMAEX-00403 |  | MA - DOER/ MassCEC Funded Projects | MA - SMART Program |  | 2022-01-18 | 2021-09-10 | Commercial |  | Lithium Ion |  | Enphase | 10.08 | 10.5 | 10.08 | 9.345 | BM | Reliability and Resiliency |  |  |  | 6734869 | Yes | AC-Coupled | PhotoVoltaic | 12.75 | 21.43
ESMAEX-00232 |  | MA - SMART Program |  |  | 2021-12-28 | 2021-07-12 | Commercial |  | Lithium Ion |  | Other | 9 | 9 | 9 | 9 | BM | Customer Bill Savings (e.g., Demand Charge Management, TOU Arbitrage) | Reliability and Resiliency |  |  | 6404318 | Yes | AC-Coupled | PhotoVoltaic | 5.92 | 17.8
ESMAEX-00618 |  | MA - SMART Program |  |  | 2022-03-22 | 2021-11-23 | Commercial |  | Lithium Ion |  | Other | 13 | 13 | 13 | 9 | BM |  |  |  |  | 7251808 | Yes | AC-Coupled | PhotoVoltaic | 11.16 | 9.92
ESMAEX-01775 |  | MA - SMART Program |  |  | 2023-06-01 | 2022-11-08 | Commercial |  | Lithium Ion |  | Other | 9.7 | 9.7 | 9.7 | 9.7 | BM |  |  |  |  | 11160451 | Yes | DC-Coupled | PhotoVoltaic | 24.8 | 9.7
ESMAEX-00516 |  |  |  |  | 2023-01-20 | 2021-10-20 | Commercial |  | Other | Lithium iron Phosphate | Enphase | 14 | 13.94 | 14 | 9.84 | BM |  |  |  |  | 7047505 | Yes | AC-Coupled | PhotoVoltaic | 9.52 | 7
ESMAEX-02223 |  |  |  |  | 2023-12-28 | 2023-03-02 | Commercial |  | Other | Lithium Ion Phosphate | Enphase | 14 | 13.94 | 14 | 9.84 | BM |  |  |  |  | 12406422 | No | AC-Coupled | PhotoVoltaic | 14.9 | 10.25
ESMAEX-02090 |  |  |  |  | 2023-08-04 | 2023-01-30 | Commercial |  | Lithium Ion |  | Enphase | 9.86 | 13.26 | 9.86 | 10.44 | BM |  |  |  |  | 12015906 | Yes | AC-Coupled | PhotoVoltaic | 14.04 | 10.62
ESMAEX-00002 |  | MA - SMART Program |  |  | 2021-08-11 | 2021-03-29 | Commercial |  | Other | Lithium Iron Phosphate | Enphase | 5.7 | 5.7 | 5.7 | 3.84 | BM | Customer Bill Savings (e.g., Demand Charge Management, TOU Arbitrage) |  | Micogrid |  | 5434887 | Yes | AC-Coupled | PhotoVoltaic | 9.99 | 7.68
ESMAEX-00073 |  | MA - SMART Program |  |  | 2021-11-02 | 2021-04-23 | Commercial |  | Lithium Ion |  | Tesla | 27 | 27 | 27 | 10 | BM | Reliability and Resiliency |  |  | Connected solutions | 5880918 | Yes | AC-Coupled | PhotoVoltaic | 10.73 | 18.41
ESMAEX-00143 |  |  |  |  | 2023-12-11 | 2021-05-20 | Commercial |  | Lithium Ion |  | Tesla | 27 | 27 | 27 | 10 | BM | Reliability and Resiliency |  |  | Connected Solutions | 5903288 | Yes | AC-Coupled | PhotoVoltaic | 11 | 10
ESMAEX-00293 |  | MA - SMART Program |  |  | 2023-11-02 | 2021-08-09 | Commercial |  | Lithium Ion |  | sonnenBacterie | 10 | 8 | 10 | 0 | BM | Reliability and Resiliency |  |  |  | 6427220 | Yes | AC-Coupled | PhotoVoltaic | 8.88 | 3.8
ESMAEX-00296 |  |  |  |  | 2022-05-10 | 2021-08-10 | Commercial |  | Lithium Ion |  | Tesla | 10 | 10 | 10 | 10 | BM |  | Self Generation |  |  | 6468792 | Yes | AC-Coupled | PhotoVoltaic | 8.26 | 17.6
ESMAEX-00318 |  |  |  |  | 2022-01-14 | 2021-08-17 | Commercial |  | Other | Lithium Iron Phosphate | Enphase | 10 | 10 | 10 | 3.84 | BM |  |  |  |  | 6872412 | Yes | AC-Coupled | PhotoVoltaic | 13.6 | 17.58
ESMAEX-00397 |  |  |  |  | 2022-04-11 | 2021-09-09 | Commercial |  | Lithium Ion |  | sonnenBacterie | 10 | 8 | 10 | 8 | BM |  |  |  |  | 6734383 | Yes | AC-Coupled | PhotoVoltaic | 15.2 | 10
ESMAEX-00505 |  |  |  |  | 2022-04-13 | 2021-10-15 | Commercial |  | Lithium Ion |  | sonnenBacterie | 12.5 | 8 | 12.5 | 8 | BM |  |  |  |  | 7022104 | Yes | AC-Coupled | PhotoVoltaic | 7.5 | 7.14
ESMAEX-00507 |  |  |  |  | 2022-03-07 | 2021-10-18 | Commercial |  | Lithium Ion |  | sonnenBacterie | 12.5 | 8 | 12.5 | 8 | BM |  |  |  |  | 7397154 | Yes | AC-Coupled | PhotoVoltaic | 11 | 8
ESMAEX-00517 |  | MA - SMART Program |  |  | 2022-04-26 | 2021-10-20 | Commercial |  | Lithium Ion |  | Tesla | 27 | 27 | 27 | 10 | BM | Reliability and Resiliency |  |  |  | 7047998 | Yes | AC-Coupled | PhotoVoltaic | 14.06 | 9.12
ESMAEX-00558 |  |  |  | Connected Solutions Demand Response | 2023-04-26 | 2021-11-01 | Commercial |  | Lithium Ion |  | Tesla | 10 | 10 | 10 | 10 | BM | Customer Bill Savings (e.g., Demand Charge Management, TOU Arbitrage) | Renewable Shift | Reliability and Resiliency | Peak Shaving/ Load Leveling | 7118160 | Yes | AC-Coupled | PhotoVoltaic | 0 | 10
ESMAEX-00636 |  | MA - SMART Program |  |  | 2022-03-22 | 2021-12-02 | Commercial |  | Lithium Ion |  | Tesla | 27 | 27 | 27 | 10 | BM | Reliability and Resiliency |  |  |  | 7421228 | Yes | AC-Coupled | PhotoVoltaic | 7.7 | 6.1
ESMAEX-00685 |  |  |  |  | 2023-10-25 | 2021-12-21 | Commercial |  | Lithium Ion |  | Tesla | 27 | 27 | 27 | 10 | BM | Reliability and Resiliency |  |  | Connected Solutions | 7581688 | Yes | AC-Coupled | PhotoVoltaic | 9.81 | 10
ESMAEX-00687 |  | MA - SMART Program |  |  | 2022-07-27 | 2021-12-22 | Commercial |  | Lithium Ion |  | Tesla | 27 | 27 | 27 | 10 | BM | Reliability and Resiliency |  |  | Connected Solutions | 7581618 | Yes | AC-Coupled | PhotoVoltaic | 10.36 | 8.12
ESMAEX-00692 |  |  |  |  | 2022-09-30 | 2021-12-23 | Commercial |  | Lithium Ion |  | Tesla | 10 | 10 | 10 | 10 | BM |  |  |  |  | 7591217 | Yes | AC-Coupled | PhotoVoltaic | 28.8 | 22.8
ESMAEX-00721 |  |  |  |  | 2023-07-21 | 2022-01-11 | Commercial |  | Lithium Ion |  | Tesla | 27 | 27 | 27 | 10 | BM | Reliability and Resiliency |  |  | Connected Solutions | 7743497 | Yes | AC-Coupled | PhotoVoltaic | 9.25 | 10
ESMAEX-00725 |  | MA - SMART Program |  | Utility DR Program | 2022-06-28 | 2022-01-12 | Commercial |  | Lithium Ion |  | Tesla | 10 | 10 | 10 | 10 | BM | Peak Shaving/ Load Leveling | Renewable Shift | Reliability and Resiliency | Peak Shaving/ Load Leveling | 7879235 | Yes | AC-Coupled | PhotoVoltaic | 13.2 | 10
ESMAEX-00766 |  | MA - SMART Program |  |  | 2022-04-21 | 2022-01-29 | Commercial |  | Lithium Ion |  | Tesla | 10 | 10 | 10 | 10 | BM |  | Self Generation |  |  | 7797218 | Yes | AC-Coupled | PhotoVoltaic | 9.6 | 7.09
ESMAEX-00827 |  | MA - SMART Program |  |  | 2022-08-22 | 2022-02-10 | Commercial |  | Lithium Ion |  | Tesla | 27 | 27 | 27 | 10 | BM | Reliability and Resiliency |  |  | Connected Solutions | 7920498 | Yes | AC-Coupled | PhotoVoltaic | 12.4 | 18.99
ESMAEX-00875 |  | MA - SMART Program |  |  | 2022-08-12 | 2022-03-03 | Commercial |  | Lithium Ion |  | Tesla | 27 | 27 | 27 | 10 | BM | Reliability and Resiliency |  |  |  | 8572680 | Yes | AC-Coupled | PhotoVoltaic | 11.1 | 8.7
ESMAEX-01111 |  | MA - SMART Program |  |  | 2023-09-15 | 2022-04-25 | Commercial |  | Lithium Ion |  | Tesla | 10 | 10 | 10 | 10 | BM | Customer Bill Savings (e.g., Demand Charge Management, TOU Arbitrage) | Renewable Shift | Reliability and Resiliency | Peak Shaving/ Load Leveling | 9821216 | Yes | AC-Coupled | Other | 0 | 10
ESMAEX-01112 |  | MA - SMART Program |  |  | 2023-04-04 | 2022-04-25 | Commercial |  | Lithium Ion |  | Tesla | 10 | 10 | 10 | 10 | BM | Customer Bill Savings (e.g., Demand Charge Management, TOU Arbitrage) | Renewable Shift | Reliability and Resiliency | Peak Shaving/ Load Leveling | 9101990 | Yes | AC-Coupled | Other | 0 | 17
ESMAEX-01167 |  |  |  |  | 2022-11-09 | 2022-05-11 | Commercial |  | Lithium Ion |  | Tesla | 10 | 10 | 10 | 10 | BM |  | Self Generation |  |  | 9266783 | Yes | AC-Coupled | PhotoVoltaic | 26 | 29.5
ESMAEX-01254 |  |  |  |  | 2023-07-28 | 2022-06-03 | Commercial |  | Lithium Ion |  | Tesla | 10 | 10 | 10 | 10 | BM |  | Self Generation |  |  | 9458443 | Yes | AC-Coupled | PhotoVoltaic | 6.63 | 6
ESMAEX-01326 |  | MA - SMART Program |  |  | 2023-10-02 | 2022-06-27 | Commercial |  | Lithium Ion |  | Tesla | 10 | 10 | 10 | 10 | BM |  | Self Generation |  |  | 9624811 | Yes | AC-Coupled | PhotoVoltaic | 9.45 | 17.6
ESMAEX-01378 |  | MA - SMART Program |  | Connected solutions | 2022-10-14 | 2022-07-15 | Commercial |  | Lithium Ion |  | Tesla | 27 | 27 | 27 | 10 | BM |  |  |  |  | 9878421 | Yes | AC-Coupled | PhotoVoltaic | 8.8 | 10
ESMAEX-01738 |  | MA - SMART Program |  |  | 2023-04-12 | 2022-10-28 | Commercial |  | Lithium Ion |  | Tesla | 10 | 10 | 10 | 10 | BM | Customer Bill Savings (e.g., Demand Charge Management, TOU Arbitrage) |  |  |  | 11139624 | Yes | AC-Coupled | PhotoVoltaic | 15.2 | 20
ESMAEX-00165 |  | MA - SMART Program |  |  | 2021-12-10 | 2021-06-03 | Commercial |  | Lithium Ion |  | Enphase | 10.08 | 10.08 | 10.08 | 10.08 | BM | Reliability and Resiliency | Self Generation |  |  | 5893739 | Yes | AC-Coupled | PhotoVoltaic | 10.2 | 7.5
ESMAEX-00282 |  |  |  |  | 2022-06-22 | 2021-08-03 | Commercial |  | Lithium Ion |  | Enphase | 10.5 | 4 | 10.5 | 11.52 | BM |  |  |  |  | 6497309 | Yes | AC-Coupled | PhotoVoltaic | 12.95 | 11.52
ESMAEX-00495 |  |  |  |  | 2022-09-19 | 2021-10-13 | Commercial |  | Lithium Ion |  | Enphase | 10.08 | 10.5 | 10.08 | 10.5 | BM | Customer Bill Savings (e.g., Demand Charge Management, TOU Arbitrage) | Self Generation |  |  | 7178547 | Yes | AC-Coupled | PhotoVoltaic | 7.03 | 5.51
ESMAEX-00811 |  |  |  | connected solutions | 2022-11-16 | 2022-02-04 | Commercial |  | Lithium Ion |  | Enphase | 10.5 | 3.84 | 10.5 | 3.84 | BM | Peak Shaving/ Load Leveling |  |  |  | 7906301 | Yes | AC-Coupled | Other | 0 | 7.68
ESMAEX-00936 |  | MA - SMART Program |  |  | 2023-01-20 | 2022-03-17 | Commercial |  | Lithium Ion |  | Enphase | 10.08 | 10.5 | 10.08 | 10.5 | BM | Customer Bill Savings (e.g., Demand Charge Management, TOU Arbitrage) |  |  |  | 8728319 | Yes | AC-Coupled | PhotoVoltaic | 6.12 | 4.93
ESMAEX-01113 |  | MA - SMART Program |  |  | 2023-02-01 | 2022-04-26 | Commercial |  | Lithium Ion |  | Enphase | 10.5 | 10.5 | 10.5 | 10.08 | SA |  |  |  |  | 9103163 | Yes | AC-Coupled | PhotoVoltaic | 11.25 | 8.85
ESMAEX-01217 |  |  |  |  | 2023-03-31 | 2022-05-25 | Commercial |  | Other | Lithium Ion Phosphate | Enphase | 10.08 | 3.84 | 10.08 | 3.84 | BM |  |  |  |  | 9486059 | Yes | AC-Coupled | PhotoVoltaic | 17.64 | 14.455
ESMAEX-01310 |  |  |  | demand response | 2022-12-19 | 2022-06-20 | Commercial |  | Lithium Ion |  | Enphase | 10.5 | 11.52 | 10.5 | 11.52 | BM | Peak Shaving/ Load Leveling |  |  |  | 9634654 | Yes | AC-Coupled | Other | 0 | 11.52
ESMAEX-01515 |  | MA - Energy Efficiency/ DR Program | MA - Energy Efficiency/ DR Program |  | 2023-02-08 | 2022-08-26 | Commercial |  | Lithium Ion |  | Enphase | 10.08 | 3.84 | 10.08 | 3.84 | BM |  | Self Generation |  |  | 10334767 | Yes | AC-Coupled | PhotoVoltaic | 20.8 | 15.6
ESMAEX-01835 |  |  |  |  | 2023-04-04 | 2022-11-21 | Commercial |  | Lithium Ion |  | Enphase | 10.08 | 3.84 | 10.08 | 3.84 | BM |  |  |  |  | 11407472 | Yes | AC-Coupled | PhotoVoltaic | 12.045 | 17.58
ESMAEX-01845 |  | MA - Energy Efficiency/ DR Program | MA - Energy Efficiency/ DR Program |  | 2023-04-12 | 2022-11-23 | Commercial |  | Lithium Ion |  | Enphase | 10.08 | 10.08 | 10.08 | 10.08 | BM |  | Self Generation |  |  | 11439867 | Yes | AC-Coupled | PhotoVoltaic | 15.2 | 11.4
ESMAEX-02103 |  |  |  |  | 2023-08-07 | 2023-02-02 | Commercial |  | Lithium Ion |  | Enphase | 10.08 | 3 | 10.08 | 3 | BM |  |  |  |  | 12015520 | Yes | AC-Coupled | PhotoVoltaic | 13.26 | 13.26
ESMAEX-02471 |  | MA - Energy Efficiency/ DR Program | MA - Energy Efficiency/ DR Program |  | 2023-12-21 | 2023-05-11 | Commercial |  | Lithium Ion |  | Enphase | 10.08 | 3.84 | 10.08 | 3.84 | BM |  | Self Generation |  |  | 13026584 | Yes | AC-Coupled | PhotoVoltaic | 10.4 | 7.8
ESMAEX-02702 |  |  |  |  | 2023-10-12 | 2023-07-21 | Commercial |  | Lithium Ion |  | Enphase | 10.08 | 3.84 | 10.08 | 3.84 | BM |  |  |  |  | 14052857 | Yes | AC-Coupled | PhotoVoltaic | 15.39 | 11.21
ESMAEX-01278 |  | MA - SMART Program |  |  | 2023-12-12 | 2022-06-10 | Commercial |  | Lithium Ion |  | Enphase | 10.5 | 10.5 | 10.5 | 10.5 | BM | Customer Bill Savings (e.g., Demand Charge Management, TOU Arbitrage) |  |  |  | 9511045 | Yes | AC-Coupled | PhotoVoltaic | 9.12 | 7.08
ESMAEX-02141 |  |  |  |  | 2023-12-08 | 2023-02-08 | Commercial |  | Lithium Ion |  | Enphase | 10.5 | 3.84 | 10.5 | 3.84 | BM | Peak Shaving/ Load Leveling | Reliability and Resiliency |  |  | 11990702 | Yes | AC-Coupled | PhotoVoltaic | 12.8 | 18.24
ESMAEX-01312 |  |  |  |  | 2023-05-02 | 2022-06-20 | Commercial |  | Lithium Ion |  | Enphase | 10.5 | 10.5 | 10.5 | 11.4 | BM |  |  |  |  | 9637250 | Yes | AC-Coupled | PhotoVoltaic | 10.4 | 11.4
ESMAEX-00292 |  | MA - Energy Efficiency/ DR Program | MA - Energy Efficiency/ DR Program |  | 2022-04-06 | 2021-08-09 | Commercial |  | Lithium Ion |  | Enphase | 13.44 | 14 | 13.44 | 12.46 | BM | Reliability and Resiliency | Renewable Shift |  |  | 6713043 | Yes | AC-Coupled | PhotoVoltaic | 10.01 | 15.29
ESMAEX-01123 |  | MA - DOER/ MassCEC Funded Projects | MA - SMART Program |  | 2022-08-26 | 2022-04-28 | Commercial |  | Lithium Ion |  | Enphase | 13.44 | 5.63 | 13.44 | 5.12 | BM | Reliability and Resiliency |  |  |  | 9117036 | Yes | AC-Coupled | Fuel Cell | 0 | 15.29
ESMAEX-00664 |  |  |  |  | 2022-05-23 | 2021-12-15 | Commercial |  | Lithium Ion |  | sonnenBacterie | 12 | 8 | 12 | 8 | BM |  |  |  |  | 7599696 | Yes | AC-Coupled | PhotoVoltaic | 0 | 8
ESMAEX-00907 |  |  |  |  | 2023-02-07 | 2022-03-11 | Commercial |  | Lithium Ion |  | sonnenBacterie | 12 | 8 | 12 | 8 | BM |  |  |  |  | 9173848 | Yes | AC-Coupled | Other | 0 | 8
ESMAEX-00720 |  | MA - SMART Program |  |  | 2022-07-08 | 2022-01-11 | Commercial |  | Lithium Ion |  | Tesla | 13.5 | 5 | 13.5 | 5 | BM | Peak Shaving/ Load Leveling |  | Micogrid |  | 7743674 | Yes | AC-Coupled | Other | 0 | 10
ESMAEX-00062 |  | MA - DOER/ MassCEC Funded Projects | MA - SMART Program |  | 2021-11-10 | 2021-04-20 | Commercial |  | Lithium Ion |  | sonnenBacterie | 12.5 | 7 | 12.5 | 7 | BM |  | Self Generation |  |  | 5732703 | Yes | AC-Coupled | PhotoVoltaic | 12.045 | 16.57
ESMAEX-00109 |  | MA - SMART Program |  |  | 2021-11-15 | 2021-05-07 | Commercial |  | Lithium Ion |  | sonnenBacterie | 12.5 | 8 | 12.5 | 8 | BM | Reliability and Resiliency |  |  |  | 5870654 | Yes | AC-Coupled | PhotoVoltaic | 11.62 | 17.772
ESMAEX-00748 |  | MA - SMART Program |  |  | 2023-04-28 | 2022-01-20 | Commercial |  | Lithium Ion |  | Other | 13 | 6.8 | 13 | 6.8 | BM |  |  |  | pv self | 7825067 | Yes | AC-Coupled | PhotoVoltaic | 12.75 | 11.52
ESMAEX-01548 |  | MA - SMART Program |  |  | 2023-11-02 | 2022-09-07 | Commercial |  | Lithium Ion |  | Other | 13 | 0 | 13 | 0 | BM |  |  |  |  | 10530041 | Yes | AC-Coupled | PhotoVoltaic | 17.015 | 15.744
ESMAEX-02633 |  | MA - SMART Program |  |  | 2023-11-21 | 2023-06-30 | Commercial |  | Lithium Ion |  | Other | 13 | 13 | 13 | 6.4 | BM | Customer Bill Savings (e.g., Demand Charge Management, TOU Arbitrage) | Reliability and Resiliency |  |  | 13755659 | Yes | AC-Coupled | PhotoVoltaic | 15.2 | 13.056
ESMAEX-00061 |  | MA - SMART Program |  | net metering | 2022-01-18 | 2021-04-19 | Commercial |  | Lithium Ion |  | Tesla | 13.2 | 5 | 13.2 | 5 | BM |  |  |  | backup power | 5513939 | Yes | AC-Coupled | PhotoVoltaic | 14.62 | 21.4
ESMAEX-00069 |  | MA - SMART Program |  | net metering | 2021-11-02 | 2021-04-22 | Commercial |  | Lithium Ion |  | Tesla | 13.2 | 5 | 13.2 | 5 | BM |  |  |  | backup power | 5558214 | Yes | AC-Coupled | PhotoVoltaic | 12.675 | 19.8
ESMAEX-00149 |  | MA - SMART Program |  | net metering | 2022-08-22 | 2021-05-25 | Commercial |  | Lithium Ion |  | Tesla | 13.2 | 5 | 13.2 | 5 | BM |  |  |  | backup power | 6335140 | Yes | AC-Coupled | PhotoVoltaic | 12.425 | 20
ESMAEX-00150 |  | MA - SMART Program |  | net metering | 2021-11-15 | 2021-05-26 | Commercial |  | Lithium Ion |  | Tesla | 13.2 | 5 | 13.2 | 5 | BM |  |  |  | backup power | 5821993 | Yes | AC-Coupled | PhotoVoltaic | 8.16 | 18
ESMAEX-00184 |  | MA - SMART Program |  | net metering | 2022-07-08 | 2021-06-14 | Commercial |  | Lithium Ion |  | Tesla | 13.2 | 5 | 13.2 | 5 | BM |  |  |  | backup power | 6058849 | Yes | AC-Coupled | PhotoVoltaic | 13.94 | 22
ESMAEX-00187 |  | MA - SMART Program |  | net metering | 2021-10-13 | 2021-06-15 | Commercial |  | Lithium Ion |  | Tesla | 13.2 | 5 | 13.2 | 5 | BM |  |  |  | backup power | 5967560 | Yes | AC-Coupled | PhotoVoltaic | 15.6 | 22
ESMAEX-00222 |  | MA - SMART Program |  | Backup storage | 2022-05-20 | 2021-07-01 | Commercial |  | Lithium Ion |  | Tesla | 13.2 | 13.2 | 13.2 | 13.2 | BM | Wholesale Market |  |  |  | 6209866 | Yes | AC-Coupled | PhotoVoltaic | 12.58 | 9.8
ESMAEX-00414 |  | MA - SMART Program |  | Net Metering | 2022-10-27 | 2021-09-16 | Commercial |  | Lithium Ion |  | Tesla | 13.2 | 5 | 13.2 | 5 | BM |  |  |  | Backup Power | 6776463 | Yes | AC-Coupled | PhotoVoltaic | 11.22 | 20
ESMAEX-00855 |  | MA - SMART Program |  | Net Metering | 2023-01-09 | 2022-02-24 | Commercial |  | Lithium Ion |  | Tesla | 13.2 | 5 | 13.2 | 5 | BM |  |  |  | Backup power | 7902732 | Yes | AC-Coupled | PhotoVoltaic | 13.65 | 19.8
ESMAEX-00426 |  |  |  |  | 2023-01-31 | 2021-09-20 | Commercial |  | Other | Lithium iron Phosphate | Enphase | 14 | 5.12 | 14 | 13.44 | BM |  |  |  |  | 6800455 | Yes | AC-Coupled | PhotoVoltaic | 9.52 | 7
ESMAEX-01389 |  | MA - SMART Program |  |  | 2023-08-07 | 2022-07-20 | Commercial |  | Other | Lithium Ion Phosphate | Enphase | 13.44 | 5.44 | 13.44 | 5.44 | BM |  |  |  | backup power failure | 9950218 | Yes | AC-Coupled | PhotoVoltaic | 26.27 | 26.385
ESMAEX-00023 |  | MA - DOER/ MassCEC Funded Projects | MA - SMART Program |  | 2022-01-04 | 2021-04-02 | Commercial |  | Lithium Ion |  | Tesla | 14 | 5.8 | 14 | 5 | BM | Reliability and Resiliency |  |  |  | 5494134 | Yes | AC-Coupled | PhotoVoltaic | 12.95 | 18.88
ESMAEX-00119 |  | MA - DOER/ MassCEC Funded Projects | MA - SMART Program |  | 2022-06-01 | 2021-05-13 | Commercial |  | Lithium Ion |  | Tesla | 14 | 5.8 | 14 | 5 | BM | Reliability and Resiliency | Renewable Shift |  |  | 5945929 | Yes | AC-Coupled | Fuel Cell | 0 | 10
ESMAEX-00213 |  | MA - SMART Program |  | Connected Solutions Demand Response | 2022-06-22 | 2021-06-25 | Commercial |  | Lithium Ion |  | Tesla | 13.5 | 5 | 13.5 | 5 | BM | Customer Bill Savings (e.g., Demand Charge Management, TOU Arbitrage) | Renewable Shift | Reliability and Resiliency | Peak Shaving/ Load Leveling | 6160044 | Yes | AC-Coupled | PhotoVoltaic | 10.54 | 12.6
ESMAEX-00257 |  |  |  |  | 2023-12-04 | 2021-07-21 | Commercial |  | Lithium Ion |  | Tesla | 13.5 | 13.5 | 13.5 | 13.5 | BM |  |  |  |  | 6322849 | Yes | AC-Coupled | PhotoVoltaic | 0 | 10
ESMAEX-00272 |  |  |  |  | 2022-01-05 | 2021-07-28 | Commercial |  | Lithium Ion |  | Tesla | 14 | 14 | 14 | 10 | BM |  |  |  |  | 6353146 | Yes | AC-Coupled | PhotoVoltaic | 0 | 5.16
ESMAEX-00288 |  | MA - SMART Program |  |  | 2022-04-13 | 2021-08-05 | Commercial |  | Lithium Ion |  | Tesla | 14 | 5.8 | 14 | 5 | BM | Reliability and Resiliency | Renewable Shift |  |  | 6404917 | Yes | AC-Coupled | PhotoVoltaic | 0 | 10
ESMAEX-00294 |  | MA - SMART Program |  |  | 2022-06-28 | 2021-08-11 | Commercial |  | Lithium Ion |  | Tesla | 5 | 5 | 5 | 5 | BM |  |  |  |  | 6376595 | Yes | AC-Coupled | PhotoVoltaic | 14.8 | 20
ESMAEX-00297 |  | MA - DOER/ MassCEC Funded Projects | MA - SMART Program |  | 2022-08-15 | 2021-08-10 | Commercial |  | Lithium Ion |  | Tesla | 14 | 5.8 | 14 | 5 | BM | Reliability and Resiliency | Renewable Shift |  |  | 6474010 | Yes | AC-Coupled | PhotoVoltaic | 0 | 10
ESMAEX-00303 |  | MA - SMART Program |  | Connected Solutions | 2023-01-20 | 2021-08-12 | Commercial |  | Lithium Ion |  | Tesla | 13.5 | 5 | 13.5 | 5 | BM | Customer Bill Savings (e.g., Demand Charge Management, TOU Arbitrage) | Renewable Shift | Reliability and Resiliency | Peak Shaving/ Load Leveling | 6506683 | Yes | AC-Coupled | PhotoVoltaic | 20.06 | 15.2
ESMAEX-00308 |  | MA - SMART Program |  |  | 2022-05-03 | 2021-08-13 | Commercial |  | Lithium Ion |  | Tesla | 13.5 | 5 | 13.5 | 5 | BM | Customer Bill Savings (e.g., Demand Charge Management, TOU Arbitrage) | Renewable Shift | Reliability and Resiliency | Peak Shaving/ Load Leveling | 6743414 | Yes | AC-Coupled | PhotoVoltaic | 9.18 | 17.6
ESMAEX-00310 |  | MA - SMART Program |  |  | 2022-11-29 | 2021-08-13 | Commercial |  | Lithium Ion |  | Tesla | 13.5 | 5 | 13.5 | 5 | BM | Customer Bill Savings (e.g., Demand Charge Management, TOU Arbitrage) | Renewable Shift | Reliability and Resiliency | Peak Shaving/ Load Leveling | 6533872 | Yes | AC-Coupled | PhotoVoltaic | 16.32 | 15.2
ESMAEX-00359 |  | MA - SMART Program |  |  | 2023-02-07 | 2021-08-26 | Commercial |  | Lithium Ion |  | Tesla | 14 | 5.8 | 14 | 5 | BM | Reliability and Resiliency | Renewable Shift |  |  | 6620444 | Yes | AC-Coupled | PhotoVoltaic | 0 | 15
ESMAEX-00373 |  | MA - SMART Program |  |  | 2022-06-08 | 2021-08-31 | Commercial |  | Lithium Ion |  | Tesla | 13.5 | 5 | 13.5 | 5 | BM | Customer Bill Savings (e.g., Demand Charge Management, TOU Arbitrage) | Renewable Shift | Reliability and Resiliency | Peak Shaving/ Load Leveling | 6631560 | Yes | AC-Coupled | PhotoVoltaic | 11.9 | 21.4
ESMAEX-00388 |  | MA - SMART Program |  |  | 2022-08-10 | 2021-09-07 | Commercial |  | Lithium Ion |  | Tesla | 13.5 | 5 | 13.5 | 5 | BM | Customer Bill Savings (e.g., Demand Charge Management, TOU Arbitrage) | Renewable Shift | Reliability and Resiliency | Peak Shaving/ Load Leveling | 6681330 | Yes | AC-Coupled | PhotoVoltaic | 12.24 | 9.6
ESMAEX-00419 |  | MA - SMART Program |  |  | 2023-11-10 | 2021-09-17 | Commercial |  | Lithium Ion |  | Tesla | 13.5 | 5 | 13.5 | 5 | BM | Customer Bill Savings (e.g., Demand Charge Management, TOU Arbitrage) | Renewable Shift | Reliability and Resiliency | Peak Shaving/ Load Leveling | 6789363 | Yes | AC-Coupled | PhotoVoltaic | 6.9 | 17.6
ESMAEX-00465 |  | MA - SMART Program |  |  | 2022-04-13 | 2021-10-03 | Commercial |  | Lithium Ion |  | Tesla | 13.5 | 5 | 13.5 | 5 | BM | Customer Bill Savings (e.g., Demand Charge Management, TOU Arbitrage) | Renewable Shift | Reliability and Resiliency | Peak Shaving/ Load Leveling | 6897204 | Yes | AC-Coupled | PhotoVoltaic | 8.16 | 12.6
ESMAEX-00466 |  | MA - SMART Program |  |  | 2022-05-04 | 2021-10-04 | Commercial |  | Lithium Ion |  | Tesla | 13.5 | 5 | 13.5 | 5 | BM | Customer Bill Savings (e.g., Demand Charge Management, TOU Arbitrage) | Renewable Shift | Reliability and Resiliency | Peak Shaving/ Load Leveling | 6910009 | Yes | AC-Coupled | PhotoVoltaic | 6.67 | 12.68
ESMAEX-00550 |  |  |  |  | 2023-03-07 | 2021-10-27 | Commercial |  | Lithium Ion |  | Tesla | 13.5 | 5 | 13.5 | 5 | BM |  |  |  |  | 7053185 | Yes | AC-Coupled | PhotoVoltaic | 0 | 10
ESMAEX-00607 |  |  |  | Demand Response | 2022-12-16 | 2021-11-18 | Commercial |  | Lithium Ion |  | Tesla | 14 | 13.5 | 14 | 13.5 | BM | Peak Shaving/ Load Leveling |  | Micogrid |  | 7537249 | Yes | AC-Coupled | Other | 0 | 19.8
ESMAEX-00621 |  | MA - SMART Program |  |  | 2022-10-07 | 2021-11-24 | Commercial |  | Lithium Ion |  | Tesla | 13.5 | 7 | 13.5 | 5 | BM | Customer Bill Savings (e.g., Demand Charge Management, TOU Arbitrage) | Renewable Shift | Reliability and Resiliency |  | 7361251 | Yes | AC-Coupled | PhotoVoltaic | 14.7 | 20
ESMAEX-00626 |  | MA - SMART Program |  | Connected Solutions | 2023-04-14 | 2021-11-28 | Commercial |  | Lithium Ion |  | Tesla | 13.5 | 5 | 13.5 | 5 | BM | Customer Bill Savings (e.g., Demand Charge Management, TOU Arbitrage) | Renewable Shift | Reliability and Resiliency | Peak Shaving/ Load Leveling | 7362638 | Yes | AC-Coupled | PhotoVoltaic | 4.08 | 7.6
ESMAEX-00688 |  | MA - SMART Program |  | Connected Solutions | 2023-04-11 | 2021-12-22 | Commercial |  | Lithium Ion |  | Tesla | 13.5 | 5 | 13.5 | 5 | BM | Customer Bill Savings (e.g., Demand Charge Management, TOU Arbitrage) | Renewable Shift | Reliability and Resiliency | Peak Shaving/ Load Leveling | 7849569 | Yes | AC-Coupled | PhotoVoltaic | 21.76 | 25.2
ESMAEX-00702 |  | MA - SMART Program |  |  | 2022-04-15 | 2022-01-03 | Commercial |  | Lithium Ion |  | Tesla | 13.5 | 5 | 13.5 | 5 | BM | Customer Bill Savings (e.g., Demand Charge Management, TOU Arbitrage) | Renewable Shift | Reliability and Resiliency | Peak Shaving/ Load Leveling | 7647179 | Yes | AC-Coupled | PhotoVoltaic | 12.87 | 17.6
ESMAEX-00719 |  | MA - SMART Program |  | Connected Solutions | 2022-12-05 | 2022-01-11 | Commercial |  | Lithium Ion |  | Tesla | 13.5 | 5 | 13.5 | 5 | BM | Customer Bill Savings (e.g., Demand Charge Management, TOU Arbitrage) | Renewable Shift | Reliability and Resiliency | Peak Shaving/ Load Leveling | 7733502 | Yes | AC-Coupled | PhotoVoltaic | 15.03 | 20.2
ESMAEX-00732 |  |  |  |  | 2022-03-30 | 2022-01-18 | Commercial |  | Lithium Ion |  | Tesla | 5 | 5 | 5 | 13.5 | BM |  |  |  |  | 7792776 | Yes | AC-Coupled | PhotoVoltaic | 8.25 | 6.38
ESMAEX-00757 |  | MA - SMART Program |  | Connected Solutions | 2023-01-31 | 2022-01-25 | Commercial |  | Lithium Ion |  | Tesla | 13.5 | 5 | 13.5 | 5 | BM | Customer Bill Savings (e.g., Demand Charge Management, TOU Arbitrage) | Renewable Shift | Reliability and Resiliency | Peak Shaving/ Load Leveling | 7832628 | Yes | AC-Coupled | PhotoVoltaic | 10.822 | 15.2
ESMAEX-00808 |  | MA - SMART Program |  |  | 2022-08-19 | 2022-02-04 | Commercial |  | Lithium Ion |  | Tesla | 13.5 | 5 | 13.5 | 5 | BM | Customer Bill Savings (e.g., Demand Charge Management, TOU Arbitrage) |  |  |  | 7906459 | Yes | AC-Coupled | PhotoVoltaic | 20.3 | 11
ESMAEX-00949 |  |  |  | Connected Solutions | 2023-08-03 | 2022-03-20 | Commercial |  | Lithium Ion |  | Tesla | 13.5 | 5 | 13.5 | 5 | BM | Customer Bill Savings (e.g., Demand Charge Management, TOU Arbitrage) | Renewable Shift | Reliability and Resiliency | Peak Shaving/ Load Leveling | 8739263 | Yes | AC-Coupled | Other | 0 | 5
ESMAEX-00963 |  | MA - SMART Program |  | Connected Solutions Demand Response | 2023-01-17 | 2022-03-24 | Commercial |  | Lithium Ion |  | Tesla | 27 | 5 | 27 | 5 | BM | Customer Bill Savings (e.g., Demand Charge Management, TOU Arbitrage) | Renewable Shift | Reliability and Resiliency | Peak Shaving/ Load Leveling | 8774693 | Yes | AC-Coupled | PhotoVoltaic | 18.36 | 15.2
ESMAEX-00967 |  | MA - SMART Program |  | Connected Solutions Demand Response | 2023-10-16 | 2022-03-25 | Commercial |  | Lithium Ion |  | Tesla | 27 | 10 | 27 | 5 | BM | Customer Bill Savings (e.g., Demand Charge Management, TOU Arbitrage) | Renewable Shift | Reliability and Resiliency | Peak Shaving/ Load Leveling | 8775155 | Yes | AC-Coupled | PhotoVoltaic | 12.24 | 15.2
ESMAEX-01022 |  | MA - SMART Program |  | Connected Solutions Demand Response | 2023-02-22 | 2022-04-06 | Commercial |  | Lithium Ion |  | Tesla | 13.5 | 5 | 13.5 | 5 | BM | Customer Bill Savings (e.g., Demand Charge Management, TOU Arbitrage) | Renewable Shift | Reliability and Resiliency | Peak Shaving/ Load Leveling | 8859257 | Yes | AC-Coupled | PhotoVoltaic | 14.45 | 15.2
ESMAEX-01039 |  |  |  |  | 2022-10-19 | 2022-04-07 | Commercial |  | Lithium Ion |  | Tesla | 13.5 | 5 | 13.5 | 5 | BM | Customer Bill Savings (e.g., Demand Charge Management, TOU Arbitrage) |  |  |  | 8898032 | Yes | AC-Coupled | PhotoVoltaic | 17.76 | 21
ESMAEX-01055 |  | MA - SMART Program |  | Connected Solutions Demand Response | 2023-02-28 | 2022-04-08 | Commercial |  | Lithium Ion |  | Tesla | 13.5 | 10 | 13.5 | 10 | BM | Customer Bill Savings (e.g., Demand Charge Management, TOU Arbitrage) | Renewable Shift | Reliability and Resiliency | Peak Shaving/ Load Leveling | 8909100 | Yes | AC-Coupled | PhotoVoltaic | 8.4 | 12.6
ESMAEX-01082 |  | MA - SMART Program |  | Connected Solutions Demand Response | 2023-04-12 | 2022-04-15 | Commercial |  | Lithium Ion |  | Tesla | 27 | 10 | 27 | 5 | BM | Customer Bill Savings (e.g., Demand Charge Management, TOU Arbitrage) | Reliability and Resiliency |  |  | 8932598 | Yes | AC-Coupled | PhotoVoltaic | 19.2 | 20.2
ESMAEX-01083 |  | MA - SMART Program |  |  | 2022-10-13 | 2022-04-15 | Commercial |  | Lithium Ion |  | Tesla | 13.5 | 5 | 13.5 | 5 | BM | Reliability and Resiliency | Self Generation |  |  | 8964243 | Yes | AC-Coupled | PhotoVoltaic | 7.395 | 13
ESMAEX-01099 |  | MA - SMART Program |  |  | 2023-01-24 | 2022-04-21 | Commercial |  | Lithium Ion |  | Tesla | 13.5 | 20 | 13.5 | 20 | BM | Customer Bill Savings (e.g., Demand Charge Management, TOU Arbitrage) |  |  |  | 9156943 | Yes | AC-Coupled | PhotoVoltaic | 10.8 | 10
ESMAEX-01119 |  |  |  |  | 2022-08-12 | 2022-04-27 | Commercial |  | Lithium Ion |  | Tesla | 13.5 | 5 | 13.5 | 10 | BM |  |  |  |  | 9103386 | Yes | AC-Coupled | PhotoVoltaic | 9.8 | 7.6
ESMAEX-01125 |  | MA - SMART Program |  |  | 2022-11-17 | 2022-04-29 | Commercial |  | Lithium Ion |  | Tesla | 14 | 5 | 14 | 5 | BM | Peak Shaving/ Load Leveling |  |  |  | 9117093 | Yes | AC-Coupled | PhotoVoltaic | 15.39 | 10
ESMAEX-01146 |  | MA - SMART Program |  |  | 2023-03-09 | 2022-05-04 | Commercial |  | Lithium Ion |  | Tesla | 13.5 | 7 | 13.5 | 5 | BM | Customer Bill Savings (e.g., Demand Charge Management, TOU Arbitrage) |  |  |  | 9008487 | Yes | AC-Coupled | PhotoVoltaic | 2.68 | 3.8
ESMAEX-01179 |  | MA - SMART Program |  | Utility DR Program | 2022-11-09 | 2022-05-13 | Commercial |  | Lithium Ion |  | Tesla | 13.5 | 10 | 13.5 | 10 | BM | Customer Bill Savings (e.g., Demand Charge Management, TOU Arbitrage) | Renewable Shift | Reliability and Resiliency | Peak Shaving/ Load Leveling | 9298354 | Yes | AC-Coupled | PhotoVoltaic | 17.2 | 10
ESMAEX-01232 |  | MA - SMART Program |  | Connected Solutions Demand Response | 2023-04-18 | 2022-05-27 | Commercial |  | Lithium Ion |  | Tesla | 27 | 10 | 27 | 5 | BM | Customer Bill Savings (e.g., Demand Charge Management, TOU Arbitrage) | Renewable Shift | Reliability and Resiliency | Peak Shaving/ Load Leveling | 9416907 | Yes | AC-Coupled | PhotoVoltaic | 25.5145 | 20.2
ESMAEX-01296 |  | MA - SMART Program |  | ConnectedSolutions | 2023-02-22 | 2022-06-15 | Commercial |  | Lithium Ion |  | Tesla | 27 | 10 | 27 | 5 | BM | Customer Bill Savings (e.g., Demand Charge Management, TOU Arbitrage) | Renewable Shift | Reliability and Resiliency | Peak Shaving/ Load Leveling | 9484610 | Yes | AC-Coupled | PhotoVoltaic | 12.8 | 20.2
ESMAEX-01350 |  | MA - SMART Program |  | net metering | 2023-01-05 | 2022-07-06 | Commercial |  | Lithium Ion |  | Tesla | 13.5 | 5 | 13.5 | 5 | BM |  |  |  | backup power | 9688220 | Yes | AC-Coupled | PhotoVoltaic | 8.84 | 17.68
ESMAEX-01358 |  | MA - Energy Efficiency/ DR Program | MA - Energy Efficiency/ DR Program |  | 2023-03-14 | 2022-07-11 | Commercial |  | Lithium Ion |  | Tesla | 13.5 | 5 | 13.5 | 5 | BM |  | Self Generation |  |  | 9704567 | Yes | AC-Coupled | PhotoVoltaic | 13.2 | 9.9
ESMAEX-01365 |  | MA - SMART Program |  |  | 2023-04-03 | 2022-07-12 | Commercial |  | Lithium Ion |  | Tesla | 13.5 | 5 | 13.5 | 5 | BM | Reliability and Resiliency | Self Generation |  | Utility DR program | 9866359 | Yes | AC-Coupled | PhotoVoltaic | 0 | 7
ESMAEX-01417 |  | MA - SMART Program |  | Connected Solutions Demand Response | 2023-04-06 | 2022-07-29 | Commercial |  | Lithium Ion |  | Tesla | 27 | 10 | 27 | 5 | BM | Customer Bill Savings (e.g., Demand Charge Management, TOU Arbitrage) | Renewable Shift | Reliability and Resiliency | Peak Shaving/ Load Leveling | 10104750 | Yes | AC-Coupled | PhotoVoltaic | 19.2 | 20.2
ESMAEX-01437 |  | MA - SMART Program |  | Connected Solutions Demand Response | 2023-07-10 | 2022-08-04 | Commercial |  | Lithium Ion |  | Tesla | 27 | 10 | 27 | 5 | BM | Customer Bill Savings (e.g., Demand Charge Management, TOU Arbitrage) | Renewable Shift | Reliability and Resiliency | Peak Shaving/ Load Leveling | 10222454 | Yes | AC-Coupled | PhotoVoltaic | 14.8 | 20.2
ESMAEX-01497 |  | MA - SMART Program |  | Connected Solutions Demand Response | 2023-08-31 | 2022-08-23 | Commercial |  | Lithium Ion |  | Tesla | 27 | 10 | 27 | 5 | BM | Customer Bill Savings (e.g., Demand Charge Management, TOU Arbitrage) | Renewable Shift | Reliability and Resiliency | Peak Shaving/ Load Leveling | 10412808 | Yes | AC-Coupled | PhotoVoltaic | 12.4 | 15.2
ESMAEX-01521 |  | MA - SMART Program |  | Connected Solutions Demand Response | 2023-10-17 | 2022-08-29 | Commercial |  | Lithium Ion |  | Tesla | 27 | 10 | 27 | 5 | BM | Customer Bill Savings (e.g., Demand Charge Management, TOU Arbitrage) | Renewable Shift | Reliability and Resiliency | Peak Shaving/ Load Leveling | 10397711 | Yes | AC-Coupled | PhotoVoltaic | 21.6 | 20.2
ESMAEX-01539 |  |  |  |  | 2023-03-06 | 2022-09-02 | Commercial |  | Lithium Ion |  | Tesla | 13.5 | 5.8 | 13.5 | 5 | BM | Peak Shaving/ Load Leveling | Reliability and Resiliency |  |  | 10398483 | Yes | AC-Coupled | PhotoVoltaic | 15.2 | 10
ESMAEX-01645 |  |  |  | Connected Solutions Demand Response | 2023-12-21 | 2022-09-29 | Commercial |  | Lithium Ion |  | Tesla | 13.5 | 5 | 13.5 | 5 | BM | Customer Bill Savings (e.g., Demand Charge Management, TOU Arbitrage) | Renewable Shift | Reliability and Resiliency | Peak Shaving/ Load Leveling | 10780192 | Yes | AC-Coupled | PhotoVoltaic | 9.6 | 12.6
ESMAEX-01649 |  |  |  |  | 2023-08-07 | 2022-10-03 | Commercial |  | Lithium Ion |  | Tesla | 10 | 10 | 10 | 10 | BM | Reliability and Resiliency |  |  |  | 10829063 | Yes | AC-Coupled | Other | 0 | 10
ESMAEX-01659 |  | MA - SMART Program |  | Connected Solutions Demand Response | 2023-03-23 | 2022-10-05 | Commercial |  | Lithium Ion |  | Tesla | 13.5 | 5 | 13.5 | 5 | BM | Customer Bill Savings (e.g., Demand Charge Management, TOU Arbitrage) | Renewable Shift | Reliability and Resiliency | Peak Shaving/ Load Leveling | 10921238 | Yes | AC-Coupled | PhotoVoltaic | 12.4 | 7.6
ESMAEX-01726 |  | MA - Energy Efficiency/ DR Program | MA - Energy Efficiency/ DR Program |  | 2023-03-22 | 2022-10-26 | Commercial |  | Lithium Ion |  | Tesla | 13.5 | 5 | 13.5 | 5 | BM |  | Self Generation |  |  | 11180642 | Yes | AC-Coupled | PhotoVoltaic | 13.04 | 9.9
ESMAEX-01771 |  | MA - SMART Program |  | Connected Solutions Demand Response | 2023-05-04 | 2022-11-04 | Commercial |  | Lithium Ion |  | Tesla | 27 | 10 | 27 | 5 | BM | Customer Bill Savings (e.g., Demand Charge Management, TOU Arbitrage) | Renewable Shift | Reliability and Resiliency | Peak Shaving/ Load Leveling | 11240524 | Yes | AC-Coupled | PhotoVoltaic | 15.2 | 15.2
ESMAEX-01788 |  | MA - DOER/ MassCEC Funded Projects | MA - SMART Program |  | 2023-06-07 | 2022-11-09 | Commercial |  | Lithium Ion |  | Tesla | 13.5 | 5 | 13.5 | 5 | BM | Reliability and Resiliency | Self Generation |  |  | 11315479 | Yes | AC-Coupled | PhotoVoltaic | 19.53 | 27.57
ESMAEX-01804 |  | MA - DOER/ MassCEC Funded Projects |  |  | 2023-10-12 | 2022-11-14 | Commercial |  | Lithium Ion |  | Tesla | 14 | 5.8 | 14 | 5 | BM | Reliability and Resiliency | Renewable Shift |  |  | 11396425 | Yes | AC-Coupled | Fuel Cell | 0 | 10
ESMAEX-01807 |  | MA - SMART Program |  | Connected Solutions Demand Response | 2023-06-07 | 2022-11-14 | Commercial |  | Lithium Ion |  | Tesla | 27 | 10 | 27 | 5 | BM | Customer Bill Savings (e.g., Demand Charge Management, TOU Arbitrage) | Renewable Shift | Reliability and Resiliency | Peak Shaving/ Load Leveling | 11387088 | Yes | AC-Coupled | PhotoVoltaic | 14 | 20.2
ESMAEX-01903 |  | MA - Energy Efficiency/ DR Program | MA - Energy Efficiency/ DR Program |  | 2023-04-13 | 2022-12-08 | Commercial |  | Lithium Ion |  | Tesla | 13.5 | 5 | 13.5 | 5 | BM |  | Self Generation |  |  | 11573413 | Yes | AC-Coupled | PhotoVoltaic | 14 | 10.5
ESMAEX-01927 |  | MA - Energy Efficiency/ DR Program | MA - Energy Efficiency/ DR Program |  | 2023-10-05 | 2022-12-14 | Commercial |  | Lithium Ion |  | Tesla | 10 | 10 | 10 | 10 | BM | Reliability and Resiliency |  |  |  | 11623573 | Yes | AC-Coupled | PhotoVoltaic | 10 | 10
ESMAEX-01929 |  | MA - DOER/ MassCEC Funded Projects | MA - SMART Program |  | 2023-12-18 | 2022-12-16 | Commercial |  | Lithium Ion |  | Tesla | 14 | 5.8 | 14 | 5 | BM | Reliability and Resiliency | Renewable Shift |  |  | 11634670 | Yes | AC-Coupled | Fuel Cell | 0 | 10
ESMAEX-01935 |  | MA - Energy Efficiency/ DR Program | MA - Energy Efficiency/ DR Program |  | 2023-08-31 | 2022-12-20 | Commercial |  | Lithium Ion |  | Tesla | 13.5 | 5 | 13.5 | 5 | BM |  | Self Generation |  |  | 11635312 | Yes | AC-Coupled | PhotoVoltaic | 20 | 15
ESMAEX-01961 |  |  |  | Connected Solutions | 2023-09-20 | 2023-01-04 | Commercial |  | Lithium Ion |  | Tesla | 14 | 5 | 14 | 5 | BM |  |  |  | Backup Power, Connected Solutions | 11790380 | Yes | AC-Coupled | PhotoVoltaic | 30.635 | 39.75
ESMAEX-01962 |  | MA - Energy Efficiency/ DR Program | MA - Energy Efficiency/ DR Program |  | 2023-10-03 | 2023-01-05 | Commercial |  | Lithium Ion |  | Tesla | 10 | 10 | 10 | 10 | BM | Reliability and Resiliency |  |  |  | 11806908 | Yes | AC-Coupled | PhotoVoltaic | 8.8 | 7.6
ESMAEX-02025 |  | MA - SMART Program |  | Connected Solutions Demand Response | 2023-10-04 | 2023-01-14 | Commercial |  | Lithium Ion |  | Tesla | 27 | 10 | 27 | 5 | BM | Customer Bill Savings (e.g., Demand Charge Management, TOU Arbitrage) | Renewable Shift | Reliability and Resiliency | Peak Shaving/ Load Leveling | 11812316 | Yes | AC-Coupled | PhotoVoltaic | 11.448 | 15.2
ESMAEX-02041 |  | MA - SMART Program |  |  | 2023-08-14 | 2023-01-19 | Commercial |  | Lithium Ion |  | Tesla | 13.5 | 10 | 13.5 | 5 | BM | Customer Bill Savings (e.g., Demand Charge Management, TOU Arbitrage) | Renewable Shift | Reliability and Resiliency | Peak Shaving/ Load Leveling | 11902248 | Yes | AC-Coupled | PhotoVoltaic | 10.8 | 15.2
ESMAEX-02044 |  | MA - SMART Program |  |  | 2023-08-25 | 2023-01-20 | Commercial |  | Lithium Ion |  | Tesla | 14 | 5.8 | 14 | 10 | BM | Reliability and Resiliency | Renewable Shift |  |  | 11925789 | Yes | AC-Coupled | PhotoVoltaic | 7.29 | 6.59
ESMAEX-02057 |  | MA - SMART Program |  | Connected Solutions Demand Response | 2023-08-17 | 2023-01-23 | Commercial |  | Lithium Ion |  | Tesla | 27 | 10 | 27 | 5 | BM | Customer Bill Savings (e.g., Demand Charge Management, TOU Arbitrage) | Renewable Shift | Reliability and Resiliency | Peak Shaving/ Load Leveling | 11950640 | Yes | AC-Coupled | PhotoVoltaic | 22.8 | 20.2
ESMAEX-02093 |  |  |  |  | 2023-07-07 | 2023-01-31 | Commercial |  | Lithium Ion |  | Tesla | 14 | 7.2 | 14 | 5 | BM | Peak Shaving/ Load Leveling | Reliability and Resiliency |  |  | 11961085 | Yes | AC-Coupled | PhotoVoltaic | 13.53 | 20.56
ESMAEX-02197 |  | MA - SMART Program |  | net metering | 2023-07-03 | 2023-02-23 | Commercial |  | Lithium Ion |  | Tesla | 13.5 | 10 | 13.5 | 10 | BM |  |  |  | backup | 12296002 | Yes | AC-Coupled | PhotoVoltaic | 8.52 | 16
ESMAEX-02234 |  | MA - SMART Program |  |  | 2023-08-28 | 2023-03-05 | Commercial |  | Lithium Ion |  | Tesla | 13.5 | 7 | 13.5 | 5 | BM | Reliability and Resiliency | Renewable Shift |  |  | 12406553 | Yes | AC-Coupled | PhotoVoltaic | 12.75 | 16.4
ESMAEX-02312 |  |  |  | REC 1 | 2023-09-26 | 2023-03-27 | Commercial |  | Lithium Ion |  | Tesla | 13.5 | 7.6 | 13.5 | 7.6 | BM | Customer Bill Savings (e.g., Demand Charge Management, TOU Arbitrage) | Self Generation |  |  | 12519218 | Yes | AC-Coupled | PhotoVoltaic | 10.8 | 15.2
ESMAEX-02356 |  | MA - SMART Program |  | Connected Solutions Demand Response | 2023-08-21 | 2023-04-06 | Commercial |  | Lithium Ion |  | Tesla | 27 | 10 | 27 | 5 | BM | Customer Bill Savings (e.g., Demand Charge Management, TOU Arbitrage) | Renewable Shift | Reliability and Resiliency | Peak Shaving/ Load Leveling | 12773621 | Yes | AC-Coupled | PhotoVoltaic | 18.8 | 19.9
ESMAEX-02366 |  | MA - SMART Program |  | Connected Solutions Demand Response | 2023-10-13 | 2023-04-10 | Commercial |  | Lithium Ion |  | Tesla | 27 | 10 | 27 | 5 | BM | Customer Bill Savings (e.g., Demand Charge Management, TOU Arbitrage) | Renewable Shift | Reliability and Resiliency | Peak Shaving/ Load Leveling | 12895738 | Yes | AC-Coupled | PhotoVoltaic | 18.8 | 15.2
ESMAEX-02473 |  |  |  | Class 1 RECs | 2023-10-17 | 2023-05-11 | Commercial |  | Lithium Ion |  | Tesla | 13.5 | 13.5 | 13.5 | 7.6 | BM | Customer Bill Savings (e.g., Demand Charge Management, TOU Arbitrage) | Self Generation |  |  | 13060944 | Yes | AC-Coupled | PhotoVoltaic | 13.2 | 15.2
ESMAEX-02520 |  |  |  |  | 2023-11-17 | 2023-05-25 | Commercial |  | Lithium Ion |  | Tesla | 13.5 | 5 | 13.5 | 5 | BM |  |  |  |  | 13215926 | Yes | AC-Coupled | PhotoVoltaic | 25.6 | 23.6
ESMAEX-02728 |  | MA - SMART Program |  |  | 2023-11-15 | 2023-07-31 | Commercial |  | Lithium Ion |  | Tesla | 13.5 | 10 | 13.5 | 10 | BM | Customer Bill Savings (e.g., Demand Charge Management, TOU Arbitrage) |  |  |  | 14186966 | Yes | AC-Coupled | Other | 0 | 10
HISTEX-53666 |  | MA - SMART Program |  |  | 2021-02-10 | 2020-07-28 | Commercial |  | Lithium Ion |  | Tesla | 13.5 | 15 | 13.5 | 15 | BM |  |  |  |  | 3446290 | No |  | Photovoltaic | 12.96 | 20
HISTEX-67697 |  | MA - SMART Program |  |  | 2018-10-11 |  | Commercial |  | Lithium Ion |  | Tesla | 13.5 | 17 | 13.5 | 17 | BM |  |  |  | SMART | 2290691 | Yes |  | Photovoltaic |  | 18
HISTEX-67814 |  | MA - SMART Program |  |  | 2019-09-03 | 2018-12-19 | Commercial |  | Lithium Ion |  | Tesla | 13.5 | 17 | 13.5 | 17 | BM |  |  |  | SMART | 2321103 | Yes |  | PhotoVoltaic |  | 20
HISTEX-67848 |  |  |  |  | 2019-12-16 | 2018-10-19 | Commercial |  | Lithium Ion |  | Tesla | 13.5 | 280 | 13.5 | 280 | BM |  |  |  |  | 2305544 | Yes |  | PhotoVoltaic |  | 338
HISTEX-67900 |  |  |  |  | 2020-01-22 | 2019-05-31 | Commercial |  | Lithium Ion |  | Tesla | 13.5 | 5 | 13.5 | 5 | BM | Peak Shaving/ Load Leveling |  |  |  | 2348530 | No |  | PhotoVoltaic |  | 20
HISTEX-68167 |  | MA - SMART Program |  |  | 2020-12-30 | 2019-11-21 | Commercial |  | Lithium Ion |  | Tesla | 13.5 | 12 | 13.5 | 12 | BM |  |  |  |  | 2374353 | Yes |  | PhotoVoltaic |  | 17.6
ESMAEX-00596 |  | MA - Energy Efficiency/ DR Program | MA - Energy Efficiency/ DR Program | Connected solutions | 2022-06-02 | 2021-11-17 | Commercial |  | Other | Lithium Iron Phosphate | sonnenBacterie | 18 | 18 | 18 | 14 | BM | Reliability and Resiliency |  |  |  | 7247803 | Yes | AC-Coupled | Other | 0 | 14
ESMAEX-00974 |  | MA - SMART Program |  |  | 2023-03-09 | 2022-03-28 | Commercial |  | Lithium Ion |  | Tesla | 14 | 10 | 14 | 10 | BM |  |  |  |  | 8788375 | Yes | AC-Coupled | PhotoVoltaic | 12.64 | 7.6
ESMAEX-02389 |  |  |  |  | 2023-05-18 | 2023-04-19 | Commercial |  | Lithium Ion |  | Enphase | 14.66 | 6.4 | 14.66 | 6.4 | BM |  |  |  |  | 12878820 | Yes | AC-Coupled | Other | 0 | 6.4
ESMAEX-00416 |  | MA - SMART Program |  |  | 2022-08-08 | 2021-09-16 | Commercial |  | Lithium Ion |  | Enphase | 16.8 | 7.04 | 16.8 | 9.54 | BM | Reliability and Resiliency | Renewable Shift |  |  | 6776631 | Yes | AC-Coupled | PhotoVoltaic | 14.76 | 19.79
ESMAEX-00571 |  | MA - DOER/ MassCEC Funded Projects | MA - SMART Program |  | 2022-06-09 | 2021-11-08 | Commercial |  | Lithium Ion |  | Enphase | 16.8 | 7.04 | 16.8 | 6.4 | BM | Reliability and Resiliency |  |  |  | 7169520 | Yes | AC-Coupled | PhotoVoltaic | 14.63 | 9.75
ESMAEX-00940 |  | MA - SMART Program |  |  | 2022-06-29 | 2022-03-17 | Commercial |  | Lithium Ion |  | Enphase | 16.8 | 7.04 | 16.8 | 6.4 | BM | Reliability and Resiliency |  |  |  | 8738982 | Yes | AC-Coupled | PhotoVoltaic | 16 | 10
ESMAEX-01236 |  | MA - SMART Program |  |  | 2022-10-19 | 2022-05-31 | Commercial |  | Lithium Ion |  | Enphase | 16.8 | 7.04 | 16.8 | 6.4 | BM | Reliability and Resiliency |  |  |  | 9486472 | Yes | AC-Coupled | PhotoVoltaic | 8.91 | 6.6
ESMAEX-01452 |  | MA - DOER/ MassCEC Funded Projects | MA - SMART Program |  | 2023-03-08 | 2022-08-09 | Commercial |  | Lithium Ion |  | Enphase | 16.8 | 7.04 | 16.8 | 6.4 | BM | Reliability and Resiliency |  |  |  | 10254798 | Yes | AC-Coupled | PhotoVoltaic | 11.45 | 8.7
ESMAEX-01490 |  | MA - DOER/ MassCEC Funded Projects | MA - SMART Program |  | 2022-12-13 | 2022-08-19 | Commercial |  | Lithium Ion |  | Enphase | 16.8 | 7.04 | 16.8 | 6.4 | BM | Reliability and Resiliency |  |  |  | 10302188 | Yes | AC-Coupled | PhotoVoltaic | 11.85 | 15.3
ESMAEX-01249 |  | MA - Energy Efficiency/ DR Program | MA - Energy Efficiency/ DR Program |  | 2023-07-05 | 2022-06-02 | Commercial |  | Lithium Ion |  | Tesla | 15 | 15 | 15 | 15 | BM |  | Self Generation |  |  | 9353266 | Yes | AC-Coupled | PhotoVoltaic | 13.54 | 10
ESMAEX-01682 |  |  |  | SREC | 2023-04-27 | 2022-10-13 | Commercial |  | Lithium Ion |  | Tesla | 15 | 0 | 15 | 0 | BM | Customer Bill Savings (e.g., Demand Charge Management, TOU Arbitrage) |  |  |  | 10933086 | Yes | AC-Coupled | PhotoVoltaic | 11.62 | 10.752
ESMAEX-01725 |  | MA - SMART Program |  | Connected Solutions | 2023-03-31 | 2022-10-25 | Commercial |  | Lithium Ion |  | Other | 15.2 | 9 | 15.2 | 9 | BM | Reliability and Resiliency |  |  | Connected Solutions | 11180729 | Yes | AC-Coupled | PhotoVoltaic | 8 | 7.6
ESMAEX-02539 |  |  |  |  | 2023-08-22 | 2023-05-30 | Commercial |  | Lithium Ion |  | Enphase | 15.36 | 15.36 | 15.36 | 15.36 | BM | Reliability and Resiliency |  |  |  | 13458492 | Yes | AC-Coupled | PhotoVoltaic | 21.06 | 17.16
ESMAEX-00139 |  | MA - SMART Program |  |  | 2021-10-08 | 2021-05-19 | Commercial |  | Lithium Ion |  | Tesla | 15 | 5 | 15 | 10 | BM |  |  |  |  | 5566368 | Yes | AC-Coupled | PhotoVoltaic | 17.48 | 15
ESMAEX-01115 |  |  |  |  | 2022-09-09 | 2022-04-26 | Commercial |  | Lithium Ion |  | Enphase | 16.8 | 6.4 | 16.8 | 6.4 | BM | Reliability and Resiliency |  |  |  | 9103026 | Yes | AC-Coupled | PhotoVoltaic | 9.61 | 6.4
ESMAEX-01172 |  | MA - SMART Program |  |  | 2022-11-18 | 2022-05-11 | Commercial |  | Lithium Ion |  | Enphase | 16.8 | 6.4 | 16.8 | 16.4 | BM | Reliability and Resiliency |  |  |  | 9281766 | Yes | AC-Coupled | PhotoVoltaic | 14.96 | 16.24
ESMAEX-00542 |  |  |  |  | 2022-02-08 | 2021-10-26 | Commercial |  | Other | Lithium iron phosphate | Enphase | 16.7 | 6.4 | 16.7 | 6.4 | BM |  |  |  |  | 7141885 | Yes | AC-Coupled | PhotoVoltaic | 11.935 | 15.39
ESMAEX-00459 |  | MA - SMART Program |  |  | 2022-05-24 | 2021-09-30 | Commercial |  | Other | Lithium Iron Phosphate | Enphase | 17.5 | 6.4 | 17.5 | 6.4 | BM | Reliability and Resiliency |  |  | Participation in Connected Solutions | 6846073 | Yes | AC-Coupled | PhotoVoltaic | 13.2 | 9.735
ESMAEX-02152 |  | MA - SMART Program |  | Connected Soultions | 2023-11-15 | 2023-02-13 | Commercial |  | Lithium Ion |  | Enphase | 16.8 | 17.5 | 16.8 | 1.28 | BM |  |  |  | Connected Solutions/Backup Power | 12152426 | Yes | AC-Coupled | PhotoVoltaic | 11.34 | 1.28
ESMAEX-00551 |  | MA - SMART Program |  |  | 2022-04-25 | 2021-10-28 | Commercial |  | Lithium Ion |  | Enphase | 17.08 | 17.5 | 17.08 | 17.5 | BM |  |  |  |  | 7155677 | Yes | AC-Coupled | PhotoVoltaic | 2.42 | 1.5
ESMAEX-00379 |  | MA - SMART Program |  |  | 2022-05-03 | 2021-09-02 | Commercial |  | Lithium Ion |  | Enphase | 30.24 | 31.5 | 30.24 | 11.52 | BM | Reliability and Resiliency | Renewable Shift |  |  | 6681296 | Yes | AC-Coupled | PhotoVoltaic | 0 | 27.13
ESMAEX-01423 |  | MA - SMART Program |  |  | 2023-01-24 | 2022-08-02 | Commercial |  | Lithium Ion |  | Tesla | 17.6 | 10 | 17.6 | 10 | BM | Reliability and Resiliency |  |  |  | 10033476 | No | AC-Coupled | PhotoVoltaic | 7.2 | 17.6
ESMAEX-00494 |  | MA - SMART Program |  |  | 2022-05-02 | 2021-10-13 | Commercial |  | Lithium Ion |  | Other | 18.43 | 9.2 | 18.43 | 8.55 | BM | Peak Shaving/ Load Leveling |  | Micogrid |  | 7021389 | No | AC-Coupled | PhotoVoltaic | 12.775 | 28
ESMAEX-00301 |  | MA - DOER/ MassCEC Funded Projects | MA - Energy Efficiency/ DR Program |  | 2022-02-04 | 2021-08-11 | Commercial |  | Lithium Ion |  | Enphase | 20.16 | 21 | 20.16 | 18.69 | BM | Reliability and Resiliency |  |  |  | 6485970 | Yes | AC-Coupled | PhotoVoltaic | 10.4 | 7.67
ESMAEX-00406 |  | MA - Energy Efficiency/ DR Program | MA - Energy Efficiency/ DR Program |  | 2022-02-03 | 2021-09-13 | Commercial |  | Lithium Ion |  | Enphase | 20.16 | 6.84 | 20.16 | 7.68 | BM | Reliability and Resiliency |  |  |  | 6743978 | Yes | AC-Coupled | PhotoVoltaic | 15.38 | 21.65
ESMAEX-00438 |  | MA - DOER/ MassCEC Funded Projects | MA - SMART Program |  | 2022-07-08 | 2021-09-21 | Commercial |  | Lithium Ion |  | Enphase | 20.16 | 8.448 | 20.16 | 7.68 | BM | Reliability and Resiliency |  |  |  | 6801755 | Yes | AC-Coupled | PhotoVoltaic | 11.44 | 21.28
ESMAEX-00472 |  | MA - DOER/ MassCEC Funded Projects | MA - SMART Program |  | 2022-11-08 | 2021-10-05 | Commercial |  | Lithium Ion |  | Enphase | 20.16 | 8.448 | 20.16 | 7.68 | BM | Reliability and Resiliency |  |  |  | 6954177 | Yes | AC-Coupled | PhotoVoltaic | 12.32 | 10.248
ESMAEX-00473 |  | MA - Energy Efficiency/ DR Program | MA - Energy Efficiency/ DR Program |  | 2022-02-08 | 2021-10-05 | Commercial |  | Lithium Ion |  | Enphase | 20.16 | 8.448 | 20.16 | 7.68 | BM | Reliability and Resiliency |  |  |  | 6954234 | Yes | AC-Coupled | PhotoVoltaic | 11.44 | 9.516
ESMAEX-00514 |  | MA - DOER/ MassCEC Funded Projects | MA - SMART Program |  | 2022-05-20 | 2021-10-19 | Commercial |  | Lithium Ion |  | Enphase | 20.16 | 8.448 | 20.16 | 7.68 | BM | Reliability and Resiliency |  |  |  | 7669343 | Yes | AC-Coupled | PhotoVoltaic | 11.9 | 10.248
ESMAEX-00560 |  | MA - DOER/ MassCEC Funded Projects | MA - SMART Program |  | 2022-03-23 | 2021-11-02 | Commercial |  | Lithium Ion |  | Enphase | 20.16 | 8.448 | 20.16 | 7.68 | BM | Reliability and Resiliency |  |  |  | 7130199 | Yes | AC-Coupled | PhotoVoltaic | 0 | 11.4
ESMAEX-00563 |  | MA - DOER/ MassCEC Funded Projects | MA - SMART Program |  | 2022-06-02 | 2021-11-03 | Commercial |  | Lithium Ion |  | Enphase | 20.16 | 8.448 | 20.16 | 7.68 | BM | Reliability and Resiliency |  |  |  | 7155821 | Yes | AC-Coupled | PhotoVoltaic | 12.32 | 10.248
ESMAEX-00574 |  | MA - DOER/ MassCEC Funded Projects | MA - SMART Program |  | 2022-03-03 | 2021-11-09 | Commercial |  | Lithium Ion |  | Enphase | 20.16 | 6.48 | 20.16 | 7.68 | BM | Reliability and Resiliency |  |  |  | 7169428 | Yes | AC-Coupled | PhotoVoltaic | 12.75 | 10.03
ESMAEX-00582 |  | MA - DOER/ MassCEC Funded Projects | MA - SMART Program |  | 2022-04-26 | 2021-11-11 | Commercial |  | Lithium Ion |  | Enphase | 20.16 | 8.448 | 20.16 | 7.68 | BM | Reliability and Resiliency |  |  |  | 7217946 | Yes | AC-Coupled | PhotoVoltaic | 0 | 11.4
ESMAEX-00637 |  | MA - DOER/ MassCEC Funded Projects | MA - SMART Program |  | 2022-07-20 | 2021-12-02 | Commercial |  | Lithium Ion |  | Enphase | 20.16 | 8.448 | 20.16 | 7.68 | BM | Reliability and Resiliency |  |  |  | 7421286 | Yes | AC-Coupled | PhotoVoltaic | 12.75 | 10.03
ESMAEX-00807 |  | MA - DOER/ MassCEC Funded Projects | MA - SMART Program |  | 2022-06-13 | 2022-02-04 | Commercial |  | Lithium Ion |  | Enphase | 20.16 | 8.448 | 20.16 | 7.68 | BM | Reliability and Resiliency |  |  |  | 7889627 | Yes | AC-Coupled | Fuel Cell | 0 | 11.4
ESMAEX-00913 |  | MA - SMART Program |  |  | 2022-11-25 | 2022-03-14 | Commercial |  | Lithium Ion |  | Enphase | 20.16 | 8.448 | 20.16 | 7.68 | BM | Reliability and Resiliency |  |  |  | 8672640 | Yes | AC-Coupled | PhotoVoltaic | 10.625 | 9.15
ESMAEX-01549 |  | MA - DOER/ MassCEC Funded Projects | MA - SMART Program |  | 2023-03-28 | 2022-09-07 | Commercial |  | Lithium Ion |  | Enphase | 20.16 | 8.45 | 20.16 | 11.4 | BM | Reliability and Resiliency |  |  |  | 11262121 | Yes | AC-Coupled | PhotoVoltaic | 8.5 | 6.3
ESMAEX-00063 |  | MA - SMART Program |  |  | 2021-11-04 | 2021-04-21 | Commercial |  | Lithium Ion |  | sonnenBacterie | 20 | 0 | 20 | 0 | BM |  | Self Generation |  |  | 5671163 | Yes | AC-Coupled | PhotoVoltaic | 18.13 | 21.21
ESMAEX-01260 |  | MA - SMART Program |  |  | 2023-12-28 | 2022-06-07 | Commercial |  | Lithium Ion |  | Other | 18 | 3 | 18 | 0 | BM | Customer Bill Savings (e.g., Demand Charge Management, TOU Arbitrage) |  |  |  | 9486701 | Yes | DC-Coupled | PhotoVoltaic | 6.4 | 17.6
ESMAEX-01309 |  | MA - SMART Program |  | Connected Solutions | 2023-03-31 | 2022-06-18 | Commercial |  | Lithium Ion |  | Other | 19 | 9 | 19 | 9 | BM | Reliability and Resiliency |  |  |  | 9638048 | Yes | AC-Coupled | PhotoVoltaic | 10.4 | 10
ESMAEX-00146 |  | MA - SMART Program |  |  | 2022-10-03 | 2021-05-24 | Commercial |  | Lithium Ion |  | Tesla | 20 | 20 | 20 | 20 | BM |  | Self Generation |  |  | 5802812 | Yes | AC-Coupled | PhotoVoltaic | 14.4 | 10
ESMAEX-00667 |  | MA - SMART Program |  |  | 2023-02-01 | 2021-12-16 | Commercial |  | Lithium Ion |  | sonnenBacterie | 20 | 20 | 20 | 8 | BM | Reliability and Resiliency |  |  |  | 7547138 | Yes | AC-Coupled | PhotoVoltaic | 14.95 | 18
ESMAEX-00682 |  | MA - SMART Program |  |  | 2022-08-22 | 2021-12-21 | Commercial |  | Lithium Ion |  | sonnenBacterie | 20 | 8 | 20 | 8 | BM |  |  |  |  | 7783801 | Yes | AC-Coupled | PhotoVoltaic | 14.4 | 11.21
ESMAEX-01416 |  | MA - SMART Program |  |  | 2023-04-12 | 2022-07-28 | Commercial |  | Lithium Ion |  | sonnenBacterie | 20 | 8 | 20 | 8 | BM |  |  |  |  | 10026277 | Yes | AC-Coupled | PhotoVoltaic | 10.08 | 8.26
ESMAEX-00440 |  | MA - SMART Program |  |  | 2022-08-19 | 2021-09-22 | Commercial |  | Other | Lithium Iron Phosphate | Enphase | 21 | 11.4 | 21 | 11.4 | BM | Customer Bill Savings (e.g., Demand Charge Management, TOU Arbitrage) |  |  |  | 6823275 | Yes | AC-Coupled | PhotoVoltaic | 31.82 | 25.37
ESMAEX-00562 |  | MA - SMART Program |  | Connected Solutions Demand Response | 2022-04-14 | 2021-11-02 | Commercial |  | Lithium Ion |  | Enphase | 20.16 | 7.68 | 20.16 | 7.68 | BM |  |  |  | Demand Response Program | 7130455 | Yes | AC-Coupled | PhotoVoltaic | 11.6 | 8.56
ESMAEX-00600 |  |  |  | MDAR Grant Project | 2022-09-09 | 2021-11-17 | Commercial |  | Other | Lithium Ion Phosphate | Enphase | 20.16 | 21 | 20.16 | 21 | BM |  |  |  | backup power failure | 7526664 | Yes | AC-Coupled | PhotoVoltaic | 49.8 | 48.03
ESMAEX-00641 |  | MA - SMART Program |  |  | 2022-12-29 | 2021-12-03 | Commercial |  | Lithium Ion |  | Enphase | 20.16 | 7.68 | 20.16 | 7.68 | BM | Customer Bill Savings (e.g., Demand Charge Management, TOU Arbitrage) |  |  |  | 7421653 | Yes | AC-Coupled | PhotoVoltaic | 12.4 | 9.15
ESMAEX-00656 |  | MA - SMART Program |  | Connected Solutions | 2022-05-24 | 2021-12-13 | Commercial |  | Lithium Ion |  | Enphase | 20.16 | 7.68 | 20.16 | 7.68 | BM |  |  |  | Net Metering, Connected Solutions | 7478767 | Yes | AC-Coupled | PhotoVoltaic | 9.2 | 15.707
ESMAEX-00697 |  |  |  |  | 2023-03-01 | 2021-12-28 | Commercial |  | Lithium Ion |  | Enphase | 20.16 | 7.68 | 20.16 | 7.68 | BM |  |  |  |  | 7599736 | Yes | AC-Coupled | PhotoVoltaic | 16.1 | 11.5
ESMAEX-00727 |  | MA - SMART Program |  | Connected Solutions | 2022-04-13 | 2022-01-13 | Commercial |  | Lithium Ion |  | Enphase | 20.16 | 7.68 | 20.16 | 7.68 | BM |  |  |  | Connected Solutions, Backup Power | 7783968 | Yes | AC-Coupled | PhotoVoltaic | 9.855 | 15.51
ESMAEX-00749 |  | MA - SMART Program |  |  | 2023-04-03 | 2022-01-21 | Commercial |  | Lithium Ion |  | Enphase | 20.16 | 20.1 | 20.16 | 20.1 | BM | Customer Bill Savings (e.g., Demand Charge Management, TOU Arbitrage) |  |  |  | 7665155 | Yes | AC-Coupled | PhotoVoltaic | 9.49 | 9.49
ESMAEX-00859 |  |  |  |  | 2022-10-25 | 2022-02-25 | Commercial |  | Lithium Ion |  | Enphase | 20.16 | 7.68 | 20.16 | 7.68 | BM |  |  |  |  | 7974846 | Yes | AC-Coupled | PhotoVoltaic | 11.9 | 10.25
ESMAEX-01149 |  |  |  |  | 2023-04-18 | 2022-05-05 | Commercial |  | Lithium Ion |  | Enphase | 20.16 | 7.68 | 20.16 | 7.68 | BM |  |  |  |  | 9188204 | Yes | AC-Coupled | PhotoVoltaic | 12.87 | 9.74
ESMAEX-01443 |  | MA - SMART Program |  | Connected Solutions | 2023-02-21 | 2022-08-08 | Commercial |  | Lithium Ion |  | Enphase | 21 | 7.68 | 21 | 7.68 | BM |  |  |  | Backup Power, Demand Response | 10265616 | Yes | AC-Coupled | PhotoVoltaic | 10.125 | 16.83
ESMAEX-02264 |  |  |  |  | 2023-05-03 | 2023-03-14 | Commercial |  | Lithium Ion |  | Enphase | 20.16 | 7.68 | 20.16 | 7.68 | BM |  |  |  |  | 12346369 | Yes | AC-Coupled | PhotoVoltaic | 10.36 | 8.26
ESMAEX-00547 |  | MA - SMART Program |  |  | 2022-07-06 | 2021-10-27 | Commercial |  | Lithium Ion |  | Enphase | 21 | 7.68 | 21 | 7.68 | BM |  |  |  | Connected Solutions, Backup Power | 7128909 | Yes | AC-Coupled | PhotoVoltaic | 8.8 | 7.678
ESMAEX-01043 |  |  |  |  | 2022-07-12 | 2022-04-08 | Commercial |  | Lithium Ion |  | Enphase | 21 | 7.68 | 21 | 7.68 | BM |  |  |  |  | 8909200 | No | AC-Coupled | PhotoVoltaic | 12.16 | 9.3
ESMAEX-01294 |  | MA - SMART Program |  |  | 2023-01-20 | 2022-06-14 | Commercial |  | Lithium Ion |  | Enphase | 28 | 7.68 | 28 | 7.68 | BM |  |  |  |  | 9729450 | Yes | AC-Coupled | PhotoVoltaic | 9.315 | 8.418
ESMAEX-01336 |  |  |  |  | 2023-05-05 | 2022-06-30 | Commercial |  | Lithium Ion |  | Enphase | 21 | 7.68 | 21 | 7.68 | BM |  |  |  |  | 9663694 | Yes | AC-Coupled | PhotoVoltaic | 12.25 | 9.3
ESMAEX-00172 |  | MA - SMART Program |  |  | 2021-12-29 | 2021-06-08 | Commercial |  | Other | Lithium Ion Phosphate | Enphase | 23.52 | 24.5 | 23.52 | 24.5 | BM |  |  |  | backup power failure | 6018286 | Yes | AC-Coupled | PhotoVoltaic | 16.2 | 20.67
ESMAEX-01091 |  | MA - SMART Program |  | Net Metering | 2023-03-09 | 2022-04-19 | Commercial |  | Lithium Ion |  | Tesla | 26.4 | 10 | 26.4 | 10 | BM |  |  |  | Backup Storage | 9157117 | Yes | AC-Coupled | PhotoVoltaic | 7.15 | 6
ESMAEX-00316 |  | MA - DOER/ MassCEC Funded Projects | MA - SMART Program |  | 2022-02-17 | 2021-08-16 | Commercial |  | Lithium Ion |  | Enphase | 30.24 | 31.5 | 30.24 | 28.035 | BM | Reliability and Resiliency |  |  |  | 6542311 | Yes | AC-Coupled | PhotoVoltaic | 16.17 | 12.685
ESMAEX-00576 |  | MA - DOER/ MassCEC Funded Projects | MA - SMART Program |  | 2022-05-24 | 2021-11-10 | Commercial |  | Lithium Ion |  | Enphase | 30.24 | 12.672 | 30.24 | 11.52 | BM | Reliability and Resiliency |  |  |  | 7169551 | Yes | AC-Coupled | PhotoVoltaic | 20.075 | 16.225
ESMAEX-01143 |  | MA - DOER/ MassCEC Funded Projects | MA - SMART Program |  | 2023-02-07 | 2022-05-04 | Commercial |  | Lithium Ion |  | Enphase | 30.24 | 12.672 | 30.24 | 11.52 | BM | Reliability and Resiliency |  |  |  | 9187566 | Yes | AC-Coupled | PhotoVoltaic | 11.9 | 10.248
ESMAEX-01446 |  | MA - DOER/ MassCEC Funded Projects | MA - SMART Program |  | 2023-08-03 | 2022-08-08 | Commercial |  | Lithium Ion |  | Enphase | 30.24 | 12.8 | 30.24 | 11.52 | BM | Reliability and Resiliency |  |  |  | 10265158 | Yes | AC-Coupled | PhotoVoltaic | 14.02 | 12.078
ESMAEX-00020 |  |  |  | Connected Solutions | 2022-11-22 | 2021-04-01 | Commercial |  | Lithium Ion |  | Tesla | 28 | 10 | 28 | 10 | BM |  |  |  | Connected Solutions, Backup | 5494074 | Yes | AC-Coupled | PhotoVoltaic | 13.4 | 20
ESMAEX-00141 |  | MA - SMART Program |  |  | 2021-12-07 | 2021-05-20 | Commercial |  | Lithium Ion |  | Tesla | 27 | 10 | 27 | 10 | BM | Reliability and Resiliency |  |  |  | 5925914 | Yes | AC-Coupled | PhotoVoltaic | 10.56 | 20
ESMAEX-00142 |  | MA - Energy Efficiency/ DR Program | MA - Energy Efficiency/ DR Program |  | 2021-08-24 | 2021-05-20 | Commercial |  | Lithium Ion |  | Tesla | 27 | 10 | 27 | 10 | BM | Reliability and Resiliency |  |  |  | 5956902 | Yes | AC-Coupled | PhotoVoltaic | 15.18 | 20
ESMAEX-00211 |  | MA - SMART Program |  | Connected Solutions Demand Response | 2021-10-05 | 2021-06-24 | Commercial |  | Lithium Ion |  | Tesla | 27 | 10 | 27 | 10 | BM | Customer Bill Savings (e.g., Demand Charge Management, TOU Arbitrage) | Reliability and Resiliency |  |  | 6132250 | Yes | AC-Coupled | PhotoVoltaic | 8.16 | 17.6
ESMAEX-00217 |  | MA - DOER/ MassCEC Funded Projects | MA - SMART Program | Connected Solutions | 2022-08-09 | 2021-06-28 | Commercial |  | Lithium Ion |  | Tesla | 27 | 10 | 27 | 10 | BM | Customer Bill Savings (e.g., Demand Charge Management, TOU Arbitrage) | Renewable Shift | Reliability and Resiliency | Peak Shaving/ Load Leveling | 6179144 | Yes | AC-Coupled | PhotoVoltaic | 0 | 10
ESMAEX-00276 |  | MA - DOER/ MassCEC Funded Projects | MA - SMART Program | Connected Solutions | 2022-03-10 | 2021-07-30 | Commercial |  | Lithium Ion |  | Tesla | 27 | 10 | 27 | 10 | BM | Customer Bill Savings (e.g., Demand Charge Management, TOU Arbitrage) | Renewable Shift | Reliability and Resiliency | Peak Shaving/ Load Leveling | 6404441 | Yes | AC-Coupled | PhotoVoltaic | 13.68 | 20
ESMAEX-00304 |  |  |  | Connected Solutions Demand Response | 2022-06-27 | 2021-08-12 | Commercial |  | Lithium Ion |  | Tesla | 27 | 10 | 27 | 10 | BM | Customer Bill Savings (e.g., Demand Charge Management, TOU Arbitrage) | Renewable Shift | Reliability and Resiliency | Peak Shaving/ Load Leveling | 6506854 | Yes | AC-Coupled | PhotoVoltaic | 8.16 | 17.6
ESMAEX-00312 |  | MA - SMART Program |  |  | 2022-01-27 | 2021-08-13 | Commercial |  | Lithium Ion |  | Tesla | 27 | 10 | 27 | 10 | BM | Customer Bill Savings (e.g., Demand Charge Management, TOU Arbitrage) | Renewable Shift | Reliability and Resiliency | Peak Shaving/ Load Leveling | 6533988 | Yes | AC-Coupled | PhotoVoltaic | 8.16 | 7.6
ESMAEX-00313 |  | MA - SMART Program |  |  | 2022-05-31 | 2021-08-13 | Commercial |  | Lithium Ion |  | Tesla | 27 | 10 | 27 | 10 | BM | Customer Bill Savings (e.g., Demand Charge Management, TOU Arbitrage) | Renewable Shift | Reliability and Resiliency | Peak Shaving/ Load Leveling | 6534015 | Yes | AC-Coupled | PhotoVoltaic | 3.86 | 7.68
ESMAEX-00321 |  | MA - SMART Program |  |  | 2022-09-26 | 2021-08-17 | Commercial |  | Lithium Ion |  | Tesla | 27 | 10 | 27 | 10 | BM | Customer Bill Savings (e.g., Demand Charge Management, TOU Arbitrage) | Renewable Shift | Reliability and Resiliency | Peak Shaving/ Load Leveling | 9250198 | Yes | AC-Coupled | PhotoVoltaic | 8.16 | 17.6
ESMAEX-00334 |  | MA - DOER/ MassCEC Funded Projects | MA - SMART Program | Connected Solutions | 2022-06-13 | 2021-08-20 | Commercial |  | Lithium Ion |  | Tesla | 27 | 10 | 27 | 10 | BM | Customer Bill Savings (e.g., Demand Charge Management, TOU Arbitrage) | Renewable Shift | Reliability and Resiliency | Peak Shaving/ Load Leveling | 6585265 | Yes | AC-Coupled | PhotoVoltaic | 0 | 10
ESMAEX-00339 |  | MA - SMART Program |  | Connected Solutions Demand Response | 2023-02-16 | 2021-08-23 | Commercial |  | Lithium Ion |  | Tesla | 27 | 10 | 27 | 10 | BM | Customer Bill Savings (e.g., Demand Charge Management, TOU Arbitrage) | Reliability and Resiliency |  |  | 6593165 | Yes | AC-Coupled | PhotoVoltaic | 10.54 | 17.68
ESMAEX-00344 |  | MA - SMART Program |  | Connected Solution Demand Response | 2022-04-27 | 2021-08-24 | Commercial |  | Lithium Ion |  | Tesla | 27 | 10 | 27 | 10 | BM | Customer Bill Savings (e.g., Demand Charge Management, TOU Arbitrage) | Reliability and Resiliency |  |  | 6601280 | Yes | AC-Coupled | PhotoVoltaic | 5.44 | 17.6
ESMAEX-00345 |  | MA - SMART Program |  | Connected Solutions Demand Response | 2022-09-22 | 2021-08-24 | Commercial |  | Lithium Ion |  | Tesla | 27 | 10 | 27 | 10 | BM | Customer Bill Savings (e.g., Demand Charge Management, TOU Arbitrage) | Reliability and Resiliency |  |  | 6601571 | Yes | AC-Coupled | PhotoVoltaic | 8.16 | 17.68
ESMAEX-00349 |  | MA - SMART Program |  |  | 2023-04-26 | 2021-08-25 | Commercial |  | Lithium Ion |  | Tesla | 27 | 10 | 27 | 10 | BM | Customer Bill Savings (e.g., Demand Charge Management, TOU Arbitrage) | Renewable Shift | Reliability and Resiliency | Peak Shaving/ Load Leveling | 6609226 | Yes | AC-Coupled | PhotoVoltaic | 12.24 | 12.6
ESMAEX-00350 |  | MA - SMART Program |  |  | 2022-05-02 | 2021-08-26 | Commercial |  | Lithium Ion |  | Tesla | 27 | 10 | 27 | 10 | BM | Customer Bill Savings (e.g., Demand Charge Management, TOU Arbitrage) | Renewable Shift | Reliability and Resiliency | Peak Shaving/ Load Leveling | 6619721 | Yes | AC-Coupled | PhotoVoltaic | 10.88 | 17.6
ESMAEX-00360 |  | MA - SMART Program |  |  | 2022-03-16 | 2021-08-26 | Commercial |  | Lithium Ion |  | Tesla | 27 | 10 | 27 | 10 | BM | Customer Bill Savings (e.g., Demand Charge Management, TOU Arbitrage) | Renewable Shift | Reliability and Resiliency | Peak Shaving/ Load Leveling | 6620147 | Yes | AC-Coupled | PhotoVoltaic | 10.2 | 17.6
ESMAEX-00366 |  |  |  | Connected Solutions Demand Response | 2022-05-13 | 2021-08-27 | Commercial |  | Lithium Ion |  | Tesla | 27 | 10 | 27 | 10 | BM | Customer Bill Savings (e.g., Demand Charge Management, TOU Arbitrage) | Reliability and Resiliency |  |  | 6593798 | Yes | AC-Coupled | PhotoVoltaic | 7.777 | 17.6
ESMAEX-00367 |  | MA - DOER/ MassCEC Funded Projects | MA - SMART Program | Connected Solutions | 2022-04-27 | 2021-08-27 | Commercial |  | Lithium Ion |  | Tesla | 27 | 10 | 27 | 10 | BM | Customer Bill Savings (e.g., Demand Charge Management, TOU Arbitrage) | Renewable Shift | Reliability and Resiliency | Peak Shaving/ Load Leveling | 6629730 | Yes | AC-Coupled | PhotoVoltaic | 12.3 | 20
ESMAEX-00386 |  | MA - SMART Program |  |  | 2023-03-07 | 2021-09-06 | Commercial |  | Lithium Ion |  | Tesla | 27 | 10 | 27 | 10 | BM | Customer Bill Savings (e.g., Demand Charge Management, TOU Arbitrage) | Renewable Shift | Reliability and Resiliency | Peak Shaving/ Load Leveling | 6681464 | Yes | AC-Coupled | PhotoVoltaic | 8.16 | 17.6
ESMAEX-00467 |  | MA - SMART Program |  |  | 2022-12-13 | 2021-10-04 | Commercial |  | Lithium Ion |  | Tesla | 27 | 10 | 27 | 10 | BM | Customer Bill Savings (e.g., Demand Charge Management, TOU Arbitrage) | Renewable Shift | Reliability and Resiliency | Peak Shaving/ Load Leveling | 7059033 | Yes | AC-Coupled | PhotoVoltaic | 8.16 | 17.6
ESMAEX-00522 |  |  |  |  | 2022-10-04 | 2021-10-21 | Commercial |  | Lithium Ion |  | Tesla | 27 | 10 | 27 | 10 | BM |  |  |  |  | 7069035 | Yes | AC-Coupled | PhotoVoltaic | 0 | 10
ESMAEX-00566 |  |  |  |  | 2023-01-03 | 2021-11-05 | Commercial |  | Lithium Ion |  | Tesla | 27 | 10 | 27 | 10 | BM |  |  |  |  | 7169309 | Yes | AC-Coupled | PhotoVoltaic | 0 | 10
ESMAEX-00570 |  |  |  |  | 2023-10-06 | 2021-11-05 | Commercial |  | Lithium Ion |  | Tesla | 27 | 10 | 27 | 10 | BM |  |  |  |  | 7218137 | Yes | AC-Coupled | PhotoVoltaic | 0 | 10
ESMAEX-00584 |  |  |  |  | 2022-10-17 | 2021-11-15 | Commercial |  | Lithium Ion |  | Tesla | 28 | 0 | 28 | 0 | BM | Peak Shaving/ Load Leveling |  | Micogrid |  | 7247380 | Yes | AC-Coupled | PhotoVoltaic | 0 | 9
ESMAEX-00585 |  | MA - SMART Program |  | Connected Solutions Demand Response | 2023-02-02 | 2021-11-15 | Commercial |  | Lithium Ion |  | Tesla | 27 | 10 | 27 | 10 | BM | Customer Bill Savings (e.g., Demand Charge Management, TOU Arbitrage) | Reliability and Resiliency |  |  | 7638449 | Yes | AC-Coupled | PhotoVoltaic | 17.83 | 15.2
ESMAEX-00676 |  | MA - SMART Program |  | Connected Solutions Demand Response | 2022-04-21 | 2021-12-20 | Commercial |  | Lithium Ion |  | Tesla | 27 | 10 | 27 | 10 | BM | Customer Bill Savings (e.g., Demand Charge Management, TOU Arbitrage) | Renewable Shift | Reliability and Resiliency | Peak Shaving/ Load Leveling | 7639151 | Yes | AC-Coupled | PhotoVoltaic | 8.16 | 7.6
ESMAEX-00711 |  | MA - SMART Program |  | Connected Solutions | 2022-10-07 | 2022-01-05 | Commercial |  | Lithium Ion |  | Tesla | 28 | 10 | 28 | 10 | BM |  |  |  | Connected Solutions, Backup Power | 7668914 | Yes | AC-Coupled | PhotoVoltaic | 10.515 | 18.25
ESMAEX-00723 |  | MA - SMART Program |  | Connected Solutions Demand Response | 2022-03-14 | 2022-01-11 | Commercial |  | Lithium Ion |  | Tesla | 27 | 10 | 27 | 10 | BM | Customer Bill Savings (e.g., Demand Charge Management, TOU Arbitrage) | Renewable Shift | Reliability and Resiliency | Peak Shaving/ Load Leveling | 7743863 | Yes | AC-Coupled | PhotoVoltaic | 13.26 | 21.4
ESMAEX-00736 |  | MA - SMART Program |  | Connected Solutions | 2023-01-24 | 2022-01-18 | Commercial |  | Lithium Ion |  | Tesla | 27 | 10 | 27 | 10 | BM | Customer Bill Savings (e.g., Demand Charge Management, TOU Arbitrage) | Reliability and Resiliency |  |  | 7811621 | Yes | AC-Coupled | PhotoVoltaic | 4.08 | 3.8
ESMAEX-00806 |  | MA - SMART Program |  | Connected Solutions Demand Response | 2022-09-08 | 2022-02-03 | Commercial |  | Lithium Ion |  | Tesla | 27 | 10 | 27 | 10 | BM | Customer Bill Savings (e.g., Demand Charge Management, TOU Arbitrage) | Renewable Shift | Reliability and Resiliency | Peak Shaving/ Load Leveling | 7893185 | Yes | AC-Coupled | PhotoVoltaic | 10.2 | 7.6
ESMAEX-00903 |  | MA - SMART Program |  | connected solutions | 2023-03-06 | 2022-03-11 | Commercial |  | Lithium Ion |  | Tesla | 27 | 12.6 | 27 | 12.6 | BM | Customer Bill Savings (e.g., Demand Charge Management, TOU Arbitrage) | Renewable Shift | Reliability and Resiliency | Peak Shaving/ Load Leveling | 8661578 | Yes | AC-Coupled | PhotoVoltaic | 12.75 | 12.6
ESMAEX-00946 |  | MA - SMART Program |  | Connected Solutions | 2022-07-12 | 2022-03-18 | Commercial |  | Lithium Ion |  | Tesla | 27 | 10 | 27 | 10 | BM | Customer Bill Savings (e.g., Demand Charge Management, TOU Arbitrage) | Renewable Shift | Reliability and Resiliency | Peak Shaving/ Load Leveling | 8728782 | Yes | AC-Coupled | PhotoVoltaic | 8.8 | 17.6
ESMAEX-00947 |  | MA - SMART Program |  | Connected Solutions Demand Response | 2023-03-22 | 2022-03-19 | Commercial |  | Lithium Ion |  | Tesla | 13.5 | 10 | 13.5 | 10 | BM | Customer Bill Savings (e.g., Demand Charge Management, TOU Arbitrage) | Renewable Shift | Reliability and Resiliency | Peak Shaving/ Load Leveling | 8728701 | Yes | AC-Coupled | PhotoVoltaic | 12.75 | 7.6
ESMAEX-00970 |  | MA - SMART Program |  | Connected Solutions Demand Response | 2023-01-20 | 2022-03-26 | Commercial |  | Lithium Ion |  | Tesla | 27 | 10 | 27 | 10 | BM | Customer Bill Savings (e.g., Demand Charge Management, TOU Arbitrage) | Renewable Shift | Reliability and Resiliency | Peak Shaving/ Load Leveling | 8787562 | Yes | AC-Coupled | PhotoVoltaic | 8.4 | 7.6
ESMAEX-01030 |  | MA - SMART Program |  | ConnectedSolutions | 2023-10-12 | 2022-04-07 | Commercial |  | Lithium Ion |  | Tesla | 27 | 10 | 27 | 10 | BM | Customer Bill Savings (e.g., Demand Charge Management, TOU Arbitrage) | Renewable Shift | Reliability and Resiliency | Peak Shaving/ Load Leveling | 8896997 | Yes | AC-Coupled | PhotoVoltaic | 15.3 | 25.2
ESMAEX-01041 |  | MA - SMART Program |  |  | 2022-10-17 | 2022-04-08 | Commercial |  | Lithium Ion |  | Tesla | 27 | 15.2 | 27 | 15.2 | BM | Reliability and Resiliency |  |  |  | 8921020 | Yes | AC-Coupled | PhotoVoltaic | 14.22 | 15.2
ESMAEX-01058 |  | MA - SMART Program |  | Connected Solutions Demand Response | 2023-01-05 | 2022-04-08 | Commercial |  | Lithium Ion |  | Tesla | 27 | 10 | 27 | 10 | BM | Customer Bill Savings (e.g., Demand Charge Management, TOU Arbitrage) | Renewable Shift | Reliability and Resiliency | Peak Shaving/ Load Leveling | 8909003 | Yes | AC-Coupled | PhotoVoltaic | 17.2 | 25.2
ESMAEX-01079 |  |  |  |  | 2023-01-30 | 2022-04-13 | Commercial |  | Lithium Ion |  | Tesla | 27 | 10 | 27 | 10 | BM |  |  |  |  | 8932979 | Yes | AC-Coupled | PhotoVoltaic | 16.5 | 7.6
ESMAEX-01084 |  | MA - SMART Program |  |  | 2023-01-24 | 2022-04-15 | Commercial |  | Lithium Ion |  | Tesla | 27 | 14 | 27 | 10 | BM | Reliability and Resiliency | Renewable Shift |  |  | 8964517 | Yes | AC-Coupled | PhotoVoltaic | 10.53 | 17.6
ESMAEX-01087 |  |  |  | Connected Solutions | 2022-11-23 | 2022-04-16 | Commercial |  | Lithium Ion |  | Tesla | 27 | 10 | 27 | 10 | BM | Customer Bill Savings (e.g., Demand Charge Management, TOU Arbitrage) | Renewable Shift | Reliability and Resiliency | Peak Shaving/ Load Leveling | 8981124 | Yes | AC-Coupled | Other | 0 | 10
ESMAEX-01098 |  |  |  |  | 2023-02-24 | 2022-04-21 | Commercial |  | Lithium Ion |  | Tesla | 27 | 10 | 27 | 10 | BM |  |  |  |  | 9045935 | Yes | AC-Coupled | Other | 0 | 7
ESMAEX-01147 |  |  |  |  | 2022-10-05 | 2022-05-05 | Commercial |  | Lithium Ion |  | Tesla | 27 | 10 | 27 | 10 | BM |  |  |  |  | 9201722 | Yes | AC-Coupled | Other | 0 | 10
ESMAEX-01151 |  |  |  |  | 2022-09-09 | 2022-05-05 | Commercial |  | Lithium Ion |  | Tesla | 27 | 10 | 27 | 10 | BM |  |  |  |  | 9202234 | Yes | AC-Coupled | Other | 0 | 10
ESMAEX-01227 |  | MA - SMART Program |  | utility DR program | 2023-03-07 | 2022-05-26 | Commercial |  | Lithium Ion |  | Tesla | 27 | 10 | 27 | 10 | BM | Customer Bill Savings (e.g., Demand Charge Management, TOU Arbitrage) | Renewable Shift | Reliability and Resiliency | Peak Shaving/ Load Leveling | 9533847 | Yes | AC-Coupled | PhotoVoltaic | 19.6 | 10
ESMAEX-01235 |  |  |  |  | 2023-03-20 | 2022-05-30 | Commercial |  | Lithium Ion |  | Tesla | 27 | 10 | 27 | 10 | BM |  |  |  |  | 9417024 | Yes | AC-Coupled | PhotoVoltaic | 12 | 22.85
ESMAEX-01243 |  | MA - SMART Program |  | Connected Solutions | 2022-12-01 | 2022-06-02 | Commercial |  | Lithium Ion |  | Tesla | 13.5 | 5 | 13.5 | 10 | BM | Customer Bill Savings (e.g., Demand Charge Management, TOU Arbitrage) | Renewable Shift | Reliability and Resiliency | Peak Shaving/ Load Leveling | 10910856 | Yes | AC-Coupled | PhotoVoltaic | 12.096 | 17.6
ESMAEX-01299 |  | MA - SMART Program |  | Connected Solutions | 2022-11-09 | 2022-06-16 | Commercial |  | Lithium Ion |  | Tesla | 27 | 10 | 27 | 10 | BM | Customer Bill Savings (e.g., Demand Charge Management, TOU Arbitrage) | Renewable Shift | Reliability and Resiliency | Peak Shaving/ Load Leveling | 9727995 | Yes | AC-Coupled | PhotoVoltaic | 15.18 | 20
ESMAEX-01340 |  | MA - SMART Program |  |  | 2022-12-16 | 2022-07-01 | Commercial |  | Lithium Ion |  | Tesla | 27 | 10 | 27 | 10 | BM | Reliability and Resiliency |  |  |  | 9758293 | Yes | AC-Coupled | PhotoVoltaic | 17.85 | 23.6
ESMAEX-01344 |  |  |  |  | 2023-06-29 | 2022-07-05 | Commercial |  | Lithium Ion |  | Tesla | 27 | 10 | 27 | 10 | BM |  |  |  |  | 9820650 | Yes | AC-Coupled | PhotoVoltaic | 10.13 | 7.38
ESMAEX-01390 |  | MA - SMART Program |  |  | 2022-12-08 | 2022-07-20 | Commercial |  | Lithium Ion |  | Tesla | 27 | 10 | 27 | 10 | BM | Customer Bill Savings (e.g., Demand Charge Management, TOU Arbitrage) |  |  |  | 9935031 | Yes | AC-Coupled | PhotoVoltaic | 11.84 | 10
ESMAEX-01480 |  | MA - SMART Program |  | Connected Solutions Demand Response | 2023-08-07 | 2022-08-17 | Commercial |  | Lithium Ion |  | Tesla | 27 | 10 | 27 | 10 | BM | Customer Bill Savings (e.g., Demand Charge Management, TOU Arbitrage) | Renewable Shift | Reliability and Resiliency | Peak Shaving/ Load Leveling | 10189306 | Yes | AC-Coupled | PhotoVoltaic | 9.6 | 17.6
ESMAEX-01589 |  |  |  |  | 2023-10-17 | 2022-09-14 | Commercial |  | Lithium Ion |  | Tesla | 27 | 7.6 | 27 | 7.6 | BM |  |  |  |  | 10560400 | Yes | AC-Coupled | PhotoVoltaic | 15.4 | 15.2
ESMAEX-01673 |  |  |  |  | 2023-03-10 | 2022-10-11 | Commercial |  | Lithium Ion |  | Tesla | 27 | 10 | 27 | 10 | BM |  |  |  |  | 10910499 | Yes | AC-Coupled | PhotoVoltaic | 10 | 17.6
ESMAEX-01685 |  | MA - SMART Program |  | Connected Solutions Demand Response | 2023-07-05 | 2022-10-17 | Commercial |  | Lithium Ion |  | Tesla | 27 | 10 | 27 | 10 | BM | Customer Bill Savings (e.g., Demand Charge Management, TOU Arbitrage) | Renewable Shift | Reliability and Resiliency | Peak Shaving/ Load Leveling | 11024495 | Yes | AC-Coupled | PhotoVoltaic | 13.6 | 19.92
ESMAEX-01711 |  | MA - SMART Program |  | Connected Solutions Demand Response | 2023-05-08 | 2022-10-24 | Commercial |  | Lithium Ion |  | Tesla | 27 | 10 | 27 | 10 | BM | Customer Bill Savings (e.g., Demand Charge Management, TOU Arbitrage) | Renewable Shift | Reliability and Resiliency | Peak Shaving/ Load Leveling | 11166178 | Yes | AC-Coupled | PhotoVoltaic | 9.6 | 17.6
ESMAEX-01720 |  | MA - SMART Program |  | Connected Solutions Demand Response | 2023-06-19 | 2022-10-25 | Commercial |  | Lithium Ion |  | Tesla | 27 | 10 | 27 | 10 | BM | Customer Bill Savings (e.g., Demand Charge Management, TOU Arbitrage) | Renewable Shift | Reliability and Resiliency | Peak Shaving/ Load Leveling | 11173493 | Yes | AC-Coupled | PhotoVoltaic | 23.2 | 15.2
ESMAEX-01739 |  | MA - SMART Program |  | Connected Solutions Demand Response | 2023-08-10 | 2022-10-31 | Commercial |  | Lithium Ion |  | Tesla | 13.5 | 5 | 13.5 | 10 | BM | Customer Bill Savings (e.g., Demand Charge Management, TOU Arbitrage) | Renewable Shift | Reliability and Resiliency | Peak Shaving/ Load Leveling | 11154202 | Yes | AC-Coupled | PhotoVoltaic | 5.2 | 7.6
ESMAEX-01786 |  |  |  | Connected Solutions Demand Response | 2023-06-29 | 2022-11-08 | Commercial |  | Lithium Ion |  | Tesla | 27 | 10 | 27 | 10 | BM | Customer Bill Savings (e.g., Demand Charge Management, TOU Arbitrage) | Renewable Shift | Reliability and Resiliency | Peak Shaving/ Load Leveling | 11289174 | Yes | AC-Coupled | Other | 0 | 10
ESMAEX-01836 |  |  |  |  | 2023-10-13 | 2022-11-21 | Commercial |  | Lithium Ion |  | Tesla | 27 | 10 | 27 | 10 | BM |  |  |  |  | 11440177 | Yes | AC-Coupled | PhotoVoltaic | 16.99 | 12.9
ESMAEX-02010 |  | MA - SMART Program |  | Connected Solutions Demand Response | 2023-06-12 | 2023-01-12 | Commercial |  | Lithium Ion |  | Tesla | 27 | 15.2 | 27 | 15.2 | BM | Customer Bill Savings (e.g., Demand Charge Management, TOU Arbitrage) | Renewable Shift | Reliability and Resiliency | Peak Shaving/ Load Leveling | 11765164 | Yes | AC-Coupled | PhotoVoltaic | 12.8 | 15.2
ESMAEX-02046 |  |  |  | Connected Solutions Demand Response | 2023-06-22 | 2023-01-20 | Commercial |  | Lithium Ion |  | Tesla | 27 | 10 | 27 | 10 | BM | Customer Bill Savings (e.g., Demand Charge Management, TOU Arbitrage) | Renewable Shift | Reliability and Resiliency | Peak Shaving/ Load Leveling | 11950555 | Yes | AC-Coupled | Other | 0 | 10
ESMAEX-02110 |  | MA - SMART Program |  | Connected Solutions Demand Response | 2023-08-21 | 2023-02-03 | Commercial |  | Lithium Ion |  | Tesla | 27 | 10 | 27 | 10 | BM | Customer Bill Savings (e.g., Demand Charge Management, TOU Arbitrage) | Renewable Shift | Reliability and Resiliency | Peak Shaving/ Load Leveling | 12014822 | Yes | AC-Coupled | PhotoVoltaic | 19.2 | 15.2
ESMAEX-02114 |  |  |  |  | 2023-04-18 | 2023-02-04 | Commercial |  | Lithium Ion |  | Tesla | 27 | 10 | 27 | 10 | BM | Customer Bill Savings (e.g., Demand Charge Management, TOU Arbitrage) | Renewable Shift | Reliability and Resiliency | Peak Shaving/ Load Leveling | 12015699 | Yes | AC-Coupled | Other | 0 | 10
ESMAEX-02135 |  |  |  |  | 2023-04-18 | 2023-02-07 | Commercial |  | Lithium Ion |  | Tesla | 27 | 10 | 27 | 10 | BM | Customer Bill Savings (e.g., Demand Charge Management, TOU Arbitrage) | Renewable Shift | Reliability and Resiliency | Peak Shaving/ Load Leveling | 12035165 | Yes | AC-Coupled | PhotoVoltaic | 0 | 10
ESMAEX-02299 |  | MA - SMART Program |  |  | 2023-12-28 | 2023-03-22 | Commercial |  | Lithium Ion |  | Tesla | 27 | 14 | 27 | 10 | BM | Peak Shaving/ Load Leveling | Renewable Shift | Reliability and Resiliency | Peak Shaving/ Load Leveling | 12647267 | Yes | AC-Coupled | PhotoVoltaic | 11.78 | 20
ESMAEX-02319 |  |  |  | Connected Solutions Demand Response | 2023-06-07 | 2023-03-29 | Commercial |  | Lithium Ion |  | Tesla | 27 | 10 | 27 | 10 | BM | Customer Bill Savings (e.g., Demand Charge Management, TOU Arbitrage) | Renewable Shift | Reliability and Resiliency | Peak Shaving/ Load Leveling | 12647191 | Yes | AC-Coupled | Other | 0 | 10
ESMAEX-02481 |  | MA - SMART Program |  | Connected Solutions Demand Response | 2023-08-11 | 2023-05-16 | Commercial |  | Lithium Ion |  | Tesla | 27 | 10 | 27 | 10 | BM | Customer Bill Savings (e.g., Demand Charge Management, TOU Arbitrage) | Renewable Shift | Reliability and Resiliency | Peak Shaving/ Load Leveling | 13227589 | Yes | AC-Coupled | Other | 0 | 6.39
ESMAEX-02518 |  |  |  | Utility DR program | 2023-09-13 | 2023-05-25 | Commercial |  | Lithium Ion |  | Tesla | 27 | 10 | 27 | 10 | BM | Customer Bill Savings (e.g., Demand Charge Management, TOU Arbitrage) | Renewable Shift | Reliability and Resiliency | Peak Shaving/ Load Leveling | 13290500 | Yes | AC-Coupled | PhotoVoltaic | 20 | 20
ESMAEX-02627 |  | MA - DOER/ MassCEC Funded Projects | MA - SMART Program |  | 2023-09-28 | 2023-06-28 | Commercial |  | Lithium Ion |  | Tesla | 28 | 11.6 | 28 | 10 | BM | Reliability and Resiliency | Renewable Shift |  |  | 13841773 | Yes | AC-Coupled | PhotoVoltaic | 10.935 | 18.1
ESMAEX-00728 |  | MA - SMART Program |  |  | 2022-07-27 | 2022-01-13 | Commercial |  | Lithium Ion |  | Tesla | 30 | 30 | 30 | 30 | BM |  | Self Generation |  |  | 7645623 | Yes | AC-Coupled | Other | 0 | 30
ESMAEX-00274 |  | MA - SMART Program |  | MassACA | 2022-09-15 | 2021-07-29 | Commercial |  | Lithium Ion |  | Enphase | 30.24 | 11.52 | 30.24 | 11.52 | BM | Customer Bill Savings (e.g., Demand Charge Management, TOU Arbitrage) |  |  |  | 6658681 | Yes | AC-Coupled | PhotoVoltaic | 18.2 | 24
ESMAEX-01153 |  |  |  |  | 2023-04-24 | 2022-05-06 | Commercial |  | Lithium Ion |  | Enphase | 30.24 | 11.52 | 30.24 | 11.52 | BM |  |  |  |  | 9202351 | Yes | AC-Coupled | PhotoVoltaic | 10.27 | 7.8
ESMAEX-01414 |  | MA - SMART Program |  | Connected Solutions | 2023-02-17 | 2022-07-27 | Commercial |  | Lithium Ion |  | Enphase | 31.5 | 11.52 | 31.5 | 11.52 | BM |  |  |  | Backup Power, Demand Response | 9978718 | Yes | AC-Coupled | PhotoVoltaic | 7.03 | 12.005
ESMAEX-01238 |  |  |  |  | 2023-11-02 | 2022-06-01 | Commercial |  | Lithium Ion |  | Tesla | 31.3 | 25 | 31.3 | 25 | BM |  |  |  |  | 9729327 | Yes | AC-Coupled | PhotoVoltaic | 30 | 19.8
ESMAEX-01211 |  |  |  |  | 2023-11-07 | 2022-05-23 | Commercial |  | Lithium Ion |  | Enphase | 31.5 | 11.52 | 31.5 | 11.52 | BM |  |  |  |  | 9388846 | Yes | AC-Coupled | PhotoVoltaic | 13.26 | 10.03
ESMAEX-00716 |  | MA - SMART Program |  |  | 2022-06-20 | 2022-01-06 | Commercial |  | Other | Lithium Iron Phosphate | Enphase | 40 | 40 | 40 | 15.36 | BM |  |  |  |  | 7677699 | Yes | AC-Coupled | PhotoVoltaic | 17.21 | 13.05
ESMAEX-00037 |  | MA - SMART Program |  | Connected Solutions Demand Response | 2022-02-11 | 2021-04-08 | Commercial |  | Lithium Ion |  | Tesla | 40.5 | 15 | 40.5 | 15 | BM | Customer Bill Savings (e.g., Demand Charge Management, TOU Arbitrage) | Reliability and Resiliency |  |  | 5565670 | Yes | AC-Coupled | PhotoVoltaic | 12.24 | 25
ESMAEX-00234 |  |  |  |  | 2021-10-06 | 2021-07-12 | Commercial |  | Lithium Ion |  | Tesla | 40.5 | 15 | 40.5 | 15 | BM | Reliability and Resiliency |  |  |  | 6259695 | Yes | AC-Coupled | PhotoVoltaic | 0 | 15
ESMAEX-00352 |  | MA - SMART Program |  |  | 2023-12-12 | 2021-08-26 | Commercial |  | Lithium Ion |  | Tesla | 40.5 | 15 | 40.5 | 15 | BM | Customer Bill Savings (e.g., Demand Charge Management, TOU Arbitrage) | Renewable Shift | Reliability and Resiliency | Peak Shaving/ Load Leveling | 6619898 | Yes | AC-Coupled | PhotoVoltaic | 16.32 | 20.2
ESMAEX-00590 |  | MA - SMART Program |  | Connected Solutions Demand Response | 2023-01-26 | 2021-11-16 | Commercial |  | Lithium Ion |  | Tesla | 40.5 | 15 | 40.5 | 15 | BM | Customer Bill Savings (e.g., Demand Charge Management, TOU Arbitrage) | Reliability and Resiliency |  |  | 7638738 | Yes | AC-Coupled | PhotoVoltaic | 8.84 | 17.6
ESMAEX-01003 |  | MA - SMART Program |  | Connected Solutions Demand Response | 2023-01-24 | 2022-04-04 | Commercial |  | Lithium Ion |  | Tesla | 40.5 | 15 | 40.5 | 15 | BM | Customer Bill Savings (e.g., Demand Charge Management, TOU Arbitrage) | Renewable Shift | Reliability and Resiliency | Peak Shaving/ Load Leveling | 8835678 | Yes | AC-Coupled | PhotoVoltaic | 9.6 | 17.6
ESMAEX-01023 |  | MA - SMART Program |  | ConnectedSolutions | 2023-05-17 | 2022-04-06 | Commercial |  | Lithium Ion |  | Tesla | 40.5 | 15 | 40.5 | 15 | BM | Customer Bill Savings (e.g., Demand Charge Management, TOU Arbitrage) | Renewable Shift | Reliability and Resiliency | Peak Shaving/ Load Leveling | 8859332 | Yes | AC-Coupled | PhotoVoltaic | 10.88 | 26.4
ESMAEX-01394 |  | MA - SMART Program |  | Connected Solutions Demand Response | 2023-02-23 | 2022-07-20 | Commercial |  | Lithium Ion |  | Tesla | 40.5 | 15 | 40.5 | 15 | BM | Customer Bill Savings (e.g., Demand Charge Management, TOU Arbitrage) | Renewable Shift | Reliability and Resiliency | Peak Shaving/ Load Leveling | 9964880 | Yes | AC-Coupled | PhotoVoltaic | 4.08 | 22.6
ESMAEX-01398 |  | MA - SMART Program |  | Connected Solutions Demand Response | 2023-09-11 | 2022-07-21 | Commercial |  | Lithium Ion |  | Tesla | 13.5 | 5 | 13.5 | 15 | BM | Customer Bill Savings (e.g., Demand Charge Management, TOU Arbitrage) | Renewable Shift | Reliability and Resiliency | Peak Shaving/ Load Leveling | 9939070 | Yes | AC-Coupled | PhotoVoltaic | 10.4 | 22.5
ESMAEX-01607 |  | MA - SMART Program |  | Connected Solutions Demand Response | 2023-10-23 | 2022-09-20 | Commercial |  | Lithium Ion |  | Tesla | 40.5 | 15 | 40.5 | 15 | BM | Customer Bill Savings (e.g., Demand Charge Management, TOU Arbitrage) | Renewable Shift | Reliability and Resiliency | Peak Shaving/ Load Leveling | 10653468 | Yes | AC-Coupled | PhotoVoltaic | 26.4 | 34
ESMAEX-02021 |  |  |  | ConnectedSolutions | 2023-04-13 | 2023-01-13 | Commercial |  | Lithium Ion |  | Tesla | 40.5 | 15 | 40.5 | 15 | BM | Customer Bill Savings (e.g., Demand Charge Management, TOU Arbitrage) | Renewable Shift | Reliability and Resiliency | Peak Shaving/ Load Leveling | 11799544 | Yes | AC-Coupled | Other | 0 | 15
ESMAEX-02318 |  |  |  | Connected Solutions Demand Response | 2023-08-15 | 2023-03-28 | Commercial |  | Lithium Ion |  | Tesla | 40.5 | 15 | 40.5 | 15 | BM | Customer Bill Savings (e.g., Demand Charge Management, TOU Arbitrage) | Renewable Shift | Reliability and Resiliency | Peak Shaving/ Load Leveling | 12647170 | Yes | AC-Coupled | Other | 0 | 7.4
ESMAEX-02403 |  |  |  |  | 2023-09-22 | 2023-04-21 | Commercial |  | Lithium Ion |  | Tesla | 40.5 | 15 | 40.5 | 15 | BM | Customer Bill Savings (e.g., Demand Charge Management, TOU Arbitrage) | Reliability and Resiliency |  |  | 12890418 | Yes | AC-Coupled | Other | 0 | 15
ESMAEX-01313 |  | MA - DOER/ MassCEC Funded Projects | MA - SMART Program |  | 2023-05-31 | 2022-06-21 | Commercial |  | Lithium Ion |  | Enphase | 40.32 | 13.68 | 40.32 | 22.8 | BM | Reliability and Resiliency |  |  |  | 9641501 | Yes | AC-Coupled | PhotoVoltaic | 18.7 | 38.904
ESMAEX-00393 |  | MA - SMART Program |  |  | 2022-07-08 | 2021-09-08 | Commercial |  | Lithium Ion |  | Tesla | 54 | 0 | 54 | 0 | BM | Peak Shaving/ Load Leveling |  | Micogrid |  | 6713635 | Yes | AC-Coupled | PhotoVoltaic | 0 | 20
ESMAEX-00111 |  |  |  |  | 2022-04-06 | 2021-05-10 | Commercial |  | Lithium Ion |  | Tesla | 54 | 20 | 54 | 20 | BM |  |  |  |  | 5804122 | Yes | AC-Coupled | Other | 0 | 20
ESMAEX-00190 |  | MA - SMART Program |  |  | 2022-06-22 | 2021-06-16 | Commercial |  | Lithium Ion |  | Tesla | 54 | 20 | 54 | 20 | BM | Customer Bill Savings (e.g., Demand Charge Management, TOU Arbitrage) | Renewable Shift | Reliability and Resiliency | Peak Shaving/ Load Leveling | 6098302 | Yes | AC-Coupled | PhotoVoltaic | 44.28 | 50
ESMAEX-00392 |  | MA - SMART Program |  |  | 2023-03-21 | 2021-09-08 | Commercial |  | Lithium Ion |  | Tesla | 54 | 20 | 54 | 20 | BM | Customer Bill Savings (e.g., Demand Charge Management, TOU Arbitrage) | Renewable Shift | Reliability and Resiliency | Peak Shaving/ Load Leveling | 6701925 | Yes | AC-Coupled | PhotoVoltaic | 13.94 | 25.2
ESMAEX-00412 |  | MA - SMART Program |  |  | 2022-10-07 | 2021-09-14 | Commercial |  | Lithium Ion |  | Tesla | 54 | 20 | 54 | 20 | BM | Customer Bill Savings (e.g., Demand Charge Management, TOU Arbitrage) | Renewable Shift | Reliability and Resiliency | Peak Shaving/ Load Leveling | 6940463 | Yes | AC-Coupled | PhotoVoltaic | 10.99 | 27.6
ESMAEX-00822 |  | MA - SMART Program |  |  | 2023-08-28 | 2022-02-08 | Commercial |  | Lithium Ion |  | Tesla | 56 | 23.2 | 56 | 20 | BM | Reliability and Resiliency | Renewable Shift |  |  | 7907944 | Yes | AC-Coupled | PhotoVoltaic | 59.62 | 40.4
ESMAEX-00902 |  | MA - SMART Program |  | connected solutions | 2023-03-21 | 2022-03-11 | Commercial |  | Lithium Ion |  | Tesla | 54 | 20 | 54 | 20 | BM | Customer Bill Savings (e.g., Demand Charge Management, TOU Arbitrage) | Renewable Shift | Reliability and Resiliency | Peak Shaving/ Load Leveling | 8661345 | Yes | AC-Coupled | PhotoVoltaic | 17 | 25.2
ESMAEX-01412 |  | MA - SMART Program |  |  | 2022-11-04 | 2022-07-27 | Commercial |  | Lithium Ion |  | Tesla | 54 | 20 | 54 | 20 | BM | Customer Bill Savings (e.g., Demand Charge Management, TOU Arbitrage) |  |  |  | 9965242 | Yes | AC-Coupled | PhotoVoltaic | 21.6 | 17.6
ESMAEX-00836 |  |  |  |  | 2022-07-01 | 2022-02-16 | Commercial |  | Lithium Ion |  | Other | 124 | 42 | 124 | 40 | BM | Customer Bill Savings (e.g., Demand Charge Management, TOU Arbitrage) |  |  | Eversource Connected Solutions Demand Response Program (Daily Dispatch) | 7848616 | No | AC-Coupled | Other | 0 | 40
HISTEX-67692 |  | MA - Energy Efficiency/ DR Program | MA - Energy Efficiency/ DR Program |  | 2018-09-24 |  | Commercial |  | Lithium Ion |  | Sungrow | 170 | 105 | 170 | 105 | BM | Customer Bill Savings (e.g., Demand Charge Management, TOU Arbitrage) | Peak Shaving/ Load Leveling |  |  | 2277867 | No |  | PhotoVoltaic |  | 130
HISTEX-67721 |  | MA - SMART Program |  |  | 2018-12-13 |  | Commercial |  | Lithium Ion |  | Tesla | 170 | 500 | 170 | 500 | SA |  |  |  | SMART | 2275151 | Yes |  | PhotoVoltaic |  | 499.5
HISTEX-67425 |  | MA - Energy Efficiency/ DR Program | MA - Energy Efficiency/ DR Program |  | 2017-04-20 |  | Commercial |  | Lithium Ion |  | Sungrow | 180 | 100 | 180 | 100 | BM | Customer Bill Savings (e.g., Demand Charge Management, TOU Arbitrage) | Peak Shaving/ Load Leveling |  |  | 2198478 | No |  | PhotoVoltaic |  | 110
ESMAEX-00315 |  | MA - SMART Program |  |  | 2023-12-01 | 2021-08-16 | Commercial |  | Lithium Ion |  | Other | 375 | 125 | 375 | 125 | BM | Customer Bill Savings (e.g., Demand Charge Management, TOU Arbitrage) | Peak Shaving/ Load Leveling |  |  | 6542105 | No | AC-Coupled | PhotoVoltaic | 372 | 250
ESMAEX-00028 |  | MA - Energy Efficiency/ DR Program | MA - Energy Efficiency/ DR Program |  | 2023-01-20 | 2021-04-02 | Commercial |  | Lithium Ion |  | Tesla | 446 | 223 | 446 | 223 | BM | Customer Bill Savings (e.g., Demand Charge Management, TOU Arbitrage) | Wholesale Market |  |  | 5694041 | Yes | AC-Coupled | Other | 0 | 223
HISTEX-67858 |  |  |  |  | 2019-12-13 |  | Commercial |  | Lithium Ion |  | NEC Energy Solutions | 600 | 1600 | 600 | 1600 | BM | Peak Shaving/ Load Leveling | Reliability and Resiliency | Micogrid |  | 2308328 | Yes |  | PhotoVoltaic |  | 1600
HISTEX-68846 |  | MA - Energy Efficiency/ DR Program | MA - Energy Efficiency/ DR Program |  | 2018-08-17 |  | Commercial |  | Lithium Ion |  | Tesla | 1040 | 520 | 1040 | 520 | BM | Customer Bill Savings (e.g., Demand Charge Management, TOU Arbitrage) | Peak Shaving/ Load Leveling |  |  | 2270087 | Yes | AC-Coupled | PhotoVoltaic |  | 195
HISTEX-67602 |  |  |  |  | 2018-02-13 |  | Commercial |  | Lithium Ion |  | Tesla | 1050 | 250 | 1050 | 250 | BM |  |  |  |  | 2211409 | Yes |  | PhotoVoltaic |  | 403.2
HISTEX-67822 |  | MA - Energy Efficiency/ DR Program | MA - Energy Efficiency/ DR Program |  | 2019-10-04 |  | Commercial |  | Lithium Ion |  | Tesla | 1560 | 780 | 1560 | 780 | BM | Customer Bill Savings (e.g., Demand Charge Management, TOU Arbitrage) | Peak Shaving/ Load Leveling |  |  | 2280855 | No |  | PhotoVoltaic |  | 780
HISTEX-68132 |  | MA - SMART Program |  |  | 2020-12-16 | 2018-07-15 | Commercial |  | Lithium Ion |  | Tesla | 2210 | 520 | 2210 | 520 | BM |  |  |  |  | 2287544 | Yes |  | PhotoVoltaic |  | 500
HISTEX-53620 |  | MA - SMART Program |  |  | 2019-12-27 | 2017-07-17 | Commercial |  |  |  | Other |  | 3500 | 7000 | 3500 | SA |  |  |  |  | 2954194 | Yes |  | PhotoVoltaic | 0 | 4920
HISTEX-53662 |  | MA - SMART Program |  |  | 2020-12-30 | 2017-12-05 | Commercial |  |  |  | Other |  | 689 | 1378 | 689 | SA |  |  |  |  | 3035255 | Yes |  | PhotoVoltaic | 0 | 1380
HISTEX-67734 |  | MA - SMART Program |  |  | 2022-12-28 |  | Commercial |  |  |  | Other |  | 1000 | 2000 | 1000 | SA |  |  |  |  | 5415234 | No |  | PhotoVoltaic |  | 1000
HISTEX-67818 |  | MA - SMART Program |  |  | 2019-09-06 | 2018-11-07 | Commercial |  | Lithium Ion |  | Other |  | 8 | 16 | 8 | BM |  |  |  | SMART | 2308167 | Yes |  | PhotoVoltaic |  | 22.33
HISTEX-68130 |  | MA - SMART Program |  |  | 2020-12-16 |  | Commercial |  |  |  | Other |  | 2200 | 4400 | 2200 | SA |  |  |  |  | 2277865 | No |  | PhotoVoltaic |  | 2500
HISTEX-68147 |  | MA - SMART Program |  |  | 2020-12-21 |  | Commercial |  |  |  | Other |  | 1965 | 3930 | 1965 | SA |  |  |  |  | 2239531 | Yes |  | PhotoVoltaic |  | 3000
HISTEX-68552 |  | MA - SMART Program |  |  | 2020-12-31 |  | Commercial |  |  |  | Other |  | 4880 | 9760 | 4880 | SA |  |  |  |  | 2238661 | Yes |  | PhotoVoltaic |  | 4990
HISTEX-68571 |  | MA - SMART Program |  |  | 2021-11-09 |  | Commercial |  |  |  | Other |  | 3300 | 6600 | 3300 | SA |  |  |  |  | 4991893 | Yes |  | PhotoVoltaic |  | 4999
HISTEX-69454 |  | MA - SMART Program |  |  | 2021-11-09 |  | Commercial |  |  |  | Other |  | 5000 | 10000 | 5000 | SA |  |  |  |  | 4991849 | No |  | PhotoVoltaic |  | 4999
[9 empty] | Lithium Ion |  |  |  |  | 38000 | 24900 | [6 empty] | No
[14 empty] | 122246.537 | 74464.957
NOTE (02-14-2024):
Highlighed cells reflect projects where Capacity (kW) values were entered into the tracking database without corresponding Energy (kWh) figures.
In order to correct the figures for reporting, a factor (of 2 hours) was applied to the listed Capacity values in order to illustrate a reasonable Energy estimate.
Corrections will be made to the tracking database in order to address this error. In addition, projects with blank values in both cells will also be updated in future reporting.
Thermal storage is assumed to last for 4 hours if specific data was not available.
Note on G3: Year DG Interconection Application Was Submitted/ Contract was Signed
Note on W3: Co-Located means DG and ESS being built on same piece of property, but separate points of common coupling
Note on X3: DC Coupled = ESS is connected to PV; but only PV is connected to the grid. AC Coupled = ESS is connected to the grid, and PV is connected to the grid; but, neither the ESS nor the PV is connected to each other.

## Pipeline Projects
Pipeline Projects
Energy Storage System | [20 empty] | Generation
DG WR Number | Common Project Name (Redacted) | Policy Source 1 | Policy Source 2 | Other - Source | Interconnection Status | Customer Type | City/Town (Redacted) | Year | Technology Type | Other - Technology | Manufactuer | Energy kWh (DC) | Capacity kW (DC) | Energy kWh (AC) | Capacity kW (AC) | Installation Type | Application/ Intended Use #1 | Application/ Intended Use #2 | Application/ Intended Use #3 | Other - Application/ Intended Use | DG WR Number | Storage Co-Located with DG/ Generation? | System Configuration Type | DG/ Generation Type | Capacity kW (DC) | Capacity kW (AC)
HISTSI-12189 |  |  |  |  | In Queue | Residential |  |  | Lithium Ion |  | Tesla |  |  | 13.5 | 10 | BM | [5 empty] | Yes |  | PhotoVoltaic |  | 10.08
HISTSI-12356 |  |  |  |  | In Queue | Residential |  |  | Lithium Ion |  | Tesla |  |  | 13.5 | 5 | BM | [5 empty] | Yes |  | PhotoVoltaic |  | 6.3
HISTSI-12460 |  |  |  |  | In Queue | Residential |  |  | Lithium Ion |  | Tesla |  |  | 13.5 | 5 | BM | [5 empty] | Yes |  | PhotoVoltaic |  | 4.6
HISTSI-12581 |  |  |  |  | In Queue | Residential |  |  | Lithium Ion |  | Tesla |  |  | 13.5 | 5 | BM | [5 empty] | Yes |  | PhotoVoltaic |  | 5.53
HISTSI-12614 |  |  |  |  | In Queue | Residential |  |  | Lithium Ion |  | Tesla |  |  | 13.5 | 5 | BM | [5 empty] | No |  | PhotoVoltaic |  | 7.6
HISTSI-12652 |  |  |  |  | In Queue | Residential |  |  | Lithium Ion |  | LG Chem |  |  | 4.875 | 5 | BM | [5 empty] | Yes |  | PhotoVoltaic |  | 9.28
HISTSI-12687 |  |  |  |  | In Queue | Residential |  |  | Lithium Ion |  | Tesla |  |  | 13.5 | 5 | BM | [5 empty] | Yes |  | PhotoVoltaic |  | 7.8
HISTSI-13344 |  |  |  |  | In Queue | Residential |  |  | Lithium Ion |  | Tesla |  |  | 13.5 | 5 | BM | [5 empty] | No |  | PhotoVoltaic |  | 7.6
HISTSI-13412 |  |  | MA - SMART Program |  | In Queue | Residential |  |  | Lithium Ion |  | Tesla |  |  | 13.5 | 12 | BM |  |  |  | SMART |  | Yes |  | PhotoVoltaic |  | 8.19
HISTSI-13469 |  |  |  |  | In Queue | Residential |  |  | Lithium Ion |  | Tesla |  |  | 13.5 | 10 | BM | [5 empty] | Yes |  | PhotoVoltaic |  | 3.35
HISTSI-13532 |  |  |  |  | In Queue | Residential |  |  | Lithium Ion |  | Tesla |  |  | 13.5 | 5 | BM | [5 empty] | Yes |  | PhotoVoltaic |  | 10.08
HISTSI-13590 |  |  |  |  | In Queue | Residential |  |  | Lithium Ion |  | Tesla |  |  | 13.5 | 10 | BM | [5 empty] | Yes |  | PhotoVoltaic |  | 13.55
HISTSI-13867 |  |  |  |  | In Queue | Residential |  |  | Lithium Ion |  | Tesla |  |  | 13.5 | 5 | BM | [5 empty] | Yes |  | PhotoVoltaic |  | 2.6
HISTSI-14018 |  |  | MA - SMART Program |  | In Queue | Residential |  |  | Lithium Ion |  | Tesla |  |  | 13.5 | 6 | BM |  |  |  | SMART |  | Yes |  | PhotoVoltaic |  | 7.6
HISTSI-14085 |  |  |  |  | In Queue | Residential |  |  | Lithium Ion |  | Tesla |  |  | 13.5 | 10 | BM | [5 empty] | No |  | PhotoVoltaic |  | 7.6
HISTSI-14092 |  |  |  |  | In Queue | Residential | [8 empty] | 5 | [8 empty] | PhotoVoltaic |  | 6.71
HISTSI-14409 |  |  | MA - SMART Program |  | In Queue | Residential |  |  | Lithium Ion |  | sonnenBacterie |  |  | 12.5 | 8 | BM |  |  |  | SMART |  | Yes |  | PhotoVoltaic |  | 17.5
HISTSI-14434 |  |  |  |  | In Queue | Residential |  |  | Lithium Ion |  | Tesla |  |  | 13.5 | 10 | BM | [5 empty] | Yes |  | PhotoVoltaic |  | 5.2
HISTSI-14448 |  |  |  |  | In Queue | Residential |  |  | Lithium Ion |  | Tesla |  |  | 13.5 | 5 | BM | [5 empty] | Yes |  | PhotoVoltaic |  | 8.12
HISTSI-14449 |  |  |  |  | In Queue | Residential |  |  | Lithium Ion |  | Tesla |  |  | 13.5 | 5 | BM | [5 empty] | Yes |  | PhotoVoltaic |  | 12.68
HISTSI-14576 |  |  |  |  | In Queue | Residential |  |  | Lithium Ion |  | Tesla |  |  | 13.5 | 5 | BM | [5 empty] | Yes |  | PhotoVoltaic |  | 5.85
HISTSI-14623 |  |  |  |  | In Queue | Residential |  |  | Lithium Ion |  | Tesla |  |  | 13.5 | 5 | BM | [5 empty] | Yes |  | PhotoVoltaic |  | 6.62
HISTSI-14861 |  |  |  |  | In Queue | Residential |  |  | Lithium Ion |  | Tesla |  |  | 13.5 | 15 | BM | [5 empty] | Yes |  | PhotoVoltaic |  | 8.62
HISTSI-15080 |  |  |  |  | In Queue | Residential |  |  | Lithium Ion |  | Tesla |  |  | 13.5 | 5 | BM | [5 empty] | Yes |  | PhotoVoltaic |  | 3.9
HISTSI-15083 |  |  | MA - SMART Program |  | In Queue | Residential |  |  | Lithium Ion |  | Sonnen |  |  | 7.5 | 5 | BM | [5 empty] | Yes |  | PhotoVoltaic |  | 14
HISTSI-15086 |  |  |  |  | In Queue | Residential |  |  | Lithium Ion |  | Tesla |  |  | 13.5 | 10 | BM | [5 empty] | Yes |  | PhotoVoltaic |  | 9.43
HISTSI-15133 |  |  | MA - SMART Program |  | In Queue | Residential |  |  | Lithium Ion |  | Tesla |  |  | 13.5 | 6 | BM | [5 empty] | Yes |  | PhotoVoltaic |  | 3.85
HISTSI-15152 |  |  |  |  | In Queue | Residential |  |  | Lithium Ion |  | Tesla |  |  | 13.5 | 10 | BM | [5 empty] | Yes |  | PhotoVoltaic |  | 10.24
HISTSI-15428 |  |  |  |  | In Queue | Residential |  |  | Lithium Ion |  | Tesla |  |  | 13.5 | 5 | BM |  |  |  | Backup, Solar Self Consumption |  | Yes |  | PhotoVoltaic |  | 8.45
HISTSI-15723 |  |  |  |  | In Queue | Residential |  |  | Lithium Ion |  | LG Chem |  |  | 4.875 | 5 | BM | [5 empty] | Yes |  | PhotoVoltaic |  | 8.91
HISTSI-15728 |  |  |  |  | In Queue | Residential |  |  | Lithium Ion |  | Tesla |  |  | 13.5 | 5 | BM | [5 empty] | Yes |  | PhotoVoltaic |  | 7.6
HISTSI-15734 |  |  |  |  | In Queue | Residential |  |  | Lithium Ion |  | Tesla |  |  | 13.5 | 10 | BM | [5 empty] | Yes |  | PhotoVoltaic |  | 8.54
HISTSI-15902 |  |  |  |  | In Queue | Residential |  |  | Lithium Ion |  | Tesla |  |  | 13.5 | 10 | BM | [5 empty] | No |  | PhotoVoltaic |  | 3.75
HISTSI-15994 |  |  |  |  | In Queue | Residential |  |  | Lithium Ion |  | Tesla |  |  | 13.5 | 5 | BM | [5 empty] | No |  | PhotoVoltaic |  | 8
ESMASI-11566 |  |  | MA - SMART Program |  | In Queue | Residential |  | 2022-03-26 | Lithium Ion |  | Other | 18.5 | 17.28 | 9 | 9 | BM | Customer Bill Savings (e.g., Demand Charge Management, TOU Arbitrage) | Microgrid | Microgrid |  | 8758064 | Yes | DC-Coupled | PhotoVoltaic | 15.54 | 9
ESMASI-13634 |  |  |  |  | In Queue | Residential |  | 2022-05-24 | Lithium Ion |  | Tesla | 0 | 0 | 5 | 5 | BM | Self Generation | Self Generation |  |  | 9279869 | Yes | AC-Coupled | PhotoVoltaic | 4.5 | 5
ESMASI-14887 |  |  |  | Utility Connected Solutions DR Program | In Queue | Residential |  | 2022-06-28 | Lithium Ion |  | Tesla | 13.5 | 5 | 13.5 | 5 | BM | Customer Bill Savings (e.g., Demand Charge Management, TOU Arbitrage) | Peak Shaving/ Load Leveling |  |  | 9606403 | Yes | AC-Coupled | PhotoVoltaic | 9.6 | 7.6
ESMASI-14513 |  |  |  |  | In Queue | Residential |  | 2022-06-17 | Lithium Ion |  | Enphase | 0 | 0 | 3.84 | 3.84 | BM | Self Generation | Self Generation |  |  | 9557939 | Yes | AC-Coupled | PhotoVoltaic | 7.5 | 10.59
ESMASI-19998 |  |  | MA - SMART Program | Utility Connected Solutions DR Program | In Queue | Residential |  | 2022-10-31 | Lithium Ion |  | Tesla | 13.5 | 5 | 13.5 | 5 | BM | Peak Shaving/ Load Leveling | Peak Shaving/ Load Leveling |  |  | 11109987 | Yes | AC-Coupled | PhotoVoltaic | 8.4 | 12.6
ESMASI-25576 |  |  | MA - SMART Program | Utility Connected Solutions DR Program | In Queue | Residential |  | 2023-03-23 | Lithium Ion |  | Tesla | 13.5 | 5 | 13.5 | 5 | BM | Customer Bill Savings (e.g., Demand Charge Management, TOU Arbitrage) | Peak Shaving/ Load Leveling |  |  | 12503323 | Yes | AC-Coupled | PhotoVoltaic | 9.6 | 12.6
ESMASI-20637 |  |  | MA - SMART Program |  | In Queue | Residential |  | 2022-11-14 | Lithium Ion |  | Enphase | 10.08 | 0 | 10.08 | 3.84 | BM | Customer Bill Savings (e.g., Demand Charge Management, TOU Arbitrage) |  |  |  | 11209905 | Yes | AC-Coupled | PhotoVoltaic | 7.51 | 9.54
ESMASI-26066 |  |  |  | Utility Connected Solutions DR Program | In Queue | Residential |  | 2023-04-07 | Lithium Ion |  | Tesla | 0 | 0 | 13.5 | 5 | BM | Customer Bill Savings (e.g., Demand Charge Management, TOU Arbitrage) | Peak Shaving/ Load Leveling |  |  | 12591063 | Yes | AC-Coupled | PhotoVoltaic | 0 | 5
ESMASI-22992 |  |  | MA - SMART Program | Utility Connected Solutions DR Program | In Queue | Residential |  | 2023-01-09 | Lithium Ion |  | Tesla | 13.5 | 5 | 13.5 | 5 | BM | Customer Bill Savings (e.g., Demand Charge Management, TOU Arbitrage) | Peak Shaving/ Load Leveling |  |  | 11741408 | Yes | AC-Coupled | PhotoVoltaic | 10.8 | 12.6
ESMASI-29113 |  |  |  |  | In Queue | Residential |  | 2023-06-22 | Lithium Ion |  | Enphase | 10.05 | 3.84 | 10 | 3.84 | BM | Microgrid | Microgrid | Microgrid |  | 13628622 | Yes | AC-Coupled | PhotoVoltaic | 11.2 | 12.94
ESMASI-22504 |  |  | MA - SMART Program | Net Metering | In Queue | Residential |  | 2022-12-23 | Lithium Ion |  | LG Chem | 9.8 | 5 | 9.8 | 5 | BM |  |  |  | Backup | 11699613 | Yes | DC-Coupled | PhotoVoltaic | 12.41 | 10
ESMASI-23499 |  |  | MA - SMART Program | Utility Connected Solutions DR Program | In Queue | Residential |  | 2023-01-23 | Lithium Ion |  | Tesla | 13.5 | 5 | 13.5 | 5 | BM | Customer Bill Savings (e.g., Demand Charge Management, TOU Arbitrage) | Peak Shaving/ Load Leveling |  |  | 11838891 | Yes | AC-Coupled | PhotoVoltaic | 8 | 7.6
ESMASI-22997 |  |  | MA - SMART Program |  | In Queue | Residential |  | 2023-01-10 | Lithium Ion |  | Tesla | 0 | 0 | 13.5 | 5 | BM | Self Generation | Self Generation |  |  | 11741667 | Yes | AC-Coupled | PhotoVoltaic | 5.2 | 5
ESMASI-26369 |  |  |  |  | In Queue | Residential |  | 2023-04-14 | Lithium Ion |  | Tesla | 13.5 | 13.5 | 5 | 13.5 | BM |  |  |  |  | 12688749 | Yes | AC-Coupled | PhotoVoltaic | 5.2 | 7
ESMASI-23323 |  |  |  |  | In Queue | Residential |  | 2023-01-19 | Lithium Ion |  | Tesla | 13.5 | 13.5 | 5 | 5 | BM |  |  |  |  | 11768351 | Yes | AC-Coupled | PhotoVoltaic |  | 5
ESMASI-23346 |  |  |  |  | In Queue | Residential |  | 2023-01-19 | Lithium Ion |  | Tesla | 13.5 | 13.5 | 5 | 5 | BM |  |  |  |  | 11768580 | Yes | AC-Coupled | PhotoVoltaic |  | 5
ESMASI-23478 |  |  |  |  | In Queue | Residential |  | 2023-01-23 | Lithium Ion |  | Tesla | 13.5 | 13.5 | 5 | 5 | BM |  |  |  |  | 11797054 | Yes | AC-Coupled | PhotoVoltaic | 5.44 | 5
ESMASI-23817 |  |  |  |  | In Queue | Residential |  | 2023-02-01 | Lithium Ion |  | Tesla | 13.5 | 13.5 | 5 | 5 | BM |  |  |  |  | 11937881 | Yes | AC-Coupled | PhotoVoltaic |  | 5
ESMASI-23873 |  |  | MA - SMART Program | Utility Connected Solutions DR Program | In Queue | Residential |  | 2023-02-01 | Lithium Ion |  | Tesla | 0 | 0 | 13.5 | 12.6 | BM | Customer Bill Savings (e.g., Demand Charge Management, TOU Arbitrage) | Peak Shaving/ Load Leveling |  |  | 11889645 | Yes | AC-Coupled | PhotoVoltaic | 11.664 | 12.6
ESMASI-23862 |  |  |  |  | In Queue | Residential |  | 2023-02-01 | Lithium Ion |  | Tesla | 13.5 | 5 | 13.5 | 5 | BM | Customer Bill Savings (e.g., Demand Charge Management, TOU Arbitrage) |  |  |  | 11936765 | Yes | AC-Coupled | PhotoVoltaic | 10.53 | 12.6
ESMASI-23908 |  |  | MA - SMART Program | Utility Connected Solutions DR Program | In Queue | Residential |  | 2023-02-02 | Lithium Ion |  | Tesla | 13.5 | 5 | 13.5 | 5 | BM | Customer Bill Savings (e.g., Demand Charge Management, TOU Arbitrage) | Peak Shaving/ Load Leveling |  |  | 11937372 | Yes | AC-Coupled | PhotoVoltaic | 3.6 | 7.6
ESMASI-23966 |  |  | MA - SMART Program | Net Metering | In Queue | Residential |  | 2023-02-03 | Lithium Ion |  | LG Chem | 9.8 | 5 | 9.8 | 5 | BM |  |  |  | Backup | 11938322 | Yes | DC-Coupled | PhotoVoltaic | 10.53 | 7.6
ESMASI-23963 |  |  | MA - SMART Program | Utility Connected Solutions DR Program | In Queue | Residential |  | 2023-02-03 | Lithium Ion |  | Tesla | 13.5 | 5 | 13.5 | 5 | BM | Customer Bill Savings (e.g., Demand Charge Management, TOU Arbitrage) | Peak Shaving/ Load Leveling |  |  | 11938292 | Yes | AC-Coupled | PhotoVoltaic | 9.6 | 7.6
ESMASI-24030 |  |  |  |  | In Queue | Residential |  | 2023-02-06 | Lithium Ion |  | Tesla | 27 | 27 | 27 | 27 | BM |  |  |  |  | 11938366 | Yes | AC-Coupled | PhotoVoltaic | 10.36 | 8.26
ESMASI-24236 |  |  |  | Class 1 REC | In Queue | Residential |  | 2023-02-13 | Lithium Ion |  | Tesla | 0 | 0 | 13.5 | 7.6 | BM | Customer Bill Savings (e.g., Demand Charge Management, TOU Arbitrage) | Self Generation |  |  | 12000439 | Yes | AC-Coupled | PhotoVoltaic | 10 | 7.6
ESMASI-24900 |  |  | MA - SMART Program |  | In Queue | Residential |  | 2023-03-03 | Lithium Ion |  | Other | 17.1 | 9 | 17.1 | 9 | BM | Self Generation | Self Generation |  |  | 12254468 | Yes | DC-Coupled | PhotoVoltaic | 13.43 | 7.6
ESMASI-24518 |  |  | MA - Energy Efficiency/ DR Program |  | In Queue | Residential |  | 2023-02-21 | Lithium Ion |  | Other | 18 | 6.7 | 18 | 6.7 | BM | Customer Bill Savings (e.g., Demand Charge Management, TOU Arbitrage) |  |  |  | 12132891 | Yes | DC-Coupled | PhotoVoltaic | 8.1 | 7.6
ESMASI-25381 |  |  |  |  | In Queue | Residential |  | 2023-03-17 | Lithium Ion |  | Enphase | 10 | 0 | 10 | 7.68 | BM |  |  |  |  | 12377630 | Yes | AC-Coupled | PhotoVoltaic | 9.84 | 13.56
ESMASI-25540 |  |  | MA - SMART Program |  | In Queue | Residential |  | 2023-03-23 | Lithium Ion |  | Tesla | 14 | 5.8 | 13.5 | 5 | BM | Reliability and Resiliency | Reliability and Resiliency |  |  | 12455565 | Yes | AC-Coupled | PhotoVoltaic | 6.57 | 5
ESMASI-25035 |  |  |  |  | In Queue | Residential |  | 2023-03-08 | Lithium Ion |  | Tesla | 13.5 | 13.5 | 5 | 5 | BM |  |  |  |  | 12253403 | Yes | AC-Coupled | PhotoVoltaic | 12.5 | 5
ESMASI-25206 |  |  |  | Connected Solutions | In Queue | Residential |  | 2023-03-13 | Lithium Ion |  | Tesla | 0 | 0 | 13.5 | 10 | BM | Customer Bill Savings (e.g., Demand Charge Management, TOU Arbitrage) |  |  | Connected Solutions | 12348748 | No | AC-Coupled | PhotoVoltaic |  | 10
ESMASI-25549 |  |  | MA - SMART Program | Connected Solutions | In Queue | Residential |  | 2023-03-23 | Lithium Ion |  | Tesla | 13.5 | 5 | 13.5 | 5 | BM | Customer Bill Savings (e.g., Demand Charge Management, TOU Arbitrage) | Peak Shaving/ Load Leveling |  |  | 12465247 | Yes | AC-Coupled | PhotoVoltaic | 8.925 | 12.6
ESMASI-25618 |  |  |  |  | In Queue | Residential |  | 2023-03-27 | Lithium Ion |  | Tesla | 0 | 0 | 0 | 0 | BM | Reliability and Resiliency | Reliability and Resiliency |  | back up power only, zero export | 12502371 | Yes | AC-Coupled | PhotoVoltaic | 20.25 | 15
ESMASI-25851 |  |  | MA - SMART Program | Utility Connected Solutions DR Program | In Queue | Residential |  | 2023-04-01 | Lithium Ion |  | Tesla | 13.5 | 5 | 13.5 | 5 | BM | Customer Bill Savings (e.g., Demand Charge Management, TOU Arbitrage) | Peak Shaving/ Load Leveling |  |  | 12542526 | Yes | AC-Coupled | PhotoVoltaic | 9.6 | 7.6
ESMASI-25845 |  |  | MA - SMART Program | Net Metering | In Queue | Residential |  | 2023-03-31 | Lithium Ion |  | Tesla | 0 | 0 | 13.5 | 5 | BM |  |  |  | Backup | 12519839 | Yes | AC-Coupled | PhotoVoltaic | 9.75 | 12.6
ESMASI-26091 |  |  |  |  | In Queue | Residential |  | 2023-04-10 | Lithium Ion |  | Other | 10.5 | 12.64 | 10.5 | 3.84 | BM | Customer Bill Savings (e.g., Demand Charge Management, TOU Arbitrage) | Peak Shaving/ Load Leveling |  |  | 12646308 | No | AC-Coupled | PhotoVoltaic | 12.64 | 13.44
ESMASI-26097 |  |  |  |  | In Queue | Residential |  | 2023-04-10 | Lithium Ion |  | Tesla | 13.5 | 13.5 | 5 | 5 | BM |  |  |  |  | 12646174 | Yes | AC-Coupled | PhotoVoltaic | 6.12 | 6
ESMASI-26662 |  |  | MA - SMART Program | Utility Connected Solutions DR Program | In Queue | Residential |  | 2023-04-21 | Lithium Ion |  | Tesla | 13.5 | 5 | 13.5 | 5 | BM | Customer Bill Savings (e.g., Demand Charge Management, TOU Arbitrage) | Peak Shaving/ Load Leveling |  |  | 12793211 | Yes | AC-Coupled | PhotoVoltaic | 7.6 | 12.6
ESMASI-26862 |  |  |  |  | In Queue | Residential |  | 2023-04-26 | Lithium Ion |  | Tesla | 0 | 0 | 0 | 0 | BM | Customer Bill Savings (e.g., Demand Charge Management, TOU Arbitrage) | Peak Shaving/ Load Leveling |  |  | 12878676 | Yes | AC-Coupled | PhotoVoltaic | 12 | 15
ESMASI-26837 |  |  |  |  | In Queue | Residential |  | 2023-04-26 | Lithium Ion |  | Tesla | 13.5 | 13.5 | 1 | 1 | BM |  |  |  |  | 12863364 | Yes | AC-Coupled | PhotoVoltaic |  | 6
ESMASI-27127 |  |  | MA - SMART Program |  | In Queue | Residential |  | 2023-05-03 | Lithium Ion |  | Tesla | 13.5 | 5 | 13.5 | 5 | BM | Customer Bill Savings (e.g., Demand Charge Management, TOU Arbitrage) | Peak Shaving/ Load Leveling |  |  | 12904941 | Yes | AC-Coupled | PhotoVoltaic | 9.6 | 7.44
ESMASI-27123 |  |  |  | Class 1 REC | In Queue | Residential |  | 2023-05-03 | Lithium Ion |  | Tesla | 0 | 0 | 13.5 | 7.6 | BM |  |  |  |  | 12910517 | Yes | AC-Coupled | PhotoVoltaic | 8 | 7.6
ESMASI-27166 |  |  | MA - SMART Program |  | In Queue | Residential |  | 2023-05-03 | Lithium Ion |  | Tesla | 13.5 | 7 | 13.5 | 5 | BM | Peak Shaving/ Load Leveling | Peak Shaving/ Load Leveling |  |  | 12980872 | Yes | AC-Coupled | PhotoVoltaic | 2.4 | 6.8
ESMASI-27351 |  |  | MA - SMART Program | Utility Connected Solutions DR Program | In Queue | Residential |  | 2023-05-08 | Lithium Ion |  | Tesla | 27 | 10 | 27 | 10 | BM | Customer Bill Savings (e.g., Demand Charge Management, TOU Arbitrage) | Peak Shaving/ Load Leveling |  |  | 13034169 | Yes | AC-Coupled | PhotoVoltaic | 18.4 | 15
ESMASI-27260 |  |  | MA - SMART Program |  | In Queue | Residential |  | 2023-05-05 | Lithium Ion |  | Tesla | 13.5 | 5 | 13.5 | 5 | BM | Customer Bill Savings (e.g., Demand Charge Management, TOU Arbitrage) | Peak Shaving/ Load Leveling |  |  | 12981943 | Yes | AC-Coupled | PhotoVoltaic | 4.345 | 7.6
ESMASI-27746 |  |  | MA - SMART Program |  | In Queue | Residential |  | 2023-05-17 | Lithium Ion |  | Tesla | 13.5 | 5 | 13.5 | 5 | BM | Customer Bill Savings (e.g., Demand Charge Management, TOU Arbitrage) | Peak Shaving/ Load Leveling |  |  | 13453672 | Yes | AC-Coupled | PhotoVoltaic | 9.2 | 7.4
ESMASI-27594 |  |  | MA - SMART Program |  | In Queue | Residential |  | 2023-05-12 | Lithium Ion |  | Tesla | 0 | 0 | 13.5 | 5 | BM | Customer Bill Savings (e.g., Demand Charge Management, TOU Arbitrage) |  |  |  | 13143693 | Yes | AC-Coupled | PhotoVoltaic |  | 5
ESMASI-27625 |  |  |  |  | In Queue | Residential |  | 2023-05-15 | Lithium Ion |  | Tesla | 0 | 0 | 0 | 0 | BM | Reliability and Resiliency | Reliability and Resiliency |  | back up power only, zero export | 13084199 | Yes | AC-Coupled | PhotoVoltaic | 26.8 | 15
ESMASI-28037 |  |  |  |  | In Queue | Residential |  | 2023-05-24 | Lithium Ion |  | Tesla | 13.5 | 5 | 13.5 | 5 | BM |  |  |  |  | 13176325 | Yes | AC-Coupled | PhotoVoltaic | 9.2 | 12.6
ESMASI-28292 |  |  | MA - SMART Program | Utility Connected Solutions DR Program | In Queue | Residential |  | 2023-05-31 | Lithium Ion |  | Tesla | 13.5 | 5 | 13.5 | 5 | BM | Customer Bill Savings (e.g., Demand Charge Management, TOU Arbitrage) | Peak Shaving/ Load Leveling |  |  | 13258473 | Yes | AC-Coupled | PhotoVoltaic | 19.6 | 15
ESMASI-27838 |  |  |  |  | In Queue | Residential |  | 2023-05-18 | Lithium Ion |  | Other | 9.7 | 5 | 9.7 | 5 | BM | Customer Bill Savings (e.g., Demand Charge Management, TOU Arbitrage) |  |  |  | 13175258 | Yes | DC-Coupled | PhotoVoltaic | 12.8 | 11.4
ESMASI-27864 |  |  |  |  | In Queue | Residential |  | 2023-05-19 | Lithium Ion |  | Tesla | 13.5 | 13.5 | 5 | 5 | BM | Reliability and Resiliency | Reliability and Resiliency |  |  | 13176059 | Yes | AC-Coupled | PhotoVoltaic |  | 5
ESMASI-28306 |  |  | MA - Energy Efficiency/ DR Program |  | In Queue | Residential |  | 2023-06-01 | Lithium Ion |  | Tesla | 0 | 0 | 5 | 5 | BM | Self Generation | Self Generation |  |  | 13259358 | Yes | AC-Coupled | PhotoVoltaic | 0 | 5
ESMASI-28542 |  |  | MA - Energy Efficiency/ DR Program |  | In Queue | Residential |  | 2023-06-08 | Lithium Ion |  | Tesla | 0 | 0 | 13.5 | 5 | BM | Self Generation | Self Generation |  |  | 13453087 | Yes | AC-Coupled | PhotoVoltaic | 2.03 | 6.5
ESMASI-28169 |  |  |  |  | In Queue | Residential |  | 2023-05-26 | Lithium Ion |  | LG Chem | 38.4 | 20 | 38.4 | 17.6 | BM | Microgrid | Microgrid | Microgrid |  | 13219998 | Yes | DC-Coupled | PhotoVoltaic | 16.8 | 13.8
ESMASI-28248 |  |  |  |  | In Queue | Residential |  | 2023-05-30 | Lithium Ion |  | Tesla | 13.5 | 5 | 13.5 | 5 | BM | Customer Bill Savings (e.g., Demand Charge Management, TOU Arbitrage) | Peak Shaving/ Load Leveling |  |  | 13258484 | Yes | AC-Coupled | PhotoVoltaic | 12.8 | 7.6
ESMASI-28222 |  |  | MA - SMART Program | Utility Connected Solutions DR Program | In Queue | Residential |  | 2023-05-30 | Lithium Ion |  | Tesla | 13.5 | 5 | 13.5 | 5 | BM | Customer Bill Savings (e.g., Demand Charge Management, TOU Arbitrage) | Peak Shaving/ Load Leveling |  |  | 8758392 | Yes | AC-Coupled | PhotoVoltaic | 9.6 | 7.6
ESMASI-28304 |  |  |  |  | In Queue | Residential |  | 2023-06-01 | Lithium Ion |  | Tesla | 0 | 0 | 40.5 | 15 | BM | Customer Bill Savings (e.g., Demand Charge Management, TOU Arbitrage) | Peak Shaving/ Load Leveling |  |  | 13259307 | No | AC-Coupled | PhotoVoltaic |  | 15
ESMASI-28298 |  |  | MA - SMART Program | Net Metering | In Queue | Residential |  | 2023-05-31 | Lithium Ion |  | LG Chem | 9.8 | 5 | 9.8 | 5 | BM |  |  |  | Backup | 13259030 | Yes | DC-Coupled | PhotoVoltaic | 6 | 6
ESMASI-28318 |  |  |  |  | In Queue | Residential |  | 2023-06-01 | Lithium Ion |  | Enphase | 10.08 | 10.08 | 3.84 | 3.84 | BM |  |  |  |  | 13051250 | Yes | AC-Coupled | PhotoVoltaic | 6.205 | 8.94
ESMASI-28860 |  |  | MA - Energy Efficiency/ DR Program |  | In Queue | Residential |  | 2023-06-16 | Lithium Ion |  | Tesla | 0 | 0 | 13.5 | 5 | BM | Self Generation | Self Generation |  |  | 13475214 | Yes | AC-Coupled | PhotoVoltaic |  | 5
ESMASI-29542 |  |  | MA - SMART Program |  | In Queue | Residential |  | 2023-07-05 | Lithium Ion |  | Tesla | 13.5 | 5 | 13.5 | 5 | BM | Customer Bill Savings (e.g., Demand Charge Management, TOU Arbitrage) | Peak Shaving/ Load Leveling |  |  | 13759916 | Yes | DC-Coupled | PhotoVoltaic | 5.6 | 7.6
ESMASI-28772 |  |  | MA - Energy Efficiency/ DR Program |  | In Queue | Residential |  | 2023-06-14 | Lithium Ion |  | Other | 19.4 | 15 | 19.4 | 15 | BM | Customer Bill Savings (e.g., Demand Charge Management, TOU Arbitrage) | Reliability and Resiliency |  |  | 13492282 | Yes | DC-Coupled | PhotoVoltaic | 9.875 | 7.6
ESMASI-29155 |  |  | MA - SMART Program | Utility Connected Solutions DR Program | In Queue | Residential |  | 2023-06-23 | Lithium Ion |  | Tesla | 13.5 | 5 | 13.5 | 5 | BM | Customer Bill Savings (e.g., Demand Charge Management, TOU Arbitrage) | Peak Shaving/ Load Leveling |  |  | 13629595 | Yes | DC-Coupled | PhotoVoltaic | 6 | 7.6
ESMASI-29024 |  |  |  | Class 1 REC | In Queue | Residential |  | 2023-06-21 | Lithium Ion |  | Tesla | 0 | 0 | 13.5 | 7.6 | BM | Customer Bill Savings (e.g., Demand Charge Management, TOU Arbitrage) | Self Generation |  |  | 13555136 | Yes | AC-Coupled | PhotoVoltaic | 11.6 | 7.6
ESMASI-29091 |  |  |  |  | In Queue | Residential |  | 2023-06-22 | Lithium Ion |  | Other | 6 | 6 | 6 | 6 | BM |  |  |  |  | 13629882 | Yes | DC-Coupled | PhotoVoltaic |  | 0
ESMASI-29132 |  |  | MA - Energy Efficiency/ DR Program |  | In Queue | Residential |  | 2023-06-23 | Lithium Ion |  | Tesla | 14 | 14 | 5 | 5 | BM | Reliability and Resiliency | Reliability and Resiliency |  |  | 13629933 | Yes | AC-Coupled | PhotoVoltaic | 6.075 | 10
ESMASI-29152 |  |  | MA - SMART Program |  | In Queue | Residential |  | 2023-06-23 | Lithium Ion |  | Tesla | 13.5 | 7 | 13.5 | 5 | BM | Peak Shaving/ Load Leveling | Peak Shaving/ Load Leveling |  |  | 13629457 | Yes | AC-Coupled | PhotoVoltaic | 4.56 | 8.8
ESMASI-29422 |  |  | MA - SMART Program | Utility Connected Solutions DR Program | In Queue | Residential |  | 2023-06-30 | Lithium Ion |  | Tesla | 0 | 0 | 13.5 | 12.6 | BM | Customer Bill Savings (e.g., Demand Charge Management, TOU Arbitrage) | Peak Shaving/ Load Leveling |  |  | 13727894 | Yes | AC-Coupled | PhotoVoltaic | 5.265 | 12.6
ESMASI-29394 |  |  | MA - SMART Program |  | In Queue | Residential |  | 2023-06-29 | Lithium Ion |  | Tesla | 13.5 | 5 | 13.5 | 5 | BM | Customer Bill Savings (e.g., Demand Charge Management, TOU Arbitrage) | Peak Shaving/ Load Leveling |  |  | 13717566 | Yes | AC-Coupled | PhotoVoltaic | 8.8 | 12.6
ESMASI-29446 |  |  | MA - SMART Program |  | In Queue | Residential |  | 2023-06-30 | Lithium Ion |  | Tesla | 13.5 | 7.5 | 10 | 5 | BM |  |  |  |  | 13729941 | Yes | AC-Coupled | PhotoVoltaic | 7.38 | 10
ESMASI-29829 |  |  |  |  | In Queue | Residential |  | 2023-07-12 | Lithium Ion |  | Tesla | 0 | 0 | 4.8 | 4.8 | BM | Customer Bill Savings (e.g., Demand Charge Management, TOU Arbitrage) | Peak Shaving/ Load Leveling |  |  | 13895099 | Yes | AC-Coupled | PhotoVoltaic |  | 4.8
ESMASI-29718 |  |  | MA - SMART Program |  | In Queue | Residential |  | 2023-07-10 | Lithium Ion |  | Tesla | 13.5 | 5 | 13.5 | 5 | BM | Customer Bill Savings (e.g., Demand Charge Management, TOU Arbitrage) | Peak Shaving/ Load Leveling |  |  | 13825783 | Yes | DC-Coupled | PhotoVoltaic | 11.52 | 7.6
ESMASI-31703 |  |  |  |  | In Queue | Residential |  | 2023-08-29 | Lithium Ion |  | sonnenBacterie | 20 | 20 | 5 | 9.6 | BM |  |  |  |  | 14435679 | Yes | AC-Coupled | PhotoVoltaic | 5 | 9.6
ESMASI-30852 |  |  |  |  | In Queue | Residential |  | 2023-08-09 | Lithium Ion |  | Tesla | 13.5 | 5 | 13.5 | 5 | BM |  |  |  |  | 14150285 | Yes | AC-Coupled | PhotoVoltaic | 8.91 | 12.6
ESMASI-30046 |  |  |  | Class 1 REC | In Queue | Residential |  | 2023-07-19 | Lithium Ion |  | Tesla | 0 | 0 | 13.5 | 7.6 | BM | Customer Bill Savings (e.g., Demand Charge Management, TOU Arbitrage) | Self Generation |  |  | 13938114 | Yes | AC-Coupled | PhotoVoltaic | 8 | 7.6
ESMASI-30193 |  |  | MA - SMART Program | Utility Connected Solutions DR Program | In Queue | Residential |  | 2023-07-24 | Lithium Ion |  | Tesla | 27 | 10 | 27 | 10 | BM | Customer Bill Savings (e.g., Demand Charge Management, TOU Arbitrage) | Peak Shaving/ Load Leveling |  |  | 14011307 | Yes | DC-Coupled | PhotoVoltaic | 8.4 | 15
ESMASI-30472 |  |  | MA - SMART Program | Utility Connected Solutions DR Program | In Queue | Residential |  | 2023-07-31 | Lithium Ion |  | Tesla | 13.5 | 11.5 | 13.5 | 11.5 | BM | Customer Bill Savings (e.g., Demand Charge Management, TOU Arbitrage) | Peak Shaving/ Load Leveling |  |  | 14087215 | Yes | DC-Coupled | PhotoVoltaic | 6 | 11.5
ESMASI-30566 |  |  | MA - SMART Program | Utility Connected Solutions DR Program | In Queue | Residential |  | 2023-08-02 | Lithium Ion |  | Tesla | 13.5 | 5 | 13.5 | 5 | BM | Customer Bill Savings (e.g., Demand Charge Management, TOU Arbitrage) | Peak Shaving/ Load Leveling |  |  | 14076715 | Yes | DC-Coupled | PhotoVoltaic | 6.075 | 7.6
ESMASI-30712 |  |  |  |  | In Queue | Residential |  | 2023-08-04 | Lithium Ion |  | Tesla | 13.5 | 5 | 13.5 | 5 | BM | Customer Bill Savings (e.g., Demand Charge Management, TOU Arbitrage) | Peak Shaving/ Load Leveling |  |  | 14120751 | Yes | AC-Coupled | PhotoVoltaic | 8.28 | 12.6
ESMASI-30773 |  |  | MA - SMART Program |  | In Queue | Residential |  | 2023-08-07 | Lithium Ion |  | Tesla | 13.5 | 5 | 13.5 | 5 | BM | Customer Bill Savings (e.g., Demand Charge Management, TOU Arbitrage) | Peak Shaving/ Load Leveling |  |  | 14151272 | Yes | DC-Coupled | PhotoVoltaic | 16 | 15
ESMASI-32422 |  |  |  | Class 1 REC | In Queue | Residential |  | 2023-09-14 | Lithium Ion |  | Tesla | 0 | 0 | 14 | 10 | BM | Customer Bill Savings (e.g., Demand Charge Management, TOU Arbitrage) | Self Generation |  |  | 14620961 | Yes | AC-Coupled | PhotoVoltaic | 6 | 10
ESMASI-30819 |  |  | MA - SMART Program |  | In Queue | Residential |  | 2023-08-08 | Lithium Ion |  | Tesla | 13.5 | 5 | 13.5 | 5 | BM | Customer Bill Savings (e.g., Demand Charge Management, TOU Arbitrage) | Peak Shaving/ Load Leveling |  |  | 14151254 | Yes | DC-Coupled | PhotoVoltaic | 8.1 | 7.6
ESMASI-30806 |  |  |  |  | In Queue | Residential |  | 2023-08-08 | Lithium Ion |  | Tesla | 13.5 | 13.5 | 13.5 | 7 | BM |  |  |  |  | 14110063 | Yes | AC-Coupled | PhotoVoltaic | 10 | 7
ESMASI-30876 |  |  |  |  | In Queue | Residential |  | 2023-08-09 | Lithium Ion |  | Enphase | 0 | 0 | 10.5 | 3.84 | BM |  |  |  |  | 14149987 | Yes | AC-Coupled | PhotoVoltaic | 8.91 | 10.44
ESMASI-30960 |  |  | MA - SMART Program | Utility Connected Solutions DR Program | In Queue | Residential |  | 2023-08-11 | Lithium Ion |  | Tesla | 13.5 | 5 | 13.5 | 5 | BM | Customer Bill Savings (e.g., Demand Charge Management, TOU Arbitrage) | Peak Shaving/ Load Leveling |  |  | 14180115 | Yes | DC-Coupled | PhotoVoltaic | 4.86 | 7.6
ESMASI-30936 |  |  | MA - SMART Program | Utility Connected Solutions DR Program | In Queue | Residential |  | 2023-08-10 | Lithium Ion |  | Tesla | 13.5 | 5 | 13.5 | 5 | BM | Customer Bill Savings (e.g., Demand Charge Management, TOU Arbitrage) | Peak Shaving/ Load Leveling |  |  | 14168912 | Yes | AC-Coupled | PhotoVoltaic | 8.91 | 12.6
ESMASI-30993 |  |  |  | None | In Queue | Residential |  | 2023-08-11 | Lithium Ion |  | Tesla | 0 | 0 | 0 | 0 | BM | Customer Bill Savings (e.g., Demand Charge Management, TOU Arbitrage) |  |  |  | 14172183 | Yes | AC-Coupled | PhotoVoltaic | 0 | 0
ESMASI-30997 |  |  | MA - SMART Program | Net Metering | In Queue | Residential |  | 2023-08-11 | Lithium Ion |  | LG Chem | 9.8 | 5 | 9.8 | 5 | BM |  |  |  | Backup | 14181737 | Yes | DC-Coupled | PhotoVoltaic | 6.63 | 6
ESMASI-31093 |  |  | MA - SMART Program | Utility Connected Solutions DR Program | In Queue | Residential |  | 2023-08-15 | Lithium Ion |  | Tesla | 11.5 | 5 | 11.5 | 5 | BM | Customer Bill Savings (e.g., Demand Charge Management, TOU Arbitrage) | Peak Shaving/ Load Leveling |  |  | 14265402 | Yes | DC-Coupled | PhotoVoltaic | 9.6 | 11.5
ESMASI-31101 |  |  | MA - Energy Efficiency/ DR Program |  | In Queue | Residential |  | 2023-08-15 | Lithium Ion |  | Tesla | 14 | 5 | 5 | 5 | BM | Reliability and Resiliency | Reliability and Resiliency |  |  | 14265273 | Yes | AC-Coupled | PhotoVoltaic | 10 | 5
ESMASI-31185 |  |  |  | Class 1 REC | In Queue | Residential |  | 2023-08-16 | Lithium Ion |  | Tesla | 13.5 | 5 | 13.5 | 5 | BM | Customer Bill Savings (e.g., Demand Charge Management, TOU Arbitrage) | Self Generation |  |  | 14248084 | Yes | AC-Coupled | PhotoVoltaic | 11.5 | 5
ESMASI-31232 |  |  |  |  | In Queue | Residential |  | 2023-08-17 | Lithium Ion |  | Tesla | 13.5 | 5 | 13.5 | 5 | BM | Customer Bill Savings (e.g., Demand Charge Management, TOU Arbitrage) | Peak Shaving/ Load Leveling |  |  | 14264712 | Yes | AC-Coupled | PhotoVoltaic | 6.264 | 12.6
ESMASI-31556 |  |  | MA - SMART Program |  | In Queue | Residential |  | 2023-08-25 | Lithium Ion |  | Enphase | 3.5 | 3 | 16.8 | 5.12 | BM | Reliability and Resiliency | Reliability and Resiliency |  |  | 14378087 | Yes | AC-Coupled | PhotoVoltaic | 8 | 12.44
ESMASI-31701 |  |  |  |  | In Queue | Residential |  | 2023-08-29 | Lithium Ion |  | Tesla | 13.5 | 5 | 13.5 | 5 | BM | Customer Bill Savings (e.g., Demand Charge Management, TOU Arbitrage) | Peak Shaving/ Load Leveling |  |  | 14435615 | Yes | AC-Coupled | PhotoVoltaic | 8.1 | 7.6
ESMASI-31699 |  |  | MA - SMART Program | Utility Connected Solutions DR Program | In Queue | Residential |  | 2023-08-29 | Lithium Ion |  | Tesla | 13.5 | 5 | 13.5 | 5 | BM | Customer Bill Savings (e.g., Demand Charge Management, TOU Arbitrage) | Peak Shaving/ Load Leveling |  |  | 13187871 | Yes | AC-Coupled | PhotoVoltaic | 8.4 | 12.6
ESMASI-31547 |  |  |  |  | In Queue | Residential |  | 2023-08-25 | Lithium Ion |  | Tesla | 0 | 0 | 13.5 | 5 | BM |  |  |  | storage | 14377823 | No | AC-Coupled | PhotoVoltaic | 0 | 5
ESMASI-31765 |  |  |  | Utility DR program | In Queue | Residential |  | 2023-08-30 | Lithium Ion |  | Tesla | 0 | 0 | 27 | 10 | BM | Peak Shaving/ Load Leveling | Peak Shaving/ Load Leveling |  |  | 14453869 | Yes | AC-Coupled | PhotoVoltaic | 5.14 | 10
ESMASI-32130 |  |  |  |  | In Queue | Residential |  | 2023-09-08 | Lithium Ion |  | Tesla | 13.5 | 5 | 13.5 | 5 | BM | Customer Bill Savings (e.g., Demand Charge Management, TOU Arbitrage) | Peak Shaving/ Load Leveling |  |  | 14583588 | Yes | AC-Coupled | PhotoVoltaic | 4.86 | 7.6
ESMASI-31823 |  |  |  |  | In Queue | Residential |  | 2023-08-31 | Lithium Ion |  | Enphase | 0 | 0 | 3.84 | 3.84 | BM |  |  |  |  | 14463836 | Yes | AC-Coupled | PhotoVoltaic | 9.32 | 10.74
ESMASI-31911 |  |  | MA - SMART Program | Net Metering | In Queue | Residential |  | 2023-09-04 | Lithium Ion |  | LG Chem | 9.8 | 5 | 9.8 | 5 | BM |  |  |  | Backup | 14497607 | Yes | DC-Coupled | PhotoVoltaic | 4.5 | 3.8
ESMASI-31937 |  |  | MA - SMART Program | Net Metering | In Queue | Residential |  | 2023-09-05 | Lithium Ion |  | LG Chem | 9.8 | 5 | 9.8 | 5 | BM |  |  |  | Backup | 14497116 | Yes | DC-Coupled | PhotoVoltaic | 12.75 | 10
ESMASI-32131 |  |  |  |  | In Queue | Residential |  | 2023-09-08 | Lithium Ion |  | Tesla | 0 | 0 | 5.8 | 5 | BM | Customer Bill Savings (e.g., Demand Charge Management, TOU Arbitrage) | Peak Shaving/ Load Leveling |  |  | 14587265 | No | AC-Coupled | PhotoVoltaic | 0 | 5
ESMASI-32173 |  |  | MA - SMART Program |  | In Queue | Residential |  | 2023-09-11 | Lithium Ion |  | Tesla | 0 | 0 | 13.5 | 5 | BM | Customer Bill Savings (e.g., Demand Charge Management, TOU Arbitrage) |  |  |  | 8788742 | Yes | AC-Coupled | PhotoVoltaic | 15.2 | 15
ESMASI-32193 |  |  | MA - SMART Program |  | In Queue | Residential |  | 2023-09-11 | Lithium Ion |  | Tesla | 13.5 | 7 | 13.5 | 5 | BM | Customer Bill Savings (e.g., Demand Charge Management, TOU Arbitrage) | Peak Shaving/ Load Leveling |  |  | 14598579 | Yes | AC-Coupled | PhotoVoltaic | 3.04 | 8.8
ESMASI-32521 |  |  |  |  | In Queue | Residential |  | 2023-09-18 | Lithium Ion |  | Tesla | 0 | 0 | 5.8 | 10 | BM | Customer Bill Savings (e.g., Demand Charge Management, TOU Arbitrage) | Peak Shaving/ Load Leveling |  |  | 14690769 | Yes | AC-Coupled | PhotoVoltaic | 0 | 10
ESMASI-32276 |  |  | MA - SMART Program | Net Metering | In Queue | Residential |  | 2023-09-12 | Lithium Ion |  | Tesla | 0 | 0 | 13.2 | 5 | BM |  |  |  | Backup | 14631424 | Yes | AC-Coupled | PhotoVoltaic | 6.75 | 11
ESMASI-32408 |  |  | MA - SMART Program |  | In Queue | Residential |  | 2023-09-14 | Lithium Ion |  | LG Chem | 9.8 | 5 | 9.8 | 5 | BM |  |  |  | Backup | 14620764 | Yes | DC-Coupled | PhotoVoltaic | 6 | 6
ESMASI-32419 |  |  |  | Connected Solutions | In Queue | Residential |  | 2023-09-14 | Lithium Ion |  | Tesla | 0 | 0 | 13.5 | 0 | BM | Customer Bill Savings (e.g., Demand Charge Management, TOU Arbitrage) |  |  |  |  | Yes | AC-Coupled | PhotoVoltaic |  | 0
ESMASI-32578 |  |  |  |  | In Queue | Residential |  | 2023-09-19 | Lithium Ion |  | Tesla | 13.5 | 13.5 | 5 | 5 | BM |  |  |  |  | 14689897 | Yes | AC-Coupled | PhotoVoltaic |  | 5
ESMASI-32686 |  | MA - DOER/ MassCEC Funded Projects |  |  | In Queue | Residential |  | 2023-09-20 | Lithium Ion |  | Tesla | 14 | 5.8 | 13.5 | 5 | BM | Reliability and Resiliency | Reliability and Resiliency |  |  | 14713793 | Yes | AC-Coupled | PhotoVoltaic |  | 5
ESMASI-32628 |  |  | MA - SMART Program |  | In Queue | Residential |  | 2023-09-19 | Lithium Ion |  | Tesla | 0 | 0 | 13.5 | 0 | BM | Customer Bill Savings (e.g., Demand Charge Management, TOU Arbitrage) |  |  |  |  | Yes | AC-Coupled | PhotoVoltaic |  | 0
ESMASI-32655 |  |  |  | Utility DR program | In Queue | Residential |  | 2023-09-20 | Lithium Ion |  | Tesla | 0 | 0 | 13.5 | 5 | BM | Peak Shaving/ Load Leveling | Peak Shaving/ Load Leveling |  |  | 14726791 | Yes | AC-Coupled | PhotoVoltaic | 12.15 | 15
ESMASI-32925 |  |  |  |  | In Queue | Residential |  | 2023-09-26 | Lithium Ion |  | LG Chem | 16 | 16 | 16 | 7 | BM | Peak Shaving/ Load Leveling | Peak Shaving/ Load Leveling |  |  | 14785257 | Yes | DC-Coupled | PhotoVoltaic | 14.4 | 10
ESMASI-32755 |  |  |  |  | In Queue | Residential |  | 2023-09-21 | Lithium Ion |  | Other | 9.7 | 9.7 | 9.7 | 9.7 | BM |  |  |  |  | 14726649 | Yes | DC-Coupled | PhotoVoltaic | 13.77 | 10
ESMASI-33178 |  |  |  |  | In Queue | Residential |  | 2023-10-02 | Lithium Ion |  | Tesla | 13.5 | 5 | 13.5 | 5 | BM | Customer Bill Savings (e.g., Demand Charge Management, TOU Arbitrage) | Peak Shaving/ Load Leveling |  |  | 14958907 | Yes | DC-Coupled | PhotoVoltaic | 9.315 | 7.6
ESMASI-33174 |  |  |  | Connected Solutions | In Queue | Residential |  | 2023-10-02 | Lithium Ion |  | Tesla | 0 | 0 | 13.5 | 5 | BM | Customer Bill Savings (e.g., Demand Charge Management, TOU Arbitrage) | Peak Shaving/ Load Leveling |  |  | 14901158 | No | AC-Coupled | PhotoVoltaic | 0 | 5
ESMASI-33173 |  |  |  | Connected Solutions | In Queue | Residential |  | 2023-10-02 | Lithium Ion |  | Tesla | 0 | 0 | 27 | 10 | BM | Customer Bill Savings (e.g., Demand Charge Management, TOU Arbitrage) | Peak Shaving/ Load Leveling |  |  | 14942243 | Yes | AC-Coupled | PhotoVoltaic | 0 | 10
ESMASI-33056 |  |  |  |  | In Queue | Residential |  | 2023-09-28 | Lithium Ion |  | Tesla | 0 | 0 | 0 | 0 | BM | Reliability and Resiliency | Reliability and Resiliency |  | back up power only, zero export | 14816378 | Yes | AC-Coupled | PhotoVoltaic |  | 0
ESMASI-33612 |  |  | MA - SMART Program | Connected Solutions | In Queue | Residential |  | 2023-10-12 | Lithium Ion |  | Tesla | 13.5 | 5 | 13.5 | 5 | BM | Customer Bill Savings (e.g., Demand Charge Management, TOU Arbitrage) | Peak Shaving/ Load Leveling |  |  | 14901398 | Yes | AC-Coupled | PhotoVoltaic | 4.86 | 7.6
ESMASI-33316 |  |  | MA - SMART Program |  | In Queue | Residential |  | 2023-10-05 | Lithium Ion |  | Tesla | 13.5 | 5 | 13.5 | 5 | BM | Customer Bill Savings (e.g., Demand Charge Management, TOU Arbitrage) | Peak Shaving/ Load Leveling |  |  | 13344127 | Yes | AC-Coupled | PhotoVoltaic | 7.2 | 12.6
ESMASI-33525 |  |  |  |  | In Queue | Residential |  | 2023-10-10 | Lithium Ion |  | Other | 9.7 | 7.5 | 9.7 | 7.5 | BM |  |  |  |  | 11035665 | Yes | DC-Coupled | PhotoVoltaic | 10.8 | 0
ESMASI-33249 |  |  |  | Utility DR program | In Queue | Residential |  | 2023-10-04 | Lithium Ion |  | Tesla | 0 | 0 | 13.5 | 5 | BM | Peak Shaving/ Load Leveling | Peak Shaving/ Load Leveling |  |  | 14959896 | Yes | AC-Coupled | PhotoVoltaic | 11.34 | 15
ESMASI-33278 |  |  | MA - SMART Program |  | In Queue | Residential |  | 2023-10-04 | Lithium Ion |  | Tesla | 0 | 0 | 13.5 | 0 | BM | Customer Bill Savings (e.g., Demand Charge Management, TOU Arbitrage) |  |  |  |  | Yes | AC-Coupled | PhotoVoltaic |  | 0
ESMASI-33362 |  |  | MA - SMART Program |  | In Queue | Residential |  | 2023-10-05 | Lithium Ion |  | Tesla | 13.5 | 5 | 13.5 | 5 | BM | Customer Bill Savings (e.g., Demand Charge Management, TOU Arbitrage) | Peak Shaving/ Load Leveling |  |  | 14899852 | Yes | AC-Coupled | PhotoVoltaic | 11.6 | 15
ESMASI-34769 |  |  |  |  | In Queue | Residential |  | 2023-11-10 | Lithium Ion |  | Tesla | 0 | 0 | 27 | 10 | BM | Customer Bill Savings (e.g., Demand Charge Management, TOU Arbitrage) | Peak Shaving/ Load Leveling |  |  | 15365933 | Yes | AC-Coupled | PhotoVoltaic | 0 | 10
ESMASI-33384 |  |  |  | Class 1 REC | In Queue | Residential |  | 2023-10-06 | Lithium Ion |  | Tesla | 0 | 0 | 13.5 | 7.6 | BM | Customer Bill Savings (e.g., Demand Charge Management, TOU Arbitrage) | Self Generation |  |  | 14908631 | Yes | AC-Coupled | PhotoVoltaic | 10.08 | 7.6
ESMASI-33395 |  |  |  | Class 1 Rec | In Queue | Residential |  | 2023-10-06 | Lithium Ion |  | Tesla | 0 | 0 | 13.5 | 7.6 | BM | Customer Bill Savings (e.g., Demand Charge Management, TOU Arbitrage) | Self Generation |  |  | 14929128 | Yes | AC-Coupled | PhotoVoltaic | 11.34 | 7.6
ESMASI-33397 |  |  |  | Class 1 Rec | In Queue | Residential |  | 2023-10-06 | Lithium Ion |  | Tesla | 0 | 0 | 13.5 | 7.6 | BM | Customer Bill Savings (e.g., Demand Charge Management, TOU Arbitrage) | Self Generation |  |  | 14930412 | Yes | AC-Coupled | PhotoVoltaic | 6.3 | 7.6
ESMASI-33544 |  |  |  |  | In Queue | Residential |  | 2023-10-10 | Lithium Ion |  | Tesla | 13.5 | 5 | 13.5 | 5 | BM | Customer Bill Savings (e.g., Demand Charge Management, TOU Arbitrage) | Self Generation |  |  | 14922802 | Yes | AC-Coupled | PhotoVoltaic | 6.48 | 11.5
ESMASI-33468 |  |  | MA - SMART Program | Utility Connected Solutions DR Program | In Queue | Residential |  | 2023-10-09 | Lithium Ion |  | Tesla | 13.5 | 5 | 13.5 | 5 | BM | Customer Bill Savings (e.g., Demand Charge Management, TOU Arbitrage) | Peak Shaving/ Load Leveling |  |  | 14884365 | Yes | AC-Coupled | PhotoVoltaic | 9.315 | 7.6
ESMASI-33613 |  |  |  | Connected Solutions | In Queue | Residential |  | 2023-10-12 | Lithium Ion |  | Tesla | 0 | 0 | 40.5 | 15 | BM | Customer Bill Savings (e.g., Demand Charge Management, TOU Arbitrage) | Peak Shaving/ Load Leveling |  |  | 14901416 | No | AC-Coupled | PhotoVoltaic |  | 15
ESMASI-33501 |  |  |  |  | In Queue | Residential |  | 2023-10-10 | Lithium Ion |  | Tesla | 13.5 | 13.5 | 5 | 5 | BM | Reliability and Resiliency | Reliability and Resiliency |  |  | 14922514 | Yes | AC-Coupled | PhotoVoltaic | 0 | 5
ESMASI-34013 |  |  | MA - SMART Program |  | In Queue | Residential |  | 2023-10-20 | Lithium Ion |  | Tesla | 0 | 0 | 13.5 | 5 | BM | Customer Bill Savings (e.g., Demand Charge Management, TOU Arbitrage) |  |  |  | 15065695 | Yes | AC-Coupled | PhotoVoltaic |  | 5
ESMASI-33801 |  |  | MA - SMART Program | Utility Connected Solutions DR Program | In Queue | Residential |  | 2023-10-16 | Lithium Ion |  | Tesla | 13.5 | 5 | 13.5 | 5 | BM | Customer Bill Savings (e.g., Demand Charge Management, TOU Arbitrage) | Peak Shaving/ Load Leveling |  |  | 14974633 | Yes | AC-Coupled | PhotoVoltaic | 6.48 | 7.6
ESMASI-33863 |  |  | MA - SMART Program | Net Metering | In Queue | Residential |  | 2023-10-17 | Lithium Ion |  | Tesla | 0 | 0 | 13.2 | 5 | BM |  |  |  | Backup | 14976576 | Yes | AC-Coupled | PhotoVoltaic | 7.695 | 11
ESMASI-34107 |  |  |  |  | In Queue | Residential |  | 2023-10-24 | Lithium Ion |  | Tesla | 11.5 | 5 | 11.5 | 5 | BM | Customer Bill Savings (e.g., Demand Charge Management, TOU Arbitrage) | Peak Shaving/ Load Leveling |  |  | 15241809 | Yes | DC-Coupled | PhotoVoltaic | 13.37 | 11.5
ESMASI-33984 |  |  | MA - Energy Efficiency/ DR Program |  | In Queue | Residential |  | 2023-10-20 | Lithium Ion |  | Other | 0 | 0 | 13.6 | 5 | BM | Self Generation | Self Generation |  |  | 14691279 | Yes | AC-Coupled | PhotoVoltaic |  | 5
ESMASI-34085 |  |  |  | Connected Solutions | In Queue | Residential |  | 2023-10-23 | Lithium Ion |  | Tesla | 0 | 0 | 13.5 | 5 | BM | Customer Bill Savings (e.g., Demand Charge Management, TOU Arbitrage) |  |  |  | 15065868 | Yes | AC-Coupled | PhotoVoltaic | 10.79 | 15
ESMASI-34103 |  |  | MA - SMART Program | Net Metering | In Queue | Residential |  | 2023-10-24 | Lithium Ion |  | Tesla | 0 | 0 | 13.5 | 5 | BM |  |  |  | Backup | 14884623 | Yes | AC-Coupled | PhotoVoltaic | 9.375 | 12.6
ESMASI-35490 |  | MA - DOER/ MassCEC Funded Projects | MA - SMART Program |  | In Queue | Residential |  | 2023-11-30 | Lithium Ion |  | Tesla | 14 | 5.8 | 13.5 | 5 | BM | Reliability and Resiliency | Reliability and Resiliency |  |  | 15730882 | Yes | AC-Coupled | PhotoVoltaic |  | 5
ESMASI-34531 |  |  |  | Connected Solutions | In Queue | Residential |  | 2023-11-03 | Lithium Ion |  | Tesla | 0 | 0 | 13.5 | 5 | BM | Customer Bill Savings (e.g., Demand Charge Management, TOU Arbitrage) | Peak Shaving/ Load Leveling |  |  | 15262070 | Yes | AC-Coupled | PhotoVoltaic |  | 5
ESMASI-34117 |  |  |  |  | In Queue | Residential |  | 2023-10-24 | Lithium Ion |  | Enphase | 0 | 0 | 3.5 | 1.28 | BM |  |  |  |  | 15228934 | Yes | AC-Coupled | PhotoVoltaic | 7.2 | 6.68
ESMASI-34204 |  |  |  |  | In Queue | Residential |  | 2023-10-26 | Lithium Ion |  | Tesla | 0 | 0 | 13.5 | 5 | BM | Customer Bill Savings (e.g., Demand Charge Management, TOU Arbitrage) | Peak Shaving/ Load Leveling |  |  | 15247244 | Yes | AC-Coupled | PhotoVoltaic | 9.6 | 12.6
ESMASI-34243 |  |  |  |  | In Queue | Residential |  | 2023-10-26 | Lithium Ion |  | Enphase | 10.08 | 10.5 | 3.84 | 3.84 | BM | Microgrid | Microgrid | Microgrid |  | 15153348 | Yes | AC-Coupled | PhotoVoltaic | 8 | 10.44
ESMASI-34292 |  |  |  | Connected Solutions | In Queue | Residential |  | 2023-10-27 | Lithium Ion |  | Tesla | 0 | 0 | 13.5 | 5 | BM | Customer Bill Savings (e.g., Demand Charge Management, TOU Arbitrage) | Peak Shaving/ Load Leveling |  |  | 15155164 | Yes | AC-Coupled | PhotoVoltaic |  | 5
ESMASI-34265 |  |  |  |  | In Queue | Residential |  | 2023-10-27 | Lithium Ion |  | Tesla | 13.5 | 5 | 13.5 | 5 | BM |  |  |  |  | 15154456 | Yes | AC-Coupled | PhotoVoltaic | 10.08 | 12.6
ESMASI-37158 |  |  | MA - Energy Efficiency/ DR Program |  | In Queue | Residential |  | 2024-01-31 | Lithium Ion |  | Tesla | 0 | 0 | 13.5 | 5 | BM | Self Generation | Self Generation |  |  |  | Yes | AC-Coupled | PhotoVoltaic |  | 5
ESMASI-34469 |  |  |  | Utility DR program | In Queue | Residential |  | 2023-11-02 | Lithium Ion |  | Tesla | 0 | 0 | 13.5 | 5 | BM | Peak Shaving/ Load Leveling | Peak Shaving/ Load Leveling |  |  | 15235497 | Yes | AC-Coupled | PhotoVoltaic | 2.72 | 5
ESMASI-34906 |  |  |  |  | In Queue | Residential |  | 2023-11-14 | Lithium Ion |  | Tesla | 13.5 | 5 | 13.5 | 5 | BM | Customer Bill Savings (e.g., Demand Charge Management, TOU Arbitrage) | Peak Shaving/ Load Leveling |  |  | 15345581 | Yes | DC-Coupled | PhotoVoltaic | 13.77 | 11.4
ESMASI-34515 |  |  |  | Class 1 Rec | In Queue | Residential |  | 2023-11-03 | Lithium Ion |  | Tesla | 13.5 | 7.6 | 13.5 | 5 | BM | Customer Bill Savings (e.g., Demand Charge Management, TOU Arbitrage) | Self Generation |  |  | 16093465 | Yes | AC-Coupled | PhotoVoltaic | 11.6 | 12.6
ESMASI-35667 |  |  | MA - Energy Efficiency/ DR Program |  | In Queue | Residential |  | 2023-12-06 | Lithium Ion |  | Other | 0 | 0 | 13.6 | 5 | BM | Self Generation | Self Generation |  |  | 15731111 | Yes | AC-Coupled | PhotoVoltaic | 0 | 5
ESMASI-34770 |  |  | MA - Energy Efficiency/ DR Program |  | In Queue | Residential |  | 2023-11-10 | Lithium Ion |  | Other | 0 | 0 | 13.6 | 5 | BM | Self Generation | Self Generation |  |  | 15336946 | Yes | AC-Coupled | PhotoVoltaic |  | 5
ESMASI-34546 |  |  |  |  | In Queue | Residential |  | 2023-11-06 | Lithium Ion |  | Tesla | 13.5 | 5 | 13.5 | 5 | BM |  |  |  |  | 15236696 | Yes | AC-Coupled | PhotoVoltaic | 9.6 | 12.6
ESMASI-34572 |  |  |  | Net Metering | In Queue | Residential |  | 2023-11-06 | Lithium Ion |  | Tesla | 0 | 0 | 13.5 | 5 | BM |  |  |  | Backup | 15237079 | Yes | AC-Coupled | PhotoVoltaic | 10.53 | 12.6
ESMASI-34628 |  |  |  |  | In Queue | Residential |  | 2023-11-07 | Lithium Ion |  | Tesla | 13.5 | 13.5 | 5 | 5 | BM | Reliability and Resiliency | Reliability and Resiliency |  | Connected solutions | 15250848 | Yes | AC-Coupled | PhotoVoltaic | 10.08 | 12.68
ESMASI-34625 |  |  |  | Net Metering | In Queue | Residential |  | 2023-11-07 | Lithium Ion |  | Tesla | 0 | 0 | 13.5 | 5 | BM |  |  |  | Backup | 15250924 | Yes | AC-Coupled | PhotoVoltaic | 5.67 | 8.8
ESMASI-34897 |  |  |  |  | In Queue | Residential |  | 2023-11-13 | Lithium Ion |  | Tesla | 27 | 27 | 2.24 | 2.24 | BM |  |  |  |  | 15344142 | Yes | AC-Coupled | PhotoVoltaic | 14.08 | 2.24
ESMASI-35168 |  |  |  |  | In Queue | Residential |  | 2023-11-20 | Lithium Ion |  | Tesla | 0 | 0 | 13.5 | 5 | BM | Customer Bill Savings (e.g., Demand Charge Management, TOU Arbitrage) | Peak Shaving/ Load Leveling |  |  | 15501318 | Yes | AC-Coupled | PhotoVoltaic |  | 5
ESMASI-34817 |  |  | MA - SMART Program |  | In Queue | Residential |  | 2023-11-10 | Lithium Ion |  | Tesla | 0 | 0 | 13.5 | 5 | BM | Customer Bill Savings (e.g., Demand Charge Management, TOU Arbitrage) |  |  |  | 15336829 | Yes | AC-Coupled | PhotoVoltaic |  | 5
ESMASI-34894 |  |  |  | Net Metering | In Queue | Residential |  | 2023-11-13 | Lithium Ion |  | Tesla | 0 | 0 | 13.5 | 7 | BM |  |  |  | Backup | 15378856 | Yes | AC-Coupled | PhotoVoltaic | 10.53 | 14.6
ESMASI-35053 |  |  | MA - SMART Program | Net Metering | In Queue | Residential |  | 2023-11-16 | Lithium Ion |  | LG Chem | 9.8 | 5 | 9.8 | 5 | BM |  |  |  | Backup | 15429883 | Yes | DC-Coupled | PhotoVoltaic | 8.1 | 6
ESMASI-34917 |  |  |  | Utility DR program | In Queue | Residential |  | 2023-11-14 | Lithium Ion |  | Tesla | 0 | 0 | 13.5 | 5 | BM | Customer Bill Savings (e.g., Demand Charge Management, TOU Arbitrage) | Peak Shaving/ Load Leveling |  |  | 15351738 | Yes | AC-Coupled | PhotoVoltaic | 5.25 | 10
ESMASI-34947 |  |  | MA - SMART Program |  | In Queue | Residential |  | 2023-11-14 | Lithium Ion |  | Tesla | 13.5 | 7 | 13.5 | 5 | BM | Customer Bill Savings (e.g., Demand Charge Management, TOU Arbitrage) | Peak Shaving/ Load Leveling |  |  | 15433604 | Yes | AC-Coupled | PhotoVoltaic | 9.72 | 12.6
ESMASI-35045 |  |  |  | Class 1 Rec | In Queue | Residential |  | 2023-11-16 | Lithium Ion |  | Tesla | 0 | 0 | 13.5 | 7.6 | BM | Customer Bill Savings (e.g., Demand Charge Management, TOU Arbitrage) | Self Generation |  |  | 15429542 | Yes | AC-Coupled | PhotoVoltaic | 7.2 | 7.6
ESMASI-35679 |  |  | MA - Energy Efficiency/ DR Program |  | In Queue | Residential |  | 2023-12-06 | Lithium Ion |  | Other | 0 | 0 | 13.6 | 5 | BM | Self Generation | Self Generation |  |  | 15730733 | Yes | AC-Coupled | PhotoVoltaic | 0 | 5
ESMASI-35312 |  | MA - DOER/ MassCEC Funded Projects |  |  | In Queue | Residential |  | 2023-11-27 | Lithium Ion |  | Tesla | 0 | 0 | 0 | 0 | BM | [5 empty] | Yes | AC-Coupled | PhotoVoltaic |  | 0
ESMASI-35044 |  |  |  | Class 1 Rec | In Queue | Residential |  | 2023-11-16 | Lithium Ion |  | Tesla | 0 | 0 | 13.5 | 7.6 | BM | Customer Bill Savings (e.g., Demand Charge Management, TOU Arbitrage) | Self Generation |  |  | 15425590 | Yes | AC-Coupled | PhotoVoltaic | 9.6 | 7.6
ESMASI-35063 |  |  |  |  | In Queue | Residential |  | 2023-11-16 | Lithium Ion |  | Tesla | 0 | 13.5 | 0 | 5 | BM |  |  |  |  | 15433018 | Yes | AC-Coupled | PhotoVoltaic |  | 5
ESMASI-35930 |  |  |  |  | In Queue | Residential |  | 2023-12-14 | Lithium Ion |  | Tesla | 0 | 0 | 13.5 | 5 | BM | Customer Bill Savings (e.g., Demand Charge Management, TOU Arbitrage) | Peak Shaving/ Load Leveling |  |  | 15860944 | Yes | AC-Coupled | PhotoVoltaic |  | 5
ESMASI-35080 |  |  |  | Class 1 REC | In Queue | Residential |  | 2023-11-17 | Lithium Ion |  | Tesla | 0 | 0 | 13.5 | 7.6 | BM | Customer Bill Savings (e.g., Demand Charge Management, TOU Arbitrage) | Self Generation |  |  | 15439644 | Yes | AC-Coupled | PhotoVoltaic | 7.29 | 7.6
ESMASI-35118 |  |  |  | Connected Solutions | In Queue | Residential |  | 2023-11-18 | Lithium Ion |  | Tesla | 0 | 0 | 13.5 | 10 | BM | Customer Bill Savings (e.g., Demand Charge Management, TOU Arbitrage) |  |  |  | 15460106 | No | AC-Coupled | PhotoVoltaic | 0 | 10
ESMASI-35153 |  |  | MA - Energy Efficiency/ DR Program |  | In Queue | Residential |  | 2023-11-20 | Lithium Ion |  | Tesla | 9 | 9 | 10 | 10 | BM | Reliability and Resiliency | Reliability and Resiliency |  |  | 15501855 | Yes | AC-Coupled | PhotoVoltaic | 6.075 | 15
ESMASI-35161 |  |  |  | Utility DR program | In Queue | Residential |  | 2023-11-20 | Lithium Ion |  | Tesla | 0 | 0 | 13.5 | 5 | BM | Customer Bill Savings (e.g., Demand Charge Management, TOU Arbitrage) | Peak Shaving/ Load Leveling |  |  | 15501572 | Yes | AC-Coupled | PhotoVoltaic | 5.1 | 11
ESMASI-35172 |  |  | MA - SMART Program |  | In Queue | Residential |  | 2023-11-20 | Lithium Ion |  | Tesla | 13.5 | 5 | 13.5 | 5 | BM | Customer Bill Savings (e.g., Demand Charge Management, TOU Arbitrage) | Peak Shaving/ Load Leveling |  |  | 10504341 | Yes | AC-Coupled | PhotoVoltaic | 9.6 | 7.6
ESMASI-35870 |  |  |  | Connected Solutions | In Queue | Residential |  | 2023-12-12 | Lithium Ion |  | Tesla | 0 | 0 | 13.5 | 5 | BM | Customer Bill Savings (e.g., Demand Charge Management, TOU Arbitrage) |  |  |  | 15839197 | Yes | AC-Coupled | PhotoVoltaic | 10 | 15
ESMASI-35231 |  |  |  |  | In Queue | Residential |  | 2023-11-22 | Lithium Ion |  | Tesla | 0 | 0 | 13.5 | 5 | BM | Customer Bill Savings (e.g., Demand Charge Management, TOU Arbitrage) | Peak Shaving/ Load Leveling |  |  | 15501357 | Yes | AC-Coupled | PhotoVoltaic |  | 5
ESMASI-35707 |  |  | MA - SMART Program | Utility Connected Solutions DR Program | In Queue | Residential |  | 2023-12-06 | Lithium Ion |  | Tesla | 13.5 | 5 | 13.5 | 5 | BM | Customer Bill Savings (e.g., Demand Charge Management, TOU Arbitrage) | Peak Shaving/ Load Leveling |  |  | 15732092 | Yes | AC-Coupled | PhotoVoltaic | 9.315 | 12.6
ESMASI-35307 |  |  |  | Utility DR Program | In Queue | Residential |  | 2023-11-27 | Lithium Ion |  | Other | 19.8 | 10 | 19.8 | 10 | BM | Customer Bill Savings (e.g., Demand Charge Management, TOU Arbitrage) | Peak Shaving/ Load Leveling |  |  | 15612261 | Yes | DC-Coupled | PhotoVoltaic | 13.6 | 10
ESMASI-35310 |  |  |  |  | In Queue | Residential |  | 2023-11-27 | Lithium Ion |  | Other | 13 | 6 | 13 | 6 | BM |  |  |  |  | 10608847 | Yes | DC-Coupled | PhotoVoltaic | 9.13 | 8.448
ESMASI-35655 |  |  |  |  | In Queue | Residential |  | 2023-12-06 | Lithium Ion |  | Tesla | 13.5 | 5 | 13.5 | 5 | BM | Customer Bill Savings (e.g., Demand Charge Management, TOU Arbitrage) | Peak Shaving/ Load Leveling |  |  | 15731781 | Yes | DC-Coupled | PhotoVoltaic | 12.55 | 11.5
ESMASI-35434 |  |  |  |  | In Queue | Residential |  | 2023-11-29 | Lithium Ion |  | Tesla | 0 | 0 | 27 | 10 | BM | Customer Bill Savings (e.g., Demand Charge Management, TOU Arbitrage) | Peak Shaving/ Load Leveling |  |  | 15669736 | No | AC-Coupled | PhotoVoltaic |  | 10
ESMASI-36004 |  |  | MA - SMART Program | Utility Connected Solutions DR Program | In Queue | Residential |  | 2023-12-15 | Lithium Ion |  | Tesla | 13.5 | 5 | 13.5 | 5 | BM | Customer Bill Savings (e.g., Demand Charge Management, TOU Arbitrage) | Peak Shaving/ Load Leveling |  |  | 15909506 | Yes | DC-Coupled | PhotoVoltaic | 14.985 | 11.5
ESMASI-35824 |  |  |  |  | In Queue | Residential |  | 2023-12-11 | Lithium Ion |  | Tesla | 0 | 0 | 13.5 | 5 | BM | Customer Bill Savings (e.g., Demand Charge Management, TOU Arbitrage) | Peak Shaving/ Load Leveling |  |  | 15828540 | Yes | AC-Coupled | PhotoVoltaic |  | 5
ESMASI-35727 |  | MA - DOER/ MassCEC Funded Projects |  |  | In Queue | Residential |  | 2023-12-07 | Lithium Ion |  | Tesla | 14 | 0 | 13.5 | 5 | BM | Peak Shaving/ Load Leveling | Peak Shaving/ Load Leveling |  |  | 15732542 | Yes | AC-Coupled | PhotoVoltaic | 0 | 5
ESMASI-35700 |  |  |  | Utility Connected Solutions DR Program | In Queue | Residential |  | 2023-12-06 | Lithium Ion |  | Tesla | 0 | 0 | 13.5 | 5 | BM | Customer Bill Savings (e.g., Demand Charge Management, TOU Arbitrage) | Peak Shaving/ Load Leveling |  |  | 15731874 | Yes | AC-Coupled | PhotoVoltaic | 0 | 5
ESMASI-35565 |  |  |  |  | In Queue | Residential |  | 2023-12-04 | Lithium Ion |  | Other | 19.8 | 10 | 19.8 | 10 | BM | Customer Bill Savings (e.g., Demand Charge Management, TOU Arbitrage) | Peak Shaving/ Load Leveling |  |  | 15672660 | No | DC-Coupled | PhotoVoltaic | 6.8 | 10
ESMASI-35657 |  |  | MA - SMART Program |  | In Queue | Residential |  | 2023-12-06 | Lithium Ion |  | Tesla | 0 | 0 | 13.5 | 5 | BM |  |  |  |  | 15731687 | Yes | AC-Coupled | PhotoVoltaic |  | 5
ESMASI-35706 |  |  | MA - SMART Program | Utility Connected Solutions DR Program | In Queue | Residential |  | 2023-12-06 | Lithium Ion |  | Tesla | 13.5 | 5 | 13.5 | 5 | BM | Customer Bill Savings (e.g., Demand Charge Management, TOU Arbitrage) | Peak Shaving/ Load Leveling |  |  | 15732063 | Yes | DC-Coupled | PhotoVoltaic | 8.496 | 7.6
ESMASI-35694 |  |  |  | Net Metering | In Queue | Residential |  | 2023-12-06 | Lithium Ion |  | Tesla | 0 | 0 | 13.5 | 5 | BM |  |  |  | Backup | 15731737 | Yes | AC-Coupled | PhotoVoltaic | 11.34 | 12.6
ESMASI-35756 |  |  |  |  | In Queue | Residential |  | 2023-12-07 | Lithium Ion |  | Tesla | 0 | 0 | 5 | 5 | BM | Customer Bill Savings (e.g., Demand Charge Management, TOU Arbitrage) | Peak Shaving/ Load Leveling |  |  | 15732007 | Yes | AC-Coupled | PhotoVoltaic |  | 5
ESMASI-36128 |  |  | MA - SMART Program | Utility Connected Solutions DR Program | In Queue | Residential |  |  | Lithium Ion |  | Tesla | 13.5 | 5 | 13.5 | 5 | BM | Customer Bill Savings (e.g., Demand Charge Management, TOU Arbitrage) | Peak Shaving/ Load Leveling |  |  | 15918684 | Yes | AC-Coupled | PhotoVoltaic | 9.288 | 12.6
ESMASI-35954 |  |  |  | Utility Connected Solutions DR Program | In Queue | Residential |  | 2023-12-14 | Lithium Ion |  | Tesla | 0 | 0 | 27 | 10 | BM | Customer Bill Savings (e.g., Demand Charge Management, TOU Arbitrage) | Peak Shaving/ Load Leveling |  |  | 15901105 | Yes | AC-Coupled | PhotoVoltaic | 5.25 | 10
ESMASI-35844 |  |  |  | Utility DR program | In Queue | Residential |  | 2023-12-12 | Lithium Ion |  | Tesla | 0 | 0 | 13.5 | 5 | BM | Peak Shaving/ Load Leveling | Peak Shaving/ Load Leveling |  |  | 15830960 | Yes | AC-Coupled | PhotoVoltaic | 6.8 | 12.6
ESMASI-35933 |  |  | MA - SMART Program | Utility Connected Solutions DR Program | In Queue | Residential |  | 2023-12-14 | Lithium Ion |  | Tesla | 13.5 | 5 | 13.5 | 5 | BM | Customer Bill Savings (e.g., Demand Charge Management, TOU Arbitrage) | Peak Shaving/ Load Leveling |  |  | 15861218 | Yes | DC-Coupled | PhotoVoltaic | 9.72 | 11.5
ESMASI-35906 |  |  |  |  | In Queue | Residential |  | 2023-12-13 | Lithium Ion |  | Tesla | 13.5 | 5 | 13.5 | 5 | BM | Customer Bill Savings (e.g., Demand Charge Management, TOU Arbitrage) | Peak Shaving/ Load Leveling |  |  | 15861056 | Yes | AC-Coupled | PhotoVoltaic | 10.53 | 12.6
ESMASI-36821 |  |  | MA - SMART Program |  | In Queue | Residential |  | 2024-01-18 | Lithium Ion |  | Tesla | 27 | 10 | 13.5 | 5 | BM | Customer Bill Savings (e.g., Demand Charge Management, TOU Arbitrage) | Peak Shaving/ Load Leveling |  |  |  | Yes | AC-Coupled | PhotoVoltaic | 9.72 | 12.6
ESMASI-36827 |  |  |  |  | In Queue | Residential |  | 2024-01-18 | Lithium Ion |  | Tesla | 0 | 0 | 13.5 | 5 | BM | Customer Bill Savings (e.g., Demand Charge Management, TOU Arbitrage) | Peak Shaving/ Load Leveling |  |  | 16177599 | Yes | AC-Coupled | PhotoVoltaic |  | 5
ESMASI-35903 |  |  | MA - SMART Program |  | In Queue | Residential |  | 2023-12-13 | Lithium Ion |  | Tesla | 27 | 5 | 27 | 5 | BM | Customer Bill Savings (e.g., Demand Charge Management, TOU Arbitrage) | Peak Shaving/ Load Leveling |  |  | 15861243 | Yes | AC-Coupled | PhotoVoltaic | 4.86 | 12.6
ESMASI-36171 |  |  | MA - SMART Program | Utility Connected Solutions DR Program | In Queue | Residential |  | 2023-12-21 | Lithium Ion |  | Tesla | 13.5 | 5 | 13.5 | 5 | BM | Customer Bill Savings (e.g., Demand Charge Management, TOU Arbitrage) | Peak Shaving/ Load Leveling |  |  | 15952897 | Yes | DC-Coupled | PhotoVoltaic | 11.745 | 11.5
ESMASI-36746 |  |  | MA - SMART Program | Utility Connected Solutions DR Program | In Queue | Residential |  | 2024-01-16 | Lithium Ion |  | Tesla | 13.5 | 5 | 13.5 | 5 | BM | Customer Bill Savings (e.g., Demand Charge Management, TOU Arbitrage) | Peak Shaving/ Load Leveling |  |  | 16104238 | Yes | DC-Coupled | PhotoVoltaic | 7.695 | 7.6
ESMASI-36781 |  |  |  |  | In Queue | Residential |  | 2024-01-17 | Lithium Ion |  | Tesla | 0 | 0 | 13.5 | 5 | BM | Customer Bill Savings (e.g., Demand Charge Management, TOU Arbitrage) | Peak Shaving/ Load Leveling |  |  | 16106584 | Yes | AC-Coupled | PhotoVoltaic |  | 5
ESMASI-36296 |  |  | MA - SMART Program | Utility Connected Solutions DR Program | In Queue | Residential |  | 2023-12-27 | Lithium Ion |  | Tesla | 13.5 | 5 | 13.5 | 5 | BM | Customer Bill Savings (e.g., Demand Charge Management, TOU Arbitrage) | Peak Shaving/ Load Leveling |  |  | 15953382 | Yes | DC-Coupled | PhotoVoltaic | 5.67 | 7.6
ESMASI-36090 |  |  |  |  | In Queue | Residential |  | 2023-12-19 | Lithium Ion |  | Tesla | 0 | 0 | 13.5 | 5 | BM |  |  |  |  | 15836289 | Yes | AC-Coupled | PhotoVoltaic | 6.325 | 5
ESMASI-36509 |  |  | MA - SMART Program | Connected solutions | In Queue | Residential |  | 2024-01-08 | Lithium Ion |  | Tesla | 27 | 27 | 27 | 27 | BM |  |  |  |  | 16056055 | Yes | AC-Coupled | PhotoVoltaic | 20 | 15
ESMASI-36150 |  |  |  |  | In Queue | Residential |  | 2023-12-20 | Lithium Ion |  | Tesla | 0 | 0 | 40.5 | 15 | BM | Customer Bill Savings (e.g., Demand Charge Management, TOU Arbitrage) | Peak Shaving/ Load Leveling |  |  | 15919124 | No | AC-Coupled | PhotoVoltaic |  | 15
ESMASI-36601 |  |  | MA - SMART Program | Utility Connected Solutions DR Program | In Queue | Residential |  | 2024-01-10 | Lithium Ion |  | Tesla | 13.5 | 5 | 13.5 | 5 | BM | Customer Bill Savings (e.g., Demand Charge Management, TOU Arbitrage) | Peak Shaving/ Load Leveling |  |  | 16084145 | Yes | DC-Coupled | PhotoVoltaic | 6.48 | 11.5
ESMASI-36294 |  |  |  | Utility Connected Solutions DR Program | In Queue | Residential |  | 2023-12-27 | Lithium Ion |  | Tesla | 0 | 0 | 13.5 | 5 | BM | Customer Bill Savings (e.g., Demand Charge Management, TOU Arbitrage) | Peak Shaving/ Load Leveling |  |  | 15953364 | Yes | AC-Coupled | PhotoVoltaic | 3.78 | 5
ESMASI-36272 |  |  |  |  | In Queue | Residential |  | 2023-12-27 | Lithium Ion |  | Tesla | 13.5 | 5 | 13.5 | 5 | BM | Customer Bill Savings (e.g., Demand Charge Management, TOU Arbitrage) | Peak Shaving/ Load Leveling |  |  | 15952680 | Yes | DC-Coupled | PhotoVoltaic | 7.7 | 11.5
ESMASI-36466 |  |  | MA - SMART Program | Utility Connected Solutions DR Program | In Queue | Residential |  | 2024-01-05 | Lithium Ion |  | Tesla | 13.5 | 5 | 13.5 | 5 | BM | Customer Bill Savings (e.g., Demand Charge Management, TOU Arbitrage) | Peak Shaving/ Load Leveling |  |  | 16033862 | Yes | DC-Coupled | PhotoVoltaic | 13.77 | 11.5
ESMASI-36616 |  |  | MA - SMART Program |  | In Queue | Residential |  | 2024-01-11 | Lithium Ion |  | Tesla | 13.5 | 5 | 13.5 | 5 | BM | Customer Bill Savings (e.g., Demand Charge Management, TOU Arbitrage) | Peak Shaving/ Load Leveling |  |  | 16084204 | Yes | DC-Coupled | PhotoVoltaic | 12.96 | 11.5
ESMASI-36300 |  |  |  |  | In Queue | Residential |  | 2023-12-27 | Lithium Ion |  | Enphase | 5 | 3.84 | 5 | 3.84 | BM | Microgrid | Microgrid | Microgrid |  |  | Yes | DC-Coupled | PhotoVoltaic | 17.82 | 14.52
ESMASI-36946 |  |  |  |  | In Queue | Residential |  | 2024-01-24 | Lithium Ion |  | Tesla | 13.5 | 13.5 | 5 | 5 | BM | [5 empty] | Yes | AC-Coupled | PhotoVoltaic | 6.4 | 9.72
ESMASI-36769 |  |  |  |  | In Queue | Residential |  | 2024-01-17 | Other | Lithium Iron Phosphate (LFP) | Enphase | 5 | 5 | 10 | 7.68 | BM | Microgrid | Microgrid | Microgrid |  | 16106426 | Yes | AC-Coupled | PhotoVoltaic |  | 7.68
ESMASI-36527 |  |  |  |  | In Queue | Residential |  | 2024-01-09 | Lithium Ion |  | Enphase | 3.36 | 3.36 | 3.36 | 3.36 | BM | [5 empty] | Yes | AC-Coupled | PhotoVoltaic | 13.2 | 13.26
ESMASI-36497 |  |  | MA - SMART Program |  | In Queue | Residential |  | 2024-01-08 | Lithium Ion |  | Tesla | 0 | 0 | 13.5 | 5 | BM | Reliability and Resiliency | Reliability and Resiliency |  |  | 16046165 | Yes | AC-Coupled | PhotoVoltaic | 0 | 5
ESMASI-36503 |  |  |  |  | In Queue | Residential |  | 2024-01-08 | Lithium Ion |  | Tesla | 7.56 | 7.56 | 13.5 | 5 | BM | Reliability and Resiliency | Reliability and Resiliency |  |  | 16043481 | Yes | AC-Coupled | PhotoVoltaic | 7.56 | 12.6
ESMASI-36504 |  |  |  |  | In Queue | Residential |  | 2024-01-08 | Lithium Ion |  | Tesla | 0 | 0 | 13.5 | 5 | BM | Reliability and Resiliency | Reliability and Resiliency |  |  | 16046528 | Yes | AC-Coupled | PhotoVoltaic | 5.88 | 10
ESMASI-37051 |  |  | MA - SMART Program |  | In Queue | Residential |  | 2024-01-26 | Lithium Ion |  | Tesla | 13.5 | 5 | 13.5 | 5 | BM | Customer Bill Savings (e.g., Demand Charge Management, TOU Arbitrage) | Peak Shaving/ Load Leveling |  |  |  | Yes | DC-Coupled | PhotoVoltaic | 4.05 | 7.6
ESMASI-36534 |  |  |  | Class 1 Rec | In Queue | Residential |  | 2024-01-09 | Lithium Ion |  | Tesla | 0 | 0 | 13.5 | 7.6 | BM | Customer Bill Savings (e.g., Demand Charge Management, TOU Arbitrage) | Self Generation |  |  | 16087027 | Yes | AC-Coupled | PhotoVoltaic | 7.6 | 7.6
ESMASI-36567 |  |  |  |  | In Queue | Residential |  | 2024-01-10 | Lithium Ion |  | Tesla | 13.5 | 5 | 13.5 | 5 | BM | Customer Bill Savings (e.g., Demand Charge Management, TOU Arbitrage) | Reliability and Resiliency |  |  | 16101824 | Yes | AC-Coupled | PhotoVoltaic | 10.13 | 12.6
ESMASI-36571 |  |  |  |  | In Queue | Residential |  | 2024-01-10 | Lithium Ion |  | Tesla | 13.5 | 13.5 | 5 | 5 | BM |  |  |  |  | 16083461 | Yes | AC-Coupled | PhotoVoltaic | 5.12 | 5
ESMASI-36718 |  |  | MA - SMART Program | Utility Connected Solutions DR Program | In Queue | Residential |  | 2024-01-16 | Lithium Ion |  | Tesla | 13.5 | 5 | 13.5 | 5 | BM | Customer Bill Savings (e.g., Demand Charge Management, TOU Arbitrage) | Peak Shaving/ Load Leveling |  |  | 16100704 | Yes | DC-Coupled | PhotoVoltaic | 10.935 | 7.6
ESMASI-36763 |  |  | MA - SMART Program | Net Metering | In Queue | Residential |  | 2024-01-17 | Lithium Ion |  | Tesla | 0 | 0 | 13.5 | 5 | BM |  |  |  | Backup | 4859667 | Yes | AC-Coupled | PhotoVoltaic | 10.54 | 12.6
ESMASI-36853 |  |  | MA - SMART Program | Utility Connected Solutions DR Program | In Queue | Residential |  | 2024-01-19 | Lithium Ion |  | Tesla | 13.5 | 5 | 13.5 | 5 | BM | Customer Bill Savings (e.g., Demand Charge Management, TOU Arbitrage) | Peak Shaving/ Load Leveling |  |  | 16189426 | Yes | AC-Coupled | PhotoVoltaic | 12.15 | 12.6
ESMASI-36826 |  |  |  | Net Metering | In Queue | Residential |  | 2024-01-18 | Lithium Ion |  | Tesla | 0 | 0 | 13.5 | 5 | BM |  |  |  | Backup | 16183419 | Yes | AC-Coupled | PhotoVoltaic | 6.075 | 9.425
ESMASI-36728 |  |  | MA - SMART Program | Net Metering | In Queue | Residential |  | 2024-01-16 | Lithium Ion |  | Tesla | 0 | 0 | 13.5 | 5 | BM |  |  |  | Backup | 16099704 | Yes | AC-Coupled | PhotoVoltaic | 9.375 | 12.6
ESMASI-36749 |  |  | MA - SMART Program | Utility Connected Solutions DR Program | In Queue | Residential |  | 2024-01-16 | Lithium Ion |  | Tesla | 13.5 | 5 | 13.5 | 5 | BM | Customer Bill Savings (e.g., Demand Charge Management, TOU Arbitrage) | Peak Shaving/ Load Leveling |  |  | 16105722 | Yes | DC-Coupled | PhotoVoltaic | 10.125 | 7.6
ESMASI-37069 |  |  | MA - SMART Program | Connected Solutions DR Program | In Queue | Residential |  | 2024-01-29 | Lithium Ion |  | Tesla | 13.5 | 5 | 13.5 | 5 | BM | Customer Bill Savings (e.g., Demand Charge Management, TOU Arbitrage) | Peak Shaving/ Load Leveling |  |  |  | Yes | DC-Coupled | PhotoVoltaic | 5.256 | 7.4
ESMASI-36770 |  |  |  |  | In Queue | Residential |  | 2024-01-17 | Lithium Ion |  | Tesla | 0 | 0 | 13.5 | 0 | BM |  |  |  |  | 16174897 | Yes | AC-Coupled | PhotoVoltaic | 7.29 | 7.6
ESMASI-36969 |  |  |  |  | In Queue | Residential |  | 2024-01-24 | Lithium Ion |  | Tesla | 0 | 0 | 27 | 10 | BM | Customer Bill Savings (e.g., Demand Charge Management, TOU Arbitrage) | Peak Shaving/ Load Leveling |  |  |  | Yes | DC-Coupled | PhotoVoltaic | 10.4 | 15
ESMASI-36783 |  |  |  | Connected Solutions | In Queue | Residential |  | 2024-01-17 | Lithium Ion |  | Tesla | 0 | 0 | 13.5 | 5 | BM |  |  |  |  | 16106728 | Yes | AC-Coupled | PhotoVoltaic | 8.4 | 12.6
ESMASI-37262 |  | MA - DOER/ MassCEC Funded Projects |  |  | In Queue | Residential |  | 2024-02-05 | Lithium Ion |  | Tesla | 14 | 0 | 13.5 | 5 | BM | Peak Shaving/ Load Leveling | Peak Shaving/ Load Leveling |  |  |  | Yes | AC-Coupled | PhotoVoltaic | 0 | 5
ESMASI-37073 |  | MA - DOER/ MassCEC Funded Projects | MA - SMART Program | Utility DR Program | In Queue | Residential |  | 2024-01-29 | Lithium Ion |  | Tesla | 0 | 0 | 13.5 | 5 | BM | Self Generation | Self Generation |  | Utility DR Program |  | Yes | AC-Coupled | PhotoVoltaic |  | 5
ESMASI-37166 |  |  | MA - SMART Program | Utility Connected Solutions DR Program | In Queue | Residential |  | 2024-01-31 | Lithium Ion |  | Tesla | 13.5 | 5 | 13.5 | 5 | BM | Customer Bill Savings (e.g., Demand Charge Management, TOU Arbitrage) | Peak Shaving/ Load Leveling |  |  |  | Yes | DC-Coupled | PhotoVoltaic | 8.505 | 11.5
ESMASI-37133 |  |  |  |  | In Queue | Residential |  | 2024-01-31 | Lithium Ion |  | Other | 18.5 | 18.5 | 18.5 | 18.5 | BM | [5 empty] | Yes | DC-Coupled | PhotoVoltaic | 20.4 | 15
ESMASI-37074 |  |  |  | Utility DR program | In Queue | Residential |  | 2024-01-29 | Lithium Ion |  | Tesla | 0 | 0 | 13.5 | 5 | BM | Peak Shaving/ Load Leveling | Peak Shaving/ Load Leveling |  |  | 16279658 | Yes | AC-Coupled | PhotoVoltaic | 8.5 | 12.6
ESMASI-37230 |  |  |  |  | In Queue | Residential |  | 2024-02-02 | Lithium Ion |  | Tesla | 13.5 | 13.5 | 5 | 5 | BM | Reliability and Resiliency | Reliability and Resiliency |  | Connected solutions |  | Yes | AC-Coupled | PhotoVoltaic | 8 | 5
ESMASI-37161 |  |  |  |  | In Queue | Residential |  | 2024-01-31 | Lithium Ion |  | Enphase | 5 | 5 | 5 | 5 | BM | [5 empty] | Yes | AC-Coupled | PhotoVoltaic | 6.2 | 11.27
ESMASI-37163 |  |  | MA - SMART Program | Net Metering | In Queue | Residential |  | 2024-01-31 | Lithium Ion |  | LG Chem | 9.8 | 5 | 9.8 | 5 | BM |  |  |  | Backup |  | Yes | DC-Coupled | PhotoVoltaic | 6.48 | 6
ESMASI-37307 |  |  |  |  | In Queue | Residential |  | 2024-02-06 | Lithium Ion |  | Tesla | 14 | 14 | 5 | 5 | BM | [5 empty] | No | AC-Coupled | PhotoVoltaic | 10.125 | 12.6
ESMAEX-00032 |  | ISO Markets | MA - SMART Program |  | In Queue | Commercial |  | 2021-04-07 | Lithium Ion |  | LG Chem | 11220 | 3470 | 11220 | 3470 | SA | Wholesale Market |  |  |  | 5509487 | Yes | DC-Coupled | PhotoVoltaic | 11062.48 | 4999
ESMAEX-00036 |  | MA - SMART Program |  |  | In Queue | Commercial |  | 2021-04-08 | Lithium Ion |  | Samsung | 5480 | 2740 | 5480 | 2740 | SA | Wholesale Market |  |  |  | 5430981 | Yes | DC-Coupled | PhotoVoltaic | 7497 | 4990
ESMAEX-00081 |  | MA - SMART Program |  |  | In Queue | Commercial |  | 2021-04-28 | Lithium Ion |  | Other | 1020 | 510 | 1020 | 999 | SA | Renewable Shift |  |  |  | 5723673 | Yes | DC-Coupled | PhotoVoltaic | 0 | 999
ESMAEX-00220 |  | MA - SMART Program |  |  | In Queue | Commercial |  | 2021-10-20 | Lithium Ion |  | Samsung | 8000 | 2000 | 8000 | 2000 | SA | Renewable Shift |  |  |  | 7024635 | Yes | DC-Coupled | PhotoVoltaic | 3200 | 996
ESMAEX-00453 |  | MA - SMART Program |  |  | In Queue | Commercial |  | 2021-11-02 | Lithium Ion |  | Samsung | 2000 | 500 | 2000 | 500 | SA | Renewable Shift |  |  |  | 7017561 | Yes | DC-Coupled | PhotoVoltaic | 1000 | 498
ESMAEX-00475 |  | ISO Markets | MA - SMART Program |  | In Queue | Commercial |  | 2021-10-06 | Other | Lithium Iron Phosphate | Other | 6682.5 | 2227.5 | 6682.5 | 2227.5 | SA | Wholesale Market | Renewable Shift |  |  | 6846910 | Yes | DC-Coupled | PhotoVoltaic | 2000 | 2000
ESMAEX-00503 |  | ISO Markets |  |  | In Queue | Commercial |  | 2022-02-23 | Lithium Ion |  | Samsung | 19960 | 4990 | 19960 | 4990 | SA | Peak Shaving/ Load Leveling | Wholesale Market | Renewable Shift |  | 7888442 | No | DC-Coupled | PhotoVoltaic | 0 | 4990
ESMAEX-00619 |  | MA - SMART Program |  |  | In Queue | Commercial |  | 2021-11-24 | Lithium Ion |  | LG Chem | 12000 | 2000 | 12000 | 2000 | SA | Renewable Shift |  |  |  | 7385085 | Yes | DC-Coupled | PhotoVoltaic | 3699.84 | 999
ESMAEX-00657 |  | MA - SMART Program |  |  | In Queue | Commercial |  | 2021-12-13 | Other | Lithium Iron Phosphate | Other | 8206 | 2051.5 | 8206 | 2000 | SA | Peak Shaving/ Load Leveling | Self Generation | Wholesale Market |  | 7372844 | Yes | DC-Coupled | PhotoVoltaic | 2073.6 | 2200
ESMAEX-00706 |  | MA - SMART Program |  |  | In Queue | Commercial |  | 2022-01-04 | Lithium Ion |  | LG Chem | 400 | 200 | 400 | 200 | BM | Wholesale Market | Renewable Shift |  |  | 7669141 | Yes | DC-Coupled | PhotoVoltaic | 0 | 249
ESMAEX-00707 |  | ISO Markets | MA - SMART Program |  | In Queue | Commercial |  | 2022-01-04 | Lithium Ion |  | LG Chem | 400 | 200 | 400 | 200 | SA | Wholesale Market | Renewable Shift |  | DC Clipping Recapture | 7656468 | Yes | DC-Coupled | PhotoVoltaic | 0 | 249
ESMAEX-00761 |  | MA - SMART Program |  |  | In Queue | Commercial |  | 2022-01-27 | Lithium Ion |  | Other | 548 | 274 | 548 | 274 | BM | Customer Bill Savings (e.g., Demand Charge Management, TOU Arbitrage) |  |  |  | 7841553 | Yes | DC-Coupled | PhotoVoltaic | 407.7 | 250
ESMAEX-00810 |  | ISO Markets | MA - SMART Program |  | In Queue | Commercial |  | 2022-02-04 | Lithium Ion |  | Other | 7425 | 2490 | 7425 | 2490 | BM | Wholesale Market | Renewable Shift |  |  | 7791028 | Yes | DC-Coupled | PhotoVoltaic | 6868.8 | 2600
ESMAEX-00832 |  | ISO Markets | MA - SMART Program |  | In Queue | Commercial |  | 2022-02-14 | Lithium Ion |  | Other | 2752 | 1376 | 2752 | 1376 | SA | Wholesale Market | Renewable Shift |  |  | 7931871 | Yes | DC-Coupled | PhotoVoltaic | 3744 | 2500
ESMAEX-00900 |  | MA - SMART Program |  |  | In Queue | Commercial |  | 2022-04-06 | Lithium Ion |  | Other | 6000 | 1000 | 6000 | 1000 | SA | Renewable Shift |  |  |  | 8870551 | Yes | DC-Coupled | PhotoVoltaic | 3028.85 | 999
ESMAEX-00927 |  | MA - SMART Program |  | Connected Solutions Demand Response | In Queue | Commercial |  | 2022-03-16 | Lithium Ion |  | Tesla | 13.5 | 0 | 13.5 | 0 | BM | Customer Bill Savings (e.g., Demand Charge Management, TOU Arbitrage) | Renewable Shift | Reliability and Resiliency | Peak Shaving/ Load Leveling | 8717861 | Yes | AC-Coupled | PhotoVoltaic | 14.4 | 15.2
ESMAEX-01000 |  | MA - SMART Program |  | ConnectedSolutions | In Queue | Commercial |  | 2022-04-01 | Lithium Ion |  | Tesla | 27 | 10 | 27 | 10 | BM | Customer Bill Savings (e.g., Demand Charge Management, TOU Arbitrage) | Renewable Shift | Reliability and Resiliency | Peak Shaving/ Load Leveling | 8835642 | Yes | AC-Coupled | PhotoVoltaic | 13.2 | 15.2
ESMAEX-01148 |  | MA - SMART Program |  |  | In Queue | Commercial |  | 2022-06-14 | Lithium Ion |  | Other | 680.96 | 336 | 680.96 | 336 | SA | Wholesale Market |  |  |  | 9438416 | Yes | DC-Coupled | PhotoVoltaic | 1040.06 | 780
ESMAEX-01286 |  | MA - SMART Program |  | Connected Solutions Demand Response | In Queue | Commercial |  | 2022-06-13 | Lithium Ion |  | Tesla | 27 | 10 | 27 | 10 | BM | Customer Bill Savings (e.g., Demand Charge Management, TOU Arbitrage) | Renewable Shift | Reliability and Resiliency | Peak Shaving/ Load Leveling | 9542356 | Yes | AC-Coupled | PhotoVoltaic | 16.4 | 15.2
ESMAEX-01421 |  | MA - SMART Program |  |  | In Queue | Commercial |  | 2022-08-15 | Lithium Ion |  | Other | 8000 | 2000 | 8000 | 2000 | SA | Renewable Shift |  |  |  | 10134769 | Yes | DC-Coupled | PhotoVoltaic | 4948 | 4160
ESMAEX-01439 |  | MA - SMART Program |  |  | In Queue | Commercial |  | 2022-09-07 | Lithium Ion |  | Other | 12000 | 3000 | 12000 | 3000 | SA | Renewable Shift |  |  |  | 10398207 | Yes | DC-Coupled | PhotoVoltaic | 3570 | 3000
ESMAEX-01468 |  | MA - SMART Program |  |  | In Queue | Commercial |  | 2022-08-31 | Lithium Ion |  | Other | 4000 | 2000 | 4000 | 2000 | SA | Customer Bill Savings (e.g., Demand Charge Management, TOU Arbitrage) | Wholesale Market | Renewable Shift |  | 10306777 | Yes | DC-Coupled | PhotoVoltaic | 6156.15 | 4400
ESMAEX-01622 |  | MA - SMART Program |  |  | In Queue | Commercial |  | 2023-05-10 | Lithium Ion |  | Other | 2000 | 1000 | 2000 | 1000 | SA | Reliability and Resiliency | Renewable Shift |  |  | 13027100 | Yes | DC-Coupled | PhotoVoltaic | 3780 | 3000
ESMAEX-01635 |  | ISO Markets | MA - SMART Program |  | In Queue | Commercial |  | 2022-11-29 | Lithium Ion |  | Other | 8000 | 2000 | 8000 | 2000 | SA | Wholesale Market | Renewable Shift |  |  | 11309674 | Yes | DC-Coupled | PhotoVoltaic | 2674 | 2000
ESMAEX-01637 |  | MA - SMART Program |  | Connected Solutions Demand Response | In Queue | Commercial |  | 2022-09-27 | Lithium Ion |  | Tesla | 27 | 10 | 27 | 10 | BM | Customer Bill Savings (e.g., Demand Charge Management, TOU Arbitrage) | Renewable Shift | Reliability and Resiliency | Peak Shaving/ Load Leveling | 10702716 | Yes | AC-Coupled | PhotoVoltaic | 16.2 | 15.2
ESMAEX-01647 |  |  |  | Connected Solutions Demand Response | In Queue | Commercial |  | 2022-09-30 | Lithium Ion |  | Tesla | 27 | 10 | 27 | 10 | BM | Customer Bill Savings (e.g., Demand Charge Management, TOU Arbitrage) | Renewable Shift | Reliability and Resiliency | Peak Shaving/ Load Leveling | 10632728 | Yes | AC-Coupled | PhotoVoltaic | 19 | 22.8
ESMAEX-01691 |  | ISO Markets | MA - SMART Program |  | In Queue | Commercial |  | 2022-11-17 | Lithium Ion |  | Samsung | 2500 | 1250 | 2500 | 1250 | SA | Peak Shaving/ Load Leveling | Wholesale Market |  |  | 11466308 | Yes | DC-Coupled | PhotoVoltaic | 5000 | 3000
ESMAEX-01732 |  | MA - SMART Program |  | Connected Solutions Demand Response | In Queue | Commercial |  | 2022-10-27 | Lithium Ion |  | Tesla | 27 | 10 | 27 | 10 | BM | Customer Bill Savings (e.g., Demand Charge Management, TOU Arbitrage) | Renewable Shift | Reliability and Resiliency | Peak Shaving/ Load Leveling | 11136111 | Yes | AC-Coupled | PhotoVoltaic | 17.064 | 15.2
ESMAEX-01755 |  | ISO Markets | MA - SMART Program |  | In Queue | Commercial |  | 2023-09-21 | Lithium Ion |  | Other | 3300 | 1650 | 3300 | 1650 | SA | Reliability and Resiliency | Wholesale Market | Renewable Shift |  | 14670239 | Yes | DC-Coupled | PhotoVoltaic | 6600 | 4700
ESMAEX-01758 |  | ISO Markets | MA - SMART Program |  | In Queue | Commercial |  | 2023-02-10 | Lithium Ion |  | Other | 7500 | 1500 | 7500 | 1500 | SA | Wholesale Market | Renewable Shift |  |  | 12134654 | Yes | DC-Coupled | PhotoVoltaic | 3004 | 999
ESMAEX-01764 |  |  |  |  | In Queue | Commercial |  | 2022-11-03 | Lithium Ion |  | Tesla | 0 | 10 | 0 | 10 | BM |  |  |  |  | 11188985 | Yes | AC-Coupled | PhotoVoltaic | 0 | 10
ESMAEX-01828 |  | MA - SMART Program |  |  | In Queue | Commercial |  | 2023-01-25 | Lithium Ion |  | Other | 16656 | 4164 | 16656 | 4164 | SA | Reliability and Resiliency | Renewable Shift |  |  | 11852935 | Yes | DC-Coupled | PhotoVoltaic | 5400 | 4200
ESMAEX-01842 |  | MA - SMART Program |  | Connected Solutions Demand Response | In Queue | Commercial |  | 2022-11-22 | Lithium Ion |  | Tesla | 27 | 10 | 27 | 10 | BM | Customer Bill Savings (e.g., Demand Charge Management, TOU Arbitrage) | Renewable Shift | Reliability and Resiliency | Peak Shaving/ Load Leveling | 11407711 | Yes | AC-Coupled | PhotoVoltaic | 19.2 | 15.2
ESMAEX-01852 |  | MA - SMART Program |  |  | In Queue | Commercial |  | 2022-11-28 | Lithium Ion |  | Other | 10800 | 2700 | 10800 | 2700 | SA | Reliability and Resiliency | Renewable Shift |  |  | 11332906 | Yes | DC-Coupled | PhotoVoltaic | 3075 | 2700
ESMAEX-01864 |  | MA - SMART Program |  | Connected Solutions Demand Response | In Queue | Commercial |  | 2022-11-29 | Lithium Ion |  | Tesla | 27 | 10 | 27 | 10 | BM | Customer Bill Savings (e.g., Demand Charge Management, TOU Arbitrage) | Renewable Shift | Reliability and Resiliency | Peak Shaving/ Load Leveling | 11378620 | Yes | AC-Coupled | PhotoVoltaic | 14.8 | 15.2
ESMAEX-01878 |  | MA - SMART Program |  | Connected Solutions Demand Response | In Queue | Commercial |  | 2022-12-01 | Lithium Ion |  | Tesla | 27 | 10 | 27 | 10 | BM | Customer Bill Savings (e.g., Demand Charge Management, TOU Arbitrage) | Renewable Shift | Reliability and Resiliency | Peak Shaving/ Load Leveling | 11506731 | Yes | AC-Coupled | PhotoVoltaic | 17.2 | 15.2
ESMAEX-01883 |  | MA - SMART Program |  | Connected Solutions Demand Response | In Queue | Commercial |  | 2022-12-02 | Lithium Ion |  | Tesla | 27 | 10 | 27 | 10 | BM | Customer Bill Savings (e.g., Demand Charge Management, TOU Arbitrage) | Renewable Shift | Reliability and Resiliency | Peak Shaving/ Load Leveling | 11506591 | Yes | AC-Coupled | PhotoVoltaic | 17.352 | 15.2
ESMAEX-01941 |  | ISO Markets | MA - SMART Program |  | In Queue | Commercial |  | 2023-03-14 | Lithium Ion |  | LG Chem | 1200 | 249 | 1200 | 249 | SA | Wholesale Market | Renewable Shift |  | DC Clipping Recapture | 12519550 | Yes | DC-Coupled | PhotoVoltaic | 0 | 249
ESMAEX-01992 |  | MA - SMART Program |  | Connected Solutions Demand Response | In Queue | Commercial |  | 2023-01-10 | Lithium Ion |  | Tesla | 27 | 10 | 27 | 10 | BM | Customer Bill Savings (e.g., Demand Charge Management, TOU Arbitrage) | Renewable Shift | Reliability and Resiliency | Peak Shaving/ Load Leveling | 11858854 | Yes | AC-Coupled | PhotoVoltaic | 15.62 | 15.2
ESMAEX-02034 |  | MA - SMART Program |  | Connected Solutions Demand Response | In Queue | Commercial |  | 2023-01-17 | Lithium Ion |  | Tesla | 27 | 10 | 27 | 10 | BM | Customer Bill Savings (e.g., Demand Charge Management, TOU Arbitrage) | Renewable Shift | Reliability and Resiliency | Peak Shaving/ Load Leveling | 11951393 | Yes | AC-Coupled | PhotoVoltaic | 14.976 | 15.2
ESMAEX-02047 |  |  |  |  | In Queue | Commercial |  | 2023-01-20 | Lithium Ion |  | Tesla | 27 | 10 | 27 | 10 | BM |  |  |  |  | 11950682 | Yes | AC-Coupled | PhotoVoltaic | 11.2 | 15.2
ESMAEX-02060 |  | MA - SMART Program |  | Connected Solutions Demand Response | In Queue | Commercial |  | 2023-01-23 | Lithium Ion |  | Tesla | 13.5 | 5 | 13.5 | 5 | BM | Customer Bill Savings (e.g., Demand Charge Management, TOU Arbitrage) | Renewable Shift | Reliability and Resiliency | Peak Shaving/ Load Leveling | 12002908 | Yes | AC-Coupled | PhotoVoltaic | 14.4 | 15.2
ESMAEX-02092 |  | MA - SMART Program |  | Connected Solutions Demand Response | In Queue | Commercial |  | 2023-01-31 | Lithium Ion |  | Tesla | 13.5 | 5 | 13.5 | 5 | BM | Customer Bill Savings (e.g., Demand Charge Management, TOU Arbitrage) | Renewable Shift | Reliability and Resiliency | Peak Shaving/ Load Leveling | 11944519 | Yes | AC-Coupled | PhotoVoltaic | 14.4 | 15.2
ESMAEX-02098 |  | MA - SMART Program |  |  | In Queue | Commercial |  | 2023-02-01 | Lithium Ion |  | Tesla | 27 | 10 | 27 | 10 | BM | Customer Bill Savings (e.g., Demand Charge Management, TOU Arbitrage) | Renewable Shift | Reliability and Resiliency | Peak Shaving/ Load Leveling | 12002063 | Yes | AC-Coupled | PhotoVoltaic | 11.6 | 15.2
ESMAEX-02113 |  | MA - SMART Program |  | Connected Solutions Demand Response | In Queue | Commercial |  | 2023-02-03 | Lithium Ion |  | Tesla | 27 | 10 | 27 | 10 | BM | Customer Bill Savings (e.g., Demand Charge Management, TOU Arbitrage) | Reliability and Resiliency |  |  | 12015311 | Yes | AC-Coupled | PhotoVoltaic | 13.896 | 15.2
ESMAEX-02118 |  | MA - SMART Program |  | Connected Solutions Demand Response | In Queue | Commercial |  | 2023-02-06 | Lithium Ion |  | Tesla | 27 | 10 | 27 | 10 | BM | Customer Bill Savings (e.g., Demand Charge Management, TOU Arbitrage) | Wholesale Market | Renewable Shift |  | 12107242 | Yes | AC-Coupled | PhotoVoltaic | 12.024 | 15.2
ESMAEX-02123 |  | MA - SMART Program |  | Net Metering | In Queue | Commercial |  | 2023-02-06 | Lithium Ion |  | LG Chem | 9.6 | 5 | 9.6 | 5 | BM |  |  |  | Backup Power | 12047953 | Yes | DC-Coupled | PhotoVoltaic | 6.24 | 7.6
ESMAEX-02137 |  | MA - SMART Program |  | Connected Solutions Demand Response | In Queue | Commercial |  | 2023-02-07 | Lithium Ion |  | Tesla | 27 | 10 | 27 | 10 | BM | Customer Bill Savings (e.g., Demand Charge Management, TOU Arbitrage) | Renewable Shift | Reliability and Resiliency | Peak Shaving/ Load Leveling | 12195179 | Yes | AC-Coupled | PhotoVoltaic | 12.4 | 15.2
ESMAEX-02154 |  | MA - SMART Program |  | Connected Solutions Demand Response | In Queue | Commercial |  | 2023-02-13 | Lithium Ion |  | Tesla | 27 | 10 | 27 | 10 | BM | Customer Bill Savings (e.g., Demand Charge Management, TOU Arbitrage) | Renewable Shift | Reliability and Resiliency | Peak Shaving/ Load Leveling | 12151901 | Yes | AC-Coupled | PhotoVoltaic | 14 | 15.2
ESMAEX-02171 |  | ISO Markets | MA - SMART Program |  | In Queue | Commercial |  | 2023-03-27 | Lithium Ion |  | Other | 3500 | 1750 | 3500 | 1750 | SA | Wholesale Market | Renewable Shift |  |  | 12475560 | Yes | DC-Coupled | PhotoVoltaic | 7057 | 5000
ESMAEX-02176 |  | MA - SMART Program |  | Connected Solutions Demand Response | In Queue | Commercial |  | 2023-02-17 | Lithium Ion |  | Tesla | 27 | 10 | 27 | 10 | BM | Customer Bill Savings (e.g., Demand Charge Management, TOU Arbitrage) | Renewable Shift | Reliability and Resiliency | Peak Shaving/ Load Leveling | 12226235 | Yes | AC-Coupled | PhotoVoltaic | 12.8 | 15.2
ESMAEX-02190 |  | MA - SMART Program |  | Net Metering | In Queue | Commercial |  | 2023-02-22 | Lithium Ion |  | LG Chem | 5 | 9.8 | 5 | 9.8 | BM |  |  |  | Backup Power | 12125835 | Yes | DC-Coupled | PhotoVoltaic | 14.43 | 10
ESMAEX-02224 |  | ISO Markets | MA - SMART Program |  | In Queue | Commercial |  | 2023-08-08 | Lithium Ion |  | Other | 2040 | 1020 | 2040 | 1020 | SA | Renewable Shift |  |  |  | 14361989 | Yes | DC-Coupled | PhotoVoltaic | 0 | 999
ESMAEX-02225 |  | ISO Markets | MA - SMART Program |  | In Queue | Commercial |  | 2023-08-08 | Lithium Ion |  | Other | 6046 | 1500 | 6046 | 1500 | SA | Renewable Shift |  |  |  | 14437123 | Yes | DC-Coupled | PhotoVoltaic | 0 | 999
ESMAEX-02268 |  | MA - SMART Program |  | Connected Solutions Demand Response | In Queue | Commercial |  | 2023-03-14 | Lithium Ion |  | Tesla | 27 | 10 | 27 | 10 | BM | Customer Bill Savings (e.g., Demand Charge Management, TOU Arbitrage) | Renewable Shift | Reliability and Resiliency | Peak Shaving/ Load Leveling | 12519759 | Yes | AC-Coupled | PhotoVoltaic | 16.4 | 15.2
ESMAEX-02314 |  | ISO Markets | MA - SMART Program |  | In Queue | Commercial |  | 2023-07-27 | Lithium Ion |  | Other | 8172 | 4080 | 8172 | 4080 | SA | Wholesale Market | Renewable Shift |  |  | 14034106 | Yes | DC-Coupled | PhotoVoltaic | 0 | 2000
ESMAEX-02365 |  | MA - SMART Program |  | Connected Solutions Demand Response | In Queue | Commercial |  | 2023-04-10 | Lithium Ion |  | Tesla | 27 | 10 | 27 | 10 | BM | Customer Bill Savings (e.g., Demand Charge Management, TOU Arbitrage) | Renewable Shift | Reliability and Resiliency | Peak Shaving/ Load Leveling | 12743234 | Yes | AC-Coupled | PhotoVoltaic | 15.2 | 15.2
ESMAEX-02376 |  | MA - SMART Program |  | Connected Solutions Demand Response | In Queue | Commercial |  | 2023-04-13 | Lithium Ion |  | Tesla | 13.5 | 5 | 13.5 | 5 | BM | Customer Bill Savings (e.g., Demand Charge Management, TOU Arbitrage) | Renewable Shift | Reliability and Resiliency | Peak Shaving/ Load Leveling | 12895957 | Yes | AC-Coupled | PhotoVoltaic | 12 | 15.2
ESMAEX-02385 |  |  |  |  | In Queue | Commercial |  | 2023-04-17 | Lithium Ion |  | Tesla | 27 | 10 | 27 | 10 | BM |  |  |  |  | 12810791 | Yes | AC-Coupled | PhotoVoltaic | 19.6 | 15.2
ESMAEX-02414 |  | MA - SMART Program |  |  | In Queue | Commercial |  | 2023-09-22 | Lithium Ion |  | Other | 1064.8 | 1417.2488 | 1064.8 | 1417.2488 | BM | Customer Bill Savings (e.g., Demand Charge Management, TOU Arbitrage) | Renewable Shift | Reliability and Resiliency |  |  | Yes | DC-Coupled | PhotoVoltaic | 956.4 | 499
ESMAEX-02438 |  | MA - SMART Program |  |  | In Queue | Commercial |  | 2023-05-26 | Lithium Ion |  | Other | 2000 | 1000 | 2000 | 1000 | SA | Reliability and Resiliency | Renewable Shift |  |  | 13237745 | Yes | DC-Coupled | PhotoVoltaic | 3146 | 2000
ESMAEX-02441 |  | ISO Markets | MA - SMART Program |  | In Queue | Commercial |  | 2023-08-08 | Lithium Ion |  | Other | 2040 | 1020 | 2040 | 1020 | SA | Renewable Shift |  |  |  | 14437186 | Yes | DC-Coupled | PhotoVoltaic | 0 | 2000
ESMAEX-02457 |  |  |  |  | In Queue | Commercial |  | 2023-05-06 | Lithium Ion |  | Tesla | 0 | 10 | 0 | 10 | BM | Customer Bill Savings (e.g., Demand Charge Management, TOU Arbitrage) | Renewable Shift | Reliability and Resiliency | Peak Shaving/ Load Leveling |  | Yes | AC-Coupled | PhotoVoltaic | 21.6 | 15.2
ESMAEX-02476 |  | MA - SMART Program |  | Connected Solutions Demand Response | In Queue | Commercial |  | 2023-05-15 | Lithium Ion |  | Tesla | 27 | 10 | 27 | 10 | BM | Customer Bill Savings (e.g., Demand Charge Management, TOU Arbitrage) | Renewable Shift | Reliability and Resiliency | Peak Shaving/ Load Leveling | 13227018 | Yes | AC-Coupled | PhotoVoltaic | 17.2 | 15.2
ESMAEX-02512 |  | MA - SMART Program |  |  | In Queue | Commercial |  | 2023-07-05 | Lithium Ion |  | Other | 2000 | 1000 | 2000 | 1000 | SA | Reliability and Resiliency | Renewable Shift |  |  | 13731248 | Yes | DC-Coupled | PhotoVoltaic | 4000 | 3000
ESMAEX-02530 |  |  |  |  | In Queue | Commercial |  | 2023-05-26 | Lithium Ion |  | Tesla | 27 | 10 | 27 | 10 | BM | Customer Bill Savings (e.g., Demand Charge Management, TOU Arbitrage) | Renewable Shift | Reliability and Resiliency | Peak Shaving/ Load Leveling | 13416791 | Yes | AC-Coupled | PhotoVoltaic | 23.2 | 22.8
ESMAEX-02531 |  | MA - SMART Program |  | Connected Solutions Demand Response | In Queue | Commercial |  | 2023-05-26 | Lithium Ion |  | Tesla | 27 | 10 | 27 | 10 | BM | Customer Bill Savings (e.g., Demand Charge Management, TOU Arbitrage) | Renewable Shift | Reliability and Resiliency | Peak Shaving/ Load Leveling | 13335241 | Yes | AC-Coupled | PhotoVoltaic | 17.496 | 15.2
ESMAEX-02533 |  |  |  |  | In Queue | Commercial |  | 2023-05-26 | Lithium Ion |  | Tesla | 13.5 | 5 | 13.5 | 5 | BM | Customer Bill Savings (e.g., Demand Charge Management, TOU Arbitrage) | Renewable Shift | Reliability and Resiliency | Peak Shaving/ Load Leveling | 13411398 | Yes | AC-Coupled | PhotoVoltaic | 18.8 | 15.2
ESMAEX-02541 |  |  |  |  | In Queue | Commercial |  | 2023-05-31 | Lithium Ion |  | Tesla | 13.5 | 5 | 13.5 | 5 | BM |  |  |  |  | 13351708 | Yes | AC-Coupled | PhotoVoltaic | 12.4 | 15.2
ESMAEX-02582 |  | MA - SMART Program |  | Connected Solutions Demand Response | In Queue | Commercial |  | 2023-06-14 | Lithium Ion |  | Tesla | 27 | 10 | 27 | 10 | BM | Customer Bill Savings (e.g., Demand Charge Management, TOU Arbitrage) | Renewable Shift | Reliability and Resiliency | Peak Shaving/ Load Leveling | 13702562 | Yes | AC-Coupled | PhotoVoltaic | 14.184 | 15.2
ESMAEX-02667 |  | MA - SMART Program |  |  | In Queue | Commercial |  | 2023-07-13 | Lithium Ion |  | Tesla | 27 | 10 | 27 | 10 | BM | Customer Bill Savings (e.g., Demand Charge Management, TOU Arbitrage) | Renewable Shift | Reliability and Resiliency | Peak Shaving/ Load Leveling | 13946697 | Yes | AC-Coupled | PhotoVoltaic | 12 | 15.2
ESMAEX-02673 |  |  |  |  | In Queue | Commercial |  | 2023-07-13 | Lithium Ion |  | Tesla | 27 | 10 | 27 | 10 | BM |  |  |  |  | 14030114 | Yes | AC-Coupled | PhotoVoltaic | 11.808 | 15.2
ESMAEX-02690 |  |  |  |  | In Queue | Commercial |  | 2023-07-19 | Lithium Ion |  | Tesla | 27 | 10 | 27 | 10 | BM |  |  |  |  | 14074329 | Yes | AC-Coupled | PhotoVoltaic | 10.125 | 15.2
ESMAEX-02747 |  | MA - SMART Program |  | Connected Solutions Demand Response | In Queue | Commercial |  | 2023-08-02 | Lithium Ion |  | Tesla | 13.5 | 5 | 13.5 | 5 | BM | Customer Bill Savings (e.g., Demand Charge Management, TOU Arbitrage) | Renewable Shift | Reliability and Resiliency | Peak Shaving/ Load Leveling | 14170546 | Yes | AC-Coupled | PhotoVoltaic | 20.8 | 15.2
ESMAEX-02761 |  | MA - SMART Program |  | Connected Solutions Demand Response | In Queue | Commercial |  | 2023-08-07 | Lithium Ion |  | Tesla | 13.5 | 5 | 13.5 | 5 | BM | Customer Bill Savings (e.g., Demand Charge Management, TOU Arbitrage) | Renewable Shift | Reliability and Resiliency | Peak Shaving/ Load Leveling | 14377023 | Yes | DC-Coupled | PhotoVoltaic | 17.2 | 15.2
ESMAEX-02800 |  | MA - SMART Program |  | Connected Solutions Demand Response | In Queue | Commercial |  | 2023-08-11 | Lithium Ion |  | Tesla | 13.5 | 5 | 13.5 | 5 | BM | Customer Bill Savings (e.g., Demand Charge Management, TOU Arbitrage) | Renewable Shift | Reliability and Resiliency | Peak Shaving/ Load Leveling | 14359272 | Yes | DC-Coupled | PhotoVoltaic | 11.2 | 15.2
ESMAEX-02810 |  |  |  |  | In Queue | Commercial |  | 2023-08-14 | Lithium Ion |  | Tesla | 27 | 10 | 27 | 10 | BM |  |  |  |  | 14418604 | Yes | DC-Coupled | PhotoVoltaic | 11.745 | 15.2
ESMAEX-02846 |  | MA - SMART Program |  |  | In Queue | Commercial |  | 2023-09-28 | Lithium Ion |  | Other | 3500 | 1750 | 3500 | 1750 | SA | Customer Bill Savings (e.g., Demand Charge Management, TOU Arbitrage) | Renewable Shift |  |  | 14822912 | Yes | DC-Coupled | PhotoVoltaic | 7000 | 5000
ESMAEX-02849 |  | MA - SMART Program |  |  | In Queue | Commercial |  | 2023-09-28 | Lithium Ion |  | Other | 3500 | 1750 | 3500 | 1750 | SA | Customer Bill Savings (e.g., Demand Charge Management, TOU Arbitrage) | Renewable Shift |  |  | 14766671 | Yes | DC-Coupled | PhotoVoltaic | 7000 | 5000
ESMAEX-02879 |  |  |  |  | In Queue | Commercial |  | 2023-08-31 | Lithium Ion |  | Tesla | 13.5 | 5 | 13.5 | 5 | BM |  |  |  |  | 14583940 | Yes | DC-Coupled | PhotoVoltaic | 13.6 | 15.2
ESMAEX-02938 |  | MA - SMART Program |  |  | In Queue | Commercial |  | 2023-09-20 | Lithium Ion |  | Other | 20000 | 5000 | 20000 | 5000 | SA | Reliability and Resiliency |  |  |  | 14666259 | Yes | DC-Coupled | PhotoVoltaic | 9500 | 5000
ESMAEX-02959 |  |  |  |  | In Queue | Commercial |  | 2023-09-26 | Lithium Ion |  | Tesla | 13.5 | 5 | 13.5 | 5 | BM | Customer Bill Savings (e.g., Demand Charge Management, TOU Arbitrage) | Renewable Shift | Reliability and Resiliency | Peak Shaving/ Load Leveling | 14801464 | Yes | DC-Coupled | PhotoVoltaic | 14.175 | 15.2
ESMAEX-02963 |  | MA - SMART Program |  | Connected Solutions Demand Response | In Queue | Commercial |  | 2023-09-27 | Lithium Ion |  | Tesla | 27 | 10 | 27 | 10 | BM | Customer Bill Savings (e.g., Demand Charge Management, TOU Arbitrage) | Renewable Shift | Reliability and Resiliency | Peak Shaving/ Load Leveling | 14801819 | Yes | DC-Coupled | PhotoVoltaic | 14.832 | 15.2
ESMAEX-02968 |  | MA - SMART Program |  | Connected Solutions Demand Response | In Queue | Commercial |  | 2023-09-27 | Lithium Ion |  | Tesla | 24 | 10 | 24 | 10 | BM | Customer Bill Savings (e.g., Demand Charge Management, TOU Arbitrage) | Renewable Shift | Reliability and Resiliency | Peak Shaving/ Load Leveling | 14938090 | Yes | DC-Coupled | PhotoVoltaic | 11.34 | 15.2
ESMAEX-02994 |  | ISO Markets | MA - SMART Program |  | In Queue | Commercial |  | 2023-09-29 | Lithium Ion |  | Other | 340.48 | 170 | 340.48 | 170 | SA | Wholesale Market | Renewable Shift |  |  | 14941929 | Yes | DC-Coupled | PhotoVoltaic | 0 | 999
ESMAEX-03027 |  |  |  |  | In Queue | Commercial |  | 2023-10-05 | Lithium Ion |  | Tesla | 13.5 | 5 | 13.5 | 5 | BM | Customer Bill Savings (e.g., Demand Charge Management, TOU Arbitrage) | Renewable Shift | Reliability and Resiliency | Peak Shaving/ Load Leveling | 15050136 | Yes | DC-Coupled | PhotoVoltaic | 13.968 | 15.2
ESMAEX-03046 |  | MA - SMART Program |  | Connected Solutions Demand Response | In Queue | Commercial |  | 2023-10-12 | Lithium Ion |  | Tesla | 27 | 10 | 27 | 10 | BM | Customer Bill Savings (e.g., Demand Charge Management, TOU Arbitrage) | Renewable Shift | Reliability and Resiliency | Peak Shaving/ Load Leveling | 15119626 | Yes | DC-Coupled | PhotoVoltaic | 14.8 | 15.2
ESMAEX-03055 |  |  |  |  | In Queue | Commercial |  | 2023-10-16 | Lithium Ion |  | Tesla | 13.5 | 5 | 13.5 | 5 | BM | Customer Bill Savings (e.g., Demand Charge Management, TOU Arbitrage) | Renewable Shift | Reliability and Resiliency | Peak Shaving/ Load Leveling | 15167250 | Yes | DC-Coupled | PhotoVoltaic | 15.79 | 15.2
ESMAEX-03082 |  |  |  |  | In Queue | Commercial |  | 2023-10-24 | Lithium Ion |  | Tesla | 13.5 | 5 | 13.5 | 5 | BM | Customer Bill Savings (e.g., Demand Charge Management, TOU Arbitrage) | Renewable Shift | Reliability and Resiliency | Peak Shaving/ Load Leveling | 15250932 | Yes | AC-Coupled | PhotoVoltaic | 11.34 | 15.2
ESMAEX-03098 |  | MA - SMART Program |  | Connected Solutions Demand Response | In Queue | Commercial |  | 2023-10-30 | Lithium Ion |  | Tesla | 27 | 10 | 27 | 10 | BM | Customer Bill Savings (e.g., Demand Charge Management, TOU Arbitrage) | Renewable Shift | Reliability and Resiliency | Peak Shaving/ Load Leveling | 15314220 | No | AC-Coupled | PhotoVoltaic | 14.985 | 23
ESMAEX-03120 |  |  |  | Class 1 REC | In Queue | Commercial |  | 2023-11-06 | Lithium Ion |  | Tesla | 0 | 0 | 0 | 0 | BM | Customer Bill Savings (e.g., Demand Charge Management, TOU Arbitrage) | Self Generation |  |  | 15263532 | Yes | AC-Coupled | PhotoVoltaic | 14.28 | 15.2
ESMAEX-03145 |  |  |  |  | In Queue | Commercial |  | 2023-11-14 | Lithium Ion |  | Other | 19400 | 10 | 19400 | 10 | BM | Customer Bill Savings (e.g., Demand Charge Management, TOU Arbitrage) | Renewable Shift | Reliability and Resiliency | Peak Shaving/ Load Leveling | 15528876 | Yes | DC-Coupled | PhotoVoltaic | 8.1 | 7.6
ESMAEX-03154 |  |  |  |  | In Queue | Commercial |  | 2023-11-15 | Lithium Ion |  | Tesla | 13.5 | 5 | 13.5 | 5 | BM | Customer Bill Savings (e.g., Demand Charge Management, TOU Arbitrage) | Renewable Shift |  |  | 15539825 | Yes | AC-Coupled | PhotoVoltaic | 12.55 | 23
ESMAEX-03176 |  | MA - SMART Program |  |  | In Queue | Commercial |  | 2023-11-20 | Lithium Ion |  | Other | 1750 | 875 | 1750 | 875 | SA | Reliability and Resiliency | Renewable Shift |  |  | 15508750 | Yes | DC-Coupled | PhotoVoltaic | 4210 | 3010
ESMAEX-03185 |  |  |  |  | In Queue | Commercial |  | 2023-11-21 | Lithium Ion |  | Tesla | 27 | 10 | 27 | 10 | BM | Customer Bill Savings (e.g., Demand Charge Management, TOU Arbitrage) | Renewable Shift | Reliability and Resiliency | Peak Shaving/ Load Leveling | 15673152 | Yes | AC-Coupled | PhotoVoltaic | 12.55 | 15.2
ESMAEX-03192 |  | MA - SMART Program |  |  | In Queue | Commercial |  | 2023-11-22 | Lithium Ion |  | Other | 10000 | 2500 | 10000 | 2500 | SA | Reliability and Resiliency | Renewable Shift |  |  | 15456938 | Yes | DC-Coupled | PhotoVoltaic | 4580 | 3820
ESMAEX-03212 |  | MA - SMART Program |  | Connected Solutions Demand Response | In Queue | Commercial |  | 2023-12-01 | Lithium Ion |  | Tesla | 27 | 10 | 27 | 10 | BM | Customer Bill Savings (e.g., Demand Charge Management, TOU Arbitrage) | Renewable Shift | Reliability and Resiliency | Peak Shaving/ Load Leveling | 15802775 | Yes | AC-Coupled | PhotoVoltaic | 14 | 23
ESMAEX-03256 |  | MA - SMART Program |  | Connected Solutions Demand Response | In Queue | Commercial |  | 2023-12-06 | Lithium Ion |  | Tesla | 27 | 10 | 27 | 10 | BM | Customer Bill Savings (e.g., Demand Charge Management, TOU Arbitrage) | Renewable Shift | Reliability and Resiliency | Peak Shaving/ Load Leveling | 15892437 | Yes | AC-Coupled | PhotoVoltaic | 13.77 | 23
ESMAEX-03261 |  | MA - SMART Program |  | Connected Solutions Demand Response | In Queue | Commercial |  | 2023-12-08 | Lithium Ion |  | Tesla | 40.5 | 15 | 40.5 | 15 | BM | Customer Bill Savings (e.g., Demand Charge Management, TOU Arbitrage) | Renewable Shift | Reliability and Resiliency | Peak Shaving/ Load Leveling | 15900810 | Yes | AC-Coupled | PhotoVoltaic | 20.655 | 34.5
ESMAEX-03269 |  | MA - SMART Program |  |  | In Queue | Commercial |  | 2023-12-12 | Lithium Ion |  | Tesla | 27 | 10 | 27 | 10 | BM | Customer Bill Savings (e.g., Demand Charge Management, TOU Arbitrage) | Renewable Shift | Reliability and Resiliency | Peak Shaving/ Load Leveling | 15900519 | Yes | AC-Coupled | PhotoVoltaic | 13.365 | 23
ESMAEX-03276 |  |  |  |  | In Queue | Commercial |  | 2023-12-14 | Lithium Ion |  | Tesla | 13.5 | 5 | 13.5 | 5 | BM | Customer Bill Savings (e.g., Demand Charge Management, TOU Arbitrage) | Renewable Shift | Reliability and Resiliency | Peak Shaving/ Load Leveling | 15775039 | Yes | AC-Coupled | PhotoVoltaic | 8.1 | 23
ESMAEX-03280 |  |  |  |  | In Queue | Commercial |  | 2023-12-14 | Lithium Ion |  | Tesla | 13.5 | 5 | 13.5 | 5 | SA | Customer Bill Savings (e.g., Demand Charge Management, TOU Arbitrage) | Renewable Shift | Reliability and Resiliency | Peak Shaving/ Load Leveling | 15952562 | Yes | AC-Coupled | PhotoVoltaic | 13.37 | 15.2
ESMAEX-03288 |  |  |  | Utility DR Program | In Queue | Commercial |  | 2023-12-18 | Lithium Ion |  | Other | 58200 | 30 | 58200 | 30 | BM | Customer Bill Savings (e.g., Demand Charge Management, TOU Arbitrage) | Renewable Shift | Reliability and Resiliency | Peak Shaving/ Load Leveling | 15960903 | Yes | DC-Coupled | PhotoVoltaic | 31.475 | 20
ESMAEX-03324 |  |  |  |  | In Queue | Commercial |  | 2024-01-03 | Lithium Ion |  | Tesla | 27 | 10 | 27 | 10 | BM |  |  |  |  | 16106166 | Yes | DC-Coupled | PhotoVoltaic | 9.31 | 23
ESMAEX-03346 |  | MA - SMART Program |  | Connected Solutions Demand Response | In Queue | Commercial |  | 2024-01-09 | Lithium Ion |  | Tesla | 13.5 | 5 | 13.5 | 5 | BM | Customer Bill Savings (e.g., Demand Charge Management, TOU Arbitrage) | Renewable Shift | Reliability and Resiliency | Peak Shaving/ Load Leveling | 16078325 | Yes | AC-Coupled | PhotoVoltaic | 14.4 | 15.2
ESMAEX-03355 |  | MA - SMART Program |  |  | In Queue | Commercial |  | 2024-01-11 | Lithium Ion |  | Tesla | 27 | 10 | 27 | 10 | BM | Customer Bill Savings (e.g., Demand Charge Management, TOU Arbitrage) | Renewable Shift | Reliability and Resiliency | Peak Shaving/ Load Leveling | 16151050 | Yes | DC-Coupled | PhotoVoltaic | 14.58 | 23
ESMAEX-03368 |  |  |  |  | In Queue | Commercial |  | 2024-01-18 | Lithium Ion |  | Tesla | 40.5 | 15 | 40.5 | 15 | BM | Customer Bill Savings (e.g., Demand Charge Management, TOU Arbitrage) | Renewable Shift | Reliability and Resiliency | Peak Shaving/ Load Leveling |  | Yes | AC-Coupled | PhotoVoltaic | 0 | 15
ESMAEX-03370 |  | MA - SMART Program |  |  | In Queue | Commercial |  | 2024-01-18 | Lithium Ion |  | Tesla | 27 | 10 | 27 | 10 | BM | Customer Bill Savings (e.g., Demand Charge Management, TOU Arbitrage) | Renewable Shift | Reliability and Resiliency | Peak Shaving/ Load Leveling |  | Yes | AC-Coupled | PhotoVoltaic | 8.505 | 23
ESMAEX-03375 |  |  |  |  | In Queue | Commercial |  | 2024-01-22 | Lithium Ion |  | Tesla | 27 | 10 | 27 | 10 | BM | [5 empty] | Yes | DC-Coupled | PhotoVoltaic | 14.18 | 23
ESMAEX-03376 |  |  |  |  | In Queue | Commercial |  | 2024-01-22 | Lithium Ion |  | Tesla | 40.5 | 15 | 40.5 | 15 | BM | [5 empty] | Yes | DC-Coupled | PhotoVoltaic | 17.82 | 34.5
ESMAEX-03397 |  |  |  |  | In Queue | Commercial |  | 2024-01-30 | Lithium Ion |  | Tesla | 27 | 10 | 27 | 10 | BM | Customer Bill Savings (e.g., Demand Charge Management, TOU Arbitrage) | Reliability and Resiliency |  |  |  | Yes | DC-Coupled | PhotoVoltaic | 20.65 | 23
ESMAEX-03398 |  |  |  |  | In Queue | Commercial |  | 2024-01-30 | Lithium Ion |  | Tesla | 13.5 | 5 | 13.5 | 5 | BM | Customer Bill Savings (e.g., Demand Charge Management, TOU Arbitrage) | Renewable Shift | Reliability and Resiliency | Peak Shaving/ Load Leveling |  | Yes | AC-Coupled | PhotoVoltaic | 16.2 | 23
HISTEX-53068 |  | ISO Markets | MA - SMART Program |  | In Queue | Commercial |  | 2020-04-23 | Lithium Ion |  | Other | 8000 | 2000 | 8000 | 2000 | Not Required | Wholesale Market |  |  |  | 3411226 / 6A4842-2020 | Yes | DC-Coupled | Photovoltaic | 4000 | 2000
HISTEX-53069 |  | ISO Markets | MA - SMART Program |  | In Queue | Commercial |  | 2020-04-21 | Lithium Ion |  | Other | 12000 | 3000 | 12000 | 3000 | Not Required | Wholesale Market |  |  |  | 3410156 / 6A4835-2020 | Yes | DC-Coupled | Photovoltaic | 6000 | 4900
HISTEX-53100 |  | ISO Markets | MA - SMART Program |  | In Queue | Commercial |  | 2020-04-23 | Lithium Ion |  | Other | 8000 | 2000 | 8000 | 2000 | Not Required | Wholesale Market | Renewable Shift |  |  | 3411589 / 6B2431-2020 | Yes | DC-Coupled | Photovoltaic | 3000 | 2000
HISTEX-53103 |  | ISO Markets | MA - SMART Program |  | In Queue | Commercial |  | 2020-06-24 | Lithium Ion |  | Other | 20000 | 5000 | 20000 | 5000 | Not Required | Wholesale Market |  |  |  | 3432629 / 6A4913-2020 | Yes | DC-Coupled | Photovoltaic | 6000 | 4990
HISTEX-53126 |  | ISO Markets | MA - SMART Program |  | In Queue | Commercial |  | 2020-04-23 | Lithium Ion |  | Other | 8000 | 2000 | 8000 | 2000 | Not Required | Wholesale Market |  |  |  | 3411220 / 6A4839-2020 | Yes | DC-Coupled | Photovoltaic | 4000 | 2000
HISTEX-53165 |  | ISO Markets | MA - SMART Program |  | In Queue | Commercial |  | 2020-04-23 | Lithium Ion |  | Other | 20000 | 5000 | 20000 | 5000 | Not Required | Wholesale Market | Renewable Shift |  |  | 3411591 / 6B2432-2020 | Yes | DC-Coupled | Photovoltaic | 7000 | 4990
HISTEX-68298 |  | ISO Markets | MA - SMART Program |  | In Queue | Commercial |  |  | Lithium Ion |  | Other | 12600 | 3150 | 12600 | 3150 | Not Required | Wholesale Market | Self Generation | Renewable Shift |  | 2319218 | Yes | DC-Coupled | PhotoVoltaic | 8164.8 | 4400
HISTEX-68651 |  | MA - SMART Program |  |  | In Queue | Commercial |  |  | Lithium Ion |  | Other | 2631 | 1250 | 2631 | 1250 | Not Required |  |  |  |  | 2337174 | Yes | DC-Coupled | PhotoVoltaic | 2500 | 1000
HISTEX-68699 |  | ISO Markets | MA - SMART Program |  | In Queue | Commercial |  |  | Lithium Ion |  | LG Chem | 24288 | 5376 | 24288 | 4999 | Not Required | Wholesale Market | Renewable Shift |  | DC Clipping Recapture | 4869709 | Yes | DC-Coupled | PhotoVoltaic | 10622.34 | 4999
HISTEX-68741 |  | ISO Markets | MA - SMART Program |  | In Queue | Commercial |  |  | Lithium Ion |  | Other | 556 | 250 | 556 | 250 | Not Required | Customer Bill Savings (e.g., Demand Charge Management, TOU Arbitrage) | Self Generation | Wholesale Market |  | 5123008 | Yes | DC-Coupled | PhotoVoltaic | 650 | 499
HISTEX-69666 |  | MA - SMART Program |  | Net Metering | In Queue | Commercial |  |  | Lithium Ion |  | Other | 340.48 | 85 | 340.48 | 85 | Not Required | Wholesale Market |  |  |  | 2353838 | Yes | DC-Coupled | PhotoVoltaic | 1485.12 | 500
HISTEX-69668 |  | MA - SMART Program |  | Net Metering | In Queue | Commercial |  |  | Lithium Ion |  | Other | 340.48 | 85 | 340.48 | 85 | Not Required | Wholesale Market |  |  |  | 2354457 | Yes | DC-Coupled | PhotoVoltaic | 12904.2 | 4995
HISTEX-69731 |  | MA - SMART Program |  |  | In Queue | Commercial |  |  | Lithium Ion |  | Other | 6000 | 3000 | 6000 | 3000 | SA | Wholesale Market |  |  |  | 2370666 | Yes | DC-Coupled | PhotoVoltaic | 6402.24 | 5000
HISTEX-69874 |  | ISO Markets | MA - SMART Program |  | In Queue | Commercial |  |  | Lithium Ion |  | LG Chem | 3000 | 500 | 3000 | 500 | Not Required | Wholesale Market | Renewable Shift |  |  | 9568641 | Yes | DC-Coupled | PhotoVoltaic | 1584 | 750
HISTEX-69876 |  | ISO Markets | MA - SMART Program |  | In Queue | Commercial |  |  | Lithium Ion |  | LG Chem | 3996 | 1000 | 3996 | 1000 | Not Required | Wholesale Market | Renewable Shift |  | DC Clipping Recapture | 9568913 | Yes | DC-Coupled | PhotoVoltaic | 3996 | 999
ESMAEX-02311 |  |  |  |  | In Queue | Commercial |  | 2023-03-27 | Lithium Ion |  | Tesla | 5 | 14 | 5 | 5 | BM |  |  |  |  | 12489201 | Yes | AC-Coupled | PhotoVoltaic | 13.2 | 10
ESMAEX-02496 |  |  |  |  | In Queue | Commercial |  | 2023-05-19 | Lithium Ion |  | Tesla | 13.5 | 13.5 | 5 | 5 | BM | Reliability and Resiliency |  |  |  | 13117479 | Yes | AC-Coupled | PhotoVoltaic | 0 | 14
ESMAEX-02508 |  | MA - Energy Efficiency/ DR Program | MA - Energy Efficiency/ DR Program |  | In Queue | Commercial |  | 2023-05-22 | Lithium Ion |  | Tesla | 13.5 | 13.5 | 5 | 5 | BM |  |  |  |  | 13271753 | Yes | AC-Coupled | PhotoVoltaic | 0 | 14
ESMAEX-02907 |  |  |  | Class 1 REC | In Queue | Commercial |  | 2023-09-11 | Lithium Ion |  | Tesla | 13.5 | 13.5 | 5 | 5 | SA | Customer Bill Savings (e.g., Demand Charge Management, TOU Arbitrage) | Self Generation |  |  | 14503491 | Yes | AC-Coupled | PhotoVoltaic | 0 | 21.25
ESMAEX-02908 |  |  |  |  | In Queue | Commercial |  | 2023-09-12 | Lithium Ion |  | Tesla | 13.5 | 13.5 | 5 | 5 | BM |  |  |  |  | 14906339 | Yes | AC-Coupled | PhotoVoltaic | 0 | 7
ESMAEX-03121 |  |  |  | Class 1 REC | In Queue | Commercial |  | 2023-11-06 | Lithium Ion |  | Tesla | 13.5 | 13.5 | 5 | 5 | BM | Customer Bill Savings (e.g., Demand Charge Management, TOU Arbitrage) | Self Generation |  |  | 15361047 | Yes | AC-Coupled | PhotoVoltaic | 0 | 16
ESMAEX-03156 |  |  |  |  | In Queue | Commercial |  | 2023-11-15 | Lithium Ion |  | Tesla | 5 | 14 | 5 | 5 | BM |  |  |  |  | 15365206 | Yes | AC-Coupled | PhotoVoltaic | 8.1 | 7.6
ESMAEX-03241 |  |  |  | Class 1 REC | In Queue | Commercial |  | 2023-12-06 | Lithium Ion |  | Tesla | 13.5 | 13.5 | 5 | 5 | BM | Customer Bill Savings (e.g., Demand Charge Management, TOU Arbitrage) | Self Generation |  |  | 15705176 | Yes | AC-Coupled | PhotoVoltaic | 0 | 20
ESMAEX-03357 |  |  |  |  | In Queue | Commercial |  | 2024-01-12 | Lithium Ion |  | Enphase | 5 | 5 | 5 | 5 | BM | [5 empty] | No | AC-Coupled | PhotoVoltaic | 30.66 | 30.66
ESMAEX-03363 |  |  |  |  | In Queue | Commercial |  | 2024-01-16 | Lithium Ion |  | Tesla | 13.5 | 13.5 | 5 | 5 | BM | Peak Shaving/ Load Leveling |  |  |  |  | Yes | AC-Coupled | PhotoVoltaic | 13.5 | 5
ESMAEX-03364 |  | MA - DOER/ MassCEC Funded Projects |  |  | In Queue | Commercial |  | 2024-01-16 | Lithium Ion |  | Enphase | 5 | 3.84 | 5 | 3.84 | BM |  |  | Micogrid |  | 16223093 | Yes | AC-Coupled | PhotoVoltaic | 16 | 23.04
ESMAEX-03258 |  |  |  |  | In Queue | Commercial |  | 2023-12-07 | Other | Lithium Ion Phosphate | Enphase | 6.528 | 2.6 | 6.528 | 2.6 | BM |  |  |  | backup power failure | 15892045 | Yes | AC-Coupled | PhotoVoltaic | 68.4 | 56.14
ESMAEX-02807 |  | MA - SMART Program |  |  | In Queue | Commercial |  | 2023-08-14 | Lithium Ion |  | Other | 6.8 | 6.8 | 6.8 | 6.8 | BM | Customer Bill Savings (e.g., Demand Charge Management, TOU Arbitrage) |  |  |  | 14444479 | Yes | AC-Coupled | PhotoVoltaic | 10.25 | 9.6
ESMAEX-02067 |  |  |  |  | In Queue | Commercial |  | 2023-01-25 | Lithium Ion |  | Tesla | 7 | 14 | 7 | 7 | BM |  |  |  |  | 11879037 | Yes | AC-Coupled | PhotoVoltaic | 0 | 5
ESMAEX-02104 |  |  |  |  | In Queue | Commercial |  | 2023-02-02 | Lithium Ion |  | LG Chem | 16 | 7 | 7 | 0 | BM |  |  |  |  | 12060280 | Yes | DC-Coupled | PhotoVoltaic | 17.4 | 15.2
ESMAEX-02710 |  |  |  | Class 1 REC | In Queue | Commercial |  | 2023-07-25 | Lithium Ion |  | Tesla | 7 | 5 | 7 | 5 | BM | Customer Bill Savings (e.g., Demand Charge Management, TOU Arbitrage) | Self Generation |  |  | 14054641 | Yes | AC-Coupled | PhotoVoltaic | 13.365 | 15.2
ESMAEX-03382 |  |  |  | Class 1 REC | In Queue | Commercial |  | 2024-01-24 | Lithium Ion |  | Tesla | 13.5 | 13.5 | 7.6 | 7.6 | BM | Customer Bill Savings (e.g., Demand Charge Management, TOU Arbitrage) | Self Generation |  |  | 16209057 | Yes | AC-Coupled | PhotoVoltaic | 10.08 | 15.2
ESMAEX-03362 |  |  |  |  | In Queue | Commercial |  | 2024-01-16 | Lithium Ion |  | Enphase | 3.84 | 3.84 | 7.68 | 7.68 | BM | Customer Bill Savings (e.g., Demand Charge Management, TOU Arbitrage) |  |  |  |  | Yes | AC-Coupled | PhotoVoltaic | 14.58 | 13.18
ESMAEX-02535 |  |  |  |  | In Queue | Commercial |  | 2023-05-30 | Other | Lithium Ion Phopshate | Enphase | 14 | 13.94 | 9.84 | 20 | BM |  |  |  |  | 13440557 | Yes | AC-Coupled | PhotoVoltaic | 10.6 | 8.1
ESMAEX-01132 |  |  |  |  | In Queue | Commercial |  | 2022-05-02 | Lithium Ion |  | Enphase | 10 | 3.84 | 10 | 3.84 | BM |  |  | Micogrid |  | 9117074 | Yes | AC-Coupled | PhotoVoltaic | 7 | 7.68
ESMAEX-01706 |  |  |  |  | In Queue | Commercial |  | 2022-10-21 | Lithium Ion |  | Tesla | 10 | 10 | 10 | 10 | BM | Customer Bill Savings (e.g., Demand Charge Management, TOU Arbitrage) |  |  |  | 11110269 | Yes | AC-Coupled | PhotoVoltaic | 0 | 10
ESMAEX-02361 |  | MA - Energy Efficiency/ DR Program | MA - Energy Efficiency/ DR Program |  | In Queue | Commercial |  | 2023-04-10 | Lithium Ion |  | Tesla | 10 | 10 | 10 | 10 | BM |  | Self Generation |  |  | 12955815 | Yes | AC-Coupled | PhotoVoltaic | 5.44 | 10
ESMAEX-02579 |  |  |  |  | In Queue | Commercial |  | 2023-06-13 | Lithium Ion |  | Tesla | 13.5 | 13.5 | 10 | 10 | BM |  |  |  |  | 13646299 | Yes | AC-Coupled | PhotoVoltaic | 0 | 14
ESMAEX-02786 |  | MA - Energy Efficiency/ DR Program | MA - Energy Efficiency/ DR Program |  | In Queue | Commercial |  | 2023-08-10 | Lithium Ion |  | Tesla | 14 | 14 | 10 | 10 | BM | Reliability and Resiliency |  |  |  | 14350361 | Yes | AC-Coupled | PhotoVoltaic | 15.39 | 10
ESMAEX-02898 |  | MA - Energy Efficiency/ DR Program | MA - Energy Efficiency/ DR Program |  | In Queue | Commercial |  | 2023-09-08 | Lithium Ion |  | Tesla | 14 | 14 | 10 | 10 | BM | Reliability and Resiliency |  |  |  | 14659158 | Yes | AC-Coupled | PhotoVoltaic | 2.025 | 1.5
ESMAEX-02909 |  |  |  |  | In Queue | Commercial |  | 2023-09-12 | Lithium Ion |  | Tesla | 10 | 10 | 10 | 10 | BM | Customer Bill Savings (e.g., Demand Charge Management, TOU Arbitrage) |  |  |  | 14599267 | Yes | AC-Coupled | PhotoVoltaic | 7.225 | 16.53
ESMAEX-02921 |  |  |  |  | In Queue | Commercial |  | 2023-09-15 | Lithium Ion |  | Tesla | 13.5 | 13.5 | 10 | 10 | BM |  |  |  |  | 14659356 | Yes | AC-Coupled | PhotoVoltaic | 0 | 14
ESMAEX-03069 |  | MA - Energy Efficiency/ DR Program | MA - Energy Efficiency/ DR Program |  | In Queue | Commercial |  | 2023-10-19 | Lithium Ion |  | Tesla | 14 | 14 | 10 | 10 | BM | Reliability and Resiliency |  |  |  | 15368202 | Yes | AC-Coupled | PhotoVoltaic | 6.075 | 5
ESMAEX-03182 |  |  |  |  | In Queue | Commercial |  | 2023-11-21 | Lithium Ion |  | Tesla | 10 | 10 | 10 | 10 | BM | Customer Bill Savings (e.g., Demand Charge Management, TOU Arbitrage) | Renewable Shift | Reliability and Resiliency | Peak Shaving/ Load Leveling | 15731165 | Yes | AC-Coupled | PhotoVoltaic | 0 | 10
ESMAEX-03259 |  | MA - Energy Efficiency/ DR Program | MA - Energy Efficiency/ DR Program |  | In Queue | Commercial |  | 2023-12-07 | Lithium Ion |  | Tesla | 14 | 5 | 10 | 10 | BM | Reliability and Resiliency |  |  |  | 15891932 | Yes | AC-Coupled | PhotoVoltaic | 9.315 | 7.6
ESMAEX-03325 |  | MA - Energy Efficiency/ DR Program | MA - Energy Efficiency/ DR Program |  | In Queue | Commercial |  | 2024-01-03 | Lithium Ion |  | Enphase | 10 | 7.68 | 10 | 7.68 | BM |  | Self Generation |  |  |  | Yes | AC-Coupled | PhotoVoltaic | 11.34 | 8.4
ESMAEX-01776 |  | MA - SMART Program |  |  | In Queue | Commercial |  | 2022-11-08 | Lithium Ion |  | Enphase | 10.05 | 10.05 | 10.05 | 10.05 | BM | Customer Bill Savings (e.g., Demand Charge Management, TOU Arbitrage) |  |  |  | 11160819 | Yes | AC-Coupled | PhotoVoltaic | 13.6 | 10.2
ESMAEX-02460 |  | MA - SMART Program |  |  | In Queue | Commercial |  | 2023-05-08 | Lithium Ion |  | Enphase | 10.5 | 3.84 | 10.08 | 3.84 | BM | Peak Shaving/ Load Leveling | Reliability and Resiliency | Micogrid |  | 13162987 | Yes | AC-Coupled | PhotoVoltaic | 15.2 | 12.54
ESMAEX-02080 |  | MA - DOER/ MassCEC Funded Projects | MA - SMART Program |  | In Queue | Commercial |  | 2023-01-27 | Lithium Ion |  | Enphase | 13.44 | 14 | 11.96 | 12.46 | BM | Reliability and Resiliency | Renewable Shift |  |  | 11925855 | Yes | AC-Coupled | Fuel Cell | 0 | 15.24
ESMAEX-02188 |  | MA - DOER/ MassCEC Funded Projects | MA - SMART Program |  | In Queue | Commercial |  | 2023-02-22 | Lithium Ion |  | Enphase | 13.44 | 14 | 11.96 | 12.46 | BM | Reliability and Resiliency | Renewable Shift |  |  | 12255009 | Yes | AC-Coupled | Fuel Cell | 0 | 9.6
ESMAEX-02257 |  | MA - DOER/ MassCEC Funded Projects | MA - SMART Program |  | In Queue | Commercial |  | 2023-03-10 | Lithium Ion |  | Enphase | 13.44 | 14 | 11.96 | 12.46 | BM | Reliability and Resiliency | Renewable Shift |  |  | 12513002 | Yes | AC-Coupled | Fuel Cell | 0 | 9.6
ESMAEX-03076 |  |  |  |  | In Queue | Commercial |  | 2023-10-20 | Lithium Ion |  | Other | 13 | 13 | 13 | 13 | BM | Customer Bill Savings (e.g., Demand Charge Management, TOU Arbitrage) | Self Generation | Reliability and Resiliency |  | 15234950 | Yes | AC-Coupled | PhotoVoltaic | 0 | 1
ESMAEX-03096 |  |  |  |  | In Queue | Commercial |  | 2023-10-30 | Lithium Ion |  | Other | 13 | 13 | 13 | 13 | BM |  |  |  |  | 15313540 | Yes | AC-Coupled | PhotoVoltaic | 12 | 13
ESMAEX-03345 |  |  |  |  | In Queue | Commercial |  | 2024-01-09 | Other | Lithium Ferrous Phosphate (LFP) | Other | 13 | 6 | 13 | 6 | BM |  |  |  |  | 16252214 | Yes | AC-Coupled | PhotoVoltaic | 10.4 | 9.984
ESMAEX-02497 |  | MA - SMART Program |  |  | In Queue | Commercial |  | 2023-05-19 | Lithium Ion |  | Enphase | 14 | 12 | 13.4 | 12 | BM | Reliability and Resiliency |  | Micogrid |  | 13343446 | Yes | AC-Coupled | PhotoVoltaic | 8 | 7.3
ESMAEX-00628 |  | MA - SMART Program |  | Connected Solutions | In Queue | Commercial |  | 2021-11-29 | Lithium Ion |  | Tesla | 13.5 | 5 | 13.5 | 5 | BM | Customer Bill Savings (e.g., Demand Charge Management, TOU Arbitrage) | Renewable Shift | Reliability and Resiliency | Peak Shaving/ Load Leveling | 7384438 | Yes | AC-Coupled | PhotoVoltaic | 4.08 | 23.7
ESMAEX-00986 |  | MA - SMART Program |  | Connected Solutions Demand Response | In Queue | Commercial |  | 2022-03-29 | Lithium Ion |  | Tesla | 13.5 | 10 | 13.5 | 10 | BM | Customer Bill Savings (e.g., Demand Charge Management, TOU Arbitrage) | Renewable Shift | Reliability and Resiliency | Peak Shaving/ Load Leveling | 8802288 | Yes | AC-Coupled | PhotoVoltaic | 6.12 | 3.8
ESMAEX-01141 |  | MA - SMART Program |  |  | In Queue | Commercial |  | 2022-05-03 | Lithium Ion |  | Tesla | 13.5 | 7 | 13.5 | 5 | BM |  |  |  |  | 9128037 | Yes | AC-Coupled | PhotoVoltaic | 2.68 | 3.8
ESMAEX-01357 |  | MA - SMART Program |  |  | In Queue | Commercial |  | 2022-07-08 | Lithium Ion |  | Tesla | 27 | 5 | 13.5 | 10 | BM | Customer Bill Savings (e.g., Demand Charge Management, TOU Arbitrage) | Renewable Shift | Reliability and Resiliency | Peak Shaving/ Load Leveling | 9864145 | Yes | AC-Coupled | PhotoVoltaic | 9.2 | 7.6
ESMAEX-01684 |  | MA - SMART Program |  | Connected Solutions Demand Response | In Queue | Commercial |  | 2022-10-17 | Lithium Ion |  | Tesla | 27 | 10 | 13.5 | 5 | BM | Customer Bill Savings (e.g., Demand Charge Management, TOU Arbitrage) | Renewable Shift | Reliability and Resiliency | Peak Shaving/ Load Leveling | 11023900 | Yes | AC-Coupled | PhotoVoltaic | 17.2 | 20.2
ESMAEX-01782 |  | MA - SMART Program |  | Connected Solutions Demand Response | In Queue | Commercial |  | 2022-11-08 | Lithium Ion |  | Tesla | 13.5 | 5 | 13.5 | 5 | BM | Customer Bill Savings (e.g., Demand Charge Management, TOU Arbitrage) | Renewable Shift | Reliability and Resiliency | Peak Shaving/ Load Leveling | 11156955 | Yes | AC-Coupled | PhotoVoltaic | 4.8 | 12.6
ESMAEX-01811 |  | MA - Energy Efficiency/ DR Program | MA - Energy Efficiency/ DR Program |  | In Queue | Commercial |  | 2022-11-15 | Lithium Ion |  | Tesla | 10 | 10 | 13.5 | 10 | BM | Reliability and Resiliency |  |  |  | 11395375 | Yes | AC-Coupled | PhotoVoltaic | 13.2 | 10
ESMAEX-01850 |  | MA - Energy Efficiency/ DR Program | MA - Energy Efficiency/ DR Program |  | In Queue | Commercial |  | 2022-11-28 | Lithium Ion |  | Tesla | 10 | 10 | 13.5 | 10 | BM | Reliability and Resiliency |  |  |  | 11415824 | Yes | AC-Coupled | PhotoVoltaic | 13.2 | 10
ESMAEX-01966 |  | MA - DOER/ MassCEC Funded Projects | MA - SMART Program |  | In Queue | Commercial |  | 2023-01-05 | Lithium Ion |  | Tesla | 14 | 5.8 | 13.5 | 5 | BM | Reliability and Resiliency | Renewable Shift |  |  | 11778818 | Yes | AC-Coupled | Fuel Cell | 0 | 10
ESMAEX-02022 |  | MA - SMART Program |  | Connected Solutions Demand Response | In Queue | Commercial |  | 2023-01-13 | Lithium Ion |  | Tesla | 27 | 10 | 13.5 | 5 | BM | Customer Bill Savings (e.g., Demand Charge Management, TOU Arbitrage) | Renewable Shift | Reliability and Resiliency | Peak Shaving/ Load Leveling | 11800135 | Yes | AC-Coupled | PhotoVoltaic | 19.944 | 20.2
ESMAEX-02070 |  | MA - SMART Program |  | Connected Solutions Demand Response | In Queue | Commercial |  | 2023-01-25 | Lithium Ion |  | Tesla | 27 | 10 | 13.5 | 5 | BM | Customer Bill Savings (e.g., Demand Charge Management, TOU Arbitrage) | Renewable Shift | Reliability and Resiliency | Peak Shaving/ Load Leveling | 12002404 | Yes | AC-Coupled | PhotoVoltaic | 14 | 15.2
ESMAEX-02108 |  | MA - SMART Program |  |  | In Queue | Commercial |  | 2023-02-02 | Lithium Ion |  | Tesla | 27 | 10 | 13.5 | 5 | BM | Customer Bill Savings (e.g., Demand Charge Management, TOU Arbitrage) | Renewable Shift | Reliability and Resiliency | Peak Shaving/ Load Leveling | 12067224 | Yes | AC-Coupled | PhotoVoltaic | 12.4 | 15.2
ESMAEX-02130 |  | MA - SMART Program |  |  | In Queue | Commercial |  | 2023-02-07 | Lithium Ion |  | Tesla | 14 | 5.8 | 13.5 | 5 | BM | Reliability and Resiliency | Renewable Shift |  |  | 12035565 | Yes | AC-Coupled | Fuel Cell | 0 | 5
ESMAEX-02149 |  | MA - SMART Program |  | Connected Solutions Demand Response | In Queue | Commercial |  | 2023-02-11 | Lithium Ion |  | Tesla | 13.5 | 5 | 13.5 | 5 | BM | Customer Bill Savings (e.g., Demand Charge Management, TOU Arbitrage) | Renewable Shift | Reliability and Resiliency | Peak Shaving/ Load Leveling | 12018145 | Yes | AC-Coupled | PhotoVoltaic | 12.8 | 15.2
ESMAEX-02211 |  | MA - SMART Program |  |  | In Queue | Commercial |  | 2023-02-28 | Lithium Ion |  | Tesla | 14 | 5.8 | 13.5 | 10 | BM | Reliability and Resiliency | Renewable Shift |  |  | 12324431 | Yes | AC-Coupled | Fuel Cell | 0 | 10
ESMAEX-02309 |  | MA - SMART Program |  | Connected Solutions Demand Response | In Queue | Commercial |  | 2023-03-24 | Lithium Ion |  | Tesla | 13.5 | 5 | 13.5 | 2.63 | BM | Customer Bill Savings (e.g., Demand Charge Management, TOU Arbitrage) | Renewable Shift | Reliability and Resiliency | Peak Shaving/ Load Leveling | 12588028 | Yes | AC-Coupled | PhotoVoltaic | 6.8 | 10.23
ESMAEX-02401 |  | MA - SMART Program |  |  | In Queue | Commercial |  | 2023-04-21 | Lithium Ion |  | Tesla | 13.5 | 5 | 13.5 | 5 | BM |  | Self Generation |  |  | 13128527 | Yes | AC-Coupled | PhotoVoltaic | 17.82 | 13.2
ESMAEX-02461 |  | MA - SMART Program |  | Connected Solutions Demand Response | In Queue | Commercial |  | 2023-05-08 | Lithium Ion |  | Tesla | 27 | 10 | 13.5 | 5 | BM | Customer Bill Savings (e.g., Demand Charge Management, TOU Arbitrage) | Renewable Shift | Reliability and Resiliency | Peak Shaving/ Load Leveling | 13162939 | Yes | AC-Coupled | PhotoVoltaic | 12 | 15.2
ESMAEX-02537 |  | MA - SMART Program |  |  | In Queue | Commercial |  | 2023-05-30 | Lithium Ion |  | Tesla | 13.5 | 10 | 13.5 | 10 | BM | Customer Bill Savings (e.g., Demand Charge Management, TOU Arbitrage) |  |  |  | 13497265 | Yes | AC-Coupled | PhotoVoltaic | 0 | 10
ESMAEX-02538 |  | MA - SMART Program |  | Connected Solutions Demand Response | In Queue | Commercial |  | 2023-05-30 | Lithium Ion |  | Tesla | 27 | 10 | 13.5 | 5 | BM | Customer Bill Savings (e.g., Demand Charge Management, TOU Arbitrage) | Renewable Shift | Reliability and Resiliency | Peak Shaving/ Load Leveling | 13497556 | Yes | AC-Coupled | PhotoVoltaic | 25.056 | 22.8
ESMAEX-02599 |  | MA - Energy Efficiency/ DR Program | MA - Energy Efficiency/ DR Program |  | In Queue | Commercial |  | 2023-06-21 | Lithium Ion |  | Tesla | 13.5 | 5 | 13.5 | 5 | BM |  | Self Generation |  |  | 13637890 | Yes | AC-Coupled | PhotoVoltaic | 13.2 | 5
ESMAEX-02640 |  | MA - SMART Program |  |  | In Queue | Commercial |  | 2023-07-06 | Lithium Ion |  | Tesla | 13.5 | 7 | 13.5 | 5 | BM | Customer Bill Savings (e.g., Demand Charge Management, TOU Arbitrage) | Renewable Shift | Reliability and Resiliency | Peak Shaving/ Load Leveling | 13948110 | Yes | AC-Coupled | PhotoVoltaic | 10 | 7.6
ESMAEX-02661 |  |  |  |  | In Queue | Commercial |  | 2023-07-11 | Lithium Ion |  | Tesla | 27 | 10 | 13.5 | 5 | BM |  |  |  |  | 13904020 | Yes | AC-Coupled | PhotoVoltaic | 14.58 | 20.2
ESMAEX-02682 |  |  |  | Class 1 REC | In Queue | Commercial |  | 2023-07-18 | Lithium Ion |  | Tesla | 13.5 | 13.5 | 13.5 | 7.6 | BM | Customer Bill Savings (e.g., Demand Charge Management, TOU Arbitrage) | Self Generation |  |  | 13972099 | Yes | AC-Coupled | PhotoVoltaic | 17.2 | 15.2
ESMAEX-02685 |  |  |  | Class ! REC | In Queue | Commercial |  | 2023-07-18 | Lithium Ion |  | Tesla | 13.5 | 13.5 | 13.5 | 7.6 | BM |  |  |  |  | 13874897 | Yes | AC-Coupled | PhotoVoltaic | 11.52 | 15.2
ESMAEX-02722 |  | MA - SMART Program |  | Connected Solutions Demand Response | In Queue | Commercial |  | 2023-07-28 | Lithium Ion |  | Tesla | 27 | 10 | 13.5 | 5 | BM | Customer Bill Savings (e.g., Demand Charge Management, TOU Arbitrage) | Renewable Shift | Reliability and Resiliency | Peak Shaving/ Load Leveling | 14114114 | Yes | AC-Coupled | PhotoVoltaic | 14.985 | 20.2
ESMAEX-02726 |  |  |  | Connected Solutions | In Queue | Commercial |  | 2023-07-30 | Lithium Ion |  | Tesla | 13.5 | 10 | 13.5 | 10 | BM | Customer Bill Savings (e.g., Demand Charge Management, TOU Arbitrage) |  |  |  | 14186923 | Yes | AC-Coupled | PhotoVoltaic | 0 | 10
ESMAEX-02782 |  |  |  |  | In Queue | Commercial |  | 2023-08-09 | Lithium Ion |  | Tesla | 13.5 | 7.6 | 13.5 | 7.6 | BM |  |  |  |  | 14125199 | Yes | AC-Coupled | PhotoVoltaic | 14.4 | 15.2
ESMAEX-02801 |  |  |  | Connected Solutions | In Queue | Commercial |  | 2023-08-11 | Lithium Ion |  | Tesla | 13.5 | 10 | 13.5 | 10 | BM | Customer Bill Savings (e.g., Demand Charge Management, TOU Arbitrage) |  |  |  | 14360072 | Yes | AC-Coupled | PhotoVoltaic | 0 | 10
ESMAEX-02802 |  | MA - SMART Program |  |  | In Queue | Commercial |  | 2023-08-11 | Lithium Ion |  | Tesla | 13.5 | 5 | 13.5 | 5 | BM | Customer Bill Savings (e.g., Demand Charge Management, TOU Arbitrage) |  |  |  | 14360206 | Yes | AC-Coupled | PhotoVoltaic | 0 | 5
ESMAEX-02816 |  |  |  |  | In Queue | Commercial |  | 2023-08-15 | Lithium Ion |  | Tesla | 13.5 | 5 | 13.5 | 5 | BM |  |  |  |  | 14350411 | Yes | AC-Coupled | PhotoVoltaic | 17.64 | 15
ESMAEX-02818 |  |  |  |  | In Queue | Commercial |  | 2023-08-15 | Lithium Ion |  | Tesla | 13.5 | 5 | 13.5 | 0 | BM |  |  |  |  | 14352221 | Yes | AC-Coupled | PhotoVoltaic | 14.985 | 15.2
ESMAEX-02844 |  |  |  |  | In Queue | Commercial |  | 2023-08-18 | Lithium Ion |  | Tesla | 27 | 10 | 13.5 | 10 | BM | Customer Bill Savings (e.g., Demand Charge Management, TOU Arbitrage) | Renewable Shift | Reliability and Resiliency | Peak Shaving/ Load Leveling | 14470501 | Yes | DC-Coupled | PhotoVoltaic | 19.035 | 15.2
ESMAEX-02860 |  | MA - SMART Program |  |  | In Queue | Commercial |  | 2023-08-23 | Lithium Ion |  | Tesla | 13.5 | 5 | 13.5 | 5 | BM | Customer Bill Savings (e.g., Demand Charge Management, TOU Arbitrage) |  |  |  | 14514285 | Yes | AC-Coupled | PhotoVoltaic | 0 | 5
ESMAEX-02990 |  |  |  | Class 1 REC | In Queue | Commercial |  | 2023-09-29 | Lithium Ion |  | Tesla | 13.5 | 7.6 | 13.5 | 7.6 | BM | Customer Bill Savings (e.g., Demand Charge Management, TOU Arbitrage) | Self Generation |  |  | 14759485 | Yes | AC-Coupled | PhotoVoltaic | 10.8 | 15.2
ESMAEX-03061 |  | MA - DOER/ MassCEC Funded Projects | MA - SMART Program |  | In Queue | Commercial |  | 2023-10-17 | Lithium Ion |  | Tesla | 14 | 5.8 | 13.5 | 10 | BM | Reliability and Resiliency | Renewable Shift |  |  | 15106971 | Yes | AC-Coupled | Fuel Cell | 0 | 10
ESMAEX-03086 |  |  |  |  | In Queue | Commercial |  | 2023-10-25 | Lithium Ion |  | Tesla | 13.5 | 5 | 13.5 | 5 | BM | Customer Bill Savings (e.g., Demand Charge Management, TOU Arbitrage) | Renewable Shift | Reliability and Resiliency | Peak Shaving/ Load Leveling | 15120504 | Yes | AC-Coupled | PhotoVoltaic | 4.05 | 22
ESMAEX-03091 |  |  |  |  | In Queue | Commercial |  | 2023-10-26 | Lithium Ion |  | Tesla | 13.5 | 5 | 13.5 | 5 | BM | Customer Bill Savings (e.g., Demand Charge Management, TOU Arbitrage) | Renewable Shift | Reliability and Resiliency | Peak Shaving/ Load Leveling | 15222980 | Yes | AC-Coupled | PhotoVoltaic | 0 | 5
ESMAEX-03108 |  |  |  |  | In Queue | Commercial |  | 2023-11-02 | Lithium Ion |  | Tesla | 13.5 | 5 | 13.5 | 5 | BM | Customer Bill Savings (e.g., Demand Charge Management, TOU Arbitrage) | Renewable Shift | Reliability and Resiliency | Peak Shaving/ Load Leveling | 15335960 | Yes | AC-Coupled | PhotoVoltaic | 12.8 | 20.2
ESMAEX-03124 |  |  |  | Utility DR program | In Queue | Commercial |  | 2023-11-07 | Lithium Ion |  | Tesla | 13.5 | 5 | 13.5 | 5 | BM | Peak Shaving/ Load Leveling | Renewable Shift | Reliability and Resiliency | Peak Shaving/ Load Leveling | 15433405 | Yes | AC-Coupled | PhotoVoltaic | 9.6 | 7.6
ESMAEX-03131 |  |  |  |  | In Queue | Commercial |  | 2023-11-08 | Lithium Ion |  | Tesla | 13.5 | 5 | 13.5 | 5 | BM |  |  |  |  | 15432896 | Yes | AC-Coupled | PhotoVoltaic | 0 | 5
ESMAEX-03157 |  | MA - SMART Program |  | Connected Solutions Demand Response | In Queue | Commercial |  | 2023-11-15 | Lithium Ion |  | Tesla | 27 | 10 | 13.5 | 5 | BM | Customer Bill Savings (e.g., Demand Charge Management, TOU Arbitrage) | Renewable Shift | Reliability and Resiliency | Peak Shaving/ Load Leveling | 15539408 | Yes | AC-Coupled | PhotoVoltaic | 13.392 | 20.2
ESMAEX-03177 |  |  |  |  | In Queue | Commercial |  | 2023-11-20 | Lithium Ion |  | Tesla | 13.5 | 5 | 13.5 | 5 | BM | Customer Bill Savings (e.g., Demand Charge Management, TOU Arbitrage) | Reliability and Resiliency |  |  | 15745530 | Yes | AC-Coupled | PhotoVoltaic | 12.15 | 15.2
ESMAEX-03197 |  |  |  |  | In Queue | Commercial |  | 2023-11-28 | Lithium Ion |  | Tesla | 13.5 | 5 | 13.5 | 5 | BM | Customer Bill Savings (e.g., Demand Charge Management, TOU Arbitrage) | Renewable Shift | Reliability and Resiliency |  | 15555470 | Yes | AC-Coupled | PhotoVoltaic | 0 | 10
ESMAEX-03275 |  |  |  | Utility DR program | In Queue | Commercial |  | 2023-12-13 | Lithium Ion |  | Tesla | 13.5 | 10 | 13.5 | 10 | BM | Peak Shaving/ Load Leveling | Renewable Shift | Reliability and Resiliency | Peak Shaving/ Load Leveling | 15973907 | Yes | AC-Coupled | PhotoVoltaic | 8.75 | 6
ESMAEX-03292 |  |  |  |  | In Queue | Commercial |  | 2023-12-19 | Lithium Ion |  | Tesla | 13.5 | 13.5 | 13.5 | 7.6 | BM |  |  |  |  | 15863163 | Yes | AC-Coupled | PhotoVoltaic | 13.44 | 15.2
ESMAEX-03302 |  | MA - SMART Program |  | Connected Solutions Demand Response | In Queue | Commercial |  | 2023-12-20 | Lithium Ion |  | Tesla | 40.5 | 15 | 13.5 | 5 | BM | Customer Bill Savings (e.g., Demand Charge Management, TOU Arbitrage) | Renewable Shift | Reliability and Resiliency | Peak Shaving/ Load Leveling | 15972898 | Yes | AC-Coupled | PhotoVoltaic | 16.2 | 20.2
ESMAEX-03318 |  |  |  | Class 1 REC | In Queue | Commercial |  | 2023-12-28 | Lithium Ion |  | Tesla | 13.5 | 13.5 | 13.5 | 7.6 | BM |  |  |  |  | 15914330 | Yes | AC-Coupled | PhotoVoltaic | 15.96 | 15.2
ESMAEX-03323 |  |  |  |  | In Queue | Commercial |  | 2024-01-03 | Lithium Ion |  | Tesla | 13.5 | 7.6 | 13.5 | 7.6 | BM |  |  |  |  | 15986647 | Yes | AC-Coupled | PhotoVoltaic | 16.8 | 15.36
ESMAEX-03326 |  |  |  |  | In Queue | Commercial |  | 2024-01-03 | Lithium Ion |  | Tesla | 13.5 | 7.6 | 13.5 | 7.6 | BM | Customer Bill Savings (e.g., Demand Charge Management, TOU Arbitrage) |  |  |  | 15985647 | Yes | AC-Coupled | PhotoVoltaic | 17.64 | 15.36
ESMAEX-03330 |  |  |  | Class 1 Rec | In Queue | Commercial |  | 2024-01-04 | Lithium Ion |  | Tesla | 13.5 | 13.5 | 13.5 | 7.6 | BM | Customer Bill Savings (e.g., Demand Charge Management, TOU Arbitrage) | Self Generation |  |  | 16090432 | Yes | AC-Coupled | PhotoVoltaic | 12.15 | 15.2
ESMAEX-03347 |  |  |  | Connected Solutions Demand Response | In Queue | Commercial |  | 2024-01-09 | Lithium Ion |  | Tesla | 13.5 | 5 | 13.5 | 5 | BM | Customer Bill Savings (e.g., Demand Charge Management, TOU Arbitrage) | Renewable Shift | Reliability and Resiliency | Peak Shaving/ Load Leveling | 16078560 | Yes | AC-Coupled | PhotoVoltaic | 0 | 5
ESMAEX-03350 |  |  |  |  | In Queue | Commercial |  | 2024-01-10 | Lithium Ion |  | Tesla | 13.5 | 10 | 13.5 | 10 | BM | Customer Bill Savings (e.g., Demand Charge Management, TOU Arbitrage) | Renewable Shift | Reliability and Resiliency | Peak Shaving/ Load Leveling | 16079006 | Yes | AC-Coupled | PhotoVoltaic | 0 | 10
ESMAEX-03380 |  |  |  | REC 1 | In Queue | Commercial |  | 2024-01-24 | Lithium Ion |  | Tesla | 13.5 | 13.5 | 13.5 | 7.6 | BM |  |  |  |  | 16173407 | Yes | AC-Coupled | PhotoVoltaic | 14.7 | 15.2
ESMAEX-03411 |  |  |  |  | In Queue | Commercial |  | 2024-02-02 | Lithium Ion |  | Tesla | 5.8 | 5.8 | 13.5 | 5.8 | BM | [5 empty] | Yes | AC-Coupled | Fuel Cell | 0 | 5.8
ESMAEX-01858 |  | MA - Energy Efficiency/ DR Program | MA - Energy Efficiency/ DR Program |  | In Queue | Commercial |  | 2022-11-29 | Lithium Ion |  | Tesla | 10 | 10 | 14 | 10 | BM | Reliability and Resiliency |  |  |  | 11417171 | Yes | AC-Coupled | PhotoVoltaic | 7.6 | 6
ESMAEX-01998 |  | MA - Energy Efficiency/ DR Program | MA - Energy Efficiency/ DR Program |  | In Queue | Commercial |  | 2023-01-11 | Lithium Ion |  | Tesla | 10 | 10 | 14 | 10 | BM | Reliability and Resiliency |  |  |  | 11878357 | Yes | AC-Coupled | PhotoVoltaic | 14.8 | 11.4
ESMAEX-02331 |  |  |  |  | In Queue | Commercial |  | 2023-03-31 | Lithium Ion |  | Tesla | 10 | 10 | 14 | 10 | BM | Reliability and Resiliency |  |  |  | 12707868 | Yes | AC-Coupled | PhotoVoltaic | 8.4 | 10
ESMAEX-03204 |  |  |  | Class 1 REC | In Queue | Commercial |  | 2023-11-29 | Lithium Ion |  | Tesla | 13.5 | 13.5 | 14 | 10 | BM | Customer Bill Savings (e.g., Demand Charge Management, TOU Arbitrage) | Self Generation |  |  | 15653444 | Yes | AC-Coupled | PhotoVoltaic | 11.2 | 20
ESMAEX-02923 |  | MA - Energy Efficiency/ DR Program | MA - Energy Efficiency/ DR Program |  | In Queue | Commercial |  | 2023-09-15 | Lithium Ion |  | Tesla | 14 | 14 | 15 | 15 | BM | Reliability and Resiliency |  |  |  | 14659136 | Yes | AC-Coupled | PhotoVoltaic | 0 | 15
ESMAEX-03356 |  | MA - SMART Program |  |  | In Queue | Commercial |  | 2024-01-12 | Lithium Ion |  | Other | 30.72 | 28.8 | 15 | 15 | BM |  |  |  |  | 16178530 | Yes | AC-Coupled | PhotoVoltaic | 15.39 | 15
ESMAEX-03407 |  |  |  |  | In Queue | Commercial |  | 2024-02-01 | Lithium Ion |  | Enphase | 5 | 5 | 15 | 15 | BM | [5 empty] | Yes | AC-Coupled | PhotoVoltaic | 11.745 | 15
ESMAEX-03018 |  |  |  |  | In Queue | Commercial |  | 2023-10-04 | Lithium Ion |  | Tesla | 15.36 | 15 | 15.36 | 15 | SA | Customer Bill Savings (e.g., Demand Charge Management, TOU Arbitrage) | Renewable Shift | Reliability and Resiliency | Peak Shaving/ Load Leveling | 15024655 | Yes | AC-Coupled | PhotoVoltaic | 0 | 15
ESMAEX-03418 |  |  |  |  | In Queue | Commercial |  | 2024-02-06 | Lithium Ion |  | Enphase | 15.36 | 15.36 | 15.36 | 15.36 | BM | Reliability and Resiliency |  |  |  |  | Yes | AC-Coupled | PhotoVoltaic | 0 | 15.36
ESMAEX-03161 |  |  |  |  | In Queue | Commercial |  | 2023-11-15 | Lithium Ion |  | LG Chem | 15.8 | 15 | 15.8 | 15 | BM | Customer Bill Savings (e.g., Demand Charge Management, TOU Arbitrage) |  |  |  | 15528596 | Yes | AC-Coupled | PhotoVoltaic | 7.25 | 15
ESMAEX-01512 |  |  |  |  | In Queue | Commercial |  | 2022-08-25 | Lithium Ion |  | LG Chem | 16 | 7 | 16 | 7 | BM |  |  |  | Whole home backup | 10324365 | Yes | DC-Coupled | PhotoVoltaic | 23.725 | 20
ESMAEX-01640 |  | MA - SMART Program |  |  | In Queue | Commercial |  | 2022-09-28 | Lithium Ion |  | Enphase | 16.8 | 16.8 | 16.8 | 0 | BM |  |  |  | home back up | 10821534 | Yes | AC-Coupled | PhotoVoltaic | 18 | 19.9
ESMAEX-02478 |  | MA - SMART Program |  |  | In Queue | Commercial |  | 2023-05-15 | Lithium Ion |  | Enphase | 17.5 | 15 | 16.8 | 15 | BM | Reliability and Resiliency |  | Micogrid |  | 13411673 | Yes | AC-Coupled | PhotoVoltaic | 4.8 | 4.4
ESMAEX-02744 |  | MA - SMART Program |  |  | In Queue | Commercial |  | 2023-08-01 | Lithium Ion |  | Enphase | 3.5 | 3 | 16.8 | 6.4 | BM | Reliability and Resiliency |  |  |  | 14216658 | Yes | AC-Coupled | PhotoVoltaic | 17.6 | 13
ESMAEX-03332 |  |  |  |  | In Queue | Commercial |  | 2024-01-04 | Lithium Ion |  | Other | 18.43 | 9.22 | 17.51 | 8.76 | BM | [5 empty] | Yes | AC-Coupled | PhotoVoltaic | 14.58 | 15
ESMAEX-01124 |  | MA - SMART Program |  |  | In Queue | Commercial |  | 2022-04-28 | Lithium Ion |  | Other | 18 | 0 | 18 | 0 | BM | Customer Bill Savings (e.g., Demand Charge Management, TOU Arbitrage) |  |  |  | 9117017 | Yes | DC-Coupled | PhotoVoltaic | 30 | 19.99
ESMAEX-02974 |  |  |  |  | In Queue | Commercial |  | 2023-09-28 | Lithium Ion |  | Other | 124 | 42 | 20 | 20 | BM | Customer Bill Savings (e.g., Demand Charge Management, TOU Arbitrage) |  |  | Eversource Connected Solutions Demand Response Program (Daily Dispatch) | 15023936 | No | AC-Coupled | PhotoVoltaic | 0 | 20
ESMAEX-02813 |  | MA - Energy Efficiency/ DR Program | MA - Energy Efficiency/ DR Program |  | In Queue | Commercial |  | 2023-08-15 | Lithium Ion |  | Enphase | 21 | 11.52 | 21 | 11.52 | BM | Customer Bill Savings (e.g., Demand Charge Management, TOU Arbitrage) |  |  |  | 14361633 | Yes | AC-Coupled | PhotoVoltaic | 10.53 | 7.8
ESMAEX-02970 |  | MA - SMART Program |  |  | In Queue | Commercial |  | 2023-09-27 | Lithium Ion |  | Other | 26 | 12.8 | 26 | 12.8 | BM | Customer Bill Savings (e.g., Demand Charge Management, TOU Arbitrage) | Reliability and Resiliency |  |  | 14939348 | Yes | AC-Coupled | PhotoVoltaic | 6.4 | 6.144
ESMAEX-01128 |  | MA - SMART Program |  | Connected Solutions Demand Response | In Queue | Commercial |  | 2022-04-29 | Lithium Ion |  | Tesla | 40.5 | 15 | 27 | 10 | BM | Customer Bill Savings (e.g., Demand Charge Management, TOU Arbitrage) | Reliability and Resiliency |  |  | 9173567 | Yes | AC-Coupled | PhotoVoltaic | 9.6 | 17.6
ESMAEX-01163 |  | MA - SMART Program |  | Connected Solutions Demand Response | In Queue | Commercial |  | 2022-05-10 | Lithium Ion |  | Tesla | 54 | 20 | 27 | 10 | BM | Customer Bill Savings (e.g., Demand Charge Management, TOU Arbitrage) | Reliability and Resiliency |  |  |  | Yes | AC-Coupled | PhotoVoltaic | 16.32 | 25.2
ESMAEX-01822 |  | MA - SMART Program |  | Connected Solutions Demand Response | In Queue | Commercial |  | 2022-11-16 | Lithium Ion |  | Tesla | 27 | 10 | 27 | 10 | BM | Customer Bill Savings (e.g., Demand Charge Management, TOU Arbitrage) | Renewable Shift | Reliability and Resiliency | Peak Shaving/ Load Leveling | 11397254 | Yes | AC-Coupled | PhotoVoltaic | 16 | 15.2
ESMAEX-01948 |  |  |  | Connected Solutions Demand Response | In Queue | Commercial |  | 2022-12-27 | Lithium Ion |  | Tesla | 27 | 10 | 27 | 10 | BM | Customer Bill Savings (e.g., Demand Charge Management, TOU Arbitrage) | Renewable Shift | Reliability and Resiliency | Peak Shaving/ Load Leveling | 11742414 | Yes | AC-Coupled | PhotoVoltaic | 0 | 10
ESMAEX-01953 |  | MA - SMART Program |  | Connected Solutions Demand Response | In Queue | Commercial |  | 2023-01-03 | Lithium Ion |  | Tesla | 27 | 10 | 27 | 10 | BM | Customer Bill Savings (e.g., Demand Charge Management, TOU Arbitrage) | Renewable Shift | Reliability and Resiliency | Peak Shaving/ Load Leveling | 11742840 | Yes | AC-Coupled | PhotoVoltaic | 8.48 | 7.6
ESMAEX-01957 |  |  |  | Connected Solutions Demand Response | In Queue | Commercial |  | 2023-01-03 | Lithium Ion |  | Tesla | 27 | 10 | 27 | 10 | BM | Customer Bill Savings (e.g., Demand Charge Management, TOU Arbitrage) | Renewable Shift | Reliability and Resiliency | Peak Shaving/ Load Leveling | 11775670 | Yes | AC-Coupled | PhotoVoltaic | 0 | 10
ESMAEX-01975 |  | MA - SMART Program |  | Connected Solutions Demand Response | In Queue | Commercial |  | 2023-01-06 | Lithium Ion |  | Tesla | 27 | 10 | 27 | 10 | BM | Customer Bill Savings (e.g., Demand Charge Management, TOU Arbitrage) | Renewable Shift | Reliability and Resiliency | Peak Shaving/ Load Leveling | 11884943 | Yes | AC-Coupled | PhotoVoltaic | 9.6 | 7.6
ESMAEX-01997 |  |  |  | Connected Solutions Demand Response | In Queue | Commercial |  | 2023-01-10 | Lithium Ion |  | Tesla | 27 | 10 | 27 | 10 | BM | Customer Bill Savings (e.g., Demand Charge Management, TOU Arbitrage) | Renewable Shift | Reliability and Resiliency | Peak Shaving/ Load Leveling | 11884346 | Yes | AC-Coupled | PhotoVoltaic | 0 | 10
ESMAEX-02064 |  |  |  |  | In Queue | Commercial |  | 2023-01-24 | Lithium Ion |  | Tesla | 27 | 10 | 27 | 10 | BM | Customer Bill Savings (e.g., Demand Charge Management, TOU Arbitrage) | Renewable Shift | Reliability and Resiliency | Peak Shaving/ Load Leveling | 12002131 | Yes | AC-Coupled | PhotoVoltaic | 0 | 10
ESMAEX-02115 |  | MA - SMART Program |  | Connected Solutions Demand Response | In Queue | Commercial |  | 2023-02-04 | Lithium Ion |  | Tesla | 27 | 10 | 27 | 10 | BM | Customer Bill Savings (e.g., Demand Charge Management, TOU Arbitrage) | Renewable Shift | Reliability and Resiliency | Peak Shaving/ Load Leveling | 12016517 | Yes | AC-Coupled | PhotoVoltaic | 11.232 | 25.2
ESMAEX-02128 |  | MA - SMART Program |  | Connected Solutions Demand Response | In Queue | Commercial |  | 2023-02-06 | Lithium Ion |  | Tesla | 27 | 10 | 27 | 10 | BM | Customer Bill Savings (e.g., Demand Charge Management, TOU Arbitrage) | Renewable Shift | Reliability and Resiliency | Peak Shaving/ Load Leveling | 11932537 | Yes | AC-Coupled | PhotoVoltaic | 0 | 10
ESMAEX-02229 |  |  |  | Connected Solutions Demand Response | In Queue | Commercial |  | 2023-03-03 | Lithium Ion |  | Tesla | 27 | 10 | 27 | 10 | BM | Customer Bill Savings (e.g., Demand Charge Management, TOU Arbitrage) | Renewable Shift | Reliability and Resiliency | Peak Shaving/ Load Leveling | 12365240 | Yes | AC-Coupled | PhotoVoltaic | 0 | 10
ESMAEX-02245 |  | MA - SMART Program |  | Connected Solutions | In Queue | Commercial |  | 2023-03-08 | Lithium Ion |  | Tesla | 27 | 10 | 27 | 10 | BM | Customer Bill Savings (e.g., Demand Charge Management, TOU Arbitrage) | Wholesale Market | Renewable Shift |  | 12348977 | Yes | AC-Coupled | PhotoVoltaic | 10 | 7.6
ESMAEX-02444 |  | MA - SMART Program |  | Connected Solutions Demand Response | In Queue | Commercial |  | 2023-05-04 | Lithium Ion |  | Tesla | 27 | 10 | 27 | 10 | BM | Customer Bill Savings (e.g., Demand Charge Management, TOU Arbitrage) | Renewable Shift | Reliability and Resiliency | Peak Shaving/ Load Leveling | 13147690 | Yes | AC-Coupled | PhotoVoltaic | 12.8 | 25.2
ESMAEX-02458 |  |  |  |  | In Queue | Commercial |  | 2023-05-06 | Lithium Ion |  | Tesla | 27 | 10 | 27 | 10 | BM | Customer Bill Savings (e.g., Demand Charge Management, TOU Arbitrage) | Renewable Shift | Reliability and Resiliency | Peak Shaving/ Load Leveling | 13162893 | Yes | AC-Coupled | PhotoVoltaic | 0 | 10
ESMAEX-02570 |  | MA - SMART Program |  | Net Metering | In Queue | Commercial |  | 2023-06-08 | Lithium Ion |  | Tesla | 27 | 10 | 27 | 10 | BM |  |  |  | Backup Power | 13552775 | Yes | AC-Coupled | PhotoVoltaic | 11.25 | 17.6
ESMAEX-02577 |  | MA - SMART Program |  |  | In Queue | Commercial |  | 2023-06-12 | Lithium Ion |  | Tesla | 13.5 | 5 | 27 | 10 | BM | Customer Bill Savings (e.g., Demand Charge Management, TOU Arbitrage) | Renewable Shift | Reliability and Resiliency | Peak Shaving/ Load Leveling | 13673508 | Yes | AC-Coupled | PhotoVoltaic | 5.2 | 7.6
ESMAEX-02608 |  | MA - Energy Efficiency/ DR Program | MA - Energy Efficiency/ DR Program |  | In Queue | Commercial |  | 2023-06-23 | Lithium Ion |  | Tesla | 27 | 10 | 27 | 10 | BM |  | Self Generation |  |  | 13758661 | Yes | AC-Coupled | PhotoVoltaic | 0 | 10
ESMAEX-02609 |  | MA - Energy Efficiency/ DR Program | MA - Energy Efficiency/ DR Program |  | In Queue | Commercial |  | 2023-06-23 | Lithium Ion |  | Tesla | 27 | 10 | 27 | 10 | BM |  | Self Generation |  |  | 13758872 | Yes | AC-Coupled | PhotoVoltaic | 0 | 10
ESMAEX-02692 |  | MA - SMART Program |  |  | In Queue | Commercial |  | 2023-07-19 | Lithium Ion |  | Tesla | 27 | 10 | 27 | 10 | BM | Customer Bill Savings (e.g., Demand Charge Management, TOU Arbitrage) | Renewable Shift | Reliability and Resiliency | Peak Shaving/ Load Leveling | 13893278 | Yes | AC-Coupled | PhotoVoltaic | 24 | 22.8
ESMAEX-02742 |  |  |  |  | In Queue | Commercial |  | 2023-08-01 | Lithium Ion |  | Tesla | 27 | 10 | 27 | 10 | BM |  | Self Generation |  |  | 14142797 | Yes | AC-Coupled | PhotoVoltaic | 0 | 10
ESMAEX-02743 |  |  |  |  | In Queue | Commercial |  | 2023-08-01 | Lithium Ion |  | Tesla | 27 | 15.2 | 27 | 15.2 | BM |  |  |  |  | 14143563 | Yes | AC-Coupled | PhotoVoltaic | 12 | 15.2
ESMAEX-02751 |  |  |  |  | In Queue | Commercial |  | 2023-08-04 | Lithium Ion |  | Tesla | 27 | 10 | 27 | 10 | BM |  | Self Generation |  |  | 14281414 | Yes | AC-Coupled | PhotoVoltaic | 0 | 10
ESMAEX-02759 |  |  |  |  | In Queue | Commercial |  | 2023-08-04 | Lithium Ion |  | Tesla | 13.5 | 5 | 27 | 10 | BM | Reliability and Resiliency |  |  |  | 14095217 | Yes | AC-Coupled | PhotoVoltaic | 17.22 | 13.12
ESMAEX-02760 |  |  |  |  | In Queue | Commercial |  | 2023-08-07 | Lithium Ion |  | Tesla | 27 | 10 | 27 | 10 | BM |  | Self Generation |  |  | 14345845 | Yes | AC-Coupled | PhotoVoltaic | 11.75 | 8.7
ESMAEX-02878 |  |  |  |  | In Queue | Commercial |  | 2023-08-29 | Lithium Ion |  | Tesla | 27 | 10 | 27 | 10 | BM | Customer Bill Savings (e.g., Demand Charge Management, TOU Arbitrage) | Renewable Shift | Reliability and Resiliency | Peak Shaving/ Load Leveling | 14583986 | Yes | AC-Coupled | PhotoVoltaic | 0 | 10
ESMAEX-02924 |  | MA - Energy Efficiency/ DR Program | MA - Energy Efficiency/ DR Program |  | In Queue | Commercial |  | 2023-09-15 | Lithium Ion |  | Tesla | 27 | 10 | 27 | 10 | BM |  | Self Generation |  |  | 14894770 | Yes | AC-Coupled | PhotoVoltaic | 0 | 10
ESMAEX-02926 |  |  |  |  | In Queue | Commercial |  | 2023-09-15 | Lithium Ion |  | Tesla | 27 | 10 | 27 | 10 | BM |  | Self Generation |  |  | 14659241 | Yes | AC-Coupled | PhotoVoltaic | 0 | 10
ESMAEX-02930 |  |  |  |  | In Queue | Commercial |  | 2023-09-18 | Lithium Ion |  | Tesla | 27 | 10 | 27 | 10 | BM | Customer Bill Savings (e.g., Demand Charge Management, TOU Arbitrage) | Wholesale Market | Renewable Shift |  | 14753342 | Yes | AC-Coupled | PhotoVoltaic | 0 | 5
ESMAEX-02948 |  |  |  |  | In Queue | Commercial |  | 2023-09-22 | Lithium Ion |  | Tesla | 27 | 10 | 27 | 10 | BM | Customer Bill Savings (e.g., Demand Charge Management, TOU Arbitrage) | Renewable Shift | Reliability and Resiliency | Peak Shaving/ Load Leveling | 14816330 | Yes | AC-Coupled | PhotoVoltaic | 0 | 10
ESMAEX-02956 |  | MA - SMART Program |  | Connected Solutions Demand Response | In Queue | Commercial |  | 2023-09-26 | Lithium Ion |  | Tesla | 27 | 10 | 27 | 10 | BM | Customer Bill Savings (e.g., Demand Charge Management, TOU Arbitrage) | Renewable Shift | Reliability and Resiliency | Peak Shaving/ Load Leveling | 14844276 | Yes | AC-Coupled | PhotoVoltaic | 0 | 10
ESMAEX-02995 |  | MA - SMART Program |  |  | In Queue | Commercial |  | 2023-10-02 | Lithium Ion |  | Tesla | 27 | 10 | 27 | 10 | BM | Reliability and Resiliency | Self Generation |  | Utility DR Program | 14977563 | Yes | AC-Coupled | PhotoVoltaic | 5.67 | 3.8
ESMAEX-03021 |  |  |  | Connected Solutions | In Queue | Commercial |  | 2023-10-04 | Lithium Ion |  | Tesla | 27 | 10 | 27 | 10 | BM | Customer Bill Savings (e.g., Demand Charge Management, TOU Arbitrage) |  |  |  | 15024129 | Yes | AC-Coupled | PhotoVoltaic | 22.41 | 20
ESMAEX-03028 |  |  |  |  | In Queue | Commercial |  | 2023-10-06 | Lithium Ion |  | Tesla | 27 | 10 | 27 | 10 | BM |  | Self Generation |  |  | 15064725 | Yes | AC-Coupled | PhotoVoltaic | 0 | 10
ESMAEX-03054 |  | MA - SMART Program |  | Connected Solutions Demand Response | In Queue | Commercial |  | 2023-10-16 | Lithium Ion |  | Tesla | 27 | 10 | 27 | 10 | BM | Customer Bill Savings (e.g., Demand Charge Management, TOU Arbitrage) | Renewable Shift | Reliability and Resiliency | Peak Shaving/ Load Leveling | 15119777 | Yes | AC-Coupled | PhotoVoltaic | 9.8814 | 17.6
ESMAEX-03070 |  | MA - SMART Program |  |  | In Queue | Commercial |  | 2023-10-19 | Lithium Ion |  | Tesla | 27 | 10 | 27 | 10 | BM |  | Self Generation |  |  | 15764812 | Yes | AC-Coupled | PhotoVoltaic | 16.61 | 12.3
ESMAEX-03090 |  | MA - DOER/ MassCEC Funded Projects | MA - SMART Program |  | In Queue | Commercial |  | 2023-10-26 | Lithium Ion |  | Tesla | 14 | 5 | 27 | 10 | BM | Reliability and Resiliency |  |  |  | 15223192 | Yes | AC-Coupled | Fuel Cell | 0 | 5
ESMAEX-03093 |  | MA - DOER/ MassCEC Funded Projects | MA - SMART Program |  | In Queue | Commercial |  | 2023-10-30 | Lithium Ion |  | Tesla | 28 | 11.6 | 27 | 10 | BM | Reliability and Resiliency |  |  |  | 15268620 | Yes | AC-Coupled | Fuel Cell | 0 | 10
ESMAEX-03097 |  | MA - SMART Program |  | Connected Solutions Demand Response | In Queue | Commercial |  | 2023-10-30 | Lithium Ion |  | Tesla | 27 | 10 | 27 | 10 | BM | Customer Bill Savings (e.g., Demand Charge Management, TOU Arbitrage) | Renewable Shift | Reliability and Resiliency | Peak Shaving/ Load Leveling | 15314030 | Yes | AC-Coupled | PhotoVoltaic | 11.34 | 20
ESMAEX-03116 |  | MA - SMART Program |  | Connected Solutions Demand Response | In Queue | Commercial |  | 2023-11-03 | Lithium Ion |  | Tesla | 27 | 10 | 27 | 10 | BM | Customer Bill Savings (e.g., Demand Charge Management, TOU Arbitrage) | Renewable Shift | Reliability and Resiliency | Peak Shaving/ Load Leveling | 15418740 | Yes | AC-Coupled | PhotoVoltaic | 0 | 20.125
ESMAEX-03122 |  | MA - SMART Program |  | Utility DR Program | In Queue | Commercial |  | 2023-11-07 | Lithium Ion |  | Tesla | 27 | 10 | 27 | 10 | BM | Reliability and Resiliency | Self Generation |  | Utility DR Program | 15406859 | Yes | AC-Coupled | PhotoVoltaic | 0 | 14
ESMAEX-03163 |  | MA - Energy Efficiency/ DR Program | MA - Energy Efficiency/ DR Program |  | In Queue | Commercial |  | 2023-11-16 | Lithium Ion |  | Tesla | 27 | 10 | 27 | 10 | BM |  | Self Generation |  |  | 15529287 | Yes | AC-Coupled | PhotoVoltaic | 0 | 20
ESMAEX-03178 |  |  |  |  | In Queue | Commercial |  | 2023-11-20 | Lithium Ion |  | Tesla | 27 | 10 | 27 | 10 | BM | Customer Bill Savings (e.g., Demand Charge Management, TOU Arbitrage) | Reliability and Resiliency |  |  | 15731667 | Yes | AC-Coupled | PhotoVoltaic | 14.98 | 15.2
ESMAEX-03181 |  |  |  |  | In Queue | Commercial |  | 2023-11-21 | Lithium Ion |  | Tesla | 27 | 10 | 27 | 10 | BM | Customer Bill Savings (e.g., Demand Charge Management, TOU Arbitrage) | Reliability and Resiliency |  |  | 15731601 | Yes | AC-Coupled | PhotoVoltaic | 0 | 10
ESMAEX-03193 |  |  |  | Utility DR Program | In Queue | Commercial |  | 2023-11-23 | Lithium Ion |  | Tesla | 27 | 10 | 27 | 10 | BM | Customer Bill Savings (e.g., Demand Charge Management, TOU Arbitrage) | Renewable Shift | Reliability and Resiliency | Peak Shaving/ Load Leveling | 15578829 | Yes | AC-Coupled | PhotoVoltaic | 11.285 | 10
ESMAEX-03201 |  |  |  | Utility DR Program | In Queue | Commercial |  | 2023-11-28 | Lithium Ion |  | Tesla | 27 | 10 | 27 | 10 | BM | Customer Bill Savings (e.g., Demand Charge Management, TOU Arbitrage) | Renewable Shift | Reliability and Resiliency | Peak Shaving/ Load Leveling | 15746922 | Yes | AC-Coupled | PhotoVoltaic | 0 | 0
ESMAEX-03207 |  |  |  |  | In Queue | Commercial |  | 2023-11-30 | Lithium Ion |  | Tesla | 13.5 | 5 | 27 | 10 | BM |  |  |  |  | 15765294 | Yes | AC-Coupled | PhotoVoltaic | 10.08 | 7.6
ESMAEX-03257 |  |  |  | Utility DR Program | In Queue | Commercial |  | 2023-12-07 | Lithium Ion |  | Tesla | 27 | 10 | 27 | 10 | BM | Customer Bill Savings (e.g., Demand Charge Management, TOU Arbitrage) | Renewable Shift | Reliability and Resiliency | Peak Shaving/ Load Leveling | 15892216 | Yes | AC-Coupled | PhotoVoltaic | 11.2 | 10
ESMAEX-03263 |  | MA - SMART Program |  | Net Metering | In Queue | Commercial |  | 2023-12-11 | Lithium Ion |  | Tesla | 27 | 10 | 27 | 10 | BM |  |  |  | Backup Power | 15909341 | Yes | AC-Coupled | PhotoVoltaic | 27.135 | 19
ESMAEX-03289 |  | MA - SMART Program |  | Connected Solutions Demand Response | In Queue | Commercial |  | 2023-12-19 | Lithium Ion |  | Tesla | 13.5 | 5 | 27 | 10 | BM | Customer Bill Savings (e.g., Demand Charge Management, TOU Arbitrage) | Renewable Shift | Reliability and Resiliency | Peak Shaving/ Load Leveling | 15961871 | Yes | AC-Coupled | PhotoVoltaic | 8.1 | 17.6
ESMAEX-03290 |  |  |  |  | In Queue | Commercial |  | 2023-12-19 | Lithium Ion |  | Tesla | 27 | 10 | 27 | 10 | BM |  |  |  |  | 15905167 | Yes | AC-Coupled | PhotoVoltaic | 8.505 | 7.6
ESMAEX-03296 |  |  |  | Connected Solutions Demand Response | In Queue | Commercial |  | 2023-12-20 | Lithium Ion |  | Tesla | 27 | 10 | 27 | 10 | BM | Customer Bill Savings (e.g., Demand Charge Management, TOU Arbitrage) | Renewable Shift | Reliability and Resiliency | Peak Shaving/ Load Leveling | 15989125 | Yes | AC-Coupled | PhotoVoltaic | 0 | 10
ESMAEX-03307 |  | MA - SMART Program |  |  | In Queue | Commercial |  | 2023-12-21 | Lithium Ion |  | Tesla | 27 | 10 | 27 | 10 | BM | Customer Bill Savings (e.g., Demand Charge Management, TOU Arbitrage) | Renewable Shift | Reliability and Resiliency | Peak Shaving/ Load Leveling |  | Yes | AC-Coupled | PhotoVoltaic | 12.96 | 20.2
ESMAEX-03316 |  | MA - SMART Program |  |  | In Queue | Commercial |  | 2023-12-27 | Lithium Ion |  | Tesla | 27 | 10 | 27 | 10 | BM | Customer Bill Savings (e.g., Demand Charge Management, TOU Arbitrage) | Renewable Shift | Reliability and Resiliency | Peak Shaving/ Load Leveling | 16083182 | Yes | AC-Coupled | PhotoVoltaic | 12.15 | 11.4
ESMAEX-03331 |  |  |  |  | In Queue | Commercial |  | 2024-01-04 | Lithium Ion |  | Tesla | 27 | 10 | 27 | 10 | BM |  |  |  |  | 16109760 | Yes | AC-Coupled | PhotoVoltaic | 0 | 10
ESMAEX-03336 |  |  |  |  | In Queue | Commercial |  | 2024-01-05 | Lithium Ion |  | Tesla | 27 | 10 | 27 | 10 | BM | Customer Bill Savings (e.g., Demand Charge Management, TOU Arbitrage) | Reliability and Resiliency |  |  | 16077275 | Yes | AC-Coupled | PhotoVoltaic | 0 | 5
ESMAEX-03351 |  | MA - SMART Program |  |  | In Queue | Commercial |  | 2024-01-10 | Lithium Ion |  | Tesla | 27 | 10 | 27 | 10 | BM | Customer Bill Savings (e.g., Demand Charge Management, TOU Arbitrage) | Renewable Shift | Reliability and Resiliency | Peak Shaving/ Load Leveling | 16079065 | Yes | AC-Coupled | PhotoVoltaic | 7.695 | 12.6
ESMAEX-03352 |  | MA - SMART Program |  | Net Metering | In Queue | Commercial |  | 2024-01-10 | Lithium Ion |  | Tesla | 27 | 10 | 27 | 10 | BM |  |  |  | Backup Power | 16079460 | Yes | AC-Coupled | PhotoVoltaic | 9.72 | 7.6
ESMAEX-03369 |  |  |  | Connected Solutions Demand Response | In Queue | Commercial |  | 2024-01-18 | Lithium Ion |  | Tesla | 27 | 10 | 27 | 10 | BM | Customer Bill Savings (e.g., Demand Charge Management, TOU Arbitrage) | Renewable Shift | Reliability and Resiliency | Peak Shaving/ Load Leveling |  | Yes | AC-Coupled | PhotoVoltaic | 0 | 10
ESMAEX-03371 |  |  |  | Connected Solutions Demand Response | In Queue | Commercial |  | 2024-01-18 | Lithium Ion |  | Tesla | 27 | 10 | 27 | 10 | BM | Customer Bill Savings (e.g., Demand Charge Management, TOU Arbitrage) | Renewable Shift | Reliability and Resiliency | Peak Shaving/ Load Leveling |  | Yes | AC-Coupled | PhotoVoltaic | 0 | 17.6
ESMAEX-03372 |  |  |  |  | In Queue | Commercial |  | 2024-01-18 | Lithium Ion |  | Tesla | 27 | 10 | 27 | 10 | BM | Customer Bill Savings (e.g., Demand Charge Management, TOU Arbitrage) | Renewable Shift | Reliability and Resiliency | Peak Shaving/ Load Leveling |  | Yes | AC-Coupled | PhotoVoltaic | 0 | 10
ESMAEX-03373 |  |  |  |  | In Queue | Commercial |  | 2024-01-19 | Lithium Ion |  | Tesla | 27 | 10 | 27 | 10 | BM | Customer Bill Savings (e.g., Demand Charge Management, TOU Arbitrage) | Renewable Shift | Reliability and Resiliency | Peak Shaving/ Load Leveling |  | Yes | AC-Coupled | PhotoVoltaic | 0 | 10
ESMAEX-03374 |  |  |  |  | In Queue | Commercial |  | 2024-01-19 | Lithium Ion |  | Tesla | 27 | 10 | 27 | 10 | BM | Customer Bill Savings (e.g., Demand Charge Management, TOU Arbitrage) | Renewable Shift | Reliability and Resiliency | Peak Shaving/ Load Leveling |  | Yes | AC-Coupled | PhotoVoltaic | 0 | 10
ESMAEX-03378 |  |  |  | Utility DR program | In Queue | Commercial |  | 2024-01-24 | Lithium Ion |  | Tesla | 27 | 10 | 27 | 10 | BM | Peak Shaving/ Load Leveling | Renewable Shift | Reliability and Resiliency | Peak Shaving/ Load Leveling |  | Yes | AC-Coupled | PhotoVoltaic | 9.72 | 7.6
ESMAEX-03389 |  |  |  |  | In Queue | Commercial |  | 2024-01-26 | Lithium Ion |  | Tesla | 27 | 10 | 27 | 10 | BM | [5 empty] | Yes | AC-Coupled | PhotoVoltaic | 11.2 | 10
ESMAEX-03400 |  |  |  | Connected Solutions Demand Response | In Queue | Commercial |  | 2024-01-30 | Lithium Ion |  | Tesla | 27 | 23 | 27 | 23 | BM | Customer Bill Savings (e.g., Demand Charge Management, TOU Arbitrage) | Wholesale Market | Reliability and Resiliency |  |  | Yes | AC-Coupled | PhotoVoltaic | 9.72 | 23
ESMAEX-03405 |  |  |  |  | In Queue | Commercial |  | 2024-02-01 | Lithium Ion |  | Tesla | 27 | 10 | 27 | 10 | BM | Customer Bill Savings (e.g., Demand Charge Management, TOU Arbitrage) | Reliability and Resiliency |  |  |  | Yes | AC-Coupled | PhotoVoltaic | 0 | 10
ESMAEX-03415 |  |  |  | Connected Solutions Demand Response | In Queue | Commercial |  | 2024-02-05 | Lithium Ion |  | Tesla | 27 | 10 | 27 | 10 | BM | Customer Bill Savings (e.g., Demand Charge Management, TOU Arbitrage) | Renewable Shift | Reliability and Resiliency | Peak Shaving/ Load Leveling |  | Yes | AC-Coupled | PhotoVoltaic | 0 | 10
ESMAEX-02897 |  |  |  | Connected Solutions | In Queue | Commercial |  | 2023-09-07 | Lithium Ion |  | Other | 27.2 | 10 | 27.2 | 10 | BM | Reliability and Resiliency | Self Generation |  |  | 14463881 | Yes | AC-Coupled | PhotoVoltaic | 7.2 | 5
ESMAEX-03190 |  |  |  |  | In Queue | Commercial |  | 2023-11-22 | Lithium Ion |  | Other | 27.2 | 10 | 27.2 | 10 | BM |  |  |  |  | 15578777 | Yes | DC-Coupled | PhotoVoltaic | 7.6 | 7.6
ESMAEX-02772 |  | MA - DOER/ MassCEC Funded Projects |  |  | In Queue | Commercial |  | 2023-08-08 | Lithium Ion |  | Enphase | 16.8 | 7.04 | 30.24 | 12.672 | BM |  |  |  |  | 14362244 | Yes | AC-Coupled | Fuel Cell | 0 | 17.28
ESMAEX-03119 |  | MA - Energy Efficiency/ DR Program | MA - Energy Efficiency/ DR Program |  | In Queue | Commercial |  | 2023-11-06 | Lithium Ion |  | Enphase | 20 | 20 | 30.72 | 30.72 | BM | Customer Bill Savings (e.g., Demand Charge Management, TOU Arbitrage) |  |  |  | 15419576 | Yes | AC-Coupled | PhotoVoltaic | 2.43 | 2.19
ESMAEX-02636 |  | MA - Energy Efficiency/ DR Program | MA - Energy Efficiency/ DR Program |  | In Queue | Commercial |  | 2023-07-05 | Lithium Ion |  | Enphase | 31.5 | 11.52 | 31.5 | 11.52 | BM |  | Self Generation |  |  | 13948219 | Yes | AC-Coupled | PhotoVoltaic | 12.96 | 11.712
ESMAEX-03366 |  |  |  |  | In Queue | Commercial |  | 2024-01-17 | Lithium Ion |  | Other | 38.8 | 20.6 | 38.8 | 20.6 | BM | Reliability and Resiliency | Renewable Shift |  | Connected Solutions, Clean Peak Standards |  | Yes | DC-Coupled | PhotoVoltaic | 33.6 | 22.8
ESMAEX-02827 |  |  |  |  | In Queue | Commercial |  | 2023-08-17 | Lithium Ion |  | Enphase | 5 | 5 | 40 | 40 | BM |  |  |  |  | 14452921 | Yes | DC-Coupled | PhotoVoltaic | 34.83 | 25.8
ESMAEX-02980 |  |  |  | Connected Solutions | In Queue | Commercial |  | 2023-09-28 | Lithium Ion |  | Enphase | 5 | 30.72 | 40 | 30.72 | BM |  |  |  | Backup Power, Connected Solutions | 14941721 | Yes | AC-Coupled | PhotoVoltaic | 16.17 | 12.6
ESMAEX-01886 |  |  |  | ConnectedSolutions | In Queue | Commercial |  | 2022-12-02 | Lithium Ion |  | Tesla | 40.5 | 15 | 40.5 | 15 | BM | Customer Bill Savings (e.g., Demand Charge Management, TOU Arbitrage) | Renewable Shift | Reliability and Resiliency | Peak Shaving/ Load Leveling | 11643500 | Yes | AC-Coupled | PhotoVoltaic | 0 | 15
ESMAEX-01921 |  |  |  | Connected Solutions Demand Response | In Queue | Commercial |  | 2022-12-13 | Lithium Ion |  | Tesla | 40.5 | 15 | 40.5 | 15 | BM | Customer Bill Savings (e.g., Demand Charge Management, TOU Arbitrage) | Renewable Shift | Reliability and Resiliency | Peak Shaving/ Load Leveling | 11684822 | Yes | AC-Coupled | PhotoVoltaic | 0 | 15
ESMAEX-02352 |  |  |  | Connected Solutions Demand Response | In Queue | Commercial |  | 2023-04-06 | Lithium Ion |  | Tesla | 40.5 | 15 | 40.5 | 15 | BM | Customer Bill Savings (e.g., Demand Charge Management, TOU Arbitrage) | Renewable Shift | Reliability and Resiliency | Peak Shaving/ Load Leveling | 12726219 | Yes | AC-Coupled | PhotoVoltaic | 0 | 15
ESMAEX-02424 |  | MA - SMART Program |  | Connected Solutions Demand Response | In Queue | Commercial |  | 2023-04-27 | Lithium Ion |  | Tesla | 27 | 10 | 40.5 | 15 | BM | Customer Bill Savings (e.g., Demand Charge Management, TOU Arbitrage) | Renewable Shift | Reliability and Resiliency | Peak Shaving/ Load Leveling | 13034800 | Yes | AC-Coupled | PhotoVoltaic | 13.6 | 15.2
ESMAEX-02429 |  |  |  | Connected Solutions Demand Response | In Queue | Commercial |  | 2023-04-28 | Lithium Ion |  | Tesla | 40.5 | 15 | 40.5 | 15 | BM | Customer Bill Savings (e.g., Demand Charge Management, TOU Arbitrage) | Renewable Shift | Reliability and Resiliency | Peak Shaving/ Load Leveling | 12991576 | Yes | AC-Coupled | PhotoVoltaic | 0 | 15
ESMAEX-02803 |  |  |  |  | In Queue | Commercial |  | 2023-10-27 | Lithium Ion |  | Tesla | 40.5 | 15 | 40.5 | 15 | BM | Renewable Shift |  |  |  | 14418464 | Yes | AC-Coupled | PhotoVoltaic | 0 | 17.4
ESMAEX-02935 |  | MA - SMART Program |  | Connected Solutions Demand Response | In Queue | Commercial |  | 2023-09-19 | Lithium Ion |  | Tesla | 40.5 | 15 | 40.5 | 15 | BM | Customer Bill Savings (e.g., Demand Charge Management, TOU Arbitrage) | Renewable Shift | Reliability and Resiliency | Peak Shaving/ Load Leveling | 14753177 | Yes | AC-Coupled | PhotoVoltaic | 8.505 | 7.6
ESMAEX-03042 |  |  |  |  | In Queue | Commercial |  | 2023-10-12 | Lithium Ion |  | Tesla | 40.5 | 15 | 40.5 | 15 | BM | Customer Bill Savings (e.g., Demand Charge Management, TOU Arbitrage) | Renewable Shift | Reliability and Resiliency | Peak Shaving/ Load Leveling | 15026715 | Yes | AC-Coupled | PhotoVoltaic | 24.3 | 37.8
ESMAEX-03110 |  |  |  |  | In Queue | Commercial |  | 2023-11-02 | Lithium Ion |  | Tesla | 40.5 | 15 | 40.5 | 15 | BM | Customer Bill Savings (e.g., Demand Charge Management, TOU Arbitrage) | Renewable Shift | Reliability and Resiliency | Peak Shaving/ Load Leveling | 15368804 | Yes | AC-Coupled | PhotoVoltaic | 0 | 15
ESMAEX-03134 |  | MA - DOER/ MassCEC Funded Projects | MA - Energy Efficiency/ DR Program | Utility DR Program | In Queue | Commercial |  | 2023-11-08 | Lithium Ion |  | Tesla | 40.5 | 15 | 40.5 | 15 | BM | Reliability and Resiliency | Self Generation |  | Utility DR Program | 15419617 | Yes | AC-Coupled | PhotoVoltaic | 25.515 | 15.2
ESMAEX-03138 |  |  |  |  | In Queue | Commercial |  | 2023-11-10 | Lithium Ion |  | Tesla | 40.5 | 15 | 40.5 | 15 | BM |  |  |  |  | 15500916 | Yes | AC-Coupled | PhotoVoltaic | 10.8 | 7.6
ESMAEX-03381 |  |  |  |  | In Queue | Commercial |  | 2024-01-24 | Lithium Ion |  | Tesla | 40.5 | 15 | 40.5 | 15 | BM | Customer Bill Savings (e.g., Demand Charge Management, TOU Arbitrage) | Renewable Shift | Reliability and Resiliency | Peak Shaving/ Load Leveling |  | Yes | AC-Coupled | PhotoVoltaic | 0 | 57
ESMAEX-03403 |  | MA - SMART Program |  | Connected Solutions Demand Response | In Queue | Commercial |  | 2024-01-31 | Lithium Ion |  | Tesla | 40.5 | 15 | 40.5 | 15 | BM | Customer Bill Savings (e.g., Demand Charge Management, TOU Arbitrage) | Renewable Shift | Reliability and Resiliency | Peak Shaving/ Load Leveling |  | Yes | AC-Coupled | PhotoVoltaic | 8.1 | 7.6
ESMAEX-03417 |  |  |  | Connected Solutions Demand Response | In Queue | Commercial |  | 2024-02-06 | Lithium Ion |  | Tesla | 40.5 | 15 | 40.5 | 15 | BM | Customer Bill Savings (e.g., Demand Charge Management, TOU Arbitrage) | Reliability and Resiliency |  |  |  | Yes | AC-Coupled | PhotoVoltaic | 12.24 | 30.2
ESMAEX-01893 |  |  |  |  | In Queue | Commercial |  | 2022-12-06 | Lithium Ion |  | Tesla | 54 | 20 | 54 | 20 | BM |  |  |  |  | 11428094 | Yes | AC-Coupled | PhotoVoltaic | 20.408 | 15.2
ESMAEX-02940 |  |  |  |  | In Queue | Commercial |  | 2023-09-21 | Lithium Ion |  | Tesla | 54 | 20 | 54 | 20 | BM | Customer Bill Savings (e.g., Demand Charge Management, TOU Arbitrage) | Renewable Shift |  |  | 14642599 | Yes | AC-Coupled | PhotoVoltaic | 34 | 22.8
ESMAEX-03294 |  |  |  | Utility DR program | In Queue | Commercial |  | 2023-12-19 | Lithium Ion |  | Tesla | 54 | 20 | 54 | 20 | BM | Peak Shaving/ Load Leveling | Renewable Shift | Reliability and Resiliency | Peak Shaving/ Load Leveling |  | Yes | AC-Coupled | PhotoVoltaic | 18 | 15.2
ESMAEX-03388 |  |  |  |  | In Queue | Commercial |  | 2024-01-26 | Lithium Ion |  | Tesla | 54 | 20 | 54 | 20 | BM |  |  |  |  | 16208884 | Yes | AC-Coupled | PhotoVoltaic | 13.2 | 9.9
ESMAEX-01599 |  | MA - Energy Efficiency/ DR Program | MA - Energy Efficiency/ DR Program |  | In Queue | Commercial |  | 2022-09-16 | Lithium Ion |  | Tesla | 67.5 | 25 | 67.5 | 25 | BM | Reliability and Resiliency | Self Generation |  |  | 10582087 | Yes | AC-Coupled | PhotoVoltaic | 37.825 | 25
ESMAEX-03396 |  | MA - SMART Program |  |  | In Queue | Commercial |  | 2024-01-30 | Lithium Ion |  | Other | 73.72 | 81.92 | 73.72 | 81.92 | BM | Customer Bill Savings (e.g., Demand Charge Management, TOU Arbitrage) |  |  |  | 16242812 | Yes | DC-Coupled | PhotoVoltaic | 87.36 | 90
ESMAEX-01660 |  | MA - SMART Program |  |  | In Queue | Commercial |  | 2022-10-05 | Lithium Ion |  | Other | 384 | 358.4 | 100 | 0.384 | BM | Reliability and Resiliency | Self Generation |  |  | 10920957 | Yes | DC-Coupled | PhotoVoltaic | 154.6 | 100
ESMAEX-02911 |  | MA - SMART Program |  |  | In Queue | Commercial |  | 2023-09-12 | Lithium Ion |  | Tesla | 100 | 25 | 100 | 25 | BM |  |  |  |  | 14587310 | Yes | AC-Coupled | PhotoVoltaic | 21.7 | 20
ESMAEX-00203 |  | ISO Markets |  | Utility demand response (Connected Solutions) | In Queue | Commercial |  | 2021-06-22 | Lithium Ion |  | Other | 124 | 30 | 119 | 30 | BM | Customer Bill Savings (e.g., Demand Charge Management, TOU Arbitrage) | Wholesale Market | Reliability and Resiliency | Connected Solutions Demand Response - Daily Dispatch |  | No | AC-Coupled | PhotoVoltaic | 0 | 30
ESMAEX-02869 |  | MA - Energy Efficiency/ DR Program | MA - Energy Efficiency/ DR Program |  | In Queue | Commercial |  | 2023-08-25 | Lithium Ion |  | Other | 124 | 42 | 120 | 40 | BM | Customer Bill Savings (e.g., Demand Charge Management, TOU Arbitrage) |  |  | Eversource Connected Solutions Demand Response Program (Daily Dispatch) | 14490340 | No | AC-Coupled | PhotoVoltaic | 0 | 40
ESMAEX-02195 |  | ISO Markets | MA - SMART Program |  | In Queue | Commercial |  | 2023-02-23 | Lithium Ion |  | Other | 233 | 125 | 233 | 125 | BM | Wholesale Market |  |  |  | 11938844 | Yes | AC-Coupled | PhotoVoltaic | 78.72 | 166.6
ESMAEX-00128 |  | ISO Markets | MA - SMART Program |  | In Queue | Commercial |  | 2021-05-17 | Lithium Ion |  | LG Chem | 400 | 200 | 249 | 249 | SA | Wholesale Market | Renewable Shift |  | DC Clipping Recapture | 5836007 | Yes | DC-Coupled | PhotoVoltaic | 0 | 249
ESMAEX-00420 |  | MA - SMART Program |  | Connected Solutions | In Queue | Commercial |  | 2021-09-17 | Lithium Ion |  | Other | 251 | 251 | 251 | 125 | BM | Customer Bill Savings (e.g., Demand Charge Management, TOU Arbitrage) | Renewable Shift |  |  | 6790121 | Yes | AC-Coupled | PhotoVoltaic | 225.75 | 325
ESMAEX-02187 |  | MA - Energy Efficiency/ DR Program | MA - Energy Efficiency/ DR Program |  | In Queue | Commercial |  | 2023-02-22 | Lithium Ion |  | Other | 110 | 110 | 286 | 110 | BM | Wholesale Market |  |  |  | 12268137 | Yes | AC-Coupled | PhotoVoltaic | 190.08 | 160
ESMAEX-00978 |  |  |  |  | In Queue | Commercial |  | 2022-04-19 | Lithium Ion |  | Other | 750 | 375 | 375 | 375 | SA | Peak Shaving/ Load Leveling |  |  |  |  | Yes | DC-Coupled | PhotoVoltaic | 2.59 | 1000
ESMAEX-02371 |  |  |  |  | In Queue | Commercial |  | 2023-04-12 | Lithium Ion |  | Other | 440 | 125 | 440 | 125 | BM |  |  |  |  | 12739536 | Yes | AC-Coupled | PhotoVoltaic | 88.2 | 67.3
ESMAEX-00027 |  | MA - Energy Efficiency/ DR Program | MA - Energy Efficiency/ DR Program |  | In Queue | Commercial |  | 2021-04-02 | Lithium Ion |  | Tesla | 446 | 223 | 446 | 223 | BM | Customer Bill Savings (e.g., Demand Charge Management, TOU Arbitrage) | Wholesale Market |  |  | 5780077 | Yes | AC-Coupled | PhotoVoltaic | 0 | 223
ESMAEX-00094 |  | ISO Markets | MA - SMART Program |  | In Queue | Commercial |  | 2021-05-03 | Lithium Ion |  | LG Chem | 800 | 400 | 499 | 499 | SA | Wholesale Market | Renewable Shift |  |  | 5746998 | Yes | DC-Coupled | PhotoVoltaic | 673.2 | 499
ESMAEX-00129 |  | ISO Markets | MA - SMART Program |  | In Queue | Commercial |  | 2021-05-17 | Lithium Ion |  | LG Chem | 3600 | 1200 | 499 | 499 | SA | Wholesale Market | Renewable Shift |  | DC Clipping Recapture | 5836314 | Yes | DC-Coupled | PhotoVoltaic | 0 | 499
ESMAEX-00979 |  |  |  |  | In Queue | Commercial |  | 2022-04-19 | Lithium Ion |  | Other | 500 | 250 | 500 | 250 | SA | Peak Shaving/ Load Leveling |  |  |  |  | Yes | DC-Coupled | PhotoVoltaic | 1.68 | 1000
ESMAEX-00980 |  |  |  |  | In Queue | Commercial |  | 2022-04-19 | Lithium Ion |  | Other | 500 | 250 | 500 | 250 | SA | Peak Shaving/ Load Leveling |  |  |  |  | Yes | DC-Coupled | PhotoVoltaic | 1.42 | 1000
ESMAEX-00981 |  |  |  |  | In Queue | Commercial |  | 2022-04-19 | Lithium Ion |  | Other | 500 | 250 | 500 | 250 | SA | Peak Shaving/ Load Leveling |  |  |  |  | Yes | DC-Coupled | PhotoVoltaic | 1.42 | 1000
ESMAEX-00982 |  |  |  |  | In Queue | Commercial |  | 2022-04-19 | Lithium Ion |  | Other | 500 | 250 | 500 | 250 | SA | Peak Shaving/ Load Leveling |  |  |  |  | Yes | DC-Coupled | PhotoVoltaic | 1.81 | 1000
ESMAEX-00983 |  |  |  |  | In Queue | Commercial |  | 2022-04-19 | Lithium Ion |  | Other | 500 | 250 | 500 | 250 | SA | Peak Shaving/ Load Leveling |  |  |  |  | Yes | DC-Coupled | PhotoVoltaic | 1.22 | 1000
ESMAEX-03023 |  | ISO Markets |  |  | In Queue | Commercial |  | 2023-10-25 | Lithium Ion |  | Other | 500 | 400 | 500 | 400 | BM | Customer Bill Savings (e.g., Demand Charge Management, TOU Arbitrage) | Wholesale Market | Micogrid |  | 15251601 | No | AC-Coupled | PhotoVoltaic | 0 | 400
ESMAEX-00458 |  | MA - Energy Efficiency/ DR Program | MA - Energy Efficiency/ DR Program |  | In Queue | Commercial |  | 2021-09-29 | Lithium Ion |  | Other | 532 | 250 | 532 | 250 | BM | Customer Bill Savings (e.g., Demand Charge Management, TOU Arbitrage) | Wholesale Market |  |  | 6872281 | Yes | AC-Coupled | PhotoVoltaic | 999.36 | 999
ESMAEX-03390 |  | MA - SMART Program |  |  | In Queue | Commercial |  | 2024-01-29 | Lithium Ion |  | Other | 532 | 200 | 532 | 200 | SA | Wholesale Market | Renewable Shift |  | Clean Peak Standards |  | Yes | DC-Coupled | PhotoVoltaic | 334.08 | 200
ESMAEX-01229 |  |  |  |  | In Queue | Commercial |  | 2022-12-20 | Lithium Ion |  | Other | 556 | 278 | 556 | 278 | SA |  |  |  |  | 11700987 | Yes | DC-Coupled | PhotoVoltaic | 2500 | 1500
ESMAEX-01760 |  |  |  |  | In Queue | Commercial |  | 2022-12-20 | Lithium Ion |  | Other | 556 | 278 | 556 | 278 | SA |  |  |  |  | 11696785 | Yes | DC-Coupled | PhotoVoltaic | 3500 | 2000
ESMAEX-01761 |  |  |  |  | In Queue | Commercial |  | 2022-12-20 | Lithium Ion |  | Other | 556 | 278 | 556 | 278 | SA |  |  |  |  | 11696876 | Yes | DC-Coupled | PhotoVoltaic | 1000 | 499
ESMAEX-01762 |  |  |  |  | In Queue | Commercial |  | 2022-12-20 | Lithium Ion |  | Other | 556 | 278 | 556 | 278 | SA |  |  |  |  | 11696835 | Yes | DC-Coupled | PhotoVoltaic | 750.2 | 499
ESMAEX-00744 |  | MA - DOER/ MassCEC Funded Projects | ISO Markets | Connected Solutions | In Queue | Commercial |  | 2022-03-08 | Lithium Ion |  | Other | 573 | 250 | 573 | 250 | BM | Customer Bill Savings (e.g., Demand Charge Management, TOU Arbitrage) | Wholesale Market | Micogrid |  | 8584548 | Yes | AC-Coupled | PhotoVoltaic | 0 | 250
ESMAEX-00745 |  | MA - DOER/ MassCEC Funded Projects | ISO Markets | Connected Solutions | In Queue | Commercial |  | 2022-03-08 | Lithium Ion |  | Other | 573 | 250 | 573 | 250 | BM | Customer Bill Savings (e.g., Demand Charge Management, TOU Arbitrage) | Wholesale Market | Micogrid |  | 8584984 | Yes | AC-Coupled | PhotoVoltaic | 0 | 250
ESMAEX-00552 |  | MA - SMART Program |  |  | In Queue | Commercial |  | 2021-12-23 | Lithium Ion |  | Other | 672 | 336 | 672 | 750 | SA | Wholesale Market | Renewable Shift |  |  | 7591425 | Yes | DC-Coupled | PhotoVoltaic | 1179.36 | 750
ESMAEX-02977 |  |  |  |  | In Queue | Commercial |  | 2023-09-28 | Lithium Ion |  | Other | 124 | 42 | 744 | 120 | BM | Customer Bill Savings (e.g., Demand Charge Management, TOU Arbitrage) |  |  | Eversource Connected Solutions Demand Response Program (Daily Dispatch) | 14900767 | No | AC-Coupled | PhotoVoltaic | 0 | 120
ESMAEX-01230 |  |  |  |  | In Queue | Commercial |  | 2022-07-28 | Lithium Ion |  | Other | 670 | 250 | 791.5 | 0 | BM | Peak Shaving/ Load Leveling |  |  |  | 9927841 | No | AC-Coupled | PhotoVoltaic | 912 | 791.5
ESMAEX-02993 |  | ISO Markets |  |  | In Queue | Commercial |  | 2023-09-29 | Lithium Ion |  | Other | 862 | 250 | 862 | 250 | BM | Reliability and Resiliency | Wholesale Market |  |  | 14941417 | No | AC-Coupled | PhotoVoltaic | 0 | 250
ESMAEX-00686 |  | MA - SMART Program |  |  | In Queue | Commercial |  | 2023-01-26 | Lithium Ion |  | Other | 1116 | 500 | 996 | 498 | SA | Wholesale Market | Renewable Shift |  |  | 11938408 | Yes | DC-Coupled | PhotoVoltaic | 876.36 | 498
ESMAEX-02322 |  | ISO Markets | MA - SMART Program |  | In Queue | Commercial |  | 2023-05-09 | Lithium Ion |  | LG Chem | 5060 | 1700 | 999 | 999 | SA | Wholesale Market | Renewable Shift |  |  | 12995604 | Yes | DC-Coupled | PhotoVoltaic | 2784.6 | 999
ESMAEX-01251 |  | ISO Markets | MA - SMART Program |  | In Queue | Commercial |  | 2023-08-02 | Lithium Ion |  | Other | 250 | 250 | 1000 | 970 | BM | Wholesale Market | Renewable Shift |  |  | 14084529 | Yes | AC-Coupled | PhotoVoltaic | 1254 | 990
ESMAEX-00060 |  | MA - DOER/ MassCEC Funded Projects |  |  | In Queue | Commercial |  | 2021-04-19 | Lithium Ion |  | Other | 1004 | 250 | 1004 | 250 | BM | Customer Bill Savings (e.g., Demand Charge Management, TOU Arbitrage) | Reliability and Resiliency | Micogrid | Demand Response | 5625421 | No | DC-Coupled | PhotoVoltaic | 0 | 250
ESMAEX-00059 |  | ISO Markets | MA - SMART Program |  | In Queue | Commercial |  | 2021-04-16 | Lithium Ion |  | LG Chem | 1020 | 340 | 1020 | 499 | SA | Wholesale Market | Renewable Shift |  |  | 5625291 | Yes | DC-Coupled | PhotoVoltaic | 1159.4 | 499
ESMAEX-00830 |  | MA - SMART Program |  |  | In Queue | Commercial |  | 2022-02-11 | Lithium Ion |  | Tesla | 1101.6 | 550.8 | 1101.6 | 499.5 | BM | Customer Bill Savings (e.g., Demand Charge Management, TOU Arbitrage) | Renewable Shift |  |  | 7932202 | Yes | AC-Coupled | PhotoVoltaic | 675 | 480
HISTEX-69837 |  | MA - SMART Program |  | Net Metering | In Queue | Commercial |  | 2020-06-17 | Lithium Ion |  | Other | 1146 | 500 | 1146 | 500 | Not Required | Customer Bill Savings (e.g., Demand Charge Management, TOU Arbitrage) | Renewable Shift |  |  | 2402933 | Yes | AC-Coupled | Photovoltaic | 1200.6 | 1056
ESMAEX-00791 |  | MA - Energy Efficiency/ DR Program | MA - Energy Efficiency/ DR Program |  | In Queue | Commercial |  | 2022-11-29 | Lithium Ion |  | Other | 1500 | 1500 | 1249.8 | 1249.8 | BM | Reliability and Resiliency | Wholesale Market |  |  |  | No | AC-Coupled | PhotoVoltaic | 0 | 4999.2
ESMAEX-01348 |  | MA - DOER/ MassCEC Funded Projects | MA - SMART Program |  | In Queue | Commercial |  | 2022-07-06 | Lithium Ion |  | Other | 1400 | 560 | 1400 | 560 | BM | Customer Bill Savings (e.g., Demand Charge Management, TOU Arbitrage) | Renewable Shift | Micogrid |  | 9676510 | Yes | AC-Coupled | PhotoVoltaic | 695 | 466.66
ESMAEX-02088 |  |  |  |  | In Queue | Commercial |  | 2023-05-04 | Lithium Ion |  | Tesla | 1927 | 2400 | 1927 | 1927 | BM | Customer Bill Savings (e.g., Demand Charge Management, TOU Arbitrage) | Reliability and Resiliency | Micogrid |  | 12908519 | Yes | AC-Coupled | Reciprocating Engine | 0 | 4527
ESMAEX-02169 |  | ISO Markets |  |  | In Queue | Commercial |  | 2023-02-16 | Lithium Ion |  | Other | 1950 | 499 | 1950 | 499 | BM | Reliability and Resiliency | Wholesale Market |  |  | 12728348 | No | AC-Coupled | PhotoVoltaic | 0 | 499
ESMAEX-00357 |  | MA - SMART Program |  |  | In Queue | Commercial |  | 2021-10-02 | Lithium Ion |  | LG Chem | 2000 | 490 | 2000 | 490 | SA | Renewable Shift |  |  |  | 6896308 | Yes | DC-Coupled | PhotoVoltaic | 1200 | 900
ESMAEX-01356 |  | ISO Markets |  |  | In Queue | Commercial |  | 2022-10-18 | Lithium Ion |  | Other | 2000 | 1000 | 2000 | 1000 | BM | Customer Bill Savings (e.g., Demand Charge Management, TOU Arbitrage) | Wholesale Market | Renewable Shift |  | 11000115 | Yes | AC-Coupled | PhotoVoltaic | 0 | 2000
ESMAEX-01708 |  | ISO Markets | MA - SMART Program |  | In Queue | Commercial |  | 2023-01-10 | Lithium Ion |  | Other | 2222 | 1111 | 2000 | 1000 | SA | Peak Shaving/ Load Leveling | Wholesale Market | Renewable Shift |  | 11879902 | Yes | AC-Coupled | PhotoVoltaic | 3470.04 | 2800
HISTEX-69853 |  | MA - SMART Program |  |  | In Queue | Commercial |  |  | Lithium Ion |  | Other | 2000 | 2000 | 2000 | 500 | SA |  |  |  |  | 2407717 | Yes | DC-Coupled | PhotoVoltaic | 1237.22 | 500
HISTEX-69892 |  | MA - SMART Program |  |  | In Queue | Commercial |  |  | Lithium Ion |  | Other | 2000 | 1000 | 2000 | 996 | SA | Wholesale Market |  |  |  | 5001002 | Yes | DC-Coupled | Photovoltaic | 2475 | 1992
ESMAEX-03016 |  | MA - SMART Program |  |  | In Queue | Commercial |  | 2023-12-22 | Lithium Ion |  | Other | 265.2 | 532.4 | 2129.6 | 1060.8 | BM |  |  |  |  | 16035051 | Yes | AC-Coupled | PhotoVoltaic | 1290.24 | 2000
ESMAEX-01728 |  |  |  |  | In Queue | Commercial |  | 2022-11-10 | Lithium Ion |  | Other | 2224 | 1000 | 2224 | 1000 | SA | Peak Shaving/ Load Leveling |  |  |  | 11160720 | Yes | DC-Coupled | PhotoVoltaic | 4786 | 2000
ESMAEX-00715 |  | ISO Markets |  |  | In Queue | Commercial |  | 2022-02-16 | Lithium Ion |  | Other | 2490 | 1245 | 2415 | 1208 | SA | Reliability and Resiliency | Self Generation | Wholesale Market |  | 7950915 | No | AC-Coupled | PhotoVoltaic | 0 | 20000
ESMAEX-00926 |  | MA - DOER/ MassCEC Funded Projects | MA - SMART Program |  | In Queue | Commercial |  | 2022-04-14 | Lithium Ion |  | Tesla | 2569.6 | 1284.8 | 2569.6 | 1284.8 | SA | Renewable Shift |  |  | SMART / CPEC | 8963480 | Yes | AC-Coupled | PhotoVoltaic | 4476.06 | 3300
HISTEX-69873 |  | ISO Markets | MA - SMART Program |  | In Queue | Commercial |  |  | Lithium Ion |  | Other | 2956 | 1478 | 2635 | 1318 | Not Required | Wholesale Market | Renewable Shift |  |  | 9568068 | Yes | DC-Coupled | PhotoVoltaic | 4661 | 3500
ESMAEX-01174 |  | MA - Energy Efficiency/ DR Program | MA - Energy Efficiency/ DR Program |  | In Queue | Commercial |  | 2022-06-03 | Lithium Ion |  | Tesla | 2730.2 | 1365.1 | 2730.2 | 1365.1 | BM | Customer Bill Savings (e.g., Demand Charge Management, TOU Arbitrage) | Wholesale Market | Renewable Shift |  | 9458186 | Yes | AC-Coupled | PhotoVoltaic | 540 | 1500
ESMAEX-01159 |  | ISO Markets | MA - SMART Program |  | In Queue | Commercial |  | 2022-10-10 | Lithium Ion |  | Other | 2880 | 1000 | 2880 | 1000 | SA | Peak Shaving/ Load Leveling | Wholesale Market |  |  | 10789656 | Yes | DC-Coupled | PhotoVoltaic | 2017.265 | 996
ESMAEX-01384 |  | ISO Markets | MA - SMART Program |  | In Queue | Commercial |  | 2023-01-13 | Lithium Ion |  | Other | 2970 | 1200 | 2970 | 1000 | BM | Reliability and Resiliency | Wholesale Market | Renewable Shift |  | 11789116 | Yes | AC-Coupled | PhotoVoltaic | 2529.76 | 2549.99
ESMAEX-01448 |  | ISO Markets | MA - SMART Program |  | In Queue | Commercial |  | 2023-01-17 | Lithium Ion |  | Other | 2970 | 1200 | 2970 | 1000 | BM | Peak Shaving/ Load Leveling | Wholesale Market | Renewable Shift |  | 11788999 | Yes | AC-Coupled | PhotoVoltaic | 2126.24 | 1683
ESMAEX-00627 |  | ISO Markets | MA - SMART Program |  | In Queue | Commercial |  | 2021-12-31 | Lithium Ion |  | Other | 3000 | 1500 | 3000 | 1500 | SA | Wholesale Market |  |  |  | 7647691 | Yes | DC-Coupled | PhotoVoltaic | 5600 | 4000
ESMAEX-02797 |  | MA - SMART Program |  |  | In Queue | Commercial |  | 2023-12-07 | Lithium Ion |  | Other | 3000 | 1500 | 3000 | 1500 | SA | Customer Bill Savings (e.g., Demand Charge Management, TOU Arbitrage) | Wholesale Market | Renewable Shift |  | 15728368 | Yes | AC-Coupled | PhotoVoltaic | 5990.4 | 4950
HISTEX-68724 |  | ISO Markets | MA - SMART Program |  | In Queue | Commercial |  |  | Lithium Ion |  | Tesla | 3854 | 1927 | 3854 | 1927 | Not Required | Wholesale Market |  |  |  | 5243395 | Yes | AC-Coupled | PhotoVoltaic | 3875 | 4927
ESMAEX-02727 |  | MA - SMART Program |  |  | In Queue | Commercial |  | 2023-10-02 | Lithium Ion |  | Other | 3980 | 1998 | 3980 | 1998 | SA | Wholesale Market | Renewable Shift |  |  |  | Yes | DC-Coupled | PhotoVoltaic | 9660 | 1998
ESMAEX-02662 |  | ISO Markets | MA - SMART Program |  | In Queue | Commercial |  | 2023-08-08 | Other | Lithium Iron Phosphate | Other | 4000 | 2000 | 4000 | 2000 | SA | Wholesale Market |  |  |  | 14119750 | Yes | DC-Coupled | PhotoVoltaic | 7456 | 4998
HISTEX-67658 |  | MA - SMART Program |  |  | In Queue | Commercial |  |  | Lithium Ion |  | Other | 4000 | 2000 | 4000 | 2000 | SA | Renewable Shift |  |  |  | 2314499 | Yes | AC-Coupled | PhotoVoltaic | 4900 | 3300
ESMAEX-00838 |  | ISO Markets | MA - SMART Program |  | In Queue | Commercial |  | 2022-03-16 | Lithium Ion |  | Other | 4608 | 1500 | 4285 | 1250 | SA | Wholesale Market | Renewable Shift |  |  | 9155018 | No | AC-Coupled | PhotoVoltaic | 0 | 4999.2
ESMAEX-00939 |  | MA - SMART Program |  |  | In Queue | Commercial |  | 2022-06-28 | Lithium Ion |  | Other | 4608 | 1500 | 4285 | 1250 | BM | Reliability and Resiliency | Wholesale Market | Renewable Shift |  | 9877968 | No | AC-Coupled | PhotoVoltaic | 0 | 4999.2
HISTEX-69859 |  | ISO Markets | MA - SMART Program |  | In Queue | Commercial |  |  | Lithium Ion |  | Other | 4467 | 1119 | 4467 | 1119 | Not Required | Wholesale Market | Renewable Shift |  |  | 2408483 | Yes | DC-Coupled | PhotoVoltaic | 996 | 996
HISTEX-68768 |  | ISO Markets | MA - SMART Program |  | In Queue | Commercial |  |  | Lithium Ion |  | Other | 4476 | 1119 | 4476 | 1119 | Not Required | Wholesale Market | Renewable Shift |  |  | 4506135 | Yes | DC-Coupled | PhotoVoltaic | 996 | 996
HISTEX-68769 |  | ISO Markets | MA - SMART Program |  | In Queue | Commercial |  |  | Lithium Ion |  | Other | 4476 | 996 | 4476 | 996 | Not Required | Wholesale Market | Renewable Shift |  |  | 4507889 | Yes | DC-Coupled | PhotoVoltaic | 996 | 996
ESMAEX-01517 |  | ISO Markets |  |  | In Queue | Commercial |  | 2023-02-01 | Lithium Ion |  | Other | 4600 | 1000 | 4600 | 1000 | SA | Customer Bill Savings (e.g., Demand Charge Management, TOU Arbitrage) | Wholesale Market |  |  | 12064285 | No | AC-Coupled | PhotoVoltaic | 0 | 1000
ESMAEX-01518 |  | ISO Markets |  |  | In Queue | Commercial |  | 2023-02-01 | Lithium Ion |  | Other | 4600 | 1000 | 4600 | 1000 | SA | Customer Bill Savings (e.g., Demand Charge Management, TOU Arbitrage) | Wholesale Market |  |  | 12052427 | No | AC-Coupled | PhotoVoltaic | 0 | 1000
ESMAEX-02038 |  | MA - SMART Program |  |  | In Queue | Commercial |  | 2023-05-16 | Lithium Ion |  | Samsung | 4895 | 2030 | 4700 | 2000 | SA | Peak Shaving/ Load Leveling | Self Generation | Wholesale Market |  | 13238242 | Yes | AC-Coupled | PhotoVoltaic | 6595 | 5000
ESMAEX-02715 |  |  |  |  | In Queue | Commercial |  | 2023-07-26 | Lithium Ion |  | Tesla | 5 | 5 | 5 | 5 | BM |  |  |  |  | 14050766 | Yes | AC-Coupled | PhotoVoltaic | 7.29 | 6
HISTEX-68691 |  | ISO Markets | MA - SMART Program |  | In Queue | Commercial |  |  | Lithium Ion |  | Other | 5000 | 2500 | 5000 | 2500 | Not Required | Wholesale Market |  |  |  | 4702589 | Yes | DC-Coupled | PhotoVoltaic | 6267 | 4990
HISTEX-68379 |  | MA - SMART Program |  |  | In Queue | Commercial |  |  | Lithium Ion |  | Other | 5564 | 2650 | 5208 | 2500 | Not Required | Wholesale Market |  |  |  | 2297681 | Yes | DC-Coupled | PhotoVoltaic | 5395 | 4990
HISTEX-69825 |  | MA - SMART Program |  |  | In Queue | Commercial |  |  | Lithium Ion |  | Other | 5564 | 2650 | 5208 | 2500 | Not Required | Wholesale Market |  |  |  | 2400205 | Yes | DC-Coupled | PhotoVoltaic | 9500 | 4990
HISTEX-69786 |  |  |  |  | In Queue | Commercial |  |  | Lithium Ion |  | Other | 6000 | 1500 | 5922 | 2000 | SA | Wholesale Market |  |  |  | 2392586 | Yes | DC-Coupled | PhotoVoltaic | 3236 | 2660
ESMAEX-01101 |  | ISO Markets | MA - SMART Program |  | In Queue | Commercial |  | 2022-05-12 | Lithium Ion |  | Samsung | 6000 | 1500 | 6000 | 1500 | SA | Customer Bill Savings (e.g., Demand Charge Management, TOU Arbitrage) | Self Generation | Wholesale Market |  | 9106188 | Yes | AC-Coupled | PhotoVoltaic | 2750 | 4250
ESMAEX-02112 |  | ISO Markets | MA - SMART Program |  | In Queue | Commercial |  | 2023-02-03 | Lithium Ion |  | Other | 6000 | 3000 | 6000 | 3000 | SA | Wholesale Market | Renewable Shift |  |  | 11990056 | Yes | DC-Coupled | PhotoVoltaic | 3500 | 3000
ESMAEX-03011 |  | MA - SMART Program |  |  | In Queue | Commercial |  | 2023-11-22 | Lithium Ion |  | Other | 6770 | 1693 | 6770 | 1693 | SA | Customer Bill Savings (e.g., Demand Charge Management, TOU Arbitrage) | Renewable Shift |  |  | 15457100 | Yes | DC-Coupled | PhotoVoltaic | 2960 | 2000
HISTEX-69704 |  | ISO Markets | MA - SMART Program |  | In Queue | Commercial |  |  | Lithium Ion |  | Other | 9200 | 2000 | 9200 | 2000 | SA | Wholesale Market |  |  |  | 2366461 | Yes | DC-Coupled | Photovoltaic | 6400 | 5000
ESMAEX-01586 |  | ISO Markets | MA - SMART Program |  | In Queue | Commercial |  | 2022-09-14 | Lithium Ion |  | Other | 10346 | 3500 | 9253 | 3345.1 | SA | Wholesale Market | Renewable Shift |  |  | 5167826 | Yes | DC-Coupled | PhotoVoltaic | 6346.08 | 3830
ESMAEX-00185 |  | ISO Markets |  |  | In Queue | Commercial |  | 2021-06-15 | Lithium Ion |  | Other | 11008 | 4999 | 10369 | 4999 | SA | Peak Shaving/ Load Leveling | Self Generation | Wholesale Market |  | 6020066 | No | AC-Coupled | PhotoVoltaic | 0 | 4999
ESMAEX-00266 |  | ISO Markets |  |  | In Queue | Commercial |  | 2021-08-31 | Lithium Ion |  | Other | 11008 | 4999 | 10369 | 4999 | SA | Peak Shaving/ Load Leveling | Self Generation | Micogrid |  | 6644430 | No | AC-Coupled | PhotoVoltaic | 0 | 4999
HISTEX-69869 |  | ISO Markets | MA - SMART Program |  | In Queue | Commercial |  |  | Lithium Ion |  | Other | 11824 | 4000 | 10542 | 3826 | Not Required | Wholesale Market | Renewable Shift |  |  | 9567977 | Yes | DC-Coupled | PhotoVoltaic | 8283 | 4998
ESMAEX-01866 |  | MA - SMART Program |  |  | In Queue | Commercial |  | 2022-11-29 | Lithium Ion |  | Other | 10600 | 4990 | 10600 | 4990 | SA | Reliability and Resiliency | Renewable Shift |  |  | 11379864 | Yes | DC-Coupled | PhotoVoltaic | 699192 | 4999
ESMAEX-01343 |  | ISO Markets |  |  | In Queue | Commercial |  | 2022-09-23 | Lithium Ion |  | Other | 11008 | 4999 | 11008 | 4999 | SA | Wholesale Market | Renewable Shift |  |  | 10787708 | No | AC-Coupled | PhotoVoltaic | 0 | 4999
HISTEX-69868 |  |  |  |  | In Queue | Commercial |  |  | Lithium Ion |  | Tesla | 11750.4 | 2937.6 | 11750.4 | 2937.6 | Not Required |  |  |  |  | 2410489 | Yes | AC-Coupled | PhotoVoltaic | 230 | 4950
ESMAEX-00236 |  | ISO Markets |  |  | In Queue | Commercial |  | 2021-08-31 | Lithium Ion |  | Other | 13520 | 4999 | 12840 | 4999 | SA | Peak Shaving/ Load Leveling | Self Generation | Wholesale Market |  | 6645241 | No | AC-Coupled | PhotoVoltaic | 0 | 4999
ESMAEX-01581 |  | ISO Markets |  |  | In Queue | Commercial |  | 2023-03-20 | Lithium Ion |  | Other | 15000 | 5000 | 15000 | 4999 | SA | Wholesale Market |  |  |  | 12387326 | No | AC-Coupled | PhotoVoltaic | 0 | 4999
ESMAEX-02277 |  | ISO Markets | MA - SMART Program |  | In Queue | Commercial |  | 2023-03-17 | Lithium Ion |  | Other | 15000 | 5000 | 15000 | 5000 | SA | Wholesale Market | Renewable Shift |  |  | 12519868 | Yes | DC-Coupled | PhotoVoltaic | 5559.66 | 4999
ESMAEX-02412 |  | ISO Markets | MA - SMART Program |  | In Queue | Commercial |  | 2023-04-24 | Lithium Ion |  | Other | 15000 | 5000 | 15000 | 5000 | SA | Wholesale Market | Renewable Shift |  |  |  | Yes | DC-Coupled | PhotoVoltaic | 7991.76 | 4999
ESMAEX-02552 |  | ISO Markets |  |  | In Queue | Commercial |  | 2023-07-20 | Lithium Ion |  | Other | 15000 | 5000 | 15000 | 4999 | SA | Wholesale Market |  |  |  | 14019551 | No | AC-Coupled | PhotoVoltaic | 0 | 4999
ESMAEX-02511 |  | ISO Markets |  |  | In Queue | Commercial |  | 2023-05-23 | Lithium Ion |  | Other | 16000 | 4000 | 16000 | 4000 | SA | Wholesale Market |  |  | Clean Peak | 13187454 | No | AC-Coupled | PhotoVoltaic | 0 | 4000
ESMAEX-00147 |  | ISO Markets | MA - SMART Program |  | In Queue | Commercial |  | 2021-05-24 | Lithium Ion |  | Other | 18432 | 6000 | 17140 | 5984 | SA | Reliability and Resiliency | Self Generation | Wholesale Market |  | 5957314 | No | AC-Coupled | PhotoVoltaic | 0 | 4782
ESMAEX-00553 |  | MA - Energy Efficiency/ DR Program | MA - Energy Efficiency/ DR Program |  | In Queue | Commercial |  | 2022-03-09 | Lithium Ion |  | Other | 18432 | 6000 | 17140 | 4999.2 | SA | Reliability and Resiliency | Wholesale Market |  |  | 8636935 | No | AC-Coupled | PhotoVoltaic | 0 | 4999.2
ESMAEX-00777 |  | MA - Energy Efficiency/ DR Program | MA - Energy Efficiency/ DR Program |  | In Queue | Commercial |  | 2023-01-18 | Lithium Ion |  | Other | 1500 | 1500 | 17140 | 1249.8 | BM | Peak Shaving/ Load Leveling | Reliability and Resiliency |  |  | 12049715 | No | AC-Coupled | PhotoVoltaic | 0 | 4999.2
ESMAEX-00778 |  | MA - Energy Efficiency/ DR Program | MA - Energy Efficiency/ DR Program |  | In Queue | Commercial |  | 2022-03-09 | Lithium Ion |  | Other | 18432 | 6000 | 17140 | 4999.2 | SA | Reliability and Resiliency | Wholesale Market |  |  |  | No | AC-Coupled | PhotoVoltaic | 0 | 4999.2
ESMAEX-00779 |  | MA - Energy Efficiency/ DR Program | MA - Energy Efficiency/ DR Program |  | In Queue | Commercial |  | 2022-03-09 | Lithium Ion |  | Other | 18432 | 6000 | 17140 | 4999.2 | SA | Reliability and Resiliency | Wholesale Market |  |  | 8637691 | No | AC-Coupled | PhotoVoltaic | 0 | 4999.2
ESMAEX-00781 |  | MA - Energy Efficiency/ DR Program | MA - Energy Efficiency/ DR Program |  | In Queue | Commercial |  | 2022-11-29 | Lithium Ion |  | Other | 1500 | 1500 | 17140 | 1249.8 | BM | Peak Shaving/ Load Leveling | Wholesale Market | Reliability and Resiliency | Peak Shaving/ Load Leveling |  | No | AC-Coupled | PhotoVoltaic | 0 | 4999.2
ESMAEX-00787 |  | MA - Energy Efficiency/ DR Program | MA - Energy Efficiency/ DR Program |  | In Queue | Commercial |  | 2022-03-09 | Lithium Ion |  | Other | 18432 | 6000 | 17140 | 4999.2 | SA | Reliability and Resiliency | Wholesale Market |  |  | 8637903 | No | AC-Coupled | PhotoVoltaic | 0 | 4999.2
ESMAEX-01020 |  | MA - Energy Efficiency/ DR Program | MA - Energy Efficiency/ DR Program |  | In Queue | Commercial |  | 2022-11-29 | Lithium Ion |  | Other | 1500 | 1500 | 17140 | 1249.8 | BM | Reliability and Resiliency | Wholesale Market |  |  | 11384330 | No | AC-Coupled | PhotoVoltaic | 0 | 4999.2
ESMAEX-01572 |  | ISO Markets |  | Connected Solutions | In Queue | Commercial |  | 2022-12-19 | Lithium Ion |  | Other | 18432 | 6000 | 17140 | 4999.2 | BM | Wholesale Market | Renewable Shift |  | DC Clipping Recapture | 11634327 | No | AC-Coupled | PhotoVoltaic | 0 | 4999.2
ESMAEX-00463 |  | MA - SMART Program |  |  | In Queue | Commercial |  | 2021-11-10 | Lithium Ion |  | Other | 19920 | 4980 | 19920 | 4980 | SA | Renewable Shift |  |  |  | 7215982 | Yes | DC-Coupled | PhotoVoltaic | 8395.92 | 4980
ESMAEX-00578 |  | ISO Markets |  |  | In Queue | Commercial |  | 2022-01-12 | Lithium Ion |  | Other | 19960 | 4990 | 19960 | 4990 | SA | Wholesale Market |  |  | Clean Peak | 7596545 | No | AC-Coupled | PhotoVoltaic | 0 | 12800
ESMAEX-00988 |  | ISO Markets |  |  | In Queue | Commercial |  | 2023-01-20 | Lithium Ion |  | Other | 19960 | 4990 | 19960 | 4990 | SA | Wholesale Market |  |  | Clean Peak | 11787628 | No | AC-Coupled | PhotoVoltaic | 0 | 11000
ESMAEX-01131 |  | ISO Markets |  |  | In Queue | Commercial |  | 2022-10-04 | Lithium Ion |  | Other | 19960 | 4990 | 19960 | 4990 | SA | Wholesale Market |  |  | Clean Peak | 11302154 | No | AC-Coupled | PhotoVoltaic | 0 | 4990
ESMAEX-01522 |  | ISO Markets |  |  | In Queue | Commercial |  | 2022-08-29 | Other | Lithium Iron Phosphate | Other | 19960 | 4990 | 19960 | 4990 | SA | Peak Shaving/ Load Leveling | Wholesale Market | Renewable Shift |  | 10306143 | No | AC-Coupled | PhotoVoltaic | 0 | 4990
ESMAEX-02840 |  | MA - SMART Program |  |  | In Queue | Commercial |  | 2023-09-27 | Lithium Ion |  | Other | 19960 | 4990 | 19960 | 4990 | SA | Wholesale Market | Renewable Shift |  |  | 14940931 | Yes | DC-Coupled | PhotoVoltaic | 7376.85 | 5334
HISTEX-72352 |  | ISO Markets |  |  | In Queue | Commercial |  |  | Lithium Ion |  | Other | 19984 | 4996 | 19984 | 4996 | Not Required | Wholesale Market |  |  | Clean Peak | 5114629 | Yes | DC-Coupled | Photovoltaic | 4996 | 4996
ESMAEX-02689 |  | ISO Markets |  |  | In Queue | Commercial |  | 2023-09-28 | Lithium Ion |  | Other | 19992 | 4998 | 19992 | 4998 | SA | Customer Bill Savings (e.g., Demand Charge Management, TOU Arbitrage) | Self Generation | Wholesale Market | Clean Peak | 14959490 | No | AC-Coupled | Fuel Cell | 0 | 4998
ESMAEX-02237 |  | MA - SMART Program |  |  | In Queue | Commercial |  | 2023-06-02 | Lithium Ion |  | Other | 19996 | 4999 | 19996 | 4999 | SA | Wholesale Market | Renewable Shift |  |  | 13498171 | Yes | DC-Coupled | PhotoVoltaic | 12683.39 | 5334
ESMAEX-00298 |  | MA - Energy Efficiency/ DR Program | MA - Energy Efficiency/ DR Program |  | In Queue | Commercial |  | 2021-08-10 | Lithium Ion |  | Other | 27708 | 6927 | 20000 | 4948 | SA | Peak Shaving/ Load Leveling | Self Generation | Wholesale Market |  | 6882930 | No | AC-Coupled | PhotoVoltaic | 0 | 4948
ESMAEX-01958 |  | ISO Markets |  |  | In Queue | Commercial |  | 2023-01-04 | Lithium Ion |  | Other | 20000 | 4999 | 20000 | 4999 | SA | Wholesale Market |  |  | Clean Peak | 11790645 | No | AC-Coupled | PhotoVoltaic | 0 | 4999
ESMAEX-02031 |  | MA - SMART Program |  |  | In Queue | Commercial |  | 2023-01-17 | Lithium Ion |  | Other | 20000 | 5000 | 20000 | 5000 | SA | Wholesale Market | Renewable Shift |  |  | 11973173 | Yes | DC-Coupled | PhotoVoltaic | 8672 | 4999
ESMAEX-02102 |  | ISO Markets | MA - SMART Program |  | In Queue | Commercial |  | 2023-02-01 | Lithium Ion |  | Other | 20000 | 5000 | 20000 | 5000 | SA | Wholesale Market | Renewable Shift |  |  | 12004494 | Yes | DC-Coupled | PhotoVoltaic | 7485.24 | 4999
ESMAEX-02175 |  | ISO Markets |  |  | In Queue | Commercial |  | 2023-03-31 | Lithium Ion |  | Other | 22000 | 4999 | 20000 | 4999 | SA | Wholesale Market |  |  |  | 12707021 | No | AC-Coupled | PhotoVoltaic | 0 | 4999
ESMAEX-03058 |  | ISO Markets |  | Net Metering | In Queue | Commercial |  | 2023-12-20 | Lithium Ion |  | Other | 20000 | 4980 | 20000 | 4980 | SA | Peak Shaving/ Load Leveling | Wholesale Market | Renewable Shift |  | 15974211 | Yes | DC-Coupled | PhotoVoltaic | 12472 | 4980
ESMAEX-03299 |  | ISO Markets |  | Net Metering | In Queue | Commercial |  | 2023-12-20 | Lithium Ion |  | Other | 20000 | 4980 | 20000 | 4980 | SA | Peak Shaving/ Load Leveling | Wholesale Market | Renewable Shift |  | 15974720 | Yes | DC-Coupled | PhotoVoltaic | 12472 | 4980
ESMAEX-03300 |  | ISO Markets |  | Net Metering | In Queue | Commercial |  | 2023-12-20 | Lithium Ion |  | Other | 20000 | 4980 | 20000 | 4980 | SA | Peak Shaving/ Load Leveling | Wholesale Market | Renewable Shift |  | 15974828 | Yes | DC-Coupled | PhotoVoltaic | 12472 | 4980
ESMAEX-03301 |  | ISO Markets |  | Net Metering | In Queue | Commercial |  | 2023-12-20 | Lithium Ion |  | Other | 20000 | 4980 | 20000 | 4980 | SA | Peak Shaving/ Load Leveling | Wholesale Market | Renewable Shift |  | 15974455 | Yes | DC-Coupled | PhotoVoltaic | 12472 | 4980
HISTEX-68770 |  | ISO Markets | MA - SMART Program |  | In Queue | Commercial |  |  | Lithium Ion |  | Other | 20000 | 4990 | 20000 | 4990 | Not Required | Wholesale Market | Renewable Shift |  |  | 4518746 | Yes | DC-Coupled | PhotoVoltaic | 4990 | 4990
ESMAEX-00735 |  | ISO Markets |  |  | In Queue | Commercial |  | 2022-02-11 | Lithium Ion |  | Other | 4999 | 4999 | 20300 | 4999 | SA | Wholesale Market |  |  |  | 7818782 | No | AC-Coupled | PhotoVoltaic | 0 | 4999
ESMAEX-01479 |  | ISO Markets | MA - SMART Program |  | In Queue | Commercial |  | 2022-12-20 | Lithium Ion |  | Other | 23872 | 4998 | 21283 | 4831 | SA | Wholesale Market | Renewable Shift |  |  | 11576334 | Yes | DC-Coupled | PhotoVoltaic | 10089.04 | 4998
ESMAEX-01704 |  | ISO Markets | MA - SMART Program |  | In Queue | Commercial |  | 2022-12-20 | Lithium Ion |  | Other | 23872 | 4000 | 21283 | 3826 | SA | Wholesale Market | Renewable Shift |  |  | 11575750 | Yes | DC-Coupled | PhotoVoltaic | 9805.64 | 4988
HISTEX-69871 |  | ISO Markets | MA - SMART Program |  | In Queue | Commercial |  |  | Lithium Ion |  | Other | 25364 | 4998 | 22613 | 4783 | Not Required | Wholesale Market | Renewable Shift |  |  | 9568216 | Yes | DC-Coupled | PhotoVoltaic | 10305 | 4998
ESMAEX-01166 |  | MA - SMART Program |  |  | In Queue | Commercial |  | 2023-03-24 | Lithium Ion |  | Other | 28000 | 7000 | 28000 | 7000 | SA | Wholesale Market | Renewable Shift |  |  | 12538778 | Yes | DC-Coupled | PhotoVoltaic | 7148.7 | 7000
ESMAEX-02368 |  | ISO Markets | MA - SMART Program |  | In Queue | Commercial |  | 2023-04-11 | Lithium Ion |  | Other | 30000 | 5000 | 30000 | 5000 | SA | Wholesale Market | Renewable Shift |  |  | 12734494 | Yes | DC-Coupled | PhotoVoltaic | 13000.68 | 4999
ESMAEX-02409 |  | ISO Markets | MA - SMART Program |  | In Queue | Commercial |  | 2023-04-24 | Lithium Ion |  | Other | 30000 | 5000 | 30000 | 5000 | SA | Wholesale Market | Renewable Shift |  |  |  | Yes | DC-Coupled | PhotoVoltaic | 13000 | 4999
ESMAEX-02501 |  | ISO Markets | MA - SMART Program |  | In Queue | Commercial |  | 2023-05-22 | Lithium Ion |  | Other | 30000 | 5000 | 30000 | 5000 | SA | Wholesale Market | Renewable Shift |  |  | 13159871 | Yes | DC-Coupled | PhotoVoltaic | 13000.68 | 4999
ESMAEX-01582 |  |  |  |  | In Queue | Commercial |  | 2023-03-20 | Lithium Ion |  | Other | 40000 | 10000 | 40000 | 6700 | SA | Wholesale Market | Renewable Shift |  |  | 12371149 | Yes | DC-Coupled | PhotoVoltaic | 20000 | 6700
ESMAEX-01598 |  | ISO Markets |  |  | In Queue | Commercial |  | 2022-09-16 | Lithium Ion |  | Other | 43248 | 10812 | 43428 | 10812 | SA | Customer Bill Savings (e.g., Demand Charge Management, TOU Arbitrage) | Self Generation | Wholesale Market | Clean Peak Program | 10496789 | No | AC-Coupled | PhotoVoltaic | 0 | 10812
ESMAEX-02303 |  | ISO Markets |  |  | In Queue | Commercial |  | 2023-05-05 | Lithium Ion |  | Other | 44400 | 11100 | 44400 | 11100 | SA | Customer Bill Savings (e.g., Demand Charge Management, TOU Arbitrage) | Self Generation | Wholesale Market | Clean Peak Program | 12958986 | No | AC-Coupled | PhotoVoltaic | 0 | 11100
ESMAEX-01638 |  | ISO Markets |  |  | In Queue | Commercial |  | 2022-09-28 | Lithium Ion |  | Other | 69680 | 17420 | 69680 | 17420 | SA | Customer Bill Savings (e.g., Demand Charge Management, TOU Arbitrage) | Self Generation | Wholesale Market | Clean Peak Program | 10629918 | No | AC-Coupled | PhotoVoltaic | 0 | 17420
ESMAEX-03268 |  | ISO Markets |  |  | In Queue | Commercial |  | 2023-12-12 | Lithium Ion |  | Other | 76436 | 19109 | 76436 | 19190 | SA | Customer Bill Savings (e.g., Demand Charge Management, TOU Arbitrage) | Self Generation | Wholesale Market |  | 15838588 | Yes | AC-Coupled | Fuel Cell | 0 | 19109
ESMAEX-02975 |  | ISO Markets |  |  | In Queue | Commercial |  | 2023-10-31 | Lithium Ion |  | Other | 77600 | 19400 | 77600 | 19400 | SA | Customer Bill Savings (e.g., Demand Charge Management, TOU Arbitrage) | Self Generation | Wholesale Market |  | 15299607 | No | AC-Coupled | Fuel Cell | 0 | 19400
ESMAEX-01613 |  | ISO Markets |  |  | In Queue | Commercial |  | 2022-09-21 | Lithium Ion |  | Other | 79280 | 19820 | 79280 | 19820 | SA | Customer Bill Savings (e.g., Demand Charge Management, TOU Arbitrage) | Self Generation | Wholesale Market | Clean Peak Program | 10591149 | No | AC-Coupled | PhotoVoltaic | 0 | 19820
ESMAEX-02194 |  |  |  |  | In Queue | Commercial |  | 2023-10-04 | Lithium Ion |  | Other | 9600 | 24000 | 80000 | 20000 | SA | Wholesale Market | Renewable Shift |  |  | 15001522 | No | AC-Coupled | PhotoVoltaic | 0 | 20000
ESMAEX-02656 |  |  |  |  | In Queue | Commercial |  | 2023-10-04 | Lithium Ion |  | Other | 9600 | 24000 | 80000 | 20000 | SA | Wholesale Market | Renewable Shift |  |  | 15001707 | No | AC-Coupled | PhotoVoltaic | 0 | 20000
ESMAEX-02845 |  | ISO Markets |  |  | In Queue | Commercial |  | 2023-10-05 | Lithium Ion |  | Other | 6000 | 1500 | 80000 | 20000 | SA | Customer Bill Savings (e.g., Demand Charge Management, TOU Arbitrage) | Self Generation | Wholesale Market |  | 15064517 | Yes | AC-Coupled | Fuel Cell | 0 | 20000
ESMAEX-01400 |  | ISO Markets |  |  | In Queue | Commercial |  | 2022-08-22 | Lithium Ion |  | Other | 93960 | 23490 | 91140 | 22785 | SA | Reliability and Resiliency | Self Generation | Wholesale Market | Clean Peak Certificates | 10333731 | No | AC-Coupled | PhotoVoltaic | 0 | 22800
ESMAEX-01401 |  | ISO Markets |  |  | In Queue | Commercial |  | 2022-08-22 | Lithium Ion |  | Other | 93960 | 23490 | 91140 | 22785 | SA | Reliability and Resiliency | Self Generation | Wholesale Market | Clean Peak Certificates | 10333770 | No | AC-Coupled | PhotoVoltaic | 0 | 22800
ESMAEX-01402 |  | ISO Markets |  |  | In Queue | Commercial |  | 2022-08-22 | Lithium Ion |  | Other | 93960 | 23490 | 91140 | 22785 | SA | Reliability and Resiliency | Self Generation | Wholesale Market | Clean Peak Certificates | 10357222 | No | AC-Coupled | PhotoVoltaic | 0 | 22800
ESMAEX-00681 |  | MA - Energy Efficiency/ DR Program | MA - Energy Efficiency/ DR Program |  | In Queue | Commercial |  | 2022-11-29 | Lithium Ion |  | Other | 1500 | 1500 | 171140 | 1249.8 | BM | Reliability and Resiliency | Wholesale Market |  |  | 11389210 | No | AC-Coupled | PhotoVoltaic | 0 | 4999.2
HISTEX-53081 |  |  |  |  | In Queue | Commercial |  | 2020-09-09 | [5 empty] | 0 | 0 | Not Required |  |  |  |  | 3463230 / 6A5016-2020 |  |  | PhotoVoltaic | 0 | 4950
HISTEX-53093 |  |  |  |  | In Queue | Commercial |  | 2019-01-03 |  |  | ConEdison |  |  | 0 | 0 | Not Required |  |  |  |  | 3254663 | Yes |  | PhotoVoltaic | 0 | 1000
HISTEX-53101 |  |  |  |  | In Queue | Commercial |  | 2019-07-15 |  |  | Samsung |  |  | 0 | 0 | Not Required |  |  |  |  | 3302426 | Yes |  | PhotoVoltaic | 12000 | 4400
HISTEX-53121 |  |  |  |  | In Queue | Commercial |  | 2019-01-22 |  |  | NEC Energy Solutions |  |  | 0 | 0 | Not Required |  |  |  |  | 3235700 | Yes |  | PhotoVoltaic | 2702.97 | 1000
HISTEX-53122 |  |  |  |  | In Queue | Commercial |  | 2019-01-03 |  |  | NEC Energy Solutions |  |  | 0 | 0 | Not Required |  |  |  |  | 3254655 | Yes |  | PhotoVoltaic | 0 | 1000
HISTEX-53129 |  |  |  |  | In Queue | Commercial |  | 2018-05-22 |  |  | Sungrow |  |  | 0 | 0 | Not Required |  |  |  |  | 3112855 | Yes |  | PhotoVoltaic | 2894 | 2000
HISTEX-68224 |  |  |  |  | In Queue | Commercial | [7 empty] | 0 | 0 | Not Required |  |  |  |  | 2331592 |  |  | PhotoVoltaic |  | 250
HISTEX-68227 |  |  |  |  | In Queue | Commercial | [7 empty] | 0 | 0 | Not Required |  |  |  |  | 2320809 | Yes |  | PhotoVoltaic |  | 500
HISTEX-68255 |  |  |  |  | In Queue | Commercial | [7 empty] | 0 | 0 | Not Required |  |  |  |  | 2330325 | Yes |  | PhotoVoltaic |  | 5320
HISTEX-68261 |  |  |  |  | In Queue | Commercial | [7 empty] | 0 | 0 | Not Required |  |  |  |  | 2330926 | Yes |  | PhotoVoltaic |  | 250
HISTEX-68262 |  |  |  |  | In Queue | Commercial | [7 empty] | 0 | 0 | Not Required |  |  |  |  | 2330392 | Yes |  | PhotoVoltaic |  | 250
HISTEX-68263 |  |  |  |  | In Queue | Commercial | [7 empty] | 0 | 0 | Not Required |  |  |  |  | 2330718 | Yes |  | PhotoVoltaic |  | 250
HISTEX-68264 |  |  |  |  | In Queue | Commercial | [7 empty] | 0 | 0 | Not Required |  |  |  |  | 2330720 | Yes |  | PhotoVoltaic |  | 250
HISTEX-68267 |  |  |  |  | In Queue | Commercial | [7 empty] | 0 | 0 | Not Required |  |  |  |  | 2330360 | Yes |  | PhotoVoltaic |  | 250
HISTEX-68268 |  |  |  |  | In Queue | Commercial | [7 empty] | 0 | 0 | Not Required |  |  |  |  | 2330875 | Yes |  | PhotoVoltaic |  | 250
HISTEX-68269 |  |  |  |  | In Queue | Commercial | [7 empty] | 0 | 0 | Not Required |  |  |  |  | 2330882 | Yes |  | PhotoVoltaic |  | 250
HISTEX-68270 |  |  |  |  | In Queue | Commercial | [7 empty] | 0 | 0 | Not Required |  |  |  |  | 2330923 | Yes |  | PhotoVoltaic |  | 250
HISTEX-68271 |  |  |  |  | In Queue | Commercial | [7 empty] | 0 | 0 | Not Required |  |  |  |  | 2331148 | Yes |  | PhotoVoltaic |  | 250
HISTEX-68272 |  |  |  |  | In Queue | Commercial | [7 empty] | 0 | 0 | Not Required |  |  |  |  | 2331153 | Yes |  | PhotoVoltaic |  | 250
HISTEX-68273 |  |  |  |  | In Queue | Commercial | [7 empty] | 0 | 0 | Not Required |  |  |  |  | 2331348 | Yes |  | PhotoVoltaic |  | 250
HISTEX-68274 |  |  |  |  | In Queue | Commercial | [7 empty] | 0 | 0 | Not Required |  |  |  |  | 2331371 | Yes |  | PhotoVoltaic |  | 250
HISTEX-68275 |  |  |  |  | In Queue | Commercial | [7 empty] | 0 | 0 | Not Required |  |  |  |  | 2331587 | Yes |  | PhotoVoltaic |  | 250
HISTEX-68276 |  |  |  |  | In Queue | Commercial | [7 empty] | 0 | 0 | Not Required |  |  |  |  | 2334165 |  |  | Photovoltaic |  | 4990
HISTEX-68277 |  |  |  |  | In Queue | Commercial | [7 empty] | 0 | 0 | Not Required |  |  |  |  | 2334456 | Yes |  | PhotoVoltaic |  | 1000
HISTEX-68279 |  |  |  |  | In Queue | Commercial | [7 empty] | 0 | 0 | Not Required |  |  |  |  | 2335814 |  |  | Photovoltaic |  | 2800
HISTEX-68285 |  |  |  |  | In Queue | Commercial | [7 empty] | 0 | 0 | Not Required |  |  |  |  | 2324659 | Yes |  | PhotoVoltaic |  | 4996
HISTEX-68287 |  |  |  |  | In Queue | Commercial | [7 empty] | 0 | 0 | Not Required |  |  |  |  | 2320444 | Yes |  | PhotoVoltaic |  | 1999
HISTEX-68295 |  |  |  |  | In Queue | Commercial | [7 empty] | 0 | 0 | Not Required |  |  |  |  | 2320621 |  |  | Photovoltaic |  | 4875
HISTEX-68320 |  |  |  |  | In Queue | Commercial | [7 empty] | 0 | 0 | Not Required |  |  |  |  | 2308513 | Yes |  | PhotoVoltaic |  | 4980
HISTEX-68325 |  |  |  |  | In Queue | Commercial | [7 empty] | 0 | 0 | Not Required |  |  |  |  | 2311480 | Yes |  | PhotoVoltaic |  | 2000
HISTEX-68338 |  |  |  |  | In Queue | Commercial | [7 empty] | 0 | 0 | Not Required |  |  |  |  | 2295852 | Yes |  | PhotoVoltaic |  | 3000
HISTEX-68351 |  | MA - SMART Program |  |  | In Queue | Commercial |  |  |  |  | Other |  | 2000 | 0 | 2000 | SA |  |  |  |  | 2281482 | Yes |  | PhotoVoltaic |  | 1000
HISTEX-68363 |  |  |  |  | In Queue | Commercial | [7 empty] | 0 | 0 | Not Required |  |  |  |  | 2295386 |  |  | Photovoltaic |  | 999
HISTEX-68365 |  |  |  |  | In Queue | Commercial | [7 empty] | 0 | 0 | Not Required |  |  |  |  | 2296373 |  |  | Photovoltaic |  | 4890
HISTEX-68367 |  |  |  |  | In Queue | Commercial | [7 empty] | 0 | 0 | Not Required |  |  |  |  | 2297500 |  |  | Photovoltaic |  | 4890
HISTEX-68369 |  |  |  |  | In Queue | Commercial | [7 empty] | 0 | 0 | Not Required |  |  |  |  | 2292181 |  |  | Photovoltaic |  | 2468
HISTEX-68374 |  |  |  |  | In Queue | Commercial | [7 empty] | 0 | 0 | SA |  |  |  |  | 2296564 | Yes |  | PhotoVoltaic |  | 3110
HISTEX-68384 |  |  |  |  | In Queue | Commercial | [7 empty] | 0 | 0 | Not Required |  |  |  |  | 2300908 | Yes |  | PhotoVoltaic |  | 3000
HISTEX-68386 |  |  |  |  | In Queue | Commercial | [7 empty] | 0 | 0 | Not Required |  |  |  |  | 2296366 |  |  | Photovoltaic |  | 3000
HISTEX-68389 |  |  |  |  | In Queue | Commercial | [7 empty] | 0 | 0 | Not Required |  |  |  |  | 2277112 | Yes |  | PhotoVoltaic |  | 3250
HISTEX-68390 |  |  |  |  | In Queue | Commercial | [7 empty] | 0 | 0 | Not Required |  |  |  |  | 2277113 | Yes |  | PhotoVoltaic |  | 4999
HISTEX-68395 |  | MA - SMART Program |  |  | In Queue | Commercial |  |  | Lithium Ion |  | LG Chem |  | 2640 | 0 | 2640 | SA |  |  |  |  | 2283639 | Yes |  | PhotoVoltaic |  | 4999
HISTEX-68408 |  |  |  |  | In Queue | Commercial | [7 empty] | 0 | 0 | Not Required |  |  |  |  | 10690278 | Yes |  | PhotoVoltaic |  | 4980
HISTEX-68417 |  |  |  |  | In Queue | Commercial | [7 empty] | 0 | 0 | Not Required |  |  |  |  | 2286968 | Yes |  | PhotoVoltaic |  | 999
HISTEX-68423 |  |  |  |  | In Queue | Commercial | [7 empty] | 0 | 0 | Not Required |  |  |  |  | 2269612 |  |  | Photovoltaic | 12875 | 4999
HISTEX-68431 |  |  |  |  | In Queue | Commercial | [7 empty] | 0 | 0 | Not Required |  |  |  |  | 2271557 | Yes |  | PhotoVoltaic |  | 8980
HISTEX-68436 |  |  |  |  | In Queue | Commercial | [7 empty] | 0 | 0 | Not Required |  |  |  |  | 2264857 |  |  | Photovoltaic |  | 3000
HISTEX-68442 |  |  |  |  | In Queue | Commercial | [7 empty] | 0 | 0 | Not Required |  |  |  |  | 2268194 | Yes |  | PhotoVoltaic |  | 3000
HISTEX-68446 |  |  |  |  | In Queue | Commercial | [7 empty] | 0 | 0 | Not Required |  |  |  |  | 7687599 | Yes |  | PhotoVoltaic |  | 1875
HISTEX-68447 |  |  |  |  | In Queue | Commercial | [7 empty] | 0 | 0 | Not Required |  |  |  |  | PP02277380 | Yes |  | PhotoVoltaic | 0 | 4999
HISTEX-68451 |  |  |  |  | In Queue | Commercial | [7 empty] | 0 | 0 | Not Required |  |  |  |  | 2272658 | Yes |  | PhotoVoltaic |  | 2980
HISTEX-68596 |  |  |  |  | In Queue | Commercial | [7 empty] | 0 | 0 | Not Required |  |  |  |  | 2343539 | Yes |  | PhotoVoltaic |  | 5000
HISTEX-68604 |  |  |  |  | In Queue | Commercial | [7 empty] | 0 | 0 | Not Required |  |  |  |  | 2336071 | Yes |  | PhotoVoltaic |  | 2738
HISTEX-68605 |  |  |  |  | In Queue | Commercial | [7 empty] | 0 | 0 | Not Required |  |  |  |  | 2338339 | Yes |  | PhotoVoltaic |  | 4999
HISTEX-68609 |  |  |  |  | In Queue | Commercial | [7 empty] | 0 | 0 | Not Required |  |  |  |  | 2337126 | Yes |  | PhotoVoltaic |  | 999
HISTEX-68615 |  |  |  |  | In Queue | Commercial | [7 empty] | 0 | 0 | Not Required |  |  |  |  | 2334390 | Yes |  | PhotoVoltaic |  | 250
HISTEX-68616 |  |  |  |  | In Queue | Commercial | [7 empty] | 0 | 0 | Not Required |  |  |  |  | 2335827 | Yes |  | PhotoVoltaic |  | 999
HISTEX-68618 |  |  |  |  | In Queue | Commercial | [7 empty] | 0 | 0 | Not Required |  |  |  |  | 2347725 | Yes |  | PhotoVoltaic |  | 3000
HISTEX-68627 |  |  |  |  | In Queue | Commercial | [7 empty] | 0 | 0 | Not Required |  |  |  |  | 2372155 | Yes |  | PhotoVoltaic |  | 250
HISTEX-68628 |  |  |  |  | In Queue | Commercial | [7 empty] | 0 | 0 | Not Required |  |  |  |  | 2372267 | Yes |  | PhotoVoltaic |  | 250
HISTEX-68632 |  |  |  |  | In Queue | Commercial | [7 empty] | 0 | 0 | Not Required |  |  |  |  | 2378798 | Yes |  | PhotoVoltaic |  | 490
HISTEX-68648 |  |  |  |  | In Queue | Commercial | [7 empty] | 0 | 0 | Not Required |  |  |  |  | 2343104 | Yes |  | PhotoVoltaic |  | 4475
HISTEX-68653 |  |  |  |  | In Queue | Commercial | [7 empty] | 0 | 0 | Not Required |  |  |  |  | 2344136 | Yes |  | PhotoVoltaic |  | 5000
HISTEX-68740 |  |  |  |  | In Queue | Commercial | [7 empty] | 0 | 0 | Not Required |  |  |  |  | 5123184 |  |  | PhotoVoltaic | 0 | 2000
HISTEX-68764 |  |  |  |  | In Queue | Commercial |  | 2020-09-30 | [5 empty] | 0 | 0 | Not Required |  |  |  |  | 4534965 |  |  | PhotoVoltaic | 0 | 4999
HISTEX-68765 |  |  |  |  | In Queue | Commercial | [7 empty] | 0 | 0 | Not Required |  |  |  |  | 4543505 |  |  | PhotoVoltaic | 0 | 4999
HISTEX-68766 |  |  |  |  | In Queue | Commercial |  | 2020-09-30 | [5 empty] | 0 | 0 | Not Required |  |  |  |  | 4581275 |  |  | PhotoVoltaic | 0 | 4999
HISTEX-68782 |  |  |  |  | In Queue | Commercial |  | 2020-11-25 | [5 empty] | 0 | 0 | Not Required |  |  |  |  | 4659513 |  |  | PhotoVoltaic | 0 | 4980
HISTEX-68916 |  |  |  |  | In Queue | Commercial | [7 empty] | 0 | 0 | Not Required |  |  |  |  | 2404659 |  |  | PhotoVoltaic |  | 999
HISTEX-68918 |  |  |  |  | In Queue | Commercial | [7 empty] | 0 | 0 | Not Required |  |  |  |  | 2349579 | Yes |  | PhotoVoltaic |  | 3455
HISTEX-68962 |  |  |  |  | In Queue | Commercial | [7 empty] | 0 | 0 | Not Required |  |  |  |  | 2349576 | Yes |  | PhotoVoltaic |  | 850
HISTEX-68966 |  |  |  |  | In Queue | Commercial | [7 empty] | 0 | 0 | Not Required |  |  |  |  | 2401235 |  |  | PhotoVoltaic |  | 730
HISTEX-68999 |  |  |  |  | In Queue | Commercial | [7 empty] | 0 | 0 | Not Required |  |  |  |  | 2400979 |  |  | PhotoVoltaic |  | 2075
HISTEX-69013 |  |  |  |  | In Queue | Commercial | [7 empty] | 0 | 0 | Not Required |  |  |  |  | 2400260 |  |  | PhotoVoltaic |  | 1490
HISTEX-69168 |  |  |  |  | In Queue | Commercial | [7 empty] | 0 | 0 | Not Required |  |  |  |  | 2290881 | Yes |  | PhotoVoltaic |  | 1645
HISTEX-69342 |  | MA - SMART Program |  |  | In Queue | Commercial |  |  |  |  | Other |  | 240 | 0 | 240 | BM |  |  |  |  | 2355009 | Yes |  | PhotoVoltaic |  | 490
HISTEX-69373 |  |  |  |  | In Queue | Commercial | [7 empty] | 0 | 0 | Not Required |  |  |  |  | 2349583 | Yes |  | PhotoVoltaic |  | 750
HISTEX-69451 |  |  |  |  | In Queue | Commercial | [7 empty] | 0 | 0 | Not Required |  |  |  |  | 2280862 | Yes |  | PhotoVoltaic |  | 990
HISTEX-69481 |  |  |  |  | In Queue | Commercial | [7 empty] | 0 | 0 | Not Required |  |  |  |  | 2343065 | No |  | PhotoVoltaic |  | 250
HISTEX-69550 |  |  |  |  | In Queue | Commercial |  | 2020-08-27 | [5 empty] | 0 | 0 | Not Required |  |  |  |  | 4318615 |  |  | PhotoVoltaic |  | 1300
HISTEX-69607 |  |  |  |  | In Queue | Commercial | [7 empty] | 0 | 0 | Not Required |  |  |  |  | 2330491 |  |  | PhotoVoltaic |  | 4996
HISTEX-69616 |  |  |  |  | In Queue | Commercial | [7 empty] | 0 | 0 | Not Required |  |  |  |  | 2339086 |  |  | Photovoltaic |  | 4498
HISTEX-69635 |  |  |  |  | In Queue | Commercial | [7 empty] | 0 | 0 | Not Required |  |  |  |  | 2349786 | Yes |  | PhotoVoltaic |  | 4999
HISTEX-69645 |  |  |  |  | In Queue | Commercial | [7 empty] | 0 | 0 | Not Required |  |  |  |  | 2351960 | Yes |  | PhotoVoltaic |  | 496
HISTEX-69646 |  |  |  |  | In Queue | Commercial | [7 empty] | 0 | 0 | Not Required |  |  |  |  | 2351984 | Yes |  | PhotoVoltaic |  | 3000
HISTEX-69653 |  |  |  |  | In Queue | Commercial | [7 empty] | 0 | 0 | Not Required |  |  |  |  | 2352302 | Yes |  | PhotoVoltaic |  | 1327
HISTEX-69655 |  |  |  |  | In Queue | Commercial | [7 empty] | 0 | 0 | Not Required |  |  |  |  | 2352540 | Yes |  | PhotoVoltaic |  | 496
HISTEX-69657 |  |  |  |  | In Queue | Commercial | [7 empty] | 0 | 0 | Not Required |  |  |  |  | 2352680 | Yes |  | PhotoVoltaic |  | 496
HISTEX-69662 |  |  |  |  | In Queue | Commercial | [7 empty] | 0 | 0 | Not Required |  |  |  |  | 2352975 | Yes |  | PhotoVoltaic |  | 500
HISTEX-69664 |  |  |  |  | In Queue | Commercial | [7 empty] | 0 | 0 | Not Required |  |  |  |  | 2353430 | Yes |  | PhotoVoltaic |  | 4995
HISTEX-69665 |  |  |  |  | In Queue | Commercial | [7 empty] | 0 | 0 | Not Required |  |  |  |  | 2353833 |  |  | Photovoltaic |  | 1256
HISTEX-69667 |  |  |  |  | In Queue | Commercial | [7 empty] | 0 | 0 | Not Required |  |  |  |  | 2354172 | Yes |  | PhotoVoltaic |  | 250
HISTEX-69670 |  |  |  |  | In Queue | Commercial | [7 empty] | 0 | 0 | Not Required |  |  |  |  | 2354558 |  |  | Photovoltaic |  | 2560
HISTEX-69675 |  |  |  |  | In Queue | Commercial |  | 2020-02-10 | [5 empty] | 0 | 0 | Not Required |  |  |  |  | 2397168 |  |  | PhotoVoltaic |  | 3900
HISTEX-69676 |  |  |  |  | In Queue | Commercial | [7 empty] | 0 | 0 | Not Required |  |  |  |  | PP02355146 | Yes |  | PhotoVoltaic | 0 | 4990
HISTEX-69685 |  |  |  |  | In Queue | Commercial | [7 empty] | 0 | 0 | Not Required |  |  |  |  | 2359695 | Yes |  | PhotoVoltaic |  | 5000
HISTEX-69688 |  |  |  |  | In Queue | Commercial | [7 empty] | 0 | 0 | Not Required |  |  |  |  | 2360131 |  |  | Photovoltaic |  | 4600
HISTEX-69693 |  |  |  |  | In Queue | Commercial | [7 empty] | 0 | 0 | Not Required |  |  |  |  | 2361242 | Yes |  | PhotoVoltaic |  | 3000
HISTEX-69711 |  |  |  |  | In Queue | Commercial | [7 empty] | 0 | 0 | Not Required |  |  |  |  | 2368571 | Yes |  | PhotoVoltaic |  | 499
HISTEX-69732 |  |  |  |  | In Queue | Commercial | [7 empty] | 0 | 0 | Not Required |  |  |  |  | 2370690 |  |  | Photovoltaic |  | 3000
HISTEX-69733 |  |  |  |  | In Queue | Commercial | [7 empty] | 0 | 0 | Not Required |  |  |  |  | 2370777 | Yes |  | PhotoVoltaic |  | 250
HISTEX-69740 |  |  |  |  | In Queue | Commercial | [7 empty] | 0 | 0 | Not Required |  |  |  |  | 2374039 | Yes |  | PhotoVoltaic |  | 250
HISTEX-69746 |  |  |  |  | In Queue | Commercial | [7 empty] | 0 | 0 | Not Required |  |  |  |  | 2378433 | Yes |  | PhotoVoltaic |  | 3150
HISTEX-69748 |  |  |  |  | In Queue | Commercial | [7 empty] | 0 | 0 | Not Required |  |  |  |  | 2378857 | Yes |  | PhotoVoltaic |  | 2500
HISTEX-69749 |  |  |  |  | In Queue | Commercial | [7 empty] | 0 | 0 | Not Required |  |  |  |  | 2378858 | Yes |  | PhotoVoltaic |  | 5000
HISTEX-69752 |  |  |  |  | In Queue | Commercial | [7 empty] | 0 | 0 | Not Required |  |  |  |  | 2381120 | Yes |  | PhotoVoltaic |  | 4600
HISTEX-69753 |  |  |  |  | In Queue | Commercial | [7 empty] | 0 | 0 | Not Required |  |  |  |  | 2381437 | Yes |  | PhotoVoltaic |  | 4000
HISTEX-69756 |  |  |  |  | In Queue | Commercial | [7 empty] | 0 | 0 | Not Required |  |  |  |  | 2381610 | Yes |  | PhotoVoltaic |  | 4999
HISTEX-69758 |  |  |  |  | In Queue | Commercial | [7 empty] | 0 | 0 | Not Required |  |  |  |  | 2383646 |  |  | PhotoVoltaic |  | 4000
HISTEX-69762 |  |  |  |  | In Queue | Commercial | [7 empty] | 0 | 0 | Not Required |  |  |  |  | 2384553 |  |  | PhotoVoltaic |  | 4995
HISTEX-69769 |  |  |  |  | In Queue | Commercial |  | 2019-12-26 | [5 empty] | 0 | 0 | Not Required |  |  |  |  | 2387342 |  |  | PhotoVoltaic | 0 | 2500
HISTEX-69774 |  |  |  |  | In Queue | Commercial | [7 empty] | 0 | 0 | Not Required |  |  |  |  | 2396002 |  |  | Photovoltaic |  | 958
HISTEX-69780 |  |  |  |  | In Queue | Commercial | [7 empty] | 0 | 0 | Not Required |  |  |  |  | 2395855 |  |  | Photovoltaic |  | 4990
HISTEX-69781 |  |  |  |  | In Queue | Commercial | [7 empty] | 0 | 0 | Not Required |  |  |  |  | 2393455 |  |  | PhotoVoltaic |  | 4990
HISTEX-69783 |  |  |  |  | In Queue | Commercial | [7 empty] | 0 | 0 | Not Required |  |  |  |  | 2392014 |  |  | Photovoltaic |  | 1000
HISTEX-69796 |  |  |  |  | In Queue | Commercial | [7 empty] | 0 | 0 | Not Required |  |  |  |  | 2394862 |  |  | PhotoVoltaic |  | 3500
HISTEX-69802 |  |  |  |  | In Queue | Commercial | [7 empty] | 0 | 0 | Not Required |  |  |  |  | 2395947 |  |  | PhotoVoltaic |  | 5569
HISTEX-69803 |  |  |  |  | In Queue | Commercial | [7 empty] | 0 | 0 | Not Required |  |  |  |  | 2395965 |  |  | Photovoltaic |  | 1000
HISTEX-69804 |  |  |  |  | In Queue | Commercial | [7 empty] | 0 | 0 | Not Required |  |  |  |  | 2395998 |  |  | Photovoltaic |  | 3000
HISTEX-69806 |  |  |  |  | In Queue | Commercial | [7 empty] | 0 | 0 | Not Required |  |  |  |  | 2396211 |  |  | PhotoVoltaic |  | 500
HISTEX-69816 |  |  |  |  | In Queue | Commercial | [7 empty] | 0 | 0 | Not Required |  |  |  |  | 2398609 |  |  | PhotoVoltaic | 0 | 4999
HISTEX-69819 |  |  |  |  | In Queue | Commercial | [7 empty] | 0 | 0 | Not Required |  |  |  |  | 2399192 |  |  | PhotoVoltaic | 0 | 4999
HISTEX-69828 |  |  |  |  | In Queue | Commercial | [7 empty] | 0 | 0 | Not Required |  |  |  |  | PP02401247 |  |  | PhotoVoltaic | 0 | 1700
HISTEX-69844 |  |  |  |  | In Queue | Commercial | [7 empty] | 0 | 0 | Not Required |  |  |  |  | 2404237 |  |  | Photovoltaic |  | 3998
[14 empty] | 2635588.758 | 647144.8848
Note on I3: Year DG Interconection Application Was Submitted/ Contract was Signed
Note on W3: Co-Located means DG and ESS being built on same piece of property, but separate points of common coupling
Note on X3: DC Coupled = ESS is connected to PV; but only PV is connected to the grid. AC Coupled = ESS is connected to the grid, and PV is connected to the grid; but, neither the ESS nor the PV is connected to each other.