## ARCHIVAL - Eligible Circuits
NOT ACTIVE - ARCHIVAL PURPOSES ONLY
Department of Energy Resources Clean Peak Energy Standard 2024 DCM Eligible Circuits List Last Updated: March 7, 2025
Per 225 CMR 21.05(6)(g) The Department may establish a Distribution Circuit Multiplier that modifies the number of Clean Peak Energy Certificates generated by a Clean Peak Resource based on the locational value of the unique load profile and particular needs of each distribution circuit, as defined by the Department, in consultation with the Distribution Companies. The Department's DCM Eligible Circuits List identified circuits which the Department has identified as eligible for the DCM. More information may be found in Clean Peal Distribution Circuit Multiplier Guideline for Clean Peak Energy Portfolio Standard Participants.
Electric Distribution Company | Total Circuits | Circuits Missing Information | CIP Circuits | Tx Lines | DCM Eligible Circuits
Eversource | 2037 | 356 | 17 | 0 | 166
National Grid | 1157 | 100 | 19 | 0 | 103
Unitil | 50 | 0 | 0 | 7 | 4

## ARCHIVAL - Eversource 2024
NOT ACTIVE - ARCHIVAL PURPOSES ONLY
General Information |  |  |  |  | Substation Information | [9 empty] | Circuit Information | [11 empty] | DCM Information
| Sort Identifier | Company | Division | District | Substation Name | Substation Number | Circuit Sub XFMR Identifier | Substation Location by Town | Substation Classification | Feeder/Circuit ID | Feeder/Circuit Location by Town/City | Feeder/Circuit Voltage 2021 | Feeder/Circuit Voltage 2022 | Feeder/Circuit Voltage 2023 | Feeder/Ckt PEAK Load MVA 2021 | Feeder/Ckt PEAK Load MVA 2022 | Feeder/Ckt PEAK Load MVA 2023 | Normal Rating MVA in 2021 | Normal Rating MVA in 2022 | Normal Rating MVA in 2023 | 2021 peak to normal rating %age | 2022 peak to normal rating %age | 2023 peak to normal rating %age | 3 year Average | Complete Data? (Y/N) | CIP Circuit? (Y/N) | DCM Eligible? (Y/N) | Eligible DCM Capacity (MW) | Reserved DCM Capacity | Remaining DCM Capacity (MW)
| 1683 | NSTAR | West | Southboro | Acton | 416 | 110A | Maynard | D | 416-H5 | ACT | 13.8kV | 13.8kV | 13.8kV | 5.9518 | 5.6581 | 6.5892 | 8.6051 | 8.5946 | 8.5946 | 69.17% | 65.83% | 76.67% | 70.56% | Y | N | Y | 5 | 5 | 0
| 1496 | NSTAR | West | Walpole | South Street | 146 | 110B | Walpole | D | 146-H1 | SHA,WLP,WAL | 13.8kV | 13.8kV | 13.8kV | 9.0592 | 10.3136 | 9.287 | 11.7125 | 11.6983 | 11.6983 | 77.35% | 88.16% | 79.39% | 81.63% | Y | N | Y | 5 | 4.99 | 0.01
| 451 | NSTAR | Central | Somerville | Dragon Court | 375 | 110A | Woburn | D | 375-H8 | STN | 13.8kV | 13.8kV | 13.8kV | 8.9875 | 8.3559 | 8.4753 | 11.5929 | 11.5789 | 11.5789 | 77.53% | 72.16% | 73.2% | 74.3% | Y | N | Y | 5 | 1.3651 | 3.6349
| 1360 | NSTAR | South | Cape & Vineyard | ORL Sub | 975 | 2 | Orleans | D | 4-95A-606 | ORL | 22.8kV | 22.8kV | 22.8kV | 6.2002 | 8.2044 | 6.3899 | 9.0831 | 9.0721 | 9.0721 | 68.26% | 90.43% | 70.43% | 76.38% | Y | N | Y | 5 | 1.32 | 3.68
| 1680 | NSTAR | West | Southboro | Acton | 416 | 110B | Maynard | D | 416-H2 | ACT,LIT | 13.8kV | 13.8kV | 13.8kV | 9.2026 | 9.3347 | 9.3347 | 11.7125 | 11.6983 | 11.6983 | 78.57% | 79.8% | 79.8% | 79.39% | Y | N | Y | 5 | 1.0738 | 3.9262
| 1679 | NSTAR | West | Southboro | Acton | 416 | 110A | Maynard | D | 416-H1 | ACT,MAY | 13.8kV | 13.8kV | 13.8kV | 8.4617 | 7.9262 | 11.1492 | 11.5929 | 11.5789 | 11.5789 | 72.99% | 68.45% | 96.29% | 79.24% | Y | N | Y | 5 | 0.5 | 4.5
| 1611 | NSTAR | West | Waltham | Marrett Road | 320 | 110B | Lexington | D | 320-H5XY | LEX,WAL | 13.8kV | 13.8kV | 13.8kV | 9.8958 | 9.4302 | 8.9289 | 11.7125 | 11.6983 | 11.6983 | 84.49% | 80.61% | 76.33% | 80.48% | Y | N | Y | 5 | 0.25 | 4.75
| 1738 | NSTAR | West | Waltham | Arsenal Street | 467 | 110A | Watertown | D | 467-H9 | BRI,WAT | 13.8kV | 13.8kV | 13.8kV | 3.8723 | 3.5095 | 11.4118 | 8.366 | 8.3559 | 8.3559 | 46.29% | 42% | 136.6% | 74.95% | Y | N | Y | 5 |  | 5
| 1786 | NSTAR | West | Southboro | Medway | 65 | 110A | Medway | D | 65-H2 | HOL,HOK,MDW | 13.8kV | 13.8kV | 13.8kV | 7.3143 | 7.8307 | 13.6798 | 11.7125 | 11.6983 | 11.6983 | 62.45% | 66.94% | 116.9% | 82.11% | Y | N | Y | 5 |  | 5
| 1789 | NSTAR | West | Southboro | Medway | 65 | 110B | Medway | D | 65-H5 | ASH,FRA,HOL,HOK,MDW | 13.8kV | 13.8kV | 13.8kV | 8.1987 | 8.0694 | 13.1068 | 11.7125 | 11.6983 | 11.6983 | 70% | 68.98% | 112% | 83.67% | Y | N | Y | 5 |  | 5
| 278 | NSTAR | Central | Boston | Washington St | 284 | 110B | Jamaica Plain | D | 284-03 | WRX | 4.16kV | 4.16kV | 4.16kV | 1.1169 | 1.1515 | 2.1446 | 1.9455 | 1.9431 | 1.9431 | 57.41% | 59.26% | 110.4% | 75.68% | Y | N | Y | 2 |  | 2
| 725 | NSTAR | Central | Somerville | Sherman | 825 | 14A | Cambridge | D | 825-18 | CAM | 4.16kV | 4.16kV | 4.16kV | 1.1529 | 1.2163 | 2.2094 | 2.0896 | 2.0871 | 2.0871 | 55.17% | 58.28% | 105.9% | 73.1% | Y | N | Y | 2 |  | 2
| 1544 | NSTAR | West | Southboro | Leland Street | 240 | 110C | Framingham | D | 240-H3 | FRA,NAT | 13.8kV | 13.8kV | 13.8kV | 7.2904 | 7.4248 | 12.0802 | 11.7125 | 11.6983 | 11.6983 | 62.24% | 63.47% | 103.3% | 76.33% | Y | N | Y | 5 |  | 5
| 720 | NSTAR | Central | Somerville | Healey | 823 | 14A | Cambridge | D | 823-30 | CAM | 4.16kV | 4.16kV | 4.16kV | 1.9167 | 1.281 | 2.5908 | 2.5219 | 2.5189 | 2.5189 | 76% | 50.86% | 102.9% | 76.57% | Y | N | Y | 2 |  | 2
| 1645 | NSTAR | West | Southboro | Maynard | 355 | 342-H6 | Maynard | D | 355-05 | MAY | 4.16kV | 4.16kV | 4.16kV | 0.98716 | 2.1015 | 2.1231 | 2.0896 | 2.0871 | 2.0871 | 47.24% | 100.7% | 101.7% | 83.22% | Y | N | Y | 2 |  | 2
| 1682 | NSTAR | West | Southboro | Acton | 416 | 110A | Maynard | D | 416-H4 | ACT,MAY | 13.8kV | 13.8kV | 13.8kV | 6.2387 | 5.9208 | 8.7379 | 8.6051 | 8.5946 | 8.5946 | 72.5% | 68.89% | 101.7% | 81.02% | Y | N | Y | 5 |  | 5
| 13 | NSTAR | Central | Somerville | Willow St | 16 | 14A | Somerville | D | 1604 | SOM | 4.16kV | 4.16kV | 4.16kV | 2.0608 | 1.9359 | 2.6196 | 2.7381 | 2.7348 | 2.7348 | 75.26% | 70.79% | 95.79% | 80.61% | Y | N | Y | 2 |  | 2
| 1517 | NSTAR | West | Waltham | Needham | 148 | 110C | Needham | D | 148-H4 | NEE | 13.8kV | 13.8kV | 13.8kV | 8.9875 | 9.3109 | 11.0298 | 11.7125 | 11.6983 | 11.6983 | 76.73% | 79.59% | 94.29% | 83.54% | Y | N | Y | 5 |  | 5
| 603 | NSTAR | Central | Boston | Willow St | 516 | 24AC | W. Roxbury | D | 516-06 | BKL,WRX | 4.16kV | 4.16kV | 4.16kV | 1.7582 | 1.7344 | 2.3749 | 2.594 | 2.5908 | 2.5908 | 67.78% | 66.94% | 91.67% | 75.46% | Y | N | Y | 2 |  | 2
| 1562 | NSTAR | West | Waltham | Newtonville | 277 | 277-1368 | Newton | D | 277-04 | NEW | 4.16kV | 4.16kV | 4.16kV | 1.1313 | 1.1875 | 1.3818 | 1.5132 | 1.5113 | 1.5113 | 74.76% | 78.57% | 91.43% | 81.59% | Y | N | Y | 2 |  | 2
| 1723 | NSTAR | West | Walpole | Dover | 456 | 110B | Dover | D | 456-H2 | DOV,MDF,MLS,WLP | 13.8kV | 13.8kV | 13.8kV | 7.6968 | 7.8784 | 8.7379 | 9.6807 | 9.669 | 9.669 | 79.51% | 81.48% | 90.37% | 83.79% | Y | N | Y | 5 |  | 5
| 1532 | NSTAR | West | Walpole | Dedham | 20 | 24A | Dedham | D | 20-H6 | DED,NEE | 13.8kV | 13.8kV | 13.8kV | 5.2826 | 6.3027 | 7.5203 | 8.366 | 8.3559 | 8.3559 | 63.14% | 75.43% | 90% | 76.19% | Y | N | Y | 5 |  | 5
| 1730 | NSTAR | West | Waltham | Arsenal Street | 467 | 110A | Watertown | D | 467-H14 | WAT NEW | 13.8kV | 13.8kV | 13.8kV | 9.1309 | 8.6185 | 10.5046 | 11.7125 | 11.6983 | 11.6983 | 77.96% | 73.67% | 89.8% | 80.48% | Y | N | Y | 5 |  | 5
| 1595 | NSTAR | West | Waltham | Elliot Street | 292 | 110B | Newton | D | 292-H7 | NEW | 13.8kV | 13.8kV | 13.8kV | 9.1787 | 8.8095 | 10.4568 | 11.7125 | 11.6983 | 11.6983 | 78.37% | 75.31% | 89.39% | 81.02% | Y | N | Y | 5 |  | 5
| 1509 | NSTAR | West | Waltham | Needham | 148 | 14C | Needham | D | 148-04 | NEE | 4.16kV | 4.16kV | 4.16kV | 1.5276 | 1.5833 | 1.8424 | 2.0896 | 2.0871 | 2.0871 | 73.1% | 75.86% | 88.28% | 79.08% | Y | N | Y | 2 |  | 2
| 177 | NSTAR | Central | Somerville | Alewife | 828 | 110A | Cambridge | D | 16-1462 | SOM | 13.8kV | 13.8kV | 13.8kV | 5.7606 | 5.5388 | 7.4726 | 8.6051 | 8.5946 | 8.5946 | 66.94% | 64.44% | 86.94% | 72.78% | Y | N | Y | 5 |  | 5
| 508 | NSTAR | Central | Boston | Cummins Hwy | 441 | 14B | Roslindale | D | 441-01 | DOR,HYP,WRX | 4.16kV | 4.16kV | 4.16kV | 2.1977 | 2.4541 | 2.4397 | 2.8102 | 2.8068 | 2.8068 | 78.21% | 87.44% | 86.92% | 84.19% | Y | N | Y | 2 |  | 2
| 1698 | NSTAR | West | Southboro | Speen Street | 433 | 110C | Framingham | D | 433-H5 | NAT,WAY | 13.8kV | 13.8kV | 13.8kV | 7.649 | 9.8361 | 9.3825 | 10.8759 | 10.8627 | 10.8627 | 70.33% | 90.55% | 86.37% | 82.42% | Y | N | Y | 5 |  | 5
| 197 | NSTAR | Central | Somerville | Woburn | 211 | 110C | Woburn | D | 211-H1 | STN,WIN,WOB | 13.8kV | 13.8kV | 13.8kV | 5.4977 | 7.5203 | 7.3532 | 8.6051 | 8.5946 | 8.5946 | 63.89% | 87.5% | 85.56% | 78.98% | Y | N | Y | 5 |  | 5
| 1710 | NSTAR | West | Waltham | Trapelo Road | 450 | 110A | Waltham | D | 450-H8 | WAL | 13.8kV | 13.8kV | 13.8kV | 9.0831 | 10.3852 | 10.0032 | 11.7125 | 11.6983 | 11.6983 | 77.55% | 88.78% | 85.51% | 83.95% | Y | N | Y | 5 |  | 5
| 513 | NSTAR | Central | Boston | Cummins Hwy | 441 | 14A | Roslindale | D | 441-07 | HYP,WRX | 4.16kV | 4.16kV | 4.16kV | 2.032 | 1.9863 | 2.2094 | 2.594 | 2.5908 | 2.5908 | 78.33% | 76.67% | 85.28% | 80.09% | Y | N | Y | 2 |  | 2
| W148 | WMECO | SOUTHERN | SPRINGFIELD | Breckwood_20A | 20A | 20A-3X | SPRINGFIELD | D | 20A33 | SPRINGFIELD | 13.8kV | 13.8kV | 13.8 | 6.5 | 9.7 | 9.8 | 11.5 | 11.5 | 11.5 | 56.52% | 84.35% | 85.22% | 75.36% | Y | N | Y | 5 |  | 5
| 1577 | NSTAR | West | Waltham | Waltham | 282 | 110A | Waltham | D | 282-H8 | WAL,WTN | 13.8kV | 13.8kV | 13.8kV | 9.37 | 9.8361 | 9.7883 | 11.5929 | 11.5789 | 11.5789 | 80.82% | 84.95% | 84.54% | 83.44% | Y | N | Y | 5 |  | 5
| 1477 | NSTAR | West | Waltham | Grant Street | 34 | 14B | Lexington | D | 3408 | LEX | 4.16kV | 4.16kV | 4.16kV | 1.0952 | 1.1947 | 1.5185 | 1.8014 | 1.7992 | 1.7992 | 60.8% | 66.4% | 84.4% | 70.53% | Y | N | Y | 2 |  | 2
| 450 | NSTAR | Central | Somerville | Dragon Court | 375 | 110A | Woburn | D | 375-H7 | STN,WIN,WOB | 13.8kV | 13.8kV | 13.8kV | 7.5533 | 5.4671 | 7.0428 | 8.366 | 8.3559 | 8.3559 | 90.29% | 65.43% | 84.29% | 80% | Y | N | Y | 5 |  | 5
| 860 | NSTAR | South | New Bedford | Pine Street | 611 | D | N. Bedford | D | 2-2-2 | NEB | 13.2kV | 13.2kV | 13.2kV | 6.7905 | 6.3027 | 6.7366 | 8.0252 | 8.0154 | 8.0154 | 84.62% | 78.63% | 84.05% | 82.43% | Y | N | Y | 5 |  | 5
| 1778 | NSTAR | West | Waltham | Hartwell Avenue | 533 | 110B | Lexington | D | 533-H7 | BED | 13.8kV | 13.8kV | 13.8kV | 8.7007 | 8.332 | 8.6185 | 10.2783 | 10.2658 | 10.2658 | 84.65% | 81.16% | 83.95% | 83.26% | Y | N | Y | 5 |  | 5
| 1488 | NSTAR | West | Southboro | Hopkinton | 126 | 110B | Hopkinton | D | 126-H2 | HOK | 13.8kV | 13.8kV | 13.8kV | 9.4656 | 7.9023 | 9.6928 | 11.5929 | 11.5789 | 11.5789 | 81.65% | 68.25% | 83.71% | 77.87% | Y | N | Y | 5 |  | 5
| 531 | NSTAR | Central | Boston | Rockingham Ave | 468 | 24AB | W. Roxbury | D | 468-01 | DED,WRX | 4.16kV | 4.16kV | 4.16kV | 2.5219 | 2.5333 | 2.5549 | 3.0624 | 3.0586 | 3.0586 | 82.35% | 82.82% | 83.53% | 82.9% | Y | N | Y | 2 |  | 2
| 1514 | NSTAR | West | Waltham | Needham | 148 | 110B | Needham | D | 148-H1 | MDF,NEE,WRX | 13.8kV | 13.8kV | 13.8kV | 9.107 | 8.905 | 9.3347 | 11.2344 | 11.2208 | 11.2208 | 81.06% | 79.36% | 83.19% | 81.21% | Y | N | Y | 5 |  | 5
| 523 | NSTAR | Central | Boston | Dewar Street | 483 | 110A | Dorchester | D | 466-1481H1 | DOR | 13.8kV | 13.8kV | 13.8kV | 6.8123 | 6.8757 | 6.9235 | 8.366 | 8.3559 | 8.3559 | 81.43% | 82.29% | 82.86% | 82.19% | Y | N | Y | 5 |  | 5
| 1370 | NSTAR | South | Cape & Vineyard | Chatham | 914 | 2 | Chatham | D | 4-95B-940 | CHM | 4.16kV | 4.16kV | 4.16kV | 2.3134 | 2.0853 | 2.1943 | 2.6553 | 2.6521 | 2.6521 | 87.12% | 78.63% | 82.74% | 82.83% | Y | N | Y | 2 |  | 2
| 423 | NSTAR | Central | Boston | Colburn St | 350 | 110C | Boston | D | 350-H7 | ROX BKL | 13.8kV | 13.8kV | 13.8kV | 8.4138 | 10.982 | 9.5496 | 11.5929 | 11.5789 | 11.5789 | 72.58% | 94.85% | 82.47% | 83.3% | Y | N | Y | 5 |  | 5
| 1086 | NSTAR | South | Plymouth | Jones River Sub | 722 | 1 | Plymouth | D | 3-17-31J1 | KIN | 4.16kV | 4.16kV | 4.16kV | 1.6573 | 1.6553 | 1.6553 | 2.0176 | 2.0151 | 2.0151 | 82.14% | 82.14% | 82.14% | 82.14% | Y | N | Y | 2 |  | 2
| 102 | NSTAR | Central | Boston | Andrew Sq | 106 | 110B | South Boston | D | 106-H2 | DOR,SOB | 13.8kV | 13.8kV | 13.8kV | 6.0714 | 7.2816 | 7.4487 | 9.0831 | 9.0721 | 9.0721 | 66.84% | 80.26% | 82.11% | 76.4% | Y | N | Y | 5 |  | 5
| 449 | NSTAR | Central | Somerville | Dragon Court | 375 | 110C | Woburn | D | 375-H6 | BUR,WOB | 13.8kV | 13.8kV | 13.8kV | 8.2465 | 9.0721 | 9.5973 | 11.7125 | 11.6983 | 11.6983 | 70.41% | 77.55% | 82.04% | 76.67% | Y | N | Y | 5 |  | 5
| 773 | NSTAR | Central | Somerville | Putnam | 831 | 110B | Cambridge | D | 831-1387 | CAM | 13.8kV | 13.8kV | 13.8kV | 6.0953 | 7.1622 | 7.019 | 8.6051 | 8.5946 | 8.5946 | 70.83% | 83.33% | 81.67% | 78.61% | Y | N | Y | 5 |  | 5
| 1592 | NSTAR | West | Waltham | Elliot Street | 292 | 110A | Newton | D | 292-H4 | NEE,NEW | 13.8kV | 13.8kV | 13.8kV | 7.0753 | 6.8996 | 6.9951 | 8.6051 | 8.5946 | 8.5946 | 82.22% | 80.28% | 81.39% | 81.3% | Y | N | Y | 5 |  | 5
| 654 | NSTAR | Central | Somerville | Woburn | 211 | 110D | Arlington | D | 59-1393H1 | ARL | 13.8kV | 13.8kV | 13.8kV | 9.4656 | 9.4541 | 9.3586 | 11.5929 | 11.5789 | 11.5789 | 81.65% | 81.65% | 80.82% | 81.37% | Y | N | Y | 5 |  | 5
| 427 | NSTAR | Central | Boston | Brook Rd | 362 | 14A | Milton | D | 362-02 | MIT | 4.16kV | 4.16kV | 4.16kV | 2.8246 | 2.7852 | 2.8068 | 3.4947 | 3.4904 | 3.4904 | 80.82% | 79.79% | 80.41% | 80.34% | Y | N | Y | 2 |  | 2
| 1263 | NSTAR | South | Cape & Vineyard | Orleans Sub | 975 | 2 | Orleans | D | 4-83-950 | ORL | 4.8kV | 4.8kV | 4.8kV | 2.5025 | 2.4082 | 2.267 | 2.8268 | 2.8234 | 2.8234 | 88.53% | 85.29% | 80.29% | 84.71% | Y | N | Y | 2 |  | 2
| 199 | NSTAR | Central | Somerville | Woburn | 211 | 110D | Woburn | D | 211-H11 | ARL,WIN | 13.8kV | 13.8kV | 13.8kV | 9.4417 | 9.0005 | 8.714 | 10.8759 | 10.8627 | 10.8627 | 86.81% | 82.86% | 80.22% | 83.3% | Y | N | Y | 5 |  | 5
| 398 | NSTAR | Central | Boston | Brighton | 329 | 110A | Brighton | D | 329-H6 | BRI | 13.8kV | 13.8kV | 13.8kV | 5.904 | 7.0428 | 6.6847 | 8.366 | 8.3559 | 8.3559 | 70.57% | 84.29% | 80% | 78.29% | Y | N | Y | 5 |  | 5
| 302 | NSTAR | Central | Somerville | Elm Street | 301 | 14B | Stoneham | D | 301-07 | STN | 4.16kV | 4.16kV | 4.16kV | 1.5276 | 1.5185 | 1.5473 | 1.9455 | 1.9431 | 1.9431 | 78.52% | 78.15% | 79.63% | 78.77% | Y | N | Y | 2 |  | 2
| 1569 | NSTAR | West | Waltham | Waltham | 282 | 110B | Waltham | D | 282-H1 | LIN,WAL,WAY,WTN | 13.8kV | 13.8kV | 13.8kV | 9.7046 | 9.096 | 9.2392 | 11.7125 | 11.6983 | 11.6983 | 82.86% | 77.76% | 78.98% | 79.86% | Y | N | Y | 5 |  | 5
| 1512 | NSTAR | West | Waltham | Needham | 148 | 14C | Needham | D | 148-07 | NEE | 4.16kV | 4.16kV | 4.16kV | 2.911 | 2.8068 | 2.778 | 3.5307 | 3.5264 | 3.5264 | 82.45% | 79.59% | 78.78% | 80.27% | Y | N | Y | 2 |  | 2
| 1734 | NSTAR | West | Waltham | Arsenal Street | 467 | 110B | Watertown | D | 467-H5 | NEW,WAL,WAT | 13.8kV | 13.8kV | 13.8kV | 8.0314 | 8.4514 | 8.523 | 10.8759 | 10.8627 | 10.8627 | 73.85% | 77.8% | 78.46% | 76.7% | Y | N | Y | 5 |  | 5
| 602 | NSTAR | Central | Boston | Willow St | 516 | 24AC | W. Roxbury | D | 516-03 | BKL,WRX | 4.16kV | 4.16kV | 4.16kV | 2.0824 | 2.0871 | 2.0295 | 2.594 | 2.5908 | 2.5908 | 80.28% | 80.56% | 78.33% | 79.72% | Y | N | Y | 2 |  | 2
| 544 | NSTAR | Central | Boston | Dewar Street | 483 | 110A | Dorchester | D | 483-H2 | DOR | 13.8kV | 13.8kV | 13.8kV | 5.8801 | 5.2045 | 5.3239 | 6.8123 | 6.8041 | 6.8041 | 86.32% | 76.49% | 78.25% | 80.35% | Y | N | Y | 5 |  | 5
| 1476 | NSTAR | West | Waltham | Grant Street | 34 | 14D | Lexington | D | 3407 | LEX | 4.16kV | 4.16kV | 4.16kV | 1.4051 | 1.317 | 1.4034 | 1.8014 | 1.7992 | 1.7992 | 78% | 73.2% | 78% | 76.4% | Y | N | Y | 2 |  | 2
| 1429 | NSTAR | West | Walpole | Dedham | 20 | 14G | Dedham | D | 2007 | DED | 4.16kV | 4.16kV | 4.16kV | 1.9455 | 1.9935 | 2.0151 | 2.594 | 2.5908 | 2.5908 | 75% | 76.94% | 77.78% | 76.57% | Y | N | Y | 2 |  | 2
| 1622 | NSTAR | West | Waltham | Pine Street | 33 | 33-1350,33-1353, 33-1363 | Waltham | D | 33-H2 | WAL | 13.8kV | 13.8kV | 13.8kV | 9.107 | 8.714 | 9.096 | 11.7125 | 11.6983 | 11.6983 | 77.76% | 74.49% | 77.76% | 76.67% | Y | N | Y | 5 |  | 5
| 108 | NSTAR | Central | Boston | Andrew Sq | 106 | 110C | South Boston | D | 106-H8 | DOR ROX SOB | 13.8kV | 13.8kV | 13.8kV | 6.167 | 6.0401 | 6.1117 | 7.888 | 7.8784 | 7.8784 | 78.18% | 76.67% | 77.58% | 77.47% | Y | N | Y | 5 |  | 5
| 543 | NSTAR | Central | Boston | Dewar Street | 483 | 110A | Dorchester | D | 483-H1 | DOR | 13.8kV | 13.8kV | 13.8kV | 5.7128 | 5.9446 | 5.2762 | 6.8123 | 6.8041 | 6.8041 | 83.86% | 87.37% | 77.54% | 82.92% | Y | N | Y | 5 |  | 5
| 1727 | NSTAR | West | Waltham | Arsenal Street | 467 | 110B | Watertown | D | 467-H1 | WAL,WAT | 13.8kV | 13.8kV | 13.8kV | 9.8241 | 10.0032 | 8.9527 | 11.5929 | 11.5789 | 11.5789 | 84.74% | 86.39% | 77.32% | 82.82% | Y | N | Y | 5 |  | 5
| 547 | NSTAR | Central | Boston | Dewar Street | 483 | 110A | Dorchester | D | 483-H5 | DOR WRX | 13.8kV | 13.8kV | 13.8kV | 9.4178 | 9.478 | 8.9527 | 11.5929 | 11.5789 | 11.5789 | 81.24% | 81.86% | 77.32% | 80.14% | Y | N | Y | 5 |  | 5
| 791 | NSTAR | Central | Somerville | East Camb | 875 | 110B | Cambridge | D | 875-1317 | CAM | 13.8kV | 13.8kV | 13.8kV | 8.9158 | 7.7352 | 8.9527 | 11.5929 | 11.5789 | 11.5789 | 76.91% | 66.8% | 77.32% | 73.68% | Y | N | Y | 5 |  | 5
| 753 | NSTAR | Central | Somerville | Alewife | 828 | 110C | Cambridge | D | 828-1NC8 | CAM | 13.8kV | 13.8kV | 13.8kV | 7.3621 | 4.8464 | 5.4433 | 7.0514 | 7.0428 | 7.0428 | 104.4% | 68.81% | 77.29% | 83.5% | Y | N | Y | 5 |  | 5
| 395 | NSTAR | Central | Boston | Brighton | 329 | 110A | Brighton | D | 329-H3 | BRI,ROX,BKL | 13.8kV | 13.8kV | 13.8kV | 8.5573 | 10.5046 | 8.9289 | 11.5929 | 11.5789 | 11.5789 | 73.81% | 90.72% | 77.11% | 80.55% | Y | N | Y | 5 |  | 5
| 1626 | NSTAR | West | Southboro | Sudbury | 342 | 110A | Sudbury | D | 342-H1 | SUD,WAY | 13.8kV | 13.8kV | 13.8kV | 9.7524 | 9.8838 | 8.8811 | 11.5929 | 11.5789 | 11.5789 | 84.12% | 85.36% | 76.7% | 82.06% | Y | N | Y | 5 |  | 5
| 6 | NSTAR | Central | Boston | Roslindale | 13 | 14C | Roslindale | D | 1308 | BKL WRX | 4.16kV | 4.16kV | 4.16kV | 1.7798 | 1.8208 | 1.6553 | 2.1617 | 2.159 | 2.159 | 82.33% | 84.33% | 76.67% | 81.11% | Y | N | Y | 2 |  | 2
| 1585 | NSTAR | West | Waltham | Elliot Street | 292 | 110A | Newton | D | 292-H10 | NEE | 13.8kV | 13.8kV | 13.8kV | 5.6172 | 6.064 | 6.5892 | 8.6051 | 8.5946 | 8.5946 | 65.28% | 70.56% | 76.67% | 70.83% | Y | N | Y | 5 |  | 5
| 759 | NSTAR | Central | Somerville | Aberdeen | 830 | 14A | Cambridge | D | 830-11 | CAM | 4.16kV | 4.16kV | 4.16kV | 2.6084 | 3.0514 | 2.67 | 3.4947 | 3.4904 | 3.4904 | 74.64% | 87.42% | 76.49% | 79.52% | Y | N | Y | 2 |  | 2
| 34 | NSTAR | Central | Boston | Allston | 36 | 14D | Allston | D | 3619 | BRI | 4.16kV | 4.16kV | 4.16kV | 2.104 | 2.267 | 1.9791 | 2.594 | 2.5908 | 2.5908 | 81.11% | 87.5% | 76.39% | 81.67% | Y | N | Y | 2 |  | 2
| 558 | NSTAR | Central | Somerville | Willoughby St | 488 | 110C | Chelsea | D | 488-H6 | CHE | 13.8kV | 13.8kV | 13.8kV | 6.7167 | 7.4248 | 7.3293 | 9.6807 | 9.669 | 9.669 | 69.38% | 76.79% | 75.8% | 73.99% | Y | N | Y | 5 |  | 5
| 1498 | NSTAR | West | Walpole | South Street | 146 | 110C | Walpole | D | 146-H2 | MDF,MLS,NOF,WLP | 13.8kV | 13.8kV | 13.8kV | 8.7246 | 8.2604 | 8.8573 | 11.7125 | 11.6983 | 11.6983 | 74.49% | 70.61% | 75.71% | 73.61% | Y | N | Y | 5 |  | 5
| 25 | NSTAR | Central | Boston | Allston | 36 | 14A | Allston | D | 3604 | BRI | 4.16kV | 4.16kV | 4.16kV | 2.0103 | 1.6409 | 1.9431 | 2.594 | 2.5908 | 2.5908 | 77.5% | 63.33% | 75% | 71.94% | Y | N | Y | 2 |  | 2
| 981 | NSTAR | South | New Bedford | Rockdale | 693 | 1 | New Bedford | D | 2-59-38 | NEB | 3.74kV | 3.74kV | 3.74kV | 1.1984 | 1.9411 | 1.7017 | 2.2738 | 2.271 | 2.271 | 52.71% | 85.47% | 74.93% | 71.04% | Y | N | Y | 2 |  | 2
| 1261 | NSTAR | South | Cape & Vineyard | Centerville Sub | 911 | 1 | Centerville | D | 4-82-893 | BNS | 4.16kV | 4.16kV | 4.16kV | 2.1897 | 2.0708 | 1.9836 | 2.6553 | 2.6521 | 2.6521 | 82.47% | 78.08% | 74.79% | 78.45% | Y | N | Y | 2 |  | 2
| 1733 | NSTAR | West | Waltham | Arsenal Street | 467 | 110A | Watertown | D | 467-H4 | WAT | 13.8kV | 13.8kV | 13.8kV | 9.2983 | 9.8122 | 8.6424 | 11.5929 | 11.5789 | 11.5789 | 80.21% | 84.74% | 74.64% | 79.86% | Y | N | Y | 5 |  | 5
| 1714 | NSTAR | West | Southboro | West Framingham | 455 | 110A | Framingham | D | 455-H1 | FRA | 13.8kV | 13.8kV | 13.8kV | 10.1588 | 9.4541 | 8.6901 | 11.7125 | 11.6983 | 11.6983 | 86.73% | 80.82% | 74.29% | 80.61% | Y | N | Y | 5 |  | 5
| 408 | NSTAR | Central | Boston | Readville | 344 | 14C | Hyde Park | D | 344-08 | HYP | 4.16kV | 4.16kV | 4.16kV | 2.2337 | 2.2598 | 2.267 | 3.0624 | 3.0586 | 3.0586 | 72.94% | 73.88% | 74.12% | 73.65% | Y | N | Y | 2 |  | 2
| 982 | NSTAR | South | New Bedford | Pine Street | 611 | D | N. Bedford | D | 2-59-59 | NEB | 13.2kV | 13.2kV | 13.2kV | 6.2647 | 6.5311 | 5.9374 | 8.0252 | 8.0154 | 8.0154 | 78.06% | 81.48% | 74.07% | 77.87% | Y | N | Y | 5 |  | 5
| 747 | NSTAR | Central | Somerville | Alewife | 828 | 110B | Cambridge | D | 828-1378 | CAM | 13.8kV | 13.8kV | 13.8kV | 5.3782 | 6.4699 | 6.1834 | 8.366 | 8.3559 | 8.3559 | 64.29% | 77.43% | 74% | 71.9% | Y | N | Y | 5 |  | 5
| 276 | NSTAR | Central | Boston | Washington St | 284 | 110B | Jamaica Plain | D | 284-01 | WRX | 4.16kV | 4.16kV | 4.16kV | 1.8662 | 1.9575 | 1.9143 | 2.594 | 2.5908 | 2.5908 | 71.94% | 75.56% | 73.89% | 73.8% | Y | N | Y | 2 |  | 2
| 43 | NSTAR | Central | Boston | Central Street | 43 | 14F | Dorchester | D | 4309 | MIT | 4.16kV | 4.16kV | 4.16kV | 1.6285 | 1.6337 | 1.4322 | 1.9455 | 1.9431 | 1.9431 | 83.7% | 84.07% | 73.7% | 80.49% | Y | N | Y | 2 |  | 2
| 1650 | NSTAR | West | Waltham | Jackson Street | 369 | 292-215 | Newton | D | 369-07 | BKL,NEW | 4.16kV | 4.16kV | 4.16kV | 1.333 | 1.2954 | 1.2954 | 1.7654 | 1.7632 | 1.7632 | 75.51% | 73.47% | 73.47% | 74.15% | Y | N | Y | 2 |  | 2
| 1445 | NSTAR | West | Southboro | South Street | 24 | 14H | Framingham | D | 2410 | FRA | 4.16kV | 4.16kV | 4.16kV | 2.2553 | 1.9431 | 1.8424 | 2.5219 | 2.5189 | 2.5189 | 89.43% | 77.14% | 73.14% | 79.9% | Y | N | Y | 2 |  | 2
| 1593 | NSTAR | West | Waltham | Elliot Street | 292 | 110D | Newton | D | 292-H5 | BKL,NEW | 13.8kV | 13.8kV | 13.8kV | 6.7167 | 6.3027 | 6.2789 | 8.6051 | 8.5946 | 8.5946 | 78.06% | 73.33% | 73.06% | 74.81% | Y | N | Y | 5 |  | 5
| 335 | NSTAR | Central | Boston | Mattapan | 311 | 110B | Mattapan | D | 311-12 | DOR,WRX | 4.16kV | 4.16kV | 4.16kV | 2.0176 | 2.0799 | 1.8856 | 2.594 | 2.5908 | 2.5908 | 77.78% | 80.28% | 72.78% | 76.94% | Y | N | Y | 2 |  | 2
| 403 | NSTAR | Central | Boston | Readville | 344 | 14AB | Hyde Park | D | 344-01 | HYP | 4.16kV | 4.16kV | 4.16kV | 1.6212 | 1.5977 | 1.6193 | 2.2337 | 2.231 | 2.231 | 72.58% | 71.61% | 72.58% | 72.26% | Y | N | Y | 2 |  | 2
| 1392 | NSTAR | South | Cape & Vineyard | Falmouth Sub | 933 | 1 | Falmouth | D | 4-97-97 | VIN | 22.8kV | 22.8kV | 22.8kV | 14.2961 | 12.0699 | 12.4249 | 17.179 | 17.1581 | 17.1581 | 83.22% | 70.34% | 72.41% | 75.33% | Y | N | Y | 5 |  | 5
| 1603 | NSTAR | West | Waltham | Auburn Street | 316 | 17-1355H | Newton | D | 316-01 | NEW | 4.16kV | 4.16kV | 4.16kV | 1.4771 | 1.5113 | 1.5113 | 2.0896 | 2.0871 | 2.0871 | 70.69% | 72.41% | 72.41% | 71.84% | Y | N | Y | 2 |  | 2
| 105 | NSTAR | Central | Boston | Andrew Sq | 106 | 110C | South Boston | D | 106-H5 | BOS SOB ROX | 13.8kV | 13.8kV | 13.8kV | 6.0953 | 6.7325 | 6.5654 | 9.0831 | 9.0721 | 9.0721 | 67.11% | 74.21% | 72.37% | 71.23% | Y | N | Y | 5 |  | 5
| 192 | NSTAR | Central | Somerville | Woburn | 211 | 14B | Woburn | D | 211-03 | WOB | 4.16kV | 4.16kV | 4.16kV | 1.1601 | 1.1947 | 1.2235 | 1.6933 | 1.6912 | 1.6912 | 68.51% | 70.64% | 72.34% | 70.5% | Y | N | Y | 2 |  | 2
| 175 | NSTAR | Central | Somerville | Alewife | 828 | 110D | Cambridge | D | 16-1461H | SOM | 13.8kV | 13.8kV | 13.8kV | 6.7406 | 6.4221 | 6.2072 | 8.6051 | 8.5946 | 8.5946 | 78.33% | 74.72% | 72.22% | 75.09% | Y | N | Y | 5 |  | 5
| 384 | NSTAR | Central | Somerville | Main St | 325 | 14A | Woburn | D | 325-03 | WOB | 4.16kV | 4.16kV | 4.16kV | 1.4411 | 1.3962 | 1.4034 | 1.9455 | 1.9431 | 1.9431 | 74.07% | 71.85% | 72.22% | 72.72% | Y | N | Y | 2 |  | 2
| 764 | NSTAR | Central | Somerville | Putnam | 831 | 110B | Cambridge | D | 831-1307 | CAM | 13.8kV | 13.8kV | 13.8kV | 6.0475 | 5.5865 | 5.0613 | 7.0514 | 7.0428 | 7.0428 | 85.76% | 79.32% | 71.86% | 78.98% | Y | N | Y | 5 |  | 5
| 1775 | NSTAR | West | Waltham | Hartwell Avenue | 533 | 110B | Lexington | D | 533-H3 | BED,BUR,LEX | 13.8kV | 13.8kV | 13.8kV | 9.0114 | 6.9712 | 7.3771 | 10.2783 | 10.2658 | 10.2658 | 87.67% | 67.91% | 71.86% | 75.81% | Y | N | Y | 5 |  | 5
| 480 | NSTAR | Central | Boston | Amory Street | 396 | 110B | Roxbury | D | 396-01 | ROX,WRX | 4.16kV | 4.16kV | 4.16kV | 1.5636 | 1.6769 | 1.3962 | 1.9455 | 1.9431 | 1.9431 | 80.37% | 86.3% | 71.85% | 79.51% | Y | N | Y | 2 |  | 2
| 1009 | NSTAR | South | New Bedford | Pine Street | 611 | D | N. Bedford | D | 2-70-70 | NEB | 13.2kV | 13.2kV | 13.2kV | 5.8988 | 6.5539 | 5.7547 | 8.0252 | 8.0154 | 8.0154 | 73.5% | 81.77% | 71.79% | 75.69% | Y | N | Y | 5 |  | 5
| 1455 | NSTAR | West | Walpole | Stone Street | 26 | 14A | Walpole | D | 2610 | WLP | 4.16kV | 4.16kV | 4.16kV | 1.8518 | 1.7272 | 1.4969 | 2.0896 | 2.0871 | 2.0871 | 88.62% | 82.76% | 71.72% | 81.03% | Y | N | Y | 2 |  | 2
| 1037 | NSTAR | South | New Bedford | Hathaway St. | 617 | S | N. Bedford | D | 2-85-131 | NEB | 3.74kV | 3.74kV | 3.74kV | 1.2308 | 1.4105 | 1.3264 | 1.8527 | 1.8505 | 1.8505 | 66.43% | 76.22% | 71.68% | 71.45% | Y | N | Y | 2 |  | 2
| 546 | NSTAR | Central | Boston | Dewar Street | 483 | 110A | Dorchester | D | 483-H4 | DOR | 13.8kV | 13.8kV | 13.8kV | 7.9836 | 8.4275 | 8.2843 | 11.5929 | 11.5789 | 11.5789 | 68.87% | 72.78% | 71.55% | 71.07% | Y | N | Y | 5 |  | 5
| 896 | NSTAR | South | New Bedford | Industrial Park | 636 | 111 | N. Bedford | D | 2-101-101 | NEB | 13.2kV | 13.2kV | 13.2kV | 9.397 | 8.7005 | 8.6548 | 12.1178 | 12.1031 | 12.1031 | 77.55% | 71.89% | 71.51% | 73.65% | Y | N | Y | 5 |  | 5
| 1513 | NSTAR | West | Waltham | Needham | 148 | 14C | Needham | D | 148-08 | NEE | 4.16kV | 4.16kV | 4.16kV | 2.7957 | 2.8571 | 2.5189 | 3.5307 | 3.5264 | 3.5264 | 79.18% | 81.02% | 71.43% | 77.21% | Y | N | Y | 2 |  | 2
| 263 | NSTAR | Central | Somerville | Mystic Station | 250 | 110A | Charlestown | D | 250-H5 | CHT | 13.8kV | 13.8kV | 13.8kV | 6.9797 | 6.6847 | 6.1356 | 8.6051 | 8.5946 | 8.5946 | 81.11% | 77.78% | 71.39% | 76.76% | Y | N | Y | 5 |  | 5
| 1448 | NSTAR | West | Walpole | Stone Street | 26 | 14A | Walpole | D | 2603 | WLP | 4.16kV | 4.16kV | 4.16kV | 1.7293 | 1.7776 | 1.5401 | 2.1617 | 2.159 | 2.159 | 80% | 82.33% | 71.33% | 77.89% | Y | N | Y | 2 |  | 2
| 515 | NSTAR | Central | Boston | Lagrange St | 443 | 24AB | W. Roxbury | D | 443-01 | BKL,WRX | 4.16kV | 4.16kV | 4.16kV | 2.0752 | 2.2022 | 2.0511 | 2.8822 | 2.8787 | 2.8787 | 72% | 76.5% | 71.25% | 73.25% | Y | N | Y | 2 |  | 2
| 1416 | NSTAR | West | Waltham | Homer Street | 17 | 14D | Newton | D | 1707 | NEW | 4.16kV | 4.16kV | 4.16kV | 1.3474 | 1.3314 | 1.1011 | 1.5492 | 1.5473 | 1.5473 | 86.98% | 86.05% | 71.16% | 81.4% | Y | N | Y | 2 |  | 2
| 435 | NSTAR | Central | Boston | Baker St | 374 | 24A | W. Roxbury | D | 374-02 | WRX | 4.16kV | 4.16kV | 4.16kV | 1.5852 | 1.5473 | 1.3818 | 1.9455 | 1.9431 | 1.9431 | 81.48% | 79.63% | 71.11% | 77.41% | Y | N | Y | 2 |  | 2
| 1542 | NSTAR | West | Southboro | Leland Street | 240 | 110C | Framingham | D | 240-H1 | FRA,NAT,SHE | 13.8kV | 13.8kV | 13.8kV | 9.9675 | 10.0748 | 8.3082 | 11.7125 | 11.6983 | 11.6983 | 85.1% | 86.12% | 71.02% | 80.75% | Y | N | Y | 5 |  | 5
| 1 | NSTAR | Central | Boston | Roslindale | 13 | 14B | Roslindale | D | 1301 | HYP,WRX | 4.16kV | 4.16kV | 4.16kV | 1.9527 | 1.8568 | 1.8352 | 2.594 | 2.5908 | 2.5908 | 75.28% | 71.67% | 70.83% | 72.59% | Y | N | Y | 2 |  | 2
| 439 | NSTAR | Central | Boston | Baker St | 374 | 24B | W. Roxbury | D | 374-08 | WRX | 4.16kV | 4.16kV | 4.16kV | 1.506 | 1.4897 | 1.3746 | 1.9455 | 1.9431 | 1.9431 | 77.41% | 76.67% | 70.74% | 74.94% | Y | N | Y | 2 |  | 2
| 375 | NSTAR | Central | Boston | Southampton Street | 323 | 14A | South Boston | D | 323-05 | ROX | 4.16kV | 4.16kV | 4.16kV | 1.4555 | 1.425 | 1.3746 | 1.9455 | 1.9431 | 1.9431 | 74.81% | 73.33% | 70.74% | 72.96% | Y | N | Y | 2 |  | 2
| 1596 | NSTAR | West | Waltham | Elliot Street | 292 | 110C | Newton | D | 292-H8 | BRI,NEW | 13.8kV | 13.8kV | 13.8kV | 6.9319 | 6.4937 | 6.064 | 8.6051 | 8.5946 | 8.5946 | 80.56% | 75.56% | 70.56% | 75.56% | Y | N | Y | 5 |  | 5
| 1616 | NSTAR | West | Waltham | South Street | 322 | 14A | Bedford | D | 322-03 | BED | 4.16kV | 4.16kV | 4.16kV | 1.3835 | 1.3602 | 1.3674 | 1.9455 | 1.9431 | 1.9431 | 71.11% | 70% | 70.37% | 70.49% | Y | N | Y | 2 |  | 2
| 778 | NSTAR | Central | Somerville | Putnam | 831 | 110A | Cambridge | D | 831-1NA6 | CAM | 13.8 | 13.8kV | 13.8kV | 10.3978 | 8.9289 | 8.141 | 11.5929 | 11.5789 | 11.5789 | 89.69% | 77.11% | 70.31% | 79.04% | Y | N | Y | 5 |  | 5
| 1629 | NSTAR | West | Southboro | Sudbury | 342 | 110B | Sudbury | D | 342-H4 | FRA,SUD | 13.8kV | 13.8kV | 13.8kV | 9.848 | 9.5496 | 8.1172 | 11.5929 | 11.5789 | 11.5789 | 84.95% | 82.47% | 70.1% | 79.18% | Y | N | Y | 5 |  | 5
| 567 | NSTAR | Central | Boston | Hyde Park | 496 | 110A | Hyde Park | D | 496-H3 | HYP,WRX | 13.8kV | 13.8kV | 13.8kV | 7.4816 | 7.3771 | 6.0162 | 8.6051 | 8.5946 | 8.5946 | 86.94% | 85.83% | 70% | 80.93% | Y | N | Y | 5 |  | 5
| 209 | NSTAR | Central | Somerville | Woburn | 211 | 110A | Woburn | D | 211-H6 | WIN,WOB | 13.8kV | 13.8kV | 13.8kV | 6.9319 | 5.873 | 5.8491 | 8.366 | 8.3559 | 8.3559 | 82.86% | 70.29% | 70% | 74.38% | Y | N | Y | 5 |  | 5
| 45 | NSTAR | Central | Boston | Central Street | 43 | 14E | Dorchester | D | 4311 | DOR | 4.16kV | 4.16kV | 4.16kV | 1.9455 | 1.9719 | 1.8136 | 2.594 | 2.5908 | 2.5908 | 75% | 76.11% | 70% | 73.7% | Y | N | Y | 2 |  | 2
| 1684 | NSTAR | West | Southboro | Acton | 416 | 110A | Maynard | D | 416-H6 | MAY,SUD | 13.8kV | 13.8kV | 13.8kV | 8.7485 | 8.5946 | 8.1649 | 11.7125 | 11.6983 | 11.6983 | 74.69% | 73.47% | 69.8% | 72.65% | Y | N | Y | 5 |  | 5
| W132 | WMECO | SOUTHERN | SPRINGFIELD | Agawam_16C | 16C | 16C-6X | AGAWAM | D | 16C17 | AGAWAM | 13.8kV | 13.8kV | 13.8 | 6.7 | 7 | 6.7 | 9.6 | 9.6 | 9.6 | 69.79% | 72.92% | 69.79% | 70.83% | Y | N | Y | 5 |  | 5
| 557 | NSTAR | Central | Somerville | Chelsea Sub | 488 | 110C | Chelsea | D | 488-H5 | CHE, EBO | 13.8kV | 13.8kV | 13.8kV | 7.4577 | 10.2658 | 6.9951 | 10.0393 | 10.0271 | 10.0271 | 74.29% | 102.4% | 69.76% | 82.14% | Y | N | Y | 5 |  | 5
| 774 | NSTAR | Central | Somerville | Putnam | 831 | 110B | Cambridge | D | 831-1388 | CAM | 13.8kV | 13.8kV | 13.8kV | 6.8602 | 6.8757 | 5.9924 | 8.6051 | 8.5946 | 8.5946 | 79.72% | 80% | 69.72% | 76.48% | Y | N | Y | 5 |  | 5
| W218 | WMECO | SOUTHERN | SPRINGFIELD | East_Springfield_5J | 5J | 5J-8X | SPRINGFIELD | D | 5J18 | SPRINGFIELD | 13.8kV | 13.8kV | 13.8 | 5.9 | 7.1 | 6.4 | 9.2 | 9.2 | 9.2 | 64.13% | 77.17% | 69.57% | 70.29% | Y | N | Y | 5 |  | 5
| 741 | NSTAR | Central | Somerville | Alewife | 828 | 110B | Cambridge | D | 828-1105 | CAM | 13.8 | 13.8kV | 13.8kV | 7.3382 | 6.5176 | 5.9685 | 8.6051 | 8.5946 | 8.5946 | 85.28% | 75.83% | 69.44% | 76.85% | Y | N | Y | 5 |  | 5
| 1506 | NSTAR | West | Waltham | Needham | 148 | 14A & 14B | Needham | D | 148-01 | NEE | 4.16kV | 4.16kV | 4.16kV | 3.0696 | 2.742 | 2.4469 | 3.5307 | 3.5264 | 3.5264 | 86.94% | 77.76% | 69.39% | 78.03% | Y | N | Y | 2 |  | 2
| 1516 | NSTAR | West | Walpole | Needham | 148 | 110B | Needham | D | 148-H3 | DOV,MDF,NAT,NEE,SHE | 13.8kV | 13.8kV | 13.8kV | 8.8919 | 8.3798 | 8.1172 | 11.7125 | 11.6983 | 11.6983 | 75.92% | 71.63% | 69.39% | 72.31% | Y | N | Y | 5 |  | 5
| 1289 | NSTAR | South | Cape & Vineyard | Mashpee Sub | 946 | 1 | Mashpee | D | 4-88-491 | BNS | 22.8 | 22.8kV | 22.8kV | 7.2665 | 7.2577 | 6.5477 | 9.4781 | 9.4666 | 9.4666 | 76.67% | 76.67% | 69.17% | 74.17% | Y | N | Y | 5 |  | 5
| 1543 | NSTAR | West | Southboro | Leland Street | 240 | 110B | Framingham | D | 240-H2 | FRA,NAT | 13.8kV | 13.8kV | 13.8kV | 6.908 | 6.6131 | 6.0162 | 8.7246 | 8.714 | 8.714 | 79.18% | 75.89% | 69.04% | 74.7% | Y | N | Y | 5 |  | 5
| 1591 | NSTAR | West | Waltham | Elliot Street | 292 | 110D | Newton | D | 292-H3 | NEE,NEW | 13.8kV | 13.8kV | 13.8kV | 6.0953 | 6.2072 | 5.9208 | 8.6051 | 8.5946 | 8.5946 | 70.83% | 72.22% | 68.89% | 70.65% | Y | N | Y | 5 |  | 5
| 711 | NSTAR | Central | Somerville | Cambridge | 821 | 14A | Cambridge | D | 821-05 | CAM | 4.16kV | 4.16kV | 4.16kV | 1.9167 | 1.8064 | 1.7344 | 2.5219 | 2.5189 | 2.5189 | 76% | 71.71% | 68.86% | 72.19% | Y | N | Y | 2 |  | 2
| 66 | NSTAR | Central | Boston | Tremont Street | 52 | 14C | Roxbury | D | 5209 | ROX | 4.16kV | 4.16kV | 4.16kV | 1.1024 | 1.0939 | 1.0651 | 1.5492 | 1.5473 | 1.5473 | 71.16% | 70.7% | 68.84% | 70.23% | Y | N | Y | 2 |  | 2
| 366 | NSTAR | Central | Boston | San Juan Street | 318 | 14D | Boston | D | 318-13 | BDT | 4.16kV | 4.16kV | 4.16kV | 1.8518 | 1.828 | 1.7776 | 2.594 | 2.5908 | 2.5908 | 71.39% | 70.56% | 68.61% | 70.19% | Y | N | Y | 2 |  | 2
| 1746 | NSTAR | West | Walpole | Canton | 470 | 110C | Canton | D | 470-H10 | CAN | 13.8kV | 13.8kV | 13.8kV | 9.4178 | 8.8573 | 7.9262 | 11.5929 | 11.5789 | 11.5789 | 81.24% | 76.49% | 68.45% | 75.4% | Y | N | Y | 5 |  | 5
| 1550 | NSTAR | West | Walpole | Canton | 470 | 110A | Canton | D | 269-1320H1 | CAN | 13.8kV | 13.8kV | 13.8kV | 6.1909 | 6.1117 | 5.682 | 8.366 | 8.3559 | 8.3559 | 74% | 73.14% | 68% | 71.71% | Y | N | Y | 5 |  | 5
| W203 | WMECO | SOUTHERN | SPRINGFIELD | Silver_30A | 30A | 30A-2X | AGAWAM | D | 30A6 | AGAWAM | 13.8kV | 13.8kV | 13.8 | 8.6 | 5.5 | 5.5 | 8.1 | 8.1 | 8.1 | 106.2% | 67.9% | 67.9% | 80.66% | Y | N | Y | 5 |  | 5
| 713 | NSTAR | Central | Somerville | Cambridge | 821 | 14A | Cambridge | D | 821-24 | CAM | 4.16kV | 4.16kV | 4.16kV | 1.8014 | 1.8136 | 1.6984 | 2.5219 | 2.5189 | 2.5189 | 71.43% | 72% | 67.43% | 70.29% | Y | N | Y | 2 |  | 2
| 1486 | NSTAR | West | Southboro | Hopkinton | 126 | 110A | Hopkinton | D | 126-H1 | FRA,HOK | 13.8kV | 13.8kV | 13.8kV | 8.8441 | 8.5708 | 7.8068 | 11.5929 | 11.5789 | 11.5789 | 76.29% | 74.02% | 67.42% | 72.58% | Y | N | Y | 5 |  | 5
| 65 | NSTAR | Central | Boston | Tremont Street | 52 | 14B | Roxbury | D | 5207 | BDT,ROX | 4.16kV | 4.16kV | 4.16kV | 1.6861 | 1.2522 | 1.3818 | 2.0536 | 2.0511 | 2.0511 | 82.11% | 61.05% | 67.37% | 70.18% | Y | N | Y | 2 |  | 2
| 1638 | NSTAR | West | Waltham | Burlington | 391 | 110A | Lexington | D | 346-1395H1 | BUR | 13.8kV | 13.8kV | 13.8kV | 10.2066 | 7.8307 | 7.8784 | 11.7125 | 11.6983 | 11.6983 | 87.14% | 66.94% | 67.35% | 73.81% | Y | N | Y | 5 |  | 5
| 709 | NSTAR | Central | Somerville | Amory | 820 | 14A | Cambridge | D | 820-45 | CAM | 4.16kV | 4.16kV | 4.16kV | 2.666 | 2.5405 | 1.864 | 2.8102 | 2.8068 | 2.8068 | 94.87% | 90.51% | 66.41% | 83.93% | Y | N | Y | 2 |  | 2
| 259 | NSTAR | Central | Somerville | Mystic Station | 250 | 110A | Charlestown | D | 250-H1 | CHT | 13.8kV | 13.8kV | 13.8kV | 5.2108 | 5.3478 | 4.5361 | 6.9319 | 6.9235 | 6.9235 | 75.17% | 77.24% | 65.52% | 72.64% | Y | N | Y | 5 |  | 5
| 444 | NSTAR | Central | Somerville | Dragon Court | 375 | 110C | Woburn | D | 375-H14 | WOB | 13.8kV | 13.8kV | 13.8kV | 8.868 | 8.4514 | 7.6636 | 11.7125 | 11.6983 | 11.6983 | 75.71% | 72.24% | 65.51% | 71.16% | Y | N | Y | 5 |  | 5
| 1471 | NSTAR | West | Waltham | Grant Street | 34 | 14C | Lexington | D | 3401 | LEX | 4.16kV | 4.16kV | 4.16kV | 2.2842 | 2.1806 | 1.8352 | 2.8102 | 2.8068 | 2.8068 | 81.28% | 77.69% | 65.38% | 74.79% | Y | N | Y | 2 |  | 2
| 1111 | NSTAR | South | Plymouth | Marshfield Sub | 739 | 1 | Marshfield | D | 3-24A-34J1 | MAF | 4.16kV | 22.8kV | 22.8kV | 16.2312 | 14.0421 | 11.7543 | 18.1663 | 18.1442 | 18.1442 | 89.35% | 77.39% | 64.78% | 77.17% | Y | N | Y | 5 |  | 5
| 806 | NSTAR | Central | Somerville | East Camb | 875 | 110B | Cambridge | D | 875-1N23B | CAM | 13.8kV | 13.8kV | 13.8kV | 7.4338 | 8.5708 | 6.637 | 10.2783 | 10.2658 | 10.2658 | 72.33% | 83.49% | 64.65% | 73.49% | Y | N | Y | 5 |  | 5
| 854 | NSTAR | South | New Bedford | Second St. | 694 | 1 | New Bedford | D | 2-3-49 | NEB | 3.74kV | 3.74kV | 3.74kV | 1.2827 | 1.4881 | 1.1776 | 1.8527 | 1.8505 | 1.8505 | 69.23% | 80.42% | 63.64% | 71.1% | Y | N | Y | 2 |  | 2
| 518 | NSTAR | Central | Boston | Lagrange St | 443 | 24AB | W. Roxbury | D | 443-08 | BKL,NEW,WRX | 4.16kV | 4.16kV | 4.16kV | 3.2857 | 2.1015 | 1.9215 | 3.0624 | 3.0586 | 3.0586 | 107.3% | 68.71% | 62.82% | 79.61% | Y | N | Y | 2 |  | 2
| 780 | NSTAR | Central | Somerville | Putnam | 831 | 110B | Cambridge | D | 831-1NC6 | CAM | 13.8kV | 13.8kV | 13.8kV | 6.8841 | 5.8491 | 5.3716 | 8.6051 | 8.5946 | 8.5946 | 80% | 68.06% | 62.5% | 70.19% | Y | N | Y | 5 |  | 5
| 1451 | NSTAR | West | Walpole | Stone Street | 26 | 14B | Walpole | D | 2606 | WLP | 4.16kV | 4.16kV | 4.16kV | 1.8014 | 0.99316 | 1.1227 | 1.8014 | 1.7992 | 1.7992 | 100% | 55.2% | 62.4% | 72.53% | Y | N | Y | 2 |  | 2
| 272 | NSTAR | Central | Boston | PNU25 | PNU25 | 110B | Brookline | D | 25N30 | BKL,ROX | 4.16kV | 4.16kV | 4.16kV | 1.7798 | 1.1371 | 1.1947 | 1.9455 | 1.9431 | 1.9431 | 91.48% | 58.52% | 61.48% | 70.49% | Y | N | Y | 2 |  | 2
| 1490 | NSTAR | West | Southboro | Hopkinton | 126 | 110B | Hopkinton | D | 126-H4 | HOK | 13.8kV | 13.8kV | 13.8kV | 10.1588 | 10.8627 | 7.1145 | 11.5929 | 11.5789 | 11.5789 | 87.63% | 93.81% | 61.44% | 80.96% | Y | N | Y | 5 |  | 5
| 332 | NSTAR | Central | Boston | Mattapan | 311 | 110B | Mattapan | D | 311-08 | DOR,WRX | 4.16kV | 4.16kV | 4.16kV | 2.0824 | 2.1518 | 1.5905 | 2.594 | 2.5908 | 2.5908 | 80.28% | 83.06% | 61.39% | 74.91% | Y | N | Y | 2 |  | 2
| 326 | NSTAR | Central | Boston | Mattapan | 311 | 110B | Mattapan | D | 311-02 | DOR | 4.16kV | 4.16kV | 4.16kV | 1.9167 | 1.2163 | 1.1803 | 1.9455 | 1.9431 | 1.9431 | 98.52% | 62.59% | 60.74% | 73.95% | Y | N | Y | 2 |  | 2
| 1726 | NSTAR | West | Walpole | Dover | 456 | 110B | Dover | D | 456-H5 | WTD DOV | 13.8kV | 13.8kV | 13.8kV | 10.3978 | 7.9978 | 6.8041 | 11.7125 | 11.6983 | 11.6983 | 88.78% | 68.37% | 58.16% | 71.77% | Y | N | Y | 5 |  | 5
| 760 | NSTAR | Central | Somerville | Aberdeen | 830 | 14A | Cambridge | D | 830-32 | CAM | 4.16kV | 4.16kV | 4.16kV | 2.594 | 2.7636 | 2.0295 | 3.4947 | 3.4904 | 3.4904 | 74.23% | 79.18% | 58.14% | 70.52% | Y | N | Y | 2 |  | 2
| 336 | NSTAR | Central | Boston | Mattapan | 311 | 110B | Mattapan | D | 311-13 | HYP | 4.16kV | 4.16kV | 4.16kV | 1.6717 | 2.5477 | 1.425 | 2.594 | 2.5908 | 2.5908 | 64.44% | 98.33% | 55% | 72.59% | Y | N | Y | 2 |  | 2
| 424 | NSTAR | Central | Boston | Colburn St | 350 | 110D | Boston | D | 350-H8 | ROX BKL | 13.8kV | 13.8kV | 13.8kV | 10.7324 | 10.7433 | 6.3505 | 11.5929 | 11.5789 | 11.5789 | 92.58% | 92.78% | 54.85% | 80.07% | Y | N | Y | 5 |  | 5
| 685 | NSTAR | Central | Somerville | Putnam | 817 | 14A | Cambridge | D | 817-06 | CAM | 4.16kV | 4.16kV | 4.16kV | 0.97995 | 3.6416 | 1.461 | 2.8102 | 2.8068 | 2.8068 | 34.87% | 129.7% | 52.05% | 72.22% | Y | N | Y | 2 |  | 2
| 973 | NSTAR | South | New Bedford | Pine Street | 611 | B | N. Bedford | D | 2-54-54 | NEB | 13.2kV | 13.2kV | 13.2kV | 2.9951 | 7.8556 | 2.0552 | 5.1215 | 5.1153 | 5.1153 | 58.48% | 153.6% | 40.18% | 84.08% | Y | N | Y | 5 |  | 5
| W13 | WMECO | NORTHERN | PITTSFIELD | Pleasant_16B | 16B | 16B-3X | LEE | D | 16B5 | LEE | 23kV | 23kV | 23 | 15.2 | 8.9 | 4.8 | 12.9 | 12.9 | 12.9 | 117.8% | 68.99% | 37.21% | 74.68% | Y | N | Y | 5 |  | 5
| 696 | NSTAR | Central | Somerville | Prospect | 819 | 14A | Cambridge | D | 819-1NA4 | CAM | 13.8kV | 13.8kV | 13.8kV | 9.1548 | 2.4829 | 2.1487 | 5.8562 | 5.8491 | 5.8491 | 156.3% | 42.45% | 36.73% | 78.5% | Y | N | Y | 5 |  | 5
| W11 | WMECO | NORTHERN | PITTSFIELD | Pleasant_16B | 16B | 16B-1X,16B-2X | LEE | D | 16B3 | LEE | 23kV | 23kV | 23 | 15.3 | 4.7 | 2.7 | 10 | 10 | 10 | 153% | 47% | 27% | 75.67% | Y | N | Y | 5 |  | 5
| 87 | NSTAR | Central | Boston | Andrew Sq | 106 | 110C | South Boston | D | 106-1N18H | SOB,ROX | 13.8kV | 13.8kV | 13.8kV | 0 | 6.4699 | 5.3716 | 0 | 8.3559 | 8.3559 | #DIV/0! | 77.43% | 64.29% | #DIV/0! | Y | N | N
| 94 | NSTAR | Central | Boston | Andrew Sq | 106 | 110D | South Boston | D | 106-1N28H | BDT | 13.8kV | 13.8kV | 13.8kV | 0 | 0.14324 | 0.19099 | 0 | 6.9235 | 6.9235 | #DIV/0! | 2.069% | 2.759% | #DIV/0! | Y | N | N
| 109 | NSTAR | Central | Somerville | Beacon St | 14 | 14kV Bus | Chelsea | D | 108-195H | EOB | 13.8kV | 13.8kV | 13.8kV | 0 | 6.9712 | 5.491 | 0 | 8.3559 | 8.3559 | #DIV/0! | 83.43% | 65.71% | #DIV/0! | Y | N | N
| 115 | NSTAR | Central | Somerville | Beacon St | 14 | 14kV Bus | Chelsea | D | 108-196H | EAB CHE | 13.8kV | 13.8kV | 13.8kV | 0 | 6.9473 | 6.3505 | 0 | 8.3559 | 8.3559 | #DIV/0! | 83.14% | 76% | #DIV/0! | Y | N | N
| 172 | NSTAR | Central | Somerville | Willoughby St | 488 | 110B | Chelsea | D | 152-53H | CHE | 13.8kV | 13.8kV | 13.8kV | 0 | 6.3027 |  | 0 | 8.3559 |  | #DIV/0! | 75.43% |  | #DIV/0! | N | N | N
| 174 | NSTAR | Central | Somerville | Willoughby St | 488 | 110B | Chelsea | D | 152-87H | CHE EBO | 13.8kV | 13.8kV | 13.8kV | 0 | 3.2469 |  | 0 | 6.9235 |  | #DIV/0! | 46.9% |  | #DIV/0! | N | N | N
| 216 | NSTAR | Central | Somerville | Terminal St | 5 | 14 kV Bus | Charlestown | D | 22-208 | CHT | 13.8kV | 13.8kV | 13.8kV | 0 | 1.0743 | 1.0743 | 0 | 5.2523 | 5.2523 | #DIV/0! | 20.45% | 20.45% | #DIV/0! | Y | N | N
| 313 | NSTAR | Central | Boston | Electric Ave | 315 | 110B | Brighton | D | 305-1421 | BRI | 13.8kV | 13.8kV | 13.8kV | 0 | 2.1487 | 2.1964 | 0 | 11.5789 | 11.5789 | #DIV/0! | 18.56% | 18.97% | #DIV/0! | Y | N | N
| 317 | NSTAR | Central | Boston | Electric Ave | 315 | 110A | Brighton | D | 305-1423 | BRI | 13.8kV | 13.8kV | 13.8kV | 0 | 2.6261 | 0.6446 | 0 | 11.5789 | 11.5789 | #DIV/0! | 22.68% | 5.567% | #DIV/0! | Y | N | N
| 343 | NSTAR | Central | Somerville | Roslindale | 13 | Bus #2 | W. Roxbury | D | 313-80 | BDT | 13.8kV | 13.8kV | 13.8kV | 0 | 2.7694 | 2.7455 | 0 | 6.9235 | 6.9235 | #DIV/0! | 40% | 39.66% | #DIV/0! | Y | N | N
| 507 | NSTAR | Central | Boston | Dewar Street | 483 | 110B | Dorchester | D | 440-1478H | DOR | 13.8kV | 13.8kV | 13.8kV | 0 | 2.1725 | 3.3424 | 0 | 8.3559 | 8.3559 | #DIV/0! | 26% | 40% | #DIV/0! | Y | N | N
| 522 | NSTAR | Central | Boston | Dewar Street | 483 | 110A | Dorchester | D | 466-1481H | DOR | 13.8kV | 13.8kV | 13.8kV | 0 | 10.1942 | 7.1622 | 0 | 11.5789 | 11.5789 | #DIV/0! | 88.04% | 61.86% | #DIV/0! | Y | N | N
| 589 | NSTAR | Central | Boston | Dewar Street | 483 | 110A | Dorchester | D | 511-1495H | DOR | 13.8kV | 13.8kV | 13.8kV | 0 | 4.0586 | 4.0586 | 0 | 8.5946 | 8.5946 | #DIV/0! | 47.22% | 47.22% | #DIV/0! | Y | N | N
| 592 | NSTAR | Central | Boston | Dewar Street | 483 | 110B | Dorchester | D | 511-1497H | DOR | 13.8kV | 13.8kV | 13.8kV | 0 | 5.5388 | 5.6343 | 0 | 8.5946 | 8.5946 | #DIV/0! | 64.44% | 65.56% | #DIV/0! | Y | N | N
| 615 | NSTAR | Central | Boston | Andrew Sq | 106 | 110B | S. Boston | D | 528-129H | BOS ROX SOB | 13.8kV | 13.8kV | 13.8kV | 0 | 0 | 2.8171 | 0 | 0 | 6.9235 | #DIV/0! | #DIV/0! | 40.69% | #DIV/0! | Y | N | N
| 616 | NSTAR | Central | Boston | Andrew Sq | 106 | 110B | S. Boston | D | 528-169H | BOS | 13.8kV | 13.8kV | 13.8kV | 0 | 4.4883 | 4.6077 | 0 | 8.3559 | 8.3559 | #DIV/0! | 53.71% | 55.14% | #DIV/0! | Y | N | N
| 655 | NSTAR | Central | Somerville | Willoughby St | 488 | 110B | Chelsea | D | 592-70H | EBO | 13.8kV | 13.8kV | 13.8kV | 0 | 4.3451 | 6.1834 | 0 | 10.8627 | 10.8627 | #DIV/0! | 40% | 56.92% | #DIV/0! | Y | N | N
| 1408 | NSTAR | South | Plymouth | NGRID | NGRID | NGRID | Kingston | D | NGD-701 | KIN | 13.8kV | 22.8kV | 22.8kV | 0.23695 | 0.19722 | 0.19722 | 0 | 0 |  | #DIV/0! | #DIV/0! |  | #DIV/0! | N | N | N
| 1409 | NSTAR | South | Plymouth | NGRID | NGRID | NGRID | Plympton | D | NGD-702 | PLM | 4.16kV | 22.8kV | 22.8kV | 0.63187 | 0.59166 | 0.59166 | 0 | 0 |  | #DIV/0! | #DIV/0! |  | #DIV/0! | N | N | N
| 1410 | NSTAR | South | Plymouth | NGRID | NGRID | NGRID | Plympton | D | NGD-703 | PLM | 4.16kV | 4.16kV | 4.16kV | 0.057644 | 0.071968 | 0.071968 | 0 | 0 |  | #DIV/0! | #DIV/0! |  | #DIV/0! | N | N | N
| 1520 | NSTAR | West | Waltham | Waltham | 282 | 110B | Waltham | D | 17-1354H | WAL,WAT | 13.8kV | 13.8kV | 13.8kV | 0 | 1.6712 | 2.0054 | 0 | 8.3559 | 8.3559 | #DIV/0! | 20% | 24% | #DIV/0! | Y | N | N
| 1535 | NSTAR | West | Waltham | Arsenal Street | 468 | 110B | Watertown | D | 231-1355 | WAT | 13.8kV | 13.8kV | #N/A | 0 | 1.5279 | 0 | 0 | 5.8491 | 5.8491 | #DIV/0! | 26.12% | 0% | #DIV/0! | Y | N | N
| 1565 | NSTAR | West | Waltham | Arsenal Street | 467 | 110B | Watertown | D | 277-1367XYH | WAL | 13.8kV | 13.8kV | 13.8kV | 0 | 0.71622 | 4.2734 | 0 | 5.8491 | 5.8491 | #DIV/0! | 12.24% | 73.06% | #DIV/0! | Y | N | N
| 1678 | NSTAR | West | Waltham | Eliot Street | 292 | 110C | Newton | D | 41-211 | NEW,WLY | 13.8kV | 13.8kV | 13.8kV | 0 | 9.1676 | 9.287 | 0 | 11.937 | 11.937 | #DIV/0! | 76.8% | 77.8% | #DIV/0! | Y | N | N
| 1711 | NSTAR | West | Waltham | Elliot Street | 292 | 110A | Newton | D | 453-212 | NEW | 13.8kV | 13.8kV | 13.8kV | 0 | 7.4009 | 8.9527 | 0 | 10.5046 | 10.5046 | #DIV/0! | 70.45% | 85.23% | #DIV/0! | Y | N | N
| 1712 | NSTAR | West | Waltham | Elliot Street | 292 | 110A | Newton | D | 453-213 | NEW,WLY | 13.8kV | 13.8kV | 13.8kV | 0 | 1.8383 | 4.7271 | 0 | 10.5046 | 10.5046 | #DIV/0! | 17.5% | 45% | #DIV/0! | Y | N | N
| 1713 | NSTAR | West | Waltham | Elliot Street | 292 | 110A | Newton | D | 453-214 | NEW,WLY | 13.8kV | 13.8kV | 13.8kV | 0 | 7.0428 | 5.5149 | 0 | 11.937 | 11.937 | #DIV/0! | 59% | 46.2% | #DIV/0! | Y | N | N
| 1792 | NSTAR | West | Walpole | NGRID | NGRID | NGRID | Stoughton | D | LINE43B | SHA | 13.8kV | 13.8kV | 13.8kV | 0.47806 | 0.47748 | 0.47748 | 0 | 0 |  | #DIV/0! | #DIV/0! |  | #DIV/0! | N | N | N
| 1793 | NSTAR | West | Walpole | NGRID | NGRID | NGRID | Stoughton | D | LINE48C | SHA | 13.8kV | 13.8kV | 13.8kV | 1.6732 | 1.6712 | 1.6712 | 0 | 0 |  | #DIV/0! | #DIV/0! |  | #DIV/0! | N | N | N
| W113 | WMECO | NORTHERN | PITTSFIELD | Oswald_30B | 30B | N/A | PITTSFIELD | D | 30BNW_1 | PITTSFIELD | 23 | 23 | 23 | 0 |  | 0 | 0 |  |  | #DIV/0! |  | #VALUE! | #DIV/0! | N | N | N
| W126 | WMECO | SOUTHERN | SPRINGFIELD | Riverton_14N | 14N | N/A | Granville | D | 14N2 | Granville | 4.8 | 4.8 | 4.8 |  |  | 0 | 0 |  |  |  |  | #VALUE! | #VALUE! | N | N | N
| W138 | WMECO | SOUTHERN | SPRINGFIELD | N/A | N/A | N/A | CHICOPEE | D | 1MES1 | CHICOPEE | 13.8kV | 13.8kV | 13.8 | 0 |  | 0 | 0 |  |  | #DIV/0! |  | #VALUE! | #DIV/0! | N | N | N
| W208 | WMECO | SOUTHERN | SPRINGFIELD | N/A | N/A | N/A | SPRINGFIELD | D | 44M | SPRINGFIELD | 13.8 | 14.8 | 15.8 |  |  | 0 | 0 |  |  |  |  | #VALUE! | #VALUE! | N | N | N
| W220 | WMECO | SOUTHERN | SPRINGFIELD | East_Springfield_5J | 5J | N/A | SPRINGFIELD | D | 5JNW_1 | SPRINGFIELD | 13.8 | 13.8kV | 13.8 |  |  | 0 | 0 |  |  |  |  | #VALUE! | #VALUE! | N | N | N
| W222 | WMECO | SOUTHERN | SPRINGFIELD | N/A | N/A | N/A | SPRINGFIELD | D | 603M | SPRINGFIELD | 13.8 | 13.8kV | 13.8 | 0 |  | 0 | 0 |  |  | #DIV/0! |  | #VALUE! | #DIV/0! | N | N | N
| W223 | WMECO | SOUTHERN | SPRINGFIELD | N/A | N/A | N/A | SPRINGFIELD | D | 604D | SPRINGFIELD | 13.8 | 13.8kV | 13.8 |  |  | 0 | 0 |  |  |  |  | #VALUE! | #VALUE! | N | N | N
| W225 | WMECO | SOUTHERN | SPRINGFIELD | N/A | N/A | N/A | SPRINGFIELD | D | 606G | SPRINGFIELD | 13.8 | 13.8kV | 13.8 | 0 |  | 0 | 0 |  |  | #DIV/0! |  | #VALUE! | #DIV/0! | N | N | N
| W246 | WMECO | SOUTHERN | SPRINGFIELD | West_Springfield_8C | 8C | 8C-1X,8C-2X | WEST SPRINGFIELD | D | 8CNW_1 | WEST SPRINGFIELD | 13.8 | 13.8kV | 13.8 |  |  | 0 | 0 |  |  |  |  | #VALUE! | #VALUE! | N | N | N
| W68 | WMECO | NORTHERN | HADLEY | N/A | N/A | N/A | COLRAIN | D | 1CVP1 | COLRAIN | 12.4kV | 12.4kV | 12.4 | 0 |  | 0 | 0 |  |  | #DIV/0! |  | #VALUE! | #DIV/0! | N | N | N
| W69 | WMECO | NORTHERN | HADLEY | N/A | N/A | N/A | LEYDEN | D | 1CVP2 | LEYDEN | 12.4kV | 12.4kV | 12.4 | 0 |  | 0 | 0 |  |  | #DIV/0! |  | #VALUE! | #DIV/0! | N | N | N
| W70 | WMECO | NORTHERN | HADLEY | N/A | N/A | N/A | BERNARDSTON | D | 1CVP3 | BERNARDSTON | 12.4kV | 12.4kV | 12.4 | 0 |  | 0 | 0 |  |  | #DIV/0! |  | #VALUE! | #DIV/0! | N | N | N
| W71 | WMECO | NORTHERN | HADLEY | N/A | N/A | N/A | CHESTERFIELD | D | 1MEG1 | CHESTERFIELD | 13.8kV | 13.8kV | 4.16kV | 0 |  | 0 | 0 |  |  | #DIV/0! |  | #VALUE! | #DIV/0! | N | N | N
| W72 | WMECO | NORTHERN | HADLEY | N/A | N/A | N/A | ASHFIELD | D | 1MEG2 | ASHFIELD | 13.8kV | 13.8kV | 4.16kV | 0 |  | 0 | 0 |  |  | #DIV/0! |  | #VALUE! | #DIV/0! | N | N | N
| W73 | WMECO | NORTHERN | HADLEY | N/A | N/A | N/A | CHESTERFIELD | D | 1MEG3 | CHESTERFIELD | 13.8kV | 13.8kV | 4.16kV | 0 |  | 0 | 0 |  |  | #DIV/0! |  | #VALUE! | #DIV/0! | N | N | N
| W74 | WMECO | NORTHERN | PITTSFIELD | N/A | N/A | N/A | SAVOY | D | 1MEP1 | SAVOY | 4.8kV | 4.8kV | 4.8 | 0 |  | 0 | 0 |  |  | #DIV/0! |  | #VALUE! | #DIV/0! | N | N | N
| W75 | WMECO | NORTHERN | PITTSFIELD | N/A | N/A | N/A | SAVOY | D | 1MEP2 | SAVOY | 4.8kV | 4.8kV | 4.8 | 0 |  | 0 | 0 |  |  | #DIV/0! |  | #VALUE! | #DIV/0! | N | N | N
| W76 | WMECO | NORTHERN | PITTSFIELD | N/A | N/A | N/A | SAVOY | D | 1MEP3 | SAVOY | 4.8kV | 4.8kV | 4.8 | 0 |  | 0 | 0 |  |  | #DIV/0! |  | #VALUE! | #DIV/0! | N | N | N
| 29 | NSTAR | Central | Boston | Allston | 36 | 14B | Allston | D | 3609 | BRI |  | 4.16kV | 4.16kV | [10 empty] | N | N | N
| 30 | NSTAR | Central | Boston | Allston | 36 | 14B | Allston | D | 3610 | BRI,BKL |  | 4.16kV | 4.16kV | [10 empty] | N | N | N
| 48 | NSTAR | Central | Boston | Kenmore | 49 | 14B | Boston | D | 4902 | BDT,BKL |  | 4.16kV | 4.16kV | [10 empty] | N | N | N
| 49 | NSTAR | Central | Boston | Kenmore | 49 | 14A | Boston | D | 4903 | BDT |  | 4.16kV | 4.16kV | [10 empty] | N | N | N
| 55 | NSTAR | Central | Boston | Kenmore | 49 | 14B | Boston | D | 4909 | BDT |  | 4.16kV | 4.16kV | [10 empty] | N | N | N
| 71 | NSTAR | Central | Somerville | Mystic Street | 59 | 14A | Arlington | D | 5902 | ARL |  | 4.16kV | 4.16kV | [10 empty] | N | N | N
| 75 | NSTAR | Central | Somerville | Mystic Street | 59 | 14B | Arlington | D | 5906 | ARL |  | 4.16kV | 4.16kV | [10 empty] | N | N | N
| 89 | NSTAR | Central | Boston | Andrew Sq | 106 | 110C | S. Boston | D | 106-1N18H2 | ROX | 13.8kV | 13.8kV | 13.8kV |  |  | 0.47748 |  |  | 3.3424 |  |  | 14.29% |  | N | N | N
| 100 | NSTAR | Central | Boston | Andrew Sq | 106 | 110C | South Boston | D | 106-1N31H6 | ROX |  |  | 13.8kV | [10 empty] | N | N | N
| 112 | NSTAR | Central | Somerville | Willoughby St | 488 | 14kV Bus | Chelsea | D | 108-195H3 | EBO | 13.8kV | 13.8kV | 13.8kV | [10 empty] | N | N | N
| 117 | NSTAR | Central | Somerville | Chelsea Sub | 488 | 110C | Chelsea | D | 108-196H2 | EBO |  | 13.8kV | 13.8kV | [10 empty] | N | N | N
| 126 | NSTAR | Central | Boston | Dorchester Ave | 139 | 14B | S. Boston | D | 139-06 | SOB |  | 4.16kV | 4.16kV | [10 empty] | N | N | N
| 136 | NSTAR | Central | Somerville | PNU26 | PNU26 | P13/P26 | Somerville | D | 13N26 | SOM |  | 4.16kV | 4.16kV | [10 empty] | N | N | N
| 143 | NSTAR | Central | Boston | Humboldt Ave | 143 | 14AB | Roxbury | D | 143-02 | ROX |  | 4.16kV | 4.16kV | [10 empty] | N | N | N
| 148 | NSTAR | Central | Boston | Andrew Sq | 106 | 110B | South Boston | D | 143-109H11 | WRX | 13.8kV | 13.8kV | 13.8kV | 0.15 |  |  | 2.5 |  |  | 6% |  |  |  | N | N | N
| 161 | NSTAR | Central | Somerville | Willoughby St | 488 | 110C | Chelsea | D | 14-99H | CHE | 13.8kV | 13.8kV | 13.8kV | [10 empty] | N | N | N
| 163 | NSTAR | Central | Somerville | Willoughby St | 489 | 110C | Chelsea | D | 14-99H2 | CHE | 13.8kV | 13.8kV | 13.8kV | 0.798 |  | 0 | 3 |  | 3.3424 | 26.6% |  | 0% |  | N | N | N
| 165 | NSTAR | Central | Somerville | PNU26 | PNU26 | P14/P26 | Somerville | D | 14N26 | SOM |  | 4.16kV | 4.16kV | [10 empty] | N | N | N
| 168 | NSTAR | Central | Boston | K Street | 385 | 110B | South Boston | D | 151-141H1 | SOB |  | 13.8kV | 13.8kV | [10 empty] | N | N | N
| 170 | NSTAR | Central | Boston | K Street | 385 | 110B | S. Boston | D | 151-142H1 | SOB |  | 13.8kV | 13.8kV | [10 empty] | N | N | N
| 182 | NSTAR | Central | Boston | K Street | 385 | 110B | S. Boston | D | 162-195H | SOB | 13.8kV | #N/A | #N/A | [10 empty] | N | N | N
| 183 | NSTAR | Central | Boston | K Street | 385 | 110B | South Boston | D | 162-195H1 | SOB |  | 13.8kV | 13.8kV | [10 empty] | N | N | N
| 185 | NSTAR | Central | Boston | PNU16 | PNU16 | 110B | Roxbury | D | 16N01 | ROX DOR |  | 4.16kV | 4.16kV | [10 empty] | N | N | N
| 189 | NSTAR | Central | Boston | PNU20 | PNU20 | 110B | Brookline | D | 20N30 | BKL |  | 4.16kV | 4.16kV | [10 empty] | N | N | N
| 204 | NSTAR | Central | Somerville | Woburn 211 | 211 | 110B | Woburn | D | 211-H16 | WIN |  |  | 13.8kV | [10 empty] | N | N | N
| 217 | NSTAR | Central | Boston | K Street | 385 | 110A | South Boston | D | 222-161H1 | SO. BOSTON | 13.8kV | 13.8kV | 13.8kV | 0.5 |  | 0.97883 | 2.5 |  | 3.3424 | 20% |  | 29.29% |  | N | N | N
| 218 | NSTAR | Central | Boston | K Street | 385 | 110A | South Boston | D | 222-161H2 | SO. BOSTON | 13.8kV | 13.8kV | 13.8kV | 0.54 |  | 0.42973 | 2.5 |  | 3.3424 | 21.6% |  | 12.86% |  | N | N | N
| 220 | NSTAR | Central | Somerville | Mystic Station | 250 | 110A | Everett | D | 227-51H10 | SOM | 13.8kV | 13.8kV | 13.8kV | 0 |  |  | 3 |  |  | 0% |  |  |  | N | N | N
| 227 | NSTAR | Central | Somerville | Mystic Station | 250 | 110A | Everett | D | 227-51H9 | SOM | 13.8kV | 13.8kV | 13.8kV | 0 |  |  | 3 |  |  | 0% |  |  |  | N | N | N
| 228 | NSTAR | Central | Somerville | EVERETT 250 | 250 | 110B | Somerville | D | 227-52H11 | SOM |  | 13.8kV | 13.8kV | [10 empty] | N | N | N
| 240 | NSTAR | Central | Somerville | EVERETT 250 | 250 | 110B | Somerville | D | 250-1N33H2 | SOM |  | 13.8kV | 13.8kV | [10 empty] | N | N | N
| 241 | NSTAR | Central | Somerville | EVERETT 250 | 250 | 110B | Somerville | D | 250-1N33H3 | SOM |  | 13.8kV | 13.8kV | [10 empty] | N | N | N
| 242 | NSTAR | Central | Somerville | EVERETT 250 | 250 | 110B | Somerville | D | 250-1N33H4 | SOM |  | #N/A | #N/A | [10 empty] | N | N | N
| 246 | NSTAR | Central | Somerville | EVERETT 250 | 250 | 110A | Somerville | D | 250-1N35H3 | SOM |  | 13.8kV | 13.8kV | [10 empty] | N | N | N
| 249 | NSTAR | Central | Somerville | STA 250 | 250 | 110A | Boston, Somerville | D | 250-1N38H3 | SOM |  | 13.8kV | 13.8kV | [10 empty] | N | N | N
| 250 | NSTAR | Central | Somerville | STA 250 | 250 | 110A | Boston, Somerville | D | 250-1N38H5 | SOM |  |  | 13.8kV | [10 empty] | N | N | N
| 252 | NSTAR | Central | Somerville | EVERETT 250 | 250 | 110A | Charlestown | D | 250-1N39H2 | SOM |  |  | 13.8kV | [10 empty] | N | N | N
| 253 | NSTAR | Central | Somerville | EVERETT 250 | 250 | 110A | Charlestown | D | 250-1N39H3 | SOM |  |  | 13.8kV | [10 empty] | N | N | N
| 258 | NSTAR | Central | Somerville | Mystic Station | 250 | 24kV Bus | Charlestown | D | 250-2132 | CHT | 24kV | 24kV | 24kV | [10 empty] | N | N | N
| 273 | NSTAR | Central | Boston | Dewar Street | 483 |  | Dorchester | D | 263-1477H1 | DOR | 13.8kV | 13.8kV | 13.8kV | 1.2 |  | 0.95496 | 2.5 |  | 6.3266 | 48% |  | 15.09% |  | N | N | N
| 274 | NSTAR | Central | Somerville | PNU26 | PNU26 | P26 | Somerville | D | 26N01 | SOM |  | 4.16kV | 4.16kV | [10 empty] | N | N | N
| 275 | NSTAR | Central | Somerville | PNU33 | PNU33 | P26/P33 | Somerville | D | 26N33 | SOM |  | 4.16kV | 4.16kV | [10 empty] | N | N | N
| 287 | NSTAR | Central | Boston | Colburn St | 350 | 110B | Boston | D | 284-1430H1 | ROX |  |  | 13.8kV | [10 empty] | N | N | N
| 298 | NSTAR | Central | Boston | STA385D | 385 | 110B | South Boston | D | 293-53H1 | SOB |  | 13.8kV | 13.8kV | [10 empty] | N | N | N
| 303 | NSTAR | Central | Somerville | Elm Street | 301 | 14B | Stoneham | D | 301-1386H1 | WOB |  |  | 13.8kV | [10 empty] | N | N | N
| 304 | NSTAR | Central | Somerville | Elm Street | 301 | 14B | Stoneham | D | 301-1386H3 | WOB |  |  | 13.8kV | [10 empty] | N | N | N
| 305 | NSTAR | Central | Somerville | NOT ENERGIZED YET | N/A | N/A | N/A | N/A | 301-1386H4 | N/A | 13.8kV | 13.8kV | 13.8kV | [10 empty] | N | N | N
| 306 | NSTAR | Central | Somerville | Woburn 211 | 211 | 110B | Woburn | D | 301-1460H2 | WOB |  |  | 13.8kV | [10 empty] | N | N | N
| 307 | NSTAR | Central | Somerville | Woburn 211 | 211 | 110B | Woburn | D | 301-1460H3 | WOB |  |  | 13.8kV | [10 empty] | N | N | N
| 308 | NSTAR | Central | Somerville | Woburn 211 | 211 | 110B | Woburn | D | 301-1460H4 | WOB |  |  | 13.8kV | [10 empty] | N | N | N
| 314 | NSTAR | Central | Waltham | STA 315 | 315 | 110B | Watertown | D | 305-1421H1 | WAT |  |  | 13.8kV |  |  | 0.5 |  |  | 5 |  |  | 10% |  | N | N | N
| 315 | NSTAR | Central | Waltham | STA 315 | 315 | 110B | Watertown | D | 305-1421H2 | BRI |  |  | 13.8kV |  |  | 0.5 |  |  | 5 |  |  | 10% |  | N | N | N
| 316 | NSTAR | Central | Waltham | STA 315 | 315 | 110A | Watertown | D | 305-1422H3 | BRI |  |  | 13.8kV |  |  | 0.5 |  |  | 5 |  |  | 10% |  | N | N | N
| 322 | NSTAR | Central | Somerville | CHELSEA 488 | 488 | 110C | East Boston | D | 308-197H5 | CHE |  |  | 13.8kV | [10 empty] | N | N | N
| 323 | NSTAR | Central | Somerville | CHELSEA 488 | 488 | 110C | East Boston | D | 308-197H6 | CHE |  |  | 13.8kV | [10 empty] | N | N | N
| 324 | NSTAR | Central | Somerville | Willoughby St | 488 | 110B | Chelsea | D | 308-54H1 | EAB |  | 13.8kV | 13.8kV | [10 empty] | N | N | N
| 348 | NSTAR | Central | Boston | Electric Ave | 315 | 110A | Brighton | D | 315-H15 | BDT |  | 13.8kV | 13.8kV | [10 empty] | N | N | N
| 349 | NSTAR | Central | Boston | Electric Ave | 315 | 110A | Brighton | D | 315-H2 | BRI | 13.8kV | 13.8kV | 13.8kV | 2.15 |  |  | 11 |  |  | 19.55% |  |  |  | N | N | N
| 353 | NSTAR | Central | Boston | STA315 | 315 | 110B | Boston | D | 315-H7 | BRI |  | 13.8kV | 13.8kV |  | 0 | 6.7086 |  | 11.5789 | 11.5789 |  | 0% | 57.94% |  | N | N | N
| 354 | NSTAR | Central | Boston | BRIGHTON 329 | 329 | 110C | Boston, Brookline | D | 315-H8 | BRI |  | 13.8kV | 13.8kV |  | 5.9685 | 8.2843 |  | 11.5789 | 11.5789 |  | 51.55% | 71.55% |  | N | N | N
| 358 | NSTAR | Central | Boston | San Juan Street | 318 | 14A | Boston | D | 318-04 | BDT |  | 4.16kV | 4.16kV | [10 empty] | N | N | N
| 372 | NSTAR | Central | Boston | Cottrell Street | 321 | 14AB | Dorchester | D | 321-05 | DOR,SOB |  | 4.16kV | 4.16kV | [10 empty] | N | N | N
| 380 | NSTAR | Central | Boston | Andrew Sq | 106 | 110B | South Boston | D | 323-175H5 | BDT |  |  | 13.8kV | [10 empty] | N | N | N
| 381 | NSTAR | Central | Boston | Andrew Sq | 106 | 110B | South Boston | D | 323-175H6 | BDT |  |  | 13.8kV | [10 empty] | N | N | N
| 391 | NSTAR | Central | Boston | Brighton | 329 | 110B | Brighton | D | 329-1N51H4 | BRI |  |  | 13.8kV | [10 empty] | N | N | N
| 402 | NSTAR | Central | Boston | K Street | 385 | 110C | S. Boston | D | 343-169H1 | SOB |  | 13.8kV | 13.8kV | [10 empty] | N | N | N
| 411 | NSTAR | Central | Boston | Colburn St | 350 | 110C | Boston | D | 350-1210H | ROX | 13.8kV | 13.8kV | 13.8kV | [10 empty] | N | N | N
| 412 | NSTAR | Central | Boston | Colburn St | 350 | 110D | Boston | D | 350-1271H | BOS/ROX | 13.8kV | 13.8kV | 13.8kV | [10 empty] | N | N | N
| 453 | NSTAR | Central | Boston | K Street | 385 | N/A | S. Boston | D | 385-188H1 | SOB | 13.8kV | 13.8kV | 13.8kV |  |  | 0.90721 |  |  | 6.3266 |  |  | 14.34% |  | N | N | N
| 454 | NSTAR | Central | Boston | K Street | 385 | 110B | S. Boston | D | 385-188H2 | SOB | 13.8kV | 13.8kV | 13.8kV | 2 |  | 1.0505 | 2.5 |  | 6.3266 | 80% |  | 16.6% |  | N | N | N
| 460 | NSTAR | Central | Boston | K Street | 385 | 110D | S. Boston | D | 385-H13 | SOB |  | 13.8kV | 13.8kV | [10 empty] | N | N | N
| 461 | NSTAR | Central | Boston | K Street | 385 | 110A | S. Boston | D | 385-H14 | SOB |  | 13.8kV | 13.8kV | [10 empty] | N | N | N
| 463 | NSTAR | Central | Boston | K Street | 385 | 110A | South Boston | D | 385-H16 | SOB |  | #N/A | #N/A | [10 empty] | N | N | N
| 473 | NSTAR | Central | Boston | K Street | 385 | 110A | South Boston | D | 385-H6 | SOB |  | #N/A | #N/A | [10 empty] | N | N | N
| 487 | NSTAR | Central | Boston | Amory Street | 396 | 14B | Roxbury | D | 396-1050H4 | ROX | 13.8kV | 13.8kV | 13.8kV | 0.15 |  | 0.23874 | 2.5 |  | 6.3266 | 6% |  | 3.774% |  | N | N | N
| 488 | NSTAR | Central | Boston | ROXBURY 350 | 350 | 110D | Roxbury | D | 396-1050H5 | ROX |  |  | 13.8kV | [10 empty] | N | N | N
| 490 | NSTAR | Central | Boston | Colburn St | 350 | 110B | South Boston | D | 396-1130H2 | ROX | 13.8kV | 13.8kV | 13.8kV | 0.3 |  |  | 2.5 |  |  | 12% |  |  |  | N | N | N
| 491 | NSTAR | Central | Boston | K Street | 385 | 110B | S. Boston | D | 403-137 | BDT SOB | 13.8kV | 13.8kV | 13.8kV |  |  | 3.8198 |  |  | 5.6104 |  |  | 68.09% |  | N | N | N
| 492 | NSTAR | Central | Boston | Congress Street | 430 | 14A | S. Boston | D | 430-01 | SOB |  | 4.16kV | 4.16kV | [10 empty] | N | N | N
| 496 | NSTAR | Central | Boston | Congress Street | 430 | 14B | S. Boston | D | 430-09 | SOB |  | 4.16kV | 4.16kV | [10 empty] | N | N | N
| 514 | NSTAR | Central | Boston | Hyde Park | 496 | 110B | Hyde Park | D | 441-1401H1 | WRX | 13.8kV | 13.8kV | 13.8kV |  |  | 0.47748 |  |  | 6.3266 |  |  | 7.547% |  | N | N | N
| 520 | NSTAR | Central | Boston | Andrew Sq | 106 | 110D | South Boston | D | 465-129H2 | ROX |  |  | 13.8kV | [10 empty] | N | N | N
| 521 | NSTAR | Central | Boston | Andrew Sq | 106 | 110D | South Boston | D | 465-129H4 | BDT |  |  | 13.8kV | [10 empty] | N | N | N
| 526 | NSTAR | Central | Boston | Dewar Street | 483 | 110B | Dorchester | D | 466-1482H3 | DOR | 13.8kV | 13.8kV | 13.8kV | 2 |  |  | 2.5 |  |  | 80% |  |  |  | N | N | N
| 527 | NSTAR | Central | Boston | Dorchester483 | 483 | 110B | Dorchester | D | 466-1482H4 | DOR |  |  | 13.8kV | [10 empty] | N | N | N
| 528 | NSTAR | Central | Boston | Dorchester483 | 483 | 110B | Dorchester | D | 466-1482H5 | DOR |  |  | 13.8kV | [10 empty] | N | N | N
| 538 | NSTAR | Central | Boston | Dewar Street | 483 | 14A | Dorchester | D | 483-02 | DOR |  | 4.16kV | 4.16kV | [10 empty] | N | N | N
| 551 | NSTAR | Central | Boston | K Street | 385D | 110C | South Boston | D | 485-199H2 | SOB |  |  | 13.8kV | [10 empty] | N | N | N
| 561 | NSTAR | Central | Boston | Colburn St | 350 | 110A | Boston | D | 49-1400H | BOS ROX | 13.8kV | 13.8kV | 13.8kV | [10 empty] | N | N | N
| 588 | NSTAR | Central | Boston | Andrew Sq | 106 | 110B | South Boston | D | 510-77H6 | ROX |  |  | 13.8kV | [10 empty] | N | N | N
| 599 | NSTAR | Central | Boston | Dewar Street | 483 | 110A | Dorchester | D | 515-193H2 | SOB | 13.8kV | 13.8kV | 13.8kV | 0.5 |  | 0.35811 | 2.5 |  | 6.3266 | 20% |  | 5.66% |  | N | N | N
| 607 | NSTAR | Central | Boston | Dewar Street | 483 | 110B | Dorchester | D | 52-1487H2 | ROX | 13.8kV | 13.8kV | 13.8kV | 2 |  | 2.0293 | 4 |  | 3.3424 | 50% |  | 60.71% |  | N | N | N
| 608 | NSTAR | Central | Boston | DORCHESTER 483 | 483 | 110B | Dorchester | D | 52-1487H3 | ROX |  | 13.8kV | 13.8kV | [10 empty] | N | N | N
| 613 | NSTAR | Central | Boston | Dewar Street | 483 | 110B | Roxbury | D | 52-1499H4 | ROX | 13.8kV | 13.8kV | 13.8kV | 2.16 |  | 1.3131 | 2.5 |  | 6.3266 | 86.4% |  | 20.75% |  | N | N | N
| 623 | NSTAR | Central | Boston | HYDE PARK 13 | 13 | BUS #1 | Roslindale | D | 536-76H3 | HYP |  | 13.8kV | 13.8kV | [10 empty] | N | N | N
| 627 | NSTAR | Central | Boston | Brighton | 329 | 110B | Brighton | D | 548-92H3 | BRI,CAM |  | 13.8kV | 13.8kV | [10 empty] | N | N | N
| 628 | NSTAR | Central | Boston | Lincoln Street | 329 | 110B | Brighton | D | 548-92H4 | BRI |  | 13.8kV | 13.8kV | [10 empty] | N | N | N
| 629 | NSTAR | Central | Boston | 350 Licoln St | 329 | 110B | Brighton | D | 548-92H5 | BRI |  | 13.8kV | 13.8kV | [10 empty] | N | N | N
| 635 | NSTAR | Central | Boston | DORCHESTER 483 | 483 | 110A | Boston | D | 566-1475H2 | DOR |  | 13.8kV | 13.8kV | [10 empty] | N | N | N
| 636 | NSTAR | Central | Boston | STA483 | 483 | 110A | Boston | D | 566-1475H3 | DOR |  | 13.8kV | 13.8kV | [10 empty] | N | N | N
| 638 | NSTAR | Central | Boston | K Street | 385 | 110C | S. Boston | D | 574-70H3 | BDT | 13.8kV | 13.8kV | 13.8kV |  |  | 0.95496 |  |  | 6.3266 |  |  | 15.09% |  | N | N | N
| 639 | NSTAR | Central | Boston | K Street | 385 | 110C | S. Boston | D | 574-70H4 | BDT |  | 13.8kV | 13.8kV | [10 empty] | N | N | N
| 642 | NSTAR | Central | Boston | K Street | 385 | 110C | South Boston | D | 583-122H1 | SOB |  | 13.8kV | 13.8kV | [10 empty] | N | N | N
| 643 | NSTAR | Central | Boston | K Street | 385 | 110C | South Boston | D | 583-122H2 | SOB |  | 13.8kV | 13.8kV | [10 empty] | N | N | N
| 652 | NSTAR | Central | Somerville | EVERETT 250 | 250 | 110A | Somerville | D | 585-114H5 | SOM |  |  | 13.8kV | [10 empty] | N | N | N
| 656 | NSTAR | Central | Somerville | Willoughby St | 488 | 110B | Chelsea | D | 592-70H1 | CHE EAB |  | 13.8kV | 13.8kV | [10 empty] | N | N | N
| 789 | NSTAR | Central | Somerville | Kendall | 850 | 14 kV Bus | Cambridge | D | 850-1NK6 | CAM |  | 13.8kV | 13.8kV | [10 empty] | N | N | N
| 810 | NSTAR | Central | Somerville | East Camb | 875 | 110C | Cambridge | D | 875-1N37B | CAM |  | 13.8kV | 13.8kV | [10 empty] | N | N | N
| 813 | NSTAR | Central | Boston | PNU8 | PNU8 | PNU8 | Roxbury | D | 8N02 | ROX |  | 4.16kV | 4.16kV | [10 empty] | N | N | N
| 814 | NSTAR | Central | Boston | PNU8 | PNU8 | P8/P16 | Roxbury | D | 8N16 | ROX |  | 4.16kV | 4.16kV | [10 empty] | N | N | N
| 815 | NSTAR | Central | Boston | PNU8 | PNU8 | P8/P9 | Roxbury | D | 8N9 | ROX |  | 4.16kV | 4.16kV | [10 empty] | N | N | N
| 816 | NSTAR | Central | Boston | Seafood Way | 99 | 110B | South Boston | D | 99-135H1 | SOB | 13.8kV | 13.8kV | 13.8kV | 2 |  | 0.35811 | 2.5 |  | 6.3266 | 80% |  | 5.66% |  | N | N | N
| 817 | NSTAR | Central | Boston | Seafood Way | 99 | 110B | South Boston | D | 99-135H2 | SOB | 13.8kV | 13.8kV | 13.8kV | 2 |  | 0.47748 | 2.5 |  | 6.3266 | 80% |  | 7.547% |  | N | N | N
| 818 | NSTAR | Central | Boston | Seafood Way | 99 | 110B | South Boston | D | 99-135H3 | SOB | 13.8kV | 13.8kV | 13.8kV | 2.25 |  | 0.11937 | 2.5 |  | 6.3266 | 90% |  | 1.887% |  | N | N | N
| 819 | NSTAR | Central | Boston | STA99 | 99 | 110B | Boston | D | 99-135H6 | SOB |  | 13.8kV | 13.8kV | [10 empty] | N | N | N
| 825 | NSTAR | Central | Boston | Seafood Way | 99 | 110C | South Boston | D | 99-H4 | SOB | 13.8kV | 13.8kV | 13.8kV | 5.2 |  | 6.3266 | 14 |  | 14.8019 | 37.14% |  | 42.74% |  | N | N | N
| 831 | NSTAR | Central | Boston | PNU9 | PNU9 | P9 | Roxbury | D | 9N01 | BDT,ROX | 4.16kV | 4.16kV | 4.16kV | [10 empty] | N | N | N
| 833 | NSTAR | Central | Boston | K Street | 385 | 110C | S. Boston | D | MC-14 | SOB |  | 13.8kV | 13.8kV | [10 empty] | N | N | N
| 836 | NSTAR | Central | Boston | K Street | 385 | 110A | S. Boston | D | MC-6 | SOB |  | 13.8kV | 13.8kV | [10 empty] | N | N | N
| 840 | NSTAR | Central | Boston | Chatham | 12 | Network | Boston | NET | NETWORKSTA12 | BDT |  | 13.8kV | 13.8kV | [10 empty] | N | N | N
| 841 | NSTAR | Central | Boston | Hawkins | 2 | Network | Boston | NET | NETWORKSTA2 | BDT |  | 13.8kV | 13.8kV | [10 empty] | N | N | N
| 842 | NSTAR | Central | Boston | Scotia | 492 | Network | Boston | NET | NETWORKSTA492 | BDT |  | 13.8kV | 13.8kV | [10 empty] | N | N | N
| 843 | NSTAR | Central | Boston | Kingston | 514 | Network | Boston | NET | NETWORKSTA514 | BDT |  | 13.8kV | 13.8kV | [10 empty] | N | N | N
| 844 | NSTAR | Central | Boston | High | 53 | Network | Boston | NET | NETWORKSTA53 | BDT |  | 13.8kV | 13.8kV | [10 empty] | N | N | N
| 845 | NSTAR | Central | Boston | Carver | 71 | Network | Boston | NET | NETWORKSTA71 | BDT |  | 13.8kV | 13.8kV | [10 empty] | N | N | N
| 847 | NSTAR | South | New Bedford | STA 681 | 681 | 1 | N. Bedford | D | 1935-02-06 | NEB |  | 3.74kV | 3.74kV |  | 1.2 |  |  | 1.8 |  |  | 66.67% |  |  | N | N | N
| 879 | NSTAR | South | New Bedford | Pine Street | 611 | C | N. Bedford | D | 2020-02-05 | NEB |  | 13.2kV | 13.2kV | [10 empty] | N | N | N
| 883 | NSTAR | South | Plymouth | Marshfield Sub | 739 | 1 | Marshfield | D | 2021-03-21 | MAF |  | 22.8kV | 22.8kV | [10 empty] | N | N | N
| 889 | NSTAR | South | Plymouth | Duxbury Sub | 738 | 1 | Duxbury | D | 2024-03-24 | DUX |  | 22.8kV | 22.8kV | [10 empty] | N | N | N
| 899 | NSTAR | South | New Bedford | Industrial Park | 636 | 111 | N. Bedford | D | 2-102-603 | LKV |  | 13.2kV | 13.2kV | [10 empty] | N | N | N
| 913 | NSTAR | South | New Bedford | Belleville Ave. | 680 | 1 | N. Bedford | D | 2-130-130 | NEB |  | #N/A | #N/A | [10 empty] | N | N | N
| 917 | NSTAR | South | New Bedford | Hathaway St. | 617 | S | N. Bedford | D | 2-137-137 | NEB |  | #N/A | #N/A | [10 empty] | N | N | N
| 918 | NSTAR | South | New Bedford | River Road | 695 | 1 | N. Bedford | D | 2-137-139 | NEB |  | #N/A | #N/A | [10 empty] | N | N | N
| 945 | NSTAR | South | New Bedford | Bolton St. | 681 | 1 | N. Bedford | D | 2-35-35 | NEB |  | #N/A | #N/A | [10 empty] | N | N | N
| 948 | NSTAR | South | New Bedford | Bonney St. | 682 | 1 | N. Bedford | D | 2-39-39 | NEB |  | 3.74kV | 3.74kV | [10 empty] | N | N | N
| 950 | NSTAR | South | New Bedford | Bonney St. | 682 | 1 | N. Bedford | D | 2-41-41 | NEB | 4.8kV | #N/A | #N/A | [10 empty] | N | N | N
| 953 | NSTAR | South | New Bedford | Bonney St. | 682 | 1 | N. Bedford | D | 2-46-46 | NEB |  | 3.74kV | 3.74kV | [10 empty] | N | N | N
| 1003 | NSTAR | South | New Bedford | Pine Street | 611 | A | N. Bedford | D | 2-69-19 | NEB |  | 13.2kV | 13.2kV | [10 empty] | N | N | N
| 1004 | NSTAR | South | New Bedford | Pine Street | 611 | A | N. Bedford | D | 2-69-27 | NEB |  | 13.2kV | 13.2kV | [10 empty] | N | N | N
| 1005 | NSTAR | South | New Bedford | Pine Street | 611 | A | N. Bedford | D | 2-69-52 | NEB |  | 13.2kV | 13.2kV | [10 empty] | N | N | N
| 1056 | NSTAR | South | New Bedford | Acushnet | 612 | S | Acushnet | D | 2-89-404 | NEB |  | #N/A | #N/A | [10 empty] | N | N | N
| 1059 | NSTAR | South | New Bedford | Pine Street | 611 | D | New Bedford | D | 2-89S-11 | NEB |  | #N/A | #N/A | [10 empty] | N | N | N
| 1060 | NSTAR | South | New Bedford | Pine Street | 611 | D | N. Bedford | D | 2-89S-14 | NEB |  | 13.2kV | 13.2kV | [10 empty] | N | N | N
| 1061 | NSTAR | South | New Bedford | Pine Street | 611 | D | New Bedford | D | 2-89S-181 | NEB |  | #N/A | #N/A | [10 empty] | N | N | N
| 1062 | NSTAR | South | New Bedford | Pine Street | 611 | D | N. Bedford | D | 2-89S-89 | NEB |  | 13.2kV | 13.2kV | [10 empty] | N | N | N
| 1063 | NSTAR | South | New Bedford | Pine Street | 611 | D | N. Bedford | D | 2-89S-94 | NEB |  | 13.2kV | 13.2kV | [10 empty] | N | N | N
| 1068 | NSTAR | South | Plymouth | West Pond Sub | 737 | 2 | Plymouth | D | 3-10-930 | CAR | 22.8kV | 22.8kV | 22.8kV | 3.4753 | 4.0627 |  | 13.4272 | 13.411 |  | 25.88% | 30.29% |  |  | N | N | N
| 1070 | NSTAR | South | Plymouth | Newfield Sub | 736 | 1 | Plymouth | D | 3-12-28J2 | PLY |  | 4.16kV | 4.16kV | [10 empty] | N | N | N
| 1072 | NSTAR | South | Plymouth | Newfield Sub | 736 | 1 | Plymouth | D | 3-12-28J4 | PLY |  | 4.16kV | 4.16kV | [10 empty] | N | N | N
| 1083 | NSTAR | South | Plymouth | NGRID | NGRID | NGRID | Plymouth | D | 3-15-43J1-NGRID | PLM |  | 4.16kV | 4.16kV | [10 empty] | N | N | N
| 1084 | NSTAR | South | Plymouth | Kingston Sub | 735 | 1 | Kingston | D | 3-15-906 | KIN |  | 22.8kV | 22.8kV | [10 empty] | N | N | N
| 1085 | NSTAR | South | Plymouth | Kingston Sub | 735 | 1 | Kingston | D | 3-15-978 | KIN |  | 22.8kV | 22.8kV | [10 empty] | N | N | N
| 1090 | NSTAR | South | Plymouth | South River Sub | 730 | 1 | Marshfield | D | 3-21-34J1 | MAR |  | 4.16kV | 4.16kV | [10 empty] | N | N | N
| 1091 | NSTAR | South | Plymouth | South River Sub | 730 | 1 | Marshfield | D | 3-21-34J2 | MAR |  | 4.16kV | 4.16kV | [10 empty] | N | N | N
| 1092 | NSTAR | South | Plymouth | Seaview Sub | 729 | 1 | Marshfield | D | 3-21-35J1 | MAR |  | 4.16kV | 4.16kV | [10 empty] | N | N | N
| 1093 | NSTAR | South | Plymouth | Seaview Sub | 729 | 1 | Marshfield | D | 3-21-35J2 | MAR |  | 4.16kV | 4.16kV | [10 empty] | N | N | N
| 1094 | NSTAR | South | Plymouth | Marshfield Sub | 739 | 1 | Marshfield | D | 3-21-971 | MAR |  | 22.8kV | 22.8kV | [10 empty] | N | N | N
| 1095 | NSTAR | South | Plymouth | Marshfield Sub | 739 | 1 | Marshfield | D | 3-21-974 | MAR |  | 22.8kV | 22.8kV | [10 empty] | N | N | N
| 1096 | NSTAR | South | Plymouth | Marshfield Sub | 739 | 1 | Marshfield | D | 3-21-976 | MAR |  | 22.8kV | 22.8kV | [10 empty] | N | N | N
| 1099 | NSTAR | South | Plymouth | Marshfield Sub | 739 | 1 | Marshfield | D | 3-22-971 | MAR |  | 22.8kV | 22.8kV | [10 empty] | N | N | N
| 1101 | NSTAR | South | Plymouth | Marshfield Sub | 739 | 1 | Marshfield | D | 3-23-981 | DUX |  | 22.8kV | 22.8kV | [10 empty] | N | N | N
| 1102 | NSTAR | South | Plymouth | South River Sub | 730 | 1 | Marshfield | D | 3-24-34J1 | MAR |  | #N/A | #N/A | [10 empty] | N | N | N
| 1103 | NSTAR | South | Plymouth | South River Sub | 730 | 1 | Marshfield | D | 3-24-34J2 | MAR |  | 22.8kV | 22.8kV | [10 empty] | N | N | N
| 1104 | NSTAR | South | Plymouth | Seaview Sub | 729 | 1 | Marshfield | D | 3-24-35J1 | MAR |  | 22.8kV | 22.8kV | [10 empty] | N | N | N
| 1105 | NSTAR | South | Plymouth | Duxbury Sub | 738 | 1 | Duxbury | D | 3-24-905 | DUX |  | 22.8kV | 22.8kV | [10 empty] | N | N | N
| 1106 | NSTAR | South | Plymouth | NGRID | NGRID | NGRID | Duxbury | D | 3-24-905-NGRID | DUX |  | #N/A | #N/A | [10 empty] | N | N | N
| 1107 | NSTAR | South | Plymouth | Duxbury Sub | 738 | 1 | Duxbury | D | 3-24-915 | MAR |  | 22.8kV | 22.8kV | [10 empty] | N | N | N
| 1108 | NSTAR | South | Plymouth | Marshfield Sub | 739 | 1 | Marshfield | D | 3-24-974 | MAR |  | 22.8kV | 22.8kV | [10 empty] | N | N | N
| 1109 | NSTAR | South | Plymouth | Marshfield Sub | 739 | 1 | Marshfield | D | 3-24-975 | MAR |  | 22.8kV | 22.8kV | [10 empty] | N | N | N
| 1117 | NSTAR | South | Plymouth | Marshfield Sub | 739 | 1 | Marshfield | D | 3-24A-975 | MAF |  | 22.8kV | 22.8kV | [10 empty] | N | N | N
| 1119 | NSTAR | South | Plymouth | Duxbury Sub | 738 | 1 | Duxbury | D | 3-24B-905 | DUX |  | 22.8kV | 22.8kV | [10 empty] | N | N | N
| 1125 | NSTAR | South | Plymouth | Duxbury Sub | 738 | 2 | Duxbury | D | 3-25-975 | MAF |  | 22.8kV | 22.8kV | [10 empty] | N | N | N
| 1126 | NSTAR | South | Plymouth | Marshfield Sub | 739 | 1 | Marshfield | D | 3-25-976 | MAR |  | 22.8kV | 22.8kV | [10 empty] | N | N | N
| 1128 | NSTAR | South | Plymouth | Duxbury Sub | 738 | 1 | Duxbury | D | 3-26-902 | KIN | 22.8 | 22.8kV | 22.8kV | 4.66 | 4.1811 |  | 13.4272 | 13.411 |  | 34.71% | 31.18% |  |  | N | N | N
| 1129 | NSTAR | South | Plymouth | Duxbury Sub | 738 | 1 | Duxbury | D | 3-26-903 | DUX | 22.8 | 22.8kV | 22.8kV | 4.3441 | 3.0766 |  | 9.0831 | 9.0721 |  | 47.83% | 33.91% |  |  | N | N | N
| 1130 | NSTAR | South | Plymouth | Duxbury Sub | 738 | 1 | Duxbury | D | 3-26-904 | DUX |  | 22.8kV | 22.8kV | [10 empty] | N | N | N
| 1133 | NSTAR | South | Plymouth | STA 746 | 746 | 1 | Plympton | D | 3-50-43J1 | PLT |  | 4.16kV | 4.16kV |  | 0.8 | 0.72688 |  | 1.5 | 1.5113 |  | 53.33% | 48.1% |  | N | N | N
| 1136 | NSTAR | South | Plymouth | Plympton Sub | 746 | 1 | Plympton | D | 3-51-43J1 | PLT | 4.16kV | 4.16kV | 4.16kV | 0.7854 |  |  | 1.5132 |  |  | 51.9% |  |  |  | N | N | N
| 1137 | NSTAR | South | Plymouth | NGRID | NGRID | NGRID | Plympton | D | 3-51-43J1-NGRID | PLT |  | #N/A | #N/A | [10 empty] | N | N | N
| 1139 | NSTAR | South | Plymouth | Brook Street | 727 | 1 | Plympton | D | 3-51-901 | PLT,CAR | 22.8 | 22.8kV | 22.8kV | 3.2778 | 0 |  | 17.7713 | 17.7498 |  | 18.44% | 0% |  |  | N | N | N
| 1153 | NSTAR | South | Plymouth | WAREHAM 714 | 714 | 2 | Wareham | D | 3-80-80 | WAR |  | 22.8kV | 22.8kV |  | 20 |  |  | 36 |  |  | 55.56% |  |  | N | N | N
| 1157 | NSTAR | South | Plymouth | Wareham Sub | 714 | 1 | Wareham | D | 3-83-950 | WAR,CAR |  | 22.8kV | 22.8kV | [10 empty] | N | N | N
| 1158 | NSTAR | South | Plymouth | Wareham Sub | 714 | 1 | Wareham | D | 3-83-967 | WAR |  | 22.8kV | 22.8kV | [10 empty] | N | N | N
| 1159 | NSTAR | South | Plymouth | WAREHAM 753 | 753 |  | Wareham | D | 3-84-12J1 | WAR |  |  | 4.16KkV | [10 empty] | N | N | N
| 1161 | NSTAR | South | Plymouth | Tempest Knob | 754 | 1 | Wareham | D | 3-84-14J1 | WAR |  | 4.16kV | 4.16kV | [10 empty] | N | N | N
| 1164 | NSTAR | South | Plymouth | Wareham Sub | 714 | 1 | Wareham | D | 3-84-954 | WAR | 22.8kV | 22.8kV | 22.8kV | 0.67136 | 0.74944 |  | 12.4399 | 12.4249 |  | 5.397% | 6.032% |  |  | N | N | N
| 1166 | NSTAR | South | Plymouth | Wareham Sub | 714 | 1 | Wareham | D | 3-84-960 | WAR | 22.8kV | 22.8kV | 22.8kV | 8.3328 | 6.0349 |  | 12.4399 | 12.4249 |  | 66.98% | 48.57% |  |  | N | N | N
| 1169 | NSTAR | South | Plymouth | Wareham Sub | 714 | 1 | Wareham | D | 3-84-965 | BRN | 22.8kV | 22.8kV | 22.8kV | 1.6587 | 1.5778 |  | 9.873 | 9.861 |  | 16.8% | 16% |  |  | N | N | N
| 1170 | NSTAR | South | Plymouth | Wareham Sub | 714 | 1 | Wareham | D | 3-84-968 | WAR | 22.8kV | 22.8kV | 22.8kV | 2.1721 | 0.43388 |  | 17.7713 | 17.7498 |  | 12.22% | 2.444% |  |  | N | N | N
| 1174 | NSTAR | South | Plymouth | MUNI | MUNI | MUNI | Rochester | D | 3-85-953-MIDMUNI | ROC |  | 22.8kV | 22.8kV | [10 empty] | N | N | N
| 1175 | NSTAR | South | Plymouth | Tremont Sub | 713 | 2 | Wareham | D | 3-85-955 | WAR | 22.8kV | 22.8kV | 22.8kV | 3.2383 | 2.4061 |  | 13.4272 | 13.411 |  | 24.12% | 17.94% |  |  | N | N | N
| 1178 | NSTAR | South | Plymouth | Tremont Sub | 713 | 2 | Wareham | D | 3-85-969 | MRN | 22.8kV | 22.8kV | 22.8kV | 2.3695 | 0 |  | 15.5993 | 15.5804 |  | 15.19% | 0% |  |  | N | N | N
| 1182 | NSTAR | South | Plymouth | Garland Sub | 733 | 1 | Plymouth | D | 3-88-10J2 | BRN |  | 4.16kV | 4.16kV | [10 empty] | N | N | N
| 1188 | NSTAR | South | Plymouth | Valley Sub | 715 | 1 | Plymouth | D | 3-88-924 | PLY |  | 22.8kV | 22.8kV | [10 empty] | N | N | N
| 1197 | NSTAR | South | Cape & Vineyard | Falmouth Sub | 933 | 1 | Falmouth | D | 4-107-830 | FAL | 4.8kV | 4.8kV | 4.8kV | 1.588 | 1.4781 |  | 4.0739 | 4.069 |  | 38.98% | 36.33% |  |  | N | N | N
| 1198 | NSTAR | South | Cape & Vineyard | Falmouth Sub | 933 | 1 | Falmouth | D | 4-107-832 | FAL | 4.8kV | 4.8kV | 4.8kV | 2.7021 | 2.7486 |  | 4.0739 | 4.069 |  | 66.33% | 67.55% |  |  | N | N | N
| 1210 | NSTAR | South | Cape & Vineyard | STA 976 | 928 | 2 | Provincetown | D | 4-675-675 | PRO |  | 22.8kV | 22.8kV |  | 12.3854 | 12.4249 |  | 15.9 | 15.7776 |  | 77.9% | 78.75% |  | N | N | N
| 1211 | NSTAR | South | Cape & Vineyard | STA 981 | 981 | 1 | Provincetown | D | 4-675-971 | PRO |  | 4.16kV | 4.16kV |  | 1.9182 | 1.9255 |  | 4 | 4.9046 |  | 47.96% | 39.26% |  | N | N | N
| 1212 | NSTAR | South | Cape & Vineyard | STA 983 | 983 | 1 | Provincetown | D | 4-675-974 | PRO |  | 4.16kV | 4.16kV |  | 2.3106 | 2.0635 |  | 5 | 4.069 |  | 46.21% | 50.71% |  | N | N | N
| 1216 | NSTAR | South | Cape & Vineyard | Falmouth Sub | 933 | 1 | Falmouth | D | 4-72-434 | FAL |  | 22.8kV | 22.8kV | [10 empty] | N | N | N
| 1220 | NSTAR | South | Cape & Vineyard | Falmouth Sub | 933 | 1 | Falmouth | D | 4-75-225 | OKB |  | 22.8kV | 22.8kV | [10 empty] | N | N | N
| 1227 | NSTAR | South | Cape & Vineyard | Hatchville Sub | 936 | 1 | Falmouth | D | 4-77A-454 | MAS |  | #N/A | #N/A | [10 empty] | N | N | N
| 1228 | NSTAR | South | Cape & Vineyard | Hatchville Sub | 936 | 1 | Falmouth | D | 4-77A-456 | MAS |  | #N/A | #N/A | [10 empty] | N | N | N
| 1230 | NSTAR | South | Cape & Vineyard | Mashpee Sub | 946 | 1 | Mashpee | D | 4-77B-452 | MAS |  | 22.8kV | 22.8kV | [10 empty] | N | N | N
| 1257 | NSTAR | South | Cape & Vineyard | Oak Street Sub | 920 | 1 | Barnstable | D | 4-82-508 | BNS |  | 22.8kV | 22.8kV | [10 empty] | N | N | N
| 1258 | NSTAR | South | Cape & Vineyard | Oak Street Sub | 920 | 1 | Barnstable | D | 4-82-516 | BNS |  | 22.8kV | 22.8kV | [10 empty] | N | N | N
| 1259 | NSTAR | South | Cape & Vineyard | Oak Street Sub | 920 | 1 | Barnstable | D | 4-82-518 | BNS |  | 22.8kV | 22.8kV | [10 empty] | N | N | N
| 1284 | NSTAR | South | Cape & Vineyard | Mashpee Sub | 946 | 1 | Mashpee | D | 4-88-453 | MAS |  | 22.8kV | 22.8kV | [10 empty] | N | N | N
| 1285 | NSTAR | South | Cape & Vineyard | Mashpee Sub | 946 | 1 | Mashpee | D | 4-88-455 | MAS |  | #N/A | #N/A | [10 empty] | N | N | N
| 1287 | NSTAR | South | Cape & Vineyard | Mashpee Sub | 946 | 1 | Mashpee | D | 4-88-483 | MAS |  | #N/A | #N/A | [10 empty] | N | N | N
| 1301 | NSTAR | South | Cape & Vineyard | Orleans Sub | 975 | 2 | Orleans | D | 4-89B-628 | ORL |  | 22.8kV | 22.8kV | [10 empty] | N | N | N
| 1306 | NSTAR | South | Cape & Vineyard | Hyannis Junction | 961 | 1 | Barnstable | D | 4-90-541 | YAR |  | 22.8kV | 22.8kV | [10 empty] | N | N | N
| 1309 | NSTAR | South | Cape & Vineyard | Hyannis Junction | 961 | 1 | Hyannis | D | 4-90-965 | DEN |  | 8.3kV | 8.3kV | [10 empty] | N | N | N
| 1312 | NSTAR | South | Cape & Vineyard | Falmouth Sub | 933 | 1 | Falmouth | D | 4-91-126 | CHL |  | 8.3kV | 8.3kV | [10 empty] | N | N | N
| 1313 | NSTAR | South | Cape & Vineyard | Falmouth Sub | 933 | 1 | Falmouth | D | 4-91-220 | TIS |  | 22.8kV | 22.8kV | [10 empty] | N | N | N
| 1314 | NSTAR | South | Cape & Vineyard | Falmouth Sub | 933 | 1 | Falmouth | D | 4-91-222 | TIS |  | 22.8kV | 22.8kV | [10 empty] | N | N | N
| 1315 | NSTAR | South | Cape & Vineyard | Falmouth Sub | 933 | 1 | Falmouth | D | 4-91-226 | CHL |  | 22.8kV | 22.8kV | [10 empty] | N | N | N
| 1320 | NSTAR | South | Cape & Vineyard | Hyannis Junction | 961 | 2 | Barnstable | D | 4-92A-536 | YAR |  | 22.8kV | 22.8kV | [10 empty] | N | N | N
| 1322 | NSTAR | South | Cape & Vineyard | Hyannis Junction | 961 | 2 | Barnstable | D | 4-92A-557 | YAR |  | 22.8kV | 22.8kV | [10 empty] | N | N | N
| 1323 | NSTAR | South | Cape & Vineyard | Hyannis Junction | 961 | 2 | Barnstable | D | 4-92A-558 | YAR |  | 22.8kV | 22.8kV | [10 empty] | N | N | N
| 1332 | NSTAR | South | Cape & Vineyard | Harwich Sub | 968 | 1 | Harwich | D | 4-92B-551 | YAR |  | 22.8kV | 22.8kV | [10 empty] | N | N | N
| 1333 | NSTAR | South | Cape & Vineyard | Harwich Sub | 968 | 1 | Harwich | D | 4-92B-560 | YAR |  | 22.8kV | 22.8kV | [10 empty] | N | N | N
| 1334 | NSTAR | South | Cape & Vineyard | Harwich Sub | 968 | 1 | Harwich | D | 4-92B-563 | YAR |  | 22.8kV | 22.8kV | [10 empty] | N | N | N
| 1335 | NSTAR | South | Cape & Vineyard | Harwich Sub | 968 | 1 | Harwich | D | 4-92B-568 | YAR |  | 22.8kV | 22.8kV | [10 empty] | N | N | N
| 1341 | NSTAR | South | Cape & Vineyard | HYN Junction | 961 | 1 | Barnstable | D | 4-93-521 | HYN |  | 22.8kV | 22.8kV | [10 empty] | N | N | N
| 1342 | NSTAR | South | Cape & Vineyard | Hyannis Junction | 961 | 1 | Barnstable | D | 4-93-531 | HYN |  | 22.8kV | 22.8kV | [10 empty] | N | N | N
| 1343 | NSTAR | South | Cape & Vineyard | Hyannis Junction | 961 | 1 | Barnstable | D | 4-93-532 | HYN |  | 22.8kV | 22.8kV | [10 empty] | N | N | N
| 1344 | NSTAR | South | Cape & Vineyard | HYN Sub | 912 | 1 | Hyannis | D | 4-93-905 | HYN |  | 4.16kV | 4.16kV | [10 empty] | N | N | N
| 1345 | NSTAR | South | Cape & Vineyard | Hyannis Junction | 961 | 1 | Barnstable | D | 4-93-93 | HYN |  | 22.8kV | 22.8kV | [10 empty] | N | N | N
| 1348 | NSTAR | South | Cape & Vineyard | Orleans Sub | 975 | 1 | Orleans | D | 4-94A-640 | EAS |  | 22.8kV | 22.8kV | [10 empty] | N | N | N
| 1362 | NSTAR | South | Cape & Vineyard | Harwich Sub | 973 | 1 | Harwich | D | 4-95A-930 | HAR |  | 4.16kV | 4.16kV | [10 empty] | N | N | N
| 1364 | NSTAR | South | Cape & Vineyard | Orleans Sub | 975 | 2 | Orleans | D | 4-95B-600 | HAR |  | 22.8kV | 22.8kV | [10 empty] | N | N | N
| 1365 | NSTAR | South | Cape & Vineyard | Orleans Sub | 975 | 2 | Orleans | D | 4-95B-606 | CHM |  | 22.8kV | 22.8kV | [10 empty] | N | N | N
| 1366 | NSTAR | South | Cape & Vineyard | Orleans Sub | 975 | 2 | Orleans | D | 4-95B-608 | CHM |  | 22.8kV | 22.8kV | [10 empty] | N | N | N
| 1369 | NSTAR | South | Cape & Vineyard | ORL Sub | 975 | 2 | Orleans | D | 4-95B-628 | ORL |  | 22.8kV | 22.8kV | [10 empty] | N | N | N
| 1374 | NSTAR | South | Cape & Vineyard | Wellfleet Sub | 976 | 2 | Wellfleet | D | 4-96-674 | TRU |  | 22.8kV | 22.8kV | [10 empty] | N | N | N
| 1376 | NSTAR | South | Cape & Vineyard | Wellfleet Sub | 976 | 2 | Wellfleet | D | 4-96-676 | PRO |  | 22.8kV | 22.8kV | [10 empty] | N | N | N
| 1382 | NSTAR | South | Cape & Vineyard | Vinyard Haven Sub | 982 | 1 | Vineyard Haven | D | 4-97-121 | VIN |  | 4.8kV | 4.8kV | [10 empty] | N | N | N
| 1383 | NSTAR | South | Cape & Vineyard | Vinyard Haven Sub | 982 | 1 | Vineyard Haven | D | 4-97-122 | VIN |  | 4.8kV | 4.8kV | [10 empty] | N | N | N
| 1384 | NSTAR | South | Cape & Vineyard | Oak Bluffs Sub | 918 | 1 | Oak Bluffs | D | 4-97-123 | EDG |  | 8.3kV | 8.3kV | [10 empty] | N | N | N
| 1385 | NSTAR | South | Cape & Vineyard | Chilmark | 955 | 1 | Chilmark | D | 4-97-126 | CHI |  | 8.3kV | 8.3kV | [10 empty] | N | N | N
| 1388 | NSTAR | South | Cape & Vineyard | Falmouth Sub | 933 | 1 | Falmouth | D | 4-97-225 | OKB |  | 22.8kV | 22.8kV | [10 empty] | N | N | N
| 1390 | NSTAR | South | Cape & Vineyard | Falmouth Sub | 933 | 1 | Falmouth | D | 4-97-227 | EDG |  | 22.8kV | 22.8kV | [10 empty] | N | N | N
| 1391 | NSTAR | South | Cape & Vineyard | Falmouth Sub | 933 | 1 | Falmouth | D | 4-97-228 | VIN |  | 22.8kV | 22.8kV | [10 empty] | N | N | N
| 1394 | NSTAR | South | Cape & Vineyard | Hatchville Sub | 936 | 1 | Falmouth | D | 4-98A-461 | FAL |  | 22.8kV | 22.8kV | [10 empty] | N | N | N
| 1396 | NSTAR | South | Cape & Vineyard | W. Falmouth Sub | 969 | 1 | Falmouth | D | 4-98A-856 | FAL | 4.8kV | 4.8kV | 4.8kV | [10 empty] | N | N | N
| 1404 | NSTAR | South | Cape & Vineyard | Falmouth Sub | 933 | 3 | Falmouth | D | 4-99-223 | EDG |  | 22.8kV | 22.8kV | [10 empty] | N | N | N
| 1473 | NSTAR | West | Waltham | Grant Street | 34 | 14B | Lexington | D | 3403 | LEX |  | 4.16kV | 4.16kV | [10 empty] | N | N | N
| 1487 | NSTAR | West | Southboro | N/A | 126 | NGRID | Hopkinton | D | 126-H1-NGRID | HOK |  | #N/A | #N/A | [10 empty] | N | N | N
| 1524 | NSTAR | West | Southboro | Speen Street | 433 | 110C | Framingham | D | 203-1348H1 | FRA | 13.8kV | 13.8kV | 13.8kV | 0.28684 | 0.23874 |  | 3.3464 | 3.3424 | 3.3424 | 8.571% | 7.143% |  |  | N | N | N
| 1525 | NSTAR | West | Southboro | Speen Street | 433 | 110C | Framingham | D | 203-1348H2 | FRA | 13.8kV | 13.8kV | 13.8kV | 0.11951 | 0.095496 |  | 3.3464 | 3.3424 | 3.3424 | 3.571% | 2.857% |  |  | N | N | N
| 1526 | NSTAR | West | Southboro | Speen Street | 433 | 110C | Framingham | D | 203-1348H3 | FRA | 13.8kV | 13.8kV | 13.8kV | 0.28684 | 0.23874 |  | 3.3464 | 3.3424 | 3.3424 | 8.571% | 7.143% |  |  | N | N | N
| 1527 | NSTAR | West | Southboro | Speen Street | 433 | 110C | Framingham | D | 203-1348H4 | FRA | 13.8kV | 13.8kV | 13.8kV | 0.40635 | 0.35811 |  | 3.3464 | 3.3424 | 3.3424 | 12.14% | 10.71% |  |  | N | N | N
| 1548 | NSTAR | West | Waltham | Trapelo Rd | 450 | 110B | Waltham | D | 244-1363 | WAL | 13.8kV | 13.8kV | 13.8kV | 1.5 |  |  | 11.4 |  |  | 13.16% |  |  |  | N | N | N
| 1559 | NSTAR | West | Southboro | SHERBORN 274 | 274 | 110B | Ashland, Framingham, Hopkinton, Sherborn | D | 274-H6 | SHE |  | 13.8kV | 13.8kV |  | 5.2284 | 5.2523 |  | 11.7 | 11.6983 |  | 44.69% | 44.9% |  | N | N | N
| 1579 | NSTAR | West | Waltham | Waltham | 292 | 110D | Newton | D | 288-1213H1 | NEE |  | 13.8kV | 13.8kV | [10 empty] | N | N | N
| 1580 | NSTAR | West | Waltham | Waltham | 292 | 110D | Newton | D | 288-1213H2 | NEE |  | 13.8kV | 13.8kV | [10 empty] | N | N | N
| 1588 | NSTAR | West | Waltham | Elliot Street | 292 | 110C | Newton | D | 292-H14 | NEW |  |  | 13.8kV |  |  | 100 |  |  | 11.5 |  |  | 869.6% |  | N | N | N
| 1589 | NSTAR | West | Waltham | NEWTON 292 | 292 | 110D | Newton | D | 292-H16 | NEW |  | 13.8kV | 13.8kV | [10 empty] | N | N | N
| 1598 | NSTAR | West | Walpole | Westwood | 312 | 14A | Westwood | D | 312-05 | WWO | 4.16kV | 4.16kV | 4.16kV | [10 empty] | N | N | N
| 1607 | NSTAR | West | Waltham | Marrett Road | 320 | 110A | Lexington | D | 320-H1 | LIC,WAL |  | 13.8kV | 13.8kV | [10 empty] | N | N | N
| 1614 | NSTAR | West | Waltham | Lexington 320 | 320 | 110B | Lexington | D | 320-H9 | LEX |  |  | 13.8kV |  |  | 0.2 |  |  | 2 |  |  | 10% |  | N | N | N
| 1619 | NSTAR | West | Walpole | Dedham | 20 | 14E | Dedham | D | 333-176H1 | DED |  | 13.8kV | 13.8kV | [10 empty] | N | N | N
| 1646 | NSTAR | West | Waltham | Trapelo Road | 450 | 110B | Waltham | D | 363-1369YH1 | WAL |  | 13.8kV | 13.8kV | [10 empty] | N | N | N
| 1654 | NSTAR | West | Waltham | Trapelo Road | 450 | 110B | Waltham | D | 373-1358H1 | WAL |  | 13.8kV | 13.8kV | [10 empty] | N | N | N
| 1655 | NSTAR | West | Waltham | Trapelo Road | 450 | 110B | Waltham | D | 373-1358H3 | WAL |  | 13.8kV | 13.8kV | [10 empty] | N | N | N
| 1656 | NSTAR | West | Waltham | Trapelo Road | 450 | 110B | Waltham | D | 373-1358H4 | WAL |  | 13.8kV | 13.8kV | [10 empty] | N | N | N
| 1657 | NSTAR | West | Waltham | Chestnut St | 148 | 110B | Needham | D | 378-93 | NEE | 13.8kV | 13.8kV | 13.8kV | 0 |  |  | 11 |  |  | 0% |  |  |  | N | N | N
| 1658 | NSTAR | West | Waltham | Chestnut St | 381 | 14B | Needham | D | 381-01 | NEE |  | 4.16kV | 4.16kV | [10 empty] | N | N | N
| 1659 | NSTAR | West | Waltham | Chestnut St | 381 | 14B | Needham | D | 381-02 | NEE |  | 4.16kV | 4.16kV | [10 empty] | N | N | N
| 1660 | NSTAR | West | Waltham | Chestnut St | 381 | 14B | Needham | D | 381-04 | NEE |  | 4.16kV | 4.16kV | [10 empty] | N | N | N
| 1677 | NSTAR | West | Southboro | Speen Street | 433 | 110C | Framingham | D | 408-1433H1 | NAT |  | 13.8kV | 13.8kV | [10 empty] | N | N | N
| 1782 | NSTAR | West | Southboro | Sherborn | 274 | 110A | Sherborn | D | 65-1325H1 | ASH,FRA,HOL,HOK |  | 13.8kV | 13.8kV | [10 empty] | N | N | N
| 1783 | NSTAR | West | Southboro | Medway | 65 | 110B | Medway | D | 65-1325H3 | HOK |  | 13.8kV | 13.8kV | [10 empty] | N | N | N
| 1784 | NSTAR | West | Southboro | Sherborn | 274 | 110A | Sherborn | D | 65-1325H5 | ASH |  | 13.8kV | 13.8kV | [10 empty] | N | N | N
| W10 | WMECO | NORTHERN | PITTSFIELD | Pleasant_16B | 16B | 16B-1X,16B-2X | LEE | D | 16B2 | LEE | 23kV | 23kV | 23 | 3.9 | 0 |  | 21.5 | 21.5 | 21.5 | 18.14% | 0% |  |  | N | N | N
| W100 | WMECO | NORTHERN | HADLEY | Dell_St_29H | 29H | 29H-1X | MONTAGUE | D | 29H1 | MONTAGUE | 4.8 | 4.8 | 4.8 | [10 empty] | N | N | N
| W101 | WMECO | NORTHERN | HADLEY | Dell_St_29H | 29H | 29H-1X | MONTAGUE | D | 29H2 | MONTAGUE | 4.8 | 4.8 | 4.8 | 5.7 | [9 empty] | N | N | N
| W102 | WMECO | NORTHERN | PITTSFIELD | Dalton_29M | 29M | 29M-1X | DALTON | D | 29M1 | DALTON | n/a | n/a | n/a | [10 empty] | N | N | N
| W103 | WMECO | NORTHERN | PITTSFIELD | Dalton_29M | 29M | n/a | DALTON | D | 29M11 | DALTON | 23kV | 23kV | 23 | [10 empty] | N | N | N
| W104 | WMECO | NORTHERN | PITTSFIELD | Dalton_29M | 29M | 29M-1X | DALTON | D | 29M2 | DALTON | n/a | n/a | n/a | [10 empty] | N | N | N
| W114 | WMECO | NORTHERN | PITTSFIELD | Renne_31L | 31L | 31L-1X,31L-2X | PITTSFIELD | D | 31L2 | PITTSFIELD | n/a | n/a | n/a | [10 empty] | N | N | N
| W115 | WMECO | NORTHERN | HADLEY | Beers_Plain_33P | 33P | 33P-1X | NORTHFIELD | D | 33P1 | NORTHFIELD | n/a | n/a | n/a | 7 | [9 empty] | N | N | N
| W116 | WMECO | NORTHERN | HADLEY | Ashfield_38A | 38A | 38A-1X | ASHFIELD | D | 38A1 | ASHFIELD | 23kV | 23kV | 23 |  | 6.91 | 1.9 | 12 | 12 | 12 |  | 57.58% | 15.83% |  | N | N | N
| W117 | WMECO | NORTHERN | PITTSFIELD | Worthington_4G | 4G | 4G-1X | PITTSFIELD | D | 4G2 | PITTSFIELD | n/a | n/a | n/a | [10 empty] | N | N | N
| W118 | WMECO | NORTHERN | PITTSFIELD | Worthington_4G | 4G | 4G-1X | PITTSFIELD | D | 4G3 | PITTSFIELD | 4.16kV | 4.16kV | n/a | 6.5 | [9 empty] | N | N | N
| W119 | WMECO | NORTHERN | PITTSFIELD | Silver_Lake_5C | 5C | 5C-1X | PITTSFIELD | D | 5C1 | PITTSFIELD | n/a | n/a | n/a | [10 empty] | N | N | N
| W120 | WMECO | NORTHERN | PITTSFIELD | Silver_Lake_5C | 5C | 5C-1X | PITTSFIELD | D | 5C2 | PITTSFIELD | 4.16kV | 4.16kV | n/a | [10 empty] | N | N | N
| W121 | WMECO | NORTHERN | PITTSFIELD | Silver_Lake_5C | 5C | 5C-1X | PITTSFIELD | D | 5C4 | PITTSFIELD | n/a | n/a | n/a | [10 empty] | N | N | N
| W122 | WMECO | NORTHERN | PITTSFIELD | Silver_Lake_5C | 5C | 5C-1X | PITTSFIELD | D | 5C5 | PITTSFIELD | 4.16kV | 4.16kV | n/a | [10 empty] | N | N | N
| W123 | WMECO | NORTHERN | PITTSFIELD | Silver_Lake_5C | 5C | 5C-1X | PITTSFIELD | D | 5C6 | PITTSFIELD | n/a | n/a | n/a | 4.6 | [9 empty] | N | N | N
| W124 | WMECO | NORTHERN | PITTSFIELD | Dorchester_7N | 7N | 7N-1X,7N-2X | PITTSFIELD | D | 7N1 | PITTSFIELD | 4.16kV | 4.16kV | n/a | [10 empty] | N | N | N
| W125 | WMECO | NORTHERN | PITTSFIELD | Dorchester_7N | 7N | 7N-1X,7N-2X | PITTSFIELD | D | 7N2 | PITTSFIELD | 4.16kV | 4.16kV | n/a | 3.6 | [9 empty] | N | N | N
| W134 | WMECO | SOUTHERN | SPRINGFIELD | Chicopee_18L | 18L | 18L-3X | CHICOPEE | D | 18L16 | CHICOPEE | 13.8kV | 13.8kV | 13.8 | 4.5 | 0 |  | 7.8 | 7.8 | 7.8 | 57.69% | 0% |  |  | N | N | N
| W15 | WMECO | NORTHERN | PITTSFIELD | Pleasant_16B | 16B | 16B-1X,16B-2X | LEE | D | 16B8 | LEE | 23kV | 23kV | 23 |  | 4.7 | 4.7 | 21.4 | 21.4 | 21.4 |  | 21.96% | 21.96% |  | N | N | N
| W156 | WMECO | SOUTHERN | SPRINGFIELD | Piper_21N | 21N | 21N-2X | WEST SPRINGFIELD | D | 21N9 | WEST SPRINGFIELD | 13.8kV | 13.8kV | 13.8 |  | 6.4 | 6.6 | 12.8 | 12.8 | 12.8 |  | 50% | 51.56% |  | N | N | N
| W164 | WMECO | SOUTHERN | SPRINGFIELD | Clinton_21S | 21S | 21S-3X | SPRINGFIELD | D | 21S16 | SPRINGFIELD | 13.8KV | 13.8KV | 13.8 |  | 2.9 | 2.8 | 12.1 | 12.1 | 12.1 |  | 23.97% | 23.14% |  | N | N | N
| W172 | WMECO | SOUTHERN | SPRINGFIELD | Clinton_21S | 21S | 21S-2X | SPRINGFIELD | D | 21S9 | SPRINGFIELD | 13.8kV | 13.8kV | 13.8 |  | 2.8 | 2.6 | 12.1 | 12.1 | 12.1 |  | 23.14% | 21.49% |  | N | N | N
| W19 | WMECO | NORTHERN | PITTSFIELD | Woodland_Rd_17G | 17G | 17G-1X,17G-2X | LEE | D | 17G5 | LEE | 23kV | 23kV | 23 | 0.3 | 0.3 |  | 17.2 | 17.2 | 17.2 | 1.744% | 1.744% |  |  | N | N | N
| W192 | WMECO | SOUTHERN | SPRINGFIELD | Orchard_27A | 27A | 27A-1X | SPRINGFIELD | D | 27A7 | LUDLOW | 13.8kV | 13.8kV | 13.8 |  | 3.5 | 3.5 | 10.5 | 10.5 | 10.5 |  | 33.33% | 33.33% |  | N | N | N
| W193 | WMECO | SOUTHERN | SPRINGFIELD | Orchard_27A | 27A | 27A-2X | SPRINGFIELD | D | 27A9 | LUDLOW | 13.8kV | 13.8kV | n/a | 7.4 | [9 empty] | N | N | N
| W194 | WMECO | SOUTHERN | SPRINGFIELD | Southwick_29A | 29A | 29A-1X | SOUTHWICK | D | 29A1 | SOUTHWICK | 23kV | 23kV | 23 |  | 7.7 | 9.4 | 21.3 | 21.3 | 21.3 |  | 36.15% | 44.13% |  | N | N | N
| W195 | WMECO | SOUTHERN | SPRINGFIELD | Southwick_29A | 29A | 29A-1X | SOUTHWICK | D | 29A2 | SOUTHWICK | n/a | n/a | n/a | 6.9 | [9 empty] | N | N | N
| W20 | WMECO | NORTHERN | PITTSFIELD | Woodland_Rd_17G | 17G | 17G-1X,17G-2X | LEE | D | 17G6 | LEE | 23kV | 23kV | 23 | 2.1 | 0.3 |  | 17.2 | 17.2 | 17.2 | 12.21% | 1.744% |  |  | N | N | N
| W204 | WMECO | SOUTHERN | SPRINGFIELD | N/A | N/A | N/A | LUDLOW | D | 32N | LUDLOW | 13.8 | 14.8 | 13.8 | [10 empty] | N | N | N
| W205 | WMECO | SOUTHERN | SPRINGFIELD | Ravenwood_32N | 32N | 32N-1X | Ludlow | D | 32N1 | LUDLOW | 4.16kV | 4.16kV | 4.16kV | 8.5 | [9 empty] | N | N | N
| W207 | WMECO | SOUTHERN | SPRINGFIELD | N/A | N/A | N/A | LUDLOW | D | 32N2 | LUDLOW | 2.16kV | 2.16kV | 0.48 | 0 | [9 empty] | N | N | N
| W209 | WMECO | SOUTHERN | SPRINGFIELD | N/A | N/A | N/A | SPRINGFIELD | D | 47A1 | SPRINGFIELD | n/a | n/a | n/a | 0 | [9 empty] | N | N | N
| W22 | WMECO | NORTHERN | PITTSFIELD | Woodland_Rd_17G | 17G | 17G-1X,17G-2X | LEE | D | 17G8 | LEE | 23kV | 23kV | 23 |  | 0.2 |  | 15.6 | 15.6 | 15.6 |  | 1.282% |  |  | N | N | N
| W221 | WMECO | SOUTHERN | SPRINGFIELD | East_Springfield_5J | 5J | N/A | SPRINGFIELD | D | 5JNW_2 | SPRINGFIELD | 13.8 | 13.8kV | 13.8 | 0 | [9 empty] | N | N | N
| W224 | WMECO | SOUTHERN | SPRINGFIELD | N/A | N/A | N/A | SPRINGFIELD | D | 605C | SPRINGFIELD | 13.8 | 13.8kV | 13.8 | 0 | [9 empty] | N | N | N
| W226 | WMECO | SOUTHERN | SPRINGFIELD | Wilbraham_6N | 6N | 6N-2X | SPRINGFIELD | D | 6N5 | SPRINGFIELD | n/a | n/a | n/a | [10 empty] | N | N | N
| W227 | WMECO | SOUTHERN | SPRINGFIELD | Wilbraham_6N | 6N | 6N-2X | SPRINGFIELD | D | 6N6 | SPRINGFIELD | n/a | n/a | n/a | [10 empty] | N | N | N
| W228 | WMECO | SOUTHERN | SPRINGFIELD | Wilbraham_6N | 6N | 6N-3X | SPRINGFIELD | D | 6N7 | SPRINGFIELD | n/a | n/a | n/a | [10 empty] | N | N | N
| W229 | WMECO | SOUTHERN | SPRINGFIELD | Wilbraham_6N | 6N | 6N-3X | SPRINGFIELD | D | 6N9 | SPRINGFIELD | n/a | n/a | n/a | [10 empty] | N | N | N
| W230 | WMECO | SOUTHERN | SPRINGFIELD | Converse_7J | 7J | 7J-3X | SPRINGFIELD | D | 7J3 | SPRINGFIELD | n/a | n/a | n/a | [10 empty] | N | N | N
| W231 | WMECO | SOUTHERN | SPRINGFIELD | Converse_7J | 7J | 7J-3X | SPRINGFIELD | D | 7J4 | SPRINGFIELD | n/a | n/a | n/a | 2.3 | [9 empty] | N | N | N
| W245 | WMECO | SOUTHERN | SPRINGFIELD | West_Springfield_8C | 8C | 8C-1X,8C-2X | WEST SPRINGFIELD | D | 8C32 | WEST SPRINGFIELD | 13.8kV | 13.8kV | 13.8 |  | 0.9 | 1 | 12.1 | 12.1 | 12.1 |  | 7.438% | 8.264% |  | N | N | N
| W34 | WMECO | NORTHERN | HADLEY | Podick_18G | 18G | 18G-7X,18G-8X | AMHERST | D | 18G1 | AMHERST | 13.8kV | 13.8kV | 13.8 | 0.6 | 0 |  | 14.3 | 14.3 | 14.3 | 4.196% | 0% |  |  | N | N | N
| W42 | WMECO | NORTHERN | HADLEY | Plainfield_18K | 18K | 18K-1X | PLAINFIELD | D | 18K2 | PLAINFIELD | 23kV | 23kV | 23 | 2 | 0 |  | 8 | 8 | 8 | 25% | 0% |  |  | N | N | N
| W56 | WMECO | NORTHERN | HADLEY | Midway_19B | 19B | 19B-2X,19B-3X | EASTHAMPTON | D | 19B2 | EASTHAMPTON | 13.8kV | 13.8kV | 13.8 |  | 4.7 | 4.6 | 12.8 | 12.8 | 12.8 |  | 36.72% | 35.94% |  | N | N | N
| W57 | WMECO | NORTHERN | HADLEY | Midway_19B | 19B | 19B-2X,19B-3X | EASTHAMPTON | D | 19B3 | EASTHAMPTON | n/a | n/a | n/a | [10 empty] | N | N | N
| W58 | WMECO | NORTHERN | HADLEY | Midway_19B | 19B | 19B-2X,19B-3X | EASTHAMPTON | D | 19B4 | EASTHAMPTON | n/a | n/a | n/a | 11.7 | [9 empty] | N | N | N
| W62 | WMECO | NORTHERN | PITTSFIELD | Blandford_19J | 19J | 19J-2X | BLANDFORD | D | 19J1 | BLANDFORD | 23kV | 23kV | 23 | 2 | 0 |  | 14.8 | 14.8 | 14.8 | 13.51% | 0% |  |  | N | N | N
| W64 | WMECO | NORTHERN | PITTSFIELD | Blandford_19J | 19J | 19J-1X | BLANDFORD | D | 19J3 | BLANDFORD | 23kV | 23kV | 23 | 5.2 | 4.1 |  | 9.4 | 9.4 | 9.4 | 55.32% | 43.62% |  |  | N | N | N
| W65 | WMECO | NORTHERN | PITTSFIELD | Blandford_19J | 19J | 19J-2X | BLANDFORD | D | 19J4 | BLANDFORD | 23kV | 23kV | 23 |  | 5.1 | 9 | 18.2 | 18.2 | 18.2 |  | 28.02% | 49.45% |  | N | Y | N
| W66 | WMECO | NORTHERN | PITTSFIELD | Blandford_19J | 19J | 19J-2X | BLANDFORD | D | 19J5 | BLANDFORD | 23kV | 23kV | 23 | 2.1 | 4.1 | 4.1 |  | 14.8 | 14.8 |  | 27.7% | 27.7% |  | N | N | N
| W67 | WMECO | NORTHERN | PITTSFIELD | Blandford_19J | 19J | 19J-2X | BLANDFORD | D | 19J6 | BLANDFORD |  | 23kV | 23 |  |  | 4 |  |  | 15.8 |  |  | 25.32% |  | N | N | N
| W93 | WMECO | NORTHERN | HADLEY | Cumberland_22B | 22B | 22B-2X | GREENFIELD | D | 22B7 | GREENFIELD | 13.8kV | 13.8kV | 13.8 |  | 6.73 | 6.4 | 11 | 11 | 11 |  | 61.18% | 58.18% |  | N | N | N
| W94 | WMECO | NORTHERN | HADLEY | Cumberland_22B | 22B | 22B-2X | GREENFIELD | D | 22B8 | GREENFIELD |  | 13.8 | 13.8 |  | 4.5 | 1.8 |  | 12.8 | 12.8 |  | 35.16% | 14.06% |  | N | N | N
| W99 | WMECO | NORTHERN | HADLEY | Greenfield_28W | 28W | 28W-2X | GREENFIELD | D | 28WNW_1 | GREENFIELD | 4.8 | 4.8 | 4.8 | 0 | [9 empty] | N | N | N
| W98 | WMECO | NORTHERN | HADLEY | Greenfield_28W | 28W | 28W-2X | GREENFIELD | D | 28W9 | GREENFIELD | 4.8kV | 4.8kV | 4.8 | 8.5 | 0.6 | 0.6 | 1.3 | 1.3 | 1.3 | 653.8% | 46.15% | 46.15% | 248.7% | Y | N | N
| 880 | NSTAR | South | New Bedford | Pine Street | 611 | A | N. Bedford | D | 2020-02-21 | NEB | 13.2kV | 13.2kV | 13.2kV | 0 | 6.3027 | 6.3941 | 3.8411 | 3.8364 | 3.8364 | 0% | 164.3% | 166.7% | 110.3% | Y | N | N
| 173 | NSTAR | Central | Somerville | Willoughby St | 488 | 110C | Chelsea | D | 152-53H1 | EBO | 13.8kV | 13.8kV | 13.8kV | 0.86051 | 5.6581 | 4.178 | 3.3464 | 3.3424 | 3.3424 | 25.71% | 169.3% | 125% | 106.7% | Y | N | N
| 191 | NSTAR | Central | Somerville | Woburn | 211 | 14A | Woburn | D | 211-02 | WOB | 4.16kV | 4.16kV | 4.16kV | 1.7726 | 1.8064 | 1.7992 | 1.6933 | 1.6912 | 1.6912 | 104.7% | 106.8% | 106.4% | 106% | Y | N | N
| 1356 | NSTAR | South | Cape & Vineyard | N. Eastham Sub | 962 | 1 | Eastham | D | 4-94B-956 | EAS | 4.8kV | 4.8kV | 4.8kV | 2.7104 | 2.7403 | 2.7403 | 2.6189 | 2.6158 | 2.6158 | 103.5% | 104.8% | 104.8% | 104.3% | Y | N | N
| 900 | NSTAR | South | New Bedford | Industrial Park | 636 | 111 | N. Bedford | D | 2-102-604 | FRE | 13.2 | 13.2kV | 13.2kV | 3.1781 | 3.9278 | 9.2486 | 5.2587 | 5.2523 | 5.2523 | 60.43% | 74.78% | 176.1% | 103.8% | Y | N | N
| 737 | NSTAR | Central | Somerville | Alewife | 828 | 110A | Cambridge | D | 828-1103 | CAM | 13.8kV | 13.8kV | 13.8kV | 5.1869 | 5.4671 | 6.9951 | 5.8562 | 5.8491 | 5.8491 | 88.57% | 93.47% | 119.6% | 100.5% | Y | N | N
| 1732 | NSTAR | West | Waltham | Arsenal Street | 467 | 110B | Watertown | D | 467-H3 | NEW,WAT | 13.8kV | 13.8kV | 13.8kV | 10.0153 | 10.2897 | 12.2712 | 10.8759 | 10.8627 | 10.8627 | 92.09% | 94.73% | 113% | 99.93% | Y | N | N
| 897 | NSTAR | South | New Bedford | Industrial Park | 636 | 111 | N. Bedford | D | 2-102-102 | NEB | 13.2kV | 13.2kV | 13.2kV | 12.5065 | 11.4637 | 12.1716 | 12.1178 | 12.1031 | 12.1031 | 103.2% | 94.72% | 100.6% | 99.5% | Y | N | N
| 1787 | NSTAR | West | Walpole | Medway | 65 | 110B | Medway | D | 65-H3 | HOL,MDW,MLS,NOF,SHE | 13.8kV | 13.8kV | 13.8kV | 9.3939 | 9.5735 | 15.733 | 11.7125 | 11.6983 | 11.6983 | 80.2% | 81.84% | 134.5% | 98.84% | Y | N | N
| 742 | NSTAR | Central | Somerville | Alewife | 828 | 110C | Cambridge | D | 828-1339 | CAM | 13.8kV | 13.8kV | 13.8kV | 5.7606 | 6.2311 | 8.1649 | 6.8123 | 6.8041 | 6.8041 | 84.56% | 91.58% | 120% | 98.71% | Y | N | N
| 198 | NSTAR | Central | Somerville | Woburn | 211 | 110C | Woburn | D | 211-H10 | LEX,WIN,WOB | 13.8kV | 13.8kV | 13.8kV | 6.7884 | 7.1622 | 6.5415 | 6.9319 | 6.9235 | 6.9235 | 97.93% | 103.4% | 94.48% | 98.62% | Y | N | N
| 1222 | NSTAR | South | Cape & Vineyard | Falmouth Sub | 933 | 2 | Falmouth | D | 4-75-75 | FAL | 22.8kV | 22.8kV | 22.8kV | 24.2085 | 24.2581 | 24.4553 | 24.8799 | 24.8497 | 24.8497 | 97.3% | 97.62% | 98.41% | 97.78% | Y | N | N
| 1785 | NSTAR | West | Walpole | Medway | 65 | 110A | Medway | D | 65-H1 | FKL,MDW,MLS,NOF | 13.8kV | 13.8kV | 13.8kV | 9.4895 | 9.8122 | 14.9451 | 11.7125 | 11.6983 | 11.6983 | 81.02% | 83.88% | 127.8% | 97.55% | Y | N | N
| 1304 | NSTAR | South | Cape & Vineyard | Brewster Sub | 951 | 1 | Brewster | D | 4-89B-946 | BRE | 4.8kV | 4.8kV | 4.8kV | 1.854 | 1.8684 | 1.8684 | 1.9122 | 1.9099 | 1.9099 | 96.96% | 97.83% | 97.83% | 97.54% | Y | N | N
| 1500 | NSTAR | West | Walpole | South Street | 146 | 110C | Walpole | D | 146-H4 | WLP,WWO | 13.8kV | 13.8kV | 13.8kV | 8.2943 | 8.4275 | 7.6636 | 8.366 | 8.3559 | 8.3559 | 99.14% | 100.9% | 91.71% | 97.24% | Y | N | N
| 40 | NSTAR | Central | Boston | Central Street | 43 | 14D | Dorchester | D | 4303 | MIT | 4.16kV | 4.16kV | 4.16kV | 1.9959 | 1.8424 | 1.756 | 1.9455 | 1.9431 | 1.9431 | 102.6% | 94.81% | 90.37% | 95.93% | Y | N | N
| 124 | NSTAR | Central | Boston | Dorchester Ave | 139 | 14B | South Boston | D | 139-04 | SOB | 4.16kV | 4.16kV | 4.16kV | 1.542 | 1.6841 | 1.6337 | 1.6933 | 1.6912 | 1.6912 | 91.06% | 99.57% | 96.6% | 95.74% | Y | N | N
| 200 | NSTAR | Central | Somerville | Woburn | 211 | 110B | Woburn | D | 211-H12 | STN | 13.8kV | 13.8kV | 13.8kV | 7.0514 | 6.9235 | 10.6956 | 8.6051 | 8.5946 | 8.5946 | 81.94% | 80.56% | 124.4% | 95.65% | Y | N | N
| 1401 | NSTAR | South | Cape & Vineyard | Waquoit Sub | 970 | 1 | Falmouth | D | 4-98B-845 | FAL | 4.8kV | 4.8kV | 4.8kV | 2.9681 | 3.2801 | 3.2801 | 3.3256 | 3.3216 | 3.3216 | 89.25% | 98.75% | 98.75% | 95.58% | Y | N | N
| 1587 | NSTAR | West | Waltham | Elliot Street | 292 | 110C | Newton | D | 292-H12 | WAL | 13.8kV | 13.8kV | 13.8kV | 11.7125 | 11.8176 | 9.669 | 11.5929 | 11.5789 | 11.5789 | 101% | 102.1% | 83.51% | 95.53% | Y | N | N
| 1452 | NSTAR | West | Walpole | Stone Street | 26 | 14A | Walpole | D | 2607 | WLP | 4.16kV | 4.16kV | 4.16kV | 1.7509 | 1.6121 | 1.4825 | 1.6933 | 1.6912 | 1.6912 | 103.4% | 95.32% | 87.66% | 95.46% | Y | N | N
| 1359 | NSTAR | South | Cape & Vineyard | Harwich Sub | 968 | 2 | Harwich | D | 4-95A-599 | HAR | 22.8kV | 22.8kV | 22.8kV | 6.2002 | 6.7844 | 5.8772 | 6.7136 | 6.7055 | 6.7055 | 92.35% | 101.2% | 87.65% | 93.73% | Y | N | N
| 1691 | NSTAR | West | Southboro | Speen Street | 433 | 110C | Framingham | D | 433-H12 | FRA,NAT | 13.8kV | 13.8kV | 13.8kV | 8.5334 | 8.1888 | 7.7352 | 8.7246 | 8.714 | 8.714 | 97.81% | 93.97% | 88.77% | 93.52% | Y | N | N
| 1436 | NSTAR | West | Southboro | Mechanic St | 23 | 14A | Natick | D | 2305 | NAT | 4.16kV | 4.16kV | 4.16kV | 2.1472 | 2.195 | 1.9072 | 2.2337 | 2.231 | 2.231 | 96.13% | 98.39% | 85.48% | 93.33% | Y | N | N
| 445 | NSTAR | Central | Somerville | Dragon Court | 375 | 110B | Woburn | D | 375-H2 | STN | 13.8kV | 13.8kV | 13.8kV | 7.6011 | 7.2816 | 8.4753 | 8.366 | 8.3559 | 8.3559 | 90.86% | 87.14% | 101.4% | 93.14% | Y | N | N
| 255 | NSTAR | Central | Somerville | Mystic Station | 250 | 110B | Charlestown | D | 250-1N90H | CHT | 13.8kV | 13.8kV | 13.8kV | 10.8041 | 10.3136 | 11.1492 | 11.5929 | 11.5789 | 11.5789 | 93.2% | 89.07% | 96.29% | 92.85% | Y | N | N
| 46 | NSTAR | Central | Boston | Central Street | 43 | 14D | Dorchester | D | 4312 | DOR | 4.16kV | 4.16kV | 4.16kV | 2.0752 | 1.7488 | 1.5905 | 1.9455 | 1.9431 | 1.9431 | 106.7% | 90% | 81.85% | 92.84% | Y | N | N
| 681 | NSTAR | Central | Somerville | Putnam | 817 | 14A | Cambridge | D | 817-02 | CAM | 4.16kV | 4.16kV | 4.16kV | 1.578 | 2.3749 | 2.2598 | 2.2337 | 2.231 | 2.231 | 70.65% | 106.5% | 101.3% | 92.8% | Y | N | N
| 1608 | NSTAR | West | Waltham | Marrett Road | 320 | 110B | Lexington | D | 320-H2 | LEX,LIC | 13.8kV | 13.8kV | 13.8kV | 10.4456 | 11.0059 | 11.1014 | 11.7125 | 11.6983 | 11.6983 | 89.18% | 94.08% | 94.9% | 92.72% | Y | N | N
| 202 | NSTAR | Central | Somerville | Woburn | 211 | 110B | Woburn | D | 211-H14 | WOB WIN ARL | 13.8kV | 13.8kV | 13.8kV | 6.8123 | 8.0455 | 8.3559 | 8.366 | 8.3559 | 8.3559 | 81.43% | 96.29% | 100% | 92.57% | Y | N | N
| 545 | NSTAR | Central | Boston | Dewar Street | 483 | 110B | Dorchester | D | 483-H3 | DOR | 13.8kV | 13.8kV | 13.8kV | 7.5294 | 7.1622 | 8.523 | 8.366 | 8.3559 | 8.3559 | 90% | 85.71% | 102% | 92.57% | Y | N | N
| 569 | NSTAR | Central | Boston | Hyde Park | 496 | 110A | Hyde Park | D | 496-H5 | WRX HYP BKL | 13.8kV | 13.8kV | 13.8kV | 7.8163 | 7.8784 | 7.5203 | 8.366 | 8.3559 | 8.3559 | 93.43% | 94.29% | 90% | 92.57% | Y | N | N
| 1418 | NSTAR | West | Waltham | Homer Street | 17 | 14D | Newton | D | 1709 | NEW | 4.16kV | 4.16kV | 4.16kV | 2.4139 | 2.5189 | 2.2598 | 2.594 | 2.5908 | 2.5908 | 93.06% | 97.22% | 87.22% | 92.5% | Y | N | N
| 1411 | NSTAR | West | Waltham | Homer Street | 17 | 14C | Newton | D | 1701 | NEW | 4.16kV | 4.16kV | 4.16kV | 1.859 | 1.72 | 1.6121 | 1.8734 | 1.8712 | 1.8712 | 99.23% | 91.92% | 86.15% | 92.44% | Y | N | N
| 1337 | NSTAR | South | Cape & Vineyard | Harwich Sub | 968 | 1 | Harwich | D | 4-92B-571 | DEN | 22.8kV | 22.8kV | 22.8kV | 7.7009 | 8.3227 | 9.0721 | 9.0831 | 9.0721 | 9.0721 | 84.78% | 91.74% | 100% | 92.17% | Y | N | N
| 1218 | NSTAR | South | Cape & Vineyard | Edgartown | 960 | 1 | Edgartown | D | 4-75-123 | EDG | 8.3kV | 8.3kV | 8.3kV | 3.7235 | 3.561 | 3.8339 | 4.0254 | 4.0205 | 4.0205 | 92.5% | 88.57% | 95.36% | 92.14% | Y | N | N
| 1499 | NSTAR | West | Walpole | South Street | 146 | 110B | Walpole | D | 146-H3 | NOF,SHA,WLP | 13.8kV | 13.8kV | 13.8kV | 11.4017 | 10.2658 | 10.5762 | 11.7125 | 11.6983 | 11.6983 | 97.35% | 87.76% | 90.41% | 91.84% | Y | N | N
| 368 | NSTAR | Central | Somerville | Marrett Road | 320 | 110A | Lexington | D | 320-H7 | LEX LIC | 13.8kV | 13.8kV | 13.8kV | 7.9119 | 7.95 | 7.7829 | 8.6051 | 8.5946 | 8.5946 | 91.94% | 92.5% | 90.56% | 91.67% | Y | N | N
| 1728 | NSTAR | West | Waltham | Arsenal Street | 467 | 110A | Watertown | D | 467-H10 | WAT | 13.8kV | 13.8kV | 13.8kV | 11.1149 | 10.7433 | 10.2181 | 11.7125 | 11.6983 | 11.6983 | 94.9% | 91.84% | 87.35% | 91.36% | Y | N | N
| 1199 | NSTAR | South | Cape & Vineyard | Mashpee Sub | 946 | 1 | Mashpee | D | 4-452-452 | MAS | 22.8kV | 22.8kV | 22.8kV | 11.9265 | 12.6221 | 12.1882 | 13.4272 | 13.411 | 13.411 | 88.82% | 94.12% | 90.88% | 91.27% | Y | N | N
| 1674 | NSTAR | West | Waltham | Burlington | 391 | 110B | Burlington | D | 391-H7 | BED,BIL,BUR | 13.8kV | 13.8kV | 13.8kV | 8.7007 | 7.7352 | 7.0906 | 8.6051 | 8.5946 | 8.5946 | 101.1% | 90% | 82.5% | 91.2% | Y | N | N
| 407 | NSTAR | Central | Boston | Readville | 344 | 14C | Hyde Park | D | 344-07 | DED,HYP | 4.16kV | 4.16kV | 4.16kV | 2.7525 | 2.7852 | 2.8068 | 3.0624 | 3.0586 | 3.0586 | 89.88% | 91.06% | 91.76% | 90.9% | Y | N | N
| 1686 | NSTAR | West | Southboro | Acton | 416 | 110A | Maynard | D | 416-H8 | ACT | 13.8kV | 13.8kV | 13.8kV | 7.4099 | 6.7802 | 8.905 | 8.4856 | 8.4753 | 8.4753 | 87.32% | 80% | 105.1% | 90.8% | Y | N | N
| 553 | NSTAR | Central | Somerville | Willoughby St | 488 | 110A | Chelsea | D | 488-H1 | CHE | 13.8kV | 13.8kV | 13.8kV | 11.0432 | 11.0537 | 9.4064 | 11.5929 | 11.5789 | 11.5789 | 95.26% | 95.46% | 81.24% | 90.65% | Y | N | N
| 1447 | NSTAR | West | Walpole | Stone Street | 26 | 14B | Walpole | D | 2601 | WLP | 4.16kV | 4.16kV | 4.16kV | 2.1112 | 2.0295 | 1.72 | 2.1617 | 2.159 | 2.159 | 97.67% | 94% | 79.67% | 90.44% | Y | N | N
| 1673 | NSTAR | West | Waltham | Burlington | 391 | 110B | Burlington | D | 391-H6 | BUR | 13.8kV | 13.8kV | 13.8kV | 9.609 | 11.1969 | 10.5046 | 11.5929 | 11.5789 | 11.5789 | 82.89% | 96.7% | 90.72% | 90.1% | Y | N | N
| 1420 | NSTAR | West | Waltham | Homer Street | 17 | 14C | Newton | D | 1712 | NEW | 4.16kV | 4.16kV | 4.16kV | 1.4627 | 1.4466 | 1.2666 | 1.5492 | 1.5473 | 1.5473 | 94.42% | 93.49% | 81.86% | 89.92% | Y | N | N
| 1729 | NSTAR | West | Waltham | Arsenal Street | 467 | 110A | Watertown | D | 467-H12 | WAT NEW | 13.8kV | 13.8kV | 13.8kV | 10.7802 | 10.3136 | 10.0748 | 11.5929 | 11.5789 | 11.5789 | 92.99% | 89.07% | 87.01% | 89.69% | Y | N | N
| 534 | NSTAR | Central | Boston | Rockingham Ave | 468 | 24AB | W. Roxbury | D | 468-06 | WRX | 4.16kV | 4.16kV | 4.16kV | 2.7525 | 2.7348 | 2.7348 | 3.0624 | 3.0586 | 3.0586 | 89.88% | 89.41% | 89.41% | 89.57% | Y | N | N
| 689 | NSTAR | Central | Somerville | Putnam | 817 | 14A | Cambridge | D | 817-48 | CAM | 4.16kV | 4.16kV | 4.16kV | 1.7221 | 2.0583 | 1.7128 | 2.0536 | 2.0511 | 2.0511 | 83.86% | 100.4% | 83.51% | 89.24% | Y | N | N
| 422 | NSTAR | Central | Boston | Colburn St | 350 | 110A | Boston | D | 350-H6 | BOS ROX | 13.8kV | 13.8kV | 13.8kV | 10.0871 | 10.5046 | 10.4091 | 11.5929 | 11.5789 | 11.5789 | 87.01% | 90.72% | 89.9% | 89.21% | Y | N | N
| 1454 | NSTAR | West | Walpole | Stone Street | 26 | 14A | Walpole | D | 2609 | SHA,WLP | 4.16kV | 4.16kV | 4.16kV | 2.2914 | 1.4466 | 1.8496 | 2.0896 | 2.0871 | 2.0871 | 109.7% | 69.31% | 88.62% | 89.2% | Y | N | N
| 1502 | NSTAR | West | Walpole | South Street | 146 | 110B | Walpole | D | 146-H6 | MDF,WLP | 13.8kV | 13.8kV | 13.8kV | 8.0314 | 7.5681 | 6.7563 | 8.366 | 8.3559 | 8.3559 | 96% | 90.57% | 80.86% | 89.14% | Y | N | N
| 362 | NSTAR | Central | Boston | San Juan Street | 318 | 14A | Boston | D | 318-08 | BDT | 4.16kV | 4.16kV | 4.16kV | 1.7005 | 1.7848 | 1.7128 | 1.9455 | 1.9431 | 1.9431 | 87.41% | 91.85% | 88.15% | 89.14% | Y | N | N
| W79 | WMECO | NORTHERN | HADLEY | Montague_21C | 21C | 21C-3X | MONTAGUE | D | 21C1 | MONTAGUE | 13.8kV | 13.8kV | 13.8 | 7.6 | 7.19 | 7.9 | 8.5 | 8.5 | 8.5 | 89.41% | 84.59% | 92.94% | 88.98% | Y | N | N
| 509 | NSTAR | Central | Boston | Cummins Hwy | 441 | 14B | Roslindale | D | 441-02 | DOR,HYP,MIT | 4.16kV | 4.16kV | 4.16kV | 2.2697 | 2.159 | 2.4829 | 2.594 | 2.5908 | 2.5908 | 87.5% | 83.33% | 95.83% | 88.89% | Y | N | N
| 1754 | NSTAR | West | Walpole | Canton | 470 | 110C | Canton | D | 470-H7 | CAN,MIT | 13.8kV | 13.8kV | 13.8kV | 9.3222 | 9.7167 | 9.8838 | 10.8759 | 10.8627 | 10.8627 | 85.71% | 89.45% | 90.99% | 88.72% | Y | N | N
| 1272 | NSTAR | South | Cape & Vineyard | Harwich Sub | 968 | 2 | Harwich | D | 4-85-592 | HAR | 22.8kV | 22.8kV | 22.8kV | 8.4908 | 7.7705 | 7.8888 | 9.0831 | 9.0721 | 9.0721 | 93.48% | 85.65% | 86.96% | 88.7% | Y | N | N
| 254 | NSTAR | Central | Somerville | EVERETT 250 | 250 | 110A | Somerville | D | 250-1N81H1 | SOM EVR | 13.8kV | 13.8kV | 13.8kV | 10.111 | 10.2897 | 10.2897 | 11.5929 | 11.5789 | 11.5789 | 87.22% | 88.87% | 88.87% | 88.32% | Y | N | N
| 1718 | NSTAR | West | Southboro | West Framingham | 455 | 110B | Framingham | D | 455-H5 | ASH,FRA | 13.8kV | 13.8kV | 13.8kV | 10.852 | 10.1226 | 10.0032 | 11.7125 | 11.6983 | 11.6983 | 92.65% | 86.53% | 85.51% | 88.23% | Y | N | N
| 1777 | NSTAR | West | Waltham | Hartwell Avenue | 533 | 110A | Lexington | D | 533-H5 | BED | 13.8kV | 13.8kV | 13.8kV | 10.2066 | 9.5973 | 8.8811 | 10.8759 | 10.8627 | 10.8627 | 93.85% | 88.35% | 81.76% | 87.99% | Y | N | N
| 1737 | NSTAR | West | Waltham | Arsenal Street | 467 | 110B | Watertown | D | 467-H8 | WAL,WAT | 13.8kV | 13.8kV | 13.8kV | 6.3343 | 6.4221 | 6.7802 | 7.4099 | 7.4009 | 7.4009 | 85.48% | 86.77% | 91.61% | 87.96% | Y | N | N
| 80 | NSTAR | Central | Boston | Pingree St | 60 | 14AB | Hyde Park | D | 6005 | HYP,WRX | 4.16kV | 4.16kV | 4.16kV | 1.9239 | 1.9431 | 1.7344 | 2.1256 | 2.1231 | 2.1231 | 90.51% | 91.53% | 81.69% | 87.91% | Y | N | N
| 78 | NSTAR | Central | Boston | Pingree St | 60 | 14AB | Hyde Park | D | 6003 | DOR,HYP,MIT | 4.16kV | 4.16kV | 4.16kV | 2.068 | 2.0367 | 1.5905 | 2.1617 | 2.159 | 2.159 | 95.67% | 94.33% | 73.67% | 87.89% | Y | N | N
| 536 | NSTAR | Central | Boston | Rockingham Ave | 468 | 24AB | W. Roxbury | D | 468-08 | DED,HYP,WRX | 4.16kV | 4.16kV | 4.16kV | 2.666 | 2.6988 | 2.6988 | 3.0624 | 3.0586 | 3.0586 | 87.06% | 88.24% | 88.24% | 87.84% | Y | N | N
| 205 | NSTAR | Central | Somerville | Woburn | 211 | 110A | Woburn | D | 211-H2 | WOB | 13.8kV | 13.8kV | 13.8kV | 6.0236 | 6.0162 | 5.8969 | 6.8123 | 6.8041 | 6.8041 | 88.42% | 88.42% | 86.67% | 87.84% | Y | N | N
| 754 | NSTAR | Central | Somerville | Alewife | 828 | 110C | Cambridge | D | 828-1ND3 | CAM | 13.8kV | 13.8kV | 13.8kV | 7.9358 | 6.8996 | 7.7591 | 8.6051 | 8.5946 | 8.5946 | 92.22% | 80.28% | 90.28% | 87.59% | Y | N | N
| 456 | NSTAR | Central | Boston | K Street | 385 | 110D | South Boston | D | 385-H1 | SOB | 13.8kV | 13.8kV | 13.8kV | 5.7367 | 6.3266 | 6.446 | 7.0514 | 7.0428 | 7.0428 | 81.36% | 89.83% | 91.53% | 87.57% | Y | N | N
| 565 | NSTAR | Central | Boston | Hyde Park | 496 | 110A | Hyde Park | D | 496-H1XY | DOR,MIT | 13.8kV | 13.8kV | 13.8kV | 8.3182 | 8.141 | 7.6636 | 9.2026 | 9.1915 | 9.1915 | 90.39% | 88.57% | 83.38% | 87.45% | Y | N | N
| 430 | NSTAR | Central | Boston | Brook Rd | 362 | 14B | Milton | D | 362-05 | MIT | 4.16kV | 4.16kV | 4.16kV | 3.0624 | 3.037 | 3.0586 | 3.4947 | 3.4904 | 3.4904 | 87.63% | 87.01% | 87.63% | 87.42% | Y | N | N
| 559 | NSTAR | Central | Somerville | Willoughby St | 488 | 110B | Chelsea | D | 488-H7 | CHE | 13.8kV | 13.8kV | 13.8kV | 11.0432 | 9.7645 | 9.5257 | 11.5929 | 11.5789 | 11.5789 | 95.26% | 84.33% | 82.27% | 87.29% | Y | N | N
| 1776 | NSTAR | West | Waltham | Hartwell Avenue | 533 | 110A | Lexington | D | 533-H4 | LEX | 13.8kV | 13.8kV | 13.8kV | 9.2266 | 9.478 | 8.141 | 10.2783 | 10.2658 | 10.2658 | 89.77% | 92.33% | 79.3% | 87.13% | Y | N | N
| 1551 | NSTAR | West | Walpole | Canton | 470 | 110B | Canton | D | 269-1321H2 | CAN | 13.8kV | 13.8kV | 13.8kV | 8.5334 | 5.4194 | 7.8068 | 8.366 | 8.3559 | 8.3559 | 102% | 64.86% | 93.43% | 86.76% | Y | N | N
| 1570 | NSTAR | West | Waltham | Waltham | 282 | 110B | Waltham | D | 282-H10 | WAL,WTN | 13.8kV | 13.8kV | 13.8kV | 9.5612 | 9.9077 | 10.8865 | 11.7125 | 11.6983 | 11.6983 | 81.63% | 84.69% | 93.06% | 86.46% | Y | N | N
| 680 | NSTAR | Central | Somerville | Putnam | 817 | 14A | Cambridge | D | 817-01 | CAM | 4.16kV | 4.16kV | 4.16kV | 2.1761 | 1.828 | 1.4969 | 2.1256 | 2.1231 | 2.1231 | 102.4% | 86.1% | 70.51% | 86.33% | Y | N | N
| 1511 | NSTAR | West | Waltham | Needham | 148 | 14C | Needham | D | 148-06 | NEE | 4.16kV | 4.16kV | 4.16kV | 3.2209 | 3.253 | 2.6484 | 3.5307 | 3.5264 | 3.5264 | 91.22% | 92.24% | 75.1% | 86.19% | Y | N | N
| 208 | NSTAR | Central | Somerville | Woburn | 211 | 110C | Woburn | D | 211-H5 | WAY,WOB | 13.8kV | 13.8kV | 13.8kV | 7.5055 | 7.6397 | 6.4221 | 8.366 | 8.3559 | 8.3559 | 89.71% | 91.43% | 76.86% | 86% | Y | N | N
| 420 | NSTAR | Central | Boston | Colburn St | 350 | 110C | Boston | D | 350-H4 | BOS ROX | 13.8kV | 13.8kV | 13.8kV | 6.4777 | 7.1622 | 8.4991 | 8.6051 | 8.5946 | 8.5946 | 75.28% | 83.33% | 98.89% | 85.83% | Y | N | N
| 687 | NSTAR | Central | Somerville | Putnam | 817 | 14A | Cambridge | D | 817-09 | CAM | 4.16kV | 4.16kV | 4.16kV | 1.7509 | 2.4325 | 2.2958 | 2.5219 | 2.5189 | 2.5189 | 69.43% | 96.57% | 91.14% | 85.71% | Y | N | N
| 1497 | NSTAR | West | Walpole | South Street | 146 | 110A | Walpole | D | 146-H10 | NOR WLP | 13.8kV | 13.8kV | 13.8kV | 9.2505 | 9.9793 | 10.8388 | 11.7125 | 11.6983 | 11.6983 | 78.98% | 85.31% | 92.65% | 85.65% | Y | N | N
| 74 | NSTAR | Central | Somerville | Mystic Street | 59 | 14A | Arlington | D | 5905 | ARL | 4.16kV | 4.16kV | 4.16kV | 1.5708 | 1.6193 | 1.6193 | 1.8734 | 1.8712 | 1.8712 | 83.85% | 86.54% | 86.54% | 85.64% | Y | N | N
| 560 | NSTAR | Central | Somerville | Willoughby St | 488 | 110B | Chelsea | D | 488-H8 | CHE EBO | 13.8kV | 13.8kV | 13.8kV | 7.5055 | 7.019 | 6.8996 | 8.366 | 8.3559 | 8.3559 | 89.71% | 84% | 82.57% | 85.43% | Y | N | N
| 517 | NSTAR | Central | Boston | Lagrange St | 443 | 24AB | W. Roxbury | D | 443-07 | BKL,NEW | 4.16kV | 4.16kV | 4.16kV | 2.4571 | 2.3534 | 3.0299 | 3.0624 | 3.0586 | 3.0586 | 80.24% | 76.94% | 99.06% | 85.41% | Y | N | N
| 264 | NSTAR | Central | Somerville | Mystic Station | 250 | 110B | Charlestown | D | 250-H6 | SOM CHT | 13.8kV | 13.8kV | 13.8kV | 10.8759 | 9.9555 | 8.8334 | 11.5929 | 11.5789 | 11.5789 | 93.81% | 85.98% | 76.29% | 85.36% | Y | N | N
| 554 | NSTAR | Central | Somerville | Willoughby St | 488 | 110C | Chelsea | D | 488-H2 | CHE | 13.8kV | 13.8kV | 13.8kV | 9.5851 | 10.4568 | 9.6212 | 11.5929 | 11.5789 | 11.5789 | 82.68% | 90.31% | 83.09% | 85.36% | Y | N | N
| 716 | NSTAR | Central | Somerville | Mellen | 822 | 14A | Cambridge | D | 822-22 | CAM | 4.16kV | 4.16kV | 4.16kV | 1.9527 | 1.9863 | 2.5117 | 2.5219 | 2.5189 | 2.5189 | 77.43% | 78.86% | 99.71% | 85.33% | Y | N | N
| 1013 | NSTAR | South | New Bedford | Ash St. | 615 | E | New Bedford | D | 2-73-43 | NEB | 3.74kV | 3.74kV | 3.74kV | 1.4576 | 1.5787 | 1.7017 | 1.8527 | 1.8505 | 1.8505 | 78.67% | 85.31% | 91.96% | 85.31% | Y | N | N
| 891 | NSTAR | South | Plymouth | Duxbury Sub | 738 | 1 | Duxbury | D | 2025-03-25 | DUX | 22.8kV | 22.8kV | 22.8kV | 11.8476 | 11.8332 | 10.6499 | 13.4272 | 13.411 | 13.411 | 88.24% | 88.24% | 79.41% | 85.29% | Y | N | N
| 1788 | NSTAR | West | Walpole | Medway | 65 | 110A | Medway | D | 65-H4 | BLG,MDW | 13.8kV | 13.8kV | 13.8kV | 8.1748 | 7.9978 | 13.7037 | 11.7125 | 11.6983 | 11.6983 | 69.8% | 68.37% | 117.1% | 85.1% | Y | N | N
| 1668 | NSTAR | West | Waltham | Burlington | 391 | 110B | Burlington | D | 391-H16 | BUR | 13.8kV | 13.8kV | 13.8kV | 13.2423 | 13.4888 | 9.2154 | 14.1028 | 14.0857 | 14.0857 | 93.9% | 95.76% | 65.42% | 85.03% | Y | N | N
| 963 | NSTAR | South | New Bedford | Cross Rd. | 651 | 111 | Dartmouth | D | 2-532-532 | DAR | 13.2kV | 13.2kV | 13.2kV | 10.6316 | 11.8976 | 8.632 | 12.8037 | 12.7882 | 12.7882 | 83.04% | 93.04% | 67.5% | 81.19% | Y | Y | N
| 936 | NSTAR | South | New Bedford | Wing Lane | 624 | 1 | Acushnet | D | 2-241-241 | ACU | 13.2kV | 13.2kV | 13.2kV | 9.1226 | 13.1079 | 13.1307 | 15.3416 | 15.323 | 15.323 | 59.46% | 85.54% | 85.69% | 76.9% | Y | Y | N
| 535 | NSTAR | Central | Boston | Rockingham Ave | 468 | 24AB | W. Roxbury | D | 468-07 | WRX | 4.16kV | 4.16kV | 4.16kV | 2.1256 | 2.1374 | 2.159 | 3.0624 | 3.0586 | 3.0586 | 69.41% | 69.88% | 70.59% | 69.96% | Y | N | N
| 1578 | NSTAR | West | Waltham | Waltham | 282 | 110B | Waltham | D | 282-H9 | NEW,WAL | 13.8kV | 13.8kV | 13.8kV | 7.7924 | 8.3559 | 8.141 | 11.5929 | 11.5789 | 11.5789 | 67.22% | 72.16% | 70.31% | 69.9% | Y | N | N
| 1617 | NSTAR | West | Waltham | South Street | 322 | 14B | Bedford | D | 322-05 | BED,SUD | 4.16kV | 4.16kV | 4.16kV | 1.3691 | 1.3386 | 1.3674 | 1.9455 | 1.9431 | 1.9431 | 70.37% | 68.89% | 70.37% | 69.88% | Y | N | N
| 2 | NSTAR | Central | Boston | Roslindale | 13 | 14A | Roslindale | D | 1304 | WRX | 4.16kV | 4.16kV | 4.16kV | 1.8879 | 1.4681 | 2.0727 | 2.594 | 2.5908 | 2.5908 | 72.78% | 56.67% | 80% | 69.81% | Y | N | N
| 1568 | NSTAR | West | Southboro | Saxonville | 278 | 110M | Framingham | D | 278-H2 | FRA,NAT,WAY | 13.8kV | 13.8kV | 13.8kV | 9.2983 | 8.0694 | 7.1383 | 11.7125 | 11.6983 | 11.6983 | 79.39% | 68.98% | 61.02% | 69.8% | Y | N | N
| 1156 | NSTAR | South | Plymouth | Wareham Sub | 714 | 1 | Wareham | D | 3-83-83 | WAR | 22.8kV | 22.8kV | 22.8kV | 0 | 21.6942 | 22.8775 | 21.3256 | 21.2998 | 21.2998 | 0% | 101.9% | 107.4% | 69.75% | Y | N | N
| 1545 | NSTAR | West | Southboro | Leland Street | 240 | 110B | Framingham | D | 240-H4 | FRA | 13.8kV | 13.8kV | 13.8kV | 5.4738 | 4.5361 | 4.2257 | 6.8123 | 6.8041 | 6.8041 | 80.35% | 66.67% | 62.11% | 69.71% | Y | N | N
| 637 | NSTAR | Central | Boston | K Street | 385 | 110C | S. Boston | D | 574-70H | BDT SOB | 13.8kV | 13.8kV | 13.8kV | 4.3503 | 2.6261 | 4.0108 | 5.2587 | 5.2523 | 5.2523 | 82.73% | 50% | 76.36% | 69.7% | Y | N | N
| 140 | NSTAR | Central | Somerville | Willoughby St | 488 | 110C | Somerville | D | 14-113H1 | CHE | 13.8kV | 13.8kV | 13.8kV | 1.5059 | 5.0852 | 5.1329 | 5.6172 | 5.6104 | 5.6104 | 26.81% | 90.64% | 91.49% | 69.65% | Y | N | N
| 1627 | NSTAR | West | Southboro | Sudbury | 342 | 110B | Sudbury | D | 342-H2 | SUD | 13.8kV | 13.8kV | 13.8kV | 8.7246 | 8.141 | 7.3293 | 11.5929 | 11.5789 | 11.5789 | 75.26% | 70.31% | 63.3% | 69.62% | Y | N | N
| 1116 | NSTAR | South | Plymouth | Marshfield Sub | 739 | 1 | Marshfield | D | 3-24A-974 | MAF | 22.8kV | 22.8kV | 22.8kV | 7.8589 | 6.7449 | 5.9955 | 9.873 | 9.861 | 9.861 | 79.6% | 68.4% | 60.8% | 69.6% | Y | N | N
| 282 | NSTAR | Central | Boston | Washington St | 284 | 110B | Jamaica Plain | D | 284-08 | WRX | 4.16kV | 4.16kV | 4.16kV | 1.8518 | 1.8784 | 1.6769 | 2.594 | 2.5908 | 2.5908 | 71.39% | 72.5% | 64.72% | 69.54% | Y | N | N
| 537 | NSTAR | Central | Boston | Dewar Street | 483 | 14A | Dorchester | D | 483-01 | DOR | 4.16kV | 4.16kV | 4.16kV | 2.032 | 1.8712 | 1.5041 | 2.594 | 2.5908 | 2.5908 | 78.33% | 72.22% | 58.06% | 69.54% | Y | N | N
| 103 | NSTAR | Central | Boston | Andrew Sq | 106 | 110D | South Boston | D | 106-H3 | SOB | 13.8kV | 13.8kV | 13.8kV | 5.3782 | 6.2311 | 5.8253 | 8.366 | 8.3559 | 8.3559 | 64.29% | 74.57% | 69.71% | 69.52% | Y | N | N
| 1554 | NSTAR | West | Southboro | Sherborn | 274 | 110A | Sherborn | D | 274-H1 | ASH,FRA,HOL,SHE | 13.8kV | 13.8kV | 13.8kV | 8.9636 | 8.3082 | 7.1145 | 11.7125 | 11.6983 | 11.6983 | 76.53% | 71.02% | 60.82% | 69.46% | Y | N | N
| 1621 | NSTAR | West | Waltham | Pine Street | 33 | 33-1351, 33-1352, 33-1362 | Waltham | D | 33-H1 | NEW,WAL | 13.8kV | 13.8kV | 13.8kV | 6.2387 | 5.9685 | 5.7059 | 8.6051 | 8.5946 | 8.5946 | 72.5% | 69.44% | 66.39% | 69.44% | Y | N | N
| 748 | NSTAR | Central | Somerville | Alewife | 828 | 110C | Cambridge | D | 828-1379 | CAM | 13.8kV | 13.8kV | 13.8kV | 4.924 | 4.9419 | 4.5599 | 6.9319 | 6.9235 | 6.9235 | 71.03% | 71.38% | 65.86% | 69.43% | Y | N | N
| 1756 | NSTAR | West | Walpole | Canton | 470 | 110B | Canton | D | 470-H9 | CAN,WWO | 13.8kV | 13.8kV | 13.8kV | 8.0314 | 6.9712 | 7.6158 | 10.8759 | 10.8627 | 10.8627 | 73.85% | 64.18% | 70.11% | 69.38% | Y | N | N
| 1443 | NSTAR | West | Southboro | South Street | 24 | 14F | Framingham | D | 2408 | FRA | 4.16kV | 4.16kV | 4.16kV | 1.7077 | 2.0511 | 1.6337 | 2.594 | 2.5908 | 2.5908 | 65.83% | 79.17% | 63.06% | 69.35% | Y | N | N
| 1748 | NSTAR | West | Walpole | Canton | 470 | 110C | Canton | D | 470-H12 | CAN,SHA | 13.8kV | 13.8kV | 13.8kV | 8.5334 | 8.0933 | 7.7113 | 11.7125 | 11.6983 | 11.6983 | 72.86% | 69.18% | 65.92% | 69.32% | Y | N | N
| 1482 | NSTAR | West | Waltham | Spring Street | 124 | 14A | Watertown | D | 124-04 | WAL,WAT | 4.16kV | 4.16kV | 4.16kV | 1.3402 | 1.353 | 1.2738 | 1.9095 | 1.9072 | 1.9072 | 70.19% | 70.94% | 66.79% | 69.31% | Y | N | N
| 708 | NSTAR | Central | Somerville | Amory | 820 | 14A | Cambridge | D | 820-24 | CAM | 4.16kV | 4.16kV | 4.16kV | 1.8158 | 1.7344 | 1.6841 | 2.5219 | 2.5189 | 2.5189 | 72% | 68.86% | 66.86% | 69.24% | Y | N | N
| 1518 | NSTAR | West | Waltham | Needham | 148 | 110C | Needham | D | 148-H6 | NEE | 13.8kV | 13.8kV | 13.8kV | 8.0075 | 6.9951 | 10.0032 | 12.071 | 12.0564 | 12.0564 | 66.34% | 58.02% | 82.97% | 69.11% | Y | N | N
| 944 | NSTAR | South | New Bedford | Crystal Spring | 646 | 1 | Mattapoisett | D | 2-304-304 | MPO, MAR | 13.2kV | 13.2kV | 13.2kV | 8.1623 | 7.7414 | 6.828 | 10.9746 | 10.9613 | 10.9613 | 74.37% | 70.62% | 62.29% | 69.1% | Y | N | N
| 39 | NSTAR | Central | Boston | Central Street | 43 | 14F | Dorchester | D | 4302 | DOR | 4.16kV | 4.16kV | 4.16kV | 1.5348 | 1.4969 | 2.339 | 2.594 | 2.5908 | 2.5908 | 59.17% | 57.78% | 90.28% | 69.07% | Y | N | N
| 726 | NSTAR | Central | Somerville | Sherman | 825 | 14A | Cambridge | D | 825-20 | CAM | 4.16kV | 4.16kV | 4.16kV | 1.787 | 1.6984 | 1.7272 | 2.5219 | 2.5189 | 2.5189 | 70.86% | 67.43% | 68.57% | 68.95% | Y | N | N
| 1444 | NSTAR | West | Southboro | South Street | 24 | 14G | Framingham | D | 2409 | FRA | 4.16kV | 4.16kV | 4.16kV | 1.9239 | 1.7344 | 1.6984 | 2.594 | 2.5908 | 2.5908 | 74.17% | 66.94% | 65.56% | 68.89% | Y | N | N
| 243 | NSTAR | Central | Somerville | Mystic Station | 250 | 110A | Charlestown | D | 250-1N35H | CHT | 13.8kV | 13.8kV | 13.8kV | 7.386 | 8.2365 | 8.2843 | 11.5929 | 11.5789 | 11.5789 | 63.71% | 71.13% | 71.55% | 68.8% | Y | N | N
| 1697 | NSTAR | West | Southboro | Speen Street | 433 | 110A | Framingham | D | 433-H4 | FRA | 13.8kV | 13.8kV | 13.8kV | 7.0036 | 7.4009 | 9.7406 | 11.7125 | 11.6983 | 11.6983 | 59.8% | 63.27% | 83.27% | 68.78% | Y | N | N
| 1558 | NSTAR | West | Southboro | Sherborn | 274 | 110A | Sherborn | D | 274-H5 | ASH, HOL, HOP | 13.8kV | 13.8kV | 13.8kV | 6.2387 | 6.828 | 11.0537 | 11.7125 | 11.6983 | 11.6983 | 53.27% | 58.37% | 94.49% | 68.71% | Y | N | N
| 1089 | NSTAR | South | Plymouth | Kingston Sub | 735 | 2 | Kingston | D | 3-18-36J1 | KIN | 4.16kV | 4.16kV | 4.16kV | 1.5348 | 1.5401 | 1.0795 | 2.0176 | 2.0151 | 2.0151 | 76.07% | 76.43% | 53.57% | 68.69% | Y | N | N
| 1504 | NSTAR | West | Walpole | South Street | 146 | 110A | Walpole | D | 146-H8 | SHA,WLP | 13.8kV | 13.8kV | 13.8kV | 5.8562 | 5.9685 | 5.3955 | 8.366 | 8.3559 | 8.3559 | 70% | 71.43% | 64.57% | 68.67% | Y | N | N
| 106 | NSTAR | Central | Boston | Andrew Sq | 106 | 110D | South Boston | D | 106-H6 | BDT SOB ROX | 13.8kV | 13.8kV | 13.8kV | 5.904 | 6.1117 | 5.1807 | 8.366 | 8.3559 | 8.3559 | 70.57% | 73.14% | 62% | 68.57% | Y | N | N
| 1676 | NSTAR | West | Waltham | Burlington | 391 | 110A | Burlington | D | 391-H9 | BUR,LEX,WOB | 13.8kV | 13.8kV | 13.8kV | 7.0992 | 7.9023 | 9.0244 | 11.7125 | 11.6983 | 11.6983 | 60.61% | 67.55% | 77.14% | 68.44% | Y | N | N
| 1475 | NSTAR | West | Waltham | Grant Street | 34 | 14C | Lexington | D | 3406 | LEX | 4.16kV | 4.16kV | 4.16kV | 1.1961 | 1.317 | 1.1803 | 1.8014 | 1.7992 | 1.7992 | 66.4% | 73.2% | 65.6% | 68.4% | Y | N | N
| 960 | NSTAR | South | New Bedford | Fisher Rd. | 657 | W | Dartmouth | D | 2-528-528 | DAR | 13.2kV | 13.2kV | 13.2kV | 7.1335 | 7.0563 | 9.9337 | 11.7748 | 11.7605 | 11.7605 | 60.58% | 60% | 84.47% | 68.35% | Y | N | N
| 568 | NSTAR | Central | Boston | Hyde Park | 496 | 110B | Hyde Park | D | 496-H4 | WRX BKL | 13.8kV | 13.8kV | 13.8kV | 9.6329 | 7.6397 | 6.446 | 11.5929 | 11.5789 | 11.5789 | 83.09% | 65.98% | 55.67% | 68.25% | Y | N | N
| 1492 | NSTAR | West | Southboro | Holliston | 130 | 110M | Holliston | D | 130-H2 | HOL,MLS,MDW,SHE | 13.8kV | 13.8kV | 13.8kV | 7.386 | 9.5735 | 6.9951 | 11.7125 | 11.6983 | 11.6983 | 63.06% | 81.84% | 59.8% | 68.23% | Y | N | N
| 1743 | NSTAR | West | Walpole | Norwood Sub | 469 | XFMR#2 | Norwood | D | 469-H5 | WWO | 13.8kV | 13.8kV | 13.8kV | 3.9 | 5.1807 | 5.3 | 4 | 9.7883 | 9.7883 | 97.5% | 52.93% | 54.15% | 68.19% | Y | N | N
| 1760 | NSTAR | West | Southboro | Sherborn | 274 | 110A | Sherborn | D | 519-175H1 | ASH HOK FRA | 13.8kV | 13.8kV | 13.8kV | 9.2744 | 8.5946 | 6.064 | 11.7125 | 11.6983 | 11.6983 | 79.18% | 73.47% | 51.84% | 68.16% | Y | N | N
| 352 | NSTAR | Central | Boston | Electric Ave | 315 | 110A | Brighton | D | 315-H5 | BRI | 13.8kV | 13.8kV | 13.8kV | 10.2544 | 10.2658 | 3.1514 | 11.5929 | 11.5789 | 11.5789 | 88.45% | 88.66% | 27.22% | 68.11% | Y | N | N
| 1505 | NSTAR | West | Walpole | South Street | 146 | 110C | Walpole | D | 146-H9 | NOF,WLP | 13.8kV | 13.8kV | 13.8kV | 8.366 | 7.5203 | 8.0217 | 11.7125 | 11.6983 | 11.6983 | 71.43% | 64.29% | 68.57% | 68.1% | Y | N | N
| 575 | NSTAR | Central | Boston | Havard Court | 506 | 14A | Brookline | D | 506-03 | BKL | 4.16kV | 4.16kV | 4.16kV | 1.6789 | 1.6984 | 1.4753 | 2.3778 | 2.3749 | 2.3749 | 70.61% | 71.52% | 62.12% | 68.08% | Y | N | N
| 1780 | NSTAR | West | Waltham | Hartwell Avenue | 533 | 110A | Waltham | D | 533-H9 | LEX | 13.8kV | 13.8kV | 13.8kV | 9.1548 | 10.8627 | 8.7618 | 14.1028 | 14.0857 | 14.0857 | 64.92% | 77.12% | 62.2% | 68.08% | Y | N | N
| 1431 | NSTAR | West | Walpole | Dedham | 20 | 14F | Dedham | D | 2009 | DED | 4.16kV | 4.16kV | 4.16kV | 1.8951 | 1.2882 | 1.2954 | 2.1977 | 2.195 | 2.195 | 86.23% | 58.69% | 59.02% | 67.98% | Y | N | N
| 1623 | NSTAR | West | Waltham | Pine Street | 33 | 33-1351, 33-1352, 33-1362 | Waltham | D | 33-H3 | NEW,WAL,WTN | 13.8kV | 13.8kV | 13.8kV | 4.7806 | 5.3 | 7.6874 | 8.7246 | 8.714 | 8.714 | 54.79% | 60.82% | 88.22% | 67.95% | Y | N | N
| 1647 | NSTAR | West | Waltham | Jackson Street | 369 | 292-82H | Newton | D | 369-01 | NEW | 4.16kV | 4.16kV | 4.16kV | 1.297 | 1.3314 | 1.3314 | 1.9455 | 1.9431 | 1.9431 | 66.67% | 68.52% | 68.52% | 67.9% | Y | N | N
| 1751 | NSTAR | West | Walpole | Canton | 470 | 110A | Canton | D | 470-H4 | CAN | 13.8kV | 13.8kV | 13.8kV | 8.366 | 7.95 | 7.2577 | 11.5929 | 11.5789 | 11.5789 | 72.16% | 68.66% | 62.68% | 67.84% | Y | N | N
| 975 | NSTAR | South | New Bedford | Ash St. | 615 | W | New Bedford | D | 2-55-38 | NEB | 3.74kV | 3.74kV | 3.74kV | 1.2956 | 1.7146 | 1.5981 | 2.2738 | 2.271 | 2.271 | 56.98% | 75.5% | 70.37% | 67.62% | Y | N | N
| 406 | NSTAR | Central | Boston | Readville | 344 | 14AB | Hyde Park | D | 344-05 | HYP,MIT | 4.16kV | 4.16kV | 4.16kV | 1.4988 | 1.5113 | 1.5113 | 2.2337 | 2.231 | 2.231 | 67.1% | 67.74% | 67.74% | 67.53% | Y | N | N
| 1549 | NSTAR | West | Southboro | South Street | 24 | Bus #2 | Framingham | D | 24-H1 | FRA | 13.8kV | 13.8kV | 13.8kV | 5.0674 | 5.0613 | 6.7563 | 8.366 | 8.3559 | 8.3559 | 60.57% | 60.57% | 80.86% | 67.33% | Y | N | N
| 256 | NSTAR | Central | Somerville | Mystic Station | 250 | 110B | Charlestown | D | 250-1N90H2 | SOM | 4.16kV | 13.8kV | 13.8kV | 6.4538 | 6.4937 | 6.5654 | 9.6807 | 9.669 | 9.669 | 66.67% | 67.16% | 67.9% | 67.24% | Y | N | N
| 68 | NSTAR | Central | Boston | Tremont Street | 52 | 14C | Roxbury | D | 5211 | ROX | 4.16kV | 4.16kV | 4.16kV | 1.1673 | 1.0579 | 1.1875 | 1.6933 | 1.6912 | 1.6912 | 68.94% | 62.55% | 70.21% | 67.23% | Y | N | N
| 1687 | NSTAR | West | Southboro | Acton | 416 | 110B | Maynard | D | 416-H9 | ACT MAY | 13.8kV | 13.8kV | 13.8kV | 5.2348 | 5.3478 | 6.5176 | 8.4856 | 8.4753 | 8.4753 | 61.69% | 63.1% | 76.9% | 67.23% | Y | N | N
| 293 | NSTAR | Central | Boston | Summer St | 293 | 110B | South Boston | D | 293-05 | BDT,SOB | 4.16kV | 4.16kV | 4.16kV | 1.0376 | 1.2235 | 1.1443 | 1.6933 | 1.6912 | 1.6912 | 61.28% | 72.34% | 67.66% | 67.09% | Y | N | N
| W178 | WMECO | SOUTHERN | SPRINGFIELD | Franconia_22H | 22H | 22H-3X | LONGMEADOW | D | 22H16 | LONGMEADOW | 13.8kV | 13.8kV | 13.8 | 6.1 | 7 | 6.6 | 9.8 | 9.8 | 9.8 | 62.24% | 71.43% | 67.35% | 67.01% | Y | N | N
| 1078 | NSTAR | South | Plymouth | North PLY Sub | 734 | 1 | Plymouth | D | 3-14-30J1 | PLY | 4.16kV | 4.16kV | 4.16kV | 2.0752 | 2.6052 | 1.9719 | 3.3145 | 3.3105 | 3.3105 | 62.61% | 78.7% | 59.57% | 66.96% | Y | N | N
| 436 | NSTAR | Central | Boston | Baker St | 374 | 24A | W. Roxbury | D | 374-04 | DED,WRX | 4.16kV | 4.16kV | 4.16kV | 1.8158 | 1.7128 | 1.6769 | 2.594 | 2.5908 | 2.5908 | 70% | 66.11% | 64.72% | 66.94% | Y | N | N
| 206 | NSTAR | Central | Somerville | Woburn | 211 | 110A | Woburn | D | 211-H3 | WOB WIN | 13.8kV | 13.8kV | 13.8kV | 7.2187 | 7.7829 | 8.2604 | 11.5929 | 11.5789 | 11.5789 | 62.27% | 67.22% | 71.34% | 66.94% | Y | N | N
| 1725 | NSTAR | West | Walpole | Dover | 456 | 110A | Dover | D | 456-H4 | WLP | 13.8kV | 13.8kV | 13.8kV | 8.366 | 7.95 | 7.1861 | 11.7125 | 11.6983 | 11.6983 | 71.43% | 67.96% | 61.43% | 66.94% | Y | N | N
| 1759 | NSTAR | West | Waltham | Hartwell Avenue | 533 | 110B | Lexington | D | 512-1399H1 | ACT,BED,CAL | 13.8kV | 13.8kV | 13.8kV | 8.4617 | 7.4487 | 7.5203 | 11.7125 | 11.6983 | 11.6983 | 72.24% | 63.67% | 64.29% | 66.73% | Y | N | N
| 238 | NSTAR | Central | Somerville | Mystic Station | 250 | 110B | Charlestown | D | 250-1N33H | SOM | 13.8kV | 13.8kV | 13.8kV | 4.1113 | 4.1302 | 5.6104 | 6.9319 | 6.9235 | 6.9235 | 59.31% | 59.66% | 81.03% | 66.67% | Y | N | N
| 563 | NSTAR | Central | Boston | Colburn St | 350 | 110A | Boston | D | 493-1341H | BOS ROX | 13.8kV | 13.8kV | 13.8kV | 6.167 | 5.6104 | 5.4194 | 8.6051 | 8.5946 | 8.5946 | 71.67% | 65.28% | 63.06% | 66.67% | Y | N | N
| 572 | NSTAR | Central | Boston | Hyde Park | 496 | 110B | Hyde Park | D | 496-H8 | DOR HYP WRX | 13.8kV | 13.8kV | 13.8kV | 8.5573 | 6.446 | 8.1649 | 11.5929 | 11.5789 | 11.5789 | 73.81% | 55.67% | 70.52% | 66.67% | Y | N | N
| 1640 | NSTAR | West | Waltham | Lilian Road | 351 | 14C | Lexington | D | 351-01 | LEX | 4.16kV | 4.16kV | 4.16kV | 1.1529 | 1.1875 | 1.1875 | 1.7654 | 1.7632 | 1.7632 | 65.31% | 67.35% | 67.35% | 66.67% | Y | N | N
| 1547 | NSTAR | West | Southboro | Leland Street | 240 | 110B | Framingham | D | 240-H6 | FRA | 13.8kV | 13.8kV | 13.8kV | 6.2626 | 8.6901 | 8.141 | 11.5929 | 11.5789 | 11.5789 | 54.02% | 75.05% | 70.31% | 66.46% | Y | N | N
| 1427 | NSTAR | West | Walpole | Dedham | 20 | 14F | Dedham | D | 2005 | DED | 4.16kV | 4.16kV | 4.16kV | 1.2249 | 1.1803 | 1.1803 | 1.8014 | 1.7992 | 1.7992 | 68% | 65.6% | 65.6% | 66.4% | Y | N | N
| 571 | NSTAR | Central | Boston | Hyde Park | 496 | 110A | Hyde Park | D | 496-H7 | HYP MIT | 13.8kV | 13.8kV | 13.8kV | 6.0236 | 7.8784 | 9.1437 | 11.5929 | 11.5789 | 11.5789 | 51.96% | 68.04% | 78.97% | 66.32% | Y | N | N
| 207 | NSTAR | Central | Somerville | Woburn | 211 | 110A | Woburn | D | 211-H4 | WIN | 13.8kV | 13.8kV | 13.8kV | 5.7367 | 3.6288 | 4.4167 | 6.9319 | 6.9235 | 6.9235 | 82.76% | 52.41% | 63.79% | 66.32% | Y | N | N
| 17 | NSTAR | Central | Somerville | Willow St | 16 | 14B | Somerville | D | 1608 | SOM | 4.16kV | 4.16kV | 4.16kV | 1.9671 | 1.389 | 2.0799 | 2.7381 | 2.7348 | 2.7348 | 71.84% | 50.79% | 76.05% | 66.23% | Y | N | N
| 1664 | NSTAR | West | Waltham | Burlington | 391 | 110B | Burlington | D | 391-H12 | BUR | 13.8kV | 13.8kV | 13.8kV | 5.4977 | 5.7775 | 5.8014 | 8.6051 | 8.5946 | 8.5946 | 63.89% | 67.22% | 67.5% | 66.2% | Y | N | N
| 1421 | NSTAR | West | Waltham | Homer Street | 17 | 14C | Newton | D | 1713 | NEW | 4.16kV | 4.16kV | 4.16kV | 1.0304 | 1.0795 | 0.96437 | 1.5492 | 1.5473 | 1.5473 | 66.51% | 69.77% | 62.33% | 66.2% | Y | N | N
| 44 | NSTAR | Central | Boston | Central Street | 43 | 14F | Dorchester | D | 4310 | DOR | 4.16kV | 4.16kV | 4.16kV | 1.3835 | 1.2594 | 1.2163 | 1.9455 | 1.9431 | 1.9431 | 71.11% | 64.81% | 62.59% | 66.17% | Y | N | N
| 852 | NSTAR | South | New Bedford | Durfee St. | 686 | 1 | New Bedford | D | 1943-02-08 | NEB | 3.74kV | 3.74kV | 3.74kV | 0.71259 | 1.6176 | 1.3393 | 1.8527 | 1.8505 | 1.8505 | 38.46% | 87.41% | 72.38% | 66.08% | Y | N | N
| W176 | WMECO | SOUTHERN | SPRINGFIELD | Franconia_22H | 22H | 22H-3X | LONGMEADOW | D | 22H14 | LONGMEADOW | 13.8kV | 13.8kV | 13.8 | 7.2 | 9.7 | 3.9 | 10.5 | 10.5 | 10.5 | 68.57% | 92.38% | 37.14% | 66.03% | Y | N | N
| 1472 | NSTAR | West | Waltham | Grant Street | 34 | 14B | Lexington | D | 3402 | LEX | 4.16kV | 4.16kV | 4.16kV | 1.1673 | 1.1371 | 1.2522 | 1.8014 | 1.7992 | 1.7992 | 64.8% | 63.2% | 69.6% | 65.87% | Y | N | N
| 649 | NSTAR | Central | Somerville | Mystic Station | 250 | 110A | Charlestown | D | 585-114H | SOM | 13.8kV | 13.8kV | 13.8kV | 7.5772 | 8.0455 | 7.2338 | 11.5929 | 11.5789 | 11.5789 | 65.36% | 69.48% | 62.47% | 65.77% | Y | N | N
| 1002 | NSTAR | South | New Bedford | Pine Street | 611 | A | N. Bedford | D | 2-67-67 | NEB | 13.2kV | 13.2kV | 13.2kV | 4.8928 | 4.7271 | 6.1886 | 8.0252 | 8.0154 | 8.0154 | 60.97% | 58.97% | 77.21% | 65.72% | Y | N | N
| 1630 | NSTAR | West | Southboro | Sudbury | 342 | 110A | Sudbury | D | 342-H5 | FRA SUD | 13.8kV | 13.8kV | 13.8kV | 7.9836 | 7.95 | 6.8996 | 11.5929 | 11.5789 | 11.5789 | 68.87% | 68.66% | 59.59% | 65.7% | Y | N | N
| 325 | NSTAR | Central | Boston | Mattapan | 311 | 110B | Mattapan | D | 311-01 | DOR | 4.16kV | 4.16kV | 4.16kV | 1.7365 | 1.8784 | 1.4897 | 2.594 | 2.5908 | 2.5908 | 66.94% | 72.5% | 57.5% | 65.65% | Y | N | N
| 861 | NSTAR | South | New Bedford | Pine Street | 611 | C | N. Bedford | D | 2-3-3 | NEB | 13.2 | 13.2kV | 13.2kV | 3.361 | 6.8508 | 5.572 | 8.0252 | 8.0154 | 8.0154 | 41.88% | 85.47% | 69.52% | 65.62% | Y | N | N
| 1242 | NSTAR | South | Cape & Vineyard | Osterville Sub | 913 | 1 | Osterville | D | 4-80A-892 | BNS | 4.16kV | 4.16kV | 4.16kV | 3.0481 | 3.088 | 3.0154 | 4.6559 | 4.6502 | 4.6502 | 65.47% | 66.41% | 64.84% | 65.57% | Y | N | N
| 194 | NSTAR | Central | Somerville | Woburn | 211 | 14A | Woburn | D | 211-05 | WIN | 4.16kV | 4.16kV | 4.16kV | 1.7726 | 1.8064 | 1.7992 | 2.7381 | 2.7348 | 2.7348 | 64.74% | 66.05% | 65.79% | 65.53% | Y | N | N
| 1122 | NSTAR | South | Plymouth | Marshfield Hills Sub | 728 | 1 | Marshfield | D | 3-25-42J2 | MAR | 4.16kV | 4.16kV | 4.16kV | 2.5724 | 1.5185 | 1.281 | 2.7381 | 2.7348 | 2.7348 | 93.95% | 55.53% | 46.84% | 65.44% | Y | N | N
| 1586 | NSTAR | West | Waltham | Elliot Street | 292 | 110A | Newton | D | 292-H11 | NEW | 13.8kV | 13.8kV | 13.8kV | 7.6011 | 7.8545 | 7.2577 | 11.5929 | 11.5789 | 11.5789 | 65.57% | 67.84% | 62.68% | 65.36% | Y | N | N
| 770 | NSTAR | Central | Somerville | Putnam | 831 | 110B | Cambridge | D | 831-1337 | CAM | 13.8kV | 13.8kV | 13.8kV | 4.7806 | 6.5892 | 5.7059 | 8.7246 | 8.714 | 8.714 | 54.79% | 75.62% | 65.48% | 65.3% | Y | N | N
| 465 | NSTAR | Central | Boston | K Street | 385 | 110A | South Boston | D | 385-H18 | SOB | 13.8kV | 13.8kV | 13.8kV | 4.9479 | 3.8915 | 7.9978 | 8.6051 | 8.5946 | 8.5946 | 57.5% | 45.28% | 93.06% | 65.28% | Y | N | N
| 1149 | NSTAR | South | Plymouth | Manomet Sub | 741 | 1 | Plymouth | D | 3-73-27J2 | PLY | 4.16kV | 4.16kV | 4.16kV | 2.911 | 2.0583 | 1.3674 | 3.2425 | 3.2386 | 3.2386 | 89.78% | 63.56% | 42.22% | 65.19% | Y | N | N
| 957 | NSTAR | South | New Bedford | Fisher Rd. | 657 | W | Dartmouth | D | 2-523-523 | WSP | 13.2kV | 13.2kV | 13.2kV | 6.539 | 8.4722 | 6.4169 | 10.9746 | 10.9613 | 10.9613 | 59.58% | 77.29% | 58.54% | 65.14% | Y | N | N
| 1507 | NSTAR | West | Waltham | Needham | 148 | 14A & 14B | Needham | D | 148-02 | NEE | 4.16kV | 4.16kV | 4.16kV | 1.9815 | 1.8496 | 1.864 | 2.9182 | 2.9147 | 2.9147 | 67.9% | 63.46% | 63.95% | 65.1% | Y | N | N
| 1755 | NSTAR | West | Walpole | Canton | 470 | 110A | Canton | D | 470-H8 | CAN | 13.8kV | 13.8kV | 13.8kV | 8.0553 | 8.0455 | 6.4937 | 11.5929 | 11.5789 | 11.5789 | 69.48% | 69.48% | 56.08% | 65.02% | Y | N | N
| 1417 | NSTAR | West | Waltham | Homer Street | 17 | 14E | Newton | D | 1708 | NEW | 4.16kV | 4.16kV | 4.16kV | 1.8879 | 1.8352 | 1.7488 | 2.8102 | 2.8068 | 2.8068 | 67.18% | 65.38% | 62.31% | 64.96% | Y | N | N
| W190 | WMECO | SOUTHERN | SPRINGFIELD | Orchard_27A | 27A | 27A-1X | SPRINGFIELD | D | 27A5 | LUDLOW | 13.8kV | 13.8kV | 13.8 | 7.3 | 5.9 | 5.5 | 9.6 | 9.6 | 9.6 | 76.04% | 61.46% | 57.29% | 64.93% | Y | N | N
| W147 | WMECO | SOUTHERN | SPRINGFIELD | Breckwood_20A | 20A | 20A-3X | SPRINGFIELD | D | 20A32 | SPRINGFIELD | 13.8kV | 13.8kV | 13.8 | 9.6 | 5.9 | 5.9 | 11 | 11 | 11 | 87.27% | 53.64% | 53.64% | 64.85% | Y | N | N
| 367 | NSTAR | Central | Boston | San Juan Street | 318 | 14D | Boston | D | 318-14 | BDT | 4.16kV | 4.16kV | 4.16kV | 1.7221 | 1.6984 | 1.6193 | 2.594 | 2.5908 | 2.5908 | 66.39% | 65.56% | 62.5% | 64.81% | Y | N | N
| 1205 | NSTAR | South | Cape & Vineyard | Hyannis Junction | 961 | 3 | Barnstable | D | 4-63-905 | BAR | 4.16kV | 4.16kV | 4.16kV | 2.594 | 2.6052 | 2.6268 | 4.0351 | 4.0302 | 4.0302 | 64.29% | 64.64% | 65.18% | 64.7% | Y | N | N
| 1150 | NSTAR | South | Plymouth | Manomet Sub | 721 | 1 | Plymouth | D | 3-73-73 | PLY | 22.8kV | 22.8kV | 22.8kV | 18.9561 | 18.1442 | 14.5943 | 26.657 | 26.6247 | 26.6247 | 71.11% | 68.15% | 54.81% | 64.69% | Y | N | N
| 138 | NSTAR | Central | Somerville | PNU33 | PNU33 | P13/P33 | Somerville | D | 13N33 | SOM | 4.16kV | 4.16kV | 4.16kV | 1.787 | 1.6193 | 1.6193 | 2.594 | 2.5908 | 2.5908 | 68.89% | 62.5% | 62.5% | 64.63% | Y | N | N
| 3 | NSTAR | Central | Boston | Roslindale | 13 | 14A | Roslindale | D | 1305 | WRX | 4.16kV | 4.16kV | 4.16kV | 1.7798 | 1.6697 | 1.5761 | 2.594 | 2.5908 | 2.5908 | 68.61% | 64.44% | 60.83% | 64.63% | Y | N | N
| 904 | NSTAR | South | New Bedford | Industrial Park | 636 | 111 | N. Bedford | D | 2-105-105 | NEB | 13.2kV | 13.2kV | 13.2kV | 8.1852 | 8.0154 | 7.2618 | 12.1178 | 12.1031 | 12.1031 | 67.55% | 66.23% | 60% | 64.59% | Y | N | N
| 1215 | NSTAR | South | Cape & Vineyard | Falmouth Sub | 933 | 1 | Falmouth | D | 4-72-433 | FAL | 22.8kV | 22.8kV | 22.8kV | 6.0028 | 6.666 | 4.8911 | 9.0831 | 9.0721 | 9.0721 | 66.09% | 73.48% | 53.91% | 64.49% | Y | N | N
| 1594 | NSTAR | West | Waltham | Elliot Street | 292 | 110B | Newton | D | 292-H6 | BKL,NEW | 13.8kV | 13.8kV | 13.8kV | 6.9319 | 6.6847 | 7.4009 | 10.8759 | 10.8627 | 10.8627 | 63.74% | 61.54% | 68.13% | 64.47% | Y | N | N
| 81 | NSTAR | Central | Boston | Pingree St | 60 | 14AB | Hyde Park | D | 6006 | HYP | 4.16kV | 4.16kV | 4.16kV | 1.6357 | 1.2522 | 1.2091 | 2.1256 | 2.1231 | 2.1231 | 76.95% | 58.98% | 56.95% | 64.29% | Y | N | N
| 698 | NSTAR | Central | Somerville | Prospect | 819 | 14kV Bus | Cambridge | D | 819-1NA6 | CAM | 13.8kV | 13.8kV | 13.8kV | 7.0753 | 4.8464 | 4.6554 | 8.6051 | 8.5946 | 8.5946 | 82.22% | 56.39% | 54.17% | 64.26% | Y | N | N
| 1706 | NSTAR | West | Waltham | Trapelo Road | 450 | 110B | Waltham | D | 450-H4 | WAL | 13.8kV | 13.8kV | 13.8kV | 7.7207 | 7.5919 | 7.2338 | 11.7125 | 11.6983 | 11.6983 | 65.92% | 64.9% | 61.84% | 64.22% | Y | N | N
| 1271 | NSTAR | South | Cape & Vineyard | Harwich Sub | 968 | 2 | Harwich | D | 4-85-591 | HAR | 22.8kV | 22.8kV | 22.8kV | 2.0536 | 2.0511 | 1.9722 | 3.1594 | 3.1555 | 3.1555 | 65% | 65% | 62.5% | 64.17% | Y | N | N
| 1564 | NSTAR | West | Waltham | Newtonville | 277 | 277-1365 | Newton | D | 277-08 | NEW | 4.16kV | 4.16kV | 4.16kV | 1.8518 | 2.0151 | 1.6769 | 2.8822 | 2.8787 | 2.8787 | 64.25% | 70% | 58.25% | 64.17% | Y | N | N
| 1234 | NSTAR | South | Cape & Vineyard | Hatchville Sub | 936 | 1 | Falmouth | D | 4-78-420 | FAL | 22.8kV | 22.8kV | 22.8kV | 8.8857 | 8.9538 | 7.9677 | 13.4272 | 13.411 | 13.411 | 66.18% | 66.76% | 59.41% | 64.12% | Y | N | N
| 1722 | NSTAR | West | Walpole | Dover | 456 | 110B | Dover | D | 456-H1 | DED,DOV,WLP,WWO | 13.8kV | 13.8kV | 13.8kV | 6.9797 | 6.7086 | 8.8095 | 11.7125 | 11.6983 | 11.6983 | 59.59% | 57.35% | 75.31% | 64.08% | Y | N | N
| 400 | NSTAR | Central | Boston | Brighton | 329 | 110C | Brighton | D | 329-H8 | BRI BKL | 13.8kV | 13.8kV | 13.8kV | 5.9757 | 3.5811 | 3.4856 | 6.8123 | 6.8041 | 6.8041 | 87.72% | 52.63% | 51.23% | 63.86% | Y | N | N
| 1191 | NSTAR | South | Plymouth | Valley Sub | 715 | 2 | Plymouth | D | 3-89-925 | BRN | 22.8kV | 22.8kV | 22.8kV | 8.6092 | 8.796 | 8.2832 | 13.4272 | 13.411 | 13.411 | 64.12% | 65.59% | 61.76% | 63.82% | Y | N | N
| 116 | NSTAR | Central | Somerville | Beacon St | 14 | 14kV Bus | Chelsea | D | 108-196H1 | CHE,EAB | 13.8kV | 13.8kV | 13.8kV | 5.2826 | 5.3 | 5.4194 | 8.366 | 8.3559 | 8.3559 | 63.14% | 63.43% | 64.86% | 63.81% | Y | N | N
| 1779 | NSTAR | West | Waltham | Hartwell Avenue | 533 | 110B | Lexington | D | 533-H8 | LEX,BED | 13.8kV | 13.8kV | 13.8kV | 7.4816 | 8.2604 | 6.4221 | 11.5929 | 11.5789 | 11.5789 | 64.54% | 71.34% | 55.46% | 63.78% | Y | N | N
| 985 | NSTAR | South | New Bedford | Bonney St. | 682 | 1 | New Bedford | D | 2-60-39 | NEB | 3.74 | 3.74kV | 3.74kV | 0.80976 | 1.4234 | 1.307 | 1.8527 | 1.8505 | 1.8505 | 43.71% | 76.92% | 70.63% | 63.75% | Y | N | N
| 967 | NSTAR | South | New Bedford | Bonney St. | 682 | C | N. Bedford | D | 2-53-65 | NEB | 13.2kV | 13.2kV | 13.2kV | 4.0926 | 4.0648 | 3.6766 | 6.1961 | 6.1886 | 6.1886 | 66.05% | 65.68% | 59.41% | 63.71% | Y | N | N
| 750 | NSTAR | Central | Somerville | Alewife | 828 | 110A | Cambridge | D | 828-1NA9 | CAM | 13.8kV | 13.8kV | 13.8kV | 6.3821 | 5.0852 | 4.5122 | 8.366 | 8.3559 | 8.3559 | 76.29% | 60.86% | 54% | 63.71% | Y | N | N
| W86 | WMECO | NORTHERN | HADLEY | Montague_21C | 21C | 21C-4X | MONTAGUE | D | 21C8 | MONTAGUE | 13.8kV | 13.8kV | 13.8 | 3.7 | 3.44 | 6.6 | 7.2 | 7.2 | 7.2 | 51.39% | 47.78% | 91.67% | 63.61% | Y | N | N
| 79 | NSTAR | Central | Boston | Pingree St | 60 | 14AB | Hyde Park | D | 6004 | HYP,MIT | 4.16kV | 4.16kV | 4.16kV | 0.92231 | 1.1011 | 1.6841 | 1.9455 | 1.9431 | 1.9431 | 47.41% | 56.67% | 86.67% | 63.58% | Y | N | N
| W131 | WMECO | SOUTHERN | SPRINGFIELD | Agawam_16C | 16C | 16C-6X | AGAWAM | D | 16C16 | AGAWAM | 13.8kV | 13.8kV | 13.8 | 7.4 | 7.4 | 7.5 | 11.7 | 11.7 | 11.7 | 63.25% | 63.25% | 64.1% | 63.53% | Y | N | N
| 752 | NSTAR | Central | Somerville | Alewife | 828 | 110C | Cambridge | D | 828-1NC5 | CAM | 13.8kV | 13.8kV | 13.8kV | 5.163 | 5.3716 | 5.3955 | 8.366 | 8.3559 | 8.3559 | 61.71% | 64.29% | 64.57% | 63.52% | Y | N | N
| 1097 | NSTAR | South | Plymouth | Brant Rock Sub | 710 | 1 | Marshfield | D | 3-22-33J1 | MAR | 4.16kV | 4.16kV | 4.16kV | 2.3778 | 2.5189 | 2.3749 | 3.8189 | 3.8143 | 3.8143 | 62.26% | 66.04% | 62.26% | 63.52% | Y | N | N
| 328 | NSTAR | Central | Boston | Mattapan | 311 | 110B | Mattapan | D | 311-04 | DOR,MIT | 4.16kV | 4.16kV | 4.16kV | 1.7582 | 1.7848 | 1.389 | 2.594 | 2.5908 | 2.5908 | 67.78% | 68.89% | 53.61% | 63.43% | Y | N | N
| 1606 | NSTAR | West | Waltham | Auburn Street | 316 | 17-1355H | Newton | D | 316-05 | NEW | 4.16kV | 4.16kV | 4.16kV | 1.6212 | 1.6553 | 1.6553 | 2.594 | 2.5908 | 2.5908 | 62.5% | 63.89% | 63.89% | 63.43% | Y | N | N
| 980 | NSTAR | South | New Bedford | Rockdale | 693 | 1 | New Bedford | D | 2-59-36 | NEB | 3.74kV | 3.74kV | 3.74kV | 1.1984 | 1.1582 | 1.1646 | 1.8527 | 1.8505 | 1.8505 | 64.69% | 62.59% | 62.94% | 63.4% | Y | N | N
| 1667 | NSTAR | West | Waltham | Burlington | 391 | 110B | Burlington | D | 391-H15 | BUR,WOB | 13.8kV | 13.8kV | 13.8kV | 7.0275 | 6.9235 | 8.3082 | 11.7125 | 11.6983 | 11.6983 | 60% | 59.18% | 71.02% | 63.4% | Y | N | N
| W200 | WMECO | SOUTHERN | SPRINGFIELD | Silver_30A | 30A | 30A-1X | AGAWAM | D | 30A3 | AGAWAM | 13.8kV | 13.8kV | 13.8 | 6.6 | 7.8 | 7.8 | 11.7 | 11.7 | 11.7 | 56.41% | 66.67% | 66.67% | 63.25% | Y | N | N
| 1006 | NSTAR | South | New Bedford | Pine Street | 611 | A | N. Bedford | D | 2-69-69 | NEB | 13.2kV | 13.2kV | 13.2kV | 5.2129 | 4.9097 | 5.0696 | 8.0252 | 8.0154 | 8.0154 | 64.96% | 61.25% | 63.25% | 63.15% | Y | N | N
| 457 | NSTAR | Central | Boston | K Street | 385 | 110C | South Boston | D | 385-H10 | SOB | 13.8kV | 13.8kV | 13.8kV | 5.3782 | 5.3955 | 5.5149 | 8.6051 | 8.5946 | 8.5946 | 62.5% | 62.78% | 64.17% | 63.15% | Y | N | N
| 1700 | NSTAR | West | Southboro | Speen Street | 433 | 110B | Framingham | D | 433-H7 | FRA,NAT | 13.8kV | 13.8kV | 13.8kV | 6.2148 | 7.0906 | 8.8095 | 11.7125 | 11.6983 | 11.6983 | 53.06% | 60.61% | 75.31% | 62.99% | Y | N | N
| 1160 | NSTAR | South | Plymouth | Onset Sub | 751 | 1 | Wareham | D | 3-84-13J1 | WAR | 4.16kV | 4.16kV | 4.16kV | 1.3186 | 1.3386 | 1.1515 | 2.0176 | 2.0151 | 2.0151 | 65.36% | 66.43% | 57.14% | 62.98% | Y | N | N
| 41 | NSTAR | Central | Boston | Central Street | 43 | 14E | Dorchester | D | 4306 | DOR | 4.16kV | 4.16kV | 4.16kV | 1.0088 | 1.0076 | 1.6553 | 1.9455 | 1.9431 | 1.9431 | 51.85% | 51.85% | 85.19% | 62.96% | Y | N | N
| 1556 | NSTAR | West | Southboro | Sherborn | 274 | 110A | Sherborn | D | 274-H3 | ASH FRA HOL | 13.8kV | 13.8kV | 13.8kV | 6.8363 | 8.0694 | 7.1861 | 11.7125 | 11.6983 | 11.6983 | 58.37% | 68.98% | 61.43% | 62.93% | Y | N | N
| 796 | NSTAR | Central | Somerville | East Camb | 875 | 110B | Cambridge | D | 875-1345 | CAM | 13.8kV | 13.8kV | 13.8kV | 7.8163 | 9.0482 | 4.9658 | 11.5929 | 11.5789 | 11.5789 | 67.42% | 78.14% | 42.89% | 62.82% | Y | N | N
| 58 | NSTAR | Central | Boston | Kenmore | 49 | 14B | Boston | D | 4912 | BDT | 4.16kV | 4.16kV | 4.16kV | 2.0752 | 1.5113 | 1.2954 | 2.594 | 2.5908 | 2.5908 | 80% | 58.33% | 50% | 62.78% | Y | N | N
| 874 | NSTAR | South | Plymouth | West Pond Sub | 737 | 1 | Plymouth | D | 2014-03-14 | PLY, CAR | 22.8kV | 22.8kV | 22.8kV | 22.9053 | 24.0608 | 21.7731 | 36.53 | 36.4857 | 36.4857 | 62.7% | 65.95% | 59.68% | 62.77% | Y | N | N
| 162 | NSTAR | Central | Somerville | Willoughby St | 488 | 110C | Chelsea | D | 14-99H1 | CHE | 13.8kV | 13.8kV | 13.8kV | 1.482 | 2.6261 | 2.6261 | 3.5854 | 3.5811 | 3.5811 | 41.33% | 73.33% | 73.33% | 62.67% | Y | N | N
| 157 | NSTAR | Central | Boston | Andrew Sq | 106 | 110D | South Boston | D | 143-151H1 | ROX | 13.8kV | 13.8kV | 13.8kV | 7.0514 | 5.8253 | 5.7536 | 9.9197 | 9.9077 | 9.9077 | 71.08% | 58.8% | 58.07% | 62.65% | Y | N | N
| 516 | NSTAR | Central | Boston | Lagrange St | 443 | 24AB | W. Roxbury | D | 443-02 | NEW,WRX | 4.16kV | 4.16kV | 4.16kV | 1.5996 | 1.5617 | 2.5765 | 3.0624 | 3.0586 | 3.0586 | 52.24% | 51.06% | 84.24% | 62.51% | Y | N | N
| 972 | NSTAR | South | New Bedford | Grit St. | 692 | 1 | New Bedford | D | 2-54-46 | NEB | 3.74kV | 3.74kV | 3.74kV | 0.93284 | 1.1646 | 1.3717 | 1.8527 | 1.8505 | 1.8505 | 50.35% | 62.94% | 74.13% | 62.47% | Y | N | N
| 1707 | NSTAR | West | Waltham | Trapelo Road | 450 | 110A | Waltham | D | 450-H5 | LEX,WAL | 13.8kV | 13.8kV | 13.8kV | 5.5694 | 5.8253 | 8.905 | 10.8759 | 10.8627 | 10.8627 | 51.21% | 53.63% | 81.98% | 62.27% | Y | N | N
| W199 | WMECO | SOUTHERN | SPRINGFIELD | Silver_30A | 30A | 30A-2X | AGAWAM | D | 30A2 | AGAWAM | 13.8kV | 13.8kV | 13.8 | 6.3 | 8.8 | 8.8 | 12.8 | 12.8 | 12.8 | 49.22% | 68.75% | 68.75% | 62.24% | Y | N | N
| 1597 | NSTAR | West | Waltham | Elliot Street | 292 | 110C | Newton | D | 292-H9 | NEE | 13.8kV | 13.8kV | 13.8kV | 6.8602 | 4.7032 | 4.4883 | 8.6051 | 8.5946 | 8.5946 | 79.72% | 54.72% | 52.22% | 62.22% | Y | N | N
| 923 | NSTAR | South | New Bedford | Arsene | 654 | 1 | Fairhaven | D | 2-220-206 | FRH | 13.2kV | 13.2kV | 13.2kV | 3.6125 | 3.5167 | 3.5167 | 5.7159 | 5.709 | 5.709 | 63.2% | 61.6% | 61.6% | 62.13% | Y | N | N
| 56 | NSTAR | Central | Boston | Kenmore | 49 | 14C | Boston | D | 4910 | BDT | 4.16kV | 4.16kV | 4.16kV | 1.3763 | 1.9431 | 1.5113 | 2.594 | 2.5908 | 2.5908 | 53.06% | 75% | 58.33% | 62.13% | Y | N | N
| 73 | NSTAR | Central | Somerville | Mystic Street | 59 | 14B | Arlington | D | 5904 | ARL | 4.16kV | 4.16kV | 4.16kV | 1.5852 | 1.6193 | 1.6193 | 2.594 | 2.5908 | 2.5908 | 61.11% | 62.5% | 62.5% | 62.04% | Y | N | N
| W179 | WMECO | SOUTHERN | SPRINGFIELD | Franconia_22H | 22H | 22H-3X | LONGMEADOW | D | 22H17 | LONGMEADOW | 13.8kV | 13.8kV | 13.8 | 4.8 | 6.3 | 6 | 9.2 | 9.2 | 9.2 | 52.17% | 68.48% | 65.22% | 61.96% | Y | N | N
| 1162 | NSTAR | South | Plymouth | Butlerville | 750 | 1 | Wareham | D | 3-84-17J1 | WAR | 4.16kV | 4.16kV | 4.16kV | 0 | 2.5189 | 2.159 | 2.5219 | 2.5189 | 2.5189 | 0% | 100% | 85.71% | 61.9% | Y | N | N
| 596 | NSTAR | Central | Boston | Dewar Street | 483 | 110A | Dorchester | D | 511-1498H1 | DOR | 13.8kV | 13.8kV | 13.8kV | 5.2587 | 5.3 | 5.3716 | 8.6051 | 8.5946 | 8.5946 | 61.11% | 61.67% | 62.5% | 61.76% | Y | N | N
| 624 | NSTAR | Central | Boston | Brighton | 329 | 110B | Brighton | D | 543-158 | BRI | 13.8kV | 13.8kV | 13.8kV | 5.1152 | 5.8491 | 4.5122 | 8.366 | 8.3559 | 8.3559 | 61.14% | 70% | 54% | 61.71% | Y | N | N
| 104 | NSTAR | Central | Boston | Andrew Sq | 106 | 110A | South Boston | D | 106-H4 | BKL,BRI,ROX | 13.8kV | 13.8kV | 13.8kV | 5.3782 | 5.3478 | 5.1807 | 8.6051 | 8.5946 | 8.5946 | 62.5% | 62.22% | 60.28% | 61.67% | Y | N | N
| 906 | NSTAR | South | New Bedford | Industrial Park | 636 | 111 | N. Bedford | D | 2-106-106 | NEB | 13.2kV | 13.2kV | 13.2kV | 7.7508 | 7.4902 | 7.1477 | 12.1178 | 12.1031 | 12.1031 | 63.96% | 61.89% | 59.06% | 61.64% | Y | N | N
| 334 | NSTAR | Central | Boston | Mattapan | 311 | 110B | Mattapan | D | 311-11 | MIT | 4.16kV | 4.16kV | 4.16kV | 1.6501 | 1.5761 | 1.5617 | 2.594 | 2.5908 | 2.5908 | 63.61% | 60.83% | 60.28% | 61.57% | Y | N | N
| 706 | NSTAR | Central | Somerville | Prospect | 819 | 14A | Cambridge | D | 819-1NE6 | CAM | 13.8kV | 13.8kV | 13.8kV | 4.3264 | 2.8171 | 3.223 | 5.6172 | 5.6104 | 5.6104 | 77.02% | 50.21% | 57.45% | 61.56% | Y | N | N
| 1465 | NSTAR | West | Waltham | Pine Street | 33 | 14F | Waltham | D | 3310 | WAL | 4.16kV | 4.16kV | 4.16kV | 0.88628 | 1.2091 | 1.0291 | 1.6933 | 1.6912 | 1.6912 | 52.34% | 71.49% | 60.85% | 61.56% | Y | N | N
| 1508 | NSTAR | West | Waltham | Needham | 148 | 14A & 14B | Needham | D | 148-03 | NEE | 4.16kV | 4.16kV | 4.16kV | 1.506 | 1.6265 | 1.2522 | 2.3778 | 2.3749 | 2.3749 | 63.33% | 68.48% | 52.73% | 61.52% | Y | N | N
| W143 | WMECO | SOUTHERN | SPRINGFIELD | Breckwood_20A | 20A | 20A-2X | SPRINGFIELD | D | 20A21 | SPRINGFIELD | 13.8kV | 13.8kV | 13.8 | 5.6 | 7.6 | 7.1 | 11 | 11 | 11 | 50.91% | 69.09% | 64.55% | 61.52% | Y | N | N
| W151 | WMECO | SOUTHERN | SPRINGFIELD | Piper_21N | 21N | 21N-1X | WEST SPRINGFIELD | D | 21N4 | WEST SPRINGFIELD | 13.8kV | 13.8kV | 13.8 | 8.9 | 6.8 | 6.6 | 12.1 | 12.1 | 12.1 | 73.55% | 56.2% | 54.55% | 61.43% | Y | N | N
| 579 | NSTAR | Central | Boston | Havard Court | 506 | 14B | Brookline | D | 506-07 | BKL | 4.16kV | 4.16kV | 4.16kV | 1.2682 | 1.4178 | 1.6912 | 2.3778 | 2.3749 | 2.3749 | 53.33% | 59.7% | 71.21% | 61.41% | Y | N | N
| 1750 | NSTAR | West | Walpole | Canton | 470 | 110B | Canton | D | 470-H3 | CAN,SHA | 13.8kV | 13.8kV | 13.8kV | 5.7845 | 5.4194 | 4.8464 | 8.7246 | 8.714 | 8.714 | 66.3% | 62.19% | 55.62% | 61.37% | Y | N | N
| 260 | NSTAR | Central | Somerville | Mystic Station | 250 | 110B | Charlestown | D | 250-H2 | CHT | 13.8kV | 13.8kV | 13.8kV | 6.8363 | 7.2816 | 7.1861 | 11.5929 | 11.5789 | 11.5789 | 58.97% | 62.89% | 62.06% | 61.31% | Y | N | N
| W177 | WMECO | SOUTHERN | SPRINGFIELD | Franconia_22H | 22H | 22H-3X | LONGMEADOW | D | 22H15 | LONGMEADOW | 13.8kV | 13.8kV | 13.8 | 7.2 | 7.2 | 7.1 | 11.7 | 11.7 | 11.7 | 61.54% | 61.54% | 60.68% | 61.25% | Y | N | N
| 414 | NSTAR | Central | Boston | Colburn St | 350 | 110D | Boston | D | 350-H10 | ROX,BKL,BDT | 13.8kV | 13.8kV | 13.8kV | 5.7367 | 7.6397 | 7.8784 | 11.5929 | 11.5789 | 11.5789 | 49.48% | 65.98% | 68.04% | 61.17% | Y | N | N
| 1330 | NSTAR | South | Cape & Vineyard | Barnstable Sub | 940 | 1 | Barnstable | D | 4-92A-912 | BNS | 4.16kV | 4.16kV | 4.16kV | 2.0151 | 1.9836 | 1.9982 | 3.2737 | 3.2697 | 3.2697 | 61.56% | 60.67% | 61.11% | 61.11% | Y | N | N
| 848 | NSTAR | South | New Bedford | Durfee St. | 686 | 1 | New Bedford | D | 1936-02-08 | NEB | 3.74kV | 3.74kV | 3.74kV | 1.2373 | 1.1193 | 1.0288 | 1.8527 | 1.8505 | 1.8505 | 66.78% | 60.49% | 55.59% | 60.96% | Y | N | N
| W189 | WMECO | SOUTHERN | SPRINGFIELD | Orchard_27A | 27A | 27A-1X | SPRINGFIELD | D | 27A4 | LUDLOW | 13.8kV | 13.8kV | 13.8 | 7.5 | 3.9 | 3.4 | 8.1 | 8.1 | 8.1 | 92.59% | 48.15% | 41.98% | 60.91% | Y | N | N
| 1663 | NSTAR | West | Waltham | Burlington | 391 | 110A | Burlington | D | 391-H11 | BUR,LEX,WOB | 13.8kV | 13.8kV | 13.8kV | 8.1748 | 6.8996 | 6.3027 | 11.7125 | 11.6983 | 11.6983 | 69.8% | 58.98% | 53.88% | 60.88% | Y | N | N
| 110 | NSTAR | Central | Somerville | Beacon St | 14 | 14kV Bus | Chelsea | D | 108-195H1 | EAB | 13.8kV | 13.8kV | 13.8kV | 5.3543 | 4.8225 | 5.0852 | 8.366 | 8.3559 | 8.3559 | 64% | 57.71% | 60.86% | 60.86% | Y | N | N
| 1480 | NSTAR | West | Waltham | Spring Street | 124 | 14A | Watertown | D | 124-02 | WAT | 4.16kV | 4.16kV | 4.16kV | 1.1313 | 0.98596 | 0.97157 | 1.6933 | 1.6912 | 1.6912 | 66.81% | 58.3% | 57.45% | 60.85% | Y | N | N
| 853 | NSTAR | South | New Bedford | Second St. | 694 | 1 | N. Bedford | D | 2-3-44 | NEB | 3.74 | 3.74kV | 3.74kV | 0.80976 | 1.2746 | 1.294 | 1.8527 | 1.8505 | 1.8505 | 43.71% | 68.88% | 69.93% | 60.84% | Y | N | N
| 190 | NSTAR | Central | Somerville | Woburn | 211 | 14A | Woburn | D | 211-01 | WIN,WOB | 4.16kV | 4.16kV | 4.16kV | 1.2394 | 1.2738 | 1.2954 | 2.0896 | 2.0871 | 2.0871 | 59.31% | 61.03% | 62.07% | 60.8% | Y | N | N
| 766 | NSTAR | Central | Somerville | Putnam | 831 | 110A | Cambridge | D | 831-1321 | CAM | 13.8kV | 13.8kV | 13.8kV | 6.2148 | 7.5681 | 7.3293 | 11.5929 | 11.5789 | 11.5789 | 53.61% | 65.36% | 63.3% | 60.76% | Y | N | N
| 1331 | NSTAR | South | Cape & Vineyard | Hyannis Junction | 961 | 2 | Barnstable | D | 4-92A-92A | YAR | 22.8kV | 22.8kV | 22.8kV | 22.8263 | 23.982 | 22.1281 | 37.9122 | 37.8662 | 37.8662 | 60.21% | 63.33% | 58.44% | 60.66% | Y | Y | N
| 60 | NSTAR | Central | Boston | Tremont Street | 52 | 14A | Roxbury | D | 5202 | ROX | 4.16kV | 4.16kV | 4.16kV | 1.7654 | 0.9068 | 2.0439 | 2.594 | 2.5908 | 2.5908 | 68.06% | 35% | 78.89% | 60.65% | Y | N | N
| 510 | NSTAR | Central | Boston | Cummins Hwy | 441 | 14B | Roslindale | D | 441-03 | HYP,WRX | 4.16kV | 4.16kV | 4.16kV | 1.5852 | 1.6049 | 1.5185 | 2.594 | 2.5908 | 2.5908 | 61.11% | 61.94% | 58.61% | 60.56% | Y | N | N
| 1110 | NSTAR | South | Plymouth | Marshfield Sub | 739 | 1 | Marshfield | D | 3-24A-24A | MAF | 22.8kV | 22.8kV | 22.8kV | 14.0591 | 13.3715 | 11.2415 | 21.3256 | 21.2998 | 21.2998 | 65.93% | 62.78% | 52.78% | 60.49% | Y | N | N
| 12 | NSTAR | Central | Somerville | Willow St | 16 | 14A | Somerville | D | 1603 | SOM | 4.16kV | 4.16kV | 4.16kV | 1.9311 | 1.6049 | 1.4178 | 2.7381 | 2.7348 | 2.7348 | 70.53% | 58.68% | 51.84% | 60.35% | Y | N | N
| 394 | NSTAR | Central | Boston | Brighton | 329 | 110A | Brighton | D | 329-H2 | BRI | 13.8kV | 13.8kV | 13.8kV | 7.0036 | 7.8784 | 6.3027 | 11.7125 | 11.6983 | 11.6983 | 59.8% | 67.35% | 53.88% | 60.34% | Y | N | N
| 1433 | NSTAR | West | Southboro | Mechanic St | 23 | 14C | Natick | D | 2302 | NAT | 4.16kV | 4.16kV | 4.16kV | 1.1024 | 1.1155 | 1.6912 | 2.1617 | 2.159 | 2.159 | 51% | 51.67% | 78.33% | 60.33% | Y | N | N
| 988 | NSTAR | South | New Bedford | Pine Street | 611 | A | N. Bedford | D | 2-60-60 | NEB | 13.2kV | 13.2kV | 13.2kV | 4.6642 | 5.2523 | 4.59 | 8.0252 | 8.0154 | 8.0154 | 58.12% | 65.53% | 57.26% | 60.3% | Y | N | N
| 1503 | NSTAR | West | Walpole | South Street | 146 | 110C | Walpole | D | 146-H7 | SHA | 13.8kV | 13.8kV | 13.8kV | 5.4977 | 5.2045 | 4.4167 | 8.366 | 8.3559 | 8.3559 | 65.71% | 62.29% | 52.86% | 60.29% | Y | N | N
| 1769 | NSTAR | West | Waltham | Trapelo Road | 450 | 110A | Waltham | D | 531-1359H1 | WAL | 13.8kV | 13.8kV | 13.8kV | 3.5854 | 0.78784 | 1.6712 | 3.3464 | 3.3424 | 3.3424 | 107.1% | 23.57% | 50% | 60.24% | Y | N | N
| 447 | NSTAR | Central | Somerville | Dragon Court | 375 | 110B | Woburn | D | 375-H4 | WOB | 13.8kV | 13.8kV | 13.8kV | 6.1431 | 6.7563 | 8.2127 | 11.7125 | 11.6983 | 11.6983 | 52.45% | 57.76% | 70.2% | 60.14% | Y | N | N
| 1413 | NSTAR | West | Waltham | Homer Street | 17 | 14E | Newton | D | 1704 | NEW | 4.16kV | 4.16kV | 4.16kV | 0.9079 | 0.96437 | 0.91399 | 1.5492 | 1.5473 | 1.5473 | 58.6% | 62.33% | 59.07% | 60% | Y | N | N
| 54 | NSTAR | Central | Boston | Kenmore | 49 | 14C | Boston | D | 4908 | BDT,BRI,BKL | 4.16kV | 4.16kV | 4.16kV | 1.4123 | 1.0076 | 1.0795 | 1.9455 | 1.9431 | 1.9431 | 72.59% | 51.85% | 55.56% | 60% | Y | N | N
| 794 | NSTAR | Central | Somerville | East Camb | 875 | 110A | Cambridge | D | 875-1330 | CAM | 13.8kV | 13.8kV | 13.8kV | 4.6611 | 7.7113 | 8.4514 | 11.5929 | 11.5789 | 11.5789 | 40.21% | 66.6% | 72.99% | 59.93% | Y | N | N
| 1290 | NSTAR | South | Cape & Vineyard | Mashpee Sub | 946 | 1 | Mashpee | D | 4-88-88 | BNS | 22.8kV | 22.8kV | 22.8kV | 17.9688 | 16.3693 | 13.5293 | 26.657 | 26.6247 | 26.6247 | 67.41% | 61.48% | 50.81% | 59.9% | Y | N | N
| 1378 | NSTAR | South | Cape & Vineyard | Wellfleet Sub | 976 | 2 | Wellfleet | D | 4-96-96 | WLF | 22.8kV | 22.8kV | 22.8kV | 21.839 | 22.6803 | 21.0631 | 36.53 | 36.4857 | 36.4857 | 59.78% | 62.16% | 57.73% | 59.89% | Y | N | N
| 1463 | NSTAR | West | Waltham | Pine Street | 33 | 14F | Waltham | D | 3308 | WAL | 4.16kV | 4.16kV | 4.16kV | 0.9151 | 0.9068 | 0.95717 | 1.5492 | 1.5473 | 1.5473 | 59.07% | 58.6% | 61.86% | 59.84% | Y | N | N
| 686 | NSTAR | Central | Somerville | Putnam | 817 | 14A | Cambridge | D | 817-08 | CAM | 4.16kV | 4.16kV | 4.16kV | 1.6573 | 1.6912 | 1.6912 | 2.8102 | 2.8068 | 2.8068 | 58.97% | 60.26% | 60.26% | 59.83% | Y | N | N
| 1071 | NSTAR | South | Plymouth | Newfield Sub | 736 | 2 | Plymouth | D | 3-12-28J3 | PLY | 4.16kV | 4.16kV | 4.16kV | 2.3058 | 2.303 | 2.231 | 3.8189 | 3.8143 | 3.8143 | 60.38% | 60.38% | 58.49% | 59.75% | Y | N | N
| 63 | NSTAR | Central | Boston | Tremont Street | 52 | 14B | Roxbury | D | 5205 | BDT,ROX | 4.16kV | 4.16kV | 4.16kV | 0.97275 | 1.0004 | 1.0579 | 1.6933 | 1.6912 | 1.6912 | 57.45% | 59.15% | 62.55% | 59.72% | Y | N | N
| 1474 | NSTAR | West | Waltham | Grant Street | 34 | 14C | Lexington | D | 3404 | LEX | 4.16kV | 4.16kV | 4.16kV | 1.1169 | 1.0795 | 1.0219 | 1.8014 | 1.7992 | 1.7992 | 62% | 60% | 56.8% | 59.6% | Y | N | N
| 1541 | NSTAR | West | Southboro | Mechanic St | 23 | Bus #1 | Natick | D | 23-H1 | NAT | 13.8kV | 13.8kV | 13.8kV | 7.9119 | 5.9685 | 5.9685 | 11.1149 | 11.1014 | 11.1014 | 71.18% | 53.76% | 53.76% | 59.57% | Y | N | N
| 512 | NSTAR | Central | Boston | Cummins Hwy | 441 | 14A | Roslindale | D | 441-06 | HYP,MIT,WRX | 4.16kV | 4.16kV | 4.16kV | 1.5996 | 1.5545 | 1.4753 | 2.594 | 2.5908 | 2.5908 | 61.67% | 60% | 56.94% | 59.54% | Y | N | N
| 1624 | NSTAR | West | Waltham | Marrett Road | 320 | 110A | Lexington | D | 34-1352H1 | LEX | 13.8kV | 13.8kV | 13.8kV | 1.4342 | 2.268 | 2.268 | 3.3464 | 3.3424 | 3.3424 | 42.86% | 67.86% | 67.86% | 59.52% | Y | N | N
| W82 | WMECO | NORTHERN | HADLEY | Montague_21C | 21C | 21C-4X | MONTAGUE | D | 21C4 | MONTAGUE | 13.8kV | 13.8kV | 13.8 | 2.8 | 7.36 | 5.9 | 9 | 9 | 9 | 31.11% | 81.78% | 65.56% | 59.48% | Y | N | N
| 196 | NSTAR | Central | Somerville | Woburn | 211 | 14A | Woburn | D | 211-07 | WIN | 4.16kV | 4.16kV | 4.16kV | 2.068 | 2.1015 | 2.1231 | 3.5307 | 3.5264 | 3.5264 | 58.57% | 59.59% | 60.2% | 59.46% | Y | N | N
| 905 | NSTAR | South | New Bedford | Church St. | 684 | 1 | N. Bedford | D | 2-105-146 | NEB | 3.74kV | 3.74kV | 3.74kV | 1.477 | 1.4623 | 1.514 | 2.5005 | 2.4975 | 2.4975 | 59.07% | 58.55% | 60.62% | 59.41% | Y | N | N
| 443 | NSTAR | Central | Somerville | Dragon Court | 375 | 110A | Woburn | D | 375-H12 | WOB | 13.8kV | 13.8kV | 13.8kV | 8.3899 | 8.9766 | 7.7352 | 14.1028 | 14.0857 | 14.0857 | 59.49% | 63.73% | 54.92% | 59.38% | Y | N | N
| 237 | NSTAR | Central | Boston | PNU23 | PNU23 | 110B | Brookline | D | 23N30 | BKL | 4.16kV | 4.16kV | 4.16kV | 1.7437 | 1.4394 | 1.4322 | 2.594 | 2.5908 | 2.5908 | 67.22% | 55.56% | 55.28% | 59.35% | Y | N | N
| 1171 | NSTAR | South | Plymouth | Swifts Beach Sub | 753 | 1 | Wareham | D | 3-85-12J1 | WAR | 4.16kV | 4.16kV | 4.16kV | 1.9743 | 1.9935 | 1.7992 | 3.2425 | 3.2386 | 3.2386 | 60.89% | 61.56% | 55.56% | 59.33% | Y | N | N
| 300 | NSTAR | Central | Somerville | Elm Street | 301 | 14A | Stoneham | D | 301-03 | STN | 4.16kV | 4.16kV | 4.16kV | 0.99436 | 1.0076 | 1.0076 | 1.6933 | 1.6912 | 1.6912 | 58.72% | 59.57% | 59.57% | 59.29% | Y | N | N
| 763 | NSTAR | Central | Somerville | Putnam | 831 | 110A | Cambridge | D | 831-1304 | CAM | 13.8kV | 13.8kV | 13.8kV | 6.2387 | 3.1275 | 2.9365 | 6.9319 | 6.9235 | 6.9235 | 90% | 45.17% | 42.41% | 59.2% | Y | N | N
| 1033 | NSTAR | South | New Bedford | Belleville Ave. | 680 | 1 | New Bedford | D | 2-84-136 | NEB | 3.74kV | 3.74kV | 3.74kV | 1.7815 | 0.96406 | 0.53703 | 1.8527 | 1.8505 | 1.8505 | 96.15% | 52.1% | 29.02% | 59.09% | Y | N | N
| 442 | NSTAR | Central | Somerville | Dragon Court | 375 | 110C | Woburn | D | 375-H11 | WOB | 13.8kV | 13.8kV | 13.8kV | 10.2544 | 4.8464 | 9.86 | 14.1028 | 14.0857 | 14.0857 | 72.71% | 34.41% | 70% | 59.04% | Y | N | N
| 418 | NSTAR | Central | Boston | Colburn St | 350 | 110D | Boston | D | 350-H2 | BDT BKL WRX | 13.8kV | 13.8kV | 13.8kV | 6.8123 | 7.1622 | 6.5415 | 11.5929 | 11.5789 | 11.5789 | 58.76% | 61.86% | 56.49% | 59.04% | Y | N | N
| 1226 | NSTAR | South | Cape & Vineyard | Hatchville Sub | 936 | 1 | Falmouth | D | 4-77A-450 | MAS | 22.8kV | 22.8kV | 22.8kV | 4.5416 | 5.0488 | 6.4688 | 9.0831 | 9.0721 | 9.0721 | 50% | 55.65% | 71.3% | 58.99% | Y | N | N
| W27 | WMECO | NORTHERN | HADLEY | Amherst_17K | 17K | 17K-4X | AMHERST | D | 17K5 | AMHERST | 13.8kV | 13.8kV | 13.8 | 4.9 | 7.25 | 7.3 | 11 | 11 | 11 | 44.55% | 65.91% | 66.36% | 58.94% | Y | N | N
| 399 | NSTAR | Central | Boston | Brighton | 329 | 110A | Brighton | D | 329-H7 | BRI | 13.8kV | 13.8kV | #N/A | 9.7285 | 10.7433 | 0 | 11.5929 | 11.5789 | 11.5789 | 83.92% | 92.78% | 0% | 58.9% | Y | N | N
| W87 | WMECO | NORTHERN | HADLEY | Cumberland_22B | 22B | 22B-1X | GREENFIELD | D | 22B1 | GREENFIELD | 13.8kV | 13.8kV | 13.8 | 7.2 | 7.44 | 6 | 11.7 | 11.7 | 11.7 | 61.54% | 63.59% | 51.28% | 58.8% | Y | N | N
| 751 | NSTAR | Central | Somerville | Alewife | 828 | 110B | Cambridge | D | 828-1NB12 | CAM | 13.8kV | 13.8kV | 13.8kV | 4.2069 | 3.9631 | 3.8198 | 6.8123 | 6.8041 | 6.8041 | 61.75% | 58.25% | 56.14% | 58.71% | Y | N | N
| 57 | NSTAR | Central | Boston | Kenmore | 49 | 14B | Boston | D | 4911 | BKL | 4.16kV | 4.16kV | 4.16kV | 1.1673 | 0.97157 | 1.281 | 1.9455 | 1.9431 | 1.9431 | 60% | 50% | 65.93% | 58.64% | Y | N | N
| 849 | NSTAR | South | New Bedford | Bolton St. | 681 | 1 | New Bedford | D | 1939-02-06 | NEB | 3.74kV | 3.74kV | 3.74kV | 1.1531 | 1.197 | 0.90583 | 1.8527 | 1.8505 | 1.8505 | 62.24% | 64.69% | 48.95% | 58.62% | Y | N | N
| 757 | NSTAR | Central | Somerville | Smith Place | 829 | 14A | Cambridge | D | 829-29 | CAM | 4.16kV | 4.16kV | 4.16kV | 1.578 | 1.4969 | 1.353 | 2.5219 | 2.5189 | 2.5189 | 62.57% | 59.43% | 53.71% | 58.57% | Y | N | N
| 132 | NSTAR | Central | Boston | Dorchester Ave | 139 | 14B | South Boston | D | 139-12 | SOB | 4.16kV | 4.16kV | 4.16kV | 1.1817 | 1.2019 | 1.0291 | 1.9455 | 1.9431 | 1.9431 | 60.74% | 61.85% | 52.96% | 58.52% | Y | N | N
| 987 | NSTAR | South | New Bedford | Assonet | 647 | 2 | Freetown | D | 2-605-605 | FRE | 13.2kV | 13.2kV | 13.2kV | 7.385 | 7.5359 | 7.5359 | 12.8037 | 12.7882 | 12.7882 | 57.68% | 58.93% | 58.93% | 58.51% | Y | N | N
| 736 | NSTAR | Central | Somerville | Concord | 827 | 14A | Cambridge | D | 827-31 | CAM | 4.16kV | 4.16kV | 4.16kV | 1.4843 | 1.5473 | 1.3818 | 2.5219 | 2.5189 | 2.5189 | 58.86% | 61.43% | 54.86% | 58.38% | Y | N | N
| 329 | NSTAR | Central | Boston | Mattapan | 311 | 110B | Mattapan | D | 311-05 | DOR | 4.16kV | 4.16kV | 4.16kV | 1.1385 | 1.9863 | 1.4106 | 2.594 | 2.5908 | 2.5908 | 43.89% | 76.67% | 54.44% | 58.33% | Y | N | N
| 1669 | NSTAR | West | Waltham | Burlington | 391 | 110A | Burlington | D | 391-H2 | BUR | 13.8kV | 13.8kV | 13.8kV | 5.2587 | 5.6581 | 5.8014 | 9.5612 | 9.5496 | 9.5496 | 55% | 59.25% | 60.75% | 58.33% | Y | N | N
| W152 | WMECO | SOUTHERN | SPRINGFIELD | Piper_21N | 21N | 21N-1X | WEST SPRINGFIELD | D | 21N5 | WEST SPRINGFIELD | 13.8kV | 13.8kV | 13.8 | 4.3 | 8.4 | 8.4 | 12.1 | 12.1 | 12.1 | 35.54% | 69.42% | 69.42% | 58.13% | Y | N | N
| W149 | WMECO | SOUTHERN | SPRINGFIELD | Breckwood_20A | 20A | 20A-3X | SPRINGFIELD | D | 20A34 | SPRINGFIELD | 13.8kV | 13.8kV | 13.8 | 4.7 | 6.5 | 6.4 | 10.1 | 10.1 | 10.1 | 46.53% | 64.36% | 63.37% | 58.09% | Y | N | N
| 878 | NSTAR | South | New Bedford | Pine Street | 611 | B | N. Bedford | D | 2019-02-19 | NEB | 13.2kV | 13.2kV | 13.2kV | 1.6005 | 6.3027 | 6.0515 | 8.0252 | 8.0154 | 8.0154 | 19.94% | 78.63% | 75.5% | 58.02% | Y | N | N
| 1430 | NSTAR | West | Walpole | Dedham | 20 | 14E | Dedham | D | 2008 | DED | 4.16kV | 4.16kV | 4.16kV | 1.2249 | 1.0795 | 1.0795 | 1.9455 | 1.9431 | 1.9431 | 62.96% | 55.56% | 55.56% | 58.02% | Y | N | N
| 1275 | NSTAR | South | Cape & Vineyard | Otis Sub | 915 | 1 | Bourne | D | 4-86-402 | BRN | 22.8kV | 22.8kV | 22.8kV | 6.3187 | 6.3899 | 6.5083 | 11.0577 | 11.0443 | 11.0443 | 57.14% | 57.86% | 58.93% | 57.98% | Y | N | N
| 1590 | NSTAR | West | Waltham | Elliot Street | 292 | 110B | Newton | D | 292-H2 | NEW | 13.8kV | 13.8kV | 13.8kV | 6.6928 | 6.9951 | 6.6608 | 11.7125 | 11.6983 | 11.6983 | 57.14% | 59.8% | 56.94% | 57.96% | Y | N | N
| 1736 | NSTAR | West | Waltham | Arsenal Street | 467 | 110B | Watertown | D | 467-H7 | WAT | 13.8kV | 13.8kV | 13.8kV | 3.7528 | 3.9392 | 5.1807 | 7.4099 | 7.4009 | 7.4009 | 50.65% | 53.23% | 70% | 57.96% | Y | N | N
| 144 | NSTAR | Central | Boston | Humboldt Ave | 143 | 14AB | Roxbury | D | 143-03 | ROX | 4.16kV | 4.16kV | 4.16kV | 1.4051 | 0.78445 | 0.74847 | 1.6933 | 1.6912 | 1.6912 | 82.98% | 46.38% | 44.26% | 57.87% | Y | N | N
| 573 | NSTAR | Central | Somerville | READING | READING | READING | Woburn | D | 4W5-H1 | WOB | 13.8kV | 13.8kV | 13.8kV | 1.8883 | 1.886 | 2.0293 | 3.3464 | 3.3424 | 3.3424 | 56.43% | 56.43% | 60.71% | 57.86% | Y | N | N
| 1296 | NSTAR | South | Cape & Vineyard | Harwich Sub | 968 | 1 | Harwich | D | 4-89A-89A | HAR | 22.8kV | 22.8kV | 22.8kV | 20.4963 | 20.9448 | 19.367 | 35.0688 | 35.0263 | 35.0263 | 58.45% | 59.8% | 55.29% | 57.85% | Y | N | N
| 385 | NSTAR | Central | Somerville | Main St | 325 | 14B | Woburn | D | 325-04 | WOB | 4.16kV | 4.16kV | 4.16kV | 1.1385 | 1.1155 | 1.1155 | 1.9455 | 1.9431 | 1.9431 | 58.52% | 57.41% | 57.41% | 57.78% | Y | N | N
| 1132 | NSTAR | South | New Bedford | Crystal Spring | 646 | 1 | Mattapoisett | D | 3-304-304 | MAR | 22.8kV | 13.2kV | 13.2kV | 6.7448 | 6.6681 | 5.572 | 10.9746 | 10.9613 | 10.9613 | 61.46% | 60.83% | 50.83% | 57.71% | Y | N | N
| W12 | WMECO | NORTHERN | PITTSFIELD | Pleasant_16B | 16B | 16B-1X,16B-2X | LEE | D | 16B4 | LEE | 23 | 24 | 23 | 8.3 | 15.3 | 15.3 | 22.5 | 22.5 | 22.5 | 36.89% | 68% | 68% | 57.63% | Y | N | N
| 650 | NSTAR | Central | Somerville | Mystic Station | 250 | 110A | Charlestown | D | 585-114H3 | SOM | 13.8kV | 13.8kV | 13.8kV | 6.167 | 6.1595 | 7.6397 | 11.5929 | 11.5789 | 11.5789 | 53.2% | 53.2% | 65.98% | 57.46% | Y | N | N
| 31 | NSTAR | Central | Boston | Allston | 36 | 14C | Allston | D | 3613 | BKL | 4.16kV | 4.16kV | 4.16kV | 1.333 | 1.4753 | 1.0363 | 2.2337 | 2.231 | 2.231 | 59.68% | 66.13% | 46.45% | 57.42% | Y | N | N
| 432 | NSTAR | Central | Boston | Brighton | 329 | 110B | Brighton | D | 36-51 | BRI | 13.8kV | 13.8kV | 13.8kV | 6.4538 | 6.9951 | 6.4937 | 11.5929 | 11.5789 | 11.5789 | 55.67% | 60.41% | 56.08% | 57.39% | Y | N | N
| 574 | NSTAR | Central | Boston | Havard Court | 506 | 14A | Brookline | D | 506-01 | BKL | 4.16kV | 4.16kV | 4.16kV | 1.2466 | 1.2307 | 1.6121 | 2.3778 | 2.3749 | 2.3749 | 52.42% | 51.82% | 67.88% | 57.37% | Y | N | N
| 1046 | NSTAR | South | New Bedford | Acushnet | 612 | N | Acushnet | D | 2-87-87 | NEB | 13.2kV | 13.2kV | 13.2kV | 2.858 | 5.572 | 5.3665 | 8.0252 | 8.0154 | 8.0154 | 35.61% | 69.52% | 66.95% | 57.36% | Y | N | N
| 1131 | NSTAR | South | Plymouth | Duxbury Sub | 738 | 2 | Duxbury | D | 3-27-970 | MAR | 22.8kV | 22.8kV | 22.8kV | 10.6628 | 11.0443 | 8.8355 | 17.7713 | 17.7498 | 17.7498 | 60% | 62.22% | 49.78% | 57.33% | Y | N | N
| 1163 | NSTAR | South | Plymouth | Wareham Sub | 714 | 1 | Wareham | D | 3-84-84 | WAR | 22.8kV | 22.8kV | 22.8kV | 24.1295 | 23.6664 | 14.9887 | 36.53 | 36.4857 | 36.4857 | 66.05% | 64.86% | 41.08% | 57.33% | Y | N | N
| 464 | NSTAR | Central | Boston | K Street | 385 | 110A | South Boston | D | 385-H17 | SOB BDT | 13.8kV | 13.8kV | 13.8kV | 5.2348 | 4.1541 | 5.3955 | 8.6051 | 8.5946 | 8.5946 | 60.83% | 48.33% | 62.78% | 57.31% | Y | N | N
| 539 | NSTAR | Central | Boston | Dewar Street | 483 | 14A | Dorchester | D | 483-03 | DOR | 4.16kV | 4.16kV | 4.16kV | 1.5492 | 1.4394 | 1.4681 | 2.594 | 2.5908 | 2.5908 | 59.72% | 55.56% | 56.67% | 57.31% | Y | N | N
| 540 | NSTAR | Central | Boston | Dewar Street | 483 | 14B | Dorchester | D | 483-07 | DOR | 4.16kV | 4.16kV | 4.16kV | 1.5492 | 0.92119 | 0.87081 | 1.9455 | 1.9431 | 1.9431 | 79.63% | 47.41% | 44.81% | 57.28% | Y | N | N
| 9 | NSTAR | Central | Boston | Roslindale | 13 | 14C | Roslindale | D | 1311 | WRX | 4.16kV | 4.16kV | 4.16kV | 1.6357 | 1.6625 | 1.5257 | 2.8102 | 2.8068 | 2.8068 | 58.21% | 59.23% | 54.36% | 57.26% | Y | N | N
| 1609 | NSTAR | West | Waltham | Marrett Road | 320 | 110A | Lexington | D | 320-H3 | LEX LIC WAL | 13.8kV | 13.8kV | 13.8kV | 4.6133 | 5.3239 | 4.8225 | 8.6051 | 8.5946 | 8.5946 | 53.61% | 61.94% | 56.11% | 57.22% | Y | N | N
| 396 | NSTAR | Central | Boston | Brighton | 329 | 110B | Brighton | D | 329-H4 | BRI,BKL | 13.8kV | 13.8kV | 13.8kV | 4.8284 | 5.0135 | 4.4883 | 8.366 | 8.3559 | 8.3559 | 57.71% | 60% | 53.71% | 57.14% | Y | N | N
| W212 | WMECO | SOUTHERN | SPRINGFIELD | East_Springfield_5J | 5J | 5J-7X | SPRINGFIELD | D | 5J12 | SPRINGFIELD | 13.8kV | 13.8kV | 13.8 | 6.1 | 7.1 | 6.8 | 11.7 | 11.7 | 11.7 | 52.14% | 60.68% | 58.12% | 56.98% | Y | N | N
| 1247 | NSTAR | South | Cape & Vineyard | West HYN | 943 | 1 | West HYN | D | 4-80B-898 | HYN | 4.16kV | 4.16kV | 4.16kV | 1.5204 | 1.4968 | 1.2062 | 2.4734 | 2.4704 | 2.4704 | 61.47% | 60.59% | 48.82% | 56.96% | Y | N | N
| 930 | NSTAR | South | New Bedford | Wing Lane | 624 | 1 | Acushnet | D | 2-240-207 | FRH | 13.2kV | 13.2kV | 13.2kV | 2.5607 | 2.8545 | 3.5624 | 5.2587 | 5.2523 | 5.2523 | 48.7% | 54.35% | 67.83% | 56.96% | Y | N | N
| W183 | WMECO | SOUTHERN | SPRINGFIELD | Orchard_27A | 27A | 27A-2X | SPRINGFIELD | D | 27A12 | LUDLOW | 13.8kV | 13.8kV | 13.8 | 6.9 | 4.6 | 4.9 | 9.6 | 9.6 | 9.6 | 71.88% | 47.92% | 51.04% | 56.94% | Y | N | N
| 1028 | NSTAR | South | New Bedford | Acushnet | 612 | S | Acushnet | D | 2-82-82 | NEB | 13.2kV | 13.2kV | 13.2kV | 5.2587 | 3.7451 | 4.6814 | 8.0252 | 8.0154 | 8.0154 | 65.53% | 46.72% | 58.4% | 56.89% | Y | N | N
| 1426 | NSTAR | West | Walpole | Dedham | 20 | 14G | Dedham | D | 2004 | DED | 4.16kV | 4.16kV | 4.16kV | 1.1529 | 1.3242 | 1.3314 | 2.2337 | 2.231 | 2.231 | 51.61% | 59.35% | 59.68% | 56.88% | Y | N | N
| 1735 | NSTAR | West | Waltham | Arsenal Street | 467 | 110B | Watertown | D | 467-H6 | WAL,WAT | 13.8kV | 13.8kV | 13.8kV | 2.223 | 2.1009 | 5.6581 | 5.8562 | 5.8491 | 5.8491 | 37.96% | 35.92% | 96.73% | 56.87% | Y | N | N
| 1339 | NSTAR | South | Cape & Vineyard | Harwich Sub | 968 | 1 | Harwich | D | 4-92B-583 | DEN | 22.8kV | 22.8kV | 22.8kV | 3.4358 | 3.5894 | 8.441 | 9.0831 | 9.0721 | 9.0721 | 37.83% | 39.57% | 93.04% | 56.81% | Y | N | N
| 386 | NSTAR | Central | Somerville | Main St | 325 | 14A | Woburn | D | 325-05 | WOB | 4.16kV | 4.16kV | 4.16kV | 1.0952 | 1.1011 | 1.1155 | 1.9455 | 1.9431 | 1.9431 | 56.3% | 56.67% | 57.41% | 56.79% | Y | N | N
| 440 | NSTAR | Central | Somerville | Dragon Court | 375 | 110C | Woburn | D | 375-H1 | WOB | 13.8kV | 13.8kV | 13.8kV | 5.0674 | 8.9527 | 5.8969 | 11.7125 | 11.6983 | 11.6983 | 43.27% | 76.53% | 50.41% | 56.73% | Y | N | N
| 934 | NSTAR | South | New Bedford | Wing Lane | 624 | 1 | Acushnet | D | 2-241-237 | ACU | 13.2kV | 13.2kV | 13.2kV | 3.5439 | 2.8088 | 2.5805 | 5.2587 | 5.2523 | 5.2523 | 67.39% | 53.48% | 49.13% | 56.67% | Y | N | N
| 908 | NSTAR | South | New Bedford | Industrial Park | 636 | 111 | N. Bedford | D | 2-106-161 | NEB | 13.2kV | 13.2kV | 13.2kV | 2.9723 | 2.923 | 3.0372 | 5.2587 | 5.2523 | 5.2523 | 56.52% | 55.65% | 57.83% | 56.67% | Y | N | N
| 1011 | NSTAR | South | New Bedford | Rockdale | 693 | 1 | N. Bedford | D | 2-72-501 | NEB | 13.2kV | 13.2kV | 13.2kV | 3.7268 | 3.9506 | 3.4254 | 6.539 | 6.5311 | 6.5311 | 56.99% | 60.49% | 52.45% | 56.64% | Y | N | N
| 1044 | NSTAR | South | New Bedford | Hathaway St. | 617 | N | New Bedford | D | 2-87-140 | NEB | 3.74kV | 3.74kV | 3.74kV | 0.77089 | 0.54997 | 1.8246 | 1.8527 | 1.8505 | 1.8505 | 41.61% | 29.72% | 98.6% | 56.64% | Y | N | N
| W127 | WMECO | SOUTHERN | SPRINGFIELD | Agawam_16C | 16C | 16C-5X | AGAWAM | D | 16C11 | AGAWAM | 13.8kV | 13.8kV | 13.8 | 5.1 | 5.8 | 5.4 | 9.6 | 9.6 | 9.6 | 53.12% | 60.42% | 56.25% | 56.6% | Y | N | N
| 884 | NSTAR | South | New Bedford | Pine Street | 611 | C | N. Bedford | D | 2022-02-24 | NEB | 13.2kV | 13.2kV | 13.2kV | 2.1721 | 2.1694 | 2.1694 | 3.8411 | 3.8364 | 3.8364 | 56.55% | 56.55% | 56.55% | 56.55% | Y | N | N
| 201 | NSTAR | Central | Somerville | Woburn | 211 | 110B | Woburn | D | 211-H13 | WIN | 13.8kV | 13.8kV | 13.8kV | 6.5016 | 7.6397 | 5.7059 | 11.7125 | 11.6983 | 11.6983 | 55.51% | 65.31% | 48.78% | 56.53% | Y | N | N
| 555 | NSTAR | Central | Somerville | Willoughby St | 488 | 110A | Chelsea | D | 488-H3 | CHE | 13.8kV | 13.8kV | 13.8kV | 7.6968 | 5.9446 | 5.9685 | 11.5929 | 11.5789 | 11.5789 | 66.39% | 51.34% | 51.55% | 56.43% | Y | N | N
| W106 | WMECO | NORTHERN | HADLEY | Shelburne_29R | 29R | 29R-1X | SHELBURNE | D | 29R2 | SHELBURNE | 13.8kV | 13.8kV | 13.8 | 4.6 | 2.8 | 1.4 | 5.2 | 5.2 | 5.2 | 88.46% | 53.85% | 26.92% | 56.41% | Y | N | N
| 11 | NSTAR | Central | Somerville | Willow St | 16 | 14A | Somerville | D | 1601 | SOM | 4.16kV | 4.16kV | 4.16kV | 1.787 | 1.6553 | 1.4897 | 2.9182 | 2.9147 | 2.9147 | 61.23% | 56.79% | 51.11% | 56.38% | Y | N | N
| 142 | NSTAR | Central | Boston | Humboldt Ave | 143 | 14AB | Roxbury | D | 143-01 | ROX | 4.16kV | 4.16kV | 4.16kV | 1.6285 | 1.4322 | 1.317 | 2.594 | 2.5908 | 2.5908 | 62.78% | 55.28% | 50.83% | 56.3% | Y | N | N
| 653 | NSTAR | Central | Somerville | Woburn | 211 | 110A | Woburn | D | 59-1383H1 | ARL SOM | 13.8kV | 13.8kV | 13.8kV | 4.7328 | 4.7271 | 4.6077 | 8.366 | 8.3559 | 8.3559 | 56.57% | 56.57% | 55.14% | 56.1% | Y | N | N
| 1253 | NSTAR | South | Cape & Vineyard | Sandwich Sub | 919 | 1 | Sandwich | D | 4-81A-851 | SAN | 8.3kV | 8.3kV | 8.3kV | 3.5366 | 2.6277 | 2.6564 | 5.2474 | 5.241 | 5.241 | 67.4% | 50.14% | 50.68% | 56.07% | Y | N | N
| 1791 | NSTAR | West | Walpole | Medway | 65 | 110B | Medway | D | 65-H7 | MDW,HOL,HOP,ASH | 13.8kV | 13.8kV | 13.8kV | 3.3703 | 3.7005 | 12.5816 | 11.7125 | 11.6983 | 11.6983 | 28.78% | 31.63% | 107.6% | 55.99% | Y | N | N
| 1774 | NSTAR | West | Waltham | Hartwell Avenue | 533 | 110A | Lexington | D | 533-H2 | BED,LEX,WOB | 13.8kV | 13.8kV | 13.8kV | 5.9279 | 5.0852 | 6.2311 | 10.2783 | 10.2658 | 10.2658 | 57.67% | 49.53% | 60.7% | 55.97% | Y | N | N
| 373 | NSTAR | Central | Boston | Southampton Street | 323 | 14A | South Boston | D | 323-02 | ROX,SOB | 4.16kV | 4.16kV | 4.16kV | 1.4771 | 1.4466 | 1.425 | 2.594 | 2.5908 | 2.5908 | 56.94% | 55.83% | 55% | 55.93% | Y | N | N
| W214 | WMECO | SOUTHERN | SPRINGFIELD | East_Springfield_5J | 5J | 5J-8X | SPRINGFIELD | D | 5J14 | SPRINGFIELD | 13.8kV | 13.8kV | 13.8 | 7.7 | 9.5 | 8.8 | 15.5 | 15.5 | 15.5 | 49.68% | 61.29% | 56.77% | 55.91% | Y | N | N
| 1181 | NSTAR | South | Plymouth | Valley Sub | 715 | 2 | Plymouth | D | 3-87-87 | PLY | 22.8kV | 22.8kV | 22.8kV | 0 | 5.6405 | 5.601 | 6.7136 | 6.7055 | 6.7055 | 0% | 84.12% | 83.53% | 55.88% | Y | N | N
| 704 | NSTAR | Central | Somerville | Prospect | 819 | 14A | Cambridge | D | 819-1NC5 | CAM | 13.8 | 13.8kV | 13.8kV | 5.0196 | 2.1487 | 2.6261 | 5.8562 | 5.8491 | 5.8491 | 85.71% | 36.73% | 44.9% | 55.78% | Y | N | N
| 1204 | NSTAR | South | Cape & Vineyard | Hyannis Junction | 961 | 3 | Barnstable | D | 4-63-63 | BAR | 22.8kV | 22.8kV | 22.8kV | 15.4808 | 16.2509 | 14.8704 | 27.9208 | 27.8869 | 27.8869 | 55.45% | 58.27% | 53.32% | 55.68% | Y | N | N
| 1453 | NSTAR | West | Walpole | Stone Street | 26 | 14B | Walpole | D | 2608 | MDF,WLP | 4.16kV | 4.16kV | 4.16kV | 1.0304 | 1.0291 | 0.94278 | 1.8014 | 1.7992 | 1.7992 | 57.2% | 57.2% | 52.4% | 55.6% | Y | N | N
| W142 | WMECO | SOUTHERN | SPRINGFIELD | Breckwood_20A | 20A | 20A-1X | SPRINGFIELD | D | 20A14 | SPRINGFIELD | 13.8kV | 13.8kV | 13.8 | 7.5 | 6 | 6 | 11.7 | 11.7 | 11.7 | 64.1% | 51.28% | 51.28% | 55.56% | Y | N | N
| 356 | NSTAR | Central | Boston | San Juan Street | 318 | 14BC | Boston | D | 318-02 | BDT | 4.16kV | 4.16kV | 4.16kV | 1.2394 | 1.5617 | 1.5185 | 2.594 | 2.5908 | 2.5908 | 47.78% | 60.28% | 58.61% | 55.56% | Y | N | N
| 730 | NSTAR | Central | Somerville | Edmunds | 826 | 14A | Cambridge | D | 826-25 | CAM | 4.16kV | 4.16kV | 4.16kV | 1.5852 | 1.5833 | 1.5041 | 2.8102 | 2.8068 | 2.8068 | 56.41% | 56.41% | 53.59% | 55.47% | Y | N | N
| 64 | NSTAR | Central | Boston | Tremont Street | 52 | 14B | Roxbury | D | 5206 | ROX | 4.16kV | 4.16kV | 4.16kV | 1.0448 | 0.83483 | 0.93558 | 1.6933 | 1.6912 | 1.6912 | 61.7% | 49.36% | 55.32% | 55.46% | Y | N | N
| 902 | NSTAR | South | New Bedford | Industrial Park | 636 | 112 | N. Bedford | D | 2-103-103 | NEB | 13.2kV | 13.2kV | 13.2kV | 6.9506 | 6.4626 | 6.6681 | 12.1178 | 12.1031 | 12.1031 | 57.36% | 53.4% | 55.09% | 55.28% | Y | N | N
| 359 | NSTAR | Central | Boston | San Juan Street | 318 | 14BC | Boston | D | 318-05 | BDT | 4.16kV | 4.16kV | 4.16kV | 1.4411 | 1.4034 | 1.4538 | 2.594 | 2.5908 | 2.5908 | 55.56% | 54.17% | 56.11% | 55.28% | Y | N | N
| 1057 | NSTAR | South | New Bedford | Pine Street | 611 | D | N. Bedford | D | 2-89-89 | NEB | 13.2kV | 13.2kV | 13.2kV | 5.3044 | 3.7679 | 4.2247 | 8.0252 | 8.0154 | 8.0154 | 66.1% | 47.01% | 52.71% | 55.27% | Y | N | N
| 1435 | NSTAR | West | Southboro | Mechanic St | 23 | 14C | Natick | D | 2304 | NAT | 4.16kV | 4.16kV | 4.16kV | 1.2177 | 1.3314 | 1.1515 | 2.2337 | 2.231 | 2.231 | 54.52% | 59.68% | 51.61% | 55.27% | Y | N | N
| W217 | WMECO | SOUTHERN | SPRINGFIELD | East_Springfield_5J | 5J | 5J-8X | SPRINGFIELD | D | 5J17 | SPRINGFIELD | 13.8kV | 13.8kV | 13.8 | 7.9 | 4.9 | 4.6 | 10.5 | 10.5 | 10.5 | 75.24% | 46.67% | 43.81% | 55.24% | Y | N | N
| 697 | NSTAR | Central | Somerville | Prospect | 819 | 14kV Bus | Cambridge | D | 819-1NA5 | CAM | 13.8kV | 13.8kV | 13.8kV | 8.6529 | 1.4086 | 1.2176 | 6.8123 | 6.8041 | 6.8041 | 127% | 20.7% | 17.89% | 55.2% | Y | N | N
| 663 | NSTAR | Central | Somerville | Otis | 812 | 14A | Cambridge | D | 812-16 | CAM | 4.16kV | 4.16kV | 4.16kV | 1.7293 | 1.245 | 0.48219 | 2.0896 | 2.0871 | 2.0871 | 82.76% | 59.66% | 23.1% | 55.17% | Y | N | N
| 331 | NSTAR | Central | Boston | Mattapan | 311 | 110B | Mattapan | D | 311-07 | DOR | 4.16kV | 4.16kV | 4.16kV | 1.4411 | 1.0939 | 0.92119 | 2.0896 | 2.0871 | 2.0871 | 68.97% | 52.41% | 44.14% | 55.17% | Y | N | N
| 1649 | NSTAR | West | Waltham | Jackson Street | 369 | 292-215 | Newton | D | 369-06 | NEW | 4.16kV | 4.16kV | 4.16kV | 1.0448 | 1.0795 | 1.0795 | 1.9455 | 1.9431 | 1.9431 | 53.7% | 55.56% | 55.56% | 54.94% | Y | N | N
| 1703 | NSTAR | West | Waltham | Trapelo Road | 450 | 110A | Waltham | D | 450-H1 | WAL | 13.8kV | 13.8kV | 13.8kV | 6.5016 | 6.637 | 6.1356 | 11.7125 | 11.6983 | 11.6983 | 55.51% | 56.73% | 52.45% | 54.9% | Y | N | N
| 570 | NSTAR | Central | Boston | Hyde Park | 496 | 110B | Hyde Park | D | 496-H6 | HYP WRX | 13.8kV | 13.8kV | 13.8kV | 6.4777 | 6.446 | 6.1356 | 11.5929 | 11.5789 | 11.5789 | 55.88% | 55.67% | 52.99% | 54.85% | Y | N | N
| 909 | NSTAR | South | New Bedford | Industrial Park | 636 | 111 | N. Bedford | D | 2-107-107 | NEB | 13.2kV | 13.2kV | 13.2kV | 7.4764 | 6.6453 | 5.8003 | 12.1178 | 12.1031 | 12.1031 | 61.7% | 54.91% | 47.92% | 54.84% | Y | N | N
| 462 | NSTAR | Central | Boston | K Street | 385 | 110D | South Boston | D | 385-H15 | BOS SOB | 13.8kV | 13.8kV | 13.8kV | 5.7128 | 4.0825 | 4.3212 | 8.6051 | 8.5946 | 8.5946 | 66.39% | 47.5% | 50.28% | 54.72% | Y | N | N
| W213 | WMECO | SOUTHERN | SPRINGFIELD | East_Springfield_5J | 5J | 5J-7X | SPRINGFIELD | D | 5J13 | SPRINGFIELD | 13.8kV | 13.8kV | 13.8 | 8.8 | 5.4 | 5 | 11.7 | 11.7 | 11.7 | 75.21% | 46.15% | 42.74% | 54.7% | Y | N | N
| 1244 | NSTAR | South | Cape & Vineyard | HYN Junction | 961 | 2 | Barnstable | D | 4-80B-514 | HYN | 22.8kV | 22.8kV | 22.8kV | 9.715 | 9.4271 | 9.3482 | 17.3764 | 17.3554 | 17.3554 | 55.91% | 54.32% | 53.86% | 54.7% | Y | N | N
| 119 | NSTAR | Central | Somerville | West Street | 10 | 14kV Bus | Charlestown | D | 10-H2 | CHT | 13.8kV | 13.8kV | 13.8kV | 3.8723 | 3.8198 | 3.8676 | 7.0514 | 7.0428 | 7.0428 | 54.92% | 54.24% | 54.92% | 54.69% | Y | N | N
| 471 | NSTAR | Central | Boston | K Street | 385 | 110A | South Boston | D | 385-H4 | SOB | 13.8kV | 13.8kV | 13.8kV | 4.0874 | 3.7243 | 3.7482 | 7.0514 | 7.0428 | 7.0428 | 57.97% | 52.88% | 53.22% | 54.69% | Y | N | N
| 724 | NSTAR | Central | Somerville | Walden | 824 | 14A | Cambridge | D | 824-28 | CAM | 4.16kV | 4.16kV | 4.16kV | 0.64129 | 1.7848 | 1.7056 | 2.5219 | 2.5189 | 2.5189 | 25.43% | 70.86% | 67.71% | 54.67% | Y | N | N
| W198 | WMECO | SOUTHERN | SPRINGFIELD | Silver_30A | 30A | 30A-1X | AGAWAM | D | 30A1 | AGAWAM | 13.8kV | 13.8kV | 13.8 | 9.8 | 6.8 | 6.8 | 14.3 | 14.3 | 14.3 | 68.53% | 47.55% | 47.55% | 54.55% | Y | N | N
| 1481 | NSTAR | West | Waltham | Spring Street | 124 | 14B | Watertown | D | 124-03 | NEW,WAT | 4.16kV | 4.16kV | 4.16kV | 0.98716 | 1.0219 | 0.93558 | 1.8014 | 1.7992 | 1.7992 | 54.8% | 56.8% | 52% | 54.53% | Y | N | N
| 548 | NSTAR | Central | Boston | Dewar Street | 483 | 110B | Dorchester | D | 483-H6 | DOR ROX BKL | 13.8kV | 13.8kV | 13.8kV | 6.1909 | 6.4937 | 6.255 | 11.5929 | 11.5789 | 11.5789 | 53.4% | 56.08% | 54.02% | 54.5% | Y | N | N
| 1286 | NSTAR | South | Cape & Vineyard | Mashpee Sub | 946 | 1 | Mashpee | D | 4-88-478 | BNS | 22.8kV | 22.8kV | 22.8kV | 7.7404 | 3.55 | 3.55 | 9.0831 | 9.0721 | 9.0721 | 85.22% | 39.13% | 39.13% | 54.49% | Y | N | N
| 213 | NSTAR | Central | Somerville | Mystic Station | 250 | 110B | Everett | D | 218-80H | CHT | 13.8kV | 13.8kV | 13.8kV | 3.9201 | 5.3 | 4.4406 | 8.366 | 8.3559 | 8.3559 | 46.86% | 63.43% | 53.14% | 54.48% | Y | N | N
| 288 | NSTAR | Central | Somerville | Mystic Station | 250 | 110B | Charlestown | D | 286-1322H | CHT EVE SOM | 13.8kV | 13.8kV | 13.8kV | 4.2069 | 4.7271 | 4.7271 | 8.366 | 8.3559 | 8.3559 | 50.29% | 56.57% | 56.57% | 54.48% | Y | N | N
| 966 | NSTAR | South | New Bedford | Cross Rd. | 651 | 109 | Dartmouth | D | 2-533-533 | DAR | 13.2kV | 13.2kV | 13.2kV | 8.391 | 10.8243 | 0 | 11.7748 | 11.7605 | 11.7605 | 71.26% | 92.04% | 0% | 54.43% | Y | N | N
| 1717 | NSTAR | West | Southboro | West Framingham | 455 | 110A | Framingham | D | 455-H4 | FRA | 13.8kV | 13.8kV | 13.8kV | 6.406 | 6.4699 | 6.2311 | 11.7125 | 11.6983 | 11.6983 | 54.69% | 55.31% | 53.27% | 54.42% | Y | N | N
| 1363 | NSTAR | South | Cape & Vineyard | Harwich Sub | 968 | 2 | Harwich | D | 4-95A-95A | HAR | 22.8kV | 22.8kV | 22.8kV | 19.351 | 20.8264 | 19.4064 | 36.53 | 36.4857 | 36.4857 | 52.97% | 57.08% | 53.19% | 54.41% | Y | Y | N
| 1172 | NSTAR | South | Plymouth | Tremont Sub | 713 | 1 | Wareham | D | 3-85-85 | WAR | 22.8kV | 22.8kV | 22.8kV | 16.5866 | 15.7776 | 11.4388 | 26.8545 | 26.8219 | 26.8219 | 61.76% | 58.82% | 42.65% | 54.41% | Y | Y | N
| 924 | NSTAR | South | New Bedford | Arsene | 654 | 1 | Fairhaven | D | 2-220-220 | FRH | 13.2kV | 13.2kV | 13.2kV | 7.4307 | 7.3304 | 4.4073 | 11.7748 | 11.7605 | 11.7605 | 63.11% | 62.33% | 37.48% | 54.3% | Y | N | N
| 765 | NSTAR | Central | Somerville | Putnam | 831 | 110A | Cambridge | D | 831-1314 | CAM | 13.8kV | 13.8kV | 13.8kV | 6.9558 | 6.4221 | 5.4671 | 11.5929 | 11.5789 | 11.5789 | 60% | 55.46% | 47.22% | 54.23% | Y | N | N
| 1280 | NSTAR | South | Cape & Vineyard | Oak Street | 920 | 1 | Barnstable | D | 4-87A-475 | SAN | 22.8kV | 22.8kV | 22.8kV | 7.227 | 7.2971 | 7.2971 | 13.4272 | 13.411 | 13.411 | 53.82% | 54.41% | 54.41% | 54.22% | Y | N | N
| 1484 | NSTAR | West | Waltham | Spring Street | 124 | 14A | Watertown | D | 124-06 | WAT | 4.16kV | 4.16kV | 4.16kV | 0.92231 | 0.95717 | 0.87081 | 1.6933 | 1.6912 | 1.6912 | 54.47% | 56.6% | 51.49% | 54.18% | Y | N | N
| 761 | NSTAR | Central | Somerville | Putnam | 831 | 110A | Cambridge | D | 831-1301 | CAM | 13.8 | 13.8kV | 13.8kV | 3.6093 | 3.2469 | 4.2018 | 6.8123 | 6.8041 | 6.8041 | 52.98% | 47.72% | 61.75% | 54.15% | Y | N | N
| 1690 | NSTAR | West | Southboro | Speen Street | 433 | 110B | Framingham | D | 433-H11 | FRA,NAT | 13.8kV | 13.8kV | 13.8kV | 5.8801 | 6.1117 | 6.9712 | 11.7125 | 11.6983 | 11.6983 | 50.2% | 52.24% | 59.59% | 54.01% | Y | N | N
| 404 | NSTAR | Central | Boston | Readville | 344 | 14AB | Hyde Park | D | 344-03 | HYP | 4.16kV | 4.16kV | 4.16kV | 1.6429 | 1.6553 | 1.6553 | 3.0624 | 3.0586 | 3.0586 | 53.65% | 54.12% | 54.12% | 53.96% | Y | N | N
| 96 | NSTAR | Central | Boston | Andrew Sq | 106 | 110C | South Boston | D | 106-1N31H1 | BDT SOB ROX | 13.8kV | 13.8kV | 13.8kV | 3.6093 | 3.4379 | 3.3662 | 6.4538 | 6.446 | 6.446 | 55.93% | 53.33% | 52.22% | 53.83% | Y | N | N
| 801 | NSTAR | Central | Somerville | East Camb | 875 | 110D | Cambridge | D | 875-1367 | CAM | 13.8kV | 13.8kV | 13.8kV | 4.9479 | 5.0135 | 8.7379 | 11.5929 | 11.5789 | 11.5789 | 42.68% | 43.3% | 75.46% | 53.81% | Y | N | N
| 139 | NSTAR | Central | Somerville | Willoughby St | 488 | 110C | Somerville | D | 14-113H | CHE CHT EVE | 13.8kV | 13.8kV | 13.8kV | 5.4021 | 6.1595 | 4.6316 | 10.0393 | 10.0271 | 10.0271 | 53.81% | 61.43% | 46.19% | 53.81% | Y | N | N
| 1412 | NSTAR | West | Waltham | Homer Street | 17 | 14D | Newton | D | 1703 | NEW | 4.16kV | 4.16kV | 4.16kV | 0.83584 | 0.93558 | 0.71968 | 1.5492 | 1.5473 | 1.5473 | 53.95% | 60.47% | 46.51% | 53.64% | Y | N | N
| 1773 | NSTAR | West | Waltham | Hartwell Avenue | 533 | 110B | Lexington | D | 533-H1 | LEX | 13.8kV | 13.8kV | 13.8kV | 5.665 | 5.491 | 5.3716 | 10.2783 | 10.2658 | 10.2658 | 55.12% | 53.49% | 52.33% | 53.64% | Y | N | N
| 286 | NSTAR | Central | Boston | Colburn St | 350 | 110B | Boston | D | 284-1360H2 | ROX WRX | 13.8kV | 13.8kV | 13.8kV | 1.7927 | 1.7905 | 1.7905 | 3.3464 | 3.3424 | 3.3424 | 53.57% | 53.57% | 53.57% | 53.57% | Y | N | N
| 1701 | NSTAR | West | Southboro | Speen Street | 433 | 110C | Framingham | D | 433-H8 | FRA | 13.8kV | 13.8kV | 13.8kV | 6.7645 | 4.7748 | 7.2338 | 11.7125 | 11.6983 | 11.6983 | 57.76% | 40.82% | 61.84% | 53.47% | Y | N | N
| 888 | NSTAR | South | New Bedford | Pine Street | 611 | C | N. Bedford | D | 2024-02-24 | NEB | 13.2kV | 13.2kV | 13.2kV | 4.3212 | 4.3388 | 4.2018 | 8.0252 | 8.0154 | 8.0154 | 53.85% | 54.13% | 52.42% | 53.47% | Y | N | N
| W155 | WMECO | SOUTHERN | SPRINGFIELD | Piper_21N | 21N | 21N-2X | WEST SPRINGFIELD | D | 21N8 | WEST SPRINGFIELD | 13.8kV | 13.8kV | 13.8 | 6.6 | 6.8 | 6 | 12.1 | 12.1 | 12.1 | 54.55% | 56.2% | 49.59% | 53.44% | Y | N | N
| 1375 | NSTAR | South | Cape & Vineyard | Wellfleet Sub | 976 | 2 | Wellfleet | D | 4-96-675 | PRO | 22.8kV | 22.8kV | 22.8kV | 12.9138 | 12.3854 | 0 | 15.7968 | 15.7776 | 15.7776 | 81.75% | 78.5% | 0% | 53.42% | Y | N | N
| 877 | NSTAR | South | Plymouth | Kingston Sub | 735 | 2 | Kingston | D | 2017-03-17 | KIN | 22.8kV | 22.8kV | 22.8kV | 11.8476 | 11.5965 | 10.6499 | 21.3256 | 21.2998 | 21.2998 | 55.56% | 54.44% | 50% | 53.33% | Y | N | N
| 1584 | NSTAR | West | Waltham | Elliot Street | 292 | 110D | Newton | D | 292-H1 | NEW | 13.8kV | 13.8kV | 13.8kV | 3.6093 | 3.796 | 3.4617 | 6.8123 | 6.8041 | 6.8041 | 52.98% | 55.79% | 50.88% | 53.22% | Y | N | N
| 1635 | NSTAR | West | Walpole | Hyde Park | 496 | 110A | Hyde Park | D | 344-1412H1 | CAN,DED,WWO | 13.8kV | 13.8kV | 13.8kV | 5.8084 | 5.8491 | 5.682 | 10.8759 | 10.8627 | 10.8627 | 53.41% | 53.85% | 52.31% | 53.19% | Y | N | N
| 431 | NSTAR | Central | Boston | Hyde Park | 496 | 110B | Hyde Park | D | 362-1209H1 | MIT | 13.8kV | 13.8kV | 13.8kV | 4.7806 | 4.2496 | 4.2973 | 8.366 | 8.3559 | 8.3559 | 57.14% | 50.86% | 51.43% | 53.14% | Y | N | N
| 1038 | NSTAR | South | New Bedford | Hathaway St. | 617 | S | New Bedford | D | 2-85-134 | NEB | 3.74kV | 3.74kV | 3.74kV | 0.61542 | 1.1646 | 1.1646 | 1.8527 | 1.8505 | 1.8505 | 33.22% | 62.94% | 62.94% | 53.03% | Y | N | N
| 1235 | NSTAR | South | Cape & Vineyard | Hatchville Sub | 936 | 1 | Falmouth | D | 4-78-78 | FAL | 22.8kV | 22.8kV | 22.8kV | 14.9674 | 15.7776 | 25.6386 | 35.5427 | 35.4996 | 35.4996 | 42.11% | 44.44% | 72.22% | 52.93% | Y | N | N
| 1604 | NSTAR | West | Waltham | Auburn Street | 316 | 17-1355H | Newton | D | 316-03 | NEW | 4.16kV | 4.16kV | 4.16kV | 1.5492 | 1.5113 | 1.5113 | 2.8822 | 2.8787 | 2.8787 | 53.75% | 52.5% | 52.5% | 52.92% | Y | N | N
| W40 | WMECO | NORTHERN | HADLEY | Podick_18G | 18G | 18G-7X,18G-8X | AMHERST | D | 18G7 | AMHERST | 13.8kV | 13.8kV | 13.8 | 7.5 | 4.54 | 4.3 | 10.3 | 10.3 | 10.3 | 72.82% | 44.08% | 41.75% | 52.88% | Y | N | N
| 964 | NSTAR | South | New Bedford | Cross Rd. | 651 | 109 | Dartmouth | D | 2-533-503 | DAR | 13.2kV | 13.2kV | 13.2kV | 5.4187 | 6.8736 | 6.3256 | 11.7748 | 11.7605 | 11.7605 | 46.02% | 58.45% | 53.79% | 52.75% | Y | N | N
| 672 | NSTAR | Central | Somerville | Hampshire | 814 | 14A | Cambridge | D | 814-15 | CAM | 4.16kV | 4.16kV | 4.16kV | 1.5996 | 0.8996 | 0.74847 | 2.0536 | 2.0511 | 2.0511 | 77.89% | 43.86% | 36.49% | 52.75% | Y | N | N
| 1724 | NSTAR | West | Walpole | Dover | 456 | 110A | Dover | D | 456-H3 | DOV,MDF | 13.8kV | 13.8kV | 13.8kV | 6.2148 | 6.0879 | 6.1834 | 11.7125 | 11.6983 | 11.6983 | 53.06% | 52.04% | 52.86% | 52.65% | Y | N | N
| 1397 | NSTAR | South | Cape & Vineyard | Falmouth Sub | 933 | 2 | Falmouth | D | 4-98A-98A | FAL | 22.8kV | 22.8kV | 22.8kV | 13.9011 | 14.9098 | 13.2532 | 26.657 | 26.6247 | 26.6247 | 52.15% | 56% | 49.78% | 52.64% | Y | Y | N
| 811 | NSTAR | Central | Somerville | East Camb | 875 | 110C | Cambridge | D | 875-1N38A | CAM | 13.8kV | 13.8kV | 13.8kV | 5.3065 | 4.4167 | 3.8437 | 8.6051 | 8.5946 | 8.5946 | 61.67% | 51.39% | 44.72% | 52.59% | Y | N | N
| W38 | WMECO | NORTHERN | HADLEY | Podick_18G | 18G | 18G-7X,18G-8X | AMHERST | D | 18G5 | AMHERST | 13.8kV | 13.8kV | 13.8 | 5.1 | 5.83 | 5.3 | 10.3 | 10.3 | 10.3 | 49.51% | 56.6% | 51.46% | 52.52% | Y | N | N
| 383 | NSTAR | Central | Somerville | Main St | 325 | 14B | Woburn | D | 325-01 | WOB | 4.16kV | 4.16kV | 4.16kV | 1.0016 | 1.0147 | 1.0435 | 1.9455 | 1.9431 | 1.9431 | 51.48% | 52.22% | 53.7% | 52.47% | Y | N | N
| 1534 | NSTAR | West | Walpole | Dedham | 20 | 24C | Dedham | D | 20-H8 | DED | 13.8kV | 13.8kV | 13.8kV | 3.5376 | 3.5572 | 2.8649 | 6.3343 | 6.3266 | 6.3266 | 55.85% | 56.23% | 45.28% | 52.45% | Y | N | N
| 122 | NSTAR | Central | Boston | Dorchester Ave | 139 | 14A | South Boston | D | 139-02 | SOB | 4.16kV | 4.16kV | 4.16kV | 1.3979 | 1.3602 | 1.3026 | 2.594 | 2.5908 | 2.5908 | 53.89% | 52.5% | 50.28% | 52.22% | Y | N | N
| 941 | NSTAR | South | New Bedford | Crystal Spring | 646 | 1 | Mattapoisett | D | 2-301-301 | MPO | 13.2kV | 13.2kV | 13.2kV | 6.2875 | 6.0515 | 6.0515 | 11.7748 | 11.7605 | 11.7605 | 53.4% | 51.46% | 51.46% | 52.1% | Y | N | N
| 10 | NSTAR | Central | Boston | Roslindale | 13 | 14A | Roslindale | D | 1312 | WRX | 4.16kV | 4.16kV | 4.16kV | 1.088 | 0.99316 | 0.95717 | 1.9455 | 1.9431 | 1.9431 | 55.93% | 51.11% | 49.26% | 52.1% | Y | N | N
| 928 | NSTAR | South | New Bedford | Acushnet | 612 | S | Acushnet | D | 2-230-230 | ACU | 13.2kV | 13.2kV | 13.2kV | 4.2069 | 4.4302 | 3.8821 | 8.0252 | 8.0154 | 8.0154 | 52.42% | 55.27% | 48.43% | 52.04% | Y | N | N
| W14 | WMECO | NORTHERN | PITTSFIELD | Pleasant_16B | 16B | 16B-1X,16B-2X | LEE | D | 16B7 | LEE | 23 | 24 | 23 | 4.7 | 15.2 | 15.2 | 22.5 | 22.5 | 22.5 | 20.89% | 67.56% | 67.56% | 52% | Y | N | N
| 1424 | NSTAR | West | Walpole | Dedham | 20 | 14E | Dedham | D | 2002 | DED | 4.16kV | 4.16kV | 4.16kV | 1.6212 | 1.9287 | 1.9431 | 3.5307 | 3.5264 | 3.5264 | 45.92% | 54.69% | 55.1% | 51.9% | Y | N | N
| 1032 | NSTAR | South | New Bedford | Belleville Ave. | 680 | 1 | N. Bedford | D | 2-84-133 | NEB | 3.74kV | 3.74kV | 3.74kV | 0.93932 | 0.97053 | 0.97053 | 1.8527 | 1.8505 | 1.8505 | 50.7% | 52.45% | 52.45% | 51.86% | Y | N | N
| 1709 | NSTAR | West | Waltham | Trapelo Road | 450 | 110B | Waltham | D | 450-H7 | WAL,WAY,WTN | 13.8kV | 13.8kV | 13.8kV | 6.2626 | 6.2072 | 5.7298 | 11.7125 | 11.6983 | 11.6983 | 53.47% | 53.06% | 48.98% | 51.84% | Y | N | N
| 1491 | NSTAR | West | Southboro | Holliston | 130 | 110M | Holliston | D | 130-H1 | HOL,HOK,ASH | 13.8kV | 13.8kV | 13.8kV | 4.8045 | 4.9419 | 8.4514 | 11.7125 | 11.6983 | 11.6983 | 41.02% | 42.24% | 72.24% | 51.84% | Y | N | N
| 1405 | NSTAR | South | Cape & Vineyard | Falmouth Sub | 933 | 3 | Falmouth | D | 4-99-224 | OAB | 22.8kV | 22.8kV | 22.8kV | 7.1875 | 6.9027 | 6.7449 | 13.4272 | 13.411 | 13.411 | 53.53% | 51.47% | 50.29% | 51.76% | Y | N | N
| 1076 | NSTAR | South | Plymouth | West Pond Sub | 737 | 1 | Plymouth | D | 3-13-936 | PLY | 22.8kV | 22.8kV | 22.8kV | 3.9097 | 4.26 | 5.9166 | 9.0831 | 9.0721 | 9.0721 | 43.04% | 46.96% | 65.22% | 51.74% | Y | N | N
| 301 | NSTAR | Central | Somerville | Elm Street | 301 | 14B | Stoneham | D | 301-05 | STN | 4.16kV | 4.16kV | 4.16kV | 0.95113 | 1.0219 | 1.0435 | 1.9455 | 1.9431 | 1.9431 | 48.89% | 52.59% | 53.7% | 51.73% | Y | N | N
| 1744 | NSTAR | West | Walpole | Norwood Sub | 469 | Muni | Norwood | D | 469-H6 | WWO | 13.8kV | 13.8kV | 13.8kV | 5.7845 | 4.9419 | 4.4406 | 9.8002 | 9.7883 | 9.7883 | 59.02% | 50.49% | 45.37% | 51.63% | Y | N | N
| 459 | NSTAR | Central | Boston | K Street | 385 | 110D | South Boston | D | 385-H12 | SOB | 13.8kV | 13.8kV | 13.8kV | 4.5177 | 4.6077 | 4.178 | 8.6051 | 8.5946 | 8.5946 | 52.5% | 53.61% | 48.61% | 51.57% | Y | N | N
| W135 | WMECO | SOUTHERN | SPRINGFIELD | Ludlow_19S | 19S | 19S-6X | LUDLOW | D | 19S1 | LUDLOW | 13.8kV | 13.8kV | 13.8 | 5.3 | 6.5 | 6.3 | 11.7 | 11.7 | 11.7 | 45.3% | 55.56% | 53.85% | 51.57% | Y | N | N
| W59 | WMECO | NORTHERN | HADLEY | Midway_19B | 19B | 19B-1X | EASTHAMPTON | D | 19B5 | EASTHAMPTON | 13.8 | 14.8 | 13.8 | 1.6 | 10.6 | 11 | 15 | 15 | 15 | 10.67% | 70.67% | 73.33% | 51.56% | Y | N | N
| 14 | NSTAR | Central | Somerville | Willow St | 16 | 14B | Somerville | D | 1605 | SOM | 4.16kV | 4.16kV | 4.16kV | 1.3474 | 1.4034 | 1.5905 | 2.8102 | 2.8068 | 2.8068 | 47.95% | 50% | 56.67% | 51.54% | Y | N | N
| 1008 | NSTAR | South | New Bedford | Hawthorne St. | 673 | 1 | Dartmouth | D | 2-70-506 | DAR | 13.2kV | 13.2kV | 13.2kV | 3.7497 | 5.9374 | 3.197 | 8.3453 | 8.3351 | 8.3351 | 44.93% | 71.23% | 38.36% | 51.51% | Y | N | N
| 1456 | NSTAR | West | Walpole | Stone Street | 26 | 14B | Walpole | D | 2611 | WLP | 4.16kV | 4.16kV | 4.16kV | 1.2033 | 1.1227 | 1.0076 | 2.1617 | 2.159 | 2.159 | 55.67% | 52% | 46.67% | 51.44% | Y | N | N
| 1519 | NSTAR | West | Waltham | Needham | 148 | 110B | Needham | D | 148-H7 | NEE | 13.8kV | 13.8kV | 13.8kV | 6.1431 | 5.8014 | 5.9208 | 11.5929 | 11.5789 | 11.5789 | 52.99% | 50.1% | 51.13% | 51.41% | Y | N | N
| 1400 | NSTAR | South | Cape & Vineyard | Hatchville Sub | 936 | 1 | Falmouth | D | 4-98B-449 | FAL | 22.8kV | 22.8kV | 22.8kV | 10.0309 | 10.3343 | 8.8355 | 18.9561 | 18.9331 | 18.9331 | 52.92% | 54.58% | 46.67% | 51.39% | Y | N | N
| 482 | NSTAR | Central | Boston | Amory Street | 396 | 110A | Roxbury | D | 396-05 | ROX,WRX | 4.16kV | 4.16kV | 4.16kV | 1.3618 | 1.389 | 1.245 | 2.594 | 2.5908 | 2.5908 | 52.5% | 53.61% | 48.06% | 51.39% | Y | N | N
| 581 | NSTAR | Central | Boston | Havard Court | 506 | 14C | Brookline | D | 506-10 | BKL | 4.16kV | 4.16kV | 4.16kV | 1.2682 | 1.2666 | 1.1227 | 2.3778 | 2.3749 | 2.3749 | 53.33% | 53.33% | 47.27% | 51.31% | Y | N | N
| 88 | NSTAR | Central | Boston | Andrew Sq | 106 | 110C | South Boston | D | 106-1N18H1 | ROX | 13.8kV | 13.8kV | 13.8kV | 1.721 | 1.7428 | 1.6712 | 3.3464 | 3.3424 | 3.3424 | 51.43% | 52.14% | 50% | 51.19% | Y | N | N
| 712 | NSTAR | Central | Somerville | Cambridge | 821 | 14A | Cambridge | D | 821-22 | CAM | 4.16kV | 4.16kV | 4.16kV | 1.2754 | 1.353 | 1.2378 | 2.5219 | 2.5189 | 2.5189 | 50.57% | 53.71% | 49.14% | 51.14% | Y | N | N
| 1246 | NSTAR | South | Cape & Vineyard | HYN Junction | 961 | 2 | Barnstable | D | 4-80B-80B | HYN | 22.8kV | 22.8kV | 22.8kV | 18.6797 | 19.012 | 18.302 | 36.53 | 36.4857 | 36.4857 | 51.14% | 52.11% | 50.16% | 51.14% | Y | N | N
| 532 | NSTAR | Central | Boston | Rockingham Ave | 468 | 24AB | W. Roxbury | D | 468-02 | WRX | 4.16kV | 4.16kV | 4.16kV | 1.6573 | 1.5113 | 1.5113 | 3.0624 | 3.0586 | 3.0586 | 54.12% | 49.41% | 49.41% | 50.98% | Y | N | N
| 1340 | NSTAR | South | Cape & Vineyard | Harwich Sub | 968 | 1 | Harwich | D | 4-92B-92B | DEN | 22.8kV | 22.8kV | 22.8kV | 19.6275 | 21.4181 | 14.7521 | 36.53 | 36.4857 | 36.4857 | 53.73% | 58.7% | 40.43% | 50.95% | Y | N | N
| 1020 | NSTAR | South | New Bedford | Highland St. | 688 | 1 | New Bedford | D | 2-80-401 | NEB | 3.74kV | 3.74kV | 3.74kV | 1.1013 | 1.1711 | 1.197 | 2.2738 | 2.271 | 2.271 | 48.43% | 51.57% | 52.71% | 50.9% | Y | N | N
| 1747 | NSTAR | West | Walpole | Canton | 470 | 110C | Canton | D | 470-H11 | CAN | 13.8kV | 13.8kV | 13.8kV | 5.8084 | 6.4937 | 5.5388 | 11.7125 | 11.6983 | 11.6983 | 49.59% | 55.51% | 47.35% | 50.82% | Y | N | N
| 1483 | NSTAR | West | Waltham | Spring Street | 124 | 14A | Watertown | D | 124-05 | WAT | 4.16kV | 4.16kV | 4.16kV | 0.83584 | 0.86362 | 0.87801 | 1.6933 | 1.6912 | 1.6912 | 49.36% | 51.06% | 51.91% | 50.78% | Y | N | N
| 1219 | NSTAR | South | Cape & Vineyard | Falmouth Sub | 933 | 2 | Falmouth | D | 4-75-223 | EDG | 22.8kV | 22.8kV | 22.8kV | 4.1466 | 4.7727 | 4.8911 | 9.0831 | 9.0721 | 9.0721 | 45.65% | 52.61% | 53.91% | 50.72% | Y | N | N
| W182 | WMECO | SOUTHERN | SPRINGFIELD | Orchard_27A | 27A | 27A-2X | SPRINGFIELD | D | 27A11 | LUDLOW | 13.8kV | 13.8kV | 13.8 | 5.4 | 4.6 | 4.6 | 9.6 | 9.6 | 9.6 | 56.25% | 47.92% | 47.92% | 50.69% | Y | N | N
| 1338 | NSTAR | South | Cape & Vineyard | Harwich Sub | 968 | 1 | Harwich | D | 4-92B-572 | YAR | 22.8kV | 22.8kV | 22.8kV | 3.0014 | 3.3527 | 14.0421 | 13.4272 | 13.411 | 13.411 | 22.35% | 25% | 104.7% | 50.69% | Y | N | N
| 1612 | NSTAR | West | Waltham | Marrett Road | 320 | 110B | Lexington | D | 320-H6 | LIC,WAY | 13.8kV | 13.8kV | 13.8kV | 6.2387 | 6.1356 | 5.2284 | 11.5929 | 11.5789 | 11.5789 | 53.81% | 52.99% | 45.15% | 50.65% | Y | N | N
| 1574 | NSTAR | West | Waltham | Waltham | 282 | 110C | Waltham | D | 282-H5 | WAL | 13.8kV | 13.8kV | 13.8kV | 3.6572 | 3.5811 | 10.5046 | 11.7125 | 11.6983 | 11.6983 | 31.22% | 30.61% | 89.8% | 50.54% | Y | N | N
| 1214 | NSTAR | South | Cape & Vineyard | Mashpee Sub | 946 | 2 | Mashpee | D | 4-71-71 | MAS | 22.8kV | 22.8kV | 22.8kV | 21.9575 | 13.8448 | 12.0304 | 31.5935 | 31.5552 | 31.5552 | 69.5% | 43.88% | 38.12% | 50.5% | Y | N | N
| 1213 | NSTAR | South | Cape & Vineyard | Mashpee Sub | 946 | 2 | Mashpee | D | 4-71-483 | MAS BAR | 22.8kV | 22.8kV | 22.8kV | 5.6078 | 5.6799 | 5.4433 | 11.0577 | 11.0443 | 11.0443 | 50.71% | 51.43% | 49.29% | 50.48% | Y | N | N
| 262 | NSTAR | Central | Somerville | Mystic Station | 250 | 110A | Charlestown | D | 250-H4XY | SOM | 13.8kV | 13.8kV | 13.8kV | 5.4738 | 5.7298 | 4.7032 | 10.5173 | 10.5046 | 10.5046 | 52.05% | 54.55% | 44.77% | 50.45% | Y | N | N
| 452 | NSTAR | Central | Somerville | Dragon Court | 375 | 110C | Woburn | D | 375-H9 | WOB | 13.8kV | 13.8kV | 13.8kV | 6.4538 | 6.1834 | 5.0613 | 11.7125 | 11.6983 | 11.6983 | 55.1% | 52.86% | 43.27% | 50.41% | Y | N | N
| 271 | NSTAR | Central | Boston | PNU25 | PNU25 | 110B | Brookline | D | 25N28 | BKL | 4.16kV | 4.16kV | 4.16kV | 0.82864 | 1.4034 | 1.6841 | 2.594 | 2.5908 | 2.5908 | 31.94% | 54.17% | 65% | 50.37% | Y | N | N
| 733 | NSTAR | Central | Somerville | Concord | 827 | 14B | Cambridge | D | 827-18 | CAM | 4.16kV | 4.16kV | 4.16kV | 1.2394 | 1.2019 | 1.3602 | 2.5219 | 2.5189 | 2.5189 | 49.14% | 47.71% | 54% | 50.29% | Y | N | N
| 428 | NSTAR | Central | Boston | Brook Rd | 362 | 14A | Milton | D | 362-03 | MIT | 4.16kV | 4.16kV | 4.16kV | 1.333 | 1.281 | 1.2954 | 2.594 | 2.5908 | 2.5908 | 51.39% | 49.44% | 50% | 50.28% | Y | N | N
| 1571 | NSTAR | West | Waltham | Waltham | 282 | 110B | Waltham | D | 282-H2 | WAL,WTN | 13.8kV | 13.8kV | 13.8kV | 5.8323 | 5.4194 | 6.3505 | 11.7125 | 11.6983 | 11.6983 | 49.8% | 46.33% | 54.29% | 50.14% | Y | N | N
| 299 | NSTAR | Central | Somerville | Elm Street | 301 | 14A | Stoneham | D | 301-02 | STN | 4.16kV | 4.16kV | 4.16kV | 0.97995 | 0.97157 | 0.97157 | 1.9455 | 1.9431 | 1.9431 | 50.37% | 50% | 50% | 50.12% | Y | N | N
| 1292 | NSTAR | South | Cape & Vineyard | Harwich Sub | 968 | 1 | Harwich | D | 4-89A-549 | DEN | 22.8kV | 22.8kV | 22.8kV | 6.3582 | 6.9027 | 6.9027 | 13.4272 | 13.411 | 13.411 | 47.35% | 51.47% | 51.47% | 50.1% | Y | N | N
| 90 | NSTAR | Central | Boston | Andrew Sq | 106 | 110C | South Boston | D | 106-1N18H4 | ROX | 13.8kV | 13.8kV | 13.8kV | 1.5776 | 1.7428 | 1.6951 | 3.3464 | 3.3424 | 3.3424 | 47.14% | 52.14% | 50.71% | 50% | Y | N | N
| 673 | NSTAR | Central | Somerville | Hampshire | 814 | 14A | Cambridge | D | 814-16 | CAM | 4.16kV | 4.16kV | 4.16kV | 0.92231 | 1.6265 | 0.57574 | 2.0896 | 2.0871 | 2.0871 | 44.14% | 77.93% | 27.59% | 49.89% | Y | N | N
| W175 | WMECO | SOUTHERN | SPRINGFIELD | Franconia_22H | 22H | 22H-2X | LONGMEADOW | D | 22H13 | LONGMEADOW | 13.8kV | 13.8kV | 13.8 | 4.5 | 7.2 | 7 | 12.5 | 12.5 | 12.5 | 36% | 57.6% | 56% | 49.87% | Y | N | N
| 1716 | NSTAR | West | Southboro | West Framingham | 455 | 110A | Framingham | D | 455-H3 | ASH,DOV,FRA,HOK | 13.8kV | 13.8kV | 13.8kV | 4.7567 | 6.5654 | 6.1834 | 11.7125 | 11.6983 | 11.6983 | 40.61% | 56.12% | 52.86% | 49.86% | Y | N | N
| 939 | NSTAR | South | New Bedford | S. Dartmouth | 675 | 1 | Dartmouth | D | 2-2-505 | DAR | 13.2kV | 13.2kV | 13.2kV | 4.4127 | 4.0876 | 3.9735 | 8.3453 | 8.3351 | 8.3351 | 52.88% | 49.04% | 47.67% | 49.86% | Y | N | N
| W191 | WMECO | SOUTHERN | SPRINGFIELD | Orchard_27A | 27A | 27A-1X | SPRINGFIELD | D | 27A6 | LUDLOW | 13.8kV | 13.8kV | 13.8 | 3.7 | 7.1 | 6.7 | 11.7 | 11.7 | 11.7 | 31.62% | 60.68% | 57.26% | 49.86% | Y | N | N
| 533 | NSTAR | Central | Boston | Rockingham Ave | 468 | 24AB | W. Roxbury | D | 468-03 | HYP,WRX | 4.16kV | 4.16kV | 4.16kV | 1.4988 | 1.5257 | 1.5473 | 3.0624 | 3.0586 | 3.0586 | 48.94% | 49.88% | 50.59% | 49.8% | Y | N | N
| 1531 | NSTAR | West | Walpole | Dedham | 20 | 24B | Dedham | D | 20-H5 | DED | 13.8kV | 13.8kV | 13.8kV | 6.8841 | 5.491 | 5.109 | 11.7125 | 11.6983 | 11.6983 | 58.78% | 46.94% | 43.67% | 49.8% | Y | N | N
| 1240 | NSTAR | South | Cape & Vineyard | Oak Street | 920 | 1 | Barnstable | D | 4-80A-80A | BNS | 22.8kV | 22.8kV | 22.8kV | 15.2044 | 15.2648 | 9.3088 | 26.657 | 26.6247 | 26.6247 | 57.04% | 57.33% | 34.96% | 49.78% | Y | N | N
| 576 | NSTAR | Central | Boston | Havard Court | 506 | 14B | Brookline | D | 506-04 | BKL | 4.16kV | 4.16kV | 4.16kV | 1.787 | 1.8136 | 1.6049 | 3.4947 | 3.4904 | 3.4904 | 51.13% | 51.96% | 45.98% | 49.69% | Y | N | N
| 1563 | NSTAR | West | Waltham | Newtonville | 277 | 277-1368 | Newton | D | 277-05 | NEW | 4.16kV | 4.16kV | 4.16kV | 1.1097 | 1.1083 | 1.1083 | 2.2337 | 2.231 | 2.231 | 49.68% | 49.68% | 49.68% | 49.68% | Y | N | N
| 851 | NSTAR | South | New Bedford | Durfee St. | 686 | 1 | New Bedford | D | 1942-02-08 | NEB | 3.74kV | 3.74kV | 3.74kV | 0.80976 | 0.93818 | 1.0094 | 1.8527 | 1.8505 | 1.8505 | 43.71% | 50.7% | 54.55% | 49.65% | Y | N | N
| 295 | NSTAR | Central | Boston | Summer St | 293 | 110B | South Boston | D | 293-09 | SOB | 4.16kV | 4.16kV | 4.16kV | 1.1385 | 1.2882 | 0.093558 | 1.6933 | 1.6912 | 1.6912 | 67.23% | 76.17% | 5.532% | 49.65% | Y | N | N
| 446 | NSTAR | Central | Somerville | Dragon Court | 375 | 110B | Woburn | D | 375-H3 | WOB | 13.8kV | 13.8kV | 13.8kV | 5.4738 | 6.2789 | 5.491 | 11.5929 | 11.5789 | 11.5789 | 47.22% | 54.23% | 47.42% | 49.62% | Y | N | N
| 564 | NSTAR | Central | Boston | Colburn St | 350 | 110A | Boston | D | 493-1411H | BOS ROX | 13.8kV | 13.8kV | 13.8kV | 6.5733 | 5.491 | 5.1807 | 11.5929 | 11.5789 | 11.5789 | 56.7% | 47.42% | 44.74% | 49.62% | Y | N | N
| 1582 | NSTAR | West | Waltham | Elliot Street | 292 | 14C | Newton | D | 292-03 | NEW | 4.16kV | 4.16kV | 4.16kV | 1.3763 | 1.4969 | 0.97876 | 2.594 | 2.5908 | 2.5908 | 53.06% | 57.78% | 37.78% | 49.54% | Y | N | N
| W165 | WMECO | SOUTHERN | SPRINGFIELD | Clinton_21S | 21S | 21S-1X | SPRINGFIELD | D | 21S2 | SPRINGFIELD | 13.8kV | 13.8kV | 13.8 | 3.9 | 6.1 | 5.6 | 10.5 | 10.5 | 10.5 | 37.14% | 58.1% | 53.33% | 49.52% | Y | N | N
| 1238 | NSTAR | South | Cape & Vineyard | Mashpee Sub | 946 | 1 | Mashpee | D | 4-80A-488 | BNS | 22.8kV | 22.8kV | 22.8kV | 4.2651 | 3.8261 | 3.6288 | 7.8984 | 7.8888 | 7.8888 | 54% | 48.5% | 46% | 49.5% | Y | N | N
| 1478 | NSTAR | West | Waltham | Grant Street | 34 | 14D | Lexington | D | 3409 | LEX | 4.16kV | 4.16kV | 4.16kV | 1.3402 | 1.2235 | 0.74847 | 2.2337 | 2.231 | 2.231 | 60% | 54.84% | 33.55% | 49.46% | Y | N | N
| 1303 | NSTAR | South | Cape & Vineyard | Brewster Sub | 951 | 1 | Brewster | D | 4-89B-945 | BRE | 4.8kV | 4.8kV | 4.8kV | 0.92286 | 0.95496 | 0.95496 | 1.9122 | 1.9099 | 1.9099 | 48.26% | 50% | 50% | 49.42% | Y | N | N
| 692 | NSTAR | Central | Somerville | Prospect | 819 | 14A | Cambridge | D | 819-1342 | CAM | 13.8 | 13.8kV | 13.8kV | 6.3343 | 1.2414 | 1.0982 | 5.8562 | 5.8491 | 5.8491 | 108.2% | 21.22% | 18.78% | 49.39% | Y | N | N
| W26 | WMECO | NORTHERN | HADLEY | Amherst_17K | 17K | 17K-3X | AMHERST | D | 17K4 | AMHERST | 13.8kV | 13.8kV | 13.8 | 7.3 | 4.49 | 4.5 | 11 | 11 | 11 | 66.36% | 40.82% | 40.91% | 49.36% | Y | N | N
| 236 | NSTAR | Central | Boston | PNU23 | PNU23 | 110B | Brookline | D | 23N28Y | BRI,BKL | 4.16kV | 4.16kV | 4.16kV | 1.2394 | 1.2954 | 1.3026 | 2.594 | 2.5908 | 2.5908 | 47.78% | 50% | 50.28% | 49.35% | Y | N | N
| 625 | NSTAR | Central | Boston | Brighton | 329 | 110B | Brighton | D | 548-92H | BRI,BKL,NEW | 13.8kV | 13.8kV | 13.8kV | 6.2626 | 4.7748 | 6.1117 | 11.5929 | 11.5789 | 11.5789 | 54.02% | 41.24% | 52.78% | 49.35% | Y | N | N
| 807 | NSTAR | Central | Somerville | East Camb | 875 | 110B | Cambridge | D | 875-1N25A | CAM | 13.8kV | 13.8kV | 13.8kV | 5.426 | 5.3716 | 6.3505 | 11.5929 | 11.5789 | 11.5789 | 46.8% | 46.39% | 54.85% | 49.35% | Y | N | N
| 1015 | NSTAR | South | New Bedford | Ash St. | 615 | E | New Bedford | D | 2-73-48 | NEB | 3.74kV | 3.74kV | 3.74kV | 1.8203 | 0.077642 | 0.84113 | 1.8527 | 1.8505 | 1.8505 | 98.25% | 4.196% | 45.45% | 49.3% | Y | N | N
| W180 | WMECO | SOUTHERN | SPRINGFIELD | Franconia_22H | 22H | 22H-3X | LONGMEADOW | D | 22H18 | LONGMEADOW | 13.8kV | 13.8kV | 13.8 | 6.4 | 6.5 | 4.4 | 11.7 | 11.7 | 11.7 | 54.7% | 55.56% | 37.61% | 49.29% | Y | N | N
| 438 | NSTAR | Central | Boston | Baker St | 374 | 24B | W. Roxbury | D | 374-07 | WRX | 4.16kV | 4.16kV | 4.16kV | 0.98716 | 0.97876 | 0.9068 | 1.9455 | 1.9431 | 1.9431 | 50.74% | 50.37% | 46.67% | 49.26% | Y | N | N
| 755 | NSTAR | Central | Somerville | Smith Place | 829 | 14A | Cambridge | D | 829-19 | CAM | 4.16 | 4.16kV | 4.16kV | 1.0808 | 1.0147 | 0.93558 | 2.0536 | 2.0511 | 2.0511 | 52.63% | 49.47% | 45.61% | 49.24% | Y | N | N
| 871 | NSTAR | South | Plymouth | West Pond Sub | 737 | 2 | Plymouth | D | 2012-03-12 | PLY | 22.8kV | 22.8kV | 22.8kV | 18.1268 | 18.5387 | 17.237 | 36.53 | 36.4857 | 36.4857 | 49.62% | 50.81% | 47.24% | 49.23% | Y | N | N
| 1395 | NSTAR | South | Cape & Vineyard | Hatchville Sub | 936 | 1 | Falmouth | D | 4-98A-462 | FAL | 22.8kV | 22.8kV | 22.8kV | 4.66 | 4.9699 | 10.0977 | 13.4272 | 13.411 | 13.411 | 34.71% | 37.06% | 75.29% | 49.02% | Y | N | N
| W159 | WMECO | SOUTHERN | SPRINGFIELD | Clinton_21S | 21S | 21S-3X | SPRINGFIELD | D | 21S11 | SPRINGFIELD | 13.8kV | 13.8kV | 13.8 | 2.3 | 5.9 | 5.9 | 9.6 | 9.6 | 9.6 | 23.96% | 61.46% | 61.46% | 48.96% | Y | N | N
| 657 | NSTAR | Central | Boston | Hyde Park | 496 | 110B | Hyde Park | D | 60-1409H1 | HYP MIT | 13.8kV | 13.8kV | 13.8kV | 3.705 | 4.2496 | 4.2973 | 8.366 | 8.3559 | 8.3559 | 44.29% | 50.86% | 51.43% | 48.86% | Y | N | N
| 1021 | NSTAR | South | New Bedford | Highland St. | 688 | 1 | New Bedford | D | 2-80-402 | NEB | 3.74kV | 3.74kV | 3.74kV | 0.86806 | 1.2293 | 1.2293 | 2.2738 | 2.271 | 2.271 | 38.18% | 54.13% | 54.13% | 48.81% | Y | N | N
| 1151 | NSTAR | South | Plymouth | Manomet Sub | 741 | 1 | Plymouth | D | 3-73-927 | PLY | 22.8kV | 22.8kV | 22.8kV | 11.0577 | 11.8726 | 7.6521 | 20.9307 | 20.9053 | 20.9053 | 52.83% | 56.79% | 36.6% | 48.74% | Y | N | N
| 1662 | NSTAR | West | Waltham | Burlington | 391 | 110A | Burlington | D | 391-H10 | BED,BUR | 13.8kV | 13.8kV | 13.8kV | 4.2547 | 3.9631 | 4.3451 | 8.6051 | 8.5946 | 8.5946 | 49.44% | 46.11% | 50.56% | 48.7% | Y | N | N
| 1274 | NSTAR | South | Cape & Vineyard | West Harwich Sub | 974 | 1 | Harwich | D | 4-85-925 | HAR | 4.16kV | 4.16kV | 4.16kV | 1.7241 | 1.7293 | 1.7438 | 3.5647 | 3.5603 | 3.5603 | 48.37% | 48.57% | 48.98% | 48.64% | Y | N | N
| 1036 | NSTAR | South | New Bedford | Acushnet | 612 | N | Acushnet | D | 2-84-84 | NEB | 13.2kV | 13.2kV | 13.2kV | 2.9723 | 4.4759 | 4.2475 | 8.0252 | 8.0154 | 8.0154 | 37.04% | 55.84% | 52.99% | 48.62% | Y | N | N
| 333 | NSTAR | Central | Boston | Mattapan | 311 | 110B | Mattapan | D | 311-09 | DOR | 4.16kV | 4.16kV | 4.16kV | 1.0448 | 1.7416 | 0.99316 | 2.594 | 2.5908 | 2.5908 | 40.28% | 67.22% | 38.33% | 48.61% | Y | N | N
| 1045 | NSTAR | South | New Bedford | Hathaway St. | 617 | N | New Bedford | D | 2-87-145 | NEB | 3.74kV | 3.74kV | 3.74kV | 0.77737 | 0.95112 | 0.97053 | 1.8527 | 1.8505 | 1.8505 | 41.96% | 51.4% | 52.45% | 48.6% | Y | N | N
| 1467 | NSTAR | West | Waltham | Pine Street | 33 | 14F | Waltham | D | 3312 | WAL | 4.16kV | 4.16kV | 4.16kV | 0.6557 | 0.82763 | 0.77006 | 1.5492 | 1.5473 | 1.5473 | 42.33% | 53.49% | 49.77% | 48.53% | Y | N | N
| W234 | WMECO | SOUTHERN | SPRINGFIELD | West_Springfield_8C | 8C | 8C-1X,8C-2X | WEST SPRINGFIELD | D | 8C13 | WEST SPRINGFIELD | 13.8kV | 13.8kV | 13.8 | 3.6 | 4.2 | 3.7 | 7.9 | 7.9 | 7.9 | 45.57% | 53.16% | 46.84% | 48.52% | Y | N | N
| 805 | NSTAR | Central | Somerville | East Camb | 875 | 110B | Cambridge | D | 875-1N22B | CAM | 13.8kV | 13.8kV | 13.8kV | 5.7128 | 5.6581 | 5.491 | 11.5929 | 11.5789 | 11.5789 | 49.28% | 48.87% | 47.42% | 48.52% | Y | N | N
| 809 | NSTAR | Central | Somerville | East Camb | 875 | 110C | Cambridge | D | 875-1N36B | CAM | 13.8kV | 13.8kV | 13.8kV | 2.6771 | 3.8198 | 5.9924 | 8.6051 | 8.5946 | 8.5946 | 31.11% | 44.44% | 69.72% | 48.43% | Y | N | N
| 1425 | NSTAR | West | Walpole | Dedham | 20 | 14E | Dedham | D | 2003 | DED | 4.16kV | 4.16kV | 4.16kV | 0.93672 | 0.86362 | 0.86362 | 1.8374 | 1.8352 | 1.8352 | 50.98% | 47.06% | 47.06% | 48.37% | Y | N | N
| 214 | NSTAR | Central | Somerville | Mystic Station | 250 | 110B | Charlestown | D | 218-80H1 | CHT | 13.8kV | 13.8kV | 13.8kV | 3.4659 | 3.1275 | 3.1036 | 6.6928 | 6.6847 | 6.6847 | 51.79% | 46.79% | 46.43% | 48.33% | Y | N | N
| 1207 | NSTAR | South | Cape & Vineyard | Hyannis Junction | 961 | 2 | Barnstable | D | 4-64-557 | YAR | 22.8kV | 22.8kV | 22.8kV | 4.2256 | 4.8516 | 4.0233 | 9.0831 | 9.0721 | 9.0721 | 46.52% | 53.48% | 44.35% | 48.12% | Y | N | N
| 1628 | NSTAR | West | Southboro | Sudbury | 342 | 110A | Sudbury | D | 342-H3 | SUD,WAY | 13.8kV | 13.8kV | 13.8kV | 5.5933 | 5.8253 | 5.3 | 11.5929 | 11.5789 | 11.5789 | 48.25% | 50.31% | 45.77% | 48.11% | Y | N | N
| W158 | WMECO | SOUTHERN | SPRINGFIELD | Clinton_21S | 21S | 21S-3X | SPRINGFIELD | D | 21S10 | SPRINGFIELD | 13.8kV | 13.8kV | 13.8 | 2.6 | 6.2 | 8.6 | 12.1 | 12.1 | 12.1 | 21.49% | 51.24% | 71.07% | 47.93% | Y | N | N
| 682 | NSTAR | Central | Somerville | Putnam | 817 | 14A | Cambridge | D | 817-03 | CAM | 4.16kV | 4.16kV | 4.16kV | 2.032 | 0.94998 | 0.63332 | 2.5219 | 2.5189 | 2.5189 | 80.57% | 37.71% | 25.14% | 47.81% | Y | N | N
| 688 | NSTAR | Central | Somerville | Putnam | 817 | 14A | Cambridge | D | 817-46 | CAM | 4.16kV | 4.16kV | 4.16kV | 2.385 | 2.1087 | 0.51097 | 3.4947 | 3.4904 | 3.4904 | 68.25% | 60.41% | 14.64% | 47.77% | Y | N | N
| 433 | NSTAR | Central | Boston | Lincoln Street | 329 | 110C | Brighton | D | 36-90 | BRI | 13.8kV | 13.8kV | 13.8kV | 5.9518 | 5.4433 | 5.1568 | 11.5929 | 11.5789 | 11.5789 | 51.34% | 47.01% | 44.54% | 47.63% | Y | N | N
| 702 | NSTAR | Central | Somerville | Prospect | 819 | 14A | Cambridge | D | 819-1NB8 | CAM | 13.8 | 13.8kV | 13.8kV | 4.0635 | 2.4351 | 1.8622 | 5.8562 | 5.8491 | 5.8491 | 69.39% | 41.63% | 31.84% | 47.62% | Y | N | N
| 4 | NSTAR | Central | Boston | Roslindale | 13 | 14C | Roslindale | D | 1306 | WRX | 4.16kV | 4.16kV | 4.16kV | 1.3546 | 1.2378 | 1.1083 | 2.594 | 2.5908 | 2.5908 | 52.22% | 47.78% | 42.78% | 47.59% | Y | N | N
| 35 | NSTAR | Central | Boston | Allston | 36 | 14E | Allston | D | 3621 | BRI,BKL | 4.16kV | 4.16kV | 4.16kV | 1.7293 | 1.7992 | 1.4538 | 3.4947 | 3.4904 | 3.4904 | 49.48% | 51.55% | 41.65% | 47.56% | Y | N | N
| 466 | NSTAR | Central | Boston | K Street | 385 | 110A | South Boston | D | 385-H19 | SOB | 13.8kV | 13.8kV | 13.8kV | 1.8166 | 2.268 | 3.9153 | 5.6172 | 5.6104 | 5.6104 | 32.34% | 40.43% | 69.79% | 47.52% | Y | N | N
| W161 | WMECO | SOUTHERN | SPRINGFIELD | Clinton_21S | 21S | 21S-3X | SPRINGFIELD | D | 21S13 | SPRINGFIELD | 13.8kV | 13.8kV | 13.8 | 2.3 | 3.5 | 4.6 | 7.3 | 7.3 | 7.3 | 31.51% | 47.95% | 63.01% | 47.49% | Y | N | N
| 1143 | NSTAR | South | Plymouth | South PLY Sub | 740 | 1 | Plymouth | D | 3-71-38J1 | PLY | 4.16kV | 4.16kV | 4.16kV | 0.98716 | 0.95717 | 0.92119 | 2.0176 | 2.0151 | 2.0151 | 48.93% | 47.5% | 45.71% | 47.38% | Y | N | N
| 1689 | NSTAR | West | Southboro | Speen Street | 433 | 110C | Framingham | D | 433-H10 | NAT | 13.8kV | 13.8kV | 13.8kV | 4.7089 | 5.491 | 6.255 | 11.5929 | 11.5789 | 11.5789 | 40.62% | 47.42% | 54.02% | 47.35% | Y | N | N
| 722 | NSTAR | Central | Somerville | Walden | 824 | 14A | Cambridge | D | 824-26 | CAM | 4.16kV | 4.16kV | 4.16kV | 1.3258 | 1.1659 | 1.0867 | 2.5219 | 2.5189 | 2.5189 | 52.57% | 46.29% | 43.14% | 47.33% | Y | N | N
| 549 | NSTAR | Central | Boston | Dewar Street | 483 | 110A | Dorchester | D | 483-H7 | DOR | 13.8kV | 13.8kV | 13.8kV | 3.6811 | 4.6316 | 3.8915 | 8.6051 | 8.5946 | 8.5946 | 42.78% | 53.89% | 45.28% | 47.31% | Y | N | N
| W146 | WMECO | SOUTHERN | SPRINGFIELD | Breckwood_20A | 20A | 20A-3X | SPRINGFIELD | D | 20A31 | SPRINGFIELD | 13.8kV | 13.8kV | 13.8 | 5.7 | 4.3 | 4.9 | 10.5 | 10.5 | 10.5 | 54.29% | 40.95% | 46.67% | 47.3% | Y | N | N
| 1195 | NSTAR | South | Plymouth | Valley Sub | 715 | 1 | Plymouth | D | 3-90-924 | PLY | 22.8 | 22.8kV | 22.8kV | 6.5557 | 9.7032 | 8.9143 | 17.7713 | 17.7498 | 17.7498 | 36.89% | 54.67% | 50.22% | 47.26% | Y | N | N
| W235 | WMECO | SOUTHERN | SPRINGFIELD | West_Springfield_8C | 8C | 8C-1X,8C-2X | WEST SPRINGFIELD | D | 8C14 | WEST SPRINGFIELD | 13.8kV | 13.8kV | 13.8 | 3.7 | 4 | 3.5 | 7.9 | 7.9 | 7.9 | 46.84% | 50.63% | 44.3% | 47.26% | Y | N | N
| 1302 | NSTAR | South | Cape & Vineyard | ORL Sub | 975 | 2 | Orleans | D | 4-89B-89B | ORL | 22.8kV | 22.8kV | 22.8kV | 16.3101 | 15.7776 | 19.6431 | 36.53 | 36.4857 | 36.4857 | 44.65% | 43.24% | 53.84% | 47.24% | Y | N | N
| 1031 | NSTAR | South | New Bedford | Belleville Ave. | 680 | 1 | New Bedford | D | 2-84-132 | NEB | 3.74kV | 3.74kV | 3.74kV | 0.87454 | 0.87348 | 0.87348 | 1.8527 | 1.8505 | 1.8505 | 47.2% | 47.2% | 47.2% | 47.2% | Y | N | N
| 585 | NSTAR | Central | Boston | Andrew Sq | 106 | 110B | South Boston | D | 510-77H3 | ROX | 13.8kV | 13.8kV | 13.8kV | 1.6254 | 1.5518 | 1.5518 | 3.3464 | 3.3424 | 3.3424 | 48.57% | 46.43% | 46.43% | 47.14% | Y | N | N
| 705 | NSTAR | Central | Somerville | Prospect | 819 | 14A | Cambridge | D | 819-1NE4 | CAM | 13.8kV | 13.8kV | 13.8kV | 4.1113 | 4.4883 | 3.1991 | 8.366 | 8.3559 | 8.3559 | 49.14% | 53.71% | 38.29% | 47.05% | Y | N | N
| 864 | NSTAR | South | New Bedford | Pine Street | 611 | D | N. Bedford | D | 2008-02-08 | NEB | 13.2kV | 13.2kV | 13.2kV | 4.0469 | 3.9963 | 3.2427 | 8.0252 | 8.0154 | 8.0154 | 50.43% | 49.86% | 40.46% | 46.91% | Y | N | N
| 772 | NSTAR | Central | Somerville | Putnam | 831 | 110A | Cambridge | D | 831-1347 | CAM | 13.8kV | 13.8kV | 13.8kV | 4.6611 | 4.5599 | 3.8676 | 9.3222 | 9.3109 | 9.3109 | 50% | 48.97% | 41.54% | 46.84% | Y | N | N
| 782 | NSTAR | Central | Somerville | Putnam | 831 | 110B | Cambridge | D | 831-1ND4 | CAM | 13.8kV | 13.8kV | 13.8kV | 3.2269 | 3.1752 | 3.1514 | 6.8123 | 6.8041 | 6.8041 | 47.37% | 46.67% | 46.32% | 46.78% | Y | N | N
| 33 | NSTAR | Central | Boston | Allston | 36 | 14D | Allston | D | 3616 | BRI | 4.16kV | 4.16kV | 4.16kV | 0.57644 | 0.71968 | 0.71968 | 1.4411 | 1.4394 | 1.4394 | 40% | 50% | 50% | 46.67% | Y | N | N
| 83 | NSTAR | Central | Boston | Hoyt Street | 67 | 14B | Dorchester | D | 6703 | DOR | 4.16kV | 4.16kV | 4.16kV | 0.93672 | 0.9068 | 0.87801 | 1.9455 | 1.9431 | 1.9431 | 48.15% | 46.67% | 45.19% | 46.67% | Y | N | N
| 188 | NSTAR | Central | Boston | PNU20 | PNU20 | 110B | Brookline | D | 20N28 | BKL | 4.16kV | 4.16kV | 4.16kV | 1.1457 | 1.3674 | 1.1155 | 2.594 | 2.5908 | 2.5908 | 44.17% | 52.78% | 43.06% | 46.67% | Y | N | N
| W5 | WMECO | NORTHERN | HADLEY | Gunn_15A | 15A | 15A-1X | EASTHAMPTON | D | 15A1 | EASTHAMPTON | 23kV | 23kV | 23 | 9.6 | 8.18 | 7.7 | 18.2 | 18.2 | 18.2 | 52.75% | 44.95% | 42.31% | 46.67% | Y | N | N
| 151 | NSTAR | Central | Boston | Andrew Sq | 106 | 110B | South Boston | D | 143-109H4 | DOR | 13.8kV | 13.8kV | 13.8kV | 1.6254 | 1.5518 | 1.5041 | 3.3464 | 3.3424 | 3.3424 | 48.57% | 46.43% | 45% | 46.67% | Y | N | N
| W181 | WMECO | SOUTHERN | SPRINGFIELD | Orchard_27A | 27A | 27A-2X | SPRINGFIELD | D | 27A10 | LUDLOW | 13.8kV | 13.8kV | 13.8 | 5.1 | 2.6 | 2.5 | 7.3 | 7.3 | 7.3 | 69.86% | 35.62% | 34.25% | 46.58% | Y | N | N
| 244 | NSTAR | Central | Somerville | Mystic Station | 250 | 110A | Charlestown | D | 250-1N35H1 | SOM | 13.8kV | 13.8kV | 13.8kV | 3.203 | 3.032 | 3.1036 | 6.6928 | 6.6847 | 6.6847 | 47.86% | 45.36% | 46.43% | 46.55% | Y | N | N
| 330 | NSTAR | Central | Boston | Mattapan | 311 | 110B | Mattapan | D | 311-06 | DOR,HYP | 4.16kV | 4.16kV | 4.16kV | 0.93672 | 0.92119 | 0.85642 | 1.9455 | 1.9431 | 1.9431 | 48.15% | 47.41% | 44.07% | 46.54% | Y | N | N
| 684 | NSTAR | Central | Somerville | Putnam | 817 | 14A | Cambridge | D | 817-05 | CAM | 4.16kV | 4.16kV | 4.16kV | 0.36748 | 2.231 | 1.317 | 2.8102 | 2.8068 | 2.8068 | 13.08% | 79.49% | 46.92% | 46.5% | Y | N | N
| W61 | WMECO | NORTHERN | HADLEY | Midway_19B | 19B | 19B-2X,19B-3X | EASTHAMPTON | D | 19B8 | EASTHAMPTON | 13.8 | 14.8 | 13.8 | 7.1 | 7.3 | 7.2 | 15.5 | 15.5 | 15.5 | 45.81% | 47.1% | 46.45% | 46.45% | Y | N | N
| 1702 | NSTAR | West | Southboro | Speen Street | 433 | 110B | Framingham | D | 433-H9 | NAT | 13.8kV | 13.8kV | 13.8kV | 5.9757 | 4.7271 | 5.4194 | 11.5929 | 11.5789 | 11.5789 | 51.55% | 40.82% | 46.8% | 46.39% | Y | N | N
| 1221 | NSTAR | South | Cape & Vineyard | Falmouth Sub | 933 | 2 | Falmouth | D | 4-75-227 | EDG | 22.8kV | 22.8kV | 22.8kV | 5.7263 | 6.1138 | 6.7844 | 13.4272 | 13.411 | 13.411 | 42.65% | 45.59% | 50.59% | 46.27% | Y | N | N
| 345 | NSTAR | Central | Boston | Electric Ave | 315 | 110A | Brighton | D | 315-H10 | BRI | 13.8kV | 13.8kV | 13.8kV | 5.163 | 5.9685 | 5.109 | 11.7125 | 11.6983 | 11.6983 | 44.08% | 51.02% | 43.67% | 46.26% | Y | N | N
| 416 | NSTAR | Central | Boston | Colburn St | 350 | 110D | Boston | D | 350-H12 | BKL ROX | 13.8kV | 13.8kV | 13.8kV | 5.163 | 5.491 | 5.4194 | 11.5929 | 11.5789 | 11.5789 | 44.54% | 47.42% | 46.8% | 46.25% | Y | N | N
| 28 | NSTAR | Central | Boston | Allston | 36 | 14B | Allston | D | 3608 | BRI | 4.16kV | 4.16kV | 4.16kV | 0.95834 | 1.1515 | 0.98596 | 2.2337 | 2.231 | 2.231 | 42.9% | 51.61% | 44.19% | 46.24% | Y | N | N
| W129 | WMECO | SOUTHERN | SPRINGFIELD | Agawam_16C | 16C | 16C-6X | AGAWAM | D | 16C14 | AGAWAM | 13.8kV | 13.8kV | 13.8 | 4.4 | 6.2 | 5.6 | 11.7 | 11.7 | 11.7 | 37.61% | 52.99% | 47.86% | 46.15% | Y | N | N
| W97 | WMECO | NORTHERN | HADLEY | Greenfield_28W | 28W | 28W-2X | GREENFIELD | D | 28W7 | GREENFIELD | 4.8kV | 4.8kV | 4.8 | 0.6 | 0.6 | 0.6 | 1.3 | 1.3 | 1.3 | 46.15% | 46.15% | 46.15% | 46.15% | Y | N | N
| W7 | WMECO | NORTHERN | HADLEY | Gunn_15A | 15A | 15A-2X | EASTHAMPTON | D | 15A3 | EASTHAMPTON | 23kV | 23kV | 23 | 7.1 | 8.44 | 7.7 | 16.8 | 16.8 | 16.8 | 42.26% | 50.24% | 45.83% | 46.11% | Y | N | N
| 1307 | NSTAR | South | Cape & Vineyard | Hyannis Junction | 961 | 1 | Hyannis | D | 4-90-550 | DEN | 22.8kV | 22.8kV | 22.8kV | 2.8829 | 3.2344 | 3.1555 | 6.7136 | 6.7055 | 6.7055 | 42.94% | 48.24% | 47.06% | 46.08% | Y | N | N
| 1127 | NSTAR | South | Plymouth | S. Duxbury | 738 | 1 | Duxbury | D | 3-26-39J1 | DUX | 4.16kV | 4.16kV | 4.16kV | 1.016 | 0.97876 | 0.79165 | 2.0176 | 2.0151 | 2.0151 | 50.36% | 48.57% | 39.29% | 46.07% | Y | N | N
| 376 | NSTAR | Central | Boston | Southampton Street | 323 | 14C | South Boston | D | 323-06 | ROX | 4.16kV | 4.16kV | 4.16kV | 0.93672 | 0.8996 | 0.84922 | 1.9455 | 1.9431 | 1.9431 | 48.15% | 46.3% | 43.7% | 46.05% | Y | N | N
| 1495 | NSTAR | West | Walpole | South Street | 146 | 110A | Walpole | D | 135-1319H1 | WLP | 13.8kV | 13.8kV | 13.8kV | 4.0157 | 3.414 | 4.1063 | 8.366 | 8.3559 | 8.3559 | 48% | 40.86% | 49.14% | 46% | Y | N | N
| 98 | NSTAR | Central | Boston | Andrew Sq | 106 | 110C | South Boston | D | 106-1N31H4 | ROX | 13.8kV | 13.8kV | #N/A | 1.6015 | 1.5518 | 1.4563 | 3.3464 | 3.3424 | 3.3424 | 47.86% | 46.43% | 43.57% | 45.95% | Y | N | N
| 903 | NSTAR | South | New Bedford | Industrial Park | 636 | 111 | N. Bedford | D | 2-104-104 | NEB | 13.2kV | 13.2kV | 13.2kV | 4.7099 | 4.7956 | 4.0191 | 9.8314 | 9.8195 | 9.8195 | 47.91% | 48.84% | 40.93% | 45.89% | Y | N | N
| W128 | WMECO | SOUTHERN | SPRINGFIELD | Agawam_16C | 16C | 16C-5X | AGAWAM | D | 16C12 | AGAWAM | 13.8kV | 13.8kV | 13.8 | 6.6 | 4.4 | 5.1 | 11.7 | 11.7 | 11.7 | 56.41% | 37.61% | 43.59% | 45.87% | Y | N | N
| 935 | NSTAR | South | New Bedford | Wing Lane | 624 | 1 | Acushnet | D | 2-241-238 | ACU | 13.2kV | 13.2kV | 13.2kV | 2.6522 | 2.6033 | 2.6033 | 5.7159 | 5.709 | 5.709 | 46.4% | 45.6% | 45.6% | 45.87% | Y | N | N
| 123 | NSTAR | Central | Boston | Dorchester Ave | 139 | 14C | South Boston | D | 139-03 | SOB | 4.16kV | 4.16kV | 4.16kV | 0.49718 | 1.792 | 0.37423 | 1.9455 | 1.9431 | 1.9431 | 25.56% | 92.22% | 19.26% | 45.68% | Y | N | N
| 339 | NSTAR | Central | Boston | Hyde Park | 496 | 110B | Hyde Park | D | 311-1406H1 | DOR | 13.8kV | 13.8kV | 13.8kV | 1.3147 | 1.3369 | 1.4324 | 2.9879 | 2.9842 | 2.9842 | 44% | 44.8% | 48% | 45.6% | Y | N | N
| 1256 | NSTAR | South | Cape & Vineyard | Sandwich Sub | 917 | 1 | Sandwich | D | 4-81B-81B | SAN | 22.8kV | 22.8kV | 22.8kV | 11.3342 | 15.8565 | 26.6641 | 39.4129 | 39.3651 | 39.3651 | 28.76% | 40.28% | 67.74% | 45.59% | Y | Y | N
| 1138 | NSTAR | South | Plymouth | Brook Street | 727 | 1 | Plympton | D | 3-51-51 | PLT | 22.8kV | 22.8kV | 22.8kV | 11.8476 | 14.5154 | 2.7611 | 21.3256 | 21.2998 | 21.2998 | 55.56% | 68.15% | 12.96% | 45.56% | Y | N | N
| 978 | NSTAR | South | New Bedford | Pine Street | 611 | B | N. Bedford | D | 2-55-55 | NEB | 13.2kV | 13.2kV | 13.2kV | 2.9037 | 4.179 | 3.8593 | 8.0252 | 8.0154 | 8.0154 | 36.18% | 52.14% | 48.15% | 45.49% | Y | N | N
| W37 | WMECO | NORTHERN | HADLEY | Podick_18G | 18G | 18G-7X,18G-8X | AMHERST | D | 18G4 | AMHERST | 13.8kV | 13.8kV | 13.8 | 5.9 | 4.7 | 4.4 | 11 | 11 | 11 | 53.64% | 42.73% | 40% | 45.45% | Y | N | N
| 1355 | NSTAR | South | Cape & Vineyard | Wellfleet Sub | 976 | 1 | Wellfleet | D | 4-94B-94B | EAS | 22.8kV | 22.8kV | 22.8kV | 14.4145 | 16.527 | 14.2393 | 33.1732 | 33.133 | 33.133 | 43.45% | 49.88% | 42.98% | 45.44% | Y | N | N
| 1190 | NSTAR | South | Plymouth | Valley Sub | 715 | 2 | Plymouth | D | 3-89-922 | PLY | 22.8kV | 22.8kV | 22.8kV | 6.4767 | 6.4688 | 5.3249 | 13.4272 | 13.411 | 13.411 | 48.24% | 48.24% | 39.71% | 45.39% | Y | N | N
| 1282 | NSTAR | South | Cape & Vineyard | Oak Street | 920 | 1 | Barnstable | D | 4-87B-473 | SAN | 22.8kV | 22.8kV | 22.8kV | 5.4499 | 5.5222 | 10.4921 | 15.7968 | 15.7776 | 15.7776 | 34.5% | 35% | 66.5% | 45.33% | Y | N | N
| 1419 | NSTAR | West | Waltham | Homer Street | 17 | 14C | Newton | D | 1710 | NEW | 4.16kV | 4.16kV | 4.16kV | 0.92231 | 0.8996 | 0.82044 | 1.9455 | 1.9431 | 1.9431 | 47.41% | 46.3% | 42.22% | 45.31% | Y | N | N
| 769 | NSTAR | Central | Somerville | Putnam | 831 | 110B | Cambridge | D | 831-1334 | CAM | 13.8kV | 13.8kV | 13.8kV | 2.5815 | 2.7216 | 2.65 | 5.8562 | 5.8491 | 5.8491 | 44.08% | 46.53% | 45.31% | 45.31% | Y | N | N
| W184 | WMECO | SOUTHERN | SPRINGFIELD | Orchard_27A | 27A | 27A-2X | SPRINGFIELD | D | 27A13 | LUDLOW | 13.8kV | 13.8kV | 13.8 | 1.2 | 7.6 | 7.1 | 11.7 | 11.7 | 11.7 | 10.26% | 64.96% | 60.68% | 45.3% | Y | N | N
| 1573 | NSTAR | West | Waltham | Waltham | 282 | 110C | Waltham | D | 282-H4 | WAL | 13.8kV | 13.8kV | 13.8kV | 4.0635 | 3.6527 | 3.9631 | 8.6051 | 8.5946 | 8.5946 | 47.22% | 42.5% | 46.11% | 45.28% | Y | N | N
| W39 | WMECO | NORTHERN | HADLEY | Podick_18G | 18G | 18G-7X,18G-8X | AMHERST | D | 18G6 | AMHERST | 13.8kV | 13.8kV | 13.8 | 4.5 | 5.01 | 4.2 | 10.1 | 10.1 | 10.1 | 44.55% | 49.6% | 41.58% | 45.25% | Y | N | N
| 36 | NSTAR | Central | Boston | Allston | 36 | 14E | Allston | D | 3622 | BRI | 4.16kV | 4.16kV | 4.16kV | 0.28822 | 0.35984 | 1.5977 | 1.6573 | 1.6553 | 1.6553 | 17.39% | 21.74% | 96.52% | 45.22% | Y | N | N
| 1293 | NSTAR | South | Cape & Vineyard | Harwich Sub | 968 | 1 | Harwich | D | 4-89A-552 | YAR | 22.8kV | 22.8kV | 22.8kV | 6.0423 | 6.311 | 5.8377 | 13.4272 | 13.411 | 13.411 | 45% | 47.06% | 43.53% | 45.2% | Y | N | N
| 1200 | NSTAR | South | Cape & Vineyard | Orleans Sub | 975 | 2 | Orleans | D | 4-628-628 | ORL | 22.8kV | 22.8kV | 22.8kV | 10.6628 | 9.9793 | 9.3088 | 22.1155 | 22.0886 | 22.0886 | 48.21% | 45.18% | 42.14% | 45.18% | Y | N | N
| 1422 | NSTAR | West | Waltham | Homer Street | 17 | 14E | Newton | D | 1714 | NEW | 4.16kV | 4.16kV | 4.16kV | 0.68453 | 0.75566 | 0.65491 | 1.5492 | 1.5473 | 1.5473 | 44.19% | 48.84% | 42.33% | 45.12% | Y | N | N
| 885 | NSTAR | South | Plymouth | Marshfield Sub | 739 | 1 | Marshfield | D | 2022-03-22 | MAF | 22.8kV | 22.8kV | 22.8kV | 10.1099 | 10.2554 | 8.4016 | 21.3256 | 21.2998 | 21.2998 | 47.41% | 48.15% | 39.44% | 45% | Y | N | N
| 699 | NSTAR | Central | Somerville | Prospect | 819 | 14A | Cambridge | D | 819-1NB2 | CAM | 13.8 | 13.8kV | 13.8kV | 4.5416 | 2.2203 | 2.4113 | 6.8123 | 6.8041 | 6.8041 | 66.67% | 32.63% | 35.44% | 44.91% | Y | N | N
| 892 | NSTAR | South | Plymouth | Duxbury Sub | 738 | 1 | Duxbury | D | 2026-03-26 | DUX | 22.8kV | 22.8kV | 22.8kV | 17.2185 | 17.3554 | 14.5943 | 36.53 | 36.4857 | 36.4857 | 47.14% | 47.57% | 40% | 44.9% | Y | N | N
| 675 | NSTAR | Central | Somerville | Pacific | 815 | 14A | Cambridge | D | 815-10 | CAM | 4.16kV | 4.16kV | 4.16kV | 1.7005 | 1.0363 | 1.0363 | 2.8102 | 2.8068 | 2.8068 | 60.51% | 36.92% | 36.92% | 44.79% | Y | N | N
| 1636 | NSTAR | West | Walpole | Hyde Park | 496 | 110A | Hyde Park | D | 344-1413H1 | DED,HYP,WWO | 13.8kV | 13.8kV | 13.8kV | 3.3703 | 7.4726 | 3.7482 | 10.8759 | 10.8627 | 10.8627 | 30.99% | 68.79% | 34.51% | 44.76% | Y | N | N
| 566 | NSTAR | Central | Boston | Hyde Park | 496 | 110B | Hyde Park | D | 496-H2 | CAN,DED,HYP,MIT | 13.8kV | 13.8kV | 13.8kV | 6.4777 | 4.5361 | 3.5811 | 10.8759 | 10.8627 | 10.8627 | 59.56% | 41.76% | 32.97% | 44.76% | Y | N | N
| 669 | NSTAR | Central | Somerville | Hampshire | 814 | 14A | Cambridge | D | 814-12 | CAM | 4.16kV | 4.16kV | 4.16kV | 1.5708 | 0.9068 | 0.9068 | 2.5219 | 2.5189 | 2.5189 | 62.29% | 36% | 36% | 44.76% | Y | N | N
| 285 | NSTAR | Central | Boston | Colburn St | 350 | 110B | Boston | D | 284-1360H | ROX | 13.8kV | 13.8kV | 13.8kV | 4.7567 | 5.9685 | 4.7987 | 11.5929 | 11.5789 | 11.5789 | 41.03% | 51.55% | 41.44% | 44.67% | Y | N | N
| W109 | WMECO | NORTHERN | PITTSFIELD | Oswald_30B | 30B | 30B-1X | PITTSFIELD | D | 30B3 | PITTSFIELD | 23kV | 23kV | 23 | 8 | 6.1 | 6.8 | 15.6 | 15.6 | 15.6 | 51.28% | 39.1% | 43.59% | 44.66% | Y | N | N
| 1058 | NSTAR | South | New Bedford | Pine Street | 611 | D | N. Bedford | D | 2-89-94 | NEB | 13.2kV | 13.2kV | 13.2kV | 1.7148 | 1.7127 | 1.7127 | 3.8411 | 3.8364 | 3.8364 | 44.64% | 44.64% | 44.64% | 44.64% | Y | N | N
| 1533 | NSTAR | West | Walpole | Dedham | 20 | 24C | Dedham | D | 20-H7 | DED | 13.8kV | 13.8kV | 13.8kV | 3.3703 | 4.7987 | 4.1302 | 9.2026 | 9.1915 | 9.1915 | 36.62% | 52.21% | 44.94% | 44.59% | Y | N | N
| 1100 | NSTAR | South | Plymouth | Marshfield Sub | 739 | 1 | Marshfield | D | 3-22-973 | MAR | 22.8kV | 22.8kV | 22.8kV | 5.8448 | 6.1138 | 4.6544 | 12.4399 | 12.4249 | 12.4249 | 46.98% | 49.21% | 37.46% | 44.55% | Y | N | N
| 1281 | NSTAR | South | Cape & Vineyard | Oak Street | 920 | 1 | Barnstable | D | 4-87A-87A | SAN | 22.8kV | 22.8kV | 22.8kV | 14.7305 | 15.1465 | 20.7475 | 37.9122 | 37.8662 | 37.8662 | 38.85% | 40% | 54.79% | 44.55% | Y | Y | N
| 1575 | NSTAR | West | Waltham | Waltham | 283 | 110B | Waltham | D | 282-H6 | WAL | 13.8kV | 13.8kV | 13.8kV | 4.9718 | 4.8225 | 5.682 | 11.5929 | 11.5789 | 11.5789 | 42.89% | 41.65% | 49.07% | 44.54% | Y | N | N
| 233 | NSTAR | Central | Somerville | Mystic Station | 250 | 110B | Everett | D | 227-52H6 | SOM | 13.8kV | 13.8kV | 13.8kV | 1.9122 | 1.4324 | 1.4324 | 3.5854 | 3.5811 | 3.5811 | 53.33% | 40% | 40% | 44.44% | Y | N | N
| W166 | WMECO | SOUTHERN | SPRINGFIELD | Clinton_21S | 21S | 21S-1X | SPRINGFIELD | D | 21S3 | SPRINGFIELD | 13.8kV | 13.8kV | 13.8 | 5.9 | 4.3 | 3.8 | 10.5 | 10.5 | 10.5 | 56.19% | 40.95% | 36.19% | 44.44% | Y | N | N
| 226 | NSTAR | Central | Somerville | Mystic Station | 250 | 110A | Everett | D | 227-51H7 | SOM | 13.8kV | 13.8kV | 13.8kV | 1.7927 | 1.8622 | 1.9099 | 4.183 | 4.178 | 4.178 | 42.86% | 44.57% | 45.71% | 44.38% | Y | N | N
| 1201 | NSTAR | South | Cape & Vineyard | Hyannis Junction | 961 | 3 | Barnstable | D | 4-63-521 | BAR | 22.8kV | 22.8kV | 22.8kV | 10.0704 | 10.0188 | 9.3088 | 22.1155 | 22.0886 | 22.0886 | 45.54% | 45.36% | 42.14% | 44.35% | Y | N | N
| 986 | NSTAR | South | New Bedford | Bonney St. | 682 | 1 | New Bedford | D | 2-60-46 | NEB | 4.16kV | 3.74kV | 3.74kV | 0.42107 | 1.0029 | 1.0352 | 1.8527 | 1.8505 | 1.8505 | 22.73% | 54.2% | 55.94% | 44.29% | Y | N | N
| 1001 | NSTAR | South | New Bedford | Depot St. | 685 | 1 | New Bedford | D | 2-67-42 | NEB | 3.74kV | 3.74kV | 3.74kV | 0.55063 | 0.51762 | 1.3911 | 1.8527 | 1.8505 | 1.8505 | 29.72% | 27.97% | 75.17% | 44.29% | Y | N | N
| 690 | NSTAR | Central | Somerville | Prospect | 819 | 14A | Cambridge | D | 819-1102 | CAM | 13.8kV | 13.8kV | 13.8kV | 4.183 | 3.2707 | 3.6527 | 8.366 | 8.3559 | 8.3559 | 50% | 39.14% | 43.71% | 44.29% | Y | N | N
| 211 | NSTAR | Central | Somerville | Woburn | 211 | 110A | Woburn | D | 211-H8 | WIN,WOB | 13.8kV | 13.8kV | 13.8kV | 3.9201 | 3.8676 | 3.6288 | 8.6051 | 8.5946 | 8.5946 | 45.56% | 45% | 42.22% | 44.26% | Y | N | N
| 1633 | NSTAR | West | Southboro | Sudbury | 342 | 110A | Sudbury | D | 342-H8 | SUD WAY | 13.8kV | 13.8kV | 13.8kV | 6.2148 | 5.7298 | 7.0667 | 14.3418 | 14.3244 | 14.3244 | 43.33% | 40% | 49.33% | 44.22% | Y | N | N
| 1372 | NSTAR | South | Cape & Vineyard | Orleans Sub | 975 | 2 | Orleans | D | 4-95B-95B | CHM | 22.8kV | 22.8kV | 22.8kV | 16.0337 | 16.3693 | 16.0143 | 36.53 | 36.4857 | 36.4857 | 43.89% | 44.86% | 43.89% | 44.22% | Y | N | N
| 357 | NSTAR | Central | Boston | San Juan Street | 318 | 14BC | Boston | D | 318-03 | BDT | 4.16kV | 4.16kV | 4.16kV | 0.86466 | 0.87801 | 0.83483 | 1.9455 | 1.9431 | 1.9431 | 44.44% | 45.19% | 42.96% | 44.2% | Y | N | N
| W130 | WMECO | SOUTHERN | SPRINGFIELD | Agawam_16C | 16C | 16C-6X | AGAWAM | D | 16C15 | AGAWAM | 13.8kV | 13.8kV | 13.8 | 7.7 | 4.1 | 4.1 | 12 | 12 | 12 | 64.17% | 34.17% | 34.17% | 44.17% | Y | N | N
| 1466 | NSTAR | West | Waltham | Pine Street | 33 | 14G | Waltham | D | 3311 | WAL | 4.16kV | 4.16kV | 4.16kV | 0.82864 | 0.80604 | 0.74847 | 1.8014 | 1.7992 | 1.7992 | 46% | 44.8% | 41.6% | 44.13% | Y | N | N
| W85 | WMECO | NORTHERN | HADLEY | Montague_21C | 21C | 21C-3X | MONTAGUE | D | 21C7 | MONTAGUE | 13.8kV | 13.8kV | 13.8 | 3.5 | 3.42 | 5.5 | 9.4 | 9.4 | 9.4 | 37.23% | 36.38% | 58.51% | 44.04% | Y | N | N
| W80 | WMECO | NORTHERN | HADLEY | Montague_21C | 21C | 21C-4X | MONTAGUE | D | 21C2 | MONTAGUE | 13.8kV | 13.8kV | 13.8 | 0 | 7.53 | 7 | 11 | 11 | 11 | 0% | 68.45% | 63.64% | 44.03% | Y | N | N
| 683 | NSTAR | Central | Somerville | Putnam | 817 | 14A | Cambridge | D | 817-04 | CAM | 4.16kV | 4.16kV | 4.16kV | 1.088 | 1.3242 | 1.2954 | 2.8102 | 2.8068 | 2.8068 | 38.72% | 47.18% | 46.15% | 44.02% | Y | N | N
| 280 | NSTAR | Central | Boston | Washington St | 284 | 110B | Jamaica Plain | D | 284-06 | WRX | 4.16kV | 4.16kV | 4.16kV | 0.20896 | 1.7992 | 1.4106 | 2.594 | 2.5908 | 2.5908 | 8.056% | 69.44% | 54.44% | 43.98% | Y | N | N
| W196 | WMECO | SOUTHERN | SPRINGFIELD | Southwick_29A | 29A | 29A-2X | SOUTHWICK | D | 29A3 | SOUTHWICK | 23kV | 23kV | 23 | 10.3 | 8.1 | 7.3 | 19.5 | 19.5 | 19.5 | 52.82% | 41.54% | 37.44% | 43.93% | Y | N | N
| 1262 | NSTAR | South | Cape & Vineyard | Centerville Sub | 911 | 1 | Centerville | D | 4-82-894 | BNS | 4.16kV | 4.16kV | 4.16kV | 1.1785 | 1.2643 | 1.0536 | 2.6553 | 2.6521 | 2.6521 | 44.38% | 47.67% | 39.73% | 43.93% | Y | N | N
| 1278 | NSTAR | South | Cape & Vineyard | Sandwich Sub | 916 | 1 | Sandwich | D | 4-87A-471 | SAN | 22.8kV | 22.8kV | 22.8kV | 5.8053 | 5.9166 | 5.9166 | 13.4272 | 13.411 | 13.411 | 43.24% | 44.12% | 44.12% | 43.82% | Y | N | N
| 977 | NSTAR | South | New Bedford | Ash St. | 615 | W | New Bedford | D | 2-55-49 | NEB | 3.74kV | 3.74kV | 3.74kV | 0.68667 | 0.84113 | 0.90583 | 1.8527 | 1.8505 | 1.8505 | 37.06% | 45.45% | 48.95% | 43.82% | Y | N | N
| 863 | NSTAR | South | New Bedford | Pine Street | 611 | B | N. Bedford | D | 2-7-7 | NEB | 13.2 | 13.2kV | 13.2kV | 3.3152 | 3.7223 | 3.4939 | 8.0252 | 8.0154 | 8.0154 | 41.31% | 46.44% | 43.59% | 43.78% | Y | N | N
| 969 | NSTAR | South | New Bedford | Cross Rd. | 651 | 109 | Dartmouth | D | 2-541-542 | DAR | 13.2kV | 13.2kV | 13.2kV | 4.7785 | 5.6405 | 6.3712 | 12.8037 | 12.7882 | 12.7882 | 37.32% | 44.11% | 49.82% | 43.75% | Y | N | N
| W169 | WMECO | SOUTHERN | SPRINGFIELD | Clinton_21S | 21S | 21S-2X | SPRINGFIELD | D | 21S6 | SPRINGFIELD | 13.8kV | 13.8kV | 13.8 | 3.3 | 4.9 | 4.4 | 9.6 | 9.6 | 9.6 | 34.38% | 51.04% | 45.83% | 43.75% | Y | N | N
| W6 | WMECO | NORTHERN | HADLEY | Gunn_15A | 15A | 15A-1X | EASTHAMPTON | D | 15A2 | EASTHAMPTON | 23kV | 23kV | 23 | 8.6 | 8.28 | 7 | 18.2 | 18.2 | 18.2 | 47.25% | 45.49% | 38.46% | 43.74% | Y | N | N
| 70 | NSTAR | Central | Somerville | Mystic Street | 59 | 14A | Arlington | D | 5901 | ARL | 4.16kV | 4.16kV | 4.16kV | 0.68453 | 0.71968 | 0.71968 | 1.6212 | 1.6193 | 1.6193 | 42.22% | 44.44% | 44.44% | 43.7% | Y | N | N
| 479 | NSTAR | Central | Somerville | Mystic Station | 250 | 110B | Somerville | D | 387-148H2 | SOM | 13.8kV | 13.8kV | 13.8kV | 3.4659 | 3.3901 | 3.4617 | 7.888 | 7.8784 | 7.8784 | 43.94% | 43.03% | 43.94% | 43.64% | Y | N | N
| 922 | NSTAR | South | New Bedford | Arsene | 654 | 1 | Fairhaven | D | 2-220-201 | FRH | 13.2kV | 13.2kV | 13.2kV | 3.2924 | 4.2247 | 3.3797 | 8.3453 | 8.3351 | 8.3351 | 39.45% | 50.68% | 40.55% | 43.56% | Y | N | N
| W107 | WMECO | NORTHERN | PITTSFIELD | Oswald_30B | 30B | 30B-1X | PITTSFIELD | D | 30B1 | PITTSFIELD | 23kV | 23kV | 23 | 6.2 | 7.5 | 6.6 | 15.6 | 15.6 | 15.6 | 39.74% | 48.08% | 42.31% | 43.38% | Y | N | N
| 1180 | NSTAR | South | Plymouth | Tremont Sub | 713 | 2 | Wareham | D | 3-86-966 | WAR, CAR | 22.8kV | 22.8kV | 22.8kV | 8.6882 | 8.1255 | 6.2322 | 17.7713 | 17.7498 | 17.7498 | 48.89% | 45.78% | 35.11% | 43.26% | Y | N | N
| 7 | NSTAR | Central | Boston | Roslindale | 13 | 14B | Roslindale | D | 1309 | WRX | 4.16kV | 4.16kV | 4.16kV | 0.85025 | 0.81324 | 0.85642 | 1.9455 | 1.9431 | 1.9431 | 43.7% | 41.85% | 44.07% | 43.21% | Y | N | N
| 355 | NSTAR | Central | Boston | San Juan Street | 318 | 14A | Boston | D | 318-01 | BDT | 4.16kV | 4.16kV | 4.16kV | 0.86466 | 0.80604 | 0.84922 | 1.9455 | 1.9431 | 1.9431 | 44.44% | 41.48% | 43.7% | 43.21% | Y | N | N
| 1029 | NSTAR | South | New Bedford | Highland St. | 688 | 1 | N. Bedford | D | 2-83-403 | NEB | 13.2kV | 13.2kV | 13.2kV | 3.521 | 3.0144 | 2.786 | 7.2021 | 7.1933 | 7.1933 | 48.89% | 41.9% | 38.73% | 43.17% | Y | N | N
| 1371 | NSTAR | South | Cape & Vineyard | Chatham Sub | 914 | 1 | Chatham | D | 4-95B-941 | CHM | 4.16kV | 4.16kV | 4.16kV | 3.5283 | 1.0754 | 1.0463 | 4.3649 | 4.3596 | 4.3596 | 80.83% | 24.67% | 24% | 43.17% | Y | N | N
| 600 | NSTAR | Central | Boston | Willow St | 516 | 24AC | W. Roxbury | D | 516-01 | HYP,WRX | 4.16kV | 4.16kV | 4.16kV | 1.1385 | 1.0723 | 1.1443 | 2.594 | 2.5908 | 2.5908 | 43.89% | 41.39% | 44.17% | 43.15% | Y | N | N
| 710 | NSTAR | Central | Somerville | Amory | 820 | 14A | Cambridge | D | 820-46 | CAM | 4.16kV | 4.16kV | 4.16kV | 1.1097 | 1.1155 | 1.0363 | 2.5219 | 2.5189 | 2.5189 | 44% | 44.29% | 41.14% | 43.14% | Y | N | N
| 1546 | NSTAR | West | Southboro | Leland Street | 240 | 110B | Framingham | D | 240-H5 | DOV,SHE,FRA,NAT,NEE | 13.8 | 13.8kV | 13.8kV | 5.4499 | 5.0135 | 4.5122 | 11.5929 | 11.5789 | 11.5789 | 47.01% | 43.3% | 38.97% | 43.09% | Y | N | N
| 1719 | NSTAR | West | Southboro | West Framingham | 455 | 110A | Framingham | D | 455-H6 | ASH,FRA | 13.8kV | 13.8kV | 13.8kV | 4.9718 | 5.0852 | 5.0613 | 11.7125 | 11.6983 | 11.6983 | 42.45% | 43.47% | 43.27% | 43.06% | Y | N | N
| 1675 | NSTAR | West | Waltham | Burlington | 391 | 110B | Burlington | D | 391-H8 | BED,BUR | 13.8kV | 13.8kV | 13.8kV | 3.2269 | 2.9604 | 4.918 | 8.6051 | 8.5946 | 8.5946 | 37.5% | 34.44% | 57.22% | 43.06% | Y | N | N
| 277 | NSTAR | Central | Boston | Washington St | 284 | 110B | Jamaica Plain | D | 284-02 | WRX | 4.16kV | 4.16kV | 4.16kV | 0.80702 | 0.94998 | 0.74847 | 1.9455 | 1.9431 | 1.9431 | 41.48% | 48.89% | 38.52% | 42.96% | Y | N | N
| 1494 | NSTAR | West | Walpole | South Street | 146 | 110A | Walpole | D | 135-1319H | WLP | 13.8kV | 13.8kV | 13.8kV | 3.7767 | 3.414 | 3.5811 | 8.366 | 8.3559 | 8.3559 | 45.14% | 40.86% | 42.86% | 42.95% | Y | N | N
| W41 | WMECO | NORTHERN | HADLEY | Podick_18G | 18G | 18G-7X,18G-8X | AMHERST | D | 18G8 | AMHERST | 13.8kV | 13.8kV | 13.8 | 2.4 | 7.47 | 6.1 | 12.4 | 12.4 | 12.4 | 19.35% | 60.24% | 49.19% | 42.93% | Y | N | N
| 120 | NSTAR | Central | Boston | NGRID | NGRID | NGRID | Boston | D | 11W1 | BDT QCY | 13.8kV | 13.8kV | 13.8kV | 1.4342 | 1.4324 | 1.4324 | 3.3464 | 3.3424 | 3.3424 | 42.86% | 42.86% | 42.86% | 42.86% | Y | N | N
| 1613 | NSTAR | West | Waltham | Marrett Road | 320 | 110A | Lexington | D | 320-H8 | LEX, LIC | 13.8kV | 13.8kV | 13.8kV | 5.3065 | 4.2257 | 5.5149 | 11.7125 | 11.6983 | 11.6983 | 45.31% | 36.12% | 47.14% | 42.86% | Y | N | N
| 59 | NSTAR | Central | Boston | Tremont Street | 52 | 14A | Roxbury | D | 5201 | ROX | 4.16kV | 4.16kV | 4.16kV | 0.93672 | 0.79165 | 0.77006 | 1.9455 | 1.9431 | 1.9431 | 48.15% | 40.74% | 39.63% | 42.84% | Y | N | N
| 1440 | NSTAR | West | Southboro | South Street | 24 | 14G | Framingham | D | 2404 | ASH,FRA | 4.16kV | 4.16kV | 4.16kV | 0.66291 | 0.6765 | 0.64771 | 1.5492 | 1.5473 | 1.5473 | 42.79% | 43.72% | 41.86% | 42.79% | Y | N | N
| 1308 | NSTAR | South | Cape & Vineyard | Hyannis Junction | 961 | 1 | Barnstable | D | 4-90-90 | YAR | 22.8kV | 22.8kV | 22.8kV | 13.6247 | 14.8309 | 12.4249 | 31.9094 | 31.8708 | 31.8708 | 42.7% | 46.53% | 38.99% | 42.74% | Y | N | N
| 426 | NSTAR | Central | Somerville | Woburn | 211 | 110D | Woburn | D | 351-1385H1 | ARL,LEX,WIN | 13.8kV | 13.8kV | 13.8kV | 2.6293 | 4.0108 | 4.0586 | 8.366 | 8.3559 | 8.3559 | 31.43% | 48% | 48.57% | 42.67% | Y | N | N
| 1740 | NSTAR | West | Walpole | Norwood Sub | 469 | Muni | Norwood | D | 469-H2 | WWO | 13.8kV | 13.8kV | 13.8kV | 4.0396 | 3.7482 | 4.7032 | 9.8002 | 9.7883 | 9.7883 | 41.22% | 38.29% | 48.05% | 42.52% | Y | N | N
| 942 | NSTAR | South | New Bedford | Crystal Spring | 646 | 1 | Mattapoisett | D | 2-301-305 | MPO | 13.2kV | 13.2kV | 13.2kV | 2.3321 | 2.3521 | 2.0096 | 5.2587 | 5.2523 | 5.2523 | 44.35% | 44.78% | 38.26% | 42.46% | Y | N | N
| 1054 | NSTAR | South | New Bedford | Pine Street | 611 | D | N. Bedford | D | 2-89-14 | NEB | 13.2kV | 13.2kV | 13.2kV | 1.6005 | 1.6442 | 1.6442 | 3.8411 | 3.8364 | 3.8364 | 41.67% | 42.86% | 42.86% | 42.46% | Y | N | N
| 1349 | NSTAR | South | Cape & Vineyard | Orleans Sub | 975 | 1 | Orleans | D | 4-94A-648 | EAS | 22.8kV | 22.8kV | 22.8kV | 5.4499 | 6.1138 | 5.5222 | 13.4272 | 13.411 | 13.411 | 40.59% | 45.59% | 41.18% | 42.45% | Y | N | N
| 812 | NSTAR | Central | Somerville | East Camb | 875 | 110C | Cambridge | D | 875-1N39A | CAM | 13.8kV | 13.8kV | 13.8kV | 4.183 | 6.7802 | 3.7482 | 11.5929 | 11.5789 | 11.5789 | 36.08% | 58.56% | 32.37% | 42.34% | Y | N | N
| 475 | NSTAR | Central | Boston | K Street | 385 | 110A | South Boston | D | 385-H8 | SOB | 13.8kV | 13.8kV | 13.8kV | 2.6293 | 1.8622 | 2.6261 | 5.6172 | 5.6104 | 5.6104 | 46.81% | 33.19% | 46.81% | 42.27% | Y | N | N
| 405 | NSTAR | Central | Boston | Readville | 344 | 14AB | Hyde Park | D | 344-04 | HYP | 4.16kV | 4.16kV | 4.16kV | 0.82864 | 0.99316 | 1.0076 | 2.2337 | 2.231 | 2.231 | 37.1% | 44.52% | 45.16% | 42.26% | Y | N | N
| 370 | NSTAR | Central | Boston | Cottrell Street | 321 | 14AB | Dorchester | D | 321-02 | DOR | 4.16kV | 4.16kV | 4.16kV | 1.1385 | 1.0579 | 1.0795 | 2.594 | 2.5908 | 2.5908 | 43.89% | 40.83% | 41.67% | 42.13% | Y | N | N
| W201 | WMECO | SOUTHERN | SPRINGFIELD | Silver_30A | 30A | 30A-2X | AGAWAM | D | 30A4 | AGAWAM | 13.8kV | 13.8kV | 13.8 | 4.7 | 4.6 | 4.6 | 11 | 11 | 11 | 42.73% | 41.82% | 41.82% | 42.12% | Y | N | N
| 283 | NSTAR | Central | Boston | Washington St | 284 | 110B | Jamaica Plain | D | 284-09 | WRX | 4.16kV | 4.16kV | 4.16kV | 0.36028 | 0.071968 | 2.2958 | 2.1617 | 2.159 | 2.159 | 16.67% | 3.333% | 106.3% | 42.11% | Y | N | N
| W133 | WMECO | SOUTHERN | SPRINGFIELD | Agawam_16C | 16C | 16C-6X | AGAWAM | D | 16C18 | AGAWAM | 13.8kV | 13.8kV | 13.8 | 0.6 | 6.3 | 6.1 | 10.3 | 10.3 | 10.3 | 5.825% | 61.17% | 59.22% | 42.07% | Y | N | N
| 1460 | NSTAR | West | Waltham | Pine Street | 33 | 14F | Waltham | D | 3305 | WAL | 4.16kV | 4.16kV | 4.16kV | 0.68453 | 0.82044 | 0.76286 | 1.8014 | 1.7992 | 1.7992 | 38% | 45.6% | 42.4% | 42% | Y | N | N
| 1251 | NSTAR | South | Cape & Vineyard | Otis Sub | 915 | 1 | Bourne | D | 4-81A-81A | SAN | 22.8kV | 22.8kV | 22.8kV | 11.2552 | 7.0999 | 15.1859 | 26.657 | 26.6247 | 26.6247 | 42.22% | 26.67% | 57.04% | 41.98% | Y | N | N
| 1043 | NSTAR | South | New Bedford | Hathaway St. | 617 | N | New Bedford | D | 2-87-135 | NEB | 3.74kV | 3.74kV | 3.74kV | 0.77737 | 0.77642 | 0.77642 | 1.8527 | 1.8505 | 1.8505 | 41.96% | 41.96% | 41.96% | 41.96% | Y | N | N
| 1295 | NSTAR | South | Cape & Vineyard | Harwich Sub | 968 | 1 | Harwich | D | 4-89A-556 | DEN | 22.8kV | 22.8kV | 22.8kV | 3.6333 | 3.8261 | 3.9444 | 9.0831 | 9.0721 | 9.0721 | 40% | 42.17% | 43.48% | 41.88% | Y | N | N
| 1311 | NSTAR | South | Cape & Vineyard | Vinyard Haven Sub | 982 | 1 | Vineyard Haven | D | 4-91-122 | VIN | 4.8kV | 4.8kV | #N/A | 2.0453 | 2.076 | 0 | 3.2841 | 3.2801 | 3.2801 | 62.28% | 63.29% | 0% | 41.86% | Y | N | N
| 1144 | NSTAR | South | Plymouth | Manomet Sub | 721 | 1 | Plymouth | D | 3-71-71 | PLY | 22.8kV | 22.8kV | 22.8kV | 9.2806 | 9.3877 | 8.086 | 21.3256 | 21.2998 | 21.2998 | 43.52% | 44.07% | 37.96% | 41.85% | Y | N | N
| 145 | NSTAR | Central | Boston | Humboldt Ave | 143 | 14AB | Roxbury | D | 143-04 | ROX | 4.16 | 4.16kV | 4.16kV | 0.35307 | 0.84922 | 0.92119 | 1.6933 | 1.6912 | 1.6912 | 20.85% | 50.21% | 54.47% | 41.84% | Y | N | N
| 1000 | NSTAR | South | New Bedford | Depot St. | 685 | 1 | N. Bedford | D | 2-67-32 | NEB | 3.74kV | 3.74kV | 3.74kV | 0.33038 | 0.98994 | 1.0029 | 1.8527 | 1.8505 | 1.8505 | 17.83% | 53.5% | 54.2% | 41.84% | Y | N | N
| W232 | WMECO | SOUTHERN | SPRINGFIELD | West_Springfield_8C | 8C | 8C-1X,8C-2X | WEST SPRINGFIELD | D | 8C11 | WEST SPRINGFIELD | 13.8kV | 13.8kV | 13.8 | 2.5 | 4.1 | 3.3 | 7.9 | 7.9 | 7.9 | 31.65% | 51.9% | 41.77% | 41.77% | Y | N | N
| 1318 | NSTAR | South | Cape & Vineyard | Falmouth Sub | 933 | 1 | Falmouth | D | 4-91-91 | TIS | 22.8kV | 22.8kV | 22.8kV | 6.9506 | 7.2183 | 7.2971 | 17.179 | 17.1581 | 17.1581 | 40.46% | 42.07% | 42.53% | 41.69% | Y | N | N
| 865 | NSTAR | South | New Bedford | Pine Street | 611 | C | N. Bedford | D | 2010-02-04 | NEB | 13.2kV | 13.2kV | 13.2kV | 1.6005 | 1.5985 | 1.5985 | 3.8411 | 3.8364 | 3.8364 | 41.67% | 41.67% | 41.67% | 41.67% | Y | N | N
| W63 | WMECO | NORTHERN | PITTSFIELD | Blandford_19J | 19J | 19J-1X | BLANDFORD | D | 19J2 | BLANDFORD | 23kV | 23kV | 23 | 4.1 | 2.3 | 8.6 | 12 | 12 | 12 | 34.17% | 19.17% | 71.67% | 41.67% | Y | Y | N
| 1576 | NSTAR | West | Waltham | Waltham | 282 | 110A | Waltham | D | 282-H7 | WAL | 13.8kV | 13.8kV | 13.8kV | 3.9918 | 4.1541 | 6.3266 | 11.5929 | 11.5789 | 11.5789 | 34.43% | 35.88% | 54.64% | 41.65% | Y | N | N
| 16 | NSTAR | Central | Somerville | Willow St | 16 | 14B | Somerville | D | 1607 | SOM | 4.16kV | 4.16kV | 4.16kV | 1.333 | 1.2378 | 1.0651 | 2.9182 | 2.9147 | 2.9147 | 45.68% | 42.47% | 36.54% | 41.56% | Y | N | N
| W215 | WMECO | SOUTHERN | SPRINGFIELD | East_Springfield_5J | 5J | 5J-8X | SPRINGFIELD | D | 5J15 | SPRINGFIELD | 13.8kV | 13.8kV | 13.8 | 4.3 | 8 | 7 | 15.5 | 15.5 | 15.5 | 27.74% | 51.61% | 45.16% | 41.51% | Y | N | N
| 344 | NSTAR | Central | Boston | Electric Ave | 315 | 110A | Brighton | D | 315-H1 | BRI | 13.8kV | 13.8kV | 13.8kV | 3.8245 | 4.0586 | 3.7005 | 9.3222 | 9.3109 | 9.3109 | 41.03% | 43.59% | 39.74% | 41.45% | Y | N | N
| W174 | WMECO | SOUTHERN | SPRINGFIELD | Franconia_22H | 22H | 22H-2X | LONGMEADOW | D | 22H12 | LONGMEADOW | 13.8kV | 13.8kV | 13.8 | 7.3 | 3.5 | 3.7 | 11.7 | 11.7 | 11.7 | 62.39% | 29.91% | 31.62% | 41.31% | Y | N | N
| 1237 | NSTAR | South | Cape & Vineyard | Otis Sub | 915 | 1 | Bourne | D | 4-79-79 | BRN | 22.8kV | 22.8kV | 22.8kV | 4.5416 | 6.0744 | 4.7727 | 12.4399 | 12.4249 | 12.4249 | 36.51% | 48.89% | 38.41% | 41.27% | Y | N | N
| 1189 | NSTAR | South | Plymouth | Valley Sub | 715 | 2 | Plymouth | D | 3-89-89 | BOP | 22.8kV | 22.8kV | 22.8kV | 16.7051 | 16.0932 | 12.2276 | 36.53 | 36.4857 | 36.4857 | 45.73% | 44.11% | 33.51% | 41.12% | Y | N | N
| 876 | NSTAR | South | New Bedford | Pine Street | 611 | D | N. Bedford | D | 2017-02-06 | NEB | 13.2kV | 13.2kV | 13.2kV | 1.5776 | 1.5757 | 1.5757 | 3.8411 | 3.8364 | 3.8364 | 41.07% | 41.07% | 41.07% | 41.07% | Y | N | N
| 1018 | NSTAR | South | New Bedford | Acushnet | 612 | N | Acushnet | D | 2-79-404 | NEB | 13.2kV | 13.2kV | 13.2kV | 3.5439 | 3.4482 | 3.2655 | 8.3453 | 8.3351 | 8.3351 | 42.47% | 41.37% | 39.18% | 41% | Y | N | N
| 1389 | NSTAR | South | Cape & Vineyard | Falmouth Sub | 933 | 1 | Falmouth | D | 4-97-226 | WTI | 22.8kV | 22.8kV | 22.8kV | 5.7658 | 6.0349 | 4.6938 | 13.4272 | 13.411 | 13.411 | 42.94% | 45% | 35% | 40.98% | Y | N | N
| W144 | WMECO | SOUTHERN | SPRINGFIELD | Breckwood_20A | 20A | 20A-2X | SPRINGFIELD | D | 20A22 | SPRINGFIELD | 13.8kV | 13.8kV | 13.8 | 1.8 | 5.6 | 5.5 | 10.5 | 10.5 | 10.5 | 17.14% | 53.33% | 52.38% | 40.95% | Y | N | N
| 1742 | NSTAR | West | Walpole | Norwood Sub | 469 | Muni | Norwood | D | 469-H4 | WWO,DED | 13.8kV | 13.8kV | 13.8kV | 4.5894 | 3.2707 | 4.1541 | 9.8002 | 9.7883 | 9.7883 | 46.83% | 33.41% | 42.44% | 40.89% | Y | N | N
| 350 | NSTAR | Central | Boston | Electric Ave | 315 | 110A | Brighton | D | 315-H3 | BRI | 13.8kV | 13.8kV | 13.8kV | 4.9001 | 5.0135 | 4.2734 | 11.5929 | 11.5789 | 11.5789 | 42.27% | 43.3% | 36.91% | 40.82% | Y | N | N
| 771 | NSTAR | Central | Somerville | Putnam | 831 | 110C | Cambridge | D | 831-1340 | CAM | 13.8kV | 13.8kV | 13.8kV | 5.4499 | 3.4856 | 3.3424 | 10.0393 | 10.0271 | 10.0271 | 54.29% | 34.76% | 33.33% | 40.79% | Y | N | N
| 135 | NSTAR | Central | Somerville | PNU14 | PNU14 | P13/P14 | Somerville | D | 13N14 | SOM | 4.16kV | 4.16kV | 4.16kV | 1.0376 | 1.0651 | 1.0651 | 2.594 | 2.5908 | 2.5908 | 40% | 41.11% | 41.11% | 40.74% | Y | N | N
| 901 | NSTAR | South | New Bedford | Industrial Park | 636 | 111 | N. Bedford | D | 2-102-608 | FRE | 13.2kV | 13.2kV | 13.2kV | 2.2406 | 2.2608 | 1.9182 | 5.2587 | 5.2523 | 5.2523 | 42.61% | 43.04% | 36.52% | 40.72% | Y | N | N
| 419 | NSTAR | Central | Boston | Colburn St | 350 | 110C | Boston | D | 350-H3 | BDT BKL WRX | 13.8kV | 13.8kV | 13.8kV | 4.1591 | 4.8942 | 5.0852 | 11.5929 | 11.5789 | 11.5789 | 35.88% | 42.27% | 43.92% | 40.69% | Y | N | N
| 437 | NSTAR | Central | Boston | Baker St | 374 | 24B | W. Roxbury | D | 374-06 | WRX | 4.16kV | 4.16kV | 4.16kV | 0.79981 | 0.72688 | 0.83483 | 1.9455 | 1.9431 | 1.9431 | 41.11% | 37.41% | 42.96% | 40.49% | Y | N | N
| 992 | NSTAR | South | New Bedford | Pine Street | 611 | B | N. Bedford | D | 2-62-50 | NEB | 13.2kV | 13.2kV | 13.2kV | 1.5547 | 1.5528 | 1.5528 | 3.8411 | 3.8364 | 3.8364 | 40.48% | 40.48% | 40.48% | 40.48% | Y | N | N
| W92 | WMECO | NORTHERN | HADLEY | Cumberland_22B | 22B | 22B-2X | GREENFIELD | D | 22B6 | GREENFIELD | 13.8kV | 13.8kV | 13.8 | 7 | 1.27 | 1.2 | 7.8 | 7.8 | 7.8 | 89.74% | 16.28% | 15.38% | 40.47% | Y | N | N
| 1708 | NSTAR | West | Waltham | Trapelo Road | 450 | 110A | Waltham | D | 450-H6 | LEX,WAL | 13.8kV | 13.8kV | 13.8kV | 2.4381 | 1.1937 | 10.4091 | 11.5929 | 11.5789 | 11.5789 | 21.03% | 10.31% | 89.9% | 40.41% | Y | N | N
| 959 | NSTAR | South | New Bedford | Fisher Rd. | 657 | E | Dartmouth | D | 2-525-525 | DAR | 13.2kV | 13.2kV | 13.2kV | 5.1215 | 4.9554 | 4.179 | 11.7748 | 11.7605 | 11.7605 | 43.5% | 42.14% | 35.53% | 40.39% | Y | N | N
| W108 | WMECO | NORTHERN | PITTSFIELD | Oswald_30B | 30B | 30B-1X | PITTSFIELD | D | 30B2 | PITTSFIELD | 23kV | 23kV | 23 | 7.4 | 6.1 | 5.4 | 15.6 | 15.6 | 15.6 | 47.44% | 39.1% | 34.62% | 40.38% | Y | N | N
| 1581 | NSTAR | West | Waltham | Elliot Street | 292 | 14C | Newton | D | 292-01 | NEW | 4.16kV | 4.16kV | 4.16kV | 1.4411 | 1.6912 | 0.0071968 | 2.594 | 2.5908 | 2.5908 | 55.56% | 65.28% | 0.2778% | 40.37% | Y | N | N
| W157 | WMECO | SOUTHERN | SPRINGFIELD | Clinton_21S | 21S | 21S-1X | SPRINGFIELD | D | 21S1 | SPRINGFIELD | 13.8kV | 13.8kV | 13.8 | 6.4 | 3 | 3.3 | 10.5 | 10.5 | 10.5 | 60.95% | 28.57% | 31.43% | 40.32% | Y | N | N
| W202 | WMECO | SOUTHERN | SPRINGFIELD | Silver_30A | 30A | 30A-1X | AGAWAM | D | 30A5 | AGAWAM | 13.8kV | 13.8kV | 13.8 | 5.3 | 4.4 | 4.4 | 11.7 | 11.7 | 11.7 | 45.3% | 37.61% | 37.61% | 40.17% | Y | N | N
| 118 | NSTAR | Central | Somerville | West Street | 10 | 14kV Bus | Charlestown | D | 10-H1 | CHT | 13.8kV | 13.8kV | 13.8kV | 4.5655 | 4.6554 | 4.6554 | 11.5929 | 11.5789 | 11.5789 | 39.38% | 40.21% | 40.21% | 39.93% | Y | N | N
| 1643 | NSTAR | West | Southboro | Maynard | 355 | 342-H8 | Maynard | D | 355-03 | MAY,ACT | 4.16kV | 4.16kV | 4.16kV | 0.33145 | 0.98596 | 1.0076 | 1.9455 | 1.9431 | 1.9431 | 17.04% | 50.74% | 51.85% | 39.88% | Y | N | N
| 1209 | NSTAR | South | Cape & Vineyard | Hyannis Junction | 961 | 2 | Barnstable | D | 4-64-64 | BAR | 22.8kV | 22.8kV | 22.8kV | 13.9801 | 14.5548 | 15.1071 | 36.53 | 36.4857 | 36.4857 | 38.27% | 39.89% | 41.41% | 39.86% | Y | N | N
| 786 | NSTAR | Central | Somerville | Kendall | 850 | 14 kV Bus | Cambridge | D | 850-1333 | CAM | 13.8 | 13.8kV | 13.8kV | 3.7767 | 5.3955 | 4.6554 | 11.5929 | 11.5789 | 11.5789 | 32.58% | 46.6% | 40.21% | 39.79% | Y | N | N
| 1537 | NSTAR | West | Southboro | Leland Street | 240 | 110C | Natick | D | 23-1339H2 | NAT | 13.8kV | 13.8kV | 13.8kV | 1.2669 | 1.3369 | 1.3847 | 3.3464 | 3.3424 | 3.3424 | 37.86% | 40% | 41.43% | 39.76% | Y | N | N
| 797 | NSTAR | Central | Somerville | East Camb | 875 | 110C | Cambridge | D | 875-1349 | CAM | 13.8kV | 13.8kV | 13.8kV | 3.944 | 4.7748 | 5.0613 | 11.5929 | 11.5789 | 11.5789 | 34.02% | 41.24% | 43.71% | 39.66% | Y | N | N
| 701 | NSTAR | Central | Somerville | Prospect | 819 | 14A | Cambridge | D | 819-1NB5 | CAM | 13.8 | 13.8kV | 13.8kV | 4.3025 | 2.3397 | 1.4563 | 6.8123 | 6.8041 | 6.8041 | 63.16% | 34.39% | 21.4% | 39.65% | Y | N | N
| 1098 | NSTAR | South | Plymouth | Brant Rock Sub | 710 | 1 | Marshfield | D | 3-22-33J2 | MAR | 4.16kV | 4.16kV | 4.16kV | 1.4411 | 1.7992 | 1.2954 | 3.8189 | 3.8143 | 3.8143 | 37.74% | 47.17% | 33.96% | 39.62% | Y | N | N
| 1695 | NSTAR | West | Southboro | Speen Street | 433 | 110A | Framingham | D | 433-H2 | FRA,NAT | 13.8kV | 13.8kV | 13.8kV | 6.1431 | 5.6104 | 5.5388 | 14.5808 | 14.5631 | 14.5631 | 42.13% | 38.52% | 38.03% | 39.56% | Y | N | N
| 141 | NSTAR | Central | Somerville | Willoughby St | 488 | 110C | Chelsea | D | 14-113H2 | CHE | 13.8kV | 13.8kV | 13.8kV | 1.5298 | 5.0852 | 5.1329 | 9.9197 | 9.9077 | 9.9077 | 15.42% | 51.33% | 51.81% | 39.52% | Y | N | N
| W111 | WMECO | NORTHERN | PITTSFIELD | Oswald_30B | 30B | 30B-2X | PITTSFIELD | D | 30B5 | PITTSFIELD | 23kV | 23kV | 23 | 7.4 | 4.4 | 6.1 | 15.1 | 15.1 | 15.1 | 49.01% | 29.14% | 40.4% | 39.51% | Y | N | N
| 677 | NSTAR | Central | Somerville | Vassar | 816 | 14A | Cambridge | D | 816-02 | CAM | 4.16kV | 4.16kV | 4.16kV | 1.9167 | 0.53976 | 0.52537 | 2.5219 | 2.5189 | 2.5189 | 76% | 21.43% | 20.86% | 39.43% | Y | N | N
| 577 | NSTAR | Central | Boston | Havard Court | 506 | 14B | Brookline | D | 506-05 | BKL | 4.16kV | 4.16kV | 4.16kV | 0.99436 | 1.0291 | 0.78445 | 2.3778 | 2.3749 | 2.3749 | 41.82% | 43.33% | 33.03% | 39.39% | Y | N | N
| 327 | NSTAR | Central | Boston | Mattapan | 311 | 110B | Mattapan | D | 311-03 | DOR,HYP | 4.16kV | 4.16kV | 4.16kV | 0.6485 | 1.0435 | 1.3674 | 2.594 | 2.5908 | 2.5908 | 25% | 40.28% | 52.78% | 39.35% | Y | N | N
| W28 | WMECO | NORTHERN | HADLEY | Amherst_17K | 17K | 17K-4X | AMHERST | D | 17K6 | AMHERST | 13.8kV | 13.8kV | 13.8 | 1.3 | 4.89 | 4.9 | 9.4 | 9.4 | 9.4 | 13.83% | 52.02% | 52.13% | 39.33% | Y | N | N
| 802 | NSTAR | Central | Somerville | East Camb | 875 | 110A | Cambridge | D | 875-1389 | CAM | 13.8kV | 13.8kV | 13.8kV | 5.904 | 5.7775 | 1.9815 | 11.5929 | 11.5789 | 11.5789 | 50.93% | 49.9% | 17.11% | 39.31% | Y | N | N
| 550 | NSTAR | Central | Boston | K Street | 385D | 110C | South Boston | D | 485-199H1 | SOB | 13.8kV | 13.8kV | 13.8kV | 1.3625 | 1.2653 | 1.3131 | 3.3464 | 3.3424 | 3.3424 | 40.71% | 37.86% | 39.29% | 39.29% | Y | N | N
| 503 | NSTAR | Central | Boston | Dewar Street | 483 | 110B | Dorchester | D | 43-1490H3 | DOR | 13.8kV | 13.8kV | 13.8kV | 1.1473 | 1.1698 | 1.1937 | 2.9879 | 2.9842 | 2.9842 | 38.4% | 39.2% | 40% | 39.2% | Y | N | N
| 611 | NSTAR | Central | Boston | Dewar Street | 483 | 110B | Roxbury | D | 52-1499H2 | ROX | 13.8kV | 13.8kV | 13.8kV | 1.7688 | 1.8383 | 4.9419 | 7.2904 | 7.2816 | 7.2816 | 24.26% | 25.25% | 67.87% | 39.13% | Y | N | N
| 1225 | NSTAR | South | Cape & Vineyard | Falmouth Sub | 933 | 1 | Falmouth | D | 4-76-76 | FAL | 22.8kV | 22.8kV | 22.8kV | 14.533 | 14.1998 | 14.0421 | 36.53 | 36.4857 | 36.4857 | 39.78% | 38.92% | 38.49% | 39.06% | Y | N | N
| 1016 | NSTAR | South | New Bedford | Pine Street | 611 | A | N. Bedford | D | 2-73-73 | NEB | 13.2kV | 13.2kV | 13.2kV | 4.4356 | 3.2884 | 3.2884 | 9.4199 | 9.4084 | 9.4084 | 47.09% | 34.95% | 34.95% | 39% | Y | N | N
| 995 | NSTAR | South | New Bedford | Bell Rock | 661 | N12 | Fall River | D | 2-635-635 | FRE | 34.5kV | 34.5 | 34.5 | 11.9515 | 12.0564 | 11.937 | 30.7751 | 30.7378 | 30.7378 | 38.83% | 39.22% | 38.83% | 38.96% | Y | N | N
| 1294 | NSTAR | South | Cape & Vineyard | Harwich Sub | 968 | 1 | Harwich | D | 4-89A-553 | DEN | 22.8kV | 22.8kV | 22.8kV | 5.1734 | 5.4038 | 5.0883 | 13.4272 | 13.411 | 13.411 | 38.53% | 40.29% | 37.94% | 38.92% | Y | N | N
| W154 | WMECO | SOUTHERN | SPRINGFIELD | Piper_21N | 21N | 21N-2X | WEST SPRINGFIELD | D | 21N7 | WEST SPRINGFIELD | 13.8kV | 13.8kV | 13.8 | 7 | 4.8 | 4.5 | 14 | 14 | 14 | 50% | 34.29% | 32.14% | 38.81% | Y | N | N
| W136 | WMECO | SOUTHERN | SPRINGFIELD | Ludlow_19S | 19S | 19S-6X | LUDLOW | D | 19S2 | LUDLOW | 13.8kV | 13.8kV | 13.8 | 3.2 | 5.4 | 5 | 11.7 | 11.7 | 11.7 | 27.35% | 46.15% | 42.74% | 38.75% | Y | N | N
| W17 | WMECO | NORTHERN | PITTSFIELD | Woodland_Rd_17G | 17G | 17G-1X,17G-2X | LEE | D | 17G2 | PITTSFIELD | 23kV | 23kV | 23 | 2.5 | 9.4 | 5.3 | 14.8 | 14.8 | 14.8 | 16.89% | 63.51% | 35.81% | 38.74% | Y | N | N
| W167 | WMECO | SOUTHERN | SPRINGFIELD | Clinton_21S | 21S | 21S-1X | SPRINGFIELD | D | 21S4 | SPRINGFIELD | 13.8kV | 13.8kV | 13.8 | 4.1 | 3.8 | 4.3 | 10.5 | 10.5 | 10.5 | 39.05% | 36.19% | 40.95% | 38.73% | Y | N | N
| 1118 | NSTAR | South | Plymouth | Duxbury Sub | 738 | 1 | Duxbury | D | 3-24B-24B | DUX | 22.8kV | 22.8kV | 22.8kV | 11.8476 | 10.6499 | 8.6777 | 26.8545 | 26.8219 | 26.8219 | 44.12% | 39.71% | 32.35% | 38.73% | Y | N | N
| 69 | NSTAR | Central | Boston | Tremont Street | 52 | 14C | Roxbury | D | 5212 | BDT,ROX | 4.16kV | 4.16kV | 4.16kV | 1.0376 | 0.71968 | 0.62612 | 2.0536 | 2.0511 | 2.0511 | 50.53% | 35.09% | 30.53% | 38.71% | Y | N | N
| 1715 | NSTAR | West | Southboro | West Framingham | 455 | 110B | Framingham | D | 455-H2 | ASH,FRA | 13.8kV | 13.8kV | 13.8kV | 4.3981 | 4.9658 | 4.2257 | 11.7125 | 11.6983 | 11.6983 | 37.55% | 42.45% | 36.12% | 38.71% | Y | N | N
| 979 | NSTAR | South | New Bedford | Pine Street | 611 | D | N. Bedford | D | 2-59-16 | NEB | 13.2kV | 13.2kV | 13.2kV | 1.4861 | 1.4843 | 1.4843 | 3.8411 | 3.8364 | 3.8364 | 38.69% | 38.69% | 38.69% | 38.69% | Y | N | N
| W112 | WMECO | NORTHERN | PITTSFIELD | Oswald_30B | 30B | 30B-2X | PITTSFIELD | D | 30B7 | PITTSFIELD | 23kV | 23kV | 23 | 4.4 | 7.7 | 6.8 | 16.3 | 16.3 | 16.3 | 26.99% | 47.24% | 41.72% | 38.65% | Y | N | N
| 477 | NSTAR | Central | Somerville | Mystic Station | 250 | 110B | Somerville | D | 387-148H | CHT EVE SOM | 13.8kV | 13.8kV | 13.8kV | 5.3304 | 4.2018 | 3.8915 | 11.5929 | 11.5789 | 11.5789 | 45.98% | 36.29% | 33.61% | 38.63% | Y | N | N
| 1245 | NSTAR | South | Cape & Vineyard | HYN Junction | 961 | 1 | Barnstable | D | 4-80B-523 | HYN | 22.8kV | 22.8kV | 22.8kV | 5.9238 | 6.1138 | 6.2322 | 15.7968 | 15.7776 | 15.7776 | 37.5% | 38.75% | 39.5% | 38.58% | Y | N | N
| 1317 | NSTAR | South | Cape & Vineyard | Falmouth Sub | 933 | 1 | Falmouth | D | 4-91-434 | FAL | 22.8kV | 22.8kV | 22.8kV | 4.9365 | 4.9305 | 8.4016 | 15.7968 | 15.7776 | 15.7776 | 31.25% | 31.25% | 53.25% | 38.58% | Y | N | N
| 749 | NSTAR | Central | Somerville | Alewife | 828 | 110A | Cambridge | D | 828-1NA10 | CAM | 13.8 | 13.8kV | 13.8kV | 5.163 | 2.2919 | 2.2203 | 8.366 | 8.3559 | 8.3559 | 61.71% | 27.43% | 26.57% | 38.57% | Y | N | N
| 1625 | NSTAR | West | Waltham | Marrett Road | 320 | 110A | Lexington | D | 34-1352H2 | LEX | 13.8kV | 13.8kV | 13.8kV | 0.8366 | 1.4802 | 1.5518 | 3.3464 | 3.3424 | 3.3424 | 25% | 44.29% | 46.43% | 38.57% | Y | N | N
| 1672 | NSTAR | West | Waltham | Burlington | 391 | 110A | Burlington | D | 391-H5 | BUR | 13.8kV | 13.8kV | 13.8kV | 3.1552 | 3.4617 | 3.3185 | 8.6051 | 8.5946 | 8.5946 | 36.67% | 40.28% | 38.61% | 38.52% | Y | N | N
| W153 | WMECO | SOUTHERN | SPRINGFIELD | Piper_21N | 21N | 21N-2X | WEST SPRINGFIELD | D | 21N6 | WEST SPRINGFIELD | 13.8kV | 13.8kV | 13.8 | 5 | 4.3 | 4.2 | 11.7 | 11.7 | 11.7 | 42.74% | 36.75% | 35.9% | 38.46% | Y | N | N
| 363 | NSTAR | Central | Boston | San Juan Street | 318 | 14BC | Boston | D | 318-10 | BDT | 4.16kV | 4.16kV | 4.16kV | 1.0232 | 0.95717 | 1.0004 | 2.594 | 2.5908 | 2.5908 | 39.44% | 36.94% | 38.61% | 38.33% | Y | N | N
| 721 | NSTAR | Central | Somerville | Walden | 824 | 14A | Cambridge | D | 824-25 | CAM | 4.16kV | 4.16kV | 4.16kV | 0.9151 | 1.1443 | 0.83483 | 2.5219 | 2.5189 | 2.5189 | 36.29% | 45.43% | 33.14% | 38.29% | Y | N | N
| 792 | NSTAR | Central | Somerville | East Camb | 875 | 110B | Cambridge | D | 875-1326 | CAM | 13.8kV | 13.8kV | 13.8kV | 3.2269 | 3.9631 | 6.1117 | 11.5929 | 11.5789 | 11.5789 | 27.84% | 34.23% | 52.78% | 38.28% | Y | N | N
| 890 | NSTAR | South | New Bedford | Pine Street | 611 | D | N. Bedford | D | 2025-02-25 | NEB | 13.2kV | 13.2kV | 13.2kV | 3.0637 | 3.1514 | 2.9687 | 8.0252 | 8.0154 | 8.0154 | 38.18% | 39.32% | 37.04% | 38.18% | Y | N | N
| 401 | NSTAR | Central | Boston | Brighton | 329 | 110B | Brighton | D | 329-H9 | BRI | 13.8kV | 13.8kV | 13.8kV | 6.2148 | 3.3424 | 3.7005 | 11.5929 | 11.5789 | 11.5789 | 53.61% | 28.87% | 31.96% | 38.14% | Y | N | N
| 530 | NSTAR | Central | Boston | Arsenal Street | 467 | 110A | Watertown | D | 467-H13 | WAT BRI NEW | 13.8kV | 13.8kV | 13.8kV | 3.203 | 3.2707 | 6.7802 | 11.5929 | 11.5789 | 11.5789 | 27.63% | 28.25% | 58.56% | 38.14% | Y | N | N
| 1264 | NSTAR | South | Cape & Vineyard | Orleans Sub | 975 | 2 | Orleans | D | 4-83-951 | ORL | 4.8kV | 4.8kV | 4.8kV | 0.93118 | 1.4117 | 1.4117 | 3.2841 | 3.2801 | 3.2801 | 28.35% | 43.04% | 43.04% | 38.14% | Y | N | N
| 658 | NSTAR | Central | Boston | Dewar Street | 483 | 110B | Dorchester | D | 67-1484H1 | DOR | 13.8kV | 13.8kV | 13.8kV | 1.1951 | 1.3131 | 1.3131 | 3.3464 | 3.3424 | 3.3424 | 35.71% | 39.29% | 39.29% | 38.1% | Y | N | N
| W216 | WMECO | SOUTHERN | SPRINGFIELD | East_Springfield_5J | 5J | 5J-8X | SPRINGFIELD | D | 5J16 | SPRINGFIELD | 13.8kV | 13.8kV | 13.8 | 3.6 | 4.4 | 4 | 10.5 | 10.5 | 10.5 | 34.29% | 41.9% | 38.1% | 38.1% | Y | N | N
| 47 | NSTAR | Central | Boston | Kenmore | 49 | 14C | Boston | D | 4901 | BDT | 4.16kV | 4.16kV | 4.16kV | 1.0808 | 1.0219 | 0.85642 | 2.594 | 2.5908 | 2.5908 | 41.67% | 39.44% | 33.06% | 38.06% | Y | N | N
| 832 | NSTAR | Central | Boston | K Street | 385 | 110C | South Boston | D | MC-1 | BDT,BRI,SOB | 13.8kV | 13.8kV | 13.8kV | 2.0557 | 2.0293 | 2.0293 | 5.3782 | 5.3716 | 5.3716 | 38.22% | 37.78% | 37.78% | 37.93% | Y | N | N
| 1632 | NSTAR | West | Southboro | Sudbury | 342 | 110B | Sudbury | D | 342-H7 | SUD WAY | 13.8kV | 13.8kV | 13.8kV | 4.7089 | 4.5122 | 3.9392 | 11.5929 | 11.5789 | 11.5789 | 40.62% | 38.97% | 34.02% | 37.87% | Y | N | N
| W16 | WMECO | NORTHERN | PITTSFIELD | Woodland_Rd_17G | 17G | 17G-1X,17G-2X | LEE | D | 17G1 | PITTSFIELD | 23kV | 23kV | 23 | 9.2 | 4.8 | 2.8 | 14.8 | 14.8 | 14.8 | 62.16% | 32.43% | 18.92% | 37.84% | Y | N | N
| 1077 | NSTAR | South | Plymouth | West Pond Sub | 737 | 1 | Plymouth | D | 3-13-943 | PLY | 22.8kV | 22.8kV | 22.8kV | 7.464 | 8.2044 | 8.0466 | 20.9307 | 20.9053 | 20.9053 | 35.66% | 39.25% | 38.49% | 37.8% | Y | N | N
| 210 | NSTAR | Central | Somerville | Woburn | 211 | 110D | Woburn | D | 211-H7XY | WOB | 13.8kV | 13.8kV | 13.8kV | 5.904 | 5.5388 | 5.0374 | 14.5808 | 14.5631 | 14.5631 | 40.49% | 38.03% | 34.59% | 37.7% | Y | N | N
| 693 | NSTAR | Central | Somerville | Prospect | 819 | 14kV Bus | Cambridge | D | 819-1373 | CAM | 13.8kV | 13.8kV | 13.8kV | 4.8284 | 4.6316 | 2.8171 | 10.8759 | 10.8627 | 10.8627 | 44.4% | 42.64% | 25.93% | 37.66% | Y | N | N
| W219 | WMECO | SOUTHERN | SPRINGFIELD | East_Springfield_5J | 5J | 5J-7X | SPRINGFIELD | D | 5J9 | SPRINGFIELD | 13.8kV | 13.8kV | 13.8 | 6.4 | 6.5 | 4.6 | 15.5 | 15.5 | 15.5 | 41.29% | 41.94% | 29.68% | 37.63% | Y | N | N
| 707 | NSTAR | Central | Somerville | Amory | 820 | 14A | Cambridge | D | 820-15 | CAM | 4.16kV | 4.16kV | 4.16kV | 0.94393 | 0.97157 | 0.92839 | 2.5219 | 2.5189 | 2.5189 | 37.43% | 38.57% | 36.86% | 37.62% | Y | N | N
| 994 | NSTAR | South | New Bedford | Pine Street | 611 | B | N. Bedford | D | 2-62-62 | NEB | 13.2kV | 13.2kV | 13.2kV | 2.1035 | 3.3112 | 3.6309 | 8.0252 | 8.0154 | 8.0154 | 26.21% | 41.31% | 45.3% | 37.61% | Y | N | N
| 1305 | NSTAR | South | Cape & Vineyard | Hyannis Junction | 961 | 1 | Barnstable | D | 4-90-540 | YAR | 22.8kV | 22.8kV | 22.8kV | 4.3046 | 4.26 | 3.8655 | 11.0577 | 11.0443 | 11.0443 | 38.93% | 38.57% | 35% | 37.5% | Y | N | N
| 1631 | NSTAR | West | Southboro | Sudbury | 342 | 110A | Sudbury | D | 342-H6 | SUD | 13.8kV | 13.8kV | 13.8kV | 3.7289 | 3.6288 | 5.6581 | 11.5929 | 11.5789 | 11.5789 | 32.16% | 31.34% | 48.87% | 37.46% | Y | N | N
| 279 | NSTAR | Central | Boston | Washington St | 284 | 110B | Jamaica Plain | D | 284-04 | WRX | 4.16kV | 4.16kV | 4.16kV | 1.6717 | 0.73407 | 0.50378 | 2.594 | 2.5908 | 2.5908 | 64.44% | 28.33% | 19.44% | 37.41% | Y | N | N
| 1324 | NSTAR | South | Cape & Vineyard | Hyannis Junction | 961 | 2 | Barnstable | D | 4-92A-559 | YAR | 22.8kV | 22.8kV | 22.8kV | 2.567 | 2.3666 | 5.2461 | 9.0831 | 9.0721 | 9.0721 | 28.26% | 26.09% | 57.83% | 37.39% | Y | N | N
| 267 | NSTAR | Central | Somerville | Dragon Court | 375 | 110B | Woburn | D | 258-1394H3 | WOB | 13.8kV | 13.8kV | 13.8kV | 1.243 | 0.83559 | 1.6712 | 3.3464 | 3.3424 | 3.3424 | 37.14% | 25% | 50% | 37.38% | Y | N | N
| 1771 | NSTAR | West | Waltham | Trapelo Road | 450 | 110A | Waltham | D | 531-1359H3 | WAL | 13.8kV | 13.8kV | 13.8kV | 0.8366 | 1.0027 | 1.9099 | 3.3464 | 3.3424 | 3.3424 | 25% | 30% | 57.14% | 37.38% | Y | N | N
| 1720 | NSTAR | West | Southboro | West Framingham | 455 | 110B | Framingham | D | 455-H7 | FRA | 13.8kV | 13.8kV | 13.8kV | 5.7367 | 3.796 | 3.5811 | 11.7125 | 11.6983 | 11.6983 | 48.98% | 32.45% | 30.61% | 37.35% | Y | N | N
| 1030 | NSTAR | South | New Bedford | Acushnet | 612 | N | Acushnet | D | 2-83-83 | NEB | 13.2kV | 13.2kV | 13.2kV | 3.2009 | 2.923 | 2.8545 | 8.0252 | 8.0154 | 8.0154 | 39.89% | 36.47% | 35.61% | 37.32% | Y | N | N
| 1073 | NSTAR | South | Plymouth | Samoset Sub | 742 | 1 | Plymouth | D | 3-12-41J1 | PLY | 4.16kV | 4.16kV | 4.16kV | 1.333 | 1.3674 | 0.99316 | 3.3145 | 3.3105 | 3.3105 | 40.22% | 41.3% | 30% | 37.17% | Y | N | N
| 552 | NSTAR | Central | Somerville | Willoughby St | 488 | 110A | Chelsea | D | 486-199H1 | EOB | 13.8kV | 13.8kV | 13.8kV | 2.223 | 2.6023 | 2.6261 | 6.6928 | 6.6847 | 6.6847 | 33.21% | 38.93% | 39.29% | 37.14% | Y | N | N
| 504 | NSTAR | Central | Boston | Dewar Street | 483 | 110B | Dorchester | D | 43-1490H4 | DOR | 13.8kV | 13.8kV | 13.8kV | 1.0278 | 1.0982 | 1.1937 | 2.9879 | 2.9842 | 2.9842 | 34.4% | 36.8% | 40% | 37.07% | Y | N | N
| 1469 | NSTAR | West | Waltham | Pine Street | 33 | 14D &14 E | Waltham | D | 3316 | WAL | 4.16kV | 4.16kV | 4.16kV | 0.86466 | 0.74847 | 0.74847 | 2.1256 | 2.1231 | 2.1231 | 40.68% | 35.25% | 35.25% | 37.06% | Y | N | N
| 700 | NSTAR | Central | Somerville | Prospect | 819 | 14A | Cambridge | D | 819-1NB3 | CAM | 13.8 | 13.8kV | 13.8kV | 3.9201 | 1.2892 | 1.2892 | 5.8562 | 5.8491 | 5.8491 | 66.94% | 22.04% | 22.04% | 37.01% | Y | N | N
| 193 | NSTAR | Central | Somerville | Woburn | 211 | 14B | Woburn | D | 211-04 | WIN | 4.16kV | 4.16kV | 4.16kV | 0.98716 | 1.0939 | 1.1155 | 2.8822 | 2.8787 | 2.8787 | 34.25% | 38% | 38.75% | 37% | Y | N | N
| W2 | WMECO | NORTHERN | PITTSFIELD | Partridge_15E | 15E | 15E-1X | PITTSFIELD | D | 1500 | PITTSFIELD | 23 | 23 | 23 | 6.8 | 7 | 3.6 | 15.7 | 15.7 | 15.7 | 43.31% | 44.59% | 22.93% | 36.94% | Y | N | N
| 1350 | NSTAR | South | Cape & Vineyard | ORL Sub | 975 | 1 | Orleans | D | 4-94A-94A | ORL | 22.8kV | 22.8kV | 22.8kV | 13.8222 | 13.2137 | 13.411 | 36.53 | 36.4857 | 36.4857 | 37.84% | 36.22% | 36.76% | 36.94% | Y | N | N
| 976 | NSTAR | South | New Bedford | Pine Street | 611 | B | N. Bedford | D | 2-55-47 | NEB | 13.2kV | 13.2kV | 13.2kV | 1.4176 | 1.4158 | 1.4158 | 3.8411 | 3.8364 | 3.8364 | 36.9% | 36.9% | 36.9% | 36.9% | Y | N | N
| 393 | NSTAR | Central | Boston | Lincoln Street | 329 | 110B | Brighton | D | 329-H10 | BRI | 13.8kV | 13.8kV | 13.8kV | 3.1791 | 3.5811 | 6.0401 | 11.5929 | 11.5789 | 11.5789 | 27.42% | 30.93% | 52.16% | 36.84% | Y | N | N
| 1618 | NSTAR | West | Waltham | Hartwell Avenue | 533 | 110A | Lexington | D | 322-1397H1 | BED, BIL | 13.8kV | 13.8kV | 13.8kV | 1.96 | 1.9099 | 1.9099 | 5.2348 | 5.2284 | 5.2284 | 37.44% | 36.53% | 36.53% | 36.83% | Y | N | N
| W160 | WMECO | SOUTHERN | SPRINGFIELD | Clinton_21S | 21S | 21S-3X | SPRINGFIELD | D | 21S12 | SPRINGFIELD | 13.8kV | 13.8kV | 13.8 | 3.6 | 2.2 | 5.8 | 10.5 | 10.5 | 10.5 | 34.29% | 20.95% | 55.24% | 36.83% | Y | N | N
| 1522 | NSTAR | West | Waltham | Homer Street | 17 | 292-213XH, 453-214X | Newton | D | 17-H1 | NEW | 13.8kV | 13.8kV | 13.8kV | 2.3903 | 2.6261 | 2.6261 | 6.9319 | 6.9235 | 6.9235 | 34.48% | 37.93% | 37.93% | 36.78% | Y | N | N
| 413 | NSTAR | Central | Boston | Colburn St | 350 | 110C | Boston | D | 350-H1 | BKL ROX | 13.8kV | 13.8kV | 13.8kV | 5.0435 | 4.178 | 3.5572 | 11.5929 | 11.5789 | 11.5789 | 43.51% | 36.08% | 30.72% | 36.77% | Y | N | N
| W55 | WMECO | NORTHERN | HADLEY | Midway_19B | 19B | 19B-2X,19B-3X | EASTHAMPTON | D | 19B16 | EASTHAMPTON | 13.8kV | 13.8kV | 13.8 | 4.6 | 2.1 | 1.9 | 7.8 | 7.8 | 7.8 | 58.97% | 26.92% | 24.36% | 36.75% | Y | N | N
| 77 | NSTAR | Central | Boston | Pingree St | 60 | 14AB | Hyde Park | D | 6002 | HYP | 4.16kV | 4.16kV | 4.16kV | 0.77099 | 0.74847 | 0.61892 | 1.9455 | 1.9431 | 1.9431 | 39.63% | 38.52% | 31.85% | 36.67% | Y | N | N
| 131 | NSTAR | Central | Boston | Dorchester Ave | 139 | 14B | South Boston | D | 139-11 | SOB | 4.16kV | 4.16kV | 4.16kV | 0.33866 | 1.7128 | 0.086362 | 1.9455 | 1.9431 | 1.9431 | 17.41% | 88.15% | 4.444% | 36.67% | Y | N | N
| W77 | WMECO | NORTHERN | HADLEY | French_King_21B | 21B | 21B-1X | ERVING | D | 21B8 | ERVING | 13.8kV | 13.8kV | 13.8 | 0.5 | 5.8 | 5.8 | 11 | 11 | 11 | 4.545% | 52.73% | 52.73% | 36.67% | Y | N | N
| 1249 | NSTAR | South | Cape & Vineyard | Otis Sub | 915 | 1 | Bourne | D | 4-81A-406 | BOU | 22.8kV | 22.8kV | 22.8kV | 3.3568 | 3.5894 | 10.3738 | 15.7968 | 15.7776 | 15.7776 | 21.25% | 22.75% | 65.75% | 36.58% | Y | N | N
| 795 | NSTAR | Central | Somerville | East Camb | 875 | 110A | Cambridge | D | 875-1343 | CAM | 13.8kV | 13.8kV | 13.8kV | 4.4221 | 4.2734 | 4.0108 | 11.5929 | 11.5789 | 11.5789 | 38.14% | 36.91% | 34.64% | 36.56% | Y | N | N
| 1757 | NSTAR | West | Waltham | Hartwell Avenue | 533 | 110A | Lexington | D | 487-1376H1 | BED | 13.8kV | 13.8kV | 13.8kV | 2.9879 | 4.0825 | 4.178 | 10.2783 | 10.2658 | 10.2658 | 29.07% | 39.77% | 40.7% | 36.51% | Y | N | N
| 1260 | NSTAR | South | Cape & Vineyard | Oak Street Sub | 920 | 1 | Barnstable | D | 4-82-82 | BNS | 22.8kV | 22.8kV | 22.8kV | 13.5852 | 13.8448 | 12.4643 | 36.53 | 36.4857 | 36.4857 | 37.19% | 37.95% | 34.16% | 36.43% | Y | N | N
| 1731 | NSTAR | West | Waltham | Arsenal Street | 467 | 110A | Watertown | D | 467-H2 | WAT | 13.8kV | 13.8kV | 13.8kV | 2.1991 | 2.5784 | 4.3451 | 8.366 | 8.3559 | 8.3559 | 26.29% | 30.86% | 52% | 36.38% | Y | N | N
| 1381 | NSTAR | South | Cape & Vineyard | Wellfleet Sub | 976 | 1 | Wellfleet | D | 4-96-974 | PRO | 4.16kV | 4.16kV | 4.16kV | 2.1242 | 2.3106 | 0 | 4.0739 | 4.069 | 4.069 | 52.14% | 56.79% | 0% | 36.31% | Y | N | N
| W168 | WMECO | SOUTHERN | SPRINGFIELD | Clinton_21S | 21S | 21S-2X | SPRINGFIELD | D | 21S5 | SPRINGFIELD | 13.8kV | 13.8kV | 13.8 | 4.8 | 4.5 | 2.9 | 11.2 | 11.2 | 11.2 | 42.86% | 40.18% | 25.89% | 36.31% | Y | N | N
| 468 | NSTAR | Central | Boston | K Street | 385 | 110A | South Boston | D | 385-H20 | SOB | 13.8kV | 13.8kV | 13.8kV | 2.8206 | 3.2946 | 3.2469 | 8.6051 | 8.5946 | 8.5946 | 32.78% | 38.33% | 37.78% | 36.3% | Y | N | N
| 1179 | NSTAR | South | Plymouth | Tremont Sub | 713 | 2 | Wareham | D | 3-86-86 | WAR, CAR | 22.8kV | 22.8kV | 22.8kV | 7.5035 | 8.6777 | 6.9027 | 21.3256 | 21.2998 | 21.2998 | 35.19% | 40.74% | 32.41% | 36.11% | Y | N | N
| 1790 | NSTAR | West | Southboro | Medway | 65 | 110A | Medway | D | 65-H6 | HOL,HOK,MDW | 13.8kV | 13.8kV | 13.8kV | 1.6015 | 0.19099 | 10.8388 | 11.7125 | 11.6983 | 11.6983 | 13.67% | 1.633% | 92.65% | 35.99% | Y | N | N
| W95 | WMECO | NORTHERN | HADLEY | Greenfield_28W | 28W | 28W-2X | GREENFIELD | D | 28W3 | GREENFIELD | 4.8kV | 4.8kV | 4.8 | 0.2 | 0.6 | 0.6 | 1.3 | 1.3 | 1.3 | 15.38% | 46.15% | 46.15% | 35.9% | Y | N | N
| 968 | NSTAR | South | New Bedford | Cross Rd. | 651 | 109 | Dartmouth | D | 2-541-541 | DAR | 13.2kV | 13.2kV | 13.2kV | 6.5162 | 7.8556 | 7.7642 | 20.5773 | 20.5524 | 20.5524 | 31.67% | 38.22% | 37.78% | 35.89% | Y | N | N
| 1066 | NSTAR | South | New Bedford | Pine Street | 611 | D | N. Bedford | D | 3-10-917 | CAR | 22.8 | 22.8kV | 22.8kV | 4.976 | 4.7333 | 4.7333 | 13.4272 | 13.411 | 13.411 | 37.06% | 35.29% | 35.29% | 35.88% | Y | N | N
| 857 | NSTAR | South | New Bedford | Pine Street | 611 | C | N. Bedford | D | 1995-02-04 | NEB | 13.2kV | 13.2kV | 13.2kV | 1.3718 | 1.3702 | 1.3702 | 3.8411 | 3.8364 | 3.8364 | 35.71% | 35.71% | 35.71% | 35.71% | Y | N | N
| 152 | NSTAR | Central | Boston | Andrew Sq | 106 | 110B | South Boston | D | 143-109H5 | DOR | 13.8kV | 13.8kV | 13.8kV | 1.1473 | 1.1698 | 1.2653 | 3.3464 | 3.3424 | 3.3424 | 34.29% | 35% | 37.86% | 35.71% | Y | N | N
| 1354 | NSTAR | South | Cape & Vineyard | Wellfleet Sub | 976 | 1 | Wellfleet | D | 4-94B-656 | WLF | 22.8kV | 22.8kV | 22.8kV | 5.8448 | 5.7983 | 5.2461 | 15.7968 | 15.7776 | 15.7776 | 37% | 36.75% | 33.25% | 35.67% | Y | N | N
| 1704 | NSTAR | West | Waltham | Trapelo Road | 450 | 110B | Waltham | D | 450-H2 | WAL | 13.8kV | 13.8kV | 13.8kV | 4.1591 | 4.2973 | 4.0586 | 11.7125 | 11.6983 | 11.6983 | 35.51% | 36.73% | 34.69% | 35.65% | Y | N | N
| 1414 | NSTAR | West | Waltham | Homer Street | 17 | 14C | Newton | D | 1705 | NEW | 4.16kV | 4.16kV | 4.16kV | 0.59806 | 0.56855 | 0.48219 | 1.5492 | 1.5473 | 1.5473 | 38.6% | 36.74% | 31.16% | 35.5% | Y | N | N
| 251 | NSTAR | Central | Somerville | Mystic Station | 250 | 110A | Charlestown | D | 250-1N39H1 | SOM | 13.8kV | 13.8kV | 13.8kV | 2.4142 | 2.4113 | 2.4113 | 6.8123 | 6.8041 | 6.8041 | 35.44% | 35.44% | 35.44% | 35.44% | Y | N | N
| 1113 | NSTAR | South | Plymouth | Marshfield Sub | 739 | 1 | Marshfield | D | 3-24A-35J1 | MAF | 4.16kV | 22.8kV | 22.8kV | 9.5965 | 5.1277 | 4.1416 | 17.7713 | 17.7498 | 17.7498 | 54% | 28.89% | 23.33% | 35.41% | Y | N | N
| 601 | NSTAR | Central | Boston | Willow St | 516 | 24AC | W. Roxbury | D | 516-02 | WRX | 4.16kV | 4.16kV | 4.16kV | 0.81423 | 0.70529 | 0.69809 | 2.0896 | 2.0871 | 2.0871 | 38.97% | 33.79% | 33.45% | 35.4% | Y | N | N
| 790 | NSTAR | Central | Somerville | Kendall | 850 | 14 kV Bus | Cambridge | D | 850-1NQ6 | CAM | 13.8kV | 13.8kV | 13.8kV | 3.6811 | 3.5811 | 5.0374 | 11.5929 | 11.5789 | 11.5789 | 31.75% | 30.93% | 43.51% | 35.4% | Y | N | N
| 1402 | NSTAR | South | Cape & Vineyard | Hatchville Sub | 936 | 1 | Falmouth | D | 4-98B-98B | FAL | 22.8kV | 22.8kV | 22.8kV | 13.3483 | 14.5943 | 10.8077 | 36.53 | 36.4857 | 36.4857 | 36.54% | 40% | 29.62% | 35.39% | Y | Y | N
| 67 | NSTAR | Central | Boston | Tremont Street | 52 | 14C | Roxbury | D | 5210 | ROX | 4.16kV | 4.16kV | 4.16kV | 1.0448 | 0.50378 | 0.74127 | 2.1617 | 2.159 | 2.159 | 48.33% | 23.33% | 34.33% | 35.33% | Y | N | N
| 1696 | NSTAR | West | Southboro | Speen Street | 433 | 110A | Framingham | D | 433-H3 | FRA | 13.8kV | 13.8kV | 13.8kV | 3.3942 | 3.4856 | 3.4856 | 9.8002 | 9.7883 | 9.7883 | 34.63% | 35.61% | 35.61% | 35.28% | Y | N | N
| 1407 | NSTAR | South | Cape & Vineyard | Falmouth Sub | 933 | 3 | Falmouth | D | 4-99-99 | OKB | 22.8kV | 22.8kV | 22.8kV | 13.0323 | 12.9376 | 12.6615 | 36.53 | 36.4857 | 36.4857 | 35.68% | 35.46% | 34.7% | 35.28% | Y | Y | N
| 970 | NSTAR | South | New Bedford | Grit St. | 692 | 1 | N. Bedford | D | 2-54-33 | NEB | 3.74kV | 3.74kV | 3.74kV | 0.64781 | 0.7376 | 0.56938 | 1.8527 | 1.8505 | 1.8505 | 34.97% | 39.86% | 30.77% | 35.2% | Y | N | N
| 768 | NSTAR | Central | Somerville | Putnam | 831 | 110B | Cambridge | D | 831-1332 | CAM | 13.8 | 13.8kV | 13.8kV | 1.9839 | 2.1964 | 1.9815 | 5.8562 | 5.8491 | 5.8491 | 33.88% | 37.55% | 33.88% | 35.1% | Y | N | N
| 483 | NSTAR | Central | Boston | Amory Street | 396 | 110A | Roxbury | D | 396-06 | ROX,WRX | 4.16kV | 4.16kV | 4.16kV | 0.73496 | 1.3026 | 0.69089 | 2.594 | 2.5908 | 2.5908 | 28.33% | 50.28% | 26.67% | 35.09% | Y | N | N
| 1639 | NSTAR | West | Waltham | Burlington | 391 | 110A | Burlington | D | 346-1396H1 | BUR | 13.8kV | 13.8kV | 13.8kV | 3.8723 | 3.6527 | 4.7748 | 11.7125 | 11.6983 | 11.6983 | 33.06% | 31.22% | 40.82% | 35.03% | Y | N | N
| 1671 | NSTAR | West | Waltham | Burlington | 391 | 110B | Burlington | D | 391-H4 | BUR | 13.8kV | 13.8kV | 13.8kV | 2.6054 | 3.2946 | 3.1275 | 8.6051 | 8.5946 | 8.5946 | 30.28% | 38.33% | 36.39% | 35% | Y | N | N
| 1185 | NSTAR | South | Plymouth | Buzzards Bay Sub | 712 | 1 | Buzzards Bay | D | 3-88-2J4 | BRN | 4.16kV | 4.16kV | 4.16kV | 0 | 1.2235 | 1.1515 | 2.2697 | 2.267 | 2.267 | 0% | 53.97% | 50.79% | 34.92% | Y | N | N
| W30 | WMECO | NORTHERN | HADLEY | Amherst_17K | 17K | 17K-4X | AMHERST | D | 17K8 | AMHERST | 13.8kV | 13.8kV | 13.8 | 2.8 | 3.64 | 3.6 | 9.6 | 9.6 | 9.6 | 29.17% | 37.92% | 37.5% | 34.86% | Y | N | N
| 1705 | NSTAR | West | Waltham | Trapelo Road | 450 | 110B | Waltham | D | 450-H3 | LIC,WAL | 13.8kV | 13.8kV | 13.8kV | 3.0835 | 3.4379 | 2.9604 | 9.0831 | 9.0721 | 9.0721 | 33.95% | 37.89% | 32.63% | 34.82% | Y | N | N
| 715 | NSTAR | Central | Somerville | Mellen | 822 | 14A | Cambridge | D | 822-21 | CAM | 4.16kV | 4.16kV | 4.16kV | 1.2682 | 0.88521 | 0.59014 | 2.63 | 2.6268 | 2.6268 | 48.22% | 33.7% | 22.47% | 34.79% | Y | N | N
| W141 | WMECO | SOUTHERN | SPRINGFIELD | Breckwood_20A | 20A | 20A-1X | SPRINGFIELD | D | 20A13 | SPRINGFIELD | 13.8kV | 13.8kV | 13.8 | 5.8 | 3.3 | 3.1 | 11.7 | 11.7 | 11.7 | 49.57% | 28.21% | 26.5% | 34.76% | Y | N | N
| 756 | NSTAR | Central | Somerville | Smith Place | 829 | 14A | Cambridge | D | 829-20 | CAM | 4.16kV | 4.16kV | 4.16kV | 0.0072055 | 1.0939 | 0.66211 | 1.6933 | 1.6912 | 1.6912 | 0.4255% | 64.68% | 39.15% | 34.75% | Y | N | N
| 1567 | NSTAR | West | Southboro | Saxonville | 278 | 110M | Framingham | D | 278-H1 | FRA | 13.8kV | 13.8kV | 13.8kV | 5.1869 | 4.9897 | 4.7271 | 14.3418 | 14.3244 | 14.3244 | 36.17% | 34.83% | 33% | 34.67% | Y | N | N
| 281 | NSTAR | Central | Boston | Washington St | 284 | 110B | Jamaica Plain | D | 284-07 | WRX | 4.16kV | 4.16kV | 4.16kV | 0.73496 | 0.79884 | 1.1587 | 2.594 | 2.5908 | 2.5908 | 28.33% | 30.83% | 44.72% | 34.63% | Y | N | N
| 1528 | NSTAR | West | Walpole | Dedham | 20 | 24A | Dedham | D | 20-H1 | DED,WWO | 13.8kV | 13.8kV | 13.8kV | 2.8684 | 4.9897 | 4.2973 | 11.7125 | 11.6983 | 11.6983 | 24.49% | 42.65% | 36.73% | 34.63% | Y | N | N
| 1457 | NSTAR | West | Walpole | Stone Street | 26 | 14A | Walpole | D | 2612 | WLP | 4.16kV | 4.16kV | 4.16kV | 0.55483 | 0.65491 | 0.65491 | 1.8014 | 1.7992 | 1.7992 | 30.8% | 36.4% | 36.4% | 34.53% | Y | N | N
| W8 | WMECO | NORTHERN | HADLEY | Gunn_15A | 15A | 15A-2X | EASTHAMPTON | D | 15A5 | EASTHAMPTON | 23kV | 23kV | 23 | 6.3 | 6.54 | 6 | 18.2 | 18.2 | 18.2 | 34.62% | 35.93% | 32.97% | 34.51% | Y | N | N
| 784 | NSTAR | Central | Somerville | Kendall | 850 | 14 kV Bus | Cambridge | D | 850-1322 | CAM | 13.8kV | 13.8kV | 13.8kV | 2.7488 | 3.9631 | 5.2762 | 11.5929 | 11.5789 | 11.5789 | 23.71% | 34.23% | 45.57% | 34.5% | Y | N | N
| W197 | WMECO | SOUTHERN | SPRINGFIELD | Southwick_29A | 29A | 29A-2X | SOUTHWICK | D | 29A5 | SOUTHWICK | 23kV | 23kV | 23 | 3.9 | 12.1 | 9.3 | 24.5 | 24.5 | 24.5 | 15.92% | 49.39% | 37.96% | 34.42% | Y | N | N
| 1241 | NSTAR | South | Cape & Vineyard | Osterville Sub | 913 | 1 | Osterville | D | 4-80A-891 | BNS | 4.16kV | 4.16kV | 4.16kV | 1.535 | 1.6276 | 1.6348 | 4.6559 | 4.6502 | 4.6502 | 32.97% | 35% | 35.16% | 34.38% | Y | N | N
| 1250 | NSTAR | South | Cape & Vineyard | Otis Sub | 915 | 1 | Bourne | D | 4-81A-439 | BRN | 22.8kV | 22.8kV | 22.8kV | 2.4485 | 2.7611 | 2.9189 | 7.8984 | 7.8888 | 7.8888 | 31% | 35% | 37% | 34.33% | Y | N | N
| 1459 | NSTAR | West | Waltham | Pine Street | 33 | 14F | Waltham | D | 3304 | WAL | 4.16kV | 4.16kV | 4.16kV | 0.44674 | 0.46779 | 0.56855 | 1.4411 | 1.4394 | 1.4394 | 31% | 32.5% | 39.5% | 34.33% | Y | N | N
| 361 | NSTAR | Central | Boston | San Juan Street | 318 | 14A | Boston | D | 318-07 | BDT | 4.16kV | 4.16kV | 4.16kV | 1.0376 | 0.83483 | 0.79165 | 2.594 | 2.5908 | 2.5908 | 40% | 32.22% | 30.56% | 34.26% | Y | N | N
| 762 | NSTAR | Central | Somerville | Putnam | 831 | 110A | Cambridge | D | 831-1303 | CAM | 13.8 | 13.8kV | 13.8kV | 2.6054 | 2.5545 | 2.3158 | 7.2904 | 7.2816 | 7.2816 | 35.74% | 35.08% | 31.8% | 34.21% | Y | N | N
| 727 | NSTAR | Central | Somerville | Sherman | 825 | 14A | Cambridge | D | 825-26 | CAM | 4.16kV | 4.16kV | 4.16kV | 0.83584 | 0.91399 | 0.83483 | 2.5219 | 2.5189 | 2.5189 | 33.14% | 36.29% | 33.14% | 34.19% | Y | N | N
| 728 | NSTAR | Central | Somerville | Sherman | 825 | 14A | Cambridge | D | 825-27 | CAM | 4.16kV | 4.16kV | 4.16kV | 0.72776 | 0.77006 | 1.0867 | 2.5219 | 2.5189 | 2.5189 | 28.86% | 30.57% | 43.14% | 34.19% | Y | N | N
| 886 | NSTAR | South | New Bedford | Pine Street | 611 | D | N. Bedford | D | 2023-02-23 | NEB | 13.2kV | 13.2kV | 13.2kV | 3.1552 | 2.6718 | 2.3978 | 8.0252 | 8.0154 | 8.0154 | 39.32% | 33.33% | 29.91% | 34.19% | Y | N | N
| W243 | WMECO | SOUTHERN | SPRINGFIELD | West_Springfield_8C | 8C | 8C-1X,8C-2X | WEST SPRINGFIELD | D | 8C26 | WEST SPRINGFIELD | 13.8kV | 13.8kV | 13.8 | 1.6 | 3.1 | 3.4 | 7.9 | 7.9 | 7.9 | 20.25% | 39.24% | 43.04% | 34.18% | Y | N | N
| 365 | NSTAR | Central | Boston | San Juan Street | 318 | 14BC | Boston | D | 318-12 | BDT | 4.16kV | 4.16kV | 4.16kV | 0.87187 | 0.9068 | 0.87081 | 2.594 | 2.5908 | 2.5908 | 33.61% | 35% | 33.61% | 34.07% | Y | N | N
| 989 | NSTAR | South | New Bedford | Pine Street | 611 | A | N. Bedford | D | 2-60-63 | NEB | 13.2kV | 13.2kV | 13.2kV | 2.515 | 2.8545 | 2.2836 | 7.4993 | 7.4902 | 7.4902 | 33.54% | 38.11% | 30.49% | 34.04% | Y | N | N
| 1080 | NSTAR | South | Plymouth | West Pond Sub | 737 | 2 | Plymouth | D | 3-14-911 | PLY | 22.8kV | 22.8kV | 22.8kV | 6.7136 | 7.4944 | 7.0999 | 20.9307 | 20.9053 | 20.9053 | 32.08% | 35.85% | 33.96% | 33.96% | Y | N | N
| 1167 | NSTAR | South | Plymouth | Wareham Sub | 714 | 1 | Wareham | D | 3-84-961 | WAR | 22.8kV | 22.8kV | 22.8kV | 4.3836 | 4.1811 | 4.0627 | 12.4399 | 12.4249 | 12.4249 | 35.24% | 33.65% | 32.7% | 33.86% | Y | N | N
| 364 | NSTAR | Central | Boston | San Juan Street | 318 | 14D | Boston | D | 318-11 | BDT | 4.16kV | 4.16kV | 4.16kV | 0.75658 | 0.63332 | 0.58294 | 1.9455 | 1.9431 | 1.9431 | 38.89% | 32.59% | 30% | 33.83% | Y | N | N
| 153 | NSTAR | Central | Boston | Andrew Sq | 106 | 110B | South Boston | D | 143-109H6 | BOS ROX | 13.8kV | 13.8kV | 13.8kV | 1.1234 | 1.0743 | 1.1937 | 3.3464 | 3.3424 | 3.3424 | 33.57% | 32.14% | 35.71% | 33.81% | Y | N | N
| 1361 | NSTAR | South | Cape & Vineyard | ORL Sub | 975 | 2 | Orleans | D | 4-95A-608 | ORL | 22.8kV | 22.8kV | 22.8kV | 3.7912 | 4.0627 | 3.3527 | 11.0577 | 11.0443 | 11.0443 | 34.29% | 36.79% | 30.36% | 33.81% | Y | N | N
| 1485 | NSTAR | West | Waltham | Spring Street | 124 | 14B | Watertown | D | 124-07 | WAT | 4.16kV | 4.16kV | 4.16kV | 1.0448 | 0.93558 | 0.93558 | 2.8822 | 2.8787 | 2.8787 | 36.25% | 32.5% | 32.5% | 33.75% | Y | N | N
| 1088 | NSTAR | South | Plymouth | Kingston Sub | 735 | 2 | Kingston | D | 3-17-916 | KIN | 22.8kV | 22.8kV | 22.8kV | 4.0282 | 5.6405 | 3.8261 | 13.4272 | 13.411 | 13.411 | 30% | 42.06% | 28.53% | 33.53% | Y | N | N
| 107 | NSTAR | Central | Boston | Andrew Sq | 106 | 110A | South Boston | D | 106-H7 | SOB | 13.8kV | 13.8kV | 13.8kV | 2.8206 | 2.8171 | 3.0081 | 8.6051 | 8.5946 | 8.5946 | 32.78% | 32.78% | 35% | 33.52% | Y | N | N
| 785 | NSTAR | Central | Somerville | Kendall | 850 | 14 kV Bus | Cambridge | D | 850-1329 | CAM | 13.8kV | 13.8kV | 13.8kV | 3.2986 | 4.1063 | 4.178 | 11.5929 | 11.5789 | 11.5789 | 28.45% | 35.46% | 36.08% | 33.33% | Y | N | N
| 1075 | NSTAR | South | Plymouth | Manomet Sub | 741 | 1 | Plymouth | D | 3-12-942 | PLY | 22.8kV | 22.8kV | 22.8kV | 2.567 | 2.7611 | 2.5639 | 7.8984 | 7.8888 | 7.8888 | 32.5% | 35% | 32.5% | 33.33% | Y | N | N
| 1449 | NSTAR | West | Walpole | Stone Street | 26 | 14B | Walpole | D | 2604 | WLP | 4.16kV | 4.16kV | 4.16kV | 0.12249 | 0.81324 | 0.86362 | 1.8014 | 1.7992 | 1.7992 | 6.8% | 45.2% | 48% | 33.33% | Y | N | N
| 1461 | NSTAR | West | Waltham | Pine Street | 33 | 14D &14 E | Waltham | D | 3306 | WAL | 4.16kV | 4.16kV | 4.16kV | 0.60527 | 0.91399 | 0.85642 | 2.3778 | 2.3749 | 2.3749 | 25.45% | 38.48% | 36.06% | 33.33% | Y | N | N
| W53 | WMECO | NORTHERN | HADLEY | Midway_19B | 19B | 19B-2X,19B-3X | EASTHAMPTON | D | 19B1 | EASTHAMPTON | 13.8 | 14.8 | 13.8 | 1.8 | 6.6 | 6.6 | 15 | 15 | 15 | 12% | 44% | 44% | 33.33% | Y | N | N
| 1610 | NSTAR | West | Waltham | Marrett Road | 320 | 110A | Lexington | D | 320-H4 | LEX | 13.8kV | 13.8kV | 13.8kV | 3.5854 | 3.3424 | 3.9153 | 10.8759 | 10.8627 | 10.8627 | 32.97% | 30.77% | 36.04% | 33.26% | Y | N | N
| 695 | NSTAR | Central | Somerville | Prospect | 819 | 14A | Cambridge | D | 819-1398 | CAM | 13.8kV | 13.8kV | 13.8kV | 2.8445 | 2.65 | 1.2892 | 6.8123 | 6.8041 | 6.8041 | 41.75% | 38.95% | 18.95% | 33.22% | Y | N | N
| 691 | NSTAR | Central | Somerville | Prospect | 819 | 14A | Cambridge | D | 819-1338 | CAM | 13.8kV | 13.8kV | 13.8kV | 6.4777 | 0 | 2.077 | 8.6051 | 8.5946 | 8.5946 | 75.28% | 0% | 24.17% | 33.15% | Y | N | N
| 212 | NSTAR | Central | Somerville | Mystic Station | 250 | 110B | Charlestown | D | 218-188 | CHT | 13.8kV | 13.8kV | 13.8kV | 2.6054 | 2.7933 | 2.9126 | 8.366 | 8.3559 | 8.3559 | 31.14% | 33.43% | 34.86% | 33.14% | Y | N | N
| 415 | NSTAR | Central | Boston | Colburn St | 350 | 110B | Boston | D | 350-H11 | BKL | 13.8kV | 13.8kV | 13.8kV | 3.3942 | 4.5361 | 3.5811 | 11.5929 | 11.5789 | 11.5789 | 29.28% | 39.18% | 30.93% | 33.13% | Y | N | N
| W236 | WMECO | SOUTHERN | SPRINGFIELD | West_Springfield_8C | 8C | 8C-1X,8C-2X | WEST SPRINGFIELD | D | 8C15 | WEST SPRINGFIELD | 13.8kV | 13.8kV | 13.8 | 3 | 3.4 | 2.9 | 9.4 | 9.4 | 9.4 | 31.91% | 36.17% | 30.85% | 32.98% | Y | N | N
| 1665 | NSTAR | West | Waltham | Burlington | 391 | 110B | Burlington | D | 391-H13 | BUR | 13.8kV | 13.8kV | 13.8kV | 2.7249 | 3.032 | 2.8649 | 8.7246 | 8.714 | 8.714 | 31.23% | 34.79% | 32.88% | 32.97% | Y | N | N
| 703 | NSTAR | Central | Somerville | Prospect | 819 | 14A | Cambridge | D | 819-1NC3 | CAM | 13.8 | 13.8kV | 13.8kV | 5.8801 | 2.7694 | 2.7694 | 11.5929 | 11.5789 | 11.5789 | 50.72% | 23.92% | 23.92% | 32.85% | Y | N | N
| 556 | NSTAR | Central | Somerville | Willoughby St | 488 | 110C | Chelsea | D | 488-H4 | CHE | 13.8kV | 13.8kV | 13.8kV | 2.0318 | 4.8225 | 4.5361 | 11.5929 | 11.5789 | 11.5789 | 17.53% | 41.65% | 39.18% | 32.78% | Y | N | N
| 837 | NSTAR | Central | Somerville | Willoughby St | 488 | 14kV Bus | Chelsea | D | MC-7 | EAB | 13.8kV | 13.8kV | 13.8kV | 1.7449 | 1.7428 | 1.7905 | 5.3782 | 5.3716 | 5.3716 | 32.44% | 32.44% | 33.33% | 32.74% | Y | N | N
| 866 | NSTAR | South | New Bedford | Pine Street | 611 | D | N. Bedford | D | 2010-02-06 | NEB | 13.2kV | 13.2kV | 13.2kV | 1.2575 | 1.256 | 1.256 | 3.8411 | 3.8364 | 3.8364 | 32.74% | 32.74% | 32.74% | 32.74% | Y | N | N
| 166 | NSTAR | Central | Somerville | PNU29 | PNU29 | P14/P29 | Somerville | D | 14N29 | SOM | 4.16kV | 4.16kV | 4.16kV | 0.61247 | 0.64771 | 0.64771 | 1.9455 | 1.9431 | 1.9431 | 31.48% | 33.33% | 33.33% | 32.72% | Y | N | N
| 735 | NSTAR | Central | Somerville | Concord | 827 | 14B | Cambridge | D | 827-21 | CAM | 4.16kV | 4.16kV | 4.16kV | 0.53321 | 1.1803 | 0.86362 | 2.63 | 2.6268 | 2.6268 | 20.27% | 44.93% | 32.88% | 32.69% | Y | N | N
| W90 | WMECO | NORTHERN | HADLEY | Cumberland_22B | 22B | 22B-1X | GREENFIELD | D | 22B4 | GREENFIELD | 13.8kV | 13.8kV | 13.8 | 2.4 | 4.15 | 4.2 | 11 | 11 | 11 | 21.82% | 37.73% | 38.18% | 32.58% | Y | N | N
| W110 | WMECO | NORTHERN | PITTSFIELD | Oswald_30B | 30B | 30B-1X | PITTSFIELD | D | 30B4 | PITTSFIELD | 23kV | 23kV | 23 | 4.5 | 8 | 5.8 | 18.8 | 18.8 | 18.8 | 23.94% | 42.55% | 30.85% | 32.45% | Y | N | N
| 1642 | NSTAR | West | Southboro | Maynard | 355 | 342-H8 | Maynard | D | 355-02 | MAY | 4.16kV | 4.16kV | 4.16kV | 0.28822 | 0.87081 | 0.87081 | 2.0896 | 2.0871 | 2.0871 | 13.79% | 41.72% | 41.72% | 32.41% | Y | N | N
| 1224 | NSTAR | South | Cape & Vineyard | Falmouth Sub | 933 | 1 | Falmouth | D | 4-76-437 | FAL | 22.8kV | 22.8kV | 22.8kV | 7.148 | 7.2183 | 7.0999 | 22.1155 | 22.0886 | 22.0886 | 32.32% | 32.68% | 32.14% | 32.38% | Y | N | N
| W36 | WMECO | NORTHERN | HADLEY | Podick_18G | 18G | 18G-7X,18G-8X | AMHERST | D | 18G3 | AMHERST | 13.8kV | 13.8kV | 13.8 | 4.8 | 4 | 3.6 | 12.8 | 12.8 | 12.8 | 37.5% | 31.25% | 28.12% | 32.29% | Y | N | N
| 729 | NSTAR | Central | Somerville | Edmunds | 826 | 14A | Cambridge | D | 826-20 | CAM | 4.16kV | 4.16kV | 4.16kV | 0.83584 | 0.69089 | 0.91399 | 2.5219 | 2.5189 | 2.5189 | 33.14% | 27.43% | 36.29% | 32.29% | Y | N | N
| 472 | NSTAR | Central | Boston | K Street | 385 | 110B | South Boston | D | 385-H5 | SOB | 13.8kV | 13.8kV | 13.8kV | 2.0079 | 2.1009 | 2.6978 | 7.0514 | 7.0428 | 7.0428 | 28.47% | 29.83% | 38.31% | 32.2% | Y | N | N
| 990 | NSTAR | South | New Bedford | Assonet | 647 | 2 | Freetown | D | 2-606-606 | FRE | 13.2kV | 13.2kV | 13.2kV | 3.0866 | 3.197 | 3.197 | 9.8314 | 9.8195 | 9.8195 | 31.4% | 32.56% | 32.56% | 32.17% | Y | Y | N
| 1142 | NSTAR | South | Plymouth | Rochester Sub | 745 | 2 | Rochester | D | 3-703-703 | ROC | 13.2kV | 13.2kV | 13.2kV | 3.864 | 4.1333 | 4.5672 | 13.0323 | 13.0165 | 13.0165 | 29.65% | 31.75% | 35.09% | 32.16% | Y | Y | N
| 873 | NSTAR | South | Plymouth | West Pond Sub | 737 | 2 | Plymouth | D | 2013-03-13 | PLY | 22.8kV | 22.8kV | 22.8kV | 10.7418 | 11.4388 | 12.9771 | 36.53 | 36.4857 | 36.4857 | 29.41% | 31.35% | 35.57% | 32.11% | Y | N | N
| 1051 | NSTAR | South | New Bedford | Acushnet | 612 | N | Acushnet | D | 2-88-88 | NEB | 13.2kV | 13.2kV | 13.2kV | 2.2864 | 2.7403 | 2.6946 | 8.0252 | 8.0154 | 8.0154 | 28.49% | 34.19% | 33.62% | 32.1% | Y | N | N
| 1637 | NSTAR | West | Waltham | Hartwell Avenue | 533 | 110B | Lexington | D | 345-1379H1 | BED | 13.8kV | 13.8kV | 13.8kV | 3.8723 | 3.4617 | 3.8198 | 11.5929 | 11.5789 | 11.5789 | 33.4% | 29.9% | 32.99% | 32.1% | Y | N | N
| 1042 | NSTAR | South | New Bedford | Hathaway St. | 617 | N | New Bedford | D | 2-87-134 | NEB | 3.74kV | 3.74kV | 3.74kV | 0.6802 | 0.58879 | 0.51115 | 1.8527 | 1.8505 | 1.8505 | 36.71% | 31.82% | 27.62% | 32.05% | Y | N | N
| 661 | NSTAR | Central | Somerville | Charles | 811 | 14A | Cambridge | D | 811-37 | CAM | 4.16kV | 4.16kV | 4.16kV | 0.80702 | 0.80604 | 0.80604 | 2.5219 | 2.5189 | 2.5189 | 32% | 32% | 32% | 32% | Y | N | N
| 679 | NSTAR | Central | Somerville | Vassar | 816 | 14A | Cambridge | D | 816-33 | CAM | 4.16kV | 4.16kV | 4.16kV | 0.72776 | 1.2163 | 0.47499 | 2.5219 | 2.5189 | 2.5189 | 28.86% | 48.29% | 18.86% | 32% | Y | N | N
| 158 | NSTAR | Central | Boston | Andrew Sq | 106 | 110A | South Boston | D | 143-75H1 | DOR | 13.8kV | 13.8kV | 13.8kV | 1.0517 | 1.0982 | 1.0505 | 3.3464 | 3.3424 | 3.3424 | 31.43% | 32.86% | 31.43% | 31.9% | Y | N | N
| 1681 | NSTAR | West | Southboro | Acton | 416 | 110B | Maynard | D | 416-H3 | ACT,MAY,SUD | 13.8kV | 13.8kV | 13.8kV | 0.62148 | 0.59685 | 6.9951 | 8.6051 | 8.5946 | 8.5946 | 7.222% | 6.944% | 81.39% | 31.85% | Y | N | N
| 824 | NSTAR | Central | Boston | Seafood Way | 99 | 14A | South Boston | D | 99-H3 | SOB | 13.8kV | 13.8kV | 13.8kV | 4.0396 | 4.3928 | 5.7059 | 14.8198 | 14.8019 | 14.8019 | 27.26% | 29.68% | 38.55% | 31.83% | Y | N | N
| 1310 | NSTAR | South | Cape & Vineyard | Vinyard Haven Sub | 982 | 1 | Vineyard Haven | D | 4-91-121 | VIN | 4.8kV | 4.8kV | 4.8kV | 1.0226 | 1.038 | 1.0546 | 3.2841 | 3.2801 | 3.2801 | 31.14% | 31.65% | 32.15% | 31.65% | Y | N | N
| 931 | NSTAR | South | New Bedford | Wing Lane | 624 | 1 | Acushnet | D | 2-240-209 | FRH | 13.2kV | 13.2kV | 13.2kV | 1.7376 | 1.9411 | 1.7127 | 5.7159 | 5.709 | 5.709 | 30.4% | 34% | 30% | 31.47% | Y | N | N
| 956 | NSTAR | South | New Bedford | Fisher Rd. | 657 | W | Dartmouth | D | 2-522-522 | WSP | 13.2kV | 13.2kV | 13.2kV | 2.7894 | 3.0829 | 4.4759 | 10.9746 | 10.9613 | 10.9613 | 25.42% | 28.12% | 40.83% | 31.46% | Y | N | N
| 1146 | NSTAR | South | Plymouth | Manomet Sub | 741 | 1 | Plymouth | D | 3-71-941 | PLY | 22.8kV | 22.8kV | 22.8kV | 4.1861 | 3.905 | 3.6288 | 12.4399 | 12.4249 | 12.4249 | 33.65% | 31.43% | 29.21% | 31.43% | Y | N | N
| 584 | NSTAR | Central | Boston | Andrew Sq | 106 | 110B | South Boston | D | 510-77H1 | SOB ROX | 13.8 | 13.8kV | 13.8kV | 1.0278 | 1.0505 | 1.0743 | 3.3464 | 3.3424 | 3.3424 | 30.71% | 31.43% | 32.14% | 31.43% | Y | N | N
| 971 | NSTAR | South | New Bedford | Cross Rd. | 651 | 111 | Dartmouth | D | 2-543-543 | DAR | 13.2kV | 13.2kV | 13.2kV | 3.6582 | 4.179 | 4.2247 | 12.8037 | 12.7882 | 12.7882 | 28.57% | 32.68% | 33.04% | 31.43% | Y | N | N
| 1269 | NSTAR | South | Cape & Vineyard | Hyannis Junction | 961 | 1 | Barnstable | D | 4-84B-524 | HYN | 22.8kV | 22.8kV | 22.8kV | 6.7531 | 6.9816 | 7.0999 | 22.1155 | 22.0886 | 22.0886 | 30.54% | 31.61% | 32.14% | 31.43% | Y | N | N
| 1217 | NSTAR | South | Cape & Vineyard | Falmouth Sub | 933 | 1 | Falmouth | D | 4-72-72 | FAL | 22.8kV | 22.8kV | 22.8kV | 9.2411 | 8.5988 | 16.527 | 36.53 | 36.4857 | 36.4857 | 25.3% | 23.57% | 45.3% | 31.39% | Y | N | N
| 1327 | NSTAR | South | Cape & Vineyard | Hyannis Junction | 961 | 2 | Barnstable | D | 4-92A-562 | YAR | 22.8kV | 22.8kV | 22.8kV | 6.9901 | 7.0999 | 6.7055 | 22.1155 | 22.0886 | 22.0886 | 31.61% | 32.14% | 30.36% | 31.37% | Y | N | N
| W237 | WMECO | SOUTHERN | SPRINGFIELD | West_Springfield_8C | 8C | 8C-1X,8C-2X | WEST SPRINGFIELD | D | 8C16 | WEST SPRINGFIELD | 13.8kV | 13.8kV | 13.8 | 1.8 | 3.2 | 2.4 | 7.9 | 7.9 | 7.9 | 22.78% | 40.51% | 30.38% | 31.22% | Y | N | N
| 594 | NSTAR | Central | Boston | Dewar Street | 483 | 110B | Dorchester | D | 511-1497H2 | DOR | 13.8kV | 13.8kV | 13.8kV | 2.6293 | 2.6739 | 2.7455 | 8.6051 | 8.5946 | 8.5946 | 30.56% | 31.11% | 31.94% | 31.2% | Y | N | N
| 664 | NSTAR | Central | Somerville | Otis | 812 | 14A | Cambridge | D | 812-24 | CAM | 4.16kV | 4.16kV | 4.16kV | 0.97275 | 0.97157 | 0.41022 | 2.5219 | 2.5189 | 2.5189 | 38.57% | 38.57% | 16.29% | 31.14% | Y | N | N
| 541 | NSTAR | Central | Boston | Dewar Street | 483 | 14B | Dorchester | D | 483-08 | DOR,HYP | 4.16kV | 4.16kV | 4.16kV | 1.1169 | 1.3026 | 0 | 2.594 | 2.5908 | 2.5908 | 43.06% | 50.28% | 0% | 31.11% | Y | N | N
| 823 | NSTAR | Central | Boston | Seafood Way | 99 | 110C | South Boston | D | 99-H2 | SOB | 13.8kV | 13.8kV | 13.8kV | 3.2747 | 4.6793 | 5.8491 | 14.8198 | 14.8019 | 14.8019 | 22.1% | 31.61% | 39.52% | 31.08% | Y | N | N
| 932 | NSTAR | South | New Bedford | Wing Lane | 624 | 1 | Acushnet | D | 2-240-240 | ACU | 13.2kV | 13.2kV | 13.2kV | 6.6305 | 5.8003 | 6.7138 | 20.5773 | 20.5524 | 20.5524 | 32.22% | 28.22% | 32.67% | 31.04% | Y | N | N
| 714 | NSTAR | Central | Somerville | Mellen | 822 | 14A | Cambridge | D | 822-06 | CAM | 4.16kV | 4.16kV | 4.16kV | 0.77099 | 0.83483 | 0.73407 | 2.5219 | 2.5189 | 2.5189 | 30.57% | 33.14% | 29.14% | 30.95% | Y | N | N
| 1765 | NSTAR | West | Waltham | Trapelo Road | 450 | 110A | Waltham | D | 526-1361H4 | WAL | 13.8kV | #N/A | #N/A | 0.35854 | 0.35811 | 2.3874 | 3.3464 | 3.3424 | 3.3424 | 10.71% | 10.71% | 71.43% | 30.95% | Y | N | N
| 291 | NSTAR | Central | Boston | Summer St | 293 | 110B | South Boston | D | 293-03 | SOB | 4.16kV | 4.16kV | 4.16kV | 1.4123 | 0.99316 | 0 | 2.594 | 2.5908 | 2.5908 | 54.44% | 38.33% | 0% | 30.93% | Y | N | N
| 1298 | NSTAR | South | Cape & Vineyard | Orleans Sub | 975 | 2 | Orleans | D | 4-89B-576 | BRE | 22.8kV | 22.8kV | 22.8kV | 3.6333 | 4.9305 | 3.8655 | 13.4272 | 13.411 | 13.411 | 27.06% | 36.76% | 28.82% | 30.88% | Y | N | N
| 1229 | NSTAR | South | Cape & Vineyard | Hatchville Sub | 936 | 1 | Falmouth | D | 4-77A-77A | MAS | 22.8kV | 22.8kV | 22.8kV | 13.5062 | 4.0627 | 7.0605 | 26.657 | 26.6247 | 26.6247 | 50.67% | 15.26% | 26.52% | 30.81% | Y | Y | N
| W24 | WMECO | NORTHERN | HADLEY | Amherst_17K | 17K | 17K-3X | AMHERST | D | 17K2 | AMHERST | 13.8kV | 13.8kV | 13.8 | 0.8 | 4.66 | 4.7 | 11 | 11 | 11 | 7.273% | 42.36% | 42.73% | 30.79% | Y | N | N
| 926 | NSTAR | South | New Bedford | Arsene | 654 | 1 | Fairhaven | D | 2-221-221 | FRH | 13.2kV | 13.2kV | 13.2kV | 6.4704 | 6.2114 | 6.3027 | 20.5773 | 20.5524 | 20.5524 | 31.44% | 30.22% | 30.67% | 30.78% | Y | Y | N
| 1248 | NSTAR | South | Cape & Vineyard | West HYN | 943 | 1 | West HYN | D | 4-80B-899 | HYN | 4.16kV | 4.16kV | 4.16kV | 1.2294 | 1.2207 | 0 | 2.6553 | 2.6521 | 2.6521 | 46.3% | 46.03% | 0% | 30.78% | Y | N | N
| 1019 | NSTAR | South | New Bedford | Acushnet | 612 | N | Acushnet | D | 2-79-79 | NEB | 13.2kV | 13.2kV | 13.2kV | 4.0697 | 3.8136 | 3.9278 | 12.8037 | 12.7882 | 12.7882 | 31.79% | 29.82% | 30.71% | 30.77% | Y | N | N
| 312 | NSTAR | Central | Boston | Colburn St | 350 | 110B | Boston | D | 304-1511 | BDT | 13.8kV | 13.8kV | 13.8kV | 3.6093 | 3.5811 | 3.4617 | 11.5929 | 11.5789 | 11.5789 | 31.13% | 30.93% | 29.9% | 30.65% | Y | N | N
| 804 | NSTAR | Central | Somerville | East Camb | 875 | 110C | Cambridge | D | 875-1399 | CAM | 13.8kV | 13.8kV | 13.8kV | 3.7289 | 3.7482 | 3.1752 | 11.5929 | 11.5789 | 11.5789 | 32.16% | 32.37% | 27.42% | 30.65% | Y | N | N
| 133 | NSTAR | Central | Boston | Roslindale | 13 | Bus #2 | Roslindale | D | 13-H1 | DED | 13.8kV | 13.8kV | 13.8kV | 3.1313 | 2.268 | 0.52523 | 6.4538 | 6.446 | 6.446 | 48.52% | 35.19% | 8.148% | 30.62% | Y | N | N
| 351 | NSTAR | Central | Boston | Electric Ave | 315 | 110A | Brighton | D | 315-H4 | BRI | 13.8kV | 13.8kV | 13.8kV | 2.6293 | 2.3874 | 3.5334 | 9.3222 | 9.3109 | 9.3109 | 28.21% | 25.64% | 37.95% | 30.6% | Y | N | N
| 798 | NSTAR | Central | Somerville | East Camb | 875 | 110B | Cambridge | D | 875-1354 | CAM | 13.8kV | 13.8kV | 13.8kV | 6.2865 | 3.3424 | 0.97883 | 11.5929 | 11.5789 | 11.5789 | 54.23% | 28.87% | 8.454% | 30.52% | Y | N | N
| 894 | NSTAR | South | Plymouth | Duxbury Sub | 738 | 1 | Duxbury | D | 2027-03-27 | DUX | 22.8kV | 22.8kV | 22.8kV | 12.0845 | 10.6499 | 10.6499 | 36.53 | 36.4857 | 36.4857 | 33.08% | 29.19% | 29.19% | 30.49% | Y | N | N
| W43 | WMECO | NORTHERN | HADLEY | Plainfield_18K | 18K | 18K-1X | PLAINFIELD | D | 18K3 | PLAINFIELD | 23kV | 23kV | 23 | 0 | 3.49 | 3.8 | 8 | 8 | 8 | 0% | 43.62% | 47.5% | 30.38% | Y | N | N
| W1 | WMECO | NORTHERN | PITTSFIELD | Partridge_15E | 15E | 15E-1X | PITTSFIELD | D | 150 | PITTSFIELD | 23 | 23 | 23 | 8.5 | 3.8 | 2 | 15.7 | 15.7 | 15.7 | 54.14% | 24.2% | 12.74% | 30.36% | Y | N | N
| 1434 | NSTAR | West | Southboro | Mechanic St | 23 | 14A | Natick | D | 2303 | NAT | 4.16kV | 4.16kV | 4.16kV | 0.62688 | 0.6693 | 0.73407 | 2.2337 | 2.231 | 2.231 | 28.06% | 30% | 32.9% | 30.32% | Y | N | N
| 1239 | NSTAR | South | Cape & Vineyard | Mashpee Sub | 946 | 1 | Mashpee | D | 4-80A-490 | BNS | 22.8 | 22.8kV | 22.8kV | 5.6473 | 5.0094 | 1.5383 | 13.4272 | 13.411 | 13.411 | 42.06% | 37.35% | 11.47% | 30.29% | Y | N | N
| 1666 | NSTAR | West | Waltham | Burlington | 391 | 110B | Burlington | D | 391-H14 | BUR | 13.8kV | 13.8kV | 13.8kV | 1.4581 | 1.4324 | 3.2946 | 6.8123 | 6.8041 | 6.8041 | 21.4% | 21.05% | 48.42% | 30.29% | Y | N | N
| 732 | NSTAR | Central | Somerville | Concord | 827 | 14B | Cambridge | D | 827-07 | CAM | 4.16kV | 4.16kV | 4.16kV | 0.6485 | 0.87801 | 0.76286 | 2.5219 | 2.5189 | 2.5189 | 25.71% | 34.86% | 30.29% | 30.29% | Y | N | N
| 61 | NSTAR | Central | Boston | Tremont Street | 52 | 14A | Roxbury | D | 5203 | ROX | 4.16kV | 4.16kV | 4.16kV | 1.0088 | 0.62612 | 0.71968 | 2.594 | 2.5908 | 2.5908 | 38.89% | 24.17% | 27.78% | 30.28% | Y | N | N
| 1141 | NSTAR | South | Plymouth | Rochester Sub | 745 | 1 | Rochester | D | 3-702-702 | ROC | 13.2kV | 13.2kV | 13.2kV | 4.4356 | 4.1105 | 4.1105 | 13.9469 | 13.93 | 13.93 | 31.8% | 29.51% | 29.51% | 30.27% | Y | N | N
| 1231 | NSTAR | South | Cape & Vineyard | Mashpee Sub | 946 | 1 | Mashpee | D | 4-77B-77B | MAS | 22.8kV | 22.8kV | 22.8kV | 12.045 | 12.1488 | 0 | 26.657 | 26.6247 | 26.6247 | 45.19% | 45.63% | 0% | 30.27% | Y | N | N
| 502 | NSTAR | Central | Boston | Dewar Street | 483 | 110B | Dorchester | D | 43-1490H2 | DOR | 13.8kV | 13.8kV | 13.8kV | 0.8366 | 0.90721 | 0.95496 | 2.9879 | 2.9842 | 2.9842 | 28% | 30.4% | 32% | 30.13% | Y | N | N
| W88 | WMECO | NORTHERN | HADLEY | Cumberland_22B | 22B | 22B-1X | GREENFIELD | D | 22B2 | GREENFIELD | 13.8kV | 13.8kV | 13.8 | 2.9 | 3.73 | 3.3 | 11 | 11 | 11 | 26.36% | 33.91% | 30% | 30.09% | Y | N | N
| W89 | WMECO | NORTHERN | HADLEY | Cumberland_22B | 22B | 22B-1X | GREENFIELD | D | 22B3 | GREENFIELD | 13.8kV | 13.8kV | 13.8 | 4 | 3.11 | 2.8 | 11 | 11 | 11 | 36.36% | 28.27% | 25.45% | 30.03% | Y | N | N
| W233 | WMECO | SOUTHERN | SPRINGFIELD | West_Springfield_8C | 8C | 8C-1X,8C-2X | WEST SPRINGFIELD | D | 8C12 | WEST SPRINGFIELD | 13.8kV | 13.8kV | 13.8 | 4.2 | 2.4 | 1.5 | 9 | 9 | 9 | 46.67% | 26.67% | 16.67% | 30% | Y | N | N
| 793 | NSTAR | Central | Somerville | East Camb | 875 | 110C | Cambridge | D | 875-1328 | CAM | 13.8kV | 13.8kV | 13.8kV | 3.0118 | 4.3689 | 3.0081 | 11.5929 | 11.5789 | 11.5789 | 25.98% | 37.73% | 25.98% | 29.9% | Y | N | N
| 320 | NSTAR | Central | Somerville | Willoughby St | 488 | 110C | Chelsea | D | 308-197H3 | EBO | 13.8kV | 13.8kV | 13.8kV | 1.0278 | 1.0027 | 1.0743 | 3.4659 | 3.4617 | 3.4617 | 29.66% | 28.97% | 31.03% | 29.89% | Y | N | N
| 1007 | NSTAR | South | New Bedford | Hawthorne St. | 673 | 1 | Dartmouth | D | 2-70-502 | DAR | 13.2kV | 13.2kV | 13.2kV | 2.515 | 2.6261 | 2.3293 | 8.3453 | 8.3351 | 8.3351 | 30.14% | 31.51% | 27.95% | 29.86% | Y | N | N
| 1767 | NSTAR | West | Waltham | Trapelo Road | 450 | 110A | Waltham | D | 526-1361H6 | WAL | 22.8kV | 13.8kV | 13.8kV | 0.71709 | 0.59685 | 1.6712 | 3.3464 | 3.3424 | 3.3424 | 21.43% | 17.86% | 50% | 29.76% | Y | N | N
| 1768 | NSTAR | West | Waltham | Trapelo Road | 450 | 110A | Waltham | D | 526-1361H7 | WAL | 22.8kV | 13.8kV | 13.8kV | 0.71709 | 0.59685 | 1.6712 | 3.3464 | 3.3424 | 3.3424 | 21.43% | 17.86% | 50% | 29.76% | Y | N | N
| W150 | WMECO | SOUTHERN | SPRINGFIELD | Breckwood_20A | 20A | 20A-3X | SPRINGFIELD | D | 20A35 | SPRINGFIELD | 13.8kV | 13.8kV | 13.8 | 0 | 4.8 | 4.2 | 10.1 | 10.1 | 10.1 | 0% | 47.52% | 41.58% | 29.7% | Y | N | N
| W32 | WMECO | NORTHERN | PITTSFIELD | Berkshire_18C | 18C | 18C-4X | HINSDALE | D | 18C2 | HINSDALE | 23kV | 23kV | 23 | 4.8 | 3.5 | 5.6 | 15.6 | 15.6 | 15.6 | 30.77% | 22.44% | 35.9% | 29.7% | Y | N | N
| 421 | NSTAR | Central | Boston | Colburn St | 350 | 110C | Boston | D | 350-H5 | ROX WRX | 13.8kV | 13.8kV | 13.8kV | 3.442 | 3.5811 | 3.2946 | 11.5929 | 11.5789 | 11.5789 | 29.69% | 30.93% | 28.45% | 29.69% | Y | N | N
| 1265 | NSTAR | South | Cape & Vineyard | Orleans Sub | 975 | 2 | Orleans | D | 4-83-952 | ORL | 4.8kV | 4.8kV | 4.8kV | 0.91455 | 1.1543 | 0.6311 | 3.0346 | 3.031 | 3.031 | 30.14% | 38.08% | 20.82% | 29.68% | Y | N | N
| 284 | NSTAR | Central | Boston | Colburn St | 350 | 110B | Boston | D | 284-1300H1 | WRX | 13.8kV | 13.8kV | 13.8kV | 2.5098 | 2.9842 | 2.9842 | 9.5612 | 9.5496 | 9.5496 | 26.25% | 31.25% | 31.25% | 29.58% | Y | N | N
| 230 | NSTAR | Central | Somerville | Mystic Station | 250 | 110B | Everett | D | 227-52H3 | SOM | 13.8kV | 13.8kV | 13.8kV | 0.95612 | 1.0743 | 1.6712 | 4.183 | 4.178 | 4.178 | 22.86% | 25.71% | 40% | 29.52% | Y | N | N
| 997 | NSTAR | South | New Bedford | Pine Street | 611 | C | N. Bedford | D | 2-66-66 | NEB | 13.2kV | 13.2kV | 13.2kV | 2.2635 | 2.512 | 2.3064 | 8.0252 | 8.0154 | 8.0154 | 28.21% | 31.34% | 28.77% | 29.44% | Y | N | N
| 582 | NSTAR | Central | Boston | Havard Court | 506 | 14C | Brookline | D | 506-12 | BKL | 4.16kV | 4.16kV | 4.16kV | 0.43954 | 0.30946 | 1.3458 | 2.3778 | 2.3749 | 2.3749 | 18.48% | 13.03% | 56.67% | 29.39% | Y | N | N
| 20 | NSTAR | Central | Boston | Salem St | 30 | 14A | Boston | D | 3004 | BDT | 4.16kV | 4.16kV | 4.16kV | 0.47557 | 0.47499 | 0.53976 | 1.6933 | 1.6912 | 1.6912 | 28.09% | 28.09% | 31.91% | 29.36% | Y | N | N
| 224 | NSTAR | Central | Somerville | Mystic | 250 | 110A | Boston | D | 227-51H5 | SOM | 13.8kV | 13.8kV | 13.8kV | 1.0039 | 1.0743 | 1.0743 | 3.5854 | 3.5811 | 3.5811 | 28% | 30% | 30% | 29.33% | Y | N | N
| 622 | NSTAR | Central | Boston | Roslindale | 14 | Bus #2 | Roslindale | D | 536-76H2 | WRX | 13.8kV | 13.8kV | 13.8kV | 1.6254 | 1.2892 | 1.2892 | 4.7806 | 4.7748 | 4.7748 | 34% | 27% | 27% | 29.33% | Y | N | N
| 1152 | NSTAR | South | Plymouth | Manomet Sub | 741 | 1 | Plymouth | D | 3-73-938 | PLY | 22.8kV | 22.8kV | 22.8kV | 4.3441 | 3.6683 | 3.7866 | 13.4272 | 13.411 | 13.411 | 32.35% | 27.35% | 28.24% | 29.31% | Y | N | N
| 799 | NSTAR | Central | Somerville | East Camb | 875 | 110A | Cambridge | D | 875-1359 | CAM | 13.8kV | 13.8kV | 13.8kV | 2.6771 | 3.7721 | 3.7243 | 11.5929 | 11.5789 | 11.5789 | 23.09% | 32.58% | 32.16% | 29.28% | Y | N | N
| 434 | NSTAR | Central | Boston | Baker St | 374 | 24A | W. Roxbury | D | 374-01 | WRX | 4.16kV | 4.16kV | 4.16kV | 0.75658 | 0.80604 | 0.71248 | 2.594 | 2.5908 | 2.5908 | 29.17% | 31.11% | 27.5% | 29.26% | Y | N | N
| 838 | NSTAR | Central | Somerville | Willoughby St | 488 | 110C | Chelsea | D | MC-8 | EAB | 13.8kV | 13.8kV | 13.8kV | 1.1473 | 1.146 | 0.95496 | 3.705 | 3.7005 | 3.7005 | 30.97% | 30.97% | 25.81% | 29.25% | Y | N | N
| 867 | NSTAR | South | Plymouth | West Pond Sub | 737 | 1 | Plymouth | D | 2010-03-10 | PLY, CAR | 22.8kV | 22.8kV | 22.8kV | 10.9787 | 11.0443 | 9.9004 | 36.53 | 36.4857 | 36.4857 | 30.05% | 30.27% | 27.14% | 29.15% | Y | N | N
| 1277 | NSTAR | South | Cape & Vineyard | Otis Sub | 915 | 1 | Bourne | D | 4-86-86 | BRN | 22.8kV | 22.8kV | 22.8kV | 10.2679 | 10.7682 | 10.8471 | 36.53 | 36.4857 | 36.4857 | 28.11% | 29.51% | 29.73% | 29.12% | Y | N | N
| 1557 | NSTAR | West | Southboro | Sherborn | 274 | 110B | Sherborn | D | 274-H4 | FRA,SHE | 13.8kV | 13.8kV | 13.8kV | 3.5137 | 3.4379 | 3.2469 | 11.7125 | 11.6983 | 11.6983 | 30% | 29.39% | 27.76% | 29.05% | Y | N | N
| 1762 | NSTAR | West | Waltham | Trapelo Road | 450 | 110A | Waltham | D | 526-1361H1 | WAL | 13.8kV | 13.8kV | 13.8kV | 1.0039 | 0.95496 | 0.95496 | 3.3464 | 3.3424 | 3.3424 | 30% | 28.57% | 28.57% | 29.05% | Y | N | N
| 425 | NSTAR | Central | Boston | Colburn St | 350 | 110A | Boston | D | 350-H9 | ROX BKL | 13.8kV | 13.8kV | 13.8kV | 2.8923 | 4.0586 | 3.1036 | 11.5929 | 11.5789 | 11.5789 | 24.95% | 35.05% | 26.8% | 28.93% | Y | N | N
| 392 | NSTAR | Central | Boston | Brighton | 329 | 110C | Brighton | D | 329-H1 | BRI | 13.8kV | 13.8kV | 13.8kV | 2.5337 | 4.4167 | 3.5811 | 12.1905 | 12.1757 | 12.1757 | 20.78% | 36.27% | 29.41% | 28.82% | Y | N | N
| 1368 | NSTAR | South | Cape & Vineyard | Orleans Sub | 975 | 2 | Orleans | D | 4-95B-612 | CHM | 22.8kV | 22.8kV | 22.8kV | 3.7517 | 3.9838 | 3.8655 | 13.4272 | 13.411 | 13.411 | 27.94% | 29.71% | 28.82% | 28.82% | Y | N | N
| 1367 | NSTAR | South | Cape & Vineyard | Orleans Sub | 975 | 2 | Orleans | D | 4-95B-610 | CHM | 22.8kV | 22.8kV | 22.8kV | 4.4626 | 5.3644 | 6.5083 | 18.9561 | 18.9331 | 18.9331 | 23.54% | 28.33% | 34.38% | 28.75% | Y | N | N
| 962 | NSTAR | South | New Bedford | Cross Rd. | 651 | 111 | Dartmouth | D | 2-531-531 | DAR | 13.2kV | 13.2kV | 13.2kV | 8.2767 | 9.4313 | 0 | 20.5773 | 20.5524 | 20.5524 | 40.22% | 45.89% | 0% | 28.7% | Y | N | N
| 72 | NSTAR | Central | Somerville | Mystic Street | 59 | 14A | Arlington | D | 5903 | ARL | 4.16kV | 4.16kV | 4.16kV | 0.45395 | 0.46779 | 0.46779 | 1.6212 | 1.6193 | 1.6193 | 28% | 28.89% | 28.89% | 28.59% | Y | N | N
| 1208 | NSTAR | South | Cape & Vineyard | Hyannis Junction | 961 | 2 | Barnstable | D | 4-64-558 | YAR | 22.8kV | 22.8kV | 22.8kV | 5.1734 | 5.6405 | 5.3644 | 18.9561 | 18.9331 | 18.9331 | 27.29% | 29.79% | 28.33% | 28.47% | Y | N | N
| 595 | NSTAR | Central | Boston | Dewar Street | 483 | 110B | Dorchester | D | 511-1497H3 | DOR | 13.8kV | 13.8kV | 13.8kV | 2.3903 | 2.4351 | 2.5068 | 8.6051 | 8.5946 | 8.5946 | 27.78% | 28.33% | 29.17% | 28.43% | Y | N | N
| 858 | NSTAR | South | New Bedford | Pine Street | 611 | B | N. Bedford | D | 2-7-95 | NEB | 13.2 | 13.2kV | 13.2kV | 1.0746 | 1.0961 | 1.0961 | 3.8411 | 3.8364 | 3.8364 | 27.98% | 28.57% | 28.57% | 28.37% | Y | N | N
| 1017 | NSTAR | South | New Bedford | Pine Street | 611 | A | N. Bedford | D | 2-73-93 | NEB | 13.2kV | 13.2kV | 13.2kV | 1.0746 | 1.0961 | 1.0961 | 3.8411 | 3.8364 | 3.8364 | 27.98% | 28.57% | 28.57% | 28.37% | Y | N | N
| W49 | WMECO | NORTHERN | PITTSFIELD | Doreen_19A | 19A | 19A-1X,19A-2X | PITTSFIELD | D | 19A5 | PITTSFIELD | 23kV | 23kV | 23 | 8.9 | 4.5 | 3.1 | 19.4 | 19.4 | 19.4 | 45.88% | 23.2% | 15.98% | 28.35% | Y | N | N
| W83 | WMECO | NORTHERN | HADLEY | Montague_21C | 21C | 21C-3X | MONTAGUE | D | 21C5 | MONTAGUE | 13.8kV | 13.8kV | 13.8 | 0.9 | 2.79 | 4.3 | 9.4 | 9.4 | 9.4 | 9.574% | 29.68% | 45.74% | 28.33% | Y | N | N
| 1661 | NSTAR | West | Waltham | Burlington | 391 | 110A | Burlington | D | 391-H1 | BUR,WOB | 13.8kV | 13.8kV | 13.8kV | 1.6493 | 1.6712 | 3.987 | 8.6051 | 8.5946 | 8.5946 | 19.17% | 19.44% | 46.39% | 28.33% | Y | N | N
| 128 | NSTAR | Central | Boston | Dorchester Ave | 139 | 14C | South Boston | D | 139-08 | SOB | 4.16kV | 4.16kV | 4.16kV | 0.69173 | 0.73407 | 0.77006 | 2.594 | 2.5908 | 2.5908 | 26.67% | 28.33% | 29.72% | 28.24% | Y | N | N
| 1050 | NSTAR | South | New Bedford | Acushnet | 612 | N | Acushnet | D | 2-88-18 | NEB | 13.2kV | 13.2kV | 13.2kV | 1.0975 | 1.0733 | 1.0733 | 3.8411 | 3.8364 | 3.8364 | 28.57% | 27.98% | 27.98% | 28.17% | Y | N | N
| 921 | NSTAR | South | New Bedford | Industrial Park | 636 | 111 | N. Bedford | D | 2-152-152 | NEB | 13.2kV | 13.2kV | 13.2kV | 1.6919 | 1.6442 | 3.2199 | 7.7737 | 7.7642 | 7.7642 | 21.76% | 21.18% | 41.47% | 28.14% | Y | N | N
| 718 | NSTAR | Central | Somerville | Healey | 823 | 14A | Cambridge | D | 823-21 | CAM | 4.16kV | 4.16kV | 4.16kV | 0.10808 | 1.1011 | 1.0004 | 2.63 | 2.6268 | 2.6268 | 4.11% | 41.92% | 38.08% | 28.04% | Y | N | N
| 787 | NSTAR | Central | Somerville | Kendall | 850 | 14 kV Bus | Cambridge | D | 850-1352 | CAM | 13.8kV | 13.8kV | 13.8kV | 2.6293 | 4.0108 | 3.0797 | 11.5929 | 11.5789 | 11.5789 | 22.68% | 34.64% | 26.6% | 27.97% | Y | N | N
| 1206 | NSTAR | South | Cape & Vineyard | Hyannis Junction | 961 | 2 | Barnstable | D | 4-64-536 | BAR | 22.8kV | 22.8kV | 22.8kV | 6.1607 | 6.3505 | 5.9955 | 22.1155 | 22.0886 | 22.0886 | 27.86% | 28.75% | 27.14% | 27.92% | Y | N | N
| 1670 | NSTAR | West | Waltham | Burlington | 391 | 110A | Burlington | D | 391-H3 | BUR,LEX | 13.8kV | 13.8kV | 13.8kV | 2.4859 | 2.3874 | 2.1248 | 8.366 | 8.3559 | 8.3559 | 29.71% | 28.57% | 25.43% | 27.9% | Y | N | N
| 767 | NSTAR | Central | Somerville | Putnam | 831 | 110A | Cambridge | D | 831-1324 | CAM | 13.8kV | 13.8kV | 13.8kV | 3.0357 | 3.3185 | 3.3424 | 11.5929 | 11.5789 | 11.5789 | 26.19% | 28.66% | 28.87% | 27.9% | Y | N | N
| 1441 | NSTAR | West | Southboro | South Street | 24 | 14G | Framingham | D | 2405 | FRA | 4.16kV | 4.16kV | 4.16kV | 0.54042 | 0.53256 | 0.55415 | 1.9455 | 1.9431 | 1.9431 | 27.78% | 27.41% | 28.52% | 27.9% | Y | N | N
| W240 | WMECO | SOUTHERN | SPRINGFIELD | West_Springfield_8C | 8C | 8C-1X,8C-2X | WEST SPRINGFIELD | D | 8C23 | WEST SPRINGFIELD | 13.8kV | 13.8kV | 13.8 | 3 | 1.8 | 1.8 | 7.9 | 7.9 | 7.9 | 37.97% | 22.78% | 22.78% | 27.85% | Y | N | N
| 134 | NSTAR | Central | Somerville | PNU13 | PNU13 | P13 | Somerville | D | 13N01 | SOM | 4.16kV | 4.16kV | 4.16kV | 0.72055 | 0.71968 | 0.71968 | 2.594 | 2.5908 | 2.5908 | 27.78% | 27.78% | 27.78% | 27.78% | Y | N | N
| W105 | WMECO | NORTHERN | HADLEY | Shelburne_29R | 29R | 29R-1X | SHELBURNE | D | 29R1 | SHELBURNE | 13.8kV | 13.8kV | 13.8 | 2.7 | 2.4 | 2.4 | 9 | 9 | 9 | 30% | 26.67% | 26.67% | 27.78% | Y | N | N
| 388 | NSTAR | Central | Boston | Brighton | 329 | 110A | Brighton | D | 329-1N173H2 | BKL | 13.8kV | 13.8kV | 13.8kV | 3.5137 | 3.8198 | 2.3874 | 11.7125 | 11.6983 | 11.6983 | 30% | 32.65% | 20.41% | 27.69% | Y | N | N
| 1223 | NSTAR | South | Cape & Vineyard | Falmouth Sub | 933 | 1 | Falmouth | D | 4-76-436 | FAL | 22.8kV | 22.8kV | 22.8kV | 6.1212 | 5.8377 | 6.3505 | 22.1155 | 22.0886 | 22.0886 | 27.68% | 26.43% | 28.75% | 27.62% | Y | N | N
| 662 | NSTAR | Central | Somerville | Charles | 811 | 14A | Cambridge | D | 811-47 | CAM | 4.16kV | 4.16kV | 4.16kV | 1.7726 | 0.15833 | 0.15833 | 2.5219 | 2.5189 | 2.5189 | 70.29% | 6.286% | 6.286% | 27.62% | Y | N | N
| 101 | NSTAR | Central | Boston | Andrew Sq | 106 | 110C | South Boston | D | 106-H1 | DOR,WRX | 13.8kV | 13.8kV | 13.8kV | 6.6211 | 0.42973 | 0.45361 | 9.0831 | 9.0721 | 9.0721 | 72.89% | 4.737% | 5% | 27.54% | Y | N | N
| 606 | NSTAR | Central | Boston | Dewar Street | 483 | 110B | Dorchester | D | 52-1487H1 | ROX | 13.8kV | 13.8kV | 13.8kV | 1.8405 | 1.886 | 2.2919 | 7.2904 | 7.2816 | 7.2816 | 25.25% | 25.9% | 31.48% | 27.54% | Y | N | N
| 229 | NSTAR | Central | Somerville | Mystic Station | 250 | 110B | Everett | D | 227-52H2 | SOM | 13.8kV | 13.8kV | 13.8kV | 0.40635 | 1.3608 | 1.6712 | 4.183 | 4.178 | 4.178 | 9.714% | 32.57% | 40% | 27.43% | Y | N | N
| W241 | WMECO | SOUTHERN | SPRINGFIELD | West_Springfield_8C | 8C | 8C-1X,8C-2X | WEST SPRINGFIELD | D | 8C24 | WEST SPRINGFIELD | 13.8kV | 13.8kV | 13.8 | 0.6 | 3 | 2.9 | 7.9 | 7.9 | 7.9 | 7.595% | 37.97% | 36.71% | 27.43% | Y | N | N
| 856 | NSTAR | South | New Bedford | Pine Street | 611 | C | N. Bedford | D | 2-4-51 | NEB | 13.2 | 13.2kV | 13.2kV | 1.0517 | 1.0505 | 1.0505 | 3.8411 | 3.8364 | 3.8364 | 27.38% | 27.38% | 27.38% | 27.38% | Y | N | N
| 983 | NSTAR | South | New Bedford | Pine Street | 611 | D | N. Bedford | D | 2-59-96 | NEB | 13.2kV | 13.2kV | 13.2kV | 1.0517 | 1.0505 | 1.0505 | 3.8411 | 3.8364 | 3.8364 | 27.38% | 27.38% | 27.38% | 27.38% | Y | N | N
| W173 | WMECO | SOUTHERN | SPRINGFIELD | Franconia_22H | 22H | 22H-2X | LONGMEADOW | D | 22H11 | LONGMEADOW | 13.8kV | 13.8kV | 13.8 | 3.8 | 0 | 5.8 | 11.7 | 11.7 | 11.7 | 32.48% | 0% | 49.57% | 27.35% | Y | N | N
| 1479 | NSTAR | West | Waltham | Spring Street | 124 | 14B | Watertown | D | 124-01 | WAT | 4.16kV | 4.16kV | 4.16kV | 0.43233 | 0.53256 | 0.51097 | 1.8014 | 1.7992 | 1.7992 | 24% | 29.6% | 28.4% | 27.33% | Y | N | N
| 23 | NSTAR | Central | Boston | Brighton | 36 | 14A | Brighton | D | 3601 | BRI | 4.16kV | 4.16kV | 4.16kV | 0.28822 | 1.0795 | 0.74847 | 2.594 | 2.5908 | 2.5908 | 11.11% | 41.67% | 28.89% | 27.22% | Y | N | N
| 1120 | NSTAR | South | Plymouth | Duxbury Sub | 738 | 1 | Duxbury | D | 3-24B-915 | DUX | 22.8kV | 22.8kV | 22.8kV | 6.0817 | 5.6799 | 5.2855 | 20.9307 | 20.9053 | 20.9053 | 29.06% | 27.17% | 25.28% | 27.17% | Y | N | N
| 22 | NSTAR | Central | Boston | Salem St | 30 | 14C & 14D | Boston | D | 3009 | BDT | 4.16kV | 4.16kV | 4.16kV | 0.68453 | 0.6837 | 0.71968 | 2.594 | 2.5908 | 2.5908 | 26.39% | 26.39% | 27.78% | 26.85% | Y | N | N
| 1025 | NSTAR | South | New Bedford | Acushnet | 612 | S | Acushnet | D | 2-81-94 | NEB | 13.2kV | 13.2kV | 13.2kV | 1.0289 | 1.0276 | 1.0276 | 3.8411 | 3.8364 | 3.8364 | 26.79% | 26.79% | 26.79% | 26.79% | Y | N | N
| 781 | NSTAR | Central | Somerville | Putnam | 831 | 110B | Cambridge | D | 831-1NC7 | CAM | 13.8 | 13.8kV | 13.8kV | 2.2469 | 2.5068 | 2.2442 | 8.7246 | 8.714 | 8.714 | 25.75% | 28.77% | 25.75% | 26.76% | Y | N | N
| 734 | NSTAR | Central | Somerville | Concord | 827 | 14A | Cambridge | D | 827-19 | CAM | 4.16kV | 4.16kV | 4.16kV | 0.72776 | 0.65491 | 0.63332 | 2.5219 | 2.5189 | 2.5189 | 28.86% | 26% | 25.14% | 26.67% | Y | N | N
| 1560 | NSTAR | West | Waltham | Newtonville | 277 | 277-1365 | Newton | D | 277-02 | NEW | 4.16kV | 4.16kV | 4.16kV | 0.41792 | 0.43181 | 0.6765 | 1.9095 | 1.9072 | 1.9072 | 21.89% | 22.64% | 35.47% | 26.67% | Y | N | N
| W51 | WMECO | NORTHERN | PITTSFIELD | Doreen_19A | 19A | 19A-1X,19A-2X | PITTSFIELD | D | 19A7 | PITTSFIELD | 23kV | 23kV | 23 | 2.1 | 4.6 | 3.6 | 12.9 | 12.9 | 12.9 | 16.28% | 35.66% | 27.91% | 26.61% | Y | N | N
| W188 | WMECO | SOUTHERN | SPRINGFIELD | Orchard_27A | 27A | 27A-2X | SPRINGFIELD | D | 27A17 | LUDLOW | 13.8kV | 13.8kV | 13.8 | 4.1 | 1.1 | 1.1 | 7.9 | 7.9 | 7.9 | 51.9% | 13.92% | 13.92% | 26.58% | Y | N | N
| 630 | NSTAR | Central | Boston | Colburn St | 350 | 110B | Boston | D | 549-1121H | BOS BKL ROX | 13.8kV | #N/A | #N/A | 4.5416 | 4.6554 | 0 | 11.5929 | 11.5789 | 11.5789 | 39.18% | 40.21% | 0% | 26.46% | Y | N | N
| 788 | NSTAR | Central | Somerville | Kendall | 850 | 14 kV Bus | Cambridge | D | 850-1386 | CAM | 13.8kV | 13.8kV | 13.8kV | 2.5098 | 2.459 | 4.2257 | 11.5929 | 11.5789 | 11.5789 | 21.65% | 21.24% | 36.49% | 26.46% | Y | N | N
| 1273 | NSTAR | South | Cape & Vineyard | Harwich Sub | 968 | 2 | Harwich | D | 4-85-85 | HAR | 22.8kV | 22.8kV | 22.8kV | 8.6882 | 9.4666 | 10.8077 | 36.53 | 36.4857 | 36.4857 | 23.78% | 25.95% | 29.62% | 26.45% | Y | N | N
| 738 | NSTAR | Central | Somerville | Alewife | 828 | 110A | Cambridge | D | 828-1104H | CAM | 13.8kV | 13.8kV | 13.8kV | 1.482 | 1.5518 | 1.5996 | 5.8562 | 5.8491 | 5.8491 | 25.31% | 26.53% | 27.35% | 26.39% | Y | N | N
| 1039 | NSTAR | South | New Bedford | Acushnet | 612 | N | Acushnet | D | 2-85-26 | NEB | 13.2kV | 13.2kV | 13.2kV | 1.0289 | 1.0048 | 1.0048 | 3.8411 | 3.8364 | 3.8364 | 26.79% | 26.19% | 26.19% | 26.39% | Y | N | N
| 920 | NSTAR | South | New Bedford | Industrial Park | 636 | 112 | N. Bedford | D | 2-151-151 | NEB | 13.2kV | 13.2kV | 13.2kV | 1.6691 | 1.8726 | 2.6033 | 7.7737 | 7.7642 | 7.7642 | 21.47% | 24.12% | 33.53% | 26.37% | Y | N | N
| 862 | NSTAR | South | New Bedford | Pine Street | 611 | C | N. Bedford | D | 2004-02-04 | NEB | 13.2kV | 13.2kV | 13.2kV | 1.9891 | 2.1466 | 2.1923 | 8.0252 | 8.0154 | 8.0154 | 24.79% | 26.78% | 27.35% | 26.31% | Y | N | N
| W238 | WMECO | SOUTHERN | SPRINGFIELD | West_Springfield_8C | 8C | 8C-1X,8C-2X | WEST SPRINGFIELD | D | 8C21 | WEST SPRINGFIELD | 13.8kV | 13.8kV | 13.8 | 4 | 1.8 | 1.6 | 9.4 | 9.4 | 9.4 | 42.55% | 19.15% | 17.02% | 26.24% | Y | N | N
| 598 | NSTAR | Central | Boston | Dewar Street | 483 | 110A | Dorchester | D | 515-193H1 | SOB | 13.8kV | 13.8kV | 13.8kV | 0.8127 | 0.85946 | 0.95496 | 3.3464 | 3.3424 | 3.3424 | 24.29% | 25.71% | 28.57% | 26.19% | Y | N | N
| 506 | NSTAR | Central | Boston | Dewar Street | 483 | 110B | Dorchester | D | 43-1491H1 | DOR,WRX | 13.8kV | 13.8kV | 13.8kV | 0.71709 | 0.78784 | 0.83559 | 2.9879 | 2.9842 | 2.9842 | 24% | 26.4% | 28% | 26.13% | Y | N | N
| W185 | WMECO | SOUTHERN | SPRINGFIELD | Orchard_27A | 27A | 27A-2X | SPRINGFIELD | D | 27A14 | LUDLOW | 13.8kV | 13.8kV | 13.8 | 6 | 1.1 | 1.1 | 10.5 | 10.5 | 10.5 | 57.14% | 10.48% | 10.48% | 26.03% | Y | N | N
| 1357 | NSTAR | South | Cape & Vineyard | Harwich Sub | 968 | 2 | Harwich | D | 4-95A-597 | HAR | 22.8kV | 22.8kV | 22.8kV | 5.055 | 6.0349 | 6.1138 | 22.1155 | 22.0886 | 22.0886 | 22.86% | 27.32% | 27.68% | 25.95% | Y | N | N
| 24 | NSTAR | Central | Boston | Allston | 36 | 14A | Allston | D | 3603 | BRI,BKL | 4.16kV | 4.16kV | 4.16kV | 0.93672 | 0.59733 | 0.48219 | 2.594 | 2.5908 | 2.5908 | 36.11% | 23.06% | 18.61% | 25.93% | Y | N | N
| 1380 | NSTAR | South | Cape & Vineyard | Wellfleet Sub | 976 | 1 | Wellfleet | D | 4-96-971 | PRO | 4.16kV | 4.16kV | 4.16kV | 1.8915 | 1.9182 | 0 | 4.9105 | 4.9046 | 4.9046 | 38.52% | 39.11% | 0% | 25.88% | Y | N | N
| 907 | NSTAR | South | New Bedford | Industrial Park | 636 | 111 | N. Bedford | D | 2-106-160 | NEB | 13.2kV | 13.2kV | 13.2kV | 1.9206 | 1.4158 | 0.73075 | 5.2587 | 5.2523 | 5.2523 | 36.52% | 26.96% | 13.91% | 25.8% | Y | N | N
| 1266 | NSTAR | South | Cape & Vineyard | Oak Street | 920 | 1 | Barnstable | D | 4-84A-520 | HYN | 22.8kV | 22.8kV | 22.8kV | 5.5289 | 5.4827 | 6.0744 | 22.1155 | 22.0886 | 22.0886 | 25% | 24.82% | 27.5% | 25.77% | Y | N | N
| W23 | WMECO | NORTHERN | HADLEY | Amherst_17K | 17K | 17K-3X | AMHERST | D | 17K1 | AMHERST | 13.8kV | 13.8kV | 13.8 | 4.7 | 2.58 | 2.6 | 12.8 | 12.8 | 12.8 | 36.72% | 20.16% | 20.31% | 25.73% | Y | N | N
| 826 | NSTAR | Central | Boston | Seafood Way | 99 | 110B | South Boston | D | 99-H5 | SOB | 13.8kV | 13.8kV | 13.8kV | 3.1552 | 3.4617 | 4.7987 | 14.8198 | 14.8019 | 14.8019 | 21.29% | 23.39% | 32.42% | 25.7% | Y | N | N
| W210 | WMECO | SOUTHERN | SPRINGFIELD | East_Springfield_5J | 5J | 5J-7X | SPRINGFIELD | D | 5J10 | SPRINGFIELD | 13.8kV | 13.8kV | 13.8 | 2.8 | 2.4 | 2.2 | 9.6 | 9.6 | 9.6 | 29.17% | 25% | 22.92% | 25.69% | Y | N | N
| 1297 | NSTAR | South | Cape & Vineyard | Orleans Sub | 975 | 2 | Orleans | D | 4-89B-573 | BRE | 22.8kV | 22.8kV | 22.8kV | 3.5148 | 3.6288 | 3.1555 | 13.4272 | 13.411 | 13.411 | 26.18% | 27.06% | 23.53% | 25.59% | Y | N | N
| 1087 | NSTAR | South | Plymouth | Kingston Sub | 735 | 2 | Kingston | D | 3-17-910 | KIN | 22.8kV | 22.8kV | 22.8kV | 3.5543 | 3.55 | 3.1555 | 13.4272 | 13.411 | 13.411 | 26.47% | 26.47% | 23.53% | 25.49% | Y | N | N
| 1194 | NSTAR | South | Plymouth | Valley Sub | 715 | 1 | Plymouth | D | 3-90-90 | PLY | 22.8kV | 22.8kV | 22.8kV | 7.306 | 11.0443 | 9.4666 | 36.53 | 36.4857 | 36.4857 | 20% | 30.27% | 25.95% | 25.41% | Y | N | N
| 1079 | NSTAR | South | Plymouth | North PLY Sub | 734 | 1 | Plymouth | D | 3-14-30J2 | PLY | 4.16kV | 4.16kV | 4.16kV | 0.57644 | 0.57574 | 0.57574 | 2.2697 | 2.267 | 2.267 | 25.4% | 25.4% | 25.4% | 25.4% | Y | N | N
| 1699 | NSTAR | West | Southboro | Speen Street | 433 | 110C | Framingham | D | 433-H6 | NAT,WAY,WTN | 13.8kV | 13.8kV | 13.8kV | 8.9158 | 0 | 0 | 11.7125 | 11.6983 | 11.6983 | 76.12% | 0% | 0% | 25.37% | Y | N | N
| W84 | WMECO | NORTHERN | HADLEY | Montague_21C | 21C | 21C-4X | MONTAGUE | D | 21C6 | MONTAGUE | 13.8kV | 13.8kV | 13.8 | 3.4 | 0.84 | 2.6 | 9 | 9 | 9 | 37.78% | 9.333% | 28.89% | 25.33% | Y | N | N
| 1082 | NSTAR | South | Plymouth | West Pond Sub | 737 | 2 | Plymouth | D | 3-14-934 | PLY | 22.8kV | 22.8kV | 22.8kV | 4.897 | 4.6544 | 3.9444 | 17.7713 | 17.7498 | 17.7498 | 27.56% | 26.22% | 22.22% | 25.33% | Y | N | N
| 1254 | NSTAR | South | Cape & Vineyard | Sandwich Sub | 916 | 1 | Sandwich | D | 4-81B-440 | SAN | 22.8kV | 22.8kV | 22.8kV | 3.4753 | 3.3527 | 3.3527 | 13.4272 | 13.411 | 13.411 | 25.88% | 25% | 25% | 25.29% | Y | N | N
| W50 | WMECO | NORTHERN | PITTSFIELD | Doreen_19A | 19A | 19A-1X,19A-2X | PITTSFIELD | D | 19A6 | PITTSFIELD | 23kV | 23kV | 23 | 5.7 | 4.1 | 4.9 | 19.4 | 19.4 | 19.4 | 29.38% | 21.13% | 25.26% | 25.26% | Y | N | N
| 1203 | NSTAR | South | Cape & Vineyard | Hyannis Junction | 961 | 3 | Barnstable | D | 4-63-532 | BAR | 22.8kV | 22.8kV | 22.8kV | 3.6333 | 3.7866 | 3.4711 | 14.4145 | 14.3971 | 14.3971 | 25.21% | 26.3% | 24.11% | 25.21% | Y | N | N
| 481 | NSTAR | Central | Boston | Amory Street | 396 | 14A | Roxbury | D | 396-02 | ROX,WRX | 4.16kV | 4.16kV | 4.16kV | 0.67732 | 0.69089 | 0.59014 | 2.594 | 2.5908 | 2.5908 | 26.11% | 26.67% | 22.78% | 25.19% | Y | N | N
| 758 | NSTAR | Central | Somerville | Smith Place | 829 | 14A | Cambridge | D | 829-31 | CAM | 4.16kV | 4.16kV | 4.16kV | 0.75658 | 0.64771 | 0.49658 | 2.5219 | 2.5189 | 2.5189 | 30% | 25.71% | 19.71% | 25.14% | Y | N | N
| W137 | WMECO | SOUTHERN | SPRINGFIELD | Ludlow_19S | 19S | 19S-6X | LUDLOW | D | 19S3 | LUDLOW | 13.8kV | 13.8kV | 13.8 | 2.8 | 3.1 | 4.2 | 13.4 | 13.4 | 13.4 | 20.9% | 23.13% | 31.34% | 25.12% | Y | N | N
| 18 | NSTAR | Central | Boston | Salem St | 30 | 14A | Boston | D | 3002 | BDT | 4.16kV | 4.16kV | 4.16kV | 0.40351 | 0.40302 | 0.46779 | 1.6933 | 1.6912 | 1.6912 | 23.83% | 23.83% | 27.66% | 25.11% | Y | N | N
| 1288 | NSTAR | South | Cape & Vineyard | Mashpee Sub | 946 | 1 | Mashpee | D | 4-88-485 | BNS | 22.8kV | 22.8kV | 22.8kV | 3.3963 | 3.3527 | 3.3527 | 13.4272 | 13.411 | 13.411 | 25.29% | 25% | 25% | 25.1% | Y | N | N
| 1081 | NSTAR | South | Plymouth | West Pond Sub | 737 | 2 | Plymouth | D | 3-14-931 | PLY | 22.8kV | 22.8kV | 22.8kV | 5.2524 | 5.4827 | 5.0094 | 20.9307 | 20.9053 | 20.9053 | 25.09% | 26.23% | 23.96% | 25.09% | Y | N | N
| 719 | NSTAR | Central | Somerville | Healey | 823 | 14A | Cambridge | D | 823-23 | CAM | 4.16kV | 4.16kV | 4.16kV | 0.51159 | 0.8924 | 0.48938 | 2.5219 | 2.5189 | 2.5189 | 20.29% | 35.43% | 19.43% | 25.05% | Y | N | N
| 1634 | NSTAR | West | Southboro | Sudbury | 343 | 110A | Sudbury | D | 342-H9 | SUD | 13.8kV | 13.8kV | 13.8kV | 2.5098 | 2.459 | 1.9338 | 9.2026 | 9.1915 | 9.1915 | 27.27% | 26.75% | 21.04% | 25.02% | Y | N | N
| 1763 | NSTAR | West | Waltham | Trapelo Road | 450 | 110A | Waltham | D | 526-1361H2 | WAL | 13.8kV | 13.8kV | 13.8kV | 1.0756 | 0.71622 | 0.71622 | 3.3464 | 3.3424 | 3.3424 | 32.14% | 21.43% | 21.43% | 25% | Y | N | N
| 591 | NSTAR | Central | Boston | Dewar Street | 483 | 110A | Dorchester | D | 511-1495H2 | DOR | 13.8kV | 13.8kV | 13.8kV | 0.8366 | 0.83559 | 0.83559 | 3.3464 | 3.3424 | 3.3424 | 25% | 25% | 25% | 25% | Y | N | N
| 1027 | NSTAR | South | New Bedford | Acushnet | 612 | S | Acushnet | D | 2-82-18 | NEB | 13.2kV | 13.2kV | 13.2kV | 0.96028 | 0.95911 | 0.95911 | 3.8411 | 3.8364 | 3.8364 | 25% | 25% | 25% | 25% | Y | N | N
| W60 | WMECO | NORTHERN | HADLEY | Midway_19B | 19B | 19B-2X,19B-3X | EASTHAMPTON | D | 19B6 | EASTHAMPTON | 13.8kV | 13.8kV | 13.8 | 7 | 0.1 | 1.9 | 12 | 12 | 12 | 58.33% | 0.8333% | 15.83% | 25% | Y | N | N
| 828 | NSTAR | Central | Boston | Seafood Way | 99 | 110B | South Boston | D | 99-H7 | SOB | 13.8kV | 13.8kV | 13.8kV | 2.5098 | 2.3397 | 4.2734 | 12.1905 | 12.1757 | 12.1757 | 20.59% | 19.22% | 35.1% | 24.97% | Y | N | N
| 678 | NSTAR | Central | Somerville | Vassar | 816 | 14A | Cambridge | D | 816-04 | CAM | 4.16kV | 4.16kV | 4.16kV | 0.86466 | 0.55415 | 0.51817 | 2.594 | 2.5908 | 2.5908 | 33.33% | 21.39% | 20% | 24.91% | Y | N | N
| 641 | NSTAR | Central | Boston | K Street | 385 | 110C | S. Boston | D | 574-70H6 | BDT | 13.8kV | 13.8kV | 13.8kV | 1.5 | 0.45361 | 0.47748 | 2.5 | 6.3266 | 6.3266 | 60% | 7.17% | 7.547% | 24.91% | Y | N | N
| 640 | NSTAR | Central | Boston | K Street | 385 | 110C | S. Boston | D | 574-70H5 | BDT | 13.8kV | 13.8kV | 13.8kV | 1.5 | 0.42973 | 0.47748 | 2.5 | 6.3266 | 6.3266 | 60% | 6.792% | 7.547% | 24.78% | Y | N | N
| 93 | NSTAR | Central | Boston | Andrew Sq | 106 | 110C | South Boston | D | 106-1N18H7 | ROX | 13.8kV | 13.8kV | 13.8kV | 0.88441 | 0.78784 | 0.81172 | 3.3464 | 3.3424 | 3.3424 | 26.43% | 23.57% | 24.29% | 24.76% | Y | N | N
| 803 | NSTAR | Central | Somerville | East Camb | 875 | 110A | Cambridge | D | 875-1392 | CAM | 13.8kV | 13.8kV | 13.8kV | 0.11951 | 5.109 | 3.3662 | 11.5929 | 11.5789 | 11.5789 | 1.031% | 44.12% | 29.07% | 24.74% | Y | N | N
| 1270 | NSTAR | South | Cape & Vineyard | Hyannis Junction | 961 | 1 | Barnstable | D | 4-84B-84B | BNS | 22.8kV | 22.8kV | 22.8kV | 8.8857 | 9.7427 | 8.4016 | 36.53 | 36.4857 | 36.4857 | 24.32% | 26.7% | 23.03% | 24.68% | Y | N | N
| 489 | NSTAR | Central | Boston | Colburn St | 350 | 110B | South Boston | D | 396-1130H1 | ROX | 13.8kV | 13.8kV | 13.8kV | 0.95612 | 0.83559 | 0.83559 | 3.5854 | 3.5811 | 3.5811 | 26.67% | 23.33% | 23.33% | 24.44% | Y | N | N
| W52 | WMECO | NORTHERN | PITTSFIELD | Doreen_19A | 19A | 19A-1X,19A-2X | PITTSFIELD | D | 19A8 | PITTSFIELD | 23kV | 23kV | 23 | 6.6 | 1.6 | 1.2 | 12.9 | 12.9 | 12.9 | 51.16% | 12.4% | 9.302% | 24.29% | Y | N | N
| 1067 | NSTAR | South | Plymouth | West Pond Sub | 737 | 2 | Plymouth | D | 3-10-929 | CAR | 22.8kV | 22.8kV | 22.8kV | 4.5416 | 4.7333 | 3.6288 | 17.7713 | 17.7498 | 17.7498 | 25.56% | 26.67% | 20.44% | 24.22% | Y | N | N
| 1154 | NSTAR | South | Plymouth | Tremont Sub | 713 | 1 | Wareham | D | 3-81-81 | WAR | 22.8kV | 22.8kV | 22.8kV | 5.7263 | 5.3249 | 4.3388 | 21.3256 | 21.2998 | 21.2998 | 26.85% | 25% | 20.37% | 24.07% | Y | Y | N
| 617 | NSTAR | Central | Boston | Andrew Sq | 106 | 110B | South Boston | D | 528-169H1 | BOS | 13.8kV | 13.8kV | 13.8kV | 0.7649 | 0.81172 | 0.83559 | 3.3464 | 3.3424 | 3.3424 | 22.86% | 24.29% | 25% | 24.05% | Y | N | N
| 1074 | NSTAR | South | Plymouth | West Pond Sub | 737 | 1 | Plymouth | D | 3-12-932 | PLY | 22.8kV | 22.8kV | 22.8kV | 5.055 | 5.1277 | 4.8911 | 20.9307 | 20.9053 | 20.9053 | 24.15% | 24.53% | 23.4% | 24.03% | Y | N | N
| W91 | WMECO | NORTHERN | HADLEY | Cumberland_22B | 22B | 22B-2X | GREENFIELD | D | 22B5 | GREENFIELD | 13.8kV | 13.8kV | 13.8 | 1.3 | 2.22 | 2.1 | 7.8 | 7.8 | 7.8 | 16.67% | 28.46% | 26.92% | 24.02% | Y | N | N
| 618 | NSTAR | Central | Boston | Andrew Sq | 106 | 110B | South Boston | D | 528-169H2 | BOS | 13.8kV | 13.8kV | 13.8kV | 2.0318 | 1.9577 | 2.0293 | 8.366 | 8.3559 | 8.3559 | 24.29% | 23.43% | 24.29% | 24% | Y | N | N
| 1464 | NSTAR | West | Waltham | Pine Street | 33 | 14D &14 E | Waltham | D | 3309 | WAL | 4.16kV | 4.16kV | 4.16kV | 0.43954 | 0.4534 | 0.40302 | 1.8014 | 1.7992 | 1.7992 | 24.4% | 25.2% | 22.4% | 24% | Y | N | N
| 1041 | NSTAR | South | New Bedford | Hathaway St. | 617 | N | New Bedford | D | 2-87-132 | NEB | 3.74kV | 3.74kV | 3.74kV | 0.80976 | 0.25881 | 0.25881 | 1.8527 | 1.8505 | 1.8505 | 43.71% | 13.99% | 13.99% | 23.89% | Y | N | N
| 668 | NSTAR | Central | Somerville | Potter | 813 | 14A | Cambridge | D | 813-36 | CAM | 4.16kV | 4.16kV | 4.16kV | 0.90069 | 0.8996 | 0 | 2.5219 | 2.5189 | 2.5189 | 35.71% | 35.71% | 0% | 23.81% | Y | N | N
| 590 | NSTAR | Central | Boston | Dewar Street | 483 | 110A | Dorchester | D | 511-1495H1 | DOR | 13.8kV | 13.8kV | 13.8kV | 0.71709 | 0.83559 | 0.83559 | 3.3464 | 3.3424 | 3.3424 | 21.43% | 25% | 25% | 23.81% | Y | N | N
| 1012 | NSTAR | South | New Bedford | Pine Street | 611 | A | New Bedford | D | 2-73-16 | NEB | 13.2kV | 13.2kV | 13.2kV | 0.91455 | 0.91344 | 0.91344 | 3.8411 | 3.8364 | 3.8364 | 23.81% | 23.81% | 23.81% | 23.81% | Y | N | N
| 1112 | NSTAR | South | Plymouth | Marshfield Sub | 739 | 1 | Marshfield | D | 3-24A-34J2 | MAF | 4.16kV | 22.8kV | 22.8kV | 2.7644 | 3.1555 | 2.9583 | 12.4399 | 12.4249 | 12.4249 | 22.22% | 25.4% | 23.81% | 23.81% | Y | N | N
| 310 | NSTAR | Central | Somerville | Mystic Station | 250 | 110A | Charlestown | D | 30-179XYH | EVE | 13.8kV | 13.8kV | 13.8kV | 3.944 | 2.9842 | 3.2946 | 14.3418 | 14.3244 | 14.3244 | 27.5% | 20.83% | 23% | 23.78% | Y | N | N
| W139 | WMECO | SOUTHERN | SPRINGFIELD | Breckwood_20A | 20A | 20A-1X | SPRINGFIELD | D | 20A11 | SPRINGFIELD | 13.8kV | 13.8kV | 13.8 | 2.5 | 1.9 | 1.3 | 8 | 8 | 8 | 31.25% | 23.75% | 16.25% | 23.75% | Y | N | N
| 1458 | NSTAR | West | Waltham | Pine Street | 33 | 14D &14 E | Waltham | D | 3301 | WAL | 4.16kV | 4.16kV | 4.16kV | 0.57644 | 0.57574 | 0 | 1.6212 | 1.6193 | 1.6193 | 35.56% | 35.56% | 0% | 23.7% | Y | N | N
| 1268 | NSTAR | South | Cape & Vineyard | Hyannis Junction | 961 | 1 | Barnstable | D | 4-84B-510 | BNS | 22.8kV | 22.8kV | 22.8kV | 3.1594 | 2.4455 | 2.2483 | 11.0577 | 11.0443 | 11.0443 | 28.57% | 22.14% | 20.36% | 23.69% | Y | N | N
| 1022 | NSTAR | South | New Bedford | Acushnet | 612 | S | Acushnet | D | 2-80-80 | NEB | 13.2kV | 13.2kV | 13.2kV | 2.7436 | 1.53 | 1.4158 | 8.0252 | 8.0154 | 8.0154 | 34.19% | 19.09% | 17.66% | 23.65% | Y | N | N
| 525 | NSTAR | Central | Boston | Dewar Street | 483 | 110A | Dorchester | D | 466-1482H2 | DOR | 13.8kV | 13.8kV | 13.8kV | 1.9122 | 1.9815 | 2.0293 | 8.366 | 8.3559 | 8.3559 | 22.86% | 23.71% | 24.29% | 23.62% | Y | N | N
| 203 | NSTAR | Central | Somerville | Woburn | 211 | 110B | Woburn | D | 211-H15 | WOB | 13.8kV | 13.8kV | 13.8kV | 0.19122 | 0.19099 | 5.7059 | 8.6051 | 8.5946 | 8.5946 | 2.222% | 2.222% | 66.39% | 23.61% | Y | N | N
| 631 | NSTAR | Central | Boston | Roslindale | 13 | Bus #1 | Roslindale | D | 554-79H1 | WRX | 13.8kV | 13.8kV | 13.8kV | 1.96 | 2.0532 | 1.886 | 8.366 | 8.3559 | 8.3559 | 23.43% | 24.57% | 22.57% | 23.52% | Y | N | N
| 1523 | NSTAR | West | Waltham | Homer Street | 17 | 292-82H, 292-215, 41-211X | Newton | D | 17-H2 | BRI,NEW | 13.8kV | 13.8kV | 13.8kV | 2.0318 | 1.886 | 1.9099 | 8.366 | 8.3559 | 8.3559 | 24.29% | 22.57% | 22.86% | 23.24% | Y | N | N
| 859 | NSTAR | South | New Bedford | Pine Street | 611 | C | N. Bedford | D | 1996-02-03 | NEB | 13.2kV | 13.2kV | 13.2kV | 0.89169 | 0.8906 | 0.8906 | 3.8411 | 3.8364 | 3.8364 | 23.21% | 23.21% | 23.21% | 23.21% | Y | N | N
| 1336 | NSTAR | South | Cape & Vineyard | Harwich Sub | 968 | 1 | Harwich | D | 4-92B-570 | DEN | 22.8kV | 22.8kV | 22.8kV | 2.1326 | 2.2089 | 2.2483 | 9.4781 | 9.4666 | 9.4666 | 22.5% | 23.33% | 23.75% | 23.19% | Y | N | N
| 86 | NSTAR | Central | Boston | Hoyt Street | 67 | 14B | Dorchester | D | 6707 | DOR | 4.16kV | 4.16kV | 4.16kV | 0.37469 | 0.35984 | 0.439 | 1.6933 | 1.6912 | 1.6912 | 22.13% | 21.28% | 25.96% | 23.12% | Y | N | N
| 1555 | NSTAR | West | Southboro | Sherborn | 274 | 110B | Sherborn | D | 274-H2 | HOL,MDW,MLS,SHE | 13.8kV | 13.8kV | 13.8kV | 2.7249 | 2.7216 | 2.65 | 11.7125 | 11.6983 | 11.6983 | 23.27% | 23.27% | 22.65% | 23.06% | Y | N | N
| 943 | NSTAR | South | New Bedford | Crystal Spring | 646 | 1 | Mattapoisett | D | 2-302-302 | MPO | 13.2kV | 13.2kV | 13.2kV | 3.5439 | 4.59 | 0 | 11.7748 | 11.7605 | 11.7605 | 30.1% | 39.03% | 0% | 23.04% | Y | N | N
| 37 | NSTAR | Central | Boston | Allston | 36 | 14E | Allston | D | 3623 | BRI,BKL | 4.16kV | 4.16kV | 4.16kV | 0.18014 | 0.75566 | 0.70529 | 2.3778 | 2.3749 | 2.3749 | 7.576% | 31.82% | 29.7% | 23.03% | Y | N | N
| W81 | WMECO | NORTHERN | HADLEY | Montague_21C | 21C | 21C-3X | MONTAGUE | D | 21C3 | MONTAGUE | 13.8kV | 13.8kV | 13.8 | 7.3 | 0 | 0 | 10.6 | 10.6 | 10.6 | 68.87% | 0% | 0% | 22.96% | Y | N | N
| 846 | NSTAR | South | New Bedford | Brock Ave | 683 | 1 | N. Bedford | D | 2-7-34 | NEB | 13.2 | 13.2kV | 13.2kV | 1.3718 | 1.393 | 1.4843 | 6.1961 | 6.1886 | 6.1886 | 22.14% | 22.51% | 23.99% | 22.88% | Y | N | N
| 150 | NSTAR | Central | Boston | Andrew Sq | 106 | 110B | South Boston | D | 143-109H3 | DOR | 13.8kV | 13.8kV | 13.8kV | 0.7649 | 0.74009 | 0.78784 | 3.3464 | 3.3424 | 3.3424 | 22.86% | 22.14% | 23.57% | 22.86% | Y | N | N
| 1052 | NSTAR | South | New Bedford | Pine Street | 611 | D | N. Bedford | D | 2-89-11 | NEB | 13.2kV | 13.2kV | 13.2kV | 0.11432 | 0.11418 | 2.3978 | 3.8411 | 3.8364 | 3.8364 | 2.976% | 2.976% | 62.5% | 22.82% | Y | N | N
| W211 | WMECO | SOUTHERN | SPRINGFIELD | East_Springfield_5J | 5J | 5J-7X | SPRINGFIELD | D | 5J11 | SPRINGFIELD | 13.8kV | 13.8kV | 13.8 | 7.1 | 2.3 | 1.2 | 15.5 | 15.5 | 15.5 | 45.81% | 14.84% | 7.742% | 22.8% | Y | N | N
| 1432 | NSTAR | West | Southboro | Mechanic St | 23 | 14C | Natick | D | 2301 | NAT | 4.16kV | 4.16kV | 4.16kV | 0.526 | 0.48219 | 0.51097 | 2.2337 | 2.231 | 2.231 | 23.55% | 21.61% | 22.9% | 22.69% | Y | N | N
| 261 | NSTAR | Central | Somerville | Mystic Station | 250 | 110B | Charlestown | D | 250-H3 | CHT | 13.8kV | 13.8kV | 13.8kV | 2.7727 | 2.6978 | 2.4113 | 11.5929 | 11.5789 | 11.5789 | 23.92% | 23.3% | 20.82% | 22.68% | Y | N | N
| 984 | NSTAR | South | New Bedford | Pine Street | 611 | A | N. Bedford | D | 2-60-17 | NEB | 13.2kV | 13.2kV | 13.2kV | 0.86882 | 0.86777 | 0.86777 | 3.8411 | 3.8364 | 3.8364 | 22.62% | 22.62% | 22.62% | 22.62% | Y | N | N
| 626 | NSTAR | Central | Boston | Brighton | 329 | 110B | Brighton | D | 548-92H1 | BRI | 13.8kV | 13.8kV | 13.8kV | 1.9361 | 2.6261 | 1.9099 | 9.5612 | 9.5496 | 9.5496 | 20.25% | 27.5% | 20% | 22.58% | Y | N | N
| W145 | WMECO | SOUTHERN | SPRINGFIELD | Breckwood_20A | 20A | 20A-2X | SPRINGFIELD | D | 20A23 | SPRINGFIELD | 13.8kV | 13.8kV | 13.8 | 4.6 | 1.7 | 1.6 | 11.7 | 11.7 | 11.7 | 39.32% | 14.53% | 13.68% | 22.51% | Y | N | N
| 800 | NSTAR | Central | Somerville | East Camb | 875 | 110C | Cambridge | D | 875-1365 | CAM | 13.8kV | 13.8kV | 13.8kV | 2.5337 | 2.5068 | 2.7455 | 11.5929 | 11.5789 | 11.5789 | 21.86% | 21.65% | 23.71% | 22.41% | Y | N | N
| 610 | NSTAR | Central | Boston | Dewar Street | 483 | 110A | Dorchester | D | 52-1494H2 | DOR | 13.8kV | 13.8kV | 13.8kV | 0.66928 | 0.62072 | 0.71622 | 2.9879 | 2.9842 | 2.9842 | 22.4% | 20.8% | 24% | 22.4% | Y | N | N
| 1515 | NSTAR | West | Waltham | Needham | 148 | 110B | Needham | D | 148-H2 | NEE | 13.8kV | 13.8kV | 13.8kV | 2.6054 | 2.5068 | 2.7455 | 11.7125 | 11.6983 | 11.6983 | 22.24% | 21.43% | 23.47% | 22.38% | Y | N | N
| 1291 | NSTAR | South | Cape & Vineyard | Santuit Sub | 941 | 1 | Barnstable | D | 4-88-880 | FAL | 4.16kV | 4.16kV | 4.16kV | 1.0403 | 1.1262 | 1.1262 | 4.9105 | 4.9046 | 4.9046 | 21.19% | 22.96% | 22.96% | 22.37% | Y | N | N
| 937 | NSTAR | South | New Bedford | Purchase St | 699 | C | N. Bedford | D | 2-24-182 | NEB | 13.2kV | 13.2kV | 13.2kV | 1.6005 | 1.7355 | 2.6946 | 9.0312 | 9.0202 | 9.0202 | 17.72% | 19.24% | 29.87% | 22.28% | Y | N | N
| 26 | NSTAR | Central | Boston | Allston | 36 | 14A | Allston | D | 3605 | BRI,BKL | 4.16kV | 4.16kV | 4.16kV | 0.33866 | 0.50378 | 0.64771 | 2.2337 | 2.231 | 2.231 | 15.16% | 22.58% | 29.03% | 22.26% | Y | N | N
| 1351 | NSTAR | South | Cape & Vineyard | Wellfleet Sub | 976 | 1 | Wellfleet | D | 4-94B-646 | EAS | 22.8kV | 22.8kV | 22.8kV | 2.2115 | 2.0511 | 2.2878 | 9.873 | 9.861 | 9.861 | 22.4% | 20.8% | 23.2% | 22.13% | Y | N | N
| 965 | NSTAR | South | New Bedford | Cross Rd. | 651 | 109 | Dartmouth | D | 2-533-530 | DAR | 13.2kV | 13.2kV | 13.2kV | 1.4176 | 1.4158 | 1.4843 | 6.539 | 6.5311 | 6.5311 | 21.68% | 21.68% | 22.73% | 22.03% | Y | N | N
| 998 | NSTAR | South | New Bedford | Pine Street | 611 | A | N. Bedford | D | 2-67-14 | NEB | 13.2kV | 13.2kV | 13.2kV | 0.84596 | 0.84493 | 0.84493 | 3.8411 | 3.8364 | 3.8364 | 22.02% | 22.02% | 22.02% | 22.02% | Y | N | N
| 50 | NSTAR | Central | Boston | Kenmore | 49 | 14C | Boston | D | 4904 | BDT | 4.16kV | 4.16kV | 4.16kV | 0.53321 | 0.58294 | 0 | 1.6933 | 1.6912 | 1.6912 | 31.49% | 34.47% | 0% | 21.99% | Y | N | N
| 319 | NSTAR | Central | Somerville | Willoughby St | 488 | 110C | Chelsea | D | 308-197H2 | EBO | 13.8kV | 13.8kV | 13.8kV | 0.59757 | 1.0743 | 1.0743 | 4.183 | 4.178 | 4.178 | 14.29% | 25.71% | 25.71% | 21.9% | Y | N | N
| 529 | NSTAR | Central | Boston | Arsenal Street | 467 | 110A | Watertown | D | 467-H11 | WAT BRI | 13.8kV | 13.8kV | 13.8kV | 2.5098 | 2.2919 | 2.7933 | 11.5929 | 11.5789 | 11.5789 | 21.65% | 19.79% | 24.12% | 21.86% | Y | N | N
| W48 | WMECO | NORTHERN | PITTSFIELD | Doreen_19A | 19A | 19A-1X,19A-2X | PITTSFIELD | D | 19A4 | PITTSFIELD | 23kV | 23kV | 23 | 6.6 | 1.8 | 1.3 | 14.8 | 14.8 | 14.8 | 44.59% | 12.16% | 8.784% | 21.85% | Y | N | N
| 1283 | NSTAR | South | Cape & Vineyard | Hyannis Junction | 961 | 1 | Barnstable | D | 4-87B-87B | BNS | 22.8kV | 22.8kV | 22.8kV | 6.9111 | 6.7844 | 11.1232 | 37.9122 | 37.8662 | 37.8662 | 18.23% | 17.92% | 29.38% | 21.84% | Y | N | N
| 779 | NSTAR | Central | Somerville | Putnam | 831 | 110A | Cambridge | D | 831-1NB4 | CAM | 13.8 | 13.8kV | 13.8kV | 1.4103 | 1.5518 | 1.4563 | 6.8123 | 6.8041 | 6.8041 | 20.7% | 22.81% | 21.4% | 21.64% | Y | N | N
| W163 | WMECO | SOUTHERN | SPRINGFIELD | Clinton_21S | 21S | 21S-3X | SPRINGFIELD | D | 21S15 | SPRINGFIELD | 13.8kV | 13.8kV | 13.8 | 6.2 | 0 | 0.6 | 10.5 | 10.5 | 10.5 | 59.05% | 0% | 5.714% | 21.59% | Y | N | N
| 137 | NSTAR | Central | Somerville | PNU29 | PNU29 | P13/P29 | Somerville | D | 13N29 | SOM | 4.16kV | 4.16kV | 4.16kV | 0.54042 | 0.56855 | 0.56855 | 2.594 | 2.5908 | 2.5908 | 20.83% | 21.94% | 21.94% | 21.57% | Y | N | N
| 1685 | NSTAR | West | Southboro | Acton | 416 | 110B | Maynard | D | 416-H7 | SUD WAY | 13.8kV | 13.8kV | 13.8kV | 2.462 | 2.4829 | 2.6023 | 11.7125 | 11.6983 | 11.6983 | 21.02% | 21.22% | 22.24% | 21.5% | Y | N | N
| 121 | NSTAR | Central | Boston | Dorchester Ave | 139 | 14A | South Boston | D | 139-01 | SOB | 4.16kV | 4.16kV | 4.16kV | 0.13691 | 1.5257 | 0.0071968 | 2.594 | 2.5908 | 2.5908 | 5.278% | 58.89% | 0.2778% | 21.48% | Y | N | N
| 614 | NSTAR | Central | Boston | K Street | 385 | 110C | S. Boston | D | 525-191H | SOB,BDT | 13.8kV | 13.8kV | 13.8kV | 2.3425 | 1.146 | 1.0505 | 7.0514 | 7.0428 | 7.0428 | 33.22% | 16.27% | 14.92% | 21.47% | Y | N | N
| 910 | NSTAR | South | New Bedford | Pine Street | 611 | A | N. Bedford | D | 2-110-110 | NEB | 13.2kV | 13.2kV | 13.2kV | 1.9891 | 2.0096 | 1.1646 | 8.0252 | 8.0154 | 8.0154 | 24.79% | 25.07% | 14.53% | 21.46% | Y | N | N
| W186 | WMECO | SOUTHERN | SPRINGFIELD | Orchard_27A | 27A | 27A-2X | SPRINGFIELD | D | 27A15 | LUDLOW | 13.8kV | 13.8kV | 13.8 | 1.1 | 0.2 | 5.2 | 10.1 | 10.1 | 10.1 | 10.89% | 1.98% | 51.49% | 21.45% | Y | N | N
| 97 | NSTAR | Central | Boston | Andrew Sq | 106 | 110C | South Boston | D | 106-1N31H3 | DOR | 13.8kV | 13.8kV | 13.8kV | 0.66928 | 0.71622 | 0.76397 | 3.3464 | 3.3424 | 3.3424 | 20% | 21.43% | 22.86% | 21.43% | Y | N | N
| W140 | WMECO | SOUTHERN | SPRINGFIELD | Breckwood_20A | 20A | 20A-1X | SPRINGFIELD | D | 20A12 | SPRINGFIELD | 13.8kV | 13.8kV | 13.8 | 3.2 | 2.3 | 2 | 11.7 | 11.7 | 11.7 | 27.35% | 19.66% | 17.09% | 21.37% | Y | N | N
| 542 | NSTAR | Central | Boston | Dewar Street | 483 | 14B | Dorchester | D | 483-09 | DOR | 4.16kV | 4.16kV | 4.16kV | 0.59806 | 0.53976 | 0.51817 | 2.594 | 2.5908 | 2.5908 | 23.06% | 20.83% | 20% | 21.3% | Y | N | N
| 1442 | NSTAR | West | Southboro | South Street | 24 | 14F | Framingham | D | 2406 | FRA | 4.16kV | 4.16kV | 4.16kV | 0.46836 | 0.46779 | 0.71248 | 2.594 | 2.5908 | 2.5908 | 18.06% | 18.06% | 27.5% | 21.2% | Y | N | N
| 269 | NSTAR | Central | Somerville | Dragon Court | 375 | 110B | Woburn | D | 258-1394H5 | SOM | 13.8kV | 13.8kV | 13.8kV | 0.50196 | 0.78784 | 0.83559 | 3.3464 | 3.3424 | 3.3424 | 15% | 23.57% | 25% | 21.19% | Y | N | N
| 1321 | NSTAR | South | Cape & Vineyard | Hyannis Junction | 961 | 2 | Barnstable | D | 4-92A-551 | DEN | 22.8kV | 22.8kV | 22.8kV | 1.7376 | 2.13 | 1.8933 | 9.0831 | 9.0721 | 9.0721 | 19.13% | 23.48% | 20.87% | 21.16% | Y | N | N
| 1135 | NSTAR | South | Plymouth | Brook Street | 727 | 1 | Plympton | D | 3-50-914 | PLT,KIN | 22.8kV | 22.8kV | 22.8kV | 2.1721 | 3.1555 | 3.1555 | 13.4272 | 13.411 | 13.411 | 16.18% | 23.53% | 23.53% | 21.08% | Y | N | N
| 1739 | NSTAR | West | Walpole | Norwood Sub | 469 | Muni | Norwood | D | 469-H1 | WWO | 13.8kV | 13.8kV | 13.8kV | 2.0318 | 2.1964 | 1.9577 | 9.8002 | 9.7883 | 9.7883 | 20.73% | 22.44% | 20% | 21.06% | Y | N | N
| 783 | NSTAR | Central | Somerville | Putnam | 831 | 110B | Cambridge | D | 831-1ND5 | CAM | 13.8kV | 13.8kV | 13.8kV | 2.5576 | 2.3158 | 2.4351 | 11.5929 | 11.5789 | 11.5789 | 22.06% | 20% | 21.03% | 21.03% | Y | N | N
| 1692 | NSTAR | West | Southboro | Speen Street | 433 | 110A | Framingham | D | 433-H13 | FRA NAT | 13.8kV | 13.8kV | 13.8kV | 2.7249 | 2.7455 | 1.8144 | 11.5929 | 11.5789 | 11.5789 | 23.51% | 23.71% | 15.67% | 20.96% | Y | N | N
| 239 | NSTAR | Central | Somerville | Mystic Station | 250 | 110B | Charlestown | D | 250-1N33H1 | SOM,SHE | 13.8kV | 13.8kV | 13.8kV | 1.3864 | 1.3847 | 1.4324 | 6.6928 | 6.6847 | 6.6847 | 20.71% | 20.71% | 21.43% | 20.95% | Y | N | N
| 180 | NSTAR | Central | Boston | Seafood Way | 99 | 110A | South Boston | D | 162-182H1 | SOB | 13.8kV | 13.8kV | 13.8kV | 1.3625 | 1.3131 | 1.2892 | 6.3343 | 6.3266 | 6.3266 | 21.51% | 20.75% | 20.38% | 20.88% | Y | N | N
| W96 | WMECO | NORTHERN | HADLEY | Greenfield_28W | 28W | 28W-2X | GREENFIELD | D | 28W4 | GREENFIELD | 4.8kV | 4.8kV | 4.8 | 0.6 | 0.2 | 0.2 | 1.6 | 1.6 | 1.6 | 37.5% | 12.5% | 12.5% | 20.83% | Y | N | N
| 245 | NSTAR | Central | Somerville | Mystic Station | 251 | 110A | Charlestown | D | 250-1N35H2 | EVE | 13.8kV | 13.8kV | 13.8kV | 2.5098 | 2.3397 | 2.3874 | 11.5929 | 11.5789 | 11.5789 | 21.65% | 20.21% | 20.62% | 20.82% | Y | N | N
| 1255 | NSTAR | South | Cape & Vineyard | Sandwich Sub | 916 | 1 | Sandwich | D | 4-81B-443 | SAN | 22.8kV | 22.8kV | 22.8kV | 3.2778 | 7.2577 | 3.2344 | 22.1155 | 22.0886 | 22.0886 | 14.82% | 32.86% | 14.64% | 20.77% | Y | N | N
| 441 | NSTAR | Central | Somerville | Dragon Court | 375 | 110A | Woburn | D | 375-H10 | BUR WOB | 13.8kV | 13.8kV | 13.8kV | 2.5337 | 2.3397 | 2.3635 | 11.7125 | 11.6983 | 11.6983 | 21.63% | 20% | 20.2% | 20.61% | Y | N | N
| 834 | NSTAR | Central | Boston | K Street | 385 | 110A | South Boston | D | MC-3 | SOB | 13.8kV | 13.8kV | 13.8kV | 1.1712 | 1.0743 | 1.0743 | 5.3782 | 5.3716 | 5.3716 | 21.78% | 20% | 20% | 20.59% | Y | N | N
| 52 | NSTAR | Central | Boston | Kenmore | 49 | 14A | Boston | D | 4906 | BDT,ROX | 4.16kV | 4.16kV | 4.16kV | 0.51159 | 0.57574 | 0.51097 | 2.594 | 2.5908 | 2.5908 | 19.72% | 22.22% | 19.72% | 20.56% | Y | N | N
| 1470 | NSTAR | West | Waltham | Pine Street | 33 | 14D &14 E | Waltham | D | 3317 | WAL | 4.16kV | 4.16kV | 4.16kV | 0.3891 | 0.40302 | 0.31666 | 1.8014 | 1.7992 | 1.7992 | 21.6% | 22.4% | 17.6% | 20.53% | Y | N | N
| 1236 | NSTAR | South | Cape & Vineyard | North Falmouth sub | 967 | 1 | Falmouth | D | 4-78-861 | FAL | 4.8kV | 4.8kV | 4.8kV | 1.1307 | 1.146 | 1.1626 | 5.612 | 5.6052 | 5.6052 | 20.15% | 20.44% | 20.74% | 20.44% | Y | N | N
| 32 | NSTAR | Central | Boston | Allston | 36 | 14C | Allston | D | 3614 | BRI | 4.16kV | 4.16kV | 4.16kV | 0.79261 | 0.28787 | 0.28787 | 2.2337 | 2.231 | 2.231 | 35.48% | 12.9% | 12.9% | 20.43% | Y | N | N
| 1749 | NSTAR | West | Walpole | Canton | 470 | 110A | Canton | D | 470-H2 | CAN,SHA | 13.8kV | 13.8kV | 13.8kV | 2.462 | 2.4113 | 2.2919 | 11.7125 | 11.6983 | 11.6983 | 21.02% | 20.61% | 19.59% | 20.41% | Y | N | N
| W31 | WMECO | NORTHERN | PITTSFIELD | Berkshire_18C | 18C | 18C-4X | HINSDALE | D | 18C1 | HINSDALE | 23kV | 23kV | 23 | 3.3 | 4.9 | 3 | 18.3 | 18.3 | 18.3 | 18.03% | 26.78% | 16.39% | 20.4% | Y | N | N
| 839 | NSTAR | Central | Boston | Dewar Street | 483 | 110A | Dorchester | D | MC-9 | ROX | 13.8kV | 13.8kV | 13.8kV | 0.71709 | 0.95496 | 0.95496 | 4.3025 | 4.2973 | 4.2973 | 16.67% | 22.22% | 22.22% | 20.37% | Y | N | N
| 1134 | NSTAR | South | Plymouth | Brook Street | 727 | 1 | Plympton | D | 3-50-50 | PLT | 22.8 | 22.8kV | 22.8kV | 2.3695 | 5.9166 | 4.7333 | 21.3256 | 21.2998 | 21.2998 | 11.11% | 27.78% | 22.22% | 20.37% | Y | N | N
| 1267 | NSTAR | South | Cape & Vineyard | Oak Street | 920 | 1 | Barnstable | D | 4-84A-84A | BNS | 22.8kV | 22.8kV | 22.8kV | 8.5302 | 7.376 | 6.3505 | 36.53 | 36.4857 | 36.4857 | 23.35% | 20.22% | 17.41% | 20.32% | Y | N | N
| W25 | WMECO | NORTHERN | HADLEY | Amherst_17K | 17K | 17K-3X | AMHERST | D | 17K3 | AMHERST | 13.8kV | 13.8kV | 13.8 | 4.5 | 0.88 | 0.9 | 10.3 | 10.3 | 10.3 | 43.69% | 8.544% | 8.738% | 20.32% | Y | N | N
| 1196 | NSTAR | South | Plymouth | Kingston Sub | 735 | 1 | Kingston | D | 3-909-909 | KIN | 22.8kV | 22.8kV | 22.8kV | 2.6065 | 2.1694 | 2.8005 | 12.4399 | 12.4249 | 12.4249 | 20.95% | 17.46% | 22.54% | 20.32% | Y | N | N
| 1529 | NSTAR | West | Walpole | Dedham | 20 | 24B | Dedham | D | 20-H2 | DED | 13.8kV | 13.8kV | 13.8kV | 1.4342 | 1.5041 | 0.90721 | 6.3343 | 6.3266 | 6.3266 | 22.64% | 23.77% | 14.34% | 20.25% | Y | N | N
| 92 | NSTAR | Central | Boston | Andrew Sq | 106 | 110C | South Boston | D | 106-1N18H6 | ROX | 13.8kV | 13.8kV | 13.8kV | 0.64538 | 0.66847 | 0.71622 | 3.3464 | 3.3424 | 3.3424 | 19.29% | 20% | 21.43% | 20.24% | Y | N | N
| 1688 | NSTAR | West | Southboro | Speen Street | 433 | 110A | Framingham | D | 433-H1 | FRA | 13.8kV | 13.8kV | 13.8kV | 1.6015 | 1.6712 | 3.796 | 11.7125 | 11.6983 | 11.6983 | 13.67% | 14.29% | 32.45% | 20.14% | Y | N | N
| 1065 | NSTAR | South | New Bedford | Pine Street | 611 | B | N. Bedford | D | 2-98-98 | NEB | 13.2kV | 13.2kV | 13.2kV | 1.852 | 1.7584 | 2.0552 | 9.4199 | 9.4084 | 9.4084 | 19.66% | 18.69% | 21.84% | 20.06% | Y | N | N
| 562 | NSTAR | Central | Boston | Colburn St | 492 | 110A | Boston | D | 49-1400H1 | ROX | 13.8kV | 13.8kV | 13.8kV | 0.95612 | 0.95496 | 0.95496 | 4.7806 | 4.7748 | 4.7748 | 20% | 20% | 20% | 20% | Y | N | N
| W29 | WMECO | NORTHERN | HADLEY | Amherst_17K | 17K | 17K-4X | AMHERST | D | 17K7 | AMHERST | 13.8kV | 13.8kV | 13.8 | 3.6 | 1.27 | 1.3 | 10.3 | 10.3 | 10.3 | 34.95% | 12.33% | 12.62% | 19.97% | Y | N | N
| 1316 | NSTAR | South | Cape & Vineyard | Falmouth Sub | 933 | 1 | Falmouth | D | 4-91-228 | VIN | 22.8kV | 22.8kV | 22.8kV | 2.6065 | 2.9583 | 2.4455 | 13.4272 | 13.411 | 13.411 | 19.41% | 22.06% | 18.24% | 19.9% | Y | N | N
| 1186 | NSTAR | South | Plymouth | Valley Sub | 715 | 1 | Plymouth | D | 3-88-88 | BOP | 22.8kV | 22.8kV | 22.8kV | 6.7136 | 5.956 | 9.0721 | 36.53 | 36.4857 | 36.4857 | 18.38% | 16.32% | 24.86% | 19.86% | Y | N | N
| 76 | NSTAR | Central | Somerville | Mystic Street | 59 | 14A | Arlington | D | 5907 | ARL | 4.16kV | 4.16kV | 4.16kV | 0.31704 | 0.32386 | 0.32386 | 1.6212 | 1.6193 | 1.6193 | 19.56% | 20% | 20% | 19.85% | Y | N | N
| 1193 | NSTAR | South | Plymouth | Garland Sub | 733 | 1 | Plymouth | D | 3-90-10J2 | BRN | 4.16kV | 4.16kV | 4.16kV | 0 | 0.46779 | 0.43181 | 1.5132 | 1.5113 | 1.5113 | 0% | 30.95% | 28.57% | 19.84% | Y | N | N
| 409 | NSTAR | Central | Boston | Hyde Park | 496 | 110B | Hyde Park | D | 344-1411H1 | HYP | 13.8kV | 13.8kV | 13.8kV | 1.9122 | 1.8622 | 1.9099 | 9.5612 | 9.5496 | 9.5496 | 20% | 19.5% | 20% | 19.83% | Y | N | N
| 739 | NSTAR | Central | Somerville | Alewife | 828 | 110A | Cambridge | D | 828-1104H1 | CAM | 13.8kV | 13.8kV | 13.8kV | 0.8366 | 0.81172 | 0.83559 | 4.183 | 4.178 | 4.178 | 20% | 19.43% | 20% | 19.81% | Y | N | N
| 1693 | NSTAR | West | Southboro | Speen Street | 433 | 110C | Framingham | D | 433-H14 | FRA NAT | 13.8kV | 13.8kV | 13.8kV | 2.3664 | 2.1487 | 2.3635 | 11.5929 | 11.5789 | 11.5789 | 20.41% | 18.56% | 20.41% | 19.79% | Y | N | N
| 829 | NSTAR | Central | Boston | Seafood Way | 99 | 110A | South Boston | D | 99-H8 | SOB | 13.8kV | 13.8kV | 13.8kV | 3.0357 | 2.9365 | 2.8171 | 14.8198 | 14.8019 | 14.8019 | 20.48% | 19.84% | 19.03% | 19.78% | Y | N | N
| 382 | NSTAR | Central | Boston | Andrew Sq | 106 | 110A | South Boston | D | 323-78H1 | SOB | 13.8kV | 13.8kV | 13.8kV | 0.69319 | 0.66847 | 0.62072 | 3.3464 | 3.3424 | 3.3424 | 20.71% | 20% | 18.57% | 19.76% | Y | N | N
| 410 | NSTAR | Central | Boston | Hyde Park | 496 | 110B | Hyde Park | D | 344-1411H2 | HYP | 13.8kV | 13.8kV | 13.8kV | 0.59757 | 0.66847 | 0.71622 | 3.3464 | 3.3424 | 3.3424 | 17.86% | 20% | 21.43% | 19.76% | Y | N | N
| 1184 | NSTAR | South | Plymouth | Buzzards Bay Sub | 712 | 1 | Buzzards Bay | D | 3-88-2J3 | BRN | 4.16kV | 4.16kV | 4.16kV | 0 | 0.57574 | 0.57574 | 1.9455 | 1.9431 | 1.9431 | 0% | 29.63% | 29.63% | 19.75% | Y | N | N
| 1648 | NSTAR | West | Waltham | Jackson Street | 369 | 292-82H | Newton | D | 369-03 | NEW | 4.16kV | 4.16kV | 4.16kV | 0.36028 | 0.39582 | 0.39582 | 1.9455 | 1.9431 | 1.9431 | 18.52% | 20.37% | 20.37% | 19.75% | Y | N | N
| W54 | WMECO | NORTHERN | HADLEY | Midway_19B | 19B | 19B-1X | EASTHAMPTON | D | 19B15 | EASTHAMPTON | 13.8kV | 13.8kV | 13.8 | 1.7 | 2 | 0.9 | 7.8 | 7.8 | 7.8 | 21.79% | 25.64% | 11.54% | 19.66% | Y | N | N
| W162 | WMECO | SOUTHERN | SPRINGFIELD | Clinton_21S | 21S | 21S-3X | SPRINGFIELD | D | 21S14 | SPRINGFIELD | 13.8kV | 13.8kV | 13.8 | 0 | 2.6 | 1.7 | 7.3 | 7.3 | 7.3 | 0% | 35.62% | 23.29% | 19.63% | Y | N | N
| 99 | NSTAR | Central | Boston | Andrew Sq | 106 | 110C | South Boston | D | 106-1N31H5 | ROX | 13.8kV | 13.8kV | 13.8kV | 0.62148 | 0.6446 | 0.69235 | 3.3464 | 3.3424 | 3.3424 | 18.57% | 19.29% | 20.71% | 19.52% | Y | N | N
| 1325 | NSTAR | South | Cape & Vineyard | Hyannis Junction | 961 | 2 | Barnstable | D | 4-92A-560 | YAR | 22.8kV | 22.8kV | 22.8kV | 4.0282 | 4.5755 | 4.3388 | 22.1155 | 22.0886 | 22.0886 | 18.21% | 20.71% | 19.64% | 19.52% | Y | N | N
| 1147 | NSTAR | South | Plymouth | Manomet Sub | 721 | 1 | Plymouth | D | 3-72-72 | PLY | 22.8kV | 22.8kV | 22.8kV | 4.739 | 4.1811 | 3.55 | 21.3256 | 21.2998 | 21.2998 | 22.22% | 19.63% | 16.67% | 19.51% | Y | N | N
| 181 | NSTAR | Central | Boston | Seafood Way | 99 | 110A | South Boston | D | 162-182H2 | SOB | 13.8kV | 13.8kV | 13.8kV | 1.3386 | 1.2176 | 1.146 | 6.3343 | 6.3266 | 6.3266 | 21.13% | 19.25% | 18.11% | 19.5% | Y | N | N
| 835 | NSTAR | Central | Boston | Dewar Street | 483 | 110A | Dorchester | D | MC-4 | DOR | 13.8kV | 13.8kV | 13.8kV | 1.0039 | 1.0505 | 1.0743 | 5.3782 | 5.3716 | 5.3716 | 18.67% | 19.56% | 20% | 19.41% | Y | N | N
| 311 | NSTAR | Central | Boston | Colburn St | 350 | 110B | Boston | D | 304-1440 | ROX | 13.8kV | 13.8kV | 13.8kV | 2.2947 | 2.268 | 2.1725 | 11.5929 | 11.5789 | 11.5789 | 19.79% | 19.59% | 18.76% | 19.38% | Y | N | N
| 187 | NSTAR | Central | Boston | PNU20 | PNU20 | 110B | Brookline | D | 20N23 | BRI,BKL | 4.16kV | 4.16kV | 4.16kV | 1.2394 | 0.18712 | 0.071968 | 2.594 | 2.5908 | 2.5908 | 47.78% | 7.222% | 2.778% | 19.26% | Y | N | N
| 1386 | NSTAR | South | Cape & Vineyard | Falmouth Sub | 933 | 1 | Falmouth | D | 4-97-220 | WTI | 22.8kV | 22.8kV | 22.8kV | 2.0536 | 3.4316 | 3.5105 | 15.5993 | 15.5804 | 15.5804 | 13.16% | 22.03% | 22.53% | 19.24% | Y | N | N
| 820 | NSTAR | Central | Boston | Seafood Way | 99 | 110C | South Boston | D | 99-H1 | SOB | 13.8kV | 13.8kV | 13.8kV | 2.1035 | 2.5545 | 3.8676 | 14.8198 | 14.8019 | 14.8019 | 14.19% | 17.26% | 26.13% | 19.19% | Y | N | N
| 1047 | NSTAR | South | New Bedford | River Rd. | 695 | 1 | New Bedford | D | 2-88-136 | NEB | 3.74kV | 3.74kV | 3.74kV | 0.38868 | 0.36233 | 0.31057 | 1.8527 | 1.8505 | 1.8505 | 20.98% | 19.58% | 16.78% | 19.11% | Y | N | N
| 1566 | NSTAR | West | Waltham | Arsenal Street | 467 | 110B | Watertown | D | 277-1367YH1 | WAL | 13.8kV | 13.8kV | 13.8kV | 1.0995 | 1.1937 | 1.5996 | 6.8123 | 6.8041 | 6.8041 | 16.14% | 17.54% | 23.51% | 19.06% | Y | N | N
| 694 | NSTAR | Central | Somerville | Prospect | 819 | 14kV Bus | Cambridge | D | 819-1374XY | CAM | 13.8kV | 13.8kV | 13.8kV | 1.9122 | 2.5306 | 1.7667 | 10.8759 | 10.8627 | 10.8627 | 17.58% | 23.3% | 16.26% | 19.05% | Y | N | N
| 993 | NSTAR | South | New Bedford | Pine Street | 611 | B | N. Bedford | D | 2-62-51 | NEB | 13.2kV | 13.2kV | 13.2kV | 0.73164 | 0.73075 | 0.73075 | 3.8411 | 3.8364 | 3.8364 | 19.05% | 19.05% | 19.05% | 19.05% | Y | N | N
| 1276 | NSTAR | South | Cape & Vineyard | Otis Sub | 915 | 1 | Bourne | D | 4-86-408 | BRN | 22.8kV | 22.8kV | 22.8kV | 2.8039 | 2.9977 | 3.1555 | 15.7968 | 15.7776 | 15.7776 | 17.75% | 19% | 20% | 18.92% | Y | N | N
| 129 | NSTAR | Central | Boston | Dorchester Ave | 139 | 14C | South Boston | D | 139-09 | SOB | 4.16kV | 4.16kV | 4.16kV | 0.41792 | 0.33825 | 0.34545 | 1.9455 | 1.9431 | 1.9431 | 21.48% | 17.41% | 17.78% | 18.89% | Y | N | N
| 222 | NSTAR | Central | Somerville | Mystic Station | 250 | 110A | Everett | D | 227-51H3 | SOM | 13.8kV | 13.8kV | 13.8kV | 0.7649 | 0.76397 | 0.83559 | 4.183 | 4.178 | 4.178 | 18.29% | 18.29% | 20% | 18.86% | Y | N | N
| 478 | NSTAR | Central | Somerville | Mystic Station | 250 | 110B | Somerville | D | 387-148H1 | CHT EVE SOM | 13.8kV | 13.8kV | 13.8kV | 0.7649 | 0.52523 | 0.59685 | 3.3464 | 3.3424 | 3.3424 | 22.86% | 15.71% | 17.86% | 18.81% | Y | N | N
| 62 | NSTAR | Central | Boston | Tremont Street | 53 | 14A | Roxbury | D | 5204 | ROX | 4.16kV | 4.16kV | 4.16kV | 0.67011 | 0.15113 | 0.63332 | 2.594 | 2.5908 | 2.5908 | 25.83% | 5.833% | 24.44% | 18.7% | Y | N | N
| 511 | NSTAR | Central | Boston | Cummins Hwy | 441 | 14A | Roslindale | D | 441-05 | DOR,HYP,WRX | 4.16kV | 4.16kV | 4.16kV | 0.59085 | 0.55415 | 0.56135 | 3.0624 | 3.0586 | 3.0586 | 19.29% | 18.12% | 18.35% | 18.59% | Y | N | N
| 929 | NSTAR | South | New Bedford | Acushnet | 612 | N | Acushnet | D | 2-231-231 | ACU | 13.2kV | 13.2kV | 13.2kV | 1.4404 | 1.5528 | 1.4615 | 8.0252 | 8.0154 | 8.0154 | 17.95% | 19.37% | 18.23% | 18.52% | Y | N | N
| 501 | NSTAR | Central | Boston | Dewar Street | 483 | 110B | Dorchester | D | 43-1490H1 | DOR | 13.8kV | 13.8kV | 13.8kV | 1.1951 | 1.2653 | 1.3131 | 6.8123 | 6.8041 | 6.8041 | 17.54% | 18.6% | 19.3% | 18.48% | Y | N | N
| 221 | NSTAR | Central | Somerville | Mystic Station | 250 | 110A | Everett | D | 227-51H2 | SOM | 13.8kV | 13.8kV | 13.8kV | 0.71709 | 0.76397 | 0.83559 | 4.183 | 4.178 | 4.178 | 17.14% | 18.29% | 20% | 18.48% | Y | N | N
| W170 | WMECO | SOUTHERN | SPRINGFIELD | Clinton_21S | 21S | 21S-2X | SPRINGFIELD | D | 21S7 | SPRINGFIELD | 13.8kV | 13.8kV | 13.8 | 2.9 | 3.2 | 0.1 | 11.2 | 11.2 | 11.2 | 25.89% | 28.57% | 0.8929% | 18.45% | Y | N | N
| 1232 | NSTAR | South | Cape & Vineyard | Hatchville Sub | 936 | 1 | Falmouth | D | 4-78-409 | FAL | 22.8kV | 22.8kV | 22.8kV | 3.1988 | 2.7611 | 3.6288 | 17.3764 | 17.3554 | 17.3554 | 18.41% | 15.91% | 20.91% | 18.41% | Y | N | N
| 646 | NSTAR | Central | Boston | K Street | 385 | 110B | South Boston | D | 583-122H5 | SOB | 13.8kV | #N/A | #N/A | 1.1234 | 1.146 | 1.1937 | 6.3343 | 6.3266 | 6.3266 | 17.74% | 18.11% | 18.87% | 18.24% | Y | N | N
| 1561 | NSTAR | West | Waltham | Newtonville | 277 | 277-1368 | Newton | D | 277-03 | NEW | 4.16kV | 4.16kV | 4.16kV | 0.50439 | 0.53976 | 0 | 1.9095 | 1.9072 | 1.9072 | 26.42% | 28.3% | 0% | 18.24% | Y | N | N
| 1168 | NSTAR | South | Plymouth | Wareham Sub | 714 | 1 | Wareham | D | 3-84-963 | WAR | 22.8kV | 22.8kV | 22.8kV | 3.3173 | 3.4316 | 2.9583 | 17.7713 | 17.7498 | 17.7498 | 18.67% | 19.33% | 16.67% | 18.22% | Y | N | N
| 154 | NSTAR | Central | Boston | Andrew Sq | 106 | 110B | South Boston | D | 143-109H7 | WRX | 13.8kV | 13.8kV | 13.8kV | 0.57367 | 0.59685 | 0.6446 | 3.3464 | 3.3424 | 3.3424 | 17.14% | 17.86% | 19.29% | 18.1% | Y | N | N
| 660 | NSTAR | Central | Somerville | Charles | 811 | 14A | Cambridge | D | 811-36 | CAM | 4.16kV | 4.16kV | 4.16kV | 1.3691 | 0 | 0 | 2.5219 | 2.5189 | 2.5189 | 54.29% | 0% | 0% | 18.1% | Y | N | N
| 494 | NSTAR | Central | Boston | Congress Street | 430 | 14A | South Boston | D | 430-03 | SOB | 4.16kV | 4.16kV | 4.16kV | 0.61247 | 0.48219 | 0.30946 | 2.594 | 2.5908 | 2.5908 | 23.61% | 18.61% | 11.94% | 18.06% | Y | N | N
| 360 | NSTAR | Central | Boston | San Juan Street | 318 | 14A | Boston | D | 318-06 | BDT | 4.16kV | 4.16kV | 4.16kV | 1.052 | 0 | 0 | 1.9455 | 1.9431 | 1.9431 | 54.07% | 0% | 0% | 18.02% | Y | N | N
| 1049 | NSTAR | South | New Bedford | River Rd. | 695 | 1 | N. Bedford | D | 2-88-144 | NEB | 3.74kV | 3.74kV | 3.74kV | 0.35629 | 0.31704 | 0.32351 | 1.8527 | 1.8505 | 1.8505 | 19.23% | 17.13% | 17.48% | 17.95% | Y | N | N
| 146 | NSTAR | Central | Boston | Humboldt Ave | 143 | 14AB | Roxbury | D | 143-05 | ROX | 4.16kV | 4.16kV | 4.16kV | 0.2594 | 0.41741 | 0.71248 | 2.594 | 2.5908 | 2.5908 | 10% | 16.11% | 27.5% | 17.87% | Y | N | N
| 147 | NSTAR | Central | Boston | Andrew Sq | 106 | 110B | South Boston | D | 143-109H1 | WRX DOR | 13.8kV | 13.8kV | 13.8kV | 0.62148 | 0.57298 | 0.59685 | 3.3464 | 3.3424 | 3.3424 | 18.57% | 17.14% | 17.86% | 17.86% | Y | N | N
| 895 | NSTAR | South | New Bedford | Pine Street | 611 | D | N. Bedford | D | 2028-02-08 | NEB | 13.2kV | 13.2kV | 13.2kV | 0.68591 | 0.68508 | 0.68508 | 3.8411 | 3.8364 | 3.8364 | 17.86% | 17.86% | 17.86% | 17.86% | Y | N | N
| 524 | NSTAR | Central | Boston | Dewar Street | 483 | 110A | Dorchester | D | 466-1482H1 | DOR | 13.8kV | 13.8kV | 13.8kV | 1.4342 | 1.4802 | 1.5518 | 8.366 | 8.3559 | 8.3559 | 17.14% | 17.71% | 18.57% | 17.81% | Y | N | N
| 830 | NSTAR | Central | Boston | Seafood Way | 99 | 110B | South Boston | D | 99-H9 | SOB | 13.8kV | 13.8kV | 13.8kV | 2.7488 | 2.6261 | 2.4351 | 14.8198 | 14.8019 | 14.8019 | 18.55% | 17.74% | 16.45% | 17.58% | Y | N | N
| 869 | NSTAR | South | Plymouth | West Pond Sub | 737 | 1 | Plymouth | D | 2011-03-11 | PLY, CAR | 22.8kV | 22.8kV | 22.8kV | 2.3695 | 2.1694 | 2.0116 | 12.4399 | 12.4249 | 12.4249 | 19.05% | 17.46% | 16.19% | 17.57% | Y | N | N
| 666 | NSTAR | Central | Somerville | Potter | 813 | 14A | Cambridge | D | 813-13 | CAM | 4.16kV | 4.16kV | 4.16kV | 0.54042 | 0.53976 | 0 | 2.0536 | 2.0511 | 2.0511 | 26.32% | 26.32% | 0% | 17.54% | Y | N | N
| 91 | NSTAR | Central | Boston | Andrew Sq | 106 | 110C | South Boston | D | 106-1N18H5 | ROX | 13.8kV | 13.8kV | 13.8kV | 0.52587 | 0.62072 | 0.59685 | 3.3464 | 3.3424 | 3.3424 | 15.71% | 18.57% | 17.86% | 17.38% | Y | N | N
| 645 | NSTAR | Central | Boston | K Street | 385 | 110B | South Boston | D | 583-122H4 | SOB | 13.8kV | #N/A | #N/A | 1.1473 | 1.0743 | 1.0743 | 6.3343 | 6.3266 | 6.3266 | 18.11% | 16.98% | 16.98% | 17.36% | Y | N | N
| 1202 | NSTAR | South | Cape & Vineyard | Hyannis Junction | 961 | 3 | Barnstable | D | 4-63-531 | BAR | 22.8kV | 22.8kV | 22.8kV | 2.33 | 2.4455 | 2.2089 | 13.4272 | 13.411 | 13.411 | 17.35% | 18.24% | 16.47% | 17.35% | Y | N | N
| 593 | NSTAR | Central | Boston | Dewar Street | 483 | 110B | Dorchester | D | 511-1497H1 | DOR | 13.8kV | 13.8kV | 13.8kV | 1.4342 | 1.4802 | 1.5518 | 8.6051 | 8.5946 | 8.5946 | 16.67% | 17.22% | 18.06% | 17.31% | Y | N | N
| W242 | WMECO | SOUTHERN | SPRINGFIELD | West_Springfield_8C | 8C | 8C-1X,8C-2X | WEST SPRINGFIELD | D | 8C25 | WEST SPRINGFIELD | 13.8kV | 13.8kV | 13.8 | 3 | 0.6 | 0.5 | 7.9 | 7.9 | 7.9 | 37.97% | 7.595% | 6.329% | 17.3% | Y | N | N
| 1399 | NSTAR | South | Cape & Vineyard | Hatchville Sub | 936 | 1 | Falmouth | D | 4-98B-448 | FAL | 22.8kV | 22.8kV | 22.8kV | 2.409 | 2.3272 | 2.2089 | 13.4272 | 13.411 | 13.411 | 17.94% | 17.35% | 16.47% | 17.25% | Y | N | N
| 156 | NSTAR | Central | Boston | Andrew Sq | 106 | 110B | South Boston | D | 143-109H9 | WRX | 13.8kV | 13.8kV | 13.8kV | 0.54977 | 0.57298 | 0.59685 | 3.3464 | 3.3424 | 3.3424 | 16.43% | 17.14% | 17.86% | 17.14% | Y | N | N
| 1752 | NSTAR | West | Walpole | Canton | 470 | 110B | Canton | D | 470-H5 | CAN,SHA,WLP | 13.8kV | 13.8kV | 13.8kV | 1.3864 | 1.3369 | 1.7428 | 8.7246 | 8.714 | 8.714 | 15.89% | 15.34% | 20% | 17.08% | Y | N | N
| 938 | NSTAR | South | New Bedford | Wing Lane | 624 | 1 | Acushnet | D | 2-242-242 | ACU | 13.2kV | 13.2kV | 13.2kV | 2.9494 | 0 | 2.9458 | 11.569 | 11.555 | 11.555 | 25.49% | 0% | 25.49% | 17% | Y | N | N
| 499 | NSTAR | Central | Boston | K Street | 385 | 110A | South Boston | D | 430-156H1 |  | 13.8kV | 13.8kV | 13.8kV | 1.0995 | 1.0505 | 1.0743 | 6.3343 | 6.3266 | 6.3266 | 17.36% | 16.6% | 16.98% | 16.98% | Y | N | N
| 1299 | NSTAR | South | Cape & Vineyard | Brewster Sub | 951 | 2 | Brewster | D | 4-89B-577 | ORL | 22.8kV | 22.8kV | 22.8kV | 2.251 | 2.2483 | 2.2483 | 13.4272 | 13.411 | 13.411 | 16.76% | 16.76% | 16.76% | 16.76% | Y | N | N
| 648 | NSTAR | Central | Boston | K Street | 385 | 110B | South Boston | D | 583-122H7 | SOB | 13.8kV | #N/A | #N/A | 1.0756 | 1.0266 | 1.0743 | 6.3343 | 6.3266 | 6.3266 | 16.98% | 16.23% | 16.98% | 16.73% | Y | N | N
| 632 | NSTAR | Central | Boston | Roslindale | 13 | Bus #1 | Roslindale | D | 554-79H2 | WRX | 13.8kV | 13.8kV | 13.8kV | 0.7649 | 0.81172 | 0.81172 | 4.7806 | 4.7748 | 4.7748 | 16% | 17% | 17% | 16.67% | Y | N | N
| 389 | NSTAR | Central | Boston | Brighton | 329 | 110A | Brighton | D | 329-1N40H1 | BKL | 13.8kV | 13.8kV | 13.8kV | 0.95612 | 0.95496 | 0.71622 | 5.2587 | 5.2523 | 5.2523 | 18.18% | 18.18% | 13.64% | 16.67% | Y | N | N
| 1379 | NSTAR | South | Cape & Vineyard | Wellfleet Sub | 992 | 1 | Wellfleet | D | 4-96-960 | WLF | 8.3kV | 8.3kV | 8.3kV | 0.7907 | 0.86154 | 0 | 3.3066 | 3.3026 | 3.3026 | 23.91% | 26.09% | 0% | 16.67% | Y | N | N
| 1652 | NSTAR | West | Waltham | Trapelo Road | 450 | 110A | Waltham | D | 369-1317H2 | NEW | 13.8kV | 13.8kV | 13.8kV | 0 | 0.83559 | 0.83559 | 3.3464 | 3.3424 | 3.3424 | 0% | 25% | 25% | 16.67% | Y | N | N
| 740 | NSTAR | Central | Somerville | Alewife | 828 | 110A | Cambridge | D | 828-1104H2 | CAM | 13.8kV | 13.8kV | 13.8kV | 0.69319 | 0.66847 | 0.71622 | 4.183 | 4.178 | 4.178 | 16.57% | 16% | 17.14% | 16.57% | Y | N | N
| 127 | NSTAR | Central | Boston | Dorchester Ave | 139 | 14A | South Boston | D | 139-07 | SOB | 4.16kV | 4.16kV | 4.16kV | 0.32425 | 0.29507 | 0.34545 | 1.9455 | 1.9431 | 1.9431 | 16.67% | 15.19% | 17.78% | 16.54% | Y | N | N
| 5 | NSTAR | Central | Boston | Roslindale | 13 | 14A | Roslindale | D | 1307 | WRX | 4.16kV | 4.16kV | 4.16kV | 0.15132 | 0.35984 | 0.32386 | 1.6933 | 1.6912 | 1.6912 | 8.936% | 21.28% | 19.15% | 16.45% | Y | N | N
| 495 | NSTAR | Central | Boston | Congress Street | 430 | 14A | South Boston | D | 430-04 | SOB | 4.16kV | 4.16kV | 4.16kV | 0.3963 | 0.42461 | 0.4462 | 2.594 | 2.5908 | 2.5908 | 15.28% | 16.39% | 17.22% | 16.3% | Y | N | N
| 1644 | NSTAR | West | Southboro | Maynard | 355 | 2 | Maynard | D | 355-04 | MAY | 4.16kV | 4.16kV | 4.16kV | 0.18014 | 0.37423 | 0.39582 | 1.9455 | 1.9431 | 1.9431 | 9.259% | 19.26% | 20.37% | 16.3% | Y | N | N
| 745 | NSTAR | Central | Somerville | Alewife | 828 | 110A | Cambridge | D | 828-1375 | CAM | 13.8kV | 13.8kV | 13.8kV | 1.4103 | 1.4802 | 1.1937 | 8.366 | 8.3559 | 8.3559 | 16.86% | 17.71% | 14.29% | 16.29% | Y | N | N
| 1373 | NSTAR | South | Cape & Vineyard | Wellfleet Sub | 976 | 2 | Wellfleet | D | 4-96-669 | TRU | 22.8kV | 4.16kV | 4.16kV | 0.21824 | 0.19618 | 0.18892 | 1.2367 | 1.2352 | 1.2352 | 17.65% | 15.88% | 15.29% | 16.27% | Y | N | N
| 777 | NSTAR | Central | Somerville | Putnam | 831 | 110A | Cambridge | D | 831-1394 | CAM | 13.8kV | 13.8kV | 13.8kV | 1.6254 | 1.4324 | 1.1937 | 8.7246 | 8.714 | 8.714 | 18.63% | 16.44% | 13.7% | 16.26% | Y | N | N
| 234 | NSTAR | Central | Somerville | Mystic Station | 250 | 110B | Somerville | D | 227-52H7 | SOM | 13.8kV | 13.8kV | 13.8kV | 0.74099 | 0.50135 | 0.50135 | 3.5854 | 3.5811 | 3.5811 | 20.67% | 14% | 14% | 16.22% | Y | N | N
| 1173 | NSTAR | South | Plymouth | Tremont Sub | 713 | 2 | Wareham | D | 3-85-928 | WAR | 22.8kV | 22.8kV | 22.8kV | 3.3173 | 2.8005 | 2.5244 | 17.7713 | 17.7498 | 17.7498 | 18.67% | 15.78% | 14.22% | 16.22% | Y | N | N
| 265 | NSTAR | Central | Somerville | Dragon Court | 375 | 110B | Woburn | D | 258-1394H1 | WOB | 13.8kV | 13.8kV | 13.8kV | 0.74099 | 0.40586 | 0.47748 | 3.3464 | 3.3424 | 3.3424 | 22.14% | 12.14% | 14.29% | 16.19% | Y | N | N
| W171 | WMECO | SOUTHERN | SPRINGFIELD | Clinton_21S | 21S | 21S-2X | SPRINGFIELD | D | 21S8 | SPRINGFIELD | 13.8kV | 13.8kV | 13.8 | 2.7 | 2.3 | 0.1 | 10.5 | 10.5 | 10.5 | 25.71% | 21.9% | 0.9524% | 16.19% | Y | N | N
| 1387 | NSTAR | South | Cape & Vineyard | Falmouth Sub | 933 | 1 | Falmouth | D | 4-97-222 | WTI | 22.8kV | 22.8kV | 22.8kV | 1.9746 | 2.4455 | 2.0116 | 13.4272 | 13.411 | 13.411 | 14.71% | 18.24% | 15% | 15.98% | Y | N | N
| 898 | NSTAR | South | New Bedford | Industrial Park | 636 | 111 | N. Bedford | D | 2-102-602 | FRE | 13.2 | 13.2kV | 13.2kV | 2.6522 | 1.4843 | 1.4843 | 11.7748 | 11.7605 | 11.7605 | 22.52% | 12.62% | 12.62% | 15.92% | Y | N | N
| 1721 | NSTAR | West | Southboro | West Framingham | 455 | 110B | Framingham | D | 455-H8 | FRA | 13.8kV | 13.8kV | 13.8kV | 0 | 1.6712 | 4.0108 | 11.9515 | 11.937 | 11.937 | 0% | 14% | 33.6% | 15.87% | Y | N | N
| 1450 | NSTAR | West | Walpole | Stone Street | 26 | 14B | Walpole | D | 2605 | WLP | 4.16kV | 4.16kV | 4.16kV | 0.3891 | 0.29507 | 0.17272 | 1.8014 | 1.7992 | 1.7992 | 21.6% | 16.4% | 9.6% | 15.87% | Y | N | N
| 155 | NSTAR | Central | Boston | Andrew Sq | 106 | 110B | South Boston | D | 143-109H8 | ROX | 13.8kV | 13.8kV | 13.8kV | 0.52587 | 0.50135 | 0.5491 | 3.3464 | 3.3424 | 3.3424 | 15.71% | 15% | 16.43% | 15.71% | Y | N | N
| 266 | NSTAR | Central | Somerville | Dragon Court | 375 | 110B | Woburn | D | 258-1394H2 | WOB | 13.8kV | 13.8kV | 13.8kV | 0.74099 | 0.35811 | 0.47748 | 3.3464 | 3.3424 | 3.3424 | 22.14% | 10.71% | 14.29% | 15.71% | Y | N | N
| 379 | NSTAR | Central | Boston | Andrew Sq | 106 | 110B | South Boston | D | 323-175H1 | BDT | 13.8kV | 13.8kV | 13.8kV | 0.52587 | 0.50135 | 0.5491 | 3.3464 | 3.3424 | 3.3424 | 15.71% | 15% | 16.43% | 15.71% | Y | N | N
| 1358 | NSTAR | South | Cape & Vineyard | Harwich Sub | 968 | 2 | Harwich | D | 4-95A-598 | HAR | 22.8kV | 22.8kV | 22.8kV | 2.251 | 2.2483 | 5.9166 | 22.1155 | 22.0886 | 22.0886 | 10.18% | 10.18% | 26.79% | 15.71% | Y | N | N
| 1115 | NSTAR | South | Plymouth | Marshfield Sub | 739 | 1 | Marshfield | D | 3-24A-971 | MAF | 22.8kV | 22.8kV | 22.8kV | 3.0804 | 2.7216 | 2.5639 | 17.7713 | 17.7498 | 17.7498 | 17.33% | 15.33% | 14.44% | 15.7% | Y | N | N
| 225 | NSTAR | Central | Somerville | Mystic | 250 | 110A | Boston | D | 227-51H6 | SOM | 13.8kV | 13.8kV | 13.8kV | 0.50196 | 0.57298 | 0.59685 | 3.5854 | 3.5811 | 3.5811 | 14% | 16% | 16.67% | 15.56% | Y | N | N
| 82 | NSTAR | Central | Boston | Hoyt Street | 67 | 14B | Dorchester | D | 6702 | DOR | 4.16kV | 4.16kV | 4.16kV | 0.41072 | 0.42461 | 0.37423 | 2.594 | 2.5908 | 2.5908 | 15.83% | 16.39% | 14.44% | 15.56% | Y | N | N
| 1536 | NSTAR | West | Southboro | Leland Street | 240 | 110C | Natick | D | 23-1339H1 | NAT | 13.8kV | 13.8kV | 13.8kV | 0.54977 | 0.50135 | 0.50135 | 3.3464 | 3.3424 | 3.3424 | 16.43% | 15% | 15% | 15.48% | Y | N | N
| 338 | NSTAR | Central | Boston | Hyde Park | 496 | 110B | Hyde Park | D | 311-1403H3 | DOR | 13.8kV | 13.8kV | 13.8kV | 0.8366 | 0.38198 | 0.33424 | 3.3464 | 3.3424 | 3.3424 | 25% | 11.43% | 10% | 15.48% | Y | N | N
| 342 | NSTAR | Central | Boston | Hyde Park | 496 | 110B | Hyde Park | D | 311-1406H4 | DOR | 13.8kV | 13.8kV | 13.8kV | 0.88441 | 0.31036 | 0.35811 | 3.3464 | 3.3424 | 3.3424 | 26.43% | 9.286% | 10.71% | 15.48% | Y | N | N
| 821 | NSTAR | Central | Boston | Seafood Way | 99 | 110B | South Boston | D | 99-H10 | SOB | 13.8kV | 13.8kV | 13.8kV | 2.5337 | 2.1725 | 2.1487 | 14.8198 | 14.8019 | 14.8019 | 17.1% | 14.68% | 14.52% | 15.43% | Y | N | N
| 731 | NSTAR | Central | Somerville | Edmunds | 826 | 14A | Cambridge | D | 826-28 | CAM | 4.16kV | 4.16kV | 4.16kV | 0.22337 | 0.77006 | 0.17272 | 2.5219 | 2.5189 | 2.5189 | 8.857% | 30.57% | 6.857% | 15.43% | Y | N | N
| 1353 | NSTAR | South | Cape & Vineyard | Wellfleet Sub | 976 | 1 | Wellfleet | D | 4-94B-653 | EAS | 22.8kV | 22.8kV | 22.8kV | 2.0536 | 2.2089 | 1.9328 | 13.4272 | 13.411 | 13.411 | 15.29% | 16.47% | 14.41% | 15.39% | Y | N | N
| 235 | NSTAR | Central | Somerville | Mystic Station | 250 | 110B | Somerville | D | 227-52H8 | SOM | 13.8kV | 13.8kV | 13.8kV | 0 | 0.69235 | 0.95496 | 3.5854 | 3.5811 | 3.5811 | 0% | 19.33% | 26.67% | 15.33% | Y | N | N
| 149 | NSTAR | Central | Boston | Andrew Sq | 106 | 110B | South Boston | D | 143-109H2 | DOR | 13.8kV | 13.8kV | 13.8kV | 0.47806 | 0.50135 | 0.5491 | 3.3464 | 3.3424 | 3.3424 | 14.29% | 15% | 16.43% | 15.24% | Y | N | N
| 647 | NSTAR | Central | Boston | K Street | 385 | 110B | South Boston | D | 583-122H6 | SOB | 13.8kV | #N/A | #N/A | 0.98002 | 0.95496 | 0.95496 | 6.3343 | 6.3266 | 6.3266 | 15.47% | 15.09% | 15.09% | 15.22% | Y | N | N
| 1446 | NSTAR | West | Southboro | South Street | 24 | 14G | Framingham | D | 2411 | FRA | 4.16kV | 4.16kV | 4.16kV | 0.25219 | 0.41741 | 0.2159 | 1.9455 | 1.9431 | 1.9431 | 12.96% | 21.48% | 11.11% | 15.19% | Y | N | N
| 1023 | NSTAR | South | New Bedford | Acushnet | 612 | S | Acushnet | D | 2-81-180 | NEB | 13.2kV | 13.2kV | 13.2kV | 0.68591 | 0.68508 | 0.68508 | 4.527 | 4.5215 | 4.5215 | 15.15% | 15.15% | 15.15% | 15.15% | Y | N | N
| 1493 | NSTAR | West | Walpole | South Street | 146 | 110A | Walpole | D | 135-1301 | WLP | 13.8kV | 13.8kV | 13.8kV | 1.3386 | 1.2653 | 1.1937 | 8.366 | 8.3559 | 8.3559 | 16% | 15.14% | 14.29% | 15.14% | Y | N | N
| 1155 | NSTAR | South | Plymouth | Tremont Sub | 713 | 1 | Wareham | D | 3-81-950 | CAR,MID | 22.8kV | 22.8kV | 22.8kV | 2.3695 | 2.1694 | 2.2089 | 15.0069 | 14.9887 | 14.9887 | 15.79% | 14.47% | 14.74% | 15% | Y | N | N
| 1347 | NSTAR | South | Cape & Vineyard | ORL Sub | 975 | 1 | Orleans | D | 4-94A-633 | ORL | 22.8kV | 22.8kV | 22.8kV | 3.9492 | 3.0372 | 2.9583 | 22.1155 | 22.0886 | 22.0886 | 17.86% | 13.75% | 13.39% | 15% | Y | N | N
| 1770 | NSTAR | West | Waltham | Trapelo Road | 450 | 110A | Waltham | D | 531-1359H2 | WAL | 13.8kV | 13.8kV | 13.8kV | 0.52587 | 0.38198 | 0.59685 | 3.3464 | 3.3424 | 3.3424 | 15.71% | 11.43% | 17.86% | 15% | Y | N | N
| 961 | NSTAR | South | New Bedford | Cross Rd. | 651 | 111 | Dartmouth | D | 2-531-530 | DAR | 13.2kV | 13.2kV | 13.2kV | 0.91455 | 0.98195 | 1.0276 | 6.539 | 6.5311 | 6.5311 | 13.99% | 15.03% | 15.73% | 14.92% | Y | N | N
| 974 | NSTAR | South | New Bedford | Pine Street | 611 | B | N. Bedford | D | 2-54-93 | NEB | 13.2kV | 13.2kV | 13.2kV | 0.57159 | 0.5709 | 0.5709 | 3.8411 | 3.8364 | 3.8364 | 14.88% | 14.88% | 14.88% | 14.88% | Y | N | N
| 1034 | NSTAR | South | New Bedford | Acushnet | 612 | N | Acushnet | D | 2-84-15 | NEB | 13.2kV | 13.2kV | 13.2kV | 0.57159 | 0.5709 | 0.5709 | 3.8411 | 3.8364 | 3.8364 | 14.88% | 14.88% | 14.88% | 14.88% | Y | N | N
| 1406 | NSTAR | South | Cape & Vineyard | Falmouth Sub | 933 | 1 | Falmouth | D | 4-99-225 | OKB | 22.8kV | 22.8kV | 22.8kV | 1.6192 | 1.8144 | 1.4989 | 11.0577 | 11.0443 | 11.0443 | 14.64% | 16.43% | 13.57% | 14.88% | Y | N | N
| 1123 | NSTAR | South | Plymouth | Duxbury Sub | 738 | 2 | Duxbury | D | 3-25-907 | MAR | 22.8kV | 22.8kV | 22.8kV | 3.3568 | 3.0372 | 2.8794 | 20.9307 | 20.9053 | 20.9053 | 16.04% | 14.53% | 13.77% | 14.78% | Y | N | N
| 1766 | NSTAR | West | Waltham | Trapelo Road | 450 | 110A | Waltham | D | 526-1361H5 | WAL | 13.8kV | #N/A | #N/A | 0.35854 | 0.6446 | 0.47748 | 3.3464 | 3.3424 | 3.3424 | 10.71% | 19.29% | 14.29% | 14.76% | Y | N | N
| 1741 | NSTAR | West | Walpole | Norwood Sub | 469 | Muni | Norwood | D | 469-H3 | WWO | 13.8kV | 13.8kV | 13.8kV | 1.5537 | 1.4563 | 1.3131 | 9.8002 | 9.7883 | 9.7883 | 15.85% | 14.88% | 13.41% | 14.72% | Y | N | N
| W18 | WMECO | NORTHERN | PITTSFIELD | Woodland_Rd_17G | 17G | 17G-1X,17G-2X | LEE | D | 17G3 | LEE | 23kV | 23kV | 23 | 0.3 | 2.5 | 1.3 | 9.3 | 9.3 | 9.3 | 3.226% | 26.88% | 13.98% | 14.7% | Y | N | N
| 1010 | NSTAR | South | New Bedford | Pine Street | 611 | B | N. Bedford | D | 2-71-71 | NEB | 13.2kV | 13.2kV | 13.2kV | 2.8808 | 0.3197 | 0.29687 | 8.0252 | 8.0154 | 8.0154 | 35.9% | 3.989% | 3.704% | 14.53% | Y | N | N
| 1055 | NSTAR | South | New Bedford | Pine Street | 611 | D | N. Bedford | D | 2-89-181 | NEB | 13.2kV | 13.2kV | 13.2kV | 1.4176 | 1.256 | 1.256 | 9.0312 | 9.0202 | 9.0202 | 15.7% | 13.92% | 13.92% | 14.51% | Y | N | N
| 612 | NSTAR | Central | Boston | Dewar Street | 483 | 110B | Roxbury | D | 52-1499H3 | DOR,ROX | 13.8kV | 13.8kV | 13.8kV | 0.38245 | 0.42973 | 0.47748 | 2.9879 | 2.9842 | 2.9842 | 12.8% | 14.4% | 16% | 14.4% | Y | N | N
| 1745 | NSTAR | West | Walpole | Canton | 470 | 110B | Canton | D | 470-H1 | CAN,WWO | 13.8kV | 13.8kV | 13.8kV | 1.6971 | 1.7189 | 1.5757 | 11.5929 | 11.5789 | 11.5789 | 14.64% | 14.85% | 13.61% | 14.36% | Y | N | N
| 53 | NSTAR | Central | Boston | Kenmore | 49 | 14A | Boston | D | 4907 | BDT | 4.16kV | 4.16kV | 4.16kV | 0.10808 | 0.50378 | 0.50378 | 2.594 | 2.5908 | 2.5908 | 4.167% | 19.44% | 19.44% | 14.35% | Y | N | N
| 347 | NSTAR | Central | Boston | Electric Ave | 315 | 110A | Brighton | D | 315-H13 | BDT | 13.8kV | 13.8kV | 13.8kV | 1.721 | 1.6712 | 1.5757 | 11.5929 | 11.5789 | 11.5789 | 14.85% | 14.43% | 13.61% | 14.3% | Y | N | N
| 387 | NSTAR | Central | Boston | Brighton | 329 | 110A | Brighton | D | 329-1N173H1 | BKL BRI | 13.8kV | 13.8kV | 13.8kV | 0.47806 | 0.47748 | 0.47748 | 3.3464 | 3.3424 | 3.3424 | 14.29% | 14.29% | 14.29% | 14.29% | Y | N | N
| 486 | NSTAR | Central | Boston | Amory Street | 396 | 14B | Roxbury | D | 396-1050H1 | ROX | 13.8kV | 13.8kV | 13.8kV | 0.47806 | 0.47748 | 0.47748 | 3.3464 | 3.3424 | 3.3424 | 14.29% | 14.29% | 14.29% | 14.29% | Y | N | N
| 911 | NSTAR | South | New Bedford | Pine Street | 611 | A | N. Bedford | D | 2-110-26 | NEB | 13.2kV | 13.2kV | 13.2kV | 0.54873 | 0.54806 | 0.54806 | 3.8411 | 3.8364 | 3.8364 | 14.29% | 14.29% | 14.29% | 14.29% | Y | N | N
| 875 | NSTAR | South | Plymouth | Kingston Sub | 735 | 1 | Kingston | D | 2015-03-15 | KIN, PLY, PLT | 22.8kV | 22.8kV | 22.8kV | 2.7249 | 2.7611 | 3.55 | 21.3256 | 21.2998 | 21.2998 | 12.78% | 12.96% | 16.67% | 14.14% | Y | N | N
| 1552 | NSTAR | West | Southboro | Sherborn | 274 | 110B | Sherborn | D | 274-1429H1 | ASH FRA | 13.8kV | 13.8kV | 13.8kV | 4.9479 | 0 | 0 | 11.7125 | 11.6983 | 11.6983 | 42.24% | 0% | 0% | 14.08% | Y | N | N
| 827 | NSTAR | Central | Boston | Seafood Way | 99 | 110A | South Boston | D | 99-H6 | SOB | 13.8kV | 13.8kV | 13.8kV | 2.4 | 2.268 | 1.3608 | 14 | 14.8019 | 14.8019 | 17.14% | 15.32% | 9.194% | 13.89% | Y | N | N
| 1148 | NSTAR | South | Plymouth | Manomet Sub | 741 | 1 | Plymouth | D | 3-72-940 | PLY | 22.8kV | 22.8kV | 22.8kV | 2.488 | 2.6033 | 2.2878 | 17.7713 | 17.7498 | 17.7498 | 14% | 14.67% | 12.89% | 13.85% | Y | N | N
| 179 | NSTAR | Central | Boston | Seafood Way | 99 | 110C | South Boston | D | 162-141H2 | SOB | 13.8kV | 13.8kV | 13.8kV | 1.0517 | 0.97883 | 0.59685 | 6.3343 | 6.3266 | 6.3266 | 16.6% | 15.47% | 9.434% | 13.84% | Y | N | N
| 484 | NSTAR | Central | Boston | Amory Street | 396 | 14B | Roxbury | D | 396-07 | BKL,DOR,ROX,WRX | 4.16kV | 4.16kV | 4.16kV | 0.057644 | 0.050378 | 0.96437 | 2.594 | 2.5908 | 2.5908 | 2.222% | 1.944% | 37.22% | 13.8% | Y | N | N
| 621 | NSTAR | Central | Boston | Roslindale | 13 | Bus #1 | Roslindale | D | 536-76H1 | WRX | 13.8kV | 13.8kV | 13.8kV | 0.57367 | 0.59685 | 0.45361 | 3.944 | 3.9392 | 3.9392 | 14.55% | 15.15% | 11.52% | 13.74% | Y | N | N
| W45 | WMECO | NORTHERN | PITTSFIELD | Doreen_19A | 19A | 19A-1X,19A-2X | PITTSFIELD | D | 19A1 | PITTSFIELD | 23kV | 23kV | 23 | 2.3 | 2.5 | 1.9 | 16.3 | 16.3 | 16.3 | 14.11% | 15.34% | 11.66% | 13.7% | Y | N | N
| 855 | NSTAR | South | New Bedford | Pine Street | 611 | D | N. Bedford | D | 2-25-50 | NEB | 13.2 | 13.2kV | 13.2kV | 0.52587 | 0.52523 | 0.52523 | 3.8411 | 3.8364 | 3.8364 | 13.69% | 13.69% | 13.69% | 13.69% | Y | N | N
| 999 | NSTAR | South | New Bedford | Pine Street | 611 | A | N. Bedford | D | 2-67-28 | NEB | 13.2kV | 13.2kV | 13.2kV | 0.52587 | 0.52523 | 0.52523 | 3.8411 | 3.8364 | 3.8364 | 13.69% | 13.69% | 13.69% | 13.69% | Y | N | N
| 1014 | NSTAR | South | New Bedford | Pine Street | 611 | A | N. Bedford | D | 2-73-47 | NEB | 13.2kV | 13.2kV | 13.2kV | 0.52587 | 0.52523 | 0.52523 | 3.8411 | 3.8364 | 3.8364 | 13.69% | 13.69% | 13.69% | 13.69% | Y | N | N
| 178 | NSTAR | Central | Boston | Seafood Way | 99 | 110C | South Boston | D | 162-141H1 | SOB | 13.8kV | 13.8kV | 13.8kV | 1.0039 | 0.90721 | 0.66847 | 6.3343 | 6.3266 | 6.3266 | 15.85% | 14.34% | 10.57% | 13.58% | Y | N | N
| 417 | NSTAR | Central | Somerville | Colburn St | 350 | 110C | Boston | D | 350-H13 | BKL | 13.8kV | 13.8kV | 13.8kV | 0.95612 | 1.1698 | 1.6473 | 9.3222 | 9.3109 | 9.3109 | 10.26% | 12.56% | 17.69% | 13.5% | Y | N | N
| 318 | NSTAR | Central | Somerville | Willoughby St | 488 | 110C | Chelsea | D | 308-197H1 | EAB | 13.8kV | 13.8kV | 13.8kV | 0.90831 | 0.38198 | 0.38198 | 4.183 | 4.178 | 4.178 | 21.71% | 9.143% | 9.143% | 13.33% | Y | N | N
| 505 | NSTAR | Central | Boston | Dewar Street | 483 | 110B | Dorchester | D | 43-1490H5 | DOR | 13.8kV | 13.8kV | 13.8kV | 0.33464 | 0.38198 | 0.47748 | 2.9879 | 2.9842 | 2.9842 | 11.2% | 12.8% | 16% | 13.33% | Y | N | N
| 1233 | NSTAR | South | Cape & Vineyard | Hatchville Sub | 936 | 1 | Falmouth | D | 4-78-410 | FAL | 22.8kV | 22.8kV | 22.8kV | 2.33 | 2.3666 | 2.2483 | 17.3764 | 17.3554 | 17.3554 | 13.41% | 13.64% | 12.95% | 13.33% | Y | N | N
| 1279 | NSTAR | South | Cape & Vineyard | Sandwich Sub | 916 | 1 | Sandwich | D | 4-87A-472 | SAN | 22.8kV | 22.8kV | 22.8kV | 1.7771 | 1.8539 | 1.7355 | 13.4272 | 13.411 | 13.411 | 13.24% | 13.82% | 12.94% | 13.33% | Y | N | N
| 1641 | NSTAR | West | Waltham | Marrett Road | 320 | 110A | Lexington | D | 351-1377H1 | LEX | 13.8kV | 13.8kV | 13.8kV | 0.47806 | 0.71622 | 0.71622 | 4.7806 | 4.7748 | 4.7748 | 10% | 15% | 15% | 13.33% | Y | N | N
| 346 | NSTAR | Central | Boston | Electric Ave | 315 | 110A | Brighton | D | 315-H11 | BRI | 13.8kV | 13.8kV | 13.8kV | 1.3864 | 1.5518 | 1.7189 | 11.7125 | 11.6983 | 11.6983 | 11.84% | 13.27% | 14.69% | 13.27% | Y | N | N
| 374 | NSTAR | Central | Boston | Southampton Street | 323 | 14C | South Boston | D | 323-03 | ROX | 4.16kV | 4.16kV | 4.16kV | 0.36028 | 0.34545 | 0.32386 | 2.594 | 2.5908 | 2.5908 | 13.89% | 13.33% | 12.5% | 13.24% | Y | N | N
| 746 | NSTAR | Central | Somerville | Alewife | 828 | 110B | Cambridge | D | 828-1376 | CAM | 13.8kV | 13.8kV | 13.8kV | 1.8405 | 1.3369 | 0.88334 | 10.2783 | 10.2658 | 10.2658 | 17.91% | 13.02% | 8.605% | 13.18% | Y | N | N
| 1764 | NSTAR | West | Waltham | Trapelo Road | 450 | 110A | Waltham | D | 526-1361H3 | WAL | 13.8kV | #N/A | #N/A | 0.95612 | 0.35811 | 0 | 3.3464 | 3.3424 | 3.3424 | 28.57% | 10.71% | 0% | 13.1% | Y | N | N
| 868 | NSTAR | South | New Bedford | Purchase St | 699 | 1 | N. Bedford | D | 2011-02-24 | NEB | 13.2kV | 13.2kV | 13.2kV | 0.503 | 0.50239 | 0.50239 | 3.8411 | 3.8364 | 3.8364 | 13.1% | 13.1% | 13.1% | 13.1% | Y | N | N
| 500 | NSTAR | Central | Boston | K Street | 385 | 110C | South Boston | D | 430-157H1 | SOB | 13.8kV | 13.8kV | 13.8kV | 1.1234 | 1.0743 | 1.0743 | 8.366 | 8.3559 | 8.3559 | 13.43% | 12.86% | 12.86% | 13.05% | Y | N | N
| 1140 | NSTAR | South | Plymouth | Brook Street | 727 | 1 | Plympton | D | 3-51-980 | PLT,CAR,KIN | 22.8kV | 22.8kV | 22.8kV | 2.6854 | 2.7216 | 2.7611 | 20.9307 | 20.9053 | 20.9053 | 12.83% | 13.02% | 13.21% | 13.02% | Y | N | N
| 1352 | NSTAR | South | Cape & Vineyard | Wellfleet Sub | 976 | 1 | Wellfleet | D | 4-94B-647 | EAS, WEL | 22.8kV | 22.8kV | 22.8kV | 3.0804 | 2.9583 | 2.5639 | 22.1155 | 22.0886 | 22.0886 | 13.93% | 13.39% | 11.61% | 12.98% | Y | N | N
| 448 | NSTAR | Central | Somerville | Dragon Court | 375 | 110A | Woburn | D | 375-H5 | BUR,WOB | 13.8kV | 13.8kV | 13.8kV | 1.4342 | 1.5041 | 1.4563 | 11.3539 | 11.3401 | 11.3401 | 12.63% | 13.26% | 12.84% | 12.91% | Y | N | N
| W239 | WMECO | SOUTHERN | SPRINGFIELD | West_Springfield_8C | 8C | 8C-1X,8C-2X | WEST SPRINGFIELD | D | 8C22 | WEST SPRINGFIELD | 13.8kV | 13.8kV | 13.8 | 1.8 | 0.9 | 0.8 | 9.1 | 9.1 | 9.1 | 19.78% | 9.89% | 8.791% | 12.82% | Y | N | N
| 1753 | NSTAR | West | Walpole | Canton | 470 | 110A | Canton | D | 470-H6 | CAN | 13.8kV | 13.8kV | 13.8kV | 1.5776 | 1.6234 | 0 | 8.366 | 8.3559 | 8.3559 | 18.86% | 19.43% | 0% | 12.76% | Y | N | N
| 583 | NSTAR | Central | Boston | Andrew Sq | 106 | 110C | South Boston | D | 510-172H1 | ROX | 13.8kV | 13.8kV | 13.8kV | 0.7649 | 0.81172 | 0.83559 | 6.3343 | 6.3266 | 6.3266 | 12.08% | 12.83% | 13.21% | 12.7% | Y | N | N
| 578 | NSTAR | Central | Boston | Havard Court | 506 | 14A | Brookline | D | 506-06 | BKL | 4.16kV | 4.16kV | 4.16kV | 0.32425 | 0.36704 | 0.20151 | 2.3778 | 2.3749 | 2.3749 | 13.64% | 15.45% | 8.485% | 12.53% | Y | N | N
| 723 | NSTAR | Central | Somerville | Walden | 824 | 14A | Cambridge | D | 824-27 | CAM | 4.16kV | 4.16kV | 4.16kV | 0.32425 | 0 | 0.61892 | 2.5219 | 2.5189 | 2.5189 | 12.86% | 0% | 24.57% | 12.48% | Y | N | N
| 429 | NSTAR | Central | Boston | Brook Rd | 362 | 14B | Milton | D | 362-04 | MIT,WRX | 4.16kV | 4.16kV | 4.16kV | 0.27381 | 0.25189 | 0.25189 | 2.0896 | 2.0871 | 2.0871 | 13.1% | 12.07% | 12.07% | 12.41% | Y | N | N
| 377 | NSTAR | Central | Boston | Southampton Street | 323 | 14A | South Boston | D | 323-07 | ROX | 4.16kV | 4.16kV | 4.16kV | 0.32425 | 0.30227 | 0.33825 | 2.594 | 2.5908 | 2.5908 | 12.5% | 11.67% | 13.06% | 12.41% | Y | N | N
| 1599 | NSTAR | West | Southboro | Hopkinton | 126 | 110B | Hopkinton | D | 314-1370H1 | HOK | 13.8kV | 13.8kV | 13.8kV | 0.52587 | 0.35811 | 0.35811 | 3.3464 | 3.3424 | 3.3424 | 15.71% | 10.71% | 10.71% | 12.38% | Y | N | N
| 270 | NSTAR | Central | Somerville | Dragon Court | 375 | 110B | Woburn | D | 258-1394H6 | SOM | 13.8kV | 13.8kV | 13.8kV | 0.40635 | 0.35811 | 0.47748 | 3.3464 | 3.3424 | 3.3424 | 12.14% | 10.71% | 14.29% | 12.38% | Y | N | N
| 15 | NSTAR | Central | Somerville | Willow St | 16 | 14B | Somerville | D | 1606 | SOM | 4.16kV | 4.16kV | 4.16kV | 0.3891 | 0.31666 | 0.40302 | 2.9903 | 2.9867 | 2.9867 | 13.01% | 10.6% | 13.49% | 12.37% | Y | N | N
| 1605 | NSTAR | West | Waltham | Auburn Street | 316 | 17-1355H | Newton | D | 316-04 | NEW | 4.16kV | 4.16kV | 4.16kV | 0.21617 | 0.25189 | 0.25189 | 1.9455 | 1.9431 | 1.9431 | 11.11% | 12.96% | 12.96% | 12.35% | Y | N | N
| 247 | NSTAR | Central | Somerville | Mystic Station | 250 | 110A | Charlestown | D | 250-1N38H1 | SOM | 13.8kV | 13.8kV | 13.8kV | 1.4581 | 1.3847 | 1.4324 | 11.5929 | 11.5789 | 11.5789 | 12.58% | 11.96% | 12.37% | 12.3% | Y | N | N
| 1026 | NSTAR | South | New Bedford | Acushnet | 612 | S | Acushnet | D | 2-82-15 | NEB | 13.2kV | 13.2kV | 13.2kV | 0.45727 | 0.47956 | 0.47956 | 3.8411 | 3.8364 | 3.8364 | 11.9% | 12.5% | 12.5% | 12.3% | Y | N | N
| 1530 | NSTAR | West | Walpole | Dedham | 20 | 24C | Dedham | D | 20-H3 | DED,WWO | 13.8kV | 13.8kV | 13.8kV | 1.1473 | 1.0505 | 0.88334 | 8.366 | 8.3559 | 8.3559 | 13.71% | 12.57% | 10.57% | 12.29% | Y | N | N
| 257 | NSTAR | Central | Somerville | Mystic Station | 250 | 110B | Charlestown | D | 250-1N90H3 | SOM | 13.8kV | 13.8kV | 13.8kV | 1.1951 | 1.1698 | 1.1937 | 9.6807 | 9.669 | 9.669 | 12.35% | 12.1% | 12.35% | 12.26% | Y | N | N
| W47 | WMECO | NORTHERN | PITTSFIELD | Doreen_19A | 19A | 19A-1X,19A-2X | PITTSFIELD | D | 19A3 | PITTSFIELD | 23kV | 23kV | 23 | 2.5 | 1.8 | 1.4 | 15.6 | 15.6 | 15.6 | 16.03% | 11.54% | 8.974% | 12.18% | Y | N | N
| 341 | NSTAR | Central | Boston | Hyde Park | 496 | 110B | Hyde Park | D | 311-1406H3 | HYP | 13.8kV | 13.8kV | 13.8kV | 0.43025 | 0.38198 | 0.40586 | 3.3464 | 3.3424 | 3.3424 | 12.86% | 11.43% | 12.14% | 12.14% | Y | N | N
| 1064 | NSTAR | South | New Bedford | Pine Street | 611 | A | N. Bedford | D | 2-97-97 | NEB | 13.2kV | 13.2kV | 13.2kV | 1.166 | 1.4387 | 0.79926 | 9.4199 | 9.4084 | 9.4084 | 12.38% | 15.29% | 8.495% | 12.06% | Y | N | N
| 42 | NSTAR | Central | Boston | Central Street | 43 | 14F | Dorchester | D | 4308 | DOR | 4.16kV | 4.16kV | 4.16kV | 0.23058 | 0.2303 | 0.46779 | 2.594 | 2.5908 | 2.5908 | 8.889% | 8.889% | 18.06% | 11.94% | Y | N | N
| 1437 | NSTAR | West | Southboro | Mechanic St | 23 | 14A | Natick | D | 2306 | NAT | 4.16kV | 4.16kV | 4.16kV | 0.22337 | 0.24469 | 0.33105 | 2.2337 | 2.231 | 2.231 | 10% | 10.97% | 14.84% | 11.94% | Y | N | N
| 1772 | NSTAR | West | Waltham | Trapelo Road | 450 | 110A | Waltham | D | 531-1359H4 | WAL | 13.8kV | 13.8kV | 13.8kV | 0.35854 | 0.35811 | 0.47748 | 3.3464 | 3.3424 | 3.3424 | 10.71% | 10.71% | 14.29% | 11.9% | Y | N | N
| 171 | NSTAR | Central | Boston | K Street | 385 | 110B | South Boston | D | 151-142H2 | SOB | 13.8kV | 13.8kV | 13.8kV | 0.7888 | 0.74009 | 0.71622 | 6.3343 | 6.3266 | 6.3266 | 12.45% | 11.7% | 11.32% | 11.82% | Y | N | N
| 1165 | NSTAR | South | Plymouth | Wareham Sub | 714 | 1 | Wareham | D | 3-84-956 | WAR | 22.8kV | 22.8kV | 22.8kV | 1.3822 | 1.5778 | 1.42 | 12.4399 | 12.4249 | 12.4249 | 11.11% | 12.7% | 11.43% | 11.75% | Y | N | N
| 1346 | NSTAR | South | Cape & Vineyard | ORL Sub | 975 | 1 | Orleans | D | 4-94A-632 | ORL | 22.8kV | 22.8kV | 22.8kV | 2.7249 | 2.7216 | 2.3272 | 22.1155 | 22.0886 | 22.0886 | 12.32% | 12.32% | 10.54% | 11.73% | Y | N | N
| 169 | NSTAR | Central | Boston | 500 E. First St | 385D | 110B | South Boston | D | 151-141H3 | SOB | 13.8kV | 13.8kV | 13.8kV | 0.7888 | 0.74009 | 0.69235 | 6.3343 | 6.3266 | 6.3266 | 12.45% | 11.7% | 10.94% | 11.7% | Y | N | N
| 1540 | NSTAR | West | Southboro | Leland Street | 240 | 110C | Natick | D | 23-1339H5 | NAT | 13.8kV | 13.8kV | 13.8kV | 0.40635 | 0.38198 | 0.38198 | 3.3464 | 3.3424 | 3.3424 | 12.14% | 11.43% | 11.43% | 11.67% | Y | N | N
| 1761 | NSTAR | West | Southboro | Sherborn | 274 | 110A | Sherborn | D | 519-175H2 | FRA | 13.8kV | 13.8kV | 13.8kV | 0.64538 | 0.6446 | 0.71622 | 5.8562 | 5.8491 | 5.8491 | 11.02% | 11.02% | 12.24% | 11.43% | Y | N | N
| W35 | WMECO | NORTHERN | HADLEY | Podick_18G | 18G | 18G-7X,18G-8X | AMHERST | D | 18G2 | AMHERST | 13.8kV | 13.8kV | 13.8 | 4 | 0.47 | 0.4 | 14.3 | 14.3 | 14.3 | 27.97% | 3.287% | 2.797% | 11.35% | Y | N | N
| W244 | WMECO | SOUTHERN | SPRINGFIELD | West_Springfield_8C | 8C | 8C-1X,8C-2X | WEST SPRINGFIELD | D | 8C31 | WEST SPRINGFIELD | 13.8kV | 13.8kV | 13.8 | 0.7 | 1.9 | 1.5 | 12.1 | 12.1 | 12.1 | 5.785% | 15.7% | 12.4% | 11.29% | Y | N | N
| 775 | NSTAR | Central | Somerville | Putnam | 831 | 110C | Cambridge | D | 831-1391 | CAM | 13.8kV | 13.8kV | 13.8kV | 0.54977 | 0.76397 | 0.66847 | 5.8562 | 5.8491 | 5.8491 | 9.388% | 13.06% | 11.43% | 11.29% | Y | N | N
| 586 | NSTAR | Central | Boston | Andrew Sq | 106 | 110B | South Boston | D | 510-77H4 | BDT | 13.8kV | 13.8kV | 13.8kV | 0.71709 | 0.66847 | 0.71622 | 6.3343 | 6.3266 | 6.3266 | 11.32% | 10.57% | 11.32% | 11.07% | Y | N | N
| W46 | WMECO | NORTHERN | PITTSFIELD | Doreen_19A | 19A | 19A-1X,19A-2X | PITTSFIELD | D | 19A2 | PITTSFIELD | 23kV | 23kV | 23 | 2.2 | 1.8 | 1.4 | 16.3 | 16.3 | 16.3 | 13.5% | 11.04% | 8.589% | 11.04% | Y | N | N
| 85 | NSTAR | Central | Boston | Hoyt Street | 67 | 14B | Dorchester | D | 6706 | DOR | 4.16kV | 4.16kV | 4.16kV | 0.21617 | 0.18712 | 0.4534 | 2.594 | 2.5908 | 2.5908 | 8.333% | 7.222% | 17.5% | 11.02% | Y | N | N
| 160 | NSTAR | Central | Boston | Andrew Sq | 106 | 110A | South Boston | D | 143-75H3 | ROX | 13.8kV | 13.8kV | 13.8kV | 0.69319 | 0.66847 | 0.69235 | 6.3343 | 6.3266 | 6.3266 | 10.94% | 10.57% | 10.94% | 10.82% | Y | N | N
| 519 | NSTAR | Central | Boston | Andrew Sq | 106 | 110D | South Boston | D | 465-129H1 | DOR | 13.8kV | 13.8kV | 13.8kV | 0.69319 | 0.6446 | 0.71622 | 6.3343 | 6.3266 | 6.3266 | 10.94% | 10.19% | 11.32% | 10.82% | Y | N | N
| W187 | WMECO | SOUTHERN | SPRINGFIELD | Orchard_27A | 27A | 27A-2X | SPRINGFIELD | D | 27A16 | LUDLOW | 13.8kV | 13.8kV | 13.8 | 1.2 | 1.1 | 1.1 | 10.5 | 10.5 | 10.5 | 11.43% | 10.48% | 10.48% | 10.79% | Y | N | N
| 289 | NSTAR | Central | Somerville | Mystic Station | 250 | 110B | Charlestown | D | 286-1322H1 | SOM | 13.8kV | 13.8kV | 13.8kV | 1.4342 | 1.1221 | 1.1937 | 11.5929 | 11.5789 | 11.5789 | 12.37% | 9.691% | 10.31% | 10.79% | Y | N | N
| 958 | NSTAR | South | New Bedford | Fisher Rd. | 657 | E | Dartmouth | D | 2-524-524 | DAR | 13.2kV | 13.2kV | 13.2kV | 1.0517 | 1.2103 | 1.2788 | 10.9746 | 10.9613 | 10.9613 | 9.583% | 11.04% | 11.67% | 10.76% | Y | N | N
| 297 | NSTAR | Central | Boston | Summer St | 293 | 110B | South Boston | D | 293-11 | SOB | 4.16kV | 4.16kV | 4.16kV | 0.82864 | 0 | 0 | 2.594 | 2.5908 | 2.5908 | 31.94% | 0% | 0% | 10.65% | Y | N | N
| 587 | NSTAR | Central | Boston | Andrew Sq | 106 | 110B | South Boston | D | 510-77H5 | BDT | 13.8kV | 13.8kV | 13.8kV | 0.90831 | 0.88334 | 0.95496 | 8.6051 | 8.5946 | 8.5946 | 10.56% | 10.28% | 11.11% | 10.65% | Y | N | N
| 597 | NSTAR | Central | Boston | 500 E. First St | 385D | 110C | South Boston | D | 515-192H1 | SOB | 13.8kV | 13.8kV | 13.8kV | 0.62148 | 0.66847 | 0.71622 | 6.3343 | 6.3266 | 6.3266 | 9.811% | 10.57% | 11.32% | 10.57% | Y | N | N
| 619 | NSTAR | Central | Boston | Andrew Sq | 106 | 110B | South Boston | D | 528-169H3 | BOS | 13.8kV | 13.8kV | 13.8kV | 0.66928 | 0.62072 | 0.71622 | 6.3343 | 6.3266 | 6.3266 | 10.57% | 9.811% | 11.32% | 10.57% | Y | N | N
| 1781 | NSTAR | West | Waltham | Burlington | 391 | 110A | Burlington | D | 541-1377H1 | BUR | 13.8kV | 13.8kV | 13.8kV | 0.33464 | 0.35811 | 0.35811 | 3.3464 | 3.3424 | 3.3424 | 10% | 10.71% | 10.71% | 10.48% | Y | N | N
| 1403 | NSTAR | South | Cape & Vineyard | Falmouth Sub | 933 | 3 | Falmouth | D | 4-99-221 | OKB | 22.8kV | 22.8kV | 22.8kV | 1.5402 | 1.42 | 1.2228 | 13.4272 | 13.411 | 13.411 | 11.47% | 10.59% | 9.118% | 10.39% | Y | N | N
| 1326 | NSTAR | South | Cape & Vineyard | Hyannis Junction | 961 | 2 | Barnstable | D | 4-92A-561 | YAR | 22.8kV | 22.8kV | 22.8kV | 1.4612 | 1.4594 | 1.2622 | 13.4272 | 13.411 | 13.411 | 10.88% | 10.88% | 9.412% | 10.39% | Y | N | N
| 159 | NSTAR | Central | Boston | Andrew Sq | 106 | 110A | South Boston | D | 143-75H2 | DOR | 13.8kV | 13.8kV | 13.8kV | 0.66928 | 0.62072 | 0.66847 | 6.3343 | 6.3266 | 6.3266 | 10.57% | 9.811% | 10.57% | 10.31% | Y | N | N
| 1069 | NSTAR | South | Plymouth | West Pond Sub | 737 | 2 | Plymouth | D | 3-10-935 | PLY | 22.8kV | 22.8kV | 22.8kV | 1.3427 | 1.4594 | 1.3017 | 13.4272 | 13.411 | 13.411 | 10% | 10.88% | 9.706% | 10.2% | Y | N | N
| 633 | NSTAR | Central | Boston | Roslindale | 13 | Bus #1 | Roslindale | D | 554-79H3 | BDT | 13.8kV | 13.8kV | 13.8kV | 0.64538 | 0.66847 | 0.11937 | 4.7806 | 4.7748 | 4.7748 | 13.5% | 14% | 2.5% | 10% | Y | N | N
| 717 | NSTAR | Central | Somerville | Mellen | 822 | 14A | Cambridge | D | 822-27 | CAM | 4.16kV | 4.16kV | 4.16kV | 0.1297 | 0.48938 | 0.12954 | 2.5219 | 2.5189 | 2.5189 | 5.143% | 19.43% | 5.143% | 9.905% | Y | N | N
| 927 | NSTAR | South | New Bedford | Arsene | 654 | 1 | Fairhaven | D | 2-222-222 | FRH | 13.2kV | 13.2kV | 13.2kV | 0.98314 | 0.34254 | 2.9687 | 14.5185 | 14.5009 | 14.5009 | 6.772% | 2.362% | 20.47% | 9.869% | Y | N | N
| 1024 | NSTAR | South | New Bedford | Acushnet | 612 | S | Acushnet | D | 2-81-81 | NEB | 13.2kV | 13.2kV | 13.2kV | 0.57159 | 0.86777 | 0.91344 | 8.0252 | 8.0154 | 8.0154 | 7.123% | 10.83% | 11.4% | 9.782% | Y | N | N
| 215 | NSTAR | Central | Somerville | Mystic Station | 250 | 110B | Everett | D | 218-80H2 | SOM | 13.8kV | 13.8kV | 13.8kV | 0.95612 | 0.047748 | 0.047748 | 3.5854 | 3.5811 | 3.5811 | 26.67% | 1.333% | 1.333% | 9.778% | Y | N | N
| 337 | NSTAR | Central | Boston | Hyde Park | 496 | 110B | Hyde Park | D | 311-1403H1 | DOR | 13.8kV | 13.8kV | 13.8kV | 0.7649 | 0.11937 | 0.095496 | 3.3464 | 3.3424 | 3.3424 | 22.86% | 3.571% | 2.857% | 9.762% | Y | N | N
| 1187 | NSTAR | South | Plymouth | Valley Sub | 715 | 1 | Plymouth | D | 3-88-923 | BRN | 22.8kV | 22.8kV | 22.8kV | 1.7771 | 2.3666 | 1.9722 | 20.9307 | 20.9053 | 20.9053 | 8.491% | 11.32% | 9.434% | 9.748% | Y | N | N
| 665 | NSTAR | Central | Somerville | Otis | 812 | 14A | Cambridge | D | 812-37 | CAM | 4.16kV | 4.16kV | 4.16kV | 0.63409 | 0.093558 | 0.0071968 | 2.5219 | 2.5189 | 2.5189 | 25.14% | 3.714% | 0.2857% | 9.714% | Y | N | N
| 1489 | NSTAR | West | Southboro | Hopkinton | 126 | 110A | Hopkinton | D | 126-H3 | HOK | 13.8kV | 13.8kV | 13.8kV | 0 | 1.7189 | 1.6473 | 11.5929 | 11.5789 | 11.5789 | 0% | 14.85% | 14.23% | 9.691% | Y | N | N
| 493 | NSTAR | Central | Boston | Congress Street | 430 | 14A | South Boston | D | 430-02 | SOB | 4.16kV | 4.16kV | 4.16kV | 0.2666 | 0.24469 | 0.23749 | 2.594 | 2.5908 | 2.5908 | 10.28% | 9.444% | 9.167% | 9.63% | Y | N | N
| 111 | NSTAR | Central | Somerville | Beacon St | 14 | 14kV Bus | Chelsea | D | 108-195H2 | EAB | 13.8kV | 13.8kV | 13.8kV | 0.62148 | 0.16712 | 0.16712 | 3.3464 | 3.3424 | 3.3424 | 18.57% | 5% | 5% | 9.524% | Y | N | N
| 176 | NSTAR | Central | Somerville | Alewife | 828 | 110A | Cambridge | D | 16-1461H1 | SOM | 13.8kV | 13.8kV | 13.8kV | 0.47806 | 0.47748 | 0 | 3.3464 | 3.3424 | 3.3424 | 14.29% | 14.29% | 0% | 9.524% | Y | N | N
| 248 | NSTAR | Central | Somerville | Mystic Station | 251 | 110A | Charlestown | D | 250-1N38H2 | EVE | 13.8kV | 13.8kV | 13.8kV | 1.1951 | 1.0027 | 1.0743 | 11.5929 | 11.5789 | 11.5789 | 10.31% | 8.66% | 9.278% | 9.416% | Y | N | N
| 882 | NSTAR | South | New Bedford | Pine Street | 611 | A | N. Bedford | D | 2021-02-21 | NEB | 13.2kV | 13.2kV | 13.2kV | 0.73164 | 0.75359 | 0.77642 | 8.0252 | 8.0154 | 8.0154 | 9.117% | 9.402% | 9.687% | 9.402% | Y | N | N
| W9 | WMECO | NORTHERN | PITTSFIELD | Pleasant_16B | 16B | 16B-3X | LEE | D | 16B1 | LEE | 23kV | 23kV | 23 | 0 | 2.1 | 2.9 | 17.9 | 17.9 | 17.9 | 0% | 11.73% | 16.2% | 9.311% | Y | N | N
| 1040 | NSTAR | South | New Bedford | Acushnet | 612 | S | Acushnet | D | 2-86-86 | NEB | 13.2kV | 13.2kV | 13.2kV | 0.73164 | 0.73075 | 0.77642 | 8.0252 | 8.0154 | 8.0154 | 9.117% | 9.117% | 9.687% | 9.307% | Y | N | N
| 232 | NSTAR | Central | Somerville | Mystic | 250 | 110A | Boston | D | 227-52H5 | SOM | 13.8kV | 13.8kV | 13.8kV | 0.64538 | 0.047748 | 0.28649 | 3.5854 | 3.5811 | 3.5811 | 18% | 1.333% | 8% | 9.111% | Y | N | N
| 609 | NSTAR | Central | Boston | Dewar Street | 483 | 110A | Dorchester | D | 52-1494H1 | DOR | 13.8kV | 13.8kV | 13.8kV | 0.162 | 0.26261 | 0.35811 | 2.5 | 2.9842 | 2.9842 | 6.48% | 8.8% | 12% | 9.093% | Y | N | N
| 808 | NSTAR | Central | Somerville | East Camb | 875 | 110C | Cambridge | D | 875-1N35B | CAM | 13.8kV | 13.8kV | 13.8kV | 1.0756 | 1.0505 | 0.97883 | 11.5929 | 11.5789 | 11.5789 | 9.278% | 9.072% | 8.454% | 8.935% | Y | N | N
| 1035 | NSTAR | South | New Bedford | Acushnet | 612 | N | Acushnet | D | 2-84-56 | NEB | 13.2kV | 13.2kV | 13.2kV | 0.80023 | 0.79926 | 0.79926 | 9.0312 | 9.0202 | 9.0202 | 8.861% | 8.861% | 8.861% | 8.861% | Y | N | N
| 1539 | NSTAR | West | Southboro | Leland Street | 240 | 110C | Natick | D | 23-1339H4 | NAT | 13.8kV | 13.8kV | 13.8kV | 0.31074 | 0.28649 | 0.28649 | 3.3464 | 3.3424 | 3.3424 | 9.286% | 8.571% | 8.571% | 8.81% | Y | N | N
| 231 | NSTAR | Central | Somerville | Mystic Station | 250 | 110B | Everett | D | 227-52H4 | SOM | 13.8kV | 13.8kV | 13.8kV | 0.40635 | 0.33424 | 0.35811 | 4.183 | 4.178 | 4.178 | 9.714% | 8% | 8.571% | 8.762% | Y | N | N
| 634 | NSTAR | Central | Boston | Roslindale | 13 | Bus #1 | Roslindale | D | 554-79H4 | WRX | 13.8kV | 13.8kV | 13.8kV | 0.52587 | 0.5491 | 0.16712 | 4.7806 | 4.7748 | 4.7748 | 11% | 11.5% | 3.5% | 8.667% | Y | N | N
| 1300 | NSTAR | South | Cape & Vineyard | Orleans Sub | 975 | 2 | Orleans | D | 4-89B-618 | BRE | 22.8kV | 22.8kV | 22.8kV | 1.3822 | 1.3411 | 1.3805 | 15.7968 | 15.7776 | 15.7776 | 8.75% | 8.5% | 8.75% | 8.667% | Y | N | N
| 164 | NSTAR | Central | Somerville | PNU14 | PNU14 | P14 | Somerville | D | 14N01 | SOM | 4.16kV | 4.16kV | 4.16kV | 0.14411 | 0.17992 | 0.17992 | 1.9455 | 1.9431 | 1.9431 | 7.407% | 9.259% | 9.259% | 8.642% | Y | N | N
| 1145 | NSTAR | South | Plymouth | Manomet Sub | 741 | 1 | Plymouth | D | 3-71-937 | PLY | 22.8kV | 22.8kV | 22.8kV | 1.9351 | 1.6566 | 1.8144 | 20.9307 | 20.9053 | 20.9053 | 9.245% | 7.925% | 8.679% | 8.616% | Y | N | N
| 1328 | NSTAR | South | Cape & Vineyard | Hyannis Junction | 961 | 2 | Barnstable | D | 4-92A-563 | YAR | 22.8kV | 22.8kV | 22.8kV | 1.3032 | 1.3805 | 1.3805 | 15.7968 | 15.7776 | 15.7776 | 8.25% | 8.75% | 8.75% | 8.583% | Y | N | N
| 1620 | NSTAR | West | Southboro | Speen Street | 433 | 110C | Framingham | D | 339-1345H1 | FRA | 13.8kV | 13.8kV | 13.8kV | 0.47806 | 0.50135 | 0.50135 | 5.8562 | 5.8491 | 5.8491 | 8.163% | 8.571% | 8.571% | 8.435% | Y | N | N
| 1124 | NSTAR | South | Plymouth | Duxbury Sub | 738 | 2 | Duxbury | D | 3-25-908 | MAR | 22.8kV | 22.8kV | 22.8kV | 1.1058 | 1.1833 | 1.1044 | 13.4272 | 13.411 | 13.411 | 8.235% | 8.824% | 8.235% | 8.431% | Y | N | N
| 84 | NSTAR | Central | Boston | Hoyt Street | 67 | 14B | Dorchester | D | 6704 | DOR | 4.16kV | 4.16kV | 4.16kV | 0.079261 | 0.12235 | 0.28787 | 1.9455 | 1.9431 | 1.9431 | 4.074% | 6.296% | 14.81% | 8.395% | Y | N | N
| 1243 | NSTAR | South | Cape & Vineyard | Hyannis Junction | 961 | 2 | Barnstable | D | 4-80B-512 | BNS | 22.8kV | 22.8kV | 22.8kV | 0.9873 | 1.0255 | 0.67055 | 10.6628 | 10.6499 | 10.6499 | 9.259% | 9.63% | 6.296% | 8.395% | Y | N | N
| 21 | NSTAR | Central | Boston | Salem St | 30 | 14C & 14D | Boston | D | 3006 | BDT | 4.16kV | 4.16kV | 4.16kV | 0.21617 | 0.2159 | 0.2159 | 2.594 | 2.5908 | 2.5908 | 8.333% | 8.333% | 8.333% | 8.333% | Y | N | N
| 1329 | NSTAR | South | Cape & Vineyard | Hyannis Junction | 961 | 2 | Barnstable | D | 4-92A-568 | YAR | 22.8kV | 22.8kV | 22.8kV | 1.1058 | 1.1044 | 1.1439 | 13.4272 | 13.411 | 13.411 | 8.235% | 8.235% | 8.529% | 8.333% | Y | N | N
| 744 | NSTAR | Central | Somerville | Alewife | 828 | 110B | Cambridge | D | 828-1370 | CAM | 13.8kV | 13.8kV | 13.8kV | 0.54977 | 0.5491 | 0.59685 | 6.8123 | 6.8041 | 6.8041 | 8.07% | 8.07% | 8.772% | 8.304% | Y | N | N
| 667 | NSTAR | Central | Somerville | Potter | 813 | 14A | Cambridge | D | 813-17 | CAM | 4.16kV | 4.16kV | 4.16kV | 0.25219 | 0.25189 | 0 | 2.0536 | 2.0511 | 2.0511 | 12.28% | 12.28% | 0% | 8.187% | Y | N | N
| 676 | NSTAR | Central | Somerville | Pacific | 815 | 14A | Cambridge | D | 815-33 | CAM | 4.16kV | 4.16kV | 4.16kV | 0.21617 | 0.12235 | 0.12235 | 1.9095 | 1.9072 | 1.9072 | 11.32% | 6.415% | 6.415% | 8.05% | Y | N | N
| 268 | NSTAR | Central | Somerville | Dragon Court | 375 | 110B | Woburn | D | 258-1394H4 | SOM | 13.8kV | 13.8kV | 13.8kV | 0.31074 | 0.23874 | 0.23874 | 3.3464 | 3.3424 | 3.3424 | 9.286% | 7.143% | 7.143% | 7.857% | Y | N | N
| W21 | WMECO | NORTHERN | PITTSFIELD | Woodland_Rd_17G | 17G | 17G-1X,17G-2X | LEE | D | 17G7 | LEE | 23kV | 23kV | 23 | 0.2 | 2.1 | 1.3 | 15.6 | 15.6 | 15.6 | 1.282% | 13.46% | 8.333% | 7.692% | Y | N | N
| 19 | NSTAR | Central | Boston | Salem St | 30 | 14A | Boston | D | 3003 | BDT | 4.16kV | 4.16kV | 4.16kV | 0.086466 | 0.086362 | 0.2159 | 1.6933 | 1.6912 | 1.6912 | 5.106% | 5.106% | 12.77% | 7.66% | Y | N | N
| 195 | NSTAR | Central | Somerville | Woburn | 211 | 14B | Woburn | D | 211-06 | WIN | 4.16kV | 4.16kV | 4.16kV | 0.086466 | 0.086362 | 0.10795 | 1.2249 | 1.2235 | 1.2235 | 7.059% | 7.059% | 8.824% | 7.647% | Y | N | N
| 390 | NSTAR | Central | Boston | Brighton | 329 | 110B | Brighton | D | 329-1N51H2 | BRI | 13.8kV | 13.8kV | 13.8kV | 0.59757 | 0.59685 | 0.35811 | 6.9319 | 6.9235 | 6.9235 | 8.621% | 8.621% | 5.172% | 7.471% | Y | N | N
| 605 | NSTAR | Central | Somerville | Salem St | 15 | 14C | Charlestown | D | 5-208H1 | CHT | 13.8kV | 13.8kV | 13.8kV | 0.66928 | 0.71622 | 0.71622 | 9.5612 | 9.5496 | 9.5496 | 7% | 7.5% | 7.5% | 7.333% | Y | N | N
| 1176 | NSTAR | South | Plymouth | Tremont Sub | 713 | 2 | Wareham | D | 3-85-957 | MRN | 22.8kV | 22.8kV | 22.8kV | 0.82933 | 0.9861 | 0.90721 | 12.4399 | 12.4249 | 12.4249 | 6.667% | 7.937% | 7.302% | 7.302% | Y | N | N
| 1393 | NSTAR | South | Cape & Vineyard | Hatchville Sub | 936 | 1 | Falmouth | D | 4-98A-429 | FAL | 22.8kV | 22.8kV | 22.8kV | 0.75035 | 0.78888 | 0.78888 | 10.6628 | 10.6499 | 10.6499 | 7.037% | 7.407% | 7.407% | 7.284% | Y | N | N
| 321 | NSTAR | Central | Somerville | Willoughby St | 488 | 110C | Chelsea | D | 308-197H4 | DOR | 13.8kV | 13.8kV | 13.8kV | 0.33464 | 0.28649 | 0.28649 | 4.183 | 4.178 | 4.178 | 8% | 6.857% | 6.857% | 7.238% | Y | N | N
| 309 | NSTAR | Central | Somerville | Mystic Station | 250 | 110A | Charlestown | D | 30-179XH1 | CHT | 13.8kV | 13.8kV | 13.8kV | 0.28684 | 0.52523 | 0.62072 | 6.6928 | 6.6847 | 6.6847 | 4.286% | 7.857% | 9.286% | 7.143% | Y | N | N
| 1651 | NSTAR | West | Waltham | Trapelo Road | 450 | 110A | Waltham | D | 369-1317H1 | NEW | 13.8kV | 13.8kV | 13.8kV | 0 | 0.35811 | 0.35811 | 3.3464 | 3.3424 | 3.3424 | 0% | 10.71% | 10.71% | 7.143% | Y | N | N
| 1653 | NSTAR | West | Waltham | Trapelo Road | 450 | 110A | Waltham | D | 369-1317H3 | NEW | 13.8kV | 13.8kV | 13.8kV | 0 | 0.35811 | 0.35811 | 3.3464 | 3.3424 | 3.3424 | 0% | 10.71% | 10.71% | 7.143% | Y | N | N
| 51 | NSTAR | Central | Boston | Kenmore | 49 | 14A | Boston | D | 4905 | BDT | 4.16kV | 4.16kV | 4.16kV | 0.10808 | 0.2159 | 0.2159 | 2.594 | 2.5908 | 2.5908 | 4.167% | 8.333% | 8.333% | 6.944% | Y | N | N
| 1602 | NSTAR | West | Southboro | Hopkinton | 126 | 110A | Hopkinton | D | 314-1371H3 | HOK | 13.8kV | 13.8kV | 13.8kV | 0.19122 | 0.14324 | 0.35811 | 3.3464 | 3.3424 | 3.3424 | 5.714% | 4.286% | 10.71% | 6.905% | Y | N | N
| 887 | NSTAR | South | Plymouth | Marshfield Sub | 738 | 1 | Marshfield | D | 2023-03-23 | DUX, MAF | 22.8kV | 22.8kV | 22.8kV | 1.5797 | 1.9722 | 1.9722 | 27.0519 | 27.0191 | 27.0191 | 5.839% | 7.299% | 7.299% | 6.813% | Y | N | N
| 670 | NSTAR | Central | Somerville | Hampshire | 814 | 14A | Cambridge | D | 814-13 | CAM | 4.16kV | 4.16kV | 4.16kV | 0.20896 | 0.16553 | 0.043181 | 2.0536 | 2.0511 | 2.0511 | 10.18% | 8.07% | 2.105% | 6.784% | Y | N | N
| 1377 | NSTAR | South | Cape & Vineyard | Wellfleet Sub | 976 | 2 | Wellfleet | D | 4-96-677 | WLF | 22.8kV | 22.8kV | 22.8kV | 1.0268 | 0.78888 | 0.86777 | 13.4272 | 13.411 | 13.411 | 7.647% | 5.882% | 6.471% | 6.667% | Y | N | N
| 644 | NSTAR | Central | Boston | 500 E. First St | 385D | 110B | South Boston | D | 583-122H3 | BDT | 13.8kV | #N/A | #N/A | 0.35854 | 0.40586 | 0.47748 | 6.3343 | 6.3266 | 6.3266 | 5.66% | 6.415% | 7.547% | 6.541% | Y | N | N
| 223 | NSTAR | Central | Somerville | Mystic Station | 250 | 110A | Everett | D | 227-51H4 | CHT | 13.8kV | 13.8kV | 13.8kV | 0.23903 | 0.28649 | 0.28649 | 4.183 | 4.178 | 4.178 | 5.714% | 6.857% | 6.857% | 6.476% | Y | N | N
| 1553 | NSTAR | West | Southboro | Sherborn | 274 | 110B | Sherborn | D | 274-1429H2 | ASH | 13.8kV | 13.8kV | 13.8kV | 0.64538 | 0 | 0 | 3.3464 | 3.3424 | 3.3424 | 19.29% | 0% | 0% | 6.429% | Y | N | N
| 1177 | NSTAR | South | Plymouth | Tremont Sub | 713 | 2 | Wareham | D | 3-85-964 | WAR | 22.8kV | 22.8kV | 22.8kV | 1.1453 | 1.2228 | 1.0255 | 17.7713 | 17.7498 | 17.7498 | 6.444% | 6.889% | 5.778% | 6.37% | Y | N | N
| 1468 | NSTAR | West | Waltham | Pine Street | 33 | 14G | Waltham | D | 3313 | WAL | 4.16kV | 4.16kV | 4.16kV | 0.086466 | 0.12235 | 0.064771 | 1.4411 | 1.4394 | 1.4394 | 6% | 8.5% | 4.5% | 6.333% | Y | N | N
| 872 | NSTAR | South | New Bedford | Pine Street | 611 | C | N. Bedford | D | 2013-02-05 | NEB | 13.2kV | 13.2kV | 13.2kV | 0.57159 | 0.5709 | 0.5709 | 9.0312 | 9.0202 | 9.0202 | 6.329% | 6.329% | 6.329% | 6.329% | Y | N | N
| W78 | WMECO | NORTHERN | HADLEY | French_King_21B | 21B | 21B-1X | ERVING | D | 21B9 | ERVING | 13.8kV | 13.8kV | 13.8 | 0.6 | 0.56 | 0.6 | 9.4 | 9.4 | 9.4 | 6.383% | 5.957% | 6.383% | 6.241% | Y | N | N
| 469 | NSTAR | Central | Boston | K Street | 385 | N/A | South Boston | D | 385-H21 | SOB | 13.8kV | 13.8kV | 13.8kV | 0.40635 | 0.45361 | 0.45361 | 7.0514 | 7.0428 | 7.0428 | 5.763% | 6.441% | 6.441% | 6.215% | Y | N | N
| 485 | NSTAR | Central | Boston | Amory Street | 396 | 14B | Roxbury | D | 396-08 | ROX | 4.16kV | 4.16kV | 4.16kV | 0.057644 | 0.079165 | 0.33105 | 2.594 | 2.5908 | 2.5908 | 2.222% | 3.056% | 12.78% | 6.019% | Y | N | N
| 1538 | NSTAR | West | Southboro | Leland Street | 240 | 110C | Natick | D | 23-1339H3 | NAT | 13.8kV | 13.8kV | 13.8kV | 0.21513 | 0.19099 | 0.19099 | 3.3464 | 3.3424 | 3.3424 | 6.429% | 5.714% | 5.714% | 5.952% | Y | N | N
| 1601 | NSTAR | West | Southboro | Hopkinton | 126 | 110A | Hopkinton | D | 314-1371H2 | HOK | 13.8kV | 13.8kV | 13.8kV | 0.14342 | 0.095496 | 0.35811 | 3.3464 | 3.3424 | 3.3424 | 4.286% | 2.857% | 10.71% | 5.952% | Y | N | N
| 1501 | NSTAR | West | Walpole | South Street | 146 | 110A | Walpole | D | 146-H5 | WLP | 13.8kV | 13.8kV | 13.8kV | 0.47806 | 0.47748 | 0.50135 | 8.366 | 8.3559 | 8.3559 | 5.714% | 5.714% | 6% | 5.81% | Y | N | N
| 1462 | NSTAR | West | Waltham | Pine Street | 33 | 14F | Waltham | D | 3307 | WAL | 4.16kV | 4.16kV | 4.16kV | 0.072055 | 0.10795 | 0.10076 | 1.6212 | 1.6193 | 1.6193 | 4.444% | 6.667% | 6.222% | 5.778% | Y | N | N
| 580 | NSTAR | Central | Boston | Havard Court | 506 | 14C | Brookline | D | 506-09 | BKL | 4.16kV | 4.16kV | 4.16kV | 0 | 0 | 0.39582 | 2.3778 | 2.3749 | 2.3749 | 0% | 0% | 16.67% | 5.556% | Y | N | N
| 95 | NSTAR | Central | Boston | Andrew Sq | 106 | 110D | South Boston | D | 106-1N28H1 | BDT | 13.8kV | 13.8kV | 13.8kV | 0.52587 | 0.23874 | 0.28649 | 6.3343 | 6.3266 | 6.3266 | 8.302% | 3.774% | 4.528% | 5.535% | Y | N | N
| 219 | NSTAR | Central | Somerville | Mystic Station | 250 | 110A | Everett | D | 227-51H1 | CHT EVE | 13.8kV | 13.8kV | 13.8kV | 0.21513 | 0.23874 | 0.23874 | 4.183 | 4.178 | 4.178 | 5.143% | 5.714% | 5.714% | 5.524% | Y | N | N
| 893 | NSTAR | South | New Bedford | Pine Street | 611 | C | N. Bedford | D | 2027-02-27 | NEB | 13.2kV | 13.2kV | 13.2kV | 0.41155 | 0.45672 | 0.45672 | 8.0252 | 8.0154 | 8.0154 | 5.128% | 5.698% | 5.698% | 5.508% | Y | N | N
| 125 | NSTAR | Central | Boston | Dorchester Ave | 139 | 14B | South Boston | D | 139-05 | SOB | 4.16kV | 4.16kV | 4.16kV | 0.1297 | 0.13674 | 0.15833 | 2.594 | 2.5908 | 2.5908 | 5% | 5.278% | 6.111% | 5.463% | Y | N | N
| 620 | NSTAR | Central | Somerville | Salem St | 15 | 14kV Bus | Charlestown | D | 529-202 | CHT | 13.8kV | 13.8kV | 13.8kV | 0.40635 | 0.35811 | 0.35811 | 6.9319 | 6.9235 | 6.9235 | 5.862% | 5.172% | 5.172% | 5.402% | Y | N | N
| 498 | NSTAR | Central | Boston | Congress Street | 430 | 14B | South Boston | D | 430-12 | SOB | 4.16kV | 4.16kV | 4.16kV | 0.15852 | 0.13674 | 0.12235 | 2.594 | 2.5908 | 2.5908 | 6.111% | 5.278% | 4.722% | 5.37% | Y | N | N
| 340 | NSTAR | Central | Boston | Hyde Park | 496 | 110B | Hyde Park | D | 311-1406H2 | HYP | 13.8kV | 13.8kV | 13.8kV | 0.52587 | 0.5491 | 0.40586 | 9.5612 | 9.5496 | 9.5496 | 5.5% | 5.75% | 4.25% | 5.167% | Y | N | N
| 651 | NSTAR | Central | Somerville | Mystic Station | 250 | 110A | Charlestown | D | 585-114H4 | SOM | 13.8kV | 13.8kV | 13.8kV | 0.59757 | 0.59685 | 0.59685 | 11.5929 | 11.5789 | 11.5789 | 5.155% | 5.155% | 5.155% | 5.155% | Y | N | N
| 1758 | NSTAR | West | Waltham | Burlington | 391 | 110B | Burlington | D | 487-1378H1 | BED,BUR | 13.8kV | 13.8kV | 13.8kV | 0.52587 | 0.50135 | 0.59685 | 10.8759 | 10.8627 | 10.8627 | 4.835% | 4.615% | 5.495% | 4.982% | Y | N | N
| 1252 | NSTAR | South | Cape & Vineyard | Sandwich Sub | 919 | 1 | Sandwich | D | 4-81A-850 | SAN | 8.3kV | 8.3kV | 8.3kV | 0.18689 | 0.086154 | 0.17231 | 3.3066 | 3.3026 | 3.3026 | 5.652% | 2.609% | 5.217% | 4.493% | Y | N | N
| 113 | NSTAR | Central | Somerville | Willoughby St | 488 | 110B | Somerville | D | 108-195H4 | EBO,SOM | 13.8kV | 13.8kV | 13.8kV | 0.14342 | 0.16712 | 0.16712 | 3.5854 | 3.5811 | 3.5811 | 4% | 4.667% | 4.667% | 4.444% | Y | N | N
| 114 | NSTAR | Central | Somerville | Willoughby St | 488 | 110B | Somerville | D | 108-195H5 | EBO,SOM | 13.8kV | 13.8kV | 13.8kV | 0.047806 | 0.21487 | 0.21487 | 3.5854 | 3.5811 | 3.5811 | 1.333% | 6% | 6% | 4.444% | Y | N | N
| 671 | NSTAR | Central | Somerville | Hampshire | 814 | 14A | Cambridge | D | 814-14 | CAM | 4.16kV | 4.16kV | 4.16kV | 0.16573 | 0.079165 | 0.050378 | 2.5219 | 2.5189 | 2.5189 | 6.571% | 3.143% | 2% | 3.905% | Y | N | N
| 1521 | NSTAR | West | Waltham | Waltham | 282 | 110B | Waltham | D | 17-1354H1 | NEW | 13.8kV | 13.8kV | 13.8kV | 0 | 0.47748 | 0.47748 | 8.366 | 8.3559 | 8.3559 | 0% | 5.714% | 5.714% | 3.81% | Y | N | N
| 1794 | NSTAR | West | Southboro | NGRID | NGRID | NGRID | Hopkinton | D | NGD-501 | HOP | 13.8kV | 13.8kV | 13.8kV | 0.14342 | 0.11937 | 0.11937 | 3.3464 | 3.3424 | 3.3424 | 4.286% | 3.571% | 3.571% | 3.81% | Y | N | N
| 1053 | NSTAR | South | New Bedford | Pine Street | 611 | D | N. Bedford | D | 2-89-13 | NEB | 13.2kV | 13.2kV | 13.2kV | 0.34296 | 0.34254 | 0.34254 | 9.0312 | 9.0202 | 9.0202 | 3.797% | 3.797% | 3.797% | 3.797% | Y | N | N
| 743 | NSTAR | Central | Somerville | Alewife | 828 | 110A | Cambridge | D | 828-1369 | CAM | 13.8kV | 13.8kV | 13.8kV | 0.23903 | 0.26261 | 0.23874 | 6.8123 | 6.8041 | 6.8041 | 3.509% | 3.86% | 3.509% | 3.626% | Y | N | N
| 1319 | NSTAR | South | Cape & Vineyard | Hyannis Junction | 961 | 2 | Barnstable | D | 4-92A-534 | YAR | 22.8kV | 22.8kV | 22.8kV | 0.55289 | 0.47333 | 0.39444 | 13.4272 | 13.411 | 13.411 | 4.118% | 3.529% | 2.941% | 3.529% | Y | N | N
| 659 | NSTAR | Central | Somerville | Charles | 811 | 14A | Cambridge | D | 811-14 | CAM | 4.16kV | 4.16kV | 4.16kV | 0.072055 | 0.071968 | 0.071968 | 2.0536 | 2.0511 | 2.0511 | 3.509% | 3.509% | 3.509% | 3.509% | Y | N | N
| 292 | NSTAR | Central | Boston | Summer St | 293 | 110B | South Boston | D | 293-04 | SOB | 4.16kV | 4.16kV | 4.16kV | 0 | 0.20871 | 0.043181 | 2.594 | 2.5908 | 2.5908 | 0% | 8.056% | 1.667% | 3.241% | Y | N | N
| 497 | NSTAR | Central | Boston | Congress Street | 430 | 14B | S. Boston | D | 430-11 | SOB | 4.16kV | 4.16kV | 4.16kV | 0.021617 | 0.0071968 | 0.2231 | 2.594 | 2.5908 | 2.5908 | 0.8333% | 0.2778% | 8.611% | 3.241% | Y | N | N
| 674 | NSTAR | Central | Somerville | Hampshire | 814 | 14A | Cambridge | D | 814-17 | CAM | 4.16kV | 4.16kV | 4.16kV | 0.1297 | 0 | 0 | 2.0536 | 2.0511 | 2.0511 | 6.316% | 0% | 0% | 2.105% | Y | N | N
| 455 | NSTAR | Central | Boston | K Street | 385 | 110D | South Boston | D | 385-197H | SOB | 13.8kV | 13.8kV | 13.8kV | 0 | 0 | 0.47748 | 8.6051 | 8.5946 | 8.5946 | 0% | 0% | 5.556% | 1.852% | Y | N | N
| 1398 | NSTAR | South | Cape & Vineyard | Falmouth Sub | 933 | 1 | Falmouth | D | 4-98B-447 | FAL | 22.8kV | 22.8kV | 22.8kV | 0.35543 | 0.39444 | 0.39444 | 22.1155 | 22.0886 | 22.0886 | 1.607% | 1.786% | 1.786% | 1.726% | Y | N | N
| 1600 | NSTAR | West | Southboro | Hopkinton | 126 | 110A | Hopkinton | D | 314-1371H1 | HOK | 13.8kV | 13.8kV | 13.8kV | 0.047806 | 0.047748 | 0.071622 | 3.3464 | 3.3424 | 3.3424 | 1.429% | 1.429% | 2.143% | 1.667% | Y | N | N
| 912 | NSTAR | South | New Bedford | Pine Street | 611 | A | N. Bedford | D | 2-110-56 | NEB | 13.2kV | 13.2kV | 13.2kV | 0.091455 | 0.091344 | 0.091344 | 9.0312 | 9.0202 | 9.0202 | 1.013% | 1.013% | 1.013% | 1.013% | Y | N | N
| 1121 | NSTAR | South | Plymouth | Marshfield Hills Sub | 728 | 1 | Marshfield | D | 3-25-42J1 | MAR | 4.16kV | 4.16kV | 4.16kV | 0.021617 | 0.02159 | 0.02159 | 2.2697 | 2.267 | 2.267 | 0.9524% | 0.9524% | 0.9524% | 0.9524% | Y | N | N
| 476 | NSTAR | Central | Boston | K Street | 385 | 110A | South Boston | D | 385-H9 | SOB | 13.8kV | 13.8kV | 13.8kV | 0.071709 | 0.047748 | 0.047748 | 7.0514 | 7.0428 | 7.0428 | 1.017% | 0.678% | 0.678% | 0.791% | Y | N | N
| 822 | NSTAR | Central | Boston | Seafood Way | 99 | 110A | South Boston | D | 99-H11 | SOB | 13.8kV | 13.8kV | 13.8kV | 0 | 0 | 0.26261 | 14.8198 | 14.8019 | 14.8019 | 0% | 0% | 1.774% | 0.5914% | Y | N | N
| 1438 | NSTAR | West | Southboro | South Street | 24 | 14F | Framingham | D | 2401 | FRA | 4.16kV | 4.16kV | 4.16kV | 0 | 0 | 0.043181 | 2.5219 | 2.5189 | 2.5189 | 0% | 0% | 1.714% | 0.5714% | Y | N | N
| 8 | NSTAR | Central | Boston | Roslindale | 13 | 14C | Roslindale | D | 1310 | WRX | 4.16kV | 4.16kV | 4.16kV | 0 | 0 | 0.035984 | 2.594 | 2.5908 | 2.5908 | 0% | 0% | 1.389% | 0.463% | Y | N | N
| 850 | NSTAR | South | New Bedford | Second St. | 694 | 1 | New Bedford | D | 1940-02-03 | NEB | 3.74kV | 3.74kV | 3.74kV | 0.0064781 | 0.0064702 | 0.0064702 | 1.8527 | 1.8505 | 1.8505 | 0.3497% | 0.3497% | 0.3497% | 0.3497% | Y | N | N
| 940 | NSTAR | South | New Bedford | Depot St. | 685 | 1 | N. Bedford | D | 2-29-29 | NEB | 3.74kV | 3.74kV | 3.74kV | 0.0064781 | 0.0064702 | 0.0064702 | 1.8527 | 1.8505 | 1.8505 | 0.3497% | 0.3497% | 0.3497% | 0.3497% | Y | N | N
| 130 | NSTAR | Central | Boston | Dorchester Ave | 139 | 14C | S. Boston | D | 139-10 | SOB | 4.16kV | 4.16kV | 4.16kV | 0 | 0.014394 | 0.0071968 | 2.594 | 2.5908 | 2.5908 | 0% | 0.5556% | 0.2778% | 0.2778% | Y | N | N
| 604 | NSTAR | Central | Boston | Willow St | 516 | 24AC | W. Roxbury | D | 516-07 | WRX | 4.16kV | 4.16kV | 4.16kV | 0.0072055 | 0.0071968 | 0.0071968 | 2.594 | 2.5908 | 2.5908 | 0.2778% | 0.2778% | 0.2778% | 0.2778% | Y | N | N
| 776 | NSTAR | Central | Somerville | Putnam | 831 | 110C | Cambridge | D | 831-1393 | CAM | 13.8kV | 13.8kV | 13.8kV | 0.023903 | 0.023874 | 0 | 5.8562 | 5.8491 | 5.8491 | 0.4082% | 0.4082% | 0% | 0.2721% | Y | N | N
| 470 | NSTAR | Central | Boston | K Street | 385 | 110A | South Boston | D | 385-H3 | SOB | 13.8kV | 13.8kV | 13.8kV | 0 | 0 | 0.047748 | 7.0514 | 7.0428 | 7.0428 | 0% | 0% | 0.678% | 0.226% | Y | N | N
| 1583 | NSTAR | West | Waltham | Elliot Street | 292 | 14C | Newton | D | 292-05 | NEW | 4.16kV | 4.16kV | 4.16kV | 0 | 0 | 0.0071968 | 1.6573 | 1.6553 | 1.6553 | 0% | 0% | 0.4348% | 0.1449% | Y | N | N
| 1048 | NSTAR | South | New Bedford | River Rd. | 695 | 1 | New Bedford | D | 2-88-140 | NEB | 3.74kV | 3.74kV | 3.74kV | 0.0064781 | 0 | 0 | 1.8527 | 1.8505 | 1.8505 | 0.3497% | 0% | 0% | 0.1166% | Y | N | N
| 474 | NSTAR | Central | Boston | K Street | 385 | 110A | South Boston | D | 385-H7 | SOB | 13.8kV | 13.8kV | 13.8kV | 0 | 0 | 0.023874 | 7.0514 | 7.0428 | 7.0428 | 0% | 0% | 0.339% | 0.113% | Y | N | N
| 397 | NSTAR | Central | Boston | Brighton | 329 | 110C | Brighton | D | 329-H5 | BRI | 13.8kV | 13.8kV | 13.8kV | 0 | 0 | 0.023874 | 8.366 | 8.3559 | 8.3559 | 0% | 0% | 0.2857% | 0.09524% | Y | N | N
| 27 | NSTAR | Central | Boston | Allston | 36 | 14B | Allston | D | 3607 | BKL | 4.16kV | 4.16kV | 4.16kV | 0 | 0 | 0 | 2.3778 | 2.3749 | 2.3749 | 0% | 0% | 0% | 0% | Y | N | N
| 38 | NSTAR | Central | Boston | Central Street | 43 | 14E | Dorchester | D | 4301 | DOR | 4.16kV | 4.16kV | 4.16kV | 0 | 0 | 0 | 1.6933 | 1.6912 | 1.6912 | 0% | 0% | 0% | 0% | Y | N | N
| 167 | NSTAR | Central | Boston | K Street | 385 | 110B | South Boston | D | 151-140H1 | SOB | 13.8 | #N/A | #N/A | 0 | 0 | 0 | 6.3343 | 6.3266 | 6.3266 | 0% | 0% | 0% | 0% | Y | N | N
| 184 | NSTAR | Central | Boston | 500 E. First St | 385D | 110B | South Boston | D | 168-135H1 | SOB | 13.8kV | #N/A | #N/A | 0 | 0 | 0 | 6.3343 | 6.3266 | 6.3266 | 0% | 0% | 0% | 0% | Y | N | N
| 186 | NSTAR | Central | Somerville | PNU29 | PNU29 | P17/P29 | Somerville | D | 17N29 | SOM | 4.16kV | 4.16kV | 4.16kV | 0 | 0 | 0 | 1.6933 | 1.6912 | 1.6912 | 0% | 0% | 0% | 0% | Y | N | N
| 290 | NSTAR | Central | Boston | Summer St | 293 | 110B | S. Boston | D | 293-01 | SOB | 4.16kV | 4.16kV | 4.16kV | 0 | 0 | 0 | 2.594 | 2.5908 | 2.5908 | 0% | 0% | 0% | 0% | Y | N | N
| 294 | NSTAR | Central | Boston | Summer St | 293 | 110B | South Boston | D | 293-07 | SOB | 4.16 | 4.16kV | 4.16kV | 0 | 0 | 0 | 1.6933 | 1.6912 | 1.6912 | 0% | 0% | 0% | 0% | Y | N | N
| 296 | NSTAR | Central | Boston | Summer St | 293 | 110B | South Boston | D | 293-10 | SOB | 4.16kV | 4.16kV | 4.16kV | 0 | 0 | 0 | 1.6933 | 1.6912 | 1.6912 | 0% | 0% | 0% | 0% | Y | N | N
| 369 | NSTAR | Central | Boston | Cottrell Street | 321 | 14AB | Dorchester | D | 321-01 | DOR | 4.16 | 4.16kV | 4.16kV | 0 | 0 | 0 | 1.9455 | 1.9431 | 1.9431 | 0% | 0% | 0% | 0% | Y | N | N
| 371 | NSTAR | Central | Boston | Cottrell Street | 321 | 14AB | Dorchester | D | 321-03 | DOR,SOB | 4.16kV | 4.16kV | 4.16kV | 0 | 0 | 0 | 2.594 | 2.5908 | 2.5908 | 0% | 0% | 0% | 0% | Y | N | N
| 378 | NSTAR | Central | Boston | Southampton Street | 323 | 14C | South Boston | D | 323-08 | BDT | 4.16kV | 4.16kV | 4.16kV | 0 | 0 | 0 | 1.6933 | 1.6912 | 1.6912 | 0% | 0% | 0% | 0% | Y | N | N
| 458 | NSTAR | Central | Boston | K Street | 385 | 110A | South Boston | D | 385-H11 | SOB | 13.8kV | 13.8kV | 13.8kV | 0 | 0 | 0 | 5.6172 | 5.6104 | 5.6104 | 0% | 0% | 0% | 0% | Y | N | N
| 467 | NSTAR | Central | Boston | K Street | 385 | 110A | South Boston | D | 385-H2 | SOB | 13.8 | #N/A | #N/A | 0 | 0 | 0 | 7.0514 | 7.0428 | 7.0428 | 0% | 0% | 0% | 0% | Y | N | N
| 870 | NSTAR | South | New Bedford | Pine Street | 611 | D | N. Bedford | D | 2012-02-23 | NEB | 13.2kV | 13.2kV | 13.2kV | 0 | 0 | 0 | 3.8411 | 3.8364 | 3.8364 | 0% | 0% | 0% | 0% | Y | N | N
| 881 | NSTAR | South | New Bedford | Pine Street | 611 | D | N. Bedford | D | 2020-02-23 | NEB | 13.2kV | 13.2kV | 13.2kV | 0 | 0 | 0 | 9.0312 | 9.0202 | 9.0202 | 0% | 0% | 0% | 0% | Y | N | N
| 914 | NSTAR | South | New Bedford | Belleville Ave. | 680 | 1 | N. Bedford | D | 2-132-132 | NEB | 3.74 | 3.74kV | 3.74kV | 0 | 0 | 0 | 1.8527 | 1.8505 | 1.8505 | 0% | 0% | 0% | 0% | Y | N | N
| 915 | NSTAR | South | New Bedford | Hathaway St. | 617 | S | N. Bedford | D | 2-134-134 | NEB | 3.74 | 3.74kV | 3.74kV | 0 | 0 | 0 | 1.8527 | 1.8505 | 1.8505 | 0% | 0% | 0% | 0% | Y | N | N
| 916 | NSTAR | South | New Bedford | Belleville Ave. | 680 | 1 | N. Bedford | D | 2-136-136 | NEB | 3.74 | 3.74kV | 3.74kV | 0 | 0 | 0 | 1.8527 | 1.8505 | 1.8505 | 0% | 0% | 0% | 0% | Y | N | N
| 919 | NSTAR | South | New Bedford | Hathaway St. | 617 | N | N. Bedford | D | 2-140-140 | NEB | 3.74 | 3.74kV | 3.74kV | 0 | 0 | 0 | 1.8527 | 1.8505 | 1.8505 | 0% | 0% | 0% | 0% | Y | N | N
| 925 | NSTAR | South | New Bedford | Arsene | 654 | 1 | Fairhaven | D | 2-220-9 | FRH | 13.2kV | 13.2kV | 13.2kV | 0 | 0 | 0 | 5.7159 | 5.709 | 5.709 | 0% | 0% | 0% | 0% | Y | N | N
| 933 | NSTAR | South | New Bedford | Wing Lane | 624 | 1 | Acushnet | D | 2-240-9 | FRH | 13.2kV | 13.2kV | 13.2kV | 0 | 0 | 0 | 5.7159 | 5.709 | 5.709 | 0% | 0% | 0% | 0% | Y | N | N
| 946 | NSTAR | South | New Bedford | Rockdale | 693 | 1 | N. Bedford | D | 2-36-36 | NEB | 3.74 | 3.74kV | 3.74kV | 0 | 0 | 0 | 1.8527 | 1.8505 | 1.8505 | 0% | 0% | 0% | 0% | Y | N | N
| 947 | NSTAR | South | New Bedford | Durfee St. | 686 | 1 | N. Bedford | D | 2-38-38 | NEB | 3.74 | 3.74kV | 3.74kV | 0 | 0 | 0 | 2.2738 | 2.271 | 2.271 | 0% | 0% | 0% | 0% | Y | N | N
| 949 | NSTAR | South | New Bedford | Depot St. | 685 | 1 | N. Bedford | D | 2-40-40 | NEB | 3.74 | 3.74kV | 3.74kV | 0 | 0 | 0 | 1.8527 | 1.8505 | 1.8505 | 0% | 0% | 0% | 0% | Y | N | N
| 951 | NSTAR | South | New Bedford | Depot St. | 685 | 1 | N. Bedford | D | 2-42-42 | NEB | 3.74 | 3.74kV | 3.74kV | 0 | 0 | 0 | 1.8527 | 1.8505 | 1.8505 | 0% | 0% | 0% | 0% | Y | N | N
| 952 | NSTAR | South | New Bedford | Ash St. | 615 | W | N. Bedford | D | 2-43-43 | NEB | 3.74 | 3.74kV | 3.74kV | 0 | 0 | 0 | 1.8527 | 1.8505 | 1.8505 | 0% | 0% | 0% | 0% | Y | N | N
| 954 | NSTAR | South | New Bedford | Rockdale | 693 | 1 | New Bedford | D | 2-48-48 | NEB | 3.74 | 3.74kV | 3.74kV | 0 | 0 | 0 | 1.8527 | 1.8505 | 1.8505 | 0% | 0% | 0% | 0% | Y | N | N
| 955 | NSTAR | South | New Bedford | Ash St. | 615 | W | N. Bedford | D | 2-49-49 | NEB | 3.74 | 3.74kV | 3.74kV | 0 | 0 | 0 | 1.8527 | 1.8505 | 1.8505 | 0% | 0% | 0% | 0% | Y | N | N
| 991 | NSTAR | South | New Bedford | Assonet | 647 | 2 | Freetown | D | 2-607-607 | FRE | 13.2kV | 13.2kV | 13.2kV | 0 | 0 | 0 | 9.8314 | 9.8195 | 9.8195 | 0% | 0% | 0% | 0% | Y | N | N
| 996 | NSTAR | South | New Bedford | Pine Street | 611 | C | N. Bedford | D | 2-66-12 | NEB | 13.2kV | 13.2kV | 13.2kV | 0 | 0 | 0 | 3.8411 | 3.8364 | 3.8364 | 0% | 0% | 0% | 0% | Y | N | N
| 1114 | NSTAR | South | Plymouth | Marshfield Sub | 739 | 1 | Marshfield | D | 3-24A-35J2 | MAF | 4.16kV | 4.16kV | 4.16kV | 0 | 0 | 0 | 1.6573 | 1.6553 | 1.6553 | 0% | 0% | 0% | 0% | Y | N | N
| 1183 | NSTAR | South | Plymouth | Buzzards Bay Sub | 712 | 1 | Buzzards Bay | D | 3-88-2J2 | BRN | 4.16kV | 4.16kV | 4.16kV | 0 | 0 | 0 | 2.2697 | 2.267 | 2.267 | 0% | 0% | 0% | 0% | Y | N | N
| 1192 | NSTAR | South | Plymouth | Valley Sub | 715 | 2 | Plymouth | D | 3-89-926 | PLY | 22.8 | 22.8kV | 22.8kV | 0 | 0 | 0 | 17.7713 | 17.7498 | 17.7498 | 0% | 0% | 0% | 0% | Y | N | N
| 1415 | NSTAR | West | Waltham | Homer Street | 17 | 14E | Newton | D | 1706 | NEW | 4.16kV | 4.16kV | 4.16kV | 0 | 0 | 0 | 1.6933 | 1.6912 | 1.6912 | 0% | 0% | 0% | 0% | Y | N | N
| 1423 | NSTAR | West | Walpole | Dedham | 20 | 14E | Dedham | D | 2001 | DED | 4.16kV | 4.16kV | 4.16kV | 0 | 0 | 0 | 2.0896 | 2.0871 | 2.0871 | 0% | 0% | 0% | 0% | Y | N | N
| 1428 | NSTAR | West | Walpole | Dedham | 20 | 14G | Dedham | D | 2006 | DED,WRX | 4.16kV | 4.16kV | 4.16kV | 0 | 0 | 0 | 1.5852 | 1.5833 | 1.5833 | 0% | 0% | 0% | 0% | Y | N | N
| 1439 | NSTAR | West | Southboro | South Street | 24 | 14F | Framingham | D | 2403 | FRA | 4.16kV | 4.16kV | 4.16kV | 0 | 0 | 0 | 1.5492 | 1.5473 | 1.5473 | 0% | 0% | 0% | 0% | Y | N | N
| 1510 | NSTAR | West | Waltham | Needham | 148 | 14C | Needham | D | 148-05 | NEE | 4.16kV | 4.16kV | 4.16kV | 0 | 0 | 0 | 3.5307 | 3.5264 | 3.5264 | 0% | 0% | 0% | 0% | Y | N | N
| 1572 | NSTAR | West | Waltham | Waltham | 282 | 110B | Waltham | D | 282-H3 | WAL,WTN | 13.8kV | 13.8kV | 13.8kV | 0 | 0 | 0 | 11.7125 | 11.6983 | 11.6983 | 0% | 0% | 0% | 0% | Y | N | N
| 1615 | NSTAR | West | Waltham | South Street | 322 | 14A | Bedford | D | 322-02 | BED | 4.16kV | 4.16kV | 4.16kV | 0 | 0 | 0 | 1.6933 | 1.6912 | 1.6912 | 0% | 0% | 0% | 0% | Y | N | N
| 1694 | NSTAR | West | Southboro | Speen Street | 433 | 110C | Framingham | D | 433-H15 | FRA | 13.8kV | 13.8kV | 13.8kV | 0 | 0 | 0 | 8.4856 | 8.4753 | 8.4753 | 0% | 0% | 0% | 0% | Y | N | N
| W3 | WMECO | NORTHERN | PITTSFIELD | Partridge_15E | 15E | 15E-1X | PITTSFIELD | D | 15000 | PITTSFIELD | 23 | 23 | 23 | -19.4 | 8 | 2.9 | 15.7 | 15.7 | 15.7 | -123.6% | 50.96% | 18.47% | -18.05% | Y | N | N
| W4 | WMECO | NORTHERN | PITTSFIELD | Partridge_15E | 15E | 15E-1X | PITTSFIELD | D | 150000 | PITTSFIELD | 23 | 23 | 23 | 1.9 | -19.4 | -19.4 | 23.9 | 23.9 | 23.9 | 7.95% | -81.17% | -81.17% | -51.46% | Y | N | N

## ARCHIVAL - National Grid 2024
NOT ACTIVE - ARCHIVAL PURPOSES ONLY
General Information |  |  |  |  | Substation Information | [6 empty] | Circuit Information | [11 empty] | DCM Information
| Sort Identifier | Company | Division | District | Substation Name/Number | Circuit Sub XFMR Identifier | Substation Location by Town | Substation Classification | Feeder/Circuit ID | Feeder/Circuit Location by Town/City | Feeder/Circuit Voltage | Feeder/Ckt PEAK Load MVA 2021 | Feeder/Ckt PEAK Load MVA 2022 | Feeder/Ckt PEAK Load MVA 2023 | Normal Rating MVA in 2021 | Normal Rating MVA in 2022 | Normal Rating MVA in 2023 | 2021 peak to normal rating %age | 2022 peak to normal rating %age | 2023 peak to normal rating %age | 3 year Average | Complete Data? (Y/N) | CIP Circuit? (Y/N) | DCM Eligible? (Y/N) | Eligible DCM Capacity (MW) | Reserved DCM Capacity | Remaining DCM Capacity (MW)
| 120 | Massachusetts Electric | NE North | Central | Snow St. |  | Southbridge | Distribution | 01-413L2 | Southbridge, Sturbridge | 13.2 | 9.08 | 9.51 | 8.27 | 10.75 | 10.75 | 10.75 | 84.47% | 88.47% | 76.93% | 83.29% | Y | N | Y | 5 | 1 | 4
| 1117 | Massachusetts Electric | NE North | Merrimack Valley | East Dracut |  | Dracut | Distribution | 14-75L2 | Andover, Dracut, Lowell, North Andover, Tewksbury | 13.2 | 8.07 | 8.41 | 7.8 | 11 | 11 | 8.35 | 73.36% | 76.45% | 93.41% | 81.08% | Y | N | Y | 5 |  | 5
| 857 | Massachusetts Electric | NE North | North Shore | Codding Ave |  | Medford | Distribution | 12-64J2 | Medford | 4.16 | 1.53 | 3.34 | 3.07 | 3.22 | 3.22 | 3.22 | 47.52% | 103.7% | 95.34% | 82.19% | Y | N | Y | 2 |  | 2
| 1028 | Massachusetts Electric | NE North | Merrimack Valley | Ward Hill |  | Haverhill | Distribution | 14-43L6 | Haverhill | 13.2 | 7.66 | 10.61 | 10.66 | 11.77 | 11.77 | 11.77 | 65.08% | 90.14% | 90.57% | 81.93% | Y | N | Y | 5 |  | 5
| 277 | Massachusetts Electric | NE South | Southeast | Marlboro |  | Marlborough | Distribution | 05-311W1 | Marlborough | 13.8 | 9.59 | 9.72 | 11.47 | 12.67 | 12.67 | 12.67 | 75.69% | 76.72% | 90.53% | 80.98% | Y | N | Y | 5 |  | 5
| 985 | Massachusetts Electric | NE North | Merrimack Valley | North Chelmsford |  | Chelmsford | Distribution | 14-2L3 | Chelmsford, Lowell | 13.2 | 8.76 | 8.02 | 8.96 | 10.17 | 10.17 | 10.17 | 86.14% | 78.86% | 88.1% | 84.37% | Y | N | Y | 5 |  | 5
| 121 | Massachusetts Electric | NE North | Central | Snow St. |  | Southbridge | Distribution | 01-413L3 | Charlton, Dudley, Southbridge | 13.2 | 9.46 | 8.94 | 8.51 | 11.77 | 11.77 | 9.72 | 80.37% | 75.96% | 87.55% | 81.29% | Y | N | Y | 5 |  | 5
| 1096 | Massachusetts Electric | NE North | Merrimack Valley | North Lawrence |  | Lawrence | Distribution | 14-6J5 | Lawrence | 3.74 | 1.7 | 1.75 | 1.84 | 2.11 | 2.11 | 2.11 | 80.57% | 82.94% | 87.2% | 83.57% | Y | N | Y | 2 |  | 2
| 782 | Massachusetts Electric | NE North | North Shore | Melrose |  | Melrose | Distribution | 12-25W4 | Melrose | 13.8 | 6.62 | 11.47 | 10.66 | 12.31 | 12.31 | 12.31 | 53.78% | 93.18% | 86.6% | 77.85% | Y | N | Y | 5 |  | 5
| 1051 | Massachusetts Electric | NE North | Merrimack Valley | Woodchuck Hill |  | North Andover | Distribution | 14-56L1 | North Andover | 13.2 | 8.99 | 10.06 | 10.2 | 11.8 | 11.8 | 11.8 | 76.19% | 85.25% | 86.44% | 82.63% | Y | N | Y | 5 |  | 5
| 60 | Massachusetts Electric | NE North | Central | Pratts Junc. |  | Sterling | Distribution | 01-225W1 | Bolton, Clinton, Harvard, Lancaster | 13.8 | 6.84 | 9.71 | 8.76 | 10.16 | 10.16 | 10.16 | 67.32% | 95.57% | 86.22% | 83.04% | Y | N | Y | 5 |  | 5
| 227 | Massachusetts Electric | NE South | Southeast | Hathaway St. Sub |  | Fall River | Distribution | 05-106W82 | Fall River | 13.8 | 7.89 | 8.06 | 7.89 | 10.73 | 9.2 | 9.2 | 73.53% | 87.61% | 85.76% | 82.3% | Y | N | Y | 5 |  | 5
| 278 | Massachusetts Electric | NE South | Southeast | Marlboro |  | Marlborough | Distribution | 05-311W2 | Marlborough | 13.8 | 7.65 | 8.6 | 8.65 | 10.16 | 10.16 | 10.16 | 75.3% | 84.65% | 85.14% | 81.69% | Y | N | Y | 5 |  | 5
| 287 | Massachusetts Electric | NE South | Southeast | Westboro |  | Westborough | Distribution | 05-312W5 | Westborough | 13.8 | 10.21 | 9.6 | 10.76 | 12.67 | 12.67 | 12.67 | 80.58% | 75.77% | 84.93% | 80.43% | Y | N | Y | 5 |  | 5
| 713 | Massachusetts Electric | NE North | North Shore | Lynnway |  | Lynn | Distribution | 12-21J30 | Lynn | 4.16 | 1.7 | 1.34 | 1.44 | 2.2 | 1.71 | 1.71 | 77.27% | 78.36% | 84.21% | 79.95% | Y | N | Y | 2 |  | 2
| 877 | Massachusetts Electric | NE North | North Shore | Hudson |  | Lynn | Distribution | 12-7J901 | Lynn | 4.16 | 2.71 | 2.35 | 2.85 | 3.39 | 3.39 | 3.39 | 79.94% | 69.32% | 84.07% | 77.78% | Y | N | Y | 2 |  | 2
| 647 | Massachusetts Electric | NE North | North Shore | Beverly |  | Beverly | Distribution | 12-12J6 | Beverly | 4.16 | 2.01 | 1.89 | 2.15 | 2.56 | 2.56 | 2.56 | 78.52% | 73.83% | 83.98% | 78.78% | Y | N | Y | 2 |  | 2
| 1027 | Massachusetts Electric | NE North | Merrimack Valley | Ward Hill |  | Haverhill | Distribution | 14-43L4 | Haverhill, Lawrence, Methuen | 13.2 | 9.19 | 9.19 | 9.87 | 11.77 | 11.77 | 11.77 | 78.08% | 78.08% | 83.86% | 80.01% | Y | N | Y | 5 |  | 5
| 1054 | Massachusetts Electric | NE North | Merrimack Valley | Westford |  | Westford | Distribution | 14-57L1 | Westford | 13.2 | 11.27 | 10.11 | 10.63 | 12.71 | 12.71 | 12.71 | 88.67% | 79.54% | 83.63% | 83.95% | Y | N | Y | 5 |  | 5
| 1007 | Massachusetts Electric | NE North | Merrimack Valley | Newburyport |  | Newburyport | Distribution | 14-36L2 | Newbury, Newburyport | 13.2 | 8.89 | 9.76 | 9.65 | 11.8 | 11.8 | 11.8 | 75.34% | 82.71% | 81.78% | 79.94% | Y | N | Y | 5 |  | 5
| 114 | Massachusetts Electric | NE North | Central | E. Webster |  | Webster | Distribution | 01-412L2 | Dudley, Webster | 13.2 | 9.84 | 9.56 | 9.29 | 11.41 | 11.41 | 11.41 | 86.24% | 83.79% | 81.42% | 83.82% | Y | N | Y | 5 |  | 5
| 656 | Massachusetts Electric | NE North | North Shore | Lynnway |  | Lynn | Distribution | 12-1382 | Lynn | 13.8 | 3.49 | 4.42 | 3.98 | 4.9 | 4.9 | 4.9 | 71.22% | 90.2% | 81.22% | 80.88% | Y | N | Y | 5 |  | 5
| 983 | Massachusetts Electric | NE North | Merrimack Valley | North Chelmsford |  | Chelmsford | Distribution | 14-2L1 | Chelmsford, Tyngsborough, Westford | 13.2 | 7.04 | 6.72 | 7.18 | 8.85 | 8.85 | 8.85 | 79.55% | 75.93% | 81.13% | 78.87% | Y | N | Y | 5 |  | 5
| 236 | Massachusetts Electric | NE South | Southeast | Bates St. Sub |  | Fall River | Distribution | 05-115W53 | Fall River | 13.8 | 9.63 | 10.05 | 9.31 | 11.5 | 11.5 | 11.5 | 83.74% | 87.39% | 80.96% | 84.03% | Y | N | Y | 5 |  | 5
| 97 | Massachusetts Electric | NE North | Central | Millbury |  | Millbury | Distribution | 01-304W6 | Millbury, Sutton | 13.8 | 9.94 | 9.94 | 9.52 | 11.78 | 11.78 | 11.78 | 84.38% | 84.38% | 80.81% | 83.19% | Y | N | Y | 5 |  | 5
| 537 | Massachusetts Electric | NE South | South Shore | North Abington |  | Abington | Distribution | 07-99W61 | Hanover, Rockland | 13.8 | 10.37 | 10.79 | 10.04 | 12.43 | 12.43 | 12.43 | 83.43% | 86.81% | 80.77% | 83.67% | Y | N | Y | 5 |  | 5
| 1157 | Nantucket Electric | NE South | Nantucket | Candle St |  | Nantucket | Distribution | 04-101L8 | Nantucket | 13.2 | 8.96 | 9.12 | 9.04 | 11.2 | 11.2 | 11.2 | 80% | 81.43% | 80.71% | 80.71% | Y | N | Y | 5 |  | 5
| 1081 | Massachusetts Electric | NE North | Merrimack Valley | Newbury |  | Newbury | Distribution | 14-60L4 | Newbury, Newburyport | 13.2 | 8.23 | 9.65 | 9.5 | 11.77 | 11.77 | 11.77 | 69.92% | 81.99% | 80.71% | 77.54% | Y | N | Y | 5 |  | 5
| 1152 | Nantucket Electric | NE South | Nantucket | Candle St |  | Nantucket | Distribution | 04-101L3 | Nantucket | 13.2 | 7.93 | 8.06 | 8.27 | 10.27 | 10.27 | 10.27 | 77.22% | 78.48% | 80.53% | 78.74% | Y | N | Y | 5 |  | 5
| 185 | Massachusetts Electric | NE North | Central | Grafton St. |  | Worcester | Distribution | 01-9J337 | Worcester | 4.16 | 2.08 | 2.05 | 1.98 | 2.46 | 2.46 | 2.46 | 84.55% | 83.33% | 80.49% | 82.79% | Y | N | Y | 2 |  | 2
| 1118 | Massachusetts Electric | NE North | Merrimack Valley | East Dracut |  | Dracut | Distribution | 14-75L3 | Dracut, Methuen | 13.2 | 9.56 | 9.72 | 9.74 | 12.12 | 12.12 | 12.12 | 78.88% | 80.2% | 80.36% | 79.81% | Y | N | Y | 5 |  | 5
| 308 | Massachusetts Electric | NE South | Southeast | Whitins Pond |  | Northbridge | Distribution | 05-320W1 | Northbridge, Upton, Wrentham | 13.8 | 11.17 | 10.29 | 10.15 | 12.67 | 12.67 | 12.67 | 88.16% | 81.22% | 80.11% | 83.16% | Y | N | Y | 5 |  | 5
| 1083 | Massachusetts Electric | NE North | Merrimack Valley | South Union St |  | Lawrence | Distribution | 14-61L2 | Andover, Lawrence, North Andover | 13.2 | 5.74 | 5.9 | 5.99 | 7.5 | 7.5 | 7.5 | 76.53% | 78.67% | 79.87% | 78.36% | Y | N | Y | 5 |  | 5
| 58 | Massachusetts Electric | NE North | Central | Leicester |  | Leicester | Distribution | 01-21W1 | Leicester, Spencer | 13.8 | 6.54 | 5.89 | 5.74 | 7.19 | 7.19 | 7.19 | 90.96% | 81.92% | 79.83% | 84.24% | Y | N | Y | 5 |  | 5
| 705 | Massachusetts Electric | NE North | North Shore | Lynnway |  | Lynn | Distribution | 12-21J21 | Lynn, Nahant | 4.16 | 1.9 | 2.39 | 2.08 | 2.49 | 2.61 | 2.61 | 76.31% | 91.57% | 79.69% | 82.52% | Y | N | Y | 2 |  | 2
| 687 | Massachusetts Electric | NE North | North Shore | N. Beverly |  | Beverly | Distribution | 12-18L1 | Beverly, Wenham | 13.2 | 7.03 | 6.45 | 6.84 | 8.6 | 8.6 | 8.6 | 81.74% | 75% | 79.53% | 78.76% | Y | N | Y | 5 |  | 5
| 1103 | Massachusetts Electric | NE North | Merrimack Valley | Billerica |  | Billerica | Distribution | 14-70L5 | Billerica | 13.2 | 10.01 | 8.92 | 9.35 | 11.77 | 11.77 | 11.77 | 85.05% | 75.79% | 79.44% | 80.09% | Y | N | Y | 5 |  | 5
| 1005 | Massachusetts Electric | NE North | Merrimack Valley | Newburyport |  | Newburyport | Distribution | 14-36J6 | Newburyport | 4.16 | 2.16 | 2.32 | 2.11 | 2.66 | 2.66 | 2.66 | 81.2% | 87.22% | 79.32% | 82.58% | Y | N | Y | 2 |  | 2
| 1120 | Massachusetts Electric | NE North | Merrimack Valley | East Dracut |  | Dracut | Distribution | 14-75L5 | Dracut, Lowell | 13.2 | 7.61 | 7.68 | 7.7 | 9.72 | 9.72 | 9.72 | 78.29% | 79.01% | 79.22% | 78.84% | Y | N | Y | 5 |  | 5
| 12 | Massachusetts Electric | NE North | Central | Faraday St. |  | Worcester | Distribution | 01-11J334 | Worcester | 4.16 | 2.03 | 1.92 | 2.01 | 2.54 | 2.54 | 2.54 | 79.92% | 75.59% | 79.13% | 78.22% | Y | N | Y | 2 |  | 2
| 131 | Massachusetts Electric | NE North | Central | Cambridge St. |  | Worcester | Distribution | 01-4J324 | Worcester | 4.16 | 2.28 | 2.22 | 2.08 | 2.63 | 2.63 | 2.63 | 86.69% | 84.41% | 79.09% | 83.4% | Y | N | Y | 2 |  | 2
| 1156 | Nantucket Electric | NE South | Nantucket | Candle St |  | Nantucket | Distribution | 04-101L7 | Nantucket | 13.2 | 8.04 | 8.04 | 8.01 | 10.15 | 10.15 | 10.15 | 79.21% | 79.21% | 78.92% | 79.11% | Y | N | Y | 5 |  | 5
| 1034 | Massachusetts Electric | NE North | Merrimack Valley | North Haverhill |  | Haverhill | Distribution | 14-48L2 | Haverhill | 13.2 | 7.25 | 7.52 | 6.91 | 8.8 | 8.8 | 8.8 | 82.39% | 85.45% | 78.52% | 82.12% | Y | N | Y | 5 |  | 5
| 1094 | Massachusetts Electric | NE North | Merrimack Valley | North Lawrence |  | Lawrence | Distribution | 14-6J3 | Lawrence | 3.74 | 1.68 | 1.68 | 1.64 | 2.09 | 2.09 | 2.09 | 80.38% | 80.38% | 78.47% | 79.74% | Y | N | Y | 2 |  | 2
| 349 | Massachusetts Electric | NE South | Southeast | Beaver Pond |  | Franklin | Distribution | 05-344W5 | Franklin | 13.8 | 9.93 | 10.78 | 9.94 | 12.67 | 12.67 | 12.67 | 78.37% | 85.08% | 78.45% | 80.64% | Y | N | Y | 5 |  | 5
| 676 | Massachusetts Electric | NE North | North Shore | Maplewood |  | Malden | Distribution | 12-16W7 | Everett, Malden, Revere | 13.8 | 9.83 | 10.88 | 9.9 | 12.67 | 12.67 | 12.67 | 77.58% | 85.87% | 78.14% | 80.53% | Y | N | Y | 5 |  | 5
| 470 | Massachusetts Electric | NE South | South Shore | Ames |  | Brockton | Distribution | 07-911W13 | Brockton | 13.8 | 10.95 | 10.78 | 9.87 | 12.67 | 12.67 | 12.67 | 86.42% | 85.08% | 77.9% | 83.14% | Y | N | Y | 5 |  | 5
| 937 | Massachusetts Electric | NE North | Merrimack Valley | Lawrence |  | Lawrence | Distribution | 14-1J7 | Lawrence | 3.74 | 1.4 | 1.75 | 1.44 | 1.85 | 1.85 | 1.85 | 75.68% | 94.59% | 77.84% | 82.7% | Y | N | Y | 2 |  | 2
| 453 | Massachusetts Electric | NE South | South Shore | Temple St |  | Whitman | Distribution | 07-712J1 | Abington, Brockton, E. Bridgewater | 4.16 | 2.89 | 3.09 | 2.71 | 3.49 | 3.49 | 3.49 | 82.81% | 88.54% | 77.65% | 83% | Y | N | Y | 2 |  | 2
| 759 | Massachusetts Electric | NE North | North Shore | Manchester |  | Manchester | Distribution | 12-23H3 | Manchester | 2.4 | 1.38 | 1.29 | 1.21 | 1.56 | 1.56 | 1.56 | 88.46% | 82.69% | 77.56% | 82.91% | Y | N | Y | 2 |  | 2
| 1142 | Massachusetts Electric | NE North | Merrimack Valley | Pinehurst |  | Billerica | Distribution | 14-92L2 | Billerica | 13.2 | 9.74 | 9.99 | 9.15 | 11.8 | 11.8 | 11.8 | 82.54% | 84.66% | 77.54% | 81.58% | Y | N | Y | 5 |  | 5
| 171 | Massachusetts Electric | NE North | Central | Vernon Hill |  | Worcester | Distribution | 01-8J365 | Worcester | 4.16 | 1.99 | 1.93 | 2.07 | 2.47 | 2.47 | 2.67 | 80.57% | 78.14% | 77.53% | 78.74% | Y | N | Y | 2 |  | 2
| 182 | Massachusetts Electric | NE North | Central | Grafton St. |  | Worcester | Distribution | 01-9J321 | Southbridge, Worcester | 4.16 | 1.94 | 1.72 | 1.6 | 2.07 | 2.07 | 2.07 | 93.72% | 83.09% | 77.29% | 84.7% | Y | N | Y | 2 |  | 2
| 776 | Massachusetts Electric | NE North | North Shore | Gloucester |  | Gloucester | Distribution | 12-24J9 | Gloucester | 4.16 | 2.21 | 2.26 | 2.14 | 2.77 | 2.77 | 2.77 | 79.78% | 81.59% | 77.26% | 79.54% | Y | N | Y | 2 |  | 2
| 418 | Massachusetts Electric | NE South | South Shore | Field St |  | Quincy | Distribution | 07-1W8 | Quincy | 13.8 | 9.49 | 9.44 | 9.06 | 11.78 | 11.78 | 11.78 | 80.56% | 80.14% | 76.91% | 79.2% | Y | N | Y | 5 |  | 5
| 1084 | Massachusetts Electric | NE North | Merrimack Valley | South Union St |  | Lawrence | Distribution | 14-61L3 | Andover, Lawrence, Lowell | 13.2 | 9.37 | 10.24 | 9.05 | 11.77 | 11.77 | 11.77 | 79.61% | 87% | 76.89% | 81.17% | Y | N | Y | 5 |  | 5
| 374 | Massachusetts Electric | NE South | Southeast | Mink Street |  | Seekonk | Distribution | 05-7L4 | Dighton, Rehoboth, Seekonk, Swansea | 13.2 | 9.57 | 9.64 | 9.05 | 11.77 | 11.77 | 11.77 | 81.31% | 81.9% | 76.89% | 80.03% | Y | N | Y | 5 |  | 5
| 508 | Massachusetts Electric | NE South | South Shore | Plymouth St |  | Abington | Distribution | 07-93W42 | Abington, Brockton, Whitman | 13.8 | 10.18 | 9.99 | 9.08 | 11.83 | 11.83 | 11.83 | 86.05% | 84.45% | 76.75% | 82.42% | Y | N | Y | 5 |  | 5
| 1003 | Massachusetts Electric | NE North | Merrimack Valley | Newburyport |  | Newburyport | Distribution | 14-36J3 | Newburyport | 4.16 | 1.63 | 1.81 | 1.69 | 2.21 | 2.21 | 2.21 | 73.76% | 81.9% | 76.47% | 77.38% | Y | N | Y | 2 |  | 2
| 816 | Massachusetts Electric | NE North | North Shore | Salem Boston St. |  | Salem | Distribution | 12-3J6 | Salem | 4.16 | 2.28 | 2.26 | 1.95 | 2.56 | 2.56 | 2.56 | 89.06% | 88.28% | 76.17% | 84.51% | Y | N | Y | 2 |  | 2
| 1056 | Massachusetts Electric | NE North | Merrimack Valley | Westford |  | Westford | Distribution | 14-57L3 | Tyngsborough, Westford | 13.2 | 10.86 | 11.27 | 9.67 | 12.71 | 12.71 | 12.71 | 85.44% | 88.67% | 76.08% | 83.4% | Y | N | Y | 5 |  | 5
| 1040 | Massachusetts Electric | NE North | Merrimack Valley | Lawrence Street |  | Lawrence | Distribution | 14-53J1 | Lawrence | 3.74 | 1.63 | 1.66 | 1.48 | 1.95 | 1.95 | 1.95 | 83.59% | 85.13% | 75.9% | 81.54% | Y | N | Y | 2 |  | 2
| 1125 | Massachusetts Electric | NE North | Merrimack Valley | Boulevard |  | Lowell | Distribution | 14-77L2 | Lowell | 13.2 | 7.59 | 6.68 | 6.77 | 8.92 | 8.92 | 8.92 | 85.09% | 74.89% | 75.9% | 78.62% | Y | N | Y | 5 |  | 5
| 1024 | Massachusetts Electric | NE North | Merrimack Valley | Perry Street |  | Lowell | Distribution | 14-3L5 | Lowell, Tewksbury | 13.2 | 9.65 | 9.35 | 9.19 | 12.12 | 12.12 | 12.12 | 79.62% | 77.15% | 75.83% | 77.53% | Y | N | Y | 5 |  | 5
| 376 | Massachusetts Electric | NE South | Southeast | Chartley Pond |  | Attleboro | Distribution | 05-8L1 | Attleboro | 13.2 | 10.18 | 10.24 | 8.89 | 11.77 | 11.77 | 11.77 | 86.49% | 87% | 75.53% | 83.01% | Y | N | Y | 5 |  | 5
| 241 | Massachusetts Electric | NE South | Southeast | Swansea Sub |  | Swansea | Distribution | 05-11W83 | Swansea | 13.8 | 7.48 | 7.8 | 7.13 | 9.44 | 9.44 | 9.44 | 79.24% | 82.63% | 75.53% | 79.13% | Y | N | Y | 5 |  | 5
| 835 | Massachusetts Electric | NE North | North Shore | E. Beverly |  | Beverly | Distribution | 12-51T1 | Beverly, Essex, Gloucester, Hamilton, Manchester, Wenham | 34.5 | 25.93 | 23.66 | 21.75 | 28.98 | 28.98 | 28.98 | 89.48% | 81.64% | 75.05% | 82.06% | Y | N | Y | 5 |  | 5
| 758 | Massachusetts Electric | NE North | North Shore | Manchester |  | Manchester | Distribution | 12-23H2 | Manchester | 2.4 | 0.95 | 0.83 | 0.81 | 1.08 | 1.08 | 1.08 | 87.96% | 76.85% | 75% | 79.94% | Y | N | Y | 2 |  | 2
| 431 | Massachusetts Electric | NE South | South Shore | West Quincy |  | Quincy | Distribution | 07-3W2 | Quincy | 13.8 | 9.23 | 8.89 | 8.04 | 10.76 | 10.76 | 10.76 | 85.78% | 82.62% | 74.72% | 81.04% | Y | N | Y | 5 |  | 5
| 521 | Massachusetts Electric | NE South | South Shore | Norwell |  | Norwell | Distribution | 07-96W41 | Cohasset, Norwell | 13.8 | 10.47 | 10.02 | 8.83 | 11.83 | 11.83 | 11.83 | 88.5% | 84.7% | 74.64% | 82.61% | Y | N | Y | 5 |  | 5
| 41 | Massachusetts Electric | NE North | Central | Litchfield St |  | Leominster | Distribution | 01-207W2 | Leominster | 13.8 | 10.82 | 10.05 | 8.78 | 11.78 | 11.78 | 11.78 | 91.85% | 85.31% | 74.53% | 83.9% | Y | N | Y | 5 |  | 5
| 384 | Massachusetts Electric | NE South | Southeast | Read Street |  | Attleboro | Distribution | 05-9L4 | Attleboro, Rehoboth, Seekonk | 13.2 | 9.71 | 9.56 | 8.25 | 11.09 | 11.09 | 11.09 | 87.56% | 86.2% | 74.39% | 82.72% | Y | N | Y | 5 |  | 5
| 385 | Massachusetts Electric | NE South | Southeast | Read Street |  | Attleboro | Distribution | 05-9L5 | Attleboro, Rehoboth, Seekonk | 13.2 | 9.41 | 10.72 | 8.77 | 11.8 | 11.8 | 11.8 | 79.75% | 90.85% | 74.32% | 81.64% | Y | N | Y | 5 |  | 5
| 285 | Massachusetts Electric | NE South | Southeast | Westboro |  | Westborough | Distribution | 05-312W3 | Northborough, Westborough | 13.8 | 8 | 8.04 | 7.53 | 10.16 | 10.16 | 10.16 | 78.74% | 79.13% | 74.11% | 77.33% | Y | N | Y | 5 |  | 5
| 768 | Massachusetts Electric | NE North | North Shore | Gloucester |  | Gloucester | Distribution | 12-24J10 | Gloucester | 4.16 | 1.8 | 1.87 | 1.71 | 2.31 | 2.31 | 2.31 | 77.92% | 80.95% | 74.03% | 77.63% | Y | N | Y | 2 |  | 2
| 73 | Massachusetts Electric | NE North | Central | Greendale |  | Worcester | Distribution | 01-24W2 | Worcester | 13.8 | 8.17 | 7.66 | 7.29 | 9.87 | 9.87 | 9.87 | 82.78% | 77.61% | 73.86% | 78.08% | Y | N | Y | 5 |  | 5
| 1059 | Massachusetts Electric | NE North | Merrimack Valley | Boston Rd |  | Westford | Distribution | 14-58L2 | Chelmsford, Westford | 13.2 | 9.31 | 9.56 | 8.69 | 11.77 | 11.77 | 11.77 | 79.1% | 81.22% | 73.83% | 78.05% | Y | N | Y | 5 |  | 5
| 229 | Massachusetts Electric | NE South | Southeast | Dummy-108W60 |  | Bellingham | Distribution | 05-108W60 | Bellingham, Blackstone | 13.8 | 7.85 | 7.42 | 6.41 | 8.72 | 8.72 | 8.72 | 90.02% | 85.09% | 73.51% | 82.87% | Y | N | Y | 5 |  | 5
| 88 | Massachusetts Electric | NE North | Central | Chandler St. |  | Worcester | Distribution | 01-2J345 | Worcester | 4.16 | 2.32 | 2.35 | 2.16 | 2.94 | 2.94 | 2.94 | 78.91% | 79.93% | 73.47% | 77.44% | Y | N | Y | 2 |  | 2
| 519 | Massachusetts Electric | NE South | South Shore | Phillips Lane |  | Hanover | Distribution | 07-95W5 | Hanover, Norwell | 13.8 | 10.71 | 10.49 | 9.3 | 12.67 | 12.67 | 12.67 | 84.53% | 82.79% | 73.4% | 80.24% | Y | N | Y | 5 |  | 5
| 371 | Massachusetts Electric | NE South | Southeast | Mink Street |  | Seekonk | Distribution | 05-7L1 | Rehoboth, Seekonk | 13.2 | 8.34 | 8.07 | 7.13 | 9.72 | 9.72 | 9.72 | 85.8% | 83.02% | 73.35% | 80.73% | Y | N | Y | 5 |  | 5
| 381 | Massachusetts Electric | NE South | Southeast | Read Street |  | Attleboro | Distribution | 05-9L1 | Attleboro, Hopedale | 13.2 | 8.48 | 10.38 | 8.61 | 11.77 | 11.77 | 11.77 | 72.05% | 88.19% | 73.15% | 77.8% | Y | N | Y | 5 |  | 5
| 382 | Massachusetts Electric | NE South | Southeast | Read Street |  | Attleboro | Distribution | 05-9L2 | Attleboro | 13.2 | 9.27 | 10.55 | 8.58 | 11.8 | 11.8 | 11.8 | 78.56% | 89.41% | 72.71% | 80.23% | Y | N | Y | 5 |  | 5
| 652 | Massachusetts Electric | NE North | North Shore | Beverly |  | Beverly | Distribution | 12-12L2 | Beverly | 13.2 | 11.28 | 11.11 | 9.42 | 12.96 | 12.96 | 12.96 | 87.04% | 85.73% | 72.69% | 81.82% | Y | N | Y | 5 |  | 5
| 984 | Massachusetts Electric | NE North | Merrimack Valley | North Chelmsford |  | Chelmsford | Distribution | 14-2L2 | Chelmsford, Lowell | 13.2 | 6.47 | 7.43 | 6.06 | 8.35 | 8.35 | 8.35 | 77.49% | 88.98% | 72.57% | 79.68% | Y | N | Y | 5 |  | 5
| 365 | Massachusetts Electric | NE South | Southeast | Norton |  | Norton | Distribution | 05-4L2 | Norton | 13.2 | 9.93 | 9.53 | 8.54 | 11.77 | 11.77 | 11.77 | 84.37% | 80.97% | 72.56% | 79.3% | Y | N | Y | 5 |  | 5
| 1106 | Massachusetts Electric | NE North | Merrimack Valley | North Andover Jct.71 |  | North Andover | Distribution | 14-71L1 | Andover, Lawrence, North Andover | 13.2 | 9.74 | 9.4 | 8.48 | 11.77 | 11.77 | 11.77 | 82.75% | 79.86% | 72.05% | 78.22% | Y | N | Y | 5 |  | 5
| 820 | Massachusetts Electric | NE North | North Shore | Rockport |  | Rockport | Distribution | 12-40J2 | Rockport | 4.16 | 2.08 | 1.86 | 1.63 | 2.27 | 2.27 | 2.27 | 91.63% | 81.94% | 71.81% | 81.79% | Y | N | Y | 2 |  | 2
| 4 | Massachusetts Electric | NE North | Central | Rena St. |  | Worcester | Distribution | 01-10J366 | Worcester | 4.16 | 1.93 | 1.76 | 1.64 | 2.3 | 2.3 | 2.3 | 83.91% | 76.52% | 71.3% | 77.25% | Y | N | Y | 2 |  | 2
| 467 | Massachusetts Electric | NE South | South Shore | Water St |  | Hanover | Distribution | 07-910W25 | Brockton, Pembroke | 13.8 | 13.15 | 11.29 | 10.29 | 14.51 | 14.51 | 14.51 | 90.63% | 77.81% | 70.92% | 79.78% | Y | N | Y | 5 |  | 5
| 492 | Massachusetts Electric | NE South | South Shore | Scituate |  | Scituate | Distribution | 07-915W82 | Scituate | 13.8 | 10.97 | 10.45 | 8.71 | 12.31 | 12.31 | 12.31 | 89.11% | 84.89% | 70.76% | 81.59% | Y | N | Y | 5 |  | 5
| 16 | Massachusetts Electric | NE North | Central | Faraday St. |  | Worcester | Distribution | 01-11J354 | Worcester | 4.16 | 2.05 | 2.03 | 1.75 | 2.51 | 2.51 | 2.51 | 81.67% | 80.88% | 69.72% | 77.42% | Y | N | Y | 2 |  | 2
| 809 | Massachusetts Electric | NE North | North Shore | Everett |  | Everett | Distribution | 12-37W7 | Everett, Malden, Medford | 13.8 | 7.47 | 7.58 | 6.74 | 8.68 | 9.68 | 9.68 | 86.06% | 78.31% | 69.63% | 78% | Y | N | Y | 5 |  | 5
| 37 | Massachusetts Electric | NE North | Central | Ayer |  | Ayer | Distribution | 01-201W2 | Ayer, Harvard | 13.8 | 10.66 | 10.95 | 8.13 | 11.78 | 11.78 | 11.78 | 90.49% | 92.95% | 69.02% | 84.15% | Y | N | Y | 5 |  | 5
| 1052 | Massachusetts Electric | NE North | Merrimack Valley | Woodchuck Hill |  | North Andover | Distribution | 14-56L2 | Boxford, North Andover | 13.2 | 10.27 | 10.38 | 8.14 | 11.8 | 11.8 | 11.8 | 87.03% | 87.97% | 68.98% | 81.33% | Y | N | Y | 5 |  | 5
| 70 | Massachusetts Electric | NE North | Central | Cooks Pond |  | Worcester | Distribution | 01-23W3 | Leicester, Worcester | 13.8 | 7.62 | 7.23 | 6.73 | 8 | 8 | 9.78 | 95.25% | 90.38% | 68.81% | 84.81% | Y | N | Y | 5 |  | 5
| 946 | Massachusetts Electric | NE North | Merrimack Valley | Tyngsboro |  | Tyngsborough | Distribution | 14-211L2 | Dracut, Tyngsborough | 13.2 | 9.63 | 8.12 | 7.48 | 10.88 | 10.88 | 10.88 | 88.51% | 74.63% | 68.75% | 77.3% | Y | N | Y | 5 |  | 5
| 786 | Massachusetts Electric | NE North | North Shore | W. Salem |  | Salem | Distribution | 12-29W1 | Lynn, Saugus | 13.8 | 10.71 | 10.73 | 8.56 | 12.55 | 12.55 | 12.55 | 85.34% | 85.5% | 68.21% | 79.68% | Y | N | Y | 5 |  | 5
| 38 | Massachusetts Electric | NE North | Central | Ayer |  | Ayer | Distribution | 01-201W3 | Ayer | 13.8 | 10.33 | 11.09 | 8 | 11.78 | 11.78 | 11.78 | 87.69% | 94.14% | 67.91% | 83.25% | Y | N | Y | 5 |  | 5
| 178 | Massachusetts Electric | NE North | Central | Grafton St. |  | Worcester | Distribution | 01-9J306 | Worcester | 4.16 | 1.99 | 1.96 | 1.49 | 2.2 | 2.2 | 2.2 | 90.45% | 89.09% | 67.73% | 82.42% | Y | N | Y | 2 |  | 2
| 783 | Massachusetts Electric | NE North | North Shore | Melrose |  | Melrose | Distribution | 12-25W5 | Melrose | 13.8 | 9.66 | 11.35 | 8.27 | 12.41 | 12.41 | 12.41 | 77.84% | 91.46% | 66.64% | 78.65% | Y | N | Y | 5 |  | 5
| 468 | Massachusetts Electric | NE South | South Shore | Water St |  | Hanover | Distribution | 07-910W51 | Hanover, Norwell, Pembroke | 13.8 | 11.33 | 10.16 | 8.43 | 12.67 | 12.67 | 12.67 | 89.42% | 80.19% | 66.54% | 78.72% | Y | N | Y | 5 |  | 5
| 166 | Massachusetts Electric | NE North | Central | Webster St. |  | Worcester | Distribution | 01-6W1 | Auburn, Worcester | 13.8 | 7.17 | 5.9 | 6.69 | 7.27 | 7.27 | 12.19 | 98.62% | 81.16% | 54.88% | 78.22% | Y | N | Y | 5 |  | 5
| 1 | Massachusetts Electric | NE North | Central | Lashaway |  | North Brookfield | Distribution | 01-0012 | North Brookfield | 23 | 0.42 | - | - | 3.5 | - | - | 12% | #VALUE! | #VALUE! | #VALUE! | N | N | N
| 2 | Massachusetts Electric | NE North | Central | Dummy - 609W99 |  | Princeton | Distribution | 01-01-609W99 | Princeton | 7.97 | - | - | - | - | - | - | #VALUE! | #VALUE! | #VALUE! | #VALUE! | N | N | N
| 126 | Massachusetts Electric | NE North | Central | Snow St. |  | Southbridge | Distribution | 01-413L8 | Southbridge | 13.2 | - | - | 10.94 | - | - | 11.8 | #VALUE! | #VALUE! | 92.71% | #VALUE! | N | N | N
| 130 | Massachusetts Electric | NE North | Central | W. Charlton |  | Charlton | Distribution | 01-415L5 | Charlton, Sturbridge | 13.2 | 0 | 0 | 10 | 0 | 0 | 0 | #DIV/0! | #DIV/0! | #DIV/0! | #DIV/0! | Y | N | N
| 140 | Massachusetts Electric | NE North | Central | Meadow Street 552 |  | Spencer | Distribution | 01-552L2 | Spencer | 13.2 | - | 7.52 | 7.45 | - | 11.8 | 11.8 | #VALUE! | 63.73% | 63.14% | #VALUE! | N | N | N
| 150 | Massachusetts Electric | NE North | Central | Crystal Lake |  | Gardner | Distribution | 01-607W5 | Gardner, Winchendon | 13.8 | - | 2.4 | 12.06 | - | 12.67 | 12.67 | #VALUE! | 18.94% | 95.19% | #VALUE! | N | N | N
| 153 | Massachusetts Electric | NE North | Central | Dummy - 609W99 |  | Princeton | Distribution | 01-609W99 | Westminster | 7.97 | - | - | - | - | - | - | #VALUE! | #VALUE! | #VALUE! | #VALUE! | N | N | N
| 189 | Massachusetts Electric | NE North | Central | Webster St. |  | Worcester | Distribution | 01-HT11-11A | Worcester | 13.8 | 1.2 | - | - | 8.39 | - | - | 14.3% | #VALUE! | #VALUE! | #VALUE! | N | N | N
| 190 | Massachusetts Electric | NE North | Central | Webster St. |  | Worcester | Distribution | 01-HT12 | Worcester | 13.8 | - | - | - | - | - | - | #VALUE! | #VALUE! | #VALUE! | #VALUE! | N | N | N
| 191 | Massachusetts Electric | NE North | Central | Webster St. |  | Worcester | Distribution | 01-HT14 | Worcester | 13.8 | - | - | 1.2 | - | - | 8.2 | #VALUE! | #VALUE! | 14.63% | #VALUE! | N | N | N
| 194 | Massachusetts Electric | NE North | Central | Faraday St. |  | Worcester | Distribution | 01-HT19 | Worcester | 13.8 | 1.38 | - | - | 6.84 | - | - | 20.18% | #VALUE! | #VALUE! | #VALUE! | N | N | N
| 197 | Massachusetts Electric | NE North | Central | Bloomingdale |  | Worcester | Distribution | 01-HT25 | Worcester | 13.8 | 2.2 | - | - | 8.44 | - | - | 26.07% | #VALUE! | #VALUE! | #VALUE! | N | N | N
| 202 | Massachusetts Electric | NE North | Central | Greendale |  | Worcester | Distribution | 01-HT31 | Worcester | 13.8 | 5.9 | - | - | 8.8 | - | - | 67.05% | #VALUE! | #VALUE! | #VALUE! | N | N | N
| 203 | Massachusetts Electric | NE North | Central | Greendale |  | Worcester | Distribution | 01-HT32 | Worcester | 13.8 | 5.93 | - | - | 8.75 | - | - | 67.77% | #VALUE! | #VALUE! | #VALUE! | N | N | N
| 204 | Massachusetts Electric | NE North | Central | Greendale |  | Worcester | Distribution | 01-HT37 | Worcester | 13.8 | 3.85 | - | - | 6.76 | - | - | 56.95% | #VALUE! | #VALUE! | #VALUE! | N | N | N
| 205 | Massachusetts Electric | NE North | Central | Greendale |  | Worcester | Distribution | 01-HT38 | Worcester | 13.8 | 3.97 | - | - | 8.08 | - | - | 49.13% | #VALUE! | #VALUE! | #VALUE! | N | N | N
| 206 | Massachusetts Electric | NE North | Central | Faraday St. |  | Worcester | Distribution | 01-HT39 | Worcester | 13.8 | 3.44 | - | - | 9.18 | - | - | 37.47% | #VALUE! | #VALUE! | #VALUE! | N | N | N
| 207 | Massachusetts Electric | NE North | Central | Webster St. |  | Worcester | Distribution | 01-HT40 | Worcester | 13.8 | 12.52 | - | - | 14.39 | - | - | 87% | #VALUE! | #VALUE! | #VALUE! | N | N | N
| 210 | Massachusetts Electric | NE North | Central | Nashua St. |  | Worcester | Distribution | 01-HT45 | Worcester | 13.8 | 4.86 | - | - | 12.12 | - | - | 40.1% | #VALUE! | #VALUE! | #VALUE! | N | N | N
| 212 | Massachusetts Electric | NE North | Central | Nashua St. |  | Worcester | Distribution | 01-HT48 | Worcester | 13.8 | 4.94 | - | - | 9.54 | - | - | 51.78% | #VALUE! | #VALUE! | #VALUE! | N | N | N
| 213 | Massachusetts Electric | NE North | Central | Nashua St. |  | Worcester | Distribution | 01-HT52 | Worcester | 13.8 | 4.46 | - | - | 9.68 | - | - | 46.07% | #VALUE! | #VALUE! | #VALUE! | N | N | N
| 215 | Massachusetts Electric | NE North | Central | Grafton St. |  | Worcester | Distribution | 01-HT56B | Worcester | 13.8 | 0.84 | - | - | 8.1 | - | - | 10.37% | #VALUE! | #VALUE! | #VALUE! | N | N | N
| 217 | Massachusetts Electric | NE North | Central | Faraday St. |  | Worcester | Distribution | 01-HT60 | Worcester | 13.8 | 4.54 | - | - | 8.29 | - | - | 54.76% | #VALUE! | #VALUE! | #VALUE! | N | N | N
| 218 | Massachusetts Electric | NE North | Central | Nashua St. |  | Worcester | Distribution | 01-HT61 | Worcester | 13.8 | 5.85 | - | - | 11 | - | - | 53.18% | #VALUE! | #VALUE! | #VALUE! | N | N | N
| 219 | Massachusetts Electric | NE North | Central | Sterling Muni |  | Lancaster | Distribution | 01-STERLING | Lancaster | 7.97 | - | - | - | - | - | - | #VALUE! | #VALUE! | #VALUE! | #VALUE! | N | N | N
| 220 | Massachusetts Electric | NE North | Central | Multiple |  | Worcester | Transmission | 01-Worcester Network | Worcester | 13.8 | - | - | - | - | - | - | #VALUE! | #VALUE! | #VALUE! | #VALUE! | N | N | N
| 230 | Massachusetts Electric | NE South | Southeast | Dummy-112W43 |  | Wrentham | Distribution | 05-112W43 | Wrentham | 7.97 | - | - | - | - | - | - | #VALUE! | #VALUE! | #VALUE! | #VALUE! | N | N | N
| 255 | Massachusetts Electric | NE South | Southeast | West Street |  | Attleboro | Sub-Transmission | 2248-05-01 | Rehoboth, Seekonk | 23 | 5.6 | 5.2 | 5.6 | 17.6 | 17.6 | 0 | 31.82% | 29.55% | #DIV/0! | #DIV/0! | Y | N | N
| 256 | Massachusetts Electric | NE South | Southeast | Mink Street |  | Seekonk | Distribution | 2267-05-01 | Seekonk | 23 | 4.4 | 4.2 | 3.5 | 14.5 | 14.5 | 0 | 30.34% | 28.97% | #DIV/0! | #DIV/0! | Y | N | N
| 257 | Massachusetts Electric | NE South | Southeast | West Street |  | Attleboro | Sub-Transmission | 2274-05-01 | Attleboro, Plainville | 23 | 1.35 | 14.1 | 14.5 | 33.8 | 33.8 | 0 | 3.994% | 41.72% | #DIV/0! | #DIV/0! | Y | N | N
| 258 | Massachusetts Electric | NE South | Southeast | South Wrentham |  | Wrentham | Sub-Transmission | 2284-05-01 | Franklin, Plainville, Wrentham | 23 | 20.9 | 22.1 | 23.2 | 37.9 | 37.9 | 0 | 55.15% | 58.31% | #DIV/0! | #DIV/0! | Y | N | N
| 259 | Massachusetts Electric | NE South | Southeast | South Wrentham |  | Wrentham | Distribution | 2286-05-01 | Plainville | 23 | 16 | 17.3 | 23.6 | 35.1 | 35.1 | 0 | 45.58% | 49.29% | #DIV/0! | #DIV/0! | Y | N | N
| 260 | Massachusetts Electric | NE South | Southeast | Foxboro 1 |  | Foxborough | Distribution | 2287-05-01 | Foxborough | 23 | 12.6 | 18.7 | 20.5 | 31.9 | 31.9 | 0 | 39.5% | 58.62% | #DIV/0! | #DIV/0! | Y | N | N
| 261 | Massachusetts Electric | NE South | Southeast | Plainville |  | Plainville | Distribution | 2289-05-01 | Plainville | 23 | 2.8 | 1.5 | 2.6 | 16.3 | 31.9 | 0 | 17.18% | 4.702% | #DIV/0! | #DIV/0! | Y | N | N
| 262 | Massachusetts Electric | NE South | Southeast | West Street |  | Attleboro | Distribution | 2024-05-24 | Attleboro | 23 | 3.1 | 0 | 2.9 | 18.7 | 17.6 | 0 | 16.58% | 0% | #DIV/0! | #DIV/0! | Y | N | N
| 263 | Massachusetts Electric | NE South | Southeast | Dummy-2468W1 |  | Foxborough | Distribution | 05-2468W1 | Foxborough | 13.8 | - | - | - | - | - | - | #VALUE! | #VALUE! | #VALUE! | #VALUE! | N | N | N
| 264 | Massachusetts Electric | NE South | Southeast | Dummy-26W5 |  | Blackstone | Distribution | 05-26W5 | Blackstone | 13.8 | - | - | - | - | - | - | #VALUE! | #VALUE! | #VALUE! | #VALUE! | N | N | N
| 267 | Massachusetts Electric | NE South | Southeast | Sykes Rd. Sub |  | Fall River | Distribution | 05-28W42 | Fall River | 13.8 | 0 | #VALUE! | 8.09 | 14.27 | 14.27 | 14.27 | 0% | #VALUE! | 56.69% | #VALUE! | N | N | N
| 311 | Massachusetts Electric | NE South | Southeast | Whitins Pond |  | Northbridge | Distribution | 05-320W4 | Douglas, Northbridge, Uxbridge | 13.8 | 0 | 0 | 7.14 | 0 | 12.57 | 12.57 | #DIV/0! | 0% | 56.8% | #DIV/0! | Y | N | N
| 320 | Massachusetts Electric | NE South | Southeast | Mendon |  | Mendon | Distribution | 05-332W1 | Blackstone, Hopedale, Mendon, Milford, Northbridge, Upton, Uxbridge | 13.8 | - | - | - | - | - | - | #VALUE! | #VALUE! | #VALUE! | #VALUE! | N | N | N
| 368 | Massachusetts Electric | NE South | Southeast | Dummy-65H4 |  | Bellingham | Distribution | 05-65H4 | Bellingham, Franklin | 7.97 | - | - | - | - | - | - | #VALUE! | #VALUE! | #VALUE! | #VALUE! | N | N | N
| 396 | Massachusetts Electric | NE South | South Shore | Field St |  | Quincy | Distribution | 07-1202 | Quincy | 13.8 | 1.1 | 3.73 | 3.73 | 9.2 | 9.2 | 0 | 11.96% | 40.54% | #DIV/0! | #DIV/0! | Y | N | N
| 397 | Massachusetts Electric | NE South | South Shore | Field St |  | Quincy | Distribution | 07-1224 | Quincy | 13.8 | 2.9 | 3.21 | 3.21 | 8.84 | 8.84 | 0 | 32.81% | 36.31% | #DIV/0! | #DIV/0! | Y | N | N
| 420 | Massachusetts Electric | NE South | South Shore | Brockton |  | Brockton | Distribution | 07-20W10 | Brockton | 13.8 | - | - | - | - | - | - | #VALUE! | #VALUE! | #VALUE! | #VALUE! | N | N | N
| 421 | Massachusetts Electric | NE South | South Shore | Brockton |  | Brockton | Distribution | 07-20W13 | Brockton | 13.8 | - | - | - | - | - | - | #VALUE! | #VALUE! | #VALUE! | #VALUE! | N | N | N
| 422 | Massachusetts Electric | NE South | South Shore | Brockton |  | Brockton | Distribution | 07-20W7 | Brockton | 13.8 | - | - | - | - | - | - | #VALUE! | #VALUE! | #VALUE! | #VALUE! | N | N | N
| 423 | Massachusetts Electric | NE South | South Shore | Brockton |  | Brockton | Distribution | 07-20W8 | Brockton | 13.8 | - | - | - | - | - | - | #VALUE! | #VALUE! | #VALUE! | #VALUE! | N | N | N
| 424 | Massachusetts Electric | NE South | South Shore | Brockton |  | Brockton | Distribution | 07-20W9 | Brockton | 13.8 | - | - | - | - | - | - | #VALUE! | #VALUE! | #VALUE! | #VALUE! | N | N | N
| 428 | Massachusetts Electric | NE South | South Shore | Field St |  | Quincy | Distribution | 07-304 | Quincy | 13.8 | - | - | - | - | - | - | #VALUE! | #VALUE! | #VALUE! | #VALUE! | N | N | N
| 442 | Massachusetts Electric | NE South | South Shore | Dummy-601W79 |  | Stoughton | Distribution | 07-601W79 | Stoughton | 7.97 | - | - | - | - | - | - | #VALUE! | #VALUE! | #VALUE! | #VALUE! | N | N | N
| 443 | Massachusetts Electric | NE South | South Shore | Dummy-602W100 |  | Bridgewater | Distribution | 07-602W100 | Bridgewater | 7.97 | - | - | - | - | - | - | #VALUE! | #VALUE! | #VALUE! | #VALUE! | N | N | N
| 444 | Massachusetts Electric | NE South | South Shore | Dummy-602W101 |  | Canton | Distribution | 07-602W101 | Stoughton | 13.8 | - | - | - | - | - | - | #VALUE! | #VALUE! | #VALUE! | #VALUE! | N | N | N
| 542 | Massachusetts Electric | NE South | South Shore | Brockton-Network |  | Brockton | Transmission | 07-Brockton Network | Brockton | 13.8 | - | - | - | - | - | - | #VALUE! | #VALUE! | #VALUE! | #VALUE! | N | N | N
| 543 | Massachusetts Electric | NE North | Western | Palmer 503 |  | Palmer | Distribution | 09-0504 | Monson, Palmer | 23 | - | - | - | - | - | - | #VALUE! | #VALUE! | #VALUE! | #VALUE! | N | N | N
| 545 | Massachusetts Electric | NE North | Western | Adams |  | Adams | Sub-Transmission | 09-1003 | Adams | 23 | 10.4 | 9.9 | 8.7 | 25.69 | 25.69 | 0 | 40.48% | 38.54% | #DIV/0! | #DIV/0! | Y | N | N
| 548 | Massachusetts Electric | NE North | Western | Adams |  | Adams | Sub-Transmission | 09-1004 | North Adams | 23 | 12.3 | 10.7 | 10.3 | 25.89 | 25.89 | 0 | 47.51% | 41.33% | #DIV/0! | #DIV/0! | Y | N | N
| 552 | Massachusetts Electric | NE North | Western | Dummy-1018K1 |  | Hancock | Distribution | 09-1018K1 | Hancock | 23 | - | - | - | - | - | - | #VALUE! | #VALUE! | #VALUE! | #VALUE! | N | N | N
| 556 | Massachusetts Electric | NE North | Western | Dummy-1050W1050 |  | Hancock | Distribution | 09-1050W1050 | Hancock | 4.8 | - | - | - | - | - | - | #VALUE! | #VALUE! | #VALUE! | #VALUE! | N | N | N
| 557 | Massachusetts Electric | NE North | Western | Dummy-1051M1050 |  | Hancock | Distribution | 09-1051M1050 | Hancock | 4.8 | - | - | - | - | - | - | #VALUE! | #VALUE! | #VALUE! | #VALUE! | N | N | N
| 558 | Massachusetts Electric | NE North | Western | Dummy-1052M1050 |  | Hancock | Distribution | 09-1052M1050 | Hancock | 4.8 | - | - | - | - | - | - | #VALUE! | #VALUE! | #VALUE! | #VALUE! | N | N | N
| 559 | Massachusetts Electric | NE North | Western | Dummy-1059L527 |  | Granby | Distribution | 09-1059L527 | Granby | 13.2 | - | - | - | - | - | - | #VALUE! | #VALUE! | #VALUE! | #VALUE! | N | N | N
| 560 | Massachusetts Electric | NE North | Western | Dummy-003 |  | Stockbridge | Sub-Transmission | 09-1101 | Great Barrington | 23 | - | - | - | - | - | - | #VALUE! | #VALUE! | #VALUE! | #VALUE! | N | N | N
| 574 | Massachusetts Electric | NE North | Western | Ware |  | Ware | Distribution | 09-501L4 | Ware | 13.2 | - | - | 4.77 | - | - | 11.66 | #VALUE! | #VALUE! | 40.91% | #VALUE! | N | N | N
| 585 | Massachusetts Electric | NE North | Western | Dummy-508L50 |  | East Longmeadow | Distribution | 09-508L50 | East Longmeadow | 7.62 | - | - | - | - | - | - | #VALUE! | #VALUE! | #VALUE! | #VALUE! | N | N | N
| 600 | Massachusetts Electric | NE North | Western | Dummy-551L5081 |  | East Longmeadow | Distribution | 09-551L5081 | East Longmeadow | 7.62 | - | - | - | - | - | - | #VALUE! | #VALUE! | #VALUE! | #VALUE! | N | N | N
| 613 | Massachusetts Electric | NE North | Western | Dummy-8888G1 |  | Hawley | Distribution | 09-8888G1 | Hawley | 4.8 | - | - | - | - | - | - | #VALUE! | #VALUE! | #VALUE! | #VALUE! | N | N | N
| 614 | Massachusetts Electric | NE North | Western | Wmeco |  | Hawley | Distribution | 09-8888G10 | Hawley | 4.8 | - | - | - | - | - | - | #VALUE! | #VALUE! | #VALUE! | #VALUE! | N | N | N
| 615 | Massachusetts Electric | NE North | Western | Dummy-8888G11 |  | Hawley | Distribution | 09-8888G11 | Hawley | 4.8 | - | - | - | - | - | - | #VALUE! | #VALUE! | #VALUE! | #VALUE! | N | N | N
| 616 | Massachusetts Electric | NE North | Western | Dummy-8888G12 |  | Heath | Distribution | 09-8888G12 | Heath | 4.8 | - | - | - | - | - | - | #VALUE! | #VALUE! | #VALUE! | #VALUE! | N | N | N
| 617 | Massachusetts Electric | NE North | Western | Dummy-8888G13 |  | Heath | Distribution | 09-8888G13 | Heath | 4.8 | - | - | - | - | - | - | #VALUE! | #VALUE! | #VALUE! | #VALUE! | N | N | N
| 618 | Massachusetts Electric | NE North | Western | Dummy-8888G9 |  | Hawley | Distribution | 09-8888G9 | Hawley | 4.8 | - | - | - | - | - | - | #VALUE! | #VALUE! | #VALUE! | #VALUE! | N | N | N
| 619 | Massachusetts Electric | NE North | Western | Dummy-8888L4 |  | East Longmeadow | Distribution | 09-8888L4 | East Longmeadow | 7.62 | - | - | - | - | - | - | #VALUE! | #VALUE! | #VALUE! | #VALUE! | N | N | N
| 620 | Massachusetts Electric | NE North | Western | Dummy-004 |  | Northampton | Distribution | 09-8888W15 | Northampton | 13.8 | - | - | - | - | - | - | #VALUE! | #VALUE! | #VALUE! | #VALUE! | N | N | N
| 621 | Massachusetts Electric | NE North | Western | Dummy-8888W16 |  | Northampton | Distribution | 09-8888W16 | Northampton | 13.8 | - | - | - | - | - | - | #VALUE! | #VALUE! | #VALUE! | #VALUE! | N | N | N
| 630 | Massachusetts Electric | NE North | Western | Dummy-99999 |  | Sheffield | Distribution | 09-99999 | Sheffield | 13.2 | - | - | - | - | - | - | #VALUE! | #VALUE! | #VALUE! | #VALUE! | N | N | N
| 631 | Massachusetts Electric | NE North | Western | Dummy-8888M541 |  | Easthampton | Distribution | 09-M541 | Northampton | 4.8 | - | - | - | - | - | - | #VALUE! | #VALUE! | #VALUE! | #VALUE! | N | N | N
| 633 | Massachusetts Electric | NE North | North Shore | Thorndike St. |  | Everett | Distribution | 12-10C1 | Everett | 4.16 | 0.43 | 0.66 | - | 2.26 | 2.26 | - | 19.03% | 29.2% | #VALUE! | #VALUE! | N | N | N
| 634 | Massachusetts Electric | NE North | North Shore | Thorndike St. |  | Everett | Distribution | 12-10C2 | Everett | 4.16 | 0 | 0 | - | 2.76 | 2.76 | - | 0% | 0% | #VALUE! | #VALUE! | N | N | N
| 635 | Massachusetts Electric | NE North | North Shore | Thorndike St. |  | Everett | Distribution | 12-10J5 | Everett | 4.16 | 0.72 | 0.89 | - | 2.82 | 2.82 | - | 25.53% | 31.56% | #VALUE! | #VALUE! | N | N | N
| 636 | Massachusetts Electric | NE North | North Shore | Thorndike St. |  | Everett | Distribution | 12-10J6 | Everett | 4.16 | 1.59 | 1.8 | - | 2.77 | 2.77 | - | 57.4% | 64.98% | #VALUE! | #VALUE! | N | N | N
| 637 | Massachusetts Electric | NE North | North Shore | Thorndike St. |  | Everett | Distribution | 12-10P3 | Everett | 4.16 | 0 | 0 | - | 2.38 | 2.38 | - | 0% | 0% | #VALUE! | #VALUE! | N | N | N
| 731 | Massachusetts Electric | NE North | North Shore | W. Salem |  | Salem | Distribution | 12-2302E | Salem | 23 | 7.2 | 7.4 | 6.7 | 32.47 | 32.47 | 0 | 22.17% | 22.79% | #DIV/0! | #DIV/0! | Y | N | N
| 732 | Massachusetts Electric | NE North | North Shore | Lynnway |  | Lynn | Sub-Transmission | 2305-12-01 | Lynn, Revere | 23 | 3.78 | 3.8 | 0.37 | 8.56 | 8.56 | 0 | 44.16% | 44.39% | #DIV/0! | #DIV/0! | Y | N | N
| 733 | Massachusetts Electric | NE North | North Shore | Revere |  | Revere | Sub-Transmission | 2306-12-01 | Revere | 23 | 0 | 1.4 | 1.79 | 10.96 | 10.96 | 0 | 0% | 12.77% | #DIV/0! | #DIV/0! | Y | N | N
| 734 | Massachusetts Electric | NE North | North Shore | Everett |  | Everett | Sub-Transmission | 2310-12-01 | Everett | 23 | 4.3 | 8.3 | 6.17 | 14.14 | 14.14 | 0 | 30.41% | 58.7% | #DIV/0! | #DIV/0! | Y | N | N
| 735 | Massachusetts Electric | NE North | North Shore | Malden |  | Malden | Sub-Transmission | 2311-12-01 | Malden | 23 | 0 | 0 | 0.4 | 0 | 0 | 0 | #DIV/0! | #DIV/0! | #DIV/0! | #DIV/0! | Y | N | N
| 736 | Massachusetts Electric | NE North | North Shore | Wellington |  | Medford | Sub-Transmission | 2314-12-01 | Malden | 23 | 0.28 | 0.3 | 5.01 | 11.35 | 11.35 | 0 | 2.467% | 2.643% | #DIV/0! | #DIV/0! | Y | N | N
| 737 | Massachusetts Electric | NE North | North Shore | Malden |  | Malden | Distribution | 2316-12-01 | Malden | 23 | 0.4 | 0.4 | 1 | 12.15 | 12.15 | 0 | 3.292% | 3.292% | #DIV/0! | #DIV/0! | Y | N | N
| 738 | Massachusetts Electric | NE North | North Shore | Beverly |  | Beverly | Sub-Transmission | 2318-12-01 | Beverly | 23 | 10.76 | 10.5 | 9.6 | 19.5 | 19.5 | 0 | 55.18% | 53.85% | #DIV/0! | #DIV/0! | Y | N | N
| 739 | Massachusetts Electric | NE North | North Shore | Gloucester |  | Gloucester | Sub-Transmission | 2327-12-01 | Gloucester | 23 | 0 | 0 | 0 | 15.5 | 15.5 | 0 | 0% | 0% | #DIV/0! | #DIV/0! | Y | N | N
| 740 | Massachusetts Electric | NE North | North Shore | Wellington |  | Medford | Sub-Transmission | 2333-12-01 | Malden | 23 | 0.89 | 1 | 3.01 | 14.74 | 14.74 | 0 | 6.038% | 6.784% | #DIV/0! | #DIV/0! | Y | N | N
| 741 | Massachusetts Electric | NE North | North Shore | Melrose |  | Melrose | Sub-Transmission | 2335-12-01 | Melrose | 23 | 3.98 | 7.4 | 6.45 | 11.11 | 11.11 | 0 | 35.82% | 66.61% | #DIV/0! | #DIV/0! | Y | N | N
| 742 | Massachusetts Electric | NE North | North Shore | Thorndike St. |  | Everett | Sub-Transmission | 2337-12-01 | Everett | 23 | 0.6 | 0.6 | 0.57 | 8.76 | 8.76 | 0 | 6.849% | 6.849% | #DIV/0! | #DIV/0! | Y | N | N
| 743 | Massachusetts Electric | NE North | North Shore | Thorndike St. |  | Everett | Sub-Transmission | 2338-12-01 | Everett | 23 | 3.19 | 3.1 | 2.43 | 9.96 | 9.96 | 0 | 32.03% | 31.12% | #DIV/0! | #DIV/0! | Y | N | N
| 744 | Massachusetts Electric | NE North | North Shore | Revere |  | Revere | Distribution | 2340-12-01 | Revere | 23 | 9 | 10.3 | 11.33 | 20.6 | 20.6 | 0 | 43.69% | 50% | #DIV/0! | #DIV/0! | Y | N | N
| 745 | Massachusetts Electric | NE North | North Shore | Mystic #250 |  | Everett | Sub-Transmission | 12-2341-2132 | Everett | 23 | 5.1 | - | - | 11.4 | - | - | 44.74% | #VALUE! | #VALUE! | #VALUE! | N | N | N
| 746 | Massachusetts Electric | NE North | North Shore | Malden |  | Malden | Sub-Transmission | 2342-12-01 | Malden | 23 | 0.4 | 0.4 | 0.4 | 8.17 | 8.17 | 0 | 4.896% | 4.896% | #DIV/0! | #DIV/0! | Y | N | N
| 747 | Massachusetts Electric | NE North | North Shore | Salem Peabody St. |  | Salem | Sub-Transmission | 2343-12-01 | Salem | 23 | 2.31 | 2.4 | 1.4 | 9.4 | 9.4 | 0 | 24.57% | 25.53% | #DIV/0! | #DIV/0! | Y | N | N
| 748 | Massachusetts Electric | NE North | North Shore | Wellington |  | Medford | Sub-Transmission | 2344-12-01 | Medford | 23 | 4.94 | 4.8 | 3.33 | 9.32 | 9.32 | 0 | 53% | 51.5% | #DIV/0! | #DIV/0! | Y | N | N
| 749 | Massachusetts Electric | NE North | North Shore | Thorndike St. |  | Everett | Sub-Transmission | 2346-12-01 | Everett | 23 | 11.55 | 11.6 | 11.6 | 21.3 | 21.3 | 0 | 54.23% | 54.46% | #DIV/0! | #DIV/0! | Y | N | N
| 750 | Massachusetts Electric | NE North | North Shore | Salem |  | Salem | Sub-Transmission | 2349-12-01 | Salem | 23 | 5.6 | 6 | 4.6 | 12.75 | 12.75 | 0 | 43.92% | 47.06% | #DIV/0! | #DIV/0! | Y | N | N
| 751 | Massachusetts Electric | NE North | North Shore | Melrose |  | Melrose | Sub-Transmission | 2359-12-01 | Melrose | 23 | 3.98 | 1.2 | 1.45 | 11.23 | 11.23 | 0 | 35.44% | 10.69% | #DIV/0! | #DIV/0! | Y | N | N
| 752 | Massachusetts Electric | NE North | North Shore | Salem |  | Salem | Sub-Transmission | 2360-12-01 | Salem | 23 | 0 | 0 | 11.9 | 0 | 0 | 0 | #DIV/0! | #DIV/0! | #DIV/0! | #DIV/0! | Y | N | N
| 753 | Massachusetts Electric | NE North | North Shore | Gloucester |  | Gloucester | Sub-Transmission | 2364-12-01 | Gloucester | 23 | 12.4 | 12.3 | 9.96 | 15.7 | 15.7 | 0 | 78.98% | 78.34% | #DIV/0! | #DIV/0! | Y | N | N
| 754 | Massachusetts Electric | NE North | North Shore | N. Beverly |  | Beverly | Sub-Transmission | 2365-12-01 | Beverly | 23 | 0 | 2.2 | 2.1 | 16.13 | 16.13 | 0 | 0% | 13.64% | #DIV/0! | #DIV/0! | Y | N | N
| 755 | Massachusetts Electric | NE North | North Shore | Railyard |  | Salem | Sub-Transmission | 2370-12-01 | Salem | 23 | 14.12 | 13.7 | 12.3 | 23.26 | 23.26 | 0 | 60.71% | 58.9% | #DIV/0! | #DIV/0! | Y | N | N
| 756 | Massachusetts Electric | NE North | North Shore | Everett |  | Everett | Sub-Transmission | 2397-12-01 | Medford | 23 | 14.85 | - | - | 23.9 | - | - | 62.13% | #VALUE! | #VALUE! | #VALUE! | N | N | N
| 764 | Massachusetts Electric | NE North | North Shore | Everett |  | Everett | Distribution | 2400-12-01 | Medford | 23 | 14.24 | - | - | 24.9 | - | - | 57.19% | #VALUE! | #VALUE! | #VALUE! | N | N | N
| 765 | Massachusetts Electric | NE North | North Shore | Thorndike St. |  | Everett | Distribution | 2401-12-01 | Everett | 23 | 2.23 | 2.5 | 2.23 | 14.06 | 14.06 | 0 | 15.86% | 17.78% | #DIV/0! | #DIV/0! | Y | N | N
| 766 | Massachusetts Electric | NE North | North Shore | Lynnway |  | Lynn | Sub-Transmission | 2410-12-01 | Lynn | 23 | - | - | - | - | - | - | #VALUE! | #VALUE! | #VALUE! | #VALUE! | N | N | N
| 792 | Massachusetts Electric | NE North | North Shore | Burrill |  | Swampscott | Distribution | 12-2J1 | Swampscott | 4.16 | - | - | - | - | - | - | #VALUE! | #VALUE! | #VALUE! | #VALUE! | N | N | N
| 827 | Massachusetts Electric | NE North | North Shore | Melrose |  | Melrose | Distribution | 12-4C1 | Malden, Melrose | 4.16 | - | #VALUE! | - | - | 2.37 | - | #VALUE! | #VALUE! | #VALUE! | #VALUE! | N | N | N
| 828 | Massachusetts Electric | NE North | North Shore | Melrose |  | Melrose | Distribution | 12-4C3 | Melrose | 4.16 | - | #VALUE! | - | - | 2.31 | - | #VALUE! | #VALUE! | #VALUE! | #VALUE! | N | N | N
| 829 | Massachusetts Electric | NE North | North Shore | Melrose |  | Melrose | Distribution | 12-4C4 | Melrose | 4.16 | - | #VALUE! | - | - | 2.06 | - | #VALUE! | #VALUE! | #VALUE! | #VALUE! | N | N | N
| 830 | Massachusetts Electric | NE North | North Shore | Melrose |  | Melrose | Distribution | 12-4C6 | Melrose | 4.16 | - | #VALUE! | - | - | 1.26 | - | #VALUE! | #VALUE! | #VALUE! | #VALUE! | N | N | N
| 841 | Massachusetts Electric | NE North | North Shore | Hendersonville |  | Everett | Distribution | 12-593W1 | Everett | 13.8 | 0 | 0 | 0 | 0 | 12.93 | 12.93 | #DIV/0! | 0% | 0% | #DIV/0! | Y | N | N
| 842 | Massachusetts Electric | NE North | North Shore | Hendersonville |  | Everett | Distribution | 12-593W3 | Everett | 13.8 | - | 0 | 0 | - | 13.62 | 13.62 | #VALUE! | 0% | 0% | #VALUE! | N | N | N
| 843 | Massachusetts Electric | NE North | North Shore | Hendersonville |  | Everett | Distribution | 12-593W4 | Everett, Malden | 13.8 | - | 9.78 | 9 | - | 13.53 | 13.53 | #VALUE! | 72.28% | 66.52% | #VALUE! | N | N | N
| 844 | Massachusetts Electric | NE North | North Shore | Hendersonville |  | Everett | Distribution | 12-593W5 | Everett | 13.8 | - | 5.76 | 5.09 | - | 14.32 | 14.32 | #VALUE! | 40.22% | 35.54% | #VALUE! | N | N | N
| 845 | Massachusetts Electric | NE North | North Shore | Hendersonville |  | Everett | Distribution | 12-593W6 | Everett | 13.8 | 0 | 1.12 | 1.03 | 0 | 13.24 | 13.24 | #DIV/0! | 8.459% | 7.779% | #DIV/0! | Y | N | N
| 886 | Massachusetts Electric | NE North | North Shore | Dummy-99J1 |  | Topsfield | Distribution | 12-99J1 | Topsfield | 4.16 | - | - | - | - | - | - | #VALUE! | #VALUE! | #VALUE! | #VALUE! | N | N | N
| 896 | Massachusetts Electric | NE North | North Shore | Lynn 21 |  | Lynn | Transmission | 12-Lynn Network | Lynn | 13.8 | - | - | - | - | - | - | #VALUE! | #VALUE! | #VALUE! | #VALUE! | N | N | N
| 897 | Massachusetts Electric | NE North | Merrimack Valley | Reading |  | Wilmington | Distribution | 14-11W1 | Andover | 7.97 | - | - | - | - | - | - | #VALUE! | #VALUE! | #VALUE! | #VALUE! | N | N | N
| 898 | Massachusetts Electric | NE North | Merrimack Valley | Eversource 416H9 |  | Westford | Distribution | 14-12J1 | Westford | 13.8 | - | - | - | - | - | - | #VALUE! | #VALUE! | #VALUE! | #VALUE! | N | N | N
| 899 | Massachusetts Electric | NE North | Merrimack Valley | Tewksbury |  | Tewksbury | Sub-Transmission | 14-1302 | Tewksbury | 13.8 | 6.5 | 6.1 | 6 | 20.1 | 20.1 | 0 | 32.34% | 30.35% | #DIV/0! | #DIV/0! | Y | N | N
| 900 | Massachusetts Electric | NE North | Merrimack Valley | Lawrence |  | Lawrence | Distribution | 14-1311X | Lawrence | 13.8 | - | - | - | - | - | - | #VALUE! | #VALUE! | #VALUE! | #VALUE! | N | N | N
| 901 | Massachusetts Electric | NE North | Merrimack Valley | Andover |  | Andover | Sub-Transmission | 14-1312A | Andover | 13.8 | 0.88 | - | - | 7.3 | - | - | 12.05% | #VALUE! | #VALUE! | #VALUE! | N | N | N
| 902 | Massachusetts Electric | NE North | Merrimack Valley | Lawrence |  | Lawrence | Distribution | 14-1312L | Lawrence | 13.8 | 0.2 | - | - | 6 | - | - | 3.333% | #VALUE! | #VALUE! | #VALUE! | N | N | N
| 903 | Massachusetts Electric | NE North | Merrimack Valley | Lawrence |  | Lawrence | Distribution | 14-1314 | Lawrence | 13.8 | 0.64 | 1.1 | 1.04 | 5.3 | 6.6 | 0 | 12.08% | 16.67% | #DIV/0! | #DIV/0! | Y | N | N
| 904 | Massachusetts Electric | NE North | Merrimack Valley | Andover |  | Andover | Distribution | 14-1314A | Andover | 13.8 | 1.1 | - | - | 6.6 | - | - | 16.67% | #VALUE! | #VALUE! | #VALUE! | N | N | N
| 905 | Massachusetts Electric | NE North | Merrimack Valley | Lawrence |  | Lawrence | Distribution | 14-1319 | Lawrence | 13.8 | 0.2 | 0.71 | 0.48 | 4.8 | 4.8 | 0 | 4.167% | 14.79% | #DIV/0! | #DIV/0! | Y | N | N
| 906 | Massachusetts Electric | NE North | Merrimack Valley | Lawrence |  | Lawrence | Distribution | 14-1321 | Lawrence | 13.8 | 3.5 | 5.95 | 5.58 | 7.5 | 7.5 | 0 | 46.67% | 79.33% | #DIV/0! | #DIV/0! | Y | N | N
| 907 | Massachusetts Electric | NE North | Merrimack Valley | Tewksbury |  | Tewksbury | Sub-Transmission | 14-1323 | Tewksbury | 13.8 | 0 | 0 | 9.5 | 0 | 0 | 0 | #DIV/0! | #DIV/0! | #DIV/0! | #DIV/0! | Y | N | N
| 908 | Massachusetts Electric | NE North | Merrimack Valley | Lawrence |  | Lawrence | Distribution | 14-1324 | Lawrence | 13.8 | 1.5 | 1.31 | 1.62 | 7.4 | 7.4 | 0 | 20.27% | 17.7% | #DIV/0! | #DIV/0! | Y | N | N
| 909 | Massachusetts Electric | NE North | Merrimack Valley | Lawrence |  | Lawrence | Distribution | 14-1325 | Lawrence | 13.8 | 0.2 | 0.83 | 1.21 | 9.6 | 9.6 | 0 | 2.083% | 8.646% | #DIV/0! | #DIV/0! | Y | N | N
| 918 | Massachusetts Electric | NE North | Merrimack Valley | N/A |  | N/A | N/A | 14-14L1 | Tewksbury | N/A | 0 | - | - | 11.66 | - | - | 0% | #VALUE! | #VALUE! | #VALUE! | N | N | N
| 919 | Massachusetts Electric | NE North | Merrimack Valley | N/A |  | N/A | N/A | 14-14L2 | Tewksbury | N/A | 0 | - | - | 11.8 | - | - | 0% | #VALUE! | #VALUE! | #VALUE! | N | N | N
| 920 | Massachusetts Electric | NE North | Merrimack Valley | N/A |  | N/A | N/A | 14-14L3 | Tewksbury | N/A | 0 | - | - | 11.8 | - | - | 0% | #VALUE! | #VALUE! | #VALUE! | N | N | N
| 950 | Massachusetts Electric | NE North | Merrimack Valley | Ward Hill |  | Haverhill | Sub-Transmission | 14-2326 | Lawrence, Lowell, North Andover | 23 | 16.1 | 21.3 | 21.8 | 44.02 | 44.02 | 0 | 36.57% | 48.39% | #DIV/0! | #DIV/0! | Y | N | N
| 951 | Massachusetts Electric | NE North | Merrimack Valley | King Street |  | Groveland | Sub-Transmission | 14-2329 | Haverhill | 23 | 0 | 0 | 9.1 | 0 | 0 | 0 | #DIV/0! | #DIV/0! | #DIV/0! | #DIV/0! | Y | N | N
| 952 | Massachusetts Electric | NE North | Merrimack Valley | South Broadway |  | Lawrence | Sub-Transmission | 14-2355 | Lawrence, Methuen | 23 | 12.7 | 23 | 19.3 | 44.02 | 42.23 | 0 | 28.85% | 54.46% | #DIV/0! | #DIV/0! | Y | N | N
| 953 | Massachusetts Electric | NE North | Merrimack Valley | Ward Hill |  | Haverhill | Sub-Transmission | 14-2356 | Haverhill | 23 | 23.5 | 18.9 | 10.7 | 45.2 | 45.22 | 0 | 51.99% | 41.8% | #DIV/0! | #DIV/0! | Y | N | N
| 954 | Massachusetts Electric | NE North | Merrimack Valley | Ward Hill |  | Haverhill | Sub-Transmission | 14-2358 | North Andover | 23 | 11.2 | 21.5 | 22.2 | 42.9 | 44.02 | 0 | 26.11% | 48.84% | #DIV/0! | #DIV/0! | Y | N | N
| 955 | Massachusetts Electric | NE North | Merrimack Valley | Ward Hill |  | Haverhill | Sub-Transmission | 14-2371 | Haverhill | 23 | 31 | 44.6 | 45.7 | 47.01 | 47.01 | 0 | 65.94% | 94.87% | #DIV/0! | #DIV/0! | Y | N | N
| 956 | Massachusetts Electric | NE North | Merrimack Valley | South Broadway |  | Lawrence | Sub-Transmission | 14-2374 | Andover, Lawrence | 23 | 12.81 | 11 | 13.3 | 43 | 45.2 | 0 | 29.79% | 24.34% | #DIV/0! | #DIV/0! | Y | N | N
| 957 | Massachusetts Electric | NE North | Merrimack Valley | West Amesbury |  | Amesbury | Sub-Transmission | 14-2377N | Amesbury, Salisbury | 23 | 24.3 | 22.6 | 18.2 | 44 | 44 | 0 | 55.23% | 51.36% | #DIV/0! | #DIV/0! | Y | N | N
| 958 | Massachusetts Electric | NE North | Merrimack Valley | Meadowbrook |  | Chelmsford | Sub-Transmission | 14-2381 | Lowell | 23 | 11 | 12.7 | 10.6 | 32.5 | 35 | 0 | 33.85% | 36.29% | #DIV/0! | #DIV/0! | Y | N | N
| 959 | Massachusetts Electric | NE North | Merrimack Valley | Meadowbrook |  | Chelmsford | Sub-Transmission | 14-2382 | Lowell | 23 | 4.7 | 3.8 | 4.2 | 16.25 | 16.25 | 0 | 28.92% | 23.38% | #DIV/0! | #DIV/0! | Y | N | N
| 960 | Massachusetts Electric | NE North | Merrimack Valley | Meadowbrook |  | Chelmsford | Distribution | 14-2383 | Chelmsford | 23 | 21.2 | 26.2 | 20.5 | 40.6 | 40.6 | 0 | 52.22% | 64.53% | #DIV/0! | #DIV/0! | Y | N | N
| 961 | Massachusetts Electric | NE North | Merrimack Valley | Meadowbrook |  | Chelmsford | Sub-Transmission | 14-2384 | Billerica, Chelmsford, Westford | 23 | 12 | 12.4 | 9.5 | 38.44 | 38.44 | 0 | 31.22% | 32.26% | #DIV/0! | #DIV/0! | Y | N | N
| 962 | Massachusetts Electric | NE North | Merrimack Valley | Billerica |  | Billerica | Sub-Transmission | 14-2385 | Billerica, Tewksbury | 23 | -6.5 | 2.5 | 4.1 | 32.51 | 14.54 | 0 | -19.99% | 17.19% | #DIV/0! | #DIV/0! | Y | N | N
| 963 | Massachusetts Electric | NE North | Merrimack Valley | North Chelmsford |  | Chelmsford | Sub-Transmission | 14-2386 | Lowell | 23 | 31.4 | 30.6 | 28.7 | 51.1 | 51.1 | 0 | 61.45% | 59.88% | #DIV/0! | #DIV/0! | Y | N | N
| 964 | Massachusetts Electric | NE North | Merrimack Valley | North Chelmsford |  | Chelmsford | Sub-Transmission | 14-2387 | Westford | 23 | 10.2 | 11.2 | 9.5 | 25.3 | 25.3 | 0 | 40.32% | 44.27% | #DIV/0! | #DIV/0! | Y | N | N
| 965 | Massachusetts Electric | NE North | Merrimack Valley | Dummy-2388 |  | Westford | Sub-Transmission | 14-2388 | Westford | 23 | 25.1 | 24 | 22 | 37.13 | 37.13 | 0 | 67.6% | 64.64% | #DIV/0! | #DIV/0! | Y | N | N
| 966 | Massachusetts Electric | NE North | Merrimack Valley | Billerica |  | Billerica | Sub-Transmission | 14-2390 | Billerica | 23 | 0 | 0 | 17.8 | 0 | 0 | 0 | #DIV/0! | #DIV/0! | #DIV/0! | #DIV/0! | Y | N | N
| 967 | Massachusetts Electric | NE North | Merrimack Valley | West Amesbury |  | Amesbury | Sub-Transmission | 14-2396N | Amesbury | 23 | 15 | 7.4 | 6.1 | 45.22 | 44.7 | 0 | 33.17% | 16.55% | #DIV/0! | #DIV/0! | Y | N | N
| 968 | Massachusetts Electric | NE North | Merrimack Valley | King Street |  | Groveland | Distribution | 14-2403 | Haverhill | 23 | 18.3 | 21.85 | 22.3 | 45.8 | 45.8 | 0 | 39.96% | 47.71% | #DIV/0! | #DIV/0! | Y | N | N
| 969 | Massachusetts Electric | NE North | Merrimack Valley | King Street |  | Groveland | Sub-Transmission | 14-2405 | Newbury, Newburyport | 23 | 32.3 | 32.9 | 26.4 | 72.5 | 72.5 | 0 | 44.55% | 45.38% | #DIV/0! | #DIV/0! | Y | N | N
| 978 | Massachusetts Electric | NE North | Merrimack Valley | Lawrence |  | Lawrence | Distribution | 14-2J4 | Lawrence | 3.74 | 0 | 1.73 | 2.04 | 0 | 2.94 | 2.45 | #DIV/0! | 58.84% | 83.27% | #DIV/0! | Y | N | N
| 990 | Massachusetts Electric | NE North | Merrimack Valley | Tewksbury |  | Tewksbury | Sub-Transmission | 14-308 | Tewksbury | 13.8 | 6.7 | 7 | 7 | 20.3 | 20.3 | 0 | 33% | 34.48% | #DIV/0! | #DIV/0! | Y | N | N
| 991 | Massachusetts Electric | NE North | Merrimack Valley | Perry Street |  | Lowell | Distribution | 14-310 | Lowell | 13.8 | 0 | 0 | 0 | 7.3 | 7.3 | 0 | 0% | 0% | #DIV/0! | #DIV/0! | Y | N | N
| 994 | Massachusetts Electric | NE North | Merrimack Valley | Quebec Street |  | Lowell | Distribution | 14-318 | Lowell | 13.8 | 6 | 6.9 | 7 | 11.8 | 11.8 | 0 | 50.85% | 58.47% | #DIV/0! | #DIV/0! | Y | N | N
| 995 | Massachusetts Electric | NE North | Merrimack Valley | Quebec Street |  | Lowell | Distribution | 14-319 | Lowell | 13.8 | 6.5 | 7.1 | 7 | 11.8 | 11.8 | 0 | 55.08% | 60.17% | #DIV/0! | #DIV/0! | Y | N | N
| 1066 | Massachusetts Electric | NE North | Merrimack Valley | Amesbury |  | Amesbury | Distribution | 14-5J11 | Amesbury | 4.16 | - | - | - | - | - | - | #VALUE! | #VALUE! | #VALUE! | #VALUE! | N | N | N
| 1067 | Massachusetts Electric | NE North | Merrimack Valley | Amesbury |  | Amesbury | Distribution | 14-5J12 | Amesbury | 4.16 | - | - | - | - | - | - | #VALUE! | #VALUE! | #VALUE! | #VALUE! | N | N | N
| 1068 | Massachusetts Electric | NE North | Merrimack Valley | Amesbury |  | Amesbury | Distribution | 14-5J13 | Amesbury | 4.16 | - | - | - | - | - | - | #VALUE! | #VALUE! | #VALUE! | #VALUE! | N | N | N
| 1069 | Massachusetts Electric | NE North | Merrimack Valley | Amesbury |  | Amesbury | Distribution | 14-5J14 | Amesbury, Haverhill | 4.16 | - | - | - | - | - | - | #VALUE! | #VALUE! | #VALUE! | #VALUE! | N | N | N
| 1070 | Massachusetts Electric | NE North | Merrimack Valley | Amesbury |  | Amesbury | Distribution | 14-5J15 | Amesbury | 4.16 | - | - | - | - | - | - | #VALUE! | #VALUE! | #VALUE! | #VALUE! | N | N | N
| 1071 | Massachusetts Electric | NE North | Merrimack Valley | Amesbury |  | Amesbury | Distribution | 14-5J16 | Amesbury | 4.16 | - | - | - | - | - | - | #VALUE! | #VALUE! | #VALUE! | #VALUE! | N | N | N
| 1146 | Massachusetts Electric | NE North | Merrimack Valley | Chelmsford |  | Chelmsford | Distribution | 14-9J1 | Chelmsford | 4.16 | 2.1 | 0 | - | 2.65 | 2.65 | - | 79.25% | 0% | #VALUE! | #VALUE! | N | N | N
| 1147 | Massachusetts Electric | NE North | Merrimack Valley | Chelmsford |  | Chelmsford | Distribution | 14-9J2 | Chelmsford | 4.16 | 0.99 | 0 | - | 1.98 | 1.98 | - | 50% | 0% | #VALUE! | #VALUE! | N | N | N
| 1148 | Massachusetts Electric | NE North | Merrimack Valley | Chelmsford |  | Chelmsford | Distribution | 14-9J3 | Chelmsford | 4.16 | 1.43 | 0 | - | 2.55 | 2.55 | - | 56.08% | 0% | #VALUE! | #VALUE! | N | N | N
| 1149 | Massachusetts Electric | NE North | Merrimack Valley | Reading |  | Andover | Distribution | 14-FD12H1 | Andover | 2.4 | - | - | - | - | - | - | #VALUE! | #VALUE! | #VALUE! | #VALUE! | N | N | N
| 192 | Massachusetts Electric | NE North | Central | Webster St. |  | Worcester | Distribution | 01-HT15 | Worcester | 13.8 | 6.11 | 8.77 | 8.73 | 7.39 | 7.39 | 7.39 | 82.68% | 118.7% | 118.1% | 106.5% | Y | N | N
| 235 | Massachusetts Electric | NE South | Southeast | Bates St. Sub |  | Fall River | Distribution | 05-115W52 | Fall River, Westport | 13.8 | 11.14 | 11.9 | 9.79 | 10.73 | 10.73 | 10.73 | 103.8% | 110.9% | 91.24% | 102% | Y | N | N
| 592 | Massachusetts Electric | NE North | Western | Little Rest Rd |  | Warren | Distribution | 09-516L4 | Warren | 13.2 | 13.08 | 13.15 | 13.23 | 15.55 | 12.32 | 12.32 | 84.12% | 106.7% | 107.4% | 99.41% | Y | N | N
| 675 | Massachusetts Electric | NE North | North Shore | Maplewood |  | Malden | Distribution | 12-16W6 | Malden, Melrose | 13.8 | 12.23 | 14.32 | 10.85 | 12.31 | 12.67 | 12.67 | 99.35% | 113% | 85.64% | 99.34% | Y | N | N
| 187 | Massachusetts Electric | NE North | Central | Grafton St. |  | Worcester | Distribution | 01-9J360 | Worcester | 4.16 | 1.99 | 1.97 | 1.84 | 1.95 | 1.95 | 1.95 | 102.1% | 101% | 94.36% | 99.15% | Y | N | N
| 701 | Massachusetts Electric | NE North | North Shore | Humphrey |  | Swampscott | Distribution | 12-1J901 | Lynn, Swampscott | 4.16 | 2.45 | 2.74 | 2.95 | 2.8 | 2.8 | 2.8 | 87.5% | 97.86% | 105.4% | 96.9% | Y | N | N
| 597 | Massachusetts Electric | NE North | Western | Thorndike |  | Palmer | Distribution | 09-523L4 | Palmer, Ware | 13.2 | 10.14 | 10.23 | 10.34 | 8.89 | 12.12 | 11.66 | 114.1% | 84.41% | 88.68% | 95.72% | Y | N | N
| 1030 | Massachusetts Electric | NE North | Merrimack Valley | Ward Hill |  | Haverhill | Distribution | 14-43L8 | Haverhill | 13.2 | 11.02 | 11.32 | 11.5 | 11.8 | 11.8 | 11.8 | 93.39% | 95.93% | 97.46% | 95.59% | Y | N | N
| 1098 | Massachusetts Electric | NE North | Merrimack Valley | North Lawrence |  | Lawrence | Distribution | 14-6J8 | Lawrence, Methuen | 3.74 | 2.31 | 2.61 | 2.36 | 2.55 | 2.55 | 2.55 | 90.59% | 102.4% | 92.55% | 95.16% | Y | N | N
| 324 | Massachusetts Electric | NE South | Southeast | Depot Street |  | Milford | Distribution | 05-335W3 | Hopedale, Milford, Northborough, Upton | 13.8 | 11.85 | 11.25 | 11.5 | 12.31 | 12.31 | 12.31 | 96.26% | 91.39% | 93.42% | 93.69% | Y | N | N
| 1093 | Massachusetts Electric | NE North | Merrimack Valley | North Lawrence |  | Lawrence | Distribution | 14-6J2 | Lawrence | 3.74 | 2.13 | 2.09 | 2.1 | 2.25 | 2.25 | 2.25 | 94.67% | 92.89% | 93.33% | 93.63% | Y | N | N
| 1082 | Massachusetts Electric | NE North | Merrimack Valley | South Union St |  | Lawrence | Distribution | 14-61L1 | Lawrence | 13.2 | 7.32 | 8.02 | 9.42 | 8.85 | 8.85 | 8.85 | 82.71% | 90.62% | 106.4% | 93.26% | Y | N | N
| 997 | Massachusetts Electric | NE North | Merrimack Valley | Water Street |  | Haverhill | Distribution | 14-31L2 | Haverhill | 13.2 | 10.86 | 3.56 | 10.74 | 11.77 | 3.71 | 11.77 | 92.27% | 95.96% | 91.25% | 93.16% | Y | N | N
| 1114 | Massachusetts Electric | NE North | Merrimack Valley | East Methuen |  | Methuen | Distribution | 14-74L5 | Haverhill, Methuen | 13.2 | 9.88 | 10.7 | 9.96 | 10.97 | 10.97 | 10.97 | 90.06% | 97.54% | 90.79% | 92.8% | Y | N | N
| 351 | Massachusetts Electric | NE South | Southeast | Plainville |  | Plainville | Distribution | 05-3451W2 | Plainville | 13.8 | 6.29 | 6.15 | 5.63 | 6.55 | 6.55 | 6.55 | 96.03% | 93.89% | 85.95% | 91.96% | Y | N | N
| 671 | Massachusetts Electric | NE North | North Shore | Maplewood |  | Malden | Distribution | 12-16W2 | Everett, Malden, Saugus | 13.8 | 9.83 | 8.6 | 8.44 | 9.75 | 9.75 | 9.75 | 100.8% | 88.21% | 86.56% | 91.86% | Y | N | N
| 123 | Massachusetts Electric | NE North | Central | Snow St. |  | Southbridge | Distribution | 01-413L5 | Sturbridge | 13.2 | 8.73 | 9.24 | 8.28 | 9.72 | 9.72 | 9.15 | 89.81% | 95.06% | 90.49% | 91.79% | Y | N | N
| 477 | Massachusetts Electric | NE South | South Shore | Mill St |  | Bridgewater | Distribution | 07-912W21 | Bridgewater, Brockton, E. Bridgewater, West Bridgewater | 13.8 | 14.34 | 14.33 | 13.54 | 15.37 | 15.37 | 15.37 | 93.3% | 93.23% | 88.09% | 91.54% | Y | N | N
| 116 | Massachusetts Electric | NE North | Central | E. Webster |  | Webster | Distribution | 01-412L4 | Charlton, Dudley, Webster | 13.2 | 10.94 | 12.3 | 8.73 | 11.66 | 11.66 | 11.66 | 93.83% | 105.5% | 74.87% | 91.4% | Y | N | N
| 5 | Massachusetts Electric | NE North | Central | Rena St. |  | Worcester | Distribution | 01-10J383 | Worcester | 4.16 | 2.05 | 1.98 | 2 | 2.2 | 2.2 | 2.2 | 93.18% | 90% | 90.91% | 91.36% | Y | N | N
| 59 | Massachusetts Electric | NE North | Central | Leicester |  | Leicester | Distribution | 01-21W2 | Charlton, Leicester | 13.8 | 7.25 | 7.24 | 7.25 | 7.96 | 7.96 | 7.96 | 91.08% | 90.95% | 91.08% | 91.04% | Y | N | N
| 718 | Massachusetts Electric | NE North | North Shore | Lynnway |  | Lynn | Distribution | 12-21J37 | Lynn | 4.16 | 2.14 | 2.1 | 1.86 | 2.2 | 2.28 | 2.28 | 97.27% | 92.11% | 81.58% | 90.32% | Y | N | N
| 214 | Massachusetts Electric | NE North | Central | Bloomingdale |  | Worcester | Distribution | 01-HT55 | Worcester | 13.8 | 5.89 | 5.68 | 5.19 | 5.5 | 5.5 | 8.65 | 107.1% | 103.3% | 60% | 90.12% | Y | N | N
| 1006 | Massachusetts Electric | NE North | Merrimack Valley | Newburyport |  | Newburyport | Distribution | 14-36L1 | Amesbury, Newburyport | 13.2 | 10.4 | 11.43 | 9.89 | 11.77 | 11.77 | 11.77 | 88.36% | 97.11% | 84.03% | 89.83% | Y | N | N
| 575 | Massachusetts Electric | NE North | Western | Palmer 503 |  | Palmer | Distribution | 09-503L1 | Monson, Palmer | 13.2 | 9.18 | 8.79 | 9.18 | 10.08 | 10.08 | 10.08 | 91.07% | 87.2% | 91.07% | 89.78% | Y | N | N
| 859 | Massachusetts Electric | NE North | North Shore | Codding Ave |  | Medford | Distribution | 12-64J4 | Medford | 4.16 | 3.08 | 3.11 | 2.82 | 3.35 | 3.35 | 3.35 | 91.94% | 92.84% | 84.18% | 89.65% | Y | N | N
| 348 | Massachusetts Electric | NE South | Southeast | Beaver Pond |  | Franklin | Distribution | 05-344W4 | Bellingham, Blackstone, Franklin | 13.8 | 11.21 | 10.91 | 10.91 | 12.31 | 12.31 | 12.31 | 91.06% | 88.63% | 88.63% | 89.44% | Y | N | N
| 1043 | Massachusetts Electric | NE North | Merrimack Valley | Lawrence Street |  | Lawrence | Distribution | 14-53J4 | Lawrence, Methuen | 3.74 | 2.47 | 2.4 | 2.74 | 2.85 | 2.85 | 2.85 | 86.67% | 84.21% | 96.14% | 89.01% | Y | N | N
| 509 | Massachusetts Electric | NE South | South Shore | Plymouth St |  | Abington | Distribution | 07-93W43 | Abington, Hanson, Whitman | 13.8 | 10.88 | 10.88 | 9.82 | 11.83 | 11.83 | 11.83 | 91.97% | 91.97% | 83.01% | 88.98% | Y | N | N
| 605 | Massachusetts Electric | NE North | Western | Royalston |  | Royalston | Distribution | 09-701J1 | Phillipston, Royalston | 4.16 | 0.92 | 0.91 | 0.86 | 1.01 | 1.01 | 1.01 | 91.09% | 90.1% | 85.15% | 88.78% | Y | N | N
| 790 | Massachusetts Electric | NE North | North Shore | W. Salem |  | Salem | Distribution | 12-29W5 | Lynn | 13.8 | 6.96 | 10.54 | 9.85 | 10.28 | 10.28 | 10.28 | 67.7% | 102.5% | 95.82% | 88.68% | Y | N | N
| 498 | Massachusetts Electric | NE South | South Shore | Dupont |  | Brockton | Distribution | 07-91W47 | Brockton, Whitman | 13.8 | 9.06 | 8.72 | 7.97 | 9.68 | 9.68 | 9.68 | 93.6% | 90.08% | 82.33% | 88.67% | Y | N | N
| 1049 | Massachusetts Electric | NE North | Merrimack Valley | Dale Street |  | North Andover | Distribution | 14-55L1 | Andover, Boxford, North Andover | 13.2 | 9.08 | 9.6 | 8.62 | 9.72 | 9.72 | 11.8 | 93.42% | 98.77% | 73.05% | 88.41% | Y | N | N
| 156 | Massachusetts Electric | NE North | Central | E. Winchendon |  | Winchendon | Distribution | 01-612W3 | Winchendon | 13.8 | 8.37 | 8.36 | 10.19 | 10.16 | 10.16 | 10.16 | 82.38% | 82.28% | 100.3% | 88.32% | Y | Y | N
| 186 | Massachusetts Electric | NE North | Central | Grafton St. |  | Worcester | Distribution | 01-9J352 | Worcester | 4.16 | 1.78 | 1.82 | 1.49 | 1.93 | 1.93 | 1.93 | 92.23% | 94.3% | 77.2% | 87.91% | Y | N | N
| 250 | Massachusetts Electric | NE South | Southeast | Dighton |  | Dighton | Distribution | 05-19W74 | Dighton, Rehoboth, Somerset | 13.8 | 11.48 | 11.54 | 10.38 | 12.67 | 12.67 | 12.67 | 90.61% | 91.08% | 81.93% | 87.87% | Y | N | N
| 117 | Massachusetts Electric | NE North | Central | E. Webster |  | Webster | Distribution | 01-412L5 | Dudley, Webster | 13.2 | 11.8 | 7.83 | 11.23 | 11.71 | 11.71 | 11.71 | 100.8% | 66.87% | 95.9% | 87.85% | Y | N | N
| 107 | Massachusetts Electric | NE North | Central | N. Oxford |  | Oxford | Distribution | 01-406L1 | Auburn, Charlton, Leicester, Oxford, Worcester | 13.2 | 9.72 | 9.35 | 9.25 | 10.75 | 10.75 | 10.75 | 90.42% | 86.98% | 86.05% | 87.81% | Y | Y | N
| 650 | Massachusetts Electric | NE North | North Shore | Granite |  | Lynn | Distribution | 12-12J903 | Lynn | 4.16 | 2.04 | 2 | 1.73 | 2.16 | 2.16 | 2.27 | 94.44% | 92.59% | 76.21% | 87.75% | Y | N | N
| 63 | Massachusetts Electric | NE North | Central | Pratts Junc. |  | Sterling | Distribution | 01-225W4 | Leominster, Sutton | 13.8 | 11.22 | 10.02 | 9.75 | 11.78 | 11.78 | 11.78 | 95.25% | 85.06% | 82.77% | 87.69% | Y | N | N
| 784 | Massachusetts Electric | NE North | North Shore | Topsfield |  | Topsfield | Distribution | 12-26L1 | Topsfield | 13.2 | 9.92 | 9.97 | 8.38 | 10.75 | 10.75 | 10.75 | 92.28% | 92.74% | 77.95% | 87.66% | Y | N | N
| 62 | Massachusetts Electric | NE North | Central | Pratts Junc. |  | Sterling | Distribution | 01-225W3 | Lancaster, Leominster | 13.8 | 10.23 | 10.78 | 9.43 | 11.59 | 11.59 | 11.59 | 88.27% | 93.01% | 81.36% | 87.55% | Y | N | N
| 982 | Massachusetts Electric | NE North | Merrimack Valley | Lawrence |  | Lawrence | Distribution | 14-2J8 | Lawrence | 3.74 | 2.67 | 2.59 | 2.46 | 2.94 | 2.94 | 2.94 | 90.82% | 88.1% | 83.67% | 87.53% | Y | N | N
| 625 | Massachusetts Electric | NE North | Western | King St |  | Northampton | Distribution | 09-905W1 | Northampton | 13.8 | 10.66 | 10.3 | 9.17 | 11.38 | 11.38 | 11.71 | 93.67% | 90.51% | 78.31% | 87.5% | Y | N | N
| 679 | Massachusetts Electric | NE North | North Shore | W. Medford |  | Medford | Distribution | 12-17J2 | Medford | 4.16 | 2.35 | 2.4 | 1.99 | 2.57 | 2.57 | 2.57 | 91.44% | 93.39% | 77.43% | 87.42% | Y | N | N
| 1072 | Massachusetts Electric | NE North | Merrimack Valley | Methuen |  | Methuen | Distribution | 14-5J40 | Lawrence, Methuen | 3.74 | 2.1 | 2.11 | 2.57 | 2.59 | 2.59 | 2.59 | 81.08% | 81.47% | 99.23% | 87.26% | Y | N | N
| 1047 | Massachusetts Electric | NE North | Merrimack Valley | Burtt Road |  | Andover | Distribution | 14-54L3 | Andover, North Andover | 13.2 | 10.77 | 10.29 | 9.74 | 11.8 | 11.8 | 11.8 | 91.27% | 87.2% | 82.54% | 87.01% | Y | N | N
| 242 | Massachusetts Electric | NE South | Southeast | Swansea Sub |  | Swansea | Distribution | 05-11W84 | Rehoboth, Somerset, Swansea | 13.8 | 10.29 | 12.07 | 10.65 | 12.67 | 12.67 | 12.67 | 81.22% | 95.26% | 84.06% | 86.85% | Y | N | N
| 716 | Massachusetts Electric | NE North | North Shore | Lynnway |  | Lynn | Distribution | 12-21J34 | Lynn | 4.16 | 1.07 | 1.18 | 1.8 | 1.33 | 1.66 | 1.66 | 80.45% | 71.08% | 108.4% | 86.66% | Y | N | N
| 1137 | Massachusetts Electric | NE North | Merrimack Valley | Andover |  | Andover | Distribution | 14-8L2 | Lawrence, Methuen | 13.2 | 11.11 | 10.15 | 9.33 | 11.77 | 11.77 | 11.77 | 94.39% | 86.24% | 79.27% | 86.63% | Y | N | N
| 1107 | Massachusetts Electric | NE North | Merrimack Valley | North Andover Jct.71 |  | North Andover | Distribution | 14-71L3 | Andover, North Andover | 13.2 | 10.11 | 11.25 | 9.21 | 11.77 | 11.77 | 11.77 | 85.9% | 95.58% | 78.25% | 86.58% | Y | N | N
| 892 | Massachusetts Electric | NE North | North Shore | Medford |  | Medford | Distribution | 12-9C6 | Medford | 4.16 | 2.02 | 2 | 2 | 2.32 | 2.32 | 2.32 | 87.07% | 86.21% | 86.21% | 86.49% | Y | N | N
| 1099 | Massachusetts Electric | NE North | Merrimack Valley | Billerica |  | Billerica | Distribution | 14-70L1 | Billerica, Lowell, Tewksbury | 13.2 | 8.62 | 8.94 | 7.66 | 9.72 | 9.72 | 9.72 | 88.68% | 91.98% | 78.81% | 86.49% | Y | N | N
| 860 | Massachusetts Electric | NE North | North Shore | Codding Ave |  | Medford | Distribution | 12-64J5 | Medford | 4.16 | 3.29 | 2.85 | 2.63 | 3.39 | 3.39 | 3.39 | 97.05% | 84.07% | 77.58% | 86.23% | Y | N | N
| 110 | Massachusetts Electric | NE North | Central | N. Oxford |  | Oxford | Distribution | 01-406L4 | Auburn, Oxford, Webster | 13.2 | 10.14 | 8.83 | 9.65 | 10.75 | 10.75 | 11.8 | 94.33% | 82.14% | 81.78% | 86.08% | Y | Y | N
| 1029 | Massachusetts Electric | NE North | Merrimack Valley | Ward Hill |  | Haverhill | Distribution | 14-43L7 | Boxford, Haverhill, North Andover | 13.2 | 7.13 | 7.13 | 5.44 | 6.86 | 6.86 | 10.88 | 103.9% | 103.9% | 50% | 85.96% | Y | N | N
| 567 | Massachusetts Electric | NE North | Western | Risingdale |  | Great Barrington | Distribution | 09-1109W2 | Alford, Egremont, Great Barrington, Mt. Washington, Sheffield | 13.8 | 8.39 | 10.04 | 8.29 | 9.82 | 9.82 | 11.83 | 85.44% | 102.2% | 70.08% | 85.92% | Y | N | N
| 834 | Massachusetts Electric | NE North | North Shore | E. Beverly |  | Beverly | Distribution | 12-51L3 | Beverly, Hamilton, Wenham | 13.2 | 9.75 | 9.01 | 9.35 | 10.91 | 10.91 | 10.91 | 89.37% | 82.58% | 85.7% | 85.88% | Y | N | N
| 378 | Massachusetts Electric | NE South | Southeast | Chartley Pond |  | Attleboro | Distribution | 05-8L3 | Attleboro, Norton | 13.2 | 10.51 | 10.61 | 9.18 | 11.77 | 11.77 | 11.77 | 89.29% | 90.14% | 77.99% | 85.81% | Y | N | N
| 808 | Massachusetts Electric | NE North | North Shore | Everett |  | Everett | Distribution | 12-37W5 | Malden, Medford | 13.8 | 10.93 | 10.92 | 9.89 | 12.33 | 12.33 | 12.33 | 88.65% | 88.56% | 80.21% | 85.81% | Y | N | N
| 1086 | Massachusetts Electric | NE North | Merrimack Valley | West Methuen |  | Methuen | Distribution | 14-63L1 | Lawrence, Methuen | 13.2 | 7.13 | 9.24 | 8.63 | 9.72 | 9.72 | 9.72 | 73.35% | 95.06% | 88.79% | 85.73% | Y | N | N
| 974 | Massachusetts Electric | NE North | Merrimack Valley | West Amesbury |  | Amesbury | Distribution | 14-275L4 | Amesbury, Salisbury | 13.2 | 11.55 | 10.06 | 9.5 | 12.12 | 12.12 | 12.12 | 95.3% | 83% | 78.38% | 85.56% | Y | N | N
| 139 | Massachusetts Electric | NE North | Central | Meadow Street 552 |  | Spencer | Distribution | 01-552L1 | Charlton, Leicester, North Brookfield, Spencer | 13.2 | 10.05 | 9.77 | 10.46 | 11.8 | 11.8 | 11.8 | 85.17% | 82.8% | 88.64% | 85.54% | Y | Y | N
| 379 | Massachusetts Electric | NE South | Southeast | Chartley Pond |  | Attleboro | Distribution | 05-8L4 | Attleboro, Norton, Rehoboth | 13.2 | 9.06 | 8.28 | 7.58 | 9.72 | 9.72 | 9.72 | 93.21% | 85.19% | 77.98% | 85.46% | Y | N | N
| 562 | Massachusetts Electric | NE North | Western | Lenox Depot |  | Lenox | Distribution | 09-1103W1 | Lenox, Stockbridge, West Stockbridge | 13.8 | 9.17 | 9.31 | 7.54 | 10.16 | 10.16 | 10.16 | 90.26% | 91.63% | 74.21% | 85.37% | Y | N | N
| 404 | Massachusetts Electric | NE South | South Shore | Scituate |  | Scituate | Distribution | 07-15J1 | Scituate | 4.16 | 3.2 | 3.42 | 2.87 | 3.71 | 3.71 | 3.71 | 86.25% | 92.18% | 77.36% | 85.27% | Y | N | N
| 237 | Massachusetts Electric | NE South | Southeast | Bates St. Sub |  | Fall River | Distribution | 05-115W54 | Fall River | 13.8 | 8.37 | 8.84 | 8.03 | 9.87 | 9.87 | 9.87 | 84.8% | 89.56% | 81.36% | 85.24% | Y | N | N
| 883 | Massachusetts Electric | NE North | North Shore | Revere |  | Revere | Distribution | 12-7W4 | Revere, Winthrop | 13.8 | 12.15 | 10.11 | 8.91 | 12.19 | 12.19 | 12.19 | 99.67% | 82.94% | 73.09% | 85.23% | Y | N | N
| 451 | Massachusetts Electric | NE South | South Shore | North Weymouth |  | Weymouth | Distribution | 07-6W2 | Weymouth | 13.8 | 9.35 | 9.25 | 8.29 | 10.52 | 10.52 | 10.52 | 88.88% | 87.93% | 78.8% | 85.2% | Y | N | N
| 138 | Massachusetts Electric | NE North | Central | Lashaway |  | North Brookfield | Distribution | 01-525L2 | Brookfield, North Brookfield, West Brookfield | 13.2 | 8.15 | 9.6 | 9.88 | 10.88 | 10.88 | 10.88 | 74.91% | 88.24% | 90.81% | 84.65% | Y | Y | N
| 155 | Massachusetts Electric | NE North | Central | E. Winchendon |  | Winchendon | Distribution | 01-612W1 | Winchendon | 13.8 | 9.82 | 9.86 | 10.02 | 12.67 | 12.67 | 12.67 | 77.51% | 77.82% | 79.08% | 78.14% | Y | Y | N
| 970 | Massachusetts Electric | NE North | Merrimack Valley | Concord Road |  | Chelmsford | Distribution | 14-24L1 | Chelmsford | 13.2 | 9.08 | 9.17 | 8.76 | 11.66 | 11.66 | 11.66 | 77.87% | 78.64% | 75.13% | 77.22% | Y | N | N
| 448 | Massachusetts Electric | NE South | South Shore | Central St |  | Abington | Distribution | 07-67J1 | Abington, Hanson, Rockland | 4.16 | 2.9 | 3.03 | 2.65 | 3.71 | 3.71 | 3.71 | 78.17% | 81.67% | 71.43% | 77.09% | Y | N | N
| 788 | Massachusetts Electric | NE North | North Shore | W. Salem |  | Salem | Distribution | 12-29W3 | Lynn | 13.8 | 9.75 | 10.25 | 8.72 | 12.43 | 12.43 | 12.43 | 78.44% | 82.46% | 70.15% | 77.02% | Y | N | N
| 587 | Massachusetts Electric | NE North | Western | Belchertown |  | Belchertown | Distribution | 09-509L2 | Belchertown, Ware | 13.2 | 8.57 | 8.31 | 7.9 | 11.09 | 11.09 | 10.08 | 77.28% | 74.93% | 78.37% | 76.86% | Y | N | N
| 283 | Massachusetts Electric | NE South | Southeast | Westboro |  | Westborough | Distribution | 05-312W1 | Westborough | 13.8 | 10.35 | 9.85 | 9 | 12.67 | 12.67 | 12.67 | 81.69% | 77.74% | 71.03% | 76.82% | Y | N | N
| 1014 | Massachusetts Electric | NE North | Merrimack Valley | Andover |  | Andover | Distribution | 14-3J42 | Andover | 3.74 | 1.79 | 2.32 | 1.75 | 2.55 | 2.55 | 2.55 | 70.2% | 90.98% | 68.63% | 76.6% | Y | N | N
| 413 | Massachusetts Electric | NE South | South Shore | Field St |  | Quincy | Distribution | 07-1W2 | Quincy | 13.8 | 9.49 | 9.39 | 8.16 | 11.78 | 11.78 | 11.78 | 80.56% | 79.71% | 69.27% | 76.51% | Y | N | N
| 319 | Massachusetts Electric | NE South | Southeast | Uxbridge |  | Uxbridge | Distribution | 05-321W9 | Blackstone, Millville, Uxbridge | 13.8 | 6.1 | 8.25 | 9.54 | 9.2 | 10.9 | 10.9 | 66.3% | 75.69% | 87.52% | 76.51% | Y | N | N
| 793 | Massachusetts Electric | NE North | North Shore | Salem Valley St. |  | Salem | Distribution | 12-2W1 | Salem | 13.8 | 6.21 | 6.31 | 5.31 | 7.77 | 7.77 | 7.77 | 79.92% | 81.21% | 68.34% | 76.49% | Y | N | N
| 1073 | Massachusetts Electric | NE North | Merrimack Valley | Methuen |  | Methuen | Distribution | 14-5J41 | Methuen | 3.74 | 2.08 | 2.03 | 2.2 | 2.75 | 2.75 | 2.75 | 75.64% | 73.82% | 80% | 76.48% | Y | N | N
| 541 | Massachusetts Electric | NE South | South Shore | East Weymouth |  | Weymouth | Distribution | 07-9W2 | Hingham, Weymouth | 13.8 | 5.67 | 5.46 | 5.03 | 7.05 | 7.05 | 7.05 | 80.43% | 77.45% | 71.35% | 76.41% | Y | N | N
| 67 | Massachusetts Electric | NE North | Central | Laurel Cir. |  | Shirley | Distribution | 01-227W3 | Ayer, Lancaster, Shirley | 13.8 | 9.43 | 9.49 | 8.08 | 11.78 | 11.78 | 11.78 | 80.05% | 80.56% | 68.59% | 76.4% | Y | N | N
| 947 | Massachusetts Electric | NE North | Merrimack Valley | Hoover Street |  | Dracut | Distribution | 14-21L1 | Dracut, Lowell, Tyngsborough | 13.2 | 6.95 | 7.02 | 6.17 | 8.8 | 8.8 | 8.8 | 78.98% | 79.77% | 70.11% | 76.29% | Y | N | N
| 576 | Massachusetts Electric | NE North | Western | Palmer 503 |  | Palmer | Distribution | 09-503L2 | Brimfield, Monson, Palmer, Wales | 13.2 | 7.93 | 8.4 | 7.64 | 10.88 | 10.88 | 9.72 | 72.89% | 77.21% | 78.6% | 76.23% | Y | N | N
| 315 | Massachusetts Electric | NE South | Southeast | Uxbridge |  | Uxbridge | Distribution | 05-321W2 | Douglas, Millville, Upton, Uxbridge | 13.8 | 11.42 | 8.64 | 7.9 | 11.78 | 12.57 | 12.57 | 96.94% | 68.74% | 62.85% | 76.18% | Y | N | N
| 1061 | Massachusetts Electric | NE North | Merrimack Valley | East Tewksbury |  | Tewksbury | Distribution | 14-59L1 | Andover, Tewksbury | 13.2 | 9.58 | 9.12 | 8.92 | 12.12 | 12.12 | 12.12 | 79.04% | 75.25% | 73.6% | 75.96% | Y | N | N
| 511 | Massachusetts Electric | NE South | South Shore | Parkview |  | Stoughton | Distribution | 07-94W41 | Avon, Brockton, Stoughton | 13.8 | 9.94 | 9.39 | 8.55 | 12.24 | 12.24 | 12.24 | 81.21% | 76.72% | 69.85% | 75.93% | Y | N | N
| 561 | Massachusetts Electric | NE North | Western | Stockbridge |  | Stockbridge | Distribution | 09-1102W1 | Great Barrington, Lenox, Stockbridge, West Stockbridge | 13.8 | 4.62 | 5.18 | 3.63 | 5.9 | 5.9 | 5.9 | 78.31% | 87.8% | 61.53% | 75.88% | Y | N | N
| 1032 | Massachusetts Electric | NE North | Merrimack Valley | West Newbury |  | West Newbury | Distribution | 14-47L2 | Newbury, Newburyport, West Newbury | 13.2 | 7.59 | 7.7 | 6.83 | 9.72 | 9.72 | 9.72 | 78.09% | 79.22% | 70.27% | 75.86% | Y | N | N
| 775 | Massachusetts Electric | NE North | North Shore | Gloucester |  | Gloucester | Distribution | 12-24J8 | Gloucester | 4.16 | 1.59 | 1.56 | 1.44 | 2.02 | 2.02 | 2.02 | 78.71% | 77.23% | 71.29% | 75.74% | Y | N | N
| 840 | Massachusetts Electric | NE North | North Shore | Riverdale |  | Gloucester | Distribution | 12-52L1 | Gloucester, Rockport | 13.2 | 6.23 | 6.04 | 4.96 | 7.59 | 7.59 | 7.59 | 82.08% | 79.58% | 65.35% | 75.67% | Y | N | N
| 45 | Massachusetts Electric | NE North | Central | Dunstable |  | Dunstable | Distribution | 01-210L1 | Dunstable, Pepperell | 13.2 | 6.34 | 5.75 | 5.81 | 7.89 | 7.89 | 7.89 | 80.35% | 72.88% | 73.64% | 75.62% | Y | N | N
| 942 | Massachusetts Electric | NE North | Merrimack Valley | Power Company Road |  | Tewksbury | Distribution | 14-20L3 | Lowell, Tewksbury | 13.2 | 8.83 | 9.28 | 9.28 | 12.12 | 12.12 | 12.12 | 72.85% | 76.57% | 76.57% | 75.33% | Y | N | N
| 306 | Massachusetts Electric | NE South | Southeast | North Marlboro |  | Marlborough | Distribution | 05-318W3 | Marlborough, Northborough | 13.8 | 8.34 | 8.09 | 9.44 | 11.45 | 11.45 | 11.45 | 72.84% | 70.66% | 82.45% | 75.31% | Y | N | N
| 659 | Massachusetts Electric | NE North | North Shore | Lynnway |  | Lynn | Distribution | 12-1391 | Lynn, Nahant | 13.8 | 6.02 | 6.1 | 5.4 | 7.29 | 7.29 | 9.08 | 82.58% | 83.68% | 59.47% | 75.24% | Y | N | N
| 682 | Massachusetts Electric | NE North | North Shore | W. Medford |  | Medford | Distribution | 12-17J5 | Medford | 4.16 | 2.33 | 2.52 | 1.08 | 2.63 | 2.63 | 2.63 | 88.59% | 95.82% | 41.06% | 75.16% | Y | N | N
| 142 | Massachusetts Electric | NE North | Central | Treasure Valley |  | Paxton | Distribution | 01-55W1 | Rutland | 13.8 | 9.43 | 9.34 | 9.09 | 12.67 | 12.67 | 11.76 | 74.43% | 73.72% | 77.3% | 75.15% | Y | Y | N
| 728 | Massachusetts Electric | NE North | North Shore | Swampscott |  | Swampscott | Distribution | 12-22W2 | Lynn, Swampscott | 13.8 | 8.21 | 9.32 | 9.37 | 11.95 | 11.95 | 11.95 | 68.7% | 77.99% | 78.41% | 75.03% | Y | N | N
| 3 | Massachusetts Electric | NE North | Central | Rena St. |  | Worcester | Distribution | 01-10J323 | Worcester | 4.16 | 2.12 | 2.04 | 1.94 | 2.71 | 2.71 | 2.71 | 78.23% | 75.28% | 71.59% | 75.03% | Y | N | N
| 332 | Massachusetts Electric | NE South | Southeast | Franklin |  | Franklin | Distribution | 05-341W1 | Franklin | 13.8 | 7.23 | 5.91 | 5.16 | 8.13 | 8.13 | 8.13 | 88.93% | 72.69% | 63.47% | 75.03% | Y | N | N
| 144 | Massachusetts Electric | NE North | Central | Westminster |  | Westminster | Distribution | 01-602W2 | Gardner, Hubbardston, Westminster | 13.8 | 7.89 | 9.88 | 8.85 | 11.83 | 11.83 | 11.83 | 66.69% | 83.52% | 74.81% | 75.01% | Y | Y | N
| 609 | Massachusetts Electric | NE North | Western | Shutesbury |  | Shutesbury | Distribution | 09-704W1 | New Salem, Shutesbury | 13.8 | 4.24 | 4.36 | 4.51 | 5.83 | 5.83 | 5.83 | 72.73% | 74.79% | 77.36% | 74.96% | Y | Y | N
| 375 | Massachusetts Electric | NE South | Southeast | Mink Street |  | Seekonk | Distribution | 05-7L5 | Rehoboth, Seekonk, Swansea | 13.2 | 9.19 | 8.99 | 8.28 | 11.77 | 11.77 | 11.77 | 78.08% | 76.38% | 70.35% | 74.94% | Y | N | N
| 93 | Massachusetts Electric | NE North | Central | Millbury |  | Millbury | Distribution | 01-304W2 | Grafton, Sutton | 13.8 | 8.57 | 10.03 | 7.88 | 11.78 | 11.78 | 11.78 | 72.75% | 85.14% | 66.89% | 74.93% | Y | N | N
| 573 | Massachusetts Electric | NE North | Western | Ware |  | Ware | Distribution | 09-501L2 | Barre, Hardwick, Ware | 13.2 | 9.26 | 9.17 | 8.7 | 12.07 | 12.07 | 12.07 | 76.72% | 75.97% | 72.08% | 74.92% | Y | N | N
| 948 | Massachusetts Electric | NE North | Merrimack Valley | Hoover Street |  | Dracut | Distribution | 14-21L2 | Dracut, Lowell | 13.2 | 6.42 | 6.7 | 6.45 | 8.71 | 8.71 | 8.71 | 73.71% | 76.92% | 74.05% | 74.89% | Y | N | N
| 864 | Massachusetts Electric | NE North | North Shore | Pine Banks |  | Melrose | Distribution | 12-67J4 | Malden, Medford | 4.16 | 0.72 | 3.22 | 2.79 | 3 | 3 | 3 | 24% | 107.3% | 93% | 74.78% | Y | N | N
| 688 | Massachusetts Electric | NE North | North Shore | N. Beverly |  | Beverly | Distribution | 12-18L2 | Beverly, Hamilton, Wenham | 13.2 | 6.63 | 6.49 | 6.17 | 8.6 | 8.6 | 8.6 | 77.09% | 75.47% | 71.74% | 74.77% | Y | N | N
| 173 | Massachusetts Electric | NE North | Central | Vernon Hill |  | Worcester | Distribution | 01-8W1 | Auburn, Leicester, Millbury, Worcester | 13.8 | 8.29 | 9.22 | 7.9 | 11.33 | 11.33 | 11.33 | 73.17% | 81.38% | 69.73% | 74.76% | Y | N | N
| 81 | Massachusetts Electric | NE North | Central | Bloomingdale |  | Worcester | Distribution | 01-27W1 | Worcester | 13.8 | 8.97 | 8.82 | 8.62 | 11.78 | 11.78 | 11.78 | 76.15% | 74.87% | 73.17% | 74.73% | Y | N | N
| 1053 | Massachusetts Electric | NE North | Merrimack Valley | Woodchuck Hill |  | North Andover | Distribution | 14-56L3 | Boxford, North Andover | 13.2 | 9.6 | 9.63 | 7.22 | 11.8 | 11.8 | 11.8 | 81.36% | 81.61% | 61.19% | 74.72% | Y | N | N
| 282 | Massachusetts Electric | NE South | Southeast | Marlboro |  | Marlborough | Distribution | 05-311W6 | Marlborough | 13.8 | 8.17 | 8.22 | 9.27 | 11.45 | 11.45 | 11.45 | 71.35% | 71.79% | 80.96% | 74.7% | Y | N | N
| 87 | Massachusetts Electric | NE North | Central | Chandler St. |  | Worcester | Distribution | 01-2J335 | Worcester | 4.16 | 2.21 | 2.22 | 2.08 | 2.91 | 2.91 | 2.91 | 75.95% | 76.29% | 71.48% | 74.57% | Y | N | N
| 516 | Massachusetts Electric | NE South | South Shore | Phillips Lane |  | Hanover | Distribution | 07-95W2 | Hanover, Hanson, Pembroke | 13.8 | 9.99 | 9.71 | 8.61 | 12.67 | 12.67 | 12.67 | 78.85% | 76.64% | 67.96% | 74.48% | Y | N | N
| 603 | Massachusetts Electric | NE North | Western | Barre |  | Barre | Distribution | 09-604W3 | Barre, Hardwick | 13.8 | 3.76 | 3.05 | 6.37 | 5.9 | 5.9 | 5.9 | 63.73% | 51.69% | 108% | 74.46% | Y | Y | N
| 1025 | Massachusetts Electric | NE North | Merrimack Valley | Ward Hill |  | Haverhill | Distribution | 14-43L2 | Haverhill, Methuen | 13.2 | 5.53 | 9.58 | 11.17 | 11.77 | 11.77 | 11.77 | 46.98% | 81.39% | 94.9% | 74.43% | Y | N | N
| 1017 | Massachusetts Electric | NE North | Merrimack Valley | Andover |  | Andover | Distribution | 14-3J45 | Andover | 3.74 | 1.8 | 1.71 | 1.67 | 2.32 | 2.32 | 2.32 | 77.59% | 73.71% | 71.98% | 74.43% | Y | N | N
| 931 | Massachusetts Electric | NE North | Merrimack Valley | South Billerica |  | Billerica | Distribution | 14-18L3 | Billerica | 13.2 | 7.89 | 7.68 | 7.84 | 10.88 | 10.31 | 10.31 | 72.52% | 74.49% | 76.04% | 74.35% | Y | N | N
| 119 | Massachusetts Electric | NE North | Central | Snow St. |  | Southbridge | Distribution | 01-413L1 | Southbridge | 13.2 | 8.77 | 8.72 | 7.22 | 11.77 | 11.77 | 9.72 | 74.51% | 74.09% | 74.28% | 74.29% | Y | N | N
| 569 | Massachusetts Electric | NE North | Western | West Hampden |  | Hampden | Distribution | 09-139L1 | East Longmeadow, Hampden, Monson | 13.2 | 7.97 | 7.85 | 10.2 | 11.68 | 11.68 | 11.68 | 68.24% | 67.21% | 87.33% | 74.26% | Y | N | N
| 1116 | Massachusetts Electric | NE North | Merrimack Valley | East Dracut |  | Dracut | Distribution | 14-75L1 | Dracut, Lowell | 13.2 | 7.36 | 7.59 | 6.7 | 9.72 | 9.72 | 9.72 | 75.72% | 78.09% | 68.93% | 74.25% | Y | N | N
| 335 | Massachusetts Electric | NE South | Southeast | South Wrentham |  | Wrentham | Distribution | 05-3422W2 | Wrentham | 13.8 | 9.83 | 10.34 | 9 | 13.1 | 13.1 | 13.1 | 75.04% | 78.93% | 68.7% | 74.22% | Y | N | N
| 279 | Massachusetts Electric | NE South | Southeast | Marlboro |  | Marlborough | Distribution | 05-311W3 | Marlborough | 13.8 | 8.99 | 9.24 | 8.29 | 11.93 | 11.93 | 11.93 | 75.36% | 77.45% | 69.49% | 74.1% | Y | N | N
| 323 | Massachusetts Electric | NE South | Southeast | Depot Street |  | Milford | Distribution | 05-335W2 | Milford | 13.8 | 8.88 | 6.29 | 6.31 | 12.67 | 7.53 | 9.2 | 70.09% | 83.53% | 68.59% | 74.07% | Y | N | N
| 526 | Massachusetts Electric | NE South | South Shore | South Randolph |  | Randolph | Distribution | 07-97W2 | Randolph | 13.8 | 9.87 | 9.22 | 8.26 | 12.31 | 12.31 | 12.31 | 80.18% | 74.9% | 67.1% | 74.06% | Y | N | N
| 876 | Massachusetts Electric | NE North | North Shore | Revere |  | Revere | Distribution | 12-7J7 | Revere | 4.16 | 2.15 | 2.36 | 2.02 | 2.94 | 2.94 | 2.94 | 73.13% | 80.27% | 68.71% | 74.04% | Y | N | N
| 137 | Massachusetts Electric | NE North | Central | Lashaway |  | North Brookfield | Distribution | 01-525L1 | Brookfield, East Brookfield, North Brookfield, Spencer, West Brookfield | 13.2 | 5.17 | 5.38 | 5.01 | 6.86 | 6.86 | 7.34 | 75.36% | 78.43% | 68.26% | 74.02% | Y | N | N
| 1095 | Massachusetts Electric | NE North | Merrimack Valley | North Lawrence |  | Lawrence | Distribution | 14-6J4 | Lawrence | 3.74 | 1.82 | 1.8 | 2.04 | 2.55 | 2.55 | 2.55 | 71.37% | 70.59% | 80% | 73.99% | Y | N | N
| 465 | Massachusetts Electric | NE South | South Shore | Pleasant St |  | Weymouth | Distribution | 07-8W1 | Weymouth | 13.8 | 4.83 | 4.61 | 4.25 | 6.17 | 6.17 | 6.17 | 78.28% | 74.72% | 68.88% | 73.96% | Y | N | N
| 201 | Massachusetts Electric | NE North | Central | Grafton St. |  | Worcester | Distribution | 01-HT3 | Worcester | 13.8 | 4.61 | 4.58 | 4.68 | 6.07 | 6.07 | 6.67 | 75.95% | 75.45% | 70.16% | 73.86% | Y | N | N
| 1042 | Massachusetts Electric | NE North | Merrimack Valley | Lawrence Street |  | Lawrence | Distribution | 14-53J3 | Lawrence | 3.74 | 1.86 | 1.63 | 1.77 | 2.38 | 2.38 | 2.38 | 78.15% | 68.49% | 74.37% | 73.67% | Y | N | N
| 141 | Massachusetts Electric | NE North | Central | Meadow Street 552 |  | Spencer | Distribution | 01-552L3 | Brookfield, East Brookfield, North Brookfield, Spencer, Sturbridge, West Brookfield | 13.2 | 7.93 | 9.37 | 8.77 | 11.8 | 11.8 | 11.8 | 67.2% | 79.41% | 74.32% | 73.64% | Y | Y | N
| 939 | Massachusetts Electric | NE North | Merrimack Valley | Lawrence |  | Lawrence | Distribution | 14-1J9 | Lawrence | 3.74 | 1.57 | 1.59 | 1.59 | 2.15 | 2.15 | 2.15 | 73.02% | 73.95% | 73.95% | 73.64% | Y | N | N
| 925 | Massachusetts Electric | NE North | Merrimack Valley | Meadowbrook |  | Chelmsford | Distribution | 14-16L5 | Lowell | 13.2 | 8.96 | 9.28 | 8.51 | 12.12 | 12.12 | 12.12 | 73.93% | 76.57% | 70.21% | 73.57% | Y | N | N
| 781 | Massachusetts Electric | NE North | North Shore | Melrose |  | Melrose | Distribution | 12-25W3 | Saugus | 13.8 | 11.04 | 8.34 | 5.4 | 11.23 | 11.23 | 11.23 | 98.31% | 74.27% | 48.09% | 73.55% | Y | N | N
| 797 | Massachusetts Electric | NE North | North Shore | Revere Beach |  | Revere | Distribution | 12-35J3 | Revere | 4.16 | 2.02 | 2.07 | 1.8 | 2.67 | 2.67 | 2.67 | 75.66% | 77.53% | 67.42% | 73.53% | Y | N | N
| 580 | Massachusetts Electric | NE North | Western | Wilbraham |  | Wilbraham | Distribution | 09-507L3 | Wilbraham | 13.2 | 8.57 | 8.36 | 7.77 | 11.2 | 11.2 | 11.2 | 76.52% | 74.64% | 69.38% | 73.51% | Y | N | N
| 176 | Massachusetts Electric | NE North | Central | Grafton St. |  | Worcester | Distribution | 01-9J302 | Worcester | 4.16 | 1.7 | 2.18 | 1.52 | 2.45 | 2.45 | 2.45 | 69.39% | 88.98% | 62.04% | 73.47% | Y | N | N
| 395 | Massachusetts Electric | NE South | South Shore | North Quincy |  | Quincy | Distribution | 07-11W4 | Quincy | 13.8 | 10.8 | 11.07 | 9.38 | 14.22 | 14.22 | 14.22 | 75.95% | 77.85% | 65.96% | 73.25% | Y | N | N
| 329 | Massachusetts Electric | NE South | Southeast | Rocky Hill |  | Milford | Distribution | 05-336W2 | Milford | 13.8 | 7.24 | 9.94 | 9.87 | 12.31 | 12.31 | 12.31 | 58.81% | 80.75% | 80.18% | 73.25% | Y | N | N
| 472 | Massachusetts Electric | NE South | South Shore | Ames |  | Brockton | Distribution | 07-911W56 | Brockton, E. Bridgewater | 13.8 | 8.06 | 7.46 | 6.79 | 10.16 | 10.16 | 10.16 | 79.33% | 73.43% | 66.83% | 73.2% | Y | N | N
| 289 | Massachusetts Electric | NE South | Southeast | Woodside |  | Northborough | Distribution | 05-313W2 | Marlborough, Northborough, Westborough | 13.8 | 8.22 | 8.74 | 8.55 | 11.78 | 11.78 | 11.35 | 69.78% | 74.19% | 75.33% | 73.1% | Y | N | N
| 499 | Massachusetts Electric | NE South | South Shore | Dupont |  | Brockton | Distribution | 07-91W48 | Brockton | 13.8 | 8.56 | 8.47 | 7.94 | 11.4 | 11.4 | 11.4 | 75.09% | 74.3% | 69.65% | 73.01% | Y | N | N
| 832 | Massachusetts Electric | NE North | North Shore | E. Beverly |  | Beverly | Distribution | 12-51L1 | Beverly | 13.2 | 7.58 | 8.39 | 8.32 | 11.09 | 11.09 | 11.09 | 68.35% | 75.65% | 75.02% | 73.01% | Y | N | N
| 1026 | Massachusetts Electric | NE North | Merrimack Valley | Ward Hill |  | Haverhill | Distribution | 14-43L3 | Haverhill, Methuen | 13.2 | 10.52 | 6.93 | 8.29 | 11.77 | 11.77 | 11.77 | 89.38% | 58.88% | 70.43% | 72.9% | Y | N | N
| 1092 | Massachusetts Electric | NE North | Merrimack Valley | North Lawrence |  | Lawrence | Distribution | 14-6J1 | Lawrence | 3.74 | 1.59 | 1.59 | 1.38 | 2.09 | 2.09 | 2.09 | 76.08% | 76.08% | 66.03% | 72.73% | Y | N | N
| 53 | Massachusetts Electric | NE North | Central | Prospect St. |  | Leominster | Distribution | 01-219W2 | Leominster | 13.8 | 8.56 | 8.84 | 8.26 | 11.78 | 11.78 | 11.78 | 72.67% | 75.04% | 70.12% | 72.61% | Y | N | N
| 895 | Massachusetts Electric | NE North | North Shore | Tedesco |  | Swampscott | Distribution | 12-9J2 | Swampscott | 4.16 | 1.66 | 1.22 | 3.24 | 2.81 | 2.81 | 2.81 | 59.07% | 43.42% | 115.3% | 72.6% | Y | N | N
| 96 | Massachusetts Electric | NE North | Central | Millbury |  | Millbury | Distribution | 01-304W5 | Millbury, Sutton | 13.8 | 8.36 | 9.27 | 8.02 | 11.78 | 11.78 | 11.78 | 70.97% | 78.69% | 68.08% | 72.58% | Y | N | N
| 500 | Massachusetts Electric | NE South | South Shore | Dupont |  | Brockton | Distribution | 07-91W49 | Brockton | 13.8 | 9.35 | 8.83 | 8.14 | 12.09 | 12.09 | 12.09 | 77.34% | 73.04% | 67.33% | 72.57% | Y | N | N
| 1127 | Massachusetts Electric | NE North | Merrimack Valley | North Dracut |  | Dracut | Distribution | 14-78L1 | Dracut | 13.2 | 7.45 | 8 | 6.95 | 10.29 | 10.29 | 10.29 | 72.4% | 77.75% | 67.54% | 72.56% | Y | N | N
| 789 | Massachusetts Electric | NE North | North Shore | W. Salem |  | Salem | Distribution | 12-29W4 | Lynn, Salem, Swampscott | 13.8 | 8.78 | 8.25 | 7.41 | 11.23 | 11.23 | 11.23 | 78.18% | 73.46% | 65.98% | 72.54% | Y | N | N
| 128 | Massachusetts Electric | NE North | Central | W. Charlton |  | Charlton | Distribution | 01-415L2 | Charlton | 13.2 | 8 | 7.65 | 8.52 | 11.11 | 11.11 | 11.11 | 72.01% | 68.86% | 76.69% | 72.52% | Y | N | N
| 813 | Massachusetts Electric | NE North | North Shore | Salem Boston St. |  | Salem | Distribution | 12-3J3 | Salem | 4.16 | 2.27 | 2.34 | 1.35 | 2.74 | 2.74 | 2.74 | 82.85% | 85.4% | 49.27% | 72.51% | Y | N | N
| 268 | Massachusetts Electric | NE South | Southeast | Sykes Rd. Sub |  | Fall River | Distribution | 05-28W50 | Fall River | 13.8 | 10.14 | 10.92 | 3.93 | 11.5 | 11.5 | 11.5 | 88.17% | 94.96% | 34.17% | 72.43% | Y | N | N
| 286 | Massachusetts Electric | NE South | Southeast | Westboro |  | Westborough | Distribution | 05-312W4 | Upton, Westborough | 13.8 | 9.74 | 9 | 8.55 | 12.57 | 12.57 | 12.57 | 77.49% | 71.6% | 68.02% | 72.37% | Y | N | N
| 36 | Massachusetts Electric | NE North | Central | Ayer |  | Ayer | Distribution | 01-201W1 | Ayer, Shirley | 13.8 | 9.52 | 8.29 | 7.74 | 11.78 | 11.78 | 11.78 | 80.81% | 70.37% | 65.7% | 72.3% | Y | N | N
| 986 | Massachusetts Electric | NE North | Merrimack Valley | North Chelmsford |  | Chelmsford | Distribution | 14-2L4 | Chelmsford, Dracut, Lowell | 13.2 | 9.44 | 8.02 | 7.82 | 11.66 | 11.66 | 11.66 | 80.96% | 68.78% | 67.07% | 72.27% | Y | N | N
| 402 | Massachusetts Electric | NE South | South Shore | Mid-Weymouth |  | Weymouth | Distribution | 07-12W5 | Weymouth | 13.8 | 9.53 | 9.37 | 8.56 | 12.67 | 12.67 | 12.67 | 75.22% | 73.95% | 67.56% | 72.24% | Y | N | N
| 724 | Massachusetts Electric | NE North | North Shore | Winthrop |  | Winthrop | Distribution | 12-22J5 | Revere, Winthrop | 4.16 | 1.92 | 1.91 | 1.54 | 2.48 | 2.48 | 2.48 | 77.42% | 77.02% | 62.1% | 72.18% | Y | N | N
| 825 | Massachusetts Electric | NE North | North Shore | Railyard |  | Salem | Distribution | 12-49W4 | Salem, Swampscott | 13.8 | 9.2 | 8.8 | 7.48 | 11.78 | 11.78 | 11.78 | 78.1% | 74.7% | 63.5% | 72.1% | Y | N | N
| 425 | Massachusetts Electric | NE South | South Shore | East Holbrook |  | Holbrook | Distribution | 07-2W1 | Holbrook | 13.8 | 6.49 | 5.79 | 5.44 | 7.29 | 7.29 | 11.38 | 89.03% | 79.42% | 47.8% | 72.08% | Y | N | N
| 246 | Massachusetts Electric | NE South | Southeast | Palmer Street Sub |  | Somerset | Distribution | 05-18J5 | Somerset, Swansea | 4.16 | 1.44 | 1.42 | 1.42 | 1.98 | 1.98 | 1.98 | 72.73% | 71.72% | 71.72% | 72.05% | Y | N | N
| 515 | Massachusetts Electric | NE South | South Shore | Phillips Lane |  | Hanover | Distribution | 07-95W1 | Brockton, Hanover, Norwell | 13.8 | 9.38 | 9.48 | 10.56 | 13.62 | 13.62 | 13.62 | 68.87% | 69.6% | 77.53% | 72% | Y | N | N
| 86 | Massachusetts Electric | NE North | Central | Chandler St. |  | Worcester | Distribution | 01-2J328 | Worcester | 4.16 | 2.18 | 2.17 | 2 | 2.94 | 2.94 | 2.94 | 74.15% | 73.81% | 68.03% | 72% | Y | N | N
| 274 | Massachusetts Electric | NE South | Southeast | South Marlboro |  | Marlborough | Distribution | 05-310W4 | Marlborough | 13.8 | 8.45 | 7.91 | 6.29 | 10.49 | 10.49 | 10.49 | 80.55% | 75.41% | 59.96% | 71.97% | Y | N | N
| 14 | Massachusetts Electric | NE North | Central | Faraday St. |  | Worcester | Distribution | 01-11J347 | Worcester | 4.16 | 1.57 | 1.61 | 1.59 | 2.21 | 2.21 | 2.21 | 71.04% | 72.85% | 71.95% | 71.95% | Y | N | N
| 622 | Massachusetts Electric | NE North | Western | West St |  | Northampton | Distribution | 09-901W1 | Northampton | 13.8 | 6.94 | 7.04 | 6.52 | 8.82 | 8.82 | 11.38 | 78.68% | 79.82% | 57.29% | 71.93% | Y | N | N
| 686 | Massachusetts Electric | NE North | North Shore | N. Beverly |  | Beverly | Distribution | 12-18J4 | Beverly | 4.16 | 2.16 | 2.11 | 1.88 | 2.85 | 2.85 | 2.85 | 75.79% | 74.04% | 65.96% | 71.93% | Y | N | N
| 491 | Massachusetts Electric | NE South | South Shore | Scituate |  | Scituate | Distribution | 07-915W37 | Cohasset, Scituate | 13.8 | 9.15 | 10.45 | 9.32 | 13.43 | 13.43 | 13.43 | 68.13% | 77.81% | 69.4% | 71.78% | Y | N | N
| 722 | Massachusetts Electric | NE North | North Shore | Winthrop |  | Winthrop | Distribution | 12-22J3 | Winthrop | 4.16 | 2.32 | 2.31 | 1.72 | 2.95 | 2.95 | 2.95 | 78.64% | 78.31% | 58.31% | 71.75% | Y | N | N
| 568 | Massachusetts Electric | NE North | Western | Risingdale |  | Great Barrington | Distribution | 09-1109W3 | Alford, Egremont, Great Barrington, Stockbridge, West Stockbridge | 13.8 | 8.23 | 9.1 | 8.64 | 12.19 | 12.19 | 11.83 | 67.51% | 74.65% | 73.03% | 71.73% | Y | N | N
| 667 | Massachusetts Electric | NE North | North Shore | Maplewood |  | Malden | Distribution | 12-16J4 | Malden, Revere | 4.16 | 2.26 | 1.64 | 1.63 | 2.57 | 2.57 | 2.57 | 87.94% | 63.81% | 63.42% | 71.73% | Y | N | N
| 325 | Massachusetts Electric | NE South | Southeast | Depot Street |  | Milford | Distribution | 05-335W4 | Hopedale, Mendon, Milford | 13.8 | 9.19 | 9.04 | 8.25 | 12.31 | 12.31 | 12.31 | 74.65% | 73.44% | 67.02% | 71.7% | Y | N | N
| 78 | Massachusetts Electric | NE North | Central | Pondville |  | Auburn | Distribution | 01-26W2 | Auburn, Millbury, Worcester | 13.8 | 10.32 | 5.6 | 9 | 11.59 | 11.59 | 11.59 | 89.04% | 48.32% | 77.65% | 71.67% | Y | N | N
| 1151 | Nantucket Electric | NE South | Nantucket | Candle St |  | Nantucket | Distribution | 04-101L2 | Nantucket | 13.2 | 7.86 | 8.1 | 7.88 | 11.09 | 11.09 | 11.09 | 70.87% | 73.04% | 71.06% | 71.66% | Y | N | N
| 945 | Massachusetts Electric | NE North | Merrimack Valley | Tyngsboro |  | Tyngsborough | Distribution | 14-211L1 | Tyngsborough, Westford | 13.2 | 8.89 | 7.29 | 7.2 | 10.88 | 10.88 | 10.88 | 81.71% | 67% | 66.18% | 71.63% | Y | N | N
| 721 | Massachusetts Electric | NE North | North Shore | Winthrop |  | Winthrop | Distribution | 12-22J2 | Winthrop | 4.16 | 2.16 | 2.33 | 1.74 | 2.9 | 2.9 | 2.9 | 74.48% | 80.34% | 60% | 71.61% | Y | N | N
| 280 | Massachusetts Electric | NE South | Southeast | Marlboro |  | Marlborough | Distribution | 05-311W4 | Marlborough | 13.8 | 7.66 | 8.05 | 11.47 | 12.67 | 12.67 | 12.67 | 60.46% | 63.54% | 90.53% | 71.51% | Y | N | N
| 1078 | Massachusetts Electric | NE North | Merrimack Valley | Newbury |  | Newbury | Distribution | 14-60L1 | Newbury, Newburyport | 13.2 | 7.86 | 8.51 | 6.97 | 10.88 | 10.88 | 10.88 | 72.24% | 78.22% | 64.06% | 71.51% | Y | N | N
| 245 | Massachusetts Electric | NE South | Southeast | Riverside Sub |  | Somerset | Distribution | 05-17J3 | Somerset | 4.16 | 1.92 | 2.18 | 1.37 | 2.55 | 2.55 | 2.55 | 75.29% | 85.49% | 53.73% | 71.5% | Y | N | N
| 804 | Massachusetts Electric | NE North | North Shore | Everett |  | Everett | Distribution | 12-37W10 | Everett, Malden | 13.8 | 10.7 | 8.94 | 8.17 | 13 | 13 | 13 | 82.31% | 68.77% | 62.85% | 71.31% | Y | N | N
| 343 | Massachusetts Electric | NE South | Southeast | Foxboro 2 |  | Foxborough | Distribution | 05-3432W1 | Foxborough | 13.8 | 6.42 | 6.07 | 5.27 | 7.98 | 7.98 | 9.2 | 80.45% | 76.07% | 57.28% | 71.27% | Y | N | N
| 607 | Massachusetts Electric | NE North | Western | Chestnut Hill 702 |  | Athol | Distribution | 09-702W2 | Athol, Orange, Royalston, Warwick | 13.8 | 7.31 | 7.85 | 7.91 | 10.8 | 10.8 | 10.8 | 67.69% | 72.69% | 73.24% | 71.2% | Y | N | N
| 881 | Massachusetts Electric | NE North | North Shore | Revere |  | Revere | Distribution | 12-7W2 | Revere, Saugus | 13.8 | 7.27 | 7.55 | 6.62 | 10.04 | 10.04 | 10.04 | 72.41% | 75.2% | 65.94% | 71.18% | Y | N | N
| 449 | Massachusetts Electric | NE South | South Shore | Court St |  | Brockton | Distribution | 07-69J1 | Brockton | 4.16 | 2.77 | 2.75 | 2.7 | 3.85 | 3.85 | 3.85 | 71.95% | 71.43% | 70.13% | 71.17% | Y | N | N
| 973 | Massachusetts Electric | NE North | Merrimack Valley | West Amesbury |  | Amesbury | Distribution | 14-275L2 | Amesbury, Newburyport | 13.2 | 7.43 | 9.37 | 9.06 | 12.12 | 12.12 | 12.12 | 61.3% | 77.31% | 74.75% | 71.12% | Y | N | N
| 1023 | Massachusetts Electric | NE North | Merrimack Valley | Perry Street |  | Lowell | Distribution | 14-3L4 | Lowell | 13.2 | 10.22 | 10.68 | 7.2 | 13.17 | 13.17 | 13.17 | 77.6% | 81.09% | 54.67% | 71.12% | Y | N | N
| 488 | Massachusetts Electric | NE South | South Shore | Stoughton |  | Stoughton | Distribution | 07-913W69 | Stoughton | 13.8 | 10.18 | 9.9 | 8.57 | 13.43 | 13.43 | 13.43 | 75.8% | 73.72% | 63.81% | 71.11% | Y | N | N
| 1080 | Massachusetts Electric | NE North | Merrimack Valley | Newbury |  | Newbury | Distribution | 14-60L3 | Newburyport | 13.2 | 7.52 | 8.51 | 8.82 | 11.66 | 11.66 | 11.66 | 64.49% | 72.98% | 75.64% | 71.04% | Y | N | N
| 680 | Massachusetts Electric | NE North | North Shore | W. Medford |  | Medford | Distribution | 12-17J3 | Medford | 4.16 | 1.95 | 2.09 | 1.86 | 2.77 | 2.77 | 2.77 | 70.4% | 75.45% | 67.15% | 71% | Y | N | N
| 1113 | Massachusetts Electric | NE North | Merrimack Valley | East Methuen |  | Methuen | Distribution | 14-74L4 | Lawrence, Methuen | 13.2 | 6.61 | 6.61 | 7.13 | 9.56 | 9.56 | 9.56 | 69.14% | 69.14% | 74.58% | 70.96% | Y | N | N
| 628 | Massachusetts Electric | NE North | Western | Florence Jct |  | Northampton | Distribution | 09-909W3 | Goshen, Northampton, Williamsburg | 13.8 | 6.1 | 9.78 | 11.09 | 12.67 | 12.67 | 12.67 | 48.15% | 77.19% | 87.53% | 70.96% | Y | N | N
| 872 | Massachusetts Electric | NE North | North Shore | Revere |  | Revere | Distribution | 12-7J2 | Revere | 4.16 | 2.19 | 1.92 | 1.85 | 2.8 | 2.8 | 2.8 | 78.21% | 68.57% | 66.07% | 70.95% | Y | N | N
| 288 | Massachusetts Electric | NE South | Southeast | Woodside |  | Northborough | Distribution | 05-313W1 | Northborough, Westborough | 13.8 | 9.08 | 8.35 | 7.64 | 11.78 | 11.78 | 11.78 | 77.08% | 70.88% | 64.86% | 70.94% | Y | N | N
| 6 | Massachusetts Electric | NE North | Central | Faraday St. |  | Worcester | Distribution | 01-11J314 | Worcester | 4.16 | 1.35 | 1.42 | 1.39 | 1.9 | 1.9 | 2.08 | 71.05% | 74.74% | 66.83% | 70.87% | Y | N | N
| 818 | Massachusetts Electric | NE North | North Shore | Fayette |  | Lynn | Distribution | 12-3J903 | Lynn | 4.16 | 2.23 | 2.02 | 2.02 | 2.95 | 2.95 | 2.95 | 75.59% | 68.47% | 68.47% | 70.85% | Y | N | N
| 249 | Massachusetts Electric | NE South | Southeast | Dighton |  | Dighton | Distribution | 05-19W73 | Dighton, Rehoboth, Swansea | 13.8 | 6.49 | 4.8 | 5.15 | 7.53 | 7.53 | 8.25 | 86.19% | 63.75% | 62.42% | 70.79% | Y | N | N
| 593 | Massachusetts Electric | NE North | Western | Shaker Rd |  | East Longmeadow | Distribution | 09-522L2 | East Longmeadow | 13.2 | 8.22 | 8.68 | 7.85 | 11.66 | 11.66 | 11.66 | 70.5% | 74.44% | 67.32% | 70.75% | Y | N | N
| 167 | Massachusetts Electric | NE North | Central | Webster St. |  | Worcester | Distribution | 01-6W2 | Leicester, Worcester | 13.8 | 8.68 | 8.75 | 7.57 | 11.78 | 11.78 | 11.78 | 73.68% | 74.28% | 64.26% | 70.74% | Y | N | N
| 819 | Massachusetts Electric | NE North | North Shore | Rockport |  | Rockport | Distribution | 12-40J1 | Rockport | 4.16 | 2.06 | 1.92 | 1.64 | 2.65 | 2.65 | 2.65 | 77.74% | 72.45% | 61.89% | 70.69% | Y | N | N
| 700 | Massachusetts Electric | NE North | North Shore | Salem Peabody St. |  | Salem | Distribution | 12-1J7 | Salem | 4.16 | 1.87 | 1.8 | 1.61 | 2.49 | 2.49 | 2.49 | 75.1% | 72.29% | 64.66% | 70.68% | Y | N | N
| 632 | Massachusetts Electric | NE North | Western | West St |  | Northampton | Distribution | 09-S100 | Northampton | 13.8 | 5.07 | 5.03 | 5.4 | 7.31 | 7.31 | 7.31 | 69.36% | 68.81% | 73.87% | 70.68% | Y | N | N
| 547 | Massachusetts Electric | NE North | Western | Williamstown 1003 |  | Williamstown | Distribution | 09-1003W2 | Hancock, Williamstown | 13.8 | 8.25 | 8.11 | 7.78 | 11.23 | 11.23 | 11.78 | 73.46% | 72.22% | 66.04% | 70.58% | Y | N | N
| 417 | Massachusetts Electric | NE South | South Shore | Field St |  | Quincy | Distribution | 07-1W6 | Quincy | 13.8 | 8.94 | 8.28 | 7.71 | 11.78 | 11.78 | 11.78 | 75.89% | 70.29% | 65.45% | 70.54% | Y | N | N
| 720 | Massachusetts Electric | NE North | North Shore | Winthrop |  | Winthrop | Distribution | 12-22J1 | Winthrop | 4.16 | 2.02 | 2.18 | 2.04 | 2.95 | 2.95 | 2.95 | 68.47% | 73.9% | 69.15% | 70.51% | Y | N | N
| 707 | Massachusetts Electric | NE North | North Shore | Lynnway |  | Lynn | Distribution | 12-21J23 | Lynn | 4.16 | 0.97 | 1.27 | 0.89 | 1.48 | 1.48 | 1.48 | 65.54% | 85.81% | 60.14% | 70.5% | Y | N | N
| 571 | Massachusetts Electric | NE North | Western | West Hampden |  | Hampden | Distribution | 09-139L5 | East Longmeadow, Hampden | 13.2 | 8.73 | 8.35 | 7.61 | 11.68 | 11.68 | 11.68 | 74.74% | 71.49% | 65.15% | 70.46% | Y | N | N
| 74 | Massachusetts Electric | NE North | Central | Greendale |  | Worcester | Distribution | 01-24W3 | Worcester | 13.8 | 6.61 | 6.21 | 5.82 | 8.82 | 8.82 | 8.82 | 74.94% | 70.41% | 65.99% | 70.45% | Y | N | N
| 92 | Massachusetts Electric | NE North | Central | Millbury |  | Millbury | Distribution | 01-304W1 | Grafton, Millbury | 13.8 | 8.02 | 8.1 | 7.6 | 11.23 | 11.23 | 11.23 | 71.42% | 72.13% | 67.68% | 70.41% | Y | N | N
| 122 | Massachusetts Electric | NE North | Central | Snow St. |  | Southbridge | Distribution | 01-413L4 | Charlton, Southbridge | 13.2 | 6.94 | 6.94 | 6.64 | 9.72 | 9.72 | 9.72 | 71.4% | 71.4% | 68.31% | 70.37% | Y | N | N
| 606 | Massachusetts Electric | NE North | Western | Chestnut Hill 702 |  | Athol | Distribution | 09-702W1 | Athol, Charlemont, Erving, Orange, Petersham, Phillipston, Royalston | 13.8 | 8.6 | 7.12 | 7.06 | 10.8 | 10.8 | 10.8 | 79.63% | 65.93% | 65.37% | 70.31% | Y | N | N
| 501 | Massachusetts Electric | NE South | South Shore | Easton |  | Easton | Distribution | 07-92W43 | Easton, Stoughton | 13.8 | 7.69 | 7.08 | 6.64 | 10.16 | 10.16 | 10.16 | 75.69% | 69.69% | 65.35% | 70.24% | Y | N | N
| 770 | Massachusetts Electric | NE North | North Shore | Gloucester |  | Gloucester | Distribution | 12-24J2 | Gloucester | 4.16 | 1.85 | 1.82 | 1.68 | 2.54 | 2.54 | 2.54 | 72.83% | 71.65% | 66.14% | 70.21% | Y | N | N
| 377 | Massachusetts Electric | NE South | Southeast | Chartley Pond |  | Attleboro | Distribution | 05-8L2 | Attleboro, Norton | 13.2 | 6.24 | 6.74 | 5.84 | 8 | 8 | 12.12 | 78% | 84.25% | 48.18% | 70.14% | Y | N | N
| 330 | Massachusetts Electric | NE South | Southeast | Rocky Hill |  | Milford | Distribution | 05-336W3 | Milford, Upton | 13.8 | 9.34 | 8.78 | 8.52 | 12.67 | 12.67 | 12.67 | 73.72% | 69.3% | 67.25% | 70.09% | Y | N | N
| 655 | Massachusetts Electric | NE North | North Shore | Lynnway |  | Lynn | Distribution | 12-1381 | Lynn, Swampscott | 13.8 | 4.37 | 3.18 | 2.75 | 4.9 | 4.9 | 4.9 | 89.18% | 64.9% | 56.12% | 70.07% | Y | N | N
| 1031 | Massachusetts Electric | NE North | Merrimack Valley | West Newbury |  | West Newbury | Distribution | 14-47L1 | Haverhill, West Newbury | 13.2 | 5.78 | 6.88 | 7.75 | 9.72 | 9.72 | 9.72 | 59.47% | 70.78% | 79.73% | 69.99% | Y | N | N
| 812 | Massachusetts Electric | NE North | North Shore | Salem Boston St. |  | Salem | Distribution | 12-3J2 | Salem | 4.16 | 1.92 | 2.1 | 1.35 | 2.56 | 2.56 | 2.56 | 75% | 82.03% | 52.73% | 69.92% | Y | N | N
| 104 | Massachusetts Electric | NE North | Central | Bancroft St. |  | Worcester | Distribution | 01-3J373 | Worcester | 4.16 | 2.5 | 1.77 | 1.64 | 2.82 | 2.82 | 2.82 | 88.65% | 62.77% | 58.16% | 69.86% | Y | N | N
| 1065 | Massachusetts Electric | NE North | Merrimack Valley | East Tewksbury |  | Tewksbury | Distribution | 14-59L6 | Andover, North Andover, Tewksbury | 13.2 | 8.28 | 8.92 | 8.18 | 12.12 | 12.12 | 12.12 | 68.32% | 73.6% | 67.49% | 69.8% | Y | N | N
| 19 | Massachusetts Electric | NE North | Central | Millbrook St. |  | Worcester | Distribution | 01-12J377 | Worcester | 4.16 | 1.92 | 1.84 | 1.87 | 2.69 | 2.69 | 2.69 | 71.38% | 68.4% | 69.52% | 69.76% | Y | N | N
| 240 | Massachusetts Electric | NE South | Southeast | Swansea Sub |  | Swansea | Distribution | 05-11W82 | Somerset, Swansea | 13.8 | 10.11 | 9.47 | 9.26 | 13.79 | 13.79 | 13.79 | 73.31% | 68.67% | 67.15% | 69.71% | Y | N | N
| 504 | Massachusetts Electric | NE South | South Shore | Easton |  | Easton | Distribution | 07-92W78 | Easton, Sharon, Stoughton | 13.8 | 11.19 | 7.86 | 6.92 | 12.43 | 12.43 | 12.43 | 90.02% | 63.23% | 55.67% | 69.64% | Y | N | N
| 1062 | Massachusetts Electric | NE North | Merrimack Valley | East Tewksbury |  | Tewksbury | Distribution | 14-59L3 | Tewksbury | 13.2 | 8.83 | 8.32 | 7.41 | 11.77 | 11.77 | 11.77 | 75.02% | 70.69% | 62.96% | 69.56% | Y | N | N
| 1013 | Massachusetts Electric | NE North | Merrimack Valley | Andover |  | Andover | Distribution | 14-3J41 | Andover | 3.74 | 1.46 | 1.64 | 1.61 | 2.26 | 2.26 | 2.26 | 64.6% | 72.57% | 71.24% | 69.47% | Y | N | N
| 538 | Massachusetts Electric | NE South | South Shore | North Abington |  | Abington | Distribution | 07-99W62 | Abington | 13.8 | 6.12 | 8.14 | 6.9 | 10.16 | 10.16 | 10.16 | 60.24% | 80.12% | 67.91% | 69.42% | Y | N | N
| 1105 | Massachusetts Electric | NE North | Merrimack Valley | Billerica |  | Billerica | Distribution | 14-70L8 | Billerica, Tewksbury | 13.2 | 8.48 | 8.12 | 7.96 | 11.8 | 11.8 | 11.8 | 71.86% | 68.81% | 67.46% | 69.38% | Y | N | N
| 566 | Massachusetts Electric | NE North | Western | Risingdale |  | Great Barrington | Distribution | 09-1109W1 | Great Barrington, Monterey, New Marlboro, Sheffield | 13.8 | 7.46 | 8.73 | 8.91 | 12.19 | 12.19 | 11.83 | 61.2% | 71.62% | 75.32% | 69.38% | Y | N | N
| 355 | Massachusetts Electric | NE South | Southeast | Union Street |  | Franklin | Distribution | 05-348W6 | Franklin | 13.8 | 9.02 | 8.97 | 8.17 | 12.57 | 12.57 | 12.57 | 71.76% | 71.36% | 65% | 69.37% | Y | N | N
| 416 | Massachusetts Electric | NE South | South Shore | Field St |  | Quincy | Distribution | 07-1W5 | Quincy | 13.8 | 8.45 | 8.13 | 7.93 | 11.78 | 11.78 | 11.78 | 71.73% | 69.02% | 67.32% | 69.35% | Y | N | N
| 490 | Massachusetts Electric | NE South | South Shore | Scituate |  | Scituate | Distribution | 07-915W36 | Norwell, Scituate | 13.8 | 8.44 | 9.48 | 7.67 | 12.31 | 12.31 | 12.31 | 68.56% | 77.01% | 62.31% | 69.29% | Y | N | N
| 912 | Massachusetts Electric | NE North | Merrimack Valley | Worthen Street |  | Lowell | Distribution | 14-13J3 | Lowell | 4.16 | 1.62 | 1.62 | 1.56 | 2.31 | 2.31 | 2.31 | 70.13% | 70.13% | 67.53% | 69.26% | Y | N | N
| 1111 | Massachusetts Electric | NE North | Merrimack Valley | East Methuen |  | Methuen | Distribution | 14-74L2 | Methuen | 13.2 | 6.56 | 6.72 | 6.91 | 9.72 | 9.72 | 9.72 | 67.49% | 69.14% | 71.09% | 69.24% | Y | N | N
| 493 | Massachusetts Electric | NE South | South Shore | Dupont |  | Brockton | Distribution | 07-91W40 | Brockton | 13.8 | 8.17 | 7.79 | 7.17 | 11.14 | 11.14 | 11.14 | 73.34% | 69.93% | 64.36% | 69.21% | Y | N | N
| 152 | Massachusetts Electric | NE North | Central | E. Westminster |  | Westminster | Distribution | 01-609W2 | Charlton, Westminster | 13.8 | 5.82 | 7.04 | 6.17 | 9.2 | 9.2 | 9.2 | 63.26% | 76.52% | 67.07% | 68.95% | Y | Y | N
| 373 | Massachusetts Electric | NE South | Southeast | Mink Street |  | Seekonk | Distribution | 05-7L3 | Seekonk | 13.2 | 6.4 | 7.09 | 6.6 | 9.72 | 9.72 | 9.72 | 65.84% | 72.94% | 67.9% | 68.9% | Y | N | N
| 1041 | Massachusetts Electric | NE North | Merrimack Valley | Lawrence Street |  | Lawrence | Distribution | 14-53J2 | Lawrence | 3.74 | 2.1 | 1.97 | 1.99 | 2.94 | 2.94 | 2.94 | 71.43% | 67.01% | 67.69% | 68.71% | Y | N | N
| 1104 | Massachusetts Electric | NE North | Merrimack Valley | Billerica |  | Billerica | Distribution | 14-70L6 | Billerica | 13.2 | 8.53 | 8.35 | 7.41 | 11.8 | 11.8 | 11.8 | 72.29% | 70.76% | 62.8% | 68.62% | Y | N | N
| 972 | Massachusetts Electric | NE North | Merrimack Valley | Concord Road |  | Chelmsford | Distribution | 14-24L3 | Billerica, Chelmsford | 13.2 | 7.8 | 7.16 | 5.85 | 10.15 | 10.15 | 10.15 | 76.85% | 70.54% | 57.64% | 68.34% | Y | N | N
| 109 | Massachusetts Electric | NE North | Central | N. Oxford |  | Oxford | Distribution | 01-406L3 | Charlton, Oxford | 13.2 | 8.35 | 8.31 | 7.53 | 11.8 | 11.8 | 11.8 | 70.76% | 70.42% | 63.81% | 68.33% | Y | Y | N
| 536 | Massachusetts Electric | NE South | South Shore | North Abington |  | Abington | Distribution | 07-99W32 | Abington, Weymouth | 13.8 | 7.43 | 9.73 | 8.81 | 12.67 | 12.67 | 12.67 | 58.64% | 76.8% | 69.53% | 68.32% | Y | N | N
| 875 | Massachusetts Electric | NE North | North Shore | Revere |  | Revere | Distribution | 12-7J6 | Revere | 4.16 | 1.87 | 1.78 | 1.73 | 2.63 | 2.63 | 2.63 | 71.1% | 67.68% | 65.78% | 68.19% | Y | N | N
| 503 | Massachusetts Electric | NE South | South Shore | Easton |  | Easton | Distribution | 07-92W54 | Easton, West Bridgewater, Weymouth | 13.8 | 6.5 | 7.25 | 7.03 | 10.16 | 10.16 | 10.16 | 63.98% | 71.36% | 69.19% | 68.18% | Y | N | N
| 30 | Massachusetts Electric | NE North | Central | Marion Ave |  | Worcester | Distribution | 01-18J394 | Worcester | 4.16 | 1.41 | 1.41 | 1.47 | 2.1 | 2.1 | 2.1 | 67.14% | 67.14% | 70% | 68.1% | Y | N | N
| 310 | Massachusetts Electric | NE South | Southeast | Whitins Pond |  | Northbridge | Distribution | 05-320W3 | Northbridge, Upton | 13.8 | 9.29 | 8.73 | 7.85 | 12.67 | 12.67 | 12.67 | 73.32% | 68.9% | 61.96% | 68.06% | Y | N | N
| 870 | Massachusetts Electric | NE North | North Shore | Nahant |  | Nahant | Distribution | 12-79J2 | Nahant | 4.16 | 2.17 | 2.13 | 1.92 | 3.06 | 3.06 | 3.06 | 70.92% | 69.61% | 62.75% | 67.76% | Y | N | N
| 460 | Massachusetts Electric | NE South | South Shore | E. Bridgewater |  | East Bridgewater | Distribution | 07-797W20 | Bridgewater, E. Bridgewater, Easton, West Bridgewater | 13.8 | 9.99 | 9.74 | 8.91 | 14.1 | 14.1 | 14.1 | 70.85% | 69.08% | 63.19% | 67.71% | Y | N | N
| 1002 | Massachusetts Electric | NE North | Merrimack Valley | Newburyport |  | Newburyport | Distribution | 14-36J2 | Newburyport | 4.16 | 1.25 | 1.46 | 1.39 | 2.02 | 2.02 | 2.02 | 61.88% | 72.28% | 68.81% | 67.66% | Y | N | N
| 572 | Massachusetts Electric | NE North | Western | Ware |  | Ware | Distribution | 09-501L1 | Ware | 13.2 | 6.73 | 6.65 | 6.34 | 9.72 | 9.72 | 9.72 | 69.24% | 68.42% | 65.23% | 67.63% | Y | N | N
| 149 | Massachusetts Electric | NE North | Central | Crystal Lake |  | Gardner | Distribution | 01-607W4 | Gardner, Westminster | 13.8 | 6.82 | 6.76 | 7.03 | 10.16 | 10.16 | 10.16 | 67.13% | 66.54% | 69.19% | 67.62% | Y | Y | N
| 717 | Massachusetts Electric | NE North | North Shore | Lynnway |  | Lynn | Distribution | 12-21J35 | Lynn | 4.16 | 0.99 | 1.11 | 0.99 | 1.33 | 1.64 | 1.64 | 74.44% | 67.68% | 60.37% | 67.49% | Y | N | N
| 346 | Massachusetts Electric | NE South | Southeast | Beaver Pond |  | Franklin | Distribution | 05-344W2 | Franklin | 13.8 | 8.59 | 9.72 | 7.07 | 12.55 | 12.55 | 12.55 | 68.45% | 77.45% | 56.33% | 67.41% | Y | N | N
| 544 | Massachusetts Electric | NE North | Western | Brown St |  | North Adams | Distribution | 09-1001W1 | Cheshire, Clarksburg, Florida, North Adams, Williamstown | 13.8 | 8.15 | 8.41 | 7.59 | 11.95 | 11.95 | 11.95 | 68.2% | 70.38% | 63.51% | 67.36% | Y | N | N
| 767 | Massachusetts Electric | NE North | North Shore | Gloucester |  | Gloucester | Distribution | 12-24J1 | Gloucester | 4.16 | 1.8 | 1.8 | 1.49 | 2.52 | 2.52 | 2.52 | 71.43% | 71.43% | 59.13% | 67.33% | Y | N | N
| 297 | Massachusetts Electric | NE South | Southeast | Northboro Road |  | Southborough | Distribution | 05-317W1 | Marlborough, Southborough, Westborough | 13.8 | 6.43 | 5.99 | 7.64 | 9.94 | 9.94 | 9.94 | 64.69% | 60.26% | 76.86% | 67.27% | Y | N | N
| 645 | Massachusetts Electric | NE North | North Shore | Beverly |  | Beverly | Distribution | 12-12J4 | Beverly | 4.16 | 1.61 | 1.56 | 1.49 | 2.31 | 2.31 | 2.31 | 69.7% | 67.53% | 64.5% | 67.24% | Y | N | N
| 681 | Massachusetts Electric | NE North | North Shore | W. Medford |  | Medford | Distribution | 12-17J4 | Medford | 4.16 | 1.66 | 1.92 | 2.18 | 2.86 | 2.86 | 2.86 | 58.04% | 67.13% | 76.22% | 67.13% | Y | N | N
| 426 | Massachusetts Electric | NE South | South Shore | East Holbrook |  | Holbrook | Distribution | 07-2W2 | Holbrook, Weymouth | 13.8 | 2.52 | 6.63 | 6.33 | 7.7 | 7.7 | 7.7 | 32.73% | 86.1% | 82.21% | 67.01% | Y | N | N
| 75 | Massachusetts Electric | NE North | Central | Greendale |  | Worcester | Distribution | 01-24W4 | Worcester | 13.8 | 5.47 | 5.49 | 5.14 | 8.41 | 7.39 | 8.41 | 65.04% | 74.29% | 61.12% | 66.82% | Y | N | N
| 1145 | Massachusetts Electric | NE North | Merrimack Valley | Pinehurst |  | Billerica | Distribution | 14-92L6 | Billerica | 13.2 | 8 | 8 | 7.59 | 11.77 | 11.77 | 11.77 | 67.97% | 67.97% | 64.49% | 66.81% | Y | N | N
| 328 | Massachusetts Electric | NE South | Southeast | Rocky Hill |  | Milford | Distribution | 05-336W1 | Milford | 13.8 | 7.4 | 8.93 | 9.06 | 12.67 | 12.67 | 12.67 | 58.41% | 70.48% | 71.51% | 66.8% | Y | N | N
| 175 | Massachusetts Electric | NE North | Central | Grafton St. |  | Worcester | Distribution | 01-9J301 | Worcester | 4.16 | 1.04 | 1.15 | 1.04 | 1.56 | 1.56 | 1.74 | 66.67% | 73.72% | 59.77% | 66.72% | Y | N | N
| 458 | Massachusetts Electric | NE South | South Shore | E. Bridgewater |  | East Bridgewater | Distribution | 07-797W1 | Bridgewater, E. Bridgewater | 13.8 | 9.86 | 10.41 | 8.96 | 14.63 | 14.63 | 14.63 | 67.4% | 71.16% | 61.24% | 66.6% | Y | N | N
| 461 | Massachusetts Electric | NE South | South Shore | E. Bridgewater |  | East Bridgewater | Distribution | 07-797W23 | Bridgewater, E. Bridgewater | 13.8 | 10.25 | 9.74 | 8.98 | 14.51 | 14.51 | 14.51 | 70.64% | 67.13% | 61.89% | 66.55% | Y | N | N
| 629 | Massachusetts Electric | NE North | Western | Florence Jct |  | Northampton | Distribution | 09-909W4 | Northampton, Williamsburg | 13.8 | 8.57 | 7.71 | 8.29 | 12.31 | 12.31 | 12.31 | 69.62% | 62.63% | 67.34% | 66.53% | Y | N | N
| 889 | Massachusetts Electric | NE North | North Shore | Medford |  | Medford | Distribution | 12-9C3 | Medford | 4.16 | 1.44 | 1.64 | 1.59 | 2.34 | 2.34 | 2.34 | 61.54% | 70.09% | 67.95% | 66.52% | Y | N | N
| 589 | Massachusetts Electric | NE North | Western | Little Rest Rd |  | Warren | Distribution | 09-516L1 | Brimfield, Holland, Wales, Warren | 13.2 | 8.6 | 8.12 | 7.34 | 12.07 | 12.07 | 12.07 | 71.25% | 67.27% | 60.81% | 66.45% | Y | Y | N
| 83 | Massachusetts Electric | NE North | Central | Bloomingdale |  | Worcester | Distribution | 01-27W3 | Worcester | 13.8 | 7.98 | 7.77 | 7.72 | 11.78 | 11.78 | 11.78 | 67.74% | 65.96% | 65.53% | 66.41% | Y | N | N
| 714 | Massachusetts Electric | NE North | North Shore | Lynnway |  | Lynn | Distribution | 12-21J32 | Lynn | 4.16 | 1.44 | 1.54 | 1.28 | 2.2 | 2.11 | 2.11 | 65.45% | 72.99% | 60.66% | 66.37% | Y | N | N
| 101 | Massachusetts Electric | NE North | Central | Bancroft St. |  | Worcester | Distribution | 01-3J341 | Worcester | 4.16 | 1.69 | 1.79 | 1.67 | 2.59 | 2.59 | 2.59 | 65.25% | 69.11% | 64.48% | 66.28% | Y | N | N
| 433 | Massachusetts Electric | NE South | South Shore | West Quincy |  | Quincy | Distribution | 07-3W4 | Quincy | 13.8 | 7.53 | 7.23 | 6.61 | 10.76 | 10.76 | 10.76 | 69.98% | 67.19% | 61.43% | 66.2% | Y | N | N
| 523 | Massachusetts Electric | NE South | South Shore | Norwell |  | Norwell | Distribution | 07-96W43 | Norwell, Scituate | 13.8 | 6.86 | 8.76 | 7.82 | 11.83 | 11.83 | 11.83 | 57.99% | 74.05% | 66.1% | 66.05% | Y | N | N
| 469 | Massachusetts Electric | NE South | South Shore | Water St |  | Hanover | Distribution | 07-910W52 | Hanover, Pembroke | 13.8 | 8.56 | 8.45 | 7.38 | 12.31 | 12.31 | 12.31 | 69.54% | 68.64% | 59.95% | 66.04% | Y | N | N
| 591 | Massachusetts Electric | NE North | Western | Little Rest Rd |  | Warren | Distribution | 09-516L3 | Brimfield, Palmer, Ware, Warren | 13.2 | 5.79 | 8.7 | 8.6 | 11.66 | 11.66 | 11.66 | 49.66% | 74.61% | 73.76% | 66.01% | Y | Y | N
| 1129 | Massachusetts Electric | NE North | Merrimack Valley | North Dracut |  | Dracut | Distribution | 14-78L9 | Dracut, Lowell | 13.2 | 6.95 | 9.81 | 6.74 | 11.87 | 11.87 | 11.87 | 58.55% | 82.65% | 56.78% | 65.99% | Y | N | N
| 326 | Massachusetts Electric | NE South | Southeast | Depot Street |  | Milford | Distribution | 05-335W5 | Milford | 13.8 | 8.9 | 8.28 | 7.87 | 12.67 | 12.67 | 12.67 | 70.24% | 65.35% | 62.12% | 65.9% | Y | N | N
| 177 | Massachusetts Electric | NE North | Central | Grafton St. |  | Worcester | Distribution | 01-9J303 | Worcester | 4.16 | 0.95 | 1.77 | 1.49 | 2.13 | 2.13 | 2.13 | 44.6% | 83.1% | 69.95% | 65.88% | Y | N | N
| 502 | Massachusetts Electric | NE South | South Shore | Easton |  | Easton | Distribution | 07-92W44 | Brockton, Easton, West Bridgewater | 13.8 | 8.34 | 9.04 | 9.15 | 13.43 | 13.43 | 13.43 | 62.1% | 67.31% | 68.13% | 65.85% | Y | N | N
| 318 | Massachusetts Electric | NE South | Southeast | Uxbridge |  | Uxbridge | Distribution | 05-321W6 | Blackstone, Mendon, Millville, Northbridge, Seekonk, Uxbridge | 13.8 | 8.68 | 8.45 | 7.17 | 11.78 | 12.62 | 12.62 | 73.68% | 66.96% | 56.81% | 65.82% | Y | N | N
| 648 | Massachusetts Electric | NE North | North Shore | Beverly |  | Beverly | Distribution | 12-12J7 | Beverly | 4.16 | 1.25 | 1.14 | 1.59 | 2.02 | 2.02 | 2.02 | 61.88% | 56.44% | 78.71% | 65.68% | Y | N | N
| 971 | Massachusetts Electric | NE North | Merrimack Valley | Concord Road |  | Chelmsford | Distribution | 14-24L2 | Chelmsford, Westford | 13.2 | 5.97 | 5.78 | 5.19 | 8.6 | 8.6 | 8.6 | 69.42% | 67.21% | 60.35% | 65.66% | Y | N | N
| 434 | Massachusetts Electric | NE South | South Shore | Atlantic |  | Quincy | Distribution | 07-4J1 | Quincy | 4.16 | 1.99 | 1.45 | 1.46 | 2.49 | 2.49 | 2.49 | 79.92% | 58.23% | 58.63% | 65.6% | Y | N | N
| 174 | Massachusetts Electric | NE North | Central | Vernon Hill |  | Worcester | Distribution | 01-8W2 | Millbury, Worcester | 13.8 | 7.93 | 8.62 | 8.24 | 12.6 | 12.6 | 12.6 | 62.94% | 68.41% | 65.4% | 65.58% | Y | N | N
| 15 | Massachusetts Electric | NE North | Central | Faraday St. |  | Worcester | Distribution | 01-11J351 | Worcester | 4.16 | 1.38 | 1.22 | 1.1 | 1.82 | 1.82 | 2.05 | 75.82% | 67.03% | 53.66% | 65.51% | Y | N | N
| 949 | Massachusetts Electric | NE North | Merrimack Valley | Hoover Street |  | Dracut | Distribution | 14-21L3 | Dracut, Lowell | 13.2 | 7.82 | 8.14 | 7.22 | 11.8 | 11.8 | 11.8 | 66.27% | 68.98% | 61.19% | 65.48% | Y | N | N
| 479 | Massachusetts Electric | NE South | South Shore | Mill St |  | Bridgewater | Distribution | 07-912W55 | Bridgewater, Brockton | 13.8 | 8.96 | 8.14 | 8.01 | 12.79 | 12.79 | 12.79 | 70.05% | 63.64% | 62.63% | 65.44% | Y | N | N
| 785 | Massachusetts Electric | NE North | North Shore | West Gloucester |  | Gloucester | Distribution | 12-28L2 | Gloucester, Manchester | 13.2 | 7.53 | 7.11 | 6.72 | 10.88 | 10.88 | 10.88 | 69.21% | 65.35% | 61.76% | 65.44% | Y | N | N
| 894 | Massachusetts Electric | NE North | North Shore | Tedesco |  | Swampscott | Distribution | 12-9J1 | Swampscott | 4.16 | 0.86 | 1.3 | 1.8 | 2.02 | 2.02 | 2.02 | 42.57% | 64.36% | 89.11% | 65.35% | Y | N | N
| 462 | Massachusetts Electric | NE South | South Shore | E. Bridgewater |  | East Bridgewater | Distribution | 07-797W24 | Brockton, E. Bridgewater, Halifax, Hanson, Pembroke | 13.8 | 10.06 | 9.7 | 8.68 | 14.51 | 14.51 | 14.51 | 69.33% | 66.85% | 59.82% | 65.33% | Y | N | N
| 43 | Massachusetts Electric | NE North | Central | Litchfield St |  | Leominster | Distribution | 01-207W4 | Leominster | 13.8 | 7.92 | 8.01 | 7.15 | 11.78 | 11.78 | 11.78 | 67.23% | 68% | 60.7% | 65.31% | Y | N | N
| 1112 | Massachusetts Electric | NE North | Merrimack Valley | East Methuen |  | Methuen | Distribution | 14-74L3 | Lawrence, Methuen | 13.2 | 7.06 | 8.21 | 6.97 | 11.36 | 11.36 | 11.36 | 62.15% | 72.27% | 61.36% | 65.26% | Y | N | N
| 290 | Massachusetts Electric | NE South | Southeast | Woodside |  | Northborough | Distribution | 05-313W3 | Northborough | 13.8 | 8.2 | 8.64 | 7.95 | 12.67 | 12.67 | 12.67 | 64.72% | 68.19% | 62.75% | 65.22% | Y | N | N
| 211 | Massachusetts Electric | NE North | Central | Webster St. |  | Worcester | Distribution | 01-HT47 | Worcester | 13.8 | 4.78 | 6.02 | 6.85 | 9.04 | 9.04 | 9.04 | 52.88% | 66.59% | 75.77% | 65.08% | Y | N | N
| 281 | Massachusetts Electric | NE South | Southeast | Marlboro |  | Marlborough | Distribution | 05-311W5 | Marlborough | 13.8 | 6.79 | 7.9 | 8.6 | 11.93 | 11.93 | 11.93 | 56.92% | 66.22% | 72.09% | 65.07% | Y | N | N
| 269 | Massachusetts Electric | NE South | Southeast | Sykes Rd. Sub |  | Fall River | Distribution | 05-28W51 | Fall River | 13.8 | 8.29 | 8.74 | 7.7 | 12.67 | 12.67 | 12.67 | 65.43% | 68.98% | 60.77% | 65.06% | Y | N | N
| 105 | Massachusetts Electric | NE North | Central | Bancroft St. |  | Worcester | Distribution | 01-3J374 | Worcester | 4.16 | 1.79 | 1.91 | 1.86 | 2.85 | 2.85 | 2.85 | 62.81% | 67.02% | 65.26% | 65.03% | Y | N | N
| 582 | Massachusetts Electric | NE North | Western | East Longmeadow |  | East Longmeadow | Distribution | 09-508L2 | East Longmeadow | 13.2 | 7.92 | 7.87 | 7.23 | 11.8 | 11.8 | 11.8 | 67.12% | 66.69% | 61.27% | 65.03% | Y | N | N
| 798 | Massachusetts Electric | NE North | North Shore | Revere Beach |  | Revere | Distribution | 12-35J4 | Revere | 4.16 | 1.71 | 1.73 | 1.51 | 2.54 | 2.54 | 2.54 | 67.32% | 68.11% | 59.45% | 64.96% | Y | N | N
| 677 | Massachusetts Electric | NE North | North Shore | Maplewood |  | Malden | Distribution | 12-16W8 | Revere | 13.8 | 7.04 | 9.63 | 7.98 | 12.67 | 12.67 | 12.67 | 55.56% | 76.01% | 62.98% | 64.85% | Y | N | N
| 518 | Massachusetts Electric | NE South | South Shore | Phillips Lane |  | Hanover | Distribution | 07-95W4 | Hanover, Norwell, Rockland | 13.8 | 8.2 | 8.58 | 7.87 | 12.67 | 12.67 | 12.67 | 64.72% | 67.72% | 62.12% | 64.85% | Y | N | N
| 77 | Massachusetts Electric | NE North | Central | Pondville |  | Auburn | Distribution | 01-26W1 | Auburn, Worcester | 13.8 | 7.06 | 8.25 | 7.55 | 11.76 | 11.76 | 11.76 | 60.03% | 70.15% | 64.2% | 64.8% | Y | N | N
| 180 | Massachusetts Electric | NE North | Central | Grafton St. |  | Worcester | Distribution | 01-9J310 | Worcester | 4.16 | 1.12 | 1.17 | 1.15 | 1.77 | 1.77 | 1.77 | 63.28% | 66.1% | 64.97% | 64.78% | Y | N | N
| 450 | Massachusetts Electric | NE South | South Shore | North Weymouth |  | Weymouth | Distribution | 07-6W1 | Weymouth | 13.8 | 7.35 | 6.84 | 6.21 | 10.52 | 10.52 | 10.52 | 69.87% | 65.02% | 59.03% | 64.64% | Y | N | N
| 807 | Massachusetts Electric | NE North | North Shore | Everett |  | Everett | Distribution | 12-37W4 | Malden, Medford | 13.8 | 8 | 8.17 | 7.42 | 12.17 | 12.17 | 12.17 | 65.74% | 67.13% | 60.97% | 64.61% | Y | N | N
| 996 | Massachusetts Electric | NE North | Merrimack Valley | Water Street |  | Haverhill | Distribution | 14-31L1 | Haverhill | 13.2 | 2.55 | 2.35 | 7.32 | 3.72 | 3.72 | 11.8 | 68.55% | 63.17% | 62.03% | 64.58% | Y | N | N
| 307 | Massachusetts Electric | NE South | Southeast | North Marlboro |  | Marlborough | Distribution | 05-318W5 | Marlborough, Northborough | 13.8 | 8.34 | 7.84 | 7.05 | 12.02 | 12.02 | 12.02 | 69.38% | 65.22% | 58.65% | 64.42% | Y | N | N
| 801 | Massachusetts Electric | NE North | North Shore | Everett |  | Malden | Distribution | 12-37J3 | Everett, Malden | 4.16 | 1.96 | 2.1 | 1.85 | 3.06 | 3.06 | 3.06 | 64.05% | 68.63% | 60.46% | 64.38% | Y | N | N
| 309 | Massachusetts Electric | NE South | Southeast | Whitins Pond |  | Northbridge | Distribution | 05-320W2 | Douglas, Northbridge, Uxbridge | 13.8 | 9.32 | 8.66 | 6.48 | 12.67 | 12.67 | 12.67 | 73.56% | 68.35% | 51.14% | 64.35% | Y | N | N
| 641 | Massachusetts Electric | NE North | North Shore | Wellington |  | Medford | Distribution | 12-11J3 | Medford | 4.16 | 2.21 | 1.92 | 2.16 | 3.26 | 3.26 | 3.26 | 67.79% | 58.9% | 66.26% | 64.31% | Y | N | N
| 1139 | Massachusetts Electric | NE North | Merrimack Valley | West Andover |  | Andover | Distribution | 14-8T1 | Andover | 34.5 | 18.7 | 22.53 | 17.27 | 30.42 | 30.42 | 30.12 | 61.47% | 74.06% | 57.34% | 64.29% | Y | N | N
| 247 | Massachusetts Electric | NE South | Southeast | Palmer Street Sub |  | Somerset | Distribution | 05-18J7 | Somerset | 4.16 | 2.01 | 2.02 | 1.87 | 3.06 | 3.06 | 3.06 | 65.69% | 66.01% | 61.11% | 64.27% | Y | N | N
| 383 | Massachusetts Electric | NE South | Southeast | Read Street |  | Attleboro | Distribution | 05-9L3 | Attleboro | 13.2 | 7.45 | 8.22 | 7 | 11.77 | 11.77 | 11.77 | 63.3% | 69.84% | 59.47% | 64.2% | Y | N | N
| 885 | Massachusetts Electric | NE North | North Shore | Metcalf Sq. |  | Winthrop | Distribution | 12-96W1 | Winthrop | 13.8 | 8.64 | 4.18 | 6.73 | 10.16 | 10.16 | 10.16 | 85.04% | 41.14% | 66.24% | 64.14% | Y | N | N
| 1020 | Massachusetts Electric | NE North | Merrimack Valley | Perry Street |  | Lowell | Distribution | 14-3J7 | Lowell | 4.16 | 1.86 | 1.6 | 1.6 | 2.63 | 2.63 | 2.63 | 70.72% | 60.84% | 60.84% | 64.13% | Y | N | N
| 653 | Massachusetts Electric | NE North | North Shore | Beverly |  | Beverly | Distribution | 12-12L4 | Beverly | 13.2 | 7.64 | 8.28 | 7.36 | 12.12 | 12.12 | 12.12 | 63.04% | 68.32% | 60.73% | 64.03% | Y | N | N
| 228 | Massachusetts Electric | NE South | Southeast | Dummy-108W51 |  | Blackstone | Distribution | 05-108W51 | Bellingham, Blackstone | 13.8 | 7.8 | 7.81 | 7.29 | 11.93 | 11.93 | 11.93 | 65.38% | 65.47% | 61.11% | 63.98% | Y | N | N
| 26 | Massachusetts Electric | NE North | Central | Lincoln Plaza |  | Worcester | Distribution | 01-15J392 | Worcester | 4.16 | 1.81 | 2.18 | 1.65 | 2.94 | 2.94 | 2.94 | 61.56% | 74.15% | 56.12% | 63.95% | Y | N | N
| 517 | Massachusetts Electric | NE South | South Shore | Phillips Lane |  | Hanover | Distribution | 07-95W3 | Hanover, Hanson, Pembroke | 13.8 | 8.33 | 8.02 | 7.25 | 12.31 | 12.31 | 12.31 | 67.67% | 65.15% | 58.9% | 63.9% | Y | N | N
| 429 | Massachusetts Electric | NE South | South Shore | West Quincy |  | Quincy | Distribution | 07-3J3 | Quincy | 4.16 | 1.78 | 1.42 | 1.42 | 2.41 | 2.41 | 2.41 | 73.86% | 58.92% | 58.92% | 63.9% | Y | N | N
| 1110 | Massachusetts Electric | NE North | Merrimack Valley | East Methuen |  | Methuen | Distribution | 14-74L1 | Haverhill, Methuen | 13.2 | 11.18 | 12.12 | 12.47 | 18.66 | 18.66 | 18.66 | 59.91% | 64.95% | 66.83% | 63.9% | Y | N | N
| 298 | Massachusetts Electric | NE South | Southeast | Northboro Road |  | Southborough | Distribution | 05-317W2 | Marlborough, Northborough, Southborough | 13.8 | 5.1 | 6.17 | 7.31 | 9.7 | 9.7 | 9.7 | 52.58% | 63.61% | 75.36% | 63.85% | Y | N | N
| 440 | Massachusetts Electric | NE South | South Shore | Randolph |  | Randolph | Distribution | 07-5W3 | Randolph | 13.8 | 7.59 | 7.31 | 6.88 | 11.38 | 11.38 | 11.38 | 66.7% | 64.24% | 60.46% | 63.8% | Y | N | N
| 727 | Massachusetts Electric | NE North | North Shore | Swampscott |  | Swampscott | Distribution | 12-22W1 | Lynn, Swampscott | 13.8 | 10.53 | 6.96 | 5.83 | 12.19 | 12.19 | 12.19 | 86.38% | 57.1% | 47.83% | 63.77% | Y | N | N
| 583 | Massachusetts Electric | NE North | Western | East Longmeadow |  | East Longmeadow | Distribution | 09-508L4 | East Longmeadow, Wilbraham | 13.2 | 8.14 | 7.64 | 6.77 | 11.8 | 11.8 | 11.8 | 68.98% | 64.75% | 57.37% | 63.7% | Y | N | N
| 795 | Massachusetts Electric | NE North | North Shore | Revere Beach |  | Revere | Distribution | 12-35J1 | Revere | 4.16 | 1.97 | 1.9 | 1.63 | 2.88 | 2.88 | 2.88 | 68.4% | 65.97% | 56.6% | 63.66% | Y | N | N
| 79 | Massachusetts Electric | NE North | Central | Pondville |  | Auburn | Distribution | 01-26W3 | Auburn, Millbury, Oxford, Southbridge | 13.8 | 6.04 | 5.66 | 5.36 | 8.82 | 8.82 | 9.2 | 68.48% | 64.17% | 58.26% | 63.64% | Y | N | N
| 771 | Massachusetts Electric | NE North | North Shore | Gloucester |  | Gloucester | Distribution | 12-24J4 | Gloucester | 4.16 | 1.22 | 1.32 | 1.08 | 1.9 | 1.9 | 1.9 | 64.21% | 69.47% | 56.84% | 63.51% | Y | N | N
| 1036 | Massachusetts Electric | NE North | Merrimack Valley | North Haverhill |  | Haverhill | Distribution | 14-48L4 | Haverhill | 13.2 | 9.56 | 8.39 | 4.46 | 11.77 | 11.77 | 11.77 | 81.22% | 71.28% | 37.89% | 63.47% | Y | N | N
| 1087 | Massachusetts Electric | NE North | Merrimack Valley | West Methuen |  | Methuen | Distribution | 14-63L2 | Methuen | 13.2 | 6.65 | 5.88 | 9.86 | 11.77 | 11.77 | 11.77 | 56.5% | 49.96% | 83.77% | 63.41% | Y | N | N
| 1133 | Massachusetts Electric | NE North | Merrimack Valley | Beach Road |  | Salisbury | Distribution | 14-7L1 | Salisbury | 13.2 | 7.29 | 7.59 | 7.5 | 11.77 | 11.77 | 11.77 | 61.94% | 64.49% | 63.72% | 63.38% | Y | N | N
| 550 | Massachusetts Electric | NE North | Western | Walker St |  | North Adams | Distribution | 09-1015W1 | Clarksburg, Florida, North Adams, Rowe | 13.8 | 5.02 | 4.92 | 5.02 | 7.89 | 7.89 | 7.89 | 63.62% | 62.36% | 63.62% | 63.2% | Y | N | N
| 94 | Massachusetts Electric | NE North | Central | Millbury |  | Millbury | Distribution | 01-304W3 | Millbury, Worcester | 13.8 | 7.57 | 7.79 | 6.95 | 11.78 | 11.78 | 11.78 | 64.26% | 66.13% | 59% | 63.13% | Y | N | N
| 340 | Massachusetts Electric | NE South | Southeast | Crocker Pond |  | Wrentham | Distribution | 05-3424W5 | Foxborough, Wrentham | 13.8 | 7 | 6.15 | 5.85 | 10.04 | 10.04 | 10.04 | 69.72% | 61.25% | 58.27% | 63.08% | Y | N | N
| 697 | Massachusetts Electric | NE North | North Shore | Salem Peabody St. |  | Salem | Distribution | 12-1J4 | Beverly, Salem | 4.16 | 1.46 | 1.73 | 1.51 | 2.49 | 2.49 | 2.49 | 58.63% | 69.48% | 60.64% | 62.92% | Y | N | N
| 295 | Massachusetts Electric | NE South | Southeast | East Main Street |  | Westborough | Distribution | 05-314W4 | Northborough, Westborough | 13.8 | 8.2 | 7.95 | 7.75 | 12.67 | 12.67 | 12.67 | 64.72% | 62.75% | 61.17% | 62.88% | Y | N | N
| 940 | Massachusetts Electric | NE North | Merrimack Valley | Power Company Road |  | Tewksbury | Distribution | 14-20L1 | Tewksbury | 13.2 | 7.96 | 8 | 6.9 | 12.12 | 12.12 | 12.12 | 65.68% | 66.01% | 56.93% | 62.87% | Y | N | N
| 649 | Massachusetts Electric | NE North | North Shore | Granite |  | Lynn | Distribution | 12-12J902 | Lynn | 4.16 | 0.86 | 0.92 | 0.77 | 1.15 | 1.15 | 2.31 | 74.78% | 80% | 33.33% | 62.71% | Y | N | N
| 803 | Massachusetts Electric | NE North | North Shore | Everett |  | Everett | Distribution | 12-37W1 | Malden, Medford | 13.8 | 7.25 | 8.27 | 7.39 | 12.19 | 12.19 | 12.19 | 59.47% | 67.84% | 60.62% | 62.65% | Y | N | N
| 513 | Massachusetts Electric | NE South | South Shore | Parkview |  | Stoughton | Distribution | 07-94W43 | Brockton, Easton, Stoughton | 13.8 | 7.6 | 7.39 | 5.59 | 10.97 | 10.97 | 10.97 | 69.28% | 67.37% | 50.96% | 62.53% | Y | N | N
| 7 | Massachusetts Electric | NE North | Central | Faraday St. |  | Worcester | Distribution | 01-11J325 | Worcester | 4.16 | 0.81 | 0.82 | 0.87 | 1.08 | 1.08 | 2.38 | 75% | 75.93% | 36.55% | 62.49% | Y | N | N
| 796 | Massachusetts Electric | NE North | North Shore | Revere Beach |  | Revere | Distribution | 12-35J2 | Revere | 4.16 | 2.07 | 1.92 | 1.52 | 2.94 | 2.94 | 2.94 | 70.41% | 65.31% | 51.7% | 62.47% | Y | N | N
| 233 | Massachusetts Electric | NE South | Southeast | Bates St. Sub |  | Fall River | Distribution | 05-115W44 | Fall River | 13.8 | 7.91 | 8.3 | 7.39 | 12.6 | 12.6 | 12.6 | 62.78% | 65.87% | 58.65% | 62.43% | Y | N | N
| 113 | Massachusetts Electric | NE North | Central | E. Webster |  | Webster | Distribution | 01-412L1 | Webster | 13.2 | 6.9 | 7.32 | 7.13 | 11.41 | 11.41 | 11.41 | 60.47% | 64.15% | 62.49% | 62.37% | Y | N | N
| 296 | Massachusetts Electric | NE South | Southeast | East Main Street |  | Westborough | Distribution | 05-314W5 | Westborough | 13.8 | 6.78 | 6.29 | 5.94 | 10.16 | 10.16 | 10.16 | 66.73% | 61.91% | 58.46% | 62.37% | Y | N | N
| 1131 | Massachusetts Electric | NE North | Merrimack Valley | North Andover |  | North Andover | Distribution | 14-7J3 | North Andover | 3.74 | 1.67 | 1.61 | 1.49 | 2.55 | 2.55 | 2.55 | 65.49% | 63.14% | 58.43% | 62.35% | Y | N | N
| 33 | Massachusetts Electric | NE North | Central | Tatnuck |  | Worcester | Distribution | 01-1J369 | Worcester | 4.16 | 1.66 | 1.71 | 1.71 | 2.72 | 2.72 | 2.72 | 61.03% | 62.87% | 62.87% | 62.25% | Y | N | N
| 1153 | Nantucket Electric | NE South | Nantucket | Candle St |  | Nantucket | Distribution | 04-101L4 | Nantucket | 13.2 | 6.07 | 6.66 | 6.45 | 10.29 | 10.29 | 10.29 | 58.99% | 64.72% | 62.68% | 62.13% | Y | N | N
| 684 | Massachusetts Electric | NE North | North Shore | N. Beverly |  | Beverly | Distribution | 12-18J1 | Beverly | 4.16 | 1.08 | 1.1 | 0.97 | 1.69 | 1.69 | 1.69 | 63.91% | 65.09% | 57.4% | 62.13% | Y | N | N
| 757 | Massachusetts Electric | NE North | North Shore | Manchester |  | Manchester | Distribution | 12-23H1 | Manchester | 2.4 | 0.79 | 0.72 | 0.54 | 1.1 | 1.1 | 1.1 | 71.82% | 65.45% | 49.09% | 62.12% | Y | N | N
| 891 | Massachusetts Electric | NE North | North Shore | Medford |  | Medford | Distribution | 12-9C5 | Medford | 4.16 | 1.54 | 1.44 | 1.25 | 2.27 | 2.27 | 2.27 | 67.84% | 63.44% | 55.07% | 62.11% | Y | N | N
| 482 | Massachusetts Electric | NE South | South Shore | Mill St |  | Bridgewater | Distribution | 07-912W75 | Bridgewater, Brockton, E. Bridgewater, Halifax, Hanson | 13.8 | 10.16 | 9.01 | 8.35 | 14.77 | 14.77 | 14.77 | 68.79% | 61% | 56.53% | 62.11% | Y | N | N
| 779 | Massachusetts Electric | NE North | North Shore | Melrose |  | Melrose | Distribution | 12-25W1 | Melrose, Saugus | 13.8 | 11.38 | 6.14 | 5.38 | 12.31 | 12.31 | 12.31 | 92.45% | 49.88% | 43.7% | 62.01% | Y | N | N
| 507 | Massachusetts Electric | NE South | South Shore | Plymouth St |  | Abington | Distribution | 07-93W41 | Abington, Rockland | 13.8 | 7.94 | 7.43 | 6.62 | 11.83 | 11.83 | 11.83 | 67.12% | 62.81% | 55.96% | 61.96% | Y | N | N
| 134 | Massachusetts Electric | NE North | Central | Cambridge St. |  | Worcester | Distribution | 01-4J339 | Worcester | 4.16 | 1.61 | 1.42 | 1.39 | 2.38 | 2.38 | 2.38 | 67.65% | 59.66% | 58.4% | 61.9% | Y | N | N
| 251 | Massachusetts Electric | NE South | Southeast | West Street |  | Attleboro | Distribution | 05-1J1 | Attleboro | 4.16 | 1.87 | 1.98 | 1.83 | 3.06 | 3.06 | 3.06 | 61.11% | 64.71% | 59.8% | 61.87% | Y | N | N
| 8 | Massachusetts Electric | NE North | Central | Faraday St. |  | Worcester | Distribution | 01-11J330 | Worcester | 4.16 | 1.4 | 1.28 | 1.2 | 2.05 | 2.05 | 2.19 | 68.29% | 62.44% | 54.79% | 61.84% | Y | N | N
| 709 | Massachusetts Electric | NE North | North Shore | Lynnway |  | Lynn | Distribution | 12-21J25 | Lynn | 4.16 | 1.7 | 1.78 | 0.22 | 2.2 | 1.85 | 1.85 | 77.27% | 96.22% | 11.89% | 61.79% | Y | N | N
| 612 | Massachusetts Electric | NE North | Western | Wendell Depot |  | Wendell | Distribution | 09-705W3 | Athol, Erving, Orange, Warwick, Wendell | 13.8 | 6.09 | 8.62 | 8.65 | 12.62 | 12.62 | 12.62 | 48.26% | 68.3% | 68.54% | 61.7% | Y | Y | N
| 432 | Massachusetts Electric | NE South | South Shore | West Quincy |  | Quincy | Distribution | 07-3W3 | Quincy | 13.8 | 6.91 | 6 | 5.43 | 9.92 | 9.92 | 9.92 | 69.66% | 60.48% | 54.74% | 61.63% | Y | N | N
| 403 | Massachusetts Electric | NE South | South Shore | Mid-Weymouth |  | Weymouth | Distribution | 07-12W6 | Weymouth | 13.8 | 8.25 | 8.09 | 7.08 | 12.67 | 12.67 | 12.67 | 65.11% | 63.85% | 55.88% | 61.62% | Y | N | N
| 367 | Massachusetts Electric | NE South | Southeast | South Attleboro |  | Attleboro | Distribution | 05-5J2 | Attleboro | 4.16 | 0.86 | 2.2 | 2.06 | 2.77 | 2.77 | 2.77 | 31.05% | 79.42% | 74.37% | 61.61% | Y | N | N
| 127 | Massachusetts Electric | NE North | Central | W. Charlton |  | Charlton | Distribution | 01-415L1 | Brookfield, Charlton, Sturbridge | 13.2 | 8.32 | 8.38 | 4.08 | 11.27 | 11.27 | 11.27 | 73.82% | 74.36% | 36.2% | 61.46% | Y | N | N
| 670 | Massachusetts Electric | NE North | North Shore | Maplewood |  | Malden | Distribution | 12-16W1 | Malden, Revere, Saugus | 13.8 | 4.53 | 9.63 | 8.06 | 12.07 | 12.07 | 12.07 | 37.53% | 79.78% | 66.78% | 61.36% | Y | N | N
| 693 | Massachusetts Electric | NE North | North Shore | Salem Peabody St. |  | Salem | Distribution | 12-1J12 | Beverly, Salem | 4.16 | 1.49 | 1.69 | 1.32 | 2.45 | 2.45 | 2.45 | 60.82% | 68.98% | 53.88% | 61.22% | Y | N | N
| 644 | Massachusetts Electric | NE North | North Shore | Beverly |  | Beverly | Distribution | 12-12J3 | Beverly | 4.16 | 1.71 | 1.71 | 1.52 | 2.69 | 2.69 | 2.69 | 63.57% | 63.57% | 56.51% | 61.21% | Y | N | N
| 711 | Massachusetts Electric | NE North | North Shore | Lynnway |  | Lynn | Distribution | 12-21J28 | Lynn | 4.16 | 1 | 1.08 | 0.93 | 1.64 | 1.64 | 1.64 | 60.98% | 65.85% | 56.71% | 61.18% | Y | N | N
| 20 | Massachusetts Electric | NE North | Central | Millbrook St. |  | Worcester | Distribution | 01-12J378 | Worcester | 4.16 | 1.24 | 1.28 | 1.15 | 2 | 2 | 2 | 62% | 64% | 57.5% | 61.17% | Y | N | N
| 82 | Massachusetts Electric | NE North | Central | Bloomingdale |  | Worcester | Distribution | 01-27W2 | Worcester | 13.8 | 7.56 | 7.64 | 6.4 | 11.78 | 11.78 | 11.78 | 64.18% | 64.86% | 54.33% | 61.12% | Y | N | N
| 805 | Massachusetts Electric | NE North | North Shore | Everett |  | Everett | Distribution | 12-37W2 | Medford | 13.8 | 7.49 | 7.84 | 6.96 | 12.19 | 12.19 | 12.19 | 61.44% | 64.32% | 57.1% | 60.95% | Y | N | N
| 689 | Massachusetts Electric | NE North | North Shore | Turnpike |  | Lynnfield | Distribution | 12-19W1 | Lynn, Saugus | 13.8 | 8.13 | 8.1 | 6.03 | 12.19 | 12.19 | 12.19 | 66.69% | 66.45% | 49.47% | 60.87% | Y | N | N
| 29 | Massachusetts Electric | NE North | Central | Salisbury |  | Worcester | Distribution | 01-16J3 | Worcester | 4.16 | 1.67 | 1.44 | 1.71 | 2.64 | 2.64 | 2.64 | 63.26% | 54.55% | 64.77% | 60.86% | Y | N | N
| 595 | Massachusetts Electric | NE North | Western | Thorndike |  | Palmer | Distribution | 09-523L1 | Belchertown, Monson, Palmer, Wilbraham | 13.2 | 7.81 | 7.18 | 6.66 | 11.77 | 11.77 | 12.07 | 66.36% | 61% | 55.18% | 60.85% | Y | N | N
| 934 | Massachusetts Electric | NE North | Merrimack Valley | Lawrence |  | Lawrence | Distribution | 14-1J4 | Lawrence | 3.74 | 1.32 | 1.28 | 1.23 | 2.1 | 2.1 | 2.1 | 62.86% | 60.95% | 58.57% | 60.79% | Y | N | N
| 223 | Massachusetts Electric | NE South | Southeast | Hathaway St. Sub |  | Fall River | Distribution | 05-106W44 | Fall River | 13.8 | 8.32 | 8.29 | 7.01 | 12.98 | 12.98 | 12.98 | 64.1% | 63.87% | 54.01% | 60.66% | Y | N | N
| 85 | Massachusetts Electric | NE North | Central | Bloomingdale |  | Worcester | Distribution | 01-27W5 | Millbury, Worcester | 13.8 | 8.09 | 8.27 | 6.68 | 12.67 | 12.67 | 12.67 | 63.85% | 65.27% | 52.72% | 60.62% | Y | N | N
| 414 | Massachusetts Electric | NE South | South Shore | Field St |  | Quincy | Distribution | 07-1W3 | Quincy | 13.8 | 7.23 | 7.36 | 6.82 | 11.78 | 11.78 | 11.78 | 61.38% | 62.48% | 57.89% | 60.58% | Y | N | N
| 456 | Massachusetts Electric | NE South | South Shore | Harrison Blvd |  | Avon | Distribution | 07-75W5 | Avon | 13.8 | 7.35 | 8.11 | 7.56 | 12.67 | 12.67 | 12.67 | 58.01% | 64.01% | 59.67% | 60.56% | Y | N | N
| 880 | Massachusetts Electric | NE North | North Shore | Revere |  | Revere | Distribution | 12-7W1 | Everett, Revere, Saugus | 13.8 | 3.06 | 6.79 | 5.63 | 8.53 | 8.53 | 8.53 | 35.87% | 79.6% | 66% | 60.49% | Y | N | N
| 66 | Massachusetts Electric | NE North | Central | Laurel Cir. |  | Shirley | Distribution | 01-227W1 | Lancaster, Leominster, Shirley | 13.8 | 7.72 | 6.54 | 7.08 | 11.78 | 11.78 | 11.78 | 65.53% | 55.52% | 60.1% | 60.38% | Y | N | N
| 50 | Massachusetts Electric | NE North | Central | Fitch Rd. |  | Clinton | Distribution | 01-216W5 | Berlin, Clinton, Leominster | 13.8 | 7.2 | 7.2 | 6.92 | 11.78 | 11.78 | 11.78 | 61.12% | 61.12% | 58.74% | 60.33% | Y | N | N
| 873 | Massachusetts Electric | NE North | North Shore | Revere |  | Revere | Distribution | 12-7J3 | Revere | 4.16 | 1.65 | 2.18 | 2.23 | 3.35 | 3.35 | 3.35 | 49.25% | 65.07% | 66.57% | 60.3% | Y | N | N
| 405 | Massachusetts Electric | NE South | South Shore | Scituate |  | Scituate | Distribution | 07-17J1 | Scituate | 4.16 | 1.47 | 1.47 | 1.8 | 2.63 | 2.63 | 2.63 | 55.89% | 55.89% | 68.44% | 60.08% | Y | N | N
| 800 | Massachusetts Electric | NE North | North Shore | Everett |  | Everett | Distribution | 12-37J2 | Everett | 4.16 | 1.57 | 1.71 | 1.53 | 2.67 | 2.67 | 2.67 | 58.8% | 64.04% | 57.3% | 60.05% | Y | N | N
| 601 | Massachusetts Electric | NE North | Western | Barre |  | Barre | Distribution | 09-604W1 | Athol, Barre, Petersham, Phillipston | 13.8 | 3.82 | 3.03 | 3.27 | 5.62 | 5.62 | 5.62 | 67.97% | 53.91% | 58.19% | 60.02% | Y | N | N
| 342 | Massachusetts Electric | NE South | Southeast | Foxboro 1 |  | Foxborough | Distribution | 05-3431W2 | Foxborough | 13.8 | 7.22 | 8.21 | 7.31 | 12.67 | 12.67 | 12.67 | 56.99% | 64.8% | 57.7% | 59.83% | Y | N | N
| 364 | Massachusetts Electric | NE South | Southeast | Norton |  | Norton | Distribution | 05-4L1 | Norton | 13.2 | 7.88 | 7.29 | 6.41 | 12.03 | 12.03 | 12.03 | 65.5% | 60.6% | 53.28% | 59.79% | Y | N | N
| 858 | Massachusetts Electric | NE North | North Shore | Codding Ave |  | Medford | Distribution | 12-64J3 | Medford | 4.16 | 1.95 | 2.13 | 1.81 | 3.29 | 3.29 | 3.29 | 59.27% | 64.74% | 55.02% | 59.68% | Y | N | N
| 226 | Massachusetts Electric | NE South | Southeast | Hathaway St. Sub |  | Fall River | Distribution | 05-106W81 | Attleboro, Fall River | 13.8 | 4.42 | 7.86 | 4.21 | 10.23 | 8.89 | 8.89 | 43.21% | 88.41% | 47.36% | 59.66% | Y | N | N
| 696 | Massachusetts Electric | NE North | North Shore | Salem Peabody St. |  | Salem | Distribution | 12-1J3 | Salem | 4.16 | 1.3 | 1.35 | 1.73 | 2.45 | 2.45 | 2.45 | 53.06% | 55.1% | 70.61% | 59.59% | Y | N | N
| 856 | Massachusetts Electric | NE North | North Shore | Codding Ave |  | Medford | Distribution | 12-64J1 | Medford | 4.16 | 2.05 | 1.95 | 1.77 | 3.23 | 3.23 | 3.23 | 63.47% | 60.37% | 54.8% | 59.55% | Y | N | N
| 1039 | Massachusetts Electric | NE North | Merrimack Valley | Ballardvalle |  | Andover | Distribution | 14-50L3 | Andover | 13.2 | 6.7 | 6.17 | 6.56 | 10.88 | 10.88 | 10.88 | 61.58% | 56.71% | 60.29% | 59.53% | Y | N | N
| 84 | Massachusetts Electric | NE North | Central | Bloomingdale |  | Worcester | Distribution | 01-27W4 | Worcester | 13.8 | 7.34 | 7.6 | 6.07 | 11.78 | 11.78 | 11.78 | 62.31% | 64.52% | 51.53% | 59.45% | Y | N | N
| 520 | Massachusetts Electric | NE South | South Shore | Norwell |  | Norwell | Distribution | 07-96W40 | Cohasset, Norwell, Rockland, Scituate | 13.8 | 7.29 | 7.35 | 6.45 | 11.83 | 11.83 | 11.83 | 61.62% | 62.13% | 54.52% | 59.43% | Y | N | N
| 179 | Massachusetts Electric | NE North | Central | Grafton St. |  | Worcester | Distribution | 01-9J307 | Worcester | 4.16 | 1.01 | 1.26 | 1.24 | 1.97 | 1.97 | 1.97 | 51.27% | 63.96% | 62.94% | 59.39% | Y | N | N
| 1121 | Massachusetts Electric | NE North | Merrimack Valley | East Dracut |  | Dracut | Distribution | 14-75L6 | Dracut, Methuen | 13.2 | 7.96 | 6.47 | 6.52 | 11.77 | 11.77 | 11.77 | 67.63% | 54.97% | 55.4% | 59.33% | Y | N | N
| 608 | Massachusetts Electric | NE North | Western | Chestnut Hill 702 |  | Athol | Distribution | 09-702W3 | Athol, New Salem, Orange, Petersham | 13.8 | 4.99 | 7.78 | 5.31 | 10.16 | 10.16 | 10.16 | 49.11% | 76.57% | 52.26% | 59.32% | Y | N | N
| 833 | Massachusetts Electric | NE North | North Shore | E. Beverly |  | Beverly | Distribution | 12-51L2 | Beverly | 13.2 | 7.61 | 7.5 | 6.45 | 12.12 | 12.12 | 12.12 | 62.79% | 61.88% | 53.22% | 59.3% | Y | N | N
| 1064 | Massachusetts Electric | NE North | Merrimack Valley | East Tewksbury |  | Tewksbury | Distribution | 14-59L5 | Andover, Tewksbury | 13.2 | 9.85 | 9.17 | 7.2 | 14.75 | 14.75 | 14.75 | 66.78% | 62.17% | 48.81% | 59.25% | Y | N | N
| 815 | Massachusetts Electric | NE North | North Shore | Salem Boston St. |  | Salem | Distribution | 12-3J5 | Salem | 4.16 | 1.44 | 1.91 | 1.32 | 2.63 | 2.63 | 2.63 | 54.75% | 72.62% | 50.19% | 59.19% | Y | N | N
| 674 | Massachusetts Electric | NE North | North Shore | Maplewood |  | Malden | Distribution | 12-16W5 | Beverly, Everett, Malden | 13.8 | 10.95 | 5.66 | 5.23 | 12.31 | 12.31 | 12.31 | 88.95% | 45.98% | 42.49% | 59.14% | Y | N | N
| 546 | Massachusetts Electric | NE North | Western | Williamstown 1003 |  | Williamstown | Distribution | 09-1003W1 | Williamstown | 13.8 | 5.68 | 4.62 | 3.91 | 8.01 | 8.01 | 8.01 | 70.91% | 57.68% | 48.81% | 59.13% | Y | N | N
| 1155 | Nantucket Electric | NE South | Nantucket | Candle St |  | Nantucket | Distribution | 04-101L6 | Nantucket | 13.2 | 5.78 | 6.12 | 5.98 | 10.08 | 10.08 | 10.08 | 57.34% | 60.71% | 59.33% | 59.13% | Y | N | N
| 447 | Massachusetts Electric | NE South | South Shore | North Scituate |  | Scituate | Distribution | 07-65J1 | Cohasset, Scituate | 4.16 | 2.39 | 2.39 | 1.8 | 3.71 | 3.71 | 3.71 | 64.42% | 64.42% | 48.52% | 59.12% | Y | N | N
| 445 | Massachusetts Electric | NE South | South Shore | Lincoln St |  | Abington | Distribution | 07-60J1 | Abington, Weymouth | 4.16 | 2.28 | 2.63 | 2.43 | 4.14 | 4.14 | 4.14 | 55.07% | 63.53% | 58.7% | 59.1% | Y | N | N
| 672 | Massachusetts Electric | NE North | North Shore | Maplewood |  | Malden | Distribution | 12-16W3 | Malden, Melrose, Revere, Saugus | 13.8 | 7.83 | 7.62 | 7 | 12.67 | 12.67 | 12.67 | 61.8% | 60.14% | 55.25% | 59.06% | Y | N | N
| 1135 | Massachusetts Electric | NE North | Merrimack Valley | Beach Road |  | Salisbury | Distribution | 14-7L4 | Amesbury, Newbury, Salisbury | 13.2 | 5.81 | 8.14 | 6.99 | 11.82 | 11.82 | 11.82 | 49.15% | 68.87% | 59.14% | 59.05% | Y | N | N
| 65 | Massachusetts Electric | NE North | Central | Groton St. |  | Pepperell | Distribution | 01-226L2 | Pepperell | 13.2 | 8.78 | 8.81 | 7.19 | 13.99 | 13.99 | 13.99 | 62.76% | 62.97% | 51.39% | 59.04% | Y | N | N
| 761 | Massachusetts Electric | NE North | North Shore | Saugus |  | Saugus | Distribution | 12-23W1 | Saugus | 13.8 | 10.49 | 4.33 | 5.07 | 11.23 | 11.23 | 11.23 | 93.41% | 38.56% | 45.15% | 59.04% | Y | N | N
| 199 | Massachusetts Electric | NE North | Central | Vernon Hill |  | Worcester | Distribution | 01-HT27 | Worcester | 13.8 | 4.85 | 5.12 | 5.08 | 9.56 | 9.56 | 7 | 50.73% | 53.56% | 72.57% | 58.95% | Y | N | N
| 715 | Massachusetts Electric | NE North | North Shore | Lynnway |  | Lynn | Distribution | 12-21J33 | Lynn | 4.16 | 0.95 | 1.12 | 1.18 | 1.84 | 1.84 | 1.84 | 51.63% | 60.87% | 64.13% | 58.88% | Y | N | N
| 1122 | Massachusetts Electric | NE North | Merrimack Valley | Whittier |  | Haverhill | Distribution | 14-76L1 | Haverhill | 13.2 | 7.09 | 6.9 | 6.6 | 11.66 | 11.66 | 11.66 | 60.81% | 59.18% | 56.6% | 58.86% | Y | N | N
| 1004 | Massachusetts Electric | NE North | Merrimack Valley | Newburyport |  | Newburyport | Distribution | 14-36J4 | Newburyport | 4.16 | 1.1 | 1.2 | 1.26 | 2.02 | 2.02 | 2.02 | 54.46% | 59.41% | 62.38% | 58.75% | Y | N | N
| 331 | Massachusetts Electric | NE South | Southeast | Rocky Hill |  | Milford | Distribution | 05-336W4 | Milford | 13.8 | 6.55 | 6.9 | 8.21 | 12.31 | 12.31 | 12.31 | 53.21% | 56.05% | 66.69% | 58.65% | Y | N | N
| 336 | Massachusetts Electric | NE South | Southeast | South Wrentham |  | Wrentham | Distribution | 05-3422W3 | Foxborough, Plainville, Wrentham | 13.8 | 7.72 | 7.76 | 6.62 | 12.57 | 12.57 | 12.57 | 61.42% | 61.73% | 52.67% | 58.61% | Y | N | N
| 555 | Massachusetts Electric | NE North | Western | Adams |  | Adams | Distribution | 09-1021W2 | Adams, Cheshire, North Adams | 13.8 | 8.35 | 8.25 | 7.94 | 13.98 | 13.98 | 13.98 | 59.73% | 59.01% | 56.8% | 58.51% | Y | N | N
| 312 | Massachusetts Electric | NE South | Southeast | Whitins Pond |  | Northbridge | Distribution | 05-320W5 | Douglas, Northbridge, Uxbridge | 13.8 | 7.73 | 7.43 | 7.08 | 12.67 | 12.67 | 12.67 | 61.01% | 58.64% | 55.88% | 58.51% | Y | N | N
| 265 | Massachusetts Electric | NE South | Southeast | Sykes Rd. Sub |  | Fall River | Distribution | 05-28W40 | Fall River | 13.8 | 8.9 | 8.79 | 8.13 | 14.75 | 14.75 | 14.75 | 60.34% | 59.59% | 55.12% | 58.35% | Y | N | N
| 943 | Massachusetts Electric | NE North | Merrimack Valley | Power Company Road |  | Tewksbury | Distribution | 14-20L4 | Tewksbury | 13.2 | 7.16 | 5.74 | 5.9 | 10.75 | 10.75 | 10.75 | 66.6% | 53.4% | 54.88% | 58.29% | Y | N | N
| 893 | Massachusetts Electric | NE North | North Shore | Medford |  | Medford | Distribution | 12-9C7 | Medford | 4.16 | 1.18 | 1.49 | 1.49 | 2.38 | 2.38 | 2.38 | 49.58% | 62.61% | 62.61% | 58.26% | Y | N | N
| 231 | Massachusetts Electric | NE South | Southeast | Bates St. Sub |  | Fall River | Distribution | 05-115W42 | Fall River | 13.8 | 6.71 | 6.83 | 6.45 | 11.45 | 11.45 | 11.45 | 58.6% | 59.65% | 56.33% | 58.2% | Y | N | N
| 1154 | Nantucket Electric | NE South | Nantucket | Candle St |  | Nantucket | Distribution | 04-101L5 | Nantucket | 13.2 | 5.43 | 6.07 | 5.59 | 9.81 | 9.81 | 9.81 | 55.35% | 61.88% | 56.98% | 58.07% | Y | N | N
| 401 | Massachusetts Electric | NE South | South Shore | Mid-Weymouth |  | Weymouth | Distribution | 07-12W4 | Weymouth | 13.8 | 9.9 | 5.16 | 5.11 | 11.59 | 11.59 | 11.59 | 85.42% | 44.52% | 44.09% | 58.01% | Y | N | N
| 392 | Massachusetts Electric | NE South | South Shore | North Quincy |  | Quincy | Distribution | 07-11W1 | Quincy | 13.8 | 8.84 | 8.68 | 7.63 | 14.46 | 14.46 | 14.46 | 61.13% | 60.03% | 52.77% | 57.98% | Y | N | N
| 181 | Massachusetts Electric | NE North | Central | Grafton St. |  | Worcester | Distribution | 01-9J315 | Worcester | 4.16 | 1.38 | 1.35 | 1.3 | 2.32 | 2.32 | 2.32 | 59.48% | 58.19% | 56.03% | 57.9% | Y | N | N
| 861 | Massachusetts Electric | NE North | North Shore | Pine Banks |  | Melrose | Distribution | 12-67J1 | Malden, Medford, Melrose | 4.16 | 1.03 | 2.33 | 1.95 | 3.06 | 3.06 | 3.06 | 33.66% | 76.14% | 63.73% | 57.84% | Y | N | N
| 358 | Massachusetts Electric | NE South | Southeast | North Foxboro Substation |  | Foxborough | Distribution | 05-349W1 | Foxborough | 13.8 | 7.11 | 7.58 | 7.27 | 12.67 | 12.67 | 12.67 | 56.12% | 59.83% | 57.38% | 57.77% | Y | N | N
| 1128 | Massachusetts Electric | NE North | Merrimack Valley | North Dracut |  | Dracut | Distribution | 14-78L3 | Dracut | 13.2 | 6.31 | 6.58 | 5.69 | 10.75 | 10.75 | 10.75 | 58.7% | 61.21% | 52.93% | 57.61% | Y | N | N
| 44 | Massachusetts Electric | NE North | Central | Litchfield St |  | Leominster | Distribution | 01-207W6 | Leominster, Westminster | 13.8 | 7.07 | 7.08 | 6.21 | 11.78 | 11.78 | 11.78 | 60.02% | 60.1% | 52.72% | 57.61% | Y | N | N
| 56 | Massachusetts Electric | NE North | Central | Prospect St. |  | Leominster | Distribution | 01-219W5 | Lancaster, Leominster | 13.8 | 7.6 | 5.09 | 4.87 | 10.16 | 10.16 | 10.16 | 74.8% | 50.1% | 47.93% | 57.61% | Y | N | N
| 387 | Massachusetts Electric | NE South | South Shore | Holbrook |  | Holbrook | Distribution | 07-10W1 | Holbrook, Randolph | 13.8 | 5.45 | 5.17 | 4.23 | 8.6 | 8.6 | 8.6 | 63.37% | 60.12% | 49.19% | 57.56% | Y | N | N
| 992 | Massachusetts Electric | NE North | Merrimack Valley | Perry Street |  | Lowell | Distribution | 14-312 | Lowell | 13.8 | 2.81 | 2.97 | 2.9 | 5.03 | 5.03 | 5.03 | 55.86% | 59.05% | 57.65% | 57.52% | Y | N | N
| 848 | Massachusetts Electric | NE North | North Shore | Malden |  | Malden | Distribution | 12-5C3 | Malden | 4.16 | 1.87 | 1.93 | 1.63 | 3.15 | 3.15 | 3.15 | 59.37% | 61.27% | 51.75% | 57.46% | Y | N | N
| 69 | Massachusetts Electric | NE North | Central | Cooks Pond |  | Worcester | Distribution | 01-23W2 | Worcester | 13.8 | 6.8 | 6.98 | 6.48 | 11.78 | 11.78 | 11.78 | 57.72% | 59.25% | 55.01% | 57.33% | Y | N | N
| 762 | Massachusetts Electric | NE North | North Shore | Saugus |  | Saugus | Distribution | 12-23W2 | Lynn, Saugus | 13.8 | 4.78 | 7.86 | 7.22 | 10.16 | 12.07 | 12.07 | 47.05% | 65.12% | 59.82% | 57.33% | Y | N | N
| 534 | Massachusetts Electric | NE South | South Shore | Belmont |  | Brockton | Distribution | 07-98W48 | Brockton, Easton | 13.8 | 5.88 | 5.66 | 5.9 | 10.16 | 10.16 | 10.16 | 57.87% | 55.71% | 58.07% | 57.22% | Y | N | N
| 683 | Massachusetts Electric | NE North | North Shore | W. Medford |  | Medford | Distribution | 12-17J6 | Medford | 4.16 | 1.61 | 1.74 | 1.59 | 2.88 | 2.88 | 2.88 | 55.9% | 60.42% | 55.21% | 57.18% | Y | N | N
| 496 | Massachusetts Electric | NE South | South Shore | Dupont |  | Brockton | Distribution | 07-91W43 | Brockton | 13.8 | 7.36 | 7.03 | 6.88 | 12.43 | 12.43 | 12.43 | 59.21% | 56.56% | 55.35% | 57.04% | Y | N | N
| 626 | Massachusetts Electric | NE North | Western | Florence Jct |  | Northampton | Distribution | 09-909W1 | Northampton, Palmer | 13.8 | 7.52 | 7.04 | 6.49 | 12.31 | 12.31 | 12.31 | 61.09% | 57.19% | 52.72% | 57% | Y | N | N
| 459 | Massachusetts Electric | NE South | South Shore | E. Bridgewater |  | East Bridgewater | Distribution | 07-797W19 | Bridgewater, Brockton, West Bridgewater | 13.8 | 8.65 | 8.25 | 7.91 | 14.51 | 14.51 | 14.51 | 59.61% | 56.86% | 54.51% | 57% | Y | N | N
| 103 | Massachusetts Electric | NE North | Central | Bancroft St. |  | Worcester | Distribution | 01-3J372 | Worcester | 4.16 | 1.86 | 1.51 | 1.4 | 2.79 | 2.79 | 2.79 | 66.67% | 54.12% | 50.18% | 56.99% | Y | N | N
| 435 | Massachusetts Electric | NE South | South Shore | Atlantic |  | Quincy | Distribution | 07-4J2 | Quincy | 4.16 | 1.74 | 1.74 | 1.51 | 2.92 | 2.92 | 2.92 | 59.59% | 59.59% | 51.71% | 56.96% | Y | N | N
| 1045 | Massachusetts Electric | NE North | Merrimack Valley | Burtt Road |  | Andover | Distribution | 14-54L1 | Andover | 13.2 | 6.68 | 6.54 | 6.31 | 11.43 | 11.43 | 11.43 | 58.44% | 57.22% | 55.21% | 56.96% | Y | N | N
| 532 | Massachusetts Electric | NE South | South Shore | Belmont |  | Brockton | Distribution | 07-98W44 | Brockton, West Bridgewater | 13.8 | 6.74 | 7.86 | 6.41 | 12.31 | 12.31 | 12.31 | 54.75% | 63.85% | 52.07% | 56.89% | Y | N | N
| 52 | Massachusetts Electric | NE North | Central | Prospect St. |  | Leominster | Distribution | 01-219W1 | Leominster | 13.8 | 5.2 | 6.6 | 5.52 | 10.16 | 10.16 | 10.16 | 51.18% | 64.96% | 54.33% | 56.82% | Y | N | N
| 777 | Massachusetts Electric | NE North | North Shore | Quinn |  | Lynn | Distribution | 12-24W1 | Lynn | 13.8 | 4.9 | 5.19 | 4.49 | 8.56 | 8.56 | 8.56 | 57.24% | 60.63% | 52.45% | 56.78% | Y | N | N
| 108 | Massachusetts Electric | NE North | Central | N. Oxford |  | Oxford | Distribution | 01-406L2 | Auburn, Oxford | 13.2 | 6.52 | 5.67 | 6.08 | 10.75 | 10.75 | 10.75 | 60.65% | 52.74% | 56.56% | 56.65% | Y | N | N
| 232 | Massachusetts Electric | NE South | Southeast | Bates St. Sub |  | Fall River | Distribution | 05-115W43 | Fall River | 13.8 | 5.51 | 5.69 | 5.16 | 9.63 | 9.63 | 9.63 | 57.22% | 59.09% | 53.58% | 56.63% | Y | N | N
| 463 | Massachusetts Electric | NE South | South Shore | E. Bridgewater |  | East Bridgewater | Distribution | 07-797W29 | Brockton, E. Bridgewater, Hanson, Whitman | 13.8 | 8.44 | 8.34 | 7.87 | 14.51 | 14.51 | 14.51 | 58.17% | 57.48% | 54.24% | 56.63% | Y | N | N
| 466 | Massachusetts Electric | NE South | South Shore | Pleasant St |  | Weymouth | Distribution | 07-8W2 | Weymouth | 13.8 | 3.47 | 3.41 | 3.27 | 5.98 | 5.98 | 5.98 | 58.03% | 57.02% | 54.68% | 56.58% | Y | N | N
| 665 | Massachusetts Electric | NE North | North Shore | Maplewood |  | Malden | Distribution | 12-16J1 | Malden | 4.16 | 0.07 | 1.86 | 1.49 | 2.02 | 2.02 | 2.02 | 3.465% | 92.08% | 73.76% | 56.44% | Y | N | N
| 868 | Massachusetts Electric | NE North | North Shore | Balch St. |  | Beverly | Distribution | 12-72L1 | Beverly | 13.2 | 6.59 | 5.92 | 6.06 | 10.97 | 10.97 | 10.97 | 60.07% | 53.97% | 55.24% | 56.43% | Y | N | N
| 322 | Massachusetts Electric | NE South | Southeast | Little Depot Street |  | Milford | Distribution | 05-335W1 | Bellingham, Hopedale, Mendon, Milford | 13.8 | 7.91 | 6.54 | 6.98 | 12.67 | 12.67 | 12.67 | 62.43% | 51.62% | 55.09% | 56.38% | Y | N | N
| 1089 | Massachusetts Electric | NE North | Merrimack Valley | East Bradford |  | Haverhill | Distribution | 14-65L3 | Boxford, Haverhill | 13.2 | 5.56 | 5.35 | 5.51 | 9.72 | 9.72 | 9.72 | 57.2% | 55.04% | 56.69% | 56.31% | Y | N | N
| 115 | Massachusetts Electric | NE North | Central | E. Webster |  | Webster | Distribution | 01-412L3 | Dudley, Oxford | 13.2 | 7.61 | 5.81 | 6.27 | 11.66 | 11.66 | 11.66 | 65.27% | 49.83% | 53.77% | 56.29% | Y | N | N
| 826 | Massachusetts Electric | NE North | North Shore | Railyard |  | Salem | Distribution | 12-49W6 | Beverly, Salem | 13.8 | 7.08 | 7.19 | 5.62 | 11.78 | 11.78 | 11.78 | 60.1% | 61.04% | 47.71% | 56.28% | Y | N | N
| 814 | Massachusetts Electric | NE North | North Shore | Salem Boston St. |  | Salem | Distribution | 12-3J4 | Salem | 4.16 | 1.32 | 1.9 | 1.1 | 2.56 | 2.56 | 2.56 | 51.56% | 74.22% | 42.97% | 56.25% | Y | N | N
| 1058 | Massachusetts Electric | NE North | Merrimack Valley | Boston Rd |  | Westford | Distribution | 14-58L1 | Chelmsford, Westford | 13.2 | 5.21 | 5.21 | 4.48 | 8.83 | 8.83 | 8.83 | 59% | 59% | 50.74% | 56.25% | Y | N | N
| 294 | Massachusetts Electric | NE South | Southeast | East Main Street |  | Westborough | Distribution | 05-314W3 | Southborough, Westborough | 13.8 | 7.15 | 6.77 | 6.83 | 12.31 | 12.31 | 12.31 | 58.08% | 55% | 55.48% | 56.19% | Y | N | N
| 272 | Massachusetts Electric | NE South | Southeast | Forest Street |  | Attleboro | Distribution | 05-2J3 | Attleboro | 4.16 | 1.44 | 2.02 | 2.01 | 3.26 | 3.26 | 3.26 | 44.17% | 61.96% | 61.66% | 55.93% | Y | N | N
| 356 | Massachusetts Electric | NE South | Southeast | Union Street |  | Franklin | Distribution | 05-348W7 | Bellingham, Franklin, Wrentham | 13.8 | 6.81 | 8.4 | 6.01 | 12.67 | 12.67 | 12.67 | 53.75% | 66.3% | 47.43% | 55.83% | Y | N | N
| 941 | Massachusetts Electric | NE North | Merrimack Valley | Power Company Road |  | Tewksbury | Distribution | 14-20L2 | Lowell, Tewksbury | 13.2 | 7.96 | 7.93 | 6.84 | 13.58 | 13.58 | 13.58 | 58.62% | 58.39% | 50.37% | 55.79% | Y | N | N
| 1143 | Massachusetts Electric | NE North | Merrimack Valley | Pinehurst |  | Billerica | Distribution | 14-92L3 | Billerica | 13.2 | 4.05 | 8.41 | 7.29 | 11.8 | 11.8 | 11.8 | 34.32% | 71.27% | 61.78% | 55.79% | Y | N | N
| 888 | Massachusetts Electric | NE North | North Shore | Medford |  | Medford | Distribution | 12-9C2 | Medford | 4.16 | 1.97 | 2.14 | 2.07 | 4.41 | 4.41 | 2.8 | 44.67% | 48.53% | 73.93% | 55.71% | Y | N | N
| 932 | Massachusetts Electric | NE North | Merrimack Valley | Lawrence |  | Lawrence | Distribution | 14-1J1 | Lawrence | 3.74 | 1.27 | 1.05 | 1.22 | 2.12 | 2.12 | 2.12 | 59.91% | 49.53% | 57.55% | 55.66% | Y | N | N
| 539 | Massachusetts Electric | NE South | South Shore | North Abington |  | Abington | Distribution | 07-99W63 | Abington, Hingham, Rockland | 13.8 | 8.27 | 8.01 | 7.93 | 14.51 | 14.51 | 14.51 | 57% | 55.2% | 54.65% | 55.62% | Y | N | N
| 678 | Massachusetts Electric | NE North | North Shore | W. Medford |  | Medford | Distribution | 12-17J1 | Medford | 4.16 | 1.54 | 1.59 | 1.42 | 2.73 | 2.73 | 2.73 | 56.41% | 58.24% | 52.01% | 55.56% | Y | N | N
| 55 | Massachusetts Electric | NE North | Central | Prospect St. |  | Leominster | Distribution | 01-219W4 | Leominster | 13.8 | 6.92 | 6.67 | 6.02 | 11.78 | 11.78 | 11.78 | 58.74% | 56.62% | 51.1% | 55.49% | Y | N | N
| 588 | Massachusetts Electric | NE North | Western | Shearers Corner |  | Monson | Distribution | 09-514L1 | Monson, Palmer | 13.2 | 4.56 | 4.33 | 4.41 | 8 | 8 | 8 | 57% | 54.12% | 55.12% | 55.42% | Y | N | N
| 581 | Massachusetts Electric | NE North | Western | East Longmeadow |  | East Longmeadow | Distribution | 09-508L1 | East Longmeadow | 13.2 | 6.81 | 6.64 | 6.09 | 11.77 | 11.77 | 11.77 | 57.86% | 56.41% | 51.74% | 55.34% | Y | N | N
| 276 | Massachusetts Electric | NE South | Southeast | South Marlboro |  | Marlborough | Distribution | 05-310W6 | Marlborough, Southborough | 13.8 | 6.8 | 6.21 | 6.29 | 11.64 | 11.64 | 11.64 | 58.42% | 53.35% | 54.04% | 55.27% | Y | N | N
| 412 | Massachusetts Electric | NE South | South Shore | Field St |  | Quincy | Distribution | 07-1W10 | Quincy | 13.8 | 5.93 | 5.82 | 5.01 | 10.11 | 10.11 | 10.11 | 58.65% | 57.57% | 49.55% | 55.26% | Y | N | N
| 1077 | Massachusetts Electric | NE North | Merrimack Valley | Methuen |  | Methuen | Distribution | 14-5J45 | Methuen | 3.74 | 1.31 | 1.45 | 1.43 | 2.53 | 2.53 | 2.53 | 51.78% | 57.31% | 56.52% | 55.2% | Y | N | N
| 769 | Massachusetts Electric | NE North | North Shore | Gloucester |  | Gloucester | Distribution | 12-24J11 | Gloucester | 4.16 | 0.72 | 0.72 | 0.86 | 1.39 | 1.39 | 1.39 | 51.8% | 51.8% | 61.87% | 55.16% | Y | N | N
| 980 | Massachusetts Electric | NE North | Merrimack Valley | Lawrence |  | Lawrence | Distribution | 14-2J6 | Lawrence | 3.74 | 1.26 | 1.3 | 1.08 | 2.2 | 2.2 | 2.2 | 57.27% | 59.09% | 49.09% | 55.15% | Y | N | N
| 1037 | Massachusetts Electric | NE North | Merrimack Valley | Ballardvalle |  | Andover | Distribution | 14-50L1 | Andover | 13.2 | 6.2 | 6.97 | 4.82 | 10.88 | 10.88 | 10.88 | 56.99% | 64.06% | 44.3% | 55.12% | Y | N | N
| 924 | Massachusetts Electric | NE North | Merrimack Valley | Meadowbrook |  | Chelmsford | Distribution | 14-16L4 | Chelmsford, Lowell | 13.2 | 8 | 8.53 | 7.82 | 14.75 | 14.75 | 14.75 | 54.24% | 57.83% | 53.02% | 55.03% | Y | N | N
| 1048 | Massachusetts Electric | NE North | Merrimack Valley | Burtt Road |  | Andover | Distribution | 14-54L4 | Andover | 13.2 | 5.01 | 7.98 | 6.9 | 12.07 | 12.07 | 12.07 | 41.51% | 66.11% | 57.17% | 54.93% | Y | N | N
| 102 | Massachusetts Electric | NE North | Central | Bancroft St. |  | Worcester | Distribution | 01-3J371 | Worcester | 4.16 | 1.02 | 1.56 | 1.39 | 2.41 | 2.41 | 2.41 | 42.32% | 64.73% | 57.68% | 54.91% | Y | N | N
| 586 | Massachusetts Electric | NE North | Western | Belchertown |  | Belchertown | Distribution | 09-509L1 | Belchertown, Granby | 13.2 | 6.26 | 6.01 | 6.06 | 10.75 | 10.75 | 12.07 | 58.23% | 55.91% | 50.21% | 54.78% | Y | N | N
| 485 | Massachusetts Electric | NE South | South Shore | Stoughton |  | Stoughton | Distribution | 07-913W43 | Sharon, Stoughton | 13.8 | 7.66 | 7.09 | 7.26 | 13.43 | 13.43 | 13.43 | 57.04% | 52.79% | 54.06% | 54.63% | Y | N | N
| 510 | Massachusetts Electric | NE South | South Shore | Parkview |  | Stoughton | Distribution | 07-94W40 | Brockton, Stoughton | 13.8 | 7.03 | 6.88 | 6.13 | 12.24 | 12.24 | 12.24 | 57.43% | 56.21% | 50.08% | 54.58% | Y | N | N
| 1097 | Massachusetts Electric | NE North | Merrimack Valley | North Lawrence |  | Lawrence | Distribution | 14-6J6 | Lawrence | 3.74 | 1.09 | 1.15 | 1.19 | 2.1 | 2.1 | 2.1 | 51.9% | 54.76% | 56.67% | 54.44% | Y | N | N
| 657 | Massachusetts Electric | NE North | North Shore | Lynnway |  | Lynn | Distribution | 12-1386 | Lynn | 13.8 | 2.55 | 4.47 | 4.09 | 6.81 | 6.81 | 6.81 | 37.44% | 65.64% | 60.06% | 54.38% | Y | N | N
| 540 | Massachusetts Electric | NE South | South Shore | East Weymouth |  | Weymouth | Distribution | 07-9W1 | Weymouth | 13.8 | 4 | 4.53 | 4.07 | 7.74 | 7.74 | 7.74 | 51.68% | 58.53% | 52.58% | 54.26% | Y | N | N
| 363 | Massachusetts Electric | NE South | Southeast | Norton |  | Norton | Distribution | 05-4J2 | Norton | 4.16 | 1.5 | 1.45 | 1.85 | 2.95 | 2.95 | 2.95 | 50.85% | 49.15% | 62.71% | 54.24% | Y | N | N
| 238 | Massachusetts Electric | NE South | Southeast | Bates St. Sub |  | Fall River | Distribution | 05-115W55 | Fall River | 13.8 | 5.92 | 6.38 | 6.02 | 11.26 | 11.26 | 11.26 | 52.58% | 56.66% | 53.46% | 54.23% | Y | N | N
| 598 | Massachusetts Electric | NE North | Western | Five Corners |  | Granby | Distribution | 09-527L1 | Belchertown, Granby | 13.2 | 5.78 | 5.99 | 5.33 | 10.88 | 10.88 | 9.81 | 53.12% | 55.06% | 54.33% | 54.17% | Y | N | N
| 471 | Massachusetts Electric | NE South | South Shore | Ames |  | Brockton | Distribution | 07-911W25 | Brockton | 13.8 | 6.76 | 7.03 | 6.21 | 12.31 | 12.31 | 12.31 | 54.91% | 57.11% | 50.45% | 54.16% | Y | N | N
| 853 | Massachusetts Electric | NE North | North Shore | Malden |  | Malden | Distribution | 12-5J10 | Malden | 4.16 | 1.41 | 1.53 | 1.3 | 2.61 | 2.61 | 2.61 | 54.02% | 58.62% | 49.81% | 54.15% | Y | N | N
| 944 | Massachusetts Electric | NE North | Merrimack Valley | Power Company Road |  | Tewksbury | Distribution | 14-20L5 | Tewksbury | 13.2 | 6.52 | 6.4 | 6.2 | 11.77 | 11.77 | 11.77 | 55.4% | 54.38% | 52.68% | 54.15% | Y | N | N
| 352 | Massachusetts Electric | NE South | Southeast | Plainville |  | Plainville | Distribution | 05-3451W3 | Plainville, Wrentham | 13.8 | 5.41 | 5.13 | 4.79 | 9.44 | 9.44 | 9.44 | 57.31% | 54.34% | 50.74% | 54.13% | Y | N | N
| 578 | Massachusetts Electric | NE North | Western | Wilbraham |  | Wilbraham | Distribution | 09-507L1 | Hampden, Monson, Northampton, Wilbraham | 13.2 | 6.1 | 6.53 | 5.81 | 11.36 | 11.36 | 11.36 | 53.7% | 57.48% | 51.14% | 54.11% | Y | N | N
| 430 | Massachusetts Electric | NE South | South Shore | West Quincy |  | Quincy | Distribution | 07-3W1 | Quincy | 13.8 | 4.75 | 5.47 | 5.47 | 9.68 | 9.68 | 9.68 | 49.07% | 56.51% | 56.51% | 54.03% | Y | N | N
| 406 | Massachusetts Electric | NE South | South Shore | King St |  | Cohasset | Distribution | 07-18J1 | Cohasset | 4.16 | 2.04 | 2.09 | 1.88 | 3.71 | 3.71 | 3.71 | 54.99% | 56.33% | 50.67% | 54% | Y | N | N
| 929 | Massachusetts Electric | NE North | Merrimack Valley | South Billerica |  | Billerica | Distribution | 14-18L1 | Billerica | 13.2 | 4.85 | 4.44 | 4.3 | 8.39 | 8.39 | 8.39 | 57.81% | 52.92% | 51.25% | 53.99% | Y | N | N
| 17 | Massachusetts Electric | NE North | Central | Faraday St. |  | Worcester | Distribution | 01-11J357 | Worcester | 4.16 | 1.25 | 1.36 | 1.16 | 2.16 | 2.16 | 2.82 | 57.87% | 62.96% | 41.13% | 53.99% | Y | N | N
| 1085 | Massachusetts Electric | NE North | Merrimack Valley | River Road |  | Andover | Distribution | 14-62L2 | Andover | 13.2 | 5.56 | 5.42 | 3.34 | 8.85 | 8.85 | 8.85 | 62.82% | 61.24% | 37.74% | 53.94% | Y | N | N
| 253 | Massachusetts Electric | NE South | Southeast | West Street |  | Attleboro | Distribution | 05-1J3 | Attleboro | 4.16 | 1.72 | 1.69 | 1.59 | 3.1 | 3.1 | 3.1 | 55.48% | 54.52% | 51.29% | 53.76% | Y | N | N
| 313 | Massachusetts Electric | NE South | Southeast | Uxbridge |  | Uxbridge | Distribution | 05-321W1 | Uxbridge | 13.8 | 10.47 | 6.84 | 2.24 | 11.78 | 12.57 | 12.57 | 88.88% | 54.42% | 17.82% | 53.7% | Y | N | N
| 337 | Massachusetts Electric | NE South | Southeast | South Wrentham |  | Wrentham | Distribution | 05-3422W4 | Foxborough, Wrentham | 13.8 | 8.49 | 6.35 | 5.43 | 12.67 | 12.67 | 12.67 | 67.01% | 50.12% | 42.86% | 53.33% | Y | N | N
| 660 | Massachusetts Electric | NE North | North Shore | Lynnway |  | Lynn | Distribution | 12-1393 | Lynn | 13.8 | 5.57 | 6.33 | 2.04 | 8.72 | 8.72 | 8.72 | 63.88% | 72.59% | 23.39% | 53.29% | Y | N | N
| 799 | Massachusetts Electric | NE North | North Shore | Everett |  | Malden | Distribution | 12-37J1 | Everett | 4.16 | 1.38 | 1.59 | 1.41 | 2.74 | 2.74 | 2.74 | 50.36% | 58.03% | 51.46% | 53.28% | Y | N | N
| 1055 | Massachusetts Electric | NE North | Merrimack Valley | Westford |  | Westford | Distribution | 14-57L2 | Westford | 13.2 | 6.9 | 6.79 | 6.58 | 12.71 | 12.71 | 12.71 | 54.29% | 53.42% | 51.77% | 53.16% | Y | N | N
| 339 | Massachusetts Electric | NE South | Southeast | Crocker Pond |  | Wrentham | Distribution | 05-3424W3 | Foxborough | 13.8 | 4.41 | 6.97 | 6.57 | 11.26 | 11.26 | 11.26 | 39.17% | 61.9% | 58.35% | 53.14% | Y | N | N
| 565 | Massachusetts Electric | NE North | Western | Sheffield |  | Sheffield | Distribution | 09-1108W2 | New Marlboro, Sheffield | 13.8 | 4.39 | 4.74 | 3.6 | 8.01 | 8.01 | 8.01 | 54.81% | 59.18% | 44.94% | 52.98% | Y | N | N
| 23 | Massachusetts Electric | NE North | Central | Brooks St. |  | Worcester | Distribution | 01-13J358 | Worcester | 4.16 | 1.3 | 1.37 | 1.19 | 2.43 | 2.43 | 2.43 | 53.5% | 56.38% | 48.97% | 52.95% | Y | N | N
| 10 | Massachusetts Electric | NE North | Central | Faraday St. |  | Worcester | Distribution | 01-11J332 | Worcester | 4.16 | 1.37 | 1.43 | 1.25 | 2.56 | 2.56 | 2.54 | 53.52% | 55.86% | 49.21% | 52.86% | Y | N | N
| 334 | Massachusetts Electric | NE South | Southeast | South Wrentham |  | Wrentham | Distribution | 05-3422W1 | Franklin, Plainville, Wrentham | 13.8 | 4.18 | 4.27 | 4.16 | 7.96 | 7.96 | 7.96 | 52.51% | 53.64% | 52.26% | 52.81% | Y | N | N
| 248 | Massachusetts Electric | NE South | Southeast | Dighton |  | Dighton | Distribution | 05-19W72 | Dighton, Somerset, Swansea | 13.8 | 6.98 | 6.48 | 6.6 | 12.67 | 12.67 | 12.67 | 55.09% | 51.14% | 52.09% | 52.78% | Y | N | N
| 810 | Massachusetts Electric | NE North | North Shore | Everett |  | Everett | Distribution | 12-37W8 | Malden | 13.8 | 6.29 | 6.62 | 6.37 | 12.19 | 12.19 | 12.19 | 51.6% | 54.31% | 52.26% | 52.72% | Y | N | N
| 222 | Massachusetts Electric | NE South | Southeast | Hathaway St. Sub |  | Fall River | Distribution | 05-106W43 | Fall River | 13.8 | 7.58 | 7.53 | 7.31 | 14.2 | 14.2 | 14.2 | 53.38% | 53.03% | 51.48% | 52.63% | Y | N | N
| 129 | Massachusetts Electric | NE North | Central | W. Charlton |  | Charlton | Distribution | 01-415L3 | Charlton, Dudley, Sturbridge | 13.2 | 6.19 | 5.72 | 6.48 | 11.68 | 11.68 | 11.68 | 53% | 48.97% | 55.48% | 52.48% | Y | N | N
| 51 | Massachusetts Electric | NE North | Central | Fitch Rd. |  | Clinton | Distribution | 01-216W6 | Bolton, Clinton, Harvard | 13.8 | 5.6 | 6.76 | 6.17 | 11.78 | 11.78 | 11.78 | 47.54% | 57.39% | 52.38% | 52.43% | Y | N | N
| 439 | Massachusetts Electric | NE South | South Shore | Randolph |  | Randolph | Distribution | 07-5W2 | Randolph | 13.8 | 5.59 | 5.31 | 4.88 | 10.04 | 10.04 | 10.04 | 55.68% | 52.89% | 48.61% | 52.39% | Y | N | N
| 822 | Massachusetts Electric | NE North | North Shore | Rockport |  | Rockport | Distribution | 12-40J4 | Rockport | 4.16 | 1.35 | 1.36 | 1.19 | 2.49 | 2.49 | 2.49 | 54.22% | 54.62% | 47.79% | 52.21% | Y | N | N
| 787 | Massachusetts Electric | NE North | North Shore | W. Salem |  | Salem | Distribution | 12-29W2 | Salem | 13.8 | 6.01 | 5.95 | 5.62 | 11.23 | 11.23 | 11.23 | 53.52% | 52.98% | 50.04% | 52.18% | Y | N | N
| 673 | Massachusetts Electric | NE North | North Shore | Maplewood |  | Malden | Distribution | 12-16W4 | Malden, Revere | 13.8 | 5.12 | 9.23 | 5.47 | 12.67 | 12.67 | 12.67 | 40.41% | 72.85% | 43.17% | 52.14% | Y | N | N
| 1063 | Massachusetts Electric | NE North | Merrimack Valley | East Tewksbury |  | Tewksbury | Distribution | 14-59L4 | Andover | 13.2 | 7.34 | 8.89 | 8.53 | 15.55 | 15.55 | 16.46 | 47.2% | 57.17% | 51.82% | 52.07% | Y | N | N
| 662 | Massachusetts Electric | NE North | North Shore | Kent |  | Saugus | Distribution | 12-13J1 | Saugus | 4.16 | 2 | 0.72 | 0.65 | 2.16 | 2.16 | 2.16 | 92.59% | 33.33% | 30.09% | 52.01% | Y | N | N
| 302 | Massachusetts Electric | NE South | Southeast | Northboro Road |  | Southborough | Distribution | 05-317W6 | Marlborough, Southborough | 13.8 | 5.31 | 5.27 | 5.16 | 10.09 | 10.09 | 10.09 | 52.63% | 52.23% | 51.14% | 52% | Y | N | N
| 415 | Massachusetts Electric | NE South | South Shore | Field St |  | Quincy | Distribution | 07-1W4 | Holbrook, Quincy | 13.8 | 6.42 | 6.17 | 5.76 | 11.78 | 11.78 | 11.78 | 54.5% | 52.38% | 48.9% | 51.92% | Y | N | N
| 275 | Massachusetts Electric | NE South | Southeast | South Marlboro |  | Marlborough | Distribution | 05-310W5 | Marlborough, Southborough | 13.8 | 6.6 | 6.67 | 5.89 | 12.31 | 12.31 | 12.31 | 53.61% | 54.18% | 47.85% | 51.88% | Y | N | N
| 106 | Massachusetts Electric | NE North | Central | Bancroft St. |  | Worcester | Distribution | 01-3J375 | Worcester | 4.16 | 1.5 | 1.42 | 1.34 | 2.74 | 2.74 | 2.74 | 54.74% | 51.82% | 48.91% | 51.82% | Y | N | N
| 879 | Massachusetts Electric | NE North | North Shore | Hudson |  | Lynn | Distribution | 12-7J903 | Saugus | 4.16 | 2.3 | 1.31 | 1.1 | 3.03 | 3.03 | 3.03 | 75.91% | 43.23% | 36.3% | 51.82% | Y | N | N
| 154 | Massachusetts Electric | NE North | Central | Dummy-Ashburnham |  | Westminster | Distribution | 01-610W3 | Westminster | 13.8 | 6.04 | 6.21 | 6.06 | 11.78 | 11.78 | 11.78 | 51.27% | 52.72% | 51.44% | 51.81% | Y | N | N
| 357 | Massachusetts Electric | NE South | Southeast | Union Street |  | Franklin | Distribution | 05-348W8 | Bellingham, Franklin, Wrentham | 13.8 | 7.16 | 6.94 | 5.59 | 12.67 | 12.67 | 12.67 | 56.51% | 54.78% | 44.12% | 51.8% | Y | N | N
| 1124 | Massachusetts Electric | NE North | Merrimack Valley | Boulevard |  | Lowell | Distribution | 14-77L1 | Dracut, Lowell | 13.2 | 6.95 | 5.17 | 6.17 | 11.77 | 11.77 | 11.77 | 59.05% | 43.93% | 52.42% | 51.8% | Y | N | N
| 506 | Massachusetts Electric | NE South | South Shore | Plymouth St |  | Abington | Distribution | 07-93W40 | Abington, Hanover, Rockland | 13.8 | 6.48 | 6.26 | 5.59 | 11.83 | 11.83 | 11.83 | 54.78% | 52.92% | 47.25% | 51.65% | Y | N | N
| 333 | Massachusetts Electric | NE South | Southeast | Franklin |  | Franklin | Distribution | 05-341W2 | Franklin | 13.8 | 4.71 | 4.57 | 4.11 | 8.65 | 8.65 | 8.65 | 54.45% | 52.83% | 47.51% | 51.6% | Y | N | N
| 604 | Massachusetts Electric | NE North | Western | Barre |  | Barre | Distribution | 09-604W4 | Barre, Petersham | 13.8 | 3.95 | 5.55 | 6.17 | 10.13 | 10.13 | 10.13 | 38.99% | 54.79% | 60.91% | 51.56% | Y | N | N
| 118 | Massachusetts Electric | NE North | Central | E. Webster |  | Webster | Distribution | 01-412L6 | Webster | 13.2 | 4.59 | 5.97 | 4.15 | 8.85 | 8.85 | 11.77 | 51.86% | 67.46% | 35.26% | 51.53% | Y | N | N
| 610 | Massachusetts Electric | NE North | Western | Wendell Depot |  | Wendell | Distribution | 09-705W1 | Erving, Shutesbury, Wendell | 13.8 | 6.18 | 6.53 | 6.76 | 12.62 | 12.62 | 12.62 | 48.97% | 51.74% | 53.57% | 51.43% | Y | Y | N
| 361 | Massachusetts Electric | NE South | Southeast | Rehoboth |  | Rehoboth | Distribution | 05-3J3 | Rehoboth, Seekonk | 4.16 | 1.1 | 1.2 | 1.2 | 2.27 | 2.27 | 2.27 | 48.46% | 52.86% | 52.86% | 51.4% | Y | N | N
| 72 | Massachusetts Electric | NE North | Central | Greendale |  | Worcester | Distribution | 01-24W1 | Worcester | 13.8 | 4.64 | 4.61 | 4.34 | 8.82 | 8.82 | 8.82 | 52.61% | 52.27% | 49.21% | 51.36% | Y | N | N
| 664 | Massachusetts Electric | NE North | North Shore | Kent |  | Saugus | Distribution | 12-13J3 | Saugus | 4.16 | 2.48 | 1.51 | 1.51 | 3.57 | 3.57 | 3.57 | 69.47% | 42.3% | 42.3% | 51.35% | Y | N | N
| 89 | Massachusetts Electric | NE North | Central | Chandler St. |  | Worcester | Distribution | 01-2J349 | Worcester | 4.16 | 1.43 | 1.4 | 1.69 | 2.94 | 2.94 | 2.94 | 48.64% | 47.62% | 57.48% | 51.25% | Y | N | N
| 911 | Massachusetts Electric | NE North | Merrimack Valley | Worthen Street |  | Lowell | Distribution | 14-13J2 | Lowell | 4.16 | 1.38 | 1.37 | 1.17 | 2.55 | 2.55 | 2.55 | 54.12% | 53.73% | 45.88% | 51.24% | Y | N | N
| 239 | Massachusetts Electric | NE South | Southeast | Swansea Sub |  | Swansea | Distribution | 05-11W81 | Rehoboth, Swansea | 13.8 | 7.18 | 6.69 | 6.37 | 13.17 | 13.17 | 13.17 | 54.52% | 50.8% | 48.37% | 51.23% | Y | N | N
| 778 | Massachusetts Electric | NE North | North Shore | Quinn |  | Lynn | Distribution | 12-24W2 | Lynn | 13.8 | 4.14 | 4.42 | 3.47 | 7.84 | 7.84 | 7.84 | 52.81% | 56.38% | 44.26% | 51.15% | Y | N | N
| 446 | Massachusetts Electric | NE South | South Shore | Division St |  | Rockland | Distribution | 07-64J1 | Abington, Rockland | 4.16 | 2.28 | 1.33 | 1.74 | 3.49 | 3.49 | 3.49 | 65.33% | 38.11% | 49.86% | 51.1% | Y | N | N
| 100 | Massachusetts Electric | NE North | Central | North Grafton |  | Grafton | Distribution | 01-328W3 | Grafton | 13.8 | 6.25 | 7.34 | 5.82 | 12.67 | 12.67 | 12.67 | 49.33% | 57.93% | 45.94% | 51.07% | Y | N | N
| 791 | Massachusetts Electric | NE North | North Shore | W. Salem |  | Salem | Distribution | 12-29W6 | Salem, Swampscott | 13.8 | 6.66 | 6.84 | 5.88 | 12.67 | 12.67 | 12.67 | 52.57% | 53.99% | 46.41% | 50.99% | Y | N | N
| 712 | Massachusetts Electric | NE North | North Shore | Lynnway |  | Lynn | Distribution | 12-21J29 | Lynn | 4.16 | 0.84 | 1.3 | 1.21 | 2.2 | 2.2 | 2.2 | 38.18% | 59.09% | 55% | 50.76% | Y | N | N
| 399 | Massachusetts Electric | NE South | South Shore | Mid-Weymouth |  | Weymouth | Distribution | 07-12W2 | Weymouth | 13.8 | 6.08 | 5.7 | 5.85 | 11.59 | 11.59 | 11.59 | 52.46% | 49.18% | 50.47% | 50.7% | Y | N | N
| 824 | Massachusetts Electric | NE North | North Shore | Railyard |  | Salem | Distribution | 12-49W2 | Salem | 13.8 | 6.14 | 6.31 | 5.45 | 11.78 | 11.78 | 11.78 | 52.12% | 53.57% | 46.26% | 50.65% | Y | N | N
| 151 | Massachusetts Electric | NE North | Central | E. Westminster |  | Westminster | Distribution | 01-609W1 | Hubbardston, Rutland, Westminster | 13.8 | 5.83 | 5.96 | 5.49 | 11.38 | 11.38 | 11.38 | 51.23% | 52.37% | 48.24% | 50.62% | Y | N | N
| 926 | Massachusetts Electric | NE North | Merrimack Valley | Meadowbrook |  | Chelmsford | Distribution | 14-16L6 | Chelmsford, Lowell | 13.2 | 5.58 | 6.88 | 5.94 | 12.12 | 12.12 | 12.12 | 46.04% | 56.77% | 49.01% | 50.61% | Y | N | N
| 596 | Massachusetts Electric | NE North | Western | Thorndike |  | Palmer | Distribution | 09-523L2 | Belchertown, Monson, Palmer, Ware | 13.2 | 5.42 | 5.85 | 5.33 | 10.97 | 10.97 | 10.97 | 49.41% | 53.33% | 48.59% | 50.44% | Y | N | N
| 225 | Massachusetts Electric | NE South | Southeast | Hathaway St. Sub |  | Fall River | Distribution | 05-106W46 | Fall River | 13.8 | 7.24 | 7.65 | 7.41 | 15.66 | 14.34 | 14.34 | 46.23% | 53.35% | 51.67% | 50.42% | Y | N | N
| 1123 | Massachusetts Electric | NE North | Merrimack Valley | Whittier |  | Haverhill | Distribution | 14-76L3 | Haverhill | 13.2 | 4.96 | 4.85 | 4.89 | 9.72 | 9.72 | 9.72 | 51.03% | 49.9% | 50.31% | 50.41% | Y | N | N
| 304 | Massachusetts Electric | NE South | Southeast | Northboro Road |  | Southborough | Distribution | 05-317W8 | Marlborough, Southborough | 13.8 | 5.2 | 5 | 4.77 | 9.92 | 9.92 | 9.92 | 52.42% | 50.4% | 48.08% | 50.3% | Y | N | N
| 146 | Massachusetts Electric | NE North | Central | Crystal Lake |  | Gardner | Distribution | 01-607W1 | Gardner | 13.8 | 6.49 | 6.35 | 5.73 | 12.31 | 12.31 | 12.31 | 52.72% | 51.58% | 46.55% | 50.28% | Y | N | N
| 350 | Massachusetts Electric | NE South | Southeast | Beaver Pond |  | Franklin | Distribution | 05-344W6 | Franklin | 13.8 | 5.64 | 6.55 | 6.92 | 12.67 | 12.67 | 12.67 | 44.51% | 51.7% | 54.62% | 50.28% | Y | N | N
| 690 | Massachusetts Electric | NE North | North Shore | Turnpike |  | Lynnfield | Distribution | 12-19W2 | Saugus | 13.8 | 5.58 | 4.52 | 3.58 | 9.08 | 9.08 | 9.08 | 61.45% | 49.78% | 39.43% | 50.22% | Y | N | N
| 341 | Massachusetts Electric | NE South | Southeast | Foxboro 1 |  | Foxborough | Distribution | 05-3431W1 | Foxborough | 13.8 | 4.77 | 4.61 | 3.9 | 7.74 | 9.56 | 9.56 | 61.63% | 48.22% | 40.79% | 50.21% | Y | N | N
| 13 | Massachusetts Electric | NE North | Central | Faraday St. |  | Worcester | Distribution | 01-11J346 | Worcester | 4.16 | 1.51 | 0.96 | 0.92 | 2.44 | 2.44 | 1.87 | 61.89% | 39.34% | 49.2% | 50.14% | Y | N | N
| 165 | Massachusetts Electric | NE North | Central | Webster St. |  | Worcester | Distribution | 01-6J356 | Worcester | 4.16 | 1.2 | 1.78 | 1.44 | 2.94 | 2.94 | 2.94 | 40.82% | 60.54% | 48.98% | 50.11% | Y | N | N
| 254 | Massachusetts Electric | NE South | Southeast | West Street |  | Attleboro | Distribution | 05-1J4 | Attleboro | 4.16 | 1.74 | 1.57 | 1.42 | 3.15 | 3.15 | 3.15 | 55.24% | 49.84% | 45.08% | 50.05% | Y | N | N
| 1100 | Massachusetts Electric | NE North | Merrimack Valley | Billerica |  | Billerica | Distribution | 14-70L2 | Billerica | 13.2 | 3.82 | 5.21 | 5.56 | 9.72 | 9.72 | 9.72 | 39.3% | 53.6% | 57.2% | 50.03% | Y | N | N
| 839 | Massachusetts Electric | NE North | North Shore | Riverdale |  | Gloucester | Distribution | 12-52J2 | Gloucester | 4.16 | 1.78 | 1.2 | 1.61 | 3.06 | 3.06 | 3.06 | 58.17% | 39.22% | 52.61% | 50% | Y | N | N
| 836 | Massachusetts Electric | NE North | North Shore | E. Beverly |  | Beverly | Distribution | 12-51T2 | Beverly, Essex, Gloucester, Hamilton, Wenham | 34.5 | 15.84 | 15.3 | 12.25 | 28.98 | 28.98 | 28.98 | 54.66% | 52.8% | 42.27% | 49.91% | Y | N | N
| 244 | Massachusetts Electric | NE South | Southeast | Riverside Sub |  | Somerset | Distribution | 05-17J1 | Somerset | 4.16 | 1.54 | 1.5 | 1.42 | 2.98 | 2.98 | 2.98 | 51.68% | 50.34% | 47.65% | 49.89% | Y | N | N
| 42 | Massachusetts Electric | NE North | Central | Litchfield St |  | Leominster | Distribution | 01-207W3 | Lancaster, Leominster | 13.8 | 6.29 | 5.82 | 6.1 | 12.19 | 12.19 | 12.19 | 51.6% | 47.74% | 50.04% | 49.79% | Y | N | N
| 98 | Massachusetts Electric | NE North | Central | North Grafton |  | Grafton | Distribution | 01-328W1 | Grafton, Millbury, Worcester | 13.8 | 6.5 | 6.08 | 6.34 | 12.67 | 12.67 | 12.67 | 51.3% | 47.99% | 50.04% | 49.78% | Y | N | N
| 354 | Massachusetts Electric | NE South | Southeast | Union Street |  | Franklin | Distribution | 05-348W5 | Franklin, Wrentham | 13.8 | 6.37 | 6.22 | 5.77 | 12.31 | 12.31 | 12.31 | 51.75% | 50.53% | 46.87% | 49.72% | Y | N | N
| 270 | Massachusetts Electric | NE South | Southeast | Forest Street |  | Attleboro | Distribution | 05-2J1 | Attleboro | 4.16 | 1.83 | 1.44 | 1.59 | 3.26 | 3.26 | 3.26 | 56.13% | 44.17% | 48.77% | 49.69% | Y | N | N
| 1011 | Massachusetts Electric | NE North | Merrimack Valley | Perry Street |  | Lowell | Distribution | 14-3J4 | Lowell | 4.16 | 1.68 | 1.7 | 0 | 2.27 | 2.27 | 2.27 | 74.01% | 74.89% | 0% | 49.63% | Y | N | N
| 623 | Massachusetts Electric | NE North | Western | West St |  | Northampton | Distribution | 09-901W2 | Northampton | 13.8 | 4.35 | 4.5 | 4.25 | 8.82 | 8.82 | 8.82 | 49.32% | 51.02% | 48.19% | 49.51% | Y | N | N
| 584 | Massachusetts Electric | NE North | Western | East Longmeadow |  | East Longmeadow | Distribution | 09-508L5 | East Longmeadow | 13.2 | 5.93 | 6.01 | 5.53 | 11.77 | 11.77 | 11.77 | 50.38% | 51.06% | 46.98% | 49.48% | Y | N | N
| 457 | Massachusetts Electric | NE South | South Shore | Harrison Blvd |  | Avon | Distribution | 07-75W7 | Randolph, Stoughton | 13.8 | 6.2 | 6.72 | 5.85 | 12.67 | 12.67 | 12.67 | 48.93% | 53.04% | 46.17% | 49.38% | Y | N | N
| 651 | Massachusetts Electric | NE North | North Shore | Granite |  | Lynn | Distribution | 12-12J904 | Lynn | 4.16 | 1.2 | 1.19 | 0.98 | 2.16 | 2.16 | 2.65 | 55.56% | 55.09% | 36.98% | 49.21% | Y | N | N
| 46 | Massachusetts Electric | NE North | Central | Fitch Rd. |  | Clinton | Distribution | 01-216W1 | Clinton | 13.8 | 5.71 | 6.13 | 5.47 | 11.78 | 11.78 | 11.78 | 48.47% | 52.04% | 46.43% | 48.98% | Y | N | N
| 143 | Massachusetts Electric | NE North | Central | Treasure Valley |  | Paxton | Distribution | 01-55W3 | Rutland | 13.8 | 5.97 | 5.95 | 5.97 | 11.95 | 11.95 | 12.67 | 49.96% | 49.79% | 47.12% | 48.96% | Y | N | N
| 112 | Massachusetts Electric | NE North | Central | Fiskdale |  | Sturbridge | Distribution | 01-408L2 | Sturbridge | 13.2 | 4.95 | 5.23 | 4.89 | 9.99 | 9.99 | 10.88 | 49.55% | 52.35% | 44.94% | 48.95% | Y | N | N
| 639 | Massachusetts Electric | NE North | North Shore | Wellington |  | Medford | Distribution | 12-11J13 | Medford | 4.16 | 1.18 | 1.44 | 2.16 | 3.26 | 3.26 | 3.26 | 36.2% | 44.17% | 66.26% | 48.88% | Y | N | N
| 923 | Massachusetts Electric | NE North | Merrimack Valley | Meadowbrook |  | Chelmsford | Distribution | 14-16L3 | Lowell | 13.2 | 6.2 | 5.88 | 5.69 | 12.12 | 12.12 | 12.12 | 51.16% | 48.51% | 46.95% | 48.87% | Y | N | N
| 505 | Massachusetts Electric | NE South | South Shore | Easton |  | Easton | Distribution | 07-92W79 | Easton | 13.8 | 6.12 | 6.43 | 5.64 | 12.43 | 12.43 | 12.43 | 49.24% | 51.73% | 45.37% | 48.78% | Y | N | N
| 370 | Massachusetts Electric | NE South | Southeast | Clara Street |  | Seekonk | Distribution | 05-6J2 | Attleboro, Seekonk | 4.16 | 1.58 | 1.04 | 1.68 | 2.94 | 2.94 | 2.94 | 53.74% | 35.37% | 57.14% | 48.75% | Y | N | N
| 871 | Massachusetts Electric | NE North | North Shore | Revere |  | Revere | Distribution | 12-7J1 | Revere | 4.16 | 1.54 | 1.25 | 1.49 | 2.93 | 2.93 | 2.93 | 52.56% | 42.66% | 50.85% | 48.69% | Y | N | N
| 726 | Massachusetts Electric | NE North | North Shore | Winthrop |  | Winthrop | Distribution | 12-22J7 | Winthrop | 4.16 | 1.62 | 1.64 | 1.36 | 3.18 | 3.18 | 3.18 | 50.94% | 51.57% | 42.77% | 48.43% | Y | N | N
| 344 | Massachusetts Electric | NE South | Southeast | Foxboro 2 |  | Foxborough | Distribution | 05-3432W2 | Foxborough | 13.8 | 3.99 | 4.15 | 4.06 | 8.06 | 8.06 | 9.2 | 49.5% | 51.49% | 44.13% | 48.37% | Y | N | N
| 551 | Massachusetts Electric | NE North | Western | Walker St |  | North Adams | Distribution | 09-1015W2 | Clarksburg, Florida, North Adams | 13.8 | 5.7 | 5.49 | 5.1 | 11.23 | 11.23 | 11.23 | 50.76% | 48.89% | 45.41% | 48.35% | Y | N | N
| 977 | Massachusetts Electric | NE North | Merrimack Valley | Lawrence |  | Lawrence | Distribution | 14-2J3 | Lawrence | 3.74 | 1.51 | 1.24 | 1.51 | 2.94 | 2.94 | 2.94 | 51.36% | 42.18% | 51.36% | 48.3% | Y | N | N
| 638 | Massachusetts Electric | NE North | North Shore | Wellington |  | Medford | Distribution | 12-11J1 | Medford | 4.16 | 1.61 | 1.35 | 1.44 | 3.06 | 3.06 | 3.06 | 52.61% | 44.12% | 47.06% | 47.93% | Y | N | N
| 48 | Massachusetts Electric | NE North | Central | Fitch Rd. |  | Clinton | Distribution | 01-216W3 | Clinton, Lancaster | 13.8 | 6.1 | 5.5 | 5.33 | 11.78 | 11.78 | 11.78 | 51.78% | 46.69% | 45.25% | 47.91% | Y | N | N
| 57 | Massachusetts Electric | NE North | Central | Prospect St. |  | Leominster | Distribution | 01-219W6 | Leominster | 13.8 | 5.47 | 4.29 | 3.43 | 9.2 | 9.2 | 9.2 | 59.46% | 46.63% | 37.28% | 47.79% | Y | N | N
| 317 | Massachusetts Electric | NE South | Southeast | Uxbridge |  | Uxbridge | Distribution | 05-321W5 | Northbridge, Uxbridge | 13.8 | 6.24 | 5.22 | 5.09 | 10.16 | 12.62 | 12.62 | 61.42% | 41.36% | 40.33% | 47.7% | Y | N | N
| 1102 | Massachusetts Electric | NE North | Merrimack Valley | Billerica |  | Billerica | Distribution | 14-70L4 | Billerica | 13.2 | 5.76 | 5.88 | 5.67 | 12.12 | 12.12 | 12.12 | 47.52% | 48.51% | 46.78% | 47.61% | Y | N | N
| 419 | Massachusetts Electric | NE South | South Shore | Field St |  | Quincy | Distribution | 07-1W9 | Abington, Quincy | 13.8 | 4.8 | 4.88 | 4.51 | 9.94 | 9.94 | 9.94 | 48.29% | 49.09% | 45.37% | 47.59% | Y | N | N
| 169 | Massachusetts Electric | NE North | Central | Stearns St. |  | Worcester | Distribution | 01-7J387 | Worcester | 4.16 | 1.5 | 1.5 | 1.19 | 2.94 | 2.94 | 2.94 | 51.02% | 51.02% | 40.48% | 47.51% | Y | N | N
| 345 | Massachusetts Electric | NE South | Southeast | Beaver Pond |  | Franklin | Distribution | 05-344W1 | Franklin | 13.8 | 5.84 | 5.7 | 5.29 | 11.81 | 11.81 | 11.81 | 49.45% | 48.26% | 44.79% | 47.5% | Y | N | N
| 393 | Massachusetts Electric | NE South | South Shore | North Quincy |  | Quincy | Distribution | 07-11W2 | Quincy | 13.8 | 7 | 6.93 | 6.16 | 14.1 | 14.1 | 14.1 | 49.65% | 49.15% | 43.69% | 47.49% | Y | N | N
| 646 | Massachusetts Electric | NE North | North Shore | Beverly |  | Beverly | Distribution | 12-12J5 | Beverly | 4.16 | 1.51 | 1.55 | 1.44 | 3.16 | 3.16 | 3.16 | 47.78% | 49.05% | 45.57% | 47.47% | Y | N | N
| 494 | Massachusetts Electric | NE South | South Shore | Dupont |  | Brockton | Distribution | 07-91W41 | Brockton, E. Bridgewater, Whitman | 13.8 | 5.47 | 5.64 | 5.38 | 11.59 | 11.59 | 11.59 | 47.2% | 48.66% | 46.42% | 47.43% | Y | N | N
| 68 | Massachusetts Electric | NE North | Central | Cooks Pond |  | Worcester | Distribution | 01-23W1 | Worcester | 13.8 | 4.02 | 5.02 | 4.81 | 9.75 | 9.75 | 9.75 | 41.23% | 51.49% | 49.33% | 47.35% | Y | N | N
| 481 | Massachusetts Electric | NE South | South Shore | Mill St |  | Bridgewater | Distribution | 07-912W74 | Bridgewater, E. Bridgewater, Halifax | 13.8 | 7.96 | 6.06 | 6.93 | 14.77 | 14.77 | 14.77 | 53.89% | 41.03% | 46.92% | 47.28% | Y | N | N
| 291 | Massachusetts Electric | NE South | Southeast | Woodside |  | Northborough | Distribution | 05-313W4 | Marlborough, Northborough | 13.8 | 5.58 | 5.53 | 5.31 | 11.59 | 11.59 | 11.59 | 48.14% | 47.71% | 45.82% | 47.22% | Y | N | N
| 480 | Massachusetts Electric | NE South | South Shore | Mill St |  | Bridgewater | Distribution | 07-912W73 | Bridgewater | 13.8 | 7.12 | 6.6 | 7.19 | 14.77 | 14.77 | 14.77 | 48.21% | 44.69% | 48.68% | 47.19% | Y | N | N
| 564 | Massachusetts Electric | NE North | Western | Sheffield |  | Sheffield | Distribution | 09-1108W1 | Egremont, Sheffield | 13.8 | 3.4 | 4.08 | 3.84 | 8.01 | 8.01 | 8.01 | 42.45% | 50.94% | 47.94% | 47.11% | Y | N | N
| 725 | Massachusetts Electric | NE North | North Shore | Winthrop |  | Winthrop | Distribution | 12-22J6 | Winthrop | 4.16 | 1.35 | 1.39 | 1.11 | 2.73 | 2.73 | 2.73 | 49.45% | 50.92% | 40.66% | 47.01% | Y | N | N
| 692 | Massachusetts Electric | NE North | North Shore | Salem Peabody St. |  | Salem | Distribution | 12-1J10 | Salem | 4.16 | 1.44 | 1.21 | 0.86 | 2.49 | 2.49 | 2.49 | 57.83% | 48.59% | 34.54% | 46.99% | Y | N | N
| 284 | Massachusetts Electric | NE South | Southeast | Westboro |  | Westborough | Distribution | 05-312W2 | Northborough, Westborough | 13.8 | 5.34 | 6 | 6.31 | 12.57 | 12.57 | 12.57 | 42.48% | 47.73% | 50.2% | 46.8% | Y | N | N
| 35 | Massachusetts Electric | NE North | Central | Tatnuck |  | Worcester | Distribution | 01-1J390 | Worcester | 4.16 | 0.71 | 1.29 | 1.32 | 2.37 | 2.37 | 2.37 | 29.96% | 54.43% | 55.7% | 46.69% | Y | N | N
| 780 | Massachusetts Electric | NE North | North Shore | Melrose |  | Melrose | Distribution | 12-25W2 | Melrose, Saugus | 13.8 | 6.38 | 6.12 | 5.21 | 12.67 | 12.67 | 12.67 | 50.36% | 48.3% | 41.12% | 46.59% | Y | N | N
| 1108 | Massachusetts Electric | NE North | Merrimack Valley | West Chelmsford |  | Chelmsford | Distribution | 14-73L1 | Chelmsford, Westford | 13.2 | 5.99 | 5.65 | 4.78 | 11.77 | 11.77 | 11.77 | 50.89% | 48% | 40.61% | 46.5% | Y | N | N
| 661 | Massachusetts Electric | NE North | North Shore | Lynnway |  | Lynn | Distribution | 12-1394 | Lynn | 13.8 | 5.23 | 5.09 | 4.68 | 10.76 | 10.76 | 10.76 | 48.61% | 47.3% | 43.49% | 46.47% | Y | N | N
| 866 | Massachusetts Electric | NE North | North Shore | Bridge |  | Lynn | Distribution | 12-6J1 | Lynn | 4.16 | 0.86 | 0.65 | 0.9 | 1.73 | 1.73 | 1.73 | 49.71% | 37.57% | 52.02% | 46.44% | Y | N | N
| 666 | Massachusetts Electric | NE North | North Shore | Maplewood |  | Malden | Distribution | 12-16J3 | Malden | 4.16 | 1.75 | 0.63 | 0.43 | 2.02 | 2.02 | 2.02 | 86.63% | 31.19% | 21.29% | 46.37% | Y | N | N
| 476 | Massachusetts Electric | NE South | South Shore | Ames |  | Brockton | Distribution | 07-911W77 | Abington, Brockton, Holbrook | 13.8 | 7.08 | 6.74 | 6.26 | 14.46 | 14.46 | 14.46 | 48.96% | 46.61% | 43.29% | 46.29% | Y | N | N
| 483 | Massachusetts Electric | NE South | South Shore | Stoughton |  | Stoughton | Distribution | 07-913W17 | Stoughton | 13.8 | 5.28 | 5.53 | 6.78 | 12.67 | 12.67 | 12.67 | 41.67% | 43.65% | 53.51% | 46.28% | Y | N | N
| 91 | Massachusetts Electric | NE North | Central | Chandler St. |  | Worcester | Distribution | 01-2J393 | Worcester | 4.16 | 1.67 | 1.18 | 1.14 | 2.88 | 2.88 | 2.88 | 57.99% | 40.97% | 39.58% | 46.18% | Y | N | N
| 817 | Massachusetts Electric | NE North | North Shore | Fayette |  | Lynn | Distribution | 12-3J901 | Lynn | 4.16 | 1.66 | 1.44 | 1.44 | 3.28 | 3.28 | 3.28 | 50.61% | 43.9% | 43.9% | 46.14% | Y | N | N
| 710 | Massachusetts Electric | NE North | North Shore | Lynnway |  | Lynn | Distribution | 12-21J27 | Lynn | 4.16 | 0.97 | 0.99 | 0.93 | 2.11 | 2.08 | 2.08 | 45.97% | 47.6% | 44.71% | 46.09% | Y | N | N
| 80 | Massachusetts Electric | NE North | Central | Pondville |  | Auburn | Distribution | 01-26W4 | Auburn | 13.8 | 4.07 | 3.89 | 4.23 | 8.82 | 8.82 | 8.82 | 46.15% | 44.1% | 47.96% | 46.07% | Y | N | N
| 301 | Massachusetts Electric | NE South | Southeast | Northboro Road |  | Southborough | Distribution | 05-317W5 | Marlborough, Westborough | 13.8 | 4.23 | 4.91 | 5.19 | 10.4 | 10.4 | 10.4 | 40.67% | 47.21% | 49.9% | 45.93% | Y | N | N
| 1060 | Massachusetts Electric | NE North | Merrimack Valley | Boston Rd |  | Westford | Distribution | 14-58L3 | Westford | 13.2 | 5.49 | 5.69 | 5.83 | 12.37 | 12.37 | 12.37 | 44.38% | 46% | 47.13% | 45.84% | Y | N | N
| 224 | Massachusetts Electric | NE South | Southeast | Hathaway St. Sub |  | Fall River | Distribution | 05-106W45 | Fall River | 13.8 | 6.79 | 3.44 | 6.45 | 10.66 | 13.5 | 13.5 | 63.7% | 25.48% | 47.78% | 45.65% | Y | N | N
| 1136 | Massachusetts Electric | NE North | Merrimack Valley | Andover |  | Andover | Distribution | 14-8L1 | Andover, Lawrence | 13.2 | 5.37 | 5.51 | 4.53 | 11.27 | 11.27 | 11.27 | 47.65% | 48.89% | 40.2% | 45.58% | Y | N | N
| 9 | Massachusetts Electric | NE North | Central | Faraday St. |  | Worcester | Distribution | 01-11J331 | Worcester | 4.16 | 1.12 | 1.14 | 1.16 | 2.56 | 2.56 | 2.4 | 43.75% | 44.53% | 48.33% | 45.54% | Y | N | N
| 847 | Massachusetts Electric | NE North | North Shore | Malden |  | Malden | Distribution | 12-5C2 | Malden | 4.16 | 1.28 | 1.29 | 1.1 | 2.69 | 2.69 | 2.69 | 47.58% | 47.96% | 40.89% | 45.48% | Y | N | N
| 890 | Massachusetts Electric | NE North | North Shore | Medford |  | Medford | Distribution | 12-9C4 | Medford | 4.16 | 0.89 | 1.15 | 1.15 | 2.34 | 2.34 | 2.34 | 38.03% | 49.15% | 49.15% | 45.44% | Y | N | N
| 484 | Massachusetts Electric | NE South | South Shore | Stoughton |  | Stoughton | Distribution | 07-913W18 | Stoughton | 13.8 | 4.83 | 4.63 | 4.38 | 10.16 | 10.16 | 10.16 | 47.54% | 45.57% | 43.11% | 45.41% | Y | N | N
| 1033 | Massachusetts Electric | NE North | Merrimack Valley | North Haverhill |  | Haverhill | Distribution | 14-48L1 | Haverhill | 13.2 | 4.85 | 5.49 | 5.66 | 11.77 | 11.77 | 11.77 | 41.21% | 46.64% | 48.09% | 45.31% | Y | N | N
| 531 | Massachusetts Electric | NE South | South Shore | Belmont |  | Brockton | Distribution | 07-98W19 | Brockton, West Bridgewater | 13.8 | 6.69 | 6.67 | 6.29 | 14.46 | 14.46 | 14.46 | 46.27% | 46.13% | 43.5% | 45.3% | Y | N | N
| 386 | Massachusetts Electric | NE South | Southeast | Read Street |  | Attleboro | Distribution | 05-9L6 | Attleboro | 13.2 | 5.86 | 5.24 | 4.92 | 11.8 | 11.8 | 11.8 | 49.66% | 44.41% | 41.69% | 45.25% | Y | N | N
| 184 | Massachusetts Electric | NE North | Central | Grafton St. |  | Worcester | Distribution | 01-9J329 | Worcester | 4.16 | 1.61 | 1.13 | 1.18 | 2.89 | 2.89 | 2.89 | 55.71% | 39.1% | 40.83% | 45.21% | Y | N | N
| 642 | Massachusetts Electric | NE North | North Shore | Wellington |  | Medford | Distribution | 12-11J4 | Malden, Medford | 4.16 | 1.44 | 1.17 | 1.03 | 2.69 | 2.69 | 2.69 | 53.53% | 43.49% | 38.29% | 45.11% | Y | N | N
| 1141 | Massachusetts Electric | NE North | Merrimack Valley | Pinehurst |  | Billerica | Distribution | 14-92L1 | Billerica | 13.2 | 5.28 | 5.42 | 5.26 | 11.8 | 11.8 | 11.8 | 44.75% | 45.93% | 44.58% | 45.08% | Y | N | N
| 887 | Massachusetts Electric | NE North | North Shore | Medford |  | Medford | Distribution | 12-9C1 | Medford | 4.16 | 0.62 | 1.39 | 1.2 | 2.38 | 2.38 | 2.38 | 26.05% | 58.4% | 50.42% | 44.96% | Y | N | N
| 1138 | Massachusetts Electric | NE North | Merrimack Valley | Andover |  | Andover | Distribution | 14-8L3 | Andover, Lawrence | 13.2 | 4.37 | 5.17 | 6.33 | 11.77 | 11.77 | 11.77 | 37.13% | 43.93% | 53.78% | 44.94% | Y | N | N
| 1008 | Massachusetts Electric | NE North | Merrimack Valley | Perry Street |  | Lowell | Distribution | 14-3J1 | Lowell | 4.16 | 0.96 | 1.27 | 1.16 | 2.52 | 2.52 | 2.52 | 38.1% | 50.4% | 46.03% | 44.84% | Y | N | N
| 1074 | Massachusetts Electric | NE North | Merrimack Valley | Methuen |  | Methuen | Distribution | 14-5J42 | Methuen | 3.74 | 1.08 | 1.2 | 1.19 | 2.58 | 2.58 | 2.58 | 41.86% | 46.51% | 46.12% | 44.83% | Y | N | N
| 524 | Massachusetts Electric | NE South | South Shore | Norwell |  | Norwell | Distribution | 07-96W44 | Hanover, Norwell | 13.8 | 6.84 | 6.93 | 6.74 | 15.25 | 15.25 | 15.25 | 44.85% | 45.44% | 44.2% | 44.83% | Y | N | N
| 411 | Massachusetts Electric | NE South | South Shore | Field St |  | Quincy | Distribution | 07-1W1 | Quincy | 13.8 | 5.34 | 5.42 | 5.07 | 11.78 | 11.78 | 11.78 | 45.33% | 46.01% | 43.04% | 44.79% | Y | N | N
| 135 | Massachusetts Electric | NE North | Central | Cambridge St. |  | Worcester | Distribution | 01-4J340 | Worcester | 4.16 | 0.72 | 0.72 | 1.22 | 1.98 | 1.98 | 1.98 | 36.36% | 36.36% | 61.62% | 44.78% | Y | N | N
| 663 | Massachusetts Electric | NE North | North Shore | Kent |  | Saugus | Distribution | 12-13J2 | Saugus | 4.16 | 1.21 | 0.72 | 0.72 | 1.98 | 1.98 | 1.98 | 61.11% | 36.36% | 36.36% | 44.61% | Y | N | N
| 553 | Massachusetts Electric | NE North | Western | Bear Swamp Upper Yard |  | Rowe | Distribution | 09-1019W1 | Charlemont, Florida, Hawley, Heath, Monroe, Rowe | 13.8 | 2.8 | 2.41 | 2.64 | 5.88 | 5.88 | 5.88 | 47.62% | 40.99% | 44.9% | 44.5% | Y | N | N
| 865 | Massachusetts Electric | NE North | North Shore | Danvers Rd. |  | Swampscott | Distribution | 12-69J1 | Swampscott | 4.16 | 2.52 | 1.2 | 1.2 | 3.71 | 3.71 | 3.71 | 67.92% | 32.35% | 32.35% | 44.2% | Y | N | N
| 988 | Massachusetts Electric | NE North | Merrimack Valley | Perry Street |  | Lowell | Sub-Transmission | 14-304 | Lowell | 13.8 | 2.45 | 2.72 | 2.1 | 5.49 | 5.49 | 5.49 | 44.63% | 49.54% | 38.25% | 44.14% | Y | N | N
| 234 | Massachusetts Electric | NE South | Southeast | Bates St. Sub |  | Fall River | Distribution | 05-115W45 | Fall River, Westport | 13.8 | 4.33 | 4.79 | 8.31 | 13.17 | 13.17 | 13.17 | 32.88% | 36.37% | 63.1% | 44.12% | Y | N | N
| 549 | Massachusetts Electric | NE North | Western | Charlemont |  | Buckland | Distribution | 09-1007G1 | Charlemont, Hawley, Heath | 8.32 | 0 | 1.55 | 1.07 | 1.98 | 1.98 | 1.98 | 0% | 78.28% | 54.04% | 44.11% | Y | N | N
| 362 | Massachusetts Electric | NE South | Southeast | Norton |  | Norton | Distribution | 05-4J1 | Norton | 4.16 | 0.81 | 0.8 | 0.8 | 1.84 | 1.84 | 1.84 | 44.02% | 43.48% | 43.48% | 43.66% | Y | N | N
| 200 | Massachusetts Electric | NE North | Central | Vernon Hill |  | Worcester | Distribution | 01-HT28 | Worcester | 13.8 | 2.13 | 1.74 | 2.36 | 4.76 | 4.76 | 4.76 | 44.75% | 36.55% | 49.58% | 43.63% | Y | N | N
| 305 | Massachusetts Electric | NE South | Southeast | North Marlboro |  | Marlborough | Distribution | 05-318W1 | Marlborough, Northborough | 13.8 | 5.4 | 5.34 | 5.51 | 12.48 | 12.48 | 12.48 | 43.27% | 42.79% | 44.15% | 43.4% | Y | N | N
| 164 | Massachusetts Electric | NE North | Central | Webster St. |  | Worcester | Distribution | 01-6J342 | Worcester | 4.16 | 1.01 | 1.42 | 1.39 | 2.94 | 2.94 | 2.94 | 34.35% | 48.3% | 47.28% | 43.31% | Y | N | N
| 49 | Massachusetts Electric | NE North | Central | Fitch Rd. |  | Clinton | Distribution | 01-216W4 | Clinton, Lancaster | 13.8 | 5.01 | 5.14 | 4.41 | 11.78 | 11.78 | 10.16 | 42.53% | 43.63% | 43.41% | 43.19% | Y | N | N
| 917 | Massachusetts Electric | NE North | Merrimack Valley | Worthen Street |  | Lowell | Distribution | 14-13L1 | Lowell | 13.2 | 3.89 | 3.82 | 4.87 | 9.74 | 9.74 | 9.74 | 39.94% | 39.22% | 50% | 43.05% | Y | N | N
| 643 | Massachusetts Electric | NE North | North Shore | Beverly |  | Beverly | Distribution | 12-12J2 | Beverly | 4.16 | 1.39 | 1.29 | 1.17 | 2.99 | 2.99 | 2.99 | 46.49% | 43.14% | 39.13% | 42.92% | Y | N | N
| 723 | Massachusetts Electric | NE North | North Shore | Winthrop |  | Winthrop | Distribution | 12-22J4 | Winthrop | 4.16 | 1.29 | 1.26 | 1.08 | 2.82 | 2.82 | 2.82 | 45.74% | 44.68% | 38.3% | 42.91% | Y | N | N
| 763 | Massachusetts Electric | NE North | North Shore | Saugus |  | Saugus | Distribution | 12-23W3 | Saugus | 13.8 | 3.03 | 3.73 | 3.7 | 7.17 | 8.6 | 8.6 | 42.26% | 43.37% | 43.02% | 42.88% | Y | N | N
| 299 | Massachusetts Electric | NE South | Southeast | Northboro Road |  | Southborough | Distribution | 05-317W3 | Southborough | 13.8 | 3.86 | 3.75 | 3.55 | 8.7 | 8.7 | 8.7 | 44.37% | 43.1% | 40.8% | 42.76% | Y | N | N
| 24 | Massachusetts Electric | NE North | Central | Squantum St. |  | Worcester | Distribution | 01-14J367 | Worcester | 4.16 | 1.11 | 1.12 | 1.09 | 2.59 | 2.59 | 2.59 | 42.86% | 43.24% | 42.08% | 42.73% | Y | N | N
| 398 | Massachusetts Electric | NE South | South Shore | Mid-Weymouth |  | Weymouth | Distribution | 07-12W1 | Weymouth | 13.8 | 5.27 | 5.5 | 5 | 12.31 | 12.31 | 12.31 | 42.81% | 44.68% | 40.62% | 42.7% | Y | N | N
| 627 | Massachusetts Electric | NE North | Western | Florence Jct |  | Northampton | Distribution | 09-909W2 | Northampton | 13.8 | 5.71 | 6.31 | 5.83 | 13.98 | 13.98 | 13.98 | 40.84% | 45.14% | 41.7% | 42.56% | Y | N | N
| 1001 | Massachusetts Electric | NE North | Merrimack Valley | Newburyport |  | Newburyport | Distribution | 14-36J1 | Newburyport | 4.16 | 0.92 | 1.02 | 0.96 | 2.29 | 2.29 | 2.29 | 40.17% | 44.54% | 41.92% | 42.21% | Y | N | N
| 489 | Massachusetts Electric | NE South | South Shore | Scituate |  | Scituate | Distribution | 07-915W35 | Norwell, Scituate | 13.8 | 5.45 | 6.85 | 6.06 | 14.51 | 14.51 | 14.51 | 37.56% | 47.21% | 41.76% | 42.18% | Y | N | N
| 976 | Massachusetts Electric | NE North | Merrimack Valley | Lawrence |  | Lawrence | Distribution | 14-2J2 | Lawrence | 3.74 | 1.23 | 1.41 | 1.08 | 2.94 | 2.94 | 2.94 | 41.84% | 47.96% | 36.73% | 42.18% | Y | N | N
| 669 | Massachusetts Electric | NE North | North Shore | Maplewood |  | Malden | Distribution | 12-16J6 | Malden | 4.16 | 2.4 | 0.99 | 0.14 | 2.8 | 2.8 | 2.8 | 85.71% | 35.36% | 5% | 42.02% | Y | N | N
| 1000 | Massachusetts Electric | NE North | Merrimack Valley | Byfield |  | Newbury | Distribution | 14-34M1 | Newbury, West Newbury | 4.8 | 1.4 | 1.45 | 1.2 | 3.22 | 3.22 | 3.22 | 43.48% | 45.03% | 37.27% | 41.93% | Y | N | N
| 1101 | Massachusetts Electric | NE North | Merrimack Valley | Billerica |  | Billerica | Distribution | 14-70L3 | Billerica, Chelmsford, Lowell | 13.2 | 6.72 | 3.7 | 4.78 | 12.12 | 12.12 | 12.12 | 55.45% | 30.53% | 39.44% | 41.8% | Y | N | N
| 47 | Massachusetts Electric | NE North | Central | Fitch Rd. |  | Clinton | Distribution | 01-216W2 | Clinton | 13.8 | 5.3 | 5.06 | 4.39 | 11.78 | 11.78 | 11.78 | 44.99% | 42.95% | 37.27% | 41.74% | Y | N | N
| 1057 | Massachusetts Electric | NE North | Merrimack Valley | Westford |  | Westford | Distribution | 14-57L4 | Westford | 13.2 | 5.03 | 4.78 | 4.94 | 11.8 | 11.8 | 11.8 | 42.63% | 40.51% | 41.86% | 41.67% | Y | N | N
| 1079 | Massachusetts Electric | NE North | Merrimack Valley | Newbury |  | Newbury | Distribution | 14-60L2 | Amesbury, Boxford, Newbury | 13.2 | 4.69 | 4.89 | 4.98 | 11.66 | 11.66 | 11.66 | 40.22% | 41.94% | 42.71% | 41.62% | Y | N | N
| 1018 | Massachusetts Electric | NE North | Merrimack Valley | Perry Street |  | Lowell | Distribution | 14-3J5 | Lowell | 4.16 | 1.22 | 0.89 | 0.81 | 2.34 | 2.34 | 2.34 | 52.14% | 38.03% | 34.62% | 41.6% | Y | N | N
| 760 | Massachusetts Electric | NE North | North Shore | Manchester |  | Manchester | Distribution | 12-23H4 | Manchester | 2.4 | 0.41 | 0.4 | 0.55 | 1.09 | 1.09 | 1.09 | 37.61% | 36.7% | 50.46% | 41.59% | Y | N | N
| 54 | Massachusetts Electric | NE North | Central | Prospect St. |  | Leominster | Distribution | 01-219W3 | Leominster | 13.8 | 5.1 | 5.25 | 4.34 | 11.78 | 11.78 | 11.78 | 43.29% | 44.57% | 36.84% | 41.57% | Y | N | N
| 132 | Massachusetts Electric | NE North | Central | Cambridge St. |  | Worcester | Distribution | 01-4J336 | Worcester | 4.16 | 0.86 | 1.1 | 0.94 | 2.33 | 2.33 | 2.33 | 36.91% | 47.21% | 40.34% | 41.49% | Y | N | N
| 168 | Massachusetts Electric | NE North | Central | Stearns St. |  | Worcester | Distribution | 01-7J386 | Leicester, Worcester | 4.16 | 1.08 | 1.23 | 1.34 | 2.94 | 2.94 | 2.94 | 36.73% | 41.84% | 45.58% | 41.38% | Y | N | N
| 691 | Massachusetts Electric | NE North | North Shore | Salem Peabody St. |  | Salem | Distribution | 12-1J1 | Salem | 4.16 | 1.3 | 0.97 | 0.81 | 2.49 | 2.49 | 2.49 | 52.21% | 38.96% | 32.53% | 41.23% | Y | N | N
| 802 | Massachusetts Electric | NE North | North Shore | Everett |  | Malden | Distribution | 12-37J4 | Everett | 4.16 | 1.12 | 1.12 | 1.14 | 2.74 | 2.74 | 2.74 | 40.88% | 40.88% | 41.61% | 41.12% | Y | N | N
| 1140 | Massachusetts Electric | NE North | Merrimack Valley | West Andover |  | Andover | Distribution | 14-8T2 | Andover, Lawrence | 34.5 | 12.13 | 10.46 | 14.76 | 30.42 | 30.42 | 30.12 | 39.88% | 34.39% | 49% | 41.09% | Y | N | N
| 668 | Massachusetts Electric | NE North | North Shore | Maplewood |  | Malden | Distribution | 12-16J5 | Malden | 4.16 | 0.65 | 1.9 | 0.74 | 2.7 | 2.7 | 2.7 | 24.07% | 70.37% | 27.41% | 40.62% | Y | N | N
| 863 | Massachusetts Electric | NE North | North Shore | Pine Banks |  | Melrose | Distribution | 12-67J3 | Malden, Melrose | 4.16 | 2.84 | 0.7 | 0.59 | 3.39 | 3.39 | 3.39 | 83.78% | 20.65% | 17.4% | 40.61% | Y | N | N
| 1035 | Massachusetts Electric | NE North | Merrimack Valley | North Haverhill |  | Haverhill | Distribution | 14-48L3 | Haverhill | 13.2 | 4.76 | 4.66 | 4.91 | 11.77 | 11.77 | 11.77 | 40.44% | 39.59% | 41.72% | 40.58% | Y | N | N
| 486 | Massachusetts Electric | NE South | South Shore | Stoughton |  | Stoughton | Distribution | 07-913W47 | Stoughton | 13.8 | 6.07 | 5.84 | 5.73 | 14.51 | 14.51 | 14.51 | 41.83% | 40.25% | 39.49% | 40.52% | Y | N | N
| 133 | Massachusetts Electric | NE North | Central | Cambridge St. |  | Worcester | Distribution | 01-4J338 | Worcester | 4.16 | 1.27 | 0.94 | 1.08 | 2.71 | 2.71 | 2.71 | 46.86% | 34.69% | 39.85% | 40.47% | Y | N | N
| 300 | Massachusetts Electric | NE South | Southeast | Northboro Road |  | Southborough | Distribution | 05-317W4 | Southborough, Westborough | 13.8 | 3.72 | 3.93 | 3.2 | 8.94 | 8.94 | 8.94 | 41.61% | 43.96% | 35.79% | 40.45% | Y | N | N
| 1115 | Massachusetts Electric | NE North | Merrimack Valley | East Methuen |  | Methuen | Distribution | 14-74L6 | Lawrence, Methuen | 13.2 | 4.64 | 5.01 | 5.01 | 12.12 | 12.12 | 12.12 | 38.28% | 41.34% | 41.34% | 40.32% | Y | N | N
| 514 | Massachusetts Electric | NE South | South Shore | Parkview |  | Stoughton | Distribution | 07-94W44 | Stoughton | 13.8 | 5.09 | 4.76 | 4.14 | 11.59 | 11.59 | 11.59 | 43.92% | 41.07% | 35.72% | 40.24% | Y | N | N
| 527 | Massachusetts Electric | NE South | South Shore | South Randolph |  | Randolph | Distribution | 07-97W3 | Holbrook, Randolph | 13.8 | 5.59 | 5.23 | 4.74 | 12.91 | 12.91 | 12.91 | 43.3% | 40.51% | 36.72% | 40.18% | Y | N | N
| 1134 | Massachusetts Electric | NE North | Merrimack Valley | Beach Road |  | Salisbury | Distribution | 14-7L2 | Salisbury | 13.2 | 4.64 | 4.66 | 4.92 | 11.8 | 11.8 | 11.8 | 39.32% | 39.49% | 41.69% | 40.17% | Y | N | N
| 347 | Massachusetts Electric | NE South | Southeast | Beaver Pond |  | Franklin | Distribution | 05-344W3 | Franklin | 13.8 | 4.42 | 4.37 | 4.76 | 11.28 | 11.28 | 11.28 | 39.18% | 38.74% | 42.2% | 40.04% | Y | N | N
| 702 | Massachusetts Electric | NE North | North Shore | Humphrey |  | Swampscott | Distribution | 12-1J902 | Swampscott | 4.16 | 0.36 | 0.94 | 0.79 | 1.74 | 1.74 | 1.74 | 20.69% | 54.02% | 45.4% | 40.04% | Y | N | N
| 1126 | Massachusetts Electric | NE North | Merrimack Valley | Boulevard |  | Lowell | Distribution | 14-77L3 | Lowell, Tyngsborough | 13.2 | 3.38 | 4.12 | 4.12 | 9.72 | 9.72 | 9.72 | 34.77% | 42.39% | 42.39% | 39.85% | Y | N | N
| 28 | Massachusetts Electric | NE North | Central | Salisbury |  | Worcester | Distribution | 01-16J2 | Worcester | 4.16 | 0.83 | 0.86 | 0.7 | 2 | 2 | 2 | 41.5% | 43% | 35% | 39.83% | Y | N | N
| 293 | Massachusetts Electric | NE South | Southeast | East Main Street |  | Westborough | Distribution | 05-314W2 | Southborough, Westborough | 13.8 | 6.08 | 5.42 | 5.18 | 13.98 | 13.98 | 13.98 | 43.49% | 38.77% | 37.05% | 39.77% | Y | N | N
| 837 | Massachusetts Electric | NE North | North Shore | E. Beverly |  | Beverly | Distribution | 12-51T3 | Gloucester, Rockport | 34.5 | 16.41 | 8.13 | 14.28 | 32.57 | 32.57 | 32.57 | 50.38% | 24.96% | 43.84% | 39.73% | Y | N | N
| 196 | Massachusetts Electric | NE North | Central | Webster St. |  | Worcester | Distribution | 01-HT22 | Worcester | 13.8 | 3.51 | 1.43 | 3.35 | 6.96 | 6.96 | 6.96 | 50.43% | 20.55% | 48.13% | 39.7% | Y | N | N
| 933 | Massachusetts Electric | NE North | Merrimack Valley | Lawrence |  | Lawrence | Distribution | 14-1J2 | Lawrence | 3.74 | 0.84 | 0.94 | 0.84 | 2.2 | 2.2 | 2.2 | 38.18% | 42.73% | 38.18% | 39.7% | Y | N | N
| 525 | Massachusetts Electric | NE South | South Shore | South Randolph |  | Randolph | Distribution | 07-97W1 | Randolph | 13.8 | 5.56 | 5.22 | 4.65 | 12.96 | 12.96 | 12.96 | 42.9% | 40.28% | 35.88% | 39.69% | Y | N | N
| 806 | Massachusetts Electric | NE North | North Shore | Everett |  | Everett | Distribution | 12-37W3 | Malden, Medford | 13.8 | 4.29 | 4.76 | 4.2 | 11.23 | 11.23 | 11.23 | 38.2% | 42.39% | 37.4% | 39.33% | Y | N | N
| 221 | Massachusetts Electric | NE South | Southeast | Hathaway St. Sub |  | Fall River | Distribution | 05-106W42 | Fall River | 13.8 | 5.78 | 6.17 | 4.96 | 14.48 | 14.34 | 14.34 | 39.92% | 43.03% | 34.59% | 39.18% | Y | N | N
| 163 | Massachusetts Electric | NE North | Central | Webster St. |  | Worcester | Distribution | 01-6J326 | Worcester | 4.16 | 0.77 | 1.03 | 0.82 | 2.23 | 2.23 | 2.23 | 34.53% | 46.19% | 36.77% | 39.16% | Y | N | N
| 32 | Massachusetts Electric | NE North | Central | Tatnuck |  | Worcester | Distribution | 01-1J363 | Worcester | 4.16 | 1.03 | 1.18 | 0.95 | 2.69 | 2.69 | 2.69 | 38.29% | 43.87% | 35.32% | 39.16% | Y | N | N
| 437 | Massachusetts Electric | NE South | South Shore | Atlantic |  | Quincy | Distribution | 07-4J4 | Quincy | 4.16 | 1.07 | 0.86 | 0.86 | 2.38 | 2.38 | 2.38 | 44.96% | 36.13% | 36.13% | 39.08% | Y | N | N
| 321 | Massachusetts Electric | NE South | Southeast | Plainridge Park 3337 |  | Plainville | Distribution | 05-3337W1 | Plainville, Wrentham | 13.8 | 5.2 | 4.57 | 4.22 | 12 | 12 | 12 | 43.33% | 38.08% | 35.17% | 38.86% | Y | N | N
| 1076 | Massachusetts Electric | NE North | Merrimack Valley | Methuen |  | Methuen | Distribution | 14-5J44 | Methuen | 3.74 | 0.78 | 0.84 | 0.86 | 2.13 | 2.13 | 2.13 | 36.62% | 39.44% | 40.38% | 38.81% | Y | N | N
| 22 | Massachusetts Electric | NE North | Central | Brooks St. |  | Worcester | Distribution | 01-13J350 | Worcester | 4.16 | 0.93 | 0.92 | 0.86 | 2.33 | 2.33 | 2.33 | 39.91% | 39.48% | 36.91% | 38.77% | Y | N | N
| 76 | Massachusetts Electric | NE North | Central | Greendale |  | Worcester | Distribution | 01-24W5 | Worcester | 13.8 | 4.13 | 4.23 | 3.98 | 10.61 | 10.61 | 10.61 | 38.93% | 39.87% | 37.51% | 38.77% | Y | N | N
| 400 | Massachusetts Electric | NE South | South Shore | Mid-Weymouth |  | Weymouth | Distribution | 07-12W3 | Weymouth | 13.8 | 4.44 | 4.64 | 4.25 | 11.47 | 11.47 | 11.47 | 38.71% | 40.45% | 37.05% | 38.74% | Y | N | N
| 1015 | Massachusetts Electric | NE North | Merrimack Valley | Andover |  | Andover | Distribution | 14-3J43 | Andover | 3.74 | 1.06 | 0.71 | 0.7 | 2.13 | 2.13 | 2.13 | 49.77% | 33.33% | 32.86% | 38.65% | Y | N | N
| 497 | Massachusetts Electric | NE South | South Shore | Dupont |  | Brockton | Distribution | 07-91W46 | Brockton | 13.8 | 4.84 | 5.04 | 3.61 | 11.64 | 11.64 | 11.64 | 41.58% | 43.3% | 31.01% | 38.63% | Y | N | N
| 64 | Massachusetts Electric | NE North | Central | Groton St. |  | Pepperell | Distribution | 01-226L1 | Pepperell | 13.2 | 5.82 | 5.59 | 4.73 | 13.99 | 13.99 | 13.99 | 41.6% | 39.96% | 33.81% | 38.46% | Y | N | N
| 999 | Massachusetts Electric | NE North | Merrimack Valley | East Boxford (New) |  | Boxford | Sub-Transmission | 14-33L2 | Boxford | 13.2 | 4.39 | 4.64 | 4.27 | 11.77 | 11.77 | 11.77 | 37.3% | 39.42% | 36.28% | 37.67% | Y | N | N
| 40 | Massachusetts Electric | NE North | Central | Litchfield St |  | Leominster | Distribution | 01-207W1 | Leominster | 13.8 | 5.9 | 4.12 | 3.65 | 12.19 | 12.19 | 12.19 | 48.4% | 33.8% | 29.94% | 37.38% | Y | N | N
| 563 | Massachusetts Electric | NE North | Western | Lenox Depot |  | Lenox | Distribution | 09-1103W2 | Lenox | 13.8 | 4.19 | 4.28 | 4.25 | 11.38 | 11.38 | 11.38 | 36.82% | 37.61% | 37.35% | 37.26% | Y | N | N
| 252 | Massachusetts Electric | NE South | Southeast | West Street |  | Attleboro | Distribution | 05-1J2 | Attleboro | 4.16 | 0.86 | 1.22 | 1.18 | 2.92 | 2.92 | 2.92 | 29.45% | 41.78% | 40.41% | 37.21% | Y | N | N
| 602 | Massachusetts Electric | NE North | Western | Barre |  | Barre | Distribution | 09-604W2 | Barre | 13.8 | 3.46 | 3.37 | 3.01 | 8.82 | 8.82 | 8.82 | 39.23% | 38.21% | 34.13% | 37.19% | Y | N | N
| 867 | Massachusetts Electric | NE North | North Shore | Bridge |  | Lynn | Distribution | 12-6J2 | Lynn | 4.16 | 1.15 | 0.65 | 1.01 | 2.52 | 2.52 | 2.52 | 45.63% | 25.79% | 40.08% | 37.17% | Y | N | N
| 624 | Massachusetts Electric | NE North | Western | West St |  | Northampton | Distribution | 09-901W3 | Northampton | 13.8 | 3.6 | 3.39 | 3.26 | 9.2 | 9.2 | 9.2 | 39.13% | 36.85% | 35.43% | 37.14% | Y | N | N
| 729 | Massachusetts Electric | NE North | North Shore | Swampscott |  | Swampscott | Distribution | 12-22W3 | Swampscott | 13.8 | 3.82 | 4.45 | 3.7 | 10.8 | 10.8 | 10.8 | 35.37% | 41.2% | 34.26% | 36.94% | Y | N | N
| 882 | Massachusetts Electric | NE North | North Shore | Revere |  | Revere | Distribution | 12-7W3 | Revere | 13.8 | 3.08 | 3.25 | 2.95 | 8.44 | 8.44 | 8.44 | 36.49% | 38.51% | 34.95% | 36.65% | Y | N | N
| 195 | Massachusetts Electric | NE North | Central | Vernon Hill |  | Worcester | Distribution | 01-HT2 | Worcester | 13.8 | 2.18 | 1.17 | 0.86 | 3.56 | 3.56 | 5.55 | 61.24% | 32.87% | 15.5% | 36.53% | Y | N | N
| 554 | Massachusetts Electric | NE North | Western | Adams |  | Adams | Distribution | 09-1021W1 | Adams, Cheshire, North Adams | 13.8 | 5.03 | 5.09 | 5.1 | 13.98 | 13.98 | 13.98 | 35.98% | 36.41% | 36.48% | 36.29% | Y | N | N
| 528 | Massachusetts Electric | NE South | South Shore | South Randolph |  | Randolph | Distribution | 07-97W4 | Randolph | 13.8 | 4.2 | 3.78 | 3.72 | 10.76 | 10.76 | 10.76 | 39.03% | 35.13% | 34.57% | 36.25% | Y | N | N
| 436 | Massachusetts Electric | NE South | South Shore | Atlantic |  | Quincy | Distribution | 07-4J3 | Quincy | 4.16 | 1.01 | 0.82 | 0.91 | 2.52 | 2.52 | 2.52 | 40.08% | 32.54% | 36.11% | 36.24% | Y | N | N
| 369 | Massachusetts Electric | NE South | Southeast | Clara Street |  | Seekonk | Distribution | 05-6J1 | Attleboro, Seekonk | 4.16 | 0.99 | 1.04 | 0.98 | 2.77 | 2.77 | 2.77 | 35.74% | 37.55% | 35.38% | 36.22% | Y | N | N
| 99 | Massachusetts Electric | NE North | Central | North Grafton |  | Grafton | Distribution | 01-328W2 | Grafton, Millbury | 13.8 | 5.49 | 5.37 | 4.98 | 14.63 | 14.63 | 14.63 | 37.53% | 36.71% | 34.04% | 36.09% | Y | N | N
| 39 | Massachusetts Electric | NE North | Central | Ayer |  | Ayer | Distribution | 01-201W4 | Ayer, Groton, Shirley | 13.8 | 3.27 | 4.14 | 2.72 | 8.82 | 8.82 | 11.78 | 37.07% | 46.94% | 23.09% | 35.7% | Y | N | N
| 95 | Massachusetts Electric | NE North | Central | Millbury |  | Millbury | Distribution | 01-304W4 | Grafton, Millbury | 13.8 | 4.15 | 4.3 | 4.13 | 11.78 | 11.78 | 11.78 | 35.23% | 36.5% | 35.06% | 35.6% | Y | N | N
| 316 | Massachusetts Electric | NE South | Southeast | Uxbridge |  | Uxbridge | Distribution | 05-321W4 | Douglas, Uxbridge | 13.8 | 4.76 | 4.67 | 3.67 | 11.78 | 12.57 | 12.57 | 40.41% | 37.15% | 29.2% | 35.59% | Y | N | N
| 161 | Massachusetts Electric | NE North | Central | Webster St. |  | Worcester | Distribution | 01-6J318 | Worcester | 4.16 | 0.62 | 0.77 | 0.7 | 1.96 | 1.96 | 1.96 | 31.63% | 39.29% | 35.71% | 35.54% | Y | N | N
| 366 | Massachusetts Electric | NE South | Southeast | South Attleboro |  | Attleboro | Distribution | 05-5J1 | Attleboro | 4.16 | 1.02 | 0.86 | 1.07 | 2.77 | 2.77 | 2.77 | 36.82% | 31.05% | 38.63% | 35.5% | Y | N | N
| 208 | Massachusetts Electric | NE North | Central | Webster St. |  | Worcester | Distribution | 01-HT41 | Worcester | 13.8 | 2.66 | 2.83 | 2.6 | 7.6 | 7.6 | 7.6 | 35% | 37.24% | 34.21% | 35.48% | Y | N | N
| 359 | Massachusetts Electric | NE South | Southeast | Rehoboth |  | Rehoboth | Distribution | 05-3J1 | Rehoboth | 4.16 | 0.81 | 0.8 | 0.73 | 2.2 | 2.2 | 2.2 | 36.82% | 36.36% | 33.18% | 35.45% | Y | N | N
| 25 | Massachusetts Electric | NE North | Central | Squantum St. |  | Worcester | Distribution | 01-14J368 | Worcester | 4.16 | 0.92 | 1.23 | 0.96 | 2.94 | 2.94 | 2.94 | 31.29% | 41.84% | 32.65% | 35.26% | Y | N | N
| 198 | Massachusetts Electric | NE North | Central | Grafton St. |  | Worcester | Distribution | 01-HT26 | Worcester | 13.8 | 1.32 | 2.56 | 2.4 | 4.8 | 4.8 | 9.75 | 27.5% | 53.33% | 24.62% | 35.15% | Y | N | N
| 327 | Massachusetts Electric | NE South | Southeast | Depot Street |  | Milford | Distribution | 05-335W9 | Hopedale, Mendon, Milford | 13.8 | 4.45 | 4.39 | 4.04 | 12.31 | 12.31 | 12.31 | 36.15% | 35.66% | 32.82% | 34.88% | Y | N | N
| 998 | Massachusetts Electric | NE North | Merrimack Valley | East Boxford (New) |  | Boxford | Sub-Transmission | 14-33L1 | Boxford | 13.2 | 5.05 | 3.84 | 3.42 | 11.8 | 11.8 | 11.8 | 42.8% | 32.54% | 28.98% | 34.77% | Y | N | N
| 266 | Massachusetts Electric | NE South | Southeast | Sykes Rd. Sub |  | Fall River | Distribution | 05-28W41 | Fall River | 13.8 | 5.2 | 4.44 | 2.87 | 12 | 12 | 12 | 43.33% | 37% | 23.92% | 34.75% | Y | N | N
| 1009 | Massachusetts Electric | NE North | Merrimack Valley | Perry Street |  | Lowell | Distribution | 14-3J2 | Lowell | 4.16 | 0.82 | 0.88 | 0.85 | 2.45 | 2.45 | 2.45 | 33.47% | 35.92% | 34.69% | 34.69% | Y | N | N
| 338 | Massachusetts Electric | NE South | Southeast | Crocker Pond |  | Wrentham | Distribution | 05-3424W1 | Foxborough, Wrentham | 13.8 | 3.06 | 4.61 | 4.12 | 11.35 | 11.35 | 11.35 | 26.96% | 40.62% | 36.3% | 34.63% | Y | N | N
| 698 | Massachusetts Electric | NE North | North Shore | Salem Peabody St. |  | Salem | Distribution | 12-1J5 | Salem | 4.16 | 0.86 | 0.86 | 0.86 | 2.49 | 2.49 | 2.49 | 34.54% | 34.54% | 34.54% | 34.54% | Y | N | N
| 654 | Massachusetts Electric | NE North | North Shore | Beverly |  | Beverly | Distribution | 12-12L6 | Beverly | 13.2 | 4.28 | 4.5 | 4.39 | 12.96 | 12.96 | 12.96 | 33.02% | 34.72% | 33.87% | 33.87% | Y | N | N
| 111 | Massachusetts Electric | NE North | Central | Fiskdale |  | Sturbridge | Distribution | 01-408L1 | Brookfield, Sturbridge | 13.2 | 3.59 | 3.35 | 3.15 | 9.56 | 9.56 | 10.88 | 37.55% | 35.04% | 28.95% | 33.85% | Y | N | N
| 372 | Massachusetts Electric | NE South | Southeast | Mink Street |  | Seekonk | Distribution | 05-7L2 | Seekonk | 13.2 | 4.24 | 4.2 | 3.54 | 11.8 | 11.8 | 11.8 | 35.93% | 35.59% | 30% | 33.84% | Y | N | N
| 454 | Massachusetts Electric | NE South | South Shore | Harrison Blvd |  | Avon | Distribution | 07-75W1 | Avon, Stoughton | 13.8 | 4.02 | 3.98 | 3.86 | 11.71 | 11.71 | 11.71 | 34.33% | 33.99% | 32.96% | 33.76% | Y | N | N
| 1016 | Massachusetts Electric | NE North | Merrimack Valley | Andover |  | Andover | Distribution | 14-3J44 | Andover | 3.74 | 1.02 | 0.5 | 0.63 | 2.13 | 2.13 | 2.13 | 47.89% | 23.47% | 29.58% | 33.65% | Y | N | N
| 292 | Massachusetts Electric | NE South | Southeast | East Main Street |  | Westborough | Distribution | 05-314W1 | Westborough | 13.8 | 4.2 | 4.53 | 3.78 | 12.67 | 12.67 | 11.99 | 33.15% | 35.75% | 31.53% | 33.48% | Y | N | N
| 874 | Massachusetts Electric | NE North | North Shore | Revere |  | Revere | Distribution | 12-7J4 | Revere | 4.16 | 0.34 | 0.72 | 1.44 | 2.49 | 2.49 | 2.49 | 13.65% | 28.92% | 57.83% | 33.47% | Y | N | N
| 774 | Massachusetts Electric | NE North | North Shore | Gloucester |  | Gloucester | Distribution | 12-24J7 | Gloucester | 4.16 | 1.08 | 0.72 | 0.86 | 2.68 | 2.68 | 2.68 | 40.3% | 26.87% | 32.09% | 33.08% | Y | N | N
| 1075 | Massachusetts Electric | NE North | Merrimack Valley | Methuen |  | Methuen | Distribution | 14-5J43 | Methuen | 3.74 | 0.77 | 0.86 | 0.9 | 2.55 | 2.55 | 2.55 | 30.2% | 33.73% | 35.29% | 33.07% | Y | N | N
| 273 | Massachusetts Electric | NE South | Southeast | South Marlboro |  | Marlborough | Distribution | 05-310W3 | Marlborough, Southborough | 13.8 | 3.48 | 5.56 | 3.38 | 12.67 | 12.67 | 12.67 | 27.47% | 43.88% | 26.68% | 32.68% | Y | N | N
| 148 | Massachusetts Electric | NE North | Central | Crystal Lake |  | Gardner | Distribution | 01-607W3 | Gardner, Winchendon | 13.8 | 4.09 | 4.05 | 4.16 | 12.67 | 12.67 | 12.67 | 32.28% | 31.97% | 32.83% | 32.36% | Y | Y | N
| 706 | Massachusetts Electric | NE North | North Shore | Lynnway |  | Lynn | Distribution | 12-21J22 | Lynn | 4.16 | 0.71 | 0.86 | 0.75 | 2.2 | 2.49 | 2.49 | 32.27% | 34.54% | 30.12% | 32.31% | Y | N | N
| 913 | Massachusetts Electric | NE North | Merrimack Valley | Worthen Street |  | Lowell | Distribution | 14-13J4 | Lowell | 4.16 | 0.71 | 0.83 | 0.76 | 2.38 | 2.38 | 2.38 | 29.83% | 34.87% | 31.93% | 32.21% | Y | N | N
| 577 | Massachusetts Electric | NE North | Western | Palmer 503 |  | Palmer | Distribution | 09-503L4 | Brimfield, Monson, Palmer, Wales | 13.2 | 4.35 | 2.95 | 2.41 | 10.08 | 10.08 | 10.08 | 43.15% | 29.27% | 23.91% | 32.11% | Y | N | N
| 1130 | Massachusetts Electric | NE North | Merrimack Valley | North Andover |  | North Andover | Distribution | 14-7J1 | North Andover | 3.74 | 0.67 | 0.63 | 0.67 | 2.05 | 2.05 | 2.05 | 32.68% | 30.73% | 32.68% | 32.03% | Y | N | N
| 930 | Massachusetts Electric | NE North | Merrimack Valley | South Billerica |  | Billerica | Distribution | 14-18L2 | Billerica | 13.2 | 5.33 | 1.33 | 1.39 | 8.44 | 8.44 | 8.44 | 63.15% | 15.76% | 16.47% | 31.79% | Y | N | N
| 147 | Massachusetts Electric | NE North | Central | Crystal Lake |  | Gardner | Distribution | 01-607W2 | Gardner | 13.8 | 4.23 | 4.12 | 3.62 | 12.67 | 12.67 | 12.67 | 33.39% | 32.52% | 28.57% | 31.49% | Y | N | N
| 1088 | Massachusetts Electric | NE North | Merrimack Valley | East Bradford |  | Haverhill | Distribution | 14-65L1 | Haverhill | 13.2 | 2.93 | 2.9 | 3.29 | 9.72 | 9.72 | 9.72 | 30.14% | 29.84% | 33.85% | 31.28% | Y | N | N
| 464 | Massachusetts Electric | NE South | South Shore | E. Bridgewater |  | East Bridgewater | Distribution | 07-797W42 | Brockton, E. Bridgewater, West Bridgewater | 13.8 | 4.61 | 4.47 | 4.04 | 14.1 | 14.1 | 14.1 | 32.7% | 31.7% | 28.65% | 31.02% | Y | N | N
| 979 | Massachusetts Electric | NE North | Merrimack Valley | Lawrence |  | Lawrence | Distribution | 14-2J5 | Lawrence | 3.74 | 0.53 | 0.65 | 0.94 | 2.29 | 2.29 | 2.29 | 23.14% | 28.38% | 41.05% | 30.86% | Y | N | N
| 611 | Massachusetts Electric | NE North | Western | Wendell Depot |  | Wendell | Distribution | 09-705W2 | New Salem, Orange, Royalston, Wendell | 13.8 | 3.68 | 3.68 | 3.87 | 12.19 | 12.19 | 12.19 | 30.19% | 30.19% | 31.75% | 30.71% | Y | N | N
| 170 | Massachusetts Electric | NE North | Central | Vernon Hill |  | Worcester | Distribution | 01-8J364 | Worcester | 4.16 | 0.93 | 0.87 | 0.89 | 2.93 | 2.93 | 2.93 | 31.74% | 29.69% | 30.38% | 30.6% | Y | N | N
| 921 | Massachusetts Electric | NE North | Merrimack Valley | Meadowbrook |  | Chelmsford | Distribution | 14-16L1 | Chelmsford, Lowell | 13.2 | 4.5 | 2.58 | 4 | 12.12 | 12.12 | 12.12 | 37.13% | 21.29% | 33% | 30.47% | Y | N | N
| 1109 | Massachusetts Electric | NE North | Merrimack Valley | West Chelmsford |  | Chelmsford | Distribution | 14-73L2 | Chelmsford, Westford | 13.2 | 3.64 | 3.84 | 3.2 | 11.77 | 11.77 | 11.77 | 30.93% | 32.63% | 27.19% | 30.25% | Y | N | N
| 695 | Massachusetts Electric | NE North | North Shore | Salem Peabody St. |  | Salem | Distribution | 12-1J2 | Salem | 4.16 | 0.86 | 0.65 | 0.72 | 2.49 | 2.49 | 2.49 | 34.54% | 26.1% | 28.92% | 29.85% | Y | N | N
| 1044 | Massachusetts Electric | NE North | Merrimack Valley | Lawrence Street |  | Lawrence | Distribution | 14-53J5 | Lawrence, Methuen | 3.74 | 0.61 | 0.86 | 0.65 | 2.41 | 2.41 | 2.41 | 25.31% | 35.68% | 26.97% | 29.32% | Y | N | N
| 160 | Massachusetts Electric | NE North | Central | Webster St. |  | Worcester | Distribution | 01-6J316 | Auburn, Worcester | 4.16 | 0.48 | 0.48 | 0.53 | 1.7 | 1.7 | 1.7 | 28.24% | 28.24% | 31.18% | 29.22% | Y | N | N
| 360 | Massachusetts Electric | NE South | Southeast | Rehoboth |  | Rehoboth | Distribution | 05-3J2 | Rehoboth | 4.16 | 0.65 | 0.68 | 0.65 | 2.27 | 2.27 | 2.27 | 28.63% | 29.96% | 28.63% | 29.07% | Y | N | N
| 157 | Massachusetts Electric | NE North | Central | Webster St. |  | Worcester | Distribution | 01-6J304 | Worcester | 4.16 | 0.6 | 0.46 | 0.84 | 2.18 | 2.18 | 2.18 | 27.52% | 21.1% | 38.53% | 29.05% | Y | N | N
| 922 | Massachusetts Electric | NE North | Merrimack Valley | Meadowbrook |  | Chelmsford | Distribution | 14-16L2 | Lowell | 13.2 | 3.32 | 3.77 | 3.45 | 12.12 | 12.12 | 12.12 | 27.39% | 31.11% | 28.47% | 28.99% | Y | N | N
| 915 | Massachusetts Electric | NE North | Merrimack Valley | Worthen Street |  | Lowell | Distribution | 14-13J6 | Lowell | 4.16 | 0.07 | 0.36 | 1.48 | 2.2 | 2.2 | 2.2 | 3.182% | 16.36% | 67.27% | 28.94% | Y | N | N
| 935 | Massachusetts Electric | NE North | Merrimack Valley | Lawrence |  | Lawrence | Distribution | 14-1J5 | Lawrence | 3.74 | 0.67 | 1.01 | 0.65 | 2.7 | 2.7 | 2.7 | 24.81% | 37.41% | 24.07% | 28.77% | Y | N | N
| 530 | Massachusetts Electric | NE South | South Shore | Belmont |  | Brockton | Distribution | 07-98W10 | Brockton | 13.8 | 4.04 | 3.78 | 3.7 | 13.43 | 13.43 | 13.43 | 30.08% | 28.15% | 27.55% | 28.59% | Y | N | N
| 579 | Massachusetts Electric | NE North | Western | Wilbraham |  | Wilbraham | Distribution | 09-507L2 | Hampden, Wilbraham | 13.2 | 3.66 | 3.38 | 3.08 | 11.91 | 11.91 | 11.91 | 30.73% | 28.38% | 25.86% | 28.32% | Y | N | N
| 838 | Massachusetts Electric | NE North | North Shore | Riverdale |  | Gloucester | Distribution | 12-52J1 | Gloucester | 4.16 | 0.54 | 0.72 | 0.65 | 2.27 | 2.27 | 2.27 | 23.79% | 31.72% | 28.63% | 28.05% | Y | N | N
| 936 | Massachusetts Electric | NE North | Merrimack Valley | Lawrence |  | Lawrence | Distribution | 14-1J6 | Lawrence | 3.74 | 0.59 | 0.61 | 0.92 | 2.52 | 2.52 | 2.52 | 23.41% | 24.21% | 36.51% | 28.04% | Y | N | N
| 162 | Massachusetts Electric | NE North | Central | Webster St. |  | Worcester | Distribution | 01-6J319 | Worcester | 4.16 | 0.67 | 0.6 | 0.6 | 2.23 | 2.23 | 2.23 | 30.04% | 26.91% | 26.91% | 27.95% | Y | N | N
| 1144 | Massachusetts Electric | NE North | Merrimack Valley | Pinehurst |  | Billerica | Distribution | 14-92L4 | Billerica | 13.2 | 4.69 | 2.45 | 2.72 | 11.8 | 11.8 | 11.8 | 39.75% | 20.76% | 23.05% | 27.85% | Y | N | N
| 271 | Massachusetts Electric | NE South | Southeast | Forest Street |  | Attleboro | Distribution | 05-2J2 | Attleboro | 4.16 | 0.56 | 1.39 | 0.77 | 3.26 | 3.26 | 3.26 | 17.18% | 42.64% | 23.62% | 27.81% | Y | N | N
| 438 | Massachusetts Electric | NE South | South Shore | Randolph |  | Randolph | Distribution | 07-5W1 | Randolph | 13.8 | 3.3 | 3.23 | 2.91 | 11.38 | 11.38 | 11.38 | 29% | 28.38% | 25.57% | 27.65% | Y | N | N
| 216 | Massachusetts Electric | NE North | Central | Bloomingdale |  | Worcester | Distribution | 01-HT59 | Worcester | 13.8 | 2.49 | 2.18 | 2.33 | 8.46 | 8.46 | 8.46 | 29.43% | 25.77% | 27.54% | 27.58% | Y | N | N
| 27 | Massachusetts Electric | NE North | Central | Salisbury |  | Worcester | Distribution | 01-16J1 | Worcester | 4.16 | 0.55 | 0.61 | 0.51 | 2.02 | 2.02 | 2.02 | 27.23% | 30.2% | 25.25% | 27.56% | Y | N | N
| 31 | Massachusetts Electric | NE North | Central | Tatnuck |  | Worcester | Distribution | 01-1J362 | Worcester | 4.16 | 0.54 | 0.89 | 0.43 | 2.25 | 2.25 | 2.25 | 24% | 39.56% | 19.11% | 27.56% | Y | N | N
| 455 | Massachusetts Electric | NE South | South Shore | Harrison Blvd |  | Avon | Distribution | 07-75W3 | Avon, Brockton | 13.8 | 3.51 | 3.21 | 2.99 | 11.76 | 11.76 | 11.76 | 29.85% | 27.3% | 25.43% | 27.52% | Y | N | N
| 391 | Massachusetts Electric | NE South | South Shore | North Quincy |  | Quincy | Sub-Transmission | 07-1104 | Quincy | 13.8 | 5.14 | 5.59 | 6.41 | 20.87 | 20.87 | 20.87 | 24.63% | 26.78% | 30.71% | 27.38% | Y | N | N
| 11 | Massachusetts Electric | NE North | Central | Faraday St. |  | Worcester | Distribution | 01-11J333 | Worcester | 4.16 | 0.54 | 0.56 | 0.55 | 2.01 | 2.01 | 2.01 | 26.87% | 27.86% | 27.36% | 27.36% | Y | N | N
| 1119 | Massachusetts Electric | NE North | Merrimack Valley | East Dracut |  | Dracut | Distribution | 14-75L4 | Dracut, Methuen | 13.2 | 2.84 | 3.27 | 2.97 | 11.09 | 11.09 | 11.09 | 25.61% | 29.49% | 26.78% | 27.29% | Y | N | N
| 640 | Massachusetts Electric | NE North | North Shore | Wellington |  | Medford | Distribution | 12-11J2 | Malden | 4.16 | 0.43 | 0.29 | 1.42 | 2.63 | 2.63 | 2.63 | 16.35% | 11.03% | 53.99% | 27.12% | Y | N | N
| 34 | Massachusetts Electric | NE North | Central | Tatnuck |  | Worcester | Distribution | 01-1J370 | Worcester | 4.16 | 0.82 | 0.7 | 0.72 | 2.77 | 2.77 | 2.77 | 29.6% | 25.27% | 25.99% | 26.96% | Y | N | N
| 590 | Massachusetts Electric | NE North | Western | Little Rest Rd |  | Warren | Distribution | 09-516L2 | Warren | 13.2 | 3.03 | 2.32 | 2.29 | 9.49 | 9.49 | 9.49 | 31.93% | 24.45% | 24.13% | 26.84% | Y | N | N
| 658 | Massachusetts Electric | NE North | North Shore | Lynnway |  | Lynn | Distribution | 12-1387 | Lynn | 13.8 | 1.31 | 2.63 | 1.33 | 6.57 | 6.57 | 6.57 | 19.94% | 40.03% | 20.24% | 26.74% | Y | N | N
| 136 | Massachusetts Electric | NE North | Central | Cambridge St. |  | Worcester | Distribution | 01-4J348 | Worcester | 4.16 | 0.83 | 0.48 | 0.86 | 2.71 | 2.71 | 2.71 | 30.63% | 17.71% | 31.73% | 26.69% | Y | N | N
| 910 | Massachusetts Electric | NE North | Merrimack Valley | Worthen Street |  | Lowell | Distribution | 14-13J1 | Lowell | 4.16 | 0.72 | 0.7 | 0.36 | 2.27 | 2.27 | 2.27 | 31.72% | 30.84% | 15.86% | 26.14% | Y | N | N
| 811 | Massachusetts Electric | NE North | North Shore | Salem Boston St. |  | Salem | Distribution | 12-3J1 | Salem | 4.16 | 0.84 | 0.6 | 0.55 | 2.56 | 2.56 | 2.56 | 32.81% | 23.44% | 21.48% | 25.91% | Y | N | N
| 408 | Massachusetts Electric | NE South | South Shore | Field St |  | Quincy | Distribution | 07-1J2 | Quincy | 4.16 | 0.43 | 0.59 | 0.43 | 1.91 | 1.91 | 1.91 | 22.51% | 30.89% | 22.51% | 25.31% | Y | N | N
| 512 | Massachusetts Electric | NE South | South Shore | Parkview |  | Stoughton | Distribution | 07-94W42 | Stoughton | 13.8 | 2.53 | 2.46 | 3.79 | 11.59 | 11.59 | 11.59 | 21.83% | 21.23% | 32.7% | 25.25% | Y | N | N
| 975 | Massachusetts Electric | NE North | Merrimack Valley | Lawrence |  | Lawrence | Distribution | 14-2J1 | Lawrence | 3.74 | 0.99 | 0.58 | 0.65 | 2.94 | 2.94 | 2.94 | 33.67% | 19.73% | 22.11% | 25.17% | Y | N | N
| 409 | Massachusetts Electric | NE South | South Shore | Field St |  | Quincy | Distribution | 07-1J6 | Quincy | 4.16 | 0.43 | 0.77 | 0.43 | 2.16 | 2.16 | 2.16 | 19.91% | 35.65% | 19.91% | 25.15% | Y | N | N
| 699 | Massachusetts Electric | NE North | North Shore | Salem Peabody St. |  | Salem | Distribution | 12-1J6 | Salem | 4.16 | 0.86 | 0.58 | 0.43 | 2.49 | 2.49 | 2.49 | 34.54% | 23.29% | 17.27% | 25.03% | Y | N | N
| 599 | Massachusetts Electric | NE North | Western | Five Corners |  | Granby | Distribution | 09-527L2 | Belchertown, Granby | 13.2 | 2.93 | 2.74 | 2.48 | 11.43 | 11.43 | 9.81 | 25.63% | 23.97% | 25.28% | 24.96% | Y | N | N
| 172 | Massachusetts Electric | NE North | Central | Vernon Hill |  | Worcester | Distribution | 01-8J389 | Worcester | 4.16 | 0.57 | 0.52 | 0.49 | 1.96 | 1.96 | 2.67 | 29.08% | 26.53% | 18.35% | 24.65% | Y | N | N
| 831 | Massachusetts Electric | NE North | North Shore | Western |  | Lynn | Distribution | 12-4J2 | Lynn | 4.16 | 0.72 | 0.36 | 0.86 | 2.63 | 2.63 | 2.63 | 27.38% | 13.69% | 32.7% | 24.59% | Y | N | N
| 823 | Massachusetts Electric | NE North | North Shore | Rockport |  | Rockport | Distribution | 12-40L1 | Rockport | 13.2 | 2.64 | 2.7 | 2.54 | 10.7 | 10.7 | 10.7 | 24.67% | 25.23% | 23.74% | 24.55% | Y | N | N
| 522 | Massachusetts Electric | NE South | South Shore | Norwell |  | Norwell | Distribution | 07-96W42 | Norwell | 13.8 | 8.71 | 0 | 0 | 11.83 | 11.83 | 11.83 | 73.63% | 0% | 0% | 24.54% | Y | N | N
| 533 | Massachusetts Electric | NE South | South Shore | Belmont |  | Brockton | Distribution | 07-98W46 | Brockton, Easton | 13.8 | 3.63 | 3.44 | 3.51 | 14.51 | 14.51 | 14.51 | 25.02% | 23.71% | 24.19% | 24.31% | Y | N | N
| 846 | Massachusetts Electric | NE North | North Shore | Malden |  | Malden | Distribution | 12-5C1 | Malden | 4.16 | 0.72 | 0.81 | 0.84 | 3.3 | 3.3 | 3.3 | 21.82% | 24.55% | 25.45% | 23.94% | Y | N | N
| 869 | Massachusetts Electric | NE North | North Shore | Nahant |  | Nahant | Distribution | 12-79J1 | Lynn, Nahant | 4.16 | 0.71 | 0.92 | 0.8 | 3.39 | 3.39 | 3.39 | 20.94% | 27.14% | 23.6% | 23.89% | Y | N | N
| 90 | Massachusetts Electric | NE North | Central | Chandler St. |  | Worcester | Distribution | 01-2J353 | Worcester | 4.16 | 0.69 | 0.65 | 0.57 | 2.64 | 2.64 | 2.91 | 26.14% | 24.62% | 19.59% | 23.45% | Y | N | N
| 1019 | Massachusetts Electric | NE North | Merrimack Valley | Perry Street |  | Lowell | Distribution | 14-3J6 | Lowell | 4.16 | 0.41 | 0.66 | 0.59 | 2.41 | 2.41 | 2.41 | 17.01% | 27.39% | 24.48% | 22.96% | Y | N | N
| 145 | Massachusetts Electric | NE North | Central | Westminster |  | Westminster | Distribution | 01-602W3 | Westminster | 13.8 | 1.64 | 3.04 | 1.39 | 8.82 | 8.82 | 8.82 | 18.59% | 34.47% | 15.76% | 22.94% | Y | N | N
| 441 | Massachusetts Electric | NE South | South Shore | Randolph |  | Randolph | Distribution | 07-5W4 | Randolph | 13.8 | 2.21 | 2.1 | 1.82 | 8.96 | 8.96 | 8.96 | 24.67% | 23.44% | 20.31% | 22.81% | Y | N | N
| 884 | Massachusetts Electric | NE North | North Shore | Norman Street 8 |  | Everett | Distribution | 12-8W1 | Everett | 13.8 | 2.82 | 2.77 | 2.37 | 11.83 | 11.83 | 11.83 | 23.84% | 23.42% | 20.03% | 22.43% | Y | N | N
| 535 | Massachusetts Electric | NE South | South Shore | Belmont |  | Brockton | Distribution | 07-98W49 | Brockton | 13.8 | 2.37 | 2.25 | 2.13 | 10.16 | 10.16 | 10.16 | 23.33% | 22.15% | 20.96% | 22.15% | Y | N | N
| 914 | Massachusetts Electric | NE North | Merrimack Valley | Worthen Street |  | Lowell | Distribution | 14-13J5 | Lowell | 4.16 | 0.48 | 0.62 | 0.48 | 2.38 | 2.38 | 2.38 | 20.17% | 26.05% | 20.17% | 22.13% | Y | N | N
| 855 | Massachusetts Electric | NE North | North Shore | Malden |  | Malden | Distribution | 12-5J9 | Malden | 4.16 | 0.72 | 0.71 | 0.73 | 3.26 | 3.26 | 3.26 | 22.09% | 21.78% | 22.39% | 22.09% | Y | N | N
| 394 | Massachusetts Electric | NE South | South Shore | North Quincy |  | Quincy | Distribution | 07-11W3 | Quincy | 13.8 | 3.44 | 3.12 | 2.95 | 14.46 | 14.46 | 14.46 | 23.79% | 21.58% | 20.4% | 21.92% | Y | N | N
| 314 | Massachusetts Electric | NE South | Southeast | Uxbridge |  | Uxbridge | Distribution | 05-321W10 | Northbridge, Uxbridge | 13.8 | 1.85 | 1.88 | 1.91 | 7.53 | 9.2 | 9.2 | 24.57% | 20.43% | 20.76% | 21.92% | Y | N | N
| 927 | Massachusetts Electric | NE North | Merrimack Valley | Meadowbrook |  | Chelmsford | Distribution | 14-16L7 | Chelmsford | 13.2 | 3.27 | 2.45 | 2.13 | 12.12 | 12.12 | 12.12 | 26.98% | 20.21% | 17.57% | 21.59% | Y | N | N
| 452 | Massachusetts Electric | NE South | South Shore | Silver Lake |  | Pembroke | Distribution | 07-70J1 | Pembroke | 4.16 | 0.85 | 0.79 | 0.78 | 3.75 | 3.75 | 3.75 | 22.67% | 21.07% | 20.8% | 21.51% | Y | N | N
| 390 | Massachusetts Electric | NE South | South Shore | North Quincy |  | Quincy | Distribution | 07-1103 | Quincy | 13.8 | 4.37 | 2.52 | 2.52 | 14.63 | 14.63 | 14.63 | 29.87% | 17.22% | 17.22% | 21.44% | Y | N | N
| 21 | Massachusetts Electric | NE North | Central | Millbrook St. |  | Worcester | Distribution | 01-12J391 | Worcester | 4.16 | 0.58 | 0.62 | 0.5 | 2.65 | 2.65 | 2.65 | 21.89% | 23.4% | 18.87% | 21.38% | Y | N | N
| 303 | Massachusetts Electric | NE South | Southeast | Northboro Road |  | Southborough | Distribution | 05-317W7 | Marlborough | 13.8 | 2.09 | 2.14 | 2.12 | 10.16 | 10.16 | 10.16 | 20.57% | 21.06% | 20.87% | 20.83% | Y | N | N
| 487 | Massachusetts Electric | NE South | South Shore | Stoughton |  | Stoughton | Distribution | 07-913W67 | Stoughton | 13.8 | 3.08 | 2.96 | 2.28 | 13.43 | 13.43 | 13.43 | 22.93% | 22.04% | 16.98% | 20.65% | Y | N | N
| 794 | Massachusetts Electric | NE North | North Shore | Salem Valley St. |  | Salem | Distribution | 12-2W2 | Salem | 13.8 | 2.16 | 2.25 | 2.03 | 10.45 | 10.45 | 10.45 | 20.67% | 21.53% | 19.43% | 20.54% | Y | N | N
| 704 | Massachusetts Electric | NE North | North Shore | Humphrey |  | Swampscott | Distribution | 12-1J904 | Swampscott | 4.16 | 0.72 | 0.58 | 0.29 | 2.63 | 2.63 | 2.63 | 27.38% | 22.05% | 11.03% | 20.15% | Y | N | N
| 928 | Massachusetts Electric | NE North | Merrimack Valley | South Billerica |  | Billerica | Distribution | 14-18J1 | Billerica | 4.16 | 1.51 | 0 | 0 | 2.55 | 2.55 | 2.55 | 59.22% | 0% | 0% | 19.74% | Y | N | N
| 18 | Massachusetts Electric | NE North | Central | Millbrook St. |  | Worcester | Distribution | 01-12J376 | Worcester | 4.16 | 0.5 | 0.62 | 0.6 | 2.94 | 2.94 | 2.94 | 17.01% | 21.09% | 20.41% | 19.5% | Y | N | N
| 1022 | Massachusetts Electric | NE North | Merrimack Valley | Perry Street |  | Lowell | Distribution | 14-3L2 | Lowell | 13.2 | 1.94 | 1.92 | 1.76 | 9.72 | 9.72 | 9.72 | 19.96% | 19.75% | 18.11% | 19.27% | Y | N | N
| 529 | Massachusetts Electric | NE South | South Shore | South Randolph |  | Randolph | Distribution | 07-97W5 | Avon, Brockton, Randolph | 13.8 | 3.19 | 2.15 | 1.9 | 12.67 | 12.67 | 12.67 | 25.18% | 16.97% | 15% | 19.05% | Y | N | N
| 570 | Massachusetts Electric | NE North | Western | West Hampden |  | Hampden | Distribution | 09-139L3 | East Longmeadow, Hampden, Northampton, Wilbraham | 13.2 | 2.39 | 2.23 | 2.05 | 11.68 | 11.68 | 11.68 | 20.46% | 19.09% | 17.55% | 19.04% | Y | N | N
| 685 | Massachusetts Electric | NE North | North Shore | N. Beverly |  | Beverly | Distribution | 12-18J3 | Beverly | 4.16 | 0.58 | 0.41 | 0.41 | 2.49 | 2.49 | 2.49 | 23.29% | 16.47% | 16.47% | 18.74% | Y | N | N
| 71 | Massachusetts Electric | NE North | Central | Cooks Pond |  | Worcester | Distribution | 01-23W4 | Worcester | 13.8 | 2.06 | 2.02 | 1.86 | 9.75 | 9.75 | 13 | 21.13% | 20.72% | 14.31% | 18.72% | Y | N | N
| 188 | Massachusetts Electric | NE North | Central | Grafton St. |  | Worcester | Distribution | 01-9J382 | Worcester | 4.16 | 0.41 | 0.42 | 0.4 | 2.2 | 2.2 | 2.2 | 18.64% | 19.09% | 18.18% | 18.64% | Y | N | N
| 694 | Massachusetts Electric | NE North | North Shore | Salem Peabody St. |  | Salem | Distribution | 12-1J15 | Salem | 4.16 | 0.86 | 0.29 | 0.22 | 2.49 | 2.49 | 2.49 | 34.54% | 11.65% | 8.835% | 18.34% | Y | N | N
| 1046 | Massachusetts Electric | NE North | Merrimack Valley | Burtt Road |  | Andover | Distribution | 14-54L2 | Andover | 13.2 | 1.46 | 2.51 | 2.51 | 11.8 | 11.8 | 11.8 | 12.37% | 21.27% | 21.27% | 18.31% | Y | N | N
| 916 | Massachusetts Electric | NE North | Merrimack Valley | Worthen Street |  | Lowell | Distribution | 14-13J7 | Lowell | 4.16 | 0.11 | 0.58 | 0.58 | 2.34 | 2.34 | 2.34 | 4.701% | 24.79% | 24.79% | 18.09% | Y | N | N
| 772 | Massachusetts Electric | NE North | North Shore | Gloucester |  | Gloucester | Distribution | 12-24J5 | Gloucester | 4.16 | 0.54 | 0.36 | 0.55 | 2.72 | 2.72 | 2.72 | 19.85% | 13.24% | 20.22% | 17.77% | Y | N | N
| 388 | Massachusetts Electric | NE South | South Shore | North Quincy |  | Quincy | Sub-Transmission | 07-1101 | Quincy | 13.8 | 6.17 | 2.46 | 3.65 | 23.88 | 23.88 | 23.88 | 25.84% | 10.3% | 15.28% | 17.14% | Y | N | N
| 124 | Massachusetts Electric | NE North | Central | Snow St. |  | Southbridge | Distribution | 01-413L6 | Southbridge | 13.2 | 1.75 | 2.61 | 2.58 | 13.72 | 13.72 | 13.72 | 12.76% | 19.02% | 18.8% | 16.86% | Y | N | N
| 125 | Massachusetts Electric | NE North | Central | Snow St. |  | Southbridge | Distribution | 01-413L7 | Southbridge, Sturbridge | 13.2 | 1.07 | 1.03 | 1.46 | 7.2 | 7.2 | 7.2 | 14.86% | 14.31% | 20.28% | 16.48% | Y | N | N
| 730 | Massachusetts Electric | NE North | North Shore | Winthrop |  | Winthrop | Distribution | 12-22W5 | Winthrop | 13.8 | 1.73 | 1.96 | 3.19 | 13.98 | 13.98 | 13.98 | 12.37% | 14.02% | 22.82% | 16.4% | Y | N | N
| 1050 | Massachusetts Electric | NE North | Merrimack Valley | Dale Street |  | North Andover | Distribution | 14-55L2 | North Andover | 13.2 | 1.71 | 1.65 | 1.35 | 9.72 | 9.72 | 9.72 | 17.59% | 16.98% | 13.89% | 16.15% | Y | N | N
| 61 | Massachusetts Electric | NE North | Central | Pratts Junc. |  | Sterling | Distribution | 01-225W2 | Leominster | 13.8 | 2.63 | 2.61 | 2.53 | 16.21 | 16.21 | 16.21 | 16.22% | 16.1% | 15.61% | 15.98% | Y | N | N
| 209 | Massachusetts Electric | NE North | Central | Webster St. |  | Worcester | Distribution | 01-HT42 | Worcester | 13.8 | 3.19 | 0 | 0 | 6.81 | 6.81 | 6.81 | 46.84% | 0% | 0% | 15.61% | Y | N | N
| 703 | Massachusetts Electric | NE North | North Shore | Humphrey |  | Swampscott | Distribution | 12-1J903 | Swampscott | 4.16 | 0.29 | 0.32 | 0.14 | 1.71 | 1.71 | 1.71 | 16.96% | 18.71% | 8.187% | 14.62% | Y | N | N
| 773 | Massachusetts Electric | NE North | North Shore | Gloucester |  | Gloucester | Distribution | 12-24J6 | Gloucester | 4.16 | 0.54 | 0.36 | 0.29 | 2.77 | 2.77 | 2.77 | 19.49% | 13% | 10.47% | 14.32% | Y | N | N
| 719 | Massachusetts Electric | NE North | North Shore | Lynnway |  | Lynn | Distribution | 12-21J41 | Lynn | 4.16 | 0.28 | 0.4 | 0.34 | 2.2 | 2.46 | 2.46 | 12.73% | 16.26% | 13.82% | 14.27% | Y | N | N
| 159 | Massachusetts Electric | NE North | Central | Webster St. |  | Worcester | Distribution | 01-6J312 | Worcester | 4.16 | 0.34 | 0.17 | 0.43 | 2.23 | 2.23 | 2.23 | 15.25% | 7.623% | 19.28% | 14.05% | Y | N | N
| 1132 | Massachusetts Electric | NE North | Merrimack Valley | North Andover |  | North Andover | Distribution | 14-7J4 | North Andover | 3.74 | 0.22 | 0.25 | 0.36 | 2.05 | 2.05 | 2.05 | 10.73% | 12.2% | 17.56% | 13.5% | Y | N | N
| 594 | Massachusetts Electric | NE North | Western | Shaker Rd |  | East Longmeadow | Distribution | 09-522L4 | East Longmeadow | 13.2 | 1.52 | 1.53 | 1.47 | 11.66 | 11.66 | 11.66 | 13.04% | 13.12% | 12.61% | 12.92% | Y | N | N
| 1012 | Massachusetts Electric | NE North | Merrimack Valley | Andover |  | Andover | Distribution | 14-3J40 | Andover | 3.74 | 0.41 | 0.29 | 0.14 | 2.2 | 2.2 | 2.2 | 18.64% | 13.18% | 6.364% | 12.73% | Y | N | N
| 243 | Massachusetts Electric | NE South | Southeast | Swansea Sub |  | Swansea | Distribution | 05-11W85 | Swansea | 13.8 | 1.43 | 1.31 | 1.31 | 10.66 | 10.66 | 10.66 | 13.41% | 12.29% | 12.29% | 12.66% | Y | N | N
| 427 | Massachusetts Electric | NE South | South Shore | Field St |  | Quincy | Distribution | 07-303 | Quincy | 13.8 | 0.72 | 1.34 | 0.72 | 7.41 | 7.41 | 7.41 | 9.717% | 18.08% | 9.717% | 12.51% | Y | N | N
| 1021 | Massachusetts Electric | NE North | Merrimack Valley | Perry Street |  | Lowell | Distribution | 14-3L1 | Lowell | 13.2 | 2.45 | 1.71 | 1.37 | 14.75 | 14.75 | 14.75 | 16.61% | 11.59% | 9.288% | 12.5% | Y | N | N
| 1090 | Massachusetts Electric | NE North | Merrimack Valley | Hillside |  | Amesbury | Distribution | 14-66L1 | Amesbury | 13.2 | 0.55 | 1.49 | 1.56 | 9.72 | 9.72 | 9.72 | 5.658% | 15.33% | 16.05% | 12.35% | Y | N | N
| 938 | Massachusetts Electric | NE North | Merrimack Valley | Lawrence |  | Lawrence | Distribution | 14-1J8 | Lawrence | 3.74 | 0.07 | 0.29 | 0.43 | 2.14 | 2.14 | 2.14 | 3.271% | 13.55% | 20.09% | 12.31% | Y | N | N
| 1150 | Nantucket Electric | NE South | Nantucket | Candle St |  | Nantucket | Distribution | 04-101L1 | Nantucket | 13.2 | 1.3 | 1.5 | 1.34 | 11.43 | 11.43 | 11.43 | 11.37% | 13.12% | 11.72% | 12.07% | Y | N | N
| 981 | Massachusetts Electric | NE North | Merrimack Valley | Lawrence |  | Lawrence | Distribution | 14-2J7 | Lawrence | 3.74 | 0.08 | 0.32 | 0.32 | 2.11 | 2.11 | 2.11 | 3.791% | 15.17% | 15.17% | 11.37% | Y | N | N
| 353 | Massachusetts Electric | NE South | Southeast | Union Street |  | Franklin | Distribution | 05-348W1 | Franklin | 13.8 | 1.79 | 1.23 | 1.19 | 12.74 | 12.74 | 12.74 | 14.05% | 9.655% | 9.341% | 11.02% | Y | N | N
| 989 | Massachusetts Electric | NE North | Merrimack Valley | Perry Street |  | Lowell | Distribution | 14-306 | Lowell | 13.8 | 0.69 | 0.64 | 0.66 | 6.29 | 6.29 | 6.29 | 10.97% | 10.17% | 10.49% | 10.55% | Y | N | N
| 708 | Massachusetts Electric | NE North | North Shore | Lynnway |  | Lynn | Distribution | 12-21J24 | Lynn | 4.16 | 0.24 | 0.32 | 0.26 | 2.2 | 2.93 | 2.93 | 10.91% | 10.92% | 8.874% | 10.23% | Y | N | N
| 407 | Massachusetts Electric | NE South | South Shore | Field St |  | Quincy | Distribution | 07-1J11 | Quincy | 4.16 | 0.22 | 0.17 | 0.22 | 2 | 2 | 2 | 11% | 8.5% | 11% | 10.17% | Y | N | N
| 158 | Massachusetts Electric | NE North | Central | Webster St. |  | Worcester | Distribution | 01-6J305 | Worcester | 4.16 | 0.19 | 0.07 | 0.43 | 2.28 | 2.28 | 2.28 | 8.333% | 3.07% | 18.86% | 10.09% | Y | N | N
| 473 | Massachusetts Electric | NE South | South Shore | Ames |  | Brockton | Distribution | 07-911W57 | Brockton | 13.8 | 1.34 | 1.39 | 1.36 | 14.46 | 14.46 | 14.46 | 9.267% | 9.613% | 9.405% | 9.428% | Y | N | N
| 410 | Massachusetts Electric | NE South | South Shore | Field St |  | Quincy | Distribution | 07-1J8 | Quincy | 4.16 | 0.14 | 0.27 | 0.14 | 1.95 | 1.95 | 1.95 | 7.179% | 13.85% | 7.179% | 9.402% | Y | N | N
| 380 | Massachusetts Electric | NE South | Southeast | Depot Street |  | Milford | Distribution | 05-8U | Milford | 13.8 | 1.73 | 0.92 | 0.75 | 12.31 | 12.31 | 12.31 | 14.05% | 7.474% | 6.093% | 9.207% | Y | N | N
| 821 | Massachusetts Electric | NE North | North Shore | Rockport |  | Rockport | Distribution | 12-40J3 | Rockport | 4.16 | 0.3 | 0.3 | 0.3 | 3.31 | 3.31 | 3.31 | 9.063% | 9.063% | 9.063% | 9.063% | Y | N | N
| 183 | Massachusetts Electric | NE North | Central | Grafton St. |  | Worcester | Distribution | 01-9J327 | Worcester | 4.16 | 0.2 | 0.17 | 0.16 | 1.98 | 1.98 | 1.89 | 10.1% | 8.586% | 8.466% | 9.051% | Y | N | N
| 878 | Massachusetts Electric | NE North | North Shore | Hudson |  | Lynn | Distribution | 12-7J902 | Lynn | 4.16 | 0.41 | 0.04 | 0.22 | 2.49 | 2.49 | 2.49 | 16.47% | 1.606% | 8.835% | 8.969% | Y | N | N
| 474 | Massachusetts Electric | NE South | South Shore | Ames |  | Brockton | Distribution | 07-911W59 | Avon, Brockton | 13.8 | 1.15 | 1 | 1.12 | 12.26 | 12.26 | 12.26 | 9.38% | 8.157% | 9.135% | 8.891% | Y | N | N
| 1010 | Massachusetts Electric | NE North | Merrimack Valley | Perry Street |  | Lowell | Distribution | 14-3J3 | Lowell | 4.16 | 0.2 | 0.19 | 0.19 | 2.23 | 2.23 | 2.23 | 8.969% | 8.52% | 8.52% | 8.67% | Y | N | N
| 987 | Massachusetts Electric | NE North | Merrimack Valley | Perry Street |  | Lowell | Distribution | 14-301 | Lowell | 13.8 | 0.41 | 0.55 | 0.55 | 5.94 | 5.94 | 5.94 | 6.902% | 9.259% | 9.259% | 8.474% | Y | N | N
| 389 | Massachusetts Electric | NE South | South Shore | North Quincy |  | Quincy | Sub-Transmission | 07-1102 | Quincy | 13.8 | 0.92 | 1.47 | 1.27 | 14.63 | 14.63 | 14.63 | 6.288% | 10.05% | 8.681% | 8.339% | Y | N | N
| 1091 | Massachusetts Electric | NE North | Merrimack Valley | Hillside |  | Amesbury | Distribution | 14-66L2 | Amesbury | 13.2 | 0.37 | 1.03 | 1.3 | 11.66 | 11.66 | 11.66 | 3.173% | 8.834% | 11.15% | 7.719% | Y | N | N
| 495 | Massachusetts Electric | NE South | South Shore | Dupont |  | Brockton | Distribution | 07-91W42 | Brockton | 13.8 | 0.96 | 0.79 | 0.79 | 11.33 | 11.33 | 11.33 | 8.473% | 6.973% | 6.973% | 7.473% | Y | N | N
| 854 | Massachusetts Electric | NE North | North Shore | Malden |  | Malden | Distribution | 12-5J11 | Malden, Medford | 4.16 | 0.26 | 0.07 | 0.28 | 2.77 | 2.77 | 2.77 | 9.386% | 2.527% | 10.11% | 7.341% | Y | N | N
| 862 | Massachusetts Electric | NE North | North Shore | Pine Banks |  | Melrose | Distribution | 12-67J2 | Melrose | 4.16 | 0 | 0.36 | 0.29 | 3.39 | 3.39 | 3.39 | 0% | 10.62% | 8.555% | 6.391% | Y | N | N
| 849 | Massachusetts Electric | NE North | North Shore | Malden |  | Malden | Distribution | 12-5C5 | Malden | 4.16 | 0.07 | 0.07 | 0.34 | 3.27 | 3.27 | 3.27 | 2.141% | 2.141% | 10.4% | 4.893% | Y | N | N
| 851 | Massachusetts Electric | NE North | North Shore | Malden |  | Malden | Distribution | 12-5C7 | Malden | 4.16 | 0.07 | 0.07 | 0.12 | 2.1 | 2.1 | 2.1 | 3.333% | 3.333% | 5.714% | 4.127% | Y | N | N
| 852 | Massachusetts Electric | NE North | North Shore | Malden |  | Malden | Distribution | 12-5C8 | Malden | 4.16 | 0.07 | 0.07 | 0.14 | 2.27 | 2.27 | 2.27 | 3.084% | 3.084% | 6.167% | 4.112% | Y | N | N
| 1038 | Massachusetts Electric | NE North | Merrimack Valley | Ballardvalle |  | Andover | Distribution | 14-50L2 | Andover | 13.2 | 0.23 | 0.32 | 0.37 | 9.72 | 9.72 | 9.72 | 2.366% | 3.292% | 3.807% | 3.155% | Y | N | N
| 850 | Massachusetts Electric | NE North | North Shore | Malden |  | Malden | Distribution | 12-5C6 | Malden | 4.16 | 0.07 | 0.07 | 0.07 | 2.72 | 2.72 | 2.72 | 2.574% | 2.574% | 2.574% | 2.574% | Y | N | N
| 475 | Massachusetts Electric | NE South | South Shore | Ames |  | Brockton | Distribution | 07-911W65 | Avon | 13.8 | 0.19 | 0.17 | 0.17 | 9.08 | 9.08 | 9.08 | 2.093% | 1.872% | 1.872% | 1.946% | Y | N | N
| 993 | Massachusetts Electric | NE North | Merrimack Valley | Perry Street |  | Lowell | Distribution | 14-315 | Lowell | 13.8 | 0.05 | 0.07 | 0.05 | 7.2 | 7.2 | 7.2 | 0.6944% | 0.9722% | 0.6944% | 0.787% | Y | N | N
| 478 | Massachusetts Electric | NE South | South Shore | Mill St |  | Bridgewater | Distribution | 07-912W22 | E. Bridgewater | 13.8 | 0.14 | 0.12 | 0.06 | 14.77 | 14.77 | 14.77 | 0.9479% | 0.8125% | 0.4062% | 0.7222% | Y | N | N
| 193 | Massachusetts Electric | NE North | Central | Cambridge St. |  | Worcester | Distribution | 01-HT17 | Worcester | 13.8 | 0 | 0 | 0 | 6.31 | 6.31 | 6.31 | 0% | 0% | 0% | 0% | Y | N | N

## ARCHIVAL - Unitil 2024
NOT ACTIVE - ARCHIVAL PURPOSES ONLY
General Information |  |  |  |  | Substation Information | [9 empty] | Circuit Information | [12 empty] | DCM Information
| Sort Identifier | Company | Division | District | Substation Name | Substation Number | Circuit Sub XFMR Identifier | Substation Location by Town | Substation Classification ("D" Distribution or "T" Transmission) | Feeder/Circuit ID | Feeder/Circuit Location by Town/City | Feeder/Circuit Voltage 2021 | Feeder/Circuit Voltage 2022 | Feeder/Circuit Voltage 2023 | Feeder/Ckt PEAK Load MVA 2021 | Feeder/Ckt PEAK Load MVA 2022 | Feeder/Ckt PEAK Load MVA 2023 | Normal Rating MVA in 2021 | Normal Rating MVA in 2022 | Normal Rating MVA in 2023 | 2021 peak to normal rating %age | 2022 peak to normal rating %age | 2023 peak to normal rating %age | 3 year average | Complete Data? (Y/N) | CIP Circuit? (Y/N) | Distribution Line? (Y/N) | DCM Eligible? (Y/N) | Eligible DCM Capacity (MW) | Reserved DCM Capacity (MW) | Remaining DCM Capacity (MW)
| 45 | FG&E | - | - | Summer St. S/S | 40 | 40T1 | Fitchburg | D | 40W40 | Fitchburg | 13.8 kV | 13.8 kV | 13.8 kV | 7.94 | 7.534 | 7.642 | 9.561 | 9.561 | 9.561 | 83.05% | 78.8% | 79.93% | 80.59% | Y | N | Y | Y | 5 |  | 5
| 49 | FG&E | - | - | Princton Rd. S/S | 50 | 50T3 | Fitchburg | D | 50W55 | Fitchburg | 13.8 kV | 13.8 kV | 13.8 kV | 5.37 | 5.306 | 5.027 | 8.066 | 8.066 | 10.899 | 66.58% | 65.78% | 46.12% | 59.49% | Y | N | Y | Y | 5 |  | 5
| 44 | FG&E | - | - | Summer St. S/S | 40 | 40T1 | Fitchburg | D | 40W39 | Fitchburg | 13.8 kV | 13.8 kV | 13.8 kV | 5.029 | 5.13 | 4.95 | 9.198 | 9.198 | 9.561 | 54.67% | 55.77% | 51.77% | 54.07% | Y | N | Y | Y | 5 |  | 5
| 34 | FG&E | - | - | Rindge Rd. S/S | 35 | N/A | Fitchburg | D | 35W36 | Fitchburg/Ashby | 13.8 kV | 13.8 kV | 13.8 kV | 3 | 3 | 3.58 | 5.904 | 7.075 | 5.235 | 50.81% | 42.4% | 68.39% | 53.87% | Y | N | Y | Y | 5 |  | 5
| 42 | FG&E | - | - | Summer St. S/S | 40 | Auto #1/ #2 | Fitchburg | T | 09 Line | Fitchburg/Lunenburg/Townsend | 69 kV | 69 kV | 69 kV | 22.47 | 22.47 | 22.47 | 32.0291 | 32.0291 | 53.78 | 70.15% | 70.15% | 41.78% | 60.7% | Y | N | N | N
| 41 | FG&E | - | - | Summer St. S/S | 40 | Auto #1/ #2 | Fitchburg | T | 08 Line | Fitchburg/Lunenburg/Townsend | 69 kV | 69 kV | 69 kV | 19.56 | 19.803 | 19.313 | 32.0291 | 32.0291 | 47.805 | 61.07% | 61.83% | 40.4% | 54.43% | Y | N | N | N
| 13 | FG&E | - | - | Townsend S/S | 15 | 15T1 | Townsend | D | 15W16 | Townsend | 13.8 kV | 13.8 kV | 13.8 kV | 5.363 | 5.202 | 4.848 | 8.844 | 8.844 | 11.951 | 60.64% | 58.82% | 40.57% | 53.34% | Y | N | Y | N
| 6 | FG&E | - | - | Flagg Pond S/S | 4 | Auto #1/ #2 | Fitchburg | T | 02 Line | Fitchburg | 69 kV | 69 kV | 69 kV | 39.837 | 51.191 | 50.075 | 89.514 | 89.514 | 89.514 | 44.5% | 57.19% | 55.94% | 52.54% | Y | N | N | N
| 48 | FG&E | - | - | Princton Rd. S/S | 50 | 50T2 | Fitchburg | D | 50W53 | Fitchburg | 13.8 kV | 13.8 kV | 13.8 kV | 7.88 | 7.712 | 7.442 | 13.584 | 13.584 | 18.357 | 58.01% | 56.77% | 40.54% | 51.77% | Y | N | Y | N
| 8 | FG&E | - | - | Canton St. S/S | 11 | 11T2 | Fitchburg | D | 11H10 | Fitchburg | 4.16 kV | 4.16 kV | 4.16 kV | 1.062 | 1.071 | 0.985 | 2.017 | 2.017 | 2.017 | 52.65% | 53.1% | 48.83% | 51.53% | Y | N | Y | N
| 29 | FG&E | - | - | Lunenburg S/S | 30 | 30T1 | Lunenburg | D | 30W30 | Lunenburg | 13.8 kV | 13.8 kV | 13.8 kV | 5.292 | 5.483 | 4.279 | 9.198 | 9.198 | 11.951 | 57.53% | 59.61% | 35.8% | 50.98% | Y | N | Y | N
| 50 | FG&E | - | - | Princton Rd. S/S | 50 | 50T3 | Fitchburg | D | 50W56 | Fitchburg | 13.8 kV | 13.8 kV | 13.8 kV | 4.223 | 4.565 | 5.29 | 8.49 | 8.49 | 11.473 | 49.74% | 53.77% | 46.11% | 49.87% | Y | N | Y | N
| 9 | FG&E | - | - | Canton St. S/S | 11 | 11T2 | Fitchburg | D | 11H11 | Fitchburg | 4.16 kV | 4.16 kV | 4.16 kV | 0.987 | 0.999 | 0.966 | 2.017 | 2.017 | 2.017 | 48.93% | 49.53% | 47.89% | 48.79% | Y | N | Y | N
| 17 | FG&E | - | - | Sawyer Passway S/S | 22 | 22T1 & 22T2 | Fitchburg | D | 22W1 | Fitchburg | 13.8 kV | 13.8 kV | 13.8 kV | 5.035 | 5.131 | 3.227 | 9.322 | 9.322 | 9.322 | 54.01% | 55.04% | 34.62% | 47.89% | Y | N | Y | N
| 1 | FG&E | - | - | Beech St. S/S | 1 | 1T1 | Fitchburg | D | 01W01 | Fitchburg | 13.8 kV | 13.8 kV | 13.8 kV | 3.6 | 4.5 | 4.7 | 8.916 | 8.916 | 8.916 | 40.38% | 50.47% | 52.71% | 47.85% | Y | N | Y | N
| 5 | FG&E | - | - | Flagg Pond S/S | 4 | Auto #1/ #2 | Fitchburg | T | 01 Line | Fitchburg | 69 kV | 69 kV | 69 kV | 35.814 | 45.574 | 40.674 | 89.514 | 89.514 | 89.514 | 40.01% | 50.91% | 45.44% | 45.45% | Y | N | N | N
| 16 | FG&E | - | - | Wallace Rd. S/S | 21 | N/A | Fitchburg | D | 1341 | Fitchburg | 13.8 kV | 13.8 kV | 13.8 kV | 3.02 | 3.024 | 3.58 | 5.904 | 5.904 | 12.692 | 51.15% | 51.22% | 28.21% | 43.53% | Y | N | Y | N
| 12 | FG&E | - | - | Townsend S/S | 15 | 15T1 | Townsend | D | 15W15 | Townsend | 13.8 kV | 13.8 kV | 13.8 kV | 4.175 | 3.92 | 3.617 | 8.844 | 8.844 | 11.951 | 47.21% | 44.32% | 30.27% | 40.6% | Y | N | Y | N
| 30 | FG&E | - | - | Lunenburg S/S | 30 | 30T1 | Lunenburg | D | 30W31 | Lunenburg/ Townsend | 13.8 kV | 13.8 kV | 13.8 kV | 4.148 | 4.43 | 4.16 | 10.188 | 10.188 | 11.951 | 40.71% | 43.48% | 34.81% | 39.67% | Y | N | Y | N
| 46 | FG&E | - | - | Summer St. S/S | 40 | 40T1 | Fitchburg | D | 40W42 | Fitchburg | 13.8 kV | 13.8 kV | 13.8 kV | 3.689 | 3.616 | 3.277 | 9.561 | 9.561 | 9.561 | 38.58% | 37.82% | 34.27% | 36.89% | Y | N | Y | N
| 36 | FG&E | - | - | W. Townsend S/S | 39 | 39T1 | Townsend | D | 39W19 | Ashby | 13.8 kV | 13.8 kV | 13.8 kV | 3.106 | 2.972 | 2.738 | 7.641 | 7.641 | 9.561 | 40.65% | 38.9% | 28.64% | 36.06% | Y | N | Y | N
| 32 | FG&E | - | - | Pleasant St. S/S | 31 | 31T1 | Lunenburg | D | 31W37 | Lunenburg | 13.8 kV | 13.8 kV | 13.8 kV | 4.1 | 4.091 | 3.566 | 10.613 | 10.613 | 12.692 | 38.63% | 38.55% | 28.1% | 35.09% | Y | N | Y | N
| 35 | FG&E | - | - | W. Townsend S/S | 39 | 39T1 | Townsend | D | 39W18 | Townsend | 13.8 kV | 13.8 kV | 13.8 kV | 4.157 | 4.157 | 4.157 | 12.692 | 12.692 | 12.692 | 32.75% | 32.75% | 32.75% | 32.75% | Y | N | Y | N
| 2 | FG&E | - | - | Beech St. S/S | 1 | 1T1 | Fitchburg | D | 01W02 | Fitchburg | 13.8 kV | 13.8 kV | 13.8 kV | 2.948 | 2.948 | 2.645 | 8.916 | 8.916 | 8.916 | 33.06% | 33.06% | 29.67% | 31.93% | Y | N | Y | N
| 10 | FG&E | - | - | Canton St. S/S | 11 | 11T1 | Fitchburg | D | 11W11 | Fitchburg | 13.8 kV | 13.8 kV | 13.8 kV | 4.039 | 4.024 | 3.569 | 12.692 | 12.692 | 12.692 | 31.82% | 31.71% | 28.12% | 30.55% | Y | N | Y | N
| 3 | FG&E | - | - | Beech St. S/S | 1 | 1T1 | Fitchburg | D | 01W04 | Fitchburg | 13.8 kV | 13.8 kV | 13.8 kV | 2.597 | 2.566 | 3.227 | 9.561 | 9.561 | 9.561 | 27.16% | 26.84% | 33.75% | 29.25% | Y | N | Y | N
| 7 | FG&E | - | - | Flagg Pond S/S | 4 | Auto #1/ #2 | Fitchburg | T | 03 Line | Fitchburg | 69 kV | 69 kV | 69 kV | 20.197 | 19.162 | 19.52 | 67.261 | 67.261 | 89.514 | 30.03% | 28.49% | 21.81% | 26.77% | Y | N | N | N
| 22 | FG&E | - | - | Sawyer Passway S/S | 22 | 22T1 & 22T2 | Fitchburg | D | Network (22W2, 22W8, 22W11) | Fitchburg | 13.8 kV | 13.8 kV | 13.8 kV | 2.319 | 2.629 | 2.686 | 9.8 | 9.8 | 9.8 | 23.66% | 26.83% | 27.41% | 25.97% | Y | N | Y | N
| 26 | FG&E | - | - | River St. S/S | 25 | 25T1 | Fitchburg | D | 25W27 | Fitchburg | 13.8 kV | 13.8 kV | 13.8 kV | 2.288 | 2.573 | 2.326 | 9.561 | 9.561 | 9.561 | 23.93% | 26.91% | 24.33% | 25.06% | Y | N | Y | N
| 4 | FG&E | - | - | Beech St. S/S | 1 | 1T1 | Fitchburg | D | 01W06 | Fitchburg | 13.8 kV | 13.8 kV | 13.8 kV | 2.319 | 2.016 | 2.119 | 8.916 | 8.916 | 8.916 | 26.01% | 22.61% | 23.77% | 24.13% | Y | N | Y | N
| 33 | FG&E | - | - | Pleasant St. S/S | 31 | 31T1 | Lunenburg | D | 31W38 | Lunenburg | 13.8 kV | 13.8 kV | 13.8 kV | 3.1 | 2.98 | 2.565 | 12.692 | 12.692 | 12.692 | 24.42% | 23.48% | 20.21% | 22.7% | Y | N | Y | N
| 23 | FG&E | - | - | Sawyer Passway S/S | 22 | 22T1 & 22T2 | Fitchburg | D | 22W3 | Fitchburg | 13.8 kV | 13.8 kV | 13.8 kV | 0.773 | 0.789 | 0.773 | 3.705 | 3.705 | 3.705 | 20.86% | 21.3% | 20.86% | 21.01% | Y | N | Y | N
| 40 | FG&E | - | - | Summer St. S/S | 40 | Auto #1/ #2 | Fitchburg | T | 06 Line | Fitchburg | 69 kV | 69 kV | 69 kV | 9.457 | 10.234 | 9.434 | 47.8046 | 47.8046 | 47.8046 | 19.78% | 21.41% | 19.73% | 20.31% | Y | N | N | N
| 15 | FG&E | - | - | Nockege S/S | 20 | 20T1 | Fitchburg | D | 20W22 | Fitchburg | 13.8 kV | 13.8 kV | 13.8 kV | 1.721 | 1.625 | 1.673 | 8.916 | 8.916 | 8.916 | 19.3% | 18.23% | 18.76% | 18.76% | Y | N | Y | N
| 18 | FG&E | - | - | Sawyer Passway S/S | 22 | 22T1 & 22T2 | Fitchburg | D | 22W10 | Fitchburg | 13.8 kV | 13.8 kV | 13.8 kV | 1.721 | 1.625 | 1.673 | 8.533 | 9.322 | 9.322 | 20.17% | 17.43% | 17.95% | 18.52% | Y | N | Y | N
| 31 | FG&E | - | - | Pleasant St. S/S | 31 | 31T2 | Lunenburg | D | 31W34 | Lunenburg | 13.8 kV | 13.8 kV | 13.8 kV | 2.159 | 2.175 | 2.175 | 11.674 | 11.674 | 12.692 | 18.49% | 18.63% | 17.14% | 18.09% | Y | N | Y | N
| 21 | FG&E | - | - | Sawyer Passway S/S | 22 | 22T1 & 22T2 | Fitchburg | D | 22W2 | Fitchburg | 13.8 kV | 13.8 kV | 13.8 kV | 0.598 | 0.757 | 0.59 | 3.585 | 3.585 | 3.585 | 16.68% | 21.12% | 16.46% | 18.08% | Y | N | Y | N
| 19 | FG&E | - | - | Sawyer Passway S/S | 22 | 22T1 & 22T2 | Fitchburg | D | 22W11 | Fitchburg | 13.8 kV | 13.8 kV | 13.8 kV | 1.147 | 1.259 | 1.57 | 8.49 | 8.49 | 8.533 | 13.51% | 14.83% | 18.4% | 15.58% | Y | N | Y | N
| 14 | FG&E | - | - | Townsend S/S | 15 | 15T1 | Townsend | D | 15W17 | Townsend | 13.8 kV | 13.8 kV | 13.8 kV | 1.467 | 1.484 | 1.27 | 8.844 | 8.844 | 11.951 | 16.59% | 16.78% | 10.63% | 14.66% | Y | N | Y | N
| 27 | FG&E | - | - | River St. S/S | 25 | 25T1 | Fitchburg | D | 25W28 | Fitchburg | 13.8 kV | 13.8 kV | 13.8 kV | 1.28 | 1.378 | 1.259 | 9.561 | 9.561 | 9.561 | 13.39% | 14.41% | 13.17% | 13.66% | Y | N | Y | N
| 47 | FG&E | - | - | Princton Rd. S/S | 50 | 50T3 | Fitchburg | D | 50W51 | Fitchburg | 13.8 kV | 13.8 kV | 13.8 kV | 2.191 | 1.362 | 1.187 | 11.886 | 11.886 | 16.062 | 18.43% | 11.46% | 7.39% | 12.43% | Y | N | Y | N
| 24 | FG&E | - | - | Sawyer Passway S/S | 22 | 22T1 & 22T2 | Fitchburg | D | 22W8 | Fitchburg | 13.8 kV | 13.8 kV | 13.8 kV | 0.574 | 0.613 | 0.526 | 8.49 | 8.49 | 8.533 | 6.761% | 7.22% | 6.164% | 6.715% | Y | N | Y | N
| 20 | FG&E | - | - | Sawyer Passway S/S | 22 | 22T1 & 22T2 | Fitchburg | D | 22W17 | Fitchburg | 13.8 kV | 13.8 kV | 13.8 kV | 0.598 | 0.598 | 0 | 8.533 | 8.533 | 8.533 | 7.008% | 7.008% | 0% | 4.672% | Y | N | Y | N
| 43 | FG&E | - | - | Summer St. S/S | 40 | 40T1 | Fitchburg | D | 40W38 | Fitchburg | 13.8 kV | 13.8 kV | 13.8 kV | 0.257 | 0.13 | 0.171 | 7.673 | 7.673 | 7.673 | 3.349% | 1.694% | 2.229% | 2.424% | Y | N | Y | N
| 28 | FG&E | - | - | River St. S/S | 25 | 25T1 | Fitchburg | D | 25W29 | Fitchburg | 13.8 kV | 13.8 kV | 13.8 kV | 0.131 | 0.135 | 0.096 | 11.951 | 11.951 | 11.951 | 1.096% | 1.13% | 0.8033% | 1.01% | Y | N | Y | N
| 11 | FG&E | - | - | Townsend S/S | 15 | 15T1 | Townsend | D | 15W14 | Townsend | 13.8 kV | 13.8 kV | 13.8 kV | 0 | 0 | 0 | 8.844 | 8.844 | 11.951 | 0% | 0% | 0% | 0% | Y | N | Y | N
| 25 | FG&E | - | - | Sawyer Passway S/S | 22 | 22T1 & 22T2 | Fitchburg | D | 22W12 | Fitchburg | 13.8 kV | 13.8 kV | 13.8 kV | 0 | 0 | 0 | 2.123 | 2.123 | 2.868 | 0% | 0% | 0% | 0% | Y | N | Y | N
| 37 | FG&E | - | - | Sawyer Passway S/S & Summer St. S/S | 22 & 40 | 22T1/22T2 & 40T1 | Fitchburg | D | 1303 | Fitchburg | 13.8 kV | 13.8 kV | 13.8 kV | 0 | 0 | 0 | 12.684 | 12.684 | 14.867 | 0% | 0% | 0% | 0% | Y | N | Y | N
| 38 | FG&E | - | - | Sawyer Passway S/S & Summer St. S/S | 22 & 40 | 22T1/22T2 & 40T1 | Fitchburg | D | 1309 | Fitchburg | 13.8 kV | 13.8 kV | 13.8 kV | 0 | 0 | 0 | 12.684 | 12.684 | 12.684 | 0% | 0% | 0% | 0% | Y | N | Y | N
| 39 | FG&E | - | - | Townsend S/S & W. Townsend S/S | 15 & 39 | Auto #1/ #2 | Fitchburg | T | 10 Line | Townsend | 69 kV | 69 kV | 69 kV | 0 | 0 | 0 | 16.0145 | 16.0145 | 23.902 | 0% | 0% | 0% | 0% | Y | N | N | N