## Installed Projects
2718:3697
Energy Storage System | [20 empty] | Generation
DG WR Number | Common Project Name (REDACTED) | Policy Source 1 | Policy Source 2 | Other - Source | PTO Date | Year Procured | Customer Type | City/Town (REDACTED) | Technology Type | Other - Technology | Manufactuer | Energy kWh (DC) | Capacity kW (DC) | Energy kWh (AC) | Capacity kW (AC) | Installation Type | Application/ Intended Use #1 | Application/ Intended Use #2 | Application/ Intended Use #3 | Other - Application/ Intended Use | DG WR Number | Storage Co-Located with DG/ Generation? | System Configuration Type | DG/ Generation Type | Capacity kW (DC) | Capacity kW (AC)
HISTSI-16901 |  |  | MA - SMART Program |  | 2006-09-30 |  | Residential |  | Lithium Ion |  | Tesla |  |  | 13.5 | 6 | BM |  |  |  | SMART |  | Yes |  | PhotoVoltaic |  | 10.51
HISTSI-18259 |  |  |  |  | 2011-08-02 |  | Residential |  | Lithium Ion |  | Tesla |  |  | 13.5 | 5 | BM | [5 empty] | Yes |  | PhotoVoltaic |  | 8.1
HISTSI-19303 |  |  |  |  | 2012-08-13 |  | Residential |  | Lithium Ion |  | Tesla |  |  | 13.5 | 5 | BM | [5 empty] | Yes |  | PhotoVoltaic |  | 9.99
HISTSI-19413 |  |  |  |  | 2012-08-30 |  | Residential | [6 empty] | 20 | 10 | [6 empty] | Yes |  | PhotoVoltaic |  | 6.3
HISTSI-19483 |  |  |  |  | 2012-09-12 |  | Residential | [6 empty] | 20 | 10 | [6 empty] | Yes |  | PhotoVoltaic |  | 5.88
HISTSI-19545 |  |  |  |  | 2012-09-25 |  | Residential |  | Lithium Ion |  | Tesla |  |  | 13.5 | 5 | BM | [5 empty] | Yes |  | PhotoVoltaic |  | 3.12
HISTSI-20090 |  |  |  |  | 2012-12-28 |  | Residential |  | Lithium Ion |  | Tesla |  |  | 13.5 | 10 | BM | [5 empty] | Yes |  | PhotoVoltaic |  | 6.9
HISTSI-21678 |  |  |  |  | 2013-08-29 |  | Residential | [6 empty] | 10 | 5 | [6 empty] | Yes |  | PhotoVoltaic |  | 8.82
HISTSI-22178 |  |  |  |  | 2013-11-25 |  | Residential |  | Lithium Ion |  | Tesla |  |  | 13.5 | 25 | BM | [5 empty] | Yes |  | PhotoVoltaic |  | 10
HISTSI-23083 |  |  |  |  | 2014-04-25 |  | Residential |  | Lithium Ion |  | Tesla |  |  | 13.5 | 5 | BM | [5 empty] | Yes |  | PhotoVoltaic |  | 5.23
HISTSI-23911 |  |  | MA - SMART Program |  | 2014-08-12 |  | Residential |  | Lithium Ion |  | sonnenBacterie |  |  | 7.5 | 7 | BM |  |  |  | SMART |  | Yes |  | PhotoVoltaic |  | 5.83
HISTSI-24287 |  |  |  |  | 2014-09-12 |  | Residential |  | Lithium Ion |  | Tesla |  |  | 13.5 | 5 | BM | [5 empty] | Yes |  | PhotoVoltaic |  | 7.91
HISTSI-24593 |  |  |  |  | 2014-10-09 |  | Residential |  | Lithium Ion |  | Tesla |  |  | 13.5 | 5 | BM | [5 empty] | Yes |  | PhotoVoltaic |  | 3.27
HISTSI-24977 |  |  |  |  | 2014-11-12 |  | Residential |  | Lithium Ion |  | Tesla |  |  | 13.5 | 7.5 | BM | [5 empty] | Yes |  | PhotoVoltaic |  | 3.78
HISTSI-24981 |  |  |  |  | 2014-11-12 |  | Residential |  | Lithium Ion |  | Tesla |  |  | 13.5 | 10 | BM | [5 empty] | Yes |  | PhotoVoltaic |  | 5.89
HISTSI-24984 |  |  | MA - SMART Program |  | 2014-11-12 |  | Residential |  | Lithium Ion |  | Tesla |  |  | 13.5 | 6 | BM |  |  |  | SMART |  | Yes |  | PhotoVoltaic |  | 10.2
HISTSI-25426 |  |  |  |  | 2014-12-23 |  | Residential |  | Lithium Ion |  | Tesla |  |  | 13.5 | 5 | BM | [5 empty] | Yes |  | PhotoVoltaic |  | 6.3
HISTSI-25899 |  |  |  |  | 2015-01-16 |  | Residential |  | Lithium Ion |  | Tesla |  |  | 13.5 | 10 | BM | [5 empty] | Yes |  | PhotoVoltaic |  | 6.44
HISTSI-26056 |  |  |  |  | 2015-01-30 |  | Residential | [6 empty] | 20 | 10 | [6 empty] | Yes |  | PhotoVoltaic |  | 9.45
HISTSI-26720 |  |  |  |  | 2015-03-19 |  | Residential | [6 empty] | 10 | 5 | [6 empty] | Yes |  | PhotoVoltaic |  | 8.67
HISTSI-27413 |  |  |  |  | 2015-05-06 |  | Residential |  | Lithium Ion |  | Tesla |  |  | 13.5 | 10 | BM | [5 empty] | Yes |  | PhotoVoltaic |  | 4.08
HISTSI-28169 |  |  |  |  | 2015-06-18 |  | Residential |  | Lithium Ion |  | Tesla |  |  | 13.5 | 5 | BM | [5 empty] | Yes |  | PhotoVoltaic |  | 9.18
HISTSI-28723 |  |  |  |  | 2015-07-14 |  | Residential | [6 empty] | 10 | 5 | [6 empty] | Yes |  | PhotoVoltaic |  | 2.8
HISTSI-29633 |  |  |  |  | 2015-08-27 |  | Residential |  | Lithium Ion |  | Sonnen |  |  | 12.5 | 8 | BM |  |  |  |  | 2089203 | Yes |  | PhotoVoltaic | 8.4 | 7.2
HISTSI-31725 |  |  |  |  | 2015-12-01 |  | Residential | [6 empty] | 20 | 10 | [6 empty] | Yes |  | PhotoVoltaic |  | 9.69
HISTSI-33460 |  |  |  |  | 2016-02-03 |  | Residential |  | Lithium Ion |  | Outback |  |  | 13 | 6.5 | BM | [5 empty] | Yes |  | PhotoVoltaic |  | 7.8
HISTEX-53417 |  |  |  |  | 2016-02-16 | 2014-02-05 | Commercial |  | Lithium Ion |  | LG Chem | 4.875 | 12.6 | 4.875 | 12.6 | BM |  |  |  |  | 0 | Yes |  | Photovoltaic | 16.555 | 17.33
HISTSI-33752 |  |  | MA - SMART Program |  | 2016-02-24 |  | Residential |  | Lithium Ion |  | Other |  |  | 14 | 7 | BM |  |  |  | SMART |  | Yes |  | PhotoVoltaic |  | 16.77
HISTSI-34196 |  |  |  |  | 2016-03-12 |  | Residential |  | Lithium Ion |  | Tesla |  |  | 13.5 | 5 | BM | [5 empty] | Yes |  | PhotoVoltaic |  | 5.33
HISTSI-34195 |  |  |  |  | 2016-03-12 |  | Residential |  | Lithium Ion |  | ABB |  |  | 10 | 5 | BM | [5 empty] | Yes |  | PhotoVoltaic |  | 3.44
HISTSI-34440 |  |  |  |  | 2016-03-23 |  | Residential |  | Lithium Ion |  | Tesla |  |  | 13.5 | 6 | BM | [5 empty] | Yes |  | PhotoVoltaic |  | 6.54
HISTSI-35269 |  |  |  |  | 2016-04-29 |  | Residential |  | Lithium Ion |  | Tesla |  |  | 13.5 | 10 | BM | [5 empty] | Yes |  | PhotoVoltaic |  | 9.62
HISTSI-35389 |  |  |  |  | 2016-05-09 |  | Residential |  | Lithium Ion |  | Tesla |  |  | 13.5 | 5 | BM | [5 empty] | Yes |  | PhotoVoltaic |  | 4.68
HISTSI-36446 |  |  |  |  | 2016-06-24 |  | Residential |  | Lithium Ion |  | Tesla |  |  | 13.5 | 8.32 | BM | [5 empty] | Yes |  | PhotoVoltaic |  | 8.5
HISTSI-37066 |  |  |  |  | 2016-07-26 |  | Residential |  | Lithium Ion |  | Tesla |  |  | 13.5 | 5 | BM | [5 empty] | Yes |  | PhotoVoltaic |  | 5.89
HISTSI-39484 |  |  |  |  | 2016-12-12 |  | Residential |  | Lithium Ion |  | Tesla |  |  | 13.5 | 5 | BM |  |  |  | Backup, Solar Self Consumption |  | Yes |  | PhotoVoltaic |  | 4.05
HISTSI-39589 |  |  |  |  | 2016-12-15 |  | Residential |  | Lithium Ion |  | Tesla |  |  | 13.5 | 5 | BM | [5 empty] | Yes |  | PhotoVoltaic |  | 6.89
HISTSI-39588 |  |  |  |  | 2016-12-15 |  | Residential | [6 empty] | 20 | 10 | [6 empty] | Yes |  | PhotoVoltaic |  | 6.89
HISTSI-39704 |  |  |  |  | 2016-12-20 |  | Residential |  | Lithium Ion |  | Tesla |  |  | 13.5 | 3.3 | BM | [5 empty] | Yes |  | PhotoVoltaic |  | 4.77
HISTSI-39800 |  |  |  |  | 2016-12-27 |  | Residential |  | Lithium Ion |  | Tesla |  |  | 13.5 | 3.3 | BM | [5 empty] | Yes |  | PhotoVoltaic |  | 5.83
HISTSI-40194 |  |  |  |  | 2017-01-18 |  | Residential |  | Lithium Ion |  | Tesla |  |  | 13.5 | 5 | BM | [5 empty] | Yes |  | PhotoVoltaic |  | 9.8
HISTEX-67425 |  | MA - Energy Efficiency/ DR Program | MA - Energy Efficiency/ DR Program |  | 2017-04-20 |  | Commercial |  | Lithium Ion |  | Sungrow | 180 | 100 | 180 | 100 | BM | Customer Bill Savings (e.g., Demand Charge Management, TOU Arbitrage) | Peak Shaving/ Load Leveling |  |  | 0 | No |  | PhotoVoltaic |  | 110
HISTSI-41883 |  |  |  |  | 2017-07-06 |  | Residential |  | Lithium Ion |  | Tesla |  |  | 13.5 | 5 | BM | [5 empty] | Yes |  | PhotoVoltaic |  | 7.8
HISTSI-41945 |  |  |  |  | 2017-07-12 |  | Residential |  | Lithium Ion |  | Tesla |  |  | 13.5 | 5 | BM | [5 empty] | Yes |  | PhotoVoltaic |  | 2.7
HISTSI-42078 |  |  |  |  | 2017-07-31 |  | Residential |  | Lithium Ion |  | Tesla |  |  | 13.5 | 5 | BM | [5 empty] | Yes |  | PhotoVoltaic |  | 6.24
HISTSI-42153 |  |  |  |  | 2017-08-04 |  | Residential |  | Lithium Ion |  | Tesla |  |  | 13.5 | 5 | BM | [5 empty] | Yes |  | PhotoVoltaic |  | 9.1
HISTSI-42375 |  |  |  |  | 2017-08-29 |  | Residential |  | Lithium Ion |  | Tesla |  |  | 13.5 | 5 | BM | [5 empty] | Yes |  | PhotoVoltaic |  | 8.7
HISTSI-42563 |  |  |  |  | 2017-09-21 |  | Residential |  | Lithium Ion |  | Tesla |  |  | 13.5 | 5 | BM | [5 empty] | Yes |  | PhotoVoltaic |  | 11.05
HISTSI-42674 |  |  |  |  | 2017-10-05 |  | Residential |  | Lithium Ion |  | Tesla |  |  | 13.5 | 5 | BM | [5 empty] | Yes |  | PhotoVoltaic |  | 6.3
HISTSI-42686 |  |  |  |  | 2017-10-06 |  | Residential |  | Lithium Ion |  | Tesla |  |  | 13.5 | 5 | BM | [5 empty] | Yes |  | PhotoVoltaic |  | 9.1
HISTSI-42756 |  |  |  |  | 2017-10-16 |  | Residential |  | Lithium Ion |  | Tesla |  |  | 13.5 | 1.67 | BM | [5 empty] | Yes |  | PhotoVoltaic |  | 7.6
HISTSI-42768 |  |  |  |  | 2017-10-16 |  | Residential |  | Lithium Ion |  | Tesla |  |  | 13.5 | 0 | BM | [5 empty] | Yes |  | PhotoVoltaic | 0 | 0
HISTSI-42781 |  |  |  |  | 2017-10-17 |  | Residential |  | Lithium Ion |  | Tesla |  |  | 13.5 | 1.67 | BM | [5 empty] | Yes |  | PhotoVoltaic |  | 7.6
HISTSI-42828 |  |  |  |  | 2017-10-20 |  | Residential |  | Lithium Ion |  | Tesla |  |  | 13.5 | 5 | BM | [5 empty] | Yes |  | PhotoVoltaic |  | 4.5
HISTSI-42873 |  |  |  |  | 2017-10-25 |  | Residential |  | Lithium Ion |  | Tesla |  |  | 13.5 | 5 | BM | [5 empty] | Yes |  | PhotoVoltaic |  | 5.7
HISTSI-43036 |  |  |  |  | 2017-11-09 |  | Residential |  | Lithium Ion |  | Tesla |  |  | 13.5 | 5 | BM | [5 empty] | Yes |  | PhotoVoltaic |  | 12.95
HISTSI-43082 |  |  |  |  | 2017-11-14 |  | Residential |  | Lithium Ion |  | Tesla |  |  | 13.5 | 5 | BM | [5 empty] | Yes |  | PhotoVoltaic |  | 7.6
HISTSI-43380 |  |  |  |  | 2017-12-15 |  | Residential |  | Lithium Ion |  | Tesla |  |  | 13.5 | 5 | BM | [5 empty] | Yes |  | PhotoVoltaic |  | 11.05
HISTSI-43598 |  |  |  |  | 2018-01-08 |  | Residential | [6 empty] | 10 | 5 | [6 empty] | Yes |  | PhotoVoltaic |  | 5.22
HISTSI-43599 |  |  |  |  | 2018-01-08 |  | Residential |  | Lithium Ion |  | Tesla |  |  | 13.5 | 10 | BM | [5 empty] | Yes |  | PhotoVoltaic |  | 5.22
HISTSI-43636 |  |  |  |  | 2018-01-10 |  | Residential |  | Lithium Ion |  | Tesla |  |  | 13.5 | 5 | BM | [5 empty] | Yes |  | PhotoVoltaic |  | 7.6
HISTSI-43678 |  |  |  |  | 2018-01-16 |  | Residential |  | Lithium Ion |  | Tesla |  |  | 13.5 | 5 | BM | [5 empty] | Yes |  | PhotoVoltaic |  | 8.1
HISTSI-43684 |  |  |  |  | 2018-01-16 |  | Residential |  | Lithium Ion |  | Tesla |  |  | 13.5 | 5 | BM | [5 empty] | Yes |  | PhotoVoltaic |  | 9.9
HISTSI-43699 |  |  |  |  | 2018-01-16 |  | Residential |  | Lithium Ion |  | Tesla |  |  | 13.5 | 5 | BM | [5 empty] | Yes |  | PhotoVoltaic |  | 9.72
HISTSI-43709 |  |  |  |  | 2018-01-18 |  | Residential |  | Lithium Ion |  | Tesla |  |  | 13.5 | 1.67 | BM | [5 empty] | Yes |  | PhotoVoltaic |  | 7.6
HISTSI-43793 |  |  |  |  | 2018-01-25 |  | Residential |  | Lithium Ion |  | Tesla |  |  | 13.5 | 1.67 | BM | [5 empty] | Yes |  | PhotoVoltaic |  | 7.6
HISTSI-43817 |  |  |  |  | 2018-01-29 |  | Residential |  | Lithium Ion |  | Tesla |  |  | 13.5 | 5 | BM | [5 empty] | Yes |  | PhotoVoltaic |  | 10.08
HISTSI-43840 |  |  |  |  | 2018-02-01 |  | Residential |  | Lithium Ion |  | Tesla |  |  | 13.5 | 5 | BM | [5 empty] | Yes |  | PhotoVoltaic |  | 13
HISTSI-43873 |  |  |  |  | 2018-02-05 |  | Residential |  | Lithium Ion |  | Tesla |  |  | 13.5 | 5 | BM | [5 empty] | Yes |  | PhotoVoltaic |  | 13.68
HISTEX-67602 |  |  |  |  | 2018-02-13 |  | Commercial |  | Lithium Ion |  | Tesla | 1050 | 250 | 1050 | 250 | BM |  |  |  |  | 0 | Yes |  | PhotoVoltaic |  | 403.2
HISTSI-43982 |  |  |  |  | 2018-02-15 |  | Residential |  | Lithium Ion |  | Tesla |  |  | 13.5 | 5 | BM | [5 empty] | Yes |  | PhotoVoltaic |  | 4.23
HISTSI-44005 |  |  |  |  | 2018-02-20 |  | Residential |  | Lithium Ion |  | Tesla |  |  | 13.5 | 5 | BM | [5 empty] | Yes |  | PhotoVoltaic |  | 7.6
HISTSI-44038 |  |  |  |  | 2018-02-22 |  | Residential |  | Lithium Ion |  | Tesla |  |  | 13.5 | 5 | BM | [5 empty] | Yes |  | PhotoVoltaic |  | 10.2
HISTSI-44103 |  |  |  |  | 2018-03-01 |  | Residential |  | Lithium Ion |  | Tesla |  |  | 13.5 | 5 | BM | [5 empty] | Yes |  | PhotoVoltaic |  | 2.93
HISTSI-44137 |  |  |  |  | 2018-03-19 |  | Residential |  | Lithium Ion |  | Tesla |  |  | 13.5 | 5 | BM | [5 empty] | Yes |  | PhotoVoltaic |  | 7.2
HISTSI-44175 |  |  |  |  | 2018-03-20 |  | Residential |  | Lithium Ion |  | Tesla |  |  | 13.5 | 5 | BM | [5 empty] | Yes |  | PhotoVoltaic |  | 12.18
HISTSI-44226 |  |  |  |  | 2018-03-23 |  | Residential |  | Lithium Ion |  | Tesla |  |  | 13.5 | 10 | BM | [5 empty] | Yes |  | PhotoVoltaic |  | 13
HISTSI-44282 |  |  |  |  | 2018-03-28 |  | Residential |  | Lithium Ion |  | Tesla |  |  | 13.5 | 5 | BM | [5 empty] | Yes |  | PhotoVoltaic |  | 9.1
HISTSI-44298 |  |  |  |  | 2018-03-30 |  | Residential |  | Lithium Ion |  | Delta |  |  | 23.2 | 11.6 | BM | [5 empty] | Yes |  | PhotoVoltaic |  | 6.9
HISTSI-44315 |  |  |  |  | 2018-03-30 |  | Residential |  | Lithium Ion |  | Delta |  |  | 25.2 | 12.6 | BM | [5 empty] | Yes |  | PhotoVoltaic |  | 8.4
HISTSI-44359 |  |  |  |  | 2018-04-04 |  | Residential |  | Lithium Ion |  | Tesla |  |  | 13.5 | 5 | BM | [5 empty] | Yes |  | PhotoVoltaic |  | 9.3
HISTSI-44523 |  |  |  |  | 2018-04-23 |  | Residential |  | Lithium Ion |  | Tesla |  |  | 13.5 | 5 | BM | [5 empty] | Yes |  | PhotoVoltaic |  | 10.08
HISTSI-44573 |  |  |  |  | 2018-04-26 |  | Residential |  | Lithium Ion |  | Tesla |  |  | 13.5 | 5 | BM | [5 empty] | Yes |  | PhotoVoltaic |  | 7.6
HISTSI-44612 |  |  |  |  | 2018-05-01 |  | Residential |  | Lithium Ion |  | Tesla |  |  | 13.5 | 10 | BM | [5 empty] | Yes |  | PhotoVoltaic |  | 7.6
HISTSI-44634 |  |  |  |  | 2018-05-03 |  | Residential |  | Lithium Ion |  | Tesla |  |  | 13.5 | 5 | BM | [5 empty] | Yes |  | PhotoVoltaic |  | 7.6
HISTSI-44688 |  |  |  |  | 2018-05-07 |  | Residential | [6 empty] | 10 | 5 | [6 empty] | Yes |  | PhotoVoltaic |  | 4.8
HISTSI-44726 |  |  |  |  | 2018-05-10 |  | Residential |  | Lithium Ion |  | Tesla |  |  | 13.5 | 5 | BM | [5 empty] | Yes |  | PhotoVoltaic |  | 12.96
HISTSI-44744 |  |  |  |  | 2018-05-11 |  | Residential |  | Lithium Ion |  | Delta |  |  | 20 | 10 | BM | [5 empty] | Yes |  | PhotoVoltaic |  | 2.6
HISTSI-44815 |  |  |  |  | 2018-05-18 |  | Residential |  | Lithium Ion |  | Tesla |  |  | 13.5 | 5 | BM | [5 empty] | Yes |  | PhotoVoltaic |  | 3
HISTSI-44820 |  |  |  |  | 2018-05-18 |  | Residential | [6 empty] | 20 | 10 | [6 empty] | Yes |  | PhotoVoltaic |  | 9.8
HISTSI-44888 |  |  |  |  | 2018-05-25 |  | Residential |  | Lithium Ion |  | Tesla |  |  | 13.5 | 5 | BM | [5 empty] | Yes |  | PhotoVoltaic |  | 10.07
HISTSI-44912 |  |  |  |  | 2018-05-25 |  | Residential |  | Lithium Ion |  | Delta |  |  | 17.6 | 8.8 | BM | [5 empty] | Yes |  | PhotoVoltaic |  | 11.38
HISTSI-44975 |  |  |  |  | 2018-06-01 |  | Residential | [6 empty] | 10 | 5 | [6 empty] | Yes |  | PhotoVoltaic |  | 7.32
HISTSI-44996 |  |  |  |  | 2018-06-04 |  | Residential |  | Lithium Ion |  | Pika Energy |  |  | 15.2 | 7.6 | BM | [5 empty] | Yes |  | PhotoVoltaic |  | 19.76
HISTSI-45049 |  |  |  |  | 2018-06-07 |  | Residential |  | Lithium Ion |  | Tesla |  |  | 13.5 | 30 | BM | [5 empty] | Yes |  | PhotoVoltaic |  | 18
HISTSI-45069 |  |  |  |  | 2018-06-11 |  | Residential |  | Lithium Ion |  | Tesla |  |  | 13.5 | 5 | BM | [5 empty] | Yes |  | PhotoVoltaic |  | 9.1
HISTSI-45075 |  |  |  |  | 2018-06-12 |  | Residential | [6 empty] | 10 | 5 | [6 empty] | Yes |  | PhotoVoltaic |  | 6
HISTSI-45094 |  |  |  |  | 2018-06-13 |  | Residential | [6 empty] | 10 | 5 | [6 empty] | Yes |  | PhotoVoltaic |  | 12.67
HISTSI-45093 |  |  |  |  | 2018-06-13 |  | Residential |  | Lithium Ion |  | Delta |  |  | 15.2 | 7.6 | BM | [5 empty] | Yes |  | PhotoVoltaic |  | 10.5
HISTSI-45134 |  |  |  |  | 2018-06-18 |  | Residential |  | Lithium Ion |  | Tesla |  |  | 13.5 | 5 | BM | [5 empty] | Yes |  | PhotoVoltaic |  | 6.78
HISTSI-45194 |  |  | MA - SMART Program |  | 2018-06-21 |  | Residential |  | Lithium Ion |  | LG Chem |  |  | 4.875 | 5 | BM |  |  |  | SMART |  | Yes |  | PhotoVoltaic |  | 12.95
HISTSI-45259 |  |  |  |  | 2018-06-27 |  | Residential |  | Lithium Ion |  | Tesla |  |  | 13.5 | 5 | BM | [5 empty] | Yes |  | PhotoVoltaic |  | 9.75
HISTSI-45288 |  |  |  |  | 2018-06-29 |  | Residential |  | Lithium Ion |  | Tesla |  |  | 13.5 | 5 | BM | [5 empty] | Yes |  | PhotoVoltaic |  | 13
HISTSI-45276 |  |  |  |  | 2018-06-29 |  | Residential | [6 empty] | 20 | 10 | [6 empty] | Yes |  | PhotoVoltaic |  | 5.85
HISTSI-45319 |  |  |  |  | 2018-07-03 |  | Residential | [6 empty] | 20 | 10 | [6 empty] | Yes |  | PhotoVoltaic |  | 13
HISTSI-45332 |  |  |  |  | 2018-07-05 |  | Residential | [6 empty] | 10 | 5 | [6 empty] | Yes |  | PhotoVoltaic |  | 7.25
HISTSI-45435 |  |  |  |  | 2018-07-14 |  | Residential |  | Lithium Ion |  | LG Chem |  |  | 4.875 | 19.3 | BM | Reliability and Resiliency | Reliability and Resiliency |  | Backup, Solar Self Consumption |  | Yes |  | PhotoVoltaic |  | 9.1
HISTSI-45429 |  |  |  |  | 2018-07-14 |  | Residential |  | Lithium Ion |  | Tesla |  |  | 13.5 | 5 | BM | [5 empty] | Yes |  | PhotoVoltaic |  | 7.56
HISTSI-45436 |  |  |  |  | 2018-07-14 |  | Residential |  | Lithium Ion |  | Tesla |  |  | 13.5 | 5 | BM | [5 empty] | Yes |  | PhotoVoltaic |  | 13
HISTSI-45459 |  |  |  |  | 2018-07-18 |  | Residential |  | Lithium Ion |  | Tesla |  |  | 13.5 | 5 | BM | [5 empty] | Yes |  | PhotoVoltaic |  | 7.48
HISTSI-45466 |  |  |  |  | 2018-07-18 |  | Residential |  | Lithium Ion |  | Tesla |  |  | 13.5 | 5 | BM | [5 empty] | Yes |  | PhotoVoltaic |  | 12.35
HISTSI-45530 |  |  |  |  | 2018-07-27 |  | Residential |  | Lithium Ion |  | Tesla |  |  | 13.5 | 5 | BM | [5 empty] | Yes |  | PhotoVoltaic |  | 7.4
HISTSI-45654 |  |  |  |  | 2018-08-06 |  | Residential |  | Lithium Ion |  | Tesla |  |  | 13.5 | 5 | BM | [5 empty] | Yes |  | PhotoVoltaic |  | 3.58
HISTSI-45689 |  |  |  |  | 2018-08-10 |  | Residential |  | Lithium Ion |  | Tesla |  |  | 13.5 | 5 | BM | [5 empty] | Yes |  | PhotoVoltaic |  | 6.3
HISTSI-45694 |  |  |  |  | 2018-08-13 |  | Residential |  | Lithium Ion |  | Tesla |  |  | 13.5 | 5 | BM | [5 empty] | Yes |  | PhotoVoltaic |  | 6.71
HISTSI-45734 |  |  |  |  | 2018-08-16 |  | Residential |  | Lithium Ion |  | Tesla |  |  | 13.5 | 5 | BM | [5 empty] | Yes |  | PhotoVoltaic |  | 7.6
HISTSI-45738 |  |  | MA - SMART Program |  | 2018-08-17 |  | Residential |  | Lithium Ion |  | Tesla |  |  | 13.5 | 6 | BM |  |  |  | SMART |  | Yes |  | PhotoVoltaic |  | 4.68
HISTEX-68846 |  | MA - Energy Efficiency/ DR Program | MA - Energy Efficiency/ DR Program |  | 2018-08-17 |  | Commercial |  | Lithium Ion |  | Tesla | 1040 | 520 | 1040 | 520 | BM | Customer Bill Savings (e.g., Demand Charge Management, TOU Arbitrage) | Peak Shaving/ Load Leveling |  |  | 0 | Yes | AC-Coupled | PhotoVoltaic |  | 195
HISTSI-45833 |  |  |  |  | 2018-08-27 |  | Residential |  | Lithium Ion |  | LG Chem |  |  | 4.875 | 12.6 | BM | [5 empty] | Yes |  | PhotoVoltaic |  | 10.08
HISTSI-45869 |  |  |  |  | 2018-08-30 |  | Residential | [6 empty] | 10 | 5 | [6 empty] | Yes |  | PhotoVoltaic |  | 7.6
HISTSI-45897 |  |  |  |  | 2018-09-04 |  | Residential |  | Lithium Ion |  | LG Chem |  |  | 4.875 | 19.3 | BM | Reliability and Resiliency | Reliability and Resiliency |  |  |  | Yes |  | PhotoVoltaic |  | 9.28
HISTSI-45917 |  |  |  |  | 2018-09-05 |  | Residential |  | Lithium Ion |  | Tesla |  |  | 13.5 | 5 | BM | [5 empty] | Yes |  | PhotoVoltaic |  | 3.9
HISTSI-45958 |  |  |  |  | 2018-09-08 |  | Residential |  | Lithium Ion |  | LG Chem |  |  | 4.875 | 12.6 | BM | [5 empty] | Yes |  | PhotoVoltaic |  | 10.08
HISTEX-67692 |  | MA - Energy Efficiency/ DR Program | MA - Energy Efficiency/ DR Program |  | 2018-09-24 |  | Commercial |  | Lithium Ion |  | Sungrow | 170 | 105 | 170 | 105 | BM | Customer Bill Savings (e.g., Demand Charge Management, TOU Arbitrage) | Peak Shaving/ Load Leveling |  |  | 0 | No |  | PhotoVoltaic |  | 130
HISTSI-46122 |  |  |  |  | 2018-09-27 |  | Residential |  | Lithium Ion |  | Tesla |  |  | 13.5 | 5 | BM | [5 empty] | Yes |  | PhotoVoltaic |  | 3.25
HISTSI-46163 |  |  | MA - SMART Program |  | 2018-10-01 |  | Residential |  | Lithium Ion |  | Tesla |  |  | 13.5 | 6 | BM |  |  |  | SMART |  | Yes |  | PhotoVoltaic |  | 5.67
HISTSI-46166 |  |  |  |  | 2018-10-01 |  | Residential |  | Lithium Ion |  | Tesla |  |  | 13.5 | 5 | BM | [5 empty] | Yes |  | PhotoVoltaic |  | 4.88
HISTSI-46168 |  |  |  |  | 2018-10-01 |  | Residential |  | Lithium Ion |  | Tesla |  |  | 13.5 | 5 | BM | [5 empty] | Yes |  | PhotoVoltaic |  | 6.62
HISTSI-46191 |  |  |  |  | 2018-10-02 |  | Residential |  | Lithium Ion |  | Tesla |  |  | 13.5 | 5 | BM | [5 empty] | Yes |  | PhotoVoltaic |  | 6.3
HISTSI-46182 |  |  |  |  | 2018-10-02 |  | Residential |  | Lithium Ion |  | Delta |  |  | 25.2 | 12.6 | BM | [5 empty] | Yes |  | PhotoVoltaic |  | 7.63
HISTSI-46235 |  |  |  |  | 2018-10-09 |  | Residential |  | Lithium Ion |  | LG Chem |  |  | 4.875 | 12.6 | BM | [5 empty] | Yes |  | PhotoVoltaic |  | 9.1
HISTSI-46232 |  |  |  |  | 2018-10-09 |  | Residential |  | Lithium Ion |  | Tesla |  |  | 13.5 | 5 | BM | [5 empty] | Yes |  | PhotoVoltaic |  | 8.13
HISTSI-46252 |  |  |  |  | 2018-10-10 |  | Residential |  | Lithium Ion |  | Tesla |  |  | 13.5 | 5 | BM | [5 empty] | Yes |  | PhotoVoltaic |  | 7.01
HISTEX-67697 |  | MA - SMART Program |  |  | 2018-10-11 |  | Commercial |  | Lithium Ion |  | Tesla | 13.5 | 17 | 13.5 | 17 | BM |  |  |  | SMART | 0 | Yes |  | Photovoltaic |  | 18
HISTSI-46321 |  |  |  |  | 2018-10-17 |  | Residential |  | Lithium Ion |  | LG Chem |  |  | 4.875 | 5 | BM | [5 empty] | Yes |  | PhotoVoltaic |  | 4.2
HISTSI-46363 |  |  |  |  | 2018-10-19 |  | Residential |  | Lithium Ion |  | Tesla |  |  | 13.5 | 5 | BM | [5 empty] | Yes |  | PhotoVoltaic |  | 6.62
HISTSI-46366 |  |  |  |  | 2018-10-19 |  | Residential |  | Lithium Ion |  | Tesla |  |  | 13.5 | 5 | BM | [5 empty] | Yes |  | PhotoVoltaic |  | 11.7
HISTSI-46356 |  |  |  |  | 2018-10-19 |  | Residential |  | Lithium Ion |  | ABB |  |  | 20 | 10 | BM | [5 empty] | Yes |  | PhotoVoltaic |  | 6
HISTSI-46373 |  |  | MA - SMART Program |  | 2018-10-19 |  | Residential |  | Lithium Ion |  | Other |  |  | 26 | 13 | BM |  |  |  | SMART |  | Yes |  | PhotoVoltaic |  | 5.84
HISTSI-46433 |  |  |  |  | 2018-10-26 |  | Residential |  | Lithium Ion |  | Pika Energy |  |  | 25.2 | 12.6 | BM | [5 empty] | Yes |  | PhotoVoltaic |  | 9.6
HISTSI-46458 |  |  | MA - SMART Program |  | 2018-10-30 |  | Residential |  | Lithium Ion |  | sonnenBacterie |  |  | 5 | 3 | BM |  |  |  | SMART |  | Yes |  | PhotoVoltaic |  | 6.87
HISTSI-46453 |  |  |  |  | 2018-10-30 |  | Residential |  | Lithium Ion |  | Tesla |  |  | 13.5 | 5 | BM | [5 empty] | Yes |  | PhotoVoltaic |  | 2.44
HISTSI-46483 |  |  |  |  | 2018-11-01 |  | Residential |  | Lithium Ion |  | LG Chem |  |  | 4.875 | 12.6 | BM | [5 empty] | Yes |  | PhotoVoltaic |  | 8.4
HISTSI-46484 |  |  |  |  | 2018-11-01 |  | Residential |  | Lithium Ion |  | Tesla |  |  | 13.5 | 5 | BM | [5 empty] | Yes |  | PhotoVoltaic |  | 13.33
HISTSI-46511 |  |  |  |  | 2018-11-05 |  | Residential |  | Lithium Ion |  | Tesla |  |  | 13.5 | 5 | BM | [5 empty] | Yes |  | PhotoVoltaic |  | 13.32
HISTSI-46528 |  |  |  |  | 2018-11-06 |  | Residential |  | Lithium Ion |  | LG Chem |  |  | 4.875 | 5 | BM | [5 empty] | Yes |  | PhotoVoltaic |  | 4.62
HISTSI-46535 |  |  |  |  | 2018-11-06 |  | Residential |  | Lithium Ion |  | Tesla |  |  | 13.5 | 5 | BM | [5 empty] | Yes |  | PhotoVoltaic |  | 11.16
HISTSI-46538 |  |  |  |  | 2018-11-06 |  | Residential |  | Lithium Ion |  | Tesla |  |  | 13.5 | 5 | BM | [5 empty] | Yes |  | PhotoVoltaic |  | 9.75
HISTSI-46612 |  |  |  |  | 2018-11-13 |  | Residential |  | Lithium Ion |  | Tesla |  |  | 13.5 | 5 | BM | [5 empty] | Yes |  | PhotoVoltaic |  | 9.1
HISTSI-46615 |  |  |  |  | 2018-11-13 |  | Residential |  | Lithium Ion |  | ABB |  |  | 22 | 11 | BM | [5 empty] | Yes |  | PhotoVoltaic |  | 7.32
HISTSI-46678 |  |  | MA - SMART Program |  | 2018-11-18 |  | Residential |  | Lithium Ion |  | Tesla |  |  | 13.5 | 6 | BM |  |  |  | SMART |  | Yes |  | PhotoVoltaic |  | 5.9
HISTSI-46730 |  |  |  |  | 2018-11-21 |  | Residential |  | Lithium Ion |  | Tesla |  |  | 13.5 | 5 | BM | [5 empty] | Yes |  | PhotoVoltaic |  | 12.35
HISTSI-46782 |  |  | MA - SMART Program |  | 2018-11-26 |  | Residential |  | Lithium Ion |  | Tesla |  |  | 13.5 | 6 | BM |  |  |  | SMART |  | Yes |  | PhotoVoltaic |  | 12.39
HISTSI-46880 |  |  |  |  | 2018-12-06 |  | Residential |  | Lithium Ion |  | LG Chem |  |  | 4.875 | 12.6 | BM | [5 empty] | Yes |  | PhotoVoltaic |  | 7.88
HISTSI-46882 |  |  | MA - SMART Program |  | 2018-12-06 |  | Residential |  |  |  | Sonnen |  |  | 12.5 | 8 | BM | [5 empty] | Yes |  | PhotoVoltaic |  | 8.91
HISTSI-46886 |  |  |  |  | 2018-12-07 |  | Residential | [6 empty] | 10 | 5 | [6 empty] | Yes |  | PhotoVoltaic |  | 7.35
HISTSI-46915 |  |  |  |  | 2018-12-12 |  | Residential |  | Lithium Ion |  | LG Chem |  |  | 4.875 | 5 | BM | [5 empty] | Yes |  | PhotoVoltaic |  | 4.35
HISTEX-67721 |  | MA - SMART Program |  |  | 2018-12-13 |  | Commercial |  | Lithium Ion |  | Tesla | 170 | 500 | 170 | 500 | SA |  |  |  | SMART | 0 | Yes |  | PhotoVoltaic |  | 499.5
HISTSI-47035 |  |  |  |  | 2018-12-27 |  | Residential |  | Lithium Ion |  | Tesla |  |  | 13.5 | 5 | BM | [5 empty] | Yes |  | PhotoVoltaic |  | 9.45
HISTSI-47066 |  |  |  |  | 2019-01-02 |  | Residential |  | Lithium Ion |  | LG Chem |  |  | 4.875 | 5 | BM | [5 empty] | Yes |  | PhotoVoltaic |  | 9.28
HISTSI-47057 |  |  |  |  | 2019-01-02 |  | Residential |  | Lithium Ion |  | Tesla |  |  | 13.5 | 5 | BM | [5 empty] | Yes |  | PhotoVoltaic |  | 4.88
HISTSI-47089 |  |  |  |  | 2019-01-03 |  | Residential |  | Lithium Ion |  | LG Chem |  |  | 4.875 | 12.6 | BM | [5 empty] | Yes |  | PhotoVoltaic |  | 9.28
HISTSI-47108 |  |  |  |  | 2019-01-07 |  | Residential |  | Lithium Ion |  | Tesla |  |  | 13.5 | 5 | BM | [5 empty] | Yes |  | PhotoVoltaic |  | 9.75
HISTSI-47125 |  |  | MA - SMART Program |  | 2019-01-09 |  | Residential |  | Lithium Ion |  | LG Chem |  |  | 4.875 | 5 | BM |  |  |  | SMART |  | Yes |  | PhotoVoltaic |  | 8
HISTSI-47122 |  |  |  |  | 2019-01-09 |  | Residential |  | Lithium Ion |  | Tesla |  |  | 13.5 | 5 | BM | [5 empty] | Yes |  | PhotoVoltaic |  | 13.23
HISTSI-47145 |  |  |  |  | 2019-01-14 |  | Residential |  | Lithium Ion |  | LG Chem |  |  | 4.875 | 12.6 | BM | [5 empty] | Yes |  | PhotoVoltaic |  | 9.1
HISTSI-47147 |  |  | MA - SMART Program |  | 2019-01-14 |  | Residential |  | Lithium Ion |  | Other |  |  | 14 | 7 | BM |  |  |  | SMART |  | Yes |  | PhotoVoltaic |  | 9.72
HISTSI-47156 |  |  |  |  | 2019-01-15 |  | Residential |  | Lithium Ion |  | Delta |  |  | 10.4 | 5.2 | BM | [5 empty] | Yes |  | PhotoVoltaic |  | 4.88
HISTSI-47153 |  |  | MA - SMART Program |  | 2019-01-15 |  | Residential |  | Lithium Ion |  | Tesla |  |  | 13.5 | 12 | BM |  |  |  | SMART |  | Yes |  | PhotoVoltaic |  | 7.15
HISTSI-47157 |  |  |  |  | 2019-01-15 |  | Residential |  | Lithium Ion |  | Tesla |  |  | 13.5 | 5 | BM | [5 empty] | Yes |  | PhotoVoltaic |  | 6.62
HISTSI-47160 |  |  | MA - SMART Program |  | 2019-01-16 |  | Residential |  | Lithium Ion |  | LG Chem |  |  | 4.875 | 5 | BM |  |  |  | SMART |  | Yes |  | PhotoVoltaic |  | 9.9
HISTSI-47192 |  |  |  |  | 2019-01-23 |  | Residential |  | Lithium Ion |  | Tesla |  |  | 13.5 | 5 | BM | [5 empty] | Yes |  | PhotoVoltaic |  | 5.8
HISTSI-47210 |  |  |  |  | 2019-01-24 |  | Residential |  | Lithium Ion |  | Tesla |  |  | 13.5 | 5 | BM | [5 empty] | Yes |  | PhotoVoltaic |  | 13.32
HISTSI-47222 |  |  |  |  | 2019-01-28 |  | Residential |  | Lithium Ion |  | Delta |  |  | 10.4 | 5.2 | BM | [5 empty] | Yes |  | PhotoVoltaic |  | 6.5
HISTSI-47230 |  |  |  |  | 2019-01-28 |  | Residential |  | Lithium Ion |  | Tesla |  |  | 13.5 | 5 | BM | [5 empty] | Yes |  | PhotoVoltaic |  | 12.81
HISTSI-47255 |  |  |  |  | 2019-01-29 |  | Residential |  | Lithium Ion |  | Tesla |  |  | 13.5 | 5 | BM | [5 empty] | Yes |  | PhotoVoltaic |  | 11.05
HISTSI-47256 |  |  |  |  | 2019-01-29 |  | Residential |  | Lithium Ion |  | Tesla |  |  | 13.5 | 10 | BM | [5 empty] | Yes |  | PhotoVoltaic |  | 12.6
HISTSI-47263 |  |  | MA - SMART Program |  | 2019-01-30 |  | Residential |  | Lithium Ion |  | LG Chem |  |  | 4.875 | 5 | BM |  |  |  | SMART |  | Yes |  | PhotoVoltaic |  | 9.28
HISTSI-47266 |  |  |  |  | 2019-01-31 |  | Residential |  | Lithium Ion |  | Tesla |  |  | 13.5 | 5 | BM | [5 empty] | Yes |  | PhotoVoltaic |  | 5.67
HISTSI-47277 |  |  | MA - SMART Program |  | 2019-02-14 |  | Residential |  | Lithium Ion |  | Tesla |  |  | 13.5 | 12 | BM |  |  |  | SMART |  | Yes |  | PhotoVoltaic |  | 10.71
HISTSI-09669 |  |  | MA - SMART Program |  | 2019-02-22 |  | Residential |  | Lithium Ion |  | LG Chem |  |  | 4.875 | 5 | BM |  |  |  | SMART |  | Yes |  | PhotoVoltaic |  | 7.6
HISTSI-47361 |  |  | MA - SMART Program |  | 2019-03-07 |  | Residential |  | Lithium Ion |  | Tesla |  |  | 13.5 | 6 | BM |  |  |  | SMART |  | Yes |  | PhotoVoltaic |  | 13
HISTSI-47360 |  |  |  |  | 2019-03-07 |  | Residential |  | Lithium Ion |  | Pika Energy |  |  | 15.2 | 7.6 | BM | [5 empty] | Yes |  | PhotoVoltaic |  | 5.76
HISTSI-47369 |  |  |  |  | 2019-03-08 |  | Residential |  | Lithium Ion |  | Tesla |  |  | 13.5 | 5 | BM | [5 empty] | Yes |  | PhotoVoltaic |  | 13.42
HISTSI-47447 |  |  |  |  | 2019-03-18 |  | Residential |  | Lithium Ion |  | Tesla |  |  | 13.5 | 5 | BM | [5 empty] | Yes |  | PhotoVoltaic |  | 10.08
HISTSI-47468 |  |  |  |  | 2019-03-19 |  | Residential |  | Lithium Ion |  | Tesla |  |  | 13.5 | 5 | BM | [5 empty] | Yes |  | PhotoVoltaic |  | 6.62
HISTSI-47476 |  |  | MA - SMART Program |  | 2019-03-20 |  | Residential |  | Lithium Ion |  | LG Chem |  |  | 4.875 | 5 | BM |  |  |  | SMART |  | Yes |  | PhotoVoltaic |  | 14
HISTSI-47529 |  |  |  |  | 2019-03-27 |  | Residential |  | Lithium Ion |  | Tesla |  |  | 13.5 | 5 | BM | [5 empty] | Yes |  | PhotoVoltaic |  | 7.6
HISTSI-47534 |  |  |  |  | 2019-03-28 |  | Residential |  | Lithium Ion |  | Tesla |  |  | 13.5 | 5 | BM | [5 empty] | Yes |  | PhotoVoltaic |  | 13
HISTSI-47571 |  |  |  |  | 2019-03-29 |  | Residential |  | Lithium Ion |  | Tesla |  |  | 13.5 | 10 | BM | [5 empty] | Yes |  | PhotoVoltaic |  | 7.24
HISTSI-47587 |  |  |  |  | 2019-03-29 |  | Residential |  | Lithium Ion |  | Tesla |  |  | 13.5 | 5 | BM | [5 empty] | Yes |  | PhotoVoltaic |  | 9.42
HISTSI-47649 |  |  |  |  | 2019-04-04 |  | Residential |  | Lithium Ion |  | Tesla |  |  | 13.5 | 15 | BM | [5 empty] | Yes |  | PhotoVoltaic |  | 4.36
HISTSI-47688 |  |  |  |  | 2019-04-12 |  | Residential |  | Lithium Ion |  | Tesla |  |  | 13.5 | 5 | BM | [5 empty] | Yes |  | PhotoVoltaic |  | 9.9
HISTSI-47709 |  |  |  |  | 2019-04-12 |  | Residential |  | Lithium Ion |  | Tesla |  |  | 13.5 | 5 | BM | [5 empty] | Yes |  | PhotoVoltaic |  | 13.32
HISTSI-47749 |  |  | MA - SMART Program |  | 2019-04-16 |  | Residential |  | Lithium Ion |  | Tesla |  |  | 13.5 | 6 | BM |  |  |  | SMART |  | Yes |  | PhotoVoltaic |  | 6.83
HISTSI-47762 |  |  |  |  | 2019-04-17 |  | Residential |  | Lithium Ion |  | Tesla |  |  | 13.5 | 5 | BM | [5 empty] | Yes |  | PhotoVoltaic |  | 7.6
HISTSI-47782 |  |  |  |  | 2019-04-19 |  | Residential |  | Lithium Ion |  | Tesla |  |  | 13.5 | 10 | BM | [5 empty] | Yes |  | PhotoVoltaic |  | 12.6
HISTSI-47772 |  |  |  |  | 2019-04-19 |  | Residential |  | Lithium Ion |  | Delta |  |  | 15.2 | 7.6 | BM | [5 empty] | Yes |  | PhotoVoltaic |  | 7.56
HISTSI-47792 |  |  |  |  | 2019-04-22 |  | Residential |  | Lithium Ion |  | Tesla |  |  | 13.5 | 5 | BM | [5 empty] | Yes |  | PhotoVoltaic |  | 11.55
HISTSI-47840 |  |  | MA - SMART Program |  | 2019-04-24 |  | Residential |  | Lithium Ion |  | Tesla |  |  | 13.5 | 17 | BM |  |  |  | SMART |  | Yes |  | PhotoVoltaic |  | 8.82
HISTSI-47850 |  |  |  |  | 2019-04-25 |  | Residential |  | Lithium Ion |  | Tesla |  |  | 13.5 | 5 | BM | [5 empty] | Yes |  | PhotoVoltaic |  | 7.6
HISTSI-47867 |  |  | MA - SMART Program |  | 2019-04-25 |  | Residential |  | Lithium Ion |  | Tesla |  |  | 13.5 | 12 | BM |  |  |  | SMART |  | Yes |  | PhotoVoltaic |  | 12.6
HISTSI-47886 |  |  | MA - SMART Program |  | 2019-04-30 |  | Residential |  | Lithium Ion |  | sonnenBacterie |  |  | 5 | 3 | BM |  |  |  | SMART |  | Yes |  | PhotoVoltaic |  | 3.3
HISTSI-47894 |  |  |  |  | 2019-04-30 |  | Residential |  | Lithium Ion |  | Tesla |  |  | 13.5 | 10 | BM | [5 empty] | Yes |  | PhotoVoltaic |  | 9.9
HISTSI-47956 |  |  | MA - SMART Program |  | 2019-05-09 |  | Residential |  | Lithium Ion |  | Tesla |  |  | 13.5 | 12 | BM |  |  |  | SMART |  | Yes |  | PhotoVoltaic |  | 13
HISTSI-47961 |  |  |  |  | 2019-05-09 |  | Residential |  | Lithium Ion |  | Tesla |  |  | 13.5 | 5 | BM | [5 empty] | Yes |  | PhotoVoltaic |  | 9.75
HISTSI-47998 |  |  |  |  | 2019-05-13 |  | Residential |  | Lithium Ion |  | Tesla |  |  | 13.5 | 10 | BM | [5 empty] | Yes |  | PhotoVoltaic |  | 7.8
HISTSI-48018 |  |  |  |  | 2019-05-15 |  | Residential |  | Lithium Ion |  | Tesla |  |  | 13.5 | 5 | BM | [5 empty] | Yes |  | PhotoVoltaic |  | 7.56
HISTSI-48024 |  |  |  |  | 2019-05-16 |  | Residential |  | Lithium Ion |  | Tesla |  |  | 13.5 | 5 | BM | [5 empty] | Yes |  | PhotoVoltaic |  | 11.22
HISTSI-48052 |  |  | MA - SMART Program |  | 2019-05-17 |  | Residential |  | Lithium Ion |  | Tesla |  |  | 13.5 | 12 | BM |  |  |  | SMART |  | Yes |  | PhotoVoltaic |  | 12.6
HISTSI-48063 |  |  |  |  | 2019-05-17 |  | Residential |  | Lithium Ion |  | Tesla |  |  | 13.5 | 5 | BM | [5 empty] | Yes |  | PhotoVoltaic |  | 10.68
HISTSI-48064 |  |  |  |  | 2019-05-17 |  | Residential | [6 empty] | 20 | 10 | [6 empty] | Yes |  | PhotoVoltaic |  | 7.2
HISTSI-48088 |  |  | MA - SMART Program |  | 2019-05-21 |  | Residential |  | Lithium Ion |  | Tesla |  |  | 13.5 | 12 | BM |  |  |  | SMART |  | Yes |  | PhotoVoltaic |  | 13.32
HISTSI-48117 |  |  |  |  | 2019-05-24 |  | Residential |  | Lithium Ion |  | Tesla |  |  | 13.5 | 5 | BM | [5 empty] | Yes |  | PhotoVoltaic |  | 7.26
HISTSI-09998 |  |  | MA - SMART Program |  | 2019-05-28 |  | Residential |  | Lithium Ion |  | Tesla |  |  | 13.5 | 6 | BM |  |  |  | SMART |  | Yes |  | PhotoVoltaic |  | 7.6
HISTSI-48169 |  |  |  |  | 2019-06-03 |  | Residential |  | Lithium Ion |  | LG Chem |  |  | 4.875 | 5 | BM | [5 empty] | Yes |  | PhotoVoltaic |  | 6.93
HISTSI-48185 |  |  | MA - SMART Program |  | 2019-06-03 |  | Residential |  | Lithium Ion |  | Tesla |  |  | 13.5 | 6 | BM |  |  |  | SMART |  | Yes |  | PhotoVoltaic |  | 9.45
HISTSI-48187 |  |  | MA - SMART Program |  | 2019-06-03 |  | Residential |  | Lithium Ion |  | Other |  |  | 26 | 13 | BM |  |  |  | SMART |  | Yes |  | PhotoVoltaic |  | 24.8
HISTSI-48194 |  |  |  |  | 2019-06-04 |  | Residential |  | Lithium Ion |  | Delta |  |  | 10.4 | 5.2 | BM | [5 empty] | Yes |  | PhotoVoltaic |  | 7.27
HISTSI-48243 |  |  |  |  | 2019-06-06 |  | Residential |  | Lithium Ion |  | Delta |  |  | 15.2 | 7.6 | BM | [5 empty] | Yes |  | PhotoVoltaic |  | 7.92
HISTSI-48255 |  |  |  |  | 2019-06-07 |  | Residential |  | Lithium Ion |  | Tesla |  |  | 13.5 | 5 | BM | [5 empty] | Yes |  | PhotoVoltaic |  | 3.9
HISTSI-48396 |  |  |  |  | 2019-06-19 |  | Residential |  | Lithium Ion |  | Tesla |  |  | 13.5 | 5 | BM | [5 empty] | Yes |  | PhotoVoltaic |  | 13.33
HISTSI-48405 |  |  | MA - SMART Program |  | 2019-06-20 |  | Residential |  | Lithium Ion |  | Tesla |  |  | 13.5 | 6 | BM |  |  |  | SMART |  | Yes |  | PhotoVoltaic |  | 16.83
HISTSI-48544 |  |  |  |  | 2019-07-02 |  | Residential |  | Lithium Ion |  | Tesla |  |  | 13.5 | 5 | BM | [5 empty] | Yes |  | PhotoVoltaic |  | 7.26
HISTSI-48572 |  |  | MA - SMART Program |  | 2019-07-03 |  | Residential |  | Lithium Ion |  | Tesla |  |  | 13.5 | 6 | BM |  |  |  | SMART |  | Yes |  | PhotoVoltaic |  | 6.93
HISTSI-48653 |  |  |  |  | 2019-07-12 |  | Residential |  | Lithium Ion |  | Tesla |  |  | 13.5 | 15 | BM | [5 empty] | Yes |  | PhotoVoltaic |  | 12.76
HISTSI-48674 |  |  |  |  | 2019-07-16 |  | Residential |  | Lithium Ion |  | Tesla |  |  | 13.5 | 5 | BM | [5 empty] | Yes |  | PhotoVoltaic |  | 13.53
HISTSI-48690 |  |  | MA - SMART Program |  | 2019-07-17 |  | Residential |  | Lithium Ion |  | Tesla |  |  | 13.5 | 12 | BM |  |  |  | SMART |  | Yes |  | PhotoVoltaic |  | 7.8
HISTSI-48694 |  |  |  |  | 2019-07-17 |  | Residential |  | Lithium Ion |  | Tesla |  |  | 13.5 | 5 | BM | [5 empty] | Yes |  | PhotoVoltaic |  | 7.6
HISTSI-48712 |  |  |  |  | 2019-07-18 |  | Residential |  | Lithium Ion |  | Tesla |  |  | 13.5 | 10 | BM | [5 empty] | Yes |  | PhotoVoltaic |  | 14.49
HISTSI-10188 |  |  | MA - SMART Program |  | 2019-07-19 |  | Residential |  | Lithium Ion |  | Other | 7 | 3.3 | 6 | 3 | BM |  |  |  | SMART |  | Yes | DC-Coupled | PhotoVoltaic |  | 8
HISTSI-48739 |  |  |  |  | 2019-07-19 |  | Residential |  | Lithium Ion |  | Tesla |  |  | 13.5 | 10 | BM | [5 empty] | Yes |  | PhotoVoltaic |  | 7.6
HISTSI-48749 |  |  |  |  | 2019-07-22 |  | Residential |  | Lithium Ion |  | Tesla |  |  | 13.5 | 10 | BM | [5 empty] | Yes |  | PhotoVoltaic |  | 7.15
HISTSI-48882 |  |  | MA - SMART Program |  | 2019-08-02 |  | Residential |  | Lithium Ion |  | Tesla |  |  | 13.5 | 6 | BM |  |  |  | SMART |  | Yes |  | PhotoVoltaic |  | 11.2
HISTSI-48987 |  |  |  |  | 2019-08-08 |  | Residential | [6 empty] | 10 | 5 | [6 empty] | Yes |  | PhotoVoltaic |  | 9.9
HISTSI-48993 |  |  |  |  | 2019-08-08 |  | Residential |  | Lithium Ion |  | Tesla |  |  | 13.5 | 5 | BM | [5 empty] | Yes |  | PhotoVoltaic |  | 9.13
HISTSI-49008 |  |  | MA - SMART Program |  | 2019-08-09 |  | Residential |  | Lithium Ion |  | Tesla |  |  | 13.5 | 12 | BM |  |  |  | SMART |  | Yes |  | PhotoVoltaic |  | 9.86
HISTSI-10350 |  |  | MA - SMART Program |  | 2019-08-16 |  | Residential |  | Lithium Ion |  | Tesla |  |  | 13.5 | 6 | BM |  |  |  | SMART |  | Yes | AC-Coupled | PhotoVoltaic |  | 10
HISTSI-10363 |  |  | MA - SMART Program |  | 2019-08-19 |  | Residential |  | Lithium Ion |  | Tesla |  |  | 13.5 | 6 | BM |  |  |  | SMART |  | Yes |  | PhotoVoltaic |  | 8.41
HISTSI-49097 |  |  |  |  | 2019-08-19 |  | Residential |  | Lithium Ion |  | Tesla |  |  | 13.5 | 10 | BM | [5 empty] | Yes |  | PhotoVoltaic |  | 13.32
HISTSI-49101 |  |  | MA - SMART Program |  | 2019-08-20 |  | Residential |  | Lithium Ion |  | Tesla |  |  | 13.5 | 12 | BM |  |  |  | SMART |  | Yes |  | PhotoVoltaic |  | 8.96
HISTSI-49138 |  |  |  |  | 2019-08-22 |  | Residential |  | Lithium Ion |  | LG Chem |  |  | 4.875 | 10 | BM | [5 empty] | Yes |  | PhotoVoltaic |  | 4.9
HISTSI-49178 |  |  | MA - SMART Program |  | 2019-08-27 |  | Residential |  | Lithium Ion |  | Tesla |  |  | 13.5 | 6 | BM |  |  |  | SMART |  | Yes |  | PhotoVoltaic |  | 8.19
HISTSI-49212 |  |  | MA - SMART Program |  | 2019-08-28 |  | Residential |  | Lithium Ion |  | Tesla |  |  | 13.5 | 23 | BM |  |  |  | SMART |  | Yes |  | PhotoVoltaic |  | 13.55
HISTEX-67814 |  | MA - SMART Program |  |  | 2019-09-03 | 2018-12-19 | Commercial |  | Lithium Ion |  | Tesla | 13.5 | 17 | 13.5 | 17 | BM |  |  |  | SMART | 0 | Yes |  | PhotoVoltaic |  | 20
HISTSI-49251 |  |  | MA - SMART Program |  | 2019-09-04 |  | Residential |  | Lithium Ion |  | LG Chem |  |  | 4.875 | 5 | BM |  |  |  | SMART |  | Yes |  | PhotoVoltaic |  | 4.35
HISTEX-67818 |  | MA - SMART Program |  |  | 2019-09-06 | 2018-11-07 | Commercial |  | Lithium Ion |  | Other |  | 8 | 16 | 8 | BM |  |  |  | SMART | 0 | Yes |  | PhotoVoltaic |  | 22.33
HISTSI-49317 |  |  |  |  | 2019-09-10 |  | Residential |  | Lithium Ion |  | Tesla |  |  | 13.5 | 5 | BM | [5 empty] | Yes |  | PhotoVoltaic |  | 13.23
HISTSI-49362 |  |  |  |  | 2019-09-12 |  | Residential | [6 empty] | 20 | 10 | [6 empty] | Yes |  | PhotoVoltaic |  | 12.29
HISTSI-49449 |  |  | MA - SMART Program |  | 2019-09-19 |  | Residential |  | Lithium Ion |  | LG Chem |  |  | 4.875 | 5 | BM |  |  |  | SMART |  | Yes |  | PhotoVoltaic |  | 9.28
HISTSI-49556 |  |  | MA - SMART Program |  | 2019-09-27 |  | Residential |  | Lithium Ion |  | Other |  |  | 6 | 3 | BM |  |  |  | SMART |  | Yes |  | PhotoVoltaic |  | 10.95
HISTSI-49564 |  |  |  |  | 2019-09-27 |  | Residential | [6 empty] | 10 | 5 | [6 empty] | Yes |  | PhotoVoltaic |  | 8.58
HISTSI-49588 |  |  |  |  | 2019-10-01 |  | Residential |  | Lithium Ion |  | Tesla |  |  | 13.5 | 5 | BM | [5 empty] | Yes |  | PhotoVoltaic |  | 7.6
HISTEX-67822 |  | MA - Energy Efficiency/ DR Program | MA - Energy Efficiency/ DR Program |  | 2019-10-04 |  | Commercial |  | Lithium Ion |  | Tesla | 1560 | 780 | 1560 | 780 | BM | Customer Bill Savings (e.g., Demand Charge Management, TOU Arbitrage) | Peak Shaving/ Load Leveling |  |  | 0 | No |  | PhotoVoltaic |  | 780
HISTSI-10586 |  |  | MA - SMART Program |  | 2019-10-07 |  | Residential |  | Lithium Ion |  | Other | 11.4 | 4 | 10 | 5 | BM |  |  |  | SMART |  | Yes | DC-Coupled | PhotoVoltaic |  | 7.6
HISTSI-49674 |  |  | MA - SMART Program |  | 2019-10-08 |  | Residential |  | Lithium Ion |  | Tesla |  |  | 13.5 | 12 | BM |  |  |  | SMART |  | Yes |  | PhotoVoltaic |  | 8.19
HISTSI-49720 |  |  | MA - SMART Program |  | 2019-10-16 |  | Residential |  | Lithium Ion |  | LG Chem |  |  | 4.875 | 5 | BM |  |  |  | SMART |  | Yes |  | PhotoVoltaic |  | 5.8
HISTEX-67829 |  | MA - SMART Program |  |  | 2019-10-21 | 2018-11-26 | Commercial |  | Lithium Ion |  | sonnenBacterie | 7.5 | 5 | 7.5 | 5 | BM |  |  |  | SMART | 0 | Yes |  | PhotoVoltaic |  | 17.9
HISTSI-49768 |  |  |  |  | 2019-10-22 |  | Residential |  | Lithium Ion |  | Tesla |  |  | 13.5 | 10 | BM | [5 empty] | Yes |  | PhotoVoltaic |  | 3.15
HISTSI-10712 |  |  | MA - SMART Program |  | 2019-10-23 |  | Residential |  | Lithium Ion |  | Tesla |  |  | 13.5 | 5 | BM |  |  |  | SMART |  | Yes | AC-Coupled | PhotoVoltaic |  | 10
HISTSI-49831 |  |  | MA - SMART Program |  | 2019-10-24 |  | Residential |  | Lithium Ion |  | LG Chem |  |  | 4.875 | 5 | BM |  |  |  | SMART |  | Yes |  | PhotoVoltaic |  | 15.07
HISTSI-49816 |  |  | MA - SMART Program |  | 2019-10-24 |  | Residential |  | Lithium Ion |  | Tesla |  |  | 13.5 | 12 | BM |  |  |  | SMART |  | Yes |  | PhotoVoltaic |  | 6.3
HISTSI-49877 |  |  | MA - SMART Program |  | 2019-10-28 |  | Residential |  | Lithium Ion |  | LG Chem |  |  | 4.875 | 5 | BM |  |  |  | SMART |  | Yes |  | PhotoVoltaic |  | 9.86
HISTSI-49964 |  |  | MA - SMART Program |  | 2019-11-05 |  | Residential |  | Lithium Ion |  | Tesla |  |  | 13.5 | 6 | BM |  |  |  | SMART |  | Yes |  | PhotoVoltaic |  | 4.09
HISTSI-10830 |  |  | MA - SMART Program |  | 2019-11-07 |  | Residential |  | Lithium Ion |  | Other |  |  | 6 | 3 | BM |  |  |  | SMART |  | Yes |  | PhotoVoltaic |  | 7.6
HISTSI-49988 |  |  | MA - SMART Program |  | 2019-11-07 |  | Residential |  | Lithium Ion |  | Tesla |  |  | 13.5 | 12 | BM |  |  |  | SMART |  | Yes |  | PhotoVoltaic |  | 7.88
HISTSI-50009 |  |  | MA - SMART Program |  | 2019-11-08 |  | Residential |  | Lithium Ion |  | Tesla |  |  | 13.5 | 17 | BM |  |  |  | SMART |  | Yes |  | PhotoVoltaic |  | 17.23
HISTSI-50049 |  |  | MA - SMART Program |  | 2019-11-14 |  | Residential |  | Lithium Ion |  | Tesla |  |  | 13.5 | 6 | BM |  |  |  | SMART |  | Yes |  | PhotoVoltaic |  | 13.06
HISTSI-10898 |  |  |  |  | 2019-11-20 |  | Residential |  |  |  | SimpliPhi |  |  | 0 | 0 | BM | [5 empty] | Yes |  | PhotoVoltaic |  | 7.6
HISTSI-50094 |  |  | MA - SMART Program |  | 2019-11-20 |  | Residential |  | Lithium Ion |  | Tesla |  |  | 13.5 | 12 | BM |  |  |  | SMART |  | Yes |  | PhotoVoltaic |  | 14.07
HISTSI-10916 |  |  | MA - SMART Program |  | 2019-11-21 |  | Residential |  | Lithium Ion |  | Tesla |  |  | 13.5 | 10 | BM |  |  |  | SMART |  | Yes | AC-Coupled | PhotoVoltaic |  | 10
HISTSI-50156 |  |  | MA - SMART Program |  | 2019-11-22 |  | Residential |  | Lithium Ion |  | sonnenBacterie |  |  | 7.5 | 5 | BM |  |  |  | SMART |  | Yes |  | PhotoVoltaic |  | 7.2
HISTSI-50247 |  |  |  |  | 2019-12-02 |  | Residential |  | Lithium Ion |  | sonnenBacterie |  |  | 7.5 | 7.5 | BM | [5 empty] | Yes |  | PhotoVoltaic |  | 6.12
HISTSI-50395 |  |  |  |  | 2019-12-13 |  | Residential |  | Lithium Ion |  | sonnenBacterie |  |  | 7.5 | 7.5 | BM | [5 empty] | Yes |  | PhotoVoltaic |  | 6.66
HISTSI-50414 |  |  | MA - SMART Program |  | 2019-12-13 |  | Residential |  | Lithium Ion |  | sonnenBacterie |  |  | 7.5 | 7 | BM |  |  |  | SMART |  | Yes |  | PhotoVoltaic |  | 12.09
HISTSI-50401 |  |  | MA - SMART Program |  | 2019-12-13 |  | Residential |  | Lithium Ion |  | Tesla |  |  | 13.5 | 6 | BM |  |  |  | SMART |  | Yes |  | PhotoVoltaic |  | 11.7
HISTEX-67858 |  |  |  |  | 2019-12-13 |  | Commercial |  | Lithium Ion |  | NEC Energy Solutions | 600 | 1600 | 600 | 1600 | BM | Peak Shaving/ Load Leveling | Reliability and Resiliency | Micogrid |  | 0 | Yes |  | PhotoVoltaic |  | 1600
HISTEX-67848 |  |  |  |  | 2019-12-16 | 2018-10-19 | Commercial |  | Lithium Ion |  | Tesla | 13.5 | 280 | 13.5 | 10 | BM |  |  |  |  | 0 | Yes |  | PhotoVoltaic |  | 338
HISTSI-50489 |  |  | MA - SMART Program |  | 2019-12-19 |  | Residential |  | Lithium Ion |  | Tesla |  |  | 13.5 | 6 | BM |  |  |  | SMART |  | Yes |  | PhotoVoltaic |  | 8.71
HISTSI-11055 |  |  | MA - SMART Program |  | 2019-12-24 |  | Residential |  | Lithium Ion |  | Other |  |  | 14 | 7 | BM |  |  |  | SMART |  | Yes |  | PhotoVoltaic |  | 7.6
HISTEX-53620 |  | MA - SMART Program |  |  | 2019-12-27 | 2017-07-17 | Commercial |  |  |  | Other |  | 3500 | 7000 | 3500 | SA |  |  |  |  | 0 | Yes |  | PhotoVoltaic | 0 | 4920
HISTSI-50596 |  |  | MA - SMART Program |  | 2019-12-30 |  | Residential |  | Lithium Ion |  | LG Chem |  |  | 4.875 | 5 | BM |  |  |  | SMART |  | Yes |  | PhotoVoltaic |  | 9.9
HISTSI-50595 |  |  | MA - SMART Program |  | 2019-12-30 |  | Residential |  | Lithium Ion |  | Tesla |  |  | 13.5 | 12 | BM |  |  |  | SMART |  | Yes |  | PhotoVoltaic |  | 9.1
HISTSI-50629 |  |  |  |  | 2020-01-02 |  | Residential |  | Lithium Ion |  | sonnenBacterie |  |  | 7.5 | 7 | BM | [5 empty] | Yes |  | PhotoVoltaic |  | 9.43
HISTSI-50636 |  |  | MA - SMART Program |  | 2020-01-03 |  | Residential |  | Lithium Ion |  | sonnenBacterie |  |  | 7.5 | 7 | BM |  |  |  | SMART |  | Yes |  | PhotoVoltaic |  | 6.48
HISTSI-50703 |  |  | MA - SMART Program |  | 2020-01-08 |  | Residential |  | Lithium Ion |  | sonnenBacterie |  |  | 7.5 | 5 | BM |  |  |  | SMART |  | Yes |  | PhotoVoltaic |  | 6.48
HISTSI-50731 |  |  | MA - SMART Program |  | 2020-01-09 |  | Residential |  | Lithium Ion |  | Tesla |  |  | 13.5 | 12 | BM |  |  |  | SMART |  | Yes |  | PhotoVoltaic |  | 12.28
HISTSI-11132 |  |  | MA - SMART Program |  | 2020-01-15 |  | Residential |  | Lithium Ion |  | Tesla | 13.5 | 5 | 13.5 | 5 | BM |  |  |  | SMART |  | Yes | DC-Coupled | PhotoVoltaic |  | 12.6
HISTSI-50812 |  |  | MA - SMART Program |  | 2020-01-15 |  | Residential |  | Lithium Ion |  | Tesla |  |  | 13.5 | 6 | BM |  |  |  | SMART |  | Yes |  | PhotoVoltaic |  | 5.4
HISTSI-50838 |  |  | MA - SMART Program |  | 2020-01-17 |  | Residential |  | Lithium Ion |  | Tesla |  |  | 13.5 | 6 | BM |  |  |  | SMART |  | Yes |  | PhotoVoltaic |  | 8.19
HISTEX-67900 |  |  |  |  | 2020-01-22 | 2019-05-31 | Commercial |  | Lithium Ion |  | Tesla | 13.5 | 5 | 13.5 | 5 | BM | Peak Shaving/ Load Leveling |  |  |  | 0 | No |  | PhotoVoltaic |  | 20
HISTSI-50991 |  |  | MA - SMART Program |  | 2020-01-31 |  | Residential |  | Lithium Ion |  | Tesla |  |  | 13.5 | 6 | BM | [5 empty] | Yes |  | PhotoVoltaic |  | 3.78
HISTSI-50992 |  |  | MA - SMART Program |  | 2020-01-31 |  | Residential |  | Lithium Ion |  | Tesla |  |  | 13.5 | 6 | BM | [5 empty] | Yes |  | PhotoVoltaic |  | 7.56
HISTSI-51100 |  |  | MA - SMART Program |  | 2020-02-10 |  | Residential |  | Lithium Ion |  | Tesla |  |  | 13.5 | 12 | BM | [5 empty] | Yes |  | PhotoVoltaic |  | 17.22
HISTSI-51121 |  |  | MA - SMART Program |  | 2020-02-11 |  | Residential |  | Lithium Ion |  | Tesla |  |  | 13.5 | 12 | BM | [5 empty] | Yes |  | PhotoVoltaic |  | 9.13
HISTSI-51160 |  |  |  |  | 2020-02-14 |  | Residential | [6 empty] | 10 | 5 | [6 empty] | Yes |  | PhotoVoltaic |  | 7.56
HISTSI-51189 |  |  | MA - SMART Program |  | 2020-02-18 |  | Residential |  | Lithium Ion |  | LG Chem |  |  | 4.875 | 5 | BM | [5 empty] | Yes |  | PhotoVoltaic |  | 9.57
HISTSI-51304 |  |  | MA - SMART Program |  | 2020-02-25 |  | Residential |  |  |  | Other |  |  | 14 | 7 | BM | [5 empty] | Yes |  | PhotoVoltaic |  | 19.28
HISTSI-51568 |  |  | MA - SMART Program |  | 2020-03-18 |  | Residential |  | Lithium Ion |  | Tesla |  |  | 13.5 | 6 | BM | [5 empty] | Yes |  | PhotoVoltaic |  | 8.64
HISTSI-51720 |  |  | MA - SMART Program |  | 2020-04-01 |  | Residential |  | Lithium Ion |  | Tesla |  |  | 13.5 | 6 | BM | [5 empty] | Yes |  | PhotoVoltaic |  | 3.78
HISTSI-51752 |  |  | MA - SMART Program |  | 2020-04-03 |  | Residential |  | Lithium Ion |  | LG Chem |  |  | 4.875 | 5 | BM | [5 empty] | Yes |  | PhotoVoltaic |  | 4.34
HISTSI-51756 |  |  | MA - SMART Program |  | 2020-04-03 |  | Residential |  | Lithium Ion |  | Tesla |  |  | 13.5 | 17 | BM | [5 empty] | Yes |  | PhotoVoltaic |  | 11.34
HISTSI-52049 |  |  | MA - SMART Program |  | 2020-05-04 |  | Residential |  | Lithium Ion |  | Tesla |  |  | 13.5 | 6 | BM | [5 empty] | Yes |  | PhotoVoltaic |  | 3.78
HISTSI-52244 |  |  | MA - SMART Program |  | 2020-05-29 |  | Residential |  | Lithium Ion |  | Tesla |  |  | 13.5 | 12 | BM | [5 empty] | Yes |  | PhotoVoltaic |  | 14.49
HISTSI-52345 |  |  | MA - SMART Program |  | 2020-06-10 |  | Residential |  | Lithium Ion |  | LG Chem |  |  | 4.875 | 5 | BM | [5 empty] | Yes |  | PhotoVoltaic |  | 7.92
HISTSI-11524 |  |  | MA - SMART Program |  | 2020-06-15 |  | Residential |  | Lithium Ion |  | LG Chem |  |  | 4.875 | 5 | BM | [5 empty] | Yes |  | PhotoVoltaic |  | 9.18
HISTSI-52728 |  |  |  |  | 2020-07-23 |  | Residential | [6 empty] | 10 | 5 | [6 empty] | Yes |  | PhotoVoltaic |  | 7.3
HISTSI-52803 |  |  | MA - SMART Program |  | 2020-07-30 |  | Residential |  | Lithium Ion |  | Tesla |  |  | 13.5 | 6 | BM | [5 empty] | Yes |  | PhotoVoltaic |  | 3.78
HISTSI-52945 |  |  | MA - SMART Program |  | 2020-08-14 |  | Residential |  | Lithium Ion |  | Tesla |  |  | 13.5 | 6 | BM | [5 empty] | Yes |  | PhotoVoltaic |  | 3.78
HISTSI-13663 |  |  | MA - SMART Program |  | 2020-09-08 |  | Residential |  | Lithium Ion |  | Sonnen |  |  | 7.5 | 5 | BM | [5 empty] | Yes |  | PhotoVoltaic |  | 7.6
HISTEX-68132 |  | MA - SMART Program |  |  | 2020-12-16 | 2018-07-15 | Commercial |  | Lithium Ion |  | Tesla | 2210 | 520 | 2210 | 520 | BM |  |  |  |  | 0 | Yes |  | PhotoVoltaic |  | 500
HISTEX-68130 |  | MA - SMART Program |  |  | 2020-12-16 |  | Commercial |  |  |  | Other |  | 2200 | 4400 | 2200 | SA |  |  |  |  | 0 | No |  | PhotoVoltaic |  | 2500
HISTEX-68147 |  | MA - SMART Program |  |  | 2020-12-21 |  | Commercial |  |  |  | Other |  | 1965 | 3930 | 1965 | SA |  |  |  |  | 0 | Yes |  | PhotoVoltaic |  | 3000
HISTEX-68167 |  | MA - SMART Program |  |  | 2020-12-30 | 2019-11-21 | Commercial |  | Lithium Ion |  | Tesla | 13.5 | 12 | 13.5 | 12 | BM |  |  |  |  | 0 | Yes |  | PhotoVoltaic |  | 17.6
HISTEX-53662 |  | MA - SMART Program |  |  | 2020-12-30 | 2017-12-05 | Commercial |  |  |  | Other |  | 689 | 1378 | 689 | SA |  |  |  |  | 0 | Yes |  | PhotoVoltaic | 0 | 1380
HISTEX-68552 |  | MA - SMART Program |  |  | 2020-12-31 |  | Commercial |  |  |  | Other |  | 4880 | 9760 | 4880 | SA |  |  |  |  | 0 | Yes |  | PhotoVoltaic |  | 4990
HISTSI-16144 |  |  | MA - SMART Program |  | 2021-01-07 | 2019-05-03 | Residential |  | Lithium Ion |  | Tesla |  |  | 13.5 | 29 | BM |  |  |  |  | 2341444 | Yes |  | PhotoVoltaic |  | 10
ESMASI-00077 |  |  | MA - SMART Program |  | 2021-01-28 | 2020-11-09 | Residential |  | Lithium Ion |  | LG Chem | 5 | 5 | 5 | 5 | BM |  |  |  |  | 0 | Yes | DC-Coupled | PhotoVoltaic | 12.2 | 9.6
ESMASI-00512 |  |  |  |  | 2021-01-28 | 2020-11-24 | Residential |  | Lithium Ion |  | LG Chem | 5 | 5 | 5 | 5 | BM |  |  |  |  | 0 | Yes | DC-Coupled | PhotoVoltaic | 4.88 | 3.84
ESMASI-00613 |  |  |  |  | 2021-01-29 | 2020-12-01 | Residential |  | Lithium Ion |  | LG Chem | 5 | 5 | 5 | 5 | BM |  |  |  |  | 0 | Yes | DC-Coupled | PhotoVoltaic | 11.68 | 9.6
ESMASI-00169 |  |  |  |  | 2021-02-02 | 2020-11-12 | Residential |  | Lithium Ion |  | LG Chem | 5 | 5 | 5 | 5 | BM |  |  |  |  | 0 | Yes | DC-Coupled | PhotoVoltaic | 9.76 | 7.68
ESMASI-00565 |  |  | MA - SMART Program |  | 2021-02-08 | 2020-11-30 | Residential |  | Lithium Ion |  | Tesla | 0 | 0 | 13.5 | 5 | BM | Reliability and Resiliency | Reliability and Resiliency |  |  | 0 | Yes | AC-Coupled | PhotoVoltaic | 9 | 11.96
ESMASI-00986 |  |  | MA - SMART Program | Demand Response - Connected Solutions | 2021-02-10 | 2020-12-22 | Residential |  | Lithium Ion |  | sonnenBacterie | 10 | 10 | 4.8 | 4.8 | BM | Customer Bill Savings (e.g., Demand Charge Management, TOU Arbitrage) | Reliability and Resiliency |  |  | 0 | Yes | AC-Coupled | PhotoVoltaic | 8.64 | 6.96
HISTEX-53666 |  | MA - SMART Program |  |  | 2021-02-10 | 2020-07-28 | Commercial |  | Lithium Ion |  | Tesla | 13.5 | 15 | 13.5 | 15 | BM |  |  |  |  | 0 | No |  | Photovoltaic | 12.96 | 20
ESMASI-00663 |  |  |  |  | 2021-02-11 | 2020-12-03 | Residential |  | Lithium Ion |  | Tesla | 0 | 0 | 5 | 5 | BM |  |  |  |  | 0 | Yes | AC-Coupled | PhotoVoltaic | 5.49 | 5.25
ESMASI-00193 |  |  |  |  | 2021-02-12 | 2020-11-12 | Residential |  | Lithium Ion |  | LG Chem | 5 | 5 | 5 | 5 | BM |  |  |  |  | 0 | Yes | DC-Coupled | PhotoVoltaic | 12.2 | 9.6
ESMASI-00192 |  |  |  |  | 2021-02-18 | 2020-11-12 | Residential |  | Lithium Ion |  | LG Chem | 5 | 5 | 5 | 5 | BM |  |  |  |  | 0 | Yes | DC-Coupled | PhotoVoltaic | 8.235 | 8
ESMASI-00458 |  |  | MA - SMART Program |  | 2021-02-18 | 2020-11-23 | Residential |  | Lithium Ion |  | Other | 18 | 18 | 7.6 | 7.6 | BM |  |  |  |  | 0 | Yes | DC-Coupled | PhotoVoltaic | 15.98 | 7.6
ESMASI-00163 |  |  |  |  | 2021-02-26 | 2020-11-11 | Residential |  | Lithium Ion |  | LG Chem | 5 | 5 | 5 | 5 | BM |  |  |  |  | 0 | Yes | DC-Coupled | PhotoVoltaic | 9.455 | 9.6
ESMASI-00850 |  |  |  |  | 2021-03-03 | 2020-12-13 | Residential |  | Lithium Ion |  | LG Chem | 5 | 5 | 5 | 5 | BM |  |  |  |  | 0 | Yes | DC-Coupled | PhotoVoltaic | 6.405 | 5.76
ESMASI-00682 |  |  | MA - SMART Program |  | 2021-03-04 | 2020-12-04 | Residential |  | Lithium Ion |  | Tesla | 0 | 0 | 13.5 | 5 | BM |  |  |  |  | 0 | Yes | AC-Coupled | PhotoVoltaic | 2.56 | 7.32
ESMASI-00161 |  |  |  |  | 2021-03-05 | 2020-11-11 | Residential |  | Lithium Ion |  | LG Chem | 5 | 5 | 5 | 5 | BM |  |  |  |  | 0 | Yes | DC-Coupled | PhotoVoltaic | 7.625 | 7.7
HISTSI-11969 |  |  | MA - SMART Program |  | 2021-03-10 | 2020-09-02 | Residential |  | Lithium Ion |  | Tesla |  |  | 13.5 | 6 | BM |  |  |  |  | 2357945 | Yes |  | PhotoVoltaic |  | 10
ESMASI-00916 |  |  |  |  | 2021-03-11 | 2020-12-17 | Residential |  | Lithium Ion |  | LG Chem | 5 | 5 | 5 | 5 | BM |  |  |  |  | 0 | Yes | DC-Coupled | PhotoVoltaic | 12.2 | 9.6
ESMASI-00267 |  |  |  |  | 2021-03-15 | 2020-11-16 | Residential |  | Lithium Ion |  | LG Chem | 5 | 5 | 5 | 5 | BM |  |  |  |  | 0 | Yes | DC-Coupled | PhotoVoltaic | 3.66 | 3.9
ESMASI-02202 |  |  | MA - SMART Program |  | 2021-03-15 | 2021-03-01 | Residential |  | Lithium Ion |  | Other | 18 | 18 | 7.6 | 7.6 | BM | Customer Bill Savings (e.g., Demand Charge Management, TOU Arbitrage) |  |  |  | 0 | Yes | DC-Coupled | PhotoVoltaic | 8 | 7.6
ESMASI-00003 |  |  | MA - SMART Program |  | 2021-03-19 | 2020-11-02 | Residential |  | Lithium Ion |  | Tesla | 7.2 | 5.8 | 13.2 | 5 | BM | Reliability and Resiliency | Reliability and Resiliency |  |  | 0 | Yes | AC-Coupled | PhotoVoltaic | 15.17 | 15
ESMASI-00947 |  |  |  |  | 2021-03-21 | 2020-12-19 | Residential |  | Lithium Ion |  | LG Chem | 5 | 5 | 5 | 5 | BM |  |  |  |  | 0 | Yes | DC-Coupled | PhotoVoltaic | 8.235 | 8
ESMASI-00143 |  |  |  |  | 2021-03-25 | 2020-11-11 | Residential |  | Lithium Ion |  | LG Chem | 5 | 5 | 5 | 5 | BM |  |  |  |  | 0 | Yes | DC-Coupled | PhotoVoltaic | 3.05 | 3.8
ESMASI-00145 |  |  |  |  | 2021-03-25 | 2020-11-11 | Residential |  | Lithium Ion |  | LG Chem | 5 | 5 | 5 | 5 | BM |  |  |  |  | 0 | Yes | DC-Coupled | PhotoVoltaic | 9.15 | 7.7
ESMASI-00909 |  |  |  |  | 2021-03-25 | 2020-12-16 | Residential |  | Lithium Ion |  | LG Chem | 5 | 5 | 5 | 5 | BM |  |  |  |  | 0 | Yes | DC-Coupled | PhotoVoltaic | 5.84 | 6
ESMASI-00910 |  |  |  |  | 2021-03-31 | 2020-12-16 | Residential |  | Lithium Ion |  | LG Chem | 5 | 5 | 5 | 5 | BM |  |  |  |  | 0 | Yes | DC-Coupled | PhotoVoltaic | 5.94 | 6
ESMASI-01402 |  |  |  |  | 2021-03-31 | 2021-01-19 | Residential |  | Lithium Ion |  | Tesla | 0 | 0 | 5 | 5 | BM |  |  |  |  | 0 | Yes | AC-Coupled | PhotoVoltaic | 6.935 | 11
ESMASI-00906 |  |  |  |  | 2021-04-02 | 2020-12-16 | Residential |  | Lithium Ion |  | LG Chem | 5 | 5 | 5 | 5 | BM |  |  |  |  | 0 | Yes | DC-Coupled | PhotoVoltaic | 7.32 | 6
ESMASI-00563 |  |  | MA - SMART Program |  | 2021-04-02 | 2020-11-30 | Residential |  | Lithium Ion |  | sonnenBacterie | 0 | 0 | 7 | 10 | BM |  |  |  |  | 0 | Yes | AC-Coupled | PhotoVoltaic | 1.34 | 11.2
ESMASI-00786 |  |  | MA - SMART Program |  | 2021-04-02 | 2020-12-10 | Residential |  | Lithium Ion |  | Other | 18 | 18 | 7.6 | 7.6 | BM |  |  |  |  | 0 | Yes | DC-Coupled | PhotoVoltaic | 11.47 | 7.6
ESMASI-00470 |  |  |  |  | 2021-04-06 | 2020-11-23 | Residential |  | Lithium Ion |  | LG Chem | 5 | 5 | 5 | 5 | BM |  |  |  |  | 0 | Yes | DC-Coupled | PhotoVoltaic | 6.405 | 5.76
ESMASI-00286 |  | MA - DOER/ MassCEC Funded Projects |  | Connected Solutions | 2021-04-08 | 2020-11-17 | Residential |  | Lithium Ion |  | sonnenBacterie | 7 | 7 | 7 | 7 | BM | Reliability and Resiliency | Reliability and Resiliency |  |  | 0 | Yes | AC-Coupled | PhotoVoltaic | 7.56 | 7
ESMASI-01782 |  |  | MA - SMART Program |  | 2021-04-12 | 2021-02-08 | Residential |  | Lithium Ion |  | Tesla | 0 | 0 | 13.5 | 5 | BM |  |  |  |  | 0 | Yes | AC-Coupled | PhotoVoltaic | 6.715 | 9.93
ESMASI-01752 |  |  |  |  | 2021-04-13 | 2021-02-05 | Residential |  | Lithium Ion |  | LG Chem | 5 | 5 | 5 | 5 | BM |  |  |  |  | 0 | Yes | DC-Coupled | PhotoVoltaic | 9.45 | 8
ESMASI-01460 |  |  |  |  | 2021-04-13 | 2021-01-22 | Residential |  | Lithium Ion |  | Other | 36 | 36 | 7.6 | 7.6 | BM |  |  |  |  | 0 | Yes | DC-Coupled | PhotoVoltaic | 11.725 | 7.6
ESMASI-00976 |  |  | MA - SMART Program | Net Metering | 2021-04-13 | 2020-12-21 | Residential |  | Lithium Ion |  | LG Chem | 9.3 | 5 | 9.3 | 5 | BM |  |  |  | Backup | 0 | Yes | DC-Coupled | PhotoVoltaic | 4.575 | 4
ESMASI-00137 |  |  |  |  | 2021-04-14 | 2020-11-11 | Residential |  | Lithium Ion |  | LG Chem | 5 | 5 | 5 | 5 | BM |  |  |  |  | 0 | Yes | DC-Coupled | PhotoVoltaic | 12.2 | 9.6
ESMASI-01384 |  |  | MA - SMART Program |  | 2021-04-16 | 2021-01-18 | Residential |  | Lithium Ion |  | Tesla | 14 | 7 | 13.5 | 5 | BM |  |  |  |  | 0 | Yes | AC-Coupled | PhotoVoltaic | 8.88 | 12.6
ESMASI-01656 |  |  |  |  | 2021-04-26 | 2021-02-02 | Residential |  | Lithium Ion |  | Tesla | 5.8 | 5 | 13.2 | 5 | BM |  |  |  |  | 0 | Yes | AC-Coupled | PhotoVoltaic | 14.8 | 10
ESMASI-02676 |  |  |  |  | 2021-04-27 | 2021-03-24 | Residential |  | Lithium Ion |  | LG Chem | 5 | 5 | 5 | 5 | BM |  |  |  |  | 0 | Yes | DC-Coupled | PhotoVoltaic | 7.32 | 6
ESMASI-00662 |  |  | MA - SMART Program | Connected Sollutions | 2021-04-27 | 2020-12-03 | Residential |  | Lithium Ion |  | Pika | 8.6 | 3.4 | 8.6 | 3.4 | BM | Microgrid | Microgrid | Microgrid |  | 0 | Yes | DC-Coupled | PhotoVoltaic | 6.12 | 7.6
ESMASI-01035 |  |  | MA - SMART Program |  | 2021-04-28 | 2020-12-28 | Residential |  | Lithium Ion |  | Other | 18 | 18 | 7.6 | 7.6 | BM |  |  |  |  | 0 | Yes | DC-Coupled | PhotoVoltaic | 10.23 | 7.6
ESMASI-00390 |  |  | MA - SMART Program | Connected Solutions | 2021-04-28 | 2020-11-20 | Residential |  | Other | Lithium Iron Phosphate | Enphase | 10.08 | 3.84 | 10.08 | 3.84 | BM | Peak Shaving/ Load Leveling | Peak Shaving/ Load Leveling |  |  | 0 | Yes | AC-Coupled | PhotoVoltaic | 5.52 | 8.56
ESMASI-01908 |  |  |  |  | 2021-04-29 | 2021-02-16 | Residential |  | Lithium Ion |  | LG Chem | 5 | 5 | 5 | 5 | BM |  |  |  |  | 0 | Yes | DC-Coupled | PhotoVoltaic | 3.15 | 4
ESMASI-00334 |  |  | MA - SMART Program |  | 2021-04-29 | 2020-11-18 | Residential |  | Lithium Ion |  | Other | 11.4 | 11.4 | 11.4 | 7.6 | BM | Customer Bill Savings (e.g., Demand Charge Management, TOU Arbitrage) | Reliability and Resiliency |  |  | 0 | Yes | DC-Coupled | PhotoVoltaic | 9.62 | 7.6
ESMASI-01391 |  |  |  |  | 2021-05-03 | 2021-01-19 | Residential |  | Lithium Ion |  | LG Chem | 5 | 5 | 5 | 5 | BM |  |  |  |  | 0 | Yes | DC-Coupled | PhotoVoltaic | 7.56 | 6
ESMASI-01486 |  |  |  |  | 2021-05-03 | 2021-01-25 | Residential |  | Lithium Ion |  | Other | 18 | 18 | 7.6 | 7.6 | BM |  |  |  |  | 0 | Yes | DC-Coupled | PhotoVoltaic | 12.16 | 7.6
ESMASI-01728 |  |  |  |  | 2021-05-06 | 2021-02-05 | Residential |  | Lithium Ion |  | Tesla | 5 | 13.5 | 5 | 13.5 | BM |  |  |  |  | 0 | Yes | AC-Coupled | PhotoVoltaic | 9.62 | 10
ESMASI-01077 |  |  |  |  | 2021-05-07 | 2020-12-30 | Residential |  | Lithium Ion |  | LG Chem | 5 | 5 | 5 | 5 | BM |  |  |  |  | 0 | Yes | DC-Coupled | PhotoVoltaic | 4.575 | 6
ESMASI-01031 |  |  | MA - SMART Program |  | 2021-05-10 | 2020-12-28 | Residential |  | Lithium Ion |  | Tesla | 0 | 0 | 13.5 | 5 | BM |  |  |  |  | 0 | Yes | AC-Coupled | PhotoVoltaic | 11.22 | 15
ESMASI-02052 |  |  | MA - SMART Program |  | 2021-05-11 | 2021-02-23 | Residential |  | Lithium Ion |  | Other | 18 | 17.1 | 9 | 6.7 | BM |  |  |  |  | 0 | Yes | DC-Coupled | PhotoVoltaic | 14.76 | 7.6
ESMASI-02533 |  |  | MA - SMART Program | Utility DR Program | 2021-05-11 | 2021-03-18 | Residential |  | Lithium Ion |  | Tesla | 0 | 0 | 13.5 | 5 | BM | Customer Bill Savings (e.g., Demand Charge Management, TOU Arbitrage) | Peak Shaving/ Load Leveling |  |  | 0 | Yes | AC-Coupled | PhotoVoltaic | 8.16 | 12.68
ESMASI-01609 |  |  |  |  | 2021-05-13 | 2021-01-29 | Residential |  | Lithium Ion |  | LG Chem | 5 | 5 | 5 | 5 | BM |  |  |  |  | 0 | Yes | DC-Coupled | PhotoVoltaic | 6.93 | 6
ESMASI-01902 |  |  | MA - SMART Program |  | 2021-05-13 | 2021-02-16 | Residential |  | Lithium Ion |  | Tesla | 13.5 | 5 | 5 | 5.8 | BM |  |  |  |  | 0 | Yes | AC-Coupled | PhotoVoltaic | 6.8 | 13.4
ESMASI-01168 |  |  | MA - SMART Program |  | 2021-05-13 | 2021-01-06 | Residential |  | Lithium Ion |  | Other | 18.5 | 12 | 18.5 | 8 | BM | Reliability and Resiliency | Reliability and Resiliency |  |  | 0 | Yes | DC-Coupled | PhotoVoltaic | 4.2 | 9
ESMASI-01594 |  |  | MA - SMART Program | Utility DR program | 2021-05-14 | 2021-01-29 | Residential |  | Lithium Ion |  | Tesla | 0 | 0 | 13.5 | 5 | BM | Customer Bill Savings (e.g., Demand Charge Management, TOU Arbitrage) | Peak Shaving/ Load Leveling |  |  | 0 | Yes | AC-Coupled | PhotoVoltaic | 8.16 | 12.6
ESMASI-01886 |  |  |  |  | 2021-05-17 | 2021-02-15 | Residential |  | Lithium Ion |  | LG Chem | 5 | 5 | 5 | 5 | BM |  |  |  |  | 0 | Yes | DC-Coupled | PhotoVoltaic | 4.575 | 4
ESMASI-00301 |  |  |  |  | 2021-05-18 | 2020-11-17 | Residential |  | Lithium Ion |  | LG Chem | 5 | 5 | 5 | 5 | BM |  |  |  |  | 0 | Yes | DC-Coupled | PhotoVoltaic | 7.245 | 5.8
ESMASI-02471 |  |  |  |  | 2021-05-18 | 2021-03-16 | Residential |  | Lithium Ion |  | Tesla | 0 | 0 | 5 | 5 | BM |  |  |  |  | 0 | Yes | AC-Coupled | PhotoVoltaic | 6.93 | 10.5
ESMASI-00918 |  |  | MA - SMART Program | Net Metering | 2021-05-18 | 2020-12-17 | Residential |  | Lithium Ion |  | LG Chem | 9.8 | 5 | 9.8 | 5 | BM |  |  |  | Backup | 0 | Yes | DC-Coupled | PhotoVoltaic | 11.285 | 10
ESMASI-00876 |  |  | MA - SMART Program |  | 2021-05-18 | 2020-12-15 | Residential |  | Other | Lithium iron phosphate | Enphase | 0 | 0 | 13.44 | 5.12 | BM |  |  |  |  | 0 | Yes | AC-Coupled | PhotoVoltaic | 6.48 | 10.34
ESMASI-01255 |  |  | MA - SMART Program |  | 2021-05-20 | 2021-01-12 | Residential |  | Lithium Ion |  | Tesla | 5 | 5 | 13.5 | 5 | BM | Self Generation | Self Generation |  |  | 0 | Yes | AC-Coupled | PhotoVoltaic | 9.6 | 12.5
ESMASI-02810 |  |  |  |  | 2021-05-21 | 2021-03-31 | Residential |  | Lithium Ion |  | Other | 18 | 18 | 7.6 | 7.6 | BM |  |  |  |  | 0 | Yes | DC-Coupled | PhotoVoltaic | 10.72 | 7.6
ESMASI-02917 |  |  |  |  | 2021-05-24 | 2021-04-06 | Residential |  | Lithium Ion |  | LG Chem | 5 | 5 | 5 | 5 | BM |  |  |  |  | 0 | Yes | DC-Coupled | PhotoVoltaic | 9.765 | 8.8
ESMASI-00823 |  |  | MA - SMART Program |  | 2021-05-25 | 2020-12-11 | Residential |  | Lithium Ion |  | Other | 18 | 18 | 7.6 | 7.6 | BM | Customer Bill Savings (e.g., Demand Charge Management, TOU Arbitrage) |  |  |  | 0 | Yes | DC-Coupled | PhotoVoltaic | 10.89 | 7.6
ESMASI-01006 |  |  |  |  | 2021-05-26 | 2020-12-23 | Residential |  | Lithium Ion |  | LG Chem | 5 | 5 | 5 | 5 | BM |  |  |  |  | 0 | Yes | DC-Coupled | PhotoVoltaic | 6.1 | 6
ESMASI-01627 |  |  |  |  | 2021-05-26 | 2021-02-01 | Residential |  | Lithium Ion |  | LG Chem | 5 | 5 | 5 | 5 | BM |  |  |  |  | 0 | Yes | DC-Coupled | PhotoVoltaic | 2.745 | 4
ESMASI-01010 |  |  |  |  | 2021-06-01 | 2020-12-23 | Residential |  | Lithium Ion |  | LG Chem | 5 | 5 | 5 | 5 | BM |  |  |  |  | 0 | Yes | DC-Coupled | PhotoVoltaic | 6.1 | 6
ESMASI-03113 |  |  |  |  | 2021-06-01 | 2021-04-15 | Residential |  | Lithium Ion |  | LG Chem | 5 | 5 | 5 | 5 | BM |  |  |  |  | 0 | Yes | DC-Coupled | PhotoVoltaic | 10.675 | 9.8
ESMASI-00523 |  |  | MA - SMART Program | Utility DR Program | 2021-06-01 | 2020-11-25 | Residential |  | Lithium Ion |  | Tesla | 13.5 | 14 | 13.5 | 5 | BM | Customer Bill Savings (e.g., Demand Charge Management, TOU Arbitrage) | Peak Shaving/ Load Leveling |  |  | 0 | Yes | AC-Coupled | PhotoVoltaic | 9.86 | 15
ESMASI-01662 |  |  |  |  | 2021-06-01 | 2021-02-02 | Residential |  | Lithium Ion |  | Tesla | 14 | 7 | 13.5 | 5 | BM |  |  |  |  | 0 | Yes | AC-Coupled | PhotoVoltaic | 12.58 | 15
ESMASI-01611 |  |  |  |  | 2021-06-02 | 2021-01-29 | Residential |  | Lithium Ion |  | LG Chem | 5 | 5 | 5 | 5 | BM |  |  |  |  | 0 | Yes | DC-Coupled | PhotoVoltaic | 11.59 | 10
ESMASI-02456 |  |  |  |  | 2021-06-02 | 2021-03-15 | Residential |  | Lithium Ion |  | LG Chem | 5 | 5 | 5 | 5 | BM |  |  |  |  | 0 | Yes | DC-Coupled | PhotoVoltaic | 5.985 | 6
ESMASI-00703 |  |  |  |  | 2021-06-02 | 2020-12-07 | Residential |  | Lithium Ion |  | LG Chem | 9.52 | 9.52 | 7.6 | 7.6 | BM |  |  |  |  | 0 | Yes | DC-Coupled | PhotoVoltaic | 9.52 | 7.6
ESMASI-00581 |  |  |  |  | 2021-06-04 | 2020-11-30 | Residential |  | Lithium Ion |  | LG Chem | 5 | 5 | 5 | 5 | BM |  |  |  |  | 0 | Yes | DC-Coupled | PhotoVoltaic | 5.795 | 5.76
ESMASI-02339 |  |  |  |  | 2021-06-04 | 2021-03-08 | Residential |  | Lithium Ion |  | LG Chem | 5 | 5 | 5 | 5 | BM |  |  |  |  | 0 | Yes | DC-Coupled | PhotoVoltaic | 5.67 | 6
ESMASI-01762 |  |  |  |  | 2021-06-10 | 2021-02-08 | Residential |  | Lithium Ion |  | Tesla | 13.5 | 13.5 | 5 | 5 | BM | Reliability and Resiliency | Reliability and Resiliency |  | Connected Solutions | 0 | Yes | AC-Coupled | PhotoVoltaic | 8.88 | 11.96
ESMASI-01878 |  |  | MA - SMART Program | Connected Solutions | 2021-06-11 | 2021-02-12 | Residential |  | Lithium Ion |  | sonnenBacterie | 0 | 0 | 10 | 4.8 | BM | Customer Bill Savings (e.g., Demand Charge Management, TOU Arbitrage) | Reliability and Resiliency |  |  | 0 | Yes | AC-Coupled | PhotoVoltaic | 0 | 4.8
ESMASI-00967 |  |  | MA - SMART Program |  | 2021-06-14 | 2020-12-21 | Residential |  | Lithium Ion |  | Tesla | 7 | 7 | 5 | 5 | BM | Customer Bill Savings (e.g., Demand Charge Management, TOU Arbitrage) | Peak Shaving/ Load Leveling |  |  | 0 | Yes | AC-Coupled | PhotoVoltaic | 8.395 | 11.67
ESMASI-02198 |  |  |  |  | 2021-06-14 | 2021-03-01 | Residential |  | Lithium Ion |  | Other | 18 | 18 | 7.6 | 7.6 | BM |  |  |  |  | 0 | Yes | DC-Coupled | PhotoVoltaic | 9.88 | 7.6
ESMASI-03156 |  |  | MA - SMART Program |  | 2021-06-17 | 2021-04-19 | Residential |  | Lithium Ion |  | Other | 18 | 18 | 7.6 | 7.6 | BM | Self Generation | Self Generation |  |  | 0 | Yes | DC-Coupled | PhotoVoltaic | 13.4 | 7.6
ESMASI-01593 |  |  | MA - SMART Program | Utility DR Program | 2021-06-17 | 2021-01-29 | Residential |  | Lithium Ion |  | LG Chem | 9.8 | 10 | 9.8 | 10 | BM | Customer Bill Savings (e.g., Demand Charge Management, TOU Arbitrage) | Peak Shaving/ Load Leveling |  |  | 0 | Yes | DC-Coupled | PhotoVoltaic | 15.3 | 7.6
ESMASI-02340 |  |  |  |  | 2021-06-22 | 2021-03-08 | Residential |  | Lithium Ion |  | LG Chem | 5 | 5 | 5 | 5 | BM |  |  |  |  | 0 | Yes | DC-Coupled | PhotoVoltaic | 8.505 | 8
ESMASI-02455 |  |  |  |  | 2021-06-22 | 2021-03-15 | Residential |  | Lithium Ion |  | Tesla | 0 | 0 | 5 | 5 | BM |  |  |  |  | 0 | Yes | AC-Coupled | PhotoVoltaic | 5.95 | 10
ESMASI-01439 |  |  | MA - SMART Program | Utility DR Program | 2021-06-22 | 2021-01-21 | Residential |  | Lithium Ion |  | Tesla | 0 | 0 | 13.5 | 5 | BM | Customer Bill Savings (e.g., Demand Charge Management, TOU Arbitrage) | Peak Shaving/ Load Leveling |  |  | 0 | Yes | AC-Coupled | PhotoVoltaic | 6.8 | 11
ESMASI-02192 |  |  |  |  | 2021-06-23 | 2021-03-01 | Residential |  | Lithium Ion |  | LG Chem | 5 | 5 | 5 | 5 | BM |  |  |  |  | 0 | Yes | DC-Coupled | PhotoVoltaic | 12.285 | 10
ESMASI-03150 |  |  | MA - SMART Program | Net Metering | 2021-06-25 | 2021-04-16 | Residential |  | Lithium Ion |  | Tesla | 0 | 0 | 10 | 10 | BM |  |  |  | Backup | 0 | Yes | AC-Coupled | PhotoVoltaic | 6.12 | 15
ESMASI-00874 |  |  | MA - SMART Program |  | 2021-06-25 | 2020-12-15 | Residential |  | Lithium Ion |  | Other | 18.5 | 8 | 18.5 | 8 | BM | Reliability and Resiliency | Reliability and Resiliency |  |  | 0 | Yes | DC-Coupled | PhotoVoltaic | 12.6 | 9
ESMASI-01600 |  |  |  |  | 2021-06-28 | 2021-01-29 | Residential |  | Lithium Ion |  | LG Chem | 5 | 5 | 5 | 5 | BM |  |  |  |  | 0 | Yes | DC-Coupled | PhotoVoltaic | 8.82 | 8
ESMASI-03132 |  |  |  |  | 2021-06-29 | 2021-04-16 | Residential |  | Lithium Ion |  | Tesla | 0 | 0 | 5 | 5 | BM |  |  |  |  | 0 | Yes | AC-Coupled | PhotoVoltaic | 9.49 | 12.67
ESMASI-02269 |  |  |  |  | 2021-06-30 | 2021-03-04 | Residential |  | Lithium Ion |  | sonnenBacterie | 10 | 0 | 10 | 8 | BM | Reliability and Resiliency | Reliability and Resiliency |  |  | 0 | Yes | AC-Coupled | PhotoVoltaic | 5.04 | 16
ESMASI-01103 |  |  |  |  | 2021-07-01 | 2021-01-04 | Residential |  | Lithium Ion |  | LG Chem | 5 | 5 | 5 | 5 | BM |  |  |  |  | 0 | Yes | DC-Coupled | PhotoVoltaic | 9.45 | 8
ESMASI-00423 |  |  |  |  | 2021-07-06 | 2020-11-20 | Residential |  | Lithium Ion |  | Other | 4.355 | 4.355 | 11.4 | 11.4 | BM |  |  |  |  | 0 | Yes | DC-Coupled | PhotoVoltaic | 4.355 | 7.6
ESMASI-00164 |  |  |  |  | 2021-07-07 | 2020-11-11 | Residential |  | Lithium Ion |  | Tesla | 0 | 0 | 5 | 5 | BM |  |  |  |  | 0 | Yes | AC-Coupled | PhotoVoltaic | 6.71 | 10.5
ESMASI-02128 |  |  |  |  | 2021-07-07 | 2021-02-26 | Residential |  | Lithium Ion |  | LG Chem | 5 | 5 | 5 | 5 | BM |  |  |  |  | 0 | Yes | DC-Coupled | PhotoVoltaic | 2.52 | 4
ESMASI-00849 |  |  |  |  | 2021-07-08 | 2020-12-13 | Residential |  | Lithium Ion |  | LG Chem | 5 | 5 | 5 | 5 | BM |  |  |  |  | 0 | Yes | DC-Coupled | PhotoVoltaic | 4.575 | 4
ESMASI-03483 |  |  | MA - SMART Program |  | 2021-07-08 | 2021-05-03 | Residential |  | Lithium Ion |  | Other | 18 | 18 | 7.6 | 7.6 | BM | Self Generation | Self Generation |  |  | 0 | Yes | DC-Coupled | PhotoVoltaic | 10.64 | 7.6
ESMASI-00481 |  |  | MA - SMART Program | Utility DR program | 2021-07-08 | 2020-11-24 | Residential |  | Lithium Ion |  | Tesla | 0 | 0 | 13.5 | 5 | BM | Customer Bill Savings (e.g., Demand Charge Management, TOU Arbitrage) | Peak Shaving/ Load Leveling |  |  | 0 | Yes | AC-Coupled | PhotoVoltaic | 4.08 | 8.8
ESMASI-04364 |  |  | MA - SMART Program | Net Metering | 2021-07-14 | 2021-06-04 | Residential |  | Lithium Ion |  | LG Chem | 9.8 | 5 | 9.8 | 5 | BM |  |  |  | Backup | 0 | Yes | DC-Coupled | PhotoVoltaic | 12.6 | 9.8
ESMASI-01610 |  |  |  |  | 2021-07-15 | 2021-01-29 | Residential |  | Lithium Ion |  | LG Chem | 5 | 5 | 5 | 5 | BM |  |  |  |  | 0 | Yes | DC-Coupled | PhotoVoltaic | 11.59 | 10
ESMASI-03938 |  |  | MA - SMART Program |  | 2021-07-15 | 2021-05-21 | Residential |  | Lithium Ion |  | sonnenBacterie | 10 | 10 | 5 | 3 | BM | Reliability and Resiliency | Reliability and Resiliency |  |  | 0 | Yes | AC-Coupled | PhotoVoltaic | 10.88 | 12.8
ESMASI-03213 |  |  |  |  | 2021-07-16 | 2021-04-21 | Residential |  | Lithium Ion |  | LG Chem | 5 | 5 | 5 | 5 | BM |  |  |  |  | 0 | Yes | DC-Coupled | PhotoVoltaic | 11.2 | 9.8
ESMASI-04424 |  |  | MA - SMART Program | Net Metering | 2021-07-16 | 2021-06-08 | Residential |  | Lithium Ion |  | Tesla | 0 | 0 | 13.2 | 5 | BM |  |  |  | Backup | 0 | Yes | AC-Coupled | PhotoVoltaic | 5.49 | 10
ESMASI-02954 |  |  |  |  | 2021-07-19 | 2021-04-07 | Residential |  | Lithium Ion |  | LG Chem | 5 | 5 | 5 | 5 | BM |  |  |  |  | 0 | Yes | DC-Coupled | PhotoVoltaic | 11.895 | 9.8
ESMASI-03544 |  |  |  |  | 2021-07-19 | 2021-05-05 | Residential |  | Lithium Ion |  | Tesla | 0 | 0 | 13.5 | 5 | BM |  |  |  |  | 0 | Yes | AC-Coupled | PhotoVoltaic | 10.95 | 13.7
ESMASI-02213 |  |  | MA - SMART Program |  | 2021-07-20 | 2021-03-02 | Residential |  | Lithium Ion |  | Tesla | 14 | 5 | 5 | 5 | BM |  |  |  |  | 0 | Yes | AC-Coupled | PhotoVoltaic | 6.46 | 10
ESMASI-03579 |  |  |  |  | 2021-07-20 | 2021-05-06 | Residential |  | Lithium Ion |  | LG Chem | 5 | 5 | 5 | 5 | BM |  |  |  |  | 0 | Yes | DC-Coupled | PhotoVoltaic | 9.455 | 10
ESMASI-03580 |  |  |  |  | 2021-07-20 | 2021-05-06 | Residential |  | Lithium Ion |  | LG Chem | 5 | 5 | 5 | 5 | BM |  |  |  |  | 0 | Yes | DC-Coupled | PhotoVoltaic | 11.655 | 9.8
ESMASI-01315 |  |  | MA - SMART Program |  | 2021-07-21 | 2021-01-13 | Residential |  | Lithium Ion |  | Tesla | 5 | 5 | 5 | 5 | BM | Self Generation | Self Generation |  |  | 0 | Yes | AC-Coupled | PhotoVoltaic | 8.88 | 11.96
ESMASI-03588 |  |  | MA - SMART Program |  | 2021-07-26 | 2021-05-06 | Residential |  | Lithium Ion |  | Other | 18 | 18 | 7.6 | 7.6 | BM | Self Generation | Self Generation |  |  | 0 | Yes | DC-Coupled | PhotoVoltaic | 15.96 | 7.6
ESMASI-02337 |  |  |  |  | 2021-07-28 | 2021-03-08 | Residential |  | Lithium Ion |  | LG Chem | 5 | 5 | 5 | 5 | BM |  |  |  |  | 0 | Yes | DC-Coupled | PhotoVoltaic | 9.45 | 8
ESMASI-03143 |  |  | MA - SMART Program | Net Metering | 2021-07-29 | 2021-04-16 | Residential |  | Lithium Ion |  | LG Chem | 5 | 5 | 5 | 5 | BM |  |  |  | Backup | 0 | Yes | DC-Coupled | PhotoVoltaic | 8.16 | 7.6
ESMASI-03597 |  |  | MA - SMART Program | Net Metering | 2021-07-29 | 2021-05-07 | Residential |  | Lithium Ion |  | Tesla | 0 | 0 | 5 | 5 | BM |  |  |  | Backup | 0 | Yes | AC-Coupled | PhotoVoltaic | 4.08 | 8.8
ESMASI-01603 |  |  |  |  | 2021-07-30 | 2021-01-29 | Residential |  | Lithium Ion |  | Tesla | 13.5 | 13.5 | 5 | 5 | BM | Reliability and Resiliency | Reliability and Resiliency |  | Connected Solutions | 0 | Yes | AC-Coupled | PhotoVoltaic | 5.46 | 5
ESMASI-01444 |  |  |  |  | 2021-07-30 | 2021-01-21 | Residential |  | Lithium Ion |  | LG Chem | 5 | 5 | 5 | 5 | BM |  |  |  |  | 0 | Yes | DC-Coupled | PhotoVoltaic | 5.67 | 6
ESMASI-03415 |  |  |  |  | 2021-07-30 | 2021-04-29 | Residential |  | Lithium Ion |  | LG Chem | 5 | 5 | 5 | 5 | BM |  |  |  |  | 0 | Yes | DC-Coupled | PhotoVoltaic | 11.285 | 9.8
ESMASI-02538 |  |  |  |  | 2021-08-03 | 2021-03-18 | Residential |  | Lithium Ion |  | sonnenBacterie | 20 | 7 | 18 | 7 | BM |  |  |  | Connected Solutions, Backup | 0 | Yes | AC-Coupled | PhotoVoltaic | 6.6 | 7
ESMASI-00040 |  |  | MA - SMART Program |  | 2021-08-04 | 2020-11-05 | Residential |  | Lithium Ion |  | Tesla | 5 | 5 | 5 | 5 | BM |  |  |  |  | 0 | Yes | AC-Coupled | PhotoVoltaic | 6.38 | 10
ESMASI-02021 |  |  |  |  | 2021-08-04 | 2021-02-20 | Residential |  | Lithium Ion |  | LG Chem | 5 | 5 | 5 | 5 | BM |  |  |  |  | 0 | Yes | DC-Coupled | PhotoVoltaic | 9.45 | 8
ESMASI-02887 |  |  |  |  | 2021-08-04 | 2021-04-05 | Residential |  | Lithium Ion |  | Tesla | 0 | 0 | 13.5 | 5 | BM |  |  |  |  | 0 | Yes | AC-Coupled | PhotoVoltaic | 11.84 | 14.28
ESMASI-03756 |  |  |  |  | 2021-08-05 | 2021-05-13 | Residential |  | Lithium Ion |  | sonnenBacterie | 10 | 0 | 4.8 | 0 | BM | Self Generation | Self Generation |  |  | 0 | Yes | AC-Coupled | PhotoVoltaic | 0 | 0
ESMASI-02219 |  |  |  |  | 2021-08-06 | 2021-03-02 | Residential |  | Lithium Ion |  | Tesla | 13.5 | 13.5 | 5 | 5 | BM | Reliability and Resiliency | Reliability and Resiliency |  | Connected Solutions | 0 | Yes | AC-Coupled | PhotoVoltaic | 6.66 | 9.32
ESMASI-02598 |  |  | MA - SMART Program |  | 2021-08-06 | 2021-03-22 | Residential |  | Lithium Ion |  | Tesla | 13.5 | 13.5 | 5 | 5 | BM | Reliability and Resiliency | Reliability and Resiliency |  | Connected Solutions | 0 | Yes | AC-Coupled | PhotoVoltaic | 4.44 | 8.48
ESMASI-05103 |  |  | MA - SMART Program | Connected Solutions | 2021-08-10 | 2021-07-02 | Residential |  | Lithium Ion |  | Other | 3.4 | 3.4 | 9 | 3.4 | BM | Reliability and Resiliency | Reliability and Resiliency |  | Grid backup and Connected Solutions | 0 | Yes | AC-Coupled | PhotoVoltaic | 0 | 3.4
ESMAEX-00002 |  | MA - SMART Program |  |  | 2021-08-11 | 2021-03-29 | Commercial |  | Other | Lithium Iron Phosphate | Enphase | 5.7 | 5.7 | 5.7 | 3.84 | BM | Customer Bill Savings (e.g., Demand Charge Management, TOU Arbitrage) |  | Micogrid |  | 0 | Yes | AC-Coupled | PhotoVoltaic | 9.99 | 7.68
ESMASI-04360 |  |  | MA - SMART Program | Net Metering | 2021-08-11 | 2021-06-04 | Residential |  | Lithium Ion |  | LG Chem | 9.8 | 5 | 9.8 | 5 | BM |  |  |  | Backup | 0 | Yes | DC-Coupled | PhotoVoltaic | 7.82 | 6
ESMASI-02384 |  |  | MA - SMART Program | Utility DR Program | 2021-08-12 | 2021-03-11 | Residential |  | Lithium Ion |  | Tesla | 0 | 0 | 13.5 | 5 | BM | Customer Bill Savings (e.g., Demand Charge Management, TOU Arbitrage) | Peak Shaving/ Load Leveling |  |  | 0 | Yes | AC-Coupled | PhotoVoltaic | 8.16 | 12.6
ESMASI-01745 |  |  |  |  | 2021-08-13 | 2021-02-05 | Residential |  | Lithium Ion |  | Tesla | 13.5 | 13.5 | 5 | 5 | BM | Reliability and Resiliency | Reliability and Resiliency |  | Connected Solutions | 0 | Yes | AC-Coupled | PhotoVoltaic | 7.77 | 11.09
ESMASI-02891 |  |  |  |  | 2021-08-13 | 2021-04-05 | Residential |  | Lithium Ion |  | LG Chem | 5 | 5 | 5 | 5 | BM |  |  |  |  | 0 | Yes | DC-Coupled | PhotoVoltaic | 9.15 | 9.8
ESMASI-03178 |  |  | MA - SMART Program | Net Metering | 2021-08-13 | 2021-04-19 | Residential |  | Lithium Ion |  | Tesla | 0 | 0 | 5 | 5 | BM |  |  |  | Backup | 0 | Yes | AC-Coupled | PhotoVoltaic | 6.12 | 11
ESMASI-03368 |  |  | MA - SMART Program | Net Metering | 2021-08-13 | 2021-04-27 | Residential |  | Lithium Ion |  | LG Chem | 5 | 5 | 5 | 5 | BM |  |  |  | Backup | 0 | Yes | DC-Coupled | PhotoVoltaic | 5.78 | 6
ESMASI-04296 |  |  | MA - SMART Program | Net Metering | 2021-08-13 | 2021-06-02 | Residential |  | Lithium Ion |  | LG Chem | 9.8 | 5 | 9.8 | 5 | BM |  |  |  | Backup | 0 | Yes | DC-Coupled | PhotoVoltaic | 5.44 | 6
ESMASI-00056 |  |  | MA - SMART Program | Utility DR Program | 2021-08-16 | 2020-11-06 | Residential |  | Lithium Ion |  | Tesla | 0 | 0 | 5.8 | 5 | BM | Customer Bill Savings (e.g., Demand Charge Management, TOU Arbitrage) | Peak Shaving/ Load Leveling |  |  | 0 | Yes | AC-Coupled | PhotoVoltaic | 8.16 | 12.6
ESMASI-01601 |  |  |  |  | 2021-08-18 | 2021-01-29 | Residential |  | Lithium Ion |  | LG Chem | 5 | 5 | 5 | 5 | BM |  |  |  |  | 0 | Yes | DC-Coupled | PhotoVoltaic | 12.285 | 10
ESMASI-00802 |  |  |  |  | 2021-08-18 | 2020-12-10 | Residential |  | Other | Modular smart battery | Other | 17.1 | 17.1 | 7.6 | 7.6 | BM |  |  |  |  | 0 | Yes | DC-Coupled | PhotoVoltaic | 13.6 | 7.6
ESMASI-01628 |  |  |  |  | 2021-08-19 | 2021-02-01 | Residential |  | Lithium Ion |  | LG Chem | 5 | 5 | 5 | 5 | BM |  |  |  |  | 0 | Yes | DC-Coupled | PhotoVoltaic | 7.56 | 6
ESMASI-03114 |  | MA - DOER/ MassCEC Funded Projects | MA - SMART Program |  | 2021-08-19 | 2021-04-15 | Residential |  | Lithium Ion |  | Tesla | 0 | 0 | 5 | 5 | BM | Customer Bill Savings (e.g., Demand Charge Management, TOU Arbitrage) | Peak Shaving/ Load Leveling |  |  | 0 | Yes | AC-Coupled | PhotoVoltaic | 9.36 | 12.6
ESMASI-03459 |  |  | MA - SMART Program |  | 2021-08-19 | 2021-05-03 | Residential |  | Lithium Ion |  | Tesla | 5 | 5 | 5 | 5 | BM |  |  |  |  | 0 | Yes | AC-Coupled | PhotoVoltaic | 11.2 | 15
ESMASI-00402 |  |  | MA - SMART Program | Connected Sollutions program | 2021-08-19 | 2020-11-20 | Residential |  | Lithium Ion |  | LG Chem | 9.8 | 5 | 9.3 | 5 | BM | Microgrid | Microgrid | Microgrid |  | 0 | Yes | DC-Coupled | PhotoVoltaic | 9.36 | 7.6
ESMAEX-00142 |  | MA - Energy Efficiency/ DR Program | MA - Energy Efficiency/ DR Program |  | 2021-08-24 | 2021-05-20 | Commercial |  | Lithium Ion |  | Tesla | 27 | 10 | 27 | 10 | BM | Reliability and Resiliency |  |  |  | 0 | Yes | AC-Coupled | PhotoVoltaic | 15.18 | 20
ESMASI-02923 |  |  | MA - SMART Program | Net Metering | 2021-08-25 | 2021-04-06 | Residential |  | Lithium Ion |  | LG Chem | 5 | 5 | 5 | 5 | BM |  |  |  | Backup | 0 | Yes | DC-Coupled | PhotoVoltaic | 5.1 | 6
ESMASI-03118 |  |  |  |  | 2021-08-25 | 2021-04-15 | Residential |  | Lithium Ion |  | LG Chem | 5 | 5 | 5 | 5 | BM |  |  |  |  | 0 | Yes | DC-Coupled | PhotoVoltaic | 9.765 | 9.8
ESMASI-05314 |  |  | MA - SMART Program |  | 2021-08-25 | 2021-07-13 | Residential |  | Lithium Ion |  | Other | 18 | 18 | 7.6 | 7.6 | BM | Customer Bill Savings (e.g., Demand Charge Management, TOU Arbitrage) |  |  |  | 0 | Yes | DC-Coupled | PhotoVoltaic | 14.82 | 7.6
ESMASI-02200 |  |  |  |  | 2021-09-01 | 2021-03-01 | Residential |  | Lithium Ion |  | LG Chem | 5 | 5 | 5 | 5 | BM |  |  |  |  | 0 | Yes | DC-Coupled | PhotoVoltaic | 11.655 | 10
ESMASI-04259 |  |  |  |  | 2021-09-08 | 2021-06-01 | Residential |  | Lithium Ion |  | LG Chem | 5 | 5 | 5 | 5 | BM |  |  |  |  | 0 | Yes | DC-Coupled | PhotoVoltaic | 9.75 | 7.6
ESMASI-05518 |  |  | MA - SMART Program |  | 2021-09-08 | 2021-07-20 | Residential |  | Lithium Ion |  | Other | 18 | 18 | 7.6 | 7.6 | BM | Self Generation | Self Generation |  |  | 0 | Yes | DC-Coupled | PhotoVoltaic | 10.54 | 7.6
ESMASI-03900 |  |  | MA - SMART Program |  | 2021-09-10 | 2021-05-20 | Residential |  | Lithium Ion |  | LG Chem | 5 | 5 | 5 | 5 | BM | Self Generation | Self Generation |  |  | 0 | Yes | DC-Coupled | PhotoVoltaic | 11.88 | 7.6
ESMASI-01896 |  |  |  |  | 2021-09-13 | 2021-02-16 | Residential |  | Lithium Ion |  | LG Chem | 5 | 5 | 5 | 5 | BM |  |  |  |  | 0 | Yes | DC-Coupled | PhotoVoltaic | 4.41 | 4
ESMASI-03508 |  |  | MA - SMART Program | Net Metering | 2021-09-13 | 2021-05-04 | Residential |  | Lithium Ion |  | LG Chem | 5 | 5 | 5 | 5 | BM |  |  |  | Backup | 0 | Yes | DC-Coupled | PhotoVoltaic | 6.12 | 6
ESMASI-01845 |  |  | MA - SMART Program | Connected Solutions | 2021-09-13 | 2021-02-11 | Residential |  | Lithium Ion |  | sonnenBacterie | 0 | 0 | 10 | 4.8 | BM | Customer Bill Savings (e.g., Demand Charge Management, TOU Arbitrage) | Reliability and Resiliency |  |  | 0 | Yes | AC-Coupled | PhotoVoltaic | 0 | 4.8
ESMASI-03185 |  |  | MA - SMART Program | Net Metering | 2021-09-15 | 2021-04-19 | Residential |  | Lithium Ion |  | Tesla | 0 | 0 | 5 | 5 | BM |  |  |  | Backup | 0 | Yes | AC-Coupled | PhotoVoltaic | 9.52 | 13.26
ESMASI-03736 |  |  | MA - SMART Program |  | 2021-09-15 | 2021-05-13 | Residential |  | Lithium Ion |  | Other | 18 | 18 | 7.6 | 7.6 | BM | Self Generation | Self Generation |  |  | 0 | Yes | DC-Coupled | PhotoVoltaic | 7.59 | 7.6
ESMASI-03751 |  |  |  | Net Metering | 2021-09-15 | 2021-05-13 | Residential |  | Lithium Ion |  | Tesla | 0 | 0 | 9.8 | 5 | BM |  |  |  | Backup | 0 | Yes | AC-Coupled | PhotoVoltaic | 7.14 | 11
ESMASI-04854 |  |  | MA - SMART Program | Net Metering | 2021-09-16 | 2021-06-23 | Residential |  | Lithium Ion |  | Tesla | 0 | 0 | 5 | 5 | BM |  |  |  | Backup | 0 | Yes | AC-Coupled | PhotoVoltaic | 7.48 | 11
ESMAEX-00196 |  |  |  | Connected Solutions | 2021-09-17 | 2021-06-21 | Commercial |  | Lithium Ion |  | Other | 18 | 7.6 | 18 | 7.6 | BM | Reliability and Resiliency |  |  | Grid Backup, Connected Solutions | 0 | Yes | AC-Coupled | PhotoVoltaic | 11.03 | 7.6
ESMASI-04497 |  |  | MA - SMART Program |  | 2021-09-21 | 2021-06-10 | Residential |  | Lithium Ion |  | Tesla | 0 | 0 | 13.5 | 5 | BM | Self Generation | Self Generation |  |  | 0 | Yes | AC-Coupled | PhotoVoltaic | 5.135 | 9.76
ESMASI-04196 |  |  | MA - SMART Program | Net Metering | 2021-09-22 | 2021-05-28 | Residential |  | Lithium Ion |  | LG Chem | 9.8 | 5 | 9.8 | 5 | BM |  |  |  | Backup | 0 | Yes | DC-Coupled | PhotoVoltaic | 5.44 | 5
ESMASI-05024 |  |  |  |  | 2021-09-24 | 2021-06-29 | Residential |  | Lithium Ion |  | LG Chem | 9.8 | 5 | 9.8 | 5 | BM |  |  |  | Backup | 0 | Yes | DC-Coupled | PhotoVoltaic | 6.5 | 6
ESMASI-03577 |  |  | MA - SMART Program | Net Metering | 2021-09-27 | 2021-05-06 | Residential |  | Lithium Ion |  | LG Chem | 5 | 5 | 5 | 5 | BM |  |  |  | Backup | 0 | Yes | DC-Coupled | PhotoVoltaic | 9.52 | 7.6
ESMASI-04922 |  |  | MA - SMART Program | Net Metering | 2021-09-28 | 2021-06-25 | Residential |  | Lithium Ion |  | LG Chem | 9.8 | 5 | 9.8 | 5 | BM |  |  |  | Backup | 0 | Yes | DC-Coupled | PhotoVoltaic | 11.22 | 9.8
ESMASI-03276 |  |  | MA - SMART Program | Net Metering | 2021-10-01 | 2021-04-22 | Residential |  | Lithium Ion |  | LG Chem | 5 | 5 | 5 | 5 | BM |  |  |  | Backup | 0 | Yes | DC-Coupled | PhotoVoltaic | 8.16 | 8
ESMASI-04564 |  |  | MA - SMART Program | Connected Solutions | 2021-10-01 | 2021-06-13 | Residential |  | Lithium Ion |  | Other | 3.4 | 3.4 | 9 | 3.4 | BM | Reliability and Resiliency | Reliability and Resiliency |  | Grid backup and Connected Solutions | 0 | Yes | DC-Coupled | PhotoVoltaic | 8.14 | 7.6
ESMASI-03064 |  |  | MA - SMART Program |  | 2021-10-04 | 2021-04-13 | Residential |  | Lithium Ion |  | Other | 18 | 18 | 6.7 | 9 | BM |  |  |  |  | 0 | Yes | DC-Coupled | PhotoVoltaic | 8.84 | 7.6
ESMASI-05160 |  |  | MA - SMART Program |  | 2021-10-04 | 2021-07-06 | Residential |  | Lithium Ion |  | Other | 18 | 18 | 7.6 | 7.6 | BM | Self Generation | Self Generation |  |  | 0 | Yes | DC-Coupled | PhotoVoltaic | 15.96 | 7.6
ESMAEX-00211 |  | MA - SMART Program |  | Connected Solutions Demand Response | 2021-10-05 | 2021-06-24 | Commercial |  | Lithium Ion |  | Tesla | 27 | 10 | 27 | 10 | BM | Customer Bill Savings (e.g., Demand Charge Management, TOU Arbitrage) | Reliability and Resiliency |  |  | 0 | Yes | AC-Coupled | PhotoVoltaic | 8.16 | 17.6
ESMASI-02713 |  |  | MA - SMART Program |  | 2021-10-05 | 2021-03-26 | Residential |  | Lithium Ion |  | Other | 27 | 14.96 | 30.6 | 7.6 | BM | Self Generation | Self Generation |  |  | 0 | Yes | DC-Coupled | PhotoVoltaic | 14.96 | 7.6
ESMASI-04844 |  |  | MA - SMART Program | Net Metering | 2021-10-06 | 2021-06-23 | Residential |  | Lithium Ion |  | Tesla | 0 | 0 | 5 | 5 | BM |  |  |  | Backup | 0 | Yes | AC-Coupled | PhotoVoltaic | 9.75 | 13
ESMAEX-00234 |  |  |  |  | 2021-10-06 | 2021-07-12 | Commercial |  | Lithium Ion |  | Tesla | 40.5 | 15 | 40.5 | 15 | BM | Reliability and Resiliency |  |  |  | 0 | Yes | AC-Coupled | PhotoVoltaic | 0 | 15
ESMASI-03599 |  |  | MA - SMART Program |  | 2021-10-07 | 2021-05-07 | Residential |  | Lithium Ion |  | Enphase | 10.08 | 10.5 | 3.84 | 3.84 | BM | Self Generation | Self Generation |  |  | 0 | Yes | AC-Coupled | PhotoVoltaic | 6.84 | 9.15
ESMASI-03632 |  |  |  |  | 2021-10-07 | 2021-05-10 | Residential |  | Lithium Ion |  | Other | 6.7 | 17.1 | 6.52 | 16.64 | BM |  |  |  |  | 0 | Yes | DC-Coupled | PhotoVoltaic | 5.44 | 7.6
ESMASI-04176 |  |  | MA - SMART Program |  | 2021-10-07 | 2021-05-28 | Residential |  | Lithium Ion |  | LG Chem | 16 | 7 | 16 | 7 | BM | Customer Bill Savings (e.g., Demand Charge Management, TOU Arbitrage) | Reliability and Resiliency |  |  | 0 | Yes | DC-Coupled | PhotoVoltaic | 13.6 | 7.6
ESMASI-03978 |  | MA - DOER/ MassCEC Funded Projects | MA - SMART Program |  | 2021-10-08 | 2021-05-24 | Residential |  | Lithium Ion |  | Tesla | 0 | 0 | 5 | 5 | BM | Customer Bill Savings (e.g., Demand Charge Management, TOU Arbitrage) | Peak Shaving/ Load Leveling |  |  | 0 | Yes | AC-Coupled | PhotoVoltaic | 0 | 5
ESMASI-05802 |  |  | MA - SMART Program | Net Metering | 2021-10-08 | 2021-08-02 | Residential |  | Lithium Ion |  | LG Chem | 9.6 | 5 | 9.6 | 5 | BM |  |  |  | Backup | 0 | Yes | DC-Coupled | PhotoVoltaic | 6.46 | 6
ESMAEX-00139 |  | MA - SMART Program |  |  | 2021-10-08 | 2021-05-19 | Commercial |  | Lithium Ion |  | Tesla | 15 | 5 | 15 | 10 | BM |  |  |  |  | 0 | Yes | AC-Coupled | PhotoVoltaic | 17.48 | 15
ESMASI-02700 |  |  | MA - SMART Program | Net Metering | 2021-10-12 | 2021-03-25 | Residential |  | Lithium Ion |  | LG Chem | 5 | 5 | 5 | 5 | BM |  |  |  | Backup | 0 | Yes | DC-Coupled | PhotoVoltaic | 3.15 | 4
ESMASI-05077 |  |  | MA - SMART Program |  | 2021-10-12 | 2021-07-01 | Residential |  | Lithium Ion |  | Tesla | 5 | 5 | 5 | 5 | BM | Peak Shaving/ Load Leveling | Peak Shaving/ Load Leveling |  |  | 0 | Yes | AC-Coupled | PhotoVoltaic | 12 | 15
ESMASI-05057 |  |  | MA - SMART Program |  | 2021-10-12 | 2021-07-01 | Residential |  | Lithium Ion |  | Other | 18 | 18 | 7.6 | 7.6 | BM | Self Generation | Self Generation |  |  | 0 | Yes | DC-Coupled | PhotoVoltaic | 15.3 | 7.6
ESMASI-03380 |  |  | MA - SMART Program | Net Metering | 2021-10-13 | 2021-04-28 | Residential |  | Lithium Ion |  | LG Chem | 5 | 5 | 5 | 5 | BM |  |  |  | Backup | 0 | Yes | DC-Coupled | PhotoVoltaic | 6.8 | 6
ESMASI-04637 |  |  |  |  | 2021-10-13 | 2021-06-15 | Residential |  | Lithium Ion |  | Tesla | 5 | 5 | 5.8 | 5.8 | BM |  |  |  |  | 0 | Yes | AC-Coupled | PhotoVoltaic | 7.77 | 11.8
ESMASI-05694 |  |  |  |  | 2021-10-13 | 2021-07-28 | Residential |  | Lithium Ion |  | Other | 18 | 18 | 6.7 | 7.6 | BM |  |  |  |  | 0 | Yes | DC-Coupled | PhotoVoltaic | 12.8 | 7.6
ESMASI-05905 |  |  | MA - SMART Program |  | 2021-10-13 | 2021-08-06 | Residential |  | Lithium Ion |  | Other | 18 | 18 | 7.6 | 7.6 | BM | Self Generation | Self Generation |  |  | 0 | Yes | DC-Coupled | PhotoVoltaic | 11.4 | 7.6
ESMAEX-00187 |  | MA - SMART Program |  | net metering | 2021-10-13 | 2021-06-15 | Commercial |  | Lithium Ion |  | Tesla | 13.2 | 5 | 13.2 | 5 | BM |  |  |  | backup power | 0 | Yes | AC-Coupled | PhotoVoltaic | 15.6 | 22
ESMASI-03429 |  |  | MA - SMART Program |  | 2021-10-13 | 2021-04-30 | Residential |  | Lithium Ion |  | Tesla | 0 | 0 | 13.5 | 5 | BM | Reliability and Resiliency | Reliability and Resiliency |  |  | 0 | Yes | AC-Coupled | PhotoVoltaic | 5.28 | 10
ESMASI-04307 |  |  | MA - SMART Program |  | 2021-10-15 | 2021-06-03 | Residential |  | Lithium Ion |  | LG Chem | 9.3 | 9.3 | 5 | 9.3 | BM |  |  |  |  | 0 | Yes | DC-Coupled | PhotoVoltaic | 11.84 | 10.6
ESMASI-03584 |  |  |  |  | 2021-10-19 | 2021-05-06 | Residential |  | Lithium Ion |  | LG Chem | 5 | 5 | 5 | 5 | BM |  |  |  |  | 0 | Yes | DC-Coupled | PhotoVoltaic | 10.395 | 9.8
ESMASI-04733 |  |  | MA - SMART Program | Net Metering | 2021-10-19 | 2021-06-18 | Residential |  | Lithium Ion |  | LG Chem | 5 | 5 | 5 | 5 | BM |  |  |  | Backup | 0 | Yes | DC-Coupled | PhotoVoltaic | 3.74 | 3.8
ESMASI-03396 |  |  | MA - SMART Program | Net Metering | 2021-10-21 | 2021-04-28 | Residential |  | Lithium Ion |  | LG Chem | 5 | 5 | 5 | 5 | BM |  |  |  | Backup | 0 | Yes | DC-Coupled | PhotoVoltaic | 10.88 | 9.8
ESMASI-02599 |  |  | MA - SMART Program | Connected Solutions | 2021-10-21 | 2021-03-22 | Residential |  | Lithium Ion |  | sonnenBacterie | 0 | 0 | 10 | 4.8 | BM | Customer Bill Savings (e.g., Demand Charge Management, TOU Arbitrage) | Reliability and Resiliency |  |  | 0 | Yes | AC-Coupled | PhotoVoltaic | 0 | 4.8
ESMASI-03973 |  |  | MA - SMART Program |  | 2021-10-22 | 2021-05-24 | Residential |  | Lithium Ion |  | Tesla | 5 | 5 | 5 | 5 | BM | Self Generation | Self Generation |  |  | 0 | Yes | AC-Coupled | PhotoVoltaic | 8.4 | 15
ESMASI-03698 |  |  |  |  | 2021-10-26 | 2021-05-12 | Residential |  | Lithium Ion |  | Enphase | 10.5 | 0 | 3.84 | 0 | BM | Microgrid | Microgrid | Microgrid |  | 0 | Yes | AC-Coupled | PhotoVoltaic | 0 | 0
ESMASI-02701 |  |  | MA - SMART Program | Net Metering | 2021-10-26 | 2021-03-25 | Residential |  | Lithium Ion |  | LG Chem | 5 | 5 | 5 | 5 | BM |  |  |  | Backup | 0 | Yes | DC-Coupled | PhotoVoltaic | 2.52 | 3.8
ESMASI-00263 |  |  | MA - SMART Program | Connected Solutions | 2021-10-27 | 2020-11-16 | Residential |  | Lithium Ion |  | LG Chem | 9.3 | 5 | 7.3 | 5 | BM | Peak Shaving/ Load Leveling | Peak Shaving/ Load Leveling |  |  | 0 | Yes | DC-Coupled | PhotoVoltaic | 9 | 7.6
ESMASI-05635 |  |  | MA - SMART Program | Net Metering | 2021-10-27 | 2021-07-26 | Residential |  | Lithium Ion |  | LG Chem | 9.8 | 5 | 9.8 | 5 | BM |  |  |  | Backup storage | 0 | Yes | DC-Coupled | PhotoVoltaic | 4.08 | 3.8
ESMASI-05929 |  |  | MA - SMART Program | Net Metering | 2021-10-29 | 2021-08-07 | Residential |  | Lithium Ion |  | LG Chem | 9.6 | 5 | 9.6 | 5 | BM |  |  |  | Backup Storage | 0 | Yes | DC-Coupled | PhotoVoltaic | 3.06 | 3.8
ESMASI-03823 |  |  | MA - SMART Program | Net Metering | 2021-11-02 | 2021-05-17 | Residential |  | Lithium Ion |  | LG Chem | 5 | 5 | 5 | 5 | BM |  |  |  | Backup | 0 | Yes | DC-Coupled | PhotoVoltaic | 6.12 | 6
ESMAEX-00069 |  | MA - SMART Program |  | net metering | 2021-11-02 | 2021-04-22 | Commercial |  | Lithium Ion |  | Tesla | 13.2 | 5 | 13.2 | 5 | BM |  |  |  | backup power | 0 | Yes | AC-Coupled | PhotoVoltaic | 12.675 | 19.8
ESMAEX-00073 |  | MA - SMART Program |  |  | 2021-11-02 | 2021-04-23 | Commercial |  | Lithium Ion |  | Tesla | 27 | 27 | 27 | 10 | BM | Reliability and Resiliency |  |  | Connected solutions | 0 | Yes | AC-Coupled | PhotoVoltaic | 10.73 | 18.41
ESMASI-05948 |  |  | MA - SMART Program |  | 2021-11-03 | 2021-08-09 | Residential |  | Lithium Ion |  | Other | 18 | 18 | 7.6 | 7.6 | BM | Self Generation | Self Generation |  |  | 0 | Yes | DC-Coupled | PhotoVoltaic | 11.9 | 7.6
ESMASI-02905 |  |  | MA - SMART Program |  | 2021-11-03 | 2021-04-06 | Residential |  | Lithium Ion |  | sonnenBacterie | 10 | 4.8 | 10 | 4.8 | BM |  |  |  |  | 0 | Yes | AC-Coupled | PhotoVoltaic | 5.25 | 8.93
ESMASI-03705 |  |  | MA - SMART Program |  | 2021-11-03 | 2021-05-12 | Residential |  | Lithium Ion |  | Other | 0 | 0 | 13 | 6.8 | BM |  |  |  |  | 0 | Yes | AC-Coupled | PhotoVoltaic | 7.38 | 13.1
ESMASI-04777 |  |  | MA - SMART Program |  | 2021-11-03 | 2021-06-21 | Residential |  | Lithium Ion |  | LG Chem | 16 | 7 | 16 | 7 | BM |  |  |  |  | 0 | Yes | DC-Coupled | PhotoVoltaic | 13.32 | 10
ESMASI-02684 |  |  |  |  | 2021-11-04 | 2021-03-25 | Residential |  | Lithium Ion |  | Tesla | 13.5 | 13.5 | 5 | 5 | BM | Reliability and Resiliency | Reliability and Resiliency |  | Connected Solutions | 0 | Yes | AC-Coupled | PhotoVoltaic | 5.61 | 5
ESMASI-03458 |  |  | MA - SMART Program |  | 2021-11-04 | 2021-05-03 | Residential |  | Lithium Ion |  | Tesla | 13.5 | 13.5 | 5 | 5 | BM | Reliability and Resiliency | Reliability and Resiliency |  | Connected Solutions | 0 | Yes | AC-Coupled | PhotoVoltaic | 8.51 | 11.7
ESMASI-05128 |  |  |  |  | 2021-11-04 | 2021-07-06 | Residential |  | Lithium Ion |  | Tesla | 13.5 | 13.5 | 5 | 5 | BM | Reliability and Resiliency | Reliability and Resiliency |  | Connected Solutions | 0 | Yes | AC-Coupled | PhotoVoltaic | 10.2 | 14.4
ESMASI-05663 |  |  | MA - SMART Program |  | 2021-11-04 | 2021-07-27 | Residential |  | Lithium Ion |  | Other | 18 | 18 | 7.6 | 7.6 | BM | Self Generation | Self Generation |  |  | 0 | Yes | DC-Coupled | PhotoVoltaic | 4.95 | 7.6
ESMASI-05484 |  |  | MA - SMART Program | Connected Solutions | 2021-11-04 | 2021-07-19 | Residential |  | Lithium Ion |  | Other | 3.4 | 3.4 | 9 | 3.4 | BM | Reliability and Resiliency | Reliability and Resiliency |  | Grid backup and Connected Solutions | 0 | Yes | DC-Coupled | PhotoVoltaic | 11.22 | 7.6
ESMASI-04400 |  |  | MA - SMART Program | Net Metering | 2021-11-04 | 2021-06-07 | Residential |  | Lithium Ion |  | LG Chem | 9.8 | 5 | 9.8 | 5 | BM |  |  |  | Backup | 0 | Yes | DC-Coupled | PhotoVoltaic | 9.18 | 7.6
ESMASI-04843 |  |  | MA - SMART Program | Net Metering | 2021-11-04 | 2021-06-23 | Residential |  | Lithium Ion |  | LG Chem | 9.8 | 5 | 9.8 | 5 | BM |  |  |  | Backup | 0 | Yes | DC-Coupled | PhotoVoltaic | 6.12 | 6
ESMASI-05651 |  |  |  |  | 2021-11-04 | 2021-07-27 | Residential |  | Lithium Ion |  | Other | 18 | 18 | 17.37 | 17.37 | BM |  |  |  |  | 0 | Yes | DC-Coupled | PhotoVoltaic | 6.46 | 7.6
ESMAEX-00063 |  | MA - SMART Program |  |  | 2021-11-04 | 2021-04-21 | Commercial |  | Lithium Ion |  | sonnenBacterie | 20 | 0 | 20 | 0 | BM |  | Self Generation |  |  | 0 | Yes | AC-Coupled | PhotoVoltaic | 18.13 | 21.21
ESMASI-04901 |  |  |  |  | 2021-11-05 | 2021-06-25 | Residential |  | Lithium Ion |  | Tesla | 5 | 5 | 5.8 | 5.8 | BM |  |  |  |  | 0 | Yes | AC-Coupled | PhotoVoltaic | 9.37 | 13.4
ESMASI-02834 |  |  |  |  | 2021-11-05 | 2021-04-01 | Residential |  | Lithium Ion |  | Tesla | 13.5 | 5 | 13.5 | 5 | BM | Reliability and Resiliency | Reliability and Resiliency |  |  | 0 | Yes | AC-Coupled | PhotoVoltaic | 12 | 5
ESMASI-05123 |  |  | MA - SMART Program |  | 2021-11-05 | 2021-07-05 | Residential |  | Lithium Ion |  | Other | 17.1 | 17.1 | 17.1 | 17.1 | BM | Self Generation | Self Generation |  |  | 0 | Yes | DC-Coupled | PhotoVoltaic | 12.24 | 7.6
ESMASI-06410 |  |  | MA - Energy Efficiency/ DR Program |  | 2021-11-08 | 2021-08-27 | Residential |  | Lithium Ion |  | Enphase | 3.36 | 3.5 | 1.28 | 1.28 | BM | Microgrid | Microgrid | Microgrid |  | 0 | Yes | AC-Coupled | PhotoVoltaic | 0 | 1.28
ESMASI-04439 |  |  | MA - SMART Program | Net Metering | 2021-11-08 | 2021-06-08 | Residential |  | Lithium Ion |  | Tesla | 0 | 0 | 13.2 | 5 | BM |  |  |  | Backup | 0 | Yes | AC-Coupled | PhotoVoltaic | 9.86 | 12.6
ESMASI-06270 |  |  |  |  | 2021-11-09 | 2021-08-23 | Residential |  | Lithium Ion |  | Other | 17.1 | 6.7 | 16.5 | 6.7 | BM |  |  |  |  | 0 | Yes | DC-Coupled | PhotoVoltaic | 9.48 | 7.6
HISTEX-68571 |  | MA - SMART Program |  |  | 2021-11-09 |  | Commercial |  |  |  | Other |  | 3300 | 6600 | 3300 | SA |  |  |  |  | 0 | Yes |  | PhotoVoltaic |  | 4999
HISTEX-69454 |  | MA - SMART Program |  |  | 2021-11-09 |  | Commercial |  |  |  | Other |  | 5000 | 10000 | 5000 | SA |  |  |  |  | 0 | No |  | PhotoVoltaic |  | 4999
ESMASI-02935 |  | MA - DOER/ MassCEC Funded Projects | MA - SMART Program |  | 2021-11-10 | 2021-04-07 | Residential |  | Lithium Ion |  | Tesla | 0 | 0 | 5 | 5 | BM | Customer Bill Savings (e.g., Demand Charge Management, TOU Arbitrage) | Peak Shaving/ Load Leveling |  |  | 0 | Yes | AC-Coupled | PhotoVoltaic | 0 | 5
ESMASI-03746 |  |  |  |  | 2021-11-10 | 2021-05-13 | Residential |  | Lithium Ion |  | LG Chem | 5 | 5 | 5 | 5 | BM |  |  |  |  | 0 | Yes | DC-Coupled | PhotoVoltaic | 10.71 | 9.8
ESMAEX-00062 |  | MA - DOER/ MassCEC Funded Projects | MA - SMART Program |  | 2021-11-10 | 2021-04-20 | Commercial |  | Lithium Ion |  | sonnenBacterie | 12.5 | 7 | 12.5 | 7 | BM |  | Self Generation |  |  | 0 | Yes | AC-Coupled | PhotoVoltaic | 12.045 | 16.57
ESMASI-05772 |  |  | MA - SMART Program | Connected Solutions | 2021-11-12 | 2021-07-30 | Residential |  | Lithium Ion |  | Other | 15 | 5.6 | 15 | 5.6 | BM | Reliability and Resiliency | Reliability and Resiliency |  | Connected Solutions | 0 | Yes | DC-Coupled | PhotoVoltaic | 12.24 | 7.6
ESMASI-05831 |  |  | MA - SMART Program |  | 2021-11-15 | 2021-08-03 | Residential |  | Lithium Ion |  | Enphase | 10.08 | 10.5 | 7.68 | 7.68 | BM | Self Generation | Self Generation |  |  | 0 | Yes | AC-Coupled | PhotoVoltaic | 7.3 | 13.58
ESMASI-05394 |  |  | MA - SMART Program | Net Metering | 2021-11-15 | 2021-07-14 | Residential |  | Lithium Ion |  | LG Chem | 9.8 | 6 | 9.8 | 6 | BM |  |  |  | Backup storage | 0 | Yes | DC-Coupled | PhotoVoltaic | 7.48 | 6
ESMASI-06609 |  | ISO Markets |  | Connected Solutions program | 2021-11-15 | 2021-09-07 | Residential |  | Other | Lithium iron phosphate | Enphase | 10.5 | 3.84 | 10.08 | 3.84 | BM | Microgrid | Microgrid | Microgrid | Connected Solutions program | 0 | Yes | AC-Coupled | PhotoVoltaic | 12.045 | 13.575
ESMAEX-00109 |  | MA - SMART Program |  |  | 2021-11-15 | 2021-05-07 | Commercial |  | Lithium Ion |  | sonnenBacterie | 12.5 | 8 | 12.5 | 8 | BM | Reliability and Resiliency |  |  |  | 0 | Yes | AC-Coupled | PhotoVoltaic | 11.62 | 17.772
ESMAEX-00150 |  | MA - SMART Program |  | net metering | 2021-11-15 | 2021-05-26 | Commercial |  | Lithium Ion |  | Tesla | 13.2 | 5 | 13.2 | 5 | BM |  |  |  | backup power | 0 | Yes | AC-Coupled | PhotoVoltaic | 8.16 | 18
ESMASI-02613 |  |  | MA - SMART Program | Net Metering | 2021-11-16 | 2021-03-22 | Residential |  | Lithium Ion |  | LG Chem | 5 | 5 | 5 | 5 | BM |  |  |  | Backup | 0 | Yes | DC-Coupled | PhotoVoltaic | 9.765 | 7.6
ESMASI-04984 |  |  | MA - SMART Program |  | 2021-11-17 | 2021-06-28 | Residential |  | Lithium Ion |  | Other | 17.1 | 17.1 | 7.6 | 7.6 | BM |  |  |  |  | 0 | Yes | DC-Coupled | PhotoVoltaic | 9.18 | 7.6
ESMASI-00247 |  |  | MA - SMART Program |  | 2021-11-19 | 2020-11-16 | Residential |  | Lithium Ion |  | Other | 12 | 6 | 4.5 | 11.4 | BM | Reliability and Resiliency | Reliability and Resiliency |  |  | 0 | Yes | DC-Coupled | PhotoVoltaic | 9.875 | 7.6
ESMASI-04261 |  |  | MA - SMART Program | Net Metering | 2021-11-19 | 2021-06-01 | Residential |  | Lithium Ion |  | LG Chem | 9.8 | 5 | 9.8 | 5 | BM |  |  |  | Backup | 0 | Yes | DC-Coupled | PhotoVoltaic | 6.245 | 6
ESMASI-01029 |  |  |  |  | 2021-11-23 | 2020-12-28 | Residential |  | Lithium Ion |  | LG Chem | 5 | 5 | 5 | 5 | BM |  |  |  |  | 0 | Yes | DC-Coupled | PhotoVoltaic | 2.44 | 4
ESMASI-03312 |  |  |  |  | 2021-11-23 | 2021-04-23 | Residential |  | Lithium Ion |  | LG Chem | 5 | 5 | 5 | 5 | BM |  |  |  |  | 0 | Yes | DC-Coupled | PhotoVoltaic | 8.505 | 7.6
ESMASI-03985 |  |  | MA - SMART Program | Net Metering | 2021-11-23 | 2021-05-24 | Residential |  | Lithium Ion |  | LG Chem | 5 | 5 | 5 | 5 | BM |  |  |  | Backup | 0 | Yes | DC-Coupled | PhotoVoltaic | 8.16 | 7.6
ESMASI-03571 |  |  |  |  | 2021-11-24 | 2021-05-06 | Residential |  | Lithium Ion |  | LG Chem | 5 | 5 | 5 | 5 | BM |  |  |  |  | 0 | Yes | DC-Coupled | PhotoVoltaic | 15.64 | 12
ESMASI-05927 |  |  | MA - SMART Program | Net Metering | 2021-11-24 | 2021-08-07 | Residential |  | Lithium Ion |  | LG Chem | 9.8 | 5 | 9.8 | 5 | BM |  |  |  | Backup Storage | 0 | Yes | DC-Coupled | PhotoVoltaic | 6.8 | 6
ESMASI-05310 |  |  | MA - SMART Program | Connected Solutions | 2021-11-24 | 2021-07-12 | Residential |  | Lithium Ion |  | Enphase | 0 | 0 | 10.08 | 3.84 | BM |  |  |  | ConnectedSolutions | 0 | Yes | AC-Coupled | PhotoVoltaic | 12.95 | 12.59
ESMASI-02744 |  |  | MA - SMART Program | Net Metering | 2021-11-26 | 2021-03-29 | Residential |  | Lithium Ion |  | LG Chem | 5 | 5 | 5 | 5 | BM |  |  |  | Backup | 0 | Yes | DC-Coupled | PhotoVoltaic | 5.355 | 6
ESMASI-06157 |  |  | MA - SMART Program |  | 2021-11-26 | 2021-08-17 | Residential |  | Lithium Ion |  | Other | 9 | 9 | 9 | 9 | BM | Self Generation | Self Generation |  |  | 0 | Yes | DC-Coupled | PhotoVoltaic | 8.5 | 7.6
ESMASI-04639 |  |  | MA - SMART Program |  | 2021-11-29 | 2021-06-15 | Residential |  | Lithium Ion |  | Enphase | 0 | 0 | 10.08 | 3.84 | BM |  |  |  | ConnectedSolutions | 0 | Yes | AC-Coupled | PhotoVoltaic | 7.4 | 8.84
ESMASI-04337 |  |  |  |  | 2021-11-30 | 2021-06-04 | Residential |  | Lithium Ion |  | LG Chem | 5 | 5 | 5 | 5 | BM |  |  |  |  | 0 | Yes | DC-Coupled | PhotoVoltaic | 11.7 | 7.6
ESMASI-02940 |  |  | MA - SMART Program |  | 2021-12-01 | 2021-04-07 | Residential |  | Lithium Ion |  | Tesla | 13.5 | 5.8 | 5 | 5.8 | BM |  |  |  |  | 0 | Yes | AC-Coupled | PhotoVoltaic | 5.6 | 13.4
ESMASI-06607 |  |  | MA - SMART Program |  | 2021-12-01 | 2021-09-07 | Residential |  | Lithium Ion |  | Tesla | 5 | 5 | 5 | 5 | BM |  |  |  |  | 0 | Yes | AC-Coupled | PhotoVoltaic | 12 | 15
ESMAEX-00383 |  | MA - SMART Program |  |  | 2021-12-01 | 2021-09-03 | Commercial |  | Lithium Ion |  | Tesla | 5 | 5 | 5 | 5 | BM |  | Self Generation |  |  | 0 | Yes | AC-Coupled | PhotoVoltaic | 0 | 17.5
ESMASI-04069 |  |  | MA - SMART Program |  | 2021-12-01 | 2021-05-25 | Residential |  | Lithium Ion |  | Other | 480 | 4.8 | 6.1 | 6.1 | BM | Customer Bill Savings (e.g., Demand Charge Management, TOU Arbitrage) |  |  |  | 0 | Yes | DC-Coupled | PhotoVoltaic | 10 | 7.6
ESMASI-06033 |  |  | MA - SMART Program |  | 2021-12-01 | 2021-08-12 | Residential |  | Lithium Ion |  | Other | 18 | 18 | 7.6 | 7.6 | BM | Self Generation | Self Generation |  |  | 0 | Yes | DC-Coupled | PhotoVoltaic | 11.11 | 7.6
ESMASI-05263 |  |  | MA - SMART Program |  | 2021-12-01 | 2021-07-09 | Residential |  | Lithium Ion |  | Other | 8.74 | 8.74 | 8.74 | 8.74 | BM | Self Generation | Self Generation |  |  | 0 | Yes | DC-Coupled | PhotoVoltaic | 8.74 | 7.6
ESMASI-05595 |  |  | MA - SMART Program | Net Metering | 2021-12-01 | 2021-07-23 | Residential |  | Lithium Ion |  | Tesla | 0 | 0 | 13.2 | 5 | BM |  |  |  | Backup | 0 | Yes | AC-Coupled | PhotoVoltaic | 5.78 | 11
ESMASI-04911 |  |  | MA - SMART Program |  | 2021-12-01 | 2021-06-25 | Residential |  | Lithium Ion |  | Other | 18 | 6.7 | 18 | 6.7 | BM | Customer Bill Savings (e.g., Demand Charge Management, TOU Arbitrage) |  |  |  | 0 | Yes | DC-Coupled | PhotoVoltaic | 7.3 | 7.6
ESMASI-02880 |  |  | MA - SMART Program |  | 2021-12-01 | 2021-04-05 | Residential |  | Lithium Ion |  | Other | 30 | 7.6 | 30 | 7.6 | BM | Self Generation | Self Generation |  |  | 0 | Yes | DC-Coupled | PhotoVoltaic | 15.91 | 7.6
ESMASI-04276 |  |  | MA - SMART Program |  | 2021-12-02 | 2021-06-02 | Residential |  | Lithium Ion |  | Tesla | 5 | 5 | 5 | 5 | BM | Self Generation | Self Generation |  |  | 0 | Yes | AC-Coupled | PhotoVoltaic | 2.19 | 6.77
ESMASI-05461 |  |  | MA - SMART Program | Utility DR Program | 2021-12-02 | 2021-07-19 | Residential |  | Lithium Ion |  | Tesla | 0 | 0 | 13.5 | 5 | BM | Customer Bill Savings (e.g., Demand Charge Management, TOU Arbitrage) | Peak Shaving/ Load Leveling |  |  | 0 | Yes | AC-Coupled | PhotoVoltaic | 7.48 | 12.6
ESMASI-06595 |  |  | MA - SMART Program | Connected Solutions | 2021-12-03 | 2021-09-07 | Residential |  | Lithium Ion |  | Tesla | 13.5 | 5 | 13.5 | 5 | BM |  |  |  | Backup, Coneccted Solutions | 0 | Yes | AC-Coupled | PhotoVoltaic | 7.3 | 10.8
ESMASI-05462 |  |  | MA - SMART Program |  | 2021-12-07 | 2021-07-19 | Residential |  | Lithium Ion |  | Tesla | 5 | 5 | 5 | 5 | BM |  |  |  |  | 0 | Yes | AC-Coupled | PhotoVoltaic | 9.99 | 15
ESMASI-06088 |  |  | MA - SMART Program |  | 2021-12-07 | 2021-08-16 | Residential |  | Lithium Ion |  | Other | 9 | 17.1 | 9 | 17.1 | BM | Self Generation | Self Generation |  |  | 0 | Yes | DC-Coupled | PhotoVoltaic | 11.9 | 7.6
ESMASI-05877 |  |  | MA - SMART Program | Net Metering | 2021-12-07 | 2021-08-04 | Residential |  | Lithium Ion |  | LG Chem | 9.6 | 5 | 9.6 | 5 | BM |  |  |  | Backup | 0 | Yes | DC-Coupled | PhotoVoltaic | 10.075 | 7.6
ESMAEX-00141 |  | MA - SMART Program |  |  | 2021-12-07 | 2021-05-20 | Commercial |  | Lithium Ion |  | Tesla | 27 | 10 | 27 | 10 | BM | Reliability and Resiliency |  |  |  | 0 | Yes | AC-Coupled | PhotoVoltaic | 10.56 | 20
ESMASI-06356 |  |  | MA - SMART Program | Net Metering | 2021-12-09 | 2021-08-25 | Residential |  | Lithium Ion |  | LG Chem | 9.8 | 5 | 9.8 | 5 | BM |  |  |  | Backup Storage | 0 | Yes | DC-Coupled | PhotoVoltaic | 4.08 | 3.8
ESMASI-03543 |  |  | MA - SMART Program | Net Metering | 2021-12-10 | 2021-05-05 | Residential |  | Lithium Ion |  | LG Chem | 5 | 5 | 5 | 5 | BM |  |  |  | Backup | 0 | Yes | DC-Coupled | PhotoVoltaic | 6.12 | 6
ESMAEX-00165 |  | MA - SMART Program |  |  | 2021-12-10 | 2021-06-03 | Commercial |  | Lithium Ion |  | Enphase | 10.08 | 10.08 | 10.08 | 10.08 | BM | Reliability and Resiliency | Self Generation |  |  | 0 | Yes | AC-Coupled | PhotoVoltaic | 10.2 | 7.5
ESMASI-07675 |  |  | MA - SMART Program |  | 2021-12-10 | 2021-10-19 | Residential |  | Lead Acid |  | Other | 10.65 | 4 | 10.65 | 4 | BM | Reliability and Resiliency | Reliability and Resiliency |  |  | 0 | Yes | AC-Coupled | PhotoVoltaic | 4.01 | 4
ESMASI-05240 |  |  |  |  | 2021-12-13 | 2021-07-08 | Residential |  | Lithium Ion |  | LG Chem | 9.3 | 5 | 9.3 | 5 | BM |  |  |  |  | 0 | Yes | DC-Coupled | PhotoVoltaic | 9.1 | 7.6
ESMASI-03851 |  |  | MA - SMART Program |  | 2021-12-13 | 2021-05-18 | Residential |  | Lithium Ion |  | Tesla | 13.5 | 5 | 13.5 | 5 | BM |  |  |  |  | 0 | Yes | AC-Coupled | PhotoVoltaic | 8.75 | 11
ESMASI-04675 |  |  | MA - SMART Program |  | 2021-12-14 | 2021-06-17 | Residential |  | Lithium Ion |  | Other | 18 | 18 | 6.7 | 6.7 | BM | Customer Bill Savings (e.g., Demand Charge Management, TOU Arbitrage) |  |  |  | 0 | Yes | DC-Coupled | PhotoVoltaic | 13.2 | 7.6
ESMASI-02991 |  |  | MA - SMART Program |  | 2021-12-14 | 2021-04-08 | Residential |  | Lithium Ion |  | LG Chem | 9.8 | 5 | 9.8 | 5 | BM |  |  |  |  | 0 | Yes | DC-Coupled | PhotoVoltaic | 10.88 | 11.4
ESMASI-06761 |  |  | MA - SMART Program |  | 2021-12-15 | 2021-09-14 | Residential |  | Lithium Ion |  | Other | 18 | 18 | 6.7 | 7.6 | BM | Customer Bill Savings (e.g., Demand Charge Management, TOU Arbitrage) |  |  |  | 0 | Yes | DC-Coupled | PhotoVoltaic | 12.16 | 7.6
ESMASI-07849 |  |  |  | Connected Solutions | 2021-12-15 | 2021-10-27 | Residential |  | Other | Lithium Iron Phosphate | Enphase | 10.5 | 3.84 | 10.08 | 3.84 | BM | Reliability and Resiliency | Reliability and Resiliency |  |  | 0 | Yes | AC-Coupled | PhotoVoltaic | 4.81 | 7.675
ESMAEX-00043 |  |  |  |  | 2021-12-16 | 2021-04-14 | Commercial |  | Lithium Ion |  | Tesla | 7 | 7 | 7 | 5 | BM | Peak Shaving/ Load Leveling | Reliability and Resiliency |  |  | 0 | Yes | AC-Coupled | PhotoVoltaic | 10.05 | 8.7
ESMASI-06219 |  |  | MA - SMART Program | Net Metering | 2021-12-16 | 2021-08-19 | Residential |  | Lithium Ion |  | LG Chem | 9.6 | 5 | 9.6 | 5 | BM |  |  |  | Backup | 0 | Yes | DC-Coupled | PhotoVoltaic | 9 | 6
ESMASI-05417 |  |  | MA - SMART Program |  | 2021-12-16 | 2021-07-15 | Residential |  | Lithium Ion |  | Other | 18 | 18 | 18 | 18 | BM | Self Generation | Self Generation |  |  | 0 | Yes | DC-Coupled | PhotoVoltaic | 11.22 | 7.6
ESMASI-06962 |  |  | MA - SMART Program | Connected Solutions | 2021-12-17 | 2021-09-21 | Residential |  | Lithium Ion |  | Tesla | 13.5 | 0 | 13.5 | 5 | BM | Customer Bill Savings (e.g., Demand Charge Management, TOU Arbitrage) | Peak Shaving/ Load Leveling |  |  | 0 | Yes | AC-Coupled | PhotoVoltaic | 8.16 | 7.6
ESMASI-02412 |  |  | MA - SMART Program |  | 2021-12-20 | 2021-03-11 | Residential |  | Lithium Ion |  | Other | 8.6 | 3.4 | 8.6 | 7.6 | BM | Customer Bill Savings (e.g., Demand Charge Management, TOU Arbitrage) |  |  |  | 0 | Yes | DC-Coupled | PhotoVoltaic | 12.41 | 7.6
ESMASI-04842 |  |  | MA - SMART Program | Connected Solutions | 2021-12-20 | 2021-06-23 | Residential |  | Lithium Ion |  | Other | 8.6 | 6.46 | 8.6 | 7.6 | BM |  |  |  |  | 0 | Yes | DC-Coupled | PhotoVoltaic | 6.46 | 7.6
ESMASI-05704 |  |  | MA - SMART Program | Net Metering | 2021-12-22 | 2021-07-28 | Residential |  | Lithium Ion |  | LG Chem | 9.8 | 5 | 9.8 | 5 | BM |  |  |  | Backup storage | 0 | Yes | DC-Coupled | PhotoVoltaic | 4.76 | 3.8
ESMASI-05379 |  |  | MA - SMART Program |  | 2021-12-22 | 2021-07-14 | Residential |  | Lithium Ion |  | Other | 18 | 18 | 18 | 18 | BM | Self Generation | Self Generation |  |  | 0 | Yes | DC-Coupled | PhotoVoltaic | 9.52 | 7.6
ESMASI-05890 |  |  |  |  | 2021-12-24 | 2021-08-05 | Residential |  | Lithium Ion |  | Enphase | 10.5 | 4 | 10.08 | 3.84 | BM |  |  |  |  | 0 | Yes | AC-Coupled | PhotoVoltaic | 6.97 | 9.773
ESMASI-08463 |  |  | MA - SMART Program | Connected Solutions | 2021-12-24 | 2021-11-19 | Residential |  | Lithium Ion |  | Tesla | 0 | 0 | 13.5 | 5 | BM | Customer Bill Savings (e.g., Demand Charge Management, TOU Arbitrage) | Peak Shaving/ Load Leveling |  |  | 0 | Yes | AC-Coupled | PhotoVoltaic | 9.86 | 12.6
ESMAEX-00232 |  | MA - SMART Program |  |  | 2021-12-28 | 2021-07-12 | Commercial |  | Lithium Ion |  | Other | 9 | 9 | 9 | 9 | BM | Customer Bill Savings (e.g., Demand Charge Management, TOU Arbitrage) | Reliability and Resiliency |  |  | 0 | Yes | AC-Coupled | PhotoVoltaic | 5.92 | 17.8
ESMASI-04315 |  |  | MA - SMART Program |  | 2021-12-28 | 2021-06-03 | Residential |  | Lithium Ion |  | Tesla | 0 | 0 | 13.5 | 5 | BM | Reliability and Resiliency | Reliability and Resiliency |  |  | 0 | Yes | AC-Coupled | PhotoVoltaic | 4.875 | 10
ESMASI-07104 |  |  | MA - SMART Program |  | 2021-12-29 | 2021-09-28 | Residential |  | Lithium Ion |  | Enphase | 5.12 | 5.12 | 5.12 | 5.12 | BM |  |  |  |  | 0 | Yes | AC-Coupled | PhotoVoltaic | 7.87 | 5.12
ESMAEX-00172 |  | MA - SMART Program |  |  | 2021-12-29 | 2021-06-08 | Commercial |  | Other | Lithium Ion Phosphate | Enphase | 23.52 | 24.5 | 23.52 | 24.5 | BM |  |  |  | backup power failure | 0 | Yes | AC-Coupled | PhotoVoltaic | 16.2 | 20.67
ESMASI-06593 |  |  | MA - SMART Program |  | 2022-01-02 | 2021-09-07 | Residential |  | Lithium Ion |  | Other | 9 | 9 | 9 | 9 | BM | Self Generation | Self Generation |  |  | 0 | Yes | DC-Coupled | PhotoVoltaic | 9.88 | 7.6
ESMASI-06450 |  |  | MA - SMART Program |  | 2022-01-03 | 2021-08-30 | Residential |  | Lithium Ion |  | Enphase | 10.5 | 10.5 | 10.5 | 10.5 | BM | Self Generation | Self Generation |  |  | 0 | Yes | DC-Coupled | PhotoVoltaic | 9.32 | 6.78
ESMASI-05936 |  |  | MA - SMART Program |  | 2022-01-03 | 2021-08-09 | Residential |  | Lithium Ion |  | Tesla | 0 | 0 | 13.5 | 5 | BM | Customer Bill Savings (e.g., Demand Charge Management, TOU Arbitrage) | Peak Shaving/ Load Leveling |  |  | 0 | Yes | AC-Coupled | PhotoVoltaic | 8.829 | 12.6
ESMAEX-00023 |  | MA - DOER/ MassCEC Funded Projects | MA - SMART Program |  | 2022-01-04 | 2021-04-02 | Commercial |  | Lithium Ion |  | Tesla | 14 | 5.8 | 14 | 5 | BM | Reliability and Resiliency |  |  |  | 0 | Yes | AC-Coupled | PhotoVoltaic | 12.95 | 18.88
ESMASI-05889 |  |  | MA - SMART Program | Connected Solutions | 2022-01-05 | 2021-08-05 | Residential |  | Lithium Ion |  | Other | 12 | 4.5 | 12 | 4.5 | BM | Reliability and Resiliency | Reliability and Resiliency |  | Grid backup and Connected Solutions | 0 | Yes | DC-Coupled | PhotoVoltaic | 10.73 | 7.6
ESMASI-00938 |  |  | MA - Energy Efficiency/ DR Program |  | 2022-01-05 | 2020-12-18 | Residential |  | Lithium Ion |  | Tesla | 0 | 0 | 13.5 | 5 | BM | Reliability and Resiliency | Reliability and Resiliency |  |  | 0 | Yes | AC-Coupled | PhotoVoltaic | 5 | 5
ESMASI-04314 |  |  | MA - SMART Program |  | 2022-01-05 | 2021-06-03 | Residential |  | Lithium Ion |  | Tesla | 0 | 0 | 13.5 | 5 | BM | Reliability and Resiliency | Reliability and Resiliency |  |  | 0 | Yes | AC-Coupled | PhotoVoltaic | 15.395 | 15
ESMAEX-00272 |  |  |  |  | 2022-01-05 | 2021-07-28 | Commercial |  | Lithium Ion |  | Tesla | 14 | 14 | 14 | 10 | BM |  |  |  |  | 0 | Yes | AC-Coupled | PhotoVoltaic | 0 | 5.16
ESMASI-05179 |  |  | MA - SMART Program |  | 2022-01-06 | 2021-07-07 | Residential |  | Lithium Ion |  | Other | 18 | 18 | 6.7 | 6.7 | BM | Customer Bill Savings (e.g., Demand Charge Management, TOU Arbitrage) |  |  |  | 0 | Yes | DC-Coupled | PhotoVoltaic | 13.5 | 7.6
ESMASI-06329 |  |  | MA - SMART Program |  | 2022-01-06 | 2021-08-24 | Residential |  | Lithium Ion |  | Tesla | 0 | 0 | 13.5 | 5 | BM | Customer Bill Savings (e.g., Demand Charge Management, TOU Arbitrage) | Peak Shaving/ Load Leveling |  |  | 0 | Yes | AC-Coupled | PhotoVoltaic | 5.49 | 12.6
ESMAEX-00271 |  | MA - SMART Program |  |  | 2022-01-07 | 2021-07-28 | Commercial |  | Lithium Ion |  | Tesla | 5 | 5 | 5 | 5 | BM |  | Self Generation |  |  | 0 | Yes | AC-Coupled | PhotoVoltaic | 19.8 | 15
ESMASI-06538 |  |  | MA - SMART Program |  | 2022-01-07 | 2021-09-02 | Residential |  | Lithium Ion |  | Enphase | 10.5 | 3.84 | 10.5 | 3.84 | BM | Reliability and Resiliency | Reliability and Resiliency |  |  | 0 | Yes | AC-Coupled | PhotoVoltaic | 11.84 | 13.28
ESMASI-08328 |  | MA - DOER/ MassCEC Funded Projects | MA - SMART Program |  | 2022-01-07 | 2021-11-15 | Residential |  | Lithium Ion |  | Enphase | 13.44 | 5.632 | 11.96 | 5.12 | BM | Reliability and Resiliency | Reliability and Resiliency |  |  | 0 | Yes | AC-Coupled | PhotoVoltaic | 7.56 | 11.708
ESMASI-07914 |  |  | MA - SMART Program |  | 2022-01-11 | 2021-10-29 | Residential |  | Lithium Ion |  | Tesla | 0 | 0 | 1.8 | 5 | BM |  |  |  |  | 0 | Yes | AC-Coupled | PhotoVoltaic | 14.9 | 15
ESMASI-05880 |  |  |  |  | 2022-01-11 | 2021-08-05 | Residential |  | Lithium Ion |  | Enphase | 13.5 | 13.5 | 5.112 | 5.112 | BM |  |  |  |  | 0 | Yes | AC-Coupled | PhotoVoltaic | 5.92 | 5.112
ESMASI-04109 |  |  | MA - SMART Program | Net Metering | 2022-01-11 | 2021-05-26 | Residential |  | Lithium Ion |  | LG Chem | 9.8 | 5 | 9.8 | 5 | BM |  |  |  | Backup | 0 | Yes | DC-Coupled | PhotoVoltaic | 5.44 | 6
ESMASI-08454 |  |  |  | Connected Solutions | 2022-01-11 | 2021-11-19 | Residential |  | Other | Lithium Iron Phosphate | Enphase | 10.5 | 3.84 | 10.08 | 3.84 | BM | Reliability and Resiliency | Reliability and Resiliency |  |  | 0 | Yes | AC-Coupled | PhotoVoltaic | 12.21 | 13.575
ESMASI-05852 |  |  | MA - SMART Program |  | 2022-01-12 | 2021-08-04 | Residential |  | Lithium Ion |  | Tesla | 4 | 4 | 5 | 4 | BM |  |  |  |  | 0 | Yes | AC-Coupled | PhotoVoltaic | 6 | 10
ESMASI-06374 |  |  | MA - SMART Program |  | 2022-01-12 | 2021-08-25 | Residential |  | Lithium Ion |  | Other | 9 | 17.1 | 9 | 17.1 | BM | Self Generation | Self Generation |  |  | 0 | Yes | DC-Coupled | PhotoVoltaic | 12.24 | 7.6
ESMASI-06573 |  |  |  |  | 2022-01-12 | 2021-09-03 | Residential |  | Lithium Ion |  | sonnenBacterie | 11 | 4.8 | 10 | 4.8 | BM |  |  |  |  | 0 | Yes | AC-Coupled | PhotoVoltaic | 1.5 | 6.54
ESMASI-06163 |  |  | MA - SMART Program |  | 2022-01-14 | 2021-08-18 | Residential |  | Lithium Ion |  | Other | 9 | 9 | 9 | 9 | BM | Self Generation | Self Generation |  |  | 0 | Yes | DC-Coupled | PhotoVoltaic | 12.58 | 7.6
ESMAEX-00318 |  |  |  |  | 2022-01-14 | 2021-08-17 | Commercial |  | Other | Lithium Iron Phosphate | Enphase | 10 | 10 | 10 | 3.84 | BM |  |  |  |  | 0 | Yes | AC-Coupled | PhotoVoltaic | 13.6 | 17.58
ESMASI-03261 |  |  | MA - SMART Program |  | 2022-01-14 | 2021-04-22 | Residential |  | Lithium Ion |  | Other | 18 | 6.7 | 18 | 6.7 | BM | Customer Bill Savings (e.g., Demand Charge Management, TOU Arbitrage) |  |  |  | 0 | Yes | DC-Coupled | PhotoVoltaic | 14.965 | 15
ESMAEX-00403 |  | MA - DOER/ MassCEC Funded Projects | MA - SMART Program |  | 2022-01-18 | 2021-09-10 | Commercial |  | Lithium Ion |  | Enphase | 10.08 | 10.5 | 10.08 | 9.345 | BM | Reliability and Resiliency |  |  |  | 0 | Yes | AC-Coupled | PhotoVoltaic | 12.75 | 21.43
ESMAEX-00061 |  | MA - SMART Program |  | net metering | 2022-01-18 | 2021-04-19 | Commercial |  | Lithium Ion |  | Tesla | 13.2 | 5 | 13.2 | 5 | BM |  |  |  | backup power | 0 | Yes | AC-Coupled | PhotoVoltaic | 14.62 | 21.4
ESMASI-04384 |  |  | MA - SMART Program |  | 2022-01-18 | 2021-06-07 | Residential |  | Lithium Ion |  | Tesla | 13.5 | 5 | 13.5 | 5 | BM |  |  |  |  | 0 | Yes | AC-Coupled | PhotoVoltaic | 5.04 | 8.5
ESMASI-06202 |  |  |  |  | 2022-01-19 | 2021-08-19 | Residential |  | Other | Lithium Iron Phosphate | Enphase | 10 | 10 | 3.84 | 3.84 | BM |  |  |  |  | 0 | Yes | AC-Coupled | PhotoVoltaic | 3.84 | 3.84
ESMASI-03693 |  |  | MA - SMART Program | Net Metering | 2022-01-19 | 2021-05-11 | Residential |  | Lithium Ion |  | LG Chem | 5 | 5 | 5 | 5 | BM |  |  |  | Backup | 0 | Yes | DC-Coupled | PhotoVoltaic | 7.14 | 6
ESMASI-07170 |  |  | MA - SMART Program |  | 2022-01-19 | 2021-09-30 | Residential |  | Lithium Ion |  | Other | 6.7 | 17.1 | 6.7 | 17.1 | BM | Self Generation | Self Generation |  |  | 0 | Yes | DC-Coupled | PhotoVoltaic | 10.95 | 7.6
ESMASI-02980 |  |  | MA - SMART Program |  | 2022-01-19 | 2021-04-08 | Residential |  | Lithium Ion |  | Other | 17.1 | 6.7 | 17.1 | 6.7 | BM | Customer Bill Savings (e.g., Demand Charge Management, TOU Arbitrage) |  |  |  | 0 | Yes | DC-Coupled | PhotoVoltaic | 13.14 | 7.6
ESMASI-05837 |  |  | MA - SMART Program | Net Metering | 2022-01-20 | 2021-08-03 | Residential |  | Lithium Ion |  | LG Chem | 9.6 | 5 | 9.6 | 5 | BM |  |  |  | Backup | 0 | Yes | DC-Coupled | PhotoVoltaic | 16.66 | 13.6
ESMASI-06187 |  |  | MA - SMART Program | Net Metering | 2022-01-20 | 2021-08-18 | Residential |  | Lithium Ion |  | LG Chem | 9.8 | 5 | 9.8 | 5 | BM |  |  |  | Backup Storage | 0 | Yes | DC-Coupled | PhotoVoltaic | 6.46 | 6
ESMASI-06323 |  |  | MA - SMART Program | Net Metering | 2022-01-20 | 2021-08-24 | Residential |  | Lithium Ion |  | LG Chem | 9.8 | 5 | 9.8 | 5 | BM |  |  |  | Backup Storage | 0 | Yes | DC-Coupled | PhotoVoltaic | 11.56 | 9.8
ESMASI-07973 |  |  | MA - SMART Program | Connected Solutions | 2022-01-20 | 2021-11-01 | Residential |  | Lithium Ion |  | Tesla | 0 | 0 | 13.5 | 5 | BM | Customer Bill Savings (e.g., Demand Charge Management, TOU Arbitrage) | Peak Shaving/ Load Leveling |  |  | 0 | Yes | AC-Coupled | PhotoVoltaic | 12.24 | 12.6
ESMAEX-00554 |  |  |  |  | 2022-01-21 | 2021-10-28 | Commercial |  | Lithium Ion |  | Tesla | 5 | 5 | 5 | 5 | BM |  |  |  |  | 0 | Yes | AC-Coupled | PhotoVoltaic | 8.74 | 20
ESMASI-08050 |  |  | MA - SMART Program |  | 2022-01-21 | 2021-11-03 | Residential |  | Lithium Ion |  | Tesla | 13.5 | 0 | 13.5 | 5 | BM | Customer Bill Savings (e.g., Demand Charge Management, TOU Arbitrage) | Peak Shaving/ Load Leveling |  |  | 0 | Yes | AC-Coupled | PhotoVoltaic | 8.16 | 12.6
ESMASI-08105 |  |  | MA - SMART Program | Utility Connected Solutions DR Program | 2022-01-21 | 2021-11-05 | Residential |  | Lithium Ion |  | Tesla | 0 | 0 | 13.5 | 5 | BM | Customer Bill Savings (e.g., Demand Charge Management, TOU Arbitrage) | Peak Shaving/ Load Leveling |  |  | 0 | Yes | AC-Coupled | PhotoVoltaic | 6.2 | 8.8
ESMASI-08407 |  |  | MA - SMART Program | Utility DR Program | 2022-01-24 | 2021-11-17 | Residential |  | Lithium Ion |  | Tesla | 0 | 0 | 13.5 | 5 | BM | Customer Bill Savings (e.g., Demand Charge Management, TOU Arbitrage) | Peak Shaving/ Load Leveling |  |  | 0 | Yes | AC-Coupled | PhotoVoltaic | 13.6 | 15
ESMASI-01700 |  |  |  |  | 2022-01-25 | 2021-02-04 | Residential |  | Lithium Ion |  | sonnenBacterie | 0 | 0 | 4.8 | 4.8 | BM | Microgrid | Microgrid | Microgrid |  | 0 | Yes | AC-Coupled | PhotoVoltaic | 0 | 10.8
ESMASI-06010 |  |  | MA - SMART Program |  | 2022-01-25 | 2021-08-11 | Residential |  | Lithium Ion |  | Enphase | 10.08 | 3.42 | 8.97 | 3.84 | BM | Reliability and Resiliency | Reliability and Resiliency |  |  | 0 | Yes | AC-Coupled | PhotoVoltaic | 6.6 | 9.33
ESMASI-07711 |  |  | MA - SMART Program |  | 2022-01-25 | 2021-10-20 | Residential |  | Other | Lithium iron phosphate | Enphase | 0 | 0 | 10.08 | 3.84 | BM |  |  |  |  | 0 | Yes | AC-Coupled | PhotoVoltaic | 9.125 | 11.09
ESMASI-05751 |  | MA - DOER/ MassCEC Funded Projects | MA - SMART Program |  | 2022-01-25 | 2021-07-30 | Residential |  | Lithium Ion |  | Tesla | 0 | 0 | 13.5 | 5 | BM | Self Generation | Self Generation |  | Utility DR Program | 0 | Yes | AC-Coupled | PhotoVoltaic | 4.44 | 8.54
ESMASI-04689 |  |  | MA - SMART Program |  | 2022-01-26 | 2021-06-17 | Residential |  | Lithium Ion |  | Tesla | 13.5 | 6.46 | 5 | 5 | BM | Customer Bill Savings (e.g., Demand Charge Management, TOU Arbitrage) | Peak Shaving/ Load Leveling |  |  | 0 | Yes | AC-Coupled | PhotoVoltaic | 6.46 | 10
ESMASI-09430 |  |  | MA - SMART Program | Connected Solutions | 2022-01-27 | 2022-01-03 | Residential |  | Lithium Ion |  | sonnenBacterie | 10 | 10 | 4.8 | 4.8 | BM | Customer Bill Savings (e.g., Demand Charge Management, TOU Arbitrage) | Reliability and Resiliency |  |  | 0 | Yes | AC-Coupled | PhotoVoltaic | 9.125 | 12.175
ESMASI-01389 |  |  | MA - SMART Program |  | 2022-01-27 | 2021-01-19 | Residential |  | Lithium Ion |  | Tesla | 0 | 0 | 13.5 | 5 | BM |  |  |  |  | 0 | Yes | AC-Coupled | PhotoVoltaic | 12.35 | 5
ESMASI-03724 |  |  | MA - SMART Program |  | 2022-01-27 | 2021-05-12 | Residential |  | Lithium Ion |  | Tesla | 14 | 5.8 | 13.5 | 5 | BM | Reliability and Resiliency | Reliability and Resiliency |  |  | 0 | Yes | AC-Coupled | PhotoVoltaic | 8.77 | 5
ESMAEX-00312 |  | MA - SMART Program |  |  | 2022-01-27 | 2021-08-13 | Commercial |  | Lithium Ion |  | Tesla | 27 | 10 | 27 | 10 | BM | Customer Bill Savings (e.g., Demand Charge Management, TOU Arbitrage) | Renewable Shift | Reliability and Resiliency | Peak Shaving/ Load Leveling | 0 | Yes | AC-Coupled | PhotoVoltaic | 8.16 | 7.6
ESMASI-05520 |  |  | MA - SMART Program | Net Metering | 2022-01-28 | 2021-07-20 | Residential |  | Lithium Ion |  | LG Chem | 9.8 | 5 | 9.8 | 5 | BM |  |  |  | Backup | 0 | Yes | DC-Coupled | PhotoVoltaic | 12.2 | 9.8
ESMASI-03638 |  |  |  |  | 2022-01-31 | 2021-05-10 | Residential |  | Lithium Ion |  | Tesla | 13.5 | 13.5 | 5 | 5 | BM |  |  |  |  | 0 | Yes | AC-Coupled | PhotoVoltaic | 7.3 | 5
ESMAEX-00295 |  | MA - SMART Program |  |  | 2022-01-31 | 2021-08-10 | Commercial |  | Lithium Ion |  | LG Chem | 9.6 | 5 | 9.6 | 5 | BM |  |  |  | backup power | 0 | Yes | DC-Coupled | PhotoVoltaic | 11.22 | 9.8
ESMASI-08743 |  |  | MA - SMART Program | Connected Solutions | 2022-01-31 | 2021-12-02 | Residential |  | Lithium Ion |  | Tesla | 13.5 | 0 | 13.5 | 5 | BM | Customer Bill Savings (e.g., Demand Charge Management, TOU Arbitrage) | Peak Shaving/ Load Leveling |  |  | 0 | Yes | AC-Coupled | PhotoVoltaic | 8.5 | 12.6
ESMAEX-00070 |  | MA - SMART Program |  | net metering | 2022-02-01 | 2021-04-22 | Commercial |  | Lithium Ion |  | Tesla | 5 | 5 | 5 | 5 | BM |  |  |  | backup power | 0 | Yes | AC-Coupled | PhotoVoltaic | 15.12 | 22
ESMAEX-00218 |  | MA - SMART Program |  |  | 2022-02-01 | 2021-06-28 | Commercial |  | Lithium Ion |  | Tesla | 5 | 5 | 5 | 5.8 | BM |  | Self Generation |  |  | 0 | Yes | AC-Coupled | PhotoVoltaic | 11.2 | 25
ESMASI-05476 |  |  | MA - SMART Program | Net Metering | 2022-02-02 | 2021-07-19 | Residential |  | Lithium Ion |  | LG Chem | 9.6 | 5 | 9.6 | 5 | BM |  |  |  | Backup | 0 | Yes | DC-Coupled | PhotoVoltaic | 13.94 | 12
ESMASI-07778 |  |  | MA - SMART Program | Net Metering | 2022-02-02 | 2021-10-22 | Residential |  | Lithium Ion |  | LG Chem | 9.8 | 5 | 9.8 | 5 | BM |  |  |  | Backup | 0 | Yes | DC-Coupled | PhotoVoltaic | 6.175 | 6
ESMASI-05873 |  |  | MA - SMART Program |  | 2022-02-03 | 2021-08-04 | Residential |  | Lithium Ion |  | Enphase | 3.5 | 1.92 | 3.36 | 1.28 | BM | Peak Shaving/ Load Leveling | Peak Shaving/ Load Leveling |  |  | 0 | Yes | AC-Coupled | PhotoVoltaic | 5.92 | 6
ESMASI-09666 |  |  | MA - SMART Program |  | 2022-02-03 | 2022-01-12 | Residential |  | Lithium Ion |  | Other | 9 | 9 | 7.6 | 7.6 | BM |  |  |  |  | 0 | Yes | DC-Coupled | PhotoVoltaic | 12.8 | 7.6
ESMAEX-00406 |  | MA - Energy Efficiency/ DR Program | MA - Energy Efficiency/ DR Program |  | 2022-02-03 | 2021-09-13 | Commercial |  | Lithium Ion |  | Enphase | 20.16 | 6.84 | 20.16 | 7.68 | BM | Reliability and Resiliency |  |  |  | 0 | Yes | AC-Coupled | PhotoVoltaic | 15.38 | 21.65
ESMASI-03266 |  |  | MA - SMART Program | Net Metering | 2022-02-04 | 2021-04-22 | Residential |  | Lithium Ion |  | LG Chem | 10 | 10 | 10 | 10 | BM |  |  |  | Backup | 0 | Yes | DC-Coupled | PhotoVoltaic | 12.92 | 12
ESMAEX-00301 |  | MA - DOER/ MassCEC Funded Projects | MA - Energy Efficiency/ DR Program |  | 2022-02-04 | 2021-08-11 | Commercial |  | Lithium Ion |  | Enphase | 20.16 | 21 | 20.16 | 18.69 | BM | Reliability and Resiliency |  |  |  | 0 | Yes | AC-Coupled | PhotoVoltaic | 10.4 | 7.67
ESMAEX-00542 |  |  |  |  | 2022-02-08 | 2021-10-26 | Commercial |  | Other | Lithium iron phosphate | Enphase | 16.7 | 6.4 | 16.7 | 6.4 | BM |  |  |  |  | 0 | Yes | AC-Coupled | PhotoVoltaic | 11.935 | 15.39
ESMAEX-00473 |  | MA - Energy Efficiency/ DR Program | MA - Energy Efficiency/ DR Program |  | 2022-02-08 | 2021-10-05 | Commercial |  | Lithium Ion |  | Enphase | 20.16 | 8.448 | 20.16 | 7.68 | BM | Reliability and Resiliency |  |  |  | 0 | Yes | AC-Coupled | PhotoVoltaic | 11.44 | 9.516
ESMASI-04515 |  |  | MA - SMART Program | Net Metering | 2022-02-09 | 2021-06-10 | Residential |  | Lithium Ion |  | LG Chem | 9.8 | 5 | 9.8 | 5 | BM |  |  |  | Backup | 0 | Yes | DC-Coupled | PhotoVoltaic | 6.8 | 6
ESMASI-08700 |  |  | MA - SMART Program |  | 2022-02-10 | 2021-11-30 | Residential |  | Lithium Ion |  | Tesla | 0 | 0 | 5 | 5 | BM | Self Generation | Self Generation |  |  | 0 | Yes | AC-Coupled | PhotoVoltaic | 10.4 | 12.67
ESMASI-03761 |  |  | MA - SMART Program | Net Metering | 2022-02-10 | 2021-05-13 | Residential |  | Lithium Ion |  | LG Chem | 9.8 | 5 | 9.8 | 5 | BM |  |  |  | Backup | 0 | Yes | DC-Coupled | PhotoVoltaic | 8.82 | 8
ESMASI-05715 |  |  | MA - SMART Program |  | 2022-02-10 | 2021-07-29 | Residential |  | Lithium Ion |  | Tesla | 0 | 0 | 13.5 | 5 | BM | Customer Bill Savings (e.g., Demand Charge Management, TOU Arbitrage) | Reliability and Resiliency |  |  | 0 | Yes | AC-Coupled | PhotoVoltaic | 9.125 | 12.25
ESMASI-08001 |  |  |  |  | 2022-02-10 | 2021-11-02 | Residential |  | Lithium Ion |  | Other | 18 | 18 | 18 | 18 | BM |  |  |  |  | 0 | Yes | DC-Coupled | PhotoVoltaic | 4.42 | 0
ESMASI-04708 |  |  |  |  | 2022-02-11 | 2021-06-18 | Residential |  | Lithium Ion |  | Enphase | 10.08 | 3.84 | 10.5 | 0.24 | BM |  |  |  |  | 0 | Yes | AC-Coupled | PhotoVoltaic | 8.4 | 6.04
ESMAEX-00037 |  | MA - SMART Program |  | Connected Solutions Demand Response | 2022-02-11 | 2021-04-08 | Commercial |  | Lithium Ion |  | Tesla | 40.5 | 15 | 40.5 | 15 | BM | Customer Bill Savings (e.g., Demand Charge Management, TOU Arbitrage) | Reliability and Resiliency |  |  | 0 | Yes | AC-Coupled | PhotoVoltaic | 12.24 | 25
ESMASI-06637 |  |  | MA - SMART Program |  | 2022-02-14 | 2021-09-08 | Residential |  | Lithium Ion |  | Enphase | 13.44 | 13.44 | 5.12 | 5.12 | BM | Customer Bill Savings (e.g., Demand Charge Management, TOU Arbitrage) |  |  |  | 0 | Yes | AC-Coupled | PhotoVoltaic | 3.96 | 5.12
ESMASI-07816 |  |  | MA - SMART Program |  | 2022-02-14 | 2021-10-26 | Residential |  | Lithium Ion |  | LG Chem | 7.8 | 7 | 7.8 | 7 | BM | Self Generation | Self Generation |  |  | 0 | Yes | DC-Coupled | PhotoVoltaic | 8.64 | 7.6
ESMASI-07058 |  |  |  |  | 2022-02-15 | 2021-09-24 | Residential |  | Lithium Ion |  | Enphase | 17.5 | 6.4 | 17.5 | 6.4 | SA |  |  |  |  | 0 | Yes | AC-Coupled | PhotoVoltaic | 5.94 | 6.4
ESMASI-04747 |  |  | MA - SMART Program | Net Metering | 2022-02-16 | 2021-06-19 | Residential |  | Lithium Ion |  | LG Chem | 9.8 | 5 | 9.8 | 5 | BM |  |  |  | Backup | 0 | Yes | DC-Coupled | PhotoVoltaic | 8.16 | 7.6
ESMASI-06678 |  |  | MA - SMART Program | Net Metering | 2022-02-16 | 2021-09-09 | Residential |  | Lithium Ion |  | Tesla | 0 | 0 | 13.2 | 5 | BM |  |  |  | Backup Storage | 0 | Yes | AC-Coupled | PhotoVoltaic | 6.12 | 11
ESMASI-03616 |  |  | MA - SMART Program | Net Metering | 2022-02-17 | 2021-05-07 | Residential |  | Lithium Ion |  | LG Chem | 5 | 5 | 5 | 5 | BM |  |  |  | Backup | 0 | Yes | DC-Coupled | PhotoVoltaic | 11.56 | 9.8
ESMAEX-00316 |  | MA - DOER/ MassCEC Funded Projects | MA - SMART Program |  | 2022-02-17 | 2021-08-16 | Commercial |  | Lithium Ion |  | Enphase | 30.24 | 31.5 | 30.24 | 28.035 | BM | Reliability and Resiliency |  |  |  | 0 | Yes | AC-Coupled | PhotoVoltaic | 16.17 | 12.685
ESMASI-03148 |  |  | MA - SMART Program | Net Metering | 2022-02-18 | 2021-04-16 | Residential |  | Lithium Ion |  | LG Chem | 5 | 5 | 5 | 5 | BM |  |  |  | Backup | 0 | Yes | DC-Coupled | PhotoVoltaic | 5.78 | 6
ESMASI-07320 |  |  | MA - SMART Program |  | 2022-02-18 | 2021-10-06 | Residential |  | Lithium Ion |  | Other | 18 | 18 | 7.6 | 7.6 | BM | Self Generation | Self Generation |  |  | 0 | Yes | DC-Coupled | PhotoVoltaic | 14.06 | 7.6
ESMAEX-00248 |  | MA - Energy Efficiency/ DR Program | MA - Energy Efficiency/ DR Program |  | 2022-02-18 | 2021-07-19 | Commercial |  | Lithium Ion |  | Enphase | 10.08 | 10.5 | 10.08 | 3.84 | BM |  |  | Micogrid |  | 0 | Yes | AC-Coupled | PhotoVoltaic | 0 | 5.7
ESMASI-05755 |  |  | MA - SMART Program | Connected Solutions | 2022-02-18 | 2021-07-30 | Residential |  | Lithium Ion |  | Tesla | 0 | 0 | 13.5 | 5 | BM | Customer Bill Savings (e.g., Demand Charge Management, TOU Arbitrage) | Peak Shaving/ Load Leveling |  |  | 0 | Yes | AC-Coupled | PhotoVoltaic | 8.16 | 12.6
ESMASI-08291 |  |  | MA - SMART Program |  | 2022-02-22 | 2021-11-12 | Residential |  | Lithium Ion |  | Tesla | 14.5 | 14.5 | 5 | 5 | BM | Reliability and Resiliency | Reliability and Resiliency |  |  | 0 | Yes | AC-Coupled | PhotoVoltaic | 11.47 | 5
ESMASI-07895 |  |  | MA - SMART Program |  | 2022-02-24 | 2021-10-28 | Residential |  | Lithium Ion |  | Enphase | 13.44 | 13.44 | 5.12 | 5.12 | BM | Self Generation | Self Generation |  |  | 0 | Yes | AC-Coupled | PhotoVoltaic | 8.51 | 11.905
ESMASI-08104 |  |  | MA - SMART Program | Connected Solutions | 2022-02-24 | 2021-11-05 | Residential |  | Lithium Ion |  | Tesla | 0 | 0 | 13.5 | 5 | BM | Customer Bill Savings (e.g., Demand Charge Management, TOU Arbitrage) | Peak Shaving/ Load Leveling |  |  | 0 | Yes | AC-Coupled | PhotoVoltaic | 8.16 | 12.6
ESMASI-09416 |  |  | MA - SMART Program | Utility Connected Solutions DR Program | 2022-02-24 | 2022-01-03 | Residential |  | Lithium Ion |  | Tesla | 13.5 | 0 | 13.5 | 5 | BM | Customer Bill Savings (e.g., Demand Charge Management, TOU Arbitrage) | Peak Shaving/ Load Leveling |  |  | 0 | Yes | AC-Coupled | PhotoVoltaic | 4.25 | 7.6
ESMASI-09258 |  |  |  |  | 2022-02-25 | 2021-12-23 | Residential |  | Lithium Ion |  | Enphase | 10 | 10 | 3.84 | 3.84 | BM |  |  |  |  | 0 | Yes | AC-Coupled | PhotoVoltaic | 10 | 3.84
ESMASI-04795 |  |  | MA - SMART Program | Net Metering | 2022-02-25 | 2021-06-21 | Residential |  | Lithium Ion |  | LG Chem | 5 | 5 | 5 | 5 | BM |  |  |  | Backup | 0 | Yes | DC-Coupled | PhotoVoltaic | 12.24 | 9.8
ESMASI-07448 |  |  | MA - SMART Program |  | 2022-03-01 | 2021-10-11 | Residential |  | Lithium Ion |  | Other | 18 | 18 | 7.6 | 7.6 | BM | Self Generation | Self Generation |  |  | 0 | Yes | DC-Coupled | PhotoVoltaic | 13.69 | 7.6
ESMASI-09326 |  |  |  | connected solutions program | 2022-03-01 | 2021-12-28 | Residential |  | Other | Lithium Iron Phosphate | Enphase | 10.5 | 3.84 | 10.08 | 3.84 | BM | Microgrid | Microgrid | Microgrid | connected solutions program | 0 | Yes | AC-Coupled | PhotoVoltaic | 12.54 | 13.575
ESMAEX-00574 |  | MA - DOER/ MassCEC Funded Projects | MA - SMART Program |  | 2022-03-03 | 2021-11-09 | Commercial |  | Lithium Ion |  | Enphase | 20.16 | 6.48 | 20.16 | 7.68 | BM | Reliability and Resiliency |  |  |  | 0 | Yes | AC-Coupled | PhotoVoltaic | 12.75 | 10.03
ESMASI-03393 |  |  | MA - SMART Program |  | 2022-03-04 | 2021-04-28 | Residential |  | Lithium Ion |  | Tesla | 0 | 0 | 13.5 | 5 | BM |  |  |  |  | 0 | Yes | AC-Coupled | PhotoVoltaic | 10.95 | 13.7
ESMASI-08567 |  |  | MA - SMART Program | Connected Solutions | 2022-03-04 | 2021-11-23 | Residential |  | Lithium Ion |  | Tesla | 13.5 | 5 | 13.5 | 5 | BM | Customer Bill Savings (e.g., Demand Charge Management, TOU Arbitrage) | Peak Shaving/ Load Leveling |  |  | 0 | Yes | AC-Coupled | PhotoVoltaic | 7.632 | 7.6
ESMASI-08632 |  |  |  | Utility Connected Solutions DR Program | 2022-03-07 | 2021-11-28 | Residential |  | Lithium Ion |  | Tesla | 0 | 0 | 0 | 0 | BM | Customer Bill Savings (e.g., Demand Charge Management, TOU Arbitrage) | Peak Shaving/ Load Leveling |  |  | 0 | Yes | AC-Coupled | PhotoVoltaic | 5.1 | 3.8
ESMASI-08178 |  |  | MA - SMART Program |  | 2022-03-07 | 2021-11-08 | Residential |  | Lithium Ion |  | Tesla | 5 | 5 | 5 | 4 | BM |  |  |  |  | 0 | Yes | AC-Coupled | PhotoVoltaic | 6 | 10
ESMAEX-00507 |  |  |  |  | 2022-03-07 | 2021-10-18 | Commercial |  | Lithium Ion |  | sonnenBacterie | 12.5 | 8 | 12.5 | 8 | BM |  |  |  |  | 0 | Yes | AC-Coupled | PhotoVoltaic | 11 | 8
ESMASI-09233 |  |  | MA - SMART Program | Connected Solutions | 2022-03-08 | 2021-12-22 | Residential |  | Lithium Ion |  | Tesla | 13.5 | 0 | 13.5 | 5 | BM | Customer Bill Savings (e.g., Demand Charge Management, TOU Arbitrage) | Peak Shaving/ Load Leveling |  |  | 0 | Yes | AC-Coupled | PhotoVoltaic | 12.24 | 12.6
ESMASI-07557 |  |  | MA - SMART Program |  | 2022-03-09 | 2021-10-14 | Residential |  | Lithium Ion |  | Tesla | 5 | 5 | 5 | 5 | BM |  |  |  |  | 0 | Yes | AC-Coupled | PhotoVoltaic | 6.8 | 12.6
ESMASI-05452 |  |  | MA - SMART Program |  | 2022-03-09 | 2021-07-16 | Residential |  | Lithium Ion |  | Tesla | 0 | 0 | 13.5 | 5 | BM | Customer Bill Savings (e.g., Demand Charge Management, TOU Arbitrage) | Peak Shaving/ Load Leveling |  |  | 0 | Yes | AC-Coupled | PhotoVoltaic | 4.329 | 12.6
ESMASI-07818 |  |  | MA - SMART Program | Connected Solutions | 2022-03-09 | 2021-10-26 | Residential |  | Lithium Ion |  | Tesla | 0 | 0 | 13.5 | 5 | BM | Customer Bill Savings (e.g., Demand Charge Management, TOU Arbitrage) | Peak Shaving/ Load Leveling |  |  | 0 | Yes | AC-Coupled | PhotoVoltaic | 5.1 | 12.6
ESMASI-09945 |  |  | MA - SMART Program | Connected Solutions | 2022-03-09 | 2022-01-25 | Residential |  | Lithium Ion |  | Tesla | 13.5 | 0 | 13.5 | 5 | BM | Customer Bill Savings (e.g., Demand Charge Management, TOU Arbitrage) | Peak Shaving/ Load Leveling |  |  | 0 | Yes | AC-Coupled | PhotoVoltaic | 8.5 | 12.6
ESMASI-06443 |  |  | MA - SMART Program | Net Metering | 2022-03-10 | 2021-08-30 | Residential |  | Lithium Ion |  | LG Chem | 9.8 | 5 | 9.8 | 5 | BM |  |  |  | Backup | 0 | Yes | DC-Coupled | PhotoVoltaic | 6.8 | 6
ESMASI-08720 |  |  | MA - SMART Program | utility DR Program | 2022-03-10 | 2021-12-01 | Residential |  | Lithium Ion |  | Tesla | 0 | 0 | 13.5 | 5 | BM |  |  |  |  | 0 | Yes | AC-Coupled | PhotoVoltaic | 7.2 | 12.6
ESMAEX-00276 |  | MA - DOER/ MassCEC Funded Projects | MA - SMART Program | Connected Solutions | 2022-03-10 | 2021-07-30 | Commercial |  | Lithium Ion |  | Tesla | 27 | 10 | 27 | 10 | BM | Customer Bill Savings (e.g., Demand Charge Management, TOU Arbitrage) | Renewable Shift | Reliability and Resiliency | Peak Shaving/ Load Leveling | 0 | Yes | AC-Coupled | PhotoVoltaic | 13.68 | 20
ESMASI-09466 |  |  |  |  | 2022-03-11 | 2022-01-04 | Residential |  | Lithium Ion |  | Tesla | 13.5 | 13.5 | 5 | 5 | BM | Reliability and Resiliency | Reliability and Resiliency |  | Connected solutions | 0 | Yes | AC-Coupled | PhotoVoltaic | 4.9 | 5
ESMASI-06853 |  |  | MA - SMART Program |  | 2022-03-14 | 2021-09-16 | Residential |  | Lithium Ion |  | Tesla | 14 | 7 | 13.5 | 5 | BM | Reliability and Resiliency | Reliability and Resiliency |  |  | 0 | Yes | AC-Coupled | PhotoVoltaic | 11.55 | 12.6
ESMASI-05811 |  |  | MA - SMART Program |  | 2022-03-14 | 2021-08-03 | Residential |  | Lithium Ion |  | Other | 15 | 7.6 | 15 | 7.6 | BM | Customer Bill Savings (e.g., Demand Charge Management, TOU Arbitrage) |  |  |  | 0 | Yes | DC-Coupled | PhotoVoltaic | 12.8 | 7.6
ESMAEX-00723 |  | MA - SMART Program |  | Connected Solutions Demand Response | 2022-03-14 | 2022-01-11 | Commercial |  | Lithium Ion |  | Tesla | 27 | 10 | 27 | 10 | BM | Customer Bill Savings (e.g., Demand Charge Management, TOU Arbitrage) | Renewable Shift | Reliability and Resiliency | Peak Shaving/ Load Leveling | 0 | Yes | AC-Coupled | PhotoVoltaic | 13.26 | 21.4
ESMASI-03180 |  |  | MA - SMART Program | Net Metering | 2022-03-15 | 2021-04-19 | Residential |  | Lithium Ion |  | LG Chem | 5 | 5 | 5 | 5 | BM |  |  |  | Backup | 0 | Yes | DC-Coupled | PhotoVoltaic | 7.82 | 6
ESMAEX-00226 |  |  |  |  | 2022-03-15 | 2021-07-02 | Commercial |  | Lithium Ion |  | LG Chem | 9.3 | 9.8 | 9.3 | 5 | BM |  |  |  |  | 0 | Yes | AC-Coupled | PhotoVoltaic | 16.32 | 12.6
ESMASI-07036 |  |  | MA - SMART Program | Net Metering | 2022-03-15 | 2021-09-23 | Residential |  | Lithium Ion |  | LG Chem | 9.8 | 5 | 9.8 | 5 | BM |  |  |  | Backup Storage | 0 | Yes | DC-Coupled | PhotoVoltaic | 8.5 | 7.6
ESMASI-10082 |  |  |  |  | 2022-03-16 | 2022-01-28 | Residential |  | Lithium Ion |  | Tesla | 13.5 | 13.5 | 5 | 5 | BM |  |  |  |  | 0 | Yes | AC-Coupled | PhotoVoltaic | 9.01 | 5
ESMASI-07948 |  |  | MA - SMART Program |  | 2022-03-16 | 2021-11-01 | Residential |  | Lithium Ion |  | Other | 18 | 18 | 7.6 | 7.6 | BM | Self Generation | Self Generation |  |  | 0 | Yes | DC-Coupled | PhotoVoltaic | 15.58 | 7.6
ESMAEX-00360 |  | MA - SMART Program |  |  | 2022-03-16 | 2021-08-26 | Commercial |  | Lithium Ion |  | Tesla | 27 | 10 | 27 | 10 | BM | Customer Bill Savings (e.g., Demand Charge Management, TOU Arbitrage) | Renewable Shift | Reliability and Resiliency | Peak Shaving/ Load Leveling | 0 | Yes | AC-Coupled | PhotoVoltaic | 10.2 | 17.6
ESMASI-01455 |  |  |  |  | 2022-03-17 | 2021-01-21 | Residential |  | Lithium Ion |  | LG Chem | 5 | 5 | 5 | 5 | BM |  |  |  |  | 0 | Yes | DC-Coupled | PhotoVoltaic | 8.76 | 8
ESMASI-07894 |  |  | MA - SMART Program |  | 2022-03-17 | 2021-10-28 | Residential |  | Lithium Ion |  | Tesla | 5 | 5 | 5 | 5 | BM | Self Generation | Self Generation |  |  | 0 | Yes | AC-Coupled | PhotoVoltaic | 10.7 | 5
ESMASI-10062 |  |  |  |  | 2022-03-17 | 2022-01-28 | Residential |  | Lithium Ion |  | Tesla | 13.5 | 13.5 | 5 | 5 | BM |  |  |  |  | 0 | Yes | AC-Coupled | PhotoVoltaic | 11.1 | 5
ESMASI-06700 |  |  | MA - SMART Program |  | 2022-03-17 | 2021-09-10 | Residential |  | Lithium Ion |  | Other | 18 | 18 | 7.6 | 7.6 | BM | Self Generation | Self Generation |  |  | 0 | Yes | DC-Coupled | PhotoVoltaic | 11.56 | 7.6
ESMASI-07985 |  |  | MA - SMART Program | Net Metering | 2022-03-17 | 2021-11-01 | Residential |  | Lithium Ion |  | LG Chem | 9.6 | 5 | 9.6 | 5 | BM |  |  |  | Backup | 0 | Yes | DC-Coupled | PhotoVoltaic | 10.65 | 7.6
ESMASI-07988 |  |  | MA - SMART Program | Net Metering | 2022-03-17 | 2021-11-01 | Residential |  | Lithium Ion |  | LG Chem | 9.8 | 5 | 9.8 | 5 | BM |  |  |  | Backup Storage | 0 | Yes | DC-Coupled | PhotoVoltaic | 3.55 | 4
ESMASI-06546 |  |  | MA - SMART Program |  | 2022-03-17 | 2021-09-02 | Residential |  | Lithium Ion |  | Other | 0 | 0 | 13 | 5 | BM |  |  |  |  | 0 | Yes | AC-Coupled | PhotoVoltaic | 11.2 | 9.772
ESMAEX-00464 |  | MA - SMART Program |  | Connected Solutions Demand Response | 2022-03-17 | 2021-10-01 | Commercial |  | Lithium Ion |  | Tesla | 27 | 15.2 | 27 | 15.2 | BM | Customer Bill Savings (e.g., Demand Charge Management, TOU Arbitrage) | Renewable Shift | Reliability and Resiliency | Peak Shaving/ Load Leveling | 0 | Yes | AC-Coupled | PhotoVoltaic | 15.05 | 15.2
ESMASI-07340 |  |  | MA - SMART Program | Connected Solutions | 2022-03-18 | 2021-10-07 | Residential |  | Lithium Ion |  | Other | 9 | 3.4 | 9 | 4.5 | BM | Reliability and Resiliency | Reliability and Resiliency |  | Grid backup and Connected Solutions | 0 | Yes | DC-Coupled | PhotoVoltaic | 9.18 | 7.6
ESMAEX-00176 |  |  |  |  | 2022-03-18 | 2021-06-09 | Commercial |  | Other | Lithium Iron Phosphate | Enphase | 10 | 10 | 10 | 3.84 | BM | Reliability and Resiliency |  |  |  | 0 | Yes | AC-Coupled | PhotoVoltaic | 12.045 | 16.57
ESMASI-08695 |  |  | MA - SMART Program | Connected Solutions | 2022-03-18 | 2021-11-30 | Residential |  | Lithium Ion |  | Tesla | 13.5 | 0 | 13.5 | 5 | BM | Customer Bill Savings (e.g., Demand Charge Management, TOU Arbitrage) | Peak Shaving/ Load Leveling |  |  | 0 | Yes | AC-Coupled | PhotoVoltaic | 10.2 | 12.6
ESMASI-10210 |  |  |  |  | 2022-03-18 | 2022-02-03 | Residential |  | Lithium Ion |  | Tesla | 13.5 | 5 | 13.5 | 5 | BM |  |  |  |  | 0 | Yes | AC-Coupled | PhotoVoltaic | 5.23 | 5
ESMAEX-00545 |  | MA - SMART Program |  |  | 2022-03-21 | 2021-10-26 | Commercial |  | Lithium Ion |  | Tesla | 5 | 5 | 5 | 5 | BM |  |  |  |  | 0 | Yes | AC-Coupled | PhotoVoltaic | 7.6 | 17.6
ESMASI-07953 |  |  | MA - SMART Program |  | 2022-03-21 | 2021-11-01 | Residential |  | Lithium Ion |  | Other | 18 | 18 | 7.6 | 7.6 | BM | Self Generation | Self Generation |  |  | 0 | Yes | DC-Coupled | PhotoVoltaic | 13.68 | 7.6
ESMAEX-00618 |  | MA - SMART Program |  |  | 2022-03-22 | 2021-11-23 | Commercial |  | Lithium Ion |  | Other | 13 | 13 | 13 | 9 | BM |  |  |  |  | 0 | Yes | AC-Coupled | PhotoVoltaic | 11.16 | 9.92
ESMASI-04251 |  |  | MA - SMART Program |  | 2022-03-22 | 2021-06-01 | Residential |  | Lithium Ion |  | LG Chem | 16 | 7 | 16 | 7 | BM | Customer Bill Savings (e.g., Demand Charge Management, TOU Arbitrage) | Reliability and Resiliency |  |  | 0 | Yes | DC-Coupled | PhotoVoltaic | 14.8 | 7.6
ESMAEX-00636 |  | MA - SMART Program |  |  | 2022-03-22 | 2021-12-02 | Commercial |  | Lithium Ion |  | Tesla | 27 | 27 | 27 | 10 | BM | Reliability and Resiliency |  |  |  | 0 | Yes | AC-Coupled | PhotoVoltaic | 7.7 | 6.1
ESMASI-07150 |  |  | MA - SMART Program | Connected solutions program | 2022-03-23 | 2021-09-29 | Residential |  | Other | Lithium Iron Phosphate | Enphase | 10.5 | 3.84 | 10.08 | 3.84 | BM | Microgrid | Microgrid | Microgrid | Connected solutions program | 0 | Yes | AC-Coupled | PhotoVoltaic | 12.4 | 12.985
ESMASI-08728 |  |  |  |  | 2022-03-23 | 2021-12-01 | Residential |  | Lithium Ion |  | Tesla | 13.5 | 5 | 13.5 | 5 | BM |  |  |  | Battery Backup | 0 | Yes | AC-Coupled | PhotoVoltaic | 7.2 | 5
ESMASI-09118 |  |  |  |  | 2022-03-23 | 2021-12-20 | Residential |  | Lithium Ion |  | Tesla | 13.5 | 5 | 13.5 | 5 | BM |  |  |  |  | 0 | Yes | AC-Coupled | PhotoVoltaic | 5.28 | 5
ESMAEX-00560 |  | MA - DOER/ MassCEC Funded Projects | MA - SMART Program |  | 2022-03-23 | 2021-11-02 | Commercial |  | Lithium Ion |  | Enphase | 20.16 | 8.448 | 20.16 | 7.68 | BM | Reliability and Resiliency |  |  |  | 0 | Yes | AC-Coupled | PhotoVoltaic | 0 | 11.4
ESMAEX-00586 |  | MA - Energy Efficiency/ DR Program | MA - Energy Efficiency/ DR Program |  | 2022-03-24 | 2021-11-15 | Commercial |  | Lithium Ion |  | sonnenBacterie | 8 | 8 | 8 | 8 | BM | Reliability and Resiliency |  |  |  | 0 | Yes | AC-Coupled | PhotoVoltaic | 0 | 12
ESMASI-09115 |  | MA - DOER/ MassCEC Funded Projects | MA - SMART Program |  | 2022-03-24 | 2021-12-17 | Residential |  | Lithium Ion |  | Enphase | 13.44 | 5.632 | 11.96 | 5.12 | BM | Reliability and Resiliency | Reliability and Resiliency |  |  | 0 | Yes | AC-Coupled | PhotoVoltaic | 8.25 | 11.61
ESMASI-06892 |  |  | MA - SMART Program |  | 2022-03-24 | 2021-09-19 | Residential |  | Lithium Ion |  | Tesla | 13.5 | 0 | 13.5 | 5 | BM | Customer Bill Savings (e.g., Demand Charge Management, TOU Arbitrage) | Peak Shaving/ Load Leveling |  |  | 0 | Yes | AC-Coupled | PhotoVoltaic | 5.96 | 12.6
ESMASI-10354 |  |  | MA - SMART Program | Connected Solutions | 2022-03-24 | 2022-02-08 | Residential |  | Lithium Ion |  | Tesla | 13.5 | 0 | 13.5 | 5 | BM | Customer Bill Savings (e.g., Demand Charge Management, TOU Arbitrage) | Peak Shaving/ Load Leveling |  |  | 0 | Yes | AC-Coupled | PhotoVoltaic | 7.65 | 7.6
ESMASI-02268 |  |  | MA - SMART Program | ConnectedSolutions Demand Response program | 2022-03-24 | 2021-03-04 | Residential |  | Lithium Ion |  | Other | 17.1 | 6.7 | 16 | 7.6 | BM | Reliability and Resiliency | Reliability and Resiliency |  |  | 0 | Yes | DC-Coupled | PhotoVoltaic | 8.4 | 7.6
ESMASI-04978 |  |  | MA - SMART Program |  | 2022-03-25 | 2021-06-28 | Residential |  | Lithium Ion |  | Other | 18 | 6.7 | 18 | 6.7 | BM | Customer Bill Savings (e.g., Demand Charge Management, TOU Arbitrage) |  |  |  | 0 | Yes | DC-Coupled | PhotoVoltaic | 9.855 | 7.6
ESMASI-06923 |  |  | MA - SMART Program | Net Metering | 2022-03-28 | 2021-09-20 | Residential |  | Lithium Ion |  | Tesla | 0 | 0 | 13.2 | 5 | BM |  |  |  | Backup Storage | 0 | Yes | AC-Coupled | PhotoVoltaic | 3.74 | 8.8
ESMASI-09749 |  |  | MA - SMART Program | Utility Connected Solutions DR Program | 2022-03-28 | 2022-01-16 | Residential |  | Lithium Ion |  | Tesla | 13.5 | 0 | 13.5 | 5 | BM | Customer Bill Savings (e.g., Demand Charge Management, TOU Arbitrage) | Peak Shaving/ Load Leveling |  |  | 0 | Yes | AC-Coupled | PhotoVoltaic | 8.16 | 7.6
ESMASI-06503 |  |  | MA - SMART Program |  | 2022-03-28 | 2021-09-01 | Residential |  | Lithium Ion |  | Other | 18 | 18 | 18 | 18 | BM | Self Generation | Self Generation |  |  | 0 | Yes | DC-Coupled | PhotoVoltaic | 12.24 | 7.6
ESMASI-03503 |  |  | MA - SMART Program | Net Metering | 2022-03-29 | 2021-05-04 | Residential |  | Lithium Ion |  | LG Chem | 5 | 5 | 5 | 5 | BM |  |  |  | Backup | 0 | Yes | DC-Coupled | PhotoVoltaic | 10.54 | 9.8
ESMASI-10228 |  |  | MA - SMART Program | Connected Solutions | 2022-03-29 | 2022-02-03 | Residential |  | Lithium Ion |  | Tesla | 13.5 | 0 | 13.5 | 5 | BM | Customer Bill Savings (e.g., Demand Charge Management, TOU Arbitrage) | Peak Shaving/ Load Leveling |  |  | 0 | Yes | AC-Coupled | PhotoVoltaic | 12.89 | 12.6
ESMAEX-00732 |  |  |  |  | 2022-03-30 | 2022-01-18 | Commercial |  | Lithium Ion |  | Tesla | 5 | 5 | 5 | 13.5 | BM |  |  |  |  | 0 | Yes | AC-Coupled | PhotoVoltaic | 8.25 | 6.38
ESMASI-07753 |  |  | MA - SMART Program |  | 2022-03-30 | 2021-10-22 | Residential |  | Lithium Ion |  | Enphase | 13.44 | 13.44 | 5.12 | 5.12 | BM | Customer Bill Savings (e.g., Demand Charge Management, TOU Arbitrage) | Self Generation |  |  | 0 | Yes | AC-Coupled | PhotoVoltaic | 9.75 | 5.12
ESMASI-08464 |  |  | MA - SMART Program | Utility Connected Solutions DR Program | 2022-03-30 | 2021-11-19 | Residential |  | Lithium Ion |  | Tesla | 13.5 | 0 | 13.5 | 5 | BM | Customer Bill Savings (e.g., Demand Charge Management, TOU Arbitrage) | Peak Shaving/ Load Leveling |  |  | 0 | Yes | AC-Coupled | PhotoVoltaic | 8.16 | 12.6
ESMASI-08568 |  |  |  |  | 2022-03-30 | 2021-11-23 | Residential |  | Lithium Ion |  | Tesla | 0 | 0 | 13.5 | 5 | BM |  |  |  |  | 0 | Yes | AC-Coupled | PhotoVoltaic | 11.6 | 13.55
ESMASI-08659 |  |  | MA - SMART Program | Utility Connected Solutions DR Program | 2022-03-30 | 2021-11-29 | Residential |  | Lithium Ion |  | Tesla | 0 | 0 | 13.5 | 5 | BM | Customer Bill Savings (e.g., Demand Charge Management, TOU Arbitrage) | Peak Shaving/ Load Leveling |  |  | 0 | Yes | AC-Coupled | PhotoVoltaic | 4.25 | 8.8
ESMASI-09451 |  |  | MA - SMART Program |  | 2022-03-31 | 2022-01-04 | Residential |  | Lithium Ion |  | sonnenBacterie | 10 | 10 | 4.8 | 4.8 | BM | Reliability and Resiliency | Reliability and Resiliency |  |  | 0 | Yes | AC-Coupled | PhotoVoltaic | 6.57 | 10
ESMASI-06771 |  |  |  | SREC | 2022-04-05 | 2021-09-14 | Residential |  | Lithium Ion |  | sonnenBacterie | 12.5 | 12.5 | 7 | 7 | BM |  |  |  |  | 0 | Yes | AC-Coupled | PhotoVoltaic | 7.2 | 7
ESMASI-05834 |  |  | MA - SMART Program | Net Metering | 2022-04-05 | 2021-08-03 | Residential |  | Lithium Ion |  | LG Chem | 9.6 | 5 | 9.6 | 5 | BM |  |  |  | Backup | 0 | Yes | DC-Coupled | PhotoVoltaic | 8.5 | 6
ESMASI-08908 |  |  | MA - SMART Program | Net Metering | 2022-04-05 | 2021-12-09 | Residential |  | Lithium Ion |  | LG Chem | 9.8 | 5 | 9.8 | 5 | BM |  |  |  | Backup | 0 | Yes | DC-Coupled | PhotoVoltaic | 5.86 | 3.8
ESMASI-09325 |  |  |  | Connected solutions program | 2022-04-05 | 2021-12-28 | Residential |  | Other | Lithium Iron Phosphate | Enphase | 10.5 | 3.84 | 10.08 | 3.84 | BM | Microgrid | Microgrid | Microgrid | Connected solutions program | 0 | Yes | AC-Coupled | PhotoVoltaic | 5.22 | 8.232
ESMASI-08699 |  |  | MA - SMART Program | Net Metering | 2022-04-05 | 2021-11-30 | Residential |  | Lithium Ion |  | Tesla | 0 | 0 | 13.2 | 5 | BM |  |  |  | Backup | 0 | Yes | AC-Coupled | PhotoVoltaic | 2.84 | 8.8
ESMASI-08579 |  |  |  |  | 2022-04-05 | 2021-11-23 | Residential |  | Lithium Ion |  | Enphase | 0 | 0 | 13.44 | 5.12 | BM |  |  |  |  | 0 | Yes | AC-Coupled | PhotoVoltaic | 0 | 5.12
ESMASI-10196 |  | MA - DOER/ MassCEC Funded Projects | MA - SMART Program |  | 2022-04-05 | 2022-02-02 | Residential |  | Lithium Ion |  | Enphase | 20.16 | 8.448 | 17.94 | 7.68 | BM | Reliability and Resiliency | Reliability and Resiliency |  |  | 0 | Yes | AC-Coupled | PhotoVoltaic | 8.7 | 15
ESMASI-08020 |  |  | MA - SMART Program |  | 2022-04-06 | 2021-11-02 | Residential |  | Lithium Ion |  | sonnenBacterie | 10 | 10 | 4.8 | 4.8 | BM | Reliability and Resiliency | Reliability and Resiliency |  |  | 0 | Yes | AC-Coupled | PhotoVoltaic | 0 | 4.8
ESMASI-07789 |  |  | MA - SMART Program |  | 2022-04-06 | 2021-10-25 | Residential |  | Lithium Ion |  | Tesla | 5 | 5 | 5 | 5 | BM |  |  |  |  | 0 | Yes | AC-Coupled | PhotoVoltaic | 8 | 15
ESMASI-08663 |  |  | MA - SMART Program |  | 2022-04-06 | 2021-11-29 | Residential |  | Lithium Ion |  | LG Chem | 9.8 | 9.8 | 5 | 5 | BM | Customer Bill Savings (e.g., Demand Charge Management, TOU Arbitrage) |  |  |  | 0 | Yes | DC-Coupled | PhotoVoltaic | 14.2 | 9.8
ESMASI-10161 |  |  | MA - SMART Program |  | 2022-04-06 | 2022-02-01 | Residential |  | Lithium Ion |  | Tesla | 5 | 5 | 5 | 5 | BM |  |  |  |  | 0 | Yes | AC-Coupled | PhotoVoltaic | 8 | 12.6
ESMASI-06393 |  |  | MA - SMART Program |  | 2022-04-06 | 2021-08-26 | Residential |  | Lithium Ion |  | Enphase | 0 | 0 | 10 | 3.84 | BM | Reliability and Resiliency | Reliability and Resiliency |  |  | 0 | Yes | AC-Coupled | PhotoVoltaic | 8.76 | 10.8
ESMASI-07779 |  |  | MA - SMART Program |  | 2022-04-06 | 2021-10-22 | Residential |  | Lithium Ion |  | sonnenBacterie | 9.8 | 4.8 | 10 | 4.8 | BM |  |  |  |  | 0 | Yes | AC-Coupled | PhotoVoltaic | 6.175 | 4.8
ESMAEX-00292 |  | MA - Energy Efficiency/ DR Program | MA - Energy Efficiency/ DR Program |  | 2022-04-06 | 2021-08-09 | Commercial |  | Lithium Ion |  | Enphase | 13.44 | 14 | 13.44 | 12.46 | BM | Reliability and Resiliency | Renewable Shift |  |  | 0 | Yes | AC-Coupled | PhotoVoltaic | 10.01 | 15.29
ESMAEX-00111 |  |  |  |  | 2022-04-06 | 2021-05-10 | Commercial |  | Lithium Ion |  | Tesla | 54 | 20 | 54 | 20 | BM |  |  |  |  | 0 | Yes | AC-Coupled | Other | 0 | 20
ESMASI-06391 |  |  |  |  | 2022-04-07 | 2021-08-26 | Residential |  | Lithium Ion |  | sonnenBacterie | 10 | 10 | 5 | 3 | BM | Reliability and Resiliency | Reliability and Resiliency |  |  | 0 | Yes | AC-Coupled | PhotoVoltaic | 0 | 3
ESMASI-06652 |  |  | MA - SMART Program | Net Metering | 2022-04-07 | 2021-09-08 | Residential |  | Lithium Ion |  | LG Chem | 9.6 | 5 | 9.6 | 5 | BM |  |  |  | Backup | 0 | Yes | DC-Coupled | PhotoVoltaic | 3.74 | 4
ESMASI-08887 |  |  | MA - SMART Program |  | 2022-04-08 | 2021-12-08 | Residential |  | Lithium Ion |  | sonnenBacterie | 10 | 10 | 4.8 | 10 | BM | Reliability and Resiliency | Reliability and Resiliency |  |  | 0 | Yes | AC-Coupled | PhotoVoltaic | 11.52 | 0
ESMASI-08607 |  |  | MA - SMART Program | utility DR Program | 2022-04-08 | 2021-11-24 | Residential |  | Lithium Ion |  | Tesla | 0 | 0 | 13.5 | 5 | BM |  |  |  |  | 0 | Yes | AC-Coupled | PhotoVoltaic | 6.4 | 12.6
ESMASI-03183 |  |  | MA - SMART Program | Net Metering | 2022-04-11 | 2021-04-19 | Residential |  | Lithium Ion |  | LG Chem | 5 | 5 | 5 | 5 | BM |  |  |  | Backup | 0 | Yes | DC-Coupled | PhotoVoltaic | 5.44 | 6
ESMASI-08669 |  | MA - DOER/ MassCEC Funded Projects | MA - SMART Program |  | 2022-04-11 | 2021-11-30 | Residential |  | Lithium Ion |  | Enphase | 10.08 | 4.224 | 8.97 | 3.84 | BM | Reliability and Resiliency | Reliability and Resiliency |  |  | 0 | Yes | AC-Coupled | PhotoVoltaic | 6.53 | 9.33
ESMAEX-00397 |  |  |  |  | 2022-04-11 | 2021-09-09 | Commercial |  | Lithium Ion |  | sonnenBacterie | 10 | 8 | 10 | 8 | BM |  |  |  |  | 0 | Yes | AC-Coupled | PhotoVoltaic | 15.2 | 10
ESMASI-11037 |  |  | MA - SMART Program |  | 2022-04-12 | 2022-03-09 | Residential |  | Lithium Ion |  | Enphase | 14 | 14 | 5.12 | 5.12 | BM | Self Generation | Self Generation |  | home backup | 0 | Yes | AC-Coupled | PhotoVoltaic | 8.075 | 5.12
ESMASI-07215 |  | MA - DOER/ MassCEC Funded Projects | MA - SMART Program |  | 2022-04-12 | 2021-10-01 | Residential |  | Lithium Ion |  | Enphase | 13.44 | 5.632 | 11.96 | 5.12 | BM | Reliability and Resiliency | Reliability and Resiliency |  |  | 0 | Yes | AC-Coupled | PhotoVoltaic | 8.47 | 11.61
ESMASI-08381 |  |  | MA - SMART Program |  | 2022-04-13 | 2021-11-16 | Residential |  | Lithium Ion |  | LG Chem | 9.6 | 5 | 9.6 | 5 | BM | Reliability and Resiliency | Reliability and Resiliency |  |  | 0 | Yes | DC-Coupled | PhotoVoltaic | 7.03 | 7.6
ESMASI-09360 |  |  | MA - SMART Program | Net Metering | 2022-04-13 | 2021-12-29 | Residential |  | Lithium Ion |  | LG Chem | 9.8 | 5 | 9.8 | 5 | BM |  |  |  | Backup | 0 | Yes | DC-Coupled | PhotoVoltaic | 14.2 | 9.8
ESMAEX-00505 |  |  |  |  | 2022-04-13 | 2021-10-15 | Commercial |  | Lithium Ion |  | sonnenBacterie | 12.5 | 8 | 12.5 | 8 | BM |  |  |  |  | 0 | Yes | AC-Coupled | PhotoVoltaic | 7.5 | 7.14
ESMAEX-00465 |  | MA - SMART Program |  |  | 2022-04-13 | 2021-10-03 | Commercial |  | Lithium Ion |  | Tesla | 13.5 | 5 | 13.5 | 5 | BM | Customer Bill Savings (e.g., Demand Charge Management, TOU Arbitrage) | Renewable Shift | Reliability and Resiliency | Peak Shaving/ Load Leveling | 0 | Yes | AC-Coupled | PhotoVoltaic | 8.16 | 12.6
ESMAEX-00288 |  | MA - SMART Program |  |  | 2022-04-13 | 2021-08-05 | Commercial |  | Lithium Ion |  | Tesla | 14 | 5.8 | 14 | 5 | BM | Reliability and Resiliency | Renewable Shift |  |  | 0 | Yes | AC-Coupled | PhotoVoltaic | 0 | 10
ESMAEX-00727 |  | MA - SMART Program |  | Connected Solutions | 2022-04-13 | 2022-01-13 | Commercial |  | Lithium Ion |  | Enphase | 20.16 | 7.68 | 20.16 | 7.68 | BM |  |  |  | Connected Solutions, Backup Power | 0 | Yes | AC-Coupled | PhotoVoltaic | 9.855 | 15.51
ESMASI-06623 |  |  |  |  | 2022-04-14 | 2021-09-07 | Residential |  | Lithium Ion |  | Enphase | 0 | 0 | 10 | 3.84 | BM |  |  |  |  | 0 | Yes | AC-Coupled | PhotoVoltaic | 11.68 | 13.12
ESMASI-10785 |  |  | MA - SMART Program |  | 2022-04-14 | 2022-02-25 | Residential |  | Lithium Ion |  | Other | 19.4 | 19.4 | 10 | 10 | BM |  |  |  |  | 0 | Yes | DC-Coupled | PhotoVoltaic | 17.2 | 10
ESMASI-06862 |  |  | MA - SMART Program |  | 2022-04-14 | 2021-09-17 | Residential |  | Lithium Ion |  | Tesla | 13.5 | 0 | 13.5 | 5 | BM | Customer Bill Savings (e.g., Demand Charge Management, TOU Arbitrage) | Peak Shaving/ Load Leveling |  |  | 0 | Yes | AC-Coupled | PhotoVoltaic | 12.24 | 12.6
ESMAEX-00562 |  | MA - SMART Program |  | Connected Solutions Demand Response | 2022-04-14 | 2021-11-02 | Commercial |  | Lithium Ion |  | Enphase | 20.16 | 7.68 | 20.16 | 7.68 | BM |  |  |  | Demand Response Program | 0 | Yes | AC-Coupled | PhotoVoltaic | 11.6 | 8.56
ESMAEX-00702 |  | MA - SMART Program |  |  | 2022-04-15 | 2022-01-03 | Commercial |  | Lithium Ion |  | Tesla | 13.5 | 5 | 13.5 | 5 | BM | Customer Bill Savings (e.g., Demand Charge Management, TOU Arbitrage) | Renewable Shift | Reliability and Resiliency | Peak Shaving/ Load Leveling | 0 | Yes | AC-Coupled | PhotoVoltaic | 12.87 | 17.6
ESMASI-08624 |  |  | MA - SMART Program |  | 2022-04-18 | 2021-11-25 | Residential |  | Lithium Ion |  | Enphase | 20.16 | 7.68 | 20.16 | 7.68 | BM |  |  |  |  | 0 | Yes | AC-Coupled | PhotoVoltaic | 9.45 | 14.43
ESMASI-04260 |  |  |  |  | 2022-04-20 | 2021-06-01 | Residential |  | Lithium Ion |  | LG Chem | 5 | 5 | 5 | 5 | BM |  |  |  |  | 0 | Yes | DC-Coupled | PhotoVoltaic | 11.7 | 7.6
ESMASI-07679 |  |  |  |  | 2022-04-21 | 2021-10-19 | Residential |  | Lithium Ion |  | Enphase | 0 | 0 | 10 | 3.84 | BM |  |  |  |  | 0 | Yes | AC-Coupled | PhotoVoltaic | 12 | 12.54
ESMAEX-00766 |  | MA - SMART Program |  |  | 2022-04-21 | 2022-01-29 | Commercial |  | Lithium Ion |  | Tesla | 10 | 10 | 10 | 10 | BM |  | Self Generation |  |  | 0 | Yes | AC-Coupled | PhotoVoltaic | 9.6 | 7.09
ESMASI-10808 |  |  | MA - SMART Program |  | 2022-04-21 | 2022-02-28 | Residential |  | Lithium Ion |  | Other | 18 | 1.8 | 18 | 1.8 | BM | Self Generation | Self Generation |  |  | 0 | Yes | DC-Coupled | PhotoVoltaic | 10.5 | 7.6
ESMAEX-00676 |  | MA - SMART Program |  | Connected Solutions Demand Response | 2022-04-21 | 2021-12-20 | Commercial |  | Lithium Ion |  | Tesla | 27 | 10 | 27 | 10 | BM | Customer Bill Savings (e.g., Demand Charge Management, TOU Arbitrage) | Renewable Shift | Reliability and Resiliency | Peak Shaving/ Load Leveling | 0 | Yes | AC-Coupled | PhotoVoltaic | 8.16 | 7.6
ESMASI-10415 |  |  | MA - SMART Program |  | 2022-04-22 | 2022-02-09 | Residential |  | Lithium Ion |  | Tesla | 0 | 0 | 5 | 5 | BM | Self Generation | Self Generation |  |  | 0 | Yes | AC-Coupled | PhotoVoltaic | 10 | 12.375
ESMASI-08169 |  |  | MA - SMART Program |  | 2022-04-22 | 2021-11-08 | Residential |  | Lithium Ion |  | Other | 18 | 18 | 6.7 | 6.7 | BM | Self Generation | Self Generation |  |  | 0 | Yes | DC-Coupled | PhotoVoltaic | 9.2 | 7.6
ESMASI-08643 |  |  | MA - SMART Program | Connected Solutions | 2022-04-22 | 2021-11-29 | Residential |  | Lithium Ion |  | Tesla | 13.5 | 0 | 13.5 | 5 | BM | Customer Bill Savings (e.g., Demand Charge Management, TOU Arbitrage) | Peak Shaving/ Load Leveling |  |  | 0 | Yes | AC-Coupled | PhotoVoltaic | 5.83 | 12.6
ESMASI-00908 |  |  |  |  | 2022-04-25 | 2020-12-16 | Residential |  | Lithium Ion |  | LG Chem | 5 | 5 | 5 | 5 | BM |  |  |  |  | 0 | Yes | DC-Coupled | PhotoVoltaic | 7.32 | 6
ESMASI-05511 |  |  | MA - SMART Program | Net Metering | 2022-04-25 | 2021-07-20 | Residential |  | Lithium Ion |  | LG Chem | 9.6 | 5 | 9.6 | 5 | BM |  |  |  | Backup | 0 | Yes | DC-Coupled | PhotoVoltaic | 5.44 | 6
ESMASI-10417 |  |  | MA - SMART Program | Net Metering | 2022-04-25 | 2022-02-09 | Residential |  | Lithium Ion |  | LG Chem | 9.8 | 5 | 9.8 | 5 | BM |  |  |  | Backup Storage | 0 | Yes | DC-Coupled | PhotoVoltaic | 4.08 | 3.8
ESMASI-04681 |  |  | MA - SMART Program | Connected solutions | 2022-04-25 | 2021-06-17 | Residential |  | Other | Lithium iron phosphate (LFP) | Enphase | 10.08 | 3.84 | 10.08 | 3.84 | BM | Microgrid | Microgrid | Microgrid | Connected solutions | 0 | Yes | AC-Coupled | PhotoVoltaic | 5.475 | 8.24
ESMAEX-00551 |  | MA - SMART Program |  |  | 2022-04-25 | 2021-10-28 | Commercial |  | Lithium Ion |  | Enphase | 17.08 | 17.5 | 17.08 | 17.5 | BM |  |  |  |  | 0 | Yes | AC-Coupled | PhotoVoltaic | 2.42 | 1.5
ESMAEX-00582 |  | MA - DOER/ MassCEC Funded Projects | MA - SMART Program |  | 2022-04-26 | 2021-11-11 | Commercial |  | Lithium Ion |  | Enphase | 20.16 | 8.448 | 20.16 | 7.68 | BM | Reliability and Resiliency |  |  |  | 0 | Yes | AC-Coupled | PhotoVoltaic | 0 | 11.4
ESMAEX-00517 |  | MA - SMART Program |  |  | 2022-04-26 | 2021-10-20 | Commercial |  | Lithium Ion |  | Tesla | 27 | 27 | 27 | 10 | BM | Reliability and Resiliency |  |  |  | 0 | Yes | AC-Coupled | PhotoVoltaic | 14.06 | 9.12
ESMASI-08495 |  |  | MA - SMART Program |  | 2022-04-27 | 2021-11-22 | Residential |  | Lithium Ion |  | Other | 9.7 | 9.7 | 9.7 | 9.7 | BM | Customer Bill Savings (e.g., Demand Charge Management, TOU Arbitrage) |  |  |  | 0 | Yes | DC-Coupled | PhotoVoltaic | 12.41 | 10
ESMASI-05305 |  |  | MA - SMART Program | Net Metering | 2022-04-27 | 2021-07-12 | Residential |  | Lithium Ion |  | LG Chem | 9.8 | 5 | 9.8 | 5 | BM |  |  |  | Backup | 0 | Yes | DC-Coupled | PhotoVoltaic | 9.18 | 8
ESMAEX-00344 |  | MA - SMART Program |  | Connected Solution Demand Response | 2022-04-27 | 2021-08-24 | Commercial |  | Lithium Ion |  | Tesla | 27 | 10 | 27 | 10 | BM | Customer Bill Savings (e.g., Demand Charge Management, TOU Arbitrage) | Reliability and Resiliency |  |  | 0 | Yes | AC-Coupled | PhotoVoltaic | 5.44 | 17.6
ESMAEX-00367 |  | MA - DOER/ MassCEC Funded Projects | MA - SMART Program | Connected Solutions | 2022-04-27 | 2021-08-27 | Commercial |  | Lithium Ion |  | Tesla | 27 | 10 | 27 | 10 | BM | Customer Bill Savings (e.g., Demand Charge Management, TOU Arbitrage) | Renewable Shift | Reliability and Resiliency | Peak Shaving/ Load Leveling | 0 | Yes | AC-Coupled | PhotoVoltaic | 12.3 | 20
ESMASI-08258 |  |  | MA - SMART Program |  | 2022-04-28 | 2021-11-11 | Residential |  | Lithium Ion |  | LG Chem | 11 | 16 | 2.28 | 7.6 | BM | Customer Bill Savings (e.g., Demand Charge Management, TOU Arbitrage) |  |  |  | 0 | Yes | DC-Coupled | PhotoVoltaic | 8.4 | 7.6
ESMASI-10744 |  |  | MA - SMART Program |  | 2022-04-28 | 2022-02-24 | Residential |  | Lithium Ion |  | Enphase | 13.5 | 13.5 | 5.12 | 5.12 | BM |  |  |  |  | 0 | Yes | AC-Coupled | PhotoVoltaic | 7.77 | 11.12
ESMASI-05652 |  |  | MA - SMART Program | Utility DR Program | 2022-04-29 | 2021-07-27 | Residential |  | Lithium Ion |  | Tesla | 0 | 0 | 13.5 | 5 | BM | Customer Bill Savings (e.g., Demand Charge Management, TOU Arbitrage) | Peak Shaving/ Load Leveling |  |  | 0 | Yes | AC-Coupled | PhotoVoltaic | 8.01 | 12.68
ESMASI-10390 |  |  | MA - SMART Program | Connected Solutions | 2022-05-02 | 2022-02-09 | Residential |  | Lithium Ion |  | Enphase | 3.84 | 10 | 3.84 | 3.84 | BM | Reliability and Resiliency | Reliability and Resiliency |  |  | 0 | Yes | AC-Coupled | PhotoVoltaic | 14.49 | 13.74
ESMASI-09226 |  |  | MA - SMART Program |  | 2022-05-02 | 2021-12-22 | Residential |  | Lithium Ion |  | Tesla | 13.5 | 5 | 13.5 | 5 | BM | Customer Bill Savings (e.g., Demand Charge Management, TOU Arbitrage) | Peak Shaving/ Load Leveling |  |  | 0 | Yes | AC-Coupled | PhotoVoltaic | 6.2 | 7.6
ESMASI-09838 |  |  | MA - SMART Program | Net Metering | 2022-05-02 | 2022-01-20 | Residential |  | Lithium Ion |  | Tesla | 0 | 0 | 13.5 | 5 | BM |  |  |  | Backup | 0 | Yes | AC-Coupled | PhotoVoltaic | 7.81 | 11
ESMAEX-00494 |  | MA - SMART Program |  |  | 2022-05-02 | 2021-10-13 | Commercial |  | Lithium Ion |  | Other | 18.43 | 9.2 | 18.43 | 8.55 | BM | Peak Shaving/ Load Leveling |  | Micogrid |  | 0 | No | AC-Coupled | PhotoVoltaic | 12.775 | 28
ESMAEX-00350 |  | MA - SMART Program |  |  | 2022-05-02 | 2021-08-26 | Commercial |  | Lithium Ion |  | Tesla | 27 | 10 | 27 | 10 | BM | Customer Bill Savings (e.g., Demand Charge Management, TOU Arbitrage) | Renewable Shift | Reliability and Resiliency | Peak Shaving/ Load Leveling | 0 | Yes | AC-Coupled | PhotoVoltaic | 10.88 | 17.6
ESMASI-03128 |  | MA - DOER/ MassCEC Funded Projects | MA - SMART Program |  | 2022-05-03 | 2021-04-16 | Residential |  | Lithium Ion |  | Tesla | 14 | 5.8 | 13.5 | 5 | BM | Reliability and Resiliency | Reliability and Resiliency |  |  | 0 | Yes | AC-Coupled | PhotoVoltaic | 7.04 | 5
ESMAEX-00308 |  | MA - SMART Program |  |  | 2022-05-03 | 2021-08-13 | Commercial |  | Lithium Ion |  | Tesla | 13.5 | 5 | 13.5 | 5 | BM | Customer Bill Savings (e.g., Demand Charge Management, TOU Arbitrage) | Renewable Shift | Reliability and Resiliency | Peak Shaving/ Load Leveling | 0 | Yes | AC-Coupled | PhotoVoltaic | 9.18 | 17.6
ESMAEX-00379 |  | MA - SMART Program |  |  | 2022-05-03 | 2021-09-02 | Commercial |  | Lithium Ion |  | Enphase | 30.24 | 31.5 | 30.24 | 11.52 | BM | Reliability and Resiliency | Renewable Shift |  |  | 0 | Yes | AC-Coupled | PhotoVoltaic | 0 | 27.13
ESMASI-08732 |  |  | MA - SMART Program |  | 2022-05-04 | 2021-12-02 | Residential |  | Lithium Ion |  | Tesla | 13.5 | 13.5 | 5 | 5 | BM | Reliability and Resiliency | Reliability and Resiliency |  |  | 0 | Yes | AC-Coupled | PhotoVoltaic | 6.8 | 10.9
ESMAEX-00466 |  | MA - SMART Program |  |  | 2022-05-04 | 2021-10-04 | Commercial |  | Lithium Ion |  | Tesla | 13.5 | 5 | 13.5 | 5 | BM | Customer Bill Savings (e.g., Demand Charge Management, TOU Arbitrage) | Renewable Shift | Reliability and Resiliency | Peak Shaving/ Load Leveling | 0 | Yes | AC-Coupled | PhotoVoltaic | 6.67 | 12.68
ESMASI-08992 |  |  | MA - SMART Program | Utility Connected Solutions DR Program | 2022-05-06 | 2021-12-14 | Residential |  | Lithium Ion |  | Tesla | 13.5 | 0 | 13.5 | 5 | BM | Customer Bill Savings (e.g., Demand Charge Management, TOU Arbitrage) | Peak Shaving/ Load Leveling |  |  | 0 | Yes | AC-Coupled | PhotoVoltaic | 8.5 | 7.6
ESMASI-08994 |  |  | MA - SMART Program | Net Metering | 2022-05-10 | 2021-12-14 | Residential |  | Lithium Ion |  | LG Chem | 9.8 | 5 | 9.8 | 5 | BM |  |  |  | Backup Storage | 0 | Yes | DC-Coupled | PhotoVoltaic | 8.84 | 6
ESMAEX-00296 |  |  |  |  | 2022-05-10 | 2021-08-10 | Commercial |  | Lithium Ion |  | Tesla | 10 | 10 | 10 | 10 | BM |  | Self Generation |  |  | 0 | Yes | AC-Coupled | PhotoVoltaic | 8.26 | 17.6
ESMASI-05987 |  |  | MA - SMART Program |  | 2022-05-10 | 2021-08-10 | Residential |  | Lithium Ion |  | Tesla | 13.5 | 5 | 13.5 | 5 | BM | Reliability and Resiliency | Reliability and Resiliency |  |  | 0 | Yes | AC-Coupled | PhotoVoltaic | 7.4 | 5
ESMASI-09579 |  |  | MA - SMART Program | Net Metering | 2022-05-11 | 2022-01-07 | Residential |  | Lithium Ion |  | LG Chem | 9.3 | 5 | 9.3 | 5 | BM |  |  |  | Backup | 0 | Yes | DC-Coupled | PhotoVoltaic | 7.875 | 8
ESMASI-06056 |  |  | MA - SMART Program | Net Metering | 2022-05-11 | 2021-08-12 | Residential |  | Lithium Ion |  | LG Chem | 9.8 | 5 | 9.8 | 5 | BM |  |  |  | Backup Storage | 0 | Yes | DC-Coupled | PhotoVoltaic | 4.76 | 3.8
ESMASI-10830 |  |  | MA - SMART Program | Connected Solutions | 2022-05-11 | 2022-02-28 | Residential |  | Lithium Ion |  | Enphase | 0 | 0 | 21 | 7.68 | BM |  |  |  | Connected Solutions, Backup power | 0 | Yes | AC-Coupled | PhotoVoltaic | 7.29 | 13.962
ESMASI-03927 |  |  | MA - SMART Program | Net Metering | 2022-05-12 | 2021-05-21 | Residential |  | Lithium Ion |  | Tesla | 0 | 0 | 5 | 5 | BM |  |  |  | Backup | 0 | Yes | AC-Coupled | PhotoVoltaic | 4.76 | 8.8
ESMASI-09107 |  |  | MA - SMART Program |  | 2022-05-12 | 2021-12-17 | Residential |  | Lithium Ion |  | Tesla | 0 | 0 | 6.25 | 5 | BM |  |  |  |  | 0 | Yes | AC-Coupled | PhotoVoltaic | 11.68 | 15
ESMASI-08372 |  |  | MA - SMART Program | Net Metering | 2022-05-12 | 2021-11-16 | Residential |  | Lithium Ion |  | LG Chem | 9.8 | 5 | 9.8 | 5 | BM |  |  |  | Backup Storage | 0 | Yes | DC-Coupled | PhotoVoltaic | 6.46 | 6
ESMASI-08406 |  |  | MA - SMART Program | Utility Connected Solutions DR Program | 2022-05-12 | 2021-11-17 | Residential |  | Lithium Ion |  | Tesla | 13.5 | 5 | 13.5 | 5 | BM | Customer Bill Savings (e.g., Demand Charge Management, TOU Arbitrage) | Peak Shaving/ Load Leveling |  |  | 0 | Yes | AC-Coupled | PhotoVoltaic | 12.75 | 11.41
ESMASI-09288 |  |  | MA - SMART Program | Connected Solutions | 2022-05-12 | 2021-12-26 | Residential |  | Lithium Ion |  | Tesla | 13.5 | 0 | 13.5 | 5 | BM | Customer Bill Savings (e.g., Demand Charge Management, TOU Arbitrage) | Peak Shaving/ Load Leveling |  |  | 0 | Yes | AC-Coupled | PhotoVoltaic | 8.16 | 12.6
ESMASI-10464 |  |  |  |  | 2022-05-12 | 2022-02-11 | Residential |  | Lithium Ion |  | Enphase | 0 | 0 | 16.8 | 6.4 | BM |  |  |  |  | 0 | Yes | AC-Coupled | PhotoVoltaic | 0 | 6.4
ESMASI-10191 |  |  |  |  | 2022-05-12 | 2022-02-02 | Residential |  | Lithium Ion |  | Tesla | 0 | 0 | 27 | 10 | BM |  |  |  |  | 0 | Yes | AC-Coupled | PhotoVoltaic | 0 | 10
ESMASI-09995 |  |  | MA - SMART Program |  | 2022-05-13 | 2022-01-26 | Residential |  | Lithium Ion |  | Tesla | 5 | 5 | 5 | 5 | BM |  |  |  |  | 0 | Yes | AC-Coupled | PhotoVoltaic | 11.2 | 15
ESMASI-10403 |  |  |  |  | 2022-05-13 | 2022-02-09 | Residential |  | Lithium Ion |  | Tesla | 0 | 0 | 13.5 | 5 | BM |  |  |  |  | 0 | Yes | AC-Coupled | PhotoVoltaic | 0 | 5
ESMAEX-00366 |  |  |  | Connected Solutions Demand Response | 2022-05-13 | 2021-08-27 | Commercial |  | Lithium Ion |  | Tesla | 27 | 10 | 27 | 10 | BM | Customer Bill Savings (e.g., Demand Charge Management, TOU Arbitrage) | Reliability and Resiliency |  |  | 0 | Yes | AC-Coupled | PhotoVoltaic | 7.777 | 17.6
ESMASI-09569 |  |  | MA - SMART Program | Utility DR Program | 2022-05-16 | 2022-01-07 | Residential |  | Lithium Ion |  | Tesla | 0 | 0 | 5 | 5 | BM | Customer Bill Savings (e.g., Demand Charge Management, TOU Arbitrage) | Peak Shaving/ Load Leveling |  |  | 0 | Yes | AC-Coupled | PhotoVoltaic | 8.4 | 15
ESMASI-09582 |  |  | MA - SMART Program | Net Metering | 2022-05-16 | 2022-01-07 | Residential |  | Lithium Ion |  | LG Chem | 9.3 | 5 | 9.3 | 5 | BM |  |  |  | Backup | 0 | Yes | DC-Coupled | PhotoVoltaic | 11.025 | 9.8
ESMASI-11183 |  |  | MA - SMART Program | Net Metering | 2022-05-16 | 2022-03-14 | Residential |  | Lithium Ion |  | LG Chem | 9.6 | 5 | 9.6 | 5 | BM |  |  |  | Backup | 0 | Yes | DC-Coupled | PhotoVoltaic | 4.615 | 3.8
ESMASI-08937 |  |  | MA - SMART Program | Connected Solutions | 2022-05-16 | 2021-12-10 | Residential |  | Other | Lithium Iron Phosphate | Enphase | 10.08 | 3.84 | 10.08 | 3.84 | BM |  |  |  | Backup Power During Grid Outage | 0 | Yes | AC-Coupled | PhotoVoltaic | 5.92 | 8.56
ESMASI-07984 |  |  | MA - SMART Program | Net Metering | 2022-05-17 | 2021-11-01 | Residential |  | Lithium Ion |  | LG Chem | 9.8 | 5 | 9.8 | 5 | BM |  |  |  | Backup Storage | 0 | Yes | DC-Coupled | PhotoVoltaic | 9.18 | 7.6
ESMASI-03759 |  |  | MA - SMART Program | Net Metering | 2022-05-18 | 2021-05-13 | Residential |  | Lithium Ion |  | LG Chem | 5 | 5 | 5 | 5 | BM |  |  |  | Backup | 0 | Yes | DC-Coupled | PhotoVoltaic | 7.14 | 6
ESMASI-06118 |  |  | MA - SMART Program | Net Metering | 2022-05-18 | 2021-08-16 | Residential |  | Lithium Ion |  | LG Chem | 9.8 | 5 | 9.8 | 5 | BM |  |  |  | Backup Storage | 0 | Yes | DC-Coupled | PhotoVoltaic | 18.36 | 13.6
ESMASI-10300 |  |  | MA - SMART Program | Connected Solution | 2022-05-18 | 2022-02-04 | Residential |  | Lithium Ion |  | Tesla | 13.5 | 0 | 13.5 | 5 | BM | Customer Bill Savings (e.g., Demand Charge Management, TOU Arbitrage) | Peak Shaving/ Load Leveling |  |  | 0 | Yes | AC-Coupled | PhotoVoltaic | 4.25 | 7.6
ESMASI-12664 |  |  | MA - SMART Program | Connected Solutions | 2022-05-19 | 2022-04-28 | Residential |  | Lithium Ion |  | Other | 18 | 7.6 | 18 | 7.6 | BM | Reliability and Resiliency | Reliability and Resiliency |  | Grid Backup and Connected Solutions | 0 | Yes | DC-Coupled | PhotoVoltaic | 8.16 | 7.6
ESMASI-07897 |  |  | MA - SMART Program |  | 2022-05-20 | 2021-10-28 | Residential |  | Lithium Ion |  | Enphase | 0 | 0 | 10 | 3.84 | BM |  |  |  |  | 0 | Yes | AC-Coupled | PhotoVoltaic | 12.41 | 13.7
ESMAEX-00222 |  | MA - SMART Program |  | Backup storage | 2022-05-20 | 2021-07-01 | Commercial |  | Lithium Ion |  | Tesla | 13.2 | 13.2 | 13.2 | 13.2 | BM | Wholesale Market |  |  |  | 0 | Yes | AC-Coupled | PhotoVoltaic | 12.58 | 9.8
ESMAEX-00514 |  | MA - DOER/ MassCEC Funded Projects | MA - SMART Program |  | 2022-05-20 | 2021-10-19 | Commercial |  | Lithium Ion |  | Enphase | 20.16 | 8.448 | 20.16 | 7.68 | BM | Reliability and Resiliency |  |  |  | 0 | Yes | AC-Coupled | PhotoVoltaic | 11.9 | 10.248
ESMASI-03397 |  |  | MA - SMART Program | Net Metering | 2022-05-23 | 2021-04-28 | Residential |  | Lithium Ion |  | LG Chem | 5 | 5 | 5 | 5 | BM |  |  |  | Backup | 0 | Yes | DC-Coupled | PhotoVoltaic | 6.46 | 6
ESMAEX-00323 |  | MA - SMART Program |  |  | 2022-05-23 | 2021-08-17 | Commercial |  | Lithium Ion |  | Tesla | 5 | 5 | 5 | 5 | BM | Peak Shaving/ Load Leveling |  |  |  | 0 | Yes | AC-Coupled | PhotoVoltaic | 12.8 | 20
ESMAEX-00664 |  |  |  |  | 2022-05-23 | 2021-12-15 | Commercial |  | Lithium Ion |  | sonnenBacterie | 12 | 8 | 12 | 8 | BM |  |  |  |  | 0 | Yes | AC-Coupled | PhotoVoltaic | 0 | 8
ESMASI-08111 |  |  |  |  | 2022-05-23 | 2021-11-05 | Residential |  | Lithium Ion |  | Tesla | 0 | 0 | 13.5 | 5 | BM |  |  |  |  | 0 | Yes | AC-Coupled | PhotoVoltaic | 12.54 | 14.735
ESMASI-01846 |  |  | MA - SMART Program |  | 2022-05-24 | 2021-02-11 | Residential |  | Lithium Ion |  | Tesla | 0 | 0 | 5 | 0 | BM | Customer Bill Savings (e.g., Demand Charge Management, TOU Arbitrage) |  |  |  | 0 | Yes | AC-Coupled | PhotoVoltaic | 0 | 5
ESMASI-05341 |  |  | MA - SMART Program | Net Metering | 2022-05-24 | 2021-07-13 | Residential |  | Lithium Ion |  | LG Chem | 9.6 | 5 | 9.6 | 5 | BM |  |  |  | Backup | 0 | Yes | DC-Coupled | PhotoVoltaic | 6.12 | 6
ESMAEX-00459 |  | MA - SMART Program |  |  | 2022-05-24 | 2021-09-30 | Commercial |  | Other | Lithium Iron Phosphate | Enphase | 17.5 | 6.4 | 17.5 | 6.4 | BM | Reliability and Resiliency |  |  | Participation in Connected Solutions | 0 | Yes | AC-Coupled | PhotoVoltaic | 13.2 | 9.735
ESMAEX-00656 |  | MA - SMART Program |  | Connected Solutions | 2022-05-24 | 2021-12-13 | Commercial |  | Lithium Ion |  | Enphase | 20.16 | 7.68 | 20.16 | 7.68 | BM |  |  |  | Net Metering, Connected Solutions | 0 | Yes | AC-Coupled | PhotoVoltaic | 9.2 | 15.707
ESMAEX-00576 |  | MA - DOER/ MassCEC Funded Projects | MA - SMART Program |  | 2022-05-24 | 2021-11-10 | Commercial |  | Lithium Ion |  | Enphase | 30.24 | 12.672 | 30.24 | 11.52 | BM | Reliability and Resiliency |  |  |  | 0 | Yes | AC-Coupled | PhotoVoltaic | 20.075 | 16.225
ESMASI-03527 |  |  | MA - SMART Program | Net Metering | 2022-05-25 | 2021-05-04 | Residential |  | Lithium Ion |  | LG Chem | 5 | 5 | 5 | 5 | BM |  |  |  | Backup | 0 | Yes | DC-Coupled | PhotoVoltaic | 4.76 | 4
ESMASI-04788 |  |  |  |  | 2022-05-26 | 2021-06-21 | Residential |  | Lithium Ion |  | LG Chem | 9.3 | 5 | 9.3 | 5 | BM |  |  |  |  | 0 | Yes | DC-Coupled | PhotoVoltaic | 15.64 | 12
ESMASI-10750 |  |  | MA - SMART Program |  | 2022-05-26 | 2022-02-24 | Residential |  | Lithium Ion |  | Other | 9.7 | 5 | 9.7 | 5 | BM | Customer Bill Savings (e.g., Demand Charge Management, TOU Arbitrage) | Reliability and Resiliency |  |  | 0 | Yes | DC-Coupled | PhotoVoltaic | 15.2 | 10
ESMASI-06195 |  |  | MA - SMART Program | Net Metering | 2022-05-27 | 2021-08-18 | Residential |  | Lithium Ion |  | LG Chem | 9.8 | 5 | 9.8 | 5 | BM |  |  |  | Backup Storage | 0 | Yes | DC-Coupled | PhotoVoltaic | 7.92 | 6
ESMASI-07120 |  |  | MA - SMART Program |  | 2022-05-31 | 2021-09-28 | Residential |  | Lithium Ion |  | Other | 18 | 18 | 7.6 | 7.6 | BM | Self Generation | Self Generation |  |  | 0 | Yes | DC-Coupled | PhotoVoltaic | 7.98 | 7.6
ESMAEX-00313 |  | MA - SMART Program |  |  | 2022-05-31 | 2021-08-13 | Commercial |  | Lithium Ion |  | Tesla | 27 | 10 | 27 | 10 | BM | Customer Bill Savings (e.g., Demand Charge Management, TOU Arbitrage) | Renewable Shift | Reliability and Resiliency | Peak Shaving/ Load Leveling | 0 | Yes | AC-Coupled | PhotoVoltaic | 3.86 | 7.68
ESMASI-06314 |  |  |  |  | 2022-06-01 | 2021-08-24 | Residential |  | Lithium Ion |  | LG Chem | 5 | 5 | 5 | 5 | BM |  |  |  |  | 0 | Yes | DC-Coupled | PhotoVoltaic | 6.175 | 7.6
ESMASI-06069 |  |  | MA - SMART Program | Net Metering | 2022-06-01 | 2021-08-13 | Residential |  | Lithium Ion |  | LG Chem | 9.6 | 5 | 9.6 | 5 | BM |  |  |  | Backup | 0 | Yes | DC-Coupled | PhotoVoltaic | 14.62 | 12
ESMAEX-00119 |  | MA - DOER/ MassCEC Funded Projects | MA - SMART Program |  | 2022-06-01 | 2021-05-13 | Commercial |  | Lithium Ion |  | Tesla | 14 | 5.8 | 14 | 5 | BM | Reliability and Resiliency | Renewable Shift |  |  | 0 | Yes | AC-Coupled | Fuel Cell | 0 | 10
ESMASI-09283 |  |  | MA - SMART Program |  | 2022-06-01 | 2021-12-23 | Residential |  | Lithium Ion |  | Other | 18 | 0 | 18 | 0 | BM | Customer Bill Savings (e.g., Demand Charge Management, TOU Arbitrage) |  |  |  | 0 | Yes | DC-Coupled | PhotoVoltaic | 6.09 | 7.6
ESMASI-09097 |  |  | MA - SMART Program | Net Metering | 2022-06-02 | 2021-12-17 | Residential |  | Lithium Ion |  | LG Chem | 9.8 | 5 | 9.8 | 5 | BM |  |  |  | Backup | 0 | Yes | DC-Coupled | PhotoVoltaic | 10.65 | 7.6
ESMAEX-00596 |  | MA - Energy Efficiency/ DR Program | MA - Energy Efficiency/ DR Program | Connected solutions | 2022-06-02 | 2021-11-17 | Commercial |  | Other | Lithium Iron Phosphate | sonnenBacterie | 18 | 18 | 18 | 14 | BM | Reliability and Resiliency |  |  |  | 0 | Yes | AC-Coupled | Other | 0 | 14
ESMASI-09059 |  |  | MA - SMART Program | Connected Solutions | 2022-06-02 | 2021-12-16 | Residential |  | Lithium Ion |  | Other | 19.4 | 10 | 19.4 | 10 | BM | Customer Bill Savings (e.g., Demand Charge Management, TOU Arbitrage) | Reliability and Resiliency |  |  | 0 | Yes | DC-Coupled | PhotoVoltaic | 11.02 | 10
ESMAEX-00563 |  | MA - DOER/ MassCEC Funded Projects | MA - SMART Program |  | 2022-06-02 | 2021-11-03 | Commercial |  | Lithium Ion |  | Enphase | 20.16 | 8.448 | 20.16 | 7.68 | BM | Reliability and Resiliency |  |  |  | 0 | Yes | AC-Coupled | PhotoVoltaic | 12.32 | 10.248
ESMAEX-00935 |  | MA - SMART Program |  | Connected Solutions Demand Response | 2022-06-02 | 2022-03-17 | Commercial |  | Lithium Ion |  | Tesla | 27 | 0 | 27 | 10 | BM | Customer Bill Savings (e.g., Demand Charge Management, TOU Arbitrage) | Renewable Shift | Reliability and Resiliency | Peak Shaving/ Load Leveling | 0 | Yes | AC-Coupled | PhotoVoltaic | 16.32 | 15.2
ESMASI-11131 |  |  | MA - SMART Program | Net Metering | 2022-06-03 | 2022-03-11 | Residential |  | Lithium Ion |  | Tesla | 0 | 0 | 5 | 5 | BM |  |  |  | Backup Storage | 0 | Yes | AC-Coupled | PhotoVoltaic | 11.375 | 12.6
ESMASI-03489 |  |  | MA - SMART Program | Net Metering | 2022-06-06 | 2021-05-03 | Residential |  | Lithium Ion |  | Tesla | 0 | 0 | 5 | 5 | BM |  |  |  | Backup | 0 | Yes | AC-Coupled | PhotoVoltaic | 4.08 | 8.54
ESMASI-07384 |  |  | MA - SMART Program |  | 2022-06-06 | 2021-10-07 | Residential |  | Lithium Ion |  | Other | 0 | 0 | 13 | 6.8 | BM |  |  |  |  | 0 | Yes | AC-Coupled | PhotoVoltaic | 8.64 | 14.36
ESMASI-02611 |  |  | MA - SMART Program | Net Metering | 2022-06-07 | 2021-03-22 | Residential |  | Lithium Ion |  | LG Chem | 5 | 5 | 5 | 5 | BM |  |  |  | Backup | 0 | Yes | DC-Coupled | PhotoVoltaic | 6.3 | 6
ESMASI-04440 |  |  | MA - SMART Program | Net Metering | 2022-06-07 | 2021-06-08 | Residential |  | Lithium Ion |  | LG Chem | 9.8 | 5 | 9.8 | 5 | BM |  |  |  | Backup | 0 | Yes | DC-Coupled | PhotoVoltaic | 7.82 | 8
ESMASI-08763 |  |  | MA - SMART Program |  | 2022-06-08 | 2021-12-02 | Residential |  | Lithium Ion |  | Enphase | 10 | 10 | 3.84 | 3.84 | BM | Customer Bill Savings (e.g., Demand Charge Management, TOU Arbitrage) | Reliability and Resiliency |  |  | 0 | Yes | AC-Coupled | PhotoVoltaic | 10.4 | 11.51
ESMASI-06001 |  |  | MA - SMART Program | Net Metering | 2022-06-08 | 2021-08-11 | Residential |  | Lithium Ion |  | LG Chem | 9.6 | 5 | 9.6 | 5 | BM |  |  |  | Backup | 0 | Yes | DC-Coupled | PhotoVoltaic | 4.76 | 3.8
ESMASI-11542 |  |  |  |  | 2022-06-08 | 2022-03-25 | Residential |  | Lithium Ion |  | Tesla | 13.5 | 5 | 13.5 | 5 | BM |  |  |  |  | 0 | Yes | AC-Coupled | PhotoVoltaic | 5.92 | 12
ESMAEX-00373 |  | MA - SMART Program |  |  | 2022-06-08 | 2021-08-31 | Commercial |  | Lithium Ion |  | Tesla | 13.5 | 5 | 13.5 | 5 | BM | Customer Bill Savings (e.g., Demand Charge Management, TOU Arbitrage) | Renewable Shift | Reliability and Resiliency | Peak Shaving/ Load Leveling | 0 | Yes | AC-Coupled | PhotoVoltaic | 11.9 | 21.4
ESMASI-08811 |  |  | MA - SMART Program |  | 2022-06-09 | 2021-12-05 | Residential |  | Lithium Ion |  | Other | 9 | 9 | 9 | 9 | BM | Self Generation | Self Generation |  |  | 0 | Yes | DC-Coupled | PhotoVoltaic | 11.9 | 7.6
ESMASI-11270 |  |  | MA - SMART Program |  | 2022-06-09 | 2022-03-17 | Residential |  | Lithium Ion |  | Other | 19.4 | 19.4 | 10 | 10 | BM |  |  |  |  | 0 | Yes | DC-Coupled | PhotoVoltaic | 16.8 | 10
ESMAEX-00571 |  | MA - DOER/ MassCEC Funded Projects | MA - SMART Program |  | 2022-06-09 | 2021-11-08 | Commercial |  | Lithium Ion |  | Enphase | 16.8 | 7.04 | 16.8 | 6.4 | BM | Reliability and Resiliency |  |  |  | 0 | Yes | AC-Coupled | PhotoVoltaic | 14.63 | 9.75
ESMASI-05202 |  |  | MA - SMART Program | Net Metering | 2022-06-10 | 2021-07-07 | Residential |  | Lithium Ion |  | LG Chem | 9.8 | 5 | 9.8 | 5 | BM |  |  |  | Backup | 0 | Yes | DC-Coupled | PhotoVoltaic | 6.12 | 6
ESMASI-02956 |  |  | MA - SMART Program |  | 2022-06-13 | 2021-04-08 | Residential |  | Lithium Ion |  | Other | 18 | 18 | 7.6 | 7.6 | BM | Self Generation | Self Generation |  |  | 0 | Yes | DC-Coupled | PhotoVoltaic | 13.73 | 7.6
ESMAEX-00874 |  | MA - Energy Efficiency/ DR Program | MA - Energy Efficiency/ DR Program |  | 2022-06-13 | 2022-03-03 | Commercial |  | Lithium Ion |  | sonnenBacterie | 8 | 8 | 8 | 8 | BM | Reliability and Resiliency |  |  |  | 0 | Yes | AC-Coupled | PhotoVoltaic | 11.2 | 11
ESMAEX-00807 |  | MA - DOER/ MassCEC Funded Projects | MA - SMART Program |  | 2022-06-13 | 2022-02-04 | Commercial |  | Lithium Ion |  | Enphase | 20.16 | 8.448 | 20.16 | 7.68 | BM | Reliability and Resiliency |  |  |  | 0 | Yes | AC-Coupled | Fuel Cell | 0 | 11.4
ESMAEX-00334 |  | MA - DOER/ MassCEC Funded Projects | MA - SMART Program | Connected Solutions | 2022-06-13 | 2021-08-20 | Commercial |  | Lithium Ion |  | Tesla | 27 | 10 | 27 | 10 | BM | Customer Bill Savings (e.g., Demand Charge Management, TOU Arbitrage) | Renewable Shift | Reliability and Resiliency | Peak Shaving/ Load Leveling | 0 | Yes | AC-Coupled | PhotoVoltaic | 0 | 10
ESMAEX-00428 |  | MA - SMART Program |  |  | 2022-06-14 | 2021-09-20 | Commercial |  | Lithium Ion |  | Tesla | 5 | 5 | 5 | 5 | BM |  |  |  |  | 0 | Yes | AC-Coupled | PhotoVoltaic | 23.56 | 30
ESMASI-08118 |  |  |  |  | 2022-06-14 | 2021-11-05 | Residential |  | Lithium Ion |  | Enphase | 13.44 | 5.12 | 13.44 | 5.12 | BM |  |  |  |  | 0 | Yes | AC-Coupled | PhotoVoltaic | 8.88 | 12.2
ESMASI-10251 |  |  | MA - SMART Program | Net Metering | 2022-06-15 | 2022-02-04 | Residential |  | Lithium Ion |  | LG Chem | 9.3 | 5 | 9.3 | 5 | BM |  |  |  | Backup | 0 | Yes | DC-Coupled | PhotoVoltaic | 3.06 | 3.8
ESMASI-11091 |  |  | MA - Energy Efficiency/ DR Program |  | 2022-06-15 | 2022-03-10 | Residential |  | Lithium Ion |  | Other | 9.7 | 5 | 9.7 | 5 | BM | Customer Bill Savings (e.g., Demand Charge Management, TOU Arbitrage) | Reliability and Resiliency |  |  | 0 | Yes | DC-Coupled | PhotoVoltaic | 8.4 | 7.6
ESMASI-09188 |  |  | MA - SMART Program | Net Metering | 2022-06-15 | 2021-12-21 | Residential |  | Lithium Ion |  | LG Chem | 9.8 | 9.8 | 9.8 | 9.8 | BM |  |  |  | Backup | 0 | Yes | DC-Coupled | PhotoVoltaic | 6.8 | 6
ESMASI-12340 |  |  |  |  | 2022-06-15 | 2022-04-19 | Residential |  | Lithium Ion |  | Tesla | 0 | 0 | 10 | 0 | BM |  |  |  |  | 0 | Yes | AC-Coupled | PhotoVoltaic | 0 | 10
ESMASI-11394 |  |  | MA - SMART Program | Utility Connected Solutions DR Program | 2022-06-15 | 2022-03-22 | Residential |  | Lithium Ion |  | Tesla | 13.5 | 0 | 13.5 | 5 | BM | Customer Bill Savings (e.g., Demand Charge Management, TOU Arbitrage) | Peak Shaving/ Load Leveling |  |  | 0 | Yes | AC-Coupled | PhotoVoltaic | 4.8 | 7.6
ESMAEX-00756 |  | MA - Energy Efficiency/ DR Program | MA - Energy Efficiency/ DR Program |  | 2022-06-15 | 2022-01-25 | Commercial |  | Lithium Ion |  | Enphase | 17.5 | 17.5 | 17.5 | 6.4 | BM | Customer Bill Savings (e.g., Demand Charge Management, TOU Arbitrage) |  |  |  | 0 | Yes | AC-Coupled | Other | 0 | 6.4
ESMASI-05634 |  |  | MA - SMART Program | Net Metering | 2022-06-16 | 2021-07-26 | Residential |  | Lithium Ion |  | LG Chem | 9.8 | 5 | 9.8 | 5 | BM |  |  |  | Backup storage | 0 | Yes | DC-Coupled | PhotoVoltaic | 11.56 | 9.8
ESMASI-06767 |  |  | MA - SMART Program |  | 2022-06-17 | 2021-09-14 | Residential |  | Lithium Ion |  | Other | 18 | 13.3 | 7.6 | 7.6 | BM | Self Generation | Self Generation |  |  | 0 | Yes | DC-Coupled | PhotoVoltaic | 13.3 | 7.6
ESMASI-05126 |  |  | MA - SMART Program | Net Metering | 2022-06-17 | 2021-07-05 | Residential |  | Lithium Ion |  | LG Chem | 9.8 | 9.8 | 9.8 | 9.8 | BM |  |  |  | Backup | 0 | Yes | DC-Coupled | PhotoVoltaic | 6.8 | 6
ESMASI-10944 |  |  | MA - SMART Program |  | 2022-06-17 | 2022-03-04 | Residential |  | Lithium Ion |  | Other | 19.4 | 19.4 | 10 | 10 | BM |  |  |  |  | 0 | Yes | DC-Coupled | PhotoVoltaic | 11.2 | 10
ESMASI-12286 |  |  | MA - SMART Program |  | 2022-06-17 | 2022-04-18 | Residential |  | Lithium Ion |  | Tesla | 14 | 5.8 | 13.5 | 5 | BM | Reliability and Resiliency | Reliability and Resiliency |  |  | 0 | Yes | AC-Coupled | PhotoVoltaic | 7.11 | 10.31
ESMASI-06105 |  |  | MA - SMART Program |  | 2022-06-20 | 2021-08-16 | Residential |  | Lithium Ion |  | Other | 9.7 | 9.7 | 9.7 | 9.7 | BM | Customer Bill Savings (e.g., Demand Charge Management, TOU Arbitrage) | Reliability and Resiliency |  |  | 0 | Yes | DC-Coupled | PhotoVoltaic | 12 | 10
ESMAEX-00716 |  | MA - SMART Program |  |  | 2022-06-20 | 2022-01-06 | Commercial |  | Other | Lithium Iron Phosphate | Enphase | 40 | 40 | 40 | 15.36 | BM |  |  |  |  | 0 | Yes | AC-Coupled | PhotoVoltaic | 17.21 | 13.05
ESMAEX-00844 |  |  |  |  | 2022-06-21 | 2022-02-21 | Commercial |  | Lithium Ion |  | Enphase | 3.84 | 10.08 | 3.84 | 10.08 | BM |  | Self Generation |  |  | 0 | Yes | AC-Coupled | PhotoVoltaic | 13.6 | 10.03
ESMASI-06560 |  |  | MA - SMART Program |  | 2022-06-21 | 2021-09-03 | Residential |  | Lithium Ion |  | Other | 0 | 0 | 13 | 5 | BM |  |  |  |  | 0 | Yes | AC-Coupled | PhotoVoltaic | 8.61 | 7.329
ESMAEX-00282 |  |  |  |  | 2022-06-22 | 2021-08-03 | Commercial |  | Lithium Ion |  | Enphase | 10.5 | 4 | 10.5 | 11.52 | BM |  |  |  |  | 0 | Yes | AC-Coupled | PhotoVoltaic | 12.95 | 11.52
ESMASI-10622 |  |  |  |  | 2022-06-22 | 2022-02-18 | Residential |  | Lithium Ion |  | Enphase | 0 | 0 | 13.44 | 5.12 | BM |  |  |  |  | 0 | Yes | AC-Coupled | PhotoVoltaic | 6.885 | 10.13
ESMAEX-00213 |  | MA - SMART Program |  | Connected Solutions Demand Response | 2022-06-22 | 2021-06-25 | Commercial |  | Lithium Ion |  | Tesla | 13.5 | 5 | 13.5 | 5 | BM | Customer Bill Savings (e.g., Demand Charge Management, TOU Arbitrage) | Renewable Shift | Reliability and Resiliency | Peak Shaving/ Load Leveling | 0 | Yes | AC-Coupled | PhotoVoltaic | 10.54 | 12.6
ESMASI-11447 |  |  | MA - SMART Program |  | 2022-06-22 | 2022-03-23 | Residential |  | Lithium Ion |  | Other | 18 | 0 | 18 | 0 | BM | Customer Bill Savings (e.g., Demand Charge Management, TOU Arbitrage) |  |  |  | 0 | Yes | DC-Coupled | PhotoVoltaic | 12.8 | 7.6
ESMAEX-00190 |  | MA - SMART Program |  |  | 2022-06-22 | 2021-06-16 | Commercial |  | Lithium Ion |  | Tesla | 54 | 20 | 54 | 20 | BM | Customer Bill Savings (e.g., Demand Charge Management, TOU Arbitrage) | Renewable Shift | Reliability and Resiliency | Peak Shaving/ Load Leveling | 0 | Yes | AC-Coupled | PhotoVoltaic | 44.28 | 50
ESMASI-13923 |  |  | MA - SMART Program | Net Metering | 2022-06-23 | 2022-06-02 | Residential |  | Lithium Ion |  | LG Chem | 9.6 | 5 | 9.6 | 5 | BM |  |  |  | Backup | 0 | Yes | DC-Coupled | PhotoVoltaic | 4.725 | 4
ESMASI-07367 |  |  | MA - SMART Program |  | 2022-06-23 | 2021-10-07 | Residential |  | Lithium Ion |  | Other | 9.7 | 5 | 9.7 | 5 | BM | Customer Bill Savings (e.g., Demand Charge Management, TOU Arbitrage) | Reliability and Resiliency |  |  | 0 | Yes | DC-Coupled | PhotoVoltaic | 10.8 | 7.6
ESMASI-12760 |  |  |  | Connected solutions program | 2022-06-23 | 2022-05-02 | Residential |  | Other | Lithium iron phosphate (LFP) | Enphase | 14 | 5.12 | 13.44 | 5.12 | BM | Microgrid | Microgrid | Microgrid |  | 0 | Yes | AC-Coupled | PhotoVoltaic | 9.6 | 12.32
ESMASI-08943 |  |  | MA - SMART Program |  | 2022-06-24 | 2021-12-10 | Residential |  | Lithium Ion |  | Tesla | 5 | 5 | 5 | 5 | BM | Customer Bill Savings (e.g., Demand Charge Management, TOU Arbitrage) |  |  |  | 0 | Yes | AC-Coupled | PhotoVoltaic | 15.2 | 15
ESMASI-11235 |  |  | MA - SMART Program |  | 2022-06-24 | 2022-03-16 | Residential |  | Lithium Ion |  | Other | 15.12 | 6.8 | 16.2 | 6.8 | BM | Microgrid | Microgrid | Microgrid |  | 0 | Yes | AC-Coupled | PhotoVoltaic | 5.84 | 10.6
ESMASI-07135 |  |  | MA - SMART Program | Connected Solutions | 2022-06-27 | 2021-09-28 | Residential |  | Lithium Ion |  | Enphase | 10 | 10 | 10 | 3.84 | BM | Customer Bill Savings (e.g., Demand Charge Management, TOU Arbitrage) | Reliability and Resiliency |  |  | 0 | Yes | AC-Coupled | PhotoVoltaic | 0 | 3.84
ESMAEX-00304 |  |  |  | Connected Solutions Demand Response | 2022-06-27 | 2021-08-12 | Commercial |  | Lithium Ion |  | Tesla | 27 | 10 | 27 | 10 | BM | Customer Bill Savings (e.g., Demand Charge Management, TOU Arbitrage) | Renewable Shift | Reliability and Resiliency | Peak Shaving/ Load Leveling | 0 | Yes | AC-Coupled | PhotoVoltaic | 8.16 | 17.6
ESMAEX-00294 |  | MA - SMART Program |  |  | 2022-06-28 | 2021-08-11 | Commercial |  | Lithium Ion |  | Tesla | 5 | 5 | 5 | 5 | BM |  |  |  |  | 0 | Yes | AC-Coupled | PhotoVoltaic | 14.8 | 20
ESMAEX-00725 |  | MA - SMART Program |  | Utility DR Program | 2022-06-28 | 2022-01-12 | Commercial |  | Lithium Ion |  | Tesla | 10 | 10 | 10 | 10 | BM | Peak Shaving/ Load Leveling | Renewable Shift | Reliability and Resiliency | Peak Shaving/ Load Leveling | 0 | Yes | AC-Coupled | PhotoVoltaic | 13.2 | 10
ESMASI-08604 |  |  |  | Utility Connected Solutions DR Program | 2022-06-28 | 2021-11-24 | Residential |  | Lithium Ion |  | Tesla | 0 | 0 | 13.5 | 5 | BM | Customer Bill Savings (e.g., Demand Charge Management, TOU Arbitrage) | Peak Shaving/ Load Leveling |  |  | 0 | Yes | AC-Coupled | PhotoVoltaic | 9.35 | 12.6
ESMAEX-00539 |  | MA - Energy Efficiency/ DR Program | MA - Energy Efficiency/ DR Program |  | 2022-06-29 | 2021-10-25 | Commercial |  | Lithium Ion |  | sonnenBacterie | 8 | 8 | 8 | 8 | BM | Reliability and Resiliency |  |  |  | 0 | Yes | AC-Coupled | PhotoVoltaic | 0 | 12
ESMASI-08490 |  |  | MA - SMART Program |  | 2022-06-29 | 2021-11-21 | Residential |  | Lithium Ion |  | LG Chem | 9.6 | 5 | 9.5 | 5 | BM | Customer Bill Savings (e.g., Demand Charge Management, TOU Arbitrage) | Self Generation |  |  | 0 | Yes | DC-Coupled | PhotoVoltaic | 8.8 | 7.6
ESMASI-09655 |  |  | MA - SMART Program |  | 2022-06-29 | 2022-01-11 | Residential |  | Lithium Ion |  | Other | 9.7 | 5 | 9.7 | 5 | BM | Customer Bill Savings (e.g., Demand Charge Management, TOU Arbitrage) | Reliability and Resiliency |  |  | 0 | Yes | DC-Coupled | PhotoVoltaic | 7.2 | 6
ESMASI-13300 |  |  | MA - SMART Program | Utility Connected Solutions DR Program | 2022-06-29 | 2022-05-16 | Residential |  | Lithium Ion |  | Tesla | 13.5 | 5 | 13.5 | 5 | BM | Customer Bill Savings (e.g., Demand Charge Management, TOU Arbitrage) | Peak Shaving/ Load Leveling |  |  | 0 | Yes | AC-Coupled | PhotoVoltaic | 8.69 | 7.6
ESMASI-06775 |  |  | MA - SMART Program | ConnectedSolutions demand response program | 2022-06-29 | 2021-09-14 | Residential |  | Lithium Ion |  | Other | 15 | 15.36 | 15 | 9 | BM | Reliability and Resiliency | Reliability and Resiliency |  |  | 0 | Yes | DC-Coupled | PhotoVoltaic | 11.02 | 9
ESMAEX-00940 |  | MA - SMART Program |  |  | 2022-06-29 | 2022-03-17 | Commercial |  | Lithium Ion |  | Enphase | 16.8 | 7.04 | 16.8 | 6.4 | BM | Reliability and Resiliency |  |  |  | 0 | Yes | AC-Coupled | PhotoVoltaic | 16 | 10
ESMASI-10547 |  |  | MA - SMART Program |  | 2022-06-30 | 2022-02-15 | Residential |  | Lithium Ion |  | Enphase | 13.44 | 13.44 | 10.5 | 5.7 | BM |  |  |  |  | 0 | Yes | DC-Coupled | PhotoVoltaic | 10 | 5.1
ESMASI-09609 |  |  | MA - SMART Program | Utility Connected Solutions DR Program | 2022-06-30 | 2022-01-10 | Residential |  | Lithium Ion |  | Tesla | 13.5 | 0 | 13.5 | 5 | BM | Customer Bill Savings (e.g., Demand Charge Management, TOU Arbitrage) | Peak Shaving/ Load Leveling |  |  | 0 | Yes | AC-Coupled | PhotoVoltaic | 12.75 | 12.6
ESMASI-10123 |  |  | MA - SMART Program |  | 2022-06-30 | 2022-01-31 | Residential |  | Lithium Ion |  | Tesla | 0 | 0 | 13.5 | 5 | BM |  |  |  |  | 0 | Yes | AC-Coupled | PhotoVoltaic | 6.4 | 9.72
ESMASI-06392 |  |  | MA - SMART Program |  | 2022-06-30 | 2021-08-26 | Residential |  | Lithium Ion |  | Other | 17.1 | 6.7 | 17.1 | 6.7 | BM | Customer Bill Savings (e.g., Demand Charge Management, TOU Arbitrage) |  |  |  | 0 | Yes | DC-Coupled | PhotoVoltaic | 13.43 | 15
ESMASI-08981 |  |  |  |  | 2022-06-30 | 2021-12-13 | Residential |  | Lithium Ion |  | Other | 18 | 0 | 18 | 0 | BM | Customer Bill Savings (e.g., Demand Charge Management, TOU Arbitrage) |  |  |  | 0 | Yes | DC-Coupled | PhotoVoltaic | 12.245 | 0
ESMASI-10311 |  |  | MA - SMART Program |  | 2022-06-30 | 2022-02-07 | Residential |  | Lithium Ion |  | Other | 18 | 0 | 18 | 0 | BM |  |  |  |  | 0 | Yes | DC-Coupled | PhotoVoltaic | 17.4 | 13.5
ESMAEX-00836 |  |  |  |  | 2022-07-01 | 2022-02-16 | Commercial |  | Lithium Ion |  | Other | 124 | 42 | 124 | 40 | BM | Customer Bill Savings (e.g., Demand Charge Management, TOU Arbitrage) |  |  | Eversource Connected Solutions Demand Response Program (Daily Dispatch) | 0 | No | AC-Coupled | Other | 0 | 40
ESMASI-11118 |  |  | MA - SMART Program |  | 2022-07-05 | 2022-03-11 | Residential |  | Lithium Ion |  | Other | 19.4 | 19.4 | 10 | 10 | BM |  |  |  |  | 0 | Yes | DC-Coupled | PhotoVoltaic | 13.6 | 10
ESMASI-09152 |  |  | MA - SMART Program |  | 2022-07-06 | 2021-12-20 | Residential |  | Lithium Ion |  | Enphase | 0 | 0 | 3.36 | 1.28 | BM |  |  |  |  | 0 | Yes | AC-Coupled | PhotoVoltaic | 13.365 | 10.85
ESMASI-07565 |  |  |  |  | 2022-07-06 | 2021-10-14 | Residential |  | Lithium Ion |  | Enphase | 13.44 | 5.12 | 13.44 | 5.12 | BM |  |  |  |  | 0 | Yes | AC-Coupled | PhotoVoltaic | 7.4 | 11.02
ESMASI-11969 |  |  | MA - SMART Program |  | 2022-07-06 | 2022-04-07 | Residential |  | Lithium Ion |  | Tesla | 0 | 0 | 13.5 | 5 | BM |  |  |  |  | 0 | Yes | AC-Coupled | PhotoVoltaic | 5.6 | 9.13
ESMAEX-00547 |  | MA - SMART Program |  |  | 2022-07-06 | 2021-10-27 | Commercial |  | Lithium Ion |  | Enphase | 21 | 7.68 | 21 | 7.68 | BM |  |  |  | Connected Solutions, Backup Power | 0 | Yes | AC-Coupled | PhotoVoltaic | 8.8 | 7.678
ESMASI-09566 |  |  |  |  | 2022-07-07 | 2022-01-07 | Residential |  | Lithium Ion |  | Other | 19.4 | 19.4 | 5 | 5 | BM |  |  |  |  | 0 | Yes | DC-Coupled | PhotoVoltaic | 15.575 | 10
ESMASI-11805 |  |  | MA - SMART Program | ConnectedSolutions | 2022-07-07 | 2022-04-04 | Residential |  | Lithium Ion |  | Tesla | 13.5 | 5 | 13.5 | 5 | BM | Customer Bill Savings (e.g., Demand Charge Management, TOU Arbitrage) | Peak Shaving/ Load Leveling |  |  | 0 | Yes | AC-Coupled | PhotoVoltaic | 12 | 7.6
ESMASI-10067 |  |  |  | Eversource Connected Solutions Demand Response program | 2022-07-07 | 2022-01-28 | Residential |  | Lithium Ion |  | Other | 62 | 21 | 60 | 20 | BM | Customer Bill Savings (e.g., Demand Charge Management, TOU Arbitrage) |  |  |  | 0 | Yes | AC-Coupled | PhotoVoltaic | 15 | 20
ESMASI-05609 |  |  |  |  | 2022-07-08 | 2021-07-26 | Residential |  | Lithium Ion |  | Tesla | 0 | 0 | 5 | 5 | BM | Self Generation | Self Generation |  |  | 0 | Yes | AC-Coupled | PhotoVoltaic | 0 | 5
ESMASI-11965 |  |  |  |  | 2022-07-08 | 2022-04-07 | Residential |  | Lithium Ion |  | LG Chem | 9.6 | 5 | 9.6 | 5 | BM |  |  |  |  | 0 | Yes | DC-Coupled | PhotoVoltaic | 8.88 | 0
ESMAEX-00184 |  | MA - SMART Program |  | net metering | 2022-07-08 | 2021-06-14 | Commercial |  | Lithium Ion |  | Tesla | 13.2 | 5 | 13.2 | 5 | BM |  |  |  | backup power | 0 | Yes | AC-Coupled | PhotoVoltaic | 13.94 | 22
ESMAEX-00720 |  | MA - SMART Program |  |  | 2022-07-08 | 2022-01-11 | Commercial |  | Lithium Ion |  | Tesla | 13.5 | 5 | 13.5 | 5 | BM | Peak Shaving/ Load Leveling |  | Micogrid |  | 0 | Yes | AC-Coupled | Other | 0 | 10
ESMASI-04894 |  |  | MA - SMART Program |  | 2022-07-08 | 2021-06-24 | Residential |  | Lithium Ion |  | LG Chem | 9.6 | 5 | 19.2 | 11.4 | BM | Reliability and Resiliency | Reliability and Resiliency |  |  | 0 | Yes | DC-Coupled | PhotoVoltaic | 9.99 | 10
ESMAEX-00438 |  | MA - DOER/ MassCEC Funded Projects | MA - SMART Program |  | 2022-07-08 | 2021-09-21 | Commercial |  | Lithium Ion |  | Enphase | 20.16 | 8.448 | 20.16 | 7.68 | BM | Reliability and Resiliency |  |  |  | 0 | Yes | AC-Coupled | PhotoVoltaic | 11.44 | 21.28
ESMAEX-00393 |  | MA - SMART Program |  |  | 2022-07-08 | 2021-09-08 | Commercial |  | Lithium Ion |  | Tesla | 54 | 0 | 54 | 20 | BM | Peak Shaving/ Load Leveling |  | Micogrid |  | 0 | Yes | AC-Coupled | PhotoVoltaic | 0 | 20
ESMASI-10757 |  |  |  |  | 2022-07-11 | 2022-02-24 | Residential |  | Lithium Ion |  | Enphase | 10.08 | 3.84 | 10.08 | 3.84 | BM |  |  |  |  | 0 | Yes | AC-Coupled | PhotoVoltaic | 7.29 | 9.15
ESMASI-09894 |  |  | MA - SMART Program | Utility Connected Solutions DR Program | 2022-07-11 | 2022-01-23 | Residential |  | Lithium Ion |  | Tesla | 13.5 | 0 | 13.5 | 5 | BM | Customer Bill Savings (e.g., Demand Charge Management, TOU Arbitrage) | Peak Shaving/ Load Leveling |  |  | 0 | Yes | AC-Coupled | PhotoVoltaic | 8.5 | 12.6
ESMASI-11662 |  |  | MA - SMART Program |  | 2022-07-12 | 2022-03-30 | Residential |  | Lithium Ion |  | Enphase | 0 | 0 | 3.84 | 3.84 | BM | Self Generation | Self Generation |  |  | 0 | Yes | AC-Coupled | PhotoVoltaic | 5.28 | 3.84
ESMASI-06442 |  |  | MA - SMART Program |  | 2022-07-12 | 2021-08-30 | Residential |  | Lithium Ion |  | Other | 9.7 | 9.7 | 9.7 | 9.7 | BM | Customer Bill Savings (e.g., Demand Charge Management, TOU Arbitrage) | Reliability and Resiliency |  |  | 0 | Yes | DC-Coupled | PhotoVoltaic | 6 | 7.6
ESMASI-12984 |  |  | MA - Energy Efficiency/ DR Program |  | 2022-07-12 | 2022-05-06 | Residential |  | Lithium Ion |  | Other | 9.7 | 5 | 9.7 | 5 | BM | Customer Bill Savings (e.g., Demand Charge Management, TOU Arbitrage) | Reliability and Resiliency |  |  | 0 | Yes | DC-Coupled | PhotoVoltaic | 12 | 10
ESMASI-06155 |  |  | MA - SMART Program |  | 2022-07-12 | 2021-08-17 | Residential |  | Lithium Ion |  | Tesla | 13.5 | 0 | 12.15 | 5 | BM | Peak Shaving/ Load Leveling | Peak Shaving/ Load Leveling |  |  | 0 | Yes | AC-Coupled | PhotoVoltaic | 8.84 | 5
ESMASI-11832 |  |  | MA - SMART Program | Utility Connected Solutions DR Program | 2022-07-12 | 2022-04-04 | Residential |  | Lithium Ion |  | Tesla | 13.5 | 5 | 13.5 | 5 | BM | Customer Bill Savings (e.g., Demand Charge Management, TOU Arbitrage) | Peak Shaving/ Load Leveling |  |  | 0 | Yes | AC-Coupled | PhotoVoltaic | 10 | 12.6
ESMASI-09731 |  |  |  |  | 2022-07-12 | 2022-01-14 | Residential |  | Lithium Ion |  | LG Chem | 9.6 | 5 | 19.2 | 10 | BM |  |  |  |  | 0 | Yes | DC-Coupled | PhotoVoltaic | 9.25 | 7.6
ESMAEX-01043 |  |  |  |  | 2022-07-12 | 2022-04-08 | Commercial |  | Lithium Ion |  | Enphase | 21 | 7.68 | 21 | 7.68 | BM |  |  |  |  | 0 | No | AC-Coupled | PhotoVoltaic | 12.16 | 9.3
ESMAEX-00946 |  | MA - SMART Program |  | Connected Solutions | 2022-07-12 | 2022-03-18 | Commercial |  | Lithium Ion |  | Tesla | 27 | 10 | 27 | 10 | BM | Customer Bill Savings (e.g., Demand Charge Management, TOU Arbitrage) | Renewable Shift | Reliability and Resiliency | Peak Shaving/ Load Leveling | 0 | Yes | AC-Coupled | PhotoVoltaic | 8.8 | 17.6
ESMASI-10754 |  |  |  |  | 2022-07-14 | 2022-02-24 | Residential |  | Lithium Ion |  | Enphase | 10.08 | 10.08 | 3.84 | 3.84 | BM |  |  |  |  | 0 | Yes | AC-Coupled | PhotoVoltaic | 10.4 | 7.34
ESMASI-12336 |  |  |  |  | 2022-07-14 | 2022-04-19 | Residential |  | Lithium Ion |  | sonnenBacterie | 11 | 4.8 | 10 | 4.8 | BM |  |  |  |  | 0 | Yes | AC-Coupled | PhotoVoltaic | 5.6 | 9.924
ESMASI-07863 |  |  | MA - SMART Program | Net Metering | 2022-07-14 | 2021-10-27 | Residential |  | Lithium Ion |  | Tesla | 0 | 0 | 13.5 | 5 | BM |  |  |  | Backup | 0 | Yes | AC-Coupled | PhotoVoltaic | 5.85 | 10
ESMASI-07372 |  |  |  |  | 2022-07-15 | 2021-10-07 | Residential |  | Lithium Ion |  | Tesla | 13.5 | 0 | 12.15 | 0 | BM | Peak Shaving/ Load Leveling | Peak Shaving/ Load Leveling |  |  | 0 | Yes | AC-Coupled | PhotoVoltaic | 0 | 0
ESMASI-13090 |  |  | MA - Energy Efficiency/ DR Program |  | 2022-07-18 | 2022-05-10 | Residential |  | Lithium Ion |  | Other | 9.7 | 5 | 9.7 | 5 | BM | Customer Bill Savings (e.g., Demand Charge Management, TOU Arbitrage) | Reliability and Resiliency |  |  | 0 | Yes | DC-Coupled | PhotoVoltaic | 10.4 | 7.6
ESMASI-10555 |  |  | MA - SMART Program | Connected Solutions | 2022-07-18 | 2022-02-16 | Residential |  | Lithium Ion |  | Tesla | 13.5 | 0 | 13.5 | 5 | BM | Customer Bill Savings (e.g., Demand Charge Management, TOU Arbitrage) | Peak Shaving/ Load Leveling |  |  | 0 | Yes | AC-Coupled | PhotoVoltaic | 12.75 | 7.6
ESMAEX-00376 |  |  |  |  | 2022-07-19 | 2021-09-01 | Commercial |  | Lithium Ion |  | Tesla | 5 | 5 | 5 | 5 | BM |  |  |  |  | 0 | Yes | AC-Coupled | PhotoVoltaic | 27.2 | 52.8
ESMASI-09781 |  |  |  |  | 2022-07-19 | 2022-01-18 | Residential |  | Lithium Ion |  | LG Chem | 0 | 0 | 7 | 5 | BM |  |  |  |  | 0 | Yes | AC-Coupled | PhotoVoltaic | 10.125 | 15
ESMASI-10268 |  |  | MA - SMART Program | Utility Connected Solutions DR Program | 2022-07-19 | 2022-02-04 | Residential |  | Lithium Ion |  | Tesla | 13.5 | 0 | 13.5 | 5 | BM | Customer Bill Savings (e.g., Demand Charge Management, TOU Arbitrage) | Peak Shaving/ Load Leveling |  |  | 0 | Yes | AC-Coupled | PhotoVoltaic | 11.9 | 7.6
ESMASI-14729 |  |  | MA - SMART Program |  | 2022-07-20 | 2022-06-24 | Residential |  | Lithium Ion |  | Other | 9 | 0.29 | 0 | 0.3 | BM | Customer Bill Savings (e.g., Demand Charge Management, TOU Arbitrage) | Peak Shaving/ Load Leveling |  |  | 0 | Yes | AC-Coupled | PhotoVoltaic | 5.92 | 7.9
ESMASI-02797 |  |  | MA - SMART Program |  | 2022-07-20 | 2021-03-31 | Residential |  | Lithium Ion |  | Tesla | 2.4 | 5.8 | 2.3 | 5.8 | BM |  |  |  | Critical Loads | 0 | Yes | AC-Coupled | PhotoVoltaic | 6.72 | 11.8
ESMASI-10442 |  | MA - DOER/ MassCEC Funded Projects | MA - SMART Program |  | 2022-07-20 | 2022-02-10 | Residential |  | Lithium Ion |  | Enphase | 13.44 | 5.632 | 11.96 | 5.12 | BM | Reliability and Resiliency | Reliability and Resiliency |  |  | 0 | Yes | AC-Coupled | PhotoVoltaic | 7 | 5.12
ESMAEX-00637 |  | MA - DOER/ MassCEC Funded Projects | MA - SMART Program |  | 2022-07-20 | 2021-12-02 | Commercial |  | Lithium Ion |  | Enphase | 20.16 | 8.448 | 20.16 | 7.68 | BM | Reliability and Resiliency |  |  |  | 0 | Yes | AC-Coupled | PhotoVoltaic | 12.75 | 10.03
ESMASI-09955 |  |  | MA - SMART Program |  | 2022-07-21 | 2022-01-25 | Residential |  | Lithium Ion |  | Tesla | 13.5 | 5 | 5 | 5 | BM |  |  |  |  | 0 | Yes | AC-Coupled | PhotoVoltaic | 6.885 | 10
ESMASI-05920 |  |  | MA - SMART Program |  | 2022-07-21 | 2021-08-06 | Residential |  | Lithium Ion |  | Tesla | 13.5 | 5 | 13.5 | 5 | BM |  |  |  |  | 0 | Yes | AC-Coupled | PhotoVoltaic | 11.16 | 12.6
ESMASI-10538 |  |  | MA - SMART Program |  | 2022-07-21 | 2022-02-15 | Residential |  | Lithium Ion |  | Tesla | 13.5 | 5.8 | 13.5 | 5 | BM | Peak Shaving/ Load Leveling | Peak Shaving/ Load Leveling |  |  | 0 | Yes | AC-Coupled | PhotoVoltaic | 4.81 | 10
ESMASI-11920 |  |  | MA - SMART Program | Connected Solutions Demand Response | 2022-07-21 | 2022-04-06 | Residential |  | Lithium Ion |  | Tesla | 13.5 | 0 | 13.5 | 0 | BM | Customer Bill Savings (e.g., Demand Charge Management, TOU Arbitrage) | Peak Shaving/ Load Leveling |  |  | 0 | Yes | AC-Coupled | PhotoVoltaic | 8.8 | 7.6
ESMASI-06863 |  |  |  |  | 2022-07-22 | 2021-09-17 | Residential |  | Lithium Ion |  | Enphase | 0 | 0 | 10 | 3.84 | BM |  |  |  |  | 0 | Yes | AC-Coupled | PhotoVoltaic | 0 | 9.93
ESMASI-09564 |  |  | MA - SMART Program |  | 2022-07-25 | 2022-01-06 | Residential |  | Lithium Ion |  | Enphase | 0 | 0 | 3.84 | 3.84 | BM | Self Generation | Self Generation |  |  | 0 | Yes | AC-Coupled | PhotoVoltaic | 12.05 | 13.575
ESMASI-12485 |  |  |  |  | 2022-07-25 | 2022-04-22 | Residential |  | Lithium Ion |  | Tesla | 0 | 0 | 13.5 | 5 | BM |  |  |  |  | 0 | Yes | AC-Coupled | PhotoVoltaic | 0 | 5
ESMASI-12554 |  |  | MA - SMART Program |  | 2022-07-25 | 2022-04-26 | Residential |  | Lithium Ion |  | Other | 18 | 0 | 18 | 0 | BM | Peak Shaving/ Load Leveling | Peak Shaving/ Load Leveling |  |  | 0 | Yes | AC-Coupled | PhotoVoltaic | 14.58 | 10
ESMASI-13059 |  |  |  |  | 2022-07-26 | 2022-05-09 | Residential |  | Lithium Ion |  | Enphase | 0 | 0 | 10.1 | 3.84 | BM |  |  |  |  | 0 | Yes | AC-Coupled | PhotoVoltaic | 9.315 | 12.258
ESMASI-09688 |  |  | MA - SMART Program |  | 2022-07-27 | 2022-01-12 | Residential |  | Lithium Ion |  | Other | 18 | 18 | 18 | 18 | BM | Self Generation | Self Generation |  |  | 0 | Yes | DC-Coupled | PhotoVoltaic | 7.6 | 7.6
ESMAEX-00687 |  | MA - SMART Program |  |  | 2022-07-27 | 2021-12-22 | Commercial |  | Lithium Ion |  | Tesla | 27 | 27 | 27 | 10 | BM | Reliability and Resiliency |  |  | Connected Solutions | 0 | Yes | AC-Coupled | PhotoVoltaic | 10.36 | 8.12
ESMAEX-00728 |  | MA - SMART Program |  |  | 2022-07-27 | 2022-01-13 | Commercial |  | Lithium Ion |  | Tesla | 30 | 30 | 30 | 30 | BM |  | Self Generation |  |  | 0 | Yes | AC-Coupled | Other | 0 | 30
ESMASI-12550 |  |  | MA - SMART Program |  | 2022-07-28 | 2022-04-26 | Residential |  | Lithium Ion |  | Tesla | 0 | 0 | 5 | 5 | BM |  |  |  |  | 0 | Yes | AC-Coupled | PhotoVoltaic | 8.58 | 15
ESMASI-10697 |  |  | MA - SMART Program | Connected Solutions | 2022-07-29 | 2022-02-23 | Residential |  | Lithium Ion |  | Tesla | 13.5 | 0 | 13.5 | 5 | BM | Customer Bill Savings (e.g., Demand Charge Management, TOU Arbitrage) | Peak Shaving/ Load Leveling |  |  | 0 | Yes | AC-Coupled | PhotoVoltaic | 12.75 | 7.6
ESMASI-11014 |  |  | MA - SMART Program | Utility Connected Solutions DR Program | 2022-07-29 | 2022-03-08 | Residential |  | Lithium Ion |  | Tesla | 13.5 | 0 | 13.5 | 5 | BM | Customer Bill Savings (e.g., Demand Charge Management, TOU Arbitrage) | Peak Shaving/ Load Leveling |  |  | 0 | Yes | AC-Coupled | PhotoVoltaic | 4.675 | 7.6
ESMASI-12593 |  |  | MA - SMART Program | Net Metering | 2022-08-02 | 2022-04-26 | Residential |  | Lithium Ion |  | LG Chem | 9.8 | 5 | 9.8 | 5 | BM |  |  |  | Backup | 0 | Yes | DC-Coupled | PhotoVoltaic | 7.14 | 6
ESMASI-12197 |  |  | MA - SMART Program | Connected Solutions | 2022-08-02 | 2022-04-15 | Residential |  | Lithium Ion |  | sonnenBacterie | 11 | 4.8 | 10 | 4.8 | BM | Reliability and Resiliency | Reliability and Resiliency |  | Grid backup | 0 | Yes | AC-Coupled | PhotoVoltaic | 7.03 | 10.8
ESMASI-13145 |  |  | MA - SMART Program |  | 2022-08-02 | 2022-05-11 | Residential |  | Lithium Ion |  | Other | 19.4 | 19.4 | 10 | 10 | BM |  |  |  |  | 0 | Yes | DC-Coupled | PhotoVoltaic | 10.08 | 10
ESMASI-11339 |  |  | MA - SMART Program | Utility Connected Solutions DR Program | 2022-08-02 | 2022-03-19 | Residential |  | Lithium Ion |  | Tesla | 13.5 | 9 | 13.5 | 9 | BM | Customer Bill Savings (e.g., Demand Charge Management, TOU Arbitrage) | Peak Shaving/ Load Leveling |  |  | 0 | Yes | AC-Coupled | PhotoVoltaic | 8.5 | 7.6
ESMASI-14931 |  |  | MA - SMART Program | Connected Solutions | 2022-08-02 | 2022-06-29 | Residential |  | Lithium Ion |  | Other | 19.4 | 10 | 19.4 | 10 | BM | Customer Bill Savings (e.g., Demand Charge Management, TOU Arbitrage) | Reliability and Resiliency |  |  | 0 | Yes | DC-Coupled | PhotoVoltaic | 15.42 | 10
ESMASI-11113 |  |  | MA - SMART Program |  | 2022-08-03 | 2022-03-11 | Residential |  | Lithium Ion |  | Other | 18 | 18 | 6.7 | 6.7 | BM |  |  |  |  | 0 | Yes | DC-Coupled | PhotoVoltaic | 8 | 7.6
ESMASI-13964 |  |  | MA - Energy Efficiency/ DR Program |  | 2022-08-03 | 2022-06-03 | Residential |  | Lithium Ion |  | Other | 9.7 | 5 | 9.7 | 5 | BM | Customer Bill Savings (e.g., Demand Charge Management, TOU Arbitrage) | Reliability and Resiliency |  |  | 0 | Yes | DC-Coupled | PhotoVoltaic | 6.4 | 6
ESMASI-08825 |  |  | MA - SMART Program | Utility Connected Solutions DR Program | 2022-08-03 | 2021-12-06 | Residential |  | Lithium Ion |  | Tesla | 13.5 | 0 | 13.5 | 5 | BM | Customer Bill Savings (e.g., Demand Charge Management, TOU Arbitrage) | Peak Shaving/ Load Leveling |  |  | 0 | Yes | AC-Coupled | PhotoVoltaic | 6.408 | 12.6
ESMASI-11436 |  |  | MA - SMART Program | Utility Connected Solutions DR Program | 2022-08-03 | 2022-03-23 | Residential |  | Lithium Ion |  | Tesla | 13.5 | 0 | 13.5 | 5 | BM | Customer Bill Savings (e.g., Demand Charge Management, TOU Arbitrage) | Peak Shaving/ Load Leveling |  |  | 0 | Yes | AC-Coupled | PhotoVoltaic | 9.6 | 7.6
ESMASI-12248 |  |  | MA - SMART Program | Utility Connected Solutions DR Program | 2022-08-03 | 2022-04-16 | Residential |  | Lithium Ion |  | Tesla | 13.5 | 0 | 13.5 | 5 | BM | Customer Bill Savings (e.g., Demand Charge Management, TOU Arbitrage) | Peak Shaving/ Load Leveling |  |  | 0 | Yes | AC-Coupled | PhotoVoltaic | 9.6 | 7.6
ESMASI-10751 |  |  | MA - SMART Program |  | 2022-08-04 | 2022-02-24 | Residential |  | Lithium Ion |  | Enphase | 10.08 | 10.5 | 3.84 | 3.84 | BM |  |  |  |  | 0 | Yes | AC-Coupled | PhotoVoltaic | 10.4 | 11.51
ESMASI-12245 |  |  | MA - SMART Program | Utility Connected Solutions DR Program | 2022-08-04 | 2022-04-16 | Residential |  | Lithium Ion |  | Tesla | 13.5 | 5 | 13.5 | 5 | BM | Customer Bill Savings (e.g., Demand Charge Management, TOU Arbitrage) | Peak Shaving/ Load Leveling |  |  | 0 | Yes | AC-Coupled | PhotoVoltaic | 9.6 | 12.6
ESMASI-12810 |  |  | MA - SMART Program |  | 2022-08-05 | 2022-05-03 | Residential |  | Lithium Ion |  | Tesla | 14 | 5 | 5 | 5 | BM | Reliability and Resiliency | Reliability and Resiliency |  |  | 0 | Yes | AC-Coupled | PhotoVoltaic | 10.4 | 15
ESMASI-05184 |  |  | MA - SMART Program | Net Metering | 2022-08-05 | 2021-07-07 | Residential |  | Lithium Ion |  | LG Chem | 9.8 | 5 | 9.8 | 5 | BM |  |  |  | Backup | 0 | Yes | DC-Coupled | PhotoVoltaic | 3.4 | 3.8
ESMASI-12496 |  |  | MA - SMART Program |  | 2022-08-05 | 2022-04-24 | Residential |  | Lithium Ion |  | Tesla | 13.5 | 0 | 10 | 5 | BM | Customer Bill Savings (e.g., Demand Charge Management, TOU Arbitrage) | Peak Shaving/ Load Leveling |  |  | 0 | Yes | AC-Coupled | PhotoVoltaic | 9.6 | 12.6
ESMASI-15156 |  |  | MA - SMART Program | Utility Connected Solutions DR Program | 2022-08-05 | 2022-07-07 | Residential |  | Lithium Ion |  | Tesla | 13.5 | 5 | 13.5 | 5 | BM | Customer Bill Savings (e.g., Demand Charge Management, TOU Arbitrage) | Peak Shaving/ Load Leveling |  |  | 0 | Yes | AC-Coupled | PhotoVoltaic | 12.8 | 7.6
ESMASI-11885 |  |  | MA - SMART Program | Net Metering | 2022-08-08 | 2022-04-05 | Residential |  | Lithium Ion |  | LG Chem | 9.8 | 5 | 9.8 | 5 | BM |  |  |  | Backup | 0 | Yes | DC-Coupled | PhotoVoltaic | 5.325 | 3.8
ESMASI-06588 |  |  | MA - SMART Program |  | 2022-08-08 | 2021-09-06 | Residential |  | Lithium Ion |  | Tesla | 0 | 0 | 13.5 | 5 | BM | Customer Bill Savings (e.g., Demand Charge Management, TOU Arbitrage) | Peak Shaving/ Load Leveling |  |  | 0 | Yes | AC-Coupled | PhotoVoltaic | 9.238 | 12.6
ESMASI-11393 |  |  | MA - SMART Program | Utility Connected Solutions DR Program | 2022-08-08 | 2022-03-22 | Residential |  | Lithium Ion |  | Tesla | 13.5 | 0 | 13.5 | 5 | BM | Customer Bill Savings (e.g., Demand Charge Management, TOU Arbitrage) | Peak Shaving/ Load Leveling |  |  | 0 | Yes | AC-Coupled | PhotoVoltaic | 8.4 | 7.6
ESMASI-11438 |  |  | MA - SMART Program | Utility Connected Solutions DR Program | 2022-08-08 | 2022-03-23 | Residential |  | Lithium Ion |  | Tesla | 13.5 | 0 | 13.5 | 5 | BM | Customer Bill Savings (e.g., Demand Charge Management, TOU Arbitrage) | Peak Shaving/ Load Leveling |  |  | 0 | Yes | AC-Coupled | PhotoVoltaic | 9.6 | 7.6
ESMAEX-00416 |  | MA - SMART Program |  |  | 2022-08-08 | 2021-09-16 | Commercial |  | Lithium Ion |  | Enphase | 16.8 | 7.04 | 16.8 | 9.54 | BM | Reliability and Resiliency | Renewable Shift |  |  | 0 | Yes | AC-Coupled | PhotoVoltaic | 14.76 | 19.79
ESMASI-15233 |  |  | MA - SMART Program | Net Metering | 2022-08-09 | 2022-07-08 | Residential |  | Lithium Ion |  | LG Chem | 8.19 | 5 | 8.19 | 5 | BM |  |  |  |  | 0 | Yes | DC-Coupled | PhotoVoltaic | 8.19 | 7.6
ESMASI-11587 |  |  | MA - SMART Program |  | 2022-08-09 | 2022-03-28 | Residential |  | Lithium Ion |  | Tesla | 27 | 27 | 10 | 10 | BM | Reliability and Resiliency | Reliability and Resiliency |  |  | 0 | Yes | AC-Coupled | PhotoVoltaic | 6.66 | 14.5
ESMAEX-00217 |  | MA - DOER/ MassCEC Funded Projects | MA - SMART Program | Connected Solutions | 2022-08-09 | 2021-06-28 | Commercial |  | Lithium Ion |  | Tesla | 27 | 10 | 27 | 10 | BM | Customer Bill Savings (e.g., Demand Charge Management, TOU Arbitrage) | Renewable Shift | Reliability and Resiliency | Peak Shaving/ Load Leveling | 0 | Yes | AC-Coupled | PhotoVoltaic | 0 | 10
ESMAEX-00388 |  | MA - SMART Program |  |  | 2022-08-10 | 2021-09-07 | Commercial |  | Lithium Ion |  | Tesla | 13.5 | 5 | 13.5 | 5 | BM | Customer Bill Savings (e.g., Demand Charge Management, TOU Arbitrage) | Renewable Shift | Reliability and Resiliency | Peak Shaving/ Load Leveling | 0 | Yes | AC-Coupled | PhotoVoltaic | 12.24 | 9.6
ESMASI-09392 |  |  | MA - SMART Program |  | 2022-08-12 | 2021-12-30 | Residential |  | Lithium Ion |  | LG Chem | 9.3 | 5 | 9.3 | 5 | BM | Customer Bill Savings (e.g., Demand Charge Management, TOU Arbitrage) |  |  |  | 0 | Yes | DC-Coupled | PhotoVoltaic | 11.56 | 9.8
ESMAEX-01119 |  |  |  |  | 2022-08-12 | 2022-04-27 | Commercial |  | Lithium Ion |  | Tesla | 13.5 | 5 | 13.5 | 10 | BM |  |  |  |  | 0 | Yes | AC-Coupled | PhotoVoltaic | 9.8 | 7.6
ESMAEX-00875 |  | MA - SMART Program |  |  | 2022-08-12 | 2022-03-03 | Commercial |  | Lithium Ion |  | Tesla | 27 | 27 | 27 | 10 | BM | Reliability and Resiliency |  |  |  | 0 | Yes | AC-Coupled | PhotoVoltaic | 11.1 | 8.7
ESMASI-12961 |  |  | MA - SMART Program |  | 2022-08-13 | 2022-05-06 | Residential |  | Lithium Ion |  | Other | 18 | 18 | 6.7 | 6.7 | BM | Customer Bill Savings (e.g., Demand Charge Management, TOU Arbitrage) |  |  |  | 0 | Yes | DC-Coupled | PhotoVoltaic | 14.4 | 7.6
ESMASI-12491 |  |  | MA - SMART Program | Net Metering | 2022-08-13 | 2022-04-22 | Residential |  | Lithium Ion |  | LG Chem | 9.8 | 5 | 9.8 | 5 | BM |  |  |  | Backup Storage | 0 | Yes | DC-Coupled | PhotoVoltaic | 5.44 | 3.8
ESMAEX-00297 |  | MA - DOER/ MassCEC Funded Projects | MA - SMART Program |  | 2022-08-15 | 2021-08-10 | Commercial |  | Lithium Ion |  | Tesla | 14 | 5.8 | 14 | 5 | BM | Reliability and Resiliency | Renewable Shift |  |  | 0 | Yes | AC-Coupled | PhotoVoltaic | 0 | 10
ESMASI-10004 |  |  |  |  | 2022-08-17 | 2022-01-27 | Residential |  | Lithium Ion |  | Tesla | 13.5 | 13.5 | 5 | 5 | BM |  |  |  |  | 0 | Yes | AC-Coupled | PhotoVoltaic | 9.62 | 12.5
ESMASI-14067 |  |  | MA - SMART Program |  | 2022-08-17 | 2022-06-07 | Residential |  | Lithium Ion |  | Enphase | 0 | 0 | 7.68 | 7.68 | BM | Microgrid | Microgrid | Microgrid |  | 0 | Yes | AC-Coupled | PhotoVoltaic | 0 | 7.68
ESMASI-12527 |  |  |  |  | 2022-08-17 | 2022-04-25 | Residential |  | Lithium Ion |  | Tesla | 0 | 0 | 13.5 | 5 | BM |  |  |  |  | 0 | Yes | AC-Coupled | PhotoVoltaic | 6.4 | 10.586
ESMASI-14209 |  |  | MA - SMART Program | Utility Connected Solutions DR Program | 2022-08-17 | 2022-06-09 | Residential |  | Lithium Ion |  | Tesla | 13.5 | 5 | 13.5 | 5 | BM | Customer Bill Savings (e.g., Demand Charge Management, TOU Arbitrage) | Peak Shaving/ Load Leveling |  |  | 0 | Yes | AC-Coupled | PhotoVoltaic | 7.2 | 7.6
ESMASI-09232 |  |  | MA - SMART Program | Connected Solutions | 2022-08-18 | 2021-12-22 | Residential |  | Lithium Ion |  | Tesla | 0 | 0 | 13.5 | 5 | BM | Customer Bill Savings (e.g., Demand Charge Management, TOU Arbitrage) | Peak Shaving/ Load Leveling |  |  | 0 | Yes | AC-Coupled | PhotoVoltaic | 8.16 | 12.6
ESMASI-11206 |  |  | MA - SMART Program | Utility Connected Solutions DR Program | 2022-08-19 | 2022-03-15 | Residential |  | Lithium Ion |  | Tesla | 13.5 | 0 | 13.5 | 5 | BM | Customer Bill Savings (e.g., Demand Charge Management, TOU Arbitrage) | Peak Shaving/ Load Leveling |  |  | 0 | Yes | AC-Coupled | PhotoVoltaic | 8.28 | 7.6
ESMASI-11779 |  |  | MA - SMART Program | Utility Connected Solutions DR Program | 2022-08-19 | 2022-04-03 | Residential |  | Lithium Ion |  | Tesla | 13.5 | 5 | 13.5 | 5 | BM | Customer Bill Savings (e.g., Demand Charge Management, TOU Arbitrage) | Peak Shaving/ Load Leveling |  |  | 0 | Yes | AC-Coupled | PhotoVoltaic | 8.8 | 7.6
ESMAEX-00808 |  | MA - SMART Program |  |  | 2022-08-19 | 2022-02-04 | Commercial |  | Lithium Ion |  | Tesla | 13.5 | 5 | 13.5 | 5 | BM | Customer Bill Savings (e.g., Demand Charge Management, TOU Arbitrage) |  |  |  | 0 | Yes | AC-Coupled | PhotoVoltaic | 20.3 | 11
ESMAEX-00440 |  | MA - SMART Program |  |  | 2022-08-19 | 2021-09-22 | Commercial |  | Other | Lithium Iron Phosphate | Enphase | 21 | 11.4 | 21 | 11.4 | BM | Customer Bill Savings (e.g., Demand Charge Management, TOU Arbitrage) |  |  |  | 0 | Yes | AC-Coupled | PhotoVoltaic | 31.82 | 25.37
ESMASI-07010 |  |  | MA - SMART Program |  | 2022-08-22 | 2021-09-22 | Residential |  | Lithium Ion |  | Other | 9 | 18 | 9 | 18 | BM | Self Generation | Self Generation |  |  | 0 | Yes | DC-Coupled | PhotoVoltaic | 8.5 | 7.6
ESMAEX-01165 |  | MA - SMART Program |  | Net Metering | 2022-08-22 | 2022-05-10 | Commercial |  | Lithium Ion |  | LG Chem | 9.8 | 5 | 9.8 | 5 | BM |  |  |  | Backup Storage | 0 | Yes | DC-Coupled | PhotoVoltaic | 12.58 | 10
ESMAEX-00149 |  | MA - SMART Program |  | net metering | 2022-08-22 | 2021-05-25 | Commercial |  | Lithium Ion |  | Tesla | 13.2 | 5 | 13.2 | 5 | BM |  |  |  | backup power | 0 | Yes | AC-Coupled | PhotoVoltaic | 12.425 | 20
ESMASI-13116 |  |  | MA - SMART Program | Utility DR Program | 2022-08-22 | 2022-05-11 | Residential |  | Lithium Ion |  | Tesla | 0 | 0 | 13.5 | 5 | BM | Customer Bill Savings (e.g., Demand Charge Management, TOU Arbitrage) | Peak Shaving/ Load Leveling |  |  | 0 | Yes | AC-Coupled | PhotoVoltaic | 4.8 | 12.6
ESMAEX-00682 |  | MA - SMART Program |  |  | 2022-08-22 | 2021-12-21 | Commercial |  | Lithium Ion |  | sonnenBacterie | 20 | 8 | 20 | 8 | BM |  |  |  |  | 0 | Yes | AC-Coupled | PhotoVoltaic | 14.4 | 11.21
ESMAEX-00827 |  | MA - SMART Program |  |  | 2022-08-22 | 2022-02-10 | Commercial |  | Lithium Ion |  | Tesla | 27 | 27 | 27 | 10 | BM | Reliability and Resiliency |  |  | Connected Solutions | 0 | Yes | AC-Coupled | PhotoVoltaic | 12.4 | 18.99
ESMASI-13017 |  |  | MA - SMART Program |  | 2022-08-23 | 2022-05-09 | Residential |  | Lithium Ion |  | Other | 19.44 | 19.44 | 10 | 10 | BM | Customer Bill Savings (e.g., Demand Charge Management, TOU Arbitrage) | Self Generation |  |  | 0 | Yes | DC-Coupled | PhotoVoltaic | 15.12 | 10
ESMASI-12586 |  |  | MA - SMART Program | Utility Connected Solutions DR Program | 2022-08-23 | 2022-04-26 | Residential |  | Lithium Ion |  | Tesla | 13.5 | 5 | 13.5 | 5 | BM | Customer Bill Savings (e.g., Demand Charge Management, TOU Arbitrage) | Peak Shaving/ Load Leveling |  |  | 0 | Yes | AC-Coupled | PhotoVoltaic | 7.2 | 7.6
ESMASI-03745 |  |  | MA - SMART Program |  | 2022-08-24 | 2021-05-13 | Residential |  | Lithium Ion |  | Tesla | 14 | 5.8 | 13.5 | 5 | BM | Reliability and Resiliency | Reliability and Resiliency |  |  | 0 | Yes | AC-Coupled | PhotoVoltaic | 7.35 | 5
ESMASI-11894 |  |  | MA - SMART Program | Utility Connected Solutions DR Program | 2022-08-24 | 2022-04-06 | Residential |  | Lithium Ion |  | Tesla | 13.5 | 0 | 13.5 | 0 | BM | Customer Bill Savings (e.g., Demand Charge Management, TOU Arbitrage) | Peak Shaving/ Load Leveling |  |  | 0 | Yes | AC-Coupled | PhotoVoltaic | 9.6 | 7.6
ESMASI-05632 |  |  | MA - SMART Program | Net Metering | 2022-08-25 | 2021-07-26 | Residential |  | Lithium Ion |  | LG Chem | 9.8 | 5 | 9.8 | 5 | BM |  |  |  | Backup storage | 0 | Yes | DC-Coupled | PhotoVoltaic | 5.78 | 6
ESMASI-11953 |  |  | MA - SMART Program | ConnectedSolutions | 2022-08-25 | 2022-04-07 | Residential |  | Lithium Ion |  | Tesla | 13.5 | 5 | 13.5 | 5 | BM | Customer Bill Savings (e.g., Demand Charge Management, TOU Arbitrage) | Peak Shaving/ Load Leveling |  |  | 0 | Yes | AC-Coupled | PhotoVoltaic | 4.8 | 7.6
ESMASI-11279 |  |  |  |  | 2022-08-25 | 2022-03-17 | Residential |  | Lithium Ion |  | Other | 18 | 18 | 17.37 | 17.37 | BM |  |  |  |  | 0 | Yes | DC-Coupled | PhotoVoltaic | 13.2 | 9.665
ESMAEX-01123 |  | MA - DOER/ MassCEC Funded Projects | MA - SMART Program |  | 2022-08-26 | 2022-04-28 | Commercial |  | Lithium Ion |  | Enphase | 13.44 | 5.63 | 13.44 | 5.12 | BM | Reliability and Resiliency |  |  |  | 0 | Yes | AC-Coupled | Fuel Cell | 0 | 15.29
ESMASI-11534 |  |  | MA - SMART Program |  | 2022-08-26 | 2022-03-25 | Residential |  | Lithium Ion |  | Tesla | 0 | 0 | 13.5 | 5 | BM | Customer Bill Savings (e.g., Demand Charge Management, TOU Arbitrage) | Peak Shaving/ Load Leveling |  | Connected Solutions | 0 | Yes | AC-Coupled | PhotoVoltaic | 0 | 5
ESMAEX-00764 |  | MA - SMART Program |  |  | 2022-08-26 | 2022-01-28 | Commercial |  | Lithium Ion |  | Tesla | 13.5 | 13.5 | 13.5 | 5 | BM | Reliability and Resiliency |  |  | Connected Solutions | 0 | Yes | AC-Coupled | PhotoVoltaic | 5.6 | 9.6
ESMASI-10297 |  |  | MA - SMART Program |  | 2022-08-26 | 2022-02-04 | Residential |  | Lithium Ion |  | Other | 36 | 36 | 36 | 36 | BM | Self Generation | Self Generation |  |  | 0 | Yes | DC-Coupled | PhotoVoltaic | 15.2 | 7.6
ESMASI-13142 |  |  | MA - SMART Program |  | 2022-08-28 | 2022-05-11 | Residential |  | Lithium Ion |  | Other | 19.4 | 19.4 | 10 | 10 | BM | Customer Bill Savings (e.g., Demand Charge Management, TOU Arbitrage) |  |  |  | 0 | Yes | DC-Coupled | PhotoVoltaic | 16.92 | 10
ESMASI-11615 |  |  | MA - SMART Program |  | 2022-08-29 | 2022-03-29 | Residential |  | Lithium Ion |  | Tesla | 13.5 | 13.5 | 5 | 5 | BM | Reliability and Resiliency | Reliability and Resiliency |  |  | 0 | Yes | AC-Coupled | PhotoVoltaic | 5.6 | 10.12
ESMASI-04285 |  |  | MA - SMART Program | Net Metering | 2022-08-29 | 2021-06-02 | Residential |  | Lithium Ion |  | LG Chem | 9.8 | 5 | 9.8 | 5 | BM |  |  |  | Backup | 0 | Yes | DC-Coupled | PhotoVoltaic | 10.2 | 9.8
ESMASI-15072 |  |  | MA - SMART Program | Net Metering | 2022-08-29 | 2022-07-05 | Residential |  | Lithium Ion |  | LG Chem | 9.8 | 5 | 9.8 | 5 | BM |  |  |  | Backup | 0 | Yes | DC-Coupled | PhotoVoltaic | 12.58 | 9.8
ESMASI-13243 |  |  | MA - SMART Program |  | 2022-08-29 | 2022-05-13 | Residential |  | Lithium Ion |  | Other | 19.4 | 19.4 | 10 | 10 | BM | Customer Bill Savings (e.g., Demand Charge Management, TOU Arbitrage) | Self Generation |  |  | 0 | Yes | DC-Coupled | PhotoVoltaic | 13.68 | 10
ESMASI-14011 |  |  |  | connected solutions program | 2022-08-29 | 2022-06-06 | Residential |  | Other | Lithium iron phosphate (LFP) | Enphase | 10.5 | 3.84 | 10.08 | 3.84 | BM | Microgrid | Microgrid | Microgrid | connected solutions program | 0 | Yes | AC-Coupled | PhotoVoltaic | 13.37 | 13.74
ESMASI-11852 |  |  | MA - SMART Program | ConnectedSolutions | 2022-08-31 | 2022-04-05 | Residential |  | Lithium Ion |  | Tesla | 13.5 | 5 | 13.5 | 5 | BM | Customer Bill Savings (e.g., Demand Charge Management, TOU Arbitrage) | Peak Shaving/ Load Leveling |  |  | 0 | Yes | AC-Coupled | PhotoVoltaic | 12.8 | 12.6
ESMAEX-00868 |  |  |  |  | 2022-09-01 | 2022-03-01 | Commercial |  | Lithium Ion |  | Tesla | 5 | 14 | 5 | 5 | BM |  |  |  |  | 0 | Yes | AC-Coupled | Other | 0 | 5
ESMASI-13406 |  |  | MA - SMART Program |  | 2022-09-01 | 2022-05-18 | Residential |  | Lithium Ion |  | Other | 18 | 18 | 6.7 | 6.7 | BM | Customer Bill Savings (e.g., Demand Charge Management, TOU Arbitrage) |  |  |  | 0 | Yes | DC-Coupled | PhotoVoltaic | 14.4 | 7.6
ESMASI-15604 |  |  | MA - SMART Program | Net Metering | 2022-09-02 | 2022-07-19 | Residential |  | Lithium Ion |  | Tesla | 0 | 0 | 13.5 | 5 | BM |  |  |  | Backup | 0 | Yes | AC-Coupled | PhotoVoltaic | 6.46 | 11
ESMASI-14168 |  |  |  |  | 2022-09-06 | 2022-06-09 | Residential |  | Lithium Ion |  | Other | 7.5 | 7.5 | 7.5 | 7.5 | BM |  |  |  |  | 0 | Yes | DC-Coupled | PhotoVoltaic | 5.87 | 8
ESMASI-13933 |  |  | MA - SMART Program |  | 2022-09-06 | 2022-06-02 | Residential |  | Lithium Ion |  | LG Chem | 9.8 | 5 | 9.8 | 5 | BM |  |  |  | Net Metering | 0 | Yes | DC-Coupled | PhotoVoltaic | 11.22 | 7.6
ESMASI-15586 |  |  | MA - SMART Program | Net Metering | 2022-09-06 | 2022-07-19 | Residential |  | Lithium Ion |  | LG Chem | 9.8 | 5 | 9.8 | 5 | BM |  |  |  | Backup | 0 | Yes | DC-Coupled | PhotoVoltaic | 7.3 | 6
ESMASI-11797 |  |  |  |  | 2022-09-07 | 2022-04-04 | Residential |  | Lithium Ion |  | Tesla | 13.5 | 13.5 | 5 | 5 | BM |  |  |  |  | 0 | Yes | AC-Coupled | PhotoVoltaic | 5.88 | 5
ESMASI-13164 |  |  | MA - SMART Program | Connect Solutions | 2022-09-07 | 2022-05-11 | Residential |  | Lithium Ion |  | Tesla | 13.5 | 0 | 10 | 5 | BM | Customer Bill Savings (e.g., Demand Charge Management, TOU Arbitrage) | Peak Shaving/ Load Leveling |  |  | 0 | Yes | AC-Coupled | PhotoVoltaic | 5.616 | 12.6
ESMASI-13767 |  |  | MA - SMART Program | Connected Solutions | 2022-09-07 | 2022-05-27 | Residential |  | Lithium Ion |  | Tesla | 13.5 | 0 | 13.5 | 5 | BM | Customer Bill Savings (e.g., Demand Charge Management, TOU Arbitrage) | Peak Shaving/ Load Leveling |  |  | 0 | Yes | AC-Coupled | PhotoVoltaic | 7.92 | 7.6
ESMASI-11959 |  |  | MA - SMART Program |  | 2022-09-07 | 2022-04-07 | Residential |  | Lithium Ion |  | Other | 18 | 9 | 18 | 6.7 | BM | Customer Bill Savings (e.g., Demand Charge Management, TOU Arbitrage) |  |  |  | 0 | Yes | DC-Coupled | PhotoVoltaic | 10.4 | 7.6
ESMASI-12177 |  |  |  |  | 2022-09-08 | 2022-04-14 | Residential |  | Lithium Ion |  | Enphase | 10.08 | 10.5 | 10.08 | 3.84 | BM |  |  |  |  | 0 | Yes | AC-Coupled | PhotoVoltaic | 7.2 | 10.428
ESMASI-13905 |  |  |  |  | 2022-09-08 | 2022-06-02 | Residential |  | Lithium Ion |  | Enphase | 0 | 0 | 10.5 | 3.84 | BM |  |  |  |  | 0 | Yes | AC-Coupled | PhotoVoltaic | 11.2 | 12.24
ESMASI-10871 |  |  | MA - SMART Program | Utility Connected Solutions DR Program | 2022-09-08 | 2022-03-02 | Residential |  | Lithium Ion |  | Tesla | 13.5 | 0 | 13.5 | 5 | BM | Customer Bill Savings (e.g., Demand Charge Management, TOU Arbitrage) | Peak Shaving/ Load Leveling |  |  | 0 | Yes | AC-Coupled | PhotoVoltaic | 12.8 | 12.6
ESMAEX-00806 |  | MA - SMART Program |  | Connected Solutions Demand Response | 2022-09-08 | 2022-02-03 | Commercial |  | Lithium Ion |  | Tesla | 27 | 10 | 27 | 10 | BM | Customer Bill Savings (e.g., Demand Charge Management, TOU Arbitrage) | Renewable Shift | Reliability and Resiliency | Peak Shaving/ Load Leveling | 0 | Yes | AC-Coupled | PhotoVoltaic | 10.2 | 7.6
ESMASI-08874 |  |  | MA - SMART Program |  | 2022-09-09 | 2021-12-08 | Residential |  | Lithium Ion |  | Other | 9.7 | 9.7 | 9.7 | 9.7 | BM | Customer Bill Savings (e.g., Demand Charge Management, TOU Arbitrage) |  |  |  | 0 | Yes | DC-Coupled | PhotoVoltaic | 8.36 | 7.6
ESMASI-08554 |  |  | MA - SMART Program |  | 2022-09-09 | 2021-11-23 | Residential |  | Lithium Ion |  | Enphase | 21.88 | 3.84 | 10.5 | 3.84 | BM |  |  |  |  | 0 | Yes | AC-Coupled | PhotoVoltaic | 9.52 | 12.64
ESMAEX-01115 |  |  |  |  | 2022-09-09 | 2022-04-26 | Commercial |  | Lithium Ion |  | Enphase | 16.8 | 6.4 | 16.8 | 6.4 | BM | Reliability and Resiliency |  |  |  | 0 | Yes | AC-Coupled | PhotoVoltaic | 9.61 | 6.4
ESMAEX-00600 |  |  |  | MDAR Grant Project | 2022-09-09 | 2021-11-17 | Commercial |  | Other | Lithium Ion Phosphate | Enphase | 20.16 | 21 | 20.16 | 21 | BM |  |  |  | backup power failure | 0 | Yes | AC-Coupled | PhotoVoltaic | 49.8 | 48.03
ESMAEX-01151 |  |  |  |  | 2022-09-09 | 2022-05-05 | Commercial |  | Lithium Ion |  | Tesla | 27 | 10 | 27 | 10 | BM |  |  |  |  | 0 | Yes | AC-Coupled | Other | 0 | 10
ESMASI-16850 |  |  | MA - SMART Program | Net Metering | 2022-09-12 | 2022-08-19 | Residential |  | Lithium Ion |  | LG Chem | 9.8 | 7 | 9.8 | 7 | BM |  |  |  | Backup | 0 | Yes | DC-Coupled | PhotoVoltaic | 8.5 | 7.6
ESMASI-16326 |  |  | MA - SMART Program | Utility Connected Solutions DR Program | 2022-09-12 | 2022-08-06 | Residential |  | Lithium Ion |  | Tesla | 13.5 | 5 | 13.5 | 5 | BM | Customer Bill Savings (e.g., Demand Charge Management, TOU Arbitrage) | Peak Shaving/ Load Leveling |  |  | 0 | Yes | AC-Coupled | PhotoVoltaic | 8.8 | 12.6
ESMASI-16341 |  |  | MA - SMART Program |  | 2022-09-12 | 2022-08-08 | Residential |  | Lithium Ion |  | LG Chem | 16 | 7 | 16 | 7 | BM |  |  |  |  | 0 | Yes | DC-Coupled | PhotoVoltaic | 9.6 | 0
ESMASI-11115 |  |  | MA - SMART Program |  | 2022-09-13 | 2022-03-11 | Residential |  | Lithium Ion |  | Tesla | 0 | 0 | 5 | 5 | BM | Customer Bill Savings (e.g., Demand Charge Management, TOU Arbitrage) | Peak Shaving/ Load Leveling |  |  | 0 | Yes | AC-Coupled | PhotoVoltaic | 0 | 5
ESMASI-13012 |  |  |  | Class 1 REC | 2022-09-13 | 2022-05-09 | Residential |  | Lithium Ion |  | Other | 18 | 18 | 6.7 | 6.7 | BM | Customer Bill Savings (e.g., Demand Charge Management, TOU Arbitrage) |  |  |  | 0 | Yes | DC-Coupled | PhotoVoltaic | 12 | 7.6
ESMAEX-01110 |  | MA - SMART Program |  |  | 2022-09-14 | 2022-04-25 | Commercial |  | Lithium Ion |  | Tesla | 5 | 5 | 5 | 5 | BM |  | Self Generation |  |  | 0 | Yes | AC-Coupled | PhotoVoltaic | 4.8 | 3.54
ESMASI-11597 |  |  | MA - SMART Program | Connected Solutions | 2022-09-14 | 2022-03-28 | Residential |  | Lithium Ion |  | sonnenBacterie | 11 | 4.8 | 10 | 4.8 | BM | Reliability and Resiliency | Reliability and Resiliency |  | Grid backup | 0 | Yes | AC-Coupled | PhotoVoltaic | 5.6 | 9.8
ESMASI-10157 |  |  |  |  | 2022-09-14 | 2022-02-01 | Residential |  | Lithium Ion |  | Enphase | 10.08 | 3.84 | 10.08 | 3.84 | BM |  |  |  |  | 0 | Yes | AC-Coupled | PhotoVoltaic | 5.92 | 8.56
ESMASI-11245 |  |  |  |  | 2022-09-14 | 2022-03-16 | Residential |  | Lithium Ion |  | Other | 18 | 18 | 17.37 | 17.37 | BM |  |  |  |  | 0 | Yes | DC-Coupled | PhotoVoltaic | 6 | 7.6
ESMASI-08698 |  |  | MA - SMART Program |  | 2022-09-15 | 2021-11-30 | Residential |  | Lithium Ion |  | Other | 0 | 0 | 13 | 6.8 | BM |  |  |  |  | 0 | Yes | AC-Coupled | PhotoVoltaic | 8.8 | 14.852
ESMAEX-00274 |  | MA - SMART Program |  | MassACA | 2022-09-15 | 2021-07-29 | Commercial |  | Lithium Ion |  | Enphase | 30.24 | 11.52 | 30.24 | 11.52 | BM | Customer Bill Savings (e.g., Demand Charge Management, TOU Arbitrage) |  |  |  | 0 | Yes | AC-Coupled | PhotoVoltaic | 18.2 | 24
ESMAEX-00495 |  |  |  |  | 2022-09-19 | 2021-10-13 | Commercial |  | Lithium Ion |  | Enphase | 10.08 | 10.5 | 10.08 | 10.5 | BM | Customer Bill Savings (e.g., Demand Charge Management, TOU Arbitrage) | Self Generation |  |  | 0 | Yes | AC-Coupled | PhotoVoltaic | 7.03 | 5.51
ESMASI-13140 |  |  | MA - SMART Program | Utility Connected Solutions DR Program | 2022-09-20 | 2022-05-11 | Residential |  | Lithium Ion |  | Tesla | 13.5 | 0 | 10 | 5 | BM | Customer Bill Savings (e.g., Demand Charge Management, TOU Arbitrage) | Peak Shaving/ Load Leveling |  |  | 0 | Yes | AC-Coupled | PhotoVoltaic | 10 | 12.6
ESMASI-16398 |  |  | MA - SMART Program | Utility Connected Solutions DR Program | 2022-09-20 | 2022-08-09 | Residential |  | Lithium Ion |  | Tesla | 13.5 | 5 | 13.5 | 5 | BM | Customer Bill Savings (e.g., Demand Charge Management, TOU Arbitrage) | Peak Shaving/ Load Leveling |  |  | 0 | Yes | AC-Coupled | PhotoVoltaic | 8.8 | 7.6
ESMASI-08498 |  |  | MA - SMART Program |  | 2022-09-20 | 2021-11-22 | Residential |  | Lithium Ion |  | Other | 18 | 18 | 18 | 18 | BM | Self Generation | Self Generation |  |  | 0 | Yes | DC-Coupled | PhotoVoltaic | 5.4 | 7.6
ESMASI-12119 |  |  | MA - SMART Program |  | 2022-09-21 | 2022-04-13 | Residential |  | Lithium Ion |  | Tesla | 0 | 0 | 5 | 5 | BM | Self Generation | Self Generation |  |  | 0 | Yes | AC-Coupled | PhotoVoltaic | 10 | 12.375
ESMASI-13568 |  |  |  |  | 2022-09-22 | 2022-05-23 | Residential |  | Lithium Ion |  | Tesla | 0 | 0 | 5 | 5 | BM | Self Generation | Self Generation |  |  | 0 | Yes | AC-Coupled | PhotoVoltaic | 8 | 11
ESMASI-14136 |  |  | MA - Energy Efficiency/ DR Program |  | 2022-09-22 | 2022-06-08 | Residential |  | Lithium Ion |  | Tesla | 0 | 0 | 5 | 5 | BM | Self Generation | Self Generation |  |  | 0 | Yes | AC-Coupled | PhotoVoltaic | 10.27 | 12.8
ESMASI-14082 |  |  |  |  | 2022-09-22 | 2022-06-07 | Residential |  | Lithium Ion |  | Other | 0 | 0 | 10.08 | 3.84 | BM |  |  |  |  | 0 | Yes | AC-Coupled | PhotoVoltaic | 4.46 | 6.59
ESMASI-13446 |  |  | MA - SMART Program |  | 2022-09-22 | 2022-05-19 | Residential |  | Lithium Ion |  | Tesla | 13.5 | 7 | 13.5 | 5 | BM |  |  |  |  | 0 | Yes | AC-Coupled | PhotoVoltaic | 8.75 | 10
ESMAEX-00345 |  | MA - SMART Program |  | Connected Solutions Demand Response | 2022-09-22 | 2021-08-24 | Commercial |  | Lithium Ion |  | Tesla | 27 | 10 | 27 | 10 | BM | Customer Bill Savings (e.g., Demand Charge Management, TOU Arbitrage) | Reliability and Resiliency |  |  | 0 | Yes | AC-Coupled | PhotoVoltaic | 8.16 | 17.68
ESMAEX-01388 |  | MA - Energy Efficiency/ DR Program | MA - Energy Efficiency/ DR Program |  | 2022-09-26 | 2022-07-19 | Commercial |  | Lithium Ion |  | sonnenBacterie | 10 | 10 | 10 | 4.8 | BM | Reliability and Resiliency |  |  |  | 0 | Yes | AC-Coupled | Other | 0 | 10
ESMASI-12756 |  |  | MA - SMART Program | Utility Connected Solutions DR Program | 2022-09-26 | 2022-05-02 | Residential |  | Lithium Ion |  | Tesla | 13.5 | 5 | 13.5 | 5 | BM | Customer Bill Savings (e.g., Demand Charge Management, TOU Arbitrage) | Peak Shaving/ Load Leveling |  |  | 0 | Yes | AC-Coupled | PhotoVoltaic | 8 | 7.6
ESMAEX-00321 |  | MA - SMART Program |  |  | 2022-09-26 | 2021-08-17 | Commercial |  | Lithium Ion |  | Tesla | 27 | 10 | 27 | 10 | BM | Customer Bill Savings (e.g., Demand Charge Management, TOU Arbitrage) | Renewable Shift | Reliability and Resiliency | Peak Shaving/ Load Leveling | 0 | Yes | AC-Coupled | PhotoVoltaic | 8.16 | 17.6
ESMASI-14590 |  |  | MA - SMART Program |  | 2022-09-27 | 2022-06-21 | Residential |  | Lithium Ion |  | Tesla | 0 | 0 | 0 | 0 | BM |  |  |  |  | 0 | Yes | AC-Coupled | PhotoVoltaic | 3.2 | 7.6
ESMASI-15238 |  |  | MA - SMART Program | Net Metering | 2022-09-27 | 2022-07-08 | Residential |  | Lithium Ion |  | LG Chem | 9.8 | 5 | 9.8 | 5 | BM |  |  |  | Backup | 0 | Yes | DC-Coupled | PhotoVoltaic | 9.18 | 7.6
ESMASI-13499 |  |  | MA - SMART Program | Utility Connected Solutions DR Program | 2022-09-27 | 2022-05-20 | Residential |  | Lithium Ion |  | Tesla | 13.5 | 5 | 13.5 | 5 | BM | Customer Bill Savings (e.g., Demand Charge Management, TOU Arbitrage) | Peak Shaving/ Load Leveling |  |  | 0 | Yes | AC-Coupled | PhotoVoltaic | 9.6 | 7.6
ESMASI-13424 |  |  | MA - SMART Program | Utility Connected Solutions DR Program | 2022-09-27 | 2022-05-18 | Residential |  | Lithium Ion |  | Tesla | 13.5 | 5 | 13.5 | 5 | BM | Customer Bill Savings (e.g., Demand Charge Management, TOU Arbitrage) | Peak Shaving/ Load Leveling |  |  | 0 | Yes | AC-Coupled | PhotoVoltaic | 9.6 | 7.6
ESMASI-16959 |  |  |  | Simplified application, Net Metering Only | 2022-09-27 | 2022-08-23 | Residential |  | Lithium Ion |  | Other | 18 | 3 | 15.2 | 7.6 | BM |  |  |  |  | 0 | Yes | DC-Coupled | PhotoVoltaic | 11.6 | 8
ESMASI-13225 |  |  | MA - SMART Program |  | 2022-09-28 | 2022-05-13 | Residential |  | Lithium Ion |  | Tesla | 13.5 | 13.5 | 5 | 5 | BM | Reliability and Resiliency | Reliability and Resiliency |  | connected solutions | 0 | Yes | AC-Coupled | PhotoVoltaic | 8.88 | 12.08
ESMASI-12249 |  |  | MA - SMART Program | Utility Connected Solutions DR Program | 2022-09-28 | 2022-04-16 | Residential |  | Lithium Ion |  | Tesla | 13.5 | 5 | 13.5 | 5 | BM | Customer Bill Savings (e.g., Demand Charge Management, TOU Arbitrage) | Peak Shaving/ Load Leveling |  |  | 0 | Yes | AC-Coupled | PhotoVoltaic | 14.4 | 11.4
ESMASI-11096 |  |  | MA - SMART Program | Net Metering | 2022-09-29 | 2022-03-10 | Residential |  | Lithium Ion |  | LG Chem | 9.6 | 5 | 9.6 | 5 | BM |  |  |  | Backup | 0 | Yes | DC-Coupled | PhotoVoltaic | 5.2 | 3.8
ESMASI-13156 |  |  | MA - SMART Program | Utility Connected Solutions DR Program | 2022-09-29 | 2022-05-11 | Residential |  | Lithium Ion |  | Tesla | 13.5 | 0 | 10 | 5 | BM | Customer Bill Savings (e.g., Demand Charge Management, TOU Arbitrage) | Peak Shaving/ Load Leveling |  |  | 0 | Yes | AC-Coupled | PhotoVoltaic | 10 | 12.6
ESMASI-13286 |  |  | MA - SMART Program | Utility Connected Solutions DR Program | 2022-09-29 | 2022-05-16 | Residential |  | Lithium Ion |  | Tesla | 13.5 | 0 | 10 | 5 | BM | Customer Bill Savings (e.g., Demand Charge Management, TOU Arbitrage) | Peak Shaving/ Load Leveling |  |  | 0 | Yes | AC-Coupled | PhotoVoltaic | 11.2 | 12.6
ESMASI-13421 |  |  | MA - SMART Program |  | 2022-09-29 | 2022-05-18 | Residential |  | Lithium Ion |  | Other | 19.4 | 19.4 | 10 | 10 | BM | Customer Bill Savings (e.g., Demand Charge Management, TOU Arbitrage) | Self Generation |  |  | 0 | Yes | DC-Coupled | PhotoVoltaic | 11.88 | 10
ESMASI-15903 |  |  | MA - SMART Program | connected solution | 2022-09-29 | 2022-07-28 | Residential |  | Lithium Ion |  | Tesla | 13.5 | 5 | 13.5 | 5 | BM | Customer Bill Savings (e.g., Demand Charge Management, TOU Arbitrage) | Peak Shaving/ Load Leveling |  |  | 0 | Yes | AC-Coupled | PhotoVoltaic | 8 | 7.6
ESMASI-16033 |  |  | MA - SMART Program |  | 2022-09-29 | 2022-07-31 | Residential |  | Lithium Ion |  | Tesla | 13.5 | 5.8 | 13.5 | 5.8 | BM | Customer Bill Savings (e.g., Demand Charge Management, TOU Arbitrage) | Peak Shaving/ Load Leveling |  |  | 0 | Yes | AC-Coupled | PhotoVoltaic | 15.6 | 11.4
ESMASI-16439 |  |  | MA - SMART Program | Utility Connected Solutions DR Program | 2022-09-29 | 2022-08-10 | Residential |  | Lithium Ion |  | Tesla | 13.5 | 5 | 13.5 | 5 | BM | Customer Bill Savings (e.g., Demand Charge Management, TOU Arbitrage) | Peak Shaving/ Load Leveling |  |  | 0 | Yes | AC-Coupled | PhotoVoltaic | 8.8 | 7.6
ESMASI-17824 |  |  |  |  | 2022-09-29 | 2022-09-13 | Residential |  | Lithium Ion |  | Tesla | 13.5 | 5 | 13.5 | 5 | BM |  |  |  |  | 0 | Yes | AC-Coupled | PhotoVoltaic | 8.4 | 7.6
ESMASI-14602 |  |  | MA - SMART Program |  | 2022-09-30 | 2022-06-21 | Residential |  | Lithium Ion |  | Other | 18 | 18 | 6.7 | 6.7 | BM | Customer Bill Savings (e.g., Demand Charge Management, TOU Arbitrage) | Self Generation |  |  | 0 | Yes | DC-Coupled | PhotoVoltaic | 7.92 | 7.6
ESMASI-08488 |  |  | MA - SMART Program |  | 2022-09-30 | 2021-11-20 | Residential |  | Lithium Ion |  | Other | 9 | 9 | 9 | 9 | BM | Self Generation | Self Generation |  |  | 0 | Yes | DC-Coupled | PhotoVoltaic | 7.695 | 7.6
ESMASI-13773 |  |  | MA - Energy Efficiency/ DR Program |  | 2022-09-30 | 2022-05-27 | Residential |  | Lithium Ion |  | Other | 9.7 | 5 | 9.7 | 5 | BM | Customer Bill Savings (e.g., Demand Charge Management, TOU Arbitrage) | Reliability and Resiliency |  |  | 0 | Yes | DC-Coupled | PhotoVoltaic | 9.2 | 7.6
ESMASI-13882 |  |  | MA - Energy Efficiency/ DR Program |  | 2022-09-30 | 2022-06-01 | Residential |  | Lithium Ion |  | Other | 9.7 | 5 | 9.7 | 5 | BM | Customer Bill Savings (e.g., Demand Charge Management, TOU Arbitrage) | Reliability and Resiliency |  |  | 0 | Yes | DC-Coupled | PhotoVoltaic | 5.6 | 3.8
ESMASI-15245 |  |  | MA - SMART Program |  | 2022-09-30 | 2022-07-11 | Residential |  | Lithium Ion |  | Other | 10 | 5 | 9.7 | 5 | BM |  |  |  |  | 0 | Yes | DC-Coupled | PhotoVoltaic | 9.6 | 10
ESMASI-16949 |  |  | MA - SMART Program | Net Metering | 2022-09-30 | 2022-08-23 | Residential |  | Lithium Ion |  | LG Chem | 9.8 | 5 | 9.8 | 5 | BM |  |  |  | Backup | 0 | Yes | DC-Coupled | PhotoVoltaic | 6.615 | 6
ESMAEX-00692 |  |  |  |  | 2022-09-30 | 2021-12-23 | Commercial |  | Lithium Ion |  | Tesla | 10 | 10 | 10 | 10 | BM |  |  |  |  | 0 | Yes | AC-Coupled | PhotoVoltaic | 28.8 | 22.8
ESMASI-11791 |  |  | MA - SMART Program | Utility Connected Solutions DR Program | 2022-09-30 | 2022-04-04 | Residential |  | Lithium Ion |  | Tesla | 13.5 | 5 | 13.5 | 5 | BM | Customer Bill Savings (e.g., Demand Charge Management, TOU Arbitrage) | Peak Shaving/ Load Leveling |  |  | 0 | Yes | AC-Coupled | PhotoVoltaic | 10.4 | 7.6
ESMASI-11853 |  |  | MA - SMART Program | ConnectedSolutions | 2022-09-30 | 2022-04-05 | Residential |  | Lithium Ion |  | Tesla | 13.5 | 5 | 13.5 | 5 | BM | Customer Bill Savings (e.g., Demand Charge Management, TOU Arbitrage) | Peak Shaving/ Load Leveling |  |  | 0 | Yes | AC-Coupled | PhotoVoltaic | 12.4 | 7.6
ESMASI-12051 |  |  | MA - SMART Program | Utility DR Program | 2022-09-30 | 2022-04-11 | Residential |  | Lithium Ion |  | Tesla | 0 | 0 | 13.5 | 5 | BM |  |  |  |  | 0 | Yes | AC-Coupled | PhotoVoltaic | 12.8 | 15
ESMASI-15727 |  |  | MA - SMART Program | connected solution | 2022-09-30 | 2022-07-22 | Residential |  | Lithium Ion |  | Tesla | 13.5 | 5 | 13.5 | 5 | BM | Customer Bill Savings (e.g., Demand Charge Management, TOU Arbitrage) | Peak Shaving/ Load Leveling |  |  | 0 | Yes | AC-Coupled | PhotoVoltaic | 9.6 | 7.6
ESMASI-11563 |  | MA - DOER/ MassCEC Funded Projects | MA - SMART Program | Connected Solutions -Demand Response | 2022-09-30 | 2022-03-25 | Residential |  | Lithium Ion |  | LG Chem | 32 | 10 | 32 | 10 | BM | Customer Bill Savings (e.g., Demand Charge Management, TOU Arbitrage) |  |  | Power outage power supply | 0 | Yes | DC-Coupled | PhotoVoltaic | 6.75 | 10
ESMASI-14573 |  |  | MA - SMART Program |  | 2022-10-03 | 2022-06-20 | Residential |  | Lithium Ion |  | Other | 6.7 | 6.7 | 6.7 | 6.7 | BM | Self Generation | Self Generation |  |  | 0 | Yes | DC-Coupled | PhotoVoltaic | 15.6 | 7.6
ESMASI-09976 |  |  | MA - SMART Program |  | 2022-10-03 | 2022-01-26 | Residential |  | Lithium Ion |  | Other | 9 | 9 | 9 | 9 | BM | Self Generation | Self Generation |  |  | 0 | Yes | DC-Coupled | PhotoVoltaic | 6.4 | 7.6
ESMASI-10273 |  |  | MA - SMART Program |  | 2022-10-03 | 2022-02-04 | Residential |  | Lithium Ion |  | Enphase | 0 | 0 | 10 | 3.84 | BM |  |  |  |  | 0 | Yes | AC-Coupled | PhotoVoltaic | 13.87 | 13.7
ESMASI-11993 |  |  | MA - SMART Program | Connected Solutions DR Program | 2022-10-03 | 2022-04-08 | Residential |  | Lithium Ion |  | Tesla | 27 | 10 | 13.5 | 5 | BM | Customer Bill Savings (e.g., Demand Charge Management, TOU Arbitrage) | Peak Shaving/ Load Leveling |  |  | 0 | Yes | AC-Coupled | PhotoVoltaic | 8.5 | 12.6
ESMASI-13687 |  |  | MA - SMART Program | Utility Connected Solutions DR Program | 2022-10-03 | 2022-05-25 | Residential |  | Lithium Ion |  | Tesla | 13.5 | 5 | 13.5 | 5 | BM | Customer Bill Savings (e.g., Demand Charge Management, TOU Arbitrage) | Peak Shaving/ Load Leveling |  |  | 0 | Yes | AC-Coupled | PhotoVoltaic | 14.4 | 11.4
ESMASI-16330 |  |  | MA - SMART Program | Utility Connected Solutions DR Program | 2022-10-03 | 2022-08-06 | Residential |  | Lithium Ion |  | Tesla | 13.5 | 5 | 13.5 | 5 | BM | Customer Bill Savings (e.g., Demand Charge Management, TOU Arbitrage) | Peak Shaving/ Load Leveling |  |  | 0 | Yes | AC-Coupled | PhotoVoltaic | 8.8 | 7.6
ESMASI-17866 |  |  | MA - SMART Program | Utility Connected Solutions DR Program | 2022-10-03 | 2022-09-14 | Residential |  | Lithium Ion |  | Tesla | 13.5 | 5 | 13.5 | 5 | BM | Customer Bill Savings (e.g., Demand Charge Management, TOU Arbitrage) | Peak Shaving/ Load Leveling |  |  | 0 | Yes | AC-Coupled | PhotoVoltaic | 12.8 | 7.6
ESMAEX-00146 |  | MA - SMART Program |  |  | 2022-10-03 | 2021-05-24 | Commercial |  | Lithium Ion |  | Tesla | 20 | 20 | 20 | 20 | BM |  | Self Generation |  |  | 0 | Yes | AC-Coupled | PhotoVoltaic | 14.4 | 10
ESMASI-13679 |  |  | MA - SMART Program | Utility Connected Solutions DR Program | 2022-10-03 | 2022-05-25 | Residential |  | Lithium Ion |  | Tesla | 27 | 10 | 27 | 10 | BM | Customer Bill Savings (e.g., Demand Charge Management, TOU Arbitrage) | Peak Shaving/ Load Leveling |  |  | 0 | Yes | AC-Coupled | PhotoVoltaic | 12.75 | 7.6
ESMASI-14521 |  |  | MA - SMART Program |  | 2022-10-04 | 2022-06-17 | Residential |  | Lithium Ion |  | Tesla | 14 | 5 | 5 | 5 | BM | Reliability and Resiliency | Reliability and Resiliency |  |  | 0 | Yes | AC-Coupled | PhotoVoltaic | 12.8 | 15
ESMASI-13414 |  |  | MA - SMART Program |  | 2022-10-04 | 2022-05-18 | Residential |  | Lithium Ion |  | LG Chem | 9.6 | 5 | 9.6 | 5 | BM | Reliability and Resiliency | Reliability and Resiliency |  |  | 0 | Yes | DC-Coupled | PhotoVoltaic | 11.84 | 0
ESMASI-11103 |  |  | MA - SMART Program |  | 2022-10-04 | 2022-03-11 | Residential |  | Lithium Ion |  | Tesla | 14 | 5.8 | 13.5 | 5 | BM | Peak Shaving/ Load Leveling | Peak Shaving/ Load Leveling |  |  | 0 | Yes | AC-Coupled | PhotoVoltaic | 14.025 | 15
ESMAEX-00522 |  |  |  |  | 2022-10-04 | 2021-10-21 | Commercial |  | Lithium Ion |  | Tesla | 27 | 10 | 27 | 10 | BM |  |  |  |  | 0 | Yes | AC-Coupled | PhotoVoltaic | 0 | 10
ESMASI-14453 |  |  | MA - SMART Program | Net Metering. | 2022-10-05 | 2022-06-16 | Residential |  | Lithium Ion |  | Tesla | 13.5 | 13.5 | 5 | 5 | BM |  |  |  | Backup | 0 | Yes | AC-Coupled | PhotoVoltaic | 7.82 | 11
ESMASI-11975 |  |  | MA - SMART Program | ConnectedSolutions | 2022-10-05 | 2022-04-07 | Residential |  | Lithium Ion |  | Tesla | 13.5 | 5 | 13.5 | 5 | BM | Customer Bill Savings (e.g., Demand Charge Management, TOU Arbitrage) | Peak Shaving/ Load Leveling |  |  | 0 | Yes | AC-Coupled | PhotoVoltaic | 9.6 | 7.6
ESMASI-16036 |  |  | MA - SMART Program | Connected Solutions | 2022-10-05 | 2022-07-31 | Residential |  | Lithium Ion |  | Tesla | 13.5 | 5 | 13.5 | 5 | BM | Customer Bill Savings (e.g., Demand Charge Management, TOU Arbitrage) | Peak Shaving/ Load Leveling |  |  | 0 | Yes | AC-Coupled | PhotoVoltaic | 9.2 | 7.6
ESMAEX-01147 |  |  |  |  | 2022-10-05 | 2022-05-05 | Commercial |  | Lithium Ion |  | Tesla | 27 | 10 | 27 | 10 | BM |  |  |  |  | 0 | Yes | AC-Coupled | Other | 0 | 10
ESMASI-11075 |  |  |  |  | 2022-10-05 | 2022-03-10 | Residential |  | Lithium Ion |  | Enphase | 10.08 | 10.5 | 384 | 3.84 | BM |  |  |  |  | 0 | Yes | AC-Coupled | PhotoVoltaic | 10.1 | 11.09
ESMASI-12805 |  |  |  |  | 2022-10-06 | 2022-05-03 | Residential |  | Lithium Ion |  | Tesla | 0 | 0 | 5 | 5 | BM | Self Generation | Self Generation |  |  | 0 | Yes | AC-Coupled | PhotoVoltaic | 8.4 | 11.3
ESMASI-09748 |  |  | MA - SMART Program | Utility Connected Solutions DR Program | 2022-10-06 | 2022-01-16 | Residential |  | Lithium Ion |  | Tesla | 13.5 | 0 | 5.8 | 5 | BM | Customer Bill Savings (e.g., Demand Charge Management, TOU Arbitrage) | Peak Shaving/ Load Leveling |  |  | 0 | Yes | AC-Coupled | PhotoVoltaic | 5.544 | 12.6
ESMASI-17534 |  |  | MA - SMART Program | Utility Connected Solutions DR Program | 2022-10-06 | 2022-09-06 | Residential |  | Lithium Ion |  | Tesla | 13.5 | 5 | 13.5 | 5 | BM | Customer Bill Savings (e.g., Demand Charge Management, TOU Arbitrage) | Peak Shaving/ Load Leveling |  |  | 0 | Yes | AC-Coupled | PhotoVoltaic | 12.4 | 12.6
ESMASI-10752 |  |  |  |  | 2022-10-07 | 2022-02-24 | Residential |  | Lithium Ion |  | Enphase | 10.5 | 10.5 | 3.84 | 3.84 | BM |  |  |  |  | 0 | Yes | AC-Coupled | PhotoVoltaic | 14.4 | 14.46
ESMAEX-00621 |  | MA - SMART Program |  |  | 2022-10-07 | 2021-11-24 | Commercial |  | Lithium Ion |  | Tesla | 13.5 | 7 | 13.5 | 5 | BM | Customer Bill Savings (e.g., Demand Charge Management, TOU Arbitrage) | Renewable Shift | Reliability and Resiliency |  | 0 | Yes | AC-Coupled | PhotoVoltaic | 14.7 | 20
ESMASI-14957 |  |  | MA - SMART Program | Net Metering | 2022-10-07 | 2022-06-30 | Residential |  | Lithium Ion |  | Tesla | 0 | 0 | 14 | 7 | BM |  |  |  | Backup | 0 | Yes | AC-Coupled | PhotoVoltaic | 5.475 | 4
ESMAEX-00711 |  | MA - SMART Program |  | Connected Solutions | 2022-10-07 | 2022-01-05 | Commercial |  | Lithium Ion |  | Tesla | 28 | 10 | 28 | 10 | BM |  |  |  | Connected Solutions, Backup Power | 0 | Yes | AC-Coupled | PhotoVoltaic | 10.515 | 18.25
ESMAEX-00412 |  | MA - SMART Program |  |  | 2022-10-07 | 2021-09-14 | Commercial |  | Lithium Ion |  | Tesla | 54 | 20 | 54 | 20 | BM | Customer Bill Savings (e.g., Demand Charge Management, TOU Arbitrage) | Renewable Shift | Reliability and Resiliency | Peak Shaving/ Load Leveling | 0 | Yes | AC-Coupled | PhotoVoltaic | 10.99 | 27.6
ESMASI-11390 |  |  | MA - SMART Program | Net Metering | 2022-10-10 | 2022-03-21 | Residential |  | Lithium Ion |  | Tesla | 0 | 0 | 13.2 | 5 | BM |  |  |  | Backup Storage | 0 | Yes | AC-Coupled | PhotoVoltaic | 7.82 | 11
ESMASI-11883 |  |  | MA - SMART Program | ConnectedSolutions | 2022-10-10 | 2022-04-05 | Residential |  | Lithium Ion |  | Tesla | 13.5 | 5 | 13.5 | 5 | BM | Customer Bill Savings (e.g., Demand Charge Management, TOU Arbitrage) | Peak Shaving/ Load Leveling |  |  | 0 | Yes | AC-Coupled | PhotoVoltaic | 9.6 | 7.6
ESMASI-15698 |  |  | MA - SMART Program | Utility Connected Solutions DR Program | 2022-10-10 | 2022-07-21 | Residential |  | Lithium Ion |  | Tesla | 13.5 | 5 | 13.5 | 5 | BM | Customer Bill Savings (e.g., Demand Charge Management, TOU Arbitrage) | Peak Shaving/ Load Leveling |  |  | 0 | Yes | AC-Coupled | PhotoVoltaic | 4.8 | 7.6
ESMASI-15892 |  |  | MA - SMART Program |  | 2022-10-10 | 2022-07-27 | Residential |  | Lithium Ion |  | Tesla | 0 | 0 | 13.5 | 5 | BM | Customer Bill Savings (e.g., Demand Charge Management, TOU Arbitrage) |  |  |  | 0 | Yes | AC-Coupled | PhotoVoltaic | 13.32 | 15
ESMASI-16669 |  |  | MA - SMART Program | Net Metering | 2022-10-11 | 2022-08-16 | Residential |  | Lithium Ion |  | LG Chem | 9.8 | 5 | 9.8 | 5 | BM |  |  |  | Backup | 0 | Yes | DC-Coupled | PhotoVoltaic | 10.2 | 9.8
ESMASI-12787 |  |  |  |  | 2022-10-11 | 2022-05-03 | Residential |  | Lithium Ion |  | Enphase | 10.08 | 3.84 | 10.08 | 3.84 | BM |  |  |  |  | 0 | Yes | AC-Coupled | PhotoVoltaic | 3.84 | 3.84
ESMASI-11323 |  |  | MA - SMART Program | Utility Connected Solutions DR Program | 2022-10-11 | 2022-03-18 | Residential |  | Lithium Ion |  | Tesla | 13.5 | 0 | 13.5 | 5 | BM | Customer Bill Savings (e.g., Demand Charge Management, TOU Arbitrage) | Peak Shaving/ Load Leveling |  |  | 0 | Yes | AC-Coupled | PhotoVoltaic | 4.25 | 7.6
ESMASI-16032 |  |  | MA - SMART Program |  | 2022-10-12 | 2022-07-31 | Residential |  | Lithium Ion |  | Tesla | 13.5 | 5 | 13.5 | 5 | BM | Customer Bill Savings (e.g., Demand Charge Management, TOU Arbitrage) | Peak Shaving/ Load Leveling |  |  | 0 | Yes | AC-Coupled | PhotoVoltaic | 8.4 | 12.6
ESMASI-16656 |  |  | MA - SMART Program | Net Metering | 2022-10-12 | 2022-08-16 | Residential |  | Lithium Ion |  | Tesla | 0 | 0 | 13.5 | 5 | BM |  |  |  | Backup | 0 | Yes | AC-Coupled | PhotoVoltaic | 8.82 | 13
ESMASI-17502 |  |  | MA - SMART Program |  | 2022-10-13 | 2022-09-06 | Residential |  | Lithium Ion |  | Enphase | 0 | 0 | 3.84 | 0 | BM | Customer Bill Savings (e.g., Demand Charge Management, TOU Arbitrage) |  |  |  | 0 | Yes | AC-Coupled | PhotoVoltaic | 0 | 0
ESMASI-12906 |  |  |  |  | 2022-10-13 | 2022-05-05 | Residential |  | Lithium Ion |  | Tesla | 0 | 0 | 5 | 5 | BM | Self Generation | Self Generation |  |  | 0 | Yes | AC-Coupled | PhotoVoltaic | 5.2 | 8.9
ESMASI-07314 |  |  | MA - SMART Program |  | 2022-10-13 | 2021-10-06 | Residential |  | Lithium Ion |  | Tesla | 13.5 | 0 | 13.5 | 5 | BM | Customer Bill Savings (e.g., Demand Charge Management, TOU Arbitrage) | Peak Shaving/ Load Leveling |  |  | 0 | Yes | AC-Coupled | PhotoVoltaic | 8.5 | 12.6
ESMAEX-01083 |  | MA - SMART Program |  |  | 2022-10-13 | 2022-04-15 | Commercial |  | Lithium Ion |  | Tesla | 13.5 | 5 | 13.5 | 5 | BM | Reliability and Resiliency | Self Generation |  |  | 0 | Yes | AC-Coupled | PhotoVoltaic | 7.395 | 13
ESMASI-12400 |  |  | MA - SMART Program | Net Metering | 2022-10-14 | 2022-04-20 | Residential |  | Lithium Ion |  | Tesla | 0 | 0 | 13.2 | 5 | BM |  |  |  | Backup Storage | 0 | Yes | AC-Coupled | PhotoVoltaic | 5.525 | 11
ESMASI-10185 |  |  | MA - SMART Program | Connected Solutions | 2022-10-14 | 2022-02-02 | Residential |  | Lithium Ion |  | Tesla | 13.5 | 0 | 13.5 | 5 | BM | Customer Bill Savings (e.g., Demand Charge Management, TOU Arbitrage) | Peak Shaving/ Load Leveling |  |  | 0 | Yes | AC-Coupled | PhotoVoltaic | 12.89 | 7.6
ESMASI-10959 |  |  | MA - SMART Program | Utility Connected Solutions DR Program | 2022-10-14 | 2022-03-06 | Residential |  | Lithium Ion |  | Tesla | 13.5 | 0 | 13.5 | 5 | BM | Customer Bill Savings (e.g., Demand Charge Management, TOU Arbitrage) | Peak Shaving/ Load Leveling |  |  | 0 | Yes | AC-Coupled | PhotoVoltaic | 10.2 | 7.6
ESMASI-12179 |  |  | MA - SMART Program | Utility Connected Solutions DR Program | 2022-10-14 | 2022-04-14 | Residential |  | Lithium Ion |  | Tesla | 13.5 | 5 | 13.5 | 5 | BM | Customer Bill Savings (e.g., Demand Charge Management, TOU Arbitrage) | Peak Shaving/ Load Leveling |  |  | 0 | Yes | AC-Coupled | PhotoVoltaic | 11.2 | 7.6
ESMASI-17306 |  |  | MA - SMART Program | connected solution | 2022-10-14 | 2022-08-31 | Residential |  | Lithium Ion |  | Tesla | 13.5 | 5 | 13.5 | 5 | BM | Customer Bill Savings (e.g., Demand Charge Management, TOU Arbitrage) | Peak Shaving/ Load Leveling |  |  | 0 | Yes | AC-Coupled | PhotoVoltaic | 8.8 | 7.6
ESMASI-11705 |  |  | MA - SMART Program |  | 2022-10-14 | 2022-03-31 | Residential |  | Lithium Ion |  | Other | 18 | 18 | 17.37 | 6.7 | BM |  |  |  |  | 0 | Yes | AC-Coupled | PhotoVoltaic | 5.6 | 14.3
ESMAEX-01378 |  | MA - SMART Program |  | Connected solutions | 2022-10-14 | 2022-07-15 | Commercial |  | Lithium Ion |  | Tesla | 27 | 27 | 27 | 10 | BM |  |  |  |  | 0 | Yes | AC-Coupled | PhotoVoltaic | 8.8 | 10
ESMASI-14545 |  |  | MA - SMART Program |  | 2022-10-17 | 2022-06-20 | Residential |  | Lithium Ion |  | Enphase | 0 | 0 | 3.84 | 3.84 | BM | Self Generation | Self Generation |  |  | 0 | Yes | AC-Coupled | PhotoVoltaic | 13.6 | 14.04
ESMASI-11999 |  |  | MA - SMART Program | Utility Connected Solutions DR Program | 2022-10-17 | 2022-04-08 | Residential |  | Lithium Ion |  | Tesla | 13.5 | 5 | 13.5 | 5 | BM | Customer Bill Savings (e.g., Demand Charge Management, TOU Arbitrage) | Peak Shaving/ Load Leveling |  |  | 0 | Yes | AC-Coupled | PhotoVoltaic | 4.8 | 7.6
ESMAEX-01041 |  | MA - SMART Program |  |  | 2022-10-17 | 2022-04-08 | Commercial |  | Lithium Ion |  | Tesla | 27 | 15.2 | 27 | 10 | BM | Reliability and Resiliency |  |  |  | 0 | Yes | AC-Coupled | PhotoVoltaic | 14.22 | 15.2
ESMAEX-00584 |  |  |  |  | 2022-10-17 | 2021-11-15 | Commercial |  | Lithium Ion |  | Tesla | 28 | 0 | 28 | 0 | BM | Peak Shaving/ Load Leveling |  | Micogrid |  | 0 | Yes | AC-Coupled | PhotoVoltaic | 0 | 9
ESMASI-11454 |  |  | MA - SMART Program | Utility Connected Solutions DR Program | 2022-10-18 | 2022-03-23 | Residential |  | Lithium Ion |  | Tesla | 13.5 | 0 | 13.5 | 5 | BM | Customer Bill Savings (e.g., Demand Charge Management, TOU Arbitrage) | Peak Shaving/ Load Leveling |  |  | 0 | Yes | AC-Coupled | PhotoVoltaic | 9.6 | 7.6
ESMASI-11884 |  |  | MA - SMART Program | ConnectedSolutions | 2022-10-18 | 2022-04-05 | Residential |  | Lithium Ion |  | Tesla | 13.5 | 5 | 13.5 | 5 | BM | Customer Bill Savings (e.g., Demand Charge Management, TOU Arbitrage) | Peak Shaving/ Load Leveling |  |  | 0 | Yes | AC-Coupled | PhotoVoltaic | 4.8 | 7.6
ESMASI-13574 |  |  | MA - SMART Program | Utility Connected Solutions DR Program | 2022-10-19 | 2022-05-23 | Residential |  | Lithium Ion |  | Tesla | 13.5 | 5 | 13.5 | 5 | BM | Customer Bill Savings (e.g., Demand Charge Management, TOU Arbitrage) | Peak Shaving/ Load Leveling |  |  | 0 | Yes | AC-Coupled | PhotoVoltaic | 9.2 | 7.6
ESMAEX-01039 |  |  |  |  | 2022-10-19 | 2022-04-07 | Commercial |  | Lithium Ion |  | Tesla | 13.5 | 5 | 13.5 | 5 | BM | Customer Bill Savings (e.g., Demand Charge Management, TOU Arbitrage) |  |  |  | 0 | Yes | AC-Coupled | PhotoVoltaic | 17.76 | 21
ESMAEX-01236 |  | MA - SMART Program |  |  | 2022-10-19 | 2022-05-31 | Commercial |  | Lithium Ion |  | Enphase | 16.8 | 7.04 | 16.8 | 6.4 | BM | Reliability and Resiliency |  |  |  | 0 | Yes | AC-Coupled | PhotoVoltaic | 8.91 | 6.6
ESMASI-15331 |  |  | MA - Energy Efficiency/ DR Program |  | 2022-10-20 | 2022-07-12 | Residential |  | Lithium Ion |  | Other | 9.7 | 5 | 9.7 | 5 | BM | Customer Bill Savings (e.g., Demand Charge Management, TOU Arbitrage) | Reliability and Resiliency |  |  | 0 | Yes | DC-Coupled | PhotoVoltaic | 11.6 | 7.6
ESMASI-11898 |  |  | MA - SMART Program | ConnectedSolutions | 2022-10-20 | 2022-04-06 | Residential |  | Lithium Ion |  | Tesla | 13.5 | 5 | 13.5 | 5 | BM | Customer Bill Savings (e.g., Demand Charge Management, TOU Arbitrage) | Peak Shaving/ Load Leveling |  |  | 0 | Yes | AC-Coupled | PhotoVoltaic | 7.6 | 12.6
ESMASI-18337 |  |  | MA - SMART Program | Utility Connected Solutions DR Program | 2022-10-20 | 2022-09-25 | Residential |  | Lithium Ion |  | Tesla | 13.5 | 5 | 13.5 | 5 | BM | Customer Bill Savings (e.g., Demand Charge Management, TOU Arbitrage) | Peak Shaving/ Load Leveling |  |  | 0 | Yes | AC-Coupled | PhotoVoltaic | 9.6 | 12.6
ESMASI-14405 |  |  | MA - SMART Program | Net Metering | 2022-10-21 | 2022-06-15 | Residential |  | Lithium Ion |  | LG Chem | 9.8 | 5 | 9.8 | 5 | BM |  |  |  | Backup | 0 | Yes | DC-Coupled | PhotoVoltaic | 5.04 | 3.8
ESMASI-13490 |  |  | MA - SMART Program |  | 2022-10-21 | 2022-05-20 | Residential |  | Lithium Ion |  | Other | 19.4 | 19.4 | 10 | 10 | BM | Customer Bill Savings (e.g., Demand Charge Management, TOU Arbitrage) | Self Generation |  |  | 0 | Yes | DC-Coupled | PhotoVoltaic | 12.96 | 10
ESMASI-15702 |  |  | MA - SMART Program | Utility Connected Solutions DR Program | 2022-10-21 | 2022-07-21 | Residential |  | Lithium Ion |  | Tesla | 13.5 | 5 | 13.5 | 5 | BM | Customer Bill Savings (e.g., Demand Charge Management, TOU Arbitrage) | Peak Shaving/ Load Leveling |  |  | 0 | Yes | AC-Coupled | PhotoVoltaic | 5.04 | 7.6
ESMASI-16783 |  |  | MA - SMART Program |  | 2022-10-21 | 2022-08-18 | Residential |  | Lithium Ion |  | Tesla | 13.5 | 5 | 13.5 | 5 | BM | Customer Bill Savings (e.g., Demand Charge Management, TOU Arbitrage) | Peak Shaving/ Load Leveling |  |  | 0 | Yes | AC-Coupled | PhotoVoltaic | 8.69 | 7.6
ESMASI-17429 |  |  | MA - SMART Program | Utility Connected Solutions DR Program | 2022-10-21 | 2022-09-02 | Residential |  | Lithium Ion |  | Tesla | 13.5 | 5 | 13.5 | 5 | BM | Customer Bill Savings (e.g., Demand Charge Management, TOU Arbitrage) | Peak Shaving/ Load Leveling |  |  | 0 | Yes | AC-Coupled | PhotoVoltaic | 6.4 | 7.6
ESMASI-09040 |  |  | MA - SMART Program |  | 2022-10-21 | 2021-12-15 | Residential |  | Lithium Ion |  | Other | 18 | 0.18 | 18 | 0.18 | BM | Self Generation | Self Generation |  |  | 0 | Yes | DC-Coupled | PhotoVoltaic | 11.88 | 7.6
ESMAEX-00901 |  | MA - SMART Program |  | Connected Solutions Demand Response | 2022-10-22 | 2022-03-11 | Commercial |  | Lithium Ion |  | Tesla | 13.5 | 5 | 13.5 | 5 | BM | Customer Bill Savings (e.g., Demand Charge Management, TOU Arbitrage) | Renewable Shift | Reliability and Resiliency | Peak Shaving/ Load Leveling | 0 | Yes | AC-Coupled | PhotoVoltaic | 19.2 | 15.2
ESMASI-14794 |  |  |  |  | 2022-10-24 | 2022-06-27 | Residential |  | Lithium Ion |  | Enphase | 0 | 0 | 10.1 | 3.84 | BM |  |  |  |  | 0 | Yes | AC-Coupled | PhotoVoltaic | 7.2 | 10.44
ESMASI-11946 |  |  | MA - SMART Program | Utility Connected Solutions DR Program | 2022-10-24 | 2022-04-07 | Residential |  | Lithium Ion |  | Tesla | 13.5 | 0 | 13.5 | 0 | BM | Customer Bill Savings (e.g., Demand Charge Management, TOU Arbitrage) | Peak Shaving/ Load Leveling |  |  | 0 | Yes | AC-Coupled | PhotoVoltaic | 10 | 7.6
ESMASI-12569 |  |  | MA - SMART Program |  | 2022-10-24 | 2022-04-26 | Residential |  | Lithium Ion |  | Tesla | 13.5 | 7 | 13.5 | 5 | BM |  |  |  |  | 0 | Yes | AC-Coupled | PhotoVoltaic | 6.365 | 10
ESMASI-12880 |  |  | MA - SMART Program | Utility Connected Solutions DR Program | 2022-10-24 | 2022-05-04 | Residential |  | Lithium Ion |  | Tesla | 13.5 | 5 | 13.5 | 5 | BM | Customer Bill Savings (e.g., Demand Charge Management, TOU Arbitrage) | Peak Shaving/ Load Leveling |  |  | 0 | Yes | AC-Coupled | PhotoVoltaic | 9.6 | 7.6
ESMASI-13977 |  |  | MA - SMART Program | Net Metering | 2022-10-24 | 2022-06-03 | Residential |  | Lithium Ion |  | Tesla | 0 | 0 | 13.5 | 5 | BM |  |  |  | Backup | 0 | Yes | AC-Coupled | PhotoVoltaic | 7.705 | 11
ESMASI-15288 |  |  | MA - SMART Program | Utility Connected Solutions DR Program | 2022-10-24 | 2022-07-11 | Residential |  | Lithium Ion |  | Tesla | 13.5 | 5 | 13.5 | 5 | BM | Customer Bill Savings (e.g., Demand Charge Management, TOU Arbitrage) | Peak Shaving/ Load Leveling |  |  | 0 | Yes | AC-Coupled | PhotoVoltaic | 9.2 | 7.6
ESMASI-17987 |  |  |  |  | 2022-10-24 | 2022-09-16 | Residential |  | Lithium Ion |  | Tesla | 13.5 | 5 | 13.5 | 5 | BM |  |  |  |  | 0 | Yes | AC-Coupled | PhotoVoltaic | 8.8 | 7.6
ESMASI-07460 |  |  | MA - SMART Program | Net Metering | 2022-10-25 | 2021-10-11 | Residential |  | Lithium Ion |  | LG Chem | 9.8 | 5 | 9.8 | 5 | BM |  |  |  | Back up | 0 | Yes | DC-Coupled | PhotoVoltaic | 8.64 | 6
ESMASI-15124 |  |  |  | connected solutions | 2022-10-25 | 2022-07-06 | Residential |  | Other | Lithium iron phosphate (LFP) | Enphase | 10.5 | 3.84 | 10.08 | 3.84 | BM | Microgrid | Microgrid | Microgrid | connected solutions | 0 | Yes | AC-Coupled | PhotoVoltaic | 9.32 | 10.74
ESMASI-10658 |  |  |  |  | 2022-10-25 | 2022-02-21 | Residential |  | Lithium Ion |  | Enphase | 13.44 | 5.12 | 13.44 | 5.12 | BM |  |  |  |  | 0 | Yes | AC-Coupled | PhotoVoltaic | 10.125 | 12.5
ESMASI-10828 |  |  |  |  | 2022-10-25 | 2022-02-28 | Residential |  | Lithium Ion |  | Enphase | 13.44 | 5.12 | 13.44 | 5.12 | BM |  |  |  |  | 0 | Yes | AC-Coupled | PhotoVoltaic | 10.53 | 12.79
ESMASI-11896 |  |  | MA - SMART Program | Utility Connected Solutions DR Program | 2022-10-25 | 2022-04-06 | Residential |  | Lithium Ion |  | Tesla | 13.5 | 5 | 13.5 | 5 | BM | Customer Bill Savings (e.g., Demand Charge Management, TOU Arbitrage) | Reliability and Resiliency |  |  | 0 | Yes | AC-Coupled | PhotoVoltaic | 5.2 | 7.6
ESMAEX-00859 |  |  |  |  | 2022-10-25 | 2022-02-25 | Commercial |  | Lithium Ion |  | Enphase | 20.16 | 7.68 | 20.16 | 7.68 | BM |  |  |  |  | 0 | Yes | AC-Coupled | PhotoVoltaic | 11.9 | 10.25
ESMASI-14358 |  |  | MA - SMART Program |  | 2022-10-26 | 2022-06-14 | Residential |  | Lithium Ion |  | Tesla | 0 | 0 | 0 | 0 | BM | Reliability and Resiliency | Reliability and Resiliency |  | Backup power only - Zero Export | 0 | Yes | AC-Coupled | PhotoVoltaic | 7.6 | 6.954
ESMASI-14558 |  |  |  |  | 2022-10-26 | 2022-06-20 | Residential |  | Lithium Ion |  | Tesla | 14 | 5 | 5 | 5 | BM | Reliability and Resiliency | Reliability and Resiliency |  |  | 0 | Yes | AC-Coupled | PhotoVoltaic | 4.4 | 8.8
ESMASI-12356 |  |  | MA - SMART Program |  | 2022-10-26 | 2022-04-20 | Residential |  | Lithium Ion |  | Other | 3 | 3 | 9 | 6.7 | BM |  |  |  |  | 0 | Yes | DC-Coupled | PhotoVoltaic | 10 | 7.6
ESMAEX-00414 |  | MA - SMART Program |  | Net Metering | 2022-10-27 | 2021-09-16 | Commercial |  | Lithium Ion |  | Tesla | 13.2 | 5 | 13.2 | 5 | BM |  |  |  | Backup Power | 0 | Yes | AC-Coupled | PhotoVoltaic | 11.22 | 20
ESMAEX-00923 |  | MA - SMART Program |  | Connected Solutions | 2022-10-27 | 2022-03-15 | Commercial |  | Lithium Ion |  | Tesla | 13.5 | 0 | 13.5 | 5 | BM | Customer Bill Savings (e.g., Demand Charge Management, TOU Arbitrage) | Renewable Shift | Reliability and Resiliency | Peak Shaving/ Load Leveling | 0 | Yes | AC-Coupled | PhotoVoltaic | 14.96 | 15.2
ESMASI-13613 |  |  | MA - SMART Program |  | 2022-10-28 | 2022-05-24 | Residential |  | Lithium Ion |  | Tesla | 0 | 0 | 5 | 5 | BM |  |  |  |  | 0 | Yes | AC-Coupled | PhotoVoltaic | 8 | 12.6
ESMASI-11960 |  |  | MA - SMART Program | Utility Connected Solutions DR Program | 2022-10-28 | 2022-04-07 | Residential |  | Lithium Ion |  | Tesla | 13.5 | 5 | 13.5 | 5 | BM | Customer Bill Savings (e.g., Demand Charge Management, TOU Arbitrage) | Peak Shaving/ Load Leveling |  |  | 0 | Yes | AC-Coupled | PhotoVoltaic | 10.4 | 12.6
ESMASI-13432 |  |  | MA - SMART Program |  | 2022-10-31 | 2022-05-18 | Residential |  | Lithium Ion |  | Other | 10 | 10 | 6 | 6 | BM |  |  |  | Home BACKUP POWER AND DISCHARGING TO GRID | 0 | Yes | DC-Coupled | PhotoVoltaic | 7.2 | 6
ESMASI-12584 |  |  | MA - SMART Program | Utility DR Program | 2022-10-31 | 2022-04-26 | Residential |  | Lithium Ion |  | Other | 9.7 | 5 | 9.7 | 5 | BM | Customer Bill Savings (e.g., Demand Charge Management, TOU Arbitrage) | Peak Shaving/ Load Leveling |  |  | 0 | Yes | DC-Coupled | PhotoVoltaic | 20 | 10
ESMASI-11123 |  |  |  |  | 2022-10-31 | 2022-03-11 | Residential |  | Lithium Ion |  | Enphase | 10.08 | 3.84 | 10.08 | 3.84 | BM |  |  |  |  | 0 | Yes | AC-Coupled | PhotoVoltaic | 4.86 | 7.38
ESMASI-13380 |  |  | MA - SMART Program | Utility Connected Solutions DR Program | 2022-10-31 | 2022-05-18 | Residential |  | Lithium Ion |  | Tesla | 13.5 | 5 | 13.5 | 5 | BM | Customer Bill Savings (e.g., Demand Charge Management, TOU Arbitrage) | Peak Shaving/ Load Leveling |  |  | 0 | Yes | AC-Coupled | PhotoVoltaic | 12 | 7.6
ESMASI-14914 |  |  | MA - SMART Program |  | 2022-11-01 | 2022-06-29 | Residential |  | Lithium Ion |  | Other | 10 | 10 | 10 | 10 | BM |  |  |  |  | 0 | Yes | DC-Coupled | PhotoVoltaic | 10.4 | 7.6
ESMASI-18344 |  |  | MA - SMART Program | Connected Solutions Demand Response | 2022-11-01 | 2022-09-26 | Residential |  | Lithium Ion |  | Tesla | 13.5 | 5 | 13.5 | 5 | BM | Customer Bill Savings (e.g., Demand Charge Management, TOU Arbitrage) | Peak Shaving/ Load Leveling |  |  | 0 | Yes | AC-Coupled | PhotoVoltaic | 12.8 | 7.6
ESMASI-17161 |  |  | MA - SMART Program | Utility Connected Solutions DR Program | 2022-11-02 | 2022-08-29 | Residential |  | Lithium Ion |  | Tesla | 0 | 0 | 5 | 0 | BM | Customer Bill Savings (e.g., Demand Charge Management, TOU Arbitrage) | Peak Shaving/ Load Leveling |  |  | 0 | Yes | AC-Coupled | PhotoVoltaic | 10 | 7.6
ESMASI-10517 |  |  |  |  | 2022-11-03 | 2022-02-14 | Residential |  | Lithium Ion |  | Tesla | 13.5 | 13.5 | 5 | 5 | BM |  |  |  |  | 0 | Yes | AC-Coupled | PhotoVoltaic | 2.61 | 5
ESMASI-11782 |  |  | MA - SMART Program |  | 2022-11-03 | 2022-04-04 | Residential |  | Lithium Ion |  | Tesla | 0 | 0 | 5 | 5 | BM |  |  |  |  | 0 | Yes | AC-Coupled | PhotoVoltaic | 6.32 | 12.6
ESMASI-15452 |  |  | MA - Energy Efficiency/ DR Program |  | 2022-11-03 | 2022-07-14 | Residential |  | Lithium Ion |  | Other | 9.7 | 5 | 9.7 | 5 | BM | Customer Bill Savings (e.g., Demand Charge Management, TOU Arbitrage) | Reliability and Resiliency |  |  | 0 | Yes | DC-Coupled | PhotoVoltaic | 10.8 | 7.6
ESMASI-14827 |  |  | MA - SMART Program |  | 2022-11-03 | 2022-06-27 | Residential |  | Lithium Ion |  | Other | 19.4 | 19.4 | 10 | 10 | BM | Customer Bill Savings (e.g., Demand Charge Management, TOU Arbitrage) | Self Generation |  |  | 0 | Yes | DC-Coupled | PhotoVoltaic | 12.6 | 10
ESMASI-11733 |  |  | MA - SMART Program | Utility Connected Solutions DR Program | 2022-11-03 | 2022-03-31 | Residential |  | Lithium Ion |  | Tesla | 13.5 | 0 | 13.5 | 5 | BM | Customer Bill Savings (e.g., Demand Charge Management, TOU Arbitrage) | Peak Shaving/ Load Leveling |  |  | 0 | Yes | AC-Coupled | PhotoVoltaic | 12 | 12.6
ESMASI-14634 |  |  | MA - SMART Program | Utility Connected Solutions DR Program | 2022-11-03 | 2022-06-22 | Residential |  | Lithium Ion |  | Tesla | 13.5 | 5 | 13.5 | 5 | BM | Customer Bill Savings (e.g., Demand Charge Management, TOU Arbitrage) | Peak Shaving/ Load Leveling |  |  | 0 | Yes | AC-Coupled | PhotoVoltaic | 9.6 | 7.6
ESMASI-18274 |  |  | MA - SMART Program | connected solution | 2022-11-03 | 2022-09-23 | Residential |  | Lithium Ion |  | Tesla | 13.5 | 5 | 13.5 | 5 | BM | Customer Bill Savings (e.g., Demand Charge Management, TOU Arbitrage) | Peak Shaving/ Load Leveling |  |  | 0 | Yes | AC-Coupled | PhotoVoltaic | 8.8 | 7.6
ESMASI-13043 |  |  |  |  | 2022-11-04 | 2022-05-09 | Residential |  | Lithium Ion |  | Tesla | 13.5 | 13.5 | 5 | 5 | BM | Reliability and Resiliency | Reliability and Resiliency |  |  | 0 | Yes | AC-Coupled | PhotoVoltaic | 4.2 | 5
ESMASI-16344 |  |  | MA - SMART Program |  | 2022-11-04 | 2022-08-08 | Residential |  | Lithium Ion |  | Other | 9.7 | 9.7 | 9.7 | 9.7 | BM |  |  |  |  | 0 | Yes | DC-Coupled | PhotoVoltaic | 18.4 | 10
ESMASI-13244 |  |  | MA - SMART Program |  | 2022-11-04 | 2022-05-13 | Residential |  | Lithium Ion |  | Other | 19.4 | 19.4 | 10 | 10 | BM | Customer Bill Savings (e.g., Demand Charge Management, TOU Arbitrage) | Self Generation |  |  | 0 | Yes | DC-Coupled | PhotoVoltaic | 19.8 | 10
ESMASI-15007 |  |  | MA - SMART Program | Utility Connected Solutions DR Program | 2022-11-04 | 2022-07-01 | Residential |  | Lithium Ion |  | Tesla | 13.5 | 5 | 13.5 | 5 | BM | Customer Bill Savings (e.g., Demand Charge Management, TOU Arbitrage) | Peak Shaving/ Load Leveling |  |  | 0 | Yes | AC-Coupled | PhotoVoltaic | 9.6 | 7.6
ESMASI-14508 |  |  | MA - SMART Program | Utility Connected Solutions DR Program | 2022-11-04 | 2022-06-17 | Residential |  | Lithium Ion |  | Tesla | 13.5 | 5 | 13.5 | 5 | BM | Customer Bill Savings (e.g., Demand Charge Management, TOU Arbitrage) | Peak Shaving/ Load Leveling |  |  | 0 | Yes | AC-Coupled | PhotoVoltaic | 7.2 | 7.6
ESMASI-15062 |  |  | MA - SMART Program | Connected Solutions Demand Response | 2022-11-04 | 2022-07-05 | Residential |  | Lithium Ion |  | Tesla | 13.5 | 5 | 13.5 | 5 | BM | Customer Bill Savings (e.g., Demand Charge Management, TOU Arbitrage) | Peak Shaving/ Load Leveling |  |  | 0 | Yes | AC-Coupled | PhotoVoltaic | 7.2 | 7.6
ESMAEX-00644 |  | MA - SMART Program |  |  | 2022-11-04 | 2021-12-07 | Commercial |  | Lithium Ion |  | sonnenBacterie | 20 | 8 | 20 | 8 | BM |  |  |  |  | 0 | Yes | AC-Coupled | PhotoVoltaic | 19.2 | 25.568
ESMAEX-01412 |  | MA - SMART Program |  |  | 2022-11-04 | 2022-07-27 | Commercial |  | Lithium Ion |  | Tesla | 54 | 20 | 54 | 20 | BM | Customer Bill Savings (e.g., Demand Charge Management, TOU Arbitrage) |  |  |  | 0 | Yes | AC-Coupled | PhotoVoltaic | 21.6 | 17.6
ESMASI-14813 |  |  | MA - Energy Efficiency/ DR Program |  | 2022-11-07 | 2022-06-27 | Residential |  | Lithium Ion |  | Tesla | 0 | 0 | 5 | 5 | BM | Self Generation | Self Generation |  |  | 0 | Yes | AC-Coupled | PhotoVoltaic | 8 | 11
ESMASI-11744 |  |  | MA - SMART Program | Connected Solutions | 2022-11-07 | 2022-03-31 | Residential |  | Lithium Ion |  | Tesla | 0 | 0 | 13.5 | 5 | BM | Customer Bill Savings (e.g., Demand Charge Management, TOU Arbitrage) | Peak Shaving/ Load Leveling |  |  | 0 | Yes | AC-Coupled | PhotoVoltaic | 4.8 | 12.6
ESMASI-12032 |  |  | MA - SMART Program | ConnectedSolutions | 2022-11-07 | 2022-04-10 | Residential |  | Lithium Ion |  | Tesla | 13.5 | 5 | 13.5 | 5 | BM | Customer Bill Savings (e.g., Demand Charge Management, TOU Arbitrage) | Peak Shaving/ Load Leveling |  |  | 0 | Yes | AC-Coupled | PhotoVoltaic | 9.6 | 7.6
ESMASI-15510 |  |  | MA - SMART Program | Utility Connected Solutions DR Program | 2022-11-07 | 2022-07-17 | Residential |  | Lithium Ion |  | Tesla | 13.5 | 5 | 13.5 | 5 | BM | Customer Bill Savings (e.g., Demand Charge Management, TOU Arbitrage) | Peak Shaving/ Load Leveling |  |  | 0 | Yes | AC-Coupled | PhotoVoltaic | 14.4 | 11.4
ESMASI-16328 |  |  | MA - SMART Program | Utility Connected Solutions DR Program | 2022-11-07 | 2022-08-06 | Residential |  | Lithium Ion |  | Tesla | 13.5 | 5 | 13.5 | 5 | BM | Customer Bill Savings (e.g., Demand Charge Management, TOU Arbitrage) | Peak Shaving/ Load Leveling |  |  | 0 | Yes | AC-Coupled | PhotoVoltaic | 11.2 | 7.6
ESMASI-15019 |  |  | MA - SMART Program |  | 2022-11-08 | 2022-07-01 | Residential |  | Lithium Ion |  | Enphase | 7.2 | 7.2 | 6 | 6 | BM |  |  |  |  | 0 | Yes | AC-Coupled | PhotoVoltaic | 7.2 | 12
ESMASI-12031 |  |  | MA - SMART Program | Utility Connected Solutions DR Program | 2022-11-08 | 2022-04-10 | Residential |  | Lithium Ion |  | Tesla | 13.5 | 0 | 13.5 | 5 | BM | Customer Bill Savings (e.g., Demand Charge Management, TOU Arbitrage) | Peak Shaving/ Load Leveling |  |  | 0 | Yes | AC-Coupled | PhotoVoltaic | 8 | 7.6
ESMAEX-00472 |  | MA - DOER/ MassCEC Funded Projects | MA - SMART Program |  | 2022-11-08 | 2021-10-05 | Commercial |  | Lithium Ion |  | Enphase | 20.16 | 8.448 | 20.16 | 7.68 | BM | Reliability and Resiliency |  |  |  | 0 | Yes | AC-Coupled | PhotoVoltaic | 12.32 | 10.248
ESMASI-14318 |  |  | MA - Energy Efficiency/ DR Program |  | 2022-11-09 | 2022-06-14 | Residential |  | Lithium Ion |  | Tesla | 0 | 0 | 5 | 5 | BM | Self Generation | Self Generation |  |  | 0 | Yes | AC-Coupled | PhotoVoltaic | 4.86 | 8.6
ESMASI-14742 |  |  | MA - SMART Program |  | 2022-11-09 | 2022-06-24 | Residential |  | Lithium Ion |  | Other | 18 | 18 | 6.7 | 6.7 | BM | Customer Bill Savings (e.g., Demand Charge Management, TOU Arbitrage) | Self Generation |  |  | 0 | Yes | DC-Coupled | PhotoVoltaic | 7.92 | 7.6
ESMAEX-01167 |  |  |  |  | 2022-11-09 | 2022-05-11 | Commercial |  | Lithium Ion |  | Tesla | 10 | 10 | 10 | 10 | BM |  | Self Generation |  |  | 0 | Yes | AC-Coupled | PhotoVoltaic | 26 | 29.5
ESMASI-10130 |  | MA - DOER/ MassCEC Funded Projects |  | Utility DR Program | 2022-11-09 | 2022-02-01 | Residential |  | Lithium Ion |  | Tesla | 0 | 0 | 13.5 | 5 | BM | Self Generation | Self Generation |  |  | 0 | Yes | AC-Coupled | PhotoVoltaic | 0 | 5
ESMASI-11347 |  |  | MA - SMART Program | Utility Connected Solutions DR Program | 2022-11-09 | 2022-03-20 | Residential |  | Lithium Ion |  | Tesla | 13.5 | 0 | 13.5 | 5 | BM | Customer Bill Savings (e.g., Demand Charge Management, TOU Arbitrage) | Peak Shaving/ Load Leveling |  |  | 0 | Yes | AC-Coupled | PhotoVoltaic | 7.6 | 7.6
ESMASI-13693 |  |  | MA - SMART Program | Utility Connected Solutions DR Program | 2022-11-09 | 2022-05-25 | Residential |  | Lithium Ion |  | Tesla | 13.5 | 5 | 13.5 | 5 | BM | Customer Bill Savings (e.g., Demand Charge Management, TOU Arbitrage) | Peak Shaving/ Load Leveling |  |  | 0 | Yes | AC-Coupled | PhotoVoltaic | 8.5 | 7.6
ESMASI-12393 |  |  | MA - SMART Program | Utility DR Program | 2022-11-09 | 2022-04-20 | Residential |  | Lithium Ion |  | Tesla | 0 | 0 | 13.5 | 5 | BM |  |  |  |  | 0 | Yes | AC-Coupled | PhotoVoltaic | 14.4 | 15
ESMASI-12728 |  |  | MA - Energy Efficiency/ DR Program |  | 2022-11-09 | 2022-04-29 | Residential |  | Lithium Ion |  | Tesla | 0 | 0 | 13.5 | 5 | BM | Self Generation | Self Generation |  | Utility DR Program | 0 | Yes | AC-Coupled | PhotoVoltaic | 0 | 5
ESMAEX-01179 |  | MA - SMART Program |  | Utility DR Program | 2022-11-09 | 2022-05-13 | Commercial |  | Lithium Ion |  | Tesla | 13.5 | 10 | 13.5 | 10 | BM | Customer Bill Savings (e.g., Demand Charge Management, TOU Arbitrage) | Renewable Shift | Reliability and Resiliency | Peak Shaving/ Load Leveling | 0 | Yes | AC-Coupled | PhotoVoltaic | 17.2 | 10
ESMASI-14899 |  |  |  |  | 2022-11-09 | 2022-06-29 | Residential |  | Lithium Ion |  | LG Chem | 16 | 7 | 16 | 7 | BM | Self Generation | Self Generation |  |  | 0 | Yes | DC-Coupled | PhotoVoltaic | 14.6 | 10
ESMAEX-01299 |  | MA - SMART Program |  | Connected Solutions | 2022-11-09 | 2022-06-16 | Commercial |  | Lithium Ion |  | Tesla | 27 | 10 | 27 | 10 | BM | Customer Bill Savings (e.g., Demand Charge Management, TOU Arbitrage) | Renewable Shift | Reliability and Resiliency | Peak Shaving/ Load Leveling | 0 | Yes | AC-Coupled | PhotoVoltaic | 15.18 | 20
ESMASI-15278 |  |  | MA - Energy Efficiency/ DR Program |  | 2022-11-10 | 2022-07-11 | Residential |  | Lithium Ion |  | Other | 9.7 | 5 | 9.7 | 5 | BM | Customer Bill Savings (e.g., Demand Charge Management, TOU Arbitrage) | Reliability and Resiliency |  |  | 0 | Yes | DC-Coupled | PhotoVoltaic | 10 | 7.6
ESMASI-15197 |  |  | MA - SMART Program | Utility Connected Solutions DR Program | 2022-11-10 | 2022-07-08 | Residential |  | Lithium Ion |  | sonnenBacterie | 13.5 | 5 | 13.5 | 5 | BM | Customer Bill Savings (e.g., Demand Charge Management, TOU Arbitrage) | Peak Shaving/ Load Leveling |  |  | 0 | Yes | AC-Coupled | PhotoVoltaic | 12.8 | 7.6
ESMASI-13439 |  |  | MA - SMART Program | Utility Connected Solutions DR Program | 2022-11-11 | 2022-05-19 | Residential |  | Lithium Ion |  | Tesla | 13.5 | 5 | 13.5 | 5 | BM | Customer Bill Savings (e.g., Demand Charge Management, TOU Arbitrage) | Reliability and Resiliency |  |  | 0 | Yes | AC-Coupled | PhotoVoltaic | 14.4 | 11.4
ESMASI-14211 |  |  | MA - SMART Program | Utility Connected Solutions DR Program | 2022-11-11 | 2022-06-09 | Residential |  | Lithium Ion |  | Tesla | 13.5 | 5 | 13.5 | 5 | BM | Customer Bill Savings (e.g., Demand Charge Management, TOU Arbitrage) | Peak Shaving/ Load Leveling |  |  | 0 | Yes | AC-Coupled | PhotoVoltaic | 4.8 | 7.6
ESMASI-15649 |  |  | MA - SMART Program | Utility Connected Solutions DR Program | 2022-11-11 | 2022-07-20 | Residential |  | Lithium Ion |  | Tesla | 13.5 | 5 | 13.5 | 5 | BM | Customer Bill Savings (e.g., Demand Charge Management, TOU Arbitrage) | Peak Shaving/ Load Leveling |  |  | 0 | Yes | AC-Coupled | PhotoVoltaic | 12 | 7.6
ESMAEX-01120 |  |  |  | MassACA | 2022-11-14 | 2022-04-27 | Commercial |  | Lithium Ion |  | LG Chem | 19.2 | 19.2 | 19.2 | 19.2 | BM |  | Self Generation |  |  | 0 | Yes | DC-Coupled | PhotoVoltaic | 19.2 | 15.2
ESMAEX-00391 |  |  |  |  | 2022-11-15 | 2021-09-08 | Commercial |  | Lithium Ion |  | Enphase | 6.4 | 6.4 | 6.4 | 6.4 | BM |  | Self Generation |  |  | 0 | Yes | AC-Coupled | PhotoVoltaic | 8.1 | 13.15
ESMAEX-01237 |  |  |  |  | 2022-11-15 | 2022-06-01 | Commercial |  | Lithium Ion |  | JLM | 6.4 | 6.4 | 6.4 | 6.4 | BM | Reliability and Resiliency |  |  |  | 0 | Yes | AC-Coupled | PhotoVoltaic | 9.8 | 7.2
ESMASI-18379 |  |  | MA - SMART Program | Net Metering | 2022-11-15 | 2022-09-26 | Residential |  | Lithium Ion |  | LG Chem | 9.8 | 5 | 9.8 | 5 | BM |  |  |  | Backup | 0 | Yes | DC-Coupled | PhotoVoltaic | 8.5 | 7.6
ESMASI-11963 |  |  | MA - SMART Program | Utility Connected Solutions DR Program | 2022-11-15 | 2022-04-07 | Residential |  | Lithium Ion |  | Tesla | 13.5 | 5 | 13.5 | 5 | BM | Customer Bill Savings (e.g., Demand Charge Management, TOU Arbitrage) | Peak Shaving/ Load Leveling |  |  | 0 | Yes | AC-Coupled | PhotoVoltaic | 8.5 | 7.6
ESMASI-13751 |  |  | MA - SMART Program | Utility DR Program | 2022-11-15 | 2022-05-27 | Residential |  | Lithium Ion |  | Tesla | 0 | 0 | 13.5 | 5 | BM |  |  |  |  | 0 | Yes | AC-Coupled | PhotoVoltaic | 11.2 | 15
ESMASI-15971 |  |  |  |  | 2022-11-15 | 2022-07-29 | Residential |  | Lithium Ion |  | Tesla | 13.5 | 5 | 13.5 | 5 | BM |  |  |  |  | 0 | Yes | AC-Coupled | PhotoVoltaic | 5.6 | 7.6
ESMASI-16839 |  |  |  |  | 2022-11-15 | 2022-08-19 | Residential |  | Lithium Ion |  | Tesla | 0 | 0 | 13.5 | 5 | BM |  |  |  |  | 0 | Yes | AC-Coupled | PhotoVoltaic | 7 | 12.6
ESMASI-16127 |  |  | MA - SMART Program |  | 2022-11-16 | 2022-08-02 | Residential |  | Lithium Ion |  | Enphase | 13.44 | 13.44 | 7.62 | 7.62 | BM | Customer Bill Savings (e.g., Demand Charge Management, TOU Arbitrage) | Self Generation |  |  | 0 | Yes | AC-Coupled | PhotoVoltaic | 6.48 | 13.02
ESMAEX-00811 |  |  |  | connected solutions | 2022-11-16 | 2022-02-04 | Commercial |  | Lithium Ion |  | Enphase | 10.5 | 3.84 | 10.5 | 3.84 | BM | Peak Shaving/ Load Leveling |  |  |  | 0 | Yes | AC-Coupled | Other | 0 | 7.68
ESMASI-11741 |  |  |  | ConnectedSolutions | 2022-11-16 | 2022-03-31 | Residential |  | Lithium Ion |  | Tesla | 13.5 | 5 | 13.5 | 5 | BM | Customer Bill Savings (e.g., Demand Charge Management, TOU Arbitrage) | Peak Shaving/ Load Leveling |  |  | 0 | Yes | AC-Coupled | PhotoVoltaic | 7.6 | 7.6
ESMAEX-01125 |  | MA - SMART Program |  |  | 2022-11-17 | 2022-04-29 | Commercial |  | Lithium Ion |  | Tesla | 14 | 5 | 14 | 5 | BM | Peak Shaving/ Load Leveling |  |  |  | 0 | Yes | AC-Coupled | PhotoVoltaic | 15.39 | 10
ESMAEX-01172 |  | MA - SMART Program |  |  | 2022-11-18 | 2022-05-11 | Commercial |  | Lithium Ion |  | Enphase | 16.8 | 6.4 | 16.8 | 16.4 | BM | Reliability and Resiliency |  |  |  | 0 | Yes | AC-Coupled | PhotoVoltaic | 14.96 | 16.24
ESMASI-10402 |  |  | MA - SMART Program |  | 2022-11-21 | 2022-02-09 | Residential |  | Lithium Ion |  | Enphase | 10.5 | 10.5 | 10.5 | 3.84 | BM |  |  |  |  | 0 | Yes | AC-Coupled | PhotoVoltaic | 6.75 | 9.15
ESMASI-13394 |  | MA - DOER/ MassCEC Funded Projects | MA - SMART Program |  | 2022-11-21 | 2022-05-18 | Residential |  | Lithium Ion |  | Tesla | 0 | 0 | 13.5 | 5 | BM | Self Generation | Self Generation |  | Utility DR Program | 0 | Yes | AC-Coupled | PhotoVoltaic | 7.2 | 10.4
ESMAEX-01088 |  | MA - SMART Program |  | Connected Solutions | 2022-11-21 | 2022-04-16 | Commercial |  | Lithium Ion |  | Tesla | 13.5 | 0 | 13.5 | 5 | BM | Customer Bill Savings (e.g., Demand Charge Management, TOU Arbitrage) | Renewable Shift | Reliability and Resiliency | Peak Shaving/ Load Leveling | 0 | Yes | AC-Coupled | PhotoVoltaic | 12.24 | 15.2
ESMASI-11890 |  |  | MA - SMART Program | Utility Connected Solutions DR Program | 2022-11-22 | 2022-04-06 | Residential |  | Lithium Ion |  | Tesla | 13.5 | 0 | 13.5 | 5 | BM | Customer Bill Savings (e.g., Demand Charge Management, TOU Arbitrage) | Peak Shaving/ Load Leveling |  |  | 0 | Yes | AC-Coupled | PhotoVoltaic | 4.8 | 7.6
ESMASI-15514 |  |  | MA - SMART Program | Utility Connected Solutions DR Program | 2022-11-22 | 2022-07-17 | Residential |  | Lithium Ion |  | Tesla | 13.5 | 5 | 13.5 | 5 | BM | Customer Bill Savings (e.g., Demand Charge Management, TOU Arbitrage) | Peak Shaving/ Load Leveling |  |  | 0 | Yes | AC-Coupled | PhotoVoltaic | 9.6 | 7.6
ESMAEX-01182 |  | MA - SMART Program |  | Connected Solutions | 2022-11-22 | 2022-05-16 | Commercial |  | Lithium Ion |  | Tesla | 27 | 10 | 27 | 10 | BM | Customer Bill Savings (e.g., Demand Charge Management, TOU Arbitrage) | Renewable Shift | Reliability and Resiliency | Peak Shaving/ Load Leveling | 0 | Yes | AC-Coupled | PhotoVoltaic | 13.25 | 15.2
ESMAEX-00020 |  |  |  | Connected Solutions | 2022-11-22 | 2021-04-01 | Commercial |  | Lithium Ion |  | Tesla | 28 | 10 | 28 | 10 | BM |  |  |  | Connected Solutions, Backup | 0 | Yes | AC-Coupled | PhotoVoltaic | 13.4 | 20
ESMASI-11507 |  |  |  |  | 2022-11-22 | 2022-03-24 | Residential |  | Lithium Ion |  | Enphase | 10.08 | 3.84 | 384 | 3.84 | BM |  |  |  |  | 0 | Yes | AC-Coupled | PhotoVoltaic | 11.2 | 11.96
ESMAEX-00653 |  |  |  |  | 2022-11-23 | 2021-12-10 | Commercial |  | Lithium Ion |  | Tesla | 5 | 14 | 5 | 5 | BM |  |  |  |  | 0 | Yes | AC-Coupled | PhotoVoltaic | 0 | 5
ESMASI-07189 |  |  |  |  | 2022-11-23 | 2021-09-30 | Residential |  | Lithium Ion |  | Enphase | 10.08 | 3.84 | 10.08 | 3.84 | BM |  |  |  |  | 0 | Yes | AC-Coupled | PhotoVoltaic | 4.07 | 7.09
ESMASI-11873 |  |  | MA - SMART Program | ConnectedSolutions | 2022-11-23 | 2022-04-05 | Residential |  | Lithium Ion |  | Tesla | 13.5 | 5 | 13.5 | 5 | BM | Customer Bill Savings (e.g., Demand Charge Management, TOU Arbitrage) | Peak Shaving/ Load Leveling |  |  | 0 | Yes | AC-Coupled | PhotoVoltaic | 4.8 | 7.6
ESMASI-17012 |  |  | MA - SMART Program | Utility Connected Solutions DR Program | 2022-11-23 | 2022-08-24 | Residential |  | Lithium Ion |  | Tesla | 13.5 | 5 | 13.5 | 5 | BM | Customer Bill Savings (e.g., Demand Charge Management, TOU Arbitrage) | Peak Shaving/ Load Leveling |  |  | 0 | Yes | AC-Coupled | PhotoVoltaic | 9.6 | 7.6
ESMASI-18459 |  |  | MA - SMART Program | Utility Connected Solutions DR Program | 2022-11-23 | 2022-09-27 | Residential |  | Lithium Ion |  | Tesla | 13.5 | 5 | 13.5 | 5 | BM | Customer Bill Savings (e.g., Demand Charge Management, TOU Arbitrage) | Peak Shaving/ Load Leveling |  |  | 0 | Yes | AC-Coupled | PhotoVoltaic | 8 | 7.6
ESMAEX-01087 |  |  |  | Connected Solutions | 2022-11-23 | 2022-04-16 | Commercial |  | Lithium Ion |  | Tesla | 27 | 10 | 27 | 10 | BM | Customer Bill Savings (e.g., Demand Charge Management, TOU Arbitrage) | Renewable Shift | Reliability and Resiliency | Peak Shaving/ Load Leveling | 0 | Yes | AC-Coupled | Other | 0 | 10
ESMASI-15308 |  |  | MA - SMART Program |  | 2022-11-25 | 2022-07-12 | Residential |  | Lithium Ion |  | Other | 19.4 | 19.4 | 10 | 10 | BM | Customer Bill Savings (e.g., Demand Charge Management, TOU Arbitrage) | Self Generation |  |  | 0 | Yes | DC-Coupled | PhotoVoltaic | 16.2 | 10
ESMASI-13690 |  |  | MA - SMART Program | Utility Connected Solutions DR Program | 2022-11-25 | 2022-05-25 | Residential |  | Lithium Ion |  | Tesla | 13.5 | 5 | 13.5 | 5 | BM | Customer Bill Savings (e.g., Demand Charge Management, TOU Arbitrage) | Peak Shaving/ Load Leveling |  |  | 0 | Yes | AC-Coupled | PhotoVoltaic | 9.6 | 7.6
ESMAEX-00913 |  | MA - SMART Program |  |  | 2022-11-25 | 2022-03-14 | Commercial |  | Lithium Ion |  | Enphase | 20.16 | 8.448 | 20.16 | 7.68 | BM | Reliability and Resiliency |  |  |  | 0 | Yes | AC-Coupled | PhotoVoltaic | 10.625 | 9.15
ESMASI-15069 |  |  | MA - SMART Program |  | 2022-11-28 | 2022-07-05 | Residential |  | Lithium Ion |  | LG Chem | 11 | 16 | 7 | 7 | BM | Customer Bill Savings (e.g., Demand Charge Management, TOU Arbitrage) |  |  |  | 0 | Yes | DC-Coupled | PhotoVoltaic | 11.745 | 7.6
ESMASI-15824 |  |  |  |  | 2022-11-28 | 2022-07-26 | Residential |  | Lithium Ion |  | LG Chem | 16 | 7 | 16 | 7.6 | BM |  |  |  |  | 0 | Yes | DC-Coupled | PhotoVoltaic | 7.4 | 7.6
ESMASI-20549 |  |  |  |  | 2022-11-29 | 2022-11-11 | Residential |  | Lithium Ion |  | Enphase | 0 | 0 | 10.08 | 3.84 | BM |  |  |  |  | 0 | Yes | AC-Coupled | PhotoVoltaic | 8.8 | 10.33
ESMAEX-00310 |  | MA - SMART Program |  |  | 2022-11-29 | 2021-08-13 | Commercial |  | Lithium Ion |  | Tesla | 13.5 | 5 | 13.5 | 5 | BM | Customer Bill Savings (e.g., Demand Charge Management, TOU Arbitrage) | Renewable Shift | Reliability and Resiliency | Peak Shaving/ Load Leveling | 0 | Yes | AC-Coupled | PhotoVoltaic | 16.32 | 15.2
ESMASI-17465 |  |  | MA - SMART Program |  | 2022-12-01 | 2022-09-02 | Residential |  | Lithium Ion |  | Other | 9.7 | 5 | 9.7 | 5 | BM | Customer Bill Savings (e.g., Demand Charge Management, TOU Arbitrage) |  |  |  | 0 | Yes | DC-Coupled | PhotoVoltaic | 10.4 | 10
ESMASI-14483 |  |  | MA - SMART Program |  | 2022-12-01 | 2022-06-16 | Residential |  | Lithium Ion |  | Enphase | 10.08 | 0 | 10.08 | 3.84 | BM | Customer Bill Savings (e.g., Demand Charge Management, TOU Arbitrage) |  |  |  | 0 | Yes | AC-Coupled | PhotoVoltaic | 6.4 | 8.64
ESMAEX-01243 |  | MA - SMART Program |  | Connected Solutions | 2022-12-01 | 2022-06-02 | Commercial |  | Lithium Ion |  | Tesla | 13.5 | 5 | 13.5 | 10 | BM | Customer Bill Savings (e.g., Demand Charge Management, TOU Arbitrage) | Renewable Shift | Reliability and Resiliency | Peak Shaving/ Load Leveling | 0 | Yes | AC-Coupled | PhotoVoltaic | 12.096 | 17.6
ESMASI-15269 |  |  |  |  | 2022-12-02 | 2022-07-11 | Residential |  | Lithium Ion |  | Tesla | 0 | 0 | 0 | 0 | BM |  |  |  |  | 0 | Yes | AC-Coupled | PhotoVoltaic | 8.295 | 7.6
ESMASI-10465 |  |  | MA - SMART Program |  | 2022-12-02 | 2022-02-11 | Residential |  | Lithium Ion |  | Other | 7 | 5 | 7 | 5 | BM | Reliability and Resiliency | Reliability and Resiliency |  |  | 0 | Yes | DC-Coupled | PhotoVoltaic | 15.2 | 10
ESMASI-18510 |  |  | MA - SMART Program | Net Metering | 2022-12-02 | 2022-09-28 | Residential |  | Lithium Ion |  | LG Chem | 9.8 | 5 | 9.8 | 5 | BM |  |  |  | Backup | 0 | Yes | DC-Coupled | PhotoVoltaic | 11.36 | 10
ESMASI-14417 |  |  | MA - SMART Program | Connected Solutions | 2022-12-02 | 2022-06-15 | Residential |  | Lithium Ion |  | Tesla | 0 | 0 | 13.5 | 5.8 | BM | Reliability and Resiliency | Reliability and Resiliency |  |  | 0 | Yes | AC-Coupled | PhotoVoltaic | 6 | 11.29
ESMASI-18686 |  |  | MA - SMART Program | Connected Solutions Demand Response | 2022-12-02 | 2022-10-03 | Residential |  | Lithium Ion |  | Tesla | 13.5 | 5 | 13.5 | 5 | BM | Customer Bill Savings (e.g., Demand Charge Management, TOU Arbitrage) | Peak Shaving/ Load Leveling |  |  | 0 | Yes | AC-Coupled | PhotoVoltaic | 10 | 12.6
ESMASI-18471 |  |  |  | None - Not Applying for MA Smart or any other program | 2022-12-02 | 2022-09-28 | Residential |  | Lithium Ion |  | Other | 18 | 3 | 15.2 | 7.6 | BM |  |  |  |  | 0 | Yes | DC-Coupled | PhotoVoltaic | 10.8 | 8
ESMASI-06649 |  |  | MA - SMART Program |  | 2022-12-02 | 2021-09-08 | Residential |  | Lithium Ion |  | Other | 18 | 18 | 18 | 18 | BM | Self Generation | Self Generation |  |  | 0 | Yes | DC-Coupled | PhotoVoltaic | 13.87 | 7.6
ESMASI-11964 |  |  | MA - SMART Program |  | 2022-12-05 | 2022-04-07 | Residential |  | Lithium Ion |  | Enphase | 0 | 0 | 10.08 | 3.84 | BM |  |  |  |  | 0 | Yes | AC-Coupled | PhotoVoltaic | 5.775 | 8.265
ESMAEX-00719 |  | MA - SMART Program |  | Connected Solutions | 2022-12-05 | 2022-01-11 | Commercial |  | Lithium Ion |  | Tesla | 13.5 | 5 | 13.5 | 5 | BM | Customer Bill Savings (e.g., Demand Charge Management, TOU Arbitrage) | Renewable Shift | Reliability and Resiliency | Peak Shaving/ Load Leveling | 0 | Yes | AC-Coupled | PhotoVoltaic | 15.03 | 20.2
ESMASI-14188 |  |  | MA - SMART Program |  | 2022-12-05 | 2022-06-09 | Residential |  | Lithium Ion |  | Other | 18 | 0 | 18 | 0 | BM | Customer Bill Savings (e.g., Demand Charge Management, TOU Arbitrage) |  |  |  | 0 | Yes | DC-Coupled | PhotoVoltaic | 11.34 | 7.6
ESMASI-16925 |  |  | MA - SMART Program | Net Metering | 2022-12-06 | 2022-08-23 | Residential |  | Lithium Ion |  | LG Chem | 9.8 | 9.8 | 5 | 5 | BM |  |  |  | Backup | 0 | Yes | AC-Coupled | PhotoVoltaic | 10.22 | 13
ESMASI-17858 |  |  | MA - SMART Program | Net Metering | 2022-12-07 | 2022-09-13 | Residential |  | Lithium Ion |  | LG Chem | 9.8 | 7 | 9.8 | 7 | BM |  |  |  | Backup | 0 | Yes | DC-Coupled | PhotoVoltaic | 4.125 | 4
ESMASI-15651 |  |  | MA - SMART Program | Utility Connected Solutions DR Program | 2022-12-07 | 2022-07-20 | Residential |  | Lithium Ion |  | Tesla | 13.5 | 5 | 13.5 | 5 | BM | Customer Bill Savings (e.g., Demand Charge Management, TOU Arbitrage) | Peak Shaving/ Load Leveling |  |  | 0 | Yes | AC-Coupled | PhotoVoltaic | 7.2 | 7.6
ESMASI-15501 |  |  | MA - SMART Program | Utility Connected Solutions DR Program | 2022-12-07 | 2022-07-15 | Residential |  | Lithium Ion |  | Tesla | 27 | 10 | 27 | 10 | BM | Customer Bill Savings (e.g., Demand Charge Management, TOU Arbitrage) | Peak Shaving/ Load Leveling |  |  | 0 | Yes | AC-Coupled | PhotoVoltaic | 10.8 | 7.6
ESMASI-16927 |  |  | MA - SMART Program | Net Metering | 2022-12-08 | 2022-08-23 | Residential |  | Lithium Ion |  | LG Chem | 9.8 | 7 | 9.8 | 7 | BM |  |  |  | Backup | 0 | Yes | DC-Coupled | PhotoVoltaic | 11.005 | 7.6
ESMAEX-01390 |  | MA - SMART Program |  |  | 2022-12-08 | 2022-07-20 | Commercial |  | Lithium Ion |  | Tesla | 27 | 10 | 27 | 10 | BM | Customer Bill Savings (e.g., Demand Charge Management, TOU Arbitrage) |  |  |  | 0 | Yes | AC-Coupled | PhotoVoltaic | 11.84 | 10
ESMASI-13287 |  |  | MA - SMART Program |  | 2022-12-09 | 2022-05-16 | Residential |  | Lithium Ion |  | Tesla | 13.5 | 7 | 13.5 | 5 | BM |  |  |  |  | 0 | Yes | AC-Coupled | PhotoVoltaic | 9.715 | 12.6
ESMASI-18515 |  |  | MA - SMART Program | Other - Utility Connected Solutions DR Program | 2022-12-09 | 2022-09-28 | Residential |  | Lithium Ion |  | Tesla | 13.5 | 5 | 13.5 | 5 | BM | Customer Bill Savings (e.g., Demand Charge Management, TOU Arbitrage) | Peak Shaving/ Load Leveling |  |  | 0 | Yes | AC-Coupled | PhotoVoltaic | 14.4 | 11.4
ESMASI-18325 |  |  | MA - SMART Program | Utility Connected Solutions DR Program | 2022-12-09 | 2022-09-23 | Residential |  | Lithium Ion |  | Tesla | 13.5 | 5 | 13.5 | 5 | BM | Customer Bill Savings (e.g., Demand Charge Management, TOU Arbitrage) | Peak Shaving/ Load Leveling |  |  | 0 | Yes | AC-Coupled | PhotoVoltaic | 12.8 | 7.6
ESMASI-18589 |  |  | MA - SMART Program | Utility Connected Solutions DR Program | 2022-12-09 | 2022-09-30 | Residential |  | Lithium Ion |  | Tesla | 13.5 | 5 | 13.5 | 5 | BM | Customer Bill Savings (e.g., Demand Charge Management, TOU Arbitrage) | Peak Shaving/ Load Leveling |  |  | 0 | Yes | AC-Coupled | PhotoVoltaic | 9.6 | 7.6
ESMASI-20066 |  |  | MA - SMART Program | Utility Connected Solutions DR Program | 2022-12-09 | 2022-11-01 | Residential |  | Lithium Ion |  | Tesla | 13.5 | 5 | 13.5 | 5 | BM | Customer Bill Savings (e.g., Demand Charge Management, TOU Arbitrage) | Peak Shaving/ Load Leveling |  |  | 0 | Yes | AC-Coupled | PhotoVoltaic | 8.8 | 7.6
ESMASI-14131 |  |  | MA - SMART Program |  | 2022-12-12 | 2022-06-08 | Residential |  | Lithium Ion |  | Other | 10 | 10 | 10 | 10 | BM | Customer Bill Savings (e.g., Demand Charge Management, TOU Arbitrage) |  |  |  | 0 | Yes | DC-Coupled | PhotoVoltaic | 15.2 | 7.6
ESMASI-20978 |  |  | MA - SMART Program |  | 2022-12-12 | 2022-11-18 | Residential |  | Lithium Ion |  | Enphase | 0 | 0 | 13.44 | 5.12 | BM | Customer Bill Savings (e.g., Demand Charge Management, TOU Arbitrage) | Self Generation |  |  | 0 | Yes | AC-Coupled | PhotoVoltaic | 10 | 5.12
ESMASI-15433 |  |  | MA - Energy Efficiency/ DR Program |  | 2022-12-12 | 2022-07-14 | Residential |  | Lithium Ion |  | Tesla | 0 | 0 | 13.5 | 5 | BM | Self Generation | Self Generation |  |  | 0 | Yes | AC-Coupled | PhotoVoltaic | 7.11 | 10.4
ESMASI-19295 |  |  | MA - SMART Program |  | 2022-12-12 | 2022-10-14 | Residential |  | Lithium Ion |  | Tesla | 0 | 0 | 13.5 | 5 | BM | Customer Bill Savings (e.g., Demand Charge Management, TOU Arbitrage) | Peak Shaving/ Load Leveling |  |  | 0 | Yes | AC-Coupled | PhotoVoltaic | 3.85 | 8.465
ESMASI-15409 |  |  | MA - Energy Efficiency/ DR Program |  | 2022-12-12 | 2022-07-14 | Residential |  | Lithium Ion |  | Other | 18 | 9 | 18 | 9 | BM | Self Generation | Self Generation |  |  | 0 | Yes | DC-Coupled | PhotoVoltaic | 10.8 | 7.6
ESMAEX-01176 |  | MA - SMART Program |  | Connected Solutions Demand Response | 2022-12-12 | 2022-05-12 | Commercial |  | Lithium Ion |  | Tesla | 27 | 10 | 27 | 10 | BM | Customer Bill Savings (e.g., Demand Charge Management, TOU Arbitrage) | Renewable Shift | Reliability and Resiliency | Peak Shaving/ Load Leveling | 0 | Yes | AC-Coupled | PhotoVoltaic | 15.624 | 15.2
ESMASI-16924 |  |  | MA - SMART Program | Net Metering | 2022-12-13 | 2022-08-23 | Residential |  | Lithium Ion |  | LG Chem | 9.8 | 5 | 9.8 | 5 | BM |  |  |  | Backup | 0 | Yes | DC-Coupled | PhotoVoltaic | 14.91 | 11.4
ESMASI-13512 |  |  | MA - SMART Program |  | 2022-12-13 | 2022-05-20 | Residential |  | Lithium Ion |  | Other | 19.4 | 19.4 | 10 | 10 | BM | Customer Bill Savings (e.g., Demand Charge Management, TOU Arbitrage) | Self Generation |  |  | 0 | Yes | DC-Coupled | PhotoVoltaic | 14.58 | 10
ESMASI-18196 |  |  | MA - SMART Program | connected solution | 2022-12-13 | 2022-09-21 | Residential |  | Lithium Ion |  | Tesla | 13.5 | 5 | 13.5 | 5 | BM | Customer Bill Savings (e.g., Demand Charge Management, TOU Arbitrage) | Peak Shaving/ Load Leveling |  |  | 0 | Yes | AC-Coupled | PhotoVoltaic | 8.8 | 7.6
ESMAEX-01490 |  | MA - DOER/ MassCEC Funded Projects | MA - SMART Program |  | 2022-12-13 | 2022-08-19 | Commercial |  | Lithium Ion |  | Enphase | 16.8 | 7.04 | 16.8 | 6.4 | BM | Reliability and Resiliency |  |  |  | 0 | Yes | AC-Coupled | PhotoVoltaic | 11.85 | 15.3
ESMAEX-00467 |  | MA - SMART Program |  |  | 2022-12-13 | 2021-10-04 | Commercial |  | Lithium Ion |  | Tesla | 27 | 10 | 27 | 10 | BM | Customer Bill Savings (e.g., Demand Charge Management, TOU Arbitrage) | Renewable Shift | Reliability and Resiliency | Peak Shaving/ Load Leveling | 0 | Yes | AC-Coupled | PhotoVoltaic | 8.16 | 17.6
ESMASI-17334 |  |  |  |  | 2022-12-14 | 2022-09-01 | Residential |  | Lithium Ion |  | Other | 13.44 | 13.44 | 7.62 | 7.62 | BM | Customer Bill Savings (e.g., Demand Charge Management, TOU Arbitrage) | Self Generation |  |  | 0 | Yes | AC-Coupled | PhotoVoltaic | 5.6 | 11.82
ESMASI-13056 |  |  | MA - SMART Program | Utility Connected Solutions DR Program | 2022-12-14 | 2022-05-09 | Residential |  | Lithium Ion |  | Tesla | 13.5 | 0 | 10 | 5 | BM | Customer Bill Savings (e.g., Demand Charge Management, TOU Arbitrage) | Peak Shaving/ Load Leveling |  |  | 0 | Yes | AC-Coupled | PhotoVoltaic | 9.6 | 12.6
ESMASI-13057 |  |  |  | Utility Connected Solutions DR Program | 2022-12-14 | 2022-05-09 | Residential |  | Lithium Ion |  | Tesla | 0 | 0 | 13.5 | 5 | BM | Customer Bill Savings (e.g., Demand Charge Management, TOU Arbitrage) | Peak Shaving/ Load Leveling |  |  | 0 | Yes | AC-Coupled | PhotoVoltaic | 0 | 5
ESMASI-14169 |  |  | MA - SMART Program | Utility Connected Solutions DR Program | 2022-12-14 | 2022-06-09 | Residential |  | Lithium Ion |  | Tesla | 13.5 | 5 | 13.5 | 5 | BM | Customer Bill Savings (e.g., Demand Charge Management, TOU Arbitrage) | Peak Shaving/ Load Leveling |  |  | 0 | Yes | AC-Coupled | PhotoVoltaic | 9.6 | 7.6
ESMASI-16052 |  |  | MA - SMART Program |  | 2022-12-15 | 2022-08-01 | Residential |  | Lithium Ion |  | Enphase | 13.44 | 13.44 | 5.12 | 5.12 | BM | Customer Bill Savings (e.g., Demand Charge Management, TOU Arbitrage) | Self Generation |  |  | 0 | Yes | AC-Coupled | PhotoVoltaic | 4 | 8.12
ESMASI-17333 |  |  |  |  | 2022-12-15 | 2022-09-01 | Residential |  | Lithium Ion |  | Other | 13.44 | 13.44 | 7.62 | 7.62 | BM | Customer Bill Savings (e.g., Demand Charge Management, TOU Arbitrage) | Self Generation |  |  | 0 | Yes | AC-Coupled | PhotoVoltaic | 5.6 | 11.82
ESMASI-14237 |  |  |  |  | 2022-12-15 | 2022-06-10 | Residential |  | Lithium Ion |  | Enphase | 13.44 | 5.12 | 13.36 | 5.12 | BM |  |  |  |  | 0 | Yes | AC-Coupled | PhotoVoltaic | 4.92 | 9.512
ESMASI-13831 |  |  | MA - SMART Program | Connected Solutions | 2022-12-15 | 2022-05-31 | Residential |  | Lithium Ion |  | Tesla | 0 | 0 | 13.5 | 5 | BM | Reliability and Resiliency | Reliability and Resiliency |  |  | 0 | Yes | AC-Coupled | PhotoVoltaic | 8.8 | 8.9
ESMASI-16225 |  |  |  |  | 2022-12-16 | 2022-08-04 | Residential |  | Lithium Ion |  | Tesla | 13.5 | 13.5 | 5 | 5 | BM |  |  |  |  | 0 | Yes | AC-Coupled | PhotoVoltaic | 6.6 | 5
ESMASI-16085 |  |  |  |  | 2022-12-16 | 2022-08-01 | Residential |  | Lithium Ion |  | Enphase | 16.8 | 16.8 | 6.4 | 6.4 | BM | Customer Bill Savings (e.g., Demand Charge Management, TOU Arbitrage) | Self Generation |  |  | 0 | Yes | AC-Coupled | PhotoVoltaic | 9.2 | 13.3
ESMASI-14577 |  |  | MA - SMART Program |  | 2022-12-16 | 2022-06-20 | Residential |  | Lithium Ion |  | Enphase | 0 | 0 | 13 | 5.04 | BM | Reliability and Resiliency | Reliability and Resiliency |  |  | 0 | Yes | AC-Coupled | PhotoVoltaic | 11.2 | 13.44
ESMASI-17536 |  |  | MA - SMART Program | UTILITY DR PROGRAM | 2022-12-16 | 2022-09-06 | Residential |  | Lithium Ion |  | Tesla | 0 | 0 | 13.5 | 5 | BM | Customer Bill Savings (e.g., Demand Charge Management, TOU Arbitrage) | Peak Shaving/ Load Leveling |  |  | 0 | Yes | AC-Coupled | PhotoVoltaic | 5.6 | 12.6
ESMAEX-00607 |  |  |  | Demand Response | 2022-12-16 | 2021-11-18 | Commercial |  | Lithium Ion |  | Tesla | 14 | 13.5 | 14 | 13.5 | BM | Peak Shaving/ Load Leveling |  | Micogrid |  | 0 | Yes | AC-Coupled | Other | 0 | 19.8
ESMASI-15516 |  |  | MA - Energy Efficiency/ DR Program |  | 2022-12-16 | 2022-07-18 | Residential |  | Lithium Ion |  | Other | 14.3 | 7.5 | 14.3 | 7.5 | BM | Self Generation | Self Generation |  |  | 0 | Yes | DC-Coupled | PhotoVoltaic | 13.6 | 7.6
ESMASI-18866 |  |  | MA - SMART Program | Connected Solutions | 2022-12-16 | 2022-10-05 | Residential |  | Lithium Ion |  | SimpliFi | 15.2 | 9 | 15.2 | 9 | BM | Reliability and Resiliency | Reliability and Resiliency |  | Grid backup | 0 | Yes | AC-Coupled | PhotoVoltaic | 6 | 15
ESMASI-10472 |  |  |  |  | 2022-12-16 | 2022-02-11 | Residential |  | Lithium Ion |  | Enphase | 20.16 | 7.68 | 20.16 | 7.68 | BM |  |  |  |  | 0 | Yes | AC-Coupled | PhotoVoltaic | 5.67 | 11.81
ESMAEX-01340 |  | MA - SMART Program |  |  | 2022-12-16 | 2022-07-01 | Commercial |  | Lithium Ion |  | Tesla | 27 | 10 | 27 | 10 | BM | Reliability and Resiliency |  |  |  | 0 | Yes | AC-Coupled | PhotoVoltaic | 17.85 | 23.6
ESMAEX-01310 |  |  |  | demand response | 2022-12-19 | 2022-06-20 | Commercial |  | Lithium Ion |  | Enphase | 10.5 | 11.52 | 10.5 | 11.52 | BM | Peak Shaving/ Load Leveling |  |  |  | 0 | Yes | AC-Coupled | Other | 0 | 11.52
ESMASI-12878 |  |  | MA - SMART Program | Utility Connected Solutions DR Program | 2022-12-20 | 2022-05-04 | Residential |  | Lithium Ion |  | Tesla | 13.5 | 5 | 13.5 | 5 | BM | Customer Bill Savings (e.g., Demand Charge Management, TOU Arbitrage) | Peak Shaving/ Load Leveling |  |  | 0 | Yes | AC-Coupled | PhotoVoltaic | 16.4 | 11.4
ESMASI-17901 |  |  | MA - SMART Program | Utility Connected Solutions DR Program | 2022-12-20 | 2022-09-14 | Residential |  | Lithium Ion |  | Tesla | 13.5 | 5 | 13.5 | 5 | BM | Customer Bill Savings (e.g., Demand Charge Management, TOU Arbitrage) | Peak Shaving/ Load Leveling |  |  | 0 | Yes | AC-Coupled | PhotoVoltaic | 12 | 7.6
ESMASI-17988 |  |  | MA - SMART Program | Utility Connected Solutions DR Program | 2022-12-20 | 2022-09-16 | Residential |  | Lithium Ion |  | Tesla | 13.5 | 5 | 13.5 | 5 | BM | Customer Bill Savings (e.g., Demand Charge Management, TOU Arbitrage) | Peak Shaving/ Load Leveling |  |  | 0 | Yes | AC-Coupled | PhotoVoltaic | 12 | 11.4
ESMASI-17814 |  |  | MA - SMART Program |  | 2022-12-20 | 2022-09-13 | Residential |  | Lithium Ion |  | Other | 19.4 | 15 | 19.4 | 15 | BM | Customer Bill Savings (e.g., Demand Charge Management, TOU Arbitrage) | Self Generation |  |  | 0 | Yes | DC-Coupled | PhotoVoltaic | 7.92 | 10
ESMASI-14409 |  |  | MA - Energy Efficiency/ DR Program |  | 2022-12-21 | 2022-06-15 | Residential |  | Lithium Ion |  | Tesla | 0 | 0 | 5 | 5 | BM | Self Generation | Self Generation |  |  | 0 | Yes | AC-Coupled | PhotoVoltaic | 4.74 | 8.6
ESMASI-13241 |  |  | MA - SMART Program | Utility Connected Solutions DR Program | 2022-12-21 | 2022-05-13 | Residential |  | Lithium Ion |  | Tesla | 13.5 | 5 | 13.5 | 5 | BM | Customer Bill Savings (e.g., Demand Charge Management, TOU Arbitrage) | Peak Shaving/ Load Leveling |  |  | 0 | Yes | AC-Coupled | PhotoVoltaic | 9.6 | 7.6
ESMAEX-00898 |  | MA - SMART Program |  | connected solutions | 2022-12-21 | 2022-03-11 | Commercial |  | Lithium Ion |  | Tesla | 17 | 15.2 | 17 | 15.2 | BM | Customer Bill Savings (e.g., Demand Charge Management, TOU Arbitrage) | Renewable Shift | Reliability and Resiliency | Peak Shaving/ Load Leveling | 0 | Yes | AC-Coupled | PhotoVoltaic | 17 | 15.2
ESMASI-17525 |  |  | MA - SMART Program |  | 2022-12-22 | 2022-09-06 | Residential |  | Lithium Ion |  | Other | 19.4 | 19.4 | 10 | 10 | BM | Customer Bill Savings (e.g., Demand Charge Management, TOU Arbitrage) | Self Generation |  |  | 0 | Yes | DC-Coupled | PhotoVoltaic | 16.56 | 10
ESMASI-14881 |  |  |  | Utility Connected Solutions DR Program | 2022-12-22 | 2022-06-28 | Residential |  | Lithium Ion |  | Tesla | 13.5 | 0 | 13.5 | 5 | BM | Customer Bill Savings (e.g., Demand Charge Management, TOU Arbitrage) | Peak Shaving/ Load Leveling |  |  | 0 | Yes | AC-Coupled | PhotoVoltaic | 10.2 | 12.6
ESMASI-19106 |  |  | MA - SMART Program | connected solution | 2022-12-22 | 2022-10-11 | Residential |  | Lithium Ion |  | Tesla | 13.5 | 5 | 13.5 | 5 | BM | Customer Bill Savings (e.g., Demand Charge Management, TOU Arbitrage) | Peak Shaving/ Load Leveling |  |  | 0 | Yes | AC-Coupled | PhotoVoltaic | 11.2 | 11.4
ESMASI-07817 |  |  | MA - SMART Program |  | 2022-12-23 | 2021-10-26 | Residential |  | Lithium Ion |  | Tesla | 13.5 | 0 | 13.5 | 5 | BM | Customer Bill Savings (e.g., Demand Charge Management, TOU Arbitrage) | Peak Shaving/ Load Leveling |  |  | 0 | Yes | AC-Coupled | PhotoVoltaic | 5.32 | 12.6
ESMASI-10724 |  |  | MA - SMART Program | Connected Solutions | 2022-12-23 | 2022-02-23 | Residential |  | Lithium Ion |  | Tesla | 13.5 | 0 | 13.5 | 5 | BM | Customer Bill Savings (e.g., Demand Charge Management, TOU Arbitrage) | Peak Shaving/ Load Leveling |  |  | 0 | Yes | AC-Coupled | PhotoVoltaic | 10.88 | 12.6
ESMASI-11788 |  |  | MA - SMART Program | ConnectedSolutions | 2022-12-23 | 2022-04-04 | Residential |  | Lithium Ion |  | Tesla | 13.5 | 5 | 13.5 | 5 | BM | Customer Bill Savings (e.g., Demand Charge Management, TOU Arbitrage) | Peak Shaving/ Load Leveling |  |  | 0 | Yes | AC-Coupled | PhotoVoltaic | 7.22 | 12.6
ESMASI-11831 |  |  |  | Utility Connected Solutions DR Program | 2022-12-23 | 2022-04-04 | Residential |  | Lithium Ion |  | Tesla | 13.5 | 10 | 13.5 | 5 | BM | Customer Bill Savings (e.g., Demand Charge Management, TOU Arbitrage) | Peak Shaving/ Load Leveling |  |  | 0 | Yes | AC-Coupled | PhotoVoltaic | 11.6 | 12.6
ESMASI-15123 |  |  | MA - SMART Program |  | 2022-12-28 | 2022-07-06 | Residential |  | Lithium Ion |  | Tesla | 13.5 | 13.5 | 5 | 5 | BM |  |  |  |  | 0 | Yes | AC-Coupled | PhotoVoltaic | 9.62 | 12.67
ESMASI-17825 |  |  | MA - SMART Program | Utility Connected Solutions DR Program | 2022-12-28 | 2022-09-13 | Residential |  | Lithium Ion |  | Tesla | 13.5 | 5 | 13.5 | 5 | BM | Customer Bill Savings (e.g., Demand Charge Management, TOU Arbitrage) | Peak Shaving/ Load Leveling |  |  | 0 | Yes | AC-Coupled | PhotoVoltaic | 5.6 | 7.6
HISTEX-67734 |  | MA - SMART Program |  |  | 2022-12-28 |  | Commercial |  |  |  | Other |  | 1000 | 2000 | 1000 | SA |  |  |  |  | 0 | No |  | PhotoVoltaic |  | 1000
ESMASI-11611 |  |  | MA - SMART Program |  | 2022-12-29 | 2022-03-29 | Residential |  | Lithium Ion |  | Enphase | 16 | 16 | 6.4 | 6.4 | BM |  |  |  |  | 0 | Yes | AC-Coupled | PhotoVoltaic | 12.58 | 14.9
ESMAEX-01185 |  | MA - SMART Program |  | Utility Connected Solutions DR Program | 2022-12-29 | 2022-05-16 | Commercial |  | Lithium Ion |  | Tesla | 13.5 | 5 | 13.5 | 5 | BM | Customer Bill Savings (e.g., Demand Charge Management, TOU Arbitrage) | Renewable Shift | Reliability and Resiliency | Peak Shaving/ Load Leveling | 0 | Yes | AC-Coupled | PhotoVoltaic | 4.4 | 17.2
ESMASI-15375 |  |  | MA - Energy Efficiency/ DR Program |  | 2022-12-29 | 2022-07-13 | Residential |  | Lithium Ion |  | Tesla | 10 | 10 | 14 | 10 | BM | Reliability and Resiliency | Reliability and Resiliency |  |  | 0 | Yes | AC-Coupled | PhotoVoltaic | 3.2 | 13
ESMAEX-00641 |  | MA - SMART Program |  |  | 2022-12-29 | 2021-12-03 | Commercial |  | Lithium Ion |  | Enphase | 20.16 | 7.68 | 20.16 | 7.68 | BM | Customer Bill Savings (e.g., Demand Charge Management, TOU Arbitrage) |  |  |  | 0 | Yes | AC-Coupled | PhotoVoltaic | 12.4 | 9.15
ESMASI-12080 |  |  |  |  | 2023-01-03 | 2022-04-12 | Residential |  | Lithium Ion |  | Enphase | 0 | 0 | 3.84 | 3.84 | BM | Self Generation | Self Generation |  |  | 0 | Yes | AC-Coupled | PhotoVoltaic | 4.56 | 3.84
ESMASI-11732 |  |  | MA - SMART Program | Utility Connected Solutions DR Program | 2023-01-03 | 2022-03-31 | Residential |  | Lithium Ion |  | Tesla | 13.5 | 0 | 13.5 | 5 | BM | Customer Bill Savings (e.g., Demand Charge Management, TOU Arbitrage) | Peak Shaving/ Load Leveling |  |  | 0 | Yes | AC-Coupled | PhotoVoltaic | 8.16 | 12.6
ESMAEX-00929 |  | MA - SMART Program |  | Connected Solutions Demand Response | 2023-01-03 | 2022-03-16 | Commercial |  | Lithium Ion |  | Tesla | 13.5 | 0 | 13.5 | 5 | BM | Customer Bill Savings (e.g., Demand Charge Management, TOU Arbitrage) | Renewable Shift | Reliability and Resiliency | Peak Shaving/ Load Leveling | 0 | Yes | AC-Coupled | PhotoVoltaic | 18.896 | 15.2
ESMAEX-00566 |  |  |  |  | 2023-01-03 | 2021-11-05 | Commercial |  | Lithium Ion |  | Tesla | 27 | 10 | 27 | 10 | BM |  |  |  |  | 0 | Yes | AC-Coupled | PhotoVoltaic | 0 | 10
ESMASI-20531 |  |  | MA - SMART Program | Net Metering | 2023-01-04 | 2022-11-10 | Residential |  | Lithium Ion |  | LG Chem | 9.8 | 5 | 9.8 | 5 | BM |  |  |  | Backup | 0 | Yes | DC-Coupled | PhotoVoltaic | 11.36 | 7.6
ESMASI-19930 |  |  | MA - SMART Program | Utility Connected Solutions DR Program | 2023-01-04 | 2022-10-28 | Residential |  | Lithium Ion |  | Tesla | 13.5 | 5 | 13.5 | 5 | BM | Customer Bill Savings (e.g., Demand Charge Management, TOU Arbitrage) | Peak Shaving/ Load Leveling |  |  | 0 | Yes | AC-Coupled | PhotoVoltaic | 12.4 | 12.6
ESMASI-17020 |  |  |  |  | 2023-01-05 | 2022-08-24 | Residential |  | Lithium Ion |  | Enphase | 0 | 0 | 10.5 | 3.84 | BM | Customer Bill Savings (e.g., Demand Charge Management, TOU Arbitrage) |  |  |  | 0 | Yes | AC-Coupled | PhotoVoltaic | 11.2 | 12.14
ESMAEX-01350 |  | MA - SMART Program |  | net metering | 2023-01-05 | 2022-07-06 | Commercial |  | Lithium Ion |  | Tesla | 13.5 | 5 | 13.5 | 5 | BM |  |  |  | backup power | 0 | Yes | AC-Coupled | PhotoVoltaic | 8.84 | 17.68
ESMASI-15684 |  |  | MA - SMART Program |  | 2023-01-05 | 2022-07-21 | Residential |  | Lithium Ion |  | Tesla | 14 | 5 | 14 | 5 | BM | Customer Bill Savings (e.g., Demand Charge Management, TOU Arbitrage) |  |  |  | 0 | Yes | AC-Coupled | PhotoVoltaic | 8.295 | 7.6
ESMAEX-01058 |  | MA - SMART Program |  | Connected Solutions Demand Response | 2023-01-05 | 2022-04-08 | Commercial |  | Lithium Ion |  | Tesla | 27 | 10 | 27 | 10 | BM | Customer Bill Savings (e.g., Demand Charge Management, TOU Arbitrage) | Renewable Shift | Reliability and Resiliency | Peak Shaving/ Load Leveling | 0 | Yes | AC-Coupled | PhotoVoltaic | 17.2 | 25.2
ESMASI-21559 |  |  |  |  | 2023-01-06 | 2022-12-03 | Residential |  | Lithium Ion |  | Tesla | 0 | 0 | 5 | 5 | BM |  |  |  |  | 0 | Yes | AC-Coupled | PhotoVoltaic | 8.8 | 12.6
ESMASI-11996 |  |  | MA - SMART Program | Utility Connected Solutions DR Program | 2023-01-06 | 2022-04-08 | Residential |  | Lithium Ion |  | Tesla | 13.5 | 5 | 13.5 | 5 | BM | Customer Bill Savings (e.g., Demand Charge Management, TOU Arbitrage) | Peak Shaving/ Load Leveling |  |  | 0 | Yes | AC-Coupled | PhotoVoltaic | 13.2 | 11.4
ESMAEX-00886 |  |  |  | connected solutions | 2023-01-09 | 2022-03-07 | Commercial |  | Lithium Ion |  | Enphase | 5.12 | 5.12 | 5.12 | 5.12 | BM | Customer Bill Savings (e.g., Demand Charge Management, TOU Arbitrage) | Reliability and Resiliency |  |  | 0 | Yes | AC-Coupled | Other | 0 | 5.12
ESMAEX-00855 |  | MA - SMART Program |  | Net Metering | 2023-01-09 | 2022-02-24 | Commercial |  | Lithium Ion |  | Tesla | 13.2 | 5 | 13.2 | 5 | BM |  |  |  | Backup power | 0 | Yes | AC-Coupled | PhotoVoltaic | 13.65 | 19.8
ESMASI-18768 |  |  | MA - SMART Program |  | 2023-01-09 | 2022-10-04 | Residential |  | Lithium Ion |  | Other | 18 | 9 | 18 | 9 | BM | Self Generation | Self Generation |  |  | 0 | Yes | DC-Coupled | PhotoVoltaic | 13.2 | 7.6
ESMASI-15881 |  |  | MA - SMART Program |  | 2023-01-11 | 2022-07-27 | Residential |  | Lithium Ion |  | LG Chem | 16 | 7 | 16 | 7 | BM |  |  |  |  | 0 | Yes | DC-Coupled | PhotoVoltaic | 15.39 | 10
ESMASI-17815 |  |  | MA - SMART Program | Utility Connected Solutions DR Program | 2023-01-12 | 2022-09-13 | Residential |  | Lithium Ion |  | Tesla | 13.5 | 5 | 13.5 | 5 | BM | Customer Bill Savings (e.g., Demand Charge Management, TOU Arbitrage) | Peak Shaving/ Load Leveling |  |  | 0 | Yes | AC-Coupled | PhotoVoltaic | 12 | 7.6
ESMASI-16522 |  |  | MA - SMART Program | Net Metering | 2023-01-12 | 2022-08-12 | Residential |  | Lithium Ion |  | Tesla | 0 | 0 | 13.5 | 5 | BM |  |  |  | Backup | 0 | Yes | AC-Coupled | PhotoVoltaic | 5.325 | 9
ESMASI-16112 |  |  | MA - Energy Efficiency/ DR Program |  | 2023-01-13 | 2022-08-02 | Residential |  | Lithium Ion |  | Tesla | 14 | 5 | 5 | 5 | BM |  |  |  |  | 0 | Yes | AC-Coupled | PhotoVoltaic | 2.8 | 8
ESMASI-14856 |  |  | MA - SMART Program | Utility Connected Solutions DR Program | 2023-01-13 | 2022-06-28 | Residential |  | Lithium Ion |  | Tesla | 13.5 | 0 | 10 | 5 | BM | Customer Bill Savings (e.g., Demand Charge Management, TOU Arbitrage) | Peak Shaving/ Load Leveling |  |  | 0 | Yes | AC-Coupled | PhotoVoltaic | 9.6 | 12.6
ESMASI-17123 |  | MA - DOER/ MassCEC Funded Projects | MA - SMART Program |  | 2023-01-13 | 2022-08-26 | Residential |  | Lithium Ion |  | Enphase | 13.44 | 4.56 | 13.44 | 5.12 | BM | Reliability and Resiliency | Reliability and Resiliency |  |  | 0 | Yes | AC-Coupled | PhotoVoltaic | 10.695 | 5.12
ESMASI-13445 |  |  | MA - SMART Program | Utility Connected Solutions DR Program | 2023-01-17 | 2022-05-19 | Residential |  | Lithium Ion |  | Tesla | 13.5 | 5 | 13.5 | 5 | BM | Customer Bill Savings (e.g., Demand Charge Management, TOU Arbitrage) | Peak Shaving/ Load Leveling |  |  | 0 | Yes | AC-Coupled | PhotoVoltaic | 12.8 | 11.4
ESMAEX-01215 |  | MA - SMART Program |  | Connected Solutions Demand Response | 2023-01-17 | 2022-05-24 | Commercial |  | Lithium Ion |  | Tesla | 13.5 | 5 | 13.5 | 5 | BM | Customer Bill Savings (e.g., Demand Charge Management, TOU Arbitrage) | Renewable Shift | Reliability and Resiliency | Peak Shaving/ Load Leveling | 0 | Yes | AC-Coupled | PhotoVoltaic | 16 | 15.2
ESMAEX-00963 |  | MA - SMART Program |  | Connected Solutions Demand Response | 2023-01-17 | 2022-03-24 | Commercial |  | Lithium Ion |  | Tesla | 27 | 5 | 27 | 10 | BM | Customer Bill Savings (e.g., Demand Charge Management, TOU Arbitrage) | Renewable Shift | Reliability and Resiliency | Peak Shaving/ Load Leveling | 0 | Yes | AC-Coupled | PhotoVoltaic | 18.36 | 15.2
ESMASI-11829 |  |  | MA - SMART Program | Utility Connected Solutions DR Program | 2023-01-18 | 2022-04-04 | Residential |  | Lithium Ion |  | Tesla | 13.5 | 5 | 13.5 | 5 | BM | Customer Bill Savings (e.g., Demand Charge Management, TOU Arbitrage) | Peak Shaving/ Load Leveling |  |  | 0 | Yes | AC-Coupled | PhotoVoltaic | 14.4 | 11.4
ESMASI-18106 |  |  | MA - SMART Program | Utility Connected Solutions DR Program | 2023-01-18 | 2022-09-20 | Residential |  | Lithium Ion |  | Tesla | 13.5 | 5 | 13.5 | 5 | BM | Customer Bill Savings (e.g., Demand Charge Management, TOU Arbitrage) | Peak Shaving/ Load Leveling |  |  | 0 | Yes | AC-Coupled | PhotoVoltaic | 6.4 | 12.6
ESMASI-14206 |  |  | MA - SMART Program |  | 2023-01-19 | 2022-06-09 | Residential |  | Lithium Ion |  | Tesla | 5.6 | 5.6 | 5 | 5 | BM |  |  |  | back up only | 0 | Yes | AC-Coupled | PhotoVoltaic | 5.6 | 10
ESMASI-20545 |  |  | MA - SMART Program | Net Metering | 2023-01-19 | 2022-11-10 | Residential |  | Lithium Ion |  | LG Chem | 9.8 | 7 | 9.8 | 7 | BM |  |  |  | Backup | 0 | Yes | DC-Coupled | PhotoVoltaic | 8.19 | 7.6
ESMASI-17432 |  |  | MA - SMART Program | Utility Connected Solutions DR Program | 2023-01-19 | 2022-09-02 | Residential |  | Lithium Ion |  | Tesla | 13.5 | 5 | 13.5 | 5 | BM | Customer Bill Savings (e.g., Demand Charge Management, TOU Arbitrage) | Peak Shaving/ Load Leveling |  |  | 0 | Yes | AC-Coupled | PhotoVoltaic | 7.6 | 7.6
ESMASI-19985 |  |  | MA - SMART Program | Utility Connected Solutions DR Program | 2023-01-19 | 2022-10-28 | Residential |  | Lithium Ion |  | Tesla | 13.5 | 5 | 13.5 | 5 | BM | Customer Bill Savings (e.g., Demand Charge Management, TOU Arbitrage) | Peak Shaving/ Load Leveling |  |  | 0 | Yes | AC-Coupled | PhotoVoltaic | 8.4 | 12.6
ESMASI-17853 |  |  | MA - SMART Program |  | 2023-01-19 | 2022-09-13 | Residential |  | Lithium Ion |  | Other | 19.4 | 15 | 19.4 | 15 | BM | Customer Bill Savings (e.g., Demand Charge Management, TOU Arbitrage) | Self Generation |  |  | 0 | Yes | DC-Coupled | PhotoVoltaic | 13.6 | 10
ESMAEX-00936 |  | MA - SMART Program |  |  | 2023-01-20 | 2022-03-17 | Commercial |  | Lithium Ion |  | Enphase | 10.08 | 10.5 | 10.08 | 10.5 | BM | Customer Bill Savings (e.g., Demand Charge Management, TOU Arbitrage) |  |  |  | 0 | Yes | AC-Coupled | PhotoVoltaic | 6.12 | 4.93
ESMASI-16271 |  |  | MA - SMART Program |  | 2023-01-20 | 2022-08-05 | Residential |  | Lithium Ion |  | Enphase | 10.08 | 3.84 | 10.5 | 3.84 | BM | Reliability and Resiliency | Reliability and Resiliency |  |  | 0 | Yes | AC-Coupled | PhotoVoltaic | 8.1 | 9.84
ESMASI-17838 |  |  | MA - SMART Program | Utility Connected Solutions DR Program | 2023-01-20 | 2022-09-13 | Residential |  | Lithium Ion |  | Tesla | 13.5 | 5 | 13.5 | 5 | BM | Customer Bill Savings (e.g., Demand Charge Management, TOU Arbitrage) | Peak Shaving/ Load Leveling |  |  | 0 | Yes | AC-Coupled | PhotoVoltaic | 9.6 | 7.6
ESMAEX-01541 |  | MA - SMART Program |  | Connected Solutions Demand Response | 2023-01-20 | 2022-09-02 | Commercial |  | Lithium Ion |  | Tesla | 13.5 | 5 | 13.5 | 5 | BM | Customer Bill Savings (e.g., Demand Charge Management, TOU Arbitrage) | Renewable Shift | Reliability and Resiliency | Peak Shaving/ Load Leveling | 0 | Yes | AC-Coupled | PhotoVoltaic | 16.4 | 15.2
ESMAEX-00303 |  | MA - SMART Program |  | Connected Solutions | 2023-01-20 | 2021-08-12 | Commercial |  | Lithium Ion |  | Tesla | 13.5 | 5 | 13.5 | 5 | BM | Customer Bill Savings (e.g., Demand Charge Management, TOU Arbitrage) | Renewable Shift | Reliability and Resiliency | Peak Shaving/ Load Leveling | 0 | Yes | AC-Coupled | PhotoVoltaic | 20.06 | 15.2
ESMAEX-00516 |  |  |  |  | 2023-01-20 | 2021-10-20 | Commercial |  | Other | Lithium iron Phosphate | Enphase | 14 | 13.94 | 14 | 9.84 | BM |  |  |  |  | 0 | Yes | AC-Coupled | PhotoVoltaic | 9.52 | 7
ESMASI-19483 |  |  | MA - SMART Program | Utility Connected Solutions DR Program | 2023-01-20 | 2022-10-19 | Residential |  | Lithium Ion |  | Tesla | 27 | 10 | 27 | 10 | BM | Customer Bill Savings (e.g., Demand Charge Management, TOU Arbitrage) | Peak Shaving/ Load Leveling |  |  | 0 | Yes | AC-Coupled | PhotoVoltaic | 12 | 11.4
ESMAEX-00970 |  | MA - SMART Program |  | Connected Solutions Demand Response | 2023-01-20 | 2022-03-26 | Commercial |  | Lithium Ion |  | Tesla | 27 | 10 | 27 | 10 | BM | Customer Bill Savings (e.g., Demand Charge Management, TOU Arbitrage) | Renewable Shift | Reliability and Resiliency | Peak Shaving/ Load Leveling | 0 | Yes | AC-Coupled | PhotoVoltaic | 8.4 | 7.6
ESMAEX-01294 |  | MA - SMART Program |  |  | 2023-01-20 | 2022-06-14 | Commercial |  | Lithium Ion |  | Enphase | 28 | 7.68 | 28 | 7.68 | BM |  |  |  |  | 0 | Yes | AC-Coupled | PhotoVoltaic | 9.315 | 8.418
ESMAEX-00028 |  | MA - Energy Efficiency/ DR Program | MA - Energy Efficiency/ DR Program |  | 2023-01-20 | 2021-04-02 | Commercial |  | Lithium Ion |  | Tesla | 446 | 223 | 446 | 223 | BM | Customer Bill Savings (e.g., Demand Charge Management, TOU Arbitrage) | Wholesale Market |  |  | 0 | Yes | AC-Coupled | Other | 0 | 223
ESMASI-16822 |  |  | MA - SMART Program |  | 2023-01-23 | 2022-08-19 | Residential |  | Lithium Ion |  | Other | 19.4 | 15 | 19.4 | 15 | BM | Customer Bill Savings (e.g., Demand Charge Management, TOU Arbitrage) | Self Generation |  |  | 0 | Yes | DC-Coupled | PhotoVoltaic | 11.16 | 10
ESMASI-19687 |  |  | MA - SMART Program | Net Metering | 2023-01-24 | 2022-10-24 | Residential |  | Lithium Ion |  | LG Chem | 9.8 | 5 | 9.8 | 5 | BM |  |  |  | Backup | 0 | Yes | DC-Coupled | PhotoVoltaic | 5.4 | 3.8
ESMASI-11913 |  |  | MA - SMART Program |  | 2023-01-24 | 2022-04-06 | Residential |  | Lithium Ion |  | Tesla | 13.5 | 5 | 13.5 | 5 | BM | Customer Bill Savings (e.g., Demand Charge Management, TOU Arbitrage) | Peak Shaving/ Load Leveling |  |  | 0 | Yes | AC-Coupled | PhotoVoltaic | 14.4 | 11.4
ESMASI-17013 |  |  | MA - SMART Program | Utility Connected Solutions DR Program | 2023-01-24 | 2022-08-24 | Residential |  | Lithium Ion |  | Tesla | 13.5 | 5 | 13.5 | 5 | BM | Customer Bill Savings (e.g., Demand Charge Management, TOU Arbitrage) | Peak Shaving/ Load Leveling |  |  | 0 | Yes | AC-Coupled | PhotoVoltaic | 12 | 7.6
ESMASI-16190 |  |  |  |  | 2023-01-24 | 2022-08-03 | Residential |  | Lithium Ion |  | Tesla | 13.5 | 5 | 13.5 | 5 | BM | Customer Bill Savings (e.g., Demand Charge Management, TOU Arbitrage) | Peak Shaving/ Load Leveling |  |  | 0 | Yes | AC-Coupled | PhotoVoltaic | 4.8 | 7.6
ESMASI-17426 |  |  | MA - SMART Program | Utility Connected Solutions DR Program | 2023-01-24 | 2022-09-02 | Residential |  | Lithium Ion |  | Tesla | 13.5 | 5 | 13.5 | 5 | BM | Customer Bill Savings (e.g., Demand Charge Management, TOU Arbitrage) | Reliability and Resiliency |  |  | 0 | Yes | AC-Coupled | PhotoVoltaic | 8 | 12.6
ESMASI-17294 |  |  | MA - SMART Program | Utility Connected Solutions DR Program | 2023-01-24 | 2022-08-31 | Residential |  | Lithium Ion |  | Tesla | 13.5 | 5 | 13.5 | 5 | BM | Customer Bill Savings (e.g., Demand Charge Management, TOU Arbitrage) | Peak Shaving/ Load Leveling |  |  | 0 | Yes | AC-Coupled | PhotoVoltaic | 9.6 | 7.6
ESMASI-20428 |  |  | MA - SMART Program | Utility Connected Solutions DR Program | 2023-01-24 | 2022-11-08 | Residential |  | Lithium Ion |  | Tesla | 13.5 | 5 | 13.5 | 5 | BM | Customer Bill Savings (e.g., Demand Charge Management, TOU Arbitrage) | Peak Shaving/ Load Leveling |  |  | 0 | Yes | AC-Coupled | PhotoVoltaic | 13.2 | 11.4
ESMASI-21131 |  |  | MA - SMART Program | Utility Connected Solutions DR Program | 2023-01-24 | 2022-11-22 | Residential |  | Lithium Ion |  | Tesla | 13.5 | 5 | 13.5 | 5 | BM | Customer Bill Savings (e.g., Demand Charge Management, TOU Arbitrage) | Peak Shaving/ Load Leveling |  |  | 0 | Yes | AC-Coupled | PhotoVoltaic | 10 | 7.6
ESMAEX-00931 |  | MA - SMART Program |  | Connected Solutions Demand Response | 2023-01-24 | 2022-03-16 | Commercial |  | Lithium Ion |  | Tesla | 13.5 | 0 | 13.5 | 5 | BM | Customer Bill Savings (e.g., Demand Charge Management, TOU Arbitrage) | Renewable Shift | Reliability and Resiliency | Peak Shaving/ Load Leveling | 0 | Yes | AC-Coupled | PhotoVoltaic | 16 | 15.2
ESMAEX-01099 |  | MA - SMART Program |  |  | 2023-01-24 | 2022-04-21 | Commercial |  | Lithium Ion |  | Tesla | 13.5 | 20 | 13.5 | 20 | BM | Customer Bill Savings (e.g., Demand Charge Management, TOU Arbitrage) |  |  |  | 0 | Yes | AC-Coupled | PhotoVoltaic | 10.8 | 10
ESMAEX-01423 |  | MA - SMART Program |  |  | 2023-01-24 | 2022-08-02 | Commercial |  | Lithium Ion |  | Tesla | 17.6 | 10 | 17.6 | 10 | BM | Reliability and Resiliency |  |  |  | 0 | No | AC-Coupled | PhotoVoltaic | 7.2 | 17.6
ESMAEX-01017 |  | MA - SMART Program |  | Utility Connected Solutions DR Program | 2023-01-24 | 2022-04-06 | Commercial |  | Lithium Ion |  | Tesla | 27 | 0 | 27 | 10 | BM | Customer Bill Savings (e.g., Demand Charge Management, TOU Arbitrage) | Renewable Shift | Reliability and Resiliency | Peak Shaving/ Load Leveling | 0 | Yes | AC-Coupled | PhotoVoltaic | 19.2 | 15.2
ESMAEX-00736 |  | MA - SMART Program |  | Connected Solutions | 2023-01-24 | 2022-01-18 | Commercial |  | Lithium Ion |  | Tesla | 27 | 10 | 27 | 10 | BM | Customer Bill Savings (e.g., Demand Charge Management, TOU Arbitrage) | Reliability and Resiliency |  |  | 0 | Yes | AC-Coupled | PhotoVoltaic | 4.08 | 3.8
ESMAEX-01084 |  | MA - SMART Program |  |  | 2023-01-24 | 2022-04-15 | Commercial |  | Lithium Ion |  | Tesla | 27 | 14 | 27 | 10 | BM | Reliability and Resiliency | Renewable Shift |  |  | 0 | Yes | AC-Coupled | PhotoVoltaic | 10.53 | 17.6
ESMAEX-01003 |  | MA - SMART Program |  | Connected Solutions Demand Response | 2023-01-24 | 2022-04-04 | Commercial |  | Lithium Ion |  | Tesla | 40.5 | 15 | 40.5 | 15 | BM | Customer Bill Savings (e.g., Demand Charge Management, TOU Arbitrage) | Renewable Shift | Reliability and Resiliency | Peak Shaving/ Load Leveling | 0 | Yes | AC-Coupled | PhotoVoltaic | 9.6 | 17.6
ESMASI-14163 |  |  | MA - Energy Efficiency/ DR Program |  | 2023-01-25 | 2022-06-09 | Residential |  | Lithium Ion |  | Tesla | 0 | 0 | 5 | 5 | BM | Self Generation | Self Generation |  |  | 0 | Yes | AC-Coupled | PhotoVoltaic | 8 | 11
ESMASI-15943 |  |  |  |  | 2023-01-25 | 2022-07-28 | Residential |  | Lithium Ion |  | Other | 5 | 5 | 5 | 5 | BM |  |  |  |  | 0 | Yes | DC-Coupled | PhotoVoltaic | 7.695 | 10
ESMASI-15952 |  |  |  |  | 2023-01-25 | 2022-07-28 | Residential |  | Lithium Ion |  | Other | 5 | 5 | 5 | 5 | BM |  |  |  |  | 0 | Yes | DC-Coupled | PhotoVoltaic | 14.615 | 10
ESMASI-16034 |  |  | MA - SMART Program |  | 2023-01-25 | 2022-07-31 | Residential |  | Lithium Ion |  | Tesla | 0 | 0 | 5.8 | 5 | BM | Customer Bill Savings (e.g., Demand Charge Management, TOU Arbitrage) | Peak Shaving/ Load Leveling |  |  | 0 | Yes | AC-Coupled | PhotoVoltaic | 4.4 | 8.8
ESMASI-19880 |  |  | MA - SMART Program | Net Metering | 2023-01-25 | 2022-10-27 | Residential |  | Lithium Ion |  | LG Chem | 9.8 | 5 | 9.8 | 5 | BM |  |  |  | Backup | 0 | Yes | DC-Coupled | PhotoVoltaic | 9.72 | 7.6
ESMASI-11112 |  |  |  |  | 2023-01-25 | 2022-03-11 | Residential |  | Lithium Ion |  | Enphase | 10.08 | 10.5 | 10 | 3.84 | BM |  |  |  |  | 0 | Yes | AC-Coupled | PhotoVoltaic | 9.6 | 12.624
ESMASI-13501 |  |  | MA - SMART Program | ConnectedSolutions | 2023-01-25 | 2022-05-20 | Residential |  | Lithium Ion |  | Tesla | 13.5 | 5 | 13.5 | 5 | BM | Customer Bill Savings (e.g., Demand Charge Management, TOU Arbitrage) | Peak Shaving/ Load Leveling |  |  | 0 | Yes | AC-Coupled | PhotoVoltaic | 8.8 | 7.6
ESMASI-15182 |  |  | MA - SMART Program | Utility Connected Solutions DR Program | 2023-01-25 | 2022-07-07 | Residential |  | Lithium Ion |  | Tesla | 13.5 | 5 | 13.5 | 5 | BM | Customer Bill Savings (e.g., Demand Charge Management, TOU Arbitrage) | Peak Shaving/ Load Leveling |  |  | 0 | Yes | AC-Coupled | PhotoVoltaic | 7.2 | 7.6
ESMASI-16327 |  |  | MA - SMART Program | Utility Connected Solutions DR Program | 2023-01-25 | 2022-08-06 | Residential |  | Lithium Ion |  | Tesla | 13.5 | 5 | 13.5 | 5 | BM | Customer Bill Savings (e.g., Demand Charge Management, TOU Arbitrage) | Peak Shaving/ Load Leveling |  |  | 0 | Yes | AC-Coupled | PhotoVoltaic | 8.8 | 11.4
ESMASI-20330 |  |  | MA - SMART Program | Utility Connected Solutions DR Program | 2023-01-25 | 2022-11-07 | Residential |  | Lithium Ion |  | Tesla | 13.5 | 5 | 13.5 | 5 | BM | Customer Bill Savings (e.g., Demand Charge Management, TOU Arbitrage) | Peak Shaving/ Load Leveling |  |  | 0 | Yes | AC-Coupled | PhotoVoltaic | 12.8 | 7.6
ESMASI-20297 |  |  | MA - SMART Program | Utility Connected Solutions DR Program | 2023-01-25 | 2022-11-06 | Residential |  | Lithium Ion |  | Tesla | 13.5 | 5 | 13.5 | 5 | BM | Customer Bill Savings (e.g., Demand Charge Management, TOU Arbitrage) | Peak Shaving/ Load Leveling |  |  | 0 | Yes | AC-Coupled | PhotoVoltaic | 7.6 | 7.6
ESMASI-13493 |  |  | MA - SMART Program |  | 2023-01-26 | 2022-05-20 | Residential |  | Lithium Ion |  | Tesla | 0 | 0 | 5 | 5 | BM | Self Generation | Self Generation |  |  | 0 | Yes | AC-Coupled | PhotoVoltaic | 9.6 | 12.2
ESMASI-08577 |  |  |  |  | 2023-01-26 | 2021-11-23 | Residential |  | Lithium Ion |  | Enphase | 0 | 0 | 10 | 3.84 | BM |  |  |  |  | 0 | Yes | AC-Coupled | PhotoVoltaic | 0 | 3.84
ESMASI-10799 |  |  | MA - SMART Program | Utility Connected Solutions DR Program | 2023-01-26 | 2022-02-26 | Residential |  | Lithium Ion |  | Tesla | 13.5 | 0 | 13.5 | 5 | BM | Customer Bill Savings (e.g., Demand Charge Management, TOU Arbitrage) | Peak Shaving/ Load Leveling |  | Utility Connected Solutions DR Program | 0 | Yes | AC-Coupled | PhotoVoltaic | 12.4 | 11.4
ESMASI-11823 |  |  | MA - SMART Program | Utility Connected Solutions DR Program | 2023-01-26 | 2022-04-04 | Residential |  | Lithium Ion |  | Tesla | 13.5 | 5 | 13.5 | 5 | BM | Customer Bill Savings (e.g., Demand Charge Management, TOU Arbitrage) | Peak Shaving/ Load Leveling |  |  | 0 | Yes | AC-Coupled | PhotoVoltaic | 8.5 | 7.6
ESMASI-19711 |  |  | MA - SMART Program |  | 2023-01-26 | 2022-10-24 | Residential |  | Lithium Ion |  | LG Chem | 16 | 7 | 16 | 7 | BM | Customer Bill Savings (e.g., Demand Charge Management, TOU Arbitrage) | Reliability and Resiliency |  |  | 0 | Yes | DC-Coupled | PhotoVoltaic | 14.96 | 7.6
ESMASI-11350 |  |  |  |  | 2023-01-26 | 2022-03-21 | Residential |  | Lithium Ion |  | LG Chem | 16 | 7 | 20 | 10 | BM | Reliability and Resiliency | Reliability and Resiliency |  |  | 0 | Yes | DC-Coupled | PhotoVoltaic | 12.6 | 10
ESMAEX-01031 |  | MA - SMART Program |  | ConnectedSolutions | 2023-01-26 | 2022-04-07 | Commercial |  | Lithium Ion |  | Tesla | 27 | 10 | 27 | 10 | BM | Customer Bill Savings (e.g., Demand Charge Management, TOU Arbitrage) | Renewable Shift | Reliability and Resiliency | Peak Shaving/ Load Leveling | 0 | Yes | AC-Coupled | PhotoVoltaic | 17 | 15.2
ESMAEX-00590 |  | MA - SMART Program |  | Connected Solutions Demand Response | 2023-01-26 | 2021-11-16 | Commercial |  | Lithium Ion |  | Tesla | 40.5 | 15 | 40.5 | 15 | BM | Customer Bill Savings (e.g., Demand Charge Management, TOU Arbitrage) | Reliability and Resiliency |  |  | 0 | Yes | AC-Coupled | PhotoVoltaic | 8.84 | 17.6
ESMASI-16682 |  |  | MA - SMART Program | Utility Connected Solutions DR Program | 2023-01-27 | 2022-08-16 | Residential |  | Lithium Ion |  | Tesla | 13.5 | 5 | 13.5 | 5 | BM | Customer Bill Savings (e.g., Demand Charge Management, TOU Arbitrage) | Peak Shaving/ Load Leveling |  |  | 0 | Yes | AC-Coupled | PhotoVoltaic | 11.2 | 12.6
ESMASI-18225 |  |  | MA - SMART Program | Utility Connected Solutions DR Program | 2023-01-27 | 2022-09-22 | Residential |  | Lithium Ion |  | Tesla | 13.5 | 5 | 13.5 | 5 | BM | Customer Bill Savings (e.g., Demand Charge Management, TOU Arbitrage) | Peak Shaving/ Load Leveling |  |  | 0 | Yes | AC-Coupled | PhotoVoltaic | 12.41 | 11.4
ESMASI-16075 |  |  |  |  | 2023-01-30 | 2022-08-01 | Residential |  | Lithium Ion |  | Enphase | 0 | 0 | 2.6 | 3.84 | BM |  |  |  |  | 0 | Yes | AC-Coupled | PhotoVoltaic | 9.72 | 11.04
ESMASI-09670 |  |  |  |  | 2023-01-30 | 2022-01-12 | Residential |  | Lithium Ion |  | LG Chem | 9.6 | 5 | 19.2 | 10 | BM |  |  |  |  | 0 | Yes | DC-Coupled | PhotoVoltaic | 4 | 10
ESMAEX-01079 |  |  |  |  | 2023-01-30 | 2022-04-13 | Commercial |  | Lithium Ion |  | Tesla | 27 | 10 | 27 | 10 | BM |  |  |  |  | 0 | Yes | AC-Coupled | PhotoVoltaic | 16.5 | 7.6
ESMASI-17008 |  |  | MA - SMART Program |  | 2023-01-31 | 2022-08-24 | Residential |  | Lithium Ion |  | Enphase | 10.08 | 10.5 | 3.84 | 10.5 | BM |  |  |  |  | 0 | Yes | AC-Coupled | PhotoVoltaic | 11.34 | 9.588
ESMASI-17158 |  |  | MA - SMART Program | Connected Solutions | 2023-01-31 | 2022-08-29 | Residential |  | Lithium Ion |  | Tesla | 13.5 | 13.5 | 5 | 5 | BM | Reliability and Resiliency | Reliability and Resiliency |  |  | 0 | Yes | AC-Coupled | PhotoVoltaic | 6.66 | 10.31
ESMAEX-01444 |  | MA - SMART Program |  | Connected Solutions Demand Response | 2023-01-31 | 2022-08-08 | Commercial |  | Lithium Ion |  | Tesla | 13.5 | 5 | 13.5 | 5 | BM | Customer Bill Savings (e.g., Demand Charge Management, TOU Arbitrage) | Renewable Shift | Reliability and Resiliency | Peak Shaving/ Load Leveling | 0 | Yes | AC-Coupled | PhotoVoltaic | 18.8 | 15.2
ESMAEX-00757 |  | MA - SMART Program |  | Connected Solutions | 2023-01-31 | 2022-01-25 | Commercial |  | Lithium Ion |  | Tesla | 13.5 | 5 | 13.5 | 5 | BM | Customer Bill Savings (e.g., Demand Charge Management, TOU Arbitrage) | Renewable Shift | Reliability and Resiliency | Peak Shaving/ Load Leveling | 0 | Yes | AC-Coupled | PhotoVoltaic | 10.822 | 15.2
ESMAEX-00426 |  |  |  |  | 2023-01-31 | 2021-09-20 | Commercial |  | Other | Lithium iron Phosphate | Enphase | 14 | 5.12 | 14 | 13.44 | BM |  |  |  |  | 0 | Yes | AC-Coupled | PhotoVoltaic | 9.52 | 7
ESMASI-16037 |  |  |  |  | 2023-02-01 | 2022-08-01 | Residential |  | Lithium Ion |  | Other | 5 | 5 | 5 | 5 | BM |  |  |  |  | 0 | Yes | DC-Coupled | PhotoVoltaic | 13.77 | 10
ESMAEX-01113 |  | MA - SMART Program |  |  | 2023-02-01 | 2022-04-26 | Commercial |  | Lithium Ion |  | Enphase | 10.5 | 10.5 | 10.5 | 10.08 | SA |  |  |  |  | 0 | Yes | AC-Coupled | PhotoVoltaic | 11.25 | 8.85
ESMASI-20234 |  |  | MA - SMART Program | Utility Connected Solutions DR Program | 2023-02-01 | 2022-11-03 | Residential |  | Lithium Ion |  | Tesla | 13.5 | 5 | 13.5 | 5 | BM | Customer Bill Savings (e.g., Demand Charge Management, TOU Arbitrage) | Peak Shaving/ Load Leveling |  |  | 0 | Yes | AC-Coupled | PhotoVoltaic | 9.6 | 7.6
ESMASI-20861 |  |  |  |  | 2023-02-01 | 2022-11-17 | Residential |  | Lithium Ion |  | Tesla | 13.5 | 7.6 | 13.5 | 7.6 | BM |  |  |  |  | 0 | Yes | AC-Coupled | PhotoVoltaic | 9.6 | 7.6
ESMAEX-01184 |  | MA - SMART Program |  | Connected Solutions Demand Response | 2023-02-01 | 2022-05-16 | Commercial |  | Lithium Ion |  | Tesla | 13.5 | 5 | 13.5 | 5 | BM | Customer Bill Savings (e.g., Demand Charge Management, TOU Arbitrage) | Renewable Shift | Reliability and Resiliency | Peak Shaving/ Load Leveling | 0 | Yes | AC-Coupled | PhotoVoltaic | 14.4 | 16.4
ESMASI-19558 |  |  |  |  | 2023-02-01 | 2022-10-20 | Residential |  | Lithium Ion |  | Tesla | 0 | 0 | 14 | 7 | BM | Customer Bill Savings (e.g., Demand Charge Management, TOU Arbitrage) |  |  |  | 0 | Yes | AC-Coupled | PhotoVoltaic | 0 | 7
ESMAEX-00667 |  | MA - SMART Program |  |  | 2023-02-01 | 2021-12-16 | Commercial |  | Lithium Ion |  | sonnenBacterie | 20 | 20 | 20 | 8 | BM | Reliability and Resiliency |  |  |  | 0 | Yes | AC-Coupled | PhotoVoltaic | 14.95 | 18
ESMAEX-01362 |  | MA - SMART Program |  | Connected Solutions Demand Response | 2023-02-01 | 2022-07-11 | Commercial |  | Lithium Ion |  | Tesla | 27 | 10 | 27 | 10 | BM | Customer Bill Savings (e.g., Demand Charge Management, TOU Arbitrage) | Renewable Shift | Reliability and Resiliency | Peak Shaving/ Load Leveling | 0 | Yes | AC-Coupled | PhotoVoltaic | 14.4 | 15.2
ESMASI-16996 |  |  | MA - SMART Program | Utility Connected Solutions DR Program | 2023-02-02 | 2022-08-24 | Residential |  | Lithium Ion |  | Tesla | 13.5 | 5 | 13.5 | 5 | BM | Customer Bill Savings (e.g., Demand Charge Management, TOU Arbitrage) | Peak Shaving/ Load Leveling |  |  | 0 | Yes | AC-Coupled | PhotoVoltaic | 9.6 | 12.6
ESMASI-21273 |  |  | MA - SMART Program | Utility Connected Solutions DR Program | 2023-02-02 | 2022-11-28 | Residential |  | Lithium Ion |  | Tesla | 13.5 | 5 | 13.5 | 5 | BM | Customer Bill Savings (e.g., Demand Charge Management, TOU Arbitrage) | Peak Shaving/ Load Leveling |  |  | 0 | Yes | AC-Coupled | PhotoVoltaic | 9.2 | 7.6
ESMAEX-01352 |  |  |  |  | 2023-02-02 | 2022-07-07 | Commercial |  | Lithium Ion |  | Tesla | 0 | 10 | 20 | 10 | BM |  |  |  |  | 0 | Yes | AC-Coupled | Other | 0 | 10
ESMAEX-00585 |  | MA - SMART Program |  | Connected Solutions Demand Response | 2023-02-02 | 2021-11-15 | Commercial |  | Lithium Ion |  | Tesla | 27 | 10 | 27 | 10 | BM | Customer Bill Savings (e.g., Demand Charge Management, TOU Arbitrage) | Reliability and Resiliency |  |  | 0 | Yes | AC-Coupled | PhotoVoltaic | 17.83 | 15.2
ESMASI-18047 |  |  | MA - SMART Program | Utility Connected Solutions DR Program | 2023-02-03 | 2022-09-19 | Residential |  | Lithium Ion |  | Tesla | 13.5 | 5 | 13.5 | 5 | BM | Customer Bill Savings (e.g., Demand Charge Management, TOU Arbitrage) | Peak Shaving/ Load Leveling |  |  | 0 | Yes | AC-Coupled | PhotoVoltaic | 7.6 | 7.6
ESMASI-19917 |  |  |  | Utility Connected Solutions DR Program | 2023-02-03 | 2022-10-27 | Residential |  | Lithium Ion |  | Tesla | 13.5 | 5 | 13.5 | 5 | BM | Customer Bill Savings (e.g., Demand Charge Management, TOU Arbitrage) | Peak Shaving/ Load Leveling |  |  | 0 | Yes | AC-Coupled | PhotoVoltaic | 5.6 | 12.6
ESMASI-19301 |  |  |  |  | 2023-02-07 | 2022-10-14 | Residential |  | Lithium Ion |  | Tesla | 0 | 0 | 13.5 | 5 | BM | Reliability and Resiliency | Reliability and Resiliency |  | back up power only, zero export | 0 | Yes | AC-Coupled | PhotoVoltaic | 11.34 | 8.4
ESMASI-19188 |  |  |  | back up power | 2023-02-07 | 2022-10-12 | Residential |  | Lithium Ion |  | Enphase | 0 | 0 | 5.2 | 5.12 | BM | Reliability and Resiliency | Reliability and Resiliency |  |  | 0 | Yes | AC-Coupled | PhotoVoltaic | 0 | 5.12
ESMASI-16984 |  |  | MA - SMART Program |  | 2023-02-07 | 2022-08-24 | Residential |  | Lithium Ion |  | Other | 10.08 | 10.08 | 5.7 | 5.7 | BM | Customer Bill Savings (e.g., Demand Charge Management, TOU Arbitrage) | Self Generation |  |  | 0 | Yes | AC-Coupled | PhotoVoltaic | 2.52 | 7.8
ESMASI-22579 |  |  | MA - SMART Program | Net Metering | 2023-02-07 | 2022-12-28 | Residential |  | Lithium Ion |  | LG Chem | 9.8 | 7 | 9.8 | 7 | BM |  |  |  | Backup | 0 | Yes | DC-Coupled | PhotoVoltaic | 4.76 | 3.8
ESMAEX-00907 |  |  |  |  | 2023-02-07 | 2022-03-11 | Commercial |  | Lithium Ion |  | sonnenBacterie | 12 | 8 | 12 | 8 | BM |  |  |  |  | 0 | Yes | AC-Coupled | Other | 0 | 8
ESMASI-08350 |  |  | MA - SMART Program | Utility Connected Solutions DR Program | 2023-02-07 | 2021-11-15 | Residential |  | Lithium Ion |  | Tesla | 0 | 0 | 13.5 | 5 | BM | Customer Bill Savings (e.g., Demand Charge Management, TOU Arbitrage) | Peak Shaving/ Load Leveling |  |  | 0 | Yes | AC-Coupled | PhotoVoltaic | 4.3 | 12.6
ESMASI-21061 |  |  |  |  | 2023-02-07 | 2022-11-21 | Residential |  | Lithium Ion |  | Tesla | 0 | 0 | 13.5 | 5 | BM | Customer Bill Savings (e.g., Demand Charge Management, TOU Arbitrage) | Peak Shaving/ Load Leveling |  |  | 0 | Yes | AC-Coupled | PhotoVoltaic | 0 | 5
ESMAEX-00359 |  | MA - SMART Program |  |  | 2023-02-07 | 2021-08-26 | Commercial |  | Lithium Ion |  | Tesla | 14 | 5.8 | 14 | 5 | BM | Reliability and Resiliency | Renewable Shift |  |  | 0 | Yes | AC-Coupled | PhotoVoltaic | 0 | 15
ESMAEX-01143 |  | MA - DOER/ MassCEC Funded Projects | MA - SMART Program |  | 2023-02-07 | 2022-05-04 | Commercial |  | Lithium Ion |  | Enphase | 30.24 | 12.672 | 30.24 | 11.52 | BM | Reliability and Resiliency |  |  |  | 0 | Yes | AC-Coupled | PhotoVoltaic | 11.9 | 10.248
ESMASI-16876 |  |  | MA - SMART Program | Net Metering | 2023-02-08 | 2022-08-22 | Residential |  | Lithium Ion |  | LG Chem | 9.8 | 5 | 9.8 | 5 | BM |  |  |  | Backup | 0 | Yes | DC-Coupled | PhotoVoltaic | 6.935 | 6
ESMAEX-01515 |  | MA - Energy Efficiency/ DR Program | MA - Energy Efficiency/ DR Program |  | 2023-02-08 | 2022-08-26 | Commercial |  | Lithium Ion |  | Enphase | 10.08 | 3.84 | 10.08 | 3.84 | BM |  | Self Generation |  |  | 0 | Yes | AC-Coupled | PhotoVoltaic | 20.8 | 15.6
ESMASI-15579 |  |  | MA - SMART Program | Utility Connected Solutions DR Program | 2023-02-08 | 2022-07-19 | Residential |  | Lithium Ion |  | Tesla | 13.5 | 5 | 13.5 | 5 | BM | Customer Bill Savings (e.g., Demand Charge Management, TOU Arbitrage) | Peak Shaving/ Load Leveling |  |  | 0 | Yes | AC-Coupled | PhotoVoltaic | 6.8 | 7.6
ESMASI-16509 |  |  |  | Utility Connected Solutions DR Program | 2023-02-08 | 2022-08-11 | Residential |  | Lithium Ion |  | Tesla | 13.5 | 5 | 13.5 | 5 | BM | Customer Bill Savings (e.g., Demand Charge Management, TOU Arbitrage) | Peak Shaving/ Load Leveling |  |  | 0 | Yes | AC-Coupled | PhotoVoltaic | 8.4 | 12.6
ESMASI-18233 |  |  |  |  | 2023-02-08 | 2022-09-22 | Residential |  | Lithium Ion |  | Tesla | 14 | 5 | 13.5 | 5 | BM |  |  |  |  | 0 | Yes | AC-Coupled | PhotoVoltaic | 0 | 5
ESMASI-17709 |  |  | MA - SMART Program |  | 2023-02-08 | 2022-09-09 | Residential |  | Lithium Ion |  | Other | 19.4 | 15 | 19.4 | 15 | BM | Customer Bill Savings (e.g., Demand Charge Management, TOU Arbitrage) | Self Generation |  |  | 0 | Yes | DC-Coupled | PhotoVoltaic | 10 | 10
ESMASI-15102 |  |  | MA - SMART Program |  | 2023-02-09 | 2022-07-06 | Residential |  | Lithium Ion |  | Tesla | 0 | 0 | 13.5 | 5 | BM | Customer Bill Savings (e.g., Demand Charge Management, TOU Arbitrage) |  |  |  | 0 | Yes | AC-Coupled | PhotoVoltaic | 11.2 | 15
ESMASI-16499 |  |  | MA - Energy Efficiency/ DR Program |  | 2023-02-09 | 2022-08-11 | Residential |  | Lithium Ion |  | Other | 18 | 9 | 18 | 9 | BM | Self Generation | Self Generation |  |  | 0 | Yes | DC-Coupled | PhotoVoltaic | 10 | 7.6
ESMASI-23510 |  |  | MA - Energy Efficiency/ DR Program |  | 2023-02-09 | 2023-01-24 | Residential |  | Lithium Ion |  | Other | 18 | 9 | 18 | 9 | BM | Self Generation | Self Generation |  |  | 0 | Yes | DC-Coupled | PhotoVoltaic | 13.6 | 7.6
ESMASI-14884 |  |  | MA - Energy Efficiency/ DR Program |  | 2023-02-10 | 2022-06-28 | Residential |  | Lithium Ion |  | Other | 9.7 | 5 | 9.7 | 5 | BM | Customer Bill Savings (e.g., Demand Charge Management, TOU Arbitrage) | Reliability and Resiliency |  |  | 0 | Yes | DC-Coupled | PhotoVoltaic | 19.2 | 10
ESMASI-15716 |  |  |  |  | 2023-02-10 | 2022-07-22 | Residential |  | Lithium Ion |  | sonnenBacterie | 0 | 0 | 10 | 4.8 | BM | Customer Bill Savings (e.g., Demand Charge Management, TOU Arbitrage) | Reliability and Resiliency |  |  | 0 | Yes | AC-Coupled | PhotoVoltaic | 0 | 4.8
ESMAEX-00956 |  | MA - SMART Program |  | Connected Solutions Demand Response | 2023-02-10 | 2022-03-22 | Commercial |  | Lithium Ion |  | Tesla | 13.5 | 0 | 13.5 | 5 | BM | Customer Bill Savings (e.g., Demand Charge Management, TOU Arbitrage) | Renewable Shift | Reliability and Resiliency | Peak Shaving/ Load Leveling | 0 | Yes | AC-Coupled | PhotoVoltaic | 12.75 | 15.2
ESMASI-16665 |  |  | MA - SMART Program | Utility Connected Solutions DR Program | 2023-02-13 | 2022-08-16 | Residential |  | Lithium Ion |  | Tesla | 0 | 0 | 5 | 0 | BM | Customer Bill Savings (e.g., Demand Charge Management, TOU Arbitrage) | Peak Shaving/ Load Leveling |  |  | 0 | Yes | AC-Coupled | PhotoVoltaic | 4.8 | 7.6
ESMASI-11210 |  |  | MA - SMART Program | connected solution | 2023-02-15 | 2022-03-15 | Residential |  | Lithium Ion |  | Tesla | 13.5 | 0 | 13.5 | 5 | BM | Customer Bill Savings (e.g., Demand Charge Management, TOU Arbitrage) | Peak Shaving/ Load Leveling |  |  | 0 | Yes | AC-Coupled | PhotoVoltaic | 8.5 | 7.6
ESMASI-13248 |  |  | MA - SMART Program | Utility Connected Solutions DR Program | 2023-02-15 | 2022-05-13 | Residential |  | Lithium Ion |  | Tesla | 13.5 | 5 | 13.5 | 5 | BM | Customer Bill Savings (e.g., Demand Charge Management, TOU Arbitrage) | Peak Shaving/ Load Leveling |  |  | 0 | Yes | AC-Coupled | PhotoVoltaic | 5.2 | 7.6
ESMASI-18382 |  |  | MA - Energy Efficiency/ DR Program |  | 2023-02-15 | 2022-09-26 | Residential |  | Lithium Ion |  | Other | 19.4 | 15 | 19.4 | 15 | BM | Customer Bill Savings (e.g., Demand Charge Management, TOU Arbitrage) | Reliability and Resiliency |  |  | 0 | Yes | DC-Coupled | PhotoVoltaic | 15.2 | 10
ESMAEX-01627 |  | MA - SMART Program |  | Connected Solutions Demand Response | 2023-02-15 | 2022-09-26 | Commercial |  | Lithium Ion |  | Tesla | 27 | 10 | 27 | 10 | BM | Customer Bill Savings (e.g., Demand Charge Management, TOU Arbitrage) | Renewable Shift | Reliability and Resiliency | Peak Shaving/ Load Leveling | 0 | Yes | AC-Coupled | PhotoVoltaic | 16.4 | 15.2
ESMASI-21547 |  |  | MA - SMART Program | Utility Connected Solutions DR Program | 2023-02-16 | 2022-12-02 | Residential |  | Lithium Ion |  | Tesla | 0 | 0 | 27 | 10 | BM | Customer Bill Savings (e.g., Demand Charge Management, TOU Arbitrage) | Peak Shaving/ Load Leveling |  |  | 0 | Yes | AC-Coupled | PhotoVoltaic | 4.4 | 13.8
ESMAEX-00339 |  | MA - SMART Program |  | Connected Solutions Demand Response | 2023-02-16 | 2021-08-23 | Commercial |  | Lithium Ion |  | Tesla | 27 | 10 | 27 | 10 | BM | Customer Bill Savings (e.g., Demand Charge Management, TOU Arbitrage) | Reliability and Resiliency |  |  | 0 | Yes | AC-Coupled | PhotoVoltaic | 10.54 | 17.68
ESMASI-17910 |  |  | MA - SMART Program | Utility Connected Solutions DR Program | 2023-02-17 | 2022-09-14 | Residential |  | Lithium Ion |  | Tesla | 13.5 | 5 | 13.5 | 5 | BM | Customer Bill Savings (e.g., Demand Charge Management, TOU Arbitrage) | Peak Shaving/ Load Leveling |  |  | 0 | Yes | AC-Coupled | PhotoVoltaic | 8.5 | 12.6
ESMASI-23107 |  |  | MA - SMART Program | Utility Connected Solutions DR Program | 2023-02-17 | 2023-01-12 | Residential |  | Lithium Ion |  | Tesla | 27 | 10 | 27 | 10 | BM | Customer Bill Savings (e.g., Demand Charge Management, TOU Arbitrage) | Peak Shaving/ Load Leveling |  |  | 0 | Yes | AC-Coupled | PhotoVoltaic | 12.8 | 7.6
ESMAEX-01414 |  | MA - SMART Program |  | Connected Solutions | 2023-02-17 | 2022-07-27 | Commercial |  | Lithium Ion |  | Enphase | 31.5 | 11.52 | 31.5 | 11.52 | BM |  |  |  | Backup Power, Demand Response | 0 | Yes | AC-Coupled | PhotoVoltaic | 7.03 | 12.005
ESMASI-22611 |  |  | MA - SMART Program |  | 2023-02-21 | 2022-12-29 | Residential |  | Lithium Ion |  | Tesla | 13.5 | 13.5 | 13.5 | 13.5 | BM | Customer Bill Savings (e.g., Demand Charge Management, TOU Arbitrage) | Self Generation |  |  | 0 | Yes | AC-Coupled | PhotoVoltaic | 5.11 | 7.6
ESMAEX-01443 |  | MA - SMART Program |  | Connected Solutions | 2023-02-21 | 2022-08-08 | Commercial |  | Lithium Ion |  | Enphase | 21 | 7.68 | 21 | 7.68 | BM |  |  |  | Backup Power, Demand Response | 0 | Yes | AC-Coupled | PhotoVoltaic | 10.125 | 16.83
ESMAEX-01022 |  | MA - SMART Program |  | Connected Solutions Demand Response | 2023-02-22 | 2022-04-06 | Commercial |  | Lithium Ion |  | Tesla | 13.5 | 5 | 13.5 | 5 | BM | Customer Bill Savings (e.g., Demand Charge Management, TOU Arbitrage) | Renewable Shift | Reliability and Resiliency | Peak Shaving/ Load Leveling | 0 | Yes | AC-Coupled | PhotoVoltaic | 14.45 | 15.2
ESMASI-23744 |  |  | MA - SMART Program |  | 2023-02-22 | 2023-01-31 | Residential |  | Lithium Ion |  | Other | 19.4 | 15 | 19.4 | 15 | BM | Customer Bill Savings (e.g., Demand Charge Management, TOU Arbitrage) | Self Generation |  |  | 0 | Yes | DC-Coupled | PhotoVoltaic | 10.08 | 7.6
ESMAEX-01296 |  | MA - SMART Program |  | ConnectedSolutions | 2023-02-22 | 2022-06-15 | Commercial |  | Lithium Ion |  | Tesla | 27 | 10 | 27 | 10 | BM | Customer Bill Savings (e.g., Demand Charge Management, TOU Arbitrage) | Renewable Shift | Reliability and Resiliency | Peak Shaving/ Load Leveling | 0 | Yes | AC-Coupled | PhotoVoltaic | 12.8 | 20.2
ESMASI-13721 |  |  | MA - SMART Program | Utility DR Program | 2023-02-23 | 2022-05-26 | Residential |  | Lithium Ion |  | Tesla | 0 | 0 | 13.5 | 5 | BM | Customer Bill Savings (e.g., Demand Charge Management, TOU Arbitrage) | Peak Shaving/ Load Leveling |  |  | 0 | Yes | AC-Coupled | PhotoVoltaic | 5.2 | 11
ESMAEX-01394 |  | MA - SMART Program |  | Connected Solutions Demand Response | 2023-02-23 | 2022-07-20 | Commercial |  | Lithium Ion |  | Tesla | 40.5 | 15 | 40.5 | 15 | BM | Customer Bill Savings (e.g., Demand Charge Management, TOU Arbitrage) | Renewable Shift | Reliability and Resiliency | Peak Shaving/ Load Leveling | 0 | Yes | AC-Coupled | PhotoVoltaic | 4.08 | 22.6
ESMASI-23241 |  |  |  | Utility Connected Solutions DR Program | 2023-02-24 | 2023-01-17 | Residential |  | Lithium Ion |  | Tesla | 0 | 0 | 13.5 | 5 | BM | Customer Bill Savings (e.g., Demand Charge Management, TOU Arbitrage) | Peak Shaving/ Load Leveling |  |  | 0 | Yes | AC-Coupled | PhotoVoltaic | 0 | 5
ESMAEX-01098 |  |  |  |  | 2023-02-24 | 2022-04-21 | Commercial |  | Lithium Ion |  | Tesla | 27 | 10 | 27 | 10 | BM |  |  |  |  | 0 | Yes | AC-Coupled | Other | 0 | 7
ESMASI-13883 |  |  | MA - SMART Program | Net Metering | 2023-02-27 | 2022-06-01 | Residential |  | Lithium Ion |  | LG Chem | 9.8 | 5 | 9.8 | 5 | BM |  |  |  | Backup | 0 | Yes | DC-Coupled | PhotoVoltaic | 4.08 | 3.8
ESMAEX-01364 |  | MA - SMART Program |  | Connected Solutions Demand Response | 2023-02-27 | 2022-07-12 | Commercial |  | Lithium Ion |  | Tesla | 27 | 10 | 27 | 10 | BM | Customer Bill Savings (e.g., Demand Charge Management, TOU Arbitrage) | Renewable Shift | Reliability and Resiliency | Peak Shaving/ Load Leveling | 0 | Yes | AC-Coupled | PhotoVoltaic | 16.8 | 15.2
ESMASI-16014 |  |  | MA - SMART Program |  | 2023-02-28 | 2022-07-29 | Residential |  | Lithium Ion |  | Other | 7.2 | 7.2 | 7.6 | 7.6 | BM |  |  |  |  | 0 | Yes | DC-Coupled | PhotoVoltaic | 7.2 | 7.6
ESMASI-19322 |  |  | MA - SMART Program | Net Metering | 2023-02-28 | 2022-10-14 | Residential |  | Lithium Ion |  | LG Chem | 9.8 | 5 | 9.8 | 5 | BM |  |  |  | Backup | 0 | Yes | DC-Coupled | PhotoVoltaic | 8.58 | 6
ESMASI-10874 |  |  | MA - SMART Program | Utility Connected Solutions DR Program | 2023-02-28 | 2022-03-02 | Residential |  | Lithium Ion |  | Tesla | 13.5 | 0 | 13.5 | 5 | BM | Customer Bill Savings (e.g., Demand Charge Management, TOU Arbitrage) | Peak Shaving/ Load Leveling |  |  | 0 | Yes | AC-Coupled | PhotoVoltaic | 4.25 | 7.6
ESMASI-11897 |  |  | MA - SMART Program | ConnectedSolutions | 2023-02-28 | 2022-04-06 | Residential |  | Lithium Ion |  | Tesla | 13.5 | 5 | 13.5 | 5 | BM | Customer Bill Savings (e.g., Demand Charge Management, TOU Arbitrage) | Peak Shaving/ Load Leveling |  |  | 0 | Yes | AC-Coupled | PhotoVoltaic | 12.75 | 11.4
ESMASI-11947 |  |  | MA - SMART Program | Utility Connected Solutions DR Program | 2023-02-28 | 2022-04-07 | Residential |  | Lithium Ion |  | Tesla | 13.5 | 5 | 13.5 | 5 | BM | Customer Bill Savings (e.g., Demand Charge Management, TOU Arbitrage) | Peak Shaving/ Load Leveling |  |  | 0 | Yes | AC-Coupled | PhotoVoltaic | 7.22 | 7.6
ESMASI-19758 |  |  | MA - SMART Program | Utility Connected Solutions DR Program | 2023-02-28 | 2022-10-25 | Residential |  | Lithium Ion |  | Tesla | 13.5 | 5 | 13.5 | 5 | BM | Customer Bill Savings (e.g., Demand Charge Management, TOU Arbitrage) | Peak Shaving/ Load Leveling |  |  | 0 | Yes | AC-Coupled | PhotoVoltaic | 6 | 7.6
ESMASI-20540 |  |  | MA - SMART Program |  | 2023-02-28 | 2022-11-10 | Residential |  | Lithium Ion |  | Tesla | 13.5 | 5 | 13.5 | 5 | BM | Customer Bill Savings (e.g., Demand Charge Management, TOU Arbitrage) |  |  |  | 0 | Yes | AC-Coupled | PhotoVoltaic | 6 | 10
ESMASI-21461 |  |  | MA - SMART Program | Utility Connected Solutions DR Program | 2023-02-28 | 2022-12-01 | Residential |  | Lithium Ion |  | Tesla | 13.5 | 5 | 13.5 | 5 | BM | Customer Bill Savings (e.g., Demand Charge Management, TOU Arbitrage) | Peak Shaving/ Load Leveling |  |  | 0 | Yes | AC-Coupled | PhotoVoltaic | 7.6 | 7.6
ESMAEX-01055 |  | MA - SMART Program |  | Connected Solutions Demand Response | 2023-02-28 | 2022-04-08 | Commercial |  | Lithium Ion |  | Tesla | 13.5 | 10 | 13.5 | 10 | BM | Customer Bill Savings (e.g., Demand Charge Management, TOU Arbitrage) | Renewable Shift | Reliability and Resiliency | Peak Shaving/ Load Leveling | 0 | Yes | AC-Coupled | PhotoVoltaic | 8.4 | 12.6
ESMASI-19212 |  |  | MA - SMART Program | Utility Connected Solutions DR Program | 2023-03-01 | 2022-10-13 | Residential |  | Lithium Ion |  | Tesla | 13.5 | 5 | 13.5 | 5 | BM | Customer Bill Savings (e.g., Demand Charge Management, TOU Arbitrage) | Peak Shaving/ Load Leveling |  |  | 0 | Yes | AC-Coupled | PhotoVoltaic | 10 | 12.6
ESMASI-20339 |  |  | MA - SMART Program | Utility Connected Solutions DR Program | 2023-03-01 | 2022-11-07 | Residential |  | Lithium Ion |  | Tesla | 13.5 | 5 | 13.5 | 5 | BM | Customer Bill Savings (e.g., Demand Charge Management, TOU Arbitrage) | Peak Shaving/ Load Leveling |  |  | 0 | Yes | AC-Coupled | PhotoVoltaic | 14.8 | 11.4
ESMAEX-01231 |  | MA - SMART Program |  | Connected Solutions Demand Response | 2023-03-01 | 2022-05-27 | Commercial |  | Lithium Ion |  | Tesla | 13.5 | 5 | 13.5 | 5 | BM | Customer Bill Savings (e.g., Demand Charge Management, TOU Arbitrage) | Renewable Shift | Reliability and Resiliency | Peak Shaving/ Load Leveling | 0 | Yes | AC-Coupled | PhotoVoltaic | 17.2 | 15.2
ESMAEX-00697 |  |  |  |  | 2023-03-01 | 2021-12-28 | Commercial |  | Lithium Ion |  | Enphase | 20.16 | 7.68 | 20.16 | 7.68 | BM |  |  |  |  | 0 | Yes | AC-Coupled | PhotoVoltaic | 16.1 | 11.5
ESMASI-16879 |  |  | MA - Energy Efficiency/ DR Program |  | 2023-03-02 | 2022-08-22 | Residential |  | Lithium Ion |  | Tesla | 14 | 5 | 5 | 5 | BM | Reliability and Resiliency | Reliability and Resiliency |  |  | 0 | Yes | AC-Coupled | PhotoVoltaic | 5.6 | 10
ESMASI-16149 |  |  | MA - Energy Efficiency/ DR Program |  | 2023-03-02 | 2022-08-03 | Residential |  | Lithium Ion |  | Tesla | 0 | 0 | 13.5 | 5 | BM | Self Generation | Self Generation |  |  | 0 | Yes | AC-Coupled | PhotoVoltaic | 4.74 | 8.6
ESMASI-18941 |  |  | MA - SMART Program | Utility Connected Solutions DR Program | 2023-03-02 | 2022-10-07 | Residential |  | Lithium Ion |  | Tesla | 13.5 | 5 | 13.5 | 5 | BM | Customer Bill Savings (e.g., Demand Charge Management, TOU Arbitrage) | Peak Shaving/ Load Leveling |  |  | 0 | Yes | AC-Coupled | PhotoVoltaic | 5.2 | 12.6
ESMASI-20975 |  |  | MA - SMART Program | Utility Connected Solutions DR Program | 2023-03-02 | 2022-11-18 | Residential |  | Lithium Ion |  | Tesla | 13.5 | 5 | 13.5 | 5 | BM | Customer Bill Savings (e.g., Demand Charge Management, TOU Arbitrage) | Peak Shaving/ Load Leveling |  |  | 0 | Yes | AC-Coupled | PhotoVoltaic | 8.4 | 7.6
ESMASI-21548 |  |  | MA - SMART Program | Utility Connected Solutions DR Program | 2023-03-02 | 2022-12-02 | Residential |  | Lithium Ion |  | Tesla | 0 | 0 | 13.5 | 7.6 | BM | Customer Bill Savings (e.g., Demand Charge Management, TOU Arbitrage) | Peak Shaving/ Load Leveling |  |  | 0 | Yes | AC-Coupled | PhotoVoltaic | 11.2 | 11.4
ESMASI-20750 |  |  | MA - Energy Efficiency/ DR Program |  | 2023-03-03 | 2022-11-16 | Residential |  | Lithium Ion |  | sonnenBacterie | 8 | 8 | 8 | 8 | BM | Reliability and Resiliency | Reliability and Resiliency |  |  | 0 | Yes | AC-Coupled | PhotoVoltaic | 0 | 8
ESMASI-17186 |  |  | MA - SMART Program |  | 2023-03-03 | 2022-08-29 | Residential |  | Lithium Ion |  | Other | 17.2 | 17.2 | 10 | 10 | BM |  |  |  |  | 0 | Yes | DC-Coupled | PhotoVoltaic | 17.2 | 10
ESMASI-12876 |  |  | MA - SMART Program | Utility Connected Solutions DR Program | 2023-03-03 | 2022-05-04 | Residential |  | Lithium Ion |  | Tesla | 13.5 | 5 | 13.5 | 5 | BM | Customer Bill Savings (e.g., Demand Charge Management, TOU Arbitrage) | Peak Shaving/ Load Leveling |  |  | 0 | Yes | AC-Coupled | PhotoVoltaic | 6.4 | 7.6
ESMASI-14507 |  |  | MA - SMART Program | Utility Connected Solutions DR Program | 2023-03-03 | 2022-06-17 | Residential |  | Lithium Ion |  | Tesla | 13.5 | 5 | 13.5 | 5 | BM | Customer Bill Savings (e.g., Demand Charge Management, TOU Arbitrage) | Peak Shaving/ Load Leveling |  |  | 0 | Yes | AC-Coupled | PhotoVoltaic | 12.8 | 12.6
ESMASI-14849 |  |  | MA - SMART Program | Connected Solutions Demand Response | 2023-03-03 | 2022-06-28 | Residential |  | Lithium Ion |  | Tesla | 13.5 | 5 | 13.5 | 5 | BM | Customer Bill Savings (e.g., Demand Charge Management, TOU Arbitrage) | Peak Shaving/ Load Leveling |  |  | 0 | Yes | AC-Coupled | PhotoVoltaic | 11.2 | 7.6
ESMASI-17993 |  |  | MA - SMART Program | Utility Connected Solutions DR Program | 2023-03-03 | 2022-09-16 | Residential |  | Lithium Ion |  | Tesla | 13.5 | 5 | 13.5 | 5 | BM | Customer Bill Savings (e.g., Demand Charge Management, TOU Arbitrage) | Peak Shaving/ Load Leveling |  |  | 0 | Yes | AC-Coupled | PhotoVoltaic | 8.8 | 7.6
ESMASI-19134 |  |  | MA - SMART Program | Utility Connected Solutions DR Program | 2023-03-03 | 2022-10-11 | Residential |  | Lithium Ion |  | Tesla | 13.5 | 5 | 13.5 | 5 | BM | Customer Bill Savings (e.g., Demand Charge Management, TOU Arbitrage) | Peak Shaving/ Load Leveling |  |  | 0 | Yes | AC-Coupled | PhotoVoltaic | 8.4 | 7.6
ESMASI-19907 |  |  | MA - SMART Program | Utility Connected Solutions DR Program | 2023-03-03 | 2022-10-27 | Residential |  | Lithium Ion |  | Tesla | 0 | 0 | 27 | 10 | BM | Customer Bill Savings (e.g., Demand Charge Management, TOU Arbitrage) | Peak Shaving/ Load Leveling |  |  | 0 | Yes | AC-Coupled | PhotoVoltaic | 16 | 14.48
ESMAEX-01212 |  | MA - SMART Program |  | Connected Solutions Demand Response | 2023-03-03 | 2022-05-23 | Commercial |  | Lithium Ion |  | Tesla | 27 | 10 | 27 | 10 | BM | Customer Bill Savings (e.g., Demand Charge Management, TOU Arbitrage) | Renewable Shift | Reliability and Resiliency | Peak Shaving/ Load Leveling | 0 | Yes | AC-Coupled | PhotoVoltaic | 19.2 | 15.2
ESMASI-18025 |  |  | MA - SMART Program |  | 2023-03-04 | 2022-09-16 | Residential |  | Lithium Ion |  | Other | 19.4 | 15 | 19.4 | 15 | BM | Customer Bill Savings (e.g., Demand Charge Management, TOU Arbitrage) | Self Generation |  |  | 0 | Yes | DC-Coupled | PhotoVoltaic | 7.92 | 10
ESMASI-15449 |  |  |  |  | 2023-03-06 | 2022-07-14 | Residential |  | Lithium Ion |  | Tesla | 0 | 0 | 0 | 0 | BM | Reliability and Resiliency | Reliability and Resiliency |  | back up power only, zero export | 0 | Yes | AC-Coupled | PhotoVoltaic | 12 | 9
ESMASI-21261 |  |  | MA - SMART Program |  | 2023-03-06 | 2022-11-28 | Residential |  | Lithium Ion |  | Other | 10 | 10 | 10 | 10 | BM |  |  |  |  | 0 | Yes | DC-Coupled | PhotoVoltaic | 13.6 | 10
ESMASI-15619 |  |  |  | Utility Connected Solutions DR Program | 2023-03-06 | 2022-07-19 | Residential |  | Lithium Ion |  | Tesla | 13.5 | 5 | 13.5 | 5 | BM | Customer Bill Savings (e.g., Demand Charge Management, TOU Arbitrage) | Peak Shaving/ Load Leveling |  |  | 0 | Yes | AC-Coupled | PhotoVoltaic | 7.6 | 12.6
ESMASI-15446 |  |  |  |  | 2023-03-06 | 2022-07-14 | Residential |  | Lithium Ion |  | Tesla | 0 | 0 | 13.5 | 5.8 | BM |  |  |  |  | 0 | Yes | AC-Coupled | PhotoVoltaic | 9.2 | 12.7
ESMAEX-01539 |  |  |  |  | 2023-03-06 | 2022-09-02 | Commercial |  | Lithium Ion |  | Tesla | 13.5 | 5.8 | 13.5 | 5 | BM | Peak Shaving/ Load Leveling | Reliability and Resiliency |  |  | 0 | Yes | AC-Coupled | PhotoVoltaic | 15.2 | 10
ESMASI-17508 |  |  |  |  | 2023-03-06 | 2022-09-06 | Residential |  | Lithium Ion |  | Other | 19.4 | 15 | 19.4 | 15 | BM | Customer Bill Savings (e.g., Demand Charge Management, TOU Arbitrage) | Self Generation |  |  | 0 | Yes | DC-Coupled | PhotoVoltaic | 10.08 | 10
ESMAEX-00971 |  | MA - SMART Program |  |  | 2023-03-06 | 2022-03-27 | Commercial |  | Lithium Ion |  | Tesla | 27 | 0 | 27 | 10 | BM | Customer Bill Savings (e.g., Demand Charge Management, TOU Arbitrage) | Renewable Shift | Reliability and Resiliency | Peak Shaving/ Load Leveling | 0 | Yes | AC-Coupled | PhotoVoltaic | 14.4 | 15.2
ESMAEX-00903 |  | MA - SMART Program |  | connected solutions | 2023-03-06 | 2022-03-11 | Commercial |  | Lithium Ion |  | Tesla | 27 | 12.6 | 27 | 12.6 | BM | Customer Bill Savings (e.g., Demand Charge Management, TOU Arbitrage) | Renewable Shift | Reliability and Resiliency | Peak Shaving/ Load Leveling | 0 | Yes | AC-Coupled | PhotoVoltaic | 12.75 | 12.6
ESMASI-19791 |  |  | MA - SMART Program |  | 2023-03-07 | 2022-10-25 | Residential |  | Lithium Ion |  | Other | 5 | 5 | 5 | 5 | BM | Customer Bill Savings (e.g., Demand Charge Management, TOU Arbitrage) |  |  |  | 0 | Yes | DC-Coupled | PhotoVoltaic | 9.6 | 10
ESMASI-17787 |  |  | MA - SMART Program | Connected Solutions | 2023-03-07 | 2022-09-12 | Residential |  | Lithium Ion |  | Enphase | 7.68 | 7.68 | 7.68 | 7.68 | BM | Reliability and Resiliency | Reliability and Resiliency |  |  | 0 | Yes | AC-Coupled | PhotoVoltaic | 10.01 | 10.01
ESMASI-13844 |  |  | MA - SMART Program | Connected Solutions | 2023-03-07 | 2022-05-31 | Residential |  | Lithium Ion |  | Tesla | 13.5 | 0 | 10 | 5 | BM | Customer Bill Savings (e.g., Demand Charge Management, TOU Arbitrage) | Peak Shaving/ Load Leveling |  |  | 0 | Yes | AC-Coupled | PhotoVoltaic | 8.8 | 12.6
ESMASI-09860 |  |  | MA - SMART Program | Connected Solutions | 2023-03-07 | 2022-01-20 | Residential |  | Lithium Ion |  | Tesla | 13.5 | 0 | 13.5 | 5 | BM | Customer Bill Savings (e.g., Demand Charge Management, TOU Arbitrage) | Peak Shaving/ Load Leveling |  |  | 0 | Yes | AC-Coupled | PhotoVoltaic | 10.8 | 12.6
ESMAEX-01027 |  | MA - SMART Program |  | ConnectedSolutions | 2023-03-07 | 2022-04-06 | Commercial |  | Lithium Ion |  | Tesla | 13.5 | 5 | 13.5 | 5 | BM | Customer Bill Savings (e.g., Demand Charge Management, TOU Arbitrage) | Renewable Shift | Reliability and Resiliency | Peak Shaving/ Load Leveling | 0 | Yes | AC-Coupled | PhotoVoltaic | 13.2 | 15.2
ESMAEX-01355 |  | MA - SMART Program |  | Connected Solutions Demand Response | 2023-03-07 | 2022-07-08 | Commercial |  | Lithium Ion |  | Tesla | 13.5 | 5 | 13.5 | 5 | BM | Customer Bill Savings (e.g., Demand Charge Management, TOU Arbitrage) | Renewable Shift | Reliability and Resiliency | Peak Shaving/ Load Leveling | 0 | Yes | AC-Coupled | PhotoVoltaic | 14.4 | 15.2
ESMAEX-00550 |  |  |  |  | 2023-03-07 | 2021-10-27 | Commercial |  | Lithium Ion |  | Tesla | 13.5 | 5 | 13.5 | 5 | BM |  |  |  |  | 0 | Yes | AC-Coupled | PhotoVoltaic | 0 | 10
ESMASI-13098 |  |  |  |  | 2023-03-07 | 2022-05-10 | Residential |  | Lithium Ion |  | Enphase | 0 | 0 | 21 | 7.68 | BM |  |  |  |  | 0 | Yes | AC-Coupled | PhotoVoltaic | 6.63 | 12.695
ESMAEX-01095 |  | MA - SMART Program |  | Connected Solutions Demand Response | 2023-03-07 | 2022-04-20 | Commercial |  | Lithium Ion |  | Tesla | 27 | 10 | 27 | 10 | BM | Customer Bill Savings (e.g., Demand Charge Management, TOU Arbitrage) | Renewable Shift | Reliability and Resiliency | Peak Shaving/ Load Leveling | 0 | Yes | AC-Coupled | PhotoVoltaic | 14.4 | 15.2
ESMAEX-00386 |  | MA - SMART Program |  |  | 2023-03-07 | 2021-09-06 | Commercial |  | Lithium Ion |  | Tesla | 27 | 10 | 27 | 10 | BM | Customer Bill Savings (e.g., Demand Charge Management, TOU Arbitrage) | Renewable Shift | Reliability and Resiliency | Peak Shaving/ Load Leveling | 0 | Yes | AC-Coupled | PhotoVoltaic | 8.16 | 17.6
ESMAEX-01227 |  | MA - SMART Program |  | utility DR program | 2023-03-07 | 2022-05-26 | Commercial |  | Lithium Ion |  | Tesla | 27 | 10 | 27 | 10 | BM | Customer Bill Savings (e.g., Demand Charge Management, TOU Arbitrage) | Renewable Shift | Reliability and Resiliency | Peak Shaving/ Load Leveling | 0 | Yes | AC-Coupled | PhotoVoltaic | 19.6 | 10
ESMASI-19243 |  |  |  |  | 2023-03-08 | 2022-10-13 | Residential |  | Lithium Ion |  | Enphase | 3.36 | 3.36 | 3.36 | 3.36 | BM |  |  |  |  | 0 | Yes | AC-Coupled | PhotoVoltaic | 6.21 | 7.61
ESMASI-18477 |  |  | MA - SMART Program |  | 2023-03-08 | 2022-09-28 | Residential |  | Lithium Ion |  | Tesla | 0 | 5 | 5 | 5 | BM |  |  |  |  | 0 | Yes | AC-Coupled | PhotoVoltaic | 10.4 | 12.6
ESMASI-11756 |  |  |  | ConnectedSolutions | 2023-03-08 | 2022-04-01 | Residential |  | Lithium Ion |  | Tesla | 13.5 | 5 | 13.5 | 5 | BM | Customer Bill Savings (e.g., Demand Charge Management, TOU Arbitrage) | Peak Shaving/ Load Leveling |  |  | 0 | Yes | AC-Coupled | PhotoVoltaic | 6.8 | 12.6
ESMASI-11900 |  |  | MA - SMART Program | Utility Connected Solutions DR Program | 2023-03-08 | 2022-04-06 | Residential |  | Lithium Ion |  | Tesla | 13.5 | 5 | 13.5 | 5 | BM | Customer Bill Savings (e.g., Demand Charge Management, TOU Arbitrage) | Peak Shaving/ Load Leveling |  |  | 0 | Yes | AC-Coupled | PhotoVoltaic | 5.6 | 7.6
ESMASI-18023 |  |  | MA - SMART Program | Utility Connected Solutions DR Program | 2023-03-08 | 2022-09-16 | Residential |  | Lithium Ion |  | Tesla | 13.5 | 5 | 13.5 | 5 | BM | Customer Bill Savings (e.g., Demand Charge Management, TOU Arbitrage) | Peak Shaving/ Load Leveling |  |  | 0 | Yes | AC-Coupled | PhotoVoltaic | 7.2 | 7.6
ESMASI-16191 |  |  | MA - SMART Program | connected solution | 2023-03-08 | 2022-08-03 | Residential |  | Lithium Ion |  | Tesla | 13.5 | 5 | 13.5 | 5 | BM | Customer Bill Savings (e.g., Demand Charge Management, TOU Arbitrage) | Peak Shaving/ Load Leveling |  |  | 0 | Yes | AC-Coupled | PhotoVoltaic | 7.6 | 7.6
ESMASI-20273 |  |  | MA - SMART Program | Utility Connected Solutions DR Program | 2023-03-08 | 2022-11-04 | Residential |  | Lithium Ion |  | Tesla | 13.5 | 5 | 13.5 | 5 | BM | Customer Bill Savings (e.g., Demand Charge Management, TOU Arbitrage) | Peak Shaving/ Load Leveling |  |  | 0 | Yes | AC-Coupled | PhotoVoltaic | 7.2 | 7.6
ESMASI-21523 |  |  |  |  | 2023-03-08 | 2022-12-02 | Residential |  | Lithium Ion |  | Tesla | 13.5 | 5 | 13.5 | 5 | BM |  |  |  |  | 0 | Yes | AC-Coupled | PhotoVoltaic | 10 | 11.4
ESMAEX-01452 |  | MA - DOER/ MassCEC Funded Projects | MA - SMART Program |  | 2023-03-08 | 2022-08-09 | Commercial |  | Lithium Ion |  | Enphase | 16.8 | 7.04 | 16.8 | 6.4 | BM | Reliability and Resiliency |  |  |  | 0 | Yes | AC-Coupled | PhotoVoltaic | 11.45 | 8.7
ESMASI-18783 |  |  | MA - SMART Program |  | 2023-03-08 | 2022-10-04 | Residential |  | Lithium Ion |  | Other | 19.4 | 15 | 19.4 | 15 | BM | Customer Bill Savings (e.g., Demand Charge Management, TOU Arbitrage) | Self Generation |  |  | 0 | Yes | DC-Coupled | PhotoVoltaic | 14.235 | 10
ESMASI-17061 |  |  | MA - SMART Program |  | 2023-03-08 | 2022-08-25 | Residential |  | Lithium Ion |  | Enphase | 20.1 | 7.68 | 20.1 | 7.68 | BM |  |  |  |  | 0 | Yes | AC-Coupled | PhotoVoltaic | 4.18 | 10.93
ESMASI-19884 |  |  | MA - SMART Program | Net Metering | 2023-03-09 | 2022-10-27 | Residential |  | Lithium Ion |  | LG Chem | 9.8 | 5 | 9.8 | 5 | BM |  |  |  | Backup | 0 | Yes | DC-Coupled | PhotoVoltaic | 13.65 | 10
ESMASI-17344 |  |  | MA - SMART Program | Utility Connected Solutions DR Program | 2023-03-09 | 2022-09-01 | Residential |  | Lithium Ion |  | Tesla | 13.5 | 5 | 13.5 | 5 | BM | Customer Bill Savings (e.g., Demand Charge Management, TOU Arbitrage) | Peak Shaving/ Load Leveling |  |  | 0 | Yes | AC-Coupled | PhotoVoltaic | 5.2 | 12.6
ESMASI-19545 |  |  | MA - Energy Efficiency/ DR Program |  | 2023-03-09 | 2022-10-20 | Residential |  | Lithium Ion |  | Tesla | 0 | 0 | 13.5 | 5 | BM | Self Generation | Self Generation |  |  | 0 | Yes | AC-Coupled | PhotoVoltaic | 13.2 | 14.9
ESMASI-15696 |  |  |  |  | 2023-03-09 | 2022-07-21 | Residential |  | Lithium Ion |  | Tesla | 0 | 0 | 13.5 | 5 | BM |  |  |  |  | 0 | Yes | AC-Coupled | PhotoVoltaic | 9.315 | 12.59
ESMASI-19772 |  |  | MA - SMART Program | Utility Connected Solutions DR Program | 2023-03-09 | 2022-10-25 | Residential |  | Lithium Ion |  | Tesla | 13.5 | 5 | 13.5 | 5 | BM | Customer Bill Savings (e.g., Demand Charge Management, TOU Arbitrage) | Peak Shaving/ Load Leveling |  |  | 0 | Yes | AC-Coupled | PhotoVoltaic | 6.8 | 7.6
ESMAEX-01146 |  | MA - SMART Program |  |  | 2023-03-09 | 2022-05-04 | Commercial |  | Lithium Ion |  | Tesla | 13.5 | 7 | 13.5 | 5 | BM | Customer Bill Savings (e.g., Demand Charge Management, TOU Arbitrage) |  |  |  | 0 | Yes | AC-Coupled | PhotoVoltaic | 2.68 | 3.8
ESMAEX-00974 |  | MA - SMART Program |  |  | 2023-03-09 | 2022-03-28 | Commercial |  | Lithium Ion |  | Tesla | 14 | 10 | 14 | 10 | BM |  |  |  |  | 0 | Yes | AC-Coupled | PhotoVoltaic | 12.64 | 7.6
ESMASI-19919 |  |  | MA - Energy Efficiency/ DR Program |  | 2023-03-09 | 2022-10-27 | Residential |  | Lithium Ion |  | Other | 19.4 | 15 | 19.4 | 15 | BM | Customer Bill Savings (e.g., Demand Charge Management, TOU Arbitrage) | Reliability and Resiliency |  |  | 0 | Yes | DC-Coupled | PhotoVoltaic | 15.2 | 10
ESMAEX-01091 |  | MA - SMART Program |  | Net Metering | 2023-03-09 | 2022-04-19 | Commercial |  | Lithium Ion |  | Tesla | 26.4 | 10 | 26.4 | 10 | BM |  |  |  | Backup Storage | 0 | Yes | AC-Coupled | PhotoVoltaic | 7.15 | 6
ESMASI-12630 |  |  | MA - SMART Program | Net Metering | 2023-03-10 | 2022-04-27 | Residential |  | Lithium Ion |  | Tesla | 0 | 0 | 13.5 | 5 | BM |  |  |  | Backup | 0 | Yes | AC-Coupled | PhotoVoltaic | 8.5 | 11
ESMASI-15650 |  |  | MA - SMART Program | Utility Connected Solutions DR Program | 2023-03-10 | 2022-07-20 | Residential |  | Lithium Ion |  | Tesla | 13.5 | 5 | 13.5 | 5 | BM | Customer Bill Savings (e.g., Demand Charge Management, TOU Arbitrage) | Peak Shaving/ Load Leveling |  |  | 0 | Yes | AC-Coupled | PhotoVoltaic | 12.8 | 12.6
ESMASI-18099 |  |  | MA - SMART Program | Utility Connected Solutions DR Program | 2023-03-10 | 2022-09-20 | Residential |  | Lithium Ion |  | Tesla | 13.5 | 5 | 13.5 | 5 | BM | Customer Bill Savings (e.g., Demand Charge Management, TOU Arbitrage) | Peak Shaving/ Load Leveling |  |  | 0 | Yes | AC-Coupled | PhotoVoltaic | 13.2 | 11.4
ESMASI-18873 |  |  | MA - SMART Program | Utility Connected Solutions DR Program | 2023-03-10 | 2022-10-06 | Residential |  | Lithium Ion |  | Tesla | 13.5 | 5 | 13.5 | 5 | BM | Customer Bill Savings (e.g., Demand Charge Management, TOU Arbitrage) | Peak Shaving/ Load Leveling |  |  | 0 | Yes | AC-Coupled | PhotoVoltaic | 12 | 7.6
ESMASI-20346 |  |  | MA - SMART Program | Connected Solutions Demand Response | 2023-03-10 | 2022-11-07 | Residential |  | Lithium Ion |  | Tesla | 13.5 | 5 | 13.5 | 5 | BM | Customer Bill Savings (e.g., Demand Charge Management, TOU Arbitrage) | Peak Shaving/ Load Leveling |  |  | 0 | Yes | AC-Coupled | PhotoVoltaic | 8.4 | 12.6
ESMAEX-01038 |  | MA - SMART Program |  | ConnectedSolutions | 2023-03-10 | 2022-04-07 | Commercial |  | Lithium Ion |  | Tesla | 27 | 10 | 27 | 10 | BM | Customer Bill Savings (e.g., Demand Charge Management, TOU Arbitrage) | Renewable Shift | Reliability and Resiliency | Peak Shaving/ Load Leveling | 0 | Yes | AC-Coupled | PhotoVoltaic | 19.2 | 15.2
ESMAEX-01673 |  |  |  |  | 2023-03-10 | 2022-10-11 | Commercial |  | Lithium Ion |  | Tesla | 27 | 10 | 27 | 10 | BM |  |  |  |  | 0 | Yes | AC-Coupled | PhotoVoltaic | 10 | 17.6
ESMASI-17531 |  |  |  |  | 2023-03-14 | 2022-09-06 | Residential |  | Lithium Ion |  | Enphase | 3.36 | 3.36 | 3.36 | 3.36 | BM |  |  |  |  | 0 | Yes | AC-Coupled | PhotoVoltaic | 5.26 | 3.25
ESMASI-22353 |  |  |  |  | 2023-03-14 | 2022-12-21 | Residential |  | Lithium Ion |  | Tesla | 13.5 | 13.5 | 5 | 5 | BM |  |  |  |  | 0 | Yes | AC-Coupled | PhotoVoltaic | 8.8 | 5
ESMASI-17568 |  |  | MA - SMART Program | Utility Connected Solutions DR Program | 2023-03-14 | 2022-09-07 | Residential |  | Lithium Ion |  | Tesla | 13.5 | 5 | 13.5 | 5 | BM | Customer Bill Savings (e.g., Demand Charge Management, TOU Arbitrage) | Peak Shaving/ Load Leveling |  |  | 0 | Yes | AC-Coupled | PhotoVoltaic | 9.2 | 7.6
ESMASI-19770 |  |  | MA - SMART Program | Utility Connected Solutions DR Program | 2023-03-14 | 2022-10-25 | Residential |  | Lithium Ion |  | Tesla | 13.5 | 5 | 13.5 | 5 | BM | Customer Bill Savings (e.g., Demand Charge Management, TOU Arbitrage) | Peak Shaving/ Load Leveling |  |  | 0 | Yes | AC-Coupled | PhotoVoltaic | 9.6 | 12.6
ESMASI-21545 |  |  | MA - SMART Program | Utility Connected Solutions DR Program | 2023-03-14 | 2022-12-02 | Residential |  | Lithium Ion |  | Tesla | 13.5 | 5 | 13.5 | 5 | BM | Customer Bill Savings (e.g., Demand Charge Management, TOU Arbitrage) | Reliability and Resiliency |  |  | 0 | Yes | AC-Coupled | PhotoVoltaic | 8.8 | 7.6
ESMAEX-01358 |  | MA - Energy Efficiency/ DR Program | MA - Energy Efficiency/ DR Program |  | 2023-03-14 | 2022-07-11 | Commercial |  | Lithium Ion |  | Tesla | 13.5 | 5 | 13.5 | 5 | BM |  | Self Generation |  |  | 0 | Yes | AC-Coupled | PhotoVoltaic | 13.2 | 9.9
ESMASI-07176 |  |  |  |  | 2023-03-16 | 2021-09-30 | Residential |  | Lithium Ion |  | Enphase | 13.44 | 13.44 | 5.12 | 5.12 | BM |  |  |  |  | 0 | Yes | AC-Coupled | PhotoVoltaic | 12.95 | 5.12
ESMASI-08959 |  |  | MA - SMART Program | Connected Solutions | 2023-03-16 | 2021-12-12 | Residential |  | Lithium Ion |  | Tesla | 13.5 | 0 | 13.5 | 5 | BM | Customer Bill Savings (e.g., Demand Charge Management, TOU Arbitrage) | Peak Shaving/ Load Leveling |  |  | 0 | Yes | AC-Coupled | PhotoVoltaic | 5.525 | 7.6
ESMASI-12002 |  |  | MA - SMART Program | Utility Connected Solutions DR Program | 2023-03-16 | 2022-04-08 | Residential |  | Lithium Ion |  | Tesla | 13.5 | 5 | 13.5 | 5 | BM | Customer Bill Savings (e.g., Demand Charge Management, TOU Arbitrage) | Peak Shaving/ Load Leveling |  |  | 0 | Yes | AC-Coupled | PhotoVoltaic | 14.4 | 11.4
ESMASI-24450 |  |  | MA - SMART Program | Connected Solutions | 2023-03-16 | 2023-02-17 | Residential |  | Lithium Ion |  | Tesla | 13.5 | 5 | 13.5 | 5 | BM | Customer Bill Savings (e.g., Demand Charge Management, TOU Arbitrage) | Peak Shaving/ Load Leveling |  |  | 0 | Yes | AC-Coupled | PhotoVoltaic | 8.16 | 12.6
ESMAEX-00851 |  | MA - SMART Program |  | Connected Solutions | 2023-03-16 | 2022-02-22 | Commercial |  | Lithium Ion |  | Tesla | 13.5 | 0 | 13.5 | 5 | BM | Customer Bill Savings (e.g., Demand Charge Management, TOU Arbitrage) | Renewable Shift | Reliability and Resiliency | Peak Shaving/ Load Leveling | 0 | Yes | AC-Coupled | PhotoVoltaic | 14.03 | 15.2
ESMAEX-01740 |  | MA - SMART Program |  | Connected Solutions Demand Response | 2023-03-16 | 2022-10-31 | Commercial |  | Lithium Ion |  | Tesla | 13.5 | 5 | 13.5 | 5 | BM | Customer Bill Savings (e.g., Demand Charge Management, TOU Arbitrage) | Renewable Shift | Reliability and Resiliency | Peak Shaving/ Load Leveling | 0 | Yes | AC-Coupled | PhotoVoltaic | 19.6 | 15.2
ESMASI-16542 |  |  | MA - SMART Program |  | 2023-03-17 | 2022-08-12 | Residential |  | Lithium Ion |  | Other | 9.7 | 5 | 9.7 | 5 | BM | Customer Bill Savings (e.g., Demand Charge Management, TOU Arbitrage) |  |  |  | 0 | Yes | DC-Coupled | PhotoVoltaic | 6 | 7.6
ESMASI-15813 |  |  | MA - SMART Program | Utility Connected Solutions DR Program | 2023-03-17 | 2022-07-25 | Residential |  | Lithium Ion |  | Tesla | 13.5 | 5 | 13.5 | 5 | BM | Customer Bill Savings (e.g., Demand Charge Management, TOU Arbitrage) | Peak Shaving/ Load Leveling |  |  | 0 | Yes | AC-Coupled | PhotoVoltaic | 4.8 | 7.6
ESMASI-16687 |  |  | MA - SMART Program | Utility Connected Solutions DR Program | 2023-03-17 | 2022-08-16 | Residential |  | Lithium Ion |  | Tesla | 13.5 | 5 | 13.5 | 5 | BM | Customer Bill Savings (e.g., Demand Charge Management, TOU Arbitrage) | Peak Shaving/ Load Leveling |  |  | 0 | Yes | AC-Coupled | PhotoVoltaic | 6.8 | 12.6
ESMASI-18591 |  |  | MA - SMART Program | Utility Connected Solutions DR Program | 2023-03-17 | 2022-09-30 | Residential |  | Lithium Ion |  | Tesla | 13.5 | 5 | 13.5 | 5 | BM | Customer Bill Savings (e.g., Demand Charge Management, TOU Arbitrage) | Peak Shaving/ Load Leveling |  |  | 0 | Yes | AC-Coupled | PhotoVoltaic | 12 | 11.4
ESMASI-19210 |  |  | MA - SMART Program | Utility Connected Solutions DR Program | 2023-03-17 | 2022-10-13 | Residential |  | Lithium Ion |  | Tesla | 13.5 | 5 | 13.5 | 5 | BM | Customer Bill Savings (e.g., Demand Charge Management, TOU Arbitrage) | Peak Shaving/ Load Leveling |  |  | 0 | Yes | AC-Coupled | PhotoVoltaic | 7.6 | 12.6
ESMASI-19979 |  |  | MA - SMART Program |  | 2023-03-17 | 2022-10-28 | Residential |  | Lithium Ion |  | Tesla | 13.5 | 7 | 13.5 | 5 | BM | Peak Shaving/ Load Leveling | Peak Shaving/ Load Leveling |  |  | 0 | Yes | AC-Coupled | PhotoVoltaic | 11.34 | 12.6
ESMASI-22358 |  |  | MA - SMART Program |  | 2023-03-17 | 2022-12-21 | Residential |  | Lithium Ion |  | Other | 19.4 | 10 | 19.4 | 10 | BM | Customer Bill Savings (e.g., Demand Charge Management, TOU Arbitrage) | Peak Shaving/ Load Leveling |  |  | 0 | Yes | DC-Coupled | PhotoVoltaic | 18 | 10
ESMASI-16634 |  |  | MA - SMART Program | Utility Connected Solutions DR Program | 2023-03-20 | 2022-08-16 | Residential |  | Lithium Ion |  | Tesla | 0 | 0 | 5 | 0 | BM | Customer Bill Savings (e.g., Demand Charge Management, TOU Arbitrage) | Peak Shaving/ Load Leveling |  |  | 0 | Yes | AC-Coupled | PhotoVoltaic | 7.2 | 7.6
ESMAEX-01856 |  |  |  |  | 2023-03-20 | 2022-11-29 | Commercial |  | Lithium Ion |  | Tesla | 10 | 10 | 10 | 10 | BM |  |  |  |  | 0 | Yes | AC-Coupled | PhotoVoltaic | 12 | 15.2
ESMASI-11878 |  |  | MA - SMART Program | ConnectedSolutions | 2023-03-20 | 2022-04-05 | Residential |  | Lithium Ion |  | Tesla | 13.5 | 5 | 13.5 | 5 | BM | Customer Bill Savings (e.g., Demand Charge Management, TOU Arbitrage) | Peak Shaving/ Load Leveling |  |  | 0 | Yes | AC-Coupled | PhotoVoltaic | 14.4 | 11.4
ESMASI-13024 |  |  | MA - SMART Program | Utility Connected Solutions DR Program | 2023-03-20 | 2022-05-09 | Residential |  | Lithium Ion |  | Tesla | 13.5 | 5 | 13.5 | 5 | BM | Customer Bill Savings (e.g., Demand Charge Management, TOU Arbitrage) | Peak Shaving/ Load Leveling |  |  | 0 | Yes | AC-Coupled | PhotoVoltaic | 6.8 | 7.6
ESMASI-14243 |  |  | MA - SMART Program |  | 2023-03-20 | 2022-06-10 | Residential |  | Lithium Ion |  | Tesla | 14 | 7 | 13.5 | 5 | BM | Customer Bill Savings (e.g., Demand Charge Management, TOU Arbitrage) |  |  |  | 0 | Yes | AC-Coupled | PhotoVoltaic | 6.885 | 11
ESMASI-16305 |  |  | MA - SMART Program | Utility Connected Solutions DR Program | 2023-03-20 | 2022-08-05 | Residential |  | Lithium Ion |  | Tesla | 13.5 | 5 | 13.5 | 5 | BM | Customer Bill Savings (e.g., Demand Charge Management, TOU Arbitrage) | Peak Shaving/ Load Leveling |  |  | 0 | Yes | AC-Coupled | PhotoVoltaic | 8.8 | 12.6
ESMASI-16484 |  |  |  |  | 2023-03-20 | 2022-08-11 | Residential |  | Lithium Ion |  | Tesla | 0 | 0 | 13.5 | 5.8 | BM |  |  |  |  | 0 | Yes | AC-Coupled | PhotoVoltaic | 11.6 | 14.5
ESMASI-19485 |  |  | MA - SMART Program | Utility Connected Solutions DR Program | 2023-03-20 | 2022-10-19 | Residential |  | Lithium Ion |  | Tesla | 13.5 | 5 | 13.5 | 5 | BM | Customer Bill Savings (e.g., Demand Charge Management, TOU Arbitrage) | Peak Shaving/ Load Leveling |  |  | 0 | Yes | AC-Coupled | PhotoVoltaic | 9.6 | 7.6
ESMASI-21121 |  |  |  |  | 2023-03-20 | 2022-11-22 | Residential |  | Lithium Ion |  | Tesla | 13.5 | 5 | 13.5 | 5 | BM | Customer Bill Savings (e.g., Demand Charge Management, TOU Arbitrage) |  |  |  | 0 | Yes | AC-Coupled | PhotoVoltaic | 3.7 | 8
ESMASI-22958 |  |  | MA - SMART Program |  | 2023-03-20 | 2023-01-09 | Residential |  | Lithium Ion |  | LG Chem | 16 | 11.4 | 16 | 11.4 | BM |  |  |  |  | 0 | Yes | DC-Coupled | PhotoVoltaic | 16.2 | 11.4
ESMAEX-01204 |  | MA - SMART Program |  | Connected Solutions Demand Response | 2023-03-20 | 2022-05-20 | Commercial |  | Lithium Ion |  | Tesla | 27 | 10 | 27 | 10 | BM | Customer Bill Savings (e.g., Demand Charge Management, TOU Arbitrage) | Renewable Shift | Reliability and Resiliency | Peak Shaving/ Load Leveling | 0 | Yes | AC-Coupled | PhotoVoltaic | 19.2 | 15.2
ESMAEX-01235 |  |  |  |  | 2023-03-20 | 2022-05-30 | Commercial |  | Lithium Ion |  | Tesla | 27 | 10 | 27 | 10 | BM |  |  |  |  | 0 | Yes | AC-Coupled | PhotoVoltaic | 12 | 22.85
ESMASI-15771 |  |  |  |  | 2023-03-21 | 2022-07-25 | Residential |  | Lithium Ion |  | Tesla | 0 | 0 | 13.5 | 5 | BM |  |  |  |  | 0 | Yes | AC-Coupled | PhotoVoltaic | 12.245 | 14.3
ESMASI-19994 |  |  | MA - SMART Program | Utility Connected Solutions DR Program | 2023-03-21 | 2022-10-30 | Residential |  | Lithium Ion |  | Tesla | 13.5 | 5 | 13.5 | 5 | BM | Customer Bill Savings (e.g., Demand Charge Management, TOU Arbitrage) | Peak Shaving/ Load Leveling |  |  | 0 | Yes | AC-Coupled | PhotoVoltaic | 8 | 12.6
ESMASI-22717 |  |  | MA - SMART Program | Utility Connected Solutions DR Program | 2023-03-21 | 2023-01-03 | Residential |  | Lithium Ion |  | Tesla | 13.5 | 5 | 13.5 | 5 | BM | Customer Bill Savings (e.g., Demand Charge Management, TOU Arbitrage) | Peak Shaving/ Load Leveling |  |  | 0 | Yes | AC-Coupled | PhotoVoltaic | 7.848 | 12.6
ESMASI-22186 |  |  | MA - SMART Program | Utility Connected Solutions DR Program | 2023-03-21 | 2022-12-16 | Residential |  | Lithium Ion |  | Tesla | 13.5 | 5 | 13.5 | 5 | BM | Customer Bill Savings (e.g., Demand Charge Management, TOU Arbitrage) | Peak Shaving/ Load Leveling |  |  | 0 | Yes | AC-Coupled | PhotoVoltaic | 8.8 | 7.6
ESMASI-24459 |  |  | MA - SMART Program | ConnectedSolutions | 2023-03-21 | 2023-02-18 | Residential |  | Lithium Ion |  | sonnenBacterie | 13.5 | 5 | 13.5 | 5 | BM | Customer Bill Savings (e.g., Demand Charge Management, TOU Arbitrage) | Peak Shaving/ Load Leveling |  |  | 0 | Yes | AC-Coupled | PhotoVoltaic | 10.8 | 7.6
ESMAEX-00392 |  | MA - SMART Program |  |  | 2023-03-21 | 2021-09-08 | Commercial |  | Lithium Ion |  | Tesla | 54 | 20 | 54 | 20 | BM | Customer Bill Savings (e.g., Demand Charge Management, TOU Arbitrage) | Renewable Shift | Reliability and Resiliency | Peak Shaving/ Load Leveling | 0 | Yes | AC-Coupled | PhotoVoltaic | 13.94 | 25.2
ESMAEX-00902 |  | MA - SMART Program |  | connected solutions | 2023-03-21 | 2022-03-11 | Commercial |  | Lithium Ion |  | Tesla | 54 | 20 | 54 | 20 | BM | Customer Bill Savings (e.g., Demand Charge Management, TOU Arbitrage) | Renewable Shift | Reliability and Resiliency | Peak Shaving/ Load Leveling | 0 | Yes | AC-Coupled | PhotoVoltaic | 17 | 25.2
ESMASI-14338 |  |  | MA - SMART Program |  | 2023-03-22 | 2022-06-14 | Residential |  | Lithium Ion |  | Tesla | 14 | 5 | 5 | 5 | BM | Reliability and Resiliency | Reliability and Resiliency |  |  | 0 | Yes | AC-Coupled | PhotoVoltaic | 12.4 | 15
ESMASI-20185 |  |  | MA - SMART Program | Utility Connected Solutions DR Program | 2023-03-22 | 2022-11-03 | Residential |  | Lithium Ion |  | Tesla | 13.5 | 5 | 13.5 | 5 | BM | Customer Bill Savings (e.g., Demand Charge Management, TOU Arbitrage) | Peak Shaving/ Load Leveling |  |  | 0 | Yes | AC-Coupled | PhotoVoltaic | 9.2 | 7.6
ESMASI-22263 |  |  | MA - SMART Program | Connected Solutions | 2023-03-22 | 2022-12-19 | Residential |  | Lithium Ion |  | Tesla | 0 | 0 | 13.5 | 5 | BM | Customer Bill Savings (e.g., Demand Charge Management, TOU Arbitrage) | Self Generation |  |  | 0 | Yes | AC-Coupled | PhotoVoltaic | 8.3 | 12.296
ESMAEX-01726 |  | MA - Energy Efficiency/ DR Program | MA - Energy Efficiency/ DR Program |  | 2023-03-22 | 2022-10-26 | Commercial |  | Lithium Ion |  | Tesla | 13.5 | 5 | 13.5 | 5 | BM |  | Self Generation |  |  | 0 | Yes | AC-Coupled | PhotoVoltaic | 13.04 | 9.9
ESMAEX-00947 |  | MA - SMART Program |  | Connected Solutions Demand Response | 2023-03-22 | 2022-03-19 | Commercial |  | Lithium Ion |  | Tesla | 13.5 | 10 | 13.5 | 10 | BM | Customer Bill Savings (e.g., Demand Charge Management, TOU Arbitrage) | Renewable Shift | Reliability and Resiliency | Peak Shaving/ Load Leveling | 0 | Yes | AC-Coupled | PhotoVoltaic | 12.75 | 7.6
ESMASI-18679 |  |  | MA - SMART Program |  | 2023-03-22 | 2022-10-03 | Residential |  | Lithium Ion |  | Other | 19.4 | 15 | 19.4 | 15 | BM | Customer Bill Savings (e.g., Demand Charge Management, TOU Arbitrage) | Self Generation |  |  | 0 | Yes | DC-Coupled | PhotoVoltaic | 12.6 | 10
ESMASI-20385 |  |  | MA - SMART Program |  | 2023-03-22 | 2022-11-08 | Residential |  | Lithium Ion |  | Other | 19.4 | 15 | 19.4 | 15 | BM | Customer Bill Savings (e.g., Demand Charge Management, TOU Arbitrage) | Self Generation |  |  | 0 | Yes | DC-Coupled | PhotoVoltaic | 12.775 | 10
ESMASI-19843 |  |  | MA - Energy Efficiency/ DR Program |  | 2023-03-23 | 2022-10-26 | Residential |  | Lithium Ion |  | Other | 9 | 3.4 | 9 | 3.4 | BM | Self Generation | Self Generation |  |  | 0 | Yes | DC-Coupled | PhotoVoltaic | 7.2 | 7.6
ESMASI-03878 |  | MA - DOER/ MassCEC Funded Projects |  |  | 2023-03-23 | 2021-05-19 | Residential |  | Lithium Ion |  | Tesla | 14 | 5.8 | 13.5 | 5 | BM | Reliability and Resiliency | Reliability and Resiliency |  |  | 0 | Yes | AC-Coupled | PhotoVoltaic | 4.49 | 5
ESMASI-11918 |  |  | MA - SMART Program | Utility Connected Solutions DR Program | 2023-03-23 | 2022-04-06 | Residential |  | Lithium Ion |  | Tesla | 13.5 | 0 | 13.5 | 0 | BM | Customer Bill Savings (e.g., Demand Charge Management, TOU Arbitrage) | Peak Shaving/ Load Leveling |  |  | 0 | Yes | AC-Coupled | PhotoVoltaic | 9.6 | 7.6
ESMASI-19239 |  |  | MA - SMART Program | Utility Connected Solutions DR Program | 2023-03-23 | 2022-10-13 | Residential |  | Lithium Ion |  | Tesla | 13.5 | 5 | 13.5 | 5 | BM | Customer Bill Savings (e.g., Demand Charge Management, TOU Arbitrage) | Peak Shaving/ Load Leveling |  |  | 0 | Yes | AC-Coupled | PhotoVoltaic | 10 | 7.6
ESMAEX-01659 |  | MA - SMART Program |  | Connected Solutions Demand Response | 2023-03-23 | 2022-10-05 | Commercial |  | Lithium Ion |  | Tesla | 13.5 | 5 | 13.5 | 5 | BM | Customer Bill Savings (e.g., Demand Charge Management, TOU Arbitrage) | Renewable Shift | Reliability and Resiliency | Peak Shaving/ Load Leveling | 0 | Yes | AC-Coupled | PhotoVoltaic | 12.4 | 7.6
ESMAEX-01458 |  | MA - SMART Program |  | Connected Solutions | 2023-03-23 | 2022-08-10 | Commercial |  | Lithium Ion |  | Tesla | 27 | 10 | 27 | 10 | BM | Customer Bill Savings (e.g., Demand Charge Management, TOU Arbitrage) | Renewable Shift | Reliability and Resiliency | Peak Shaving/ Load Leveling | 0 | Yes | AC-Coupled | PhotoVoltaic | 18.4 | 15.2
ESMASI-15320 |  |  | MA - Energy Efficiency/ DR Program |  | 2023-03-24 | 2022-07-12 | Residential |  | Lithium Ion |  | Tesla | 0 | 0 | 13.5 | 5 | BM | Self Generation | Self Generation |  |  | 0 | Yes | AC-Coupled | PhotoVoltaic | 8.4 | 11.3
ESMAEX-00678 |  | MA - DOER/ MassCEC Funded Projects | MA - SMART Program |  | 2023-03-27 | 2021-12-20 | Commercial |  | Lithium Ion |  | Tesla | 6.72 | 2.816 | 6.72 | 2.56 | BM | Reliability and Resiliency |  |  |  | 0 | Yes | AC-Coupled | Fuel Cell | 0 | 14
ESMASI-23675 |  |  | MA - SMART Program | Utility Connected Solutions DR Program | 2023-03-27 | 2023-01-27 | Residential |  | Lithium Ion |  | Tesla | 13.5 | 5 | 13.5 | 5 | BM | Peak Shaving/ Load Leveling | Peak Shaving/ Load Leveling |  |  | 0 | Yes | AC-Coupled | PhotoVoltaic | 12.8 | 11.4
ESMASI-23740 |  |  | MA - SMART Program |  | 2023-03-27 | 2023-01-31 | Residential |  | Lithium Ion |  | Other | 19.4 | 15 | 19.4 | 15 | BM | Customer Bill Savings (e.g., Demand Charge Management, TOU Arbitrage) | Self Generation |  |  | 0 | Yes | DC-Coupled | PhotoVoltaic | 12.96 | 7.6
ESMASI-10669 |  |  |  |  | 2023-03-28 | 2022-02-22 | Residential |  | Lithium Ion |  | Tesla | 5 | 14 | 5 | 5 | BM |  |  |  |  | 0 | Yes | AC-Coupled | PhotoVoltaic | 0 | 10
ESMASI-15909 |  |  |  |  | 2023-03-28 | 2022-07-28 | Residential |  | Lithium Ion |  | Other | 0 | 0 | 13 | 5 | BM |  |  |  |  | 0 | Yes | AC-Coupled | PhotoVoltaic | 8.5 | 7.68
ESMAEX-01549 |  | MA - DOER/ MassCEC Funded Projects | MA - SMART Program |  | 2023-03-28 | 2022-09-07 | Commercial |  | Lithium Ion |  | Enphase | 20.16 | 8.45 | 20.16 | 11.4 | BM | Reliability and Resiliency |  |  |  | 0 | Yes | AC-Coupled | PhotoVoltaic | 8.5 | 6.3
ESMASI-19785 |  |  | MA - SMART Program | Utility Connected Solutions DR Program | 2023-03-29 | 2022-10-25 | Residential |  | Lithium Ion |  | Tesla | 13.5 | 5 | 13.5 | 5 | BM | Customer Bill Savings (e.g., Demand Charge Management, TOU Arbitrage) | Peak Shaving/ Load Leveling |  |  | 0 | Yes | AC-Coupled | PhotoVoltaic | 8.8 | 7.6
ESMASI-14630 |  |  | MA - SMART Program | Connected Solutions | 2023-03-29 | 2022-06-22 | Residential |  | Lithium Ion |  | SimpliFi | 19 | 9 | 19 | 9 | BM | Reliability and Resiliency | Reliability and Resiliency |  | Connected Solutions and grid backup | 0 | Yes | DC-Coupled | PhotoVoltaic | 12.8 | 9
ESMASI-17011 |  |  | MA - SMART Program | Utility Connected Solutions DR Program | 2023-03-30 | 2022-08-24 | Residential |  | Lithium Ion |  | Tesla | 0 | 0 | 5 | 0 | BM | Customer Bill Savings (e.g., Demand Charge Management, TOU Arbitrage) | Peak Shaving/ Load Leveling |  |  | 0 | Yes | AC-Coupled | PhotoVoltaic | 9.6 | 7.6
ESMASI-22433 |  |  | MA - SMART Program |  | 2023-03-30 | 2022-12-22 | Residential |  | Lithium Ion |  | LG Chem | 16 | 7 | 7.6 | 7 | BM | Customer Bill Savings (e.g., Demand Charge Management, TOU Arbitrage) | Reliability and Resiliency |  |  | 0 | Yes | DC-Coupled | PhotoVoltaic | 10.8 | 7.6
ESMASI-18451 |  |  | MA - SMART Program |  | 2023-03-30 | 2022-09-27 | Residential |  | Lithium Ion |  | Other | 9.7 | 5 | 9.7 | 5 | BM | Customer Bill Savings (e.g., Demand Charge Management, TOU Arbitrage) |  |  |  | 0 | Yes | DC-Coupled | PhotoVoltaic | 14.8 | 10
ESMASI-20285 |  |  | MA - SMART Program | Utility Connected Solutions DR Program | 2023-03-30 | 2022-11-04 | Residential |  | Lithium Ion |  | Tesla | 13.5 | 5 | 13.5 | 5 | BM | Customer Bill Savings (e.g., Demand Charge Management, TOU Arbitrage) | Peak Shaving/ Load Leveling |  |  | 0 | Yes | AC-Coupled | PhotoVoltaic | 12 | 11.4
ESMASI-23014 |  |  | MA - SMART Program | Utility Connected Solutions DR Program | 2023-03-30 | 2023-01-10 | Residential |  | Lithium Ion |  | Tesla | 13.5 | 5 | 13.5 | 5 | BM | Customer Bill Savings (e.g., Demand Charge Management, TOU Arbitrage) | Reliability and Resiliency |  |  | 0 | Yes | AC-Coupled | PhotoVoltaic | 6.8 | 12.6
ESMAEX-01217 |  |  |  |  | 2023-03-31 | 2022-05-25 | Commercial |  | Other | Lithium Ion Phosphate | Enphase | 10.08 | 3.84 | 10.08 | 3.84 | BM |  |  |  |  | 0 | Yes | AC-Coupled | PhotoVoltaic | 17.64 | 14.455
ESMAEX-01725 |  | MA - SMART Program |  | Connected Solutions | 2023-03-31 | 2022-10-25 | Commercial |  | Lithium Ion |  | Other | 15.2 | 9 | 15.2 | 9 | BM | Reliability and Resiliency |  |  | Connected Solutions | 0 | Yes | AC-Coupled | PhotoVoltaic | 8 | 7.6
ESMASI-16077 |  |  |  |  | 2023-03-31 | 2022-08-01 | Residential |  | Lithium Ion |  | Other | 18 | 9 | 18 | 9 | BM |  |  |  |  | 0 | Yes | DC-Coupled | PhotoVoltaic | 13.6 | 7.6
ESMAEX-01309 |  | MA - SMART Program |  | Connected Solutions | 2023-03-31 | 2022-06-18 | Commercial |  | Lithium Ion |  | Other | 19 | 9 | 19 | 9 | BM | Reliability and Resiliency |  |  |  | 0 | Yes | AC-Coupled | PhotoVoltaic | 10.4 | 10
ESMASI-07289 |  |  | MA - SMART Program |  | 2023-03-31 | 2021-10-05 | Residential |  | Lithium Ion |  | LG Chem | 39.2 | 10 | 39.2 | 10 | BM | Customer Bill Savings (e.g., Demand Charge Management, TOU Arbitrage) | Reliability and Resiliency |  |  | 0 | Yes | DC-Coupled | PhotoVoltaic | 10.85 | 12
ESMASI-16606 |  |  |  |  | 2023-04-03 | 2022-08-15 | Residential |  | Lithium Ion |  | Tesla | 0 | 0 | 13.5 | 5 | BM | Reliability and Resiliency | Reliability and Resiliency |  | back up power only, zero export | 0 | Yes | AC-Coupled | PhotoVoltaic | 8.91 | 7.26
ESMAEX-01648 |  | MA - SMART Program |  | Connected Solutions Demand Response | 2023-04-03 | 2022-09-30 | Commercial |  | Lithium Ion |  | Tesla | 13.5 | 5 | 13.5 | 5 | BM | Customer Bill Savings (e.g., Demand Charge Management, TOU Arbitrage) | Renewable Shift | Reliability and Resiliency | Peak Shaving/ Load Leveling | 0 | Yes | AC-Coupled | PhotoVoltaic | 15.2 | 15.2
ESMAEX-01365 |  | MA - SMART Program |  |  | 2023-04-03 | 2022-07-12 | Commercial |  | Lithium Ion |  | Tesla | 13.5 | 5 | 13.5 | 5 | BM | Reliability and Resiliency | Self Generation |  | Utility DR program | 0 | Yes | AC-Coupled | PhotoVoltaic | 0 | 7
ESMAEX-00749 |  | MA - SMART Program |  |  | 2023-04-03 | 2022-01-21 | Commercial |  | Lithium Ion |  | Enphase | 20.16 | 20.1 | 20.16 | 20.1 | BM | Customer Bill Savings (e.g., Demand Charge Management, TOU Arbitrage) |  |  |  | 0 | Yes | AC-Coupled | PhotoVoltaic | 9.49 | 9.49
ESMAEX-01112 |  | MA - SMART Program |  |  | 2023-04-04 | 2022-04-25 | Commercial |  | Lithium Ion |  | Tesla | 10 | 10 | 10 | 10 | BM | Customer Bill Savings (e.g., Demand Charge Management, TOU Arbitrage) | Renewable Shift | Reliability and Resiliency | Peak Shaving/ Load Leveling | 0 | Yes | AC-Coupled | Other | 0 | 17
ESMASI-23369 |  |  | MA - Energy Efficiency/ DR Program |  | 2023-04-04 | 2023-01-20 | Residential |  | Lithium Ion |  | Enphase | 0 | 0 | 10.08 | 3.84 | BM | Self Generation | Self Generation |  |  | 0 | Yes | AC-Coupled | PhotoVoltaic | 11.2 | 12.24
ESMAEX-01835 |  |  |  |  | 2023-04-04 | 2022-11-21 | Commercial |  | Lithium Ion |  | Enphase | 10.08 | 3.84 | 10.08 | 3.84 | BM |  |  |  |  | 0 | Yes | AC-Coupled | PhotoVoltaic | 12.045 | 17.58
ESMASI-17363 |  |  |  |  | 2023-04-04 | 2022-09-01 | Residential |  | Lithium Ion |  | Tesla | 0 | 0 | 11.6 | 5.8 | BM | Reliability and Resiliency | Reliability and Resiliency |  | back up power only, zero export | 0 | Yes | AC-Coupled | PhotoVoltaic | 0 | 5.8
ESMASI-18872 |  |  |  |  | 2023-04-04 | 2022-10-06 | Residential |  | Lithium Ion |  | Tesla | 13.5 | 5 | 13.5 | 5 | BM |  |  |  |  | 0 | Yes | AC-Coupled | PhotoVoltaic | 12 | 7.6
ESMASI-19984 |  |  | MA - SMART Program | Utility Connected Solutions DR Program | 2023-04-04 | 2022-10-28 | Residential |  | Lithium Ion |  | Tesla | 13.5 | 5 | 13.5 | 5 | BM | Customer Bill Savings (e.g., Demand Charge Management, TOU Arbitrage) | Peak Shaving/ Load Leveling |  |  | 0 | Yes | AC-Coupled | PhotoVoltaic | 13.2 | 11.4
ESMAEX-00987 |  | MA - SMART Program |  | Utility Connected Solutions DR Program | 2023-04-04 | 2022-03-29 | Commercial |  | Lithium Ion |  | Tesla | 13.5 | 0 | 13.5 | 5 | BM | Customer Bill Savings (e.g., Demand Charge Management, TOU Arbitrage) | Renewable Shift | Reliability and Resiliency | Peak Shaving/ Load Leveling | 0 | Yes | AC-Coupled | PhotoVoltaic | 17 | 15.2
ESMAEX-01033 |  | MA - SMART Program |  | Connected Solutions Demand Response | 2023-04-04 | 2022-04-07 | Commercial |  | Lithium Ion |  | Tesla | 13.5 | 0 | 13.5 | 5 | BM | Customer Bill Savings (e.g., Demand Charge Management, TOU Arbitrage) | Renewable Shift | Reliability and Resiliency | Peak Shaving/ Load Leveling | 0 | Yes | AC-Coupled | PhotoVoltaic | 14 | 15.2
ESMAEX-01322 |  | MA - SMART Program |  | Connected Solutions Demand Response | 2023-04-04 | 2022-06-24 | Commercial |  | Lithium Ion |  | Tesla | 13.5 | 5 | 13.5 | 5 | BM | Customer Bill Savings (e.g., Demand Charge Management, TOU Arbitrage) | Renewable Shift | Reliability and Resiliency | Peak Shaving/ Load Leveling | 0 | Yes | AC-Coupled | PhotoVoltaic | 18.8 | 15.2
ESMAEX-01193 |  | MA - SMART Program |  | Connected Solutions Demand Response | 2023-04-04 | 2022-05-18 | Commercial |  | Lithium Ion |  | Tesla | 27 | 10 | 27 | 10 | BM | Customer Bill Savings (e.g., Demand Charge Management, TOU Arbitrage) | Renewable Shift | Reliability and Resiliency | Peak Shaving/ Load Leveling | 0 | Yes | AC-Coupled | PhotoVoltaic | 17 | 15.2
ESMASI-23497 |  |  | MA - SMART Program | Net Metering | 2023-04-05 | 2023-01-23 | Residential |  | Lithium Ion |  | Tesla | 0 | 0 | 13.5 | 5 | BM |  |  |  | Backup | 0 | Yes | AC-Coupled | PhotoVoltaic | 11.22 | 12.6
ESMAEX-01715 |  |  |  |  | 2023-04-06 | 2022-10-25 | Commercial |  | Lithium Ion |  | Tesla | 5 | 14 | 5 | 5 | BM |  |  |  |  | 0 | Yes | AC-Coupled | PhotoVoltaic | 13.2 | 10
ESMAEX-01769 |  |  |  |  | 2023-04-06 | 2022-11-04 | Commercial |  | Lithium Ion |  | Tesla | 5 | 14 | 5 | 5 | BM |  |  |  |  | 0 | Yes | AC-Coupled | PhotoVoltaic | 13.6 | 10
ESMAEX-01417 |  | MA - SMART Program |  | Connected Solutions Demand Response | 2023-04-06 | 2022-07-29 | Commercial |  | Lithium Ion |  | Tesla | 27 | 10 | 27 | 10 | BM | Customer Bill Savings (e.g., Demand Charge Management, TOU Arbitrage) | Renewable Shift | Reliability and Resiliency | Peak Shaving/ Load Leveling | 0 | Yes | AC-Coupled | PhotoVoltaic | 19.2 | 20.2
ESMAEX-01770 |  | MA - SMART Program |  | Connected Solutions Demand Response | 2023-04-06 | 2022-11-04 | Commercial |  | Lithium Ion |  | Tesla | 54 | 20 | 54 | 20 | BM | Customer Bill Savings (e.g., Demand Charge Management, TOU Arbitrage) | Renewable Shift | Reliability and Resiliency | Peak Shaving/ Load Leveling | 0 | Yes | AC-Coupled | PhotoVoltaic | 16.32 | 35.2
ESMAEX-01802 |  |  |  |  | 2023-04-07 | 2022-11-11 | Commercial |  | Lithium Ion |  | Tesla | 5 | 14 | 5 | 5 | BM |  |  |  |  | 0 | Yes | AC-Coupled | PhotoVoltaic | 11.6 | 10
ESMAEX-01906 |  | MA - SMART Program |  |  | 2023-04-07 | 2022-12-08 | Commercial |  | Lithium Ion |  | Other | 9.7 | 5 | 9.7 | 5 | BM | Customer Bill Savings (e.g., Demand Charge Management, TOU Arbitrage) |  |  |  | 0 | Yes | DC-Coupled | PhotoVoltaic | 21.6 | 17.6
ESMASI-21405 |  |  | MA - SMART Program | Net Metering | 2023-04-07 | 2022-11-30 | Residential |  | Lithium Ion |  | LG Chem | 9.8 | 5 | 9.8 | 5 | BM |  |  |  | Backup | 0 | Yes | DC-Coupled | PhotoVoltaic | 13.65 | 9.6
ESMAEX-01424 |  | MA - SMART Program |  | Connected Solutions Demand Response | 2023-04-07 | 2022-08-02 | Commercial |  | Lithium Ion |  | Tesla | 17 | 10 | 17 | 10 | BM | Customer Bill Savings (e.g., Demand Charge Management, TOU Arbitrage) | Renewable Shift | Reliability and Resiliency | Peak Shaving/ Load Leveling | 0 | Yes | AC-Coupled | PhotoVoltaic | 19.2 | 15.2
ESMAEX-01663 |  |  |  |  | 2023-04-10 | 2022-10-06 | Commercial |  | Lithium Ion |  | Tesla | 5 | 5 | 5 | 5 | BM |  |  |  |  | 0 | Yes | AC-Coupled | PhotoVoltaic | 21.2 | 15.2
ESMASI-21671 |  |  | MA - SMART Program | Net Metering | 2023-04-10 | 2022-12-06 | Residential |  | Lithium Ion |  | LG Chem | 9.8 | 5 | 9.8 | 5 | BM |  |  |  | Backup | 0 | Yes | DC-Coupled | PhotoVoltaic | 4.29 | 4
ESMASI-11656 |  |  | MA - SMART Program |  | 2023-04-10 | 2022-03-29 | Residential |  | Lithium Ion |  | Other | 0 | 0 | 13 | 6.8 | BM |  |  |  | PV SELF | 0 | Yes | AC-Coupled | PhotoVoltaic | 6.8 | 12.944
ESMAEX-00964 |  | MA - SMART Program |  | Connected Solutions Demand Response | 2023-04-10 | 2022-03-24 | Commercial |  | Lithium Ion |  | Tesla | 13.5 | 0 | 13.5 | 5 | BM | Customer Bill Savings (e.g., Demand Charge Management, TOU Arbitrage) | Renewable Shift | Reliability and Resiliency | Peak Shaving/ Load Leveling | 0 | Yes | AC-Coupled | PhotoVoltaic | 12.75 | 15.2
ESMAEX-01049 |  | MA - SMART Program |  | Utility Connected Solutions DR Program | 2023-04-10 | 2022-04-08 | Commercial |  | Lithium Ion |  | Tesla | 13.5 | 0 | 13.5 | 5 | BM | Customer Bill Savings (e.g., Demand Charge Management, TOU Arbitrage) | Renewable Shift | Reliability and Resiliency | Peak Shaving/ Load Leveling | 0 | Yes | AC-Coupled | PhotoVoltaic | 17 | 15.2
ESMASI-20323 |  |  | MA - SMART Program | Utility Connected Solutions DR Program | 2023-04-11 | 2022-11-07 | Residential |  | Lithium Ion |  | Tesla | 13.5 | 5 | 13.5 | 5 | BM | Customer Bill Savings (e.g., Demand Charge Management, TOU Arbitrage) | Peak Shaving/ Load Leveling |  |  | 0 | Yes | AC-Coupled | PhotoVoltaic | 10.8 | 11.4
ESMASI-24360 |  |  |  |  | 2023-04-11 | 2023-02-15 | Residential |  | Lithium Ion |  | Tesla | 0 | 0 | 13.5 | 5 | BM | Customer Bill Savings (e.g., Demand Charge Management, TOU Arbitrage) | Peak Shaving/ Load Leveling |  |  | 0 | Yes | AC-Coupled | PhotoVoltaic | 0 | 5
ESMAEX-00688 |  | MA - SMART Program |  | Connected Solutions | 2023-04-11 | 2021-12-22 | Commercial |  | Lithium Ion |  | Tesla | 13.5 | 5 | 13.5 | 5 | BM | Customer Bill Savings (e.g., Demand Charge Management, TOU Arbitrage) | Renewable Shift | Reliability and Resiliency | Peak Shaving/ Load Leveling | 0 | Yes | AC-Coupled | PhotoVoltaic | 21.76 | 25.2
ESMASI-11093 |  |  |  |  | 2023-04-11 | 2022-03-10 | Residential |  | Lithium Ion |  | Tesla | 10 | 10 | 27 | 10 | BM | Reliability and Resiliency | Reliability and Resiliency |  |  | 0 | Yes | AC-Coupled | PhotoVoltaic | 0 | 10
ESMAEX-01502 |  |  |  |  | 2023-04-12 | 2022-08-23 | Commercial |  | Lithium Ion |  | Tesla | 5 | 14 | 5 | 5 | BM |  |  |  |  | 0 | Yes | AC-Coupled | PhotoVoltaic | 3.2 | 3
ESMAEX-01738 |  | MA - SMART Program |  |  | 2023-04-12 | 2022-10-28 | Commercial |  | Lithium Ion |  | Tesla | 10 | 10 | 10 | 10 | BM | Customer Bill Savings (e.g., Demand Charge Management, TOU Arbitrage) |  |  |  | 0 | Yes | AC-Coupled | PhotoVoltaic | 15.2 | 20
ESMAEX-01845 |  | MA - Energy Efficiency/ DR Program | MA - Energy Efficiency/ DR Program |  | 2023-04-12 | 2022-11-23 | Commercial |  | Lithium Ion |  | Enphase | 10.08 | 10.08 | 10.08 | 10.08 | BM |  | Self Generation |  |  | 0 | Yes | AC-Coupled | PhotoVoltaic | 15.2 | 11.4
ESMAEX-01416 |  | MA - SMART Program |  |  | 2023-04-12 | 2022-07-28 | Commercial |  | Lithium Ion |  | sonnenBacterie | 20 | 8 | 20 | 8 | BM |  |  |  |  | 0 | Yes | AC-Coupled | PhotoVoltaic | 10.08 | 8.26
ESMASI-11315 |  |  | MA - SMART Program | Connected Solutions | 2023-04-12 | 2022-03-18 | Residential |  | Lithium Ion |  | Other | 29.1 | 10 | 26.19 | 10 | BM | Self Generation | Self Generation | Microgrid |  | 0 | Yes | DC-Coupled | PhotoVoltaic | 14.96 | 10
ESMAEX-01503 |  | MA - SMART Program |  | Connected Solutions Demand Response | 2023-04-12 | 2022-08-23 | Commercial |  | Lithium Ion |  | Tesla | 27 | 10 | 27 | 10 | BM | Customer Bill Savings (e.g., Demand Charge Management, TOU Arbitrage) | Renewable Shift | Reliability and Resiliency | Peak Shaving/ Load Leveling | 0 | Yes | AC-Coupled | PhotoVoltaic | 14.4 | 15.2
ESMAEX-01082 |  | MA - SMART Program |  | Connected Solutions Demand Response | 2023-04-12 | 2022-04-15 | Commercial |  | Lithium Ion |  | Tesla | 27 | 10 | 27 | 10 | BM | Customer Bill Savings (e.g., Demand Charge Management, TOU Arbitrage) | Reliability and Resiliency |  |  | 0 | Yes | AC-Coupled | PhotoVoltaic | 19.2 | 20.2
ESMASI-25960 |  |  | MA - SMART Program | Connected Solutions | 2023-04-13 | 2023-04-05 | Residential |  | Lithium Ion |  | Other | 20 | 20 | 7.6 | 7.6 | BM |  |  |  | residential back up energy | 0 | Yes | DC-Coupled | PhotoVoltaic | 14.965 | 7.6
ESMASI-25964 |  |  | MA - SMART Program |  | 2023-04-13 | 2023-04-05 | Residential |  | Lithium Ion |  | Other | 20 | 20 | 10 | 10 | BM |  |  |  | Home BACKUP POWER AND DISCHARGING TO GRID | 0 | Yes | DC-Coupled | PhotoVoltaic | 12.8 | 10
ESMASI-22131 |  |  | MA - SMART Program |  | 2023-04-13 | 2022-12-15 | Residential |  | Lithium Ion |  | Tesla | 13.5 | 7 | 13.5 | 5 | BM | Peak Shaving/ Load Leveling | Peak Shaving/ Load Leveling |  |  | 0 | Yes | AC-Coupled | PhotoVoltaic | 5.6 | 8.8
ESMAEX-01903 |  | MA - Energy Efficiency/ DR Program | MA - Energy Efficiency/ DR Program |  | 2023-04-13 | 2022-12-08 | Commercial |  | Lithium Ion |  | Tesla | 13.5 | 5 | 13.5 | 5 | BM |  | Self Generation |  |  | 0 | Yes | AC-Coupled | PhotoVoltaic | 14 | 10.5
ESMAEX-01542 |  | MA - SMART Program |  | Connected Solutions | 2023-04-13 | 2022-09-06 | Commercial |  | Lithium Ion |  | Tesla | 27 | 10 | 27 | 10 | BM | Customer Bill Savings (e.g., Demand Charge Management, TOU Arbitrage) | Renewable Shift | Reliability and Resiliency | Peak Shaving/ Load Leveling | 0 | Yes | AC-Coupled | PhotoVoltaic | 10 | 15.2
ESMAEX-01713 |  | MA - SMART Program |  | Connected Solutions Demand Response | 2023-04-13 | 2022-10-25 | Commercial |  | Lithium Ion |  | Tesla | 27 | 10 | 27 | 10 | BM | Customer Bill Savings (e.g., Demand Charge Management, TOU Arbitrage) | Renewable Shift | Reliability and Resiliency | Peak Shaving/ Load Leveling | 0 | Yes | AC-Coupled | PhotoVoltaic | 16.8 | 15.2
ESMAEX-02021 |  |  |  | ConnectedSolutions | 2023-04-13 | 2023-01-13 | Commercial |  | Lithium Ion |  | Tesla | 40.5 | 15 | 40.5 | 15 | BM | Customer Bill Savings (e.g., Demand Charge Management, TOU Arbitrage) | Renewable Shift | Reliability and Resiliency | Peak Shaving/ Load Leveling | 0 | Yes | AC-Coupled | Other | 0 | 15
ESMASI-24856 |  |  | MA - SMART Program |  | 2023-04-14 | 2023-03-02 | Residential |  | Lithium Ion |  | Enphase | 10.08 | 10.08 | 3.84 | 3.84 | BM | Reliability and Resiliency | Reliability and Resiliency |  |  | 0 | Yes | AC-Coupled | PhotoVoltaic | 6.935 | 8.59
ESMASI-20247 |  |  | MA - SMART Program |  | 2023-04-14 | 2022-11-04 | Residential |  | Lithium Ion |  | Tesla | 13.5 | 13.5 | 5 | 5 | BM | Reliability and Resiliency | Reliability and Resiliency |  | Connected solutions | 0 | Yes | AC-Coupled | PhotoVoltaic | 9.2 | 11.78
ESMASI-15512 |  |  | MA - SMART Program | Utility Connected Solutions DR Program | 2023-04-14 | 2022-07-17 | Residential |  | Lithium Ion |  | Tesla | 13.5 | 5 | 13.5 | 5 | BM | Customer Bill Savings (e.g., Demand Charge Management, TOU Arbitrage) | Peak Shaving/ Load Leveling |  |  | 0 | Yes | AC-Coupled | PhotoVoltaic | 7.2 | 7.6
ESMASI-15652 |  |  | MA - SMART Program | Utility Connected Solutions DR Program | 2023-04-14 | 2022-07-20 | Residential |  | Lithium Ion |  | Tesla | 13.5 | 5 | 13.5 | 5 | BM | Customer Bill Savings (e.g., Demand Charge Management, TOU Arbitrage) | Peak Shaving/ Load Leveling |  |  | 0 | Yes | AC-Coupled | PhotoVoltaic | 14.4 | 11.4
ESMASI-18210 |  |  | MA - SMART Program |  | 2023-04-14 | 2022-09-22 | Residential |  | Lithium Ion |  | Tesla | 0 | 0 | 13.5 | 5 | BM | Self Generation | Self Generation |  |  | 0 | Yes | AC-Coupled | PhotoVoltaic | 10.8 | 13.1
ESMASI-19771 |  |  | MA - Energy Efficiency/ DR Program |  | 2023-04-14 | 2022-10-25 | Residential |  | Lithium Ion |  | Tesla | 10 | 10 | 13.5 | 10 | BM | Reliability and Resiliency | Reliability and Resiliency |  |  | 0 | Yes | AC-Coupled | PhotoVoltaic | 6.4 | 15
ESMAEX-00626 |  | MA - SMART Program |  | Connected Solutions | 2023-04-14 | 2021-11-28 | Commercial |  | Lithium Ion |  | Tesla | 13.5 | 5 | 13.5 | 5 | BM | Customer Bill Savings (e.g., Demand Charge Management, TOU Arbitrage) | Renewable Shift | Reliability and Resiliency | Peak Shaving/ Load Leveling | 0 | Yes | AC-Coupled | PhotoVoltaic | 4.08 | 7.6
ESMASI-17810 |  |  | MA - SMART Program | Utility Connected Solutions DR Program | 2023-04-14 | 2022-09-13 | Residential |  | Lithium Ion |  | Tesla | 27 | 10 | 27 | 10 | BM | Customer Bill Savings (e.g., Demand Charge Management, TOU Arbitrage) | Peak Shaving/ Load Leveling |  |  | 0 | Yes | AC-Coupled | PhotoVoltaic | 14.4 | 11.4
ESMASI-23755 |  |  | MA - SMART Program |  | 2023-04-17 | 2023-01-31 | Residential |  | Lithium Ion |  | Tesla | 13.5 | 13.5 | 5 | 5 | BM |  |  |  |  | 0 | Yes | AC-Coupled | PhotoVoltaic | 4.44 | 8.54
ESMASI-24685 |  |  | MA - SMART Program |  | 2023-04-17 | 2023-02-24 | Residential |  | Lithium Ion |  | Tesla | 0 | 0 | 13.5 | 5 | BM | Self Generation | Self Generation |  |  | 0 | Yes | AC-Coupled | PhotoVoltaic | 0 | 5
ESMASI-25315 |  |  | MA - SMART Program |  | 2023-04-17 | 2023-03-16 | Residential |  | Lithium Ion |  | Tesla | 13.5 | 7 | 13.5 | 5 | BM | Peak Shaving/ Load Leveling | Peak Shaving/ Load Leveling |  |  | 0 | Yes | AC-Coupled | PhotoVoltaic | 9.25 | 12.6
ESMASI-22421 |  |  | MA - SMART Program | Net metering | 2023-04-18 | 2022-12-21 | Residential |  | Lithium Ion |  | LG Chem | 9.8 | 5 | 9.8 | 5 | BM |  |  |  | Backup | 0 | Yes | DC-Coupled | PhotoVoltaic | 12.09 | 10
ESMASI-19406 |  |  | MA - SMART Program | Utility Connected Solutions DR Program | 2023-04-18 | 2022-10-18 | Residential |  | Lithium Ion |  | Tesla | 0 | 0 | 13.5 | 7.6 | BM | Customer Bill Savings (e.g., Demand Charge Management, TOU Arbitrage) | Peak Shaving/ Load Leveling |  |  | 0 | Yes | AC-Coupled | PhotoVoltaic | 11.6 | 7.6
ESMASI-21009 |  |  | MA - SMART Program | Utility Connected Solutions DR Program | 2023-04-18 | 2022-11-21 | Residential |  | Lithium Ion |  | Tesla | 13.5 | 5 | 13.5 | 5 | BM | Customer Bill Savings (e.g., Demand Charge Management, TOU Arbitrage) | Peak Shaving/ Load Leveling |  |  | 0 | Yes | AC-Coupled | PhotoVoltaic | 8.8 | 7.6
ESMASI-23006 |  |  |  | Class 1 Rec | 2023-04-18 | 2023-01-10 | Residential |  | Lithium Ion |  | Tesla | 13.5 | 13.5 | 13.5 | 13.5 | BM | Customer Bill Savings (e.g., Demand Charge Management, TOU Arbitrage) | Self Generation |  |  | 0 | Yes | AC-Coupled | PhotoVoltaic | 12 | 7.6
ESMASI-25696 |  |  | MA - SMART Program |  | 2023-04-18 | 2023-03-28 | Residential |  | Lithium Ion |  | Tesla | 13.5 | 7 | 13.5 | 5 | BM |  |  |  |  | 0 | Yes | AC-Coupled | PhotoVoltaic | 4.9 | 9.13
ESMASI-18976 |  |  | MA - Energy Efficiency/ DR Program |  | 2023-04-18 | 2022-10-07 | Residential |  | Lithium Ion |  | Other | 19.4 | 15 | 19.4 | 15 | BM | Customer Bill Savings (e.g., Demand Charge Management, TOU Arbitrage) | Reliability and Resiliency |  |  | 0 | Yes | DC-Coupled | PhotoVoltaic | 15.2 | 10
ESMAEX-01149 |  |  |  |  | 2023-04-18 | 2022-05-05 | Commercial |  | Lithium Ion |  | Enphase | 20.16 | 7.68 | 20.16 | 7.68 | BM |  |  |  |  | 0 | Yes | AC-Coupled | PhotoVoltaic | 12.87 | 9.74
ESMAEX-01914 |  | MA - SMART Program |  | Connected Solutions Demand Response | 2023-04-18 | 2022-12-09 | Commercial |  | Lithium Ion |  | Tesla | 27 | 10 | 27 | 10 | BM | Customer Bill Savings (e.g., Demand Charge Management, TOU Arbitrage) | Renewable Shift | Reliability and Resiliency | Peak Shaving/ Load Leveling | 0 | Yes | AC-Coupled | PhotoVoltaic | 12 | 15.2
ESMAEX-01232 |  | MA - SMART Program |  | Connected Solutions Demand Response | 2023-04-18 | 2022-05-27 | Commercial |  | Lithium Ion |  | Tesla | 27 | 10 | 27 | 10 | BM | Customer Bill Savings (e.g., Demand Charge Management, TOU Arbitrage) | Renewable Shift | Reliability and Resiliency | Peak Shaving/ Load Leveling | 0 | Yes | AC-Coupled | PhotoVoltaic | 25.5145 | 20.2
ESMAEX-02114 |  |  |  |  | 2023-04-18 | 2023-02-04 | Commercial |  | Lithium Ion |  | Tesla | 27 | 10 | 27 | 10 | BM | Customer Bill Savings (e.g., Demand Charge Management, TOU Arbitrage) | Renewable Shift | Reliability and Resiliency | Peak Shaving/ Load Leveling | 0 | Yes | AC-Coupled | Other | 0 | 10
ESMAEX-02135 |  |  |  |  | 2023-04-18 | 2023-02-07 | Commercial |  | Lithium Ion |  | Tesla | 27 | 10 | 27 | 10 | BM | Customer Bill Savings (e.g., Demand Charge Management, TOU Arbitrage) | Renewable Shift | Reliability and Resiliency | Peak Shaving/ Load Leveling | 0 | Yes | AC-Coupled | PhotoVoltaic | 0 | 10
ESMASI-24242 |  |  | MA - SMART Program |  | 2023-04-19 | 2023-02-13 | Residential |  | Lithium Ion |  | Other | 19.4 | 19.4 | 10 | 10 | BM | Customer Bill Savings (e.g., Demand Charge Management, TOU Arbitrage) |  |  |  | 0 | Yes | DC-Coupled | PhotoVoltaic | 5.4 | 7.6
ESMASI-24257 |  |  | MA - SMART Program |  | 2023-04-20 | 2023-02-13 | Residential |  | Lithium Ion |  | sonnenBacterie | 20 | 20 | 5 | 4.8 | BM | Reliability and Resiliency | Reliability and Resiliency |  |  | 0 | Yes | AC-Coupled | PhotoVoltaic | 0 | 4.8
ESMASI-13250 |  |  | MA - SMART Program | Utility Connected Solutions DR Program | 2023-04-20 | 2022-05-13 | Residential |  | Lithium Ion |  | Tesla | 13.5 | 5 | 13.5 | 5 | BM | Customer Bill Savings (e.g., Demand Charge Management, TOU Arbitrage) | Peak Shaving/ Load Leveling |  |  | 0 | Yes | AC-Coupled | PhotoVoltaic | 7.2 | 7.6
ESMASI-14387 |  |  | MA - SMART Program | Utility Connected Solutions DR Program | 2023-04-20 | 2022-06-15 | Residential |  | Lithium Ion |  | Tesla | 13.5 | 5 | 13.5 | 5 | BM | Customer Bill Savings (e.g., Demand Charge Management, TOU Arbitrage) | Peak Shaving/ Load Leveling |  |  | 0 | Yes | AC-Coupled | PhotoVoltaic | 5.2 | 12.6
ESMASI-22349 |  |  | MA - Energy Efficiency/ DR Program |  | 2023-04-20 | 2022-12-21 | Residential |  | Lithium Ion |  | Tesla | 0 | 0 | 13.5 | 5 | BM | Self Generation | Self Generation |  |  | 0 | Yes | AC-Coupled | PhotoVoltaic | 10 | 12.5
ESMAEX-00825 |  | MA - SMART Program |  | Connected Solutions | 2023-04-20 | 2022-02-09 | Commercial |  | Lithium Ion |  | Tesla | 13.5 | 0 | 13.5 | 5 | BM | Customer Bill Savings (e.g., Demand Charge Management, TOU Arbitrage) | Renewable Shift | Reliability and Resiliency | Peak Shaving/ Load Leveling | 0 | Yes | AC-Coupled | PhotoVoltaic | 26.856 | 19
ESMASI-18954 |  |  |  | None - Not Applying for MA Smart or any other program | 2023-04-20 | 2022-10-07 | Residential |  | Lithium Ion |  | Other | 18 | 3 | 15.2 | 7.6 | BM |  |  |  |  | 0 | Yes | DC-Coupled | PhotoVoltaic | 4.8 | 8
ESMASI-12939 |  |  |  |  | 2023-04-20 | 2022-05-05 | Residential |  | Lithium Ion |  | Other | 18 | 18 | 17.37 | 17.37 | BM |  |  |  |  | 0 | Yes | DC-Coupled | PhotoVoltaic | 6.4 | 7.6
ESMASI-24068 |  |  | MA - SMART Program |  | 2023-04-20 | 2023-02-07 | Residential |  | Lithium Ion |  | Other | 19.4 | 10 | 19.4 | 10 | BM | Customer Bill Savings (e.g., Demand Charge Management, TOU Arbitrage) |  |  |  | 0 | Yes | DC-Coupled | PhotoVoltaic | 13.6 | 10
ESMASI-21866 |  |  | MA - Energy Efficiency/ DR Program |  | 2023-04-21 | 2022-12-09 | Residential |  | Lithium Ion |  | Enphase | 0 | 0 | 3.5 | 1.28 | BM | Self Generation | Self Generation |  |  | 0 | Yes | AC-Coupled | PhotoVoltaic | 8.8 | 7.88
ESMASI-13930 |  |  |  |  | 2023-04-21 | 2022-06-02 | Residential |  | Lithium Ion |  | LG Chem | 5 | 5 | 5 | 5 | BM |  |  |  |  | 0 | Yes | DC-Coupled | PhotoVoltaic | 7.3 | 6
ESMASI-19995 |  |  | MA - SMART Program |  | 2023-04-21 | 2022-10-31 | Residential |  | Lithium Ion |  | Enphase | 10 | 0 | 10 | 3.84 | BM | Customer Bill Savings (e.g., Demand Charge Management, TOU Arbitrage) |  |  |  | 0 | Yes | AC-Coupled | PhotoVoltaic | 10.67 | 11.94
ESMASI-23054 |  |  | MA - SMART Program | Utility Connected Solutions DR Program | 2023-04-21 | 2023-01-11 | Residential |  | Lithium Ion |  | Tesla | 13.5 | 5 | 13.5 | 5 | BM | Customer Bill Savings (e.g., Demand Charge Management, TOU Arbitrage) | Peak Shaving/ Load Leveling |  |  | 0 | Yes | AC-Coupled | PhotoVoltaic | 8 | 7.6
ESMASI-20594 |  |  | MA - SMART Program |  | 2023-04-24 | 2022-11-11 | Residential |  | Lithium Ion |  | Enphase | 10.08 | 0 | 10.08 | 3.84 | BM | Customer Bill Savings (e.g., Demand Charge Management, TOU Arbitrage) |  |  |  | 0 | Yes | AC-Coupled | PhotoVoltaic | 10.4 | 11.64
ESMASI-23291 |  |  | MA - SMART Program | Utility Connected Solutions DR Program | 2023-04-24 | 2023-01-18 | Residential |  | Lithium Ion |  | Tesla | 13 | 5 | 13 | 5 | BM | Customer Bill Savings (e.g., Demand Charge Management, TOU Arbitrage) | Peak Shaving/ Load Leveling |  |  | 0 | Yes | AC-Coupled | PhotoVoltaic | 6 | 7.6
ESMASI-15647 |  |  | MA - SMART Program | Utility Connected Solutions DR Program | 2023-04-24 | 2022-07-20 | Residential |  | Lithium Ion |  | Tesla | 13.5 | 5 | 13.5 | 5 | BM | Customer Bill Savings (e.g., Demand Charge Management, TOU Arbitrage) | Peak Shaving/ Load Leveling |  |  | 0 | Yes | AC-Coupled | PhotoVoltaic | 13.2 | 11.4
ESMAEX-01153 |  |  |  |  | 2023-04-24 | 2022-05-06 | Commercial |  | Lithium Ion |  | Enphase | 30.24 | 11.52 | 30.24 | 11.52 | BM |  |  |  |  | 0 | Yes | AC-Coupled | PhotoVoltaic | 10.27 | 7.8
ESMASI-19889 |  |  |  |  | 2023-04-25 | 2022-10-27 | Residential |  | Lithium Ion |  | Other | 3.36 | 3.36 | 3.36 | 3.36 | BM |  |  |  |  | 0 | Yes | AC-Coupled | PhotoVoltaic | 8.39 | 9.11
ESMASI-10534 |  |  |  | Connected Solutions | 2023-04-25 | 2022-02-15 | Residential |  | Lithium Ion |  | Tesla | 0 | 0 | 13.5 | 5 | BM | Customer Bill Savings (e.g., Demand Charge Management, TOU Arbitrage) | Peak Shaving/ Load Leveling |  |  | 0 | Yes | AC-Coupled | PhotoVoltaic | 0 | 5
ESMASI-15568 |  |  | MA - SMART Program | Utility Connected Solutions DR Program | 2023-04-25 | 2022-07-18 | Residential |  | Lithium Ion |  | Tesla | 13.5 | 5 | 13.5 | 5 | BM | Customer Bill Savings (e.g., Demand Charge Management, TOU Arbitrage) | Peak Shaving/ Load Leveling |  |  | 0 | Yes | AC-Coupled | PhotoVoltaic | 12 | 11.4
ESMASI-20080 |  |  | MA - SMART Program | Utility Connected Solutions DR Program | 2023-04-25 | 2022-11-01 | Residential |  | Lithium Ion |  | Tesla | 13.5 | 5 | 13.5 | 5 | BM | Customer Bill Savings (e.g., Demand Charge Management, TOU Arbitrage) | Peak Shaving/ Load Leveling |  |  | 0 | Yes | AC-Coupled | PhotoVoltaic | 7.2 | 7.6
ESMASI-21166 |  |  | MA - SMART Program | Utility Connected Solutions DR Program | 2023-04-25 | 2022-11-23 | Residential |  | Lithium Ion |  | Tesla | 13.5 | 5 | 13.5 | 5 | BM | Customer Bill Savings (e.g., Demand Charge Management, TOU Arbitrage) | Peak Shaving/ Load Leveling |  |  | 0 | Yes | AC-Coupled | PhotoVoltaic | 8 | 7.6
ESMASI-22429 |  |  | MA - SMART Program | Utility Connected Solutions DR Program | 2023-04-25 | 2022-12-22 | Residential |  | Lithium Ion |  | Tesla | 13.5 | 5 | 13.5 | 5 | BM | Customer Bill Savings (e.g., Demand Charge Management, TOU Arbitrage) | Peak Shaving/ Load Leveling |  |  | 0 | Yes | AC-Coupled | PhotoVoltaic | 8.4 | 7.6
ESMASI-24522 |  |  | MA - SMART Program | Utility Connected Solutions DR Program | 2023-04-25 | 2023-02-21 | Residential |  | Lithium Ion |  | Tesla | 13.5 | 5 | 13.5 | 5 | BM | Customer Bill Savings (e.g., Demand Charge Management, TOU Arbitrage) | Peak Shaving/ Load Leveling |  |  | 0 | Yes | AC-Coupled | PhotoVoltaic | 12.8 | 11.4
ESMASI-23470 |  |  | MA - SMART Program |  | 2023-04-26 | 2023-01-23 | Residential |  | Lithium Ion |  | Tesla | 13.5 | 13.5 | 5 | 5 | BM | Reliability and Resiliency | Reliability and Resiliency |  | Connected solutions | 0 | Yes | AC-Coupled | PhotoVoltaic | 13.2 | 14.7
ESMAEX-00558 |  |  |  | Connected Solutions Demand Response | 2023-04-26 | 2021-11-01 | Commercial |  | Lithium Ion |  | Tesla | 10 | 10 | 10 | 10 | BM | Customer Bill Savings (e.g., Demand Charge Management, TOU Arbitrage) | Renewable Shift | Reliability and Resiliency | Peak Shaving/ Load Leveling | 0 | Yes | AC-Coupled | PhotoVoltaic | 0 | 10
ESMASI-19719 |  |  | MA - SMART Program | Utility Connected Solutions DR Program | 2023-04-26 | 2022-10-24 | Residential |  | Lithium Ion |  | Tesla | 13.5 | 5 | 13.5 | 5 | BM | Customer Bill Savings (e.g., Demand Charge Management, TOU Arbitrage) | Peak Shaving/ Load Leveling |  |  | 0 | Yes | AC-Coupled | PhotoVoltaic | 12 | 7.6
ESMASI-22373 |  |  | MA - SMART Program | Utility Connected Solutions DR Program | 2023-04-26 | 2022-12-21 | Residential |  | Lithium Ion |  | Tesla | 13.5 | 5 | 13.5 | 5 | BM | Customer Bill Savings (e.g., Demand Charge Management, TOU Arbitrage) | Peak Shaving/ Load Leveling |  |  | 0 | Yes | AC-Coupled | PhotoVoltaic | 9.652 | 12.6
ESMASI-22617 |  |  | MA - SMART Program | Utility Connected Solutions DR Program | 2023-04-26 | 2022-12-29 | Residential |  | Lithium Ion |  | Tesla | 13.5 | 5 | 13.5 | 5 | BM | Customer Bill Savings (e.g., Demand Charge Management, TOU Arbitrage) | Peak Shaving/ Load Leveling |  |  | 0 | Yes | AC-Coupled | PhotoVoltaic | 9.6 | 7.6
ESMASI-24977 |  | MA - DOER/ MassCEC Funded Projects | MA - SMART Program |  | 2023-04-26 | 2023-03-06 | Residential |  | Lithium Ion |  | Tesla | 0 | 0 | 13.5 | 5 | BM | Self Generation | Self Generation |  | Utility DR Program | 0 | Yes | AC-Coupled | PhotoVoltaic | 7.2 | 10.4
ESMASI-20497 |  |  | MA - SMART Program | Connected Solutons | 2023-04-26 | 2022-11-10 | Residential |  | Lithium Ion |  | SimpliFi | 15.2 | 7.6 | 15.2 | 7.6 | BM | Reliability and Resiliency | Reliability and Resiliency |  |  | 0 | Yes | DC-Coupled | PhotoVoltaic | 8.8 | 9
ESMAEX-01714 |  | MA - SMART Program |  | Connected Solutions Demand Response | 2023-04-26 | 2022-10-25 | Commercial |  | Lithium Ion |  | Tesla | 27 | 10 | 27 | 10 | BM | Customer Bill Savings (e.g., Demand Charge Management, TOU Arbitrage) | Renewable Shift | Reliability and Resiliency | Peak Shaving/ Load Leveling | 0 | Yes | AC-Coupled | PhotoVoltaic | 18.8 | 15.2
ESMAEX-00349 |  | MA - SMART Program |  |  | 2023-04-26 | 2021-08-25 | Commercial |  | Lithium Ion |  | Tesla | 27 | 10 | 27 | 10 | BM | Customer Bill Savings (e.g., Demand Charge Management, TOU Arbitrage) | Renewable Shift | Reliability and Resiliency | Peak Shaving/ Load Leveling | 0 | Yes | AC-Coupled | PhotoVoltaic | 12.24 | 12.6
ESMASI-20156 |  |  | MA - SMART Program |  | 2023-04-27 | 2022-11-02 | Residential |  | Lithium Ion |  | Other | 10 | 10 | 5 | 5 | BM |  |  |  | home backup and discharge to grid | 0 | Yes | DC-Coupled | PhotoVoltaic | 4.8 | 5
ESMAEX-01682 |  |  |  | SREC | 2023-04-27 | 2022-10-13 | Commercial |  | Lithium Ion |  | Tesla | 15 | 0 | 15 | 5 | BM | Customer Bill Savings (e.g., Demand Charge Management, TOU Arbitrage) |  |  |  | 0 | Yes | AC-Coupled | PhotoVoltaic | 11.62 | 10.752
ESMAEX-00748 |  | MA - SMART Program |  |  | 2023-04-28 | 2022-01-20 | Commercial |  | Lithium Ion |  | Other | 13 | 6.8 | 13 | 6.8 | BM |  |  |  | pv self | 0 | Yes | AC-Coupled | PhotoVoltaic | 12.75 | 11.52
ESMAEX-01007 |  | MA - SMART Program |  | ConnectedSolutions | 2023-04-28 | 2022-04-04 | Commercial |  | Lithium Ion |  | Tesla | 27 | 10 | 27 | 10 | BM | Customer Bill Savings (e.g., Demand Charge Management, TOU Arbitrage) | Renewable Shift | Reliability and Resiliency | Peak Shaving/ Load Leveling | 0 | Yes | AC-Coupled | PhotoVoltaic | 16 | 15.2
ESMAEX-01312 |  |  |  |  | 2023-05-02 | 2022-06-20 | Commercial |  | Lithium Ion |  | Enphase | 10.5 | 10.5 | 10.5 | 11.4 | BM |  |  |  |  | 0 | Yes | AC-Coupled | PhotoVoltaic | 10.4 | 11.4
ESMASI-23314 |  |  | MA - SMART Program |  | 2023-05-02 | 2023-01-19 | Residential |  | Lithium Ion |  | Tesla | 13.5 | 5 | 13.5 | 5 | BM | Customer Bill Savings (e.g., Demand Charge Management, TOU Arbitrage) | Peak Shaving/ Load Leveling |  |  | 0 | Yes | AC-Coupled | PhotoVoltaic | 14.4 | 11.4
ESMASI-18448 |  |  | MA - SMART Program |  | 2023-05-03 | 2022-09-27 | Residential |  | Lithium Ion |  | Other | 9.7 | 5 | 9.7 | 5 | BM | Customer Bill Savings (e.g., Demand Charge Management, TOU Arbitrage) |  |  |  | 0 | Yes | DC-Coupled | PhotoVoltaic | 14.4 | 10
ESMASI-18540 |  |  | MA - SMART Program | Utility Connected Solutions DR Program | 2023-05-03 | 2022-09-29 | Residential |  | Lithium Ion |  | Tesla | 0 | 0 | 13.5 | 5 | BM | Customer Bill Savings (e.g., Demand Charge Management, TOU Arbitrage) | Peak Shaving/ Load Leveling |  |  | 0 | Yes | AC-Coupled | PhotoVoltaic | 7.2 | 12.6
ESMASI-19273 |  | MA - DOER/ MassCEC Funded Projects | MA - SMART Program | Utility DR Program | 2023-05-03 | 2022-10-14 | Residential |  | Lithium Ion |  | Tesla | 0 | 0 | 13.5 | 5 | BM | Self Generation | Self Generation |  | Utility DR Program | 0 | Yes | AC-Coupled | PhotoVoltaic | 0 | 8.8
ESMASI-19541 |  |  | MA - SMART Program | Utility Connected Solutions DR Program | 2023-05-03 | 2022-10-20 | Residential |  | Lithium Ion |  | Tesla | 13.5 | 5 | 13.5 | 5 | BM | Customer Bill Savings (e.g., Demand Charge Management, TOU Arbitrage) | Peak Shaving/ Load Leveling |  |  | 0 | Yes | AC-Coupled | PhotoVoltaic | 9.6 | 7.6
ESMASI-20268 |  |  | MA - SMART Program | Utility Connected Solutions DR Program | 2023-05-03 | 2022-11-04 | Residential |  | Lithium Ion |  | Tesla | 13.5 | 5 | 13.5 | 5 | BM | Customer Bill Savings (e.g., Demand Charge Management, TOU Arbitrage) | Peak Shaving/ Load Leveling |  |  | 0 | Yes | AC-Coupled | PhotoVoltaic | 9.6 | 7.6
ESMASI-20032 |  |  | MA - Energy Efficiency/ DR Program |  | 2023-05-03 | 2022-10-31 | Residential |  | Lithium Ion |  | Other | 19.4 | 15 | 19.4 | 15 | BM | Customer Bill Savings (e.g., Demand Charge Management, TOU Arbitrage) | Reliability and Resiliency |  |  | 0 | Yes | DC-Coupled | PhotoVoltaic | 10.8 | 7.6
ESMAEX-02264 |  |  |  |  | 2023-05-03 | 2023-03-14 | Commercial |  | Lithium Ion |  | Enphase | 20.16 | 7.68 | 20.16 | 7.68 | BM |  |  |  |  | 0 | Yes | AC-Coupled | PhotoVoltaic | 10.36 | 8.26
ESMAEX-01052 |  | MA - SMART Program |  | ConnectedSolutions | 2023-05-03 | 2022-04-08 | Commercial |  | Lithium Ion |  | Tesla | 27 | 10 | 27 | 10 | BM | Customer Bill Savings (e.g., Demand Charge Management, TOU Arbitrage) | Renewable Shift | Reliability and Resiliency | Peak Shaving/ Load Leveling | 0 | Yes | AC-Coupled | PhotoVoltaic | 17.34 | 15.2
ESMAEX-01508 |  | MA - SMART Program |  | Connected Solutions Demand Response | 2023-05-03 | 2022-08-24 | Commercial |  | Lithium Ion |  | Tesla | 27 | 10 | 27 | 10 | BM | Customer Bill Savings (e.g., Demand Charge Management, TOU Arbitrage) | Renewable Shift | Reliability and Resiliency | Peak Shaving/ Load Leveling | 0 | Yes | AC-Coupled | PhotoVoltaic | 19.2 | 19
ESMASI-22818 |  |  |  |  | 2023-05-04 | 2023-01-04 | Residential |  | Lithium Ion |  | Tesla | 0 | 0 | 13.5 | 5 | BM | Reliability and Resiliency | Reliability and Resiliency |  | back up power only, zero export | 0 | Yes | AC-Coupled | PhotoVoltaic | 10.4 | 8.58
ESMASI-23223 |  |  |  |  | 2023-05-04 | 2023-01-16 | Residential |  | Lithium Ion |  | Enphase | 10.5 | 3.84 | 10.5 | 3.84 | BM |  |  |  |  | 0 | Yes | AC-Coupled | PhotoVoltaic | 14.06 | 14.94
ESMAEX-01765 |  | MA - SMART Program |  | Connected Solutions Demand Response | 2023-05-04 | 2022-11-03 | Commercial |  | Lithium Ion |  | Tesla | 27 | 10 | 27 | 10 | BM | Customer Bill Savings (e.g., Demand Charge Management, TOU Arbitrage) | Renewable Shift | Reliability and Resiliency | Peak Shaving/ Load Leveling | 0 | Yes | AC-Coupled | PhotoVoltaic | 14 | 15.2
ESMAEX-01771 |  | MA - SMART Program |  | Connected Solutions Demand Response | 2023-05-04 | 2022-11-04 | Commercial |  | Lithium Ion |  | Tesla | 27 | 10 | 27 | 10 | BM | Customer Bill Savings (e.g., Demand Charge Management, TOU Arbitrage) | Renewable Shift | Reliability and Resiliency | Peak Shaving/ Load Leveling | 0 | Yes | AC-Coupled | PhotoVoltaic | 15.2 | 15.2
ESMASI-25143 |  |  |  |  | 2023-05-05 | 2023-03-10 | Residential |  | Lithium Ion |  | Enphase | 0 | 0 | 10.08 | 3.84 | BM |  |  |  |  | 0 | Yes | AC-Coupled | PhotoVoltaic | 9.6 | 13.64
ESMASI-20286 |  |  | MA - SMART Program | Utility Connected Solutions DR Program | 2023-05-05 | 2022-11-04 | Residential |  | Lithium Ion |  | Tesla | 13.5 | 5 | 13.5 | 5 | BM | Customer Bill Savings (e.g., Demand Charge Management, TOU Arbitrage) | Peak Shaving/ Load Leveling |  |  | 0 | Yes | AC-Coupled | PhotoVoltaic | 12 | 11.4
ESMASI-21258 |  |  | MA - SMART Program | Utility Connected Solutions DR Program | 2023-05-05 | 2022-11-28 | Residential |  | Lithium Ion |  | Tesla | 13.5 | 5 | 13.5 | 5 | BM | Customer Bill Savings (e.g., Demand Charge Management, TOU Arbitrage) | Peak Shaving/ Load Leveling |  |  | 0 | Yes | AC-Coupled | PhotoVoltaic | 6.4 | 7.6
ESMASI-26617 |  |  |  | Utility Connected Solutions DR Program | 2023-05-05 | 2023-04-20 | Residential |  | Lithium Ion |  | Tesla | 0 | 0 | 13.5 | 5 | BM | Customer Bill Savings (e.g., Demand Charge Management, TOU Arbitrage) | Peak Shaving/ Load Leveling |  |  | 0 | Yes | AC-Coupled | PhotoVoltaic | 7.25 | 5
ESMAEX-01336 |  |  |  |  | 2023-05-05 | 2022-06-30 | Commercial |  | Lithium Ion |  | Enphase | 21 | 7.68 | 21 | 7.68 | BM |  |  |  |  | 0 | Yes | AC-Coupled | PhotoVoltaic | 12.25 | 9.3
ESMASI-21579 |  |  | MA - Energy Efficiency/ DR Program |  | 2023-05-08 | 2022-12-05 | Residential |  | Lithium Ion |  | Tesla | 0 | 0 | 13.5 | 5 | BM | Self Generation | Self Generation |  |  | 0 | Yes | AC-Coupled | PhotoVoltaic | 13.2 | 14.9
ESMAEX-01716 |  | MA - SMART Program |  | Connected Solutions Demand Response | 2023-05-08 | 2022-10-25 | Commercial |  | Lithium Ion |  | Tesla | 13.5 | 5 | 13.5 | 5 | BM | Customer Bill Savings (e.g., Demand Charge Management, TOU Arbitrage) | Renewable Shift | Reliability and Resiliency | Peak Shaving/ Load Leveling | 0 | Yes | AC-Coupled | PhotoVoltaic | 16.8 | 15.2
ESMAEX-01711 |  | MA - SMART Program |  | Connected Solutions Demand Response | 2023-05-08 | 2022-10-24 | Commercial |  | Lithium Ion |  | Tesla | 27 | 10 | 27 | 10 | BM | Customer Bill Savings (e.g., Demand Charge Management, TOU Arbitrage) | Renewable Shift | Reliability and Resiliency | Peak Shaving/ Load Leveling | 0 | Yes | AC-Coupled | PhotoVoltaic | 9.6 | 17.6
ESMASI-18452 |  |  | MA - Energy Efficiency/ DR Program |  | 2023-05-09 | 2022-09-27 | Residential |  | Lithium Ion |  | Other | 9.7 | 5 | 9.7 | 5 | BM | Customer Bill Savings (e.g., Demand Charge Management, TOU Arbitrage) | Reliability and Resiliency |  |  | 0 | Yes | DC-Coupled | PhotoVoltaic | 5.6 | 6
ESMASI-26857 |  |  | MA - SMART Program | Net Metering | 2023-05-09 | 2023-04-26 | Residential |  | Lithium Ion |  | Tesla | 0 | 0 | 13.5 | 5 | BM |  |  |  | Backup | 0 | Yes | AC-Coupled | PhotoVoltaic | 6.745 | 11
ESMASI-22864 |  |  | MA - Energy Efficiency/ DR Program |  | 2023-05-10 | 2023-01-05 | Residential |  | Lithium Ion |  | Tesla | 14 | 5 | 5 | 5 | BM | Reliability and Resiliency | Reliability and Resiliency |  |  | 0 | Yes | AC-Coupled | PhotoVoltaic | 12.8 | 15
ESMAEX-01259 |  | MA - SMART Program |  | Connected Solutions Demand Response | 2023-05-10 | 2022-06-07 | Commercial |  | Lithium Ion |  | Tesla | 27 | 10 | 27 | 10 | BM | Customer Bill Savings (e.g., Demand Charge Management, TOU Arbitrage) | Renewable Shift | Reliability and Resiliency | Peak Shaving/ Load Leveling | 0 | Yes | AC-Coupled | PhotoVoltaic | 14.4 | 15.2
ESMAEX-01543 |  | MA - SMART Program |  | Connected Solutions Demand Response | 2023-05-10 | 2022-09-06 | Commercial |  | Lithium Ion |  | Tesla | 27 | 10 | 27 | 10 | BM | Customer Bill Savings (e.g., Demand Charge Management, TOU Arbitrage) | Renewable Shift | Reliability and Resiliency | Peak Shaving/ Load Leveling | 0 | Yes | AC-Coupled | PhotoVoltaic | 14 | 15.2
ESMASI-23110 |  |  | MA - SMART Program | Connected Solutions | 2023-05-10 | 2023-01-12 | Residential |  | Lithium Ion |  | LG Chem | 32 | 14 | 32 | 10 | BM |  |  |  | Connected Solutions | 0 | Yes | DC-Coupled | PhotoVoltaic | 13.95 | 3.8
ESMASI-25588 |  | MA - DOER/ MassCEC Funded Projects | MA - SMART Program |  | 2023-05-11 | 2023-03-24 | Residential |  | Lithium Ion |  | Enphase | 13.44 | 14 | 11.96 | 5.12 | BM | Reliability and Resiliency | Reliability and Resiliency |  |  | 0 | Yes | AC-Coupled | PhotoVoltaic | 6.88 | 5.12
ESMASI-21560 |  |  |  |  | 2023-05-11 | 2022-12-03 | Residential |  | Lithium Ion |  | Tesla | 13.5 | 13.5 | 13.5 | 13.5 | BM |  |  |  |  | 0 | Yes | AC-Coupled | PhotoVoltaic | 6.8 | 7.6
ESMAEX-01034 |  | MA - SMART Program |  | Connected Solutions Demand Response | 2023-05-11 | 2022-04-07 | Commercial |  | Lithium Ion |  | Tesla | 27 | 10 | 27 | 10 | BM | Customer Bill Savings (e.g., Demand Charge Management, TOU Arbitrage) | Renewable Shift | Reliability and Resiliency | Peak Shaving/ Load Leveling | 0 | Yes | AC-Coupled | PhotoVoltaic | 15.3 | 15.2
ESMASI-20534 |  |  | MA - SMART Program |  | 2023-05-12 | 2022-11-10 | Residential |  | Lithium Ion |  | Other | 9.7 | 7.5 | 9.7 | 7.5 | BM | Reliability and Resiliency | Reliability and Resiliency |  |  | 0 | Yes | DC-Coupled | PhotoVoltaic | 6.96 | 7.6
ESMASI-15089 |  |  | MA - SMART Program | Utility Connected Solutions DR Program | 2023-05-12 | 2022-07-06 | Residential |  | Lithium Ion |  | Tesla | 13.5 | 5 | 13.5 | 5 | BM | Customer Bill Savings (e.g., Demand Charge Management, TOU Arbitrage) | Peak Shaving/ Load Leveling |  |  | 0 | Yes | AC-Coupled | PhotoVoltaic | 9.6 | 7.6
ESMASI-17027 |  |  | MA - SMART Program | Utility Connected Solutions DR Program | 2023-05-12 | 2022-08-24 | Residential |  | Lithium Ion |  | Tesla | 13.5 | 5 | 13.5 | 5 | BM | Customer Bill Savings (e.g., Demand Charge Management, TOU Arbitrage) | Peak Shaving/ Load Leveling |  |  | 0 | Yes | AC-Coupled | PhotoVoltaic | 9.6 | 7.6
ESMASI-17551 |  |  | MA - Energy Efficiency/ DR Program |  | 2023-05-12 | 2022-09-07 | Residential |  | Lithium Ion |  | Tesla | 0 | 0 | 13.5 | 5 | BM | Self Generation | Self Generation |  |  | 0 | Yes | AC-Coupled | PhotoVoltaic | 3.4 | 5
ESMASI-19413 |  |  | MA - SMART Program | Utility Connected Solutions DR Program | 2023-05-12 | 2022-10-18 | Residential |  | Lithium Ion |  | Tesla | 13.5 | 5 | 13.5 | 5 | BM | Customer Bill Savings (e.g., Demand Charge Management, TOU Arbitrage) | Peak Shaving/ Load Leveling |  |  | 0 | Yes | AC-Coupled | PhotoVoltaic | 6.8 | 7.6
ESMAEX-01203 |  | MA - SMART Program |  |  | 2023-05-15 | 2022-05-20 | Commercial |  | Lithium Ion |  | Other | 13 | 13 | 13 | 6.8 | BM |  |  |  | PV SELF | 0 | Yes | AC-Coupled | PhotoVoltaic | 11.05 | 9.984
ESMAEX-01692 |  |  |  |  | 2023-05-15 | 2022-10-18 | Commercial |  | Lithium Ion |  | Tesla | 27 | 10 | 27 | 10 | BM |  |  |  |  | 0 | Yes | AC-Coupled | PhotoVoltaic | 14.4 | 15.2
ESMASI-20829 |  |  | MA - SMART Program |  | 2023-05-16 | 2022-11-16 | Residential |  | Lithium Ion |  | Other | 9.7 | 5 | 9.7 | 5 | BM | Peak Shaving/ Load Leveling | Peak Shaving/ Load Leveling |  |  | 0 | Yes | DC-Coupled | PhotoVoltaic | 8 | 7.6
ESMASI-21309 |  |  |  | Utility Connected Solutions DR Program | 2023-05-16 | 2022-11-28 | Residential |  | Lithium Ion |  | Tesla | 0 | 0 | 13.5 | 5 | BM | Customer Bill Savings (e.g., Demand Charge Management, TOU Arbitrage) | Peak Shaving/ Load Leveling |  |  | 0 | Yes | AC-Coupled | PhotoVoltaic | 5 | 10
ESMASI-24523 |  |  |  |  | 2023-05-16 | 2023-02-21 | Residential |  | Lithium Ion |  | Tesla | 13.5 | 5 | 13.5 | 5 | BM |  |  |  |  | 0 | Yes | AC-Coupled | PhotoVoltaic | 8.4 | 12.6
ESMASI-24544 |  |  | MA - SMART Program | Connected Solutions | 2023-05-16 | 2023-02-21 | Residential |  | Lithium Ion |  | Tesla | 13.5 | 5 | 13.5 | 5 | BM | Customer Bill Savings (e.g., Demand Charge Management, TOU Arbitrage) | Peak Shaving/ Load Leveling |  |  | 0 | Yes | AC-Coupled | PhotoVoltaic | 9.6 | 12.6
ESMAEX-01160 |  | MA - SMART Program |  |  | 2023-05-17 | 2022-05-09 | Commercial |  | Lithium Ion |  | Other | 13 | 13 | 13 | 6.4 | BM |  |  |  | PV SELF | 0 | Yes | AC-Coupled | PhotoVoltaic | 13.05 | 11.52
ESMASI-22057 |  |  | MA - SMART Program | Utility Connected Solutions DR Program | 2023-05-17 | 2022-12-13 | Residential |  | Lithium Ion |  | Tesla | 13.5 | 5 | 13.5 | 5 | BM | Customer Bill Savings (e.g., Demand Charge Management, TOU Arbitrage) | Peak Shaving/ Load Leveling |  |  | 0 | Yes | AC-Coupled | PhotoVoltaic | 7.2 | 7.6
ESMASI-23879 |  |  | MA - SMART Program | Utility Connected Solutions DR Program | 2023-05-17 | 2023-02-01 | Residential |  | Lithium Ion |  | Tesla | 13.5 | 5 | 13.5 | 5 | BM | Customer Bill Savings (e.g., Demand Charge Management, TOU Arbitrage) | Peak Shaving/ Load Leveling |  |  | 0 | Yes | AC-Coupled | PhotoVoltaic | 6 | 7.6
ESMAEX-01023 |  | MA - SMART Program |  | ConnectedSolutions | 2023-05-17 | 2022-04-06 | Commercial |  | Lithium Ion |  | Tesla | 40.5 | 15 | 40.5 | 15 | BM | Customer Bill Savings (e.g., Demand Charge Management, TOU Arbitrage) | Renewable Shift | Reliability and Resiliency | Peak Shaving/ Load Leveling | 0 | Yes | AC-Coupled | PhotoVoltaic | 10.88 | 26.4
ESMASI-25233 |  |  | MA - SMART Program |  | 2023-05-18 | 2023-03-14 | Residential |  | Lithium Ion |  | Tesla | 13.5 | 13.5 | 5 | 5 | BM |  |  |  |  | 0 | Yes | AC-Coupled | PhotoVoltaic | 9.99 | 12.9
ESMASI-18708 |  |  | MA - SMART Program | Net Metering | 2023-05-18 | 2022-10-03 | Residential |  | Lithium Ion |  | LG Chem | 9.8 | 5 | 9.8 | 5 | BM |  |  |  | Backup | 0 | Yes | DC-Coupled | PhotoVoltaic | 17.395 | 12
ESMAEX-02389 |  |  |  |  | 2023-05-18 | 2023-04-19 | Commercial |  | Lithium Ion |  | Enphase | 14.66 | 6.4 | 14.66 | 6.4 | BM |  |  |  |  | 0 | Yes | AC-Coupled | Other | 0 | 6.4
ESMAEX-01579 |  | MA - SMART Program |  |  | 2023-05-19 | 2022-09-13 | Commercial |  | Lithium Ion |  | Other | 9.7 | 5 | 9.7 | 5 | BM | Customer Bill Savings (e.g., Demand Charge Management, TOU Arbitrage) |  |  |  | 0 | Yes | DC-Coupled | PhotoVoltaic | 18.4 | 17.6
ESMASI-18599 |  |  | MA - SMART Program | Utility Connected Solutions DR Program | 2023-05-22 | 2022-09-30 | Residential |  | Lithium Ion |  | Tesla | 0 | 0 | 13.5 | 7.6 | BM | Customer Bill Savings (e.g., Demand Charge Management, TOU Arbitrage) | Peak Shaving/ Load Leveling |  |  | 0 | Yes | AC-Coupled | PhotoVoltaic | 9.6 | 7.6
ESMASI-23632 |  |  |  | Utility Connected Solutions DR Program | 2023-05-22 | 2023-01-26 | Residential |  | Lithium Ion |  | Tesla | 13.5 | 5 | 13.5 | 5 | BM | Customer Bill Savings (e.g., Demand Charge Management, TOU Arbitrage) | Peak Shaving/ Load Leveling |  |  | 0 | Yes | AC-Coupled | PhotoVoltaic | 12 | 7.6
ESMASI-27540 |  |  |  |  | 2023-05-23 | 2023-05-11 | Residential |  | Lithium Ion |  | Tesla | 10 | 10 | 14 | 9 | BM |  |  |  |  | 0 | Yes | AC-Coupled | PhotoVoltaic | 7.2 | 15
ESMASI-24245 |  |  | MA - SMART Program | Net Metering | 2023-05-24 | 2023-02-13 | Residential |  | Lithium Ion |  | LG Chem | 9.8 | 5 | 9.8 | 5 | BM |  |  |  | Backup | 0 | Yes | DC-Coupled | PhotoVoltaic | 13.65 | 10
ESMASI-26629 |  |  | MA - Energy Efficiency/ DR Program |  | 2023-05-24 | 2023-04-21 | Residential |  | Lithium Ion |  | Other | 18 | 9 | 18 | 9 | BM | Self Generation | Self Generation |  |  | 0 | Yes | DC-Coupled | PhotoVoltaic | 8 | 7.6
ESMASI-25568 |  |  | MA - SMART Program |  | 2023-05-24 | 2023-03-23 | Residential |  | Lithium Ion |  | Tesla | 27 | 27 | 27 | 10 | BM |  |  |  |  | 0 | Yes | AC-Coupled | PhotoVoltaic | 13.32 | 9
ESMASI-18091 |  |  | MA - SMART Program | Utility Connected Solutions DR Program | 2023-05-25 | 2022-09-19 | Residential |  | Lithium Ion |  | Tesla | 13.5 | 5 | 13.5 | 5 | BM | Customer Bill Savings (e.g., Demand Charge Management, TOU Arbitrage) | Peak Shaving/ Load Leveling |  |  | 0 | Yes | AC-Coupled | PhotoVoltaic | 7.92 | 7.6
ESMASI-24055 |  |  | MA - SMART Program |  | 2023-05-25 | 2023-02-07 | Residential |  | Lithium Ion |  | Tesla | 0 | 0 | 13.5 | 5 | BM | Reliability and Resiliency | Reliability and Resiliency |  |  | 0 | Yes | AC-Coupled | PhotoVoltaic | 7.9 | 12.6
ESMASI-20686 |  |  | MA - SMART Program | Utility Connected Solutions DR Program | 2023-05-26 | 2022-11-15 | Residential |  | Lithium Ion |  | Tesla | 13.5 | 5 | 13.5 | 5 | BM | Customer Bill Savings (e.g., Demand Charge Management, TOU Arbitrage) | Peak Shaving/ Load Leveling |  |  | 0 | Yes | AC-Coupled | PhotoVoltaic | 8 | 12.6
ESMASI-22537 |  |  | MA - SMART Program | Utility Connected Solutions DR Program | 2023-05-26 | 2022-12-27 | Residential |  | Lithium Ion |  | Tesla | 13.5 | 5 | 13.5 | 5 | BM | Customer Bill Savings (e.g., Demand Charge Management, TOU Arbitrage) | Peak Shaving/ Load Leveling |  |  | 0 | Yes | AC-Coupled | PhotoVoltaic | 7.6 | 12.6
ESMAEX-00424 |  |  |  |  | 2023-05-26 | 2021-09-20 | Commercial |  | Lithium Ion |  | Enphase | 21 | 7.68 | 21 | 7.68 | BM | Customer Bill Savings (e.g., Demand Charge Management, TOU Arbitrage) |  |  |  | 0 | Yes | AC-Coupled | PhotoVoltaic | 10.005 | 7.68
ESMAEX-01813 |  | MA - SMART Program |  | Net Metering | 2023-05-30 | 2022-11-15 | Commercial |  | Lithium Ion |  | LG Chem | 9.8 | 5 | 9.8 | 5 | BM |  |  |  | Backup Power | 0 | Yes | DC-Coupled | PhotoVoltaic | 26.28 | 17.6
ESMASI-23616 |  |  | MA - SMART Program | Utility Connected Solutions DR Program | 2023-05-30 | 2023-01-26 | Residential |  | Lithium Ion |  | Tesla | 13.5 | 5 | 13.5 | 5 | BM | Customer Bill Savings (e.g., Demand Charge Management, TOU Arbitrage) | Peak Shaving/ Load Leveling |  |  | 0 | Yes | AC-Coupled | PhotoVoltaic | 9.6 | 7.6
ESMASI-27557 |  |  |  |  | 2023-05-30 | 2023-05-12 | Residential |  | Lithium Ion |  | Tesla | 13.5 | 5 | 13.5 | 5 | BM |  |  |  |  | 0 | Yes | AC-Coupled | PhotoVoltaic | 10.08 | 7.6
ESMASI-25279 |  |  | MA - SMART Program |  | 2023-05-30 | 2023-03-15 | Residential |  | Lithium Ion |  | LG Chem | 16 | 16 | 16 | 16 | BM | Customer Bill Savings (e.g., Demand Charge Management, TOU Arbitrage) |  |  |  | 0 | Yes | DC-Coupled | PhotoVoltaic | 10 | 10
ESMASI-22387 |  |  | MA - SMART Program | Utility Connected Solutions DR Program | 2023-05-31 | 2022-12-21 | Residential |  | Lithium Ion |  | Tesla | 13.5 | 5 | 13.5 | 5 | BM | Customer Bill Savings (e.g., Demand Charge Management, TOU Arbitrage) | Peak Shaving/ Load Leveling |  |  | 0 | Yes | AC-Coupled | PhotoVoltaic | 12.456 | 12.6
ESMASI-23152 |  |  | MA - Energy Efficiency/ DR Program |  | 2023-05-31 | 2023-01-13 | Residential |  | Lithium Ion |  | Tesla | 0 | 0 | 13.5 | 5 | BM | Self Generation | Self Generation |  |  | 0 | Yes | AC-Coupled | PhotoVoltaic | 3.92 | 5
ESMAEX-01653 |  | MA - SMART Program |  | Connected Solutions Demand Response | 2023-05-31 | 2022-10-03 | Commercial |  | Lithium Ion |  | Tesla | 13.5 | 5 | 13.5 | 5 | BM | Customer Bill Savings (e.g., Demand Charge Management, TOU Arbitrage) | Renewable Shift | Reliability and Resiliency | Peak Shaving/ Load Leveling | 0 | Yes | AC-Coupled | PhotoVoltaic | 17.6 | 15.2
ESMAEX-01313 |  | MA - DOER/ MassCEC Funded Projects | MA - SMART Program |  | 2023-05-31 | 2022-06-21 | Commercial |  | Lithium Ion |  | Enphase | 40.32 | 13.68 | 40.32 | 22.8 | BM | Reliability and Resiliency |  |  |  | 0 | Yes | AC-Coupled | PhotoVoltaic | 18.7 | 38.904
ESMAEX-01775 |  | MA - SMART Program |  |  | 2023-06-01 | 2022-11-08 | Commercial |  | Lithium Ion |  | Other | 9.7 | 9.7 | 9.7 | 9.7 | BM |  |  |  |  | 0 | Yes | DC-Coupled | PhotoVoltaic | 24.8 | 9.7
ESMAEX-00968 |  | MA - SMART Program |  | Connected Solutions Demand Response | 2023-06-01 | 2022-03-25 | Commercial |  | Lithium Ion |  | Tesla | 13.5 | 0 | 13.5 | 5 | BM | Customer Bill Savings (e.g., Demand Charge Management, TOU Arbitrage) | Renewable Shift | Reliability and Resiliency | Peak Shaving/ Load Leveling | 0 | Yes | AC-Coupled | PhotoVoltaic | 17 | 15.2
ESMASI-23821 |  |  |  |  | 2023-06-02 | 2023-02-01 | Residential |  | Lithium Ion |  | Tesla | 13.5 | 5 | 13.5 | 5 | BM | Customer Bill Savings (e.g., Demand Charge Management, TOU Arbitrage) |  |  |  | 0 | Yes | AC-Coupled | PhotoVoltaic | 5.605 | 10
ESMASI-20648 |  |  | MA - SMART Program |  | 2023-06-02 | 2022-11-14 | Residential |  | Lithium Ion |  | Other | 19.4 | 15 | 19.4 | 15 | BM | Customer Bill Savings (e.g., Demand Charge Management, TOU Arbitrage) | Self Generation |  |  | 0 | Yes | DC-Coupled | PhotoVoltaic | 10.2 | 10
ESMASI-24164 |  |  | MA - SMART Program |  | 2023-06-05 | 2023-02-09 | Residential |  | Lithium Ion |  | Other | 15 | 15 | 19.2 | 15 | BM | Microgrid | Microgrid | Microgrid |  | 0 | Yes | DC-Coupled | PhotoVoltaic | 12.4 | 15
ESMAEX-01657 |  | MA - SMART Program |  |  | 2023-06-06 | 2022-10-03 | Commercial |  | Lithium Ion |  | Enphase | 10.08 | 10.5 | 10.08 | 15.36 | BM | Customer Bill Savings (e.g., Demand Charge Management, TOU Arbitrage) | Reliability and Resiliency |  |  | 0 | Yes | AC-Coupled | PhotoVoltaic | 19.2 | 29.76
ESMASI-19375 |  |  | MA - Energy Efficiency/ DR Program |  | 2023-06-06 | 2022-10-17 | Residential |  | Lithium Ion |  | Tesla | 0 | 0 | 13.5 | 5 | BM | Self Generation | Self Generation |  |  | 0 | Yes | AC-Coupled | PhotoVoltaic | 11.6 | 13.7
ESMASI-21464 |  |  | MA - SMART Program |  | 2023-06-06 | 2022-12-01 | Residential |  | Lithium Ion |  | Other | 19.4 | 15 | 19.4 | 15 | BM | Customer Bill Savings (e.g., Demand Charge Management, TOU Arbitrage) | Self Generation |  |  | 0 | Yes | DC-Coupled | PhotoVoltaic | 17.885 | 10
ESMASI-20179 |  |  | MA - SMART Program | Utility Connected Solutions DR Program | 2023-06-07 | 2022-11-03 | Residential |  | Lithium Ion |  | Tesla | 13.5 | 5 | 13.5 | 5 | BM | Customer Bill Savings (e.g., Demand Charge Management, TOU Arbitrage) | Peak Shaving/ Load Leveling |  |  | 0 | Yes | AC-Coupled | PhotoVoltaic | 9.6 | 7.6
ESMAEX-00872 |  | MA - SMART Program |  | Connected Solutions Demand Response | 2023-06-07 | 2022-03-02 | Commercial |  | Lithium Ion |  | Tesla | 13.5 | 0 | 13.5 | 5 | BM | Customer Bill Savings (e.g., Demand Charge Management, TOU Arbitrage) | Renewable Shift | Reliability and Resiliency | Peak Shaving/ Load Leveling | 0 | Yes | AC-Coupled | PhotoVoltaic | 17 | 15.2
ESMAEX-01788 |  | MA - DOER/ MassCEC Funded Projects | MA - SMART Program |  | 2023-06-07 | 2022-11-09 | Commercial |  | Lithium Ion |  | Tesla | 13.5 | 5 | 13.5 | 5 | BM | Reliability and Resiliency | Self Generation |  |  | 0 | Yes | AC-Coupled | PhotoVoltaic | 19.53 | 27.57
ESMAEX-01807 |  | MA - SMART Program |  | Connected Solutions Demand Response | 2023-06-07 | 2022-11-14 | Commercial |  | Lithium Ion |  | Tesla | 27 | 10 | 27 | 10 | BM | Customer Bill Savings (e.g., Demand Charge Management, TOU Arbitrage) | Renewable Shift | Reliability and Resiliency | Peak Shaving/ Load Leveling | 0 | Yes | AC-Coupled | PhotoVoltaic | 14 | 20.2
ESMAEX-02319 |  |  |  | Connected Solutions Demand Response | 2023-06-07 | 2023-03-29 | Commercial |  | Lithium Ion |  | Tesla | 27 | 10 | 27 | 10 | BM | Customer Bill Savings (e.g., Demand Charge Management, TOU Arbitrage) | Renewable Shift | Reliability and Resiliency | Peak Shaving/ Load Leveling | 0 | Yes | AC-Coupled | Other | 0 | 10
ESMASI-20212 |  |  | MA - SMART Program |  | 2023-06-08 | 2022-11-03 | Residential |  | Lithium Ion |  | Other | 9.7 | 7.5 | 9.7 | 7.5 | BM |  |  |  |  | 0 | Yes | AC-Coupled | PhotoVoltaic | 15.405 | 11.4
ESMASI-16981 |  |  |  |  | 2023-06-08 | 2022-08-24 | Residential |  | Lithium Ion |  | Tesla | 0 | 0 | 13.5 | 5 | BM |  |  |  |  | 0 | Yes | AC-Coupled | PhotoVoltaic | 10 | 15
ESMASI-18705 |  |  |  |  | 2023-06-08 | 2022-10-03 | Residential |  | Lithium Ion |  | Tesla | 13.5 | 5 | 13.5 | 5 | BM |  |  |  |  | 0 | Yes | AC-Coupled | PhotoVoltaic | 0 | 5
ESMASI-23324 |  |  | MA - SMART Program | Connected Solutions | 2023-06-09 | 2023-01-19 | Residential |  | Lithium Ion |  | Tesla | 13.5 | 5 | 13.5 | 5 | BM | Customer Bill Savings (e.g., Demand Charge Management, TOU Arbitrage) | Peak Shaving/ Load Leveling |  |  | 0 | Yes | AC-Coupled | PhotoVoltaic | 10.4 | 7.6
ESMASI-18849 |  |  | MA - SMART Program |  | 2023-06-09 | 2022-10-05 | Residential |  | Lithium Ion |  | Other | 19.4 | 15 | 19.4 | 15 | BM | Customer Bill Savings (e.g., Demand Charge Management, TOU Arbitrage) | Self Generation |  |  | 0 | Yes | DC-Coupled | PhotoVoltaic | 9.49 | 10
ESMAEX-01596 |  | MA - SMART Program |  | Connected Solutions Demand Response | 2023-06-09 | 2022-09-16 | Commercial |  | Lithium Ion |  | Tesla | 27 | 10 | 27 | 10 | BM | Customer Bill Savings (e.g., Demand Charge Management, TOU Arbitrage) | Renewable Shift | Reliability and Resiliency | Peak Shaving/ Load Leveling | 0 | Yes | AC-Coupled | PhotoVoltaic | 13.2 | 15.2
ESMASI-19450 |  |  |  |  | 2023-06-12 | 2022-10-18 | Residential |  | Lithium Ion |  | Tesla | 13.5 | 5 | 13.5 | 5 | BM |  |  |  |  | 0 | Yes | AC-Coupled | PhotoVoltaic | 0 | 5
ESMASI-22420 |  |  | MA - SMART Program |  | 2023-06-12 | 2022-12-21 | Residential |  | Lithium Ion |  | Tesla | 13.5 | 7 | 13.5 | 5 | BM | Peak Shaving/ Load Leveling | Peak Shaving/ Load Leveling |  |  | 0 | Yes | AC-Coupled | PhotoVoltaic | 6 | 9.5
ESMAEX-01501 |  |  |  | Connected Solutions Demand Response | 2023-06-12 | 2022-08-23 | Commercial |  | Lithium Ion |  | Tesla | 27 | 10 | 27 | 10 | BM | Customer Bill Savings (e.g., Demand Charge Management, TOU Arbitrage) | Renewable Shift | Reliability and Resiliency | Peak Shaving/ Load Leveling | 0 | Yes | AC-Coupled | PhotoVoltaic | 13.6 | 15.2
ESMAEX-02010 |  | MA - SMART Program |  | Connected Solutions Demand Response | 2023-06-12 | 2023-01-12 | Commercial |  | Lithium Ion |  | Tesla | 27 | 15.2 | 27 | 10 | BM | Customer Bill Savings (e.g., Demand Charge Management, TOU Arbitrage) | Renewable Shift | Reliability and Resiliency | Peak Shaving/ Load Leveling | 0 | Yes | AC-Coupled | PhotoVoltaic | 12.8 | 15.2
ESMASI-24607 |  |  |  |  | 2023-06-13 | 2023-02-23 | Residential |  | Lithium Ion |  | Tesla | 13.5 | 13.5 | 5 | 5 | BM |  |  |  |  | 0 | Yes | AC-Coupled | PhotoVoltaic | 7.77 | 11.3
ESMASI-26052 |  |  | MA - SMART Program | Net Metering | 2023-06-13 | 2023-04-07 | Residential |  | Lithium Ion |  | LG Chem | 9.8 | 5 | 9.8 | 5 | BM |  |  |  | Backup | 0 | Yes | DC-Coupled | PhotoVoltaic | 19.11 | 13.6
ESMASI-27444 |  |  |  |  | 2023-06-13 | 2023-05-10 | Residential |  | Lithium Ion |  | Enphase | 0 | 0 | 10.08 | 3.84 | BM |  |  |  |  | 0 | Yes | AC-Coupled | PhotoVoltaic | 12.95 | 14.165
ESMASI-21048 |  |  | MA - SMART Program | Utility Connected Solutions DR Program | 2023-06-13 | 2022-11-21 | Residential |  | Lithium Ion |  | Tesla | 13.5 | 5 | 13.5 | 5 | BM | Customer Bill Savings (e.g., Demand Charge Management, TOU Arbitrage) | Peak Shaving/ Load Leveling |  |  | 0 | Yes | AC-Coupled | PhotoVoltaic | 15.2 | 11.4
ESMAEX-01837 |  | MA - SMART Program |  | Connected Solutions Demand Response | 2023-06-13 | 2022-11-21 | Commercial |  | Lithium Ion |  | Tesla | 40.5 | 15 | 40.5 | 15 | BM | Customer Bill Savings (e.g., Demand Charge Management, TOU Arbitrage) | Renewable Shift | Reliability and Resiliency | Peak Shaving/ Load Leveling | 0 | Yes | AC-Coupled | PhotoVoltaic | 18 | 20.2
ESMASI-22101 |  |  |  |  | 2023-06-14 | 2022-12-14 | Residential |  | Lithium Ion |  | Enphase | 3.36 | 3.36 | 3.36 | 3.36 | BM |  |  |  |  | 0 | Yes | AC-Coupled | PhotoVoltaic | 7.9 | 8.36
ESMASI-19777 |  |  | MA - SMART Program | Utility Connected Solutions DR Program | 2023-06-14 | 2022-10-25 | Residential |  | Lithium Ion |  | Tesla | 13.5 | 5 | 13.5 | 5 | BM | Customer Bill Savings (e.g., Demand Charge Management, TOU Arbitrage) | Peak Shaving/ Load Leveling |  |  | 0 | Yes | AC-Coupled | PhotoVoltaic | 10.944 | 12.6
ESMASI-26016 |  |  | MA - SMART Program | Utility Connected Solutions DR Program | 2023-06-14 | 2023-04-06 | Residential |  | Lithium Ion |  | Tesla | 0 | 0 | 13.5 | 5 | BM | Customer Bill Savings (e.g., Demand Charge Management, TOU Arbitrage) | Peak Shaving/ Load Leveling |  |  | 0 | Yes | AC-Coupled | PhotoVoltaic | 10.8 | 12.6
ESMASI-13124 |  |  | MA - SMART Program | Utility DR Program | 2023-06-15 | 2022-05-11 | Residential |  | Lithium Ion |  | Tesla | 0 | 0 | 13.5 | 5 | BM | Customer Bill Savings (e.g., Demand Charge Management, TOU Arbitrage) | Peak Shaving/ Load Leveling |  |  | 0 | Yes | AC-Coupled | PhotoVoltaic | 0 | 5
ESMAEX-01733 |  | MA - SMART Program |  | Connected Solution | 2023-06-15 | 2022-10-27 | Commercial |  | Lithium Ion |  | Tesla | 13.5 | 5 | 13.5 | 5 | BM |  |  |  |  | 0 | Yes | AC-Coupled | PhotoVoltaic | 9.504 | 7.6
ESMASI-21046 |  |  | MA - SMART Program |  | 2023-06-16 | 2022-11-21 | Residential |  | Lithium Ion |  | Other | 19.4 | 15 | 19.4 | 15 | BM | Customer Bill Savings (e.g., Demand Charge Management, TOU Arbitrage) | Self Generation |  |  | 0 | Yes | DC-Coupled | PhotoVoltaic | 6 | 7.6
ESMAEX-01496 |  | MA - SMART Program |  | Connected Solutions Demand Response | 2023-06-19 | 2022-08-22 | Commercial |  | Lithium Ion |  | Tesla | 27 | 10 | 27 | 10 | BM | Customer Bill Savings (e.g., Demand Charge Management, TOU Arbitrage) | Renewable Shift | Reliability and Resiliency | Peak Shaving/ Load Leveling | 0 | Yes | AC-Coupled | PhotoVoltaic | 27.6 | 22.8
ESMAEX-01646 |  | MA - SMART Program |  | Connected Solutions Demand Response | 2023-06-19 | 2022-09-29 | Commercial |  | Lithium Ion |  | Tesla | 27 | 10 | 27 | 10 | BM | Customer Bill Savings (e.g., Demand Charge Management, TOU Arbitrage) | Renewable Shift | Reliability and Resiliency | Peak Shaving/ Load Leveling | 0 | Yes | AC-Coupled | PhotoVoltaic | 16.8 | 15.2
ESMAEX-02172 |  | MA - SMART Program |  | Connected Solutions Demand Response | 2023-06-19 | 2023-02-17 | Commercial |  | Lithium Ion |  | Tesla | 27 | 10 | 27 | 10 | BM | Customer Bill Savings (e.g., Demand Charge Management, TOU Arbitrage) | Renewable Shift | Reliability and Resiliency | Peak Shaving/ Load Leveling | 0 | Yes | AC-Coupled | PhotoVoltaic | 20 | 15.2
ESMAEX-01720 |  | MA - SMART Program |  | Connected Solutions Demand Response | 2023-06-19 | 2022-10-25 | Commercial |  | Lithium Ion |  | Tesla | 27 | 10 | 27 | 10 | BM | Customer Bill Savings (e.g., Demand Charge Management, TOU Arbitrage) | Renewable Shift | Reliability and Resiliency | Peak Shaving/ Load Leveling | 0 | Yes | AC-Coupled | PhotoVoltaic | 23.2 | 15.2
ESMASI-14921 |  |  |  |  | 2023-06-21 | 2022-06-29 | Residential |  | Lithium Ion |  | Tesla | 14 | 5 | 5 | 5 | BM | Reliability and Resiliency | Reliability and Resiliency |  |  | 0 | Yes | AC-Coupled | PhotoVoltaic | 6 | 10
ESMASI-19805 |  |  | MA - SMART Program |  | 2023-06-21 | 2022-10-26 | Residential |  | Lithium Ion |  | Other | 5 | 10 | 5 | 10 | BM |  |  |  |  | 0 | Yes | DC-Coupled | PhotoVoltaic | 10.8 | 10
ESMASI-18493 |  |  | MA - SMART Program |  | 2023-06-21 | 2022-09-28 | Residential |  | Lithium Ion |  | Other | 13 | 6 | 13 | 6 | BM |  |  |  |  | 0 | Yes | AC-Coupled | PhotoVoltaic | 11.9 | 10.752
ESMAEX-01838 |  | MA - SMART Program |  | Connected Solutions Demand Response | 2023-06-21 | 2022-11-21 | Commercial |  | Lithium Ion |  | Tesla | 27 | 10 | 27 | 10 | BM | Customer Bill Savings (e.g., Demand Charge Management, TOU Arbitrage) | Renewable Shift | Reliability and Resiliency | Peak Shaving/ Load Leveling | 0 | Yes | AC-Coupled | PhotoVoltaic | 13.6 | 15.2
ESMAEX-01884 |  | MA - SMART Program |  | Connected Solutions Demand Response | 2023-06-21 | 2022-12-02 | Commercial |  | Lithium Ion |  | Tesla | 27 | 10 | 27 | 10 | BM | Customer Bill Savings (e.g., Demand Charge Management, TOU Arbitrage) | Renewable Shift | Reliability and Resiliency | Peak Shaving/ Load Leveling | 0 | Yes | AC-Coupled | PhotoVoltaic | 24 | 15.2
ESMASI-24082 |  |  |  | Class 1 REC | 2023-06-22 | 2023-02-08 | Residential |  | Lithium Ion |  | Tesla | 0 | 0 | 13.5 | 7.6 | BM | Customer Bill Savings (e.g., Demand Charge Management, TOU Arbitrage) | Self Generation |  |  | 0 | Yes | AC-Coupled | PhotoVoltaic | 5.6 | 7.6
ESMASI-24775 |  |  | MA - SMART Program | Utility Connected Solutions DR Program | 2023-06-22 | 2023-02-28 | Residential |  | Lithium Ion |  | Tesla | 13.5 | 5 | 13.5 | 5 | BM | Customer Bill Savings (e.g., Demand Charge Management, TOU Arbitrage) | Peak Shaving/ Load Leveling |  |  | 0 | Yes | AC-Coupled | PhotoVoltaic | 6.8 | 7.6
ESMASI-24501 |  |  | MA - Energy Efficiency/ DR Program |  | 2023-06-22 | 2023-02-20 | Residential |  | Lithium Ion |  | Other | 19.4 | 15 | 19.4 | 15 | BM | Customer Bill Savings (e.g., Demand Charge Management, TOU Arbitrage) | Reliability and Resiliency |  |  | 0 | Yes | DC-Coupled | PhotoVoltaic | 13.43 | 10
ESMAEX-02046 |  |  |  | Connected Solutions Demand Response | 2023-06-22 | 2023-01-20 | Commercial |  | Lithium Ion |  | Tesla | 27 | 10 | 27 | 10 | BM | Customer Bill Savings (e.g., Demand Charge Management, TOU Arbitrage) | Renewable Shift | Reliability and Resiliency | Peak Shaving/ Load Leveling | 0 | Yes | AC-Coupled | Other | 0 | 10
ESMASI-22999 |  |  | MA - Energy Efficiency/ DR Program |  | 2023-06-23 | 2023-01-10 | Residential |  | Lithium Ion |  | Enphase | 0 | 0 | 10.5 | 3.84 | BM | Self Generation | Self Generation |  |  | 0 | Yes | AC-Coupled | PhotoVoltaic | 9.6 | 11.04
ESMASI-24958 |  |  | MA - SMART Program | Utility Connected Solutions DR Program | 2023-06-23 | 2023-03-06 | Residential |  | Lithium Ion |  | Tesla | 13.5 | 5 | 13.5 | 5 | BM | Customer Bill Savings (e.g., Demand Charge Management, TOU Arbitrage) | Peak Shaving/ Load Leveling |  |  | 0 | Yes | AC-Coupled | PhotoVoltaic | 6.4 | 12.6
ESMASI-15100 |  |  | MA - SMART Program |  | 2023-06-26 | 2022-07-06 | Residential |  | Lithium Ion |  | Other | 13 | 13 | 6.8 | 6.8 | BM |  |  |  | PV SELFUSE | 0 | Yes | AC-Coupled | PhotoVoltaic | 8.925 | 14.864
ESMASI-15895 |  |  | MA - SMART Program | Net Metering | 2023-06-26 | 2022-07-27 | Residential |  | Lithium Ion |  | LG Chem | 9.8 | 5 | 9.8 | 5 | BM |  |  |  | Backup | 0 | Yes | DC-Coupled | PhotoVoltaic | 12.87 | 10
ESMASI-26419 |  |  |  |  | 2023-06-26 | 2023-04-17 | Residential |  | Lithium Ion |  | Other | 16.69 | 16.69 | 10 | 10 | BM |  |  |  |  | 0 | Yes | DC-Coupled | PhotoVoltaic | 16.19 | 10
ESMASI-18336 |  |  | MA - SMART Program | Utility Connected Solutions DR Program | 2023-06-26 | 2022-09-25 | Residential |  | Lithium Ion |  | Tesla | 13.5 | 5 | 13.5 | 5 | BM | Customer Bill Savings (e.g., Demand Charge Management, TOU Arbitrage) | Peak Shaving/ Load Leveling |  |  | 0 | Yes | AC-Coupled | PhotoVoltaic | 4.8 | 7.6
ESMASI-25386 |  |  | MA - SMART Program | Connected Solutions | 2023-06-26 | 2023-03-17 | Residential |  | Lithium Ion |  | Tesla | 13.5 | 5 | 13.5 | 5 | BM | Customer Bill Savings (e.g., Demand Charge Management, TOU Arbitrage) | Peak Shaving/ Load Leveling |  |  | 0 | Yes | AC-Coupled | PhotoVoltaic | 9.6 | 12.6
ESMASI-24797 |  |  |  |  | 2023-06-26 | 2023-02-28 | Residential |  | Lithium Ion |  | Tesla | 14 | 5 | 13.5 | 5 | BM |  |  |  |  | 0 | Yes | AC-Coupled | PhotoVoltaic | 9.2 | 11.9
ESMASI-26487 |  |  | MA - SMART Program | Utility Connected Solutions DR Program | 2023-06-26 | 2023-04-18 | Residential |  | Lithium Ion |  | Tesla | 13.5 | 5 | 13.5 | 5 | BM | Customer Bill Savings (e.g., Demand Charge Management, TOU Arbitrage) | Peak Shaving/ Load Leveling |  |  | 0 | Yes | AC-Coupled | PhotoVoltaic | 8.8 | 12.6
ESMASI-20671 |  |  | MA - SMART Program |  | 2023-06-27 | 2022-11-15 | Residential |  | Lithium Ion |  | Other | 19.4 | 15 | 19.4 | 15 | BM | Customer Bill Savings (e.g., Demand Charge Management, TOU Arbitrage) | Self Generation |  |  | 0 | Yes | DC-Coupled | PhotoVoltaic | 11.315 | 10
ESMAEX-01393 |  | MA - SMART Program |  | Connected Solutions Demand Response | 2023-06-27 | 2022-07-20 | Commercial |  | Lithium Ion |  | Tesla | 27 | 10 | 27 | 10 | BM | Customer Bill Savings (e.g., Demand Charge Management, TOU Arbitrage) | Renewable Shift | Reliability and Resiliency | Peak Shaving/ Load Leveling | 0 | Yes | AC-Coupled | PhotoVoltaic | 19.2 | 15.2
ESMASI-23626 |  |  | MA - SMART Program | Net Metering | 2023-06-28 | 2023-01-26 | Residential |  | Lithium Ion |  | LG Chem | 9.8 | 5 | 9.8 | 5 | BM |  |  |  | Backup | 0 | Yes | DC-Coupled | PhotoVoltaic | 6.63 | 6
ESMASI-25716 |  |  |  |  | 2023-06-29 | 2023-03-29 | Residential |  | Lithium Ion |  | Tesla | 13.5 | 13.5 | 5 | 5 | BM |  |  |  | Connected Solutions | 0 | Yes | AC-Coupled | PhotoVoltaic | 5.18 | 9.2
ESMAEX-01344 |  |  |  |  | 2023-06-29 | 2022-07-05 | Commercial |  | Lithium Ion |  | Tesla | 27 | 10 | 27 | 10 | BM |  |  |  |  | 0 | Yes | AC-Coupled | PhotoVoltaic | 10.13 | 7.38
ESMAEX-01786 |  |  |  | Connected Solutions Demand Response | 2023-06-29 | 2022-11-08 | Commercial |  | Lithium Ion |  | Tesla | 27 | 10 | 27 | 10 | BM | Customer Bill Savings (e.g., Demand Charge Management, TOU Arbitrage) | Renewable Shift | Reliability and Resiliency | Peak Shaving/ Load Leveling | 0 | Yes | AC-Coupled | Other | 0 | 10
ESMASI-18067 |  |  | MA - SMART Program | Utility Connected Solutions DR Program | 2023-06-30 | 2022-09-19 | Residential |  | Lithium Ion |  | Tesla | 13.5 | 5 | 13.5 | 5 | BM | Customer Bill Savings (e.g., Demand Charge Management, TOU Arbitrage) | Peak Shaving/ Load Leveling |  |  | 0 | Yes | AC-Coupled | PhotoVoltaic | 14.4 | 11.4
ESMASI-27756 |  |  | MA - SMART Program | Connected solution | 2023-07-03 | 2023-05-17 | Residential |  | Lithium Ion |  | Tesla | 13.5 | 13.5 | 5 | 5 | BM |  |  |  |  | 0 | Yes | AC-Coupled | PhotoVoltaic | 0 | 5
ESMASI-25021 |  |  | MA - SMART Program | Utility Connected Solutions DR Program | 2023-07-03 | 2023-03-07 | Residential |  | Lithium Ion |  | Tesla | 13.5 | 5 | 13.5 | 5 | BM | Customer Bill Savings (e.g., Demand Charge Management, TOU Arbitrage) | Peak Shaving/ Load Leveling |  |  | 0 | Yes | AC-Coupled | PhotoVoltaic | 6 | 7.6
ESMASI-26014 |  |  | MA - SMART Program | Utility Connected Solutions DR Program | 2023-07-03 | 2023-04-06 | Residential |  | Lithium Ion |  | Tesla | 13.5 | 5 | 13.5 | 5 | BM | Customer Bill Savings (e.g., Demand Charge Management, TOU Arbitrage) | Peak Shaving/ Load Leveling |  |  | 0 | Yes | AC-Coupled | PhotoVoltaic | 9.6 | 7.6
ESMAEX-02197 |  | MA - SMART Program |  | net metering | 2023-07-03 | 2023-02-23 | Commercial |  | Lithium Ion |  | Tesla | 13.5 | 10 | 13.5 | 10 | BM |  |  |  | backup | 0 | Yes | AC-Coupled | PhotoVoltaic | 8.52 | 16
ESMASI-20649 |  |  | MA - SMART Program |  | 2023-07-03 | 2022-11-14 | Residential |  | Lithium Ion |  | Other | 19.4 | 15 | 19.4 | 15 | BM | Customer Bill Savings (e.g., Demand Charge Management, TOU Arbitrage) | Self Generation |  |  | 0 | Yes | DC-Coupled | PhotoVoltaic | 12.04 | 10
ESMAEX-01249 |  | MA - Energy Efficiency/ DR Program | MA - Energy Efficiency/ DR Program |  | 2023-07-05 | 2022-06-02 | Commercial |  | Lithium Ion |  | Tesla | 15 | 15 | 15 | 15 | BM |  | Self Generation |  |  | 0 | Yes | AC-Coupled | PhotoVoltaic | 13.54 | 10
ESMAEX-01685 |  | MA - SMART Program |  | Connected Solutions Demand Response | 2023-07-05 | 2022-10-17 | Commercial |  | Lithium Ion |  | Tesla | 27 | 10 | 27 | 10 | BM | Customer Bill Savings (e.g., Demand Charge Management, TOU Arbitrage) | Renewable Shift | Reliability and Resiliency | Peak Shaving/ Load Leveling | 0 | Yes | AC-Coupled | PhotoVoltaic | 13.6 | 19.92
ESMASI-10800 |  |  | MA - SMART Program | Utility Connected Solutions DR Program | 2023-07-06 | 2022-02-27 | Residential |  | Lithium Ion |  | Tesla | 13.5 | 0 | 13.5 | 5 | BM | Customer Bill Savings (e.g., Demand Charge Management, TOU Arbitrage) | Peak Shaving/ Load Leveling |  |  | 0 | Yes | AC-Coupled | PhotoVoltaic | 9.6 | 7.6
ESMAEX-02093 |  |  |  |  | 2023-07-07 | 2023-01-31 | Commercial |  | Lithium Ion |  | Tesla | 14 | 7.2 | 14 | 5 | BM | Peak Shaving/ Load Leveling | Reliability and Resiliency |  |  | 0 | Yes | AC-Coupled | PhotoVoltaic | 13.53 | 20.56
ESMASI-27874 |  |  | MA - SMART Program |  | 2023-07-10 | 2023-05-19 | Residential |  | Lithium Ion |  | Tesla | 13.5 | 5 | 13.5 | 5 | BM | Customer Bill Savings (e.g., Demand Charge Management, TOU Arbitrage) | Peak Shaving/ Load Leveling |  |  | 0 | Yes | AC-Coupled | PhotoVoltaic | 8.8 | 7.6
ESMAEX-01437 |  | MA - SMART Program |  | Connected Solutions Demand Response | 2023-07-10 | 2022-08-04 | Commercial |  | Lithium Ion |  | Tesla | 27 | 10 | 27 | 10 | BM | Customer Bill Savings (e.g., Demand Charge Management, TOU Arbitrage) | Renewable Shift | Reliability and Resiliency | Peak Shaving/ Load Leveling | 0 | Yes | AC-Coupled | PhotoVoltaic | 14.8 | 20.2
ESMASI-23010 |  |  | MA - SMART Program |  | 2023-07-11 | 2023-01-10 | Residential |  | Lithium Ion |  | Tesla | 0 | 0 | 13.5 | 7.6 | BM | Customer Bill Savings (e.g., Demand Charge Management, TOU Arbitrage) | Self Generation |  |  | 0 | Yes | AC-Coupled | PhotoVoltaic | 7.3 | 7.6
ESMASI-24764 |  |  |  |  | 2023-07-12 | 2023-02-28 | Residential |  | Lithium Ion |  | Tesla | 0 | 0 | 5.8 | 7.2 | BM |  |  |  |  | 0 | Yes | AC-Coupled | PhotoVoltaic | 4.86 | 11.592
ESMAEX-02004 |  | MA - SMART Program |  |  | 2023-07-13 | 2023-01-11 | Commercial |  | Lithium Ion |  | Tesla | 13.5 | 5 | 13.5 | 5 | BM | Customer Bill Savings (e.g., Demand Charge Management, TOU Arbitrage) | Renewable Shift | Reliability and Resiliency | Peak Shaving/ Load Leveling | 0 | Yes | AC-Coupled | PhotoVoltaic | 17.6 | 15.2
ESMAEX-01623 |  | MA - SMART Program |  | Connected Solutions Demand Response | 2023-07-13 | 2022-09-23 | Commercial |  | Lithium Ion |  | Tesla | 27 | 10 | 27 | 10 | BM | Customer Bill Savings (e.g., Demand Charge Management, TOU Arbitrage) | Renewable Shift | Reliability and Resiliency | Peak Shaving/ Load Leveling | 0 | Yes | AC-Coupled | PhotoVoltaic | 24.984 | 15.2
ESMASI-23980 |  |  | MA - SMART Program | Connected Solutions | 2023-07-17 | 2023-02-03 | Residential |  | Lithium Ion |  | Tesla | 13.5 | 5 | 13.5 | 5 | BM | Customer Bill Savings (e.g., Demand Charge Management, TOU Arbitrage) | Peak Shaving/ Load Leveling |  |  | 0 | Yes | AC-Coupled | PhotoVoltaic | 7.2 | 7.6
ESMASI-25034 |  |  | MA - SMART Program | Connected Solutions | 2023-07-17 | 2023-03-08 | Residential |  | Lithium Ion |  | Tesla | 13.5 | 5 | 13.5 | 5 | BM | Customer Bill Savings (e.g., Demand Charge Management, TOU Arbitrage) | Peak Shaving/ Load Leveling |  |  | 0 | Yes | AC-Coupled | PhotoVoltaic | 10.4 | 12.6
ESMAEX-01993 |  | MA - SMART Program |  | Connected Solutions Demand Response | 2023-07-19 | 2023-01-10 | Commercial |  | Lithium Ion |  | Tesla | 13.5 | 5 | 13.5 | 5 | BM | Customer Bill Savings (e.g., Demand Charge Management, TOU Arbitrage) | Renewable Shift | Reliability and Resiliency | Peak Shaving/ Load Leveling | 0 | Yes | AC-Coupled | PhotoVoltaic | 16.776 | 15.2
ESMASI-12006 |  |  |  |  | 2023-07-21 | 2022-04-08 | Residential |  | Lithium Ion |  | Enphase | 10.08 | 3.84 | 10.08 | 3.84 | BM |  |  |  |  | 0 | Yes | AC-Coupled | PhotoVoltaic | 5.85 | 8.27
ESMASI-13649 |  |  |  |  | 2023-07-21 | 2022-05-24 | Residential |  | Lithium Ion |  | Tesla | 0 | 0 | 13.5 | 5 | BM |  |  |  |  | 0 | Yes | AC-Coupled | PhotoVoltaic | 0 | 5
ESMASI-20632 |  |  | MA - SMART Program | Utility Connected Solutions DR Program | 2023-07-21 | 2022-11-14 | Residential |  | Lithium Ion |  | Tesla | 13.5 | 5 | 13.5 | 5 | BM | Customer Bill Savings (e.g., Demand Charge Management, TOU Arbitrage) | Peak Shaving/ Load Leveling |  |  | 0 | Yes | AC-Coupled | PhotoVoltaic | 9.6 | 7.6
ESMAEX-00721 |  |  |  |  | 2023-07-21 | 2022-01-11 | Commercial |  | Lithium Ion |  | Tesla | 27 | 27 | 27 | 10 | BM | Reliability and Resiliency |  |  | Connected Solutions | 0 | Yes | AC-Coupled | PhotoVoltaic | 9.25 | 10
ESMASI-15103 |  |  | MA - SMART Program | Utility Connected Solutions DR Program | 2023-07-24 | 2022-07-06 | Residential |  | Lithium Ion |  | Tesla | 13.5 | 0 | 13.5 | 5 | BM | Customer Bill Savings (e.g., Demand Charge Management, TOU Arbitrage) | Peak Shaving/ Load Leveling |  |  | 0 | Yes | AC-Coupled | PhotoVoltaic | 10 | 12.6
ESMASI-21172 |  |  | MA - SMART Program | Utility Connected Solutions DR Program | 2023-07-24 | 2022-11-23 | Residential |  | Lithium Ion |  | Tesla | 0 | 0 | 13.5 | 5 | BM | Customer Bill Savings (e.g., Demand Charge Management, TOU Arbitrage) | Peak Shaving/ Load Leveling |  |  | 0 | Yes | AC-Coupled | PhotoVoltaic | 6.32 | 12.6
ESMASI-22027 |  |  |  |  | 2023-07-24 | 2022-12-13 | Residential |  | Lithium Ion |  | Other | 19.2 | 14.4 | 19.2 | 14.4 | BM | Reliability and Resiliency | Reliability and Resiliency |  |  | 0 | Yes | DC-Coupled | PhotoVoltaic | 9.735 | 0
ESMASI-19245 |  |  | MA - SMART Program |  | 2023-07-25 | 2022-10-13 | Residential |  | Lithium Ion |  | Other | 13 | 0 | 6 | 6 | BM | Self Generation | Self Generation |  |  | 0 | Yes | AC-Coupled | PhotoVoltaic | 9.775 | 14.8
ESMASI-27800 |  |  | MA - SMART Program | Utility Connected Solutions DR Program | 2023-07-25 | 2023-05-18 | Residential |  | Lithium Ion |  | Tesla | 13.5 | 5 | 13.5 | 5 | BM | Customer Bill Savings (e.g., Demand Charge Management, TOU Arbitrage) | Peak Shaving/ Load Leveling |  |  | 0 | Yes | AC-Coupled | PhotoVoltaic | 9.6 | 12.6
ESMASI-14368 |  |  | MA - SMART Program |  | 2023-07-26 | 2022-06-14 | Residential |  | Lithium Ion |  | Tesla | 0 | 0 | 13.5 | 5.8 | BM | Reliability and Resiliency | Reliability and Resiliency |  |  | 0 | Yes | AC-Coupled | PhotoVoltaic | 0 | 5.8
ESMASI-27161 |  |  |  |  | 2023-07-26 | 2023-05-03 | Residential |  | Lithium Ion |  | LG Chem | 19.2 | 10 | 19.2 | 10 | BM | Microgrid | Microgrid | Microgrid |  | 0 | Yes | DC-Coupled | PhotoVoltaic | 15.2 | 10
ESMASI-20062 |  |  | MA - SMART Program |  | 2023-07-27 | 2022-11-01 | Residential |  | Lithium Ion |  | Tesla | 13.5 | 5 | 13.5 | 5 | BM | Customer Bill Savings (e.g., Demand Charge Management, TOU Arbitrage) | Peak Shaving/ Load Leveling |  |  | 0 | Yes | AC-Coupled | PhotoVoltaic | 9.2 | 7.6
ESMAEX-01254 |  |  |  |  | 2023-07-28 | 2022-06-03 | Commercial |  | Lithium Ion |  | Tesla | 10 | 10 | 10 | 10 | BM |  | Self Generation |  |  | 0 | Yes | AC-Coupled | PhotoVoltaic | 6.63 | 6
ESMASI-24074 |  | MA - DOER/ MassCEC Funded Projects | MA - SMART Program |  | 2023-07-31 | 2023-02-07 | Residential |  | Lithium Ion |  | Tesla | 0 | 0 | 13.5 | 5 | BM | Self Generation | Self Generation |  | Utility DR Program | 0 | Yes | AC-Coupled | PhotoVoltaic | 10.56 | 12.6
ESMASI-24793 |  |  | MA - SMART Program | Utility Connected Solutions DR Program | 2023-07-31 | 2023-02-28 | Residential |  | Lithium Ion |  | Tesla | 13.5 | 5 | 13.5 | 5 | BM | Customer Bill Savings (e.g., Demand Charge Management, TOU Arbitrage) | Peak Shaving/ Load Leveling |  |  | 0 | Yes | AC-Coupled | PhotoVoltaic | 7.2 | 7.6
ESMASI-24772 |  |  | MA - SMART Program | Utility Connected Solutions DR Program | 2023-07-31 | 2023-02-28 | Residential |  | Lithium Ion |  | Tesla | 13.5 | 5 | 13.5 | 5 | BM | Customer Bill Savings (e.g., Demand Charge Management, TOU Arbitrage) | Peak Shaving/ Load Leveling |  |  | 0 | Yes | AC-Coupled | PhotoVoltaic | 7.2 | 7.6
ESMASI-26979 |  |  | MA - SMART Program |  | 2023-07-31 | 2023-05-01 | Residential |  | Lithium Ion |  | Other | 18 | 9 | 18 | 9 | BM |  |  |  |  | 0 | Yes | AC-Coupled | PhotoVoltaic | 0 | 9
ESMASI-22300 |  |  | MA - Energy Efficiency/ DR Program |  | 2023-08-01 | 2022-12-20 | Residential |  | Lithium Ion |  | Tesla | 14 | 5 | 5 | 5 | BM | Reliability and Resiliency | Reliability and Resiliency |  |  | 0 | Yes | AC-Coupled | PhotoVoltaic | 12.8 | 15
ESMASI-25779 |  |  |  |  | 2023-08-02 | 2023-03-30 | Residential |  | Lithium Ion |  | Tesla | 13.5 | 13.5 | 5 | 5 | BM | Reliability and Resiliency | Reliability and Resiliency |  | Connected Solutions | 0 | Yes | AC-Coupled | PhotoVoltaic | 11.6 | 13.7
ESMAEX-02273 |  | MA - Energy Efficiency/ DR Program | MA - Energy Efficiency/ DR Program |  | 2023-08-02 | 2023-03-15 | Commercial |  | Lithium Ion |  | sonnenBacterie | 8 | 8 | 8 | 8 | BM | Reliability and Resiliency |  |  |  | 0 | Yes | AC-Coupled | Other | 0 | 8
ESMASI-23270 |  |  | MA - SMART Program | Utility Connected Solutions DR Program | 2023-08-02 | 2023-01-17 | Residential |  | Lithium Ion |  | Tesla | 13.5 | 5 | 13.5 | 5 | BM | Customer Bill Savings (e.g., Demand Charge Management, TOU Arbitrage) | Peak Shaving/ Load Leveling |  |  | 0 | Yes | AC-Coupled | PhotoVoltaic | 8.4 | 7.6
ESMASI-30246 |  |  | MA - SMART Program | Utility Connected Solutions DR Program | 2023-08-02 | 2023-07-25 | Residential |  | Lithium Ion |  | Tesla | 13.5 | 5 | 13.5 | 5 | BM | Customer Bill Savings (e.g., Demand Charge Management, TOU Arbitrage) | Peak Shaving/ Load Leveling |  |  | 0 | Yes | DC-Coupled | PhotoVoltaic | 4.8 | 7.6
ESMASI-13412 |  |  |  |  | 2023-08-03 | 2022-05-18 | Residential |  | Lithium Ion |  | Tesla | 0 | 0 | 13.5 | 5 | BM |  |  |  |  | 0 | Yes | AC-Coupled | PhotoVoltaic | 0 | 5
ESMAEX-00949 |  |  |  | Connected Solutions | 2023-08-03 | 2022-03-20 | Commercial |  | Lithium Ion |  | Tesla | 13.5 | 5 | 13.5 | 5 | BM | Customer Bill Savings (e.g., Demand Charge Management, TOU Arbitrage) | Renewable Shift | Reliability and Resiliency | Peak Shaving/ Load Leveling | 0 | Yes | AC-Coupled | Other | 0 | 5
ESMASI-22941 |  |  | MA - SMART Program |  | 2023-08-03 | 2023-01-06 | Residential |  | Lithium Ion |  | Other | 18 | 6.4 | 18 | 7.6 | BM |  |  |  |  | 0 | Yes | DC-Coupled | PhotoVoltaic | 6.4 | 7.6
ESMAEX-01768 |  | MA - SMART Program |  | Connected Solutions Demand Response | 2023-08-03 | 2022-11-04 | Commercial |  | Lithium Ion |  | Tesla | 27 | 10 | 27 | 10 | BM | Customer Bill Savings (e.g., Demand Charge Management, TOU Arbitrage) | Renewable Shift | Reliability and Resiliency | Peak Shaving/ Load Leveling | 0 | Yes | AC-Coupled | PhotoVoltaic | 14.4 | 15.2
ESMAEX-01446 |  | MA - DOER/ MassCEC Funded Projects | MA - SMART Program |  | 2023-08-03 | 2022-08-08 | Commercial |  | Lithium Ion |  | Enphase | 30.24 | 12.8 | 30.24 | 11.52 | BM | Reliability and Resiliency |  |  |  | 0 | Yes | AC-Coupled | PhotoVoltaic | 14.02 | 12.078
ESMASI-28272 |  |  |  | Connected Solutions | 2023-08-04 | 2023-05-31 | Residential |  | Lithium Ion |  | Tesla | 13.5 | 13.5 | 5 | 5 | BM |  |  |  |  | 0 | Yes | AC-Coupled | PhotoVoltaic | 0 | 5
ESMAEX-02090 |  |  |  |  | 2023-08-04 | 2023-01-30 | Commercial |  | Lithium Ion |  | Enphase | 9.86 | 13.26 | 9.86 | 10.44 | BM |  |  |  |  | 0 | Yes | AC-Coupled | PhotoVoltaic | 14.04 | 10.62
ESMASI-27718 |  |  |  |  | 2023-08-04 | 2023-05-17 | Residential |  | Lithium Ion |  | Tesla | 10 | 10 | 10 | 10 | BM |  |  |  |  | 0 | Yes | AC-Coupled | PhotoVoltaic | 5.6 | 15
ESMASI-15160 |  |  | MA - Energy Efficiency/ DR Program |  | 2023-08-07 | 2022-07-07 | Residential |  | Lithium Ion |  | Tesla | 0 | 0 | 5 | 5 | BM | Self Generation | Self Generation |  |  | 0 | Yes | AC-Coupled | PhotoVoltaic | 4.4 | 8.3
ESMAEX-01649 |  |  |  |  | 2023-08-07 | 2022-10-03 | Commercial |  | Lithium Ion |  | Tesla | 10 | 10 | 10 | 10 | BM | Reliability and Resiliency |  |  |  | 0 | Yes | AC-Coupled | Other | 0 | 10
ESMAEX-02103 |  |  |  |  | 2023-08-07 | 2023-02-02 | Commercial |  | Lithium Ion |  | Enphase | 10.08 | 3 | 10.08 | 3 | BM |  |  |  |  | 0 | Yes | AC-Coupled | PhotoVoltaic | 13.26 | 13.26
ESMAEX-01389 |  | MA - SMART Program |  |  | 2023-08-07 | 2022-07-20 | Commercial |  | Other | Lithium Ion Phosphate | Enphase | 13.44 | 5.44 | 13.44 | 5.44 | BM |  |  |  | backup power failure | 0 | Yes | AC-Coupled | PhotoVoltaic | 26.27 | 26.385
ESMAEX-01480 |  | MA - SMART Program |  | Connected Solutions Demand Response | 2023-08-07 | 2022-08-17 | Commercial |  | Lithium Ion |  | Tesla | 27 | 10 | 27 | 10 | BM | Customer Bill Savings (e.g., Demand Charge Management, TOU Arbitrage) | Renewable Shift | Reliability and Resiliency | Peak Shaving/ Load Leveling | 0 | Yes | AC-Coupled | PhotoVoltaic | 9.6 | 17.6
ESMASI-23286 |  |  | MA - SMART Program | Net Metering | 2023-08-08 | 2023-01-18 | Residential |  | Lithium Ion |  | LG Chem | 9.8 | 5 | 9.8 | 5 | BM |  |  |  | Backup | 0 | Yes | DC-Coupled | PhotoVoltaic | 2.72 | 3.8
ESMASI-25518 |  |  |  |  | 2023-08-08 | 2023-03-22 | Residential |  | Lithium Ion |  | Enphase | 10.5 | 3.84 | 10.5 | 3.84 | BM |  |  |  |  | 0 | Yes | AC-Coupled | PhotoVoltaic | 8 | 9.84
ESMASI-24301 |  |  | MA - SMART Program |  | 2023-08-08 | 2023-02-14 | Residential |  | Lithium Ion |  | Tesla | 0 | 0 | 13.5 | 7.6 | BM | Customer Bill Savings (e.g., Demand Charge Management, TOU Arbitrage) | Self Generation |  |  | 0 | Yes | AC-Coupled | PhotoVoltaic | 6.57 | 7.6
ESMAEX-01585 |  | MA - SMART Program |  | Connected Solutions Demand Response | 2023-08-08 | 2022-09-14 | Commercial |  | Lithium Ion |  | Tesla | 27 | 10 | 27 | 10 | BM | Customer Bill Savings (e.g., Demand Charge Management, TOU Arbitrage) | Renewable Shift | Reliability and Resiliency | Peak Shaving/ Load Leveling | 0 | Yes | AC-Coupled | PhotoVoltaic | 19.2 | 15.2
ESMAEX-01863 |  | MA - SMART Program |  | Connected Solutions Demand Response | 2023-08-08 | 2022-11-29 | Commercial |  | Lithium Ion |  | Tesla | 27 | 10 | 27 | 10 | BM | Customer Bill Savings (e.g., Demand Charge Management, TOU Arbitrage) | Renewable Shift | Reliability and Resiliency | Peak Shaving/ Load Leveling | 0 | Yes | AC-Coupled | PhotoVoltaic | 19.2 | 15.2
ESMASI-28039 |  |  |  |  | 2023-08-09 | 2023-05-24 | Residential |  | Lithium Ion |  | Tesla | 13.5 | 13.5 | 5 | 5 | BM | Reliability and Resiliency | Reliability and Resiliency |  | Connected solutions | 0 | Yes | AC-Coupled | PhotoVoltaic | 0 | 5
ESMASI-16277 |  |  | MA - SMART Program | Utility Connected Solutions DR Program | 2023-08-09 | 2022-08-05 | Residential |  | Lithium Ion |  | Tesla | 13.5 | 5 | 13.5 | 5 | BM | Customer Bill Savings (e.g., Demand Charge Management, TOU Arbitrage) | Reliability and Resiliency |  |  | 0 | Yes | AC-Coupled | PhotoVoltaic | 7.2 | 12.6
ESMASI-23481 |  |  | MA - SMART Program | Utility Connected Solutions DR Program | 2023-08-09 | 2023-01-23 | Residential |  | Lithium Ion |  | Tesla | 13.5 | 5 | 13.5 | 5 | BM | Customer Bill Savings (e.g., Demand Charge Management, TOU Arbitrage) | Peak Shaving/ Load Leveling |  |  | 0 | Yes | AC-Coupled | PhotoVoltaic | 8 | 12.6
ESMASI-28600 |  |  |  | Net metering | 2023-08-09 | 2023-06-09 | Residential |  | Lithium Ion |  | Other | 18 | 0 | 15.2 | 7.6 | BM | Customer Bill Savings (e.g., Demand Charge Management, TOU Arbitrage) |  |  |  | 0 | Yes | DC-Coupled | PhotoVoltaic | 5.04 | 7.6
ESMAEX-01739 |  | MA - SMART Program |  | Connected Solutions Demand Response | 2023-08-10 | 2022-10-31 | Commercial |  | Lithium Ion |  | Tesla | 13.5 | 5 | 13.5 | 10 | BM | Customer Bill Savings (e.g., Demand Charge Management, TOU Arbitrage) | Renewable Shift | Reliability and Resiliency | Peak Shaving/ Load Leveling | 0 | Yes | AC-Coupled | PhotoVoltaic | 5.2 | 7.6
ESMASI-19705 |  |  | MA - SMART Program | Utility Connected Solutions DR Program | 2023-08-11 | 2022-10-24 | Residential |  | Lithium Ion |  | Tesla | 13.5 | 5 | 13.5 | 5 | BM | Customer Bill Savings (e.g., Demand Charge Management, TOU Arbitrage) | Peak Shaving/ Load Leveling |  |  | 0 | Yes | AC-Coupled | PhotoVoltaic | 7.2 | 7.6
ESMASI-20490 |  |  | MA - SMART Program | Utility Connected Solutions DR Program | 2023-08-11 | 2022-11-09 | Residential |  | Lithium Ion |  | Tesla | 13.5 | 5 | 13.5 | 5 | BM | Customer Bill Savings (e.g., Demand Charge Management, TOU Arbitrage) | Peak Shaving/ Load Leveling |  |  | 0 | Yes | AC-Coupled | PhotoVoltaic | 4.4 | 12.6
ESMASI-22056 |  |  | MA - SMART Program | Utility Connected Solutions DR Program | 2023-08-11 | 2022-12-13 | Residential |  | Lithium Ion |  | Tesla | 13.5 | 5 | 13.5 | 5 | BM | Customer Bill Savings (e.g., Demand Charge Management, TOU Arbitrage) | Peak Shaving/ Load Leveling |  |  | 0 | Yes | AC-Coupled | PhotoVoltaic | 4.8 | 7.6
ESMAEX-02270 |  | MA - SMART Program |  | Connected Solutions Demand Response | 2023-08-11 | 2023-03-15 | Commercial |  | Lithium Ion |  | Tesla | 13.5 | 5 | 13.5 | 5 | BM | Customer Bill Savings (e.g., Demand Charge Management, TOU Arbitrage) | Renewable Shift | Reliability and Resiliency | Peak Shaving/ Load Leveling | 0 | Yes | AC-Coupled | PhotoVoltaic | 23.2 | 15.2
ESMAEX-01779 |  | MA - SMART Program |  | Connected Solutions Demand Response | 2023-08-11 | 2022-11-08 | Commercial |  | Lithium Ion |  | Tesla | 27 | 10 | 27 | 10 | BM | Customer Bill Savings (e.g., Demand Charge Management, TOU Arbitrage) | Renewable Shift | Reliability and Resiliency | Peak Shaving/ Load Leveling | 0 | Yes | AC-Coupled | PhotoVoltaic | 13.6 | 15.2
ESMAEX-02481 |  | MA - SMART Program |  | Connected Solutions Demand Response | 2023-08-11 | 2023-05-16 | Commercial |  | Lithium Ion |  | Tesla | 27 | 10 | 27 | 10 | BM | Customer Bill Savings (e.g., Demand Charge Management, TOU Arbitrage) | Renewable Shift | Reliability and Resiliency | Peak Shaving/ Load Leveling | 0 | Yes | AC-Coupled | Other | 0 | 6.39
ESMASI-19142 |  |  |  |  | 2023-08-14 | 2022-10-12 | Residential |  | Lithium Ion |  | Tesla | 13.5 | 5 | 13.5 | 5 | BM |  |  |  |  | 0 | Yes | AC-Coupled | PhotoVoltaic | 9.6 | 7.6
ESMAEX-02041 |  | MA - SMART Program |  |  | 2023-08-14 | 2023-01-19 | Commercial |  | Lithium Ion |  | Tesla | 13.5 | 10 | 13.5 | 5 | BM | Customer Bill Savings (e.g., Demand Charge Management, TOU Arbitrage) | Renewable Shift | Reliability and Resiliency | Peak Shaving/ Load Leveling | 0 | Yes | AC-Coupled | PhotoVoltaic | 10.8 | 15.2
ESMASI-26934 |  |  |  |  | 2023-08-14 | 2023-04-28 | Residential |  | Lithium Ion |  | LG Chem | 16 | 5 | 16 | 5 | BM |  |  |  |  | 0 | Yes | DC-Coupled | PhotoVoltaic | 18.04 | 11.4
ESMASI-10746 |  |  | MA - SMART Program | Connected Solutions | 2023-08-15 | 2022-02-24 | Residential |  | Lithium Ion |  | Tesla | 13.5 | 0 | 13.5 | 5 | BM | Customer Bill Savings (e.g., Demand Charge Management, TOU Arbitrage) | Peak Shaving/ Load Leveling |  |  | 0 | Yes | AC-Coupled | PhotoVoltaic | 12.81 | 12.6
ESMAEX-01947 |  | MA - SMART Program |  | Connected Solutions Demand Response | 2023-08-15 | 2022-12-27 | Commercial |  | Lithium Ion |  | Tesla | 27 | 10 | 27 | 10 | BM | Customer Bill Savings (e.g., Demand Charge Management, TOU Arbitrage) | Renewable Shift | Reliability and Resiliency | Peak Shaving/ Load Leveling | 0 | Yes | AC-Coupled | PhotoVoltaic | 15.2 | 15.2
ESMAEX-02318 |  |  |  | Connected Solutions Demand Response | 2023-08-15 | 2023-03-28 | Commercial |  | Lithium Ion |  | Tesla | 40.5 | 15 | 40.5 | 15 | BM | Customer Bill Savings (e.g., Demand Charge Management, TOU Arbitrage) | Renewable Shift | Reliability and Resiliency | Peak Shaving/ Load Leveling | 0 | Yes | AC-Coupled | Other | 0 | 7.4
ESMASI-25087 |  |  | MA - SMART Program | ConnectedSolutions | 2023-08-17 | 2023-03-09 | Residential |  | Lithium Ion |  | Tesla | 13.5 | 5 | 13.5 | 5 | BM | Customer Bill Savings (e.g., Demand Charge Management, TOU Arbitrage) | Peak Shaving/ Load Leveling |  |  | 0 | Yes | AC-Coupled | PhotoVoltaic | 10.8 | 12.6
ESMASI-27502 |  |  |  | Class 1 REC | 2023-08-17 | 2023-05-11 | Residential |  | Lithium Ion |  | Tesla | 0 | 0 | 13.5 | 7.6 | BM | Customer Bill Savings (e.g., Demand Charge Management, TOU Arbitrage) | Self Generation |  |  | 0 | Yes | AC-Coupled | PhotoVoltaic | 10 | 7.6
ESMASI-27508 |  |  | MA - SMART Program | Utility Connected Solutions DR Program | 2023-08-17 | 2023-05-11 | Residential |  | Lithium Ion |  | Tesla | 0 | 0 | 13.5 | 5 | BM | Customer Bill Savings (e.g., Demand Charge Management, TOU Arbitrage) | Peak Shaving/ Load Leveling |  |  | 0 | Yes | AC-Coupled | PhotoVoltaic | 9.2 | 12.6
ESMAEX-02057 |  | MA - SMART Program |  | Connected Solutions Demand Response | 2023-08-17 | 2023-01-23 | Commercial |  | Lithium Ion |  | Tesla | 27 | 10 | 27 | 10 | BM | Customer Bill Savings (e.g., Demand Charge Management, TOU Arbitrage) | Renewable Shift | Reliability and Resiliency | Peak Shaving/ Load Leveling | 0 | Yes | AC-Coupled | PhotoVoltaic | 22.8 | 20.2
ESMASI-25804 |  |  |  |  | 2023-08-18 | 2023-03-31 | Residential |  | Lithium Ion |  | Tesla | 0 | 0 | 13.5 | 5 | BM |  |  |  |  | 0 | Yes | AC-Coupled | PhotoVoltaic | 5.67 | 5
ESMASI-28293 |  |  | MA - SMART Program | Utility Connected Solutions DR Program | 2023-08-18 | 2023-05-31 | Residential |  | Lithium Ion |  | Tesla | 13.5 | 5 | 13.5 | 5 | BM | Customer Bill Savings (e.g., Demand Charge Management, TOU Arbitrage) | Peak Shaving/ Load Leveling |  |  | 0 | Yes | AC-Coupled | PhotoVoltaic | 10.4 | 12.6
ESMASI-30640 |  |  |  |  | 2023-08-18 | 2023-08-03 | Residential |  | Lithium Ion |  | Tesla | 0 | 0 | 13.5 | 5 | BM | Customer Bill Savings (e.g., Demand Charge Management, TOU Arbitrage) | Peak Shaving/ Load Leveling |  |  | 0 | Yes | AC-Coupled | PhotoVoltaic | 0 | 5
ESMASI-26738 |  |  | MA - Energy Efficiency/ DR Program |  | 2023-08-18 | 2023-04-24 | Residential |  | Lithium Ion |  | Other | 19.4 | 15 | 19.4 | 15 | BM | Customer Bill Savings (e.g., Demand Charge Management, TOU Arbitrage) | Reliability and Resiliency |  |  | 0 | Yes | DC-Coupled | PhotoVoltaic | 18 | 13.6
ESMASI-21978 |  |  | MA - SMART Program |  | 2023-08-21 | 2022-12-12 | Residential |  | Lithium Ion |  | Tesla | 13.5 | 7 | 13.5 | 5 | BM | Peak Shaving/ Load Leveling | Peak Shaving/ Load Leveling |  |  | 0 | Yes | AC-Coupled | PhotoVoltaic | 10.665 | 12.6
ESMASI-26695 |  |  |  | Class 1 REC | 2023-08-21 | 2023-04-24 | Residential |  | Lithium Ion |  | Tesla | 0 | 0 | 13.5 | 7.6 | BM | Customer Bill Savings (e.g., Demand Charge Management, TOU Arbitrage) | Self Generation |  |  | 0 | Yes | AC-Coupled | PhotoVoltaic | 9.6 | 7.6
ESMAEX-02516 |  | MA - SMART Program |  | Connected Solutions Demand Response | 2023-08-21 | 2023-05-24 | Commercial |  | Lithium Ion |  | Tesla | 13.5 | 5 | 13.5 | 5 | BM | Customer Bill Savings (e.g., Demand Charge Management, TOU Arbitrage) | Renewable Shift | Reliability and Resiliency | Peak Shaving/ Load Leveling | 0 | Yes | AC-Coupled | PhotoVoltaic | 12 | 15.2
ESMASI-28649 |  |  | MA - SMART Program | Connected Solutions | 2023-08-21 | 2023-06-12 | Residential |  | Lithium Ion |  | Enphase | 15 | 11.52 | 15 | 9.69 | BM | Self Generation | Self Generation | Microgrid |  | 0 | Yes | AC-Coupled | PhotoVoltaic | 0 | 9.69
ESMASI-23438 |  |  |  | Connected Solutions | 2023-08-21 | 2023-01-23 | Residential |  | Lithium Ion |  | SimpliFi | 19 | 9 | 19 | 9 | BM | Reliability and Resiliency | Reliability and Resiliency |  | Connected Solutions | 0 | Yes | AC-Coupled | PhotoVoltaic | 4.05 | 9
ESMASI-29605 |  |  | MA - Energy Efficiency/ DR Program |  | 2023-08-21 | 2023-07-06 | Residential |  | Lithium Ion |  | Other | 19.4 | 15 | 19.4 | 15 | BM | Customer Bill Savings (e.g., Demand Charge Management, TOU Arbitrage) | Reliability and Resiliency |  |  | 0 | Yes | DC-Coupled | PhotoVoltaic | 13.02 | 10
ESMAEX-02356 |  | MA - SMART Program |  | Connected Solutions Demand Response | 2023-08-21 | 2023-04-06 | Commercial |  | Lithium Ion |  | Tesla | 27 | 10 | 27 | 10 | BM | Customer Bill Savings (e.g., Demand Charge Management, TOU Arbitrage) | Renewable Shift | Reliability and Resiliency | Peak Shaving/ Load Leveling | 0 | Yes | AC-Coupled | PhotoVoltaic | 18.8 | 19.9
ESMAEX-02110 |  | MA - SMART Program |  | Connected Solutions Demand Response | 2023-08-21 | 2023-02-03 | Commercial |  | Lithium Ion |  | Tesla | 27 | 10 | 27 | 10 | BM | Customer Bill Savings (e.g., Demand Charge Management, TOU Arbitrage) | Renewable Shift | Reliability and Resiliency | Peak Shaving/ Load Leveling | 0 | Yes | AC-Coupled | PhotoVoltaic | 19.2 | 15.2
ESMAEX-02539 |  |  |  |  | 2023-08-22 | 2023-05-30 | Commercial |  | Lithium Ion |  | Enphase | 15.36 | 15.36 | 15.36 | 15.36 | BM | Reliability and Resiliency |  |  |  | 0 | Yes | AC-Coupled | PhotoVoltaic | 21.06 | 17.16
ESMASI-15361 |  |  | MA - SMART Program |  | 2023-08-22 | 2022-07-13 | Residential |  | Lithium Ion |  | Enphase | 20.16 | 8.448 | 17.94 | 7.7 | BM | Reliability and Resiliency | Reliability and Resiliency |  |  | 0 | Yes | AC-Coupled | PhotoVoltaic | 8.4 | 13.895
ESMASI-28290 |  |  | MA - SMART Program |  | 2023-08-23 | 2023-05-31 | Residential |  | Lithium Ion |  | Enphase | 3.36 | 3.5 | 2.665 | 1.28 | BM |  |  |  |  | 0 | Yes | AC-Coupled | PhotoVoltaic | 11.18 | 10.796
ESMASI-27277 |  |  | MA - SMART Program |  | 2023-08-23 | 2023-05-05 | Residential |  | Lithium Ion |  | Tesla | 13.5 | 5 | 13.5 | 5 | BM | Customer Bill Savings (e.g., Demand Charge Management, TOU Arbitrage) | Peak Shaving/ Load Leveling |  |  | 0 | Yes | AC-Coupled | PhotoVoltaic | 9.2 | 7.6
ESMASI-25850 |  |  | MA - SMART Program | Utility Connected Solutions DR Program | 2023-08-24 | 2023-04-01 | Residential |  | Lithium Ion |  | Tesla | 13.5 | 5 | 13.5 | 5 | BM | Customer Bill Savings (e.g., Demand Charge Management, TOU Arbitrage) | Peak Shaving/ Load Leveling |  |  | 0 | Yes | AC-Coupled | PhotoVoltaic | 10 | 12.6
ESMASI-26630 |  |  |  | Connected solutions | 2023-08-25 | 2023-04-21 | Residential |  | Lithium Ion |  | Tesla | 13.5 | 13.5 | 5 | 5 | BM |  |  |  |  | 0 | Yes | AC-Coupled | PhotoVoltaic | 6.66 | 10.4
ESMASI-20092 |  |  | MA - SMART Program | Utility Connected Solutions DR Program | 2023-08-25 | 2022-11-02 | Residential |  | Lithium Ion |  | Tesla | 13.5 | 5 | 13.5 | 5 | BM | Customer Bill Savings (e.g., Demand Charge Management, TOU Arbitrage) | Peak Shaving/ Load Leveling |  |  | 0 | Yes | AC-Coupled | PhotoVoltaic | 9.6 | 7.6
ESMAEX-02044 |  | MA - SMART Program |  |  | 2023-08-25 | 2023-01-20 | Commercial |  | Lithium Ion |  | Tesla | 14 | 5.8 | 14 | 10 | BM | Reliability and Resiliency | Renewable Shift |  |  | 0 | Yes | AC-Coupled | PhotoVoltaic | 7.29 | 6.59
ESMASI-23407 |  |  | MA - SMART Program |  | 2023-08-25 | 2023-01-20 | Residential |  | Lithium Ion |  | Other | 19.4 | 15 | 19.4 | 15 | BM | Customer Bill Savings (e.g., Demand Charge Management, TOU Arbitrage) | Self Generation |  |  | 0 | Yes | DC-Coupled | PhotoVoltaic | 17.6 | 10
ESMAEX-02234 |  | MA - SMART Program |  |  | 2023-08-28 | 2023-03-05 | Commercial |  | Lithium Ion |  | Tesla | 13.5 | 7 | 13.5 | 5 | BM | Reliability and Resiliency | Renewable Shift |  |  | 0 | Yes | AC-Coupled | PhotoVoltaic | 12.75 | 16.4
ESMAEX-01885 |  | MA - SMART Program |  | Connected Solutions Demand Response | 2023-08-28 | 2022-12-02 | Commercial |  | Lithium Ion |  | Tesla | 27 | 10 | 27 | 10 | BM | Customer Bill Savings (e.g., Demand Charge Management, TOU Arbitrage) | Renewable Shift | Reliability and Resiliency | Peak Shaving/ Load Leveling | 0 | Yes | AC-Coupled | PhotoVoltaic | 15.2 | 15.2
ESMAEX-00822 |  | MA - SMART Program |  |  | 2023-08-28 | 2022-02-08 | Commercial |  | Lithium Ion |  | Tesla | 56 | 23.2 | 56 | 20 | BM | Reliability and Resiliency | Renewable Shift |  |  | 0 | Yes | AC-Coupled | PhotoVoltaic | 59.62 | 40.4
ESMASI-25219 |  |  | MA - SMART Program |  | 2023-08-29 | 2023-03-13 | Residential |  | Lithium Ion |  | Enphase | 10.08 | 10.5 | 5.7 | 3.84 | BM | Customer Bill Savings (e.g., Demand Charge Management, TOU Arbitrage) | Self Generation | Microgrid |  | 0 | Yes | AC-Coupled | PhotoVoltaic | 9.46 | 10.44
ESMASI-10290 |  |  |  |  | 2023-08-30 | 2022-02-04 | Residential |  | Lithium Ion |  | Enphase | 10.08 | 3.84 | 10.08 | 3.84 | BM |  |  |  |  | 0 | Yes | AC-Coupled | PhotoVoltaic | 11.84 | 13.28
ESMASI-14996 |  |  |  | Connected Solutions | 2023-08-30 | 2022-07-01 | Residential |  | Lithium Ion |  | Tesla | 0 | 0 | 13.5 | 5 | BM | Customer Bill Savings (e.g., Demand Charge Management, TOU Arbitrage) |  |  |  | 0 | Yes | AC-Coupled | PhotoVoltaic | 0 | 5
ESMASI-25959 |  |  | MA - SMART Program | Utility Connected Solutions DR Program | 2023-08-30 | 2023-04-05 | Residential |  | Lithium Ion |  | Tesla | 13.5 | 5 | 13.5 | 5 | BM | Customer Bill Savings (e.g., Demand Charge Management, TOU Arbitrage) | Peak Shaving/ Load Leveling |  |  | 0 | Yes | AC-Coupled | PhotoVoltaic | 12.8 | 7.6
ESMASI-27490 |  |  | MA - SMART Program |  | 2023-08-30 | 2023-05-11 | Residential |  | Lithium Ion |  | Tesla | 13.5 | 5 | 13.5 | 5 | BM | Customer Bill Savings (e.g., Demand Charge Management, TOU Arbitrage) | Peak Shaving/ Load Leveling |  |  | 0 | Yes | AC-Coupled | PhotoVoltaic | 9.6 | 7.6
ESMASI-28911 |  |  |  | Connected solutions | 2023-08-31 | 2023-06-19 | Residential |  | Lithium Ion |  | Tesla | 13.5 | 13.5 | 5 | 5 | BM |  |  |  |  | 0 | Yes | AC-Coupled | PhotoVoltaic | 10.73 | 12.1
ESMAEX-01935 |  | MA - Energy Efficiency/ DR Program | MA - Energy Efficiency/ DR Program |  | 2023-08-31 | 2022-12-20 | Commercial |  | Lithium Ion |  | Tesla | 13.5 | 5 | 13.5 | 5 | BM |  | Self Generation |  |  | 0 | Yes | AC-Coupled | PhotoVoltaic | 20 | 15
ESMAEX-01497 |  | MA - SMART Program |  | Connected Solutions Demand Response | 2023-08-31 | 2022-08-23 | Commercial |  | Lithium Ion |  | Tesla | 27 | 10 | 27 | 10 | BM | Customer Bill Savings (e.g., Demand Charge Management, TOU Arbitrage) | Renewable Shift | Reliability and Resiliency | Peak Shaving/ Load Leveling | 0 | Yes | AC-Coupled | PhotoVoltaic | 12.4 | 15.2
ESMASI-31265 |  |  |  |  | 2023-09-01 | 2023-08-18 | Residential |  | Lithium Ion |  | Tesla | 0 | 0 | 0 | 0 | BM | Reliability and Resiliency | Reliability and Resiliency |  | back up power only, zero export | 0 | Yes | AC-Coupled | PhotoVoltaic | 4.32 | 3.54
ESMASI-17506 |  |  |  |  | 2023-09-01 | 2022-09-06 | Residential |  | Lithium Ion |  | Tesla | 13.5 | 5.8 | 13.5 | 5 | BM | Peak Shaving/ Load Leveling | Peak Shaving/ Load Leveling |  |  | 0 | Yes | AC-Coupled | PhotoVoltaic | 9.36 | 12.67
ESMASI-24274 |  |  |  |  | 2023-09-01 | 2023-02-13 | Residential |  | Lithium Ion |  | Tesla | 13.5 | 5 | 13.5 | 5 | BM |  |  |  |  | 0 | Yes | AC-Coupled | PhotoVoltaic | 7.6 | 5
ESMASI-26916 |  |  | MA - SMART Program | Utility Connected Solutions DR Program | 2023-09-05 | 2023-04-27 | Residential |  | Lithium Ion |  | Tesla | 27 | 10 | 27 | 10 | BM | Customer Bill Savings (e.g., Demand Charge Management, TOU Arbitrage) | Peak Shaving/ Load Leveling |  |  | 0 | Yes | AC-Coupled | PhotoVoltaic | 17.2 | 15
ESMASI-09205 |  |  | MA - SMART Program |  | 2023-09-07 | 2021-12-21 | Residential |  | Other | Lithium Iron Phosphate | Other | 13 | 6.4 | 12 | 6 | BM | Customer Bill Savings (e.g., Demand Charge Management, TOU Arbitrage) | Reliability and Resiliency |  |  | 0 | Yes | AC-Coupled | PhotoVoltaic | 8.51 | 13.36
ESMASI-22257 |  |  | MA - SMART Program |  | 2023-09-07 | 2022-12-19 | Residential |  | Lithium Ion |  | Enphase | 19.4 | 15 | 19.4 | 15 | BM |  |  |  |  | 0 | Yes | AC-Coupled | PhotoVoltaic | 13.43 | 11.22
ESMAEX-01213 |  | MA - SMART Program |  | Connected Solutions Demand Response | 2023-09-07 | 2022-05-24 | Commercial |  | Lithium Ion |  | Tesla | 27 | 10 | 27 | 10 | BM | Peak Shaving/ Load Leveling | Renewable Shift | Reliability and Resiliency | Peak Shaving/ Load Leveling | 0 | Yes | AC-Coupled | PhotoVoltaic | 24 | 15.2
ESMAEX-02138 |  |  |  | Connected Solutions | 2023-09-07 | 2023-02-07 | Commercial |  | Lithium Ion |  | Tesla | 27 | 10 | 27 | 10 | BM | Customer Bill Savings (e.g., Demand Charge Management, TOU Arbitrage) | Renewable Shift | Reliability and Resiliency | Peak Shaving/ Load Leveling | 0 | Yes | AC-Coupled | PhotoVoltaic | 14.4 | 15.2
ESMASI-30438 |  |  |  |  | 2023-09-08 | 2023-07-28 | Residential |  | Lithium Ion |  | Enphase | 0 | 0 | 0 | 0 | BM | Reliability and Resiliency | Reliability and Resiliency |  | back up power only, zero export | 0 | Yes | AC-Coupled | PhotoVoltaic | 11.05 | 9.516
ESMASI-13280 |  |  | MA - SMART Program | ConnectedSolutions | 2023-09-08 | 2022-05-16 | Residential |  | Lithium Ion |  | Tesla | 13.5 | 5 | 13.5 | 5 | BM | Customer Bill Savings (e.g., Demand Charge Management, TOU Arbitrage) | Peak Shaving/ Load Leveling |  |  | 0 | Yes | AC-Coupled | PhotoVoltaic | 12.8 | 7.6
ESMASI-12487 |  |  |  |  | 2023-09-08 | 2022-04-22 | Residential |  | Lithium Ion |  | Tesla | 0 | 0 | 13.5 | 5 | BM |  |  |  |  | 0 | Yes | AC-Coupled | PhotoVoltaic | 0 | 5
ESMASI-19737 |  |  | MA - SMART Program | Utility Connected Solutions DR Program | 2023-09-08 | 2022-10-25 | Residential |  | Lithium Ion |  | Tesla | 0 | 0 | 13.5 | 7.6 | BM | Customer Bill Savings (e.g., Demand Charge Management, TOU Arbitrage) | Peak Shaving/ Load Leveling |  |  | 0 | Yes | AC-Coupled | PhotoVoltaic | 8.5 | 7.6
ESMASI-26766 |  |  | MA - SMART Program | Utility Connected Solutions DR Program | 2023-09-08 | 2023-04-25 | Residential |  | Lithium Ion |  | Tesla | 13.5 | 5 | 13.5 | 5 | BM | Customer Bill Savings (e.g., Demand Charge Management, TOU Arbitrage) | Peak Shaving/ Load Leveling |  |  | 0 | Yes | AC-Coupled | PhotoVoltaic | 9.6 | 12.6
ESMAEX-02289 |  | MA - SMART Program |  |  | 2023-09-08 | 2023-03-21 | Commercial |  | Lithium Ion |  | Other | 19.4 | 15 | 19.4 | 15 | BM | Customer Bill Savings (e.g., Demand Charge Management, TOU Arbitrage) | Self Generation |  |  | 0 | Yes | DC-Coupled | PhotoVoltaic | 21.87 | 15.2
ESMAEX-01601 |  | MA - SMART Program |  | Connected Solutions Demand Response | 2023-09-08 | 2022-09-19 | Commercial |  | Lithium Ion |  | Tesla | 27 | 10 | 27 | 10 | BM | Customer Bill Savings (e.g., Demand Charge Management, TOU Arbitrage) | Renewable Shift | Reliability and Resiliency | Peak Shaving/ Load Leveling | 0 | No | AC-Coupled | PhotoVoltaic | 27.864 | 22.8
ESMAEX-01398 |  | MA - SMART Program |  | Connected Solutions Demand Response | 2023-09-11 | 2022-07-21 | Commercial |  | Lithium Ion |  | Tesla | 13.5 | 5 | 13.5 | 15 | BM | Customer Bill Savings (e.g., Demand Charge Management, TOU Arbitrage) | Renewable Shift | Reliability and Resiliency | Peak Shaving/ Load Leveling | 0 | Yes | AC-Coupled | PhotoVoltaic | 10.4 | 22.5
ESMASI-31268 |  |  |  | Net Metering | 2023-09-12 | 2023-08-18 | Residential |  | Lithium Ion |  | LG Chem | 9.8 | 5 | 9.8 | 5 | BM |  |  |  | Backup | 0 | Yes | DC-Coupled | PhotoVoltaic | 4.125 | 3.8
ESMAEX-02470 |  | MA - SMART Program |  | Connected Solutions Demand Response | 2023-09-12 | 2023-05-10 | Commercial |  | Lithium Ion |  | Tesla | 13.5 | 5 | 13.5 | 5 | BM | Customer Bill Savings (e.g., Demand Charge Management, TOU Arbitrage) | Renewable Shift | Reliability and Resiliency | Peak Shaving/ Load Leveling | 0 | Yes | AC-Coupled | PhotoVoltaic | 14.4 | 15.2
ESMASI-25283 |  |  | MA - SMART Program |  | 2023-09-13 | 2023-03-15 | Residential |  | Lithium Ion |  | Other | 9.7 | 7.5 | 9.7 | 5 | BM | Peak Shaving/ Load Leveling | Peak Shaving/ Load Leveling |  |  | 0 | Yes | DC-Coupled | PhotoVoltaic | 14.8 | 10
ESMASI-26006 |  |  |  |  | 2023-09-13 | 2023-04-06 | Residential |  | Lithium Ion |  | Tesla | 0 | 0 | 13.5 | 0 | BM |  |  |  |  | 0 | Yes | AC-Coupled | PhotoVoltaic | 9.48 | 7.6
ESMAEX-02518 |  |  |  | Utility DR program | 2023-09-13 | 2023-05-25 | Commercial |  | Lithium Ion |  | Tesla | 27 | 10 | 27 | 10 | BM | Customer Bill Savings (e.g., Demand Charge Management, TOU Arbitrage) | Renewable Shift | Reliability and Resiliency | Peak Shaving/ Load Leveling | 0 | Yes | AC-Coupled | PhotoVoltaic | 20 | 20
ESMASI-27701 |  |  |  |  | 2023-09-14 | 2023-05-16 | Residential |  | Lithium Ion |  | Other | 9.7 | 5 | 9.7 | 5 | BM |  |  |  |  | 0 | Yes | DC-Coupled | PhotoVoltaic | 11.89 | 10
ESMASI-24365 |  |  |  |  | 2023-09-14 | 2023-02-16 | Residential |  | Lithium Ion |  | Other | 0 | 0 | 13 | 6 | BM |  |  |  |  | 0 | Yes | AC-Coupled | PhotoVoltaic | 8.3 | 13.68
ESMASI-27217 |  |  | MA - SMART Program |  | 2023-09-14 | 2023-05-04 | Residential |  | Lithium Ion |  | Tesla | 0 | 0 | 13.5 | 7.6 | BM | Customer Bill Savings (e.g., Demand Charge Management, TOU Arbitrage) | Self Generation |  |  | 0 | Yes | AC-Coupled | PhotoVoltaic | 4.38 | 7.6
ESMAEX-00854 |  | MA - SMART Program |  | Connected Solutions Demand Response | 2023-09-14 | 2022-02-24 | Commercial |  | Lithium Ion |  | Tesla | 13.5 | 0 | 13.5 | 5 | BM | Customer Bill Savings (e.g., Demand Charge Management, TOU Arbitrage) | Renewable Shift | Reliability and Resiliency | Peak Shaving/ Load Leveling | 0 | Yes | AC-Coupled | PhotoVoltaic | 17 | 15.2
ESMAEX-01111 |  | MA - SMART Program |  |  | 2023-09-15 | 2022-04-25 | Commercial |  | Lithium Ion |  | Tesla | 10 | 10 | 10 | 10 | BM | Customer Bill Savings (e.g., Demand Charge Management, TOU Arbitrage) | Renewable Shift | Reliability and Resiliency | Peak Shaving/ Load Leveling | 0 | Yes | AC-Coupled | Other | 0 | 10
ESMASI-29138 |  |  |  |  | 2023-09-15 | 2023-06-23 | Residential |  | Lithium Ion |  | Tesla | 0 | 0 | 13.5 | 5 | BM |  |  |  | backup only | 0 | Yes | AC-Coupled | PhotoVoltaic | 10.4 | 12.6
ESMASI-25668 |  |  | MA - SMART Program |  | 2023-09-18 | 2023-03-27 | Residential |  | Lithium Ion |  | Other | 20 | 20 | 10 | 10 | BM |  |  |  | Connected Solutions | 0 | Yes | DC-Coupled | PhotoVoltaic | 19.845 | 10
ESMASI-30174 |  |  | MA - SMART Program |  | 2023-09-20 | 2023-07-22 | Residential |  | Lithium Ion |  | Enphase | 0 | 0 | 3.5 | 7.68 | BM |  |  |  |  | 0 | Yes | AC-Coupled | PhotoVoltaic | 6 | 13.17
ESMAEX-01961 |  |  |  | Connected Solutions | 2023-09-20 | 2023-01-04 | Commercial |  | Lithium Ion |  | Tesla | 14 | 5 | 14 | 5 | BM |  |  |  | Backup Power, Connected Solutions | 0 | Yes | AC-Coupled | PhotoVoltaic | 30.635 | 39.75
ESMAEX-02370 |  |  |  | Connected Solutions Demand Response | 2023-09-21 | 2023-04-11 | Commercial |  | Lithium Ion |  | Tesla | 27 | 10 | 27 | 10 | BM | Customer Bill Savings (e.g., Demand Charge Management, TOU Arbitrage) | Renewable Shift | Reliability and Resiliency | Peak Shaving/ Load Leveling | 0 | Yes | AC-Coupled | PhotoVoltaic | 11.2 | 15.2
ESMASI-19488 |  |  | MA - Energy Efficiency/ DR Program |  | 2023-09-22 | 2022-10-19 | Residential |  | Lithium Ion |  | Tesla | 14 | 5 | 5 | 5 | BM | Reliability and Resiliency | Reliability and Resiliency |  |  | 0 | Yes | AC-Coupled | PhotoVoltaic | 13.2 | 15
ESMASI-14203 |  |  |  | Connected Solutions | 2023-09-22 | 2022-06-09 | Residential |  | Lithium Ion |  | LG Chem | 9.6 | 5 | 9.6 | 5 | BM | Reliability and Resiliency | Reliability and Resiliency |  |  | 0 | Yes | DC-Coupled | PhotoVoltaic | 11.62 | 0
ESMASI-28183 |  |  |  |  | 2023-09-22 | 2023-05-29 | Residential |  | Lithium Ion |  | Tesla | 13.5 | 5 | 13.5 | 5 | BM | Customer Bill Savings (e.g., Demand Charge Management, TOU Arbitrage) | Peak Shaving/ Load Leveling |  |  | 0 | Yes | AC-Coupled | PhotoVoltaic | 6.4 | 7.6
ESMAEX-02403 |  |  |  |  | 2023-09-22 | 2023-04-21 | Commercial |  | Lithium Ion |  | Tesla | 40.5 | 15 | 40.5 | 15 | BM | Customer Bill Savings (e.g., Demand Charge Management, TOU Arbitrage) | Reliability and Resiliency |  |  | 0 | Yes | AC-Coupled | Other | 0 | 15
ESMASI-24801 |  |  |  |  | 2023-09-25 | 2023-03-01 | Residential |  | Lithium Ion |  | Enphase | 0 | 0 | 10.08 | 3.84 | BM |  |  |  |  | 0 | Yes | AC-Coupled | PhotoVoltaic | 10.14 | 11.51
ESMASI-18669 |  |  | MA - SMART Program |  | 2023-09-25 | 2022-10-01 | Residential |  | Lithium Ion |  | Tesla | 13.5 | 7 | 13.5 | 5 | BM | Peak Shaving/ Load Leveling | Peak Shaving/ Load Leveling |  |  | 0 | Yes | AC-Coupled | PhotoVoltaic | 11.2 | 12.6
ESMASI-28870 |  |  | MA - Energy Efficiency/ DR Program |  | 2023-09-26 | 2023-06-16 | Residential |  | Lithium Ion |  | Tesla | 0 | 0 | 13.5 | 5 | BM | Self Generation | Self Generation |  |  | 0 | Yes | AC-Coupled | PhotoVoltaic | 8 | 5
ESMAEX-02312 |  |  |  | REC 1 | 2023-09-26 | 2023-03-27 | Commercial |  | Lithium Ion |  | Tesla | 13.5 | 7.6 | 13.5 | 7.6 | BM | Customer Bill Savings (e.g., Demand Charge Management, TOU Arbitrage) | Self Generation |  |  | 0 | Yes | AC-Coupled | PhotoVoltaic | 10.8 | 15.2
ESMASI-29809 |  |  |  |  | 2023-09-27 | 2023-07-12 | Residential |  | Lithium Ion |  | Enphase | 3.36 | 3.36 | 3.36 | 3.36 | BM |  |  |  |  | 0 | Yes | AC-Coupled | PhotoVoltaic | 10.2 | 11.16
ESMASI-27177 |  |  |  | Connected solutions | 2023-09-27 | 2023-05-04 | Residential |  | Lithium Ion |  | Enphase | 0 | 0 | 16.8 | 6.4 | BM | Reliability and Resiliency | Reliability and Resiliency |  |  | 0 | Yes | AC-Coupled | PhotoVoltaic | 11.6 | 14.81
ESMAEX-02248 |  | MA - SMART Program |  | Connected Solutions | 2023-09-27 | 2023-03-08 | Commercial |  | Lithium Ion |  | Tesla | 27 | 10 | 27 | 10 | BM | Customer Bill Savings (e.g., Demand Charge Management, TOU Arbitrage) | Renewable Shift | Reliability and Resiliency | Peak Shaving/ Load Leveling | 0 | Yes | AC-Coupled | PhotoVoltaic | 15.6 | 15.2
ESMAEX-01805 |  | MA - SMART Program |  | Connected Solutions Demand Response | 2023-09-28 | 2022-11-14 | Commercial |  | Lithium Ion |  | Tesla | 27 | 10 | 27 | 10 | BM | Customer Bill Savings (e.g., Demand Charge Management, TOU Arbitrage) | Renewable Shift | Reliability and Resiliency | Peak Shaving/ Load Leveling | 0 | Yes | AC-Coupled | PhotoVoltaic | 9.6 | 15.2
ESMAEX-02007 |  | MA - SMART Program |  | Connected Solutions Demand Response | 2023-09-28 | 2023-01-12 | Commercial |  | Lithium Ion |  | Tesla | 27 | 10 | 27 | 10 | BM | Customer Bill Savings (e.g., Demand Charge Management, TOU Arbitrage) | Renewable Shift | Reliability and Resiliency | Peak Shaving/ Load Leveling | 0 | Yes | AC-Coupled | PhotoVoltaic | 14.4 | 15.2
ESMAEX-02627 |  | MA - DOER/ MassCEC Funded Projects | MA - SMART Program |  | 2023-09-28 | 2023-06-28 | Commercial |  | Lithium Ion |  | Tesla | 28 | 11.6 | 28 | 10 | BM | Reliability and Resiliency | Renewable Shift |  |  | 0 | Yes | AC-Coupled | PhotoVoltaic | 10.935 | 18.1
ESMASI-30657 |  |  |  |  | 2023-09-29 | 2023-08-03 | Residential |  | Lithium Ion |  | Tesla | 0 | 0 | 13.5 | 5 | BM |  |  |  |  | 0 | Yes | AC-Coupled | PhotoVoltaic | 10 | 12.6
ESMAEX-02035 |  |  |  |  | 2023-09-29 | 2023-01-17 | Commercial |  | Lithium Ion |  | Tesla | 27 | 10 | 27 | 10 | BM |  |  |  |  | 0 | Yes | AC-Coupled | PhotoVoltaic | 13.2 | 15.2
ESMASI-19303 |  |  |  |  | 2023-10-02 | 2022-10-14 | Residential |  | Lithium Ion |  | Tesla | 0 | 0 | 0 | 0 | BM | Reliability and Resiliency | Reliability and Resiliency |  | back up power only, zero export | 0 | Yes | AC-Coupled | PhotoVoltaic | 0 | 0
ESMASI-31347 |  |  |  |  | 2023-10-02 | 2023-08-21 | Residential |  | Lithium Ion |  | Enphase | 0 | 0 | 10 | 3.84 | BM |  |  |  |  | 0 | Yes | AC-Coupled | PhotoVoltaic | 14.43 | 13.82
ESMAEX-01326 |  | MA - SMART Program |  |  | 2023-10-02 | 2022-06-27 | Commercial |  | Lithium Ion |  | Tesla | 10 | 10 | 10 | 10 | BM |  | Self Generation |  |  | 0 | Yes | AC-Coupled | PhotoVoltaic | 9.45 | 17.6
ESMASI-25548 |  |  | MA - SMART Program | Utility Connected Solutions DR Program | 2023-10-02 | 2023-03-23 | Residential |  | Lithium Ion |  | Tesla | 27 | 10 | 27 | 10 | BM | Customer Bill Savings (e.g., Demand Charge Management, TOU Arbitrage) | Peak Shaving/ Load Leveling |  |  | 0 | Yes | AC-Coupled | PhotoVoltaic | 18.8 | 14.88
ESMAEX-01481 |  |  |  |  | 2023-10-03 | 2022-08-18 | Commercial |  | Lithium Ion |  | Enphase | 2.6 | 7.68 | 2.6 | 7.68 | BM |  |  |  |  | 0 | Yes | AC-Coupled | Other | 0 | 7.68
ESMAEX-01962 |  | MA - Energy Efficiency/ DR Program | MA - Energy Efficiency/ DR Program |  | 2023-10-03 | 2023-01-05 | Commercial |  | Lithium Ion |  | Tesla | 10 | 10 | 10 | 10 | BM | Reliability and Resiliency |  |  |  | 0 | Yes | AC-Coupled | PhotoVoltaic | 8.8 | 7.6
ESMASI-27822 |  |  | MA - SMART Program |  | 2023-10-03 | 2023-05-18 | Residential |  | Lithium Ion |  | Tesla | 13.5 | 5 | 13.5 | 5 | BM | Customer Bill Savings (e.g., Demand Charge Management, TOU Arbitrage) | Peak Shaving/ Load Leveling |  |  | 0 | Yes | AC-Coupled | PhotoVoltaic | 9.6 | 12.6
ESMAEX-00962 |  | MA - SMART Program |  | Connected Solutions Demand Response | 2023-10-03 | 2022-03-24 | Commercial |  | Lithium Ion |  | Tesla | 27 | 10 | 27 | 10 | BM | Customer Bill Savings (e.g., Demand Charge Management, TOU Arbitrage) | Renewable Shift | Reliability and Resiliency | Peak Shaving/ Load Leveling | 0 | Yes | AC-Coupled | PhotoVoltaic | 15.6 | 15.2
ESMASI-26418 |  |  | MA - SMART Program | Utility Connected Solutions DR Program | 2023-10-04 | 2023-04-17 | Residential |  | Lithium Ion |  | Tesla | 13.5 | 5 | 13.5 | 5 | BM | Customer Bill Savings (e.g., Demand Charge Management, TOU Arbitrage) | Peak Shaving/ Load Leveling |  |  | 0 | Yes | AC-Coupled | PhotoVoltaic | 8.8 | 12.6
ESMAEX-01526 |  | MA - SMART Program |  | Connected Solutions Demand Response | 2023-10-04 | 2022-08-30 | Commercial |  | Lithium Ion |  | Tesla | 27 | 10 | 27 | 10 | BM | Customer Bill Savings (e.g., Demand Charge Management, TOU Arbitrage) | Renewable Shift | Reliability and Resiliency | Peak Shaving/ Load Leveling | 0 | Yes | AC-Coupled | PhotoVoltaic | 19.2 | 15.2
ESMAEX-02025 |  | MA - SMART Program |  | Connected Solutions Demand Response | 2023-10-04 | 2023-01-14 | Commercial |  | Lithium Ion |  | Tesla | 27 | 10 | 27 | 10 | BM | Customer Bill Savings (e.g., Demand Charge Management, TOU Arbitrage) | Renewable Shift | Reliability and Resiliency | Peak Shaving/ Load Leveling | 0 | Yes | AC-Coupled | PhotoVoltaic | 11.448 | 15.2
ESMASI-27005 |  |  | MA - SMART Program |  | 2023-10-04 | 2023-05-01 | Residential |  | Lithium Ion |  | LG Chem | 38.4 | 20 | 38.4 | 17.6 | BM | Microgrid | Microgrid | Microgrid |  | 0 | Yes | DC-Coupled | PhotoVoltaic | 26.4 | 13.8
ESMASI-25800 |  |  |  | CONNECTED SOLUTIONS | 2023-10-05 | 2023-03-31 | Residential |  | Lithium Ion |  | Other | 20 | 20 | 10 | 10 | BM |  |  |  | BACKUP POWER | 0 | Yes | DC-Coupled | PhotoVoltaic | 15.39 | 10
ESMAEX-01927 |  | MA - Energy Efficiency/ DR Program | MA - Energy Efficiency/ DR Program |  | 2023-10-05 | 2022-12-14 | Commercial |  | Lithium Ion |  | Tesla | 10 | 10 | 10 | 10 | BM | Reliability and Resiliency |  |  |  | 0 | Yes | AC-Coupled | PhotoVoltaic | 10 | 10
ESMAEX-02140 |  | MA - SMART Program |  | Connected Solutions Demand Response | 2023-10-05 | 2023-02-08 | Commercial |  | Lithium Ion |  | Tesla | 13.5 | 5 | 13.5 | 5 | BM | Customer Bill Savings (e.g., Demand Charge Management, TOU Arbitrage) | Renewable Shift | Reliability and Resiliency | Peak Shaving/ Load Leveling | 0 | Yes | AC-Coupled | PhotoVoltaic | 14 | 15.2
ESMASI-16893 |  |  | MA - SMART Program | Net Metering | 2023-10-06 | 2022-08-22 | Residential |  | Lithium Ion |  | LG Chem | 9.8 | 5 | 9.8 | 5 | BM |  |  |  | Backup | 0 | Yes | DC-Coupled | PhotoVoltaic | 17.38 | 12
ESMASI-20235 |  |  | MA - SMART Program | Utility Connected Solutions DR Program | 2023-10-06 | 2022-11-03 | Residential |  | Lithium Ion |  | Tesla | 13.5 | 5 | 13.5 | 5 | BM | Customer Bill Savings (e.g., Demand Charge Management, TOU Arbitrage) | Peak Shaving/ Load Leveling |  |  | 0 | Yes | AC-Coupled | PhotoVoltaic | 10 | 7.6
ESMASI-27302 |  |  |  | Class 1 REC | 2023-10-06 | 2023-05-08 | Residential |  | Lithium Ion |  | Tesla | 0 | 0 | 13.5 | 7.6 | BM | Customer Bill Savings (e.g., Demand Charge Management, TOU Arbitrage) | Self Generation |  |  | 0 | Yes | AC-Coupled | PhotoVoltaic | 8.4 | 7.6
ESMASI-28855 |  |  | MA - SMART Program | Utility Connected Solutions DR Program | 2023-10-06 | 2023-06-16 | Residential |  | Lithium Ion |  | Tesla | 13.5 | 5 | 13.5 | 5 | BM | Customer Bill Savings (e.g., Demand Charge Management, TOU Arbitrage) | Peak Shaving/ Load Leveling |  |  | 0 | Yes | AC-Coupled | PhotoVoltaic | 7.6 | 12.6
ESMAEX-00570 |  |  |  |  | 2023-10-06 | 2021-11-05 | Commercial |  | Lithium Ion |  | Tesla | 27 | 10 | 27 | 10 | BM |  |  |  |  | 0 | Yes | AC-Coupled | PhotoVoltaic | 0 | 10
ESMASI-27799 |  |  |  |  | 2023-10-10 | 2023-05-18 | Residential |  | Lithium Ion |  | Tesla | 13.5 | 13.5 | 4.97 | 4.97 | BM | Reliability and Resiliency | Reliability and Resiliency |  | Connected solutions | 0 | Yes | AC-Coupled | PhotoVoltaic | 12.58 | 4.97
ESMASI-28492 |  |  | MA - SMART Program | Net Metering | 2023-10-10 | 2023-06-07 | Residential |  | Lithium Ion |  | Tesla | 0 | 0 | 13.5 | 5 | BM |  |  |  | Backup | 0 | Yes | AC-Coupled | PhotoVoltaic | 8.97 | 12.67
ESMASI-25546 |  |  | MA - SMART Program | Utility Connected Solutions DR Program | 2023-10-11 | 2023-03-23 | Residential |  | Lithium Ion |  | Tesla | 13.5 | 5 | 13.5 | 5 | BM | Customer Bill Savings (e.g., Demand Charge Management, TOU Arbitrage) | Peak Shaving/ Load Leveling |  |  | 0 | Yes | AC-Coupled | PhotoVoltaic | 8.8 | 12.6
ESMASI-25961 |  |  | MA - SMART Program |  | 2023-10-11 | 2023-04-05 | Residential |  | Lithium Ion |  | Tesla | 13.5 | 5 | 13.5 | 5 | BM | Customer Bill Savings (e.g., Demand Charge Management, TOU Arbitrage) | Peak Shaving/ Load Leveling |  |  | 0 | Yes | AC-Coupled | PhotoVoltaic | 11.2 | 12.6
ESMAEX-01766 |  |  |  |  | 2023-10-12 | 2022-11-04 | Commercial |  | Lithium Ion |  | Tesla | 7 | 14 | 7 | 7 | BM |  |  |  |  | 0 | Yes | AC-Coupled | PhotoVoltaic | 5.2 | 5
ESMAEX-02702 |  |  |  |  | 2023-10-12 | 2023-07-21 | Commercial |  | Lithium Ion |  | Enphase | 10.08 | 3.84 | 10.08 | 3.84 | BM |  |  |  |  | 0 | Yes | AC-Coupled | PhotoVoltaic | 15.39 | 11.21
ESMAEX-02485 |  |  |  | Class 1 REC | 2023-10-12 | 2023-05-16 | Commercial |  | Lithium Ion |  | Tesla | 13.5 | 13.5 | 13.5 | 7.6 | BM | Customer Bill Savings (e.g., Demand Charge Management, TOU Arbitrage) | Self Generation |  |  | 0 | Yes | AC-Coupled | PhotoVoltaic | 22.4 | 15.2
ESMAEX-01804 |  | MA - DOER/ MassCEC Funded Projects |  |  | 2023-10-12 | 2022-11-14 | Commercial |  | Lithium Ion |  | Tesla | 14 | 5.8 | 14 | 5 | BM | Reliability and Resiliency | Renewable Shift |  |  | 0 | Yes | AC-Coupled | Fuel Cell | 0 | 10
ESMAEX-01030 |  | MA - SMART Program |  | ConnectedSolutions | 2023-10-12 | 2022-04-07 | Commercial |  | Lithium Ion |  | Tesla | 27 | 10 | 27 | 10 | BM | Customer Bill Savings (e.g., Demand Charge Management, TOU Arbitrage) | Renewable Shift | Reliability and Resiliency | Peak Shaving/ Load Leveling | 0 | Yes | AC-Coupled | PhotoVoltaic | 15.3 | 25.2
ESMAEX-02366 |  | MA - SMART Program |  | Connected Solutions Demand Response | 2023-10-13 | 2023-04-10 | Commercial |  | Lithium Ion |  | Tesla | 27 | 10 | 27 | 10 | BM | Customer Bill Savings (e.g., Demand Charge Management, TOU Arbitrage) | Renewable Shift | Reliability and Resiliency | Peak Shaving/ Load Leveling | 0 | Yes | AC-Coupled | PhotoVoltaic | 18.8 | 15.2
ESMAEX-01836 |  |  |  |  | 2023-10-13 | 2022-11-21 | Commercial |  | Lithium Ion |  | Tesla | 27 | 10 | 27 | 10 | BM |  |  |  |  | 0 | Yes | AC-Coupled | PhotoVoltaic | 16.99 | 12.9
ESMASI-32547 |  |  |  |  | 2023-10-16 | 2023-09-19 | Residential |  | Lithium Ion |  | sonnenBacterie | 8 | 8 | 8 | 8 | BM |  |  |  |  | 0 | Yes | AC-Coupled | PhotoVoltaic | 7.36 | 8
ESMAEX-00967 |  | MA - SMART Program |  | Connected Solutions Demand Response | 2023-10-16 | 2022-03-25 | Commercial |  | Lithium Ion |  | Tesla | 27 | 10 | 27 | 10 | BM | Customer Bill Savings (e.g., Demand Charge Management, TOU Arbitrage) | Renewable Shift | Reliability and Resiliency | Peak Shaving/ Load Leveling | 0 | Yes | AC-Coupled | PhotoVoltaic | 12.24 | 15.2
ESMASI-28946 |  |  | MA - SMART Program |  | 2023-10-17 | 2023-06-19 | Residential |  | Lithium Ion |  | Tesla | 13.5 | 5 | 13.5 | 5 | BM | Customer Bill Savings (e.g., Demand Charge Management, TOU Arbitrage) | Peak Shaving/ Load Leveling |  |  | 0 | Yes | AC-Coupled | PhotoVoltaic | 4.8 | 7.6
ESMAEX-02473 |  |  |  | Class 1 RECs | 2023-10-17 | 2023-05-11 | Commercial |  | Lithium Ion |  | Tesla | 13.5 | 13.5 | 13.5 | 7.6 | BM | Customer Bill Savings (e.g., Demand Charge Management, TOU Arbitrage) | Self Generation |  |  | 0 | Yes | AC-Coupled | PhotoVoltaic | 13.2 | 15.2
ESMAEX-01521 |  | MA - SMART Program |  | Connected Solutions Demand Response | 2023-10-17 | 2022-08-29 | Commercial |  | Lithium Ion |  | Tesla | 27 | 10 | 27 | 10 | BM | Customer Bill Savings (e.g., Demand Charge Management, TOU Arbitrage) | Renewable Shift | Reliability and Resiliency | Peak Shaving/ Load Leveling | 0 | Yes | AC-Coupled | PhotoVoltaic | 21.6 | 20.2
ESMAEX-01589 |  |  |  |  | 2023-10-17 | 2022-09-14 | Commercial |  | Lithium Ion |  | Tesla | 27 | 7.6 | 27 | 10 | BM |  |  |  |  | 0 | Yes | AC-Coupled | PhotoVoltaic | 15.4 | 15.2
ESMASI-23190 |  |  |  |  | 2023-10-18 | 2023-01-13 | Residential |  | Other | Lithium Ion Phosphate | Enphase | 3.36 | 3.36 | 3.36 | 3.36 | BM |  |  |  |  | 0 | Yes | AC-Coupled | PhotoVoltaic | 9.8 | 9.61
ESMAEX-02615 |  | MA - SMART Program |  | Connected Solutions Demand Response | 2023-10-18 | 2023-06-26 | Commercial |  | Lithium Ion |  | Tesla | 27 | 10 | 27 | 10 | BM | Customer Bill Savings (e.g., Demand Charge Management, TOU Arbitrage) | Renewable Shift | Reliability and Resiliency | Peak Shaving/ Load Leveling | 0 | Yes | AC-Coupled | PhotoVoltaic | 17.82 | 15.2
ESMASI-26703 |  |  |  |  | 2023-10-19 | 2023-04-24 | Residential |  | Lithium Ion |  | Enphase | 0 | 0 | 10.5 | 3.84 | BM |  |  |  |  | 0 | Yes | AC-Coupled | PhotoVoltaic | 11.6 | 12.395
ESMASI-22239 |  |  | MA - SMART Program |  | 2023-10-20 | 2022-12-19 | Residential |  | Lithium Ion |  | Enphase | 10.08 | 3.84 | 10.08 | 3.84 | BM | Customer Bill Savings (e.g., Demand Charge Management, TOU Arbitrage) |  |  |  | 0 | Yes | AC-Coupled | PhotoVoltaic | 7.29 | 9.24
ESMASI-28738 |  |  | MA - SMART Program | Utility Connected Solutions DR Program | 2023-10-20 | 2023-06-14 | Residential |  | Lithium Ion |  | Tesla | 13.5 | 5 | 13.5 | 5 | BM | Customer Bill Savings (e.g., Demand Charge Management, TOU Arbitrage) | Peak Shaving/ Load Leveling |  |  | 0 | Yes | AC-Coupled | PhotoVoltaic | 9.6 | 7.6
ESMASI-30036 |  |  |  |  | 2023-10-20 | 2023-07-19 | Residential |  | Lithium Ion |  | Tesla | 13.5 | 5 | 13.5 | 5 | BM |  |  |  |  | 0 | Yes | DC-Coupled | PhotoVoltaic | 8.1 | 7.6
ESMAEX-01898 |  | MA - SMART Program |  | Connected Solutions Demand Response | 2023-10-23 | 2022-12-07 | Commercial |  | Lithium Ion |  | Tesla | 13.5 | 5 | 13.5 | 5 | BM | Customer Bill Savings (e.g., Demand Charge Management, TOU Arbitrage) | Renewable Shift | Reliability and Resiliency | Peak Shaving/ Load Leveling | 0 | Yes | AC-Coupled | PhotoVoltaic | 19.6 | 15.2
ESMAEX-02515 |  |  |  | Class 1 REC | 2023-10-23 | 2023-05-24 | Commercial |  | Lithium Ion |  | Tesla | 13.5 | 13.5 | 13.5 | 7.6 | BM | Customer Bill Savings (e.g., Demand Charge Management, TOU Arbitrage) | Self Generation |  |  | 0 | Yes | AC-Coupled | PhotoVoltaic | 18 | 15.2
ESMAEX-02061 |  | MA - SMART Program |  | Connected Solutions Demand Response | 2023-10-23 | 2023-01-23 | Commercial |  | Lithium Ion |  | Tesla | 27 | 10 | 27 | 10 | BM | Customer Bill Savings (e.g., Demand Charge Management, TOU Arbitrage) | Renewable Shift | Reliability and Resiliency | Peak Shaving/ Load Leveling | 0 | Yes | AC-Coupled | PhotoVoltaic | 15.2 | 15.2
ESMAEX-02145 |  | MA - SMART Program |  | Connected Solutions Demand Response | 2023-10-23 | 2023-02-09 | Commercial |  | Lithium Ion |  | Tesla | 27 | 10 | 27 | 10 | BM | Customer Bill Savings (e.g., Demand Charge Management, TOU Arbitrage) | Renewable Shift | Reliability and Resiliency | Peak Shaving/ Load Leveling | 0 | Yes | AC-Coupled | PhotoVoltaic | 17.424 | 15.2
ESMAEX-01607 |  | MA - SMART Program |  | Connected Solutions Demand Response | 2023-10-23 | 2022-09-20 | Commercial |  | Lithium Ion |  | Tesla | 40.5 | 15 | 40.5 | 15 | BM | Customer Bill Savings (e.g., Demand Charge Management, TOU Arbitrage) | Renewable Shift | Reliability and Resiliency | Peak Shaving/ Load Leveling | 0 | Yes | AC-Coupled | PhotoVoltaic | 26.4 | 34
ESMASI-29746 |  |  | MA - SMART Program | Utility Connected Solutions DR Program | 2023-10-25 | 2023-07-11 | Residential |  | Lithium Ion |  | Tesla | 13.5 | 5 | 13.5 | 5 | BM | Customer Bill Savings (e.g., Demand Charge Management, TOU Arbitrage) | Peak Shaving/ Load Leveling |  |  | 0 | Yes | DC-Coupled | PhotoVoltaic | 8 | 7.6
ESMASI-29839 |  |  |  |  | 2023-10-25 | 2023-07-13 | Residential |  | Lithium Ion |  | Tesla | 0 | 0 | 13.5 | 5 | BM | Customer Bill Savings (e.g., Demand Charge Management, TOU Arbitrage) |  |  |  | 0 | Yes | AC-Coupled | PhotoVoltaic | 4.86 | 8.6
ESMASI-31070 |  |  |  | Connected solutions | 2023-10-25 | 2023-08-15 | Residential |  | Lithium Ion |  | Tesla | 0 | 0 | 13.5 | 5 | BM | Customer Bill Savings (e.g., Demand Charge Management, TOU Arbitrage) | Peak Shaving/ Load Leveling |  |  | 0 | Yes | AC-Coupled | PhotoVoltaic | 0 | 5
ESMAEX-00685 |  |  |  |  | 2023-10-25 | 2021-12-21 | Commercial |  | Lithium Ion |  | Tesla | 27 | 27 | 27 | 10 | BM | Reliability and Resiliency |  |  | Connected Solutions | 0 | Yes | AC-Coupled | PhotoVoltaic | 9.81 | 10
ESMASI-31870 |  |  |  |  | 2023-10-26 | 2023-09-01 | Residential |  | Lithium Ion |  | Tesla | 0 | 0 | 0 | 0 | BM | Reliability and Resiliency | Reliability and Resiliency |  | back up power only, zero export | 0 | Yes | AC-Coupled | PhotoVoltaic | 7.56 | 6.195
ESMASI-13818 |  |  |  |  | 2023-10-26 | 2022-05-31 | Residential |  | Lithium Ion |  | Tesla | 5 | 14 | 5 | 5 | BM |  |  |  |  | 0 | Yes | AC-Coupled | PhotoVoltaic | 0 | 5
ESMASI-28484 |  |  |  | Utility Connected Solutions DR Program | 2023-10-26 | 2023-06-07 | Residential |  | Lithium Ion |  | Tesla | 13.5 | 5 | 13.5 | 5 | BM | Customer Bill Savings (e.g., Demand Charge Management, TOU Arbitrage) | Peak Shaving/ Load Leveling |  |  | 0 | Yes | AC-Coupled | PhotoVoltaic | 8.8 | 7.6
ESMASI-17125 |  |  |  |  | 2023-10-26 | 2022-08-26 | Residential |  | Lithium Ion |  | Enphase | 21 | 7.68 | 21 | 7.68 | BM |  |  |  |  | 0 | Yes | AC-Coupled | PhotoVoltaic | 7.2 | 13.08
ESMASI-28889 |  |  | MA - SMART Program |  | 2023-10-27 | 2023-06-16 | Residential |  | Lithium Ion |  | Tesla | 13.5 | 5 | 13.5 | 5 | BM | Customer Bill Savings (e.g., Demand Charge Management, TOU Arbitrage) | Peak Shaving/ Load Leveling |  |  | 0 | Yes | AC-Coupled | PhotoVoltaic | 8 | 12.6
ESMASI-30850 |  |  | MA - SMART Program | Utility Connected Solutions DR Program | 2023-10-27 | 2023-08-09 | Residential |  | Lithium Ion |  | Tesla | 13.5 | 5 | 13.5 | 5 | BM | Customer Bill Savings (e.g., Demand Charge Management, TOU Arbitrage) | Peak Shaving/ Load Leveling |  |  | 0 | Yes | DC-Coupled | PhotoVoltaic | 8.075 | 7.6
ESMASI-29206 |  |  | MA - Energy Efficiency/ DR Program |  | 2023-10-27 | 2023-06-26 | Residential |  | Other | Lithium Iron Phosphate | Other | 0 | 0 | 13.6 | 5 | BM | Self Generation | Self Generation | Microgrid |  | 0 | Yes | AC-Coupled | PhotoVoltaic | 11.2 | 15
ESMAEX-01795 |  | MA - SMART Program |  | Connected Solutions Demand Response | 2023-10-27 | 2022-11-10 | Commercial |  | Lithium Ion |  | Tesla | 40.5 | 15 | 40.5 | 15 | BM | Customer Bill Savings (e.g., Demand Charge Management, TOU Arbitrage) | Renewable Shift | Reliability and Resiliency | Peak Shaving/ Load Leveling | 0 | Yes | AC-Coupled | PhotoVoltaic | 15.12 | 15.2
ESMASI-23197 |  |  | MA - SMART Program |  | 2023-10-30 | 2023-01-13 | Residential |  | Lithium Ion |  | Enphase | 10.08 | 10.5 | 8.97 | 3.84 | BM | Customer Bill Savings (e.g., Demand Charge Management, TOU Arbitrage) | Microgrid | Microgrid |  | 0 | Yes | AC-Coupled | PhotoVoltaic | 9.96 | 12.54
ESMASI-26894 |  |  | MA - SMART Program |  | 2023-10-30 | 2023-04-27 | Residential |  | Lithium Ion |  | Other | 0 | 0 | 13.6 | 5 | BM | Self Generation | Self Generation |  |  | 0 | Yes | AC-Coupled | PhotoVoltaic | 8.8 | 11.6
ESMASI-31161 |  |  |  |  | 2023-10-30 | 2023-08-16 | Residential |  | Lithium Ion |  | Other | 15 | 9 | 15 | 9 | BM | Reliability and Resiliency | Reliability and Resiliency |  | Connected Solutions | 0 | Yes | AC-Coupled | PhotoVoltaic | 0 | 9
ESMASI-27157 |  |  | MA - SMART Program | Utility Connected Solutions DR Program | 2023-10-30 | 2023-05-03 | Residential |  | Lithium Ion |  | Tesla | 27 | 10 | 27 | 10 | BM | Customer Bill Savings (e.g., Demand Charge Management, TOU Arbitrage) | Peak Shaving/ Load Leveling |  |  | 0 | Yes | AC-Coupled | PhotoVoltaic | 13.6 | 15
ESMAEX-01697 |  | MA - SMART Program |  |  | 2023-10-31 | 2022-10-19 | Commercial |  | Lithium Ion |  | Tesla | 0 | 0 | 0 | 0 | BM |  |  |  |  | 0 | Yes | AC-Coupled | PhotoVoltaic | 20.16 | 22.8
ESMASI-33857 |  |  |  |  | 2023-11-01 | 2023-10-17 | Residential |  | Lithium Ion |  | Enphase | 10 | 10 | 10 | 10 | BM |  |  |  |  | 0 | Yes | AC-Coupled | PhotoVoltaic | 6.4 | 14.8
ESMASI-27090 |  |  |  |  | 2023-11-01 | 2023-05-02 | Residential |  | Lithium Ion |  | Tesla | 0 | 0 | 13.5 | 5 | BM |  |  |  |  | 0 | Yes | AC-Coupled | PhotoVoltaic | 3.63 | 8
ESMAEX-00293 |  | MA - SMART Program |  |  | 2023-11-02 | 2021-08-09 | Commercial |  | Lithium Ion |  | sonnenBacterie | 10 | 8 | 10 | 0 | BM | Reliability and Resiliency |  |  |  | 0 | Yes | AC-Coupled | PhotoVoltaic | 8.88 | 3.8
ESMAEX-01548 |  | MA - SMART Program |  |  | 2023-11-02 | 2022-09-07 | Commercial |  | Lithium Ion |  | Other | 13 | 0 | 13 | 0 | BM |  |  |  |  | 0 | Yes | AC-Coupled | PhotoVoltaic | 17.015 | 15.744
ESMASI-32230 |  |  |  |  | 2023-11-02 | 2023-09-12 | Residential |  | Lithium Ion |  | Tesla | 0 | 0 | 27 | 10 | BM | Self Generation | Self Generation |  |  | 0 | Yes | AC-Coupled | PhotoVoltaic | 0 | 10
ESMAEX-01238 |  |  |  |  | 2023-11-02 | 2022-06-01 | Commercial |  | Lithium Ion |  | Tesla | 31.3 | 25 | 31.3 | 25 | BM |  |  |  |  | 0 | Yes | AC-Coupled | PhotoVoltaic | 30 | 19.8
ESMASI-23155 |  |  | MA - Energy Efficiency/ DR Program |  | 2023-11-03 | 2023-01-13 | Residential |  | Lithium Ion |  | Other | 18 | 6.7 | 18 | 6.7 | BM | Customer Bill Savings (e.g., Demand Charge Management, TOU Arbitrage) |  |  |  | 0 | Yes | DC-Coupled | PhotoVoltaic | 18.8 | 10
ESMASI-27564 |  |  |  |  | 2023-11-06 | 2023-05-12 | Residential |  | Lithium Ion |  | Tesla | 0 | 0 | 0 | 0 | BM | Reliability and Resiliency | Reliability and Resiliency |  | back up power only, zero export | 0 | Yes | AC-Coupled | PhotoVoltaic | 4.05 | 3
ESMASI-23606 |  |  | MA - SMART Program |  | 2023-11-06 | 2023-01-25 | Residential |  | Lithium Ion |  | Tesla | 27 | 27 | 10 | 10 | BM | Reliability and Resiliency | Reliability and Resiliency |  | Connected solutions | 0 | Yes | AC-Coupled | PhotoVoltaic | 5.2 | 13.83
ESMASI-24207 |  |  | MA - SMART Program |  | 2023-11-06 | 2023-02-10 | Residential |  | Lithium Ion |  | Tesla | 13.5 | 5 | 13.5 | 5 | BM | Customer Bill Savings (e.g., Demand Charge Management, TOU Arbitrage) | Peak Shaving/ Load Leveling |  |  | 0 | Yes | AC-Coupled | PhotoVoltaic | 4.4 | 7.6
ESMASI-28643 |  |  |  | Connected Solutions Program | 2023-11-07 | 2023-06-12 | Residential |  | Other | Lithium Ion Phosphate | Enphase | 10.08 | 10.5 | 10.08 | 3.84 | BM | Microgrid | Microgrid | Microgrid | Connected Solutions Program | 0 | Yes | AC-Coupled | PhotoVoltaic | 7.56 | 9.6
ESMAEX-01211 |  |  |  |  | 2023-11-07 | 2022-05-23 | Commercial |  | Lithium Ion |  | Enphase | 31.5 | 11.52 | 31.5 | 11.52 | BM |  |  |  |  | 0 | Yes | AC-Coupled | PhotoVoltaic | 13.26 | 10.03
ESMASI-28175 |  |  |  |  | 2023-11-08 | 2023-05-26 | Residential |  | Lithium Ion |  | Tesla | 13.5 | 5 | 13.5 | 5 | BM | Customer Bill Savings (e.g., Demand Charge Management, TOU Arbitrage) | Peak Shaving/ Load Leveling |  |  | 0 | Yes | AC-Coupled | PhotoVoltaic | 10 | 7.6
ESMASI-24711 |  |  | MA - SMART Program | Utility Connected Solutions DR Program | 2023-11-09 | 2023-02-27 | Residential |  | Lithium Ion |  | Tesla | 13.5 | 5 | 13.5 | 5 | BM | Customer Bill Savings (e.g., Demand Charge Management, TOU Arbitrage) | Peak Shaving/ Load Leveling |  |  | 0 | Yes | AC-Coupled | PhotoVoltaic | 8.8 | 12.6
ESMAEX-02484 |  |  |  | Class 1 REC | 2023-11-09 | 2023-05-16 | Commercial |  | Lithium Ion |  | Tesla | 13.5 | 13.5 | 13.5 | 7.6 | BM | Customer Bill Savings (e.g., Demand Charge Management, TOU Arbitrage) | Self Generation |  |  | 0 | No | AC-Coupled | PhotoVoltaic | 19.6 | 15.2
ESMAEX-00419 |  | MA - SMART Program |  |  | 2023-11-10 | 2021-09-17 | Commercial |  | Lithium Ion |  | Tesla | 13.5 | 5 | 13.5 | 5 | BM | Customer Bill Savings (e.g., Demand Charge Management, TOU Arbitrage) | Renewable Shift | Reliability and Resiliency | Peak Shaving/ Load Leveling | 0 | Yes | AC-Coupled | PhotoVoltaic | 6.9 | 17.6
ESMASI-22734 |  |  | MA - Energy Efficiency/ DR Program |  | 2023-11-13 | 2023-01-03 | Residential |  | Lithium Ion |  | Tesla | 0 | 0 | 13.5 | 5 | BM | Self Generation | Self Generation |  |  | 0 | Yes | AC-Coupled | PhotoVoltaic | 8 | 11
ESMASI-25582 |  |  | MA - SMART Program | Utility Connected Solutions DR Program | 2023-11-13 | 2023-03-24 | Residential |  | Lithium Ion |  | Tesla | 13.5 | 5 | 13.5 | 5 | BM | Customer Bill Savings (e.g., Demand Charge Management, TOU Arbitrage) | Peak Shaving/ Load Leveling |  |  | 0 | Yes | AC-Coupled | PhotoVoltaic | 9.6 | 12.6
ESMASI-27324 |  |  | MA - SMART Program | Utility Connected Solutions DR Program | 2023-11-13 | 2023-05-08 | Residential |  | Lithium Ion |  | Tesla | 13.5 | 5 | 13.5 | 5 | BM | Customer Bill Savings (e.g., Demand Charge Management, TOU Arbitrage) | Peak Shaving/ Load Leveling |  |  | 0 | Yes | DC-Coupled | PhotoVoltaic | 6 | 7.6
ESMASI-17939 |  |  | MA - SMART Program |  | 2023-11-15 | 2022-09-15 | Residential |  | Lithium Ion |  | Tesla | 13.5 | 5 | 5 | 5 | BM | Self Generation | Self Generation |  |  | 0 | Yes | AC-Coupled | PhotoVoltaic | 4.8 | 8.8
ESMASI-32044 |  |  |  | Connected solutions | 2023-11-15 | 2023-09-07 | Residential |  | Lithium Ion |  | Tesla | 13.5 | 13.5 | 5 | 5 | BM | Reliability and Resiliency | Reliability and Resiliency |  |  | 0 | Yes | AC-Coupled | PhotoVoltaic | 5.2 | 8.9
ESMAEX-02728 |  | MA - SMART Program |  |  | 2023-11-15 | 2023-07-31 | Commercial |  | Lithium Ion |  | Tesla | 13.5 | 10 | 13.5 | 10 | BM | Customer Bill Savings (e.g., Demand Charge Management, TOU Arbitrage) |  |  |  | 0 | Yes | AC-Coupled | Other | 0 | 10
ESMAEX-02152 |  | MA - SMART Program |  | Connected Soultions | 2023-11-15 | 2023-02-13 | Commercial |  | Lithium Ion |  | Enphase | 16.8 | 17.5 | 16.8 | 1.28 | BM |  |  |  | Connected Solutions/Backup Power | 0 | Yes | AC-Coupled | PhotoVoltaic | 11.34 | 1.28
ESMASI-21371 |  |  | MA - SMART Program | Utility Connected Solutions DR Program | 2023-11-16 | 2022-11-29 | Residential |  | Lithium Ion |  | Tesla | 13.5 | 5 | 13.5 | 5 | BM | Customer Bill Savings (e.g., Demand Charge Management, TOU Arbitrage) | Peak Shaving/ Load Leveling |  |  | 0 | Yes | AC-Coupled | PhotoVoltaic | 7.6 | 7.6
ESMASI-27603 |  |  | MA - SMART Program | Utility Connected Solutions DR Program | 2023-11-16 | 2023-05-12 | Residential |  | Lithium Ion |  | Tesla | 0 | 0 | 13.5 | 7.6 | BM | Customer Bill Savings (e.g., Demand Charge Management, TOU Arbitrage) | Peak Shaving/ Load Leveling |  |  | 0 | Yes | AC-Coupled | PhotoVoltaic | 12 | 7.6
ESMASI-29766 |  |  |  |  | 2023-11-16 | 2023-07-11 | Residential |  | Lithium Ion |  | Other | 18 | 12.245 | 18 | 12.245 | BM | Customer Bill Savings (e.g., Demand Charge Management, TOU Arbitrage) |  |  |  | 0 | Yes | DC-Coupled | PhotoVoltaic | 0 | 0
ESMASI-19765 |  | ISO Markets | MA - SMART Program |  | 2023-11-17 | 2022-10-25 | Residential |  | Lithium Ion |  | Enphase | 0 | 0 | 6.4 | 6.4 | BM | Reliability and Resiliency | Reliability and Resiliency |  |  | 0 | Yes | AC-Coupled | PhotoVoltaic | 7.2 | 12.98
ESMASI-27409 |  |  | MA - SMART Program |  | 2023-11-17 | 2023-05-09 | Residential |  | Lithium Ion |  | Tesla | 13.5 | 5 | 13.5 | 5 | BM | Customer Bill Savings (e.g., Demand Charge Management, TOU Arbitrage) | Peak Shaving/ Load Leveling |  |  | 0 | Yes | AC-Coupled | PhotoVoltaic | 10.4 | 12.6
ESMAEX-02189 |  |  |  |  | 2023-11-17 | 2023-02-22 | Commercial |  | Lithium Ion |  | Tesla | 13.5 | 5 | 13.5 | 5 | BM |  |  |  |  | 0 | Yes | AC-Coupled | PhotoVoltaic | 21.2 | 15.2
ESMAEX-02520 |  |  |  |  | 2023-11-17 | 2023-05-25 | Commercial |  | Lithium Ion |  | Tesla | 13.5 | 5 | 13.5 | 5 | BM |  |  |  |  | 0 | Yes | AC-Coupled | PhotoVoltaic | 25.6 | 23.6
ESMASI-30717 |  | MA - DOER/ MassCEC Funded Projects | MA - SMART Program |  | 2023-11-20 | 2023-08-05 | Residential |  | Lithium Ion |  | Tesla | 0 | 0 | 13.5 | 5 | BM | Self Generation | Self Generation |  | Utility DR program | 0 | Yes | AC-Coupled | PhotoVoltaic | 9.315 | 11.9
ESMASI-31251 |  |  |  |  | 2023-11-21 | 2023-08-18 | Residential |  | Lithium Ion |  | Tesla | 13.5 | 13.5 | 5 | 5 | BM |  |  |  |  | 0 | Yes | AC-Coupled | PhotoVoltaic | 6.66 | 10.4
ESMAEX-02633 |  | MA - SMART Program |  |  | 2023-11-21 | 2023-06-30 | Commercial |  | Lithium Ion |  | Other | 13 | 13 | 13 | 6.4 | BM | Customer Bill Savings (e.g., Demand Charge Management, TOU Arbitrage) | Reliability and Resiliency |  |  | 0 | Yes | AC-Coupled | PhotoVoltaic | 15.2 | 13.056
ESMASI-22986 |  |  | MA - SMART Program | Utility Connected Solutions DR Program | 2023-11-21 | 2023-01-09 | Residential |  | Lithium Ion |  | Tesla | 13.5 | 5 | 13.5 | 5 | BM | Customer Bill Savings (e.g., Demand Charge Management, TOU Arbitrage) | Peak Shaving/ Load Leveling |  |  | 0 | Yes | AC-Coupled | PhotoVoltaic | 12 | 7.6
ESMASI-27352 |  |  | MA - SMART Program | Utility Connected Solutions DR Program | 2023-11-21 | 2023-05-08 | Residential |  | Lithium Ion |  | Tesla | 13.5 | 5 | 13.5 | 5 | BM | Customer Bill Savings (e.g., Demand Charge Management, TOU Arbitrage) | Peak Shaving/ Load Leveling |  |  | 0 | Yes | AC-Coupled | PhotoVoltaic | 8 | 12.6
ESMASI-33803 |  |  | MA - SMART Program |  | 2023-11-24 | 2023-10-16 | Residential |  | Lithium Ion |  | Tesla | 0 | 0 | 13.5 | 5 | BM |  |  |  |  | 0 | Yes | AC-Coupled | PhotoVoltaic | 3.36 | 8
ESMASI-30671 |  |  |  |  | 2023-11-29 | 2023-08-04 | Residential |  | Lithium Ion |  | Other | 20 | 20 | 10 | 10 | BM |  |  |  | connected solutions | 0 | Yes | DC-Coupled | PhotoVoltaic | 21.87 | 10
ESMASI-26321 |  |  |  |  | 2023-11-29 | 2023-04-13 | Residential |  | Lithium Ion |  | Enphase | 0 | 0 | 10.5 | 3.84 | BM |  |  |  |  | 0 | Yes | AC-Coupled | PhotoVoltaic | 10.4 | 11.51
ESMASI-30956 |  |  |  |  | 2023-11-30 | 2023-08-11 | Residential |  | Lithium Ion |  | Enphase | 10.8 | 0 | 10.08 | 3.84 | BM | Customer Bill Savings (e.g., Demand Charge Management, TOU Arbitrage) |  |  |  | 0 | Yes | AC-Coupled | PhotoVoltaic | 8.1 | 9.84
ESMASI-16563 |  |  |  |  | 2023-11-30 | 2022-08-13 | Residential |  | Lead Acid |  | Other | 21 | 6 | 21 | 6 | BM | Reliability and Resiliency | Reliability and Resiliency |  |  | 0 | Yes | DC-Coupled | PhotoVoltaic | 0 | 0
ESMAEX-02282 |  | MA - SMART Program |  | Connected Solutions Demand Response | 2023-11-30 | 2023-03-17 | Commercial |  | Lithium Ion |  | Tesla | 27 | 10 | 27 | 10 | BM | Customer Bill Savings (e.g., Demand Charge Management, TOU Arbitrage) | Renewable Shift | Reliability and Resiliency | Peak Shaving/ Load Leveling | 0 | Yes | AC-Coupled | PhotoVoltaic | 14 | 15.2
ESMAEX-02363 |  | MA - SMART Program |  | Connected Solutions Demand Response | 2023-12-01 | 2023-04-10 | Commercial |  | Lithium Ion |  | Tesla | 13.5 | 5 | 13.5 | 5 | BM | Customer Bill Savings (e.g., Demand Charge Management, TOU Arbitrage) | Renewable Shift | Reliability and Resiliency | Peak Shaving/ Load Leveling | 0 | Yes | AC-Coupled | PhotoVoltaic | 12.8 | 15.2
ESMAEX-02440 |  | MA - SMART Program |  | Connected Solutions Demand Response | 2023-12-01 | 2023-05-03 | Commercial |  | Lithium Ion |  | Tesla | 27 | 10 | 27 | 10 | BM | Customer Bill Savings (e.g., Demand Charge Management, TOU Arbitrage) | Renewable Shift | Reliability and Resiliency | Peak Shaving/ Load Leveling | 0 | Yes | AC-Coupled | PhotoVoltaic | 12 | 15.2
ESMAEX-00315 |  | MA - SMART Program |  |  | 2023-12-01 | 2021-08-16 | Commercial |  | Lithium Ion |  | Other | 375 | 125 | 375 | 125 | BM | Customer Bill Savings (e.g., Demand Charge Management, TOU Arbitrage) | Peak Shaving/ Load Leveling |  |  | 0 | No | AC-Coupled | PhotoVoltaic | 372 | 250
ESMASI-13609 |  |  |  |  | 2023-12-04 | 2022-05-23 | Residential |  | Lithium Ion |  | Tesla | 0 | 0 | 13.5 | 5 | BM |  |  |  |  | 0 | Yes | AC-Coupled | PhotoVoltaic | 0 | 5
ESMASI-21368 |  |  | MA - SMART Program | Utility Connected Solutions DR Program | 2023-12-04 | 2022-11-29 | Residential |  | Lithium Ion |  | Tesla | 0 | 0 | 13.5 | 7.6 | BM | Customer Bill Savings (e.g., Demand Charge Management, TOU Arbitrage) | Peak Shaving/ Load Leveling |  |  | 0 | Yes | AC-Coupled | PhotoVoltaic | 9.6 | 7.6
ESMAEX-00257 |  |  |  |  | 2023-12-04 | 2021-07-21 | Commercial |  | Lithium Ion |  | Tesla | 13.5 | 13.5 | 13.5 | 13.5 | BM |  |  |  |  | 0 | Yes | AC-Coupled | PhotoVoltaic | 0 | 10
ESMAEX-01869 |  |  |  | Connected Solutions Demand Response | 2023-12-04 | 2022-11-29 | Commercial |  | Lithium Ion |  | Tesla | 27 | 10 | 27 | 10 | BM | Customer Bill Savings (e.g., Demand Charge Management, TOU Arbitrage) | Renewable Shift | Reliability and Resiliency | Peak Shaving/ Load Leveling | 0 | Yes | AC-Coupled | PhotoVoltaic | 16.8 | 15.2
ESMASI-32673 |  | ISO Markets | MA - SMART Program |  | 2023-12-06 | 2023-09-20 | Residential |  | Lithium Ion |  | Enphase | 10 | 7.68 | 10 | 7.68 | BM | Customer Bill Savings (e.g., Demand Charge Management, TOU Arbitrage) | Microgrid | Microgrid |  | 0 | Yes | AC-Coupled | PhotoVoltaic | 6.15 | 12.18
ESMAEX-02141 |  |  |  |  | 2023-12-08 | 2023-02-08 | Commercial |  | Lithium Ion |  | Enphase | 10.5 | 3.84 | 10.5 | 3.84 | BM | Peak Shaving/ Load Leveling | Reliability and Resiliency |  |  | 0 | Yes | AC-Coupled | PhotoVoltaic | 12.8 | 18.24
ESMASI-30419 |  |  | MA - SMART Program |  | 2023-12-08 | 2023-07-28 | Residential |  | Lithium Ion |  | Tesla | 0 | 0 | 13.5 | 5 | BM |  |  |  |  | 0 | Yes | AC-Coupled | PhotoVoltaic | 12.64 | 15
ESMASI-30027 |  |  | MA - SMART Program | Utility DR Program | 2023-12-11 | 2023-07-19 | Residential |  | Lithium Ion |  | Tesla | 13.5 | 5 | 13.5 | 5 | BM | Customer Bill Savings (e.g., Demand Charge Management, TOU Arbitrage) | Peak Shaving/ Load Leveling |  |  | 0 | Yes | DC-Coupled | PhotoVoltaic | 7.6 | 7.6
ESMAEX-00143 |  |  |  |  | 2023-12-11 | 2021-05-20 | Commercial |  | Lithium Ion |  | Tesla | 27 | 27 | 27 | 10 | BM | Reliability and Resiliency |  |  | Connected Solutions | 0 | Yes | AC-Coupled | PhotoVoltaic | 11 | 10
ESMAEX-01278 |  | MA - SMART Program |  |  | 2023-12-12 | 2022-06-10 | Commercial |  | Lithium Ion |  | Enphase | 10.5 | 10.5 | 10.5 | 10.5 | BM | Customer Bill Savings (e.g., Demand Charge Management, TOU Arbitrage) |  |  |  | 0 | Yes | AC-Coupled | PhotoVoltaic | 9.12 | 7.08
ESMASI-19814 |  |  | MA - SMART Program | Utility Connected Solutions DR Program | 2023-12-12 | 2022-10-26 | Residential |  | Lithium Ion |  | Tesla | 13.5 | 5 | 13.5 | 5 | BM | Customer Bill Savings (e.g., Demand Charge Management, TOU Arbitrage) | Peak Shaving/ Load Leveling |  |  | 0 | Yes | AC-Coupled | PhotoVoltaic | 9.6 | 7.6
ESMAEX-02355 |  |  |  | Connected Solutions Demand Response | 2023-12-12 | 2023-04-06 | Commercial |  | Lithium Ion |  | Tesla | 27 | 10 | 27 | 10 | BM | Customer Bill Savings (e.g., Demand Charge Management, TOU Arbitrage) | Renewable Shift | Reliability and Resiliency | Peak Shaving/ Load Leveling | 0 | Yes | AC-Coupled | PhotoVoltaic | 13.2 | 15.2
ESMAEX-00352 |  | MA - SMART Program |  |  | 2023-12-12 | 2021-08-26 | Commercial |  | Lithium Ion |  | Tesla | 40.5 | 15 | 40.5 | 15 | BM | Customer Bill Savings (e.g., Demand Charge Management, TOU Arbitrage) | Renewable Shift | Reliability and Resiliency | Peak Shaving/ Load Leveling | 0 | Yes | AC-Coupled | PhotoVoltaic | 16.32 | 20.2
ESMASI-19958 |  |  | MA - SMART Program | Utility Connected Solutions DR Program | 2023-12-13 | 2022-10-28 | Residential |  | Lithium Ion |  | Tesla | 13.5 | 5 | 13.5 | 5 | BM | Customer Bill Savings (e.g., Demand Charge Management, TOU Arbitrage) | Peak Shaving/ Load Leveling |  |  | 0 | Yes | AC-Coupled | PhotoVoltaic | 5.2 | 7.6
ESMASI-33488 |  |  |  | Utility DR Program | 2023-12-13 | 2023-10-09 | Residential |  | Lithium Ion |  | Tesla | 0 | 0 | 13.5 | 5 | BM | Customer Bill Savings (e.g., Demand Charge Management, TOU Arbitrage) | Peak Shaving/ Load Leveling |  |  | 0 | Yes | AC-Coupled | PhotoVoltaic | 8.32 | 5
ESMASI-15186 |  |  | MA - SMART Program |  | 2023-12-14 | 2022-07-07 | Residential |  | Lithium Ion |  | Tesla | 0 | 0 | 27 | 10 | BM | Customer Bill Savings (e.g., Demand Charge Management, TOU Arbitrage) |  |  |  | 0 | Yes | AC-Coupled | PhotoVoltaic | 0 | 0
ESMAEX-01929 |  | MA - DOER/ MassCEC Funded Projects | MA - SMART Program |  | 2023-12-18 | 2022-12-16 | Commercial |  | Lithium Ion |  | Tesla | 14 | 5.8 | 14 | 5 | BM | Reliability and Resiliency | Renewable Shift |  |  | 0 | Yes | AC-Coupled | Fuel Cell | 0 | 10
ESMAEX-01681 |  | MA - SMART Program |  | Connected Solutions Demand Response | 2023-12-20 | 2022-10-13 | Commercial |  | Lithium Ion |  | Tesla | 27 | 10 | 27 | 10 | BM | Customer Bill Savings (e.g., Demand Charge Management, TOU Arbitrage) | Renewable Shift | Reliability and Resiliency | Peak Shaving/ Load Leveling | 0 | Yes | AC-Coupled | PhotoVoltaic | 13.2 | 15.2
ESMAEX-02210 |  |  |  |  | 2023-12-21 | 2023-02-28 | Commercial |  | Lithium Ion |  | Tesla | 5 | 14 | 5 | 5 | BM |  |  |  |  | 0 | Yes | AC-Coupled | PhotoVoltaic | 10 | 7.6
ESMAEX-02471 |  | MA - Energy Efficiency/ DR Program | MA - Energy Efficiency/ DR Program |  | 2023-12-21 | 2023-05-11 | Commercial |  | Lithium Ion |  | Enphase | 10.08 | 3.84 | 10.08 | 3.84 | BM |  | Self Generation |  |  | 0 | Yes | AC-Coupled | PhotoVoltaic | 10.4 | 7.8
ESMASI-28539 |  |  | MA - Energy Efficiency/ DR Program |  | 2023-12-21 | 2023-06-08 | Residential |  | Lithium Ion |  | Tesla | 0 | 0 | 13.5 | 5 | BM | Self Generation | Self Generation |  |  | 0 | Yes | AC-Coupled | PhotoVoltaic | 0 | 5
ESMAEX-01645 |  |  |  | Connected Solutions Demand Response | 2023-12-21 | 2022-09-29 | Commercial |  | Lithium Ion |  | Tesla | 13.5 | 5 | 13.5 | 5 | BM | Customer Bill Savings (e.g., Demand Charge Management, TOU Arbitrage) | Renewable Shift | Reliability and Resiliency | Peak Shaving/ Load Leveling | 0 | Yes | AC-Coupled | PhotoVoltaic | 9.6 | 12.6
ESMASI-34609 |  |  |  |  | 2023-12-22 | 2023-11-07 | Residential |  | Lithium Ion |  | Tesla | 13.5 | 13.5 | 5 | 5 | BM | Reliability and Resiliency | Reliability and Resiliency |  | Connected solutions | 0 | Yes | AC-Coupled | PhotoVoltaic | 9.49 | 5
ESMASI-30093 |  |  |  | Class 1 REC | 2023-12-27 | 2023-07-20 | Residential |  | Lithium Ion |  | Tesla | 0 | 0 | 13.5 | 7.6 | BM | Customer Bill Savings (e.g., Demand Charge Management, TOU Arbitrage) | Self Generation |  |  | 0 | Yes | AC-Coupled | PhotoVoltaic | 10.5 | 7.6
ESMASI-29004 |  |  | MA - Energy Efficiency/ DR Program |  | 2023-12-28 | 2023-06-21 | Residential |  | Lithium Ion |  | Tesla | 0 | 0 | 5 | 5 | BM | Self Generation | Self Generation |  |  | 0 | Yes | AC-Coupled | PhotoVoltaic | 0 | 5
ESMAEX-02333 |  | MA - Energy Efficiency/ DR Program | MA - Energy Efficiency/ DR Program |  | 2023-12-28 | 2023-04-03 | Commercial |  | Lithium Ion |  | Tesla | 14 | 5 | 14 | 5 | BM | Reliability and Resiliency |  |  |  | 0 | Yes | AC-Coupled | PhotoVoltaic | 24.8 | 20
ESMAEX-02223 |  |  |  |  | 2023-12-28 | 2023-03-02 | Commercial |  | Other | Lithium Ion Phosphate | Enphase | 14 | 13.94 | 14 | 9.84 | BM |  |  |  |  | 0 | No | AC-Coupled | PhotoVoltaic | 14.9 | 10.25
ESMASI-32019 |  |  |  | Connected Solutions | 2023-12-28 | 2023-09-06 | Residential |  | Lithium Ion |  | LG Chem | 16 | 7 | 16 | 7 | BM |  |  |  |  | 0 | Yes | DC-Coupled | PhotoVoltaic | 11.2 | 10
ESMAEX-01260 |  | MA - SMART Program |  |  | 2023-12-28 | 2022-06-07 | Commercial |  | Lithium Ion |  | Other | 18 | 3 | 18 | 0 | BM | Customer Bill Savings (e.g., Demand Charge Management, TOU Arbitrage) |  |  |  | 0 | Yes | DC-Coupled | PhotoVoltaic | 6.4 | 17.6
ESMAEX-02299 |  | MA - SMART Program |  |  | 2023-12-28 | 2023-03-22 | Commercial |  | Lithium Ion |  | Tesla | 27 | 14 | 27 | 10 | BM | Peak Shaving/ Load Leveling | Renewable Shift | Reliability and Resiliency | Peak Shaving/ Load Leveling | 0 | Yes | AC-Coupled | PhotoVoltaic | 11.78 | 20
ESMASI-28772 |  | MA - Energy Efficiency/ DR Program |  |  | 2024-01-02 | 2023-06-14 | 20 |  | Lithium Ion |  | Other | 19.4 | 15 | 19.4 | 15 | BM | Bill SVG |  | Reliability |  | 0 | Yes | DC-Coupled | PhotoVoltaic | 15 | 0
ESMASI-28306 |  | MA - Energy Efficiency/ DR Program |  |  | 2024-01-02 | 2023-06-01 | 10 |  | Lithium Ion |  | Tesla | 0 | 0 | 5 | 5 | BM | Generation |  |  |  | 0 | Yes | AC-Coupled | Other | 0 | 5
ESMASI-20637 |  | MA - SMART Program |  |  | 2024-01-03 | 2022-11-14 | 10 |  | Lithium Ion |  | Enphase | 10.08 | 0 | 10.08 | 3.84 | BM | Bill SVG |  |  |  | 0 | Yes | AC-Coupled | PhotoVoltaic | 0 | 3.84
ESMAEX-02782 |  |  |  |  | 2024-01-03 | 2023-08-09 | 10 |  | Lithium Ion |  | Tesla | 0 | 0 | 13.5 | 7.6 | Behind the Meter |  |  |  |  | 0 | Yes | AC-Coupled | PhotoVoltaic | 0 | 7.6
ESMASI-32655 |  | Utility DR program |  |  | 2024-01-03 | 2023-09-20 | 10 |  | Lithium Ion |  | Tesla | 0 | 0 | 13.5 | 5 | BM |  | Peak Shaving | Power Quality,Reliability,Renew Shift |  | 0 | Yes | AC-Coupled | PhotoVoltaic | 0 | 5
ESMASI-33249 |  | Utility DR program |  |  | 2024-01-03 | 2023-10-04 | 20 |  | Lithium Ion |  | Tesla | 0 | 0 | 13.5 | 5 | BM |  | Peak Shaving | Power Quality,Reliability,Renew Shift |  | 0 | Yes | AC-Coupled | PhotoVoltaic | 0 | 5
ESMAEX-02800 |  | MA - SMART Program | Connected Solutions Demand Response |  | 2024-01-04 | 2023-08-11 | 19 |  | Lithium Ion |  | Tesla | 13.5 | 5 | 13.5 | 5 | Behind the Meter | Bill SVG | Peak Shaving,Reliability | Renew Shift |  | 0 | Yes | DC-Coupled | PhotoVoltaic | 5 | 0
ESMAEX-02751 |  |  |  |  | 2024-01-04 | 2023-08-04 | 10 |  | Lithium Ion |  | Tesla | 0 | 0 | 27 | 10 | Behind the Meter | Generation |  |  |  | 0 | Yes | AC-Coupled | Other | 0 | 10
ESMASI-31185 |  | Class 1 REC |  |  | 2024-01-09 | 2023-08-16 | 10 |  | Lithium Ion |  | Tesla | 13.5 | 5 | 13.5 | 5 | BM | Bill SVG,Generation |  |  |  | 0 | Yes | AC-Coupled | PhotoVoltaic | 5 | 5
ESMAEX-01684 |  | MA - SMART Program | Connected Solutions Demand Response |  | 2024-01-10 | 2022-10-17 | 10 |  | Lithium Ion |  | Tesla | 27 | 10 | 13.5 | 5 | Behind the Meter | Bill SVG | Peak Shaving,Reliability | Renew Shift |  | 0 | Yes | AC-Coupled | PhotoVoltaic | 10 | 5
ESMASI-25540 |  | MA - SMART Program |  |  | 2024-01-10 | 2023-03-23 | 10 |  | Lithium Ion |  | Tesla | 14 | 5.8 | 13.5 | 5 | BM |  |  | Reliability,Renew Shift |  | 0 | Yes | AC-Coupled | Fuel Cell | 5.8 | 5
ESMASI-30046 |  | Class 1 REC |  |  | 2024-01-10 | 2023-07-19 | 10 |  | Lithium Ion |  | Tesla | 0 | 0 | 13.5 | 7.6 | BM | Bill SVG,Generation |  |  |  | 0 | Yes | AC-Coupled | PhotoVoltaic | 0 | 7.6
ESMAEX-00927 |  | MA - SMART Program | Connected Solutions Demand Response |  | 2024-01-12 | 2022-03-16 | 10 |  | Lithium Ion |  | Tesla | 13.5 | 0 | 13.5 | 5 | Behind the Meter | Bill SVG | Peak Shaving,Reliability | Renew Shift |  | 0 | Yes | AC-Coupled | PhotoVoltaic | 0 | 0
ESMASI-28222 |  | MA - SMART Program | Utility Connected Solutions DR Program |  | 2024-01-12 | 2023-05-30 | 10 |  | Lithium Ion |  | Tesla | 13.5 | 5 | 13.5 | 5 | BM | Bill SVG | Peak Shaving | Reliability,Renew Shift |  | 0 | Yes | AC-Coupled | PhotoVoltaic | 5 | 0
ESMASI-29155 |  | MA - SMART Program | Utility Connected Solutions DR Program |  | 2024-01-12 | 2023-06-23 | 10 |  | Lithium Ion |  | Tesla | 13.5 | 5 | 13.5 | 5 | BM | Bill SVG | Peak Shaving | Reliability,Renew Shift |  | 0 | Yes | DC-Coupled | PhotoVoltaic | 5 | 0
ESMASI-31823 |  |  |  |  | 2024-01-12 | 2023-08-31 | 10 |  | Lithium Ion |  | Enphase | 0 | 0 | 3.84 | 3.84 | BM |  |  |  |  | 0 | Yes | AC-Coupled | PhotoVoltaic | 0 | 3.84
ESMASI-29024 |  | Class 1 REC |  |  | 2024-01-12 | 2023-06-21 | 10 |  | Lithium Ion |  | Tesla | 0 | 0 | 13.5 | 7.6 | BM | Bill SVG,Generation |  |  |  | 0 | Yes | AC-Coupled | PhotoVoltaic | 0 | 7.6
ESMASI-32925 |  |  |  |  | 2024-01-12 | 2023-09-26 | 10 |  | Lithium Ion |  | LG Chem | 16 | 16 | 16 | 7 | BM |  | Peak Shaving |  |  | 0 | Yes | DC-Coupled | PhotoVoltaic | 16 | 7
ESMASI-19998 |  | MA - SMART Program | Utility Connected Solutions DR Program |  | 2024-01-16 | 2022-10-31 | 10 |  | Lithium Ion |  | Tesla | 13.5 | 5 | 13.5 | 5 | BM |  | Peak Shaving | Reliability,Renew Shift |  | 0 | Yes | AC-Coupled | PhotoVoltaic | 5 | 5
ESMASI-34546 |  |  |  |  | 2024-01-16 | 2023-11-06 | 10 |  | Lithium Ion |  | Tesla | 13.5 | 5 | 13.5 | 5 | BM |  |  |  |  | 0 | Yes | AC-Coupled | PhotoVoltaic | 5 | 5
ESMAEX-02577 |  | MA - SMART Program |  |  | 2024-01-16 | 2023-06-12 | 10 |  | Lithium Ion |  | Tesla | 13.5 | 5 | 27 | 10 | Behind the Meter | Bill SVG | Peak Shaving,Reliability | Renew Shift |  | 0 | Yes | AC-Coupled | PhotoVoltaic | 5 | 10
ESMAEX-01921 |  | Connected Solutions Demand Response |  |  | 2024-01-16 | 2022-12-13 | 19 |  | Lithium Ion |  | Tesla | 0 | 0 | 40.5 | 15 | Behind the Meter | Bill SVG | Peak Shaving,Reliability | Renew Shift |  | 0 | Yes | AC-Coupled | Other | 0 | 15
ESMAEX-02461 |  | MA - SMART Program | Connected Solutions Demand Response |  | 2024-01-17 | 2023-05-08 | 10 |  | Lithium Ion |  | Tesla | 27 | 10 | 13.5 | 5 | Behind the Meter | Bill SVG | Peak Shaving,Reliability | Renew Shift |  | 0 | Yes | AC-Coupled | PhotoVoltaic | 10 | 5
ESMASI-26066 |  | Utility Connected Solutions DR Program |  |  | 2024-01-17 | 2023-04-07 | 10 |  | Lithium Ion |  | Tesla | 0 | 0 | 13.5 | 5 | BM | Bill SVG | Peak Shaving | Reliability,Renew Shift |  | 0 | Yes | AC-Coupled | Other | 0 | 5
ESMAEX-02257 |  | MA - DOER/ MassCEC Funded Projects | MA - SMART Program |  | 2024-01-18 | 2023-03-10 | 10 |  | Lithium Ion |  | Enphase | 13.44 | 14 | 11.96 | 12.46 | Behind the Meter |  | Reliability | Renew Shift |  | 0 | Yes | AC-Coupled | Fuel Cell | 14 | 12.46
ESMASI-31101 |  | MA - Energy Efficiency/ DR Program |  |  | 2024-01-19 | 2023-08-15 | 10 |  | Lithium Ion |  | Tesla | 14 | 5 | 5 | 5 | BM |  |  | Reliability |  | 0 | Yes | AC-Coupled | Fuel Cell | 5 | 5
ESMAEX-02187 |  | MA - Energy Efficiency/ DR Program | ISO Markets | MA - SMART Program,CPeak | 2024-01-19 | 2023-02-22 |  |  | Lithium Ion |  | Other | 110 | 110 | 286 | 110 | Behind the Meter |  |  | Wholesale Mkt |  | 0 | Yes | AC-Coupled | PhotoVoltaic | 110 | 110
ESMAEX-02188 |  | MA - DOER/ MassCEC Funded Projects | MA - SMART Program |  | 2024-01-22 | 2023-02-22 | 10 |  | Lithium Ion |  | Enphase | 13.44 | 14 | 11.96 | 12.46 | Behind the Meter |  | Reliability | Renew Shift |  | 0 | Yes | AC-Coupled | Fuel Cell | 14 | 12.46
ESMASI-36294 |  | Utility Connected Solutions DR Program |  |  | 2024-01-23 | 2023-12-27 | 10 |  | Lithium Ion |  | Tesla | 0 | 0 | 13.5 | 5 | BM | Bill SVG | Peak Shaving | Renew Shift |  | 0 | Yes | AC-Coupled | Other | 0 | 5
ESMASI-31703 |  |  |  |  | 2024-01-24 | 2023-08-29 | 20 |  | Lithium Ion |  | sonnenBacterie | 20 | 20 | 5 | 9.6 | BM |  |  |  |  | 0 | Yes | AC-Coupled | Other | 20 | 9.6
ESMASI-32422 |  | Class 1 REC |  |  | 2024-01-24 | 2023-09-14 | 10 |  | Lithium Ion |  | Tesla | 0 | 0 | 14 | 10 | BM | Bill SVG,Generation |  |  |  | 0 | Yes | AC-Coupled | PhotoVoltaic | 0 | 10
ESMASI-32130 |  |  |  |  | 2024-01-25 | 2023-09-08 | 10 |  | Lithium Ion |  | Tesla | 13.5 | 5 | 13.5 | 5 | BM | Bill SVG | Peak Shaving | Reliability,Renew Shift |  | 0 | Yes | AC-Coupled | PhotoVoltaic | 5 | 0
ESMAEX-02128 |  | MA - SMART Program | Connected Solutions Demand Response |  | 2024-01-25 | 2023-02-06 | 10 |  | Lithium Ion |  | Tesla | 0 | 0 | 27 | 10 | Behind the Meter | Bill SVG | Peak Shaving,Reliability | Renew Shift |  | 0 | Yes | AC-Coupled | Other | 0 | 10
ESMASI-34628 |  |  |  |  | 2024-01-26 | 2023-11-07 | 10 |  | Lithium Ion |  | Tesla | 13.5 | 13.5 | 5 | 5 | BM |  | Connected solutions | Reliability |  | 0 | Yes | AC-Coupled | PhotoVoltaic | 13.5 | 5
ESMAEX-03028 |  |  |  |  | 2024-01-26 | 2023-10-06 | 19 |  | Lithium Ion |  | Tesla | 0 | 0 | 27 | 10 | Behind the Meter | Generation |  |  |  | 0 | Yes | AC-Coupled | Other | 0 | 10
ESMASI-33525 |  |  |  |  | 2024-01-29 | 2023-10-10 | 10 |  | Lithium Ion |  | Other | 9.7 | 7.5 | 9.7 | 7.5 | BM |  |  |  |  | 0 | Yes | DC-Coupled | Other | 7.5 | 0
ESMAEX-01850 |  | MA - Energy Efficiency/ DR Program |  |  | 2024-01-29 | 2022-11-28 | 10 |  | Lithium Ion |  | Tesla | 10 | 10 | 13.5 | 5 | Behind the Meter |  | Reliability |  |  | 0 | Yes | AC-Coupled | PhotoVoltaic | 10 | 10
ESMASI-36128 |  | MA - SMART Program | Utility Connected Solutions DR Program |  | 2024-01-29 |  | 10 |  | Lithium Ion |  | Tesla | 13.5 | 5 | 13.5 | 5 | BM | Bill SVG | Peak Shaving | Reliability,Renew Shift |  | 0 | Yes | AC-Coupled | PhotoVoltaic | 5 | 5
ESMAEX-02537 |  | MA - SMART Program |  |  | 2024-01-30 | 2023-05-30 | 10 |  | Lithium Ion |  | Tesla | 0 | 0 | 13.5 | 5 | Behind the Meter | Bill SVG |  |  |  | 0 | Yes | AC-Coupled | Other | 0 | 10
ESMAEX-02816 |  |  |  |  | 2024-01-31 | 2023-08-15 | 10 |  | Lithium Ion |  | Tesla | 13.5 | 5 | 13.5 | 5 | Behind the Meter |  |  |  |  | 0 | Yes | AC-Coupled | PhotoVoltaic | 5 | 5
ESMAEX-01957 |  | Connected Solutions Demand Response |  |  | 2024-01-31 | 2023-01-03 | 10 |  | Lithium Ion |  | Tesla | 0 | 0 | 27 | 10 | Behind the Meter | Bill SVG | Peak Shaving,Reliability | Renew Shift |  | 0 | Yes | AC-Coupled | Other | 0 | 10
ESMAEX-02476 |  | MA - SMART Program | Connected Solutions Demand Response |  | 2024-02-01 | 2023-05-15 | 10 |  | Lithium Ion |  | Tesla | 27 | 10 | 27 | 10 | Behind the Meter | Bill SVG | Peak Shaving,Reliability | Renew Shift |  | 0 | Yes | AC-Coupled | PhotoVoltaic | 10 | 0
ESMAEX-02898 |  | MA - Energy Efficiency/ DR Program |  |  | 2024-02-01 | 2023-09-08 | 10 |  | Lithium Ion |  | Tesla | 14 | 14 | 10 | 10 | Behind the Meter |  | Reliability |  |  | 0 | Yes | AC-Coupled | PhotoVoltaic | 14 | 10
ESMAEX-02636 |  | MA - Energy Efficiency/ DR Program |  |  | 2024-02-02 | 2023-07-05 | 10 |  | Lithium Ion |  | Enphase | 0 | 0 | 31.5 | 11.52 | Behind the Meter | Generation |  |  |  | 0 | Yes | AC-Coupled | PhotoVoltaic | 0 | 11.52
ESMASI-27351 |  | MA - SMART Program | Utility Connected Solutions DR Program |  | 2024-02-05 | 2023-05-08 | 10 |  | Lithium Ion |  | Tesla | 27 | 10 | 27 | 10 | BM | Bill SVG | Peak Shaving | Reliability,Renew Shift |  | 0 | Yes | AC-Coupled | PhotoVoltaic | 10 | 0
ESMASI-30936 |  | MA - SMART Program | Utility Connected Solutions DR Program |  | 2024-02-05 | 2023-08-10 | 10 |  | Lithium Ion |  | Tesla | 13.5 | 5 | 13.5 | 5 | BM | Bill SVG | Peak Shaving | Reliability,Renew Shift |  | 0 | Yes | AC-Coupled | PhotoVoltaic | 5 | 5
ESMASI-32193 |  | MA - Energy Efficiency/ DR Program | MA - SMART Program |  | 2024-02-06 | 2023-09-11 | 10 |  | Lithium Ion |  | Tesla | 13.5 | 7 | 13.5 | 5 | BM | Bill SVG | Peak Shaving | Renew Intg,Renew Shift |  | 0 | Yes | AC-Coupled | PhotoVoltaic | 7 | 5
ESMAEX-02772 |  | MA - DOER/ MassCEC Funded Projects |  |  | 2024-02-06 | 2023-08-08 | 10 |  | Lithium Ion |  | Enphase | 16.8 | 7.04 | 30.24 | 12.672 | Behind the Meter |  |  |  |  | 0 | Yes | AC-Coupled | Fuel Cell | 7.04 | 12.672
ESMAEX-01764 |  |  |  |  | 2024-02-07 | 2022-11-03 | 11 |  | Lithium Ion |  | Tesla | 0 | 0 | 27 | 10 | Behind the Meter |  |  |  |  | 0 | Yes | AC-Coupled | Other | 0 | 10
ESMAEX-02268 |  | MA - SMART Program | Connected Solutions Demand Response |  | 2024-02-07 | 2023-03-14 | 10 |  | Lithium Ion |  | Tesla | 27 | 10 | 27 | 10 | Behind the Meter | Bill SVG | Peak Shaving,Reliability | Renew Shift |  | 0 | Yes | AC-Coupled | PhotoVoltaic | 10 | 0
ESMASI-35053 |  | MA - SMART Program | Net Metering |  | 2024-02-07 | 2023-11-16 | 10 |  | Lithium Ion |  | LG Chem | 9.8 | 5 | 9.8 | 5 | BM |  | Backup |  |  | 0 | Yes | DC-Coupled | PhotoVoltaic | 5 | 0
ESMAEX-02361 |  | MA - Energy Efficiency/ DR Program |  |  | 2024-02-07 | 2023-04-10 | 10 |  | Lithium Ion |  | Tesla | 0 | 0 | 10 | 10 | Behind the Meter | Generation |  |  |  | 0 | Yes | AC-Coupled | PhotoVoltaic | 0 | 10
ESMAEX-02599 |  | MA - Energy Efficiency/ DR Program |  |  | 2024-02-07 | 2023-06-21 |  |  | Lithium Ion |  | Tesla | 0 | 0 | 13.5 | 5 | Behind the Meter | Generation |  |  |  | 0 | Yes | AC-Coupled | PhotoVoltaic | 0 | 5
ESMAEX-02538 |  | MA - SMART Program | Connected Solutions Demand Response |  | 2024-02-08 | 2023-05-30 | 10 |  | Lithium Ion |  | Tesla | 27 | 10 | 13.5 | 5 | Behind the Meter | Bill SVG | Peak Shaving,Reliability | Renew Shift |  | 0 | Yes | AC-Coupled | PhotoVoltaic | 10 | 5
ESMASI-27123 |  | Class 1 REC |  |  | 2024-02-08 | 2023-05-03 | 10 |  | Lithium Ion |  | Tesla | 0 | 0 | 13.5 | 7.6 | BM |  |  |  |  | 0 | Yes | AC-Coupled | PhotoVoltaic | 0 | 7.6
ESMASI-31547 |  |  |  |  | 2024-02-08 | 2023-08-25 | 10 |  | Lithium Ion |  | Tesla | 0 | 0 | 13.5 | 5 | BM |  | storage |  |  | 0 | No | AC-Coupled | Other | 0 | 5
ESMAEX-01953 |  | MA - SMART Program | Connected Solutions Demand Response |  | 2024-02-08 | 2023-01-03 | 20 |  | Lithium Ion |  | Tesla | 0 | 0 | 27 | 10 | Behind the Meter | Bill SVG | Peak Shaving,Reliability | Renew Shift |  | 0 | Yes | AC-Coupled | PhotoVoltaic | 0 | 10
ESMASI-31701 |  |  |  |  | 2024-02-09 | 2023-08-29 | 10 |  | Lithium Ion |  | Tesla | 13.5 | 5 | 13.5 | 5 | BM | Bill SVG | Peak Shaving | Reliability,Renew Shift |  | 0 | Yes | AC-Coupled | PhotoVoltaic | 5 | 0
ESMASI-33395 |  | Class 1 Rec |  |  | 2024-02-09 | 2023-10-06 | 10 |  | Lithium Ion |  | Tesla | 0 | 0 | 13.5 | 7.6 | BM | Bill SVG,Generation |  |  |  | 0 | Yes | AC-Coupled | PhotoVoltaic | 0 | 7.6
ESMAEX-02229 |  | Connected Solutions Demand Response |  |  | 2024-02-09 | 2023-03-03 | 10 |  | Lithium Ion |  | Tesla | 0 | 0 | 27 | 10 | Behind the Meter | Bill SVG | Peak Shaving,Reliability | Renew Shift |  | 0 | Yes | AC-Coupled | Other | 0 | 10
ESMAEX-01811 |  | MA - Energy Efficiency/ DR Program |  |  | 2024-02-12 | 2022-11-15 | 10 |  | Lithium Ion |  | Tesla | 10 | 10 | 13.5 | 5 | Behind the Meter |  | Reliability |  |  | 0 | Yes | AC-Coupled | PhotoVoltaic | 10 | 10
ESMASI-36497 |  | MA - SMART Program |  |  | 2024-02-12 | 2024-01-08 | 10 |  | Lithium Ion |  | Tesla | 0 | 0 | 13.5 | 5 | BM |  |  | Reliability,Renew Shift |  | 0 | Yes | AC-Coupled | PhotoVoltaic | 0 | 5
ESMAEX-02060 |  | MA - SMART Program | Connected Solutions Demand Response |  | 2024-02-13 | 2023-01-23 | 10 |  | Lithium Ion |  | Tesla | 13.5 | 5 | 13.5 | 5 | Behind the Meter | Bill SVG | Peak Shaving,Reliability | Renew Shift |  | 0 | Yes | AC-Coupled | PhotoVoltaic | 5 | 0
ESMASI-31911 |  | MA - SMART Program | Net Metering |  | 2024-02-13 | 2023-09-04 | 10 |  | Lithium Ion |  | LG Chem | 9.8 | 5 | 9.8 | 5 | BM |  | Backup |  |  | 0 | Yes | DC-Coupled | PhotoVoltaic | 5 | 0
ESMASI-33801 |  | MA - SMART Program | Utility Connected Solutions DR Program |  | 2024-02-13 | 2023-10-16 | 10 |  | Lithium Ion |  | Tesla | 13.5 | 5 | 13.5 | 5 | BM | Bill SVG | Peak Shaving | Reliability,Renew Shift |  | 0 | Yes | AC-Coupled | PhotoVoltaic | 5 | 0
ESMASI-22173 |  | Utility Connected Solutions DR Program |  |  | 2024-02-13 | 2022-12-16 | 10 |  | Lithium Ion |  | Tesla | 0 | 0 | 13.5 | 5 | BM | Bill SVG | Peak Shaving | Reliability,Renew Shift |  | 0 | Yes | AC-Coupled | Other | 0 | 5
ESMAEX-01124 |  | MA - SMART Program |  |  | 2024-02-13 | 2022-04-28 | 10 |  | Lithium Ion |  | Other | 18 | 0 | 18 | 9 | Behind the Meter | Bill SVG |  |  |  | 0 | Yes | DC-Coupled | PhotoVoltaic | 0 | 0
ESMAEX-01975 |  | MA - SMART Program | Connected Solutions Demand Response |  | 2024-02-14 | 2023-01-06 | 10 |  | Lithium Ion |  | Tesla | 0 | 0 | 27 | 10 | Behind the Meter | Bill SVG | Peak Shaving,Reliability | Renew Shift |  | 0 | Yes | AC-Coupled | PhotoVoltaic | 0 | 10
ESMASI-22997 |  | MA - SMART Program |  |  | 2024-02-15 | 2023-01-10 | 10 |  | Lithium Ion |  | Tesla | 0 | 0 | 13.5 | 5 | BM | Generation |  |  |  | 0 | Yes | AC-Coupled | PhotoVoltaic | 0 | 5
ESMASI-27594 |  | MA - SMART Program |  |  | 2024-02-20 | 2023-05-12 | 10 |  | Lithium Ion |  | Tesla | 0 | 0 | 13.5 | 5 | BM | Bill SVG |  |  |  | 0 | Yes | AC-Coupled | Other | 0 | 5
ESMASI-28860 |  | MA - Energy Efficiency/ DR Program |  |  | 2024-02-20 | 2023-06-16 | 10 |  | Lithium Ion |  | Tesla | 0 | 0 | 13.5 | 5 | BM | Generation |  |  |  | 0 | Yes | AC-Coupled | Other | 0 | 5
ESMASI-35657 |  | MA - SMART Program |  |  | 2024-02-20 | 2023-12-06 | 10 |  | Lithium Ion |  | Tesla | 0 | 0 | 13.5 | 5 | BM |  |  | Renew Shift |  | 0 | Yes | AC-Coupled | Other | 0 | 5
ESMASI-36763 |  | MA - SMART Program | Net Metering |  | 2024-02-20 | 2024-01-17 | 10 |  | Lithium Ion |  | Tesla | 0 | 0 | 13.5 | 5 | BM |  | Backup |  |  | 0 | Yes | AC-Coupled | PhotoVoltaic | 0 | 5
ESMAEX-02444 |  | MA - SMART Program | Connected Solutions Demand Response |  | 2024-02-20 | 2023-05-04 | 10 |  | Lithium Ion |  | Tesla | 0 | 0 | 27 | 10 | Behind the Meter | Bill SVG | Peak Shaving,Reliability | Renew Shift |  | 0 | Yes | AC-Coupled | PhotoVoltaic | 0 | 10
ESMAEX-00420 |  | MA - SMART Program | Connected Solutions |  | 2024-02-20 | 2021-09-17 |  |  | Lithium Ion |  | Other | 251 | 251 | 251 | 125 | Behind the Meter | Bill SVG | Peak Shaving | Renew Shift |  | 0 | Yes | AC-Coupled | PhotoVoltaic | 251 | 125
ESMASI-34894 |  | Net Metering |  |  | 2024-02-22 | 2023-11-13 | 10 |  | Lithium Ion |  | Tesla | 0 | 0 | 13.5 | 7 | BM |  | Backup |  |  | 0 | Yes | AC-Coupled | PhotoVoltaic | 0 | 7
ESMASI-35727 |  | MA - DOER/ MassCEC Funded Projects |  |  | 2024-02-22 | 2023-12-07 | 10 |  | Lithium Ion |  | Tesla | 14 | 0 | 13.5 | 5 | BM |  | Peak Shaving |  |  | 0 | Yes | AC-Coupled | PhotoVoltaic | 0 | 5
ESMAEX-02995 |  | MA - SMART Program |  |  | 2024-02-22 | 2023-10-02 | 10 |  | Lithium Ion |  | Tesla | 0 | 0 | 27 | 10 | Behind the Meter | Generation | Reliability |  | Utility DR Program | 0 | Yes | AC-Coupled | PhotoVoltaic | 0 | 10
ESMAEX-02911 |  | MA - SMART Program |  |  | 2024-02-22 | 2023-09-12 | 10 |  | Lithium Ion |  | Tesla | 0 | 0 | 100 | 25 | Behind the Meter |  |  |  |  | 0 | Yes | AC-Coupled | PhotoVoltaic | 0 | 25
ESMAEX-01864 |  | MA - SMART Program | Connected Solutions Demand Response |  | 2024-02-23 | 2022-11-29 | 10 |  | Lithium Ion |  | Tesla | 27 | 10 | 27 | 10 | Behind the Meter | Bill SVG | Peak Shaving,Reliability | Renew Shift |  | 0 | Yes | AC-Coupled | PhotoVoltaic | 10 | 0
ESMASI-30566 |  | MA - SMART Program | Utility Connected Solutions DR Program |  | 2024-02-23 | 2023-08-02 | 10 |  | Lithium Ion |  | Tesla | 13.5 | 5 | 13.5 | 5 | BM | Bill SVG | Peak Shaving | Reliability,Renew Shift |  | 0 | Yes | DC-Coupled | PhotoVoltaic | 5 | 0
ESMASI-30819 |  | MA - SMART Program |  |  | 2024-02-23 | 2023-08-08 | 10 |  | Lithium Ion |  | Tesla | 13.5 | 5 | 13.5 | 5 | BM | Bill SVG | Peak Shaving | Reliability,Renew Shift |  | 0 | Yes | DC-Coupled | PhotoVoltaic | 5 | 0
ESMASI-34897 |  |  |  |  | 2024-02-26 | 2023-11-13 | 11 |  | Lithium Ion |  | Tesla | 27 | 27 | 2.24 | 2.24 | BM |  |  |  |  | 0 | Yes | AC-Coupled | PhotoVoltaic | 27 | 2.24
ESMASI-32131 |  |  |  |  | 2024-02-26 | 2023-09-08 | 10 |  | Lithium Ion |  | Tesla | 0 | 0 | 5.8 | 5 | BM | Bill SVG | Peak Shaving | Reliability,Renew Shift |  | 0 | No | AC-Coupled | Other | 0 | 5
ESMASI-37337 |  | MA - Energy Efficiency/ DR Program | MA - SMART Program | ConnectedSolutions | 2024-02-26 | 2024-02-06 | 20 |  | Lithium Ion |  | LG Chem | 16 | 7 | 16 | 7 | BM | Bill SVG |  | Reliability |  | 0 | Yes | DC-Coupled | PhotoVoltaic | 7 | 7
ESMAEX-02760 |  |  |  |  | 2024-02-26 | 2023-08-07 | 10 |  | Lithium Ion |  | Tesla | 0 | 0 | 27 | 10 | Behind the Meter | Generation |  |  |  | 0 | Yes | AC-Coupled | PhotoVoltaic | 0 | 10
ESMASI-30876 |  |  |  |  | 2024-02-27 | 2023-08-09 | 10 |  | Lithium Ion |  | Enphase | 0 | 0 | 10.5 | 3.84 | BM |  |  |  |  | 0 | Yes | AC-Coupled | PhotoVoltaic | 0 | 3.84
ESMASI-26662 |  | MA - SMART Program | Utility Connected Solutions DR Program |  | 2024-02-27 | 2023-04-21 | 20 |  | Lithium Ion |  | Tesla | 13.5 | 5 | 13.5 | 5 | BM | Bill SVG | Peak Shaving | Reliability,Renew Shift |  | 0 | Yes | AC-Coupled | PhotoVoltaic | 5 | 5
ESMASI-27746 |  | MA - SMART Program |  |  | 2024-02-27 | 2023-05-17 | 10 |  | Lithium Ion |  | Tesla | 13.5 | 5 | 13.5 | 5 | BM | Bill SVG | Peak Shaving | Reliability,Renew Shift |  | 0 | Yes | AC-Coupled | PhotoVoltaic | 5 | 0
ESMAEX-01966 |  | MA - DOER/ MassCEC Funded Projects | MA - SMART Program |  | 2024-02-28 | 2023-01-05 | 10 |  | Lithium Ion |  | Tesla | 14 | 5.8 | 13.5 | 5 | Behind the Meter |  | Reliability | Renew Shift |  | 0 | Yes | AC-Coupled | Fuel Cell | 5.8 | 5
ESMASI-33384 |  | Class 1 REC |  |  | 2024-02-28 | 2023-10-06 | 10 |  | Lithium Ion |  | Tesla | 0 | 0 | 13.5 | 7.6 | BM | Bill SVG,Generation |  |  |  | 0 | Yes | AC-Coupled | PhotoVoltaic | 0 | 7.6
ESMAEX-02047 |  |  |  |  | 2024-02-29 | 2023-01-20 | 10 |  | Lithium Ion |  | Tesla | 27 | 10 | 27 | 10 | Behind the Meter |  |  |  |  | 0 | Yes | AC-Coupled | PhotoVoltaic | 10 | 0
ESMAEX-02108 |  | MA - SMART Program |  |  | 2024-02-29 | 2023-02-02 | 10 |  | Lithium Ion |  | Tesla | 27 | 10 | 13.5 | 5 | Behind the Meter | Bill SVG | Peak Shaving,Reliability | Renew Shift |  | 0 | Yes | AC-Coupled | PhotoVoltaic | 10 | 5
ESMAEX-02742 |  |  |  |  | 2024-03-01 | 2023-08-01 | 10 |  | Lithium Ion |  | Tesla | 0 | 0 | 27 | 10 | Behind the Meter | Generation |  |  |  | 0 | Yes | AC-Coupled | Other | 0 | 10
ESMAEX-02743 |  |  |  |  | 2024-03-01 | 2023-08-01 | 10 |  | Lithium Ion |  | Tesla | 0 | 0 | 27 | 10 | Behind the Meter |  |  |  |  | 0 | Yes | AC-Coupled | PhotoVoltaic | 0 | 15.2
ESMASI-28292 |  | MA - SMART Program | Utility Connected Solutions DR Program |  | 2024-03-04 | 2023-05-31 | 10 |  | Lithium Ion |  | Tesla | 13.5 | 5 | 13.5 | 5 | BM | Bill SVG | Peak Shaving | Reliability,Renew Shift |  | 0 | Yes | AC-Coupled | PhotoVoltaic | 5 | 0
ESMASI-34204 |  |  |  |  | 2024-03-04 | 2023-10-26 | 10 |  | Lithium Ion |  | Tesla | 0 | 0 | 13.5 | 5 | BM | Bill SVG | Peak Shaving | Reliability,Renew Shift |  | 0 | Yes | AC-Coupled | PhotoVoltaic | 0 | 5
ESMAEX-02424 |  | MA - SMART Program | Connected Solutions Demand Response |  | 2024-03-04 | 2023-04-27 | 10 |  | Lithium Ion |  | Tesla | 27 | 10 | 40.5 | 15 | Behind the Meter | Bill SVG | Peak Shaving,Reliability | Renew Shift |  | 0 | Yes | AC-Coupled | PhotoVoltaic | 10 | 15
ESMASI-35310 |  |  |  |  | 2024-03-05 | 2023-11-27 | 10 |  | Lithium Ion |  | Other | 13 | 6 | 13 | 6 | BM |  |  |  |  | 0 | Yes | DC-Coupled | PhotoVoltaic | 6 | 0
ESMAEX-03121 |  | Class 1 REC |  |  | 2024-03-05 | 2023-11-06 | 10 |  | Lithium Ion |  | Tesla | 13.5 | 13.5 | 5 | 5 | Behind the Meter | Bill SVG,Generation |  |  |  | 0 | Yes | AC-Coupled | Other | 13.5 | 5
ESMASI-34117 |  |  |  |  | 2024-03-06 | 2023-10-24 | 10 |  | Lithium Ion |  | Enphase | 0 | 0 | 3.5 | 1.28 | BM |  |  |  |  | 0 | Yes | AC-Coupled | PhotoVoltaic | 0 | 1.28
ESMASI-34085 |  | Connected Solutions |  |  | 2024-03-06 | 2023-10-23 | 10 |  | Lithium Ion |  | Tesla | 0 | 0 | 13.5 | 5 | BM | Bill SVG |  |  |  | 0 | Yes | AC-Coupled | PhotoVoltaic | 0 | 5
ESMASI-36946 |  |  |  |  | 2024-03-07 | 2024-01-24 | 10 |  | Lithium Ion |  | Tesla | 13.5 | 13.5 | 5 | 5 | BM |  |  |  |  | 0 | Yes | AC-Coupled | PhotoVoltaic | 13.5 | 5
ESMASI-25381 |  |  |  |  | 2024-03-08 | 2023-03-17 | 10 |  | Lithium Ion |  | Enphase | 10 | 0 | 10 | 7.68 | BM |  |  |  |  | 0 | Yes | AC-Coupled | PhotoVoltaic | 0 | 7.68
ESMASI-36770 |  |  |  |  | 2024-03-08 | 2024-01-17 | 10 |  | Lithium Ion |  | Tesla | 0 | 0 | 13.5 | 5 | BM |  |  |  |  | 0 | Yes | AC-Coupled | PhotoVoltaic | 0 | 0
ESMAEX-02907 |  | Class 1 REC |  |  | 2024-03-11 | 2023-09-11 | 10 |  | Lithium Ion |  | Tesla | 13.5 | 13.5 | 5 | 5 | Standalone | Bill SVG,Generation |  |  |  | 0 | Yes | AC-Coupled | Other | 13.5 | 5
ESMASI-33612 |  | MA - SMART Program | Connected Solutions |  | 2024-03-13 | 2023-10-12 | 10 |  | Lithium Ion |  | Tesla | 13.5 | 5 | 5 | 5 | BM | Bill SVG | Peak Shaving | Reliability,Renew Shift |  | 0 | Yes | AC-Coupled | PhotoVoltaic | 5 | 0
ESMAEX-02807 |  | MA - SMART Program |  |  | 2024-03-13 | 2023-08-14 | 10 |  | Lithium Ion |  | Other | 0 | 0 | 6.8 | 6.8 | Behind the Meter | Bill SVG |  |  |  | 0 | Yes | AC-Coupled | PhotoVoltaic | 0 | 6.8
ESMASI-31699 |  | MA - SMART Program | Utility Connected Solutions DR Program |  | 2024-03-13 | 2023-08-29 | 10 |  | Lithium Ion |  | Tesla | 13.5 | 5 | 13.5 | 5 | BM | Bill SVG | Peak Shaving | Reliability,Renew Shift |  | 0 | Yes | AC-Coupled | PhotoVoltaic | 5 | 5
ESMASI-32686 |  | MA - DOER/ MassCEC Funded Projects |  |  | 2024-03-13 | 2023-09-20 | 10 |  | Lithium Ion |  | Tesla | 14 | 5.8 | 13.5 | 5 | BM |  |  | Reliability,Renew Shift |  | 0 | Yes | AC-Coupled | Fuel Cell | 5.8 | 5
ESMASI-36503 |  |  |  |  | 2024-03-13 | 2024-01-08 | 10 |  | Lithium Ion |  | Tesla | 7.56 | 7.56 | 13.5 | 5 | BM |  |  | Reliability,Renew Shift |  | 0 | Yes | AC-Coupled | PhotoVoltaic | 7.56 | 5
ESMAEX-00552 |  | MA - SMART Program |  |  | 2024-03-13 | 2021-12-23 |  |  | Lithium Ion |  | Other | 672 | 336 | 672 | 750 | Standalone |  |  | Renew Intg,Renew Shift,Wholesale Mkt |  | 0 | Yes | DC-Coupled | PhotoVoltaic | 336 | 750
ESMASI-36728 |  | MA - SMART Program | Net Metering |  | 2024-03-14 | 2024-01-16 | 10 |  | Lithium Ion |  | Tesla | 0 | 0 | 13.5 | 5 | BM |  | Backup |  |  | 0 | Yes | AC-Coupled | PhotoVoltaic | 0 | 5
ESMAEX-01661 |  | MA - SMART Program | Connected Solutions Demand Response |  | 2024-03-15 | 2022-10-05 | 10 |  | Lithium Ion |  | Tesla | 13.5 | 5 | 13.5 | 5 | Behind the Meter | Bill SVG | Peak Shaving,Reliability | Renew Shift |  | 0 | Yes | AC-Coupled | PhotoVoltaic | 5 | 0
ESMAEX-02098 |  | MA - SMART Program |  |  | 2024-03-15 | 2023-02-01 | 10 |  | Lithium Ion |  | Tesla | 27 | 10 | 27 | 10 | Behind the Meter | Bill SVG | Peak Shaving,Reliability | Renew Shift |  | 0 | Yes | AC-Coupled | PhotoVoltaic | 10 | 0
ESMAEX-03027 |  |  |  |  | 2024-03-15 | 2023-10-05 | 10 |  | Lithium Ion |  | Tesla | 13.5 | 5 | 13.5 | 5 | Behind the Meter | Bill SVG | Peak Shaving,Reliability | Renew Shift |  | 0 | Yes | DC-Coupled | PhotoVoltaic | 5 | 0
ESMASI-36296 |  | MA - SMART Program | Utility Connected Solutions DR Program |  | 2024-03-15 | 2023-12-27 | 10 |  | Lithium Ion |  | Tesla | 13.5 | 5 | 13.5 | 5 | BM | Bill SVG | Peak Shaving | Reliability,Renew Shift |  | 0 | Yes | DC-Coupled | PhotoVoltaic | 5 | 0
ESMAEX-01948 |  | Connected Solutions Demand Response |  |  | 2024-03-15 | 2022-12-27 | 10 |  | Lithium Ion |  | Tesla | 0 | 0 | 27 | 10 | Behind the Meter | Bill SVG | Peak Shaving,Reliability | Renew Shift |  | 0 | Yes | AC-Coupled | Other | 0 | 10
ESMASI-23966 |  | MA - SMART Program | Net Metering |  | 2024-03-18 | 2023-02-03 | 10 |  | Lithium Ion |  | LG Chem | 9.8 | 5 | 9.8 | 5 | BM |  | Backup |  |  | 0 | Yes | DC-Coupled | PhotoVoltaic | 5 | 0
ESMASI-34769 |  |  |  |  | 2024-03-18 | 2023-11-10 | 10 |  | Lithium Ion |  | Tesla | 0 | 0 | 27 | 10 | BM | Bill SVG | Peak Shaving | Reliability,Renew Shift |  | 0 | Yes | AC-Coupled | Other | 0 | 10
ESMAEX-02827 |  |  |  |  | 2024-03-18 | 2023-08-17 |  |  | Lithium Ion |  | Enphase | 5 | 5 | 40 | 40 | Behind the Meter |  |  |  |  | 0 | Yes | DC-Coupled | PhotoVoltaic | 5 | 40
ESMAEX-03069 |  | MA - Energy Efficiency/ DR Program |  |  | 2024-03-19 | 2023-10-19 | 10 |  | Lithium Ion |  | Tesla | 14 | 14 | 10 | 10 | Behind the Meter |  | Reliability |  |  | 0 | Yes | AC-Coupled | PhotoVoltaic | 14 | 10
ESMAEX-03134 |  | MA - DOER/ MassCEC Funded Projects | MA - Energy Efficiency/ DR Program | MA - SMART Program,Utility DR Program | 2024-03-20 | 2023-11-08 | 10 |  | Lithium Ion |  | Tesla | 0 | 0 | 40.5 | 15 | Behind the Meter | Generation | Reliability |  | Utility DR Program | 0 | Yes | AC-Coupled | PhotoVoltaic | 0 | 15
ESMASI-37353 |  | Connected Solutions |  |  | 2024-03-21 | 2024-02-07 | 20 |  | Lithium Ion |  | Tesla | 0 | 0 | 13.5 | 5 | BM |  |  | Renew Shift |  | 0 | Yes | AC-Coupled | PhotoVoltaic | 0 | 5
ESMASI-30193 |  | MA - SMART Program | Utility Connected Solutions DR Program |  | 2024-03-22 | 2023-07-24 | 10 |  | Lithium Ion |  | Tesla | 27 | 10 | 27 | 10 | BM | Bill SVG | Peak Shaving | Reliability,Renew Shift |  | 0 | Yes | DC-Coupled | PhotoVoltaic | 10 | 0
ESMASI-36571 |  |  |  |  | 2024-03-22 | 2024-01-10 | 10 |  | Lithium Ion |  | Tesla | 13.5 | 13.5 | 5 | 5 | BM |  |  |  |  | 0 | Yes | AC-Coupled | PhotoVoltaic | 13.5 | 5
ESMAEX-02801 |  | Connected Solutions |  |  | 2024-03-22 | 2023-08-11 | 10 |  | Lithium Ion |  | Tesla | 0 | 0 | 13.5 | 5 | Behind the Meter | Bill SVG |  |  |  | 0 | Yes | AC-Coupled | Other | 0 | 10
ESMAEX-02860 |  | MA - SMART Program |  |  | 2024-03-22 | 2023-08-23 | 10 |  | Lithium Ion |  | Tesla | 0 | 0 | 13.5 | 5 | Behind the Meter | Bill SVG |  |  |  | 0 | Yes | AC-Coupled | Other | 0 | 5
ESMASI-27127 |  | MA - SMART Program |  |  | 2024-03-26 | 2023-05-03 | 10 |  | Lithium Ion |  | Tesla | 13.5 | 5 | 13.5 | 5 | BM | Bill SVG | Peak Shaving | Reliability,Renew Shift |  | 0 | Yes | AC-Coupled | PhotoVoltaic | 5 | 0
ESMAEX-02909 |  |  |  |  | 2024-03-26 | 2023-09-12 | 10 |  | Lithium Ion |  | Tesla | 0 | 0 | 10 | 10 | Behind the Meter | Bill SVG |  |  |  | 0 | Yes | AC-Coupled | PhotoVoltaic | 0 | 10
ESMASI-36504 |  |  |  |  | 2024-03-26 | 2024-01-08 | 10 |  | Lithium Ion |  | Tesla | 0 | 0 | 13.5 | 5 | BM |  |  | Reliability,Renew Shift |  | 0 | Yes | AC-Coupled | PhotoVoltaic | 0 | 5
ESMAEX-02064 |  |  |  |  | 2024-03-26 | 2023-01-24 | 10 |  | Lithium Ion |  | Tesla | 0 | 0 | 27 | 10 | Behind the Meter | Bill SVG | Peak Shaving,Reliability | Renew Shift |  | 0 | Yes | AC-Coupled | Other | 0 | 10
ESMASI-38400 |  |  |  |  | 2024-03-27 | 2024-03-07 | 10 |  | Lithium Ion |  | Tesla | 13.5 | 5 | 13.5 | 5 | BM |  |  |  |  | 0 | Yes | DC-Coupled | PhotoVoltaic | 5 | 0
ESMASI-36718 |  | MA - SMART Program | Utility Connected Solutions DR Program |  | 2024-03-28 | 2024-01-16 | 10 |  | Lithium Ion |  | Tesla | 13.5 | 5 | 13.5 | 5 | BM | Bill SVG | Peak Shaving | Reliability,Renew Shift |  | 0 | Yes | DC-Coupled | PhotoVoltaic | 5 | 0
ESMASI-35045 |  | Class 1 Rec |  |  | 2024-03-29 | 2023-11-16 | 10 |  | Lithium Ion |  | Tesla | 0 | 0 | 13.5 | 7.6 | BM | Bill SVG,Generation |  |  |  | 0 | Yes | AC-Coupled | PhotoVoltaic | 0 | 7.6
ESMASI-36509 |  | MA - SMART Program | Connected solutions |  | 2024-04-01 | 2024-01-08 | 60 |  | Lithium Ion |  | Tesla | 27 | 27 | 27 | 10 | BM |  |  |  |  | 0 | Yes | AC-Coupled | PhotoVoltaic | 27 | 0
ESMASI-30993 |  | None |  |  | 2024-04-02 | 2023-08-11 | 10 |  | Lithium Ion |  | Tesla | 0 | 0 | 0 | 0 | BM | Bill SVG |  |  |  | 0 | Yes | AC-Coupled | Other | 0 | 0
ESMAEX-02710 |  | Class 1 REC |  |  | 2024-04-02 | 2023-07-25 | 10 |  | Lithium Ion |  | Tesla | 0 | 0 | 7 | 5 | Behind the Meter | Bill SVG,Generation |  |  |  | 0 | Yes | AC-Coupled | PhotoVoltaic | 0 | 5
ESMAEX-02990 |  | Class 1 REC |  |  | 2024-04-02 | 2023-09-29 | 10 |  | Lithium Ion |  | Tesla | 0 | 0 | 13.5 | 7.6 | Behind the Meter | Bill SVG,Generation |  |  |  | 0 | Yes | AC-Coupled | PhotoVoltaic | 0 | 7.6
ESMAEX-02759 |  |  |  |  | 2024-04-02 | 2023-08-04 | 10 |  | Lithium Ion |  | Tesla | 13.5 | 5 | 27 | 10 | Behind the Meter |  | Reliability | Renew Intg |  | 0 | Yes | AC-Coupled | PhotoVoltaic | 5 | 10
ESMAEX-03122 |  | MA - SMART Program | Utility DR Program |  | 2024-04-02 | 2023-11-07 | 10 |  | Lithium Ion |  | Tesla | 0 | 0 | 27 | 10 | Behind the Meter | Generation | Reliability |  | Utility DR Program | 0 | Yes | AC-Coupled | Other | 0 | 10
ESMASI-35565 |  |  |  |  | 2024-04-03 | 2023-12-04 | 10 |  | Lithium Ion |  | Other | 19400 | 10 | 0 | 0 | BM | Bill SVG | Peak Shaving | Reliability,Renew Shift |  | 0 | No | DC-Coupled | PhotoVoltaic | 10 | 0
ESMASI-36534 |  | Class 1 Rec |  |  | 2024-04-03 | 2024-01-09 | 10 |  | Lithium Ion |  | Tesla | 0 | 0 | 13.5 | 5 | BM | Bill SVG,Generation |  |  |  | 0 | Yes | AC-Coupled | PhotoVoltaic | 0 | 7.6
ESMASI-33056 |  |  |  |  | 2024-04-04 | 2023-09-28 | 30 |  | Lithium Ion |  | Tesla | 0 | 0 | 0 | 0 | BM |  | back up power only, zero export | Reliability |  | 0 | Yes | AC-Coupled | Other | 0 | 0
ESMAEX-02311 |  |  |  |  | 2024-04-04 | 2023-03-27 | 10 |  | Lithium Ion |  | Tesla | 5 | 14 | 5 | 5 | Behind the Meter |  |  |  |  | 0 | Yes | AC-Coupled | PhotoVoltaic | 14 | 5
ESMAEX-02692 |  | MA - SMART Program |  |  | 2024-04-04 | 2023-07-19 | 10 |  | Lithium Ion |  | Tesla | 27 | 10 | 27 | 10 | Behind the Meter | Bill SVG | Peak Shaving,Reliability | Renew Shift |  | 0 | Yes | AC-Coupled | PhotoVoltaic | 10 | 10
ESMAEX-02810 |  |  |  |  | 2024-04-05 | 2023-08-14 | 10 |  | Lithium Ion |  | Tesla | 27 | 10 | 27 | 10 | Behind the Meter |  |  |  |  | 0 | Yes | DC-Coupled | PhotoVoltaic | 10 | 0
ESMASI-34770 |  | MA - Energy Efficiency/ DR Program |  |  | 2024-04-05 | 2023-11-10 | 10 |  | Lithium Ion |  | Other | 0 | 0 | 13.6 | 5 | BM | Generation |  |  |  | 0 | Yes | AC-Coupled | Other | 0 | 5
ESMASI-29829 |  |  |  |  | 2024-04-08 | 2023-07-12 | 10 |  | Lithium Ion |  | Tesla | 0 | 0 | 4.8 | 4.8 | BM | Bill SVG | Peak Shaving | Reliability,Renew Shift |  | 0 | Yes | AC-Coupled | Other | 0 | 4.8
ESMASI-29394 |  | MA - SMART Program |  |  | 2024-04-08 | 2023-06-29 | 10 |  | Lithium Ion |  | Tesla | 13.5 | 5 | 13.5 | 5 | BM | Bill SVG | Peak Shaving | Reliability,Renew Shift |  | 0 | Yes | AC-Coupled | PhotoVoltaic | 5 | 5
ESMASI-33468 |  | MA - SMART Program | Utility Connected Solutions DR Program |  | 2024-04-09 | 2023-10-09 | 10 |  | Lithium Ion |  | Tesla | 13.5 | 5 | 13.5 | 5 | BM | Bill SVG | Peak Shaving | Reliability,Renew Shift |  | 0 | Yes | AC-Coupled | PhotoVoltaic | 5 | 0
ESMAEX-01858 |  | MA - Energy Efficiency/ DR Program |  |  | 2024-04-10 | 2022-11-29 | 10 |  | Lithium Ion |  | Tesla | 10 | 10 | 14 | 10 | Behind the Meter |  | Reliability |  |  | 0 | Yes | AC-Coupled | PhotoVoltaic | 10 | 10
ESMASI-38608 |  |  |  |  | 2024-04-11 | 2024-03-14 | 10 |  | Lithium Ion |  | Tesla | 0 | 0 | 0 | 0 | BM |  | back up power only, zero export | Reliability |  | 0 | Yes | AC-Coupled | PhotoVoltaic | 0 | 0
ESMASI-13634 |  |  |  |  | 2024-04-11 | 2022-05-24 | 10 |  | Lithium Ion |  | Tesla | 0 | 0 | 5 | 5 | BM | Generation |  |  |  | 0 | Yes | AC-Coupled | PhotoVoltaic | 0 | 5
ESMASI-31556 |  | MA - SMART Program |  |  | 2024-04-11 | 2023-08-25 | 10 |  | Lithium Ion |  | Enphase | 3.5 | 3 | 16.8 | 5.12 | BM |  |  | Reliability |  | 0 | Yes | AC-Coupled | PhotoVoltaic | 3 | 5.12
ESMAEX-03046 |  | MA - SMART Program | Connected Solutions Demand Response |  | 2024-04-12 | 2023-10-12 | 10 |  | Lithium Ion |  | Tesla | 27 | 10 | 27 | 10 | Behind the Meter | Bill SVG | Peak Shaving,Reliability | Renew Shift |  | 0 | Yes | DC-Coupled | PhotoVoltaic | 10 | 0
ESMAEX-02478 |  | MA - SMART Program |  |  | 2024-04-12 | 2023-05-15 | 10 |  | Lithium Ion |  | Enphase | 17.5 | 15 | 16.8 | 15 | Behind the Meter | Micogrid | Reliability |  |  | 0 | Yes | AC-Coupled | PhotoVoltaic | 15 | 15
ESMASI-37073 |  | MA - DOER/ MassCEC Funded Projects | MA - SMART Program | Utility DR Program | 2024-04-12 | 2024-01-29 | 10 |  | Lithium Ion |  | Tesla | 0 | 0 | 27 | 10 | BM | Generation | Utility DR Program | Reliability |  | 0 | Yes | AC-Coupled | Other | 0 | 10
ESMASI-34906 |  |  |  |  | 2024-04-15 | 2023-11-14 | 10 |  | Lithium Ion |  | Tesla | 13.5 | 5 | 13.5 | 5 | BM | Bill SVG | Peak Shaving | Reliability,Renew Shift |  | 0 | Yes | DC-Coupled | PhotoVoltaic | 5 | 0
ESMASI-37802 |  |  |  |  | 2024-04-15 | 2024-02-19 | 10 |  | Lithium Ion |  | Other | 13.6 | 13.6 | 5 | 5 | BM |  |  |  |  | 0 | Yes | AC-Coupled | PhotoVoltaic | 13.6 | 5
ESMASI-29542 |  | MA - SMART Program |  |  | 2024-04-16 | 2023-07-05 | 10 |  | Lithium Ion |  | Tesla | 13.5 | 5 | 13.5 | 5 | BM | Bill SVG | Peak Shaving | Reliability,Renew Shift |  | 0 | Yes | DC-Coupled | PhotoVoltaic | 5 | 0
ESMASI-26091 |  |  |  |  | 2024-04-16 | 2023-04-10 | 10 |  | Lithium Ion |  | Other | 10.5 | 12.64 | 10.5 | 3.84 | BM | Bill SVG | Peak Shaving |  |  | 0 | No | AC-Coupled | PhotoVoltaic | 12.64 | 3.84
ESMAEX-03116 |  | MA - SMART Program | Connected Solutions Demand Response |  | 2024-04-16 | 2023-11-03 | 20 |  | Lithium Ion |  | Tesla | 0 | 0 | 27 | 10 | Behind the Meter | Bill SVG | Peak Shaving,Reliability | Renew Shift |  | 0 | Yes | AC-Coupled | PhotoVoltaic | 0 | 10
ESMASI-38159 |  | Utility Connected Solutions DR Program |  |  | 2024-04-17 | 2024-02-29 | 10 |  | Lithium Ion |  | Tesla | 13.5 | 5 | 13.5 | 5 | BM | Bill SVG | Peak Shaving | Reliability,Renew Shift |  | 0 | Yes | DC-Coupled | PhotoVoltaic | 5 | 0
ESMASI-34265 |  |  |  |  | 2024-04-17 | 2023-10-27 | 10 |  | Lithium Ion |  | Tesla | 13.5 | 5 | 13.5 | 5 | BM |  |  |  |  | 0 | Yes | AC-Coupled | PhotoVoltaic | 5 | 5
ESMAEX-01822 |  | MA - SMART Program | Connected Solutions Demand Response |  | 2024-04-17 | 2022-11-16 | 10 |  | Lithium Ion |  | Tesla | 27 | 10 | 27 | 10 | Behind the Meter | Bill SVG | Peak Shaving,Reliability | Renew Shift |  | 0 | Yes | AC-Coupled | PhotoVoltaic | 10 | 10
ESMAEX-03207 |  |  |  |  | 2024-04-17 | 2023-11-30 | 10 |  | Lithium Ion |  | Tesla | 13.5 | 5 | 27 | 10 | Behind the Meter |  |  |  |  | 0 | Yes | AC-Coupled | PhotoVoltaic | 5 | 10
ESMASI-37230 |  |  |  |  | 2024-04-18 | 2024-02-02 | 10 |  | Lithium Ion |  | Tesla | 13.5 | 13.5 | 5 | 5 | BM |  | Connected solutions | Reliability |  | 0 | Yes | AC-Coupled | PhotoVoltaic | 13.5 | 5
ESMASI-35080 |  | Class 1 REC |  |  | 2024-04-19 | 2023-11-17 | 10 |  | Lithium Ion |  | Tesla | 0 | 0 | 13.5 | 5 | BM | Bill SVG,Generation |  |  |  | 0 | Yes | AC-Coupled | PhotoVoltaic | 0 | 7.6
ESMASI-37262 |  | MA - DOER/ MassCEC Funded Projects |  |  | 2024-04-19 | 2024-02-05 | 10 |  | Lithium Ion |  | Tesla | 14 | 0 | 13.5 | 5 | BM |  | Peak Shaving |  |  | 0 | Yes | AC-Coupled | PhotoVoltaic | 0 | 5
ESMAEX-02744 |  | MA - SMART Program |  |  | 2024-04-19 | 2023-08-01 | 10 |  | Lithium Ion |  | Enphase | 3.5 | 3 | 16.8 | 6.4 | Behind the Meter |  | Reliability |  |  | 0 | Yes | AC-Coupled | PhotoVoltaic | 3 | 6.4
ESMASI-37648 |  | MA - SMART Program | Utility Connected Solutions DR Program |  | 2024-04-24 | 2024-02-14 | 10 |  | Lithium Ion |  | Tesla | 13.5 | 5 | 13.5 | 5 | BM | Bill SVG | Peak Shaving | Reliability,Renew Shift |  | 0 | Yes | AC-Coupled | PhotoVoltaic | 5 | 5
ESMAEX-01998 |  | MA - Energy Efficiency/ DR Program |  |  | 2024-04-24 | 2023-01-11 | 10 |  | Lithium Ion |  | Tesla | 10 | 10 | 14 | 10 | Behind the Meter |  | Reliability |  |  | 0 | Yes | AC-Coupled | PhotoVoltaic | 10 | 10
ESMAEX-03163 |  | MA - Energy Efficiency/ DR Program |  |  | 2024-04-24 | 2023-11-16 | 10 |  | Lithium Ion |  | Tesla | 0 | 0 | 27 | 10 | Behind the Meter | Generation |  |  |  | 0 | Yes | AC-Coupled | Other | 0 | 10
ESMAEX-02879 |  |  |  |  | 2024-04-25 | 2023-08-31 | 10 |  | Lithium Ion |  | Tesla | 13.5 | 5 | 13.5 | 5 | Behind the Meter |  |  |  |  | 0 | Yes | DC-Coupled | PhotoVoltaic | 5 | 0
ESMASI-35063 |  |  |  |  | 2024-04-25 | 2023-11-16 | 10 |  | Lithium Ion |  | Tesla | 0 | 13.5 | 13.5 | 5 | BM |  |  |  |  | 0 | Yes | AC-Coupled | Other | 13.5 | 5
ESMAEX-02802 |  | MA - SMART Program |  |  | 2024-04-25 | 2023-08-11 | 10 |  | Lithium Ion |  | Tesla | 0 | 0 | 13.5 | 5 | Behind the Meter | Bill SVG |  |  |  | 0 | Yes | AC-Coupled | Other | 0 | 5
ESMASI-33397 |  | Class 1 Rec |  |  | 2024-04-25 | 2023-10-06 | 10 |  | Lithium Ion |  | Tesla | 0 | 0 | 13.5 | 7.6 | BM | Bill SVG,Generation |  |  |  | 0 | Yes | AC-Coupled | PhotoVoltaic | 0 | 7.6
ESMAEX-02195 |  | ISO Markets | MA - SMART Program | CPeak | 2024-04-25 | 2023-02-23 | 30 |  | Lithium Ion |  | Other | 233 | 125 | 233 | 125 | Behind the Meter |  |  | Wholesale Mkt |  | 0 | Yes | AC-Coupled | PhotoVoltaic | 125 | 125
ESMASI-31093 |  | MA - SMART Program | Utility Connected Solutions DR Program |  | 2024-04-26 | 2023-08-15 | 10 |  | Lithium Ion |  | Tesla | 11.5 | 5 | 11.5 | 5 | BM | Bill SVG | Peak Shaving | Reliability,Renew Shift |  | 0 | Yes | DC-Coupled | PhotoVoltaic | 5 | 0
ESMAEX-02154 |  | MA - SMART Program | Connected Solutions Demand Response |  | 2024-04-29 | 2023-02-13 | 10 |  | Lithium Ion |  | Tesla | 27 | 10 | 27 | 10 | Behind the Meter | Bill SVG | Peak Shaving,Reliability | Renew Shift |  | 0 | Yes | AC-Coupled | PhotoVoltaic | 10 | 0
ESMAEX-02460 |  | MA - SMART Program |  |  | 2024-04-29 | 2023-05-08 | 10 |  | Lithium Ion |  | Enphase | 10.5 | 3.84 | 10.08 | 3.84 | Behind the Meter | Micogrid | Peak Shaving,Reliability |  |  | 0 | Yes | AC-Coupled | PhotoVoltaic | 3.84 | 3.84
ESMAEX-00986 |  | MA - SMART Program | Connected Solutions Demand Response |  | 2024-04-29 | 2022-03-29 | 11 |  | Lithium Ion |  | Tesla | 0 | 0 | 13.5 | 10 | Behind the Meter | Bill SVG | Peak Shaving,Reliability | Renew Shift |  | 0 | Yes | AC-Coupled | PhotoVoltaic | 0 | 10
ESMAEX-02245 |  | MA - SMART Program | Connected Solutions |  | 2024-04-29 | 2023-03-08 | 10 |  | Lithium Ion |  | Tesla | 0 | 0 | 27 | 10 | Behind the Meter | Bill SVG | Reliability | Renew Shift,Wholesale Mkt |  | 0 | Yes | AC-Coupled | PhotoVoltaic | 0 | 10
ESMASI-35153 |  | MA - Energy Efficiency/ DR Program |  |  | 2024-04-30 | 2023-11-20 | 10 |  | Lithium Ion |  | Tesla | 9 | 9 | 10 | 10 | BM |  |  | Reliability |  | 0 | Yes | AC-Coupled | PhotoVoltaic | 9 | 10
ESMASI-35161 |  | Utility DR program |  |  | 2024-04-30 | 2023-11-20 | 10 |  | Lithium Ion |  | Tesla | 0 | 0 | 13.5 | 5 | BM | Bill SVG | Peak Shaving | Reliability,Renew Shift |  | 0 | Yes | AC-Coupled | PhotoVoltaic | 0 | 5
ESMAEX-02092 |  | MA - SMART Program | Connected Solutions Demand Response |  | 2024-05-01 | 2023-01-31 | 10 |  | Lithium Ion |  | Tesla | 13.5 | 5 | 13.5 | 5 | Behind the Meter | Bill SVG | Peak Shaving,Reliability | Renew Shift |  | 0 | Yes | AC-Coupled | PhotoVoltaic | 5 | 0
ESMAEX-02747 |  | MA - SMART Program | Connected Solutions Demand Response |  | 2024-05-01 | 2023-08-02 | 10 |  | Lithium Ion |  | Tesla | 13.5 | 5 | 13.5 | 5 | Behind the Meter | Bill SVG | Peak Shaving,Reliability | Renew Shift |  | 0 | Yes | AC-Coupled | PhotoVoltaic | 5 | 0
ESMASI-31232 |  |  |  |  | 2024-05-02 | 2023-08-17 | 10 |  | Lithium Ion |  | Tesla | 13.5 | 5 | 13.5 | 5 | BM | Bill SVG | Peak Shaving | Reliability,Renew Shift |  | 0 | Yes | AC-Coupled | PhotoVoltaic | 5 | 5
ESMAEX-01992 |  | MA - SMART Program | Connected Solutions Demand Response |  | 2024-05-06 | 2023-01-10 | 10 |  | Lithium Ion |  | Tesla | 27 | 10 | 27 | 10 | Behind the Meter | Bill SVG | Peak Shaving,Reliability | Renew Shift |  | 0 | Yes | AC-Coupled | PhotoVoltaic | 10 | 0
ESMASI-35824 |  |  |  |  | 2024-05-06 | 2023-12-11 | 10 |  | Lithium Ion |  | Tesla | 0 | 0 | 13.5 | 5 | BM | Bill SVG | Peak Shaving | Reliability,Renew Shift |  | 0 | Yes | AC-Coupled | Other | 0 | 5
ESMAEX-03021 |  | Connected Solutions |  |  | 2024-05-07 | 2023-10-04 | 10 |  | Lithium Ion |  | Tesla | 0 | 0 | 27 | 10 | Behind the Meter | Bill SVG |  |  |  | 0 | Yes | AC-Coupled | PhotoVoltaic | 0 | 10
ESMAEX-02897 |  | Connected Solutions |  |  | 2024-05-07 | 2023-09-07 | 11 |  | Lithium Ion |  | Other | 0 | 0 | 27.2 | 10 | Behind the Meter | Generation | Reliability |  |  | 0 | Yes | AC-Coupled | PhotoVoltaic | 0 | 10
ESMAEX-03076 |  |  |  |  | 2024-05-08 | 2023-10-20 | 10 |  | Lithium Ion |  | Other | 13 | 13 | 13 | 13 | Behind the Meter | Bill SVG,Generation | Reliability | Renew Intg |  | 0 | Yes | AC-Coupled | Other | 13 | 13
ESMASI-37166 |  | MA - SMART Program | Utility Connected Solutions DR Program |  | 2024-05-09 | 2024-01-31 | 19 |  | Lithium Ion |  | Tesla | 13.5 | 5 | 13.5 | 5 | BM | Bill SVG | Peak Shaving | Reliability,Renew Shift |  | 0 | Yes | DC-Coupled | PhotoVoltaic | 5 | 0
ESMASI-35756 |  |  |  |  | 2024-05-10 | 2023-12-07 | 10 |  | Lithium Ion |  | Tesla | 0 | 0 | 5 | 5 | BM | Bill SVG | Peak Shaving | Reliability,Renew Shift |  | 0 | Yes | AC-Coupled | Other | 0 | 5
ESMASI-39362 |  | MA - Energy Efficiency/ DR Program |  |  | 2024-05-10 | 2024-04-03 | 10 |  | Lithium Ion |  | Tesla | 14 | 14 | 10 | 10 | BM |  |  | Reliability |  | 0 | Yes | AC-Coupled | PhotoVoltaic | 14 | 10
ESMASI-38334 |  |  |  |  | 2024-05-14 | 2024-03-06 | 10 |  | Lithium Ion |  | Tesla | 13.5 | 13.5 | 5 | 5 | BM |  |  |  |  | 0 | Yes | AC-Coupled | PhotoVoltaic | 13.5 | 5
ESMASI-40172 |  |  |  |  | 2024-05-14 | 2024-04-23 | 10 |  | Lithium Ion |  | Tesla | 13.5 | 13.5 | 5 | 5 | BM |  |  |  |  | 0 | Yes | AC-Coupled | PhotoVoltaic | 13.5 | 5
ESMASI-35954 |  | Utility Connected Solutions DR Program |  |  | 2024-05-14 | 2023-12-14 | 10 |  | Lithium Ion |  | Tesla | 0 | 0 | 27 | 10 | BM | Bill SVG | Peak Shaving | Reliability,Renew Shift |  | 0 | Yes | AC-Coupled | PhotoVoltaic | 0 | 10
ESMAEX-02508 |  | MA - Energy Efficiency/ DR Program |  |  | 2024-05-15 | 2023-05-22 | 10 |  | Lithium Ion |  | Tesla | 13.5 | 13.5 | 5 | 5 | Behind the Meter |  |  | Renew Intg |  | 0 | Yes | AC-Coupled | Other | 13.5 | 5
ESMAEX-01706 |  |  |  |  | 2024-05-15 | 2022-10-21 | 10 |  | Lithium Ion |  | Tesla | 0 | 0 | 10 | 10 | Behind the Meter | Bill SVG |  |  |  | 0 | Yes | AC-Coupled | PhotoVoltaic | 0 | 10
ESMAEX-02682 |  | Class 1 REC |  |  | 2024-05-15 | 2023-07-18 | 10 |  | Lithium Ion |  | Tesla | 13.5 | 13.5 | 13.5 | 7.6 | Behind the Meter | Bill SVG,Generation |  |  |  | 0 | Yes | AC-Coupled | PhotoVoltaic | 13.5 | 7.6
ESMAEX-02352 |  | Connected Solutions Demand Response |  |  | 2024-05-17 | 2023-04-06 | 10 |  | Lithium Ion |  | Tesla | 0 | 0 | 40.5 | 15 | Behind the Meter | Bill SVG | Peak Shaving,Reliability | Renew Shift |  | 0 | Yes | AC-Coupled | Other | 0 | 15
ESMAEX-02923 |  | MA - Energy Efficiency/ DR Program |  |  | 2024-05-19 | 2023-09-15 | 10 |  | Lithium Ion |  | Tesla | 14 | 14 | 15 | 15 | Behind the Meter |  | Reliability |  |  | 0 | Yes | AC-Coupled | Other | 14 | 15
ESMASI-32755 |  |  |  |  | 2024-05-20 | 2023-09-21 | 10 |  | Lithium Ion |  | Other | 9.7 | 9.7 | 0 | 0 | BM |  |  |  |  | 0 | Yes | DC-Coupled | PhotoVoltaic | 9.7 | 0
ESMAEX-02579 |  |  |  |  | 2024-05-20 | 2023-06-13 | 10 |  | Lithium Ion |  | Tesla | 13.5 | 13.5 | 10 | 10 | Behind the Meter |  |  |  |  | 0 | Yes | AC-Coupled | Other | 13.5 | 10
ESMAEX-03388 |  |  |  |  | 2024-05-20 | 2024-01-26 | 10 |  | Lithium Ion |  | Tesla | 0 | 0 | 54 | 20 | Behind the Meter |  |  |  |  | 0 | Yes | AC-Coupled | PhotoVoltaic | 0 | 20
ESMASI-37161 |  |  |  |  | 2024-05-21 | 2024-01-31 | 10 |  | Lithium Ion |  | Enphase | 5 | 5 | 5 | 7.68 | BM |  |  |  |  | 0 | Yes | AC-Coupled | PhotoVoltaic | 5 | 7.68
ESMAEX-02786 |  | MA - Energy Efficiency/ DR Program |  |  | 2024-05-21 | 2023-08-10 | 10 |  | Lithium Ion |  | Tesla | 14 | 14 | 10 | 10 | Behind the Meter |  | Reliability |  |  | 0 | Yes | AC-Coupled | PhotoVoltaic | 14 | 10
ESMASI-14513 |  |  |  |  | 2024-05-22 | 2022-06-17 | 10 |  | Lithium Ion |  | Enphase | 0 | 0 | 3.84 | 3.84 | BM | Generation |  |  |  | 0 | Yes | AC-Coupled | PhotoVoltaic | 0 | 3.84
ESMASI-28037 |  |  |  |  | 2024-05-22 | 2023-05-24 | 10 |  | Lithium Ion |  | Tesla | 13.5 | 5 | 13.5 | 5 | BM |  |  |  |  | 0 | Yes | AC-Coupled | PhotoVoltaic | 5 | 5
ESMASI-28169 |  |  |  |  | 2024-05-22 | 2023-05-26 | 10 |  | Lithium Ion |  | LG Chem | 38.4 | 20 | 38.4 | 17.6 | BM | Micogrid |  | Reliability |  | 0 | Yes | DC-Coupled | PhotoVoltaic | 20 | 17.6
ESMASI-37531 |  |  |  |  | 2024-05-30 | 2024-02-12 | 10 |  | Lithium Ion |  | Tesla | 13.5 | 13.5 | 13.5 | 5 | BM |  |  |  |  | 0 | Yes | AC-Coupled | Other | 13.5 | 5
ESMAEX-03131 |  |  |  |  | 2024-06-04 | 2023-11-08 | 10 |  | Lithium Ion |  | Tesla | 0 | 0 | 13.5 | 5 | Behind the Meter |  |  |  |  | 0 | Yes | AC-Coupled | Other | 0 | 5
ESMASI-33501 |  |  |  |  | 2024-06-06 | 2023-10-10 | 10 |  | Lithium Ion |  | Tesla | 13.5 | 13.5 | 5 | 5 | BM |  |  | Reliability |  | 0 | Yes | AC-Coupled | Other | 13.5 | 5
ESMASI-38912 |  |  |  |  | 2024-06-06 | 2024-03-21 | 10 |  | Lithium Ion |  | Tesla | 27 | 27 | 7.96 | 7.96 | BM |  |  |  |  | 0 | Yes | AC-Coupled | PhotoVoltaic | 27 | 7.96
ESMASI-35844 |  | Utility DR program |  |  | 2024-06-06 | 2023-12-12 | 10 |  | Lithium Ion |  | Tesla | 0 | 0 | 13.5 | 5 | BM |  | Peak Shaving | Power Quality,Reliability,Renew Shift |  | 0 | Yes | AC-Coupled | PhotoVoltaic | 0 | 5
ESMASI-37695 |  | Connected Solutions |  |  | 2024-06-06 | 2024-02-15 | 10 |  | Lithium Ion |  | Tesla | 0 | 0 | 13.5 | 5 | BM |  |  | Renew Shift |  | 0 | Yes | AC-Coupled | PhotoVoltaic | 0 | 5
ESMASI-38344 |  | Utility DR Program |  |  | 2024-06-06 | 2024-03-06 | 10 |  | Lithium Ion |  | Tesla | 0 | 0 | 27 | 10 | BM | Bill SVG | Peak Shaving | Power Quality,Reliability,Renew Shift |  | 0 | Yes | AC-Coupled | PhotoVoltaic | 0 | 0
ESMASI-30960 |  | MA - SMART Program | Utility Connected Solutions DR Program |  | 2024-06-07 | 2023-08-11 | 10 |  | Lithium Ion |  | Tesla | 13.5 | 5 | 13.5 | 5 | BM | Bill SVG | Peak Shaving | Reliability,Renew Shift |  | 0 | Yes | DC-Coupled | PhotoVoltaic | 5 | 0
ESMASI-34243 |  |  |  |  | 2024-06-07 | 2023-10-26 | 10 |  | Lithium Ion |  | Enphase | 10.08 | 10.5 | 3.84 | 3.84 | BM | Micogrid | Peak Shaving |  |  | 0 | Yes | AC-Coupled | PhotoVoltaic | 10.5 | 3.84
ESMAEX-03265 |  |  |  |  | 2024-06-07 | 2023-12-12 | 10 |  | Lithium Ion |  | Enphase | 5 | 5 | 20 | 15.36 | Behind the Meter | Micogrid | Reliability | Renew Intg,Renew Shift |  | 0 | Yes | AC-Coupled | PhotoVoltaic | 5 | 15.36
ESMAEX-02608 |  | MA - Energy Efficiency/ DR Program |  |  | 2024-06-07 | 2023-06-23 | 10 |  | Lithium Ion |  | Tesla | 0 | 0 | 27 | 10 | Behind the Meter | Generation |  |  |  | 0 | Yes | AC-Coupled | Other | 0 | 10
ESMAEX-02926 |  |  |  |  | 2024-06-07 | 2023-09-15 | 10 |  | Lithium Ion |  | Tesla | 0 | 0 | 27 | 10 | Behind the Meter | Generation |  |  |  | 0 | Yes | AC-Coupled | Other | 0 | 10
ESMASI-37415 |  | Utility Connected Solutions DR Program |  |  | 2024-06-10 | 2024-02-08 | 10 |  | Lithium Ion |  | Tesla | 13.5 | 5 | 13.5 | 5 | BM | Bill SVG | Peak Shaving | Reliability,Renew Shift |  | 0 | Yes | DC-Coupled | PhotoVoltaic | 5 | 0
ESMASI-36567 |  |  |  |  | 2024-06-10 | 2024-01-10 | 10 |  | Lithium Ion |  | Tesla | 13.5 | 5 | 13.5 | 5 | BM | Bill SVG |  | Reliability,Renew Shift |  | 0 | Yes | AC-Coupled | PhotoVoltaic | 5 | 5
ESMAEX-00027 |  | MA - Energy Efficiency/ DR Program | ISO Markets | MA - SMART Program,CPeak | 2024-06-11 | 2021-04-02 |  |  | Lithium Ion |  | Tesla | 0 | 0 | 446 | 223 | Behind the Meter | Bill SVG | Peak Shaving | Wholesale Mkt |  | 0 | Yes | AC-Coupled | Other | 0 | 223
ESMAEX-02690 |  |  |  |  | 2024-06-13 | 2023-07-19 | 10 |  | Lithium Ion |  | Tesla | 27 | 10 | 27 | 10 | Behind the Meter |  |  |  |  | 0 | Yes | AC-Coupled | PhotoVoltaic | 10 | 0
ESMASI-35118 |  | Connected Solutions |  |  | 2024-06-14 | 2023-11-18 | 10 |  | Lithium Ion |  | Tesla | 0 | 0 | 13.5 | 5 | BM | Bill SVG |  |  |  | 0 | No | AC-Coupled | Other | 0 | 10
ESMAEX-02980 |  | Connected Solutions |  |  | 2024-06-14 | 2023-09-28 | 10 |  | Lithium Ion |  | Enphase | 5 | 0 | 40 | 30.72 | Behind the Meter |  |  |  | Backup Power, Connected Solutions | 0 | Yes | AC-Coupled | PhotoVoltaic | 0 | 30.72
ESMAEX-03461 |  |  |  |  | 2024-06-14 | 2024-02-19 | 10 |  | Lithium Ion |  | Tesla | 42 | 15 | 40.5 | 15 | Behind the Meter |  |  |  |  | 0 | Yes | AC-Coupled | PhotoVoltaic | 15 | 15
ESMAEX-02067 |  |  |  |  | 2024-06-17 | 2023-01-25 | 11 |  | Lithium Ion |  | Tesla | 7 | 14 | 7 | 7 | Behind the Meter |  |  |  |  | 0 | Yes | AC-Coupled | Other | 14 | 7
ESMAEX-02685 |  | Class ! REC |  |  | 2024-06-18 | 2023-07-18 | 10 |  | Lithium Ion |  | Tesla | 13.5 | 13.5 | 13.5 | 7.6 | Behind the Meter |  |  |  |  | 0 | Yes | AC-Coupled | PhotoVoltaic | 13.5 | 7.6
ESMAEX-00060 |  | MA - DOER/ MassCEC Funded Projects | CPeak |  | 2024-06-18 | 2021-04-19 |  |  | Lithium Ion |  | Other | 1004 | 250 | 1004 | 250 | Behind the Meter | Bill SVG,Micogrid | Reliability |  | Demand Response | 0 | No | DC-Coupled | Other | 250 | 250
ESMASI-35307 |  | Utility DR Program |  |  | 2024-06-19 | 2023-11-27 | 10 |  | Lithium Ion |  | Other | 19800 | 10 | 19.8 | 10 | BM | Bill SVG | Peak Shaving | Power Quality,Reliability,Renew Shift |  | 0 | Yes | DC-Coupled | PhotoVoltaic | 10 | 0
ESMASI-34469 |  | Utility DR program |  |  | 2024-06-19 | 2023-11-02 | 10 |  | Lithium Ion |  | Tesla | 0 | 0 | 13.5 | 5 | BM |  | Peak Shaving | Power Quality,Reliability,Renew Shift |  | 0 | Yes | AC-Coupled | PhotoVoltaic | 0 | 5
ESMASI-34515 |  | Class 1 Rec |  |  | 2024-06-20 | 2023-11-03 | 11 |  | Lithium Ion |  | Tesla | 13.5 | 7.6 | 13.5 | 5 | BM | Bill SVG,Generation |  |  |  | 0 | Yes | AC-Coupled | PhotoVoltaic | 7.6 | 5
ESMAEX-03120 |  | Class 1 REC |  |  | 2024-06-21 | 2023-11-06 | 10 |  | Lithium Ion |  | Tesla | 0 | 0 | 0 | 0 | Behind the Meter | Bill SVG,Generation |  |  |  | 0 | Yes | AC-Coupled | PhotoVoltaic | 0 | 0
ESMAEX-02924 |  | MA - Energy Efficiency/ DR Program |  |  | 2024-06-21 | 2023-09-15 | 10 |  | Lithium Ion |  | Tesla | 0 | 0 | 27 | 10 | Behind the Meter | Generation |  |  |  | 0 | Yes | AC-Coupled | Other | 0 | 10
ESMAEX-02813 |  | MA - Energy Efficiency/ DR Program |  |  | 2024-06-24 | 2023-08-15 | 19 |  | Lithium Ion |  | Enphase | 21 | 0 | 21 | 11.52 | Behind the Meter | Bill SVG |  |  |  | 0 | Yes | AC-Coupled | PhotoVoltaic | 0 | 11.52
ESMASI-27625 |  |  |  |  | 2024-06-25 | 2023-05-15 | 10 |  | Lithium Ion |  | Tesla | 0 | 0 | 0 | 0 | BM |  | back up power only, zero export | Reliability |  | 0 | Yes | AC-Coupled | PhotoVoltaic | 0 | 0
ESMAEX-02609 |  | MA - Energy Efficiency/ DR Program |  |  | 2024-06-25 | 2023-06-23 | 10 |  | Lithium Ion |  | Tesla | 0 | 0 | 27 | 10 | Behind the Meter | Generation |  |  |  | 0 | Yes | AC-Coupled | Other | 0 | 10
ESMASI-40760 |  |  |  |  | 2024-06-26 | 2024-05-07 | 10 |  | Lithium Ion |  | Tesla | 13.5 | 5 | 13.5 | 5 | BM | Bill SVG | Peak Shaving | Reliability,Renew Shift |  | 0 | Yes | DC-Coupled | PhotoVoltaic | 5 | 0
ESMAEX-03098 |  | MA - SMART Program | Connected Solutions Demand Response |  | 2024-06-27 | 2023-10-30 | 10 |  | Lithium Ion |  | Tesla | 27 | 10 | 27 | 10 | Behind the Meter | Bill SVG | Peak Shaving,Reliability | Renew Shift |  | 0 | Yes | DC-Coupled | PhotoVoltaic | 10 | 0
ESMASI-26862 |  |  |  |  | 2024-06-27 | 2023-04-26 | 10 |  | Lithium Ion |  | Tesla | 0 | 0 | 0 | 0 | BM | Bill SVG | Peak Shaving | Reliability,Renew Shift |  | 0 | Yes | AC-Coupled | PhotoVoltaic | 0 | 0
ESMASI-34947 |  | MA - SMART Program |  |  | 2024-06-28 | 2023-11-14 | 10 |  | Lithium Ion |  | Tesla | 13.5 | 7 | 13.5 | 5 | BM | Bill SVG | Peak Shaving | Reliability,Renew Intg,Renew Shift |  | 0 | Yes | AC-Coupled | PhotoVoltaic | 7 | 5
ESMASI-38836 |  |  |  |  | 2024-07-01 | 2024-03-20 | 10 |  | Lithium Ion |  | Tesla | 13.5 | 5 | 13.5 | 5 | BM | Bill SVG |  | Reliability,Renew Shift |  | 0 | Yes | DC-Coupled | PhotoVoltaic | 5 | 0
ESMASI-40183 |  | Utility Connected Solutions DR Program |  |  | 2024-07-02 | 2024-04-23 | 10 |  | Lithium Ion |  | Tesla | 13.5 | 5 | 13.5 | 5 | BM | Bill SVG | Peak Shaving | Reliability,Renew Shift |  | 0 | Yes | DC-Coupled | PhotoVoltaic | 5 | 0
ESMASI-41068 |  |  |  |  | 2024-07-02 | 2024-05-14 | 10 |  | Lithium Ion |  | Tesla | 27 | 27 | 27 | 10 | BM |  | Connected solutions |  |  | 0 | Yes | DC-Coupled | PhotoVoltaic | 27 | 15
ESMASI-27838 |  |  |  |  | 2024-07-03 | 2023-05-18 | 10 |  | Lithium Ion |  | Other | 9.7 | 5 | 9.7 | 5 | BM | Bill SVG |  |  |  | 0 | Yes | DC-Coupled | PhotoVoltaic | 5 | 0
ESMASI-39934 |  | Utility Connected Solutions DR Program |  |  | 2024-07-03 | 2024-04-17 | 10 |  | Lithium Ion |  | Tesla | 13.5 | 5 | 13.5 | 5 | BM | Bill SVG | Peak Shaving | Reliability,Renew Shift |  | 0 | Yes | AC-Coupled | PhotoVoltaic | 5 | 5
ESMASI-38161 |  | Utility Connected Solutions DR Program |  |  | 2024-07-05 | 2024-02-29 | 10 |  | Lithium Ion |  | Tesla | 13.5 | 5 | 13.5 | 5 | BM | Bill SVG | Peak Shaving | Reliability,Renew Shift |  | 0 | Yes | DC-Coupled | PhotoVoltaic | 5 | 0
ESMASI-36969 |  |  |  |  | 2024-07-05 | 2024-01-24 | 10 |  | Lithium Ion |  | Tesla | 0 | 10 | 27 | 10 | BM | Bill SVG | Peak Shaving | Reliability,Renew Shift |  | 0 | Yes | DC-Coupled | PhotoVoltaic | 10 | 0
ESMASI-29152 |  | MA - Energy Efficiency/ DR Program | MA - SMART Program |  | 2024-07-08 | 2023-06-23 | 10 |  | Lithium Ion |  | Tesla | 13.5 | 7 | 13.5 | 5 | BM |  | Peak Shaving | Reliability,Renew Intg,Renew Shift |  | 0 | Yes | AC-Coupled | PhotoVoltaic | 7 | 5
ESMASI-29091 |  |  |  |  | 2024-07-09 | 2023-06-22 | 10 |  | Lithium Ion |  | Other | 6 | 6 | 6 | 6 | BM |  |  |  |  | 0 | Yes | DC-Coupled | Other | 6 | 0
ESMASI-39612 |  |  |  |  | 2024-07-09 | 2024-04-10 | 10 |  | Lithium Ion |  | Tesla | 0 | 5 | 13.5 | 5 | BM | Generation |  |  |  | 0 | Yes | DC-Coupled | PhotoVoltaic | 5 | 7.6
ESMASI-41281 |  | MA - Energy Efficiency/ DR Program |  |  | 2024-07-09 | 2024-05-20 | 10 |  | Lithium Ion |  | Tesla | 0 | 0 | 13.5 | 5 | BM | Generation |  |  |  | 0 | Yes | AC-Coupled | PhotoVoltaic | 0 | 5
ESMASI-40274 |  | MA - SMART Program |  |  | 2024-07-10 | 2024-04-25 | RESIDENTIAL |  | Lithium Ion |  | Tesla | 13.5 | 7.6 | 13.5 | 5 | BM | Bill SVG | Peak Shaving | Renew Shift |  | 0 | Yes | DC-Coupled | PhotoVoltaic | 7.6 | 0
ESMAEX-02722 |  | MA - SMART Program | Connected Solutions Demand Response |  | 2024-07-11 | 2023-07-28 | 10 |  | Lithium Ion |  | Tesla | 27 | 10 | 27 | 10 | Behind the Meter | Bill SVG | Peak Shaving,Reliability | Renew Shift |  | 0 | Yes | AC-Coupled | PhotoVoltaic | 10 | 5
ESMASI-40739 |  |  |  |  | 2024-07-12 | 2024-05-07 | 10 |  | Lithium Ion |  | Tesla | 13.5 | 5 | 13.5 | 5 | BM | Bill SVG | Peak Shaving | Reliability,Renew Shift |  | 0 | Yes | DC-Coupled | PhotoVoltaic | 5 | 0
ESMAEX-02331 |  |  |  |  | 2024-07-12 | 2023-03-31 | 10 |  | Lithium Ion |  | Tesla | 10 | 10 | 14 | 10 | Behind the Meter |  | Reliability |  |  | 0 | Yes | AC-Coupled | PhotoVoltaic | 10 | 10
ESMASI-41108 |  | MA - SMART Program | Net Metering |  | 2024-07-15 | 2024-05-15 | 10 |  | Lithium Ion |  | Tesla | 0 | 0 | 13.5 | 5 | BM |  | Backup |  |  | 0 | Yes | AC-Coupled | PhotoVoltaic | 0 | 5
ESMAEX-03323 |  |  |  |  | 2024-07-16 | 2024-01-03 | 11 |  | Lithium Ion |  | Tesla | 0 | 0 | 13.5 | 7.6 | Behind the Meter |  |  |  |  | 0 | Yes | AC-Coupled | PhotoVoltaic | 0 | 7.6
ESMAEX-03437 |  |  |  |  | 2024-07-16 | 2024-02-14 | 10 |  | Lithium Ion |  | Tesla | 5000 | 5 | 13.5 | 5 | Behind the Meter |  |  |  |  | 0 | Yes | AC-Coupled | PhotoVoltaic | 5 | 5
ESMASI-42552 |  | Utility Connected Solutions DR Program |  |  | 2024-07-17 | 2024-06-21 | Residential |  | Lithium Ion |  | Tesla | 13.5 | 5 | 13.5 | 5 | BM | Bill SVG | Peak Shaving | Reliability,Renew Shift |  | 0 | Yes | DC-Coupled | PhotoVoltaic | 5 | 0
ESMASI-38798 |  | MA - Energy Efficiency/ DR Program | MA - SMART Program |  | 2024-07-17 | 2024-03-19 | 10 |  | Lithium Ion |  | Other | 9.7 | 5 | 9.7 | 5 | BM | Bill SVG | Peak Shaving | Power Quality,Reliability,Renew Intg,Renew Shift |  | 0 | Yes | DC-Coupled | PhotoVoltaic | 5 | 0
ESMASI-37074 |  | Utility DR program |  |  | 2024-07-18 | 2024-01-29 | 11 |  | Lithium Ion |  | Tesla | 0 | 0 | 13.5 | 5 | BM |  | Peak Shaving | Power Quality,Reliability,Renew Intg,Renew Shift |  | 0 | Yes | AC-Coupled | PhotoVoltaic | 0 | 5
ESMASI-41136 |  |  |  |  | 2024-07-18 | 2024-05-15 | 10 |  | Lithium Ion |  | Tesla | 13.5 | 5 | 13.5 | 5 | BM | Bill SVG | Peak Shaving | Reliability,Renew Shift |  | 0 | Yes | DC-Coupled | PhotoVoltaic | 5 | 5
ESMASI-33984 |  | MA - Energy Efficiency/ DR Program |  |  | 2024-07-18 | 2023-10-20 | 19 |  | Lithium Ion |  | Other | 0 | 0 | 13.6 | 5 | BM | Generation |  |  |  | 0 | Yes | AC-Coupled | Other | 0 | 5
ESMASI-40726 |  |  |  |  | 2024-07-23 | 2024-05-07 | 10 |  | Lithium Ion |  | Other | 9.7 | 5 | 9.7 | 5 | BM |  |  |  |  | 0 | Yes | DC-Coupled | PhotoVoltaic | 5 | 0
ESMASI-36090 |  |  |  |  | 2024-07-24 | 2023-12-19 | 10 |  | Lithium Ion |  | Tesla | 0 | 0 | 13.5 | 5 | BM |  |  |  |  | 0 | Yes | AC-Coupled | PhotoVoltaic | 0 | 5
ESMASI-39883 |  | Utility Connected Solutions DR Program |  |  | 2024-07-24 | 2024-04-16 | 10 |  | Lithium Ion |  | Tesla | 0 | 0 | 13.5 | 5 | BM | Bill SVG | Peak Shaving | Reliability,Renew Shift |  | 0 | Yes | AC-Coupled | Other | 0 | 5
ESMASI-39440 |  |  |  |  | 2024-07-25 | 2024-04-05 | 10 |  | Lithium Ion |  | Tesla | 13.5 | 13.5 | 13.5 | 5 | BM |  |  |  |  | 0 | Yes | DC-Coupled | PhotoVoltaic | 13.5 | 0
ESMASI-41478 |  | MA - SMART Program |  |  | 2024-07-26 | 2024-05-23 | 10 |  | Lithium Ion |  | Tesla | 13.5 | 11.5 | 13.5 | 5 | BM | Bill SVG |  |  |  | 0 | Yes | DC-Coupled | PhotoVoltaic | 11.5 | 11.5
ESMASI-43361 |  | Utility Connected Solutions DR Program |  |  | 2024-07-29 | 2024-07-15 | Residential |  | Lithium Ion |  | Tesla | 13.5 | 5 | 13.5 | 5 | BM | Bill SVG | Peak Shaving | Reliability,Renew Shift |  | 0 | Yes | AC-Coupled | PhotoVoltaic | 5 | 5
ESMASI-26369 |  |  |  |  | 2024-07-30 | 2023-04-14 | 10 |  | Lithium Ion |  | Tesla | 13.5 | 13.5 | 5 | 5 | BM |  |  |  |  | 0 | Yes | AC-Coupled | Other | 13.5 | 0
ESMAEX-03460 |  |  |  |  | 2024-07-31 | 2024-02-19 | 20 |  | Lithium Ion |  | Enphase | 0 | 0 | 5 | 5 | Behind the Meter |  |  |  |  | 0 | Yes | AC-Coupled | PhotoVoltaic | 0 | 5
ESMASI-34531 |  | Connected Solutions |  |  | 2024-07-31 | 2023-11-03 | 10 |  | Lithium Ion |  | Tesla | 0 | 0 | 13.5 | 5 | BM | Bill SVG | Peak Shaving | Reliability,Renew Shift |  | 0 | Yes | AC-Coupled | Other | 0 | 5
ESMASI-34917 |  | Utility DR program |  |  | 2024-07-31 | 2023-11-14 | 15 |  | Lithium Ion |  | Tesla | 0 | 0 | 13.5 | 5 | BM | Bill SVG | Peak Shaving | Reliability,Renew Shift |  | 0 | Yes | AC-Coupled | PhotoVoltaic | 0 | 5
ESMASI-35044 |  | Class 1 Rec |  |  | 2024-07-31 | 2023-11-16 | 11 |  | Lithium Ion |  | Tesla | 0 | 0 | 13.5 | 5 | BM | Bill SVG,Generation |  |  |  | 0 | Yes | AC-Coupled | PhotoVoltaic | 0 | 7.6
ESMAEX-03289 |  | MA - SMART Program | Connected Solutions Demand Response |  | 2024-07-31 | 2023-12-19 | 19 |  | Lithium Ion |  | Tesla | 13.5 | 5 | 27 | 10 | Behind the Meter | Bill SVG | Peak Shaving,Reliability | Renew Shift |  | 0 | Yes | AC-Coupled | PhotoVoltaic | 5 | 10
ESMAEX-03212 |  | MA - SMART Program | Connected Solutions Demand Response |  | 2024-08-06 | 2023-12-01 | 10 |  | Lithium Ion |  | Tesla | 27 | 10 | 27 | 10 | Behind the Meter | Bill SVG | Peak Shaving,Reliability | Renew Shift |  | 0 | Yes | AC-Coupled | PhotoVoltaic | 10 | 0
ESMAEX-03516 |  | Customer would like the option to participate in Connected Solutions |  |  | 2024-08-06 | 2024-03-08 | 10 |  | Lithium Ion |  | Other | 0 | 0 | 27.2 | 10 | Behind the Meter | Generation,Micogrid | Reliability |  |  | 0 | Yes | AC-Coupled | PhotoVoltaic | 0 | 10
ESMASI-38780 |  |  |  |  | 2024-08-07 | 2024-03-19 | 10 |  | Lithium Ion |  | Tesla | 0 | 0 |  |  | BM |  | back up power only, zero expert | Reliability |  | 0 | Yes | AC-Coupled | PhotoVoltaic | 0 | 0
ESMASI-39936 |  | Utility Connected Solutions DR Program |  |  | 2024-08-07 | 2024-04-17 | 10 |  | Lithium Ion |  | Tesla | 13.5 | 5 | 13.5 | 5 | BM | Bill SVG | Peak Shaving | Reliability,Renew Shift |  | 0 | Yes | DC-Coupled | PhotoVoltaic | 5 | 0
ESMASI-23222 |  |  |  |  | 2024-08-07 | 2023-01-16 | 10 |  | Lithium Ion |  | Tesla | 13.5 | 13.5 | 13.5 | 5 | BM |  |  |  |  | 0 | Yes | AC-Coupled | Other | 13.5 | 5
ESMASI-35655 |  |  |  |  | 2024-08-08 | 2023-12-06 | 10 |  | Lithium Ion |  | Tesla | 13.5 | 5 | 13.5 | 5 | BM | Bill SVG | Peak Shaving | Reliability,Renew Shift |  | 0 | Yes | DC-Coupled | PhotoVoltaic | 5 | 0
ESMAEX-03563 |  | Class 1 Rec |  |  | 2024-08-08 | 2024-03-21 | 10 |  | Lithium Ion |  | Tesla | 13.5 | 13.5 | 13.5 | 7.6 | Behind the Meter | Bill SVG,Generation |  |  |  | 0 | Yes | AC-Coupled | PhotoVoltaic | 13.5 | 7.6
ESMAEX-03496 |  | MA - Energy Efficiency/ DR Program |  |  | 2024-08-08 | 2024-02-29 | 10 |  | Lithium Ion |  | Enphase | 10.08 | 3.84 | 30.24 | 11.52 | Behind the Meter |  | Reliability |  |  | 0 | Yes | AC-Coupled | PhotoVoltaic | 3.84 | 11.52
ESMASI-40412 |  | MA - Energy Efficiency/ DR Program |  |  | 2024-08-09 | 2024-04-30 | 10 |  | Lithium Ion |  | Other | 0 | 0 | 13.6 | 5 | BM | Generation |  |  |  | 0 | Yes | AC-Coupled | PhotoVoltaic | 0 | 5
ESMAEX-03528 |  | Connected Solutions |  |  | 2024-08-09 | 2024-03-11 | 10 |  | Lithium Ion |  | Other | 0 | 0 | 27.2 | 10 | Behind the Meter | Generation,Micogrid | Reliability |  |  | 0 | Yes | AC-Coupled | PhotoVoltaic | 0 | 10
ESMASI-27864 |  |  |  |  | 2024-08-13 | 2023-05-19 | 10 |  | Lithium Ion |  | Tesla | 13.5 | 13.5 | 13.5 | 5 | BM |  |  | Reliability |  | 0 | Yes | AC-Coupled | Other | 13.5 | 5
ESMASI-40914 |  |  |  |  | 2024-08-14 | 2024-05-10 | 10 |  | Lithium Ion |  | Tesla | 13.5 | 5 | 13.5 | 5 | BM | Bill SVG | Peak Shaving | Reliability,Renew Shift |  | 0 | Yes | DC-Coupled | PhotoVoltaic | 5 | 0
ESMASI-38352 |  |  |  |  | 2024-08-14 | 2024-03-06 | 10 |  | Lithium Ion |  | Tesla | 13.44 | 13.44 | 11.5 | 11.5 | BM |  |  |  |  | 0 | Yes | DC-Coupled | PhotoVoltaic | 13.44 | 11.5
ESMASI-41428 |  |  |  |  | 2024-08-14 | 2024-05-22 | 10 |  | Lithium Ion |  | Tesla | 13.5 | 5 | 13.5 | 5 | BM |  |  |  |  | 0 | Yes | AC-Coupled | PhotoVoltaic | 5 | 5
ESMASI-38953 |  | Utility DR Program |  |  | 2024-08-14 | 2024-03-22 | 10 |  | Lithium Ion |  | Tesla | 0 | 0 | 27 | 10 | BM | Bill SVG | Peak Shaving | Power Quality,Reliability,Renew Shift |  | 0 | Yes | AC-Coupled | PhotoVoltaic | 0 | 0
ESMAEX-02376 |  | MA - SMART Program | Connected Solutions Demand Response |  | 2024-08-15 | 2023-04-13 | 10 |  | Lithium Ion |  | Tesla | 13.5 | 5 | 13.5 | 5 | Behind the Meter | Bill SVG | Peak Shaving,Reliability | Renew Shift |  | 0 | Yes | AC-Coupled | PhotoVoltaic | 5 | 0
ESMASI-25851 |  | MA - SMART Program | Utility Connected Solutions DR Program |  | 2024-08-15 | 2023-04-01 | 10 |  | Lithium Ion |  | Tesla | 13.5 | 5 | 13.5 | 5 | BM | Bill SVG | Peak Shaving | Reliability,Renew Shift |  | 0 | Yes | AC-Coupled | PhotoVoltaic | 5 | 0
ESMASI-39247 |  | MA - SMART Program | Utility Connected Solutions DR Program |  | 2024-08-15 | 2024-04-01 | 10 |  | Lithium Ion |  | Tesla | 13.5 | 5 | 13.5 | 5 | BM | Bill SVG | Peak Shaving | Reliability,Renew Shift |  | 0 | Yes | DC-Coupled | PhotoVoltaic | 5 | 0
ESMASI-32628 |  | MA - SMART Program |  |  | 2024-08-15 | 2023-09-19 | 10 |  | Lithium Ion |  | Tesla | 0 | 0 | 13.5 | 5 | BM | Bill SVG |  |  |  | 0 | Yes | AC-Coupled | Other | 0 | 0
ESMAEX-03475 |  |  |  |  | 2024-08-15 | 2024-02-23 | 10 |  | Lithium Ion |  | Enphase | 5 | 3.84 | 15 | 11.52 | Behind the Meter |  |  |  |  | 0 | Yes | AC-Coupled | Other | 3.84 | 11.52
ESMASI-40674 |  | Utility DR program |  |  | 2024-08-16 | 2024-05-06 | 10 |  | Lithium Ion |  | Other | 10 | 10 | 0 | 0 | BM |  | Peak Shaving | Reliability,Renew Shift |  | 0 | No | DC-Coupled | PhotoVoltaic | 10 | 0
ESMASI-42827 |  | Net Metering |  |  | 2024-08-16 | 2024-06-28 | Residential |  | Lithium Ion |  | Tesla | 0 | 0 | 27 | 10 | BM |  | Backup |  |  | 0 | Yes | AC-Coupled | PhotoVoltaic | 0 | 7.4
ESMASI-38207 |  | Utility Connected Solutions DR Program |  |  | 2024-08-20 | 2024-03-01 | 10 |  | Lithium Ion |  | Tesla | 13.5 | 5 | 13.5 | 5 | BM | Bill SVG | Peak Shaving | Reliability,Renew Shift |  | 0 | Yes | AC-Coupled | PhotoVoltaic | 5 | 4.34
ESMASI-31937 |  | MA - SMART Program | Net Metering |  | 2024-08-21 | 2023-09-05 | 10 |  | Lithium Ion |  | LG Chem | 9.8 | 5 | 13.5 | 5 | BM |  | Backup |  |  | 0 | Yes | DC-Coupled | PhotoVoltaic | 5 | 0
ESMASI-38364 |  |  |  |  | 2024-08-21 | 2024-03-06 | 11 |  | Lithium Ion |  | Tesla | 13.5 | 5 | 13.5 | 5 | BM |  |  |  |  | 0 | Yes | DC-Coupled | PhotoVoltaic | 5 | 0
ESMASI-38552 |  | Utility Connected Solutions DR Program |  |  | 2024-08-21 | 2024-03-12 | 10 |  | Lithium Ion |  | Tesla | 13.5 | 5 | 13.5 | 5 | BM | Bill SVG | Peak Shaving | Reliability,Renew Shift |  | 0 | Yes | DC-Coupled | PhotoVoltaic | 5 | 0
ESMASI-41643 |  | utility connected solutions DR program |  |  | 2024-08-21 | 2024-05-29 | 10 |  | Lithium Ion |  | Tesla | 13.5 | 5 | 13.5 | 5 | BM | Bill SVG | Peak Shaving | Reliability,Renew Shift |  | 0 | Yes | DC-Coupled | PhotoVoltaic | 5 | 0
ESMASI-41419 |  |  |  |  | 2024-08-21 | 2024-05-22 | 10 |  | Lithium Ion |  | Enphase | 5 | 3.84 | 7.68 | 3.84 | BM |  |  |  |  | 0 | Yes | AC-Coupled | PhotoVoltaic | 3.84 | 3.84
ESMASI-39928 |  | Utility Connected Solutions DR Program |  |  | 2024-08-22 | 2024-04-17 | 10 |  | Lithium Ion |  | Tesla | 13.5 | 5 | 13.5 | 5 | BM | Bill SVG | Peak Shaving | Reliability,Renew Shift |  | 0 | Yes | DC-Coupled | PhotoVoltaic | 5 | 0
ESMASI-38457 |  | Utility Connected Solutions DR Program |  |  | 2024-08-23 | 2024-03-11 | 10 |  | Lithium Ion |  | Tesla | 27 | 10 | 27 | 10 | BM | Bill SVG | Peak Shaving | Reliability,Renew Shift |  | 0 | Yes | DC-Coupled | PhotoVoltaic | 10 | 0
ESMASI-38427 |  | Utility Connected Solutions DR Program |  |  | 2024-08-23 | 2024-03-08 | 10 |  | Lithium Ion |  | Tesla | 13.5 | 5 | 13.5 | 5 | BM | Bill SVG | Peak Shaving | Reliability,Renew Shift |  | 0 | Yes | AC-Coupled | PhotoVoltaic | 5 | 5
ESMASI-42067 |  | Utility Connected Solutions DR Program |  |  | 2024-08-23 | 2024-06-10 | 10 |  | Lithium Ion |  | Tesla | 13.5 | 0 | 13.5 | 5 | BM | Bill SVG | Peak Shaving | Reliability,Renew Shift |  | 0 | Yes | AC-Coupled | PhotoVoltaic | 0 | 5
ESMASI-41316 |  |  |  |  | 2024-08-26 | 2024-05-20 | 10 |  | Lithium Ion |  | Tesla | 13.5 | 11.5 | 13.5 | 5 | BM | Micogrid |  |  |  | 0 | Yes | DC-Coupled | PhotoVoltaic | 11.5 | 11.5
ESMASI-37706 |  | MA - Energy Efficiency/ DR Program |  |  | 2024-08-27 | 2024-02-15 | 10 |  | Lithium Ion |  | Other | 19.4 | 15 | 19.4 | 10 | BM | Bill SVG |  | Reliability |  | 0 | Yes | DC-Coupled | PhotoVoltaic | 15 | 0
ESMASI-42119 |  | Utility Connected Solutions DR Program |  |  | 2024-08-27 | 2024-06-11 | 10 |  | Lithium Ion |  | Tesla | 13.5 | 5 | 13.5 | 5 | BM | Bill SVG | Peak Shaving | Reliability,Renew Shift |  | 0 | Yes | DC-Coupled | PhotoVoltaic | 5 | 0
ESMAEX-03695 |  |  |  |  | 2024-08-28 | 2024-04-22 | RESIDENTIAL |  | Lithium Ion |  | Other | 0 | 0 | 27 | 10 | Behind the Meter | Bill SVG,Generation |  |  |  | 0 | Yes | AC-Coupled | Other | 0 | 10
ESMAEX-02930 |  |  |  |  | 2024-08-28 | 2023-09-18 | 10 |  | Lithium Ion |  | Tesla | 0 | 0 | 27 | 10 | Behind the Meter | Bill SVG |  | Renew Intg,Renew Shift,Wholesale Mkt |  | 0 | Yes | AC-Coupled | Other | 0 | 10
ESMAEX-03330 |  | Class 1 Rec |  |  | 2024-08-29 | 2024-01-04 | 10 |  | Lithium Ion |  | Tesla | 13.5 | 13.5 | 13.5 | 7.6 | Behind the Meter | Bill SVG,Generation |  |  |  | 0 | Yes | AC-Coupled | PhotoVoltaic | 13.5 | 7.6
ESMASI-38090 |  | CLASS 1 REC |  |  | 2024-08-29 | 2024-02-27 | 10 |  | Lithium Ion |  | Tesla | 0 | 0 | 13.5 | 5 | BM | Bill SVG,Generation |  |  |  | 0 | Yes | AC-Coupled | PhotoVoltaic | 0 | 0
ESMASI-40597 |  |  |  |  | 2024-08-30 | 2024-05-03 | 10 |  | Lithium Ion |  | Tesla | 27 | 10 | 27 | 10 | BM | Bill SVG | Peak Shaving | Renew Intg,Renew Shift |  | 0 | Yes | DC-Coupled | PhotoVoltaic | 10 | 0
ESMAEX-03473 |  | CPeak |  |  | 2024-08-30 | 2024-02-22 | 10 |  | Lithium Ion |  | Other | 0 | 0 | 27.2 | 10 | Behind the Meter | Generation | Reliability | Renew Intg |  | 0 | Yes | AC-Coupled | PhotoVoltaic | 0 | 10
ESMAEX-02541 |  |  |  |  | 2024-09-03 | 2023-05-31 | 10 |  | Lithium Ion |  | Tesla | 13.5 | 5 | 13.5 | 5 | Behind the Meter |  |  |  |  | 0 | Yes | AC-Coupled | PhotoVoltaic | 5 | 0
ESMASI-41348 |  | Utility Connected Solutions DR Program |  |  | 2024-09-05 | 2024-05-20 | 10 |  | Lithium Ion |  | Tesla | 13.5 | 5 | 13.5 | 5 | BM | Bill SVG | Peak Shaving | Reliability,Renew Shift |  | 0 | Yes | DC-Coupled | PhotoVoltaic | 5 | 0
ESMASI-41699 |  |  |  |  | 2024-09-05 | 2024-05-30 | 10 |  | Lithium Ion |  | Tesla | 0 | 0 | 13.5 | 5 | BM |  | home backup power only, zero export | Reliability |  | 0 | Yes | AC-Coupled | PhotoVoltaic | 0 | 0
ESMASI-33174 |  | Connected Solutions |  |  | 2024-09-05 | 2023-10-02 | 10 |  | Lithium Ion |  | Tesla | 0 | 0 | 13.5 | 5 | BM | Bill SVG | Peak Shaving | Reliability,Renew Shift |  | 0 | No | AC-Coupled | Other | 0 | 5
ESMASI-38575 |  | Class 1 REC |  |  | 2024-09-05 | 2024-03-13 | 10 |  | Lithium Ion |  | Tesla | 13.5 | 11.5 | 13.5 | 5 | BM | Bill SVG,Generation |  |  |  | 0 | Yes | DC-Coupled | PhotoVoltaic | 11.5 | 0
ESMASI-42403 |  | Utility Connected Solutions DR Program |  |  | 2024-09-05 | 2024-06-18 | Residential |  | Lithium Ion |  | Tesla | 13.5 | 5 | 13.5 | 5 | BM | Bill SVG | Peak Shaving | Reliability,Renew Shift |  | 0 | Yes | AC-Coupled | PhotoVoltaic | 5 | 5
ESMASI-42534 |  | Utility Connected Solutions DR Program |  |  | 2024-09-06 | 2024-06-21 | Residential |  | Lithium Ion |  | Tesla | 13.5 | 11.5 | 13.5 | 0 | BM | Bill SVG | Peak Shaving | Reliability,Renew Shift |  | 0 | Yes | DC-Coupled | PhotoVoltaic | 11.5 | 0
ESMASI-41601 |  |  |  |  | 2024-09-06 | 2024-05-28 | 20 |  | Lithium Ion |  | Tesla | 0 | 0 | 13.5 | 5 | BM |  | home backup power only | Reliability |  | 0 | Yes | AC-Coupled | Other | 0 | 5
ESMASI-41603 |  |  |  |  | 2024-09-06 | 2024-05-28 | 10 |  | Lithium Ion |  | Tesla | 0 | 0 | 13.5 | 5 | BM |  | home backup power | Reliability |  | 0 | Yes | AC-Coupled | Other | 0 | 5
ESMASI-41605 |  |  |  |  | 2024-09-06 | 2024-05-28 | 10 |  | Lithium Ion |  | Tesla | 0 | 0 | 13.5 | 5 | BM |  | home backup power | Reliability |  | 0 | Yes | AC-Coupled | Other | 0 | 5
ESMASI-38311 |  | Class 1 Rec |  |  | 2024-09-09 | 2024-03-05 | 10 |  | Lithium Ion |  | Tesla | 0 | 0 | 13.5 | 5 | BM | Bill SVG,Generation |  |  |  | 0 | Yes | AC-Coupled | PhotoVoltaic | 0 | 7.6
ESMASI-40375 |  | Utility Connected Solutions DR Program |  |  | 2024-09-10 | 2024-04-29 | 19 |  | Lithium Ion |  | Tesla | 13.5 | 5 | 13.5 | 5 | BM | Bill SVG | Peak Shaving | Reliability,Renew Shift |  | 0 | Yes | DC-Coupled | PhotoVoltaic | 5 | 0
ESMAEX-03241 |  | Class 1 REC |  |  | 2024-09-11 | 2023-12-06 | 10 |  | Lithium Ion |  | Tesla | 13.5 | 13.5 | 13.5 | 5 | Behind the Meter | Bill SVG,Generation |  |  |  | 0 | Yes | AC-Coupled | Other | 13.5 | 5
ESMASI-39300 |  |  |  |  | 2024-09-11 | 2024-04-02 | RESIDENTIAL |  | Lithium Ion |  | Tesla | 13.5 | 13.5 | 13.5 | 5 | BM |  |  |  |  | 0 | Yes | AC-Coupled | PhotoVoltaic | 13.5 | 5
ESMASI-45686 |  | Connected Solutions |  |  | 2024-09-11 | 2024-09-11 | Residential |  | Lithium Ion |  | Tesla | 0 | 0 | 13.5 | 5 | BM | Bill SVG |  |  |  | 0 | Yes | AC-Coupled | PhotoVoltaic | 0 | 0
ESMAEX-02070 |  | Connected Solutions Demand Response |  |  | 2024-09-11 | 2023-01-25 | 10 |  | Lithium Ion |  | Tesla | 0 | 0 | 40.5 | 15 | Behind the Meter | Bill SVG | Peak Shaving,Reliability | Renew Shift |  | 0 | Yes | AC-Coupled | PhotoVoltaic | 0 | 15
ESMASI-39909 |  | Utility Connected Solutions DR Program |  |  | 2024-09-12 | 2024-04-17 | 10 |  | Lithium Ion |  | Tesla | 11.5 | 5 | 13.5 | 5 | BM | Bill SVG | Peak Shaving | Reliability,Renew Shift |  | 0 | Yes | DC-Coupled | PhotoVoltaic | 5 | 0
ESMASI-42622 |  |  |  |  | 2024-09-12 | 2024-06-24 | Residential |  | Lithium Ion |  | Tesla | 0 | 0 | 14.375 | 11.5 | BM |  |  |  |  | 0 | Yes | AC-Coupled | PhotoVoltaic | 0 | 11.5
ESMASI-40960 |  |  |  |  | 2024-09-13 | 2024-05-13 | 10 |  | Lithium Ion |  | Tesla | 0 | 0 | 13.5 | 5 | BM |  | home backup power only, zero export | Reliability |  | 0 | Yes | AC-Coupled | Other | 0 | 5
ESMASI-32173 |  | MA - SMART Program |  |  | 2024-09-13 | 2023-09-11 | 10 |  | Lithium Ion |  | Tesla | 0 | 0 | 13.5 | 5 | BM | Bill SVG |  |  |  | 0 | Yes | AC-Coupled | PhotoVoltaic | 0 | 0
ESMASI-34625 |  | Net Metering |  |  | 2024-09-13 | 2023-11-07 | 10 |  | Lithium Ion |  | Tesla | 0 | 0 | 13.5 | 5 | BM |  | Backup |  |  | 0 | Yes | AC-Coupled | PhotoVoltaic | 0 | 5
ESMASI-33544 |  |  |  |  | 2024-09-16 | 2023-10-10 | 10 |  | Lithium Ion |  | Tesla | 13.5 | 5 | 13.5 | 5 | BM | Bill SVG,Generation |  | Reliability,Renew Shift |  | 0 | Yes | AC-Coupled | PhotoVoltaic | 5 | 0
ESMASI-37327 |  |  |  |  | 2024-09-16 | 2024-02-06 | 10 |  | Lithium Ion |  | LG Chem | 16 | 14 | 16 | 11 | BM |  |  | Reliability |  | 0 | Yes | DC-Coupled | PhotoVoltaic | 14 | 0
ESMASI-41841 |  | Utility DR program |  |  | 2024-09-16 | 2024-06-03 | 10 |  | Lithium Ion |  | Other | 19400 | 10 | 19.4 | 10 | BM | Bill SVG | Peak Shaving | Reliability,Renew Shift |  | 0 | Yes | DC-Coupled | PhotoVoltaic | 10 | 0
ESMAEX-03178 |  |  |  |  | 2024-09-16 | 2023-11-20 | 10 |  | Lithium Ion |  | Tesla | 0 | 0 | 27 | 10 | Behind the Meter | Bill SVG | Peak Shaving,Reliability |  |  | 0 | Yes | AC-Coupled | PhotoVoltaic | 0 | 10
HISTEX-69342 |  | MA - SMART Program |  |  | 2024-09-16 | 2019-07-18 | 30 |  |  |  | Other |  |  |  | 240 | Behind the Meter |  |  |  |  | 0 | Yes |  |  | 0 | 240
ESMAEX-03061 |  | MA - DOER/ MassCEC Funded Projects | MA - SMART Program |  | 2024-09-17 | 2023-10-17 | 10 |  | Lithium Ion |  | Tesla | 14 | 5.8 | 13.5 | 10 | Behind the Meter |  | Reliability | Renew Shift |  | 0 | Yes | AC-Coupled | Fuel Cell | 5.8 | 10
ESMASI-39919 |  | Class 1 Rec |  |  | 2024-09-17 | 2024-04-17 | RESIDENTIAL |  | Lithium Ion |  | Tesla | 13.5 | 11.5 | 13.5 | 5 | BM | Bill SVG,Generation |  |  |  | 0 | Yes | DC-Coupled | PhotoVoltaic | 11.5 | 0
ESMASI-41217 |  |  |  |  | 2024-09-17 | 2024-05-21 | 10 |  | Lithium Ion |  | Tesla | 27 | 10 | 13.5 | 5 | BM | Bill SVG | Peak Shaving | Reliability,Renew Shift |  | 0 | Yes | DC-Coupled | PhotoVoltaic | 10 | 0
ESMAEX-03699 |  |  |  |  | 2024-09-17 | 2024-04-22 | RESIDENTIAL |  | Lithium Ion |  | Enphase | 20 | 20 | 15.36 | 15.36 | Behind the Meter | Bill SVG |  |  |  | 0 | Yes | AC-Coupled | PhotoVoltaic | 20 | 15.36
ESMAEX-03438 |  |  |  |  | 2024-09-17 | 2024-02-14 | 10 |  | Lithium Ion |  | Tesla | 0 | 0 | 27 | 10 | Behind the Meter | Bill SVG | Peak Shaving,Reliability |  |  | 0 | Yes | AC-Coupled | Other | 0 | 10
ESMASI-40195 |  | Class 1 Rec |  |  | 2024-09-18 | 2024-04-24 | RESIDENTIAL |  | Lithium Ion |  | Tesla | 13.5 | 11.5 | 13.5 | 5 | BM | Bill SVG,Generation |  |  |  | 0 | Yes | DC-Coupled | PhotoVoltaic | 11.5 | 0
ESMASI-32419 |  | Connected Solutions |  |  | 2024-09-19 | 2023-09-14 | 10 |  | Lithium Ion |  | Tesla | 0 | 0 | 13.5 | 5 | BM | Bill SVG |  |  |  | 0 | Yes | AC-Coupled | Other | 0 | 0
ESMASI-31765 |  | Utility DR program |  |  | 2024-09-19 | 2023-08-30 | 10 |  | Lithium Ion |  | Tesla | 0 | 0 | 27 | 10 | BM |  | Peak Shaving | Power Quality,Reliability,Renew Shift |  | 0 | Yes | AC-Coupled | Other | 0 | 10
ESMASI-41422 |  | Utility Connected Solutions DR Program |  |  | 2024-09-20 | 2024-05-22 | 10 |  | Lithium Ion |  | Tesla | 13.5 | 5 | 13.5 | 5 | BM | Bill SVG | Peak Shaving | Reliability,Renew Shift |  | 0 | Yes | DC-Coupled | PhotoVoltaic | 5 | 5
HISTEX-68648 |  |  |  |  | 2024-09-20 | 2019-05-16 | [14 empty] | #REF! | Yes |  |  | 0 | 0
ESMASI-38390 |  | CPeak |  |  | 2024-09-23 | 2024-03-07 | 10 |  | Lithium Ion |  | Other | 19.4 | 15 | 19.4 | 10 | BM | Generation |  | Reliability |  | 0 | Yes | DC-Coupled | PhotoVoltaic | 15 | 0
ESMASI-39917 |  | CPeak | Class 1 REC |  | 2024-09-23 | 2024-04-17 | RESIDENTIAL |  | Lithium Ion |  | Tesla | 13.5 | 11.5 | 13.5 | 5 | BM | Bill SVG,Generation |  |  |  | 0 | Yes | DC-Coupled | PhotoVoltaic | 11.5 | 0
ESMASI-39972 |  | Class 1 REC |  |  | 2024-09-23 | 2024-04-18 | RESIDENTIAL |  | Lithium Ion |  | Tesla | 13.5 | 11.5 | 13.5 | 5 | BM | Bill SVG,Generation |  |  |  | 0 | Yes | DC-Coupled | PhotoVoltaic | 11.5 | 0
ESMASI-41901 |  | Utility DR program |  |  | 2024-09-23 | 2024-06-04 | 20 |  | Lithium Ion |  | Tesla | 0 | 0 | 13.5 | 5 | BM |  | Peak Shaving | Power Quality,Reliability,Renew Shift |  | 0 | Yes | AC-Coupled | PhotoVoltaic | 0 | 5
ESMAEX-03628 |  | ISO Markets |  |  | 2024-09-23 | 2024-04-04 | 10 |  | Lithium Ion |  | Tesla | 27 | 23 | 27 | 10 | Behind the Meter | Micogrid | Reliability | Renew Intg,Renew Shift |  | 0 | Yes | AC-Coupled | PhotoVoltaic | 23 | 23
ESMAEX-03376 |  |  |  |  | 2024-09-24 | 2024-01-22 | 10 |  | Lithium Ion |  | Tesla | 40.5 | 15 | 40.5 | 10 | Behind the Meter |  |  |  |  | 0 | Yes | DC-Coupled | PhotoVoltaic | 15 | 0
ESMASI-44126 |  |  |  |  | 2024-09-24 | 2024-08-04 | Residential |  | Lithium Ion |  | Tesla | 13.5 | 13.5 | 13.5 | 5 | BM | Bill SVG | Peak Shaving | Reliability,Renew Shift |  | 0 | Yes | DC-Coupled | PhotoVoltaic | 5 | 0
ESMASI-42168 |  |  |  |  | 2024-09-24 | 2024-06-12 | 10 |  | Lithium Ion |  | Tesla | 0 | 0 | 13.5 | 5 | BM |  | home back up power only | Reliability |  | 0 | Yes | AC-Coupled | PhotoVoltaic | 0 | 5
ESMASI-39092 |  | MA - SMART Program |  |  | 2024-09-24 | 2024-03-27 | 10 |  | Lithium Ion |  | Other | 9.97 | 5 | 9.5 | 5 | BM | Bill SVG | Power outage power supply,Peak Shaving | Power Quality |  | 0 | Yes | DC-Coupled | PhotoVoltaic | 5 | 5
ESMAEX-01141 |  | MA - SMART Program |  |  | 2024-09-24 | 2022-05-03 | 11 |  | Lithium Ion |  | Tesla | 13.5 | 7 | 13.5 | 5 | Behind the Meter |  |  |  |  | 0 | Yes | AC-Coupled | PhotoVoltaic | 7 | 5
ESMAEX-03491 |  | Connected Solutions Demand Response |  |  | 2024-09-24 | 2024-02-29 | 10 |  | Lithium Ion |  | Tesla | 27 | 23 | 27 | 10 | Behind the Meter | Bill SVG | Peak Shaving,Reliability |  |  | 0 | Yes | DC-Coupled | PhotoVoltaic | 23 | 23
ESMASI-36171 |  | MA - SMART Program | Utility Connected Solutions DR Program |  | 2024-09-25 | 2023-12-21 | 10 |  | Lithium Ion |  | Tesla | 13.5 | 5 | 13.5 | 5 | BM | Bill SVG | Peak Shaving | Reliability,Renew Shift |  | 0 | Yes | DC-Coupled | PhotoVoltaic | 5 | 0
ESMAEX-03326 |  |  |  |  | 2024-09-25 | 2024-01-03 | 10 |  | Lithium Ion |  | Tesla | 0 | 0 | 13.5 | 7.6 | Behind the Meter | Bill SVG |  |  |  | 0 | Yes | AC-Coupled | PhotoVoltaic | 0 | 7.6
ESMASI-42425 |  | Utility Connected Solutions DR Program |  |  | 2024-09-25 | 2024-06-19 | Residential |  | Lithium Ion |  | Tesla | 0 | 0 | 13.5 | 5 | BM | Bill SVG | Peak Shaving | Reliability,Renew Shift |  | 0 | Yes | AC-Coupled | PhotoVoltaic | 0 | 5
ESMAEX-03681 |  |  |  |  | 2024-09-25 | 2024-04-18 | RESIDENTIAL |  | Lithium Ion |  | Other | 0 | 0 | 27.2 | 10 | Behind the Meter | Generation |  |  |  | 0 | Yes | AC-Coupled | Other | 0 | 10
ESMAEX-02715 |  |  |  |  | 2024-09-25 | 2023-07-26 | 10 |  | Lithium Ion |  | Tesla | 5000 | 5 | 13.5 | 5 | Behind the Meter |  |  |  |  | 0 | Yes | AC-Coupled | PhotoVoltaic | 5 | 5
ESMAEX-03656 |  | Connected Solutions Demand Response |  |  | 2024-09-27 | 2024-04-11 | 10 |  | Lithium Ion |  | Tesla | 27 | 10 | 13.5 | 5 | Behind the Meter | Bill SVG | Peak Shaving,Reliability | Renew Shift |  | 0 | Yes | AC-Coupled | PhotoVoltaic | 10 | 5
ESMAEX-03110 |  |  |  |  | 2024-09-27 | 2023-11-02 | 10 |  | Lithium Ion |  | Tesla | 0 | 0 | 40.5 | 15 | Behind the Meter | Bill SVG | Peak Shaving,Reliability | Renew Shift |  | 0 | Yes | AC-Coupled | Other | 0 | 15
ESMASI-44826 |  | Utility Connected Solutions DR Program |  |  | 2024-09-30 | 2024-08-21 | Residential |  | Lithium Ion |  | Tesla | 13.5 | 5 | 13.5 | 5 | BM | Bill SVG | Peak Shaving | Reliability,Renew Shift |  | 0 | Yes | DC-Coupled | PhotoVoltaic | 5 | 0
ESMASI-40468 |  | CPeak | Class 1 REC |  | 2024-09-30 | 2024-05-01 | RESIDENTIAL |  | Lithium Ion |  | Tesla | 13.5 | 11.5 | 13.5 | 5 | BM | Bill SVG,Generation |  |  |  | 0 | Yes | DC-Coupled | PhotoVoltaic | 11.5 | 0
ESMAEX-01782 |  | MA - SMART Program | Connected Solutions Demand Response |  | 2024-10-01 | 2022-11-08 | Residential |  | Lithium Ion |  | Tesla | 13.5 | 5 | 13.5 | 5 | Behind the Meter | Bill SVG | Peak Shaving,Reliability | Renew Shift |  | 0 | Yes | AC-Coupled | PhotoVoltaic | 5 | 5
ESMASI-38746 |  | Class 1 REC |  |  | 2024-10-01 | 2024-03-18 | 10 |  | Lithium Ion |  | Tesla | 13.5 | 11.5 | 13.5 | 5 | BM | Bill SVG,Generation |  |  |  | 0 | Yes | DC-Coupled | PhotoVoltaic | 11.5 | 0
ESMAEX-03658 |  |  |  |  | 2024-10-01 | 2024-04-11 | 10 |  | Lithium Ion |  | Tesla | 5 | 5 | 13.5 | 5 | Behind the Meter |  |  |  |  | 0 | Yes | AC-Coupled | PhotoVoltaic | 5 | 19.86
ESMASI-41866 |  | MA - SMART Program |  |  | 2024-10-02 | 2024-06-04 | 10 |  | Lithium Ion |  | Enphase | 0 | 5 | 5 | 2.65 | BM |  |  |  |  | 0 | Yes | AC-Coupled | PhotoVoltaic | 5 | 2.65
ESMASI-39914 |  | CPeak | Class 1 REC |  | 2024-10-02 | 2024-04-17 | RESIDENTIAL |  | Lithium Ion |  | Tesla | 13.5 | 11.5 | 13.5 | 5 | BM | Bill SVG,Generation |  |  |  | 0 | Yes | DC-Coupled | PhotoVoltaic | 11.5 | 0
ESMASI-46099 |  | Utility DR Program |  |  | 2024-10-02 | 2024-09-20 | Residential |  | Lithium Ion |  | Tesla | 0 | 0 | 27 | 10 | BM | Bill SVG | Peak Shaving | Power Quality,Reliability,Renew Shift |  | 0 | Yes | AC-Coupled | PhotoVoltaic | 0 | 1.22
ESMASI-37133 |  |  |  |  | 2024-10-03 | 2024-01-31 | 10 |  | Lithium Ion |  | Other | 18.5 | 18.5 | 0 | 0 | BM |  |  |  |  | 0 | Yes | DC-Coupled | PhotoVoltaic | 18.5 | 0
ESMASI-38528 |  | Utility Connected Solutions DR Program |  |  | 2024-10-04 | 2024-03-12 | 10 |  | Lithium Ion |  | Tesla | 13.5 | 11.5 | 13.5 | 5 | BM | Bill SVG | Peak Shaving | Reliability,Renew Shift |  | 0 | Yes | AC-Coupled | Other | 11.5 | 0
ESMASI-39957 |  | Utility Connected Solutions DR Program |  |  | 2024-10-04 | 2024-04-18 | 10 |  | Lithium Ion |  | Tesla | 13.5 | 11.5 | 13.5 | 5 | BM | Bill SVG | Peak Shaving | Reliability,Renew Shift |  | 0 | No | AC-Coupled | Other | 11.5 | 0
ESMAEX-03732 |  |  |  |  | 2024-10-07 | 2024-05-03 | RESIDENTIAL |  | Lithium Ion |  | Tesla | 13.5 | 11.9 | 13.5 | 5 | Behind the Meter |  |  |  |  | 0 | Yes | DC-Coupled | PhotoVoltaic | 11.9 | 11.5
ESMASI-14887 |  | Utility Connected Solutions DR Program |  |  | 2024-10-08 | 2022-06-28 | 10 |  | Lithium Ion |  | Tesla | 13.5 | 5 | 13.5 | 5 | BM | Bill SVG | Peak Shaving | Reliability,Renew Shift |  | 0 | Yes | AC-Coupled | PhotoVoltaic | 5 | 0
ESMASI-43918 |  |  |  |  | 2024-10-08 | 2024-07-30 | Residential |  | Lithium Ion |  | Tesla | 5 | 5 | 5 | 5 | BM |  |  |  |  | 0 | Yes | AC-Coupled | PhotoVoltaic | 5 | 5
ESMASI-39003 |  | MA - SMART Program |  |  | 2024-10-09 | 2024-03-25 | 11 |  | Lithium Ion |  | Tesla | 27 | 27 | 27 | 10 | BM |  | Connected solutions |  |  | 0 | Yes | AC-Coupled | PhotoVoltaic | 27 | 0
ESMASI-43183 |  | Utility Connected Solutions DR Program |  |  | 2024-10-09 | 2024-07-10 | Residential |  | Lithium Ion |  | Tesla | 0 | 0 | 13.5 | 5 | BM | Bill SVG | Peak Shaving | Reliability,Renew Shift |  | 0 | Yes | AC-Coupled | PhotoVoltaic | 0 | 5
ESMAEX-03269 |  | MA - SMART Program |  |  | 2024-10-10 | 2023-12-12 | 10 |  | Lithium Ion |  | Tesla | 27 | 10 | 27 | 10 | Behind the Meter | Bill SVG | Peak Shaving,Reliability | Renew Shift |  | 0 | Yes | AC-Coupled | PhotoVoltaic | 10 | 0
ESMASI-41868 |  |  |  |  | 2024-10-10 | 2024-06-04 | 10 |  | Lithium Ion |  | Enphase | 3.84 | 3.84 | 5 | 5 | BM |  |  |  |  | 0 | Yes | AC-Coupled | PhotoVoltaic | 3.84 | 2.5
ESMASI-37731 |  |  |  |  | 2024-10-10 | 2024-02-16 | 10 |  | Lithium Ion |  | Tesla | 0 | 0 | 13.5 | 5 | BM |  |  |  |  | 0 | Yes | AC-Coupled | Other | 0 | 5
ESMASI-40732 |  | Utility Connected Solutions DR Program |  |  | 2024-10-10 | 2024-05-07 | 10 |  | Lithium Ion |  | Tesla | 13.5 | 5 | 13.5 | 5 | BM | Bill SVG | Peak Shaving | Reliability,Renew Shift |  | 0 | Yes | DC-Coupled | PhotoVoltaic | 5 | 5
ESMASI-41981 |  |  |  |  | 2024-10-10 | 2024-06-06 | 10 |  | Lithium Ion |  | Tesla | 0 | 20 | 13.5 | 5 | BM |  |  |  |  | 0 | Yes | AC-Coupled | PhotoVoltaic | 20 | 0
ESMASI-35679 |  | MA - Energy Efficiency/ DR Program |  |  | 2024-10-10 | 2023-12-06 | 10 |  | Lithium Ion |  | Other | 0 | 0 | 13.6 | 5 | BM | Generation |  |  |  | 0 | Yes | AC-Coupled | Other | 0 | 5
ESMAEX-03794 |  | MA - Energy Efficiency/ DR Program |  |  | 2024-10-10 | 2024-05-28 | 10 |  | Lithium Ion |  | Other | 0 | 0 | 27.2 | 10 | Behind the Meter | Generation |  |  |  | 0 | Yes | AC-Coupled | Other | 0 | 10
ESMASI-46103 |  | Utility DR Program |  |  | 2024-10-10 | 2024-09-20 | Residential |  | Lithium Ion |  | Tesla | 0 | 0 | 40.5 | 15 | BM | Bill SVG | Peak Shaving | Power Quality,Reliability,Renew Shift |  | 0 | Yes | AC-Coupled | PhotoVoltaic | 0 | 0
ESMAEX-01647 |  | Connected Solutions Demand Response |  |  | 2024-10-11 | 2022-09-30 | 11 |  | Lithium Ion |  | Tesla | 27 | 10 | 27 | 10 | Behind the Meter | Bill SVG | Peak Shaving,Reliability | Renew Shift |  | 0 | Yes | AC-Coupled | PhotoVoltaic | 10 | 0
ESMASI-39373 |  | Utility Connected Solutions DR Program |  |  | 2024-10-11 | 2024-04-03 | 20 |  | Lithium Ion |  | Tesla | 0 | 0 | 40.5 | 7.4 | BM | Bill SVG | Peak Shaving | Reliability,Renew Shift |  | 0 | Yes | AC-Coupled | PhotoVoltaic | 0 | 7.4
ESMASI-44355 |  | Utility Connected Solutions DR Program |  |  | 2024-10-16 | 2024-08-09 | Residential |  | Lithium Ion |  | Tesla | 13.5 | 11.5 | 13.5 | 5 | BM | Bill SVG | Peak Shaving | Reliability,Renew Shift |  | 0 | Yes | DC-Coupled | PhotoVoltaic | 11.5 | 0
ESMAEX-03466 |  | MA - Energy Efficiency/ DR Program |  |  | 2024-10-16 | 2024-02-20 | 10 |  | Lithium Ion |  | Tesla | 14 | 10 | 10 | 10 | Behind the Meter |  | Reliability |  |  | 0 | Yes | AC-Coupled | PhotoVoltaic | 10 | 10
ESMAEX-01842 |  | MA - SMART Program | Connected Solutions Demand Response |  | 2024-10-17 | 2022-11-22 | 10 |  | Lithium Ion |  | Tesla | 27 | 10 | 27 | 10 | Behind the Meter | Bill SVG | Peak Shaving,Reliability | Renew Shift |  | 0 | Yes | AC-Coupled | PhotoVoltaic | 10 | 0
ESMASI-43055 |  | Utility Connected Solutions DR Program |  |  | 2024-10-17 | 2024-07-05 | Residential |  | Lithium Ion |  | Tesla | 13.5 | 5 | 13.5 | 5 | BM | Bill SVG | Peak Shaving | Reliability,Renew Shift |  | 0 | Yes | DC-Coupled | PhotoVoltaic | 5 | 0
ESMASI-40151 |  |  |  |  | 2024-10-17 | 2024-04-23 | 10 |  | Lithium Ion |  | Tesla | 13.5 | 13.5 | 13.5 | 5 | BM |  |  |  |  | 0 | Yes | AC-Coupled | PhotoVoltaic | 13.5 | 5
ESMAEX-02844 |  |  |  |  | 2024-10-17 | 2023-08-18 | 10 |  | Lithium Ion |  | Tesla | 27 | 10 | 13.5 | 10 | Behind the Meter | Bill SVG | Peak Shaving,Reliability | Renew Shift |  | 0 | Yes | DC-Coupled | PhotoVoltaic | 10 | 10
ESMASI-37587 |  | MA - Energy Efficiency/ DR Program |  |  | 2024-10-18 | 2024-02-13 | 10 |  | Lithium Ion |  | Tesla | 5 | 5 | 13.5 | 5 | BM |  |  |  |  | 0 | Yes | AC-Coupled | PhotoVoltaic | 5 | 5
ESMASI-41109 |  | CPeak | Class 1 Rec |  | 2024-10-18 | 2024-05-15 | RESIDENTIAL |  | Lithium Ion |  | Tesla | 13.5 | 5 | 13.5 | 5 | BM | Bill SVG,Generation |  |  |  | 0 | Yes | DC-Coupled | PhotoVoltaic | 5 | 0
ESMAEX-01599 |  | MA - Energy Efficiency/ DR Program | MA - SMART Program |  | 2024-10-18 | 2022-09-16 | 10 |  | Lithium Ion |  | Tesla | 0 | 0 | 67.5 | 25 | Behind the Meter | Generation | Reliability |  |  | 0 | Yes | AC-Coupled | PhotoVoltaic | 0 | 25
ESMASI-44001 |  | Utility Connected Solutions DR Program |  |  | 2024-10-22 | 2024-07-31 | Residential |  | Lithium Ion |  | Tesla | 13.5 | 5 | 13.5 | 5 | BM | Bill SVG | Peak Shaving | Reliability,Renew Shift |  | 0 | Yes | DC-Coupled | PhotoVoltaic | 5 | 5
ESMASI-44777 |  | Utility Connected Solutions DR Program |  |  | 2024-10-22 | 2024-08-20 | Residential |  | Lithium Ion |  | Tesla | 13.5 | 5 | 13.5 | 5 | BM | Bill SVG | Peak Shaving | Reliability,Renew Shift |  | 0 | Yes | AC-Coupled | PhotoVoltaic | 5 | 5
ESMAEX-03577 |  |  |  |  | 2024-10-22 | 2024-03-26 | 10 |  | Lithium Ion |  | Enphase | 0 | 0 | 15.36 | 15.36 | Behind the Meter |  |  |  |  | 0 | Yes | AC-Coupled | Other | 0 | 15.36
ESMASI-43534 |  | Utility DR Program |  |  | 2024-10-22 | 2024-07-18 | Residential |  | Lithium Ion |  | Tesla | 0 | 0 | 27 | 10 | BM | Bill SVG | Peak Shaving | Power Quality,Reliability,Renew Shift |  | 0 | Yes | AC-Coupled | PhotoVoltaic | 0 | 2.4
ESMASI-42361 |  |  |  |  | 2024-10-23 | 2024-06-17 | Residential |  | Lithium Ion |  | Tesla | 27 | 10 | 27 | 10 | BM | Bill SVG | Peak Shaving | Reliability,Renew Shift |  | 0 | Yes | DC-Coupled | PhotoVoltaic | 10 | 0
ESMASI-46134 |  | Connected Solutions Demand Response |  |  | 2024-10-23 | 2024-09-23 | Residential |  | Lithium Ion |  | Tesla | 13.5 | 11.5 | 13.5 | 5 | BM | Bill SVG | Peak Shaving | Reliability,Renew Shift |  | 0 | Yes | DC-Coupled | PhotoVoltaic | 11.5 | 0
ESMASI-42142 |  |  |  |  | 2024-10-23 | 2024-06-11 | 10 |  | Lithium Ion |  | Enphase | 0 | 5 | 3.86 | 1.93 | BM |  |  |  |  | 0 | Yes | AC-Coupled | PhotoVoltaic | 5 | 0
ESMASI-35168 |  |  |  |  | 2024-10-23 | 2023-11-20 | 10 |  | Lithium Ion |  | Tesla | 0 | 0 | 13.5 | 5 | BM | Bill SVG | Peak Shaving | Reliability,Renew Shift |  | 0 | Yes | AC-Coupled | Other | 0 | 5
ESMASI-43094 |  | Utility Connected Solutions DR Program |  |  | 2024-10-23 | 2024-07-08 | Residential |  | Lithium Ion |  | Tesla | 0 | 0 | 13.5 | 5 | BM | Bill SVG | Peak Shaving | Reliability,Renew Shift |  | 0 | Yes | AC-Coupled | Other | 0 | 11.5
ESMAEX-03508 |  | Connected Solutions Demand Response |  |  | 2024-10-23 | 2024-03-05 | 10 |  | Lithium Ion |  | Tesla | 0 | 0 | 27 | 10 | Behind the Meter | Bill SVG | Peak Shaving,Reliability | Renew Shift |  | 0 | Yes | AC-Coupled | Other | 0 | 10
ESMASI-35434 |  |  |  |  | 2024-10-23 | 2023-11-29 | 10 |  | Lithium Ion |  | Tesla | 0 | 0 | 27 | 10 | BM | Bill SVG | Peak Shaving | Reliability,Renew Shift |  | 0 | No | AC-Coupled | Other | 0 | 10
ESMAEX-02429 |  | Connected Solutions Demand Response |  |  | 2024-10-23 | 2023-04-28 | 10 |  | Lithium Ion |  | Tesla | 0 | 0 | 40.5 | 15 | Behind the Meter | Bill SVG | Peak Shaving,Reliability | Renew Shift |  | 0 | Yes | AC-Coupled | Other | 0 | 15
ESMASI-38075 |  | MA - SMART Program |  |  | 2024-10-25 | 2024-02-27 | 10 |  | Lithium Ion |  | Other | 13 | 0 | 13 | 6.4 | BM |  | Peak Shaving | Reliability |  | 0 | Yes | AC-Coupled | PhotoVoltaic | 0 | 6.4
ESMASI-30712 |  |  |  |  | 2024-10-25 | 2023-08-04 | 10 |  | Lithium Ion |  | Tesla | 13.5 | 5 | 13.5 | 5 | BM | Bill SVG | Peak Shaving | Reliability,Renew Shift |  | 0 | Yes | AC-Coupled | PhotoVoltaic | 5 | 5
ESMASI-36781 |  |  |  |  | 2024-10-25 | 2024-01-17 | 10 |  | Lithium Ion |  | Tesla | 0 | 0 | 13.5 | 5 | BM | Bill SVG | Peak Shaving | Reliability,Renew Shift |  | 0 | Yes | AC-Coupled | Other | 0 | 5
ESMASI-40345 |  |  |  |  | 2024-10-28 | 2024-04-29 | 10 |  | Lithium Ion |  | Tesla | 0 | 0 | 5 | 5 | BM |  | Home backup power only | Reliability |  | 0 | Yes | AC-Coupled | PhotoVoltaic | 0 | 5
ESMAEX-03380 |  | REC 1 |  |  | 2024-10-28 | 2024-01-24 | 10 |  | Lithium Ion |  | Tesla | 13.5 | 13.5 | 13.5 | 7.6 | Behind the Meter |  |  |  |  | 0 | Yes | AC-Coupled | PhotoVoltaic | 13.5 | 7.6
ESMASI-42774 |  | Connected Solutions |  |  | 2024-10-28 | 2024-06-27 | Residential |  | Lithium Ion |  | Tesla | 0 | 0 | 13.5 | 5 | BM | Bill SVG |  |  |  | 0 | Yes | AC-Coupled | PhotoVoltaic | 0 | 11.5
ESMASI-42883 |  | MA - Energy Efficiency/ DR Program |  |  | 2024-10-28 | 2024-07-01 | Residential |  | Lithium Ion |  | Tesla | 0 | 0 | 27 | 10 | BM | Generation |  |  |  | 0 | Yes | AC-Coupled | PhotoVoltaic | 0 | 5
ESMAEX-03581 |  | Class 1 REC |  |  | 2024-10-28 | 2024-03-27 | 30 |  | Lithium Ion |  | Tesla | 13.5 | 11.5 | 54 | 27 | Behind the Meter | Bill SVG,Generation |  |  |  | 0 | Yes | DC-Coupled | PhotoVoltaic | 11.5 | 0
ESMASI-47301 |  |  |  |  | 2024-10-29 | 2024-10-22 | Residential |  | Lithium Ion |  | Tesla | 13.5 | 13.5 | 13.5 | 5 | BM |  |  |  |  | 0 | Yes | AC-Coupled | PhotoVoltaic | 13.5 | 0
ESMAEX-02644 |  | MA - Energy Efficiency/ DR Program |  |  | 2024-10-29 | 2023-07-07 | 10 |  | Lithium Ion |  | Tesla | 0 | 0 | 27 | 10 | Behind the Meter | Generation |  |  |  | 0 | Yes | AC-Coupled | Other | 0 | 10
ESMASI-46938 |  | Utility DR Program |  |  | 2024-10-29 | 2024-10-13 | Residential |  | Lithium Ion |  | Tesla | 0 | 0 | 27 | 10 | BM | Bill SVG | Peak Shaving | Power Quality,Reliability,Renew Shift |  | 0 | Yes | AC-Coupled | PhotoVoltaic | 0 | 0
ESMAEX-02959 |  |  |  |  | 2024-10-30 | 2023-09-26 | 10 |  | Lithium Ion |  | Tesla | 13.5 | 5 | 13.5 | 5 | Behind the Meter | Bill SVG | Peak Shaving,Reliability | Renew Shift |  | 0 | Yes | DC-Coupled | PhotoVoltaic | 5 | 0
ESMASI-44478 |  | RECs |  |  | 2024-10-31 | 2024-08-13 | Residential |  | Lithium Ion |  | Tesla | 13.5 | 11.5 | 13.5 | 5 | BM |  |  | Reliability |  | 0 | Yes | DC-Coupled | PhotoVoltaic | 11.5 | 11.5
ESMASI-44059 |  | Utility DR Program |  |  | 2024-10-31 | 2024-08-01 | Residential |  | Lithium Ion |  | Tesla | 0 | 0 | 27 | 10 | BM | Bill SVG | Peak Shaving | Power Quality,Reliability,Renew Shift |  | 0 | Yes | AC-Coupled | PhotoVoltaic | 0 | 5
HISTEX-69550 |  |  |  |  | 2024-10-31 | 2020-08-27 | 30 | [13 empty] | 0 |  |  | PhotoVoltaic | 0 | 0
ESMAEX-03154 |  |  |  |  | 2024-11-01 | 2023-11-15 | 10 |  | Lithium Ion |  | Tesla | 13.5 | 5 | 13.5 | 5 | Behind the Meter | Bill SVG | Peak Shaving | Renew Shift |  | 0 | Yes | AC-Coupled | PhotoVoltaic | 5 | 0
ESMASI-43525 |  |  |  |  | 2024-11-01 | 2024-07-18 | Residential |  | Lithium Ion |  | Tesla | 4.86 | 4.86 | 13.5 | 5 | BM | Generation |  | Reliability |  | 0 | Yes | DC-Coupled | PhotoVoltaic | 4.86 | 0
ESMASI-43921 |  | Utility Connected Solutions DR Program |  |  | 2024-11-01 | 2024-07-30 | Residential |  | Lithium Ion |  | Tesla | 13.5 | 5 | 13.5 | 10 | BM | Bill SVG | Peak Shaving | Reliability,Renew Shift |  | 0 | Yes | DC-Coupled | PhotoVoltaic | 5 | 0
ESMAEX-03436 |  | Utility connected solutions DR program |  |  | 2024-11-01 | 2024-02-14 | 10 |  | Lithium Ion |  | Tesla | 0 | 0 | 13.5 | 10 | Behind the Meter | Bill SVG | Peak Shaving,Reliability |  |  | 0 | Yes | AC-Coupled | Other | 0 | 10
ESMASI-40304 |  | CPeak | Class 1 REC |  | 2024-11-01 | 2024-04-26 | RESIDENTIAL |  | Lithium Ion |  | Tesla | 13.5 | 11.5 | 13.5 | 5 | BM | Bill SVG,Generation |  |  |  | 0 | Yes | DC-Coupled | PhotoVoltaic | 11.5 | 0
ESMASI-45262 |  | Utility Connected Solutions DR Program |  |  | 2024-11-04 | 2024-08-30 | Residential |  | Lithium Ion |  | Tesla | 13.5 | 5 | 13.5 | 5 | BM | Bill SVG | Peak Shaving | Reliability,Renew Shift |  | 0 | Yes | DC-Coupled | PhotoVoltaic | 5 | 0
ESMAEX-03407 |  |  |  |  | 2024-11-04 | 2024-02-01 | 10 |  | Lithium Ion |  | Enphase | 5 | 5 | 15 | 15 | Behind the Meter |  |  |  |  | 0 | Yes | AC-Coupled | PhotoVoltaic | 5 | 15
ESMASI-43855 |  |  |  |  | 2024-11-05 | 2024-07-27 | Residential |  | Lithium Ion |  | Tesla | 27 | 10 | 27 | 10 | BM | Bill SVG | Peak Shaving | Reliability,Renew Shift |  | 0 | Yes | DC-Coupled | PhotoVoltaic | 10 | 0
ESMASI-39942 |  | MA - Energy Efficiency/ DR Program |  |  | 2024-11-05 | 2024-04-18 | 10 |  | Lithium Ion |  | Tesla | 13.5 | 5 | 13.5 | 5 | BM | Generation |  |  |  | 0 | Yes | AC-Coupled | PhotoVoltaic | 5 | 0
ESMASI-41639 |  | CPeak | Class 1 Rec |  | 2024-11-05 | 2024-05-29 | RESIDENTIAL |  | Lithium Ion |  | Tesla | 13.5 | 5 | 13.5 | 5 | BM | Bill SVG,Generation |  |  |  | 0 | Yes | DC-Coupled | PhotoVoltaic | 5 | 0
ESMASI-38059 |  |  |  |  | 2024-11-06 | 2024-02-27 | 10 |  | Lithium Ion |  | Tesla | 13.5 | 14 | 13.5 | 5 | BM |  |  |  |  | 0 | Yes | AC-Coupled | PhotoVoltaic | 14 | 0
ESMASI-43477 |  |  |  |  | 2024-11-06 | 2024-07-17 | Residential |  | Lithium Ion |  | Other | 20 | 10 | 20 | 10 | BM | Bill SVG |  | Renew Shift |  | 0 | Yes | DC-Coupled | PhotoVoltaic | 10 | 0
ESMASI-41674 |  | utility connected solutions DR program |  |  | 2024-11-06 | 2024-05-29 | 10 |  | Lithium Ion |  | Tesla | 13.5 | 5 | 13.5 | 5 | BM | Bill SVG | Peak Shaving | Reliability,Renew Shift |  | 0 | Yes | AC-Coupled | PhotoVoltaic | 5 | 5
ESMASI-43612 |  |  |  |  | 2024-11-06 | 2024-07-20 | Residential |  | Lithium Ion |  | Tesla | 13.5 | 9.6 | 13.5 | 7 | BM |  |  |  |  | 0 | Yes | AC-Coupled | PhotoVoltaic | 9.6 | 0
ESMAEX-03161 |  |  |  |  | 2024-11-06 | 2023-11-15 | 19 |  | Lithium Ion |  | LG Chem | 0 | 0 | 20 | 15 | Behind the Meter | Bill SVG |  |  |  | 0 | Yes | AC-Coupled | PhotoVoltaic | 0 | 15
ESMASI-42657 |  | Utility Connected Solutions DR Program |  |  | 2024-11-07 | 2024-06-25 | Residential |  | Lithium Ion |  | Tesla | 0 | 0 | 13.5 | 5 | BM | Bill SVG | Peak Shaving | Reliability,Renew Shift |  | 0 | Yes | AC-Coupled | Other | 0 | 5
ESMAEX-03454 |  | Connected Solutions Demand Response |  |  | 2024-11-07 | 2024-02-15 | 10 |  | Lithium Ion |  | Tesla | 13.5 | 11.5 | 27 | 10 | Behind the Meter | Bill SVG | Peak Shaving,Reliability | Renew Shift |  | 0 | Yes | AC-Coupled | PhotoVoltaic | 11.5 | 23
ESMASI-42500 |  | Utility Connected Solutions DR Program |  |  | 2024-11-08 | 2024-06-20 | Residential |  | Lithium Ion |  | Tesla | 13.5 | 5 | 13.5 | 5 | BM | Bill SVG | Peak Shaving | Reliability,Renew Shift |  | 0 | Yes | AC-Coupled | PhotoVoltaic | 5 | 5
ESMASI-44037 |  | Utility Connected Solutions DR Program |  |  | 2024-11-08 | 2024-08-01 | Residential |  | Lithium Ion |  | Tesla | 0 | 0 | 13.5 | 5 | BM | Bill SVG | Peak Shaving | Reliability,Renew Shift |  | 0 | Yes | AC-Coupled | Other | 0 | 5
ESMAEX-03515 |  | MA - Energy Efficiency/ DR Program |  |  | 2024-11-12 | 2024-03-07 | 10 |  | Lithium Ion |  | Tesla | 14 | 14 | 13.5 | 10 | Behind the Meter |  | Reliability |  |  | 0 | Yes | AC-Coupled | PhotoVoltaic | 14 | 10
ESMASI-42249 |  | Connected Solutions |  |  | 2024-11-12 | 2024-06-13 | 10 |  | Lithium Ion |  | Tesla | 0 | 0 | 13.5 | 5 | BM | Bill SVG |  |  |  | 0 | Yes | DC-Coupled | PhotoVoltaic | 0 | 11.5
ESMAEX-03506 |  | Connected Solutions Demand Response |  |  | 2024-11-12 | 2024-03-05 | 10 |  | Lithium Ion |  | Tesla | 0 | 0 | 27 | 10 | Behind the Meter | Bill SVG | Peak Shaving,Reliability | Renew Shift |  | 0 | Yes | AC-Coupled | Other | 0 | 10
ESMASI-42962 |  | Utility DR Program |  |  | 2024-11-13 | 2024-07-02 | Residential |  | Lithium Ion |  | Other | 9.7 | 5 | 9.7 | 5 | BM | Bill SVG | Peak Shaving | Reliability,Renew Shift |  | 0 | Yes | DC-Coupled | PhotoVoltaic | 5 | 0
ESMASI-44510 |  |  |  |  | 2024-11-13 | 2024-08-14 | Residential |  | Lithium Ion |  | Tesla | 40.5 | 40.5 | 40.5 | 15 | BM |  |  |  |  | 0 | Yes | AC-Coupled | PhotoVoltaic | 40.5 | 5
ESMAEX-03501 |  | MA - SMART Program | Connected Solutions Demand Response |  | 2024-11-13 | 2024-03-01 | 10 |  | Lithium Ion |  | Tesla | 13.5 | 5 | 13.5 | 5 | Behind the Meter | Bill SVG | Peak Shaving,Reliability | Renew Shift |  | 0 | Yes | DC-Coupled | PhotoVoltaic | 5 | 5
ESMAEX-03796 |  |  |  |  | 2024-11-14 | 2024-05-28 | 10 |  | Lithium Ion |  | Tesla | 27 | 23 | 27 | 10 | Behind the Meter | Bill SVG | Peak Shaving,Reliability | Renew Shift |  | 0 | Yes | DC-Coupled | PhotoVoltaic | 23 | 0
ESMASI-45107 |  | Utility Connected Solutions DR Program |  |  | 2024-11-14 | 2024-08-27 | Residential |  | Lithium Ion |  | Tesla | 13.5 | 5 | 13.5 | 5 | BM | Bill SVG | Peak Shaving | Reliability,Renew Shift |  | 0 | Yes | DC-Coupled | PhotoVoltaic | 5 | 0
ESMASI-43608 |  |  |  |  | 2024-11-15 | 2024-07-19 | Residential |  | Lithium Ion |  | Other | 29100 | 15 | 29.1 | 15 | BM | Bill SVG | Peak Shaving | Reliability,Renew Shift |  | 0 | No | DC-Coupled | PhotoVoltaic | 15 | 0
ESMASI-44881 |  |  |  |  | 2024-11-15 | 2024-08-21 | Residential |  | Lithium Ion |  | Tesla | 5 | 13.5 | 13.5 | 5 | BM | Bill SVG | Peak Shaving | Reliability,Renew Shift |  | 0 | Yes | DC-Coupled | PhotoVoltaic | 13.5 | 0
ESMAEX-03705 |  | Connected Solutions Demand Response |  |  | 2024-11-18 | 2024-04-23 | 20 |  | Lithium Ion |  | Tesla | 27 | 23 | 27 | 10 | Behind the Meter | Bill SVG | Peak Shaving,Reliability | Renew Shift |  | 0 | Yes | AC-Coupled | Other | 23 | 0
ESMAEX-03351 |  | MA - SMART Program |  |  | 2024-11-18 | 2024-01-10 | 10 |  | Lithium Ion |  | Tesla | 27 | 10 | 27 | 10 | Behind the Meter | Bill SVG | Peak Shaving,Reliability | Renew Shift |  | 0 | Yes | AC-Coupled | PhotoVoltaic | 10 | 10
ESMASI-44090 |  |  |  |  | 2024-11-18 | 2024-08-02 | Residential |  | Lithium Ion |  | Tesla | 0 | 0 | 27 | 10 | BM | Bill SVG | Peak Shaving | Reliability,Renew Shift |  | 0 | Yes | AC-Coupled | PhotoVoltaic | 0 | 10
ESMAEX-03680 |  | Connected Solutions Demand Response |  |  | 2024-11-19 | 2024-04-17 | 10 |  | Lithium Ion |  | Tesla | 27 | 10 | 27 | 10 | Behind the Meter | Bill SVG | Peak Shaving,Reliability | Renew Shift |  | 0 | Yes | DC-Coupled | PhotoVoltaic | 10 | 0
ESMASI-41580 |  | CPeak | Class 1 Rec |  | 2024-11-19 | 2024-05-28 | RESIDENTIAL |  | Lithium Ion |  | Tesla | 13.5 | 5 | 13.5 | 5 | BM | Bill SVG,Generation |  |  |  | 0 | Yes | DC-Coupled | PhotoVoltaic | 5 | 0
ESMAEX-03290 |  |  |  |  | 2024-11-19 | 2023-12-19 | 10 |  | Lithium Ion |  | Tesla | 0 | 0 | 27 | 10 | Behind the Meter |  |  |  |  | 0 | Yes | AC-Coupled | PhotoVoltaic | 0 | 10
ESMAEX-03816 |  | MA - SMART Program |  |  | 2024-11-19 | 2024-06-05 | 10 |  | Lithium Ion |  | Tesla | 0 | 0 | 27 | 10 | Behind the Meter |  | Peak Shaving,Power Quality | Renew Shift |  | 0 | Yes | AC-Coupled | Other | 0 | 10
ESMAEX-03703 |  | Connected Solutions Demand Response |  |  | 2024-11-19 | 2024-04-23 | 10 |  | Lithium Ion |  | Tesla | 0 | 0 | 40.5 | 8.68 | Behind the Meter | Bill SVG | Peak Shaving,Reliability | Renew Shift |  | 0 | Yes | AC-Coupled | Other | 0 | 8.68
ESMAEX-03156 |  |  |  |  | 2024-11-22 | 2023-11-15 | 10 |  | Lithium Ion |  | Tesla | 5 | 14 | 13.5 | 5 | Behind the Meter |  |  |  |  | 0 | Yes | AC-Coupled | PhotoVoltaic | 14 | 5
ESMAEX-02401 |  | MA - SMART Program |  |  | 2024-11-22 | 2023-04-21 | 10 |  | Lithium Ion |  | Tesla | 0 | 0 | 13.5 | 5 | Behind the Meter | Generation |  |  |  | 0 | Yes | AC-Coupled | PhotoVoltaic | 0 | 5
ESMAEX-03666 |  |  |  |  | 2024-11-25 | 2024-04-15 | 10 |  | Lithium Ion |  | Enphase | 5 | 5 | 5 | 7.68 | Behind the Meter |  |  |  |  | 0 | Yes | AC-Coupled | PhotoVoltaic | 5 | 7.68
ESMAEX-03477 |  |  |  |  | 2024-11-25 | 2024-02-26 | 10 |  | Other | Lithium Ion Phosphate | Enphase | 14 | 13.94 | 9.84 | 9.84 | Behind the Meter |  |  |  |  | 0 | Yes | AC-Coupled | PhotoVoltaic | 13.94 | 9.84
ESMAEX-03091 |  |  |  |  | 2024-11-26 | 2023-10-26 | 10 |  | Lithium Ion |  | Tesla | 0 | 0 | 13.5 | 5 | Behind the Meter | Bill SVG | Peak Shaving,Reliability | Renew Shift |  | 0 | Yes | AC-Coupled | Other | 0 | 5
ESMAEX-03405 |  |  |  |  | 2024-11-26 | 2024-02-01 | 10 |  | Lithium Ion |  | Tesla | 0 | 0 | 27 | 10 | Behind the Meter | Bill SVG | Peak Shaving,Reliability |  |  | 0 | Yes | AC-Coupled | Other | 0 | 10
ESMAEX-02921 |  |  |  |  | 2024-11-27 | 2023-09-15 | 10 |  | Lithium Ion |  | Tesla | 13.5 | 13.5 | 13.5 | 10 | Behind the Meter |  |  |  |  | 0 | Yes | AC-Coupled | Other | 13.5 | 10
ESMASI-44549 |  | Utility DR Program |  |  | 2024-12-03 | 2024-08-14 | Residential |  | Lithium Ion |  | Other | 9.7 | 5 | 9.7 | 5 | BM |  | Peak Shaving | Power Quality,Reliability,Renew Shift |  | 0 | No | DC-Coupled | PhotoVoltaic | 5 | 0
ESMASI-43643 |  | CPeak | Class 1 REC |  | 2024-12-03 | 2024-07-22 | Residential |  | Lithium Ion |  | Tesla | 13.5 | 5 | 13.5 | 5 | BM | Bill SVG,Generation |  |  |  | 0 | Yes | DC-Coupled | PhotoVoltaic | 5 | 5
ESMASI-46857 |  | MA - Energy Efficiency/ DR Program |  |  | 2024-12-04 | 2024-10-10 | Residential |  | Lithium Ion |  | Tesla | 14 | 13.5 | 13.5 | 5 | BM |  |  | Reliability |  | 0 | Yes | AC-Coupled | PhotoVoltaic | 14 | 0
ESMAEX-02761 |  | MA - SMART Program | Connected Solutions Demand Response |  | 2024-12-05 | 2023-08-07 | 10 |  | Lithium Ion |  | Tesla | 13.5 | 13.5 | 13.5 | 5 | Behind the Meter | Bill SVG | Peak Shaving,Reliability | Renew Shift |  | 0 | Yes | DC-Coupled | PhotoVoltaic | 5 | 0
ESMASI-45988 |  | home backup only |  |  | 2024-12-05 | 2024-09-18 | Residential |  | Lithium Ion |  | Tesla | 0 | 0 | 0 | 0 | BM |  |  |  |  | 0 | Yes | AC-Coupled | PhotoVoltaic | 0 | 0
ESMAEX-03886 |  |  |  |  | 2024-12-05 | 2024-07-08 | Residential |  | Lithium Ion |  | Enphase | 0 | 5 | 5 | 3.84 | Behind the Meter |  |  |  |  | 0 | Yes | AC-Coupled | PhotoVoltaic | 0 | 3.84
ESMASI-46950 |  | CPeak | Class 1 Rec |  | 2024-12-05 | 2024-10-14 | Residential |  | Lithium Ion |  | Tesla | 13.5 | 5 | 13.5 | 5 | BM | Bill SVG,Generation |  |  |  | 0 | Yes | DC-Coupled | PhotoVoltaic | 5 | 5
ESMAEX-03425 |  | Connected Solutions Demand Response |  |  | 2024-12-05 | 2024-02-07 | 10 |  | Lithium Ion |  | Tesla | 0 | 0 | 27 | 10 | Behind the Meter | Bill SVG | Peak Shaving,Reliability | Renew Shift |  | 0 | Yes | AC-Coupled | Other | 0 | 10
ESMAEX-03623 |  | Connected Solutions Demand Response |  |  | 2024-12-05 | 2024-04-03 | 10 |  | Lithium Ion |  | Tesla | 0 | 0 | 27 | 10 | Behind the Meter | Bill SVG | Peak Shaving,Reliability | Renew Shift |  | 0 | Yes | AC-Coupled | PhotoVoltaic | 0 | 10
ESMAEX-03673 |  |  |  |  | 2024-12-06 | 2024-04-16 | 10 |  | Lithium Ion |  | Enphase | 30 | 5 | 20 | 5 | Behind the Meter |  |  |  |  | 0 | Yes | AC-Coupled | PhotoVoltaic | 5 | 23.04
ESMASI-41705 |  |  |  |  | 2024-12-06 | 2024-05-30 | 10 |  | Lithium Ion |  | Enphase | 20 | 20 | 20 | 4.8 | BM |  |  |  |  | 0 | Yes | AC-Coupled | PhotoVoltaic | 20 | 4.8
ESMASI-44762 |  |  |  |  | 2024-12-09 | 2024-08-20 | Residential |  | Lithium Ion |  | Tesla | 13.5 | 13.5 | 13.5 | 5 | BM |  |  |  |  | 0 | Yes | AC-Coupled | Other | 13.5 | 5
ESMASI-41177 |  | CPeak | Class 1 REC |  | 2024-12-09 | 2024-05-16 | RESIDENTIAL |  | Lithium Ion |  | Tesla | 5 | 11.5 | 13.5 | 5 | BM | Bill SVG,Generation |  |  |  | 0 | Yes | DC-Coupled | PhotoVoltaic | 11.5 | 0
ESMASI-40006 |  | Utility DR Program |  |  | 2024-12-10 | 2024-04-19 | 10 |  | Lithium Ion |  | Other | 30000 | 15 | 30 | 15 | BM | Bill SVG | Peak Shaving | Power Quality,Reliability,Renew Shift |  | 0 | Yes | DC-Coupled | PhotoVoltaic | 15 | 0
ESMASI-41899 |  |  |  |  | 2024-12-10 | 2024-06-04 | 10 |  | Lithium Ion |  | Tesla | 13.5 | 13.5 | 13.5 | 5 | BM |  |  |  |  | 0 | Yes | AC-Coupled | PhotoVoltaic | 13.5 | 0
ESMASI-46242 |  | MA - SMART Program | Connected Solutions |  | 2024-12-10 | 2024-09-25 | Residential |  | Lithium Ion |  | Other | 0 | 0 | 27.2 | 5.43 | BM |  | Backup Power, Connected Solutions |  |  | 0 | Yes | AC-Coupled | PhotoVoltaic | 0 | 5.43
ESMASI-48544 |  |  |  |  | 2024-12-11 | 2024-11-26 | Residential |  | Lithium Ion |  | Tesla | 14 | 5.8 | 13.5 | 5 | BM |  |  | Reliability,Renew Shift |  | 0 | Yes | AC-Coupled | Other | 5.8 | 0
ESMASI-47406 |  |  |  |  | 2024-12-11 | 2024-10-24 | Residential |  | Lithium Ion |  | Enphase | 20 | 20 | 20 | 5.1 | BM |  |  |  |  | 0 | Yes | AC-Coupled | PhotoVoltaic | 20 | 5.1
ESMASI-48603 |  | MA - SMART Program |  |  | 2024-12-12 | 2024-11-27 | Residential |  | Lithium Ion |  | Other | 19.4 | 20 | 0 | 0 | BM |  |  |  |  | 0 | Yes | DC-Coupled | PhotoVoltaic | 20 | 0
ESMAEX-03627 |  |  |  |  | 2024-12-12 | 2024-04-03 | 10 |  | Lithium Ion |  | Tesla | 7 | 7 | 10 | 5 | Behind the Meter |  |  |  |  | 0 | Yes | DC-Coupled | PhotoVoltaic | 7 | 10
ESMAEX-03307 |  | MA - SMART Program |  |  | 2024-12-12 | 2023-12-21 | 10 |  | Lithium Ion |  | Tesla | 13.5 | 5 | 13.5 | 5 | Behind the Meter | Bill SVG | Peak Shaving,Reliability | Renew Shift |  | 0 | Yes | DC-Coupled | PhotoVoltaic | 5 | 5
ESMAEX-03138 |  |  |  |  | 2024-12-12 | 2023-11-10 | 10 |  | Lithium Ion |  | Tesla | 40.5 | 15 | 40.5 | 15 | Behind the Meter |  |  |  |  | 0 | Yes | AC-Coupled | PhotoVoltaic | 15 | 17.4
ESMAEX-03924 |  | CPeak | Class 1 Rec |  | 2024-12-13 | 2024-07-25 | Residential |  | Lithium Ion |  | Tesla | 13.5 | 5 | 27 | 10 | Behind the Meter | Bill SVG,Generation |  |  |  | 0 | Yes | DC-Coupled | PhotoVoltaic | 5 | 23
ESMASI-44736 |  | Utility DR Program |  |  | 2024-12-16 | 2024-08-19 | Residential |  | Lithium Ion |  | Other | 29100 | 15 | 29.1 | 15 | BM | Bill SVG | Peak Shaving | Power Quality,Reliability,Renew Shift |  | 0 | Yes | DC-Coupled | PhotoVoltaic | 15 | 0
ESMASI-44690 |  |  |  |  | 2024-12-16 | 2024-08-19 | Residential |  | Lithium Ion |  | Tesla | 13.5 | 11.5 | 13.5 | 5 | BM |  |  |  |  | 0 | Yes | DC-Coupled | PhotoVoltaic | 11.5 | 11.5
ESMASI-41941 |  | Utility DR Program |  |  | 2024-12-16 | 2024-06-05 | 10 |  | Lithium Ion |  | Other | 0 | 0 | 13.5 | 5 | BM | Bill SVG | Peak Shaving | Power Quality,Reliability,Renew Shift |  | 0 | Yes | AC-Coupled | PhotoVoltaic | 0 | 5
ESMASI-46092 |  |  |  |  | 2024-12-18 | 2024-09-20 | Residential |  | Lithium Ion |  | Tesla | 0 | 0 | 0 | 0 | BM |  |  |  |  | 0 | Yes | AC-Coupled | PhotoVoltaic | 0 | 0
ESMASI-48283 |  | Utility DR Program |  |  | 2024-12-18 | 2024-11-19 | Residential |  | Lithium Ion |  | Other | 19400 | 10 | 19.1 | 10 | BM | Bill SVG | Peak Shaving | Power Quality,Reliability,Renew Shift |  | 0 | Yes | DC-Coupled | PhotoVoltaic | 10 | 0
ESMASI-44630 |  |  |  |  | 2024-12-18 | 2024-08-16 | Residential |  | Lithium Ion |  | Enphase | 0 | 5 | 5 | 5 | BM |  |  |  |  | 0 | Yes | AC-Coupled | PhotoVoltaic | 5 | 0
ESMAEX-03781 |  |  |  |  | 2024-12-18 | 2024-05-21 | 10 |  | Lithium Ion |  | Enphase | 3.84 | 3.84 | 7.68 | 7.68 | Behind the Meter |  |  |  |  | 0 | Yes | AC-Coupled | PhotoVoltaic | 3.84 | 7.68
ESMASI-48357 |  |  |  |  | 2024-12-18 | 2024-11-20 | Residential |  | Lithium Ion |  | Enphase | 30 | 30 | 30 | 4.8 | BM |  |  |  |  | 0 | Yes | AC-Coupled | PhotoVoltaic | 30 | 4.8
ESMASI-45512 |  | Utility Connected Solutions DR Program |  |  | 2024-12-19 | 2024-09-06 | Residential |  | Lithium Ion |  | Tesla | 13.5 | 5 | 13.5 | 5 | BM | Bill SVG | Peak Shaving | Reliability,Renew Shift |  | 0 | No | DC-Coupled | PhotoVoltaic | 5 | 0
ESMASI-45628 |  |  |  |  | 2024-12-19 | 2024-09-10 | Residential |  | Lithium Ion |  | Tesla | 13.5 | 13.5 | 11.5 | 5 | BM |  |  |  |  | 0 | Yes | AC-Coupled | PhotoVoltaic | 13.5 | 0
ESMASI-44067 |  |  |  |  | 2024-12-20 | 2024-08-01 | Residential |  | Lithium Ion |  | Other | 27 | 10 | 27 | 10 | BM |  | Peak Shaving | Power Quality,Reliability,Renew Shift |  | 0 | No | DC-Coupled | PhotoVoltaic | 10 | 0
ESMASI-34817 |  | MA - SMART Program |  |  | 2024-12-20 | 2023-11-10 | 10 |  | Lithium Ion |  | Tesla | 0 | 0 | 13.5 | 5 | BM | Bill SVG |  |  |  | 0 | Yes | AC-Coupled | Other | 0 | 5
ESMASI-42733 |  | Utility Connected Solutions DR Program |  |  | 2024-12-20 | 2024-06-26 | Residential |  | Lithium Ion |  | Tesla | 0 | 0 | 27 | 10 | BM | Bill SVG | Peak Shaving | Reliability,Renew Shift |  | 0 | Yes | AC-Coupled | Other | 0 | 10
ESMAEX-03509 |  | MA - DOER/ MassCEC Funded Projects | MA - Energy Efficiency/ DR Program | Utility DR Program | 2024-12-20 | 2024-03-05 | 10 |  | Lithium Ion |  | Tesla | 0 | 0 | 40.5 | 15 | Behind the Meter | Generation | Reliability |  | Utility DR Program | 0 | Yes | AC-Coupled | PhotoVoltaic | 0 | 15
ESMASI-43644 |  | Utility DR Program |  |  | 2024-12-20 | 2024-07-22 | Residential |  | Lithium Ion |  | Tesla | 0 | 0 | 27 | 10 | BM | Bill SVG | Peak Shaving | Power Quality,Reliability,Renew Shift |  | 0 | Yes | AC-Coupled | PhotoVoltaic | 0 | 1.9
HISTEX-69653 |  |  |  |  | 2024-12-20 | 2019-07-11 | [14 empty] | 0 | Yes |  |  | 0 | 0
ESMASI-40291 |  |  |  |  | 2024-12-23 | 2024-04-26 | 10 |  | Lithium Ion |  | Other | 20 | 17 | 20 | 7.4 | BM |  | Peak Shaving |  |  | 0 | Yes | AC-Coupled | PhotoVoltaic | 17 | 7.4
ESMASI-45721 |  | Utility Connected Solutions DR Program |  |  | 2024-12-23 | 2024-09-11 | Residential |  | Lithium Ion |  | Tesla | 0 | 0 | 27 | 10 | BM | Bill SVG | Peak Shaving | Reliability,Renew Shift |  | 0 | Yes | DC-Coupled | PhotoVoltaic | 0 | 10
ESMASI-45941 |  | utility connected solutions DR program |  |  | 2024-12-24 | 2024-09-17 | Residential |  | Lithium Ion |  | Tesla | 27 | 10 | 27 | 10 | BM | Bill SVG | Peak Shaving | Reliability,Renew Shift |  | 0 | Yes | AC-Coupled | PhotoVoltaic | 10 | 0
ESMASI-44666 |  |  |  |  | 2024-12-24 | 2024-08-16 | Residential |  | Lithium Ion |  | Tesla | 13.5 | 13.5 | 10 | 5 | BM |  |  |  |  | 0 | Yes | AC-Coupled | PhotoVoltaic | 13.5 | 0
ESMASI-40465 |  | CPeak | Class 1 REC |  | 2024-12-27 | 2024-05-01 | RESIDENTIAL |  | Lithium Ion |  | Tesla | 13.5 | 5 | 13.5 | 5 | BM | Bill SVG,Generation |  |  |  | 0 | Yes | DC-Coupled | PhotoVoltaic | 5 | 0
ESMASI-42136 |  | Clean Peak and Class 1 REC |  |  | 2024-12-27 | 2024-06-11 | Residential |  | Lithium Ion |  | Tesla | 5 | 11.5 | 13.5 | 5 | BM | Bill SVG,Generation |  |  |  | 0 | Yes | DC-Coupled | PhotoVoltaic | 11.5 | 0
ESMAEX-04049 |  | Connected Solutions |  |  | 2024-12-27 | 2024-09-11 | Residential |  | Lithium Ion |  | Enphase | 0 | 0 | 20 | 15.36 | Behind the Meter |  |  |  | Backup, Connected Solutions | 0 | Yes | AC-Coupled | PhotoVoltaic | 0 | 15.36
ESMAEX-03324 |  |  |  |  | 2024-12-30 | 2024-01-03 | 10 |  | Lithium Ion |  | Tesla | 27 | 10 | 27 | 10 | Standalone |  |  |  |  | 0 | Yes | DC-Coupled | PhotoVoltaic | 10 | 0
ESMASI-40779 |  | CPeak | Class 1 REC |  | 2024-12-30 | 2024-05-08 | RESIDENTIAL |  | Lithium Ion |  | Tesla | 13.5 | 11.5 | 11.5 | 5 | BM | Bill SVG,Generation |  |  |  | 0 | Yes | DC-Coupled | PhotoVoltaic | 11.5 | 0
ESMASI-47356 |  |  |  |  | 2024-12-30 | 2024-10-23 | Residential |  | Lithium Ion |  | Enphase | 15 | 15 | 15 | 5.76 | BM |  |  |  |  | 0 | Yes | AC-Coupled | PhotoVoltaic | 15 | 5.76
ESMAEX-03967 |  |  |  |  | 2024-12-30 | 2024-08-14 | Residential |  | Lithium Ion |  | Tesla | 0 | 0 | 27 | 10 | Behind the Meter |  | Reliability |  |  | 0 | Yes | AC-Coupled | PhotoVoltaic | 0 | 10
ESMASI-44003 |  |  |  |  | 2024-12-31 | 2024-07-31 | Residential |  | Lithium Ion |  | Tesla | 13.5 | 13.5 | 13.5 | 10 | BM |  |  |  |  | 0 | No | AC-Coupled | Fuel Cell | 13.5 | 10
ESMASI-46613 |  | MA - DOER/ MassCEC Funded Projects | Utility DR program |  | 2024-12-31 | 2024-10-04 | Residential |  | Lithium Ion |  | Tesla | 13.5 | 11.48 | 13.5 | 5 | BM | Generation | Utility DR program | Reliability |  | 0 | Yes | DC-Coupled | PhotoVoltaic | 11.48 | 0
ESMASI-42885 |  | Clean Peak and Class 1 REC |  |  | 2024-12-31 | 2024-07-01 | Residential |  | Lithium Ion |  | Tesla | 13.5 | 11.5 | 13.5 | 7 | BM | Bill SVG,Generation |  |  |  | 0 | Yes | AC-Coupled | PhotoVoltaic | 11.5 | 0
ESMASI-49171 |  | Connected Solutions Demand Response |  |  | 2024-12-31 | 2024-12-17 | Residential |  | Lithium Ion |  | Tesla | 0 | 0 | 13.5 | 5 | BM | Bill SVG | Peak Shaving | Reliability,Renew Shift |  | 0 | No | AC-Coupled | Other | 0 | 5
ESMAEX-03862 |  |  |  |  | 2025-01-02 | 2024-06-25 | Residential |  | Lithium Ion |  | Tesla | 13.5 | 5 | 27 | 10 | Behind the Meter | Peak Shaving/ Load Leveling | Reliability and Resiliency | Self Generation |  | 17971901 | Yes | AC-Coupled | PhotoVoltaic | 14.72 | 20
ESMAEX-03974 |  |  |  | Connected Solutions Demand Response | 2025-01-02 | 2024-08-15 | Residential |  | Lithium Ion |  | Tesla | 0 | 0 | 27 | 10 | Behind the Meter | Customer Bill Savings (e.g., Demand Charge Management, TOU Arbitrage | Peak Shaving/ Load Leveling | Reliability and Resiliency |  | 18553509 | Yes | AC-Coupled | Other | 0 | 10
ESMASI-35700 |  |  |  | Utility Connected Solutions DR Program | 2025-01-02 | 2023-12-06 | Residential |  | Lithium Ion |  | Tesla | 0 | 0 | 13.5 | 5 | Behind the Meter | Customer Bill Savings (e.g., Demand Charge Management, TOU Arbitrage | Reliability and Resiliency |  |  | 15731874 | Yes | AC-Coupled | PhotoVoltaic | 0 | 5
ESMASI-46735 |  |  |  |  | 2025-01-02 | 2024-10-08 | Residential |  | Lithium Ion |  | Enphase | 10.08 | 10.08 | 3.84 | 3.84 | Behind the Meter |  |  |  |  | 19031472 | No | AC-Coupled | PhotoVoltaic | 7.65 | 9.78
ESMASI-48014 |  |  |  |  | 2025-01-02 | 2024-11-12 | 10 |  | Lithium Ion |  | Tesla | 13.5 | 6.63 | 13.5 | 0 | Behind the Meter |  |  |  |  | 19467652 | Yes | DC-Coupled | PhotoVoltaic | 6.63 | 7.68
ESMASI-45650 |  |  |  |  | 2025-01-06 | 2024-09-10 | Residential |  | Lithium Ion |  | Tesla | 13.5 | 20 | 13.5 | 11.5 | Behind the Meter | Reliability and Resiliency |  |  |  | 18775685 | Yes | DC-Coupled | PhotoVoltaic | 11.04 | 10
ESMASI-46324 |  |  |  | Connected Solutions Demand Response | 2025-01-06 | 2024-09-27 | Residential |  | Lithium Ion |  | Tesla | 0 | 0 | 13.5 | 11.5 | Behind the Meter | Customer Bill Savings (e.g., Demand Charge Management, TOU Arbitrage | Reliability and Resiliency |  |  | 18920251 | No | AC-Coupled | Other | 0 | 11.5
ESMASI-47414 |  |  |  |  | 2025-01-06 | 2024-10-25 | Residential |  | Lithium Ion |  | Other | 20 | 7.6 | 20 | 7.6 | Behind the Meter | Reliability and Resiliency |  |  |  | 19208882 | Yes | DC-Coupled | PhotoVoltaic | 9.03 | 7.6
ESMASI-47819 |  |  |  | connected solutions | 2025-01-06 | 2024-11-06 | Residential |  | Lithium Ion |  | Tesla | 27 | 27 | 27 | 10 | Behind the Meter | Reliability and Resiliency |  |  |  | 19430743 | Yes | AC-Coupled | PhotoVoltaic | 13.175 | 10
ESMAEX-01356 |  | ISO Markets |  |  | 2025-01-08 | 2022-10-18 | 30 |  | Lithium Ion |  | Other | 2000 | 1000 | 2000 | 1000 | Behind the Meter | Customer Bill Savings (e.g., Demand Charge Management, TOU Arbitrage | Peak Shaving/ Load Leveling | Reliability and Resiliency | Wholesale Market | 11000115 | Yes | AC-Coupled | Other | 0 | 2000
ESMASI-47311 |  |  |  |  | 2025-01-08 | 2024-10-22 | Residential |  | Other |  | Enphase | 20 | 5 | 15.36 | 3.84 | Behind the Meter |  |  |  |  | 19382999 | Yes | AC-Coupled | PhotoVoltaic | 11.05 | 11.64
ESMAEX-02803 |  |  |  |  | 2025-01-09 | 2023-10-27 | 20 |  | Lithium Ion |  | Tesla | 0 | 0 | 40.5 | 15 | Behind the Meter |  |  |  |  | 14418464 | Yes | AC-Coupled | Other | 0 | 17.4
ESMASI-47898 |  |  |  | Connected Solutions Demand Response | 2025-01-09 | 2024-11-08 | Residential |  | Lithium Ion |  | Tesla | 0 | 0 | 27 | 10 | Behind the Meter | Customer Bill Savings (e.g., Demand Charge Management, TOU Arbitrage | Reliability and Resiliency |  |  | 19347300 | No | AC-Coupled | Other | 0 | 10
ESMAEX-03868 |  |  |  | Connected Solutions Demand Response | 2025-01-10 | 2024-06-27 | Residential |  | Lithium Ion |  | Tesla | 13.5 | 11.5 | 13.5 | 5 | Behind the Meter | Customer Bill Savings (e.g., Demand Charge Management, TOU Arbitrage | Peak Shaving/ Load Leveling | Reliability and Resiliency |  | 18180833 | No | AC-Coupled | Other | 0 | 15.59
ESMAEX-03888 |  |  |  | Connected Solutions Demand Response | 2025-01-10 | 2024-07-10 | Residential |  | Lithium Ion |  | Tesla | 0 | 0 | 27 | 10 | Behind the Meter | Customer Bill Savings (e.g., Demand Charge Management, TOU Arbitrage | Peak Shaving/ Load Leveling | Reliability and Resiliency |  | 18156158 | Yes | AC-Coupled | Other | 0 | 20
ESMAEX-03923 |  |  |  |  | 2025-01-10 | 2024-07-24 | Residential |  | Lithium Ion |  | Enphase | 30 | 5 | 20 | 15.36 | Behind the Meter | Customer Bill Savings (e.g., Demand Charge Management, TOU Arbitrage |  |  |  | 18304689 | Yes | DC-Coupled | PhotoVoltaic | 11.96 | 9.98
ESMASI-39938 |  |  |  | Utility Connected Solutions DR Program | 2025-01-10 | 2024-04-17 | 10 |  | Lithium Ion |  | Tesla | 13.5 | 5 | 13.5 | 5 | Behind the Meter | Customer Bill Savings (e.g., Demand Charge Management, TOU Arbitrage | Reliability and Resiliency |  |  | 17188074 | Yes | AC-Coupled | PhotoVoltaic | 4.455 | 12.6
ESMASI-46027 |  |  |  | Utility Connected Solutions DR Program | 2025-01-10 | 2024-09-19 | Residential |  | Lithium Ion |  | Tesla | 13.5 | 11.5 | 13.5 | 5 | Behind the Meter | Customer Bill Savings (e.g., Demand Charge Management, TOU Arbitrage | Reliability and Resiliency |  |  | 19037644 | Yes | DC-Coupled | PhotoVoltaic | 10.25 | 11.5
ESMAEX-03369 |  |  |  | Connected Solutions Demand Response | 2025-01-13 | 2024-01-18 | 10 |  | Lithium Ion |  | Tesla | 0 | 0 | 27 | 10 | Behind the Meter | Customer Bill Savings (e.g., Demand Charge Management, TOU Arbitrage | Peak Shaving/ Load Leveling | Reliability and Resiliency |  | 16247333 | Yes | AC-Coupled | Other | 0 | 10
ESMASI-46556 |  |  |  | RECs | 2025-01-13 | 2024-10-03 | Residential |  | Lithium Ion |  | Tesla | 13.5 | 5 | 13.5 | 0 | Behind the Meter | Reliability and Resiliency |  |  |  | 19007199 | Yes | DC-Coupled | PhotoVoltaic | 14.61 | 10
ESMAEX-03966 |  |  |  |  | 2025-01-14 | 2024-08-14 | Residential |  | Lithium Ion |  | Tesla | 27 | 10 | 27 | 23 | Behind the Meter | Customer Bill Savings (e.g., Demand Charge Management, TOU Arbitrage | Self Generation |  |  | 18499060 | Yes | AC-Coupled | PhotoVoltaic | 9.855 | 23
ESMAEX-03840 |  | MA - SMART Program |  |  | 2025-01-15 | 2024-06-14 | 10 |  | Lithium Ion |  | Tesla | 13.5 | 20 | 13.5 | 5 | Behind the Meter | Reliability and Resiliency |  |  |  | 17972047 | Yes | AC-Coupled | Fuel Cell | 0 | 20
ESMASI-41380 |  |  |  |  | 2025-01-15 | 2024-05-21 | 10 |  | Lithium Ion |  | Tesla | 11.5 | 11.9 | 13.5 | 11.5 | Behind the Meter |  |  |  |  | 17673618 | Yes | AC-Coupled | PhotoVoltaic | 11.9 | 11.5
ESMASI-43090 |  |  |  | Utility DR Program | 2025-01-15 | 2024-07-08 | Residential |  | Lithium Ion |  | Tesla | 0 | 0 | 13.5 | 5 | Behind the Meter | Customer Bill Savings (e.g., Demand Charge Management, TOU Arbitrage | Reliability and Resiliency |  |  | 18255230 | Yes | AC-Coupled | PhotoVoltaic | 0 | 5
ESMASI-45009 |  |  |  | Connected Solutions | 2025-01-15 | 2024-08-26 | Residential |  | Lithium Ion |  | Tesla | 0 | 0 | 13.5 | 11.5 | Behind the Meter | Customer Bill Savings (e.g., Demand Charge Management, TOU Arbitrage |  |  |  | 18682767 | Yes | DC-Coupled | PhotoVoltaic | 9.13 | 11.5
ESMAEX-04048 |  |  |  | Net Metering | 2025-01-16 | 2024-09-11 | Residential |  | Lithium Ion |  | Tesla | 0 | 0 | 13.5 | 11.5 | Behind the Meter |  |  |  |  | 18783306 | Yes | AC-Coupled | PhotoVoltaic | 4.4 | 17.3
ESMASI-41069 |  |  |  | Connected Solutions | 2025-01-16 | 2024-05-14 | Residential |  | Lithium Ion |  | Tesla | 0 | 0 | 13.5 | 11.5 | Behind the Meter | Customer Bill Savings (e.g., Demand Charge Management, TOU Arbitrage |  |  |  | 17557915 | Yes | DC-Coupled | PhotoVoltaic | 7.395 | 11.5
ESMASI-44986 |  |  |  |  | 2025-01-16 | 2024-08-23 | 10 |  | Lithium Ion |  | Tesla | 13.5 | 20 | 13.5 | 11.5 | Behind the Meter | Reliability and Resiliency |  |  |  | 18682454 | Yes | DC-Coupled | PhotoVoltaic | 10.32 | 11.5
ESMASI-46665 |  |  |  | Connected Solutions Demand Response" | 2025-01-16 | 2024-10-04 | Residential |  | Lithium Ion |  | Tesla | 27 | 10 | 27 | 10 | Behind the Meter | Customer Bill Savings (e.g., Demand Charge Management, TOU Arbitrage | Reliability and Resiliency |  |  | 19020720 | Yes | DC-Coupled | PhotoVoltaic | 6.56 | 11.5
ESMASI-45331 |  |  |  | RECs | 2025-01-17 | 2024-09-03 | Residential |  | Lithium Ion |  | Tesla | 13.5 | 5 | 13.5 | 5 | Behind the Meter | Reliability and Resiliency |  |  |  | 18765687 | Yes | AC-Coupled | PhotoVoltaic | 8.6 | 10
ESMAEX-04137 |  |  |  |  | 2025-01-21 | 2024-10-03 | Residential |  | Lithium Ion |  | Tesla | 0 | 0 | 13.5 | 11.5 | Behind the Meter |  |  |  |  | 19008072 | Yes | DC-Coupled | PhotoVoltaic | 7.56 | 23
ESMASI-38850 |  |  |  |  | 2025-01-21 | 2024-03-20 | 11 |  | Lithium Ion |  | Tesla | 13.5 | 13.5 | 5 | 5 | Behind the Meter |  |  |  |  | 16921234 | Yes | AC-Coupled | Other | 0 | 5
ESMASI-38885 |  |  |  | UTILITY CONNECTED SOLUTIONS DR PROGRAM | 2025-01-21 | 2024-03-21 | 10 |  | Lithium Ion |  | Tesla | 0 | 0 | 13.5 | 5 | Behind the Meter | Customer Bill Savings (e.g., Demand Charge Management, TOU Arbitrage | Reliability and Resiliency |  |  | 16862563 | Yes | AC-Coupled | Other | 0 | 5
ESMASI-41162 |  |  |  |  | 2025-01-21 | 2024-05-16 | Residential |  | Lithium Ion |  | Other | 0 | 0 | 7.68 | 7.68 | Behind the Meter | Customer Bill Savings (e.g., Demand Charge Management, TOU Arbitrage | Peak Shaving/ Load Leveling |  |  | 17658786 | Yes | AC-Coupled | PhotoVoltaic | 7.36 | 13.83
ESMASI-44068 |  | MA - SMART Program |  |  | 2025-01-21 | 2024-08-01 | 10 |  | Lithium Ion |  | Other | 9.7 | 5 | 9.7 | 5 | Behind the Meter | Customer Bill Savings (e.g., Demand Charge Management, TOU Arbitrage | Reliability and Resiliency |  |  | 18547282 | Yes | DC-Coupled | PhotoVoltaic | 12.87 | 10
ESMAEX-03055 |  |  |  |  | 2025-01-22 | 2023-10-16 | 10 |  | Lithium Ion |  | Tesla | 13.5 | 5 | 13.5 | 5 | Behind the Meter | Customer Bill Savings (e.g., Demand Charge Management, TOU Arbitrage | Peak Shaving/ Load Leveling | Reliability and Resiliency |  | 15167250 | Yes | DC-Coupled | PhotoVoltaic | 15.79 | 15.2
ESMAEX-03400 |  |  |  | Connected Solutions Demand Response | 2025-01-22 | 2024-01-30 | 10 |  | Lithium Ion |  | Tesla | 27 | 23 | 27 | 10 | Behind the Meter | Customer Bill Savings (e.g., Demand Charge Management, TOU Arbitrage | Peak Shaving/ Load Leveling | Reliability and Resiliency |  | 16370798 | Yes | DC-Coupled | PhotoVoltaic | 9.72 | 15.29
ESMAEX-04344 |  |  |  | Connected Solutions Demand Response | 2025-01-22 | 2024-12-06 | Residential |  | Lithium Ion |  | Tesla | 0 | 0 | 27 | 23 | Behind the Meter | Customer Bill Savings (e.g., Demand Charge Management, TOU Arbitrage | Peak Shaving/ Load Leveling | Reliability and Resiliency |  | 19710526 | No | AC-Coupled | Other | 0 | 20
ESMASI-47799 |  |  |  | Net Metering | 2025-01-22 | 2024-11-05 | Residential |  | Lithium Ion |  | Tesla | 0 | 0 | 13.5 | 5 | Behind the Meter |  |  |  |  | 19311673 | Yes | AC-Coupled | PhotoVoltaic | 5.33 | 8.8
ESMASI-48482 |  |  |  |  | 2025-01-22 | 2024-11-22 | Residential |  | Other |  | Other | 13.6 | 13.6 | 13.6 | 6.5 | Behind the Meter |  |  |  |  | 19515403 | Yes | AC-Coupled | PhotoVoltaic | 5.25 | 5
ESMASI-47453 |  |  |  | Connected Solutions Demand Response | 2025-01-23 | 2024-10-26 | Residential |  | Lithium Ion |  | Tesla | 13.5 | 5 | 13.5 | 5 | Behind the Meter | Customer Bill Savings (e.g., Demand Charge Management, TOU Arbitrage | Reliability and Resiliency |  |  | 19362723 | Yes | AC-Coupled | PhotoVoltaic | 4.92 | 12.6
ESMAEX-03532 |  | MA - SMART Program |  | Connected Solutions Demand Response | 2025-01-24 | 2024-03-12 | 10 |  | Lithium Ion |  | Tesla | 13.5 | 5 | 27 | 10 | Behind the Meter | Customer Bill Savings (e.g., Demand Charge Management, TOU Arbitrage | Peak Shaving/ Load Leveling | Reliability and Resiliency |  | 16829583 | Yes | AC-Coupled | PhotoVoltaic | 11.34 | 17.6
ESMAEX-03579 |  |  |  |  | 2025-01-24 | 2024-03-26 | 10 |  | Lithium Ion |  | Tesla | 5000 | 5 | 13.5 | 5 | Behind the Meter |  |  |  |  | 16922014 | Yes | AC-Coupled | PhotoVoltaic | 12.15 | 10
ESMASI-44272 |  |  |  |  | 2025-01-24 | 2024-08-07 | Residential |  | Lithium Ion |  | Tesla | 13.5 | 11.5 | 13.5 | 11.5 | Behind the Meter | Customer Bill Savings (e.g., Demand Charge Management, TOU Arbitrage | Reliability and Resiliency |  |  | 18531589 | Yes | DC-Coupled | PhotoVoltaic | 0 | 0
ESMASI-44120 |  | MA - SMART Program |  |  | 2025-01-27 | 2024-08-04 | Residential |  | Lithium Ion |  | Other | 9.7 | 5 | 9.7 | 5 | Behind the Meter | Customer Bill Savings (e.g., Demand Charge Management, TOU Arbitrage | Reliability and Resiliency |  |  | 18517317 | Yes | DC-Coupled | PhotoVoltaic | 13.86 | 10
ESMASI-45543 |  |  |  | Utility Connected Solutions DR Program | 2025-01-27 | 2024-09-08 | Residential |  | Lithium Ion |  | Tesla | 13.5 | 5 | 13.5 | 5 | Behind the Meter | Customer Bill Savings (e.g., Demand Charge Management, TOU Arbitrage | Reliability and Resiliency | Self Generation |  | 18809267 | No | AC-Coupled | PhotoVoltaic | 10.53 | 12.6
ESMASI-46046 |  |  |  |  | 2025-01-27 | 2024-09-19 | Residential |  | Lithium Ion |  | Tesla | 27 | 27 | 5 | 5 | Behind the Meter |  |  |  |  | 18903490 | Yes | AC-Coupled | PhotoVoltaic | 9.775 | 11.9
ESMASI-46535 |  |  |  | Connected Solutions Demand Response | 2025-01-27 | 2024-10-02 | Residential |  | Lithium Ion |  | Tesla | 0 | 0 | 27 | 10 | Behind the Meter | Customer Bill Savings (e.g., Demand Charge Management, TOU Arbitrage | Reliability and Resiliency |  |  | 18979001 | No | AC-Coupled | Other | 0 | 10
ESMASI-47733 |  |  |  | Connected Solutions Demand Response | 2025-01-27 | 2024-11-04 | Residential |  | Lithium Ion |  | Tesla | 0 | 0 | 13.5 | 5 | Behind the Meter | Customer Bill Savings (e.g., Demand Charge Management, TOU Arbitrage | Reliability and Resiliency |  |  | 19405227 | Yes | AC-Coupled | PhotoVoltaic | 5.74 | 10
ESMASI-44303 |  |  |  |  | 2025-01-28 | 2024-08-08 | Residential |  | Lithium Ion |  | Enphase | 5 | 3.84 | 5 | 3.84 | Behind the Meter | Micogrid |  |  |  | 18543771 | No | AC-Coupled | PhotoVoltaic | 12.7 | 13.74
ESMAEX-03054 |  | MA - SMART Program |  | Connected Solutions Demand Response | 2025-01-29 | 2023-10-16 | 10 |  | Lithium Ion |  | Tesla | 0 | 0 | 27 | 10 | Behind the Meter | Customer Bill Savings (e.g., Demand Charge Management, TOU Arbitrage | Peak Shaving/ Load Leveling | Reliability and Resiliency |  | 15119777 | Yes | AC-Coupled | PhotoVoltaic | 9.8814 | 17.6
ESMAEX-03181 |  |  |  |  | 2025-01-29 | 2023-11-21 | 10 |  | Lithium Ion |  | Tesla | 0 | 0 | 27 | 10 | Behind the Meter | Customer Bill Savings (e.g., Demand Charge Management, TOU Arbitrage | Peak Shaving/ Load Leveling | Reliability and Resiliency |  | 15731601 | Yes | AC-Coupled | Other | 0 | 10
ESMAEX-03773 |  |  |  | Connected Solutions Demand Response | 2025-01-29 | 2024-05-16 | 10 |  | Lithium Ion |  | Tesla | 13.5 | 11.5 | 13.5 | 11.5 | Behind the Meter | Customer Bill Savings (e.g., Demand Charge Management, TOU Arbitrage | Peak Shaving/ Load Leveling | Reliability and Resiliency |  | 17609647 | Yes | DC-Coupled | PhotoVoltaic | 12.55 | 20
ESMASI-30806 |  |  |  |  | 2025-01-29 | 2023-08-08 | 10 |  | Lithium Ion |  | Tesla | 13.5 | 13.5 | 13.5 | 7 | Behind the Meter |  |  |  |  | 14110063 | Yes | AC-Coupled | Other | 10 | 7
ESMASI-36827 |  |  |  |  | 2025-01-29 | 2024-01-18 | 10 |  | Lithium Ion |  | Tesla | 0 | 0 | 13.5 | 5 | Behind the Meter | Customer Bill Savings (e.g., Demand Charge Management, TOU Arbitrage | Reliability and Resiliency |  |  | 16177599 | Yes | AC-Coupled | Other | 0 | 5
ESMASI-47064 |  | MA - SMART Program |  |  | 2025-01-29 | 2024-10-16 | Residential |  | Lithium Ion |  | Tesla | 13.5 | 11.5 | 13.5 | 11.5 | Behind the Meter | Customer Bill Savings (e.g., Demand Charge Management, TOU Arbitrage | Reliability and Resiliency |  |  | 19134573 | Yes | DC-Coupled | PhotoVoltaic | 13.94 | 11.5
ESMASI-48386 |  |  |  | Connected Solutions Demand Response | 2025-01-29 | 2024-11-21 | Residential |  | Lithium Ion |  | Tesla | 13.5 | 5 | 13.5 | 5 | Behind the Meter | Customer Bill Savings (e.g., Demand Charge Management, TOU Arbitrage | Reliability and Resiliency |  |  | 14713231 | Yes | DC-Coupled | PhotoVoltaic | 0 | 0
ESMASI-45145 |  |  |  | Utility Connected Solutions DR Program | 2025-01-30 | 2024-08-28 | Residential |  | Lithium Ion |  | Tesla | 5 | 13.5 | 13.5 | 5 | Behind the Meter | Customer Bill Savings (e.g., Demand Charge Management, TOU Arbitrage | Reliability and Resiliency |  |  | 18704449 | Yes | DC-Coupled | PhotoVoltaic | 5.256 | 2.4
ESMAEX-03488 |  |  |  |  | 2025-01-31 | 2024-02-28 | 10 |  | Lithium Ion |  | LG Chem | 16 | 7 | 16 | 7 | Behind the Meter |  |  |  |  | 16566439 | Yes | DC-Coupled | PhotoVoltaic | 19.14 | 13.6
ESMASI-40641 |  |  |  |  | 2025-01-31 | 2024-05-06 | 10 |  | Lithium Ion |  | Tesla | 13.5 | 5 | 13.5 | 5 | Behind the Meter | Customer Bill Savings (e.g., Demand Charge Management, TOU Arbitrage | Reliability and Resiliency |  |  | 17515973 | Yes | AC-Coupled | PhotoVoltaic | 4.86 | 12.6
ESMASI-44185 |  |  |  | Clean Peak and Class 1 REC | 2025-01-31 | 2024-08-06 | Residential |  | Lithium Ion |  | Tesla | 13.5 | 11.5 | 13.5 | 5 | Behind the Meter | Customer Bill Savings (e.g., Demand Charge Management, TOU Arbitrage | Self Generation |  |  | 18596247 | Yes | DC-Coupled | PhotoVoltaic | 12.04 | 11.5
ESMASI-45134 |  |  |  |  | 2025-01-31 | 2024-08-28 | Residential |  | Other |  | Tesla | 13.5 | 11.5 | 13.5 | 5 | Behind the Meter |  |  |  |  | 18698829 | Yes | AC-Coupled | PhotoVoltaic | 11.31 | 5
ESMASI-47289 |  |  |  | connected solutions | 2025-01-31 | 2024-10-22 | Residential |  | Lithium Ion |  | Tesla | 27 | 27 | 27 | 10 | Behind the Meter | Reliability and Resiliency |  |  |  | 19188662 | Yes | AC-Coupled | PhotoVoltaic | 8.3 | 15
ESMASI-49929 |  |  |  | Utility DR Program | 2025-01-31 | 2025-01-21 | Residential |  | Lithium Ion |  | Tesla | 0 | 0 | 27 | 10 | Behind the Meter | Customer Bill Savings (e.g., Demand Charge Management, TOU Arbitrage | Reliability and Resiliency |  |  | 17544509 | Yes | AC-Coupled | PhotoVoltaic | 18.216 | 10
ESMAEX-00830 |  | MA - SMART Program |  |  | 2025-02-03 | 2022-02-11 | 30 |  | Lithium Ion |  | Tesla | 1101.6 | 550.8 | 13.5 | 5 | Behind the Meter | Customer Bill Savings (e.g., Demand Charge Management, TOU Arbitrage | Peak Shaving/ Load Leveling |  |  | 7932202 | Yes | AC-Coupled | PhotoVoltaic | 675 | 480
ESMASI-44498 |  |  |  | Utility DR Program | 2025-02-03 | 2024-08-13 | Residential |  | Lithium Ion |  | Tesla | 0 | 0 | 27 | 10 | Behind the Meter | Customer Bill Savings (e.g., Demand Charge Management, TOU Arbitrage | Reliability and Resiliency |  |  | 18586822 | Yes | AC-Coupled | PhotoVoltaic | 17.85 | 15
ESMASI-50082 |  |  |  | Connected Solutions Demand Response | 2025-02-03 | 2025-01-24 | Residential |  | Lithium Ion |  | Tesla | 13.5 | 10 | 13.5 | 10 | Behind the Meter | Customer Bill Savings (e.g., Demand Charge Management, TOU Arbitrage | Reliability and Resiliency |  |  | 19978090 | Yes | DC-Coupled | PhotoVoltaic | 6.48 | 10
ESMASI-46936 |  | MA - SMART Program | MA - Energy Efficiency/ DR Program |  | 2025-02-04 | 2024-10-12 | Residential |  | Lithium Ion |  | Other | 9.7 | 5 | 9.7 | 5 | Behind the Meter | Customer Bill Savings (e.g., Demand Charge Management, TOU Arbitrage | Reliability and Resiliency |  |  | 19112953 | Yes | DC-Coupled | PhotoVoltaic | 4.51 | 3.8
ESMASI-40592 |  |  |  | Connected Solutions | 2025-02-05 | 2024-05-03 | Residential |  | Lithium Ion |  | Tesla | 0 | 0 | 13.5 | 5 | Behind the Meter | Customer Bill Savings (e.g., Demand Charge Management, TOU Arbitrage |  |  |  | 17439738 | Yes | AC-Coupled | PhotoVoltaic | 0 | 0
ESMASI-44335 |  |  |  | Net Metering | 2025-02-05 | 2024-08-09 | Residential |  | Lithium Ion |  | Tesla | 0 | 0 | 13.5 | 5 | Behind the Meter |  |  |  |  | 18546034 | Yes | AC-Coupled | PhotoVoltaic | 11.895 | 14.75
ESMASI-46339 |  |  |  |  | 2025-02-05 | 2024-09-27 | 10 |  | Lithium Ion |  | Tesla | 13.5 | 13.5 | 13.5 | 5 | Behind the Meter |  |  |  |  | 18934638 | Yes | AC-Coupled | PhotoVoltaic | 16.15 | 10
ESMASI-47053 |  |  |  | Connected Solutions Demand Response | 2025-02-05 | 2024-10-16 | Residential |  | Lithium Ion |  | Tesla | 27 | 11.5 | 27 | 10 | Behind the Meter | Customer Bill Savings (e.g., Demand Charge Management, TOU Arbitrage | Reliability and Resiliency |  |  | 19247672 | Yes | DC-Coupled | PhotoVoltaic | 6.15 | 11.5
ESMASI-50002 |  |  |  |  | 2025-02-05 | 2025-01-22 | Residential |  | Lithium Ion |  | Enphase | 11.52 | 11.52 | 11.5 | 5.5 | Behind the Meter |  |  |  |  | 20007558 | No | AC-Coupled | PhotoVoltaic | 9.24 | 1.04
ESMAEX-03560 |  | Energy Efficiency/ DR Program |  |  | 2025-02-06 | 2024-03-21 | 10 |  | Lithium Ion |  | Tesla | 14 | 14 | 13.5 | 5 | Behind the Meter | Reliability and Resiliency |  |  |  | 16835467 | Yes | AC-Coupled | PhotoVoltaic | 2.4 | 3
ESMASI-43628 |  |  |  |  | 2025-02-06 | 2024-07-22 | Residential |  | Lithium Ion |  | Tesla | 5 | 5 | 13.5 | 5 | Behind the Meter |  |  |  |  | 18385070 | Yes | AC-Coupled | PhotoVoltaic | 0 | 5
ESMASI-45476 |  |  |  | utility connected solutions DR program | 2025-02-06 | 2024-09-05 | Residential |  | Lithium Ion |  | Tesla | 13.5 | 5 | 13.5 | 5 | Behind the Meter | Customer Bill Savings (e.g., Demand Charge Management, TOU Arbitrage | Reliability and Resiliency |  |  | 18833192 | Yes | DC-Coupled | PhotoVoltaic | 6.97 | 7.6
ESMASI-47122 |  |  |  | Utility DR Program | 2025-02-06 | 2024-10-17 | Residential |  | Lithium Ion |  | Tesla | 0 | 0 | 27 | 5 | Behind the Meter | Customer Bill Savings (e.g., Demand Charge Management, TOU Arbitrage | Reliability and Resiliency |  |  | 19139542 | Yes | AC-Coupled | PhotoVoltaic | 0 | 5
ESMAEX-03182 |  |  |  |  | 2025-02-07 | 2023-11-21 | 10 |  | Lithium Ion |  | Tesla | 0 | 0 | 27 | 10 | Behind the Meter | Customer Bill Savings (e.g., Demand Charge Management, TOU Arbitrage | Peak Shaving/ Load Leveling | Reliability and Resiliency |  | 15731165 | Yes | AC-Coupled | Other | 0 | 10
ESMAEX-03430 |  |  |  | Connected Solutions Demand Response | 2025-02-07 | 2024-02-09 | 10 |  | Lithium Ion |  | Tesla | 0 | 0 | 27 | 10 | Behind the Meter | Customer Bill Savings (e.g., Demand Charge Management, TOU Arbitrage | Peak Shaving/ Load Leveling | Reliability and Resiliency |  | 16408464 | Yes | AC-Coupled | Other | 0 | 23
ESMAEX-03946 |  |  |  | Connected Solutions Demand Response | 2025-02-07 | 2024-08-02 | Residential |  | Lithium Ion |  | Tesla | 27 | 23 | 27 | 10 | Behind the Meter | Customer Bill Savings (e.g., Demand Charge Management, TOU Arbitrage | Peak Shaving/ Load Leveling | Reliability and Resiliency |  | 18365834 | No | AC-Coupled | Other | 0 | 19.9
ESMAEX-04004 |  |  |  | Connected Solutions | 2025-02-07 | 2024-08-27 | Residential |  | Lithium Ion |  | Tesla | 0 | 0 | 27 | 10 | Behind the Meter | Customer Bill Savings (e.g., Demand Charge Management, TOU Arbitrage | Peak Shaving/ Load Leveling | Reliability and Resiliency |  | 18675166 | No | AC-Coupled | Other | 0 | 10
ESMASI-48178 |  |  |  |  | 2025-02-07 | 2024-11-15 | Residential |  | Lithium Ion |  | Tesla | 13.5 | 13.5 | 13.5 | 5 | Behind the Meter |  |  |  |  | 19542846 | Yes | AC-Coupled | PhotoVoltaic | 5.2 | 10
ESMASI-49944 |  |  |  | Connected Solutions Demand Response | 2025-02-07 | 2025-01-21 | Residential |  | Lithium Ion |  | Tesla | 27 | 23 | 27 | 10 | Behind the Meter | Customer Bill Savings (e.g., Demand Charge Management, TOU Arbitrage | Reliability and Resiliency |  |  | 19998445 | Yes | DC-Coupled | PhotoVoltaic | 14.35 | 15
ESMASI-42566 |  |  |  | Class 1 REC | 2025-02-10 | 2024-06-21 | Residential |  | Lithium Ion |  | Tesla | 13.5 | 5 | 13.5 | 5 | Behind the Meter | Customer Bill Savings (e.g., Demand Charge Management, TOU Arbitrage | Self Generation |  |  | 18039915 | Yes | DC-Coupled | PhotoVoltaic | 8.17 | 11.5
ESMASI-47498 |  |  |  | Connected Solutions Demand Response | 2025-02-10 | 2024-10-28 | Residential |  | Lithium Ion |  | Tesla | 13.5 | 7.6 | 13.5 | 5 | Behind the Meter | Customer Bill Savings (e.g., Demand Charge Management, TOU Arbitrage | Reliability and Resiliency |  |  | 19227038 | Yes | AC-Coupled | PhotoVoltaic | 4.62 | 12.6
ESMASI-30472 |  | MA - SMART Program |  | Utility Connected Solutions DR Program | 2025-02-11 | 2023-07-31 | Residential |  | Lithium Ion |  | Tesla | 13.5 | 11.5 | 13.5 | 11.5 | Behind the Meter | Customer Bill Savings (e.g., Demand Charge Management, TOU Arbitrage | Reliability and Resiliency |  |  | 19542638 | Yes | DC-Coupled | PhotoVoltaic | 6 | 11.5
ESMASI-43721 |  |  |  | Clean Peak and Class 1 REC | 2025-02-11 | 2024-07-24 | Residential |  | Lithium Ion |  | Tesla | 13.5 | 5 | 13.5 | 11.5 | Behind the Meter | Customer Bill Savings (e.g., Demand Charge Management, TOU Arbitrage | Self Generation |  |  | 18402374 | Yes | DC-Coupled | PhotoVoltaic | 10.32 | 11.5
ESMASI-45045 |  |  |  | Utility Connected Solutions DR Program | 2025-02-11 | 2024-08-26 | 10 |  | Lithium Ion |  | Tesla | 40.5 | 15 | 40.5 | 15 | Behind the Meter | Customer Bill Savings (e.g., Demand Charge Management, TOU Arbitrage | Reliability and Resiliency |  |  | 18683426 | Yes | AC-Coupled | PhotoVoltaic | 12.555 | 10
ESMASI-44958 |  |  |  |  | 2025-02-11 | 2024-08-23 | Residential |  | Lithium Ion |  | Tesla | 13.5 | 5 | 13.5 | 5 | Behind the Meter | Self Generation |  |  |  | 18751905 | Yes | DC-Coupled | PhotoVoltaic | 9.89 | 11.5
ESMASI-49462 |  |  |  |  | 2025-02-11 | 2025-01-03 | Residential |  | Lithium Ion |  | Enphase | 10.5 | 62.2 | 9 | 3.4 | Behind the Meter |  |  |  |  | 19821246 | Yes | AC-Coupled | PhotoVoltaic | 6.88 | 7.68
ESMAEX-03791 |  |  |  |  | 2025-02-12 | 2024-05-28 | 10 |  | Lithium Ion |  | Tesla | 0 | 0 | 13.5 | 11.5 | Behind the Meter | Self Generation |  |  |  | 17771963 | Yes | DC-Coupled | PhotoVoltaic | 11.34 | 11.5
ESMASI-43249 |  |  |  | Clean Peak and Class 1 REC | 2025-02-12 | 2024-07-11 | Residential |  | Lithium Ion |  | Tesla | 13.5 | 5 | 13.5 | 5 | Behind the Meter | Customer Bill Savings (e.g., Demand Charge Management, TOU Arbitrage | Self Generation |  |  | 18305602 | Yes | DC-Coupled | PhotoVoltaic | 5.1 | 11.5
ESMASI-49350 |  |  |  | Connected Solutions Demand Response | 2025-02-12 | 2024-12-26 | Residential |  | Lithium Ion |  | Tesla | 13.5 | 10 | 13.5 | 5 | Behind the Meter | Customer Bill Savings (e.g., Demand Charge Management, TOU Arbitrage | Reliability and Resiliency |  |  | 19834258 | Yes | AC-Coupled | PhotoVoltaic | 13.12 | 10
ESMAEX-04079 |  |  |  | Connected Solutions Demand Response" | 2025-02-13 | 2024-09-19 | Residential |  | Lithium Ion |  | Tesla | 0 | 0 | 27 | 10 | Behind the Meter | Customer Bill Savings (e.g., Demand Charge Management, TOU Arbitrage | Peak Shaving/ Load Leveling | Reliability and Resiliency |  | 18920371 | Yes | AC-Coupled | PhotoVoltaic | 21.73 | 20
ESMAEX-04142 |  |  |  |  | 2025-02-13 | 2024-10-04 | Residential |  | Lithium Ion |  | Tesla | 0 | 0 | 13.5 | 11.5 | Behind the Meter | Customer Bill Savings (e.g., Demand Charge Management, TOU Arbitrage | Peak Shaving/ Load Leveling | Reliability and Resiliency |  | 19007833 | Yes | AC-Coupled | Other | 0 | 11.5
ESMASI-49296 |  |  |  |  | 2025-02-13 | 2024-12-23 | Residential |  | Lithium Ion |  | Tesla | 13.5 | 20 | 13.5 | 5 | Behind the Meter | Reliability and Resiliency |  |  |  | 19162033 | Yes | DC-Coupled | PhotoVoltaic | 12.88 | 10
ESMAEX-02533 |  |  |  |  | 2025-02-14 | 2023-05-26 | 10 |  | Lithium Ion |  | Tesla | 13.5 | 5 | 13.5 | 5 | Behind the Meter | Customer Bill Savings (e.g., Demand Charge Management, TOU Arbitrage | Peak Shaving/ Load Leveling | Reliability and Resiliency |  | 13411398 | Yes | AC-Coupled | PhotoVoltaic | 18.8 | 15.2
ESMAEX-03876 |  |  |  | Clean Peak and Class 1 REC | 2025-02-14 | 2024-07-01 | Residential |  | Lithium Ion |  | Tesla | 13.5 | 11.5 | 13.5 | 10 | Behind the Meter | Customer Bill Savings (e.g., Demand Charge Management, TOU Arbitrage | Self Generation |  |  | 18013326 | Yes | AC-Coupled | PhotoVoltaic | 14.45 | 23
ESMASI-45589 |  | MA - Energy Efficiency/ DR Program |  |  | 2025-02-14 | 2024-09-09 | Residential |  | Lithium Ion |  | Tesla | 0 | 0 | 13.5 | 5 | Behind the Meter | Reliability and Resiliency |  |  |  | 19051782 | Yes | AC-Coupled | PhotoVoltaic | 10.4 | 10
ESMASI-46868 |  |  |  | Class 1 - REC | 2025-02-19 | 2024-10-10 | Residential |  | Lithium Ion |  | Tesla | 27 | 5 | 13.5 | 5 | Behind the Meter | Customer Bill Savings (e.g., Demand Charge Management, TOU Arbitrage | Self Generation |  |  | 19084648 | Yes | DC-Coupled | PhotoVoltaic | 0 | 0
ESMASI-39499 |  |  |  | Class 1 REC | 2025-02-20 | 2024-04-08 | Residential |  | Lithium Ion |  | Tesla | 13.5 | 11.5 | 13.5 | 5 | Behind the Meter | Customer Bill Savings (e.g., Demand Charge Management, TOU Arbitrage | Self Generation |  |  | 17127265 | Yes | DC-Coupled | PhotoVoltaic | 8.075 | 11.5
ESMASI-44322 |  |  |  |  | 2025-02-20 | 2024-08-08 | RESIDENTIAL |  | Lithium Ion |  | Tesla | 0 | 0 | 54 | 20 | Behind the Meter | Customer Bill Savings (e.g., Demand Charge Management, TOU Arbitrage | Reliability and Resiliency |  |  | 18545941 | No | AC-Coupled | PhotoVoltaic | 21.672 | 15
ESMASI-45219 |  |  |  | Utility DR Program | 2025-02-20 | 2024-08-29 | Residential |  | Lithium Ion |  | Tesla | 0 | 0 | 13.5 | 5 | Behind the Meter | Customer Bill Savings (e.g., Demand Charge Management, TOU Arbitrage | Reliability and Resiliency |  |  | 18772791 | Yes | AC-Coupled | PhotoVoltaic | 0 | 5
ESMAEX-04025 |  |  |  | Class 1 Rec | 2025-02-24 | 2024-09-04 | Residential |  | Lithium Ion |  | Tesla | 13.5 | 5 | 27 | 10 | Behind the Meter | Customer Bill Savings (e.g., Demand Charge Management, TOU Arbitrage | Self Generation |  |  | 18640834 | Yes | DC-Coupled | PhotoVoltaic | 15.05 | 23
ESMASI-43165 |  |  |  |  | 2025-02-24 | 2024-07-09 | Residential |  | Lithium Ion |  | Tesla | 5 | 5 | 13.5 | 5 | Behind the Meter |  |  |  |  | 18289448 | Yes | AC-Coupled | PhotoVoltaic | 0 | 5
ESMAEX-03852 |  |  |  | Connected Solutions Demand Response | 2025-02-25 | 2024-06-24 | 10 |  | Lithium Ion |  | Tesla | 27 | 23 | 27 | 10 | Behind the Meter | Customer Bill Savings (e.g., Demand Charge Management, TOU Arbitrage | Peak Shaving/ Load Leveling | Reliability and Resiliency |  | 18098493 | Yes | DC-Coupled | PhotoVoltaic | 10.125 | 20
ESMAEX-03965 |  |  |  | Connected Solutions Demand Response | 2025-02-25 | 2024-08-14 | Residential |  | Lithium Ion |  | Tesla | 0 | 0 | 27 | 10 | Behind the Meter | Customer Bill Savings (e.g., Demand Charge Management, TOU Arbitrage | Peak Shaving/ Load Leveling | Reliability and Resiliency |  | 18553698 | Yes | AC-Coupled | Other | 0 | 10.1
ESMAEX-04167 |  |  |  | "Connected Solutions Demand Response" | 2025-02-25 | 2024-10-11 | Residential |  | Lithium Ion |  | Tesla | 0 | 0 | 13.5 | 11.5 | Behind the Meter | Customer Bill Savings (e.g., Demand Charge Management, TOU Arbitrage | Peak Shaving/ Load Leveling | Reliability and Resiliency |  | 19225796 | Yes | AC-Coupled | Other | 0 | 11.5
ESMASI-37158 |  | MA - Energy Efficiency/ DR Program |  |  | 2025-02-25 | 2024-01-31 | 10 |  | Lithium Ion |  | Tesla | 0 | 0 | 13.5 | 5 | Behind the Meter | Self Generation |  |  |  | 16315570 | Yes | AC-Coupled | Other | 5.865 | 5
ESMAEX-04123 |  |  |  |  | 2025-02-26 | 2024-09-27 | Residential |  | Lithium Ion |  | Tesla | 13.5 | 13.5 | 13.5 | 5 | Behind the Meter |  |  |  |  | 19127879 | Yes | AC-Coupled | PhotoVoltaic | 4.8 | 7.6
ESMASI-38821 |  |  |  | Utility Connected Solutions DR Program | 2025-02-26 | 2024-03-19 | 10 |  | Lithium Ion |  | Tesla | 13.5 | 5 | 13.5 | 5 | Behind the Meter | Customer Bill Savings (e.g., Demand Charge Management, TOU Arbitrage | Reliability and Resiliency |  |  | 16863177 | Yes | AC-Coupled | PhotoVoltaic | 9.315 | 12.6
ESMASI-39285 |  |  |  |  | 2025-02-26 | 2024-04-01 | Residential |  | Lithium Ion |  | Other | 12 | 6 | 12 | 6 | Behind the Meter |  |  |  |  | 17029758 | Yes | AC-Coupled | PhotoVoltaic | 9.2 | 14.83
ESMASI-48046 |  |  |  |  | 2025-02-26 | 2024-11-13 | 10 |  | Lithium Ion |  | Enphase | 0 | 0 | 5 | 3.84 | Behind the Meter | Customer Bill Savings (e.g., Demand Charge Management, TOU Arbitrage | Peak Shaving/ Load Leveling |  |  | 19405303 | Yes | AC-Coupled | PhotoVoltaic | 12.88 | 14.59
ESMAEX-03263 |  | MA - SMART Program |  | Net Metering | 2025-02-27 | 2023-12-11 | 10 |  | Lithium Ion |  | Tesla | 0 | 0 | 27 | 10 | Behind the Meter |  |  |  |  | 19700385 | Yes | AC-Coupled | PhotoVoltaic | 27.135 | 19
ESMASI-48297 |  |  |  | Connected Solutions Demand Response | 2025-02-27 | 2024-11-19 | Residential |  | Lithium Ion |  | Tesla | 13.5 | 5 | 13.5 | 13.5 | Behind the Meter | Customer Bill Savings (e.g., Demand Charge Management, TOU Arbitrage | Reliability and Resiliency |  |  | 19585686 | Yes | DC-Coupled | PhotoVoltaic | 6.56 | 7.6
ESMASI-49414 |  |  |  |  | 2025-02-27 | 2024-12-31 | Residential |  | Lithium Ion |  | Other | 26.88 | 14.4 | 26.88 | 14.4 | Behind the Meter | Reliability and Resiliency | Micogrid |  |  | 19859404 | Yes | DC-Coupled | PhotoVoltaic | 13.76 | 11.4
ESMAEX-03679 |  | MA - SMART Program |  | Utility Connected Solutions DR Program | 2025-02-28 | 2024-04-17 | 20 |  | Lithium Ion |  | Tesla | 13.5 | 5 | 13.5 | 5 | Behind the Meter | Customer Bill Savings (e.g., Demand Charge Management, TOU Arbitrage | Peak Shaving/ Load Leveling | Reliability and Resiliency |  | 17316936 | Yes | AC-Coupled | PhotoVoltaic | 11.34 | 15.2
ESMAEX-03759 |  |  |  | Connected Solutions Demand Response | 2025-03-03 | 2024-05-14 | 10 |  | Lithium Ion |  | Tesla | 27 | 23 | 27 | 10 | Behind the Meter | Customer Bill Savings (e.g., Demand Charge Management, TOU Arbitrage | Peak Shaving/ Load Leveling | Reliability and Resiliency |  | 17543527 | Yes | AC-Coupled | Other | 0 | 8.77
ESMASI-48578 |  |  |  |  | 2025-03-03 | 2024-11-26 | Residential |  | Lithium Ion |  | Tesla | 13.5 | 13.5 | 13.5 | 5 | Behind the Meter |  |  |  |  | 19545847 | Yes | AC-Coupled | PhotoVoltaic | 0 | 5
ESMAEX-03716 |  |  |  | Connected Solutions Demand Response | 2025-03-04 | 2024-04-29 | 10 |  | Lithium Ion |  | Tesla | 27 | 10 | 27 | 10 | Behind the Meter | Customer Bill Savings (e.g., Demand Charge Management, TOU Arbitrage | Peak Shaving/ Load Leveling | Reliability and Resiliency |  | 17375038 | Yes | DC-Coupled | PhotoVoltaic | 14.985 | 6.4
ESMASI-46672 |  |  |  | Utility DR Program | 2025-03-04 | 2024-10-07 | Residential |  | Lithium Ion |  | Other | 19400 | 10 | 19.4 | 10 | Behind the Meter | Customer Bill Savings (e.g., Demand Charge Management, TOU Arbitrage | Reliability and Resiliency |  |  | 19083449 | Yes | DC-Coupled | PhotoVoltaic | 8.17 | 7.6
ESMAEX-03995 |  |  |  |  | 2025-03-05 | 2024-08-23 | Residential |  | Lithium Ion |  | Other | 13.6 | 15 | 13.6 | 10 | Behind the Meter | Reliability and Resiliency |  |  |  | 18688503 | Yes | AC-Coupled | PhotoVoltaic | 15.3 | 20
ESMASI-47355 |  |  |  |  | 2025-03-05 | 2024-10-23 | Residential |  | Lithium Ion |  | Tesla | 27 | 5 | 27 | 10 | Behind the Meter | Customer Bill Savings (e.g., Demand Charge Management, TOU Arbitrage | Self Generation |  |  | 19243658 | Yes | AC-Coupled | PhotoVoltaic | 0 | 5
ESMAEX-03398 |  |  |  | Connected Solutions Demand Response | 2025-03-06 | 2024-01-30 | 10 |  | Lithium Ion |  | Tesla | 13.5 | 11.5 | 13.5 | 11.5 | Behind the Meter | Customer Bill Savings (e.g., Demand Charge Management, TOU Arbitrage | Peak Shaving/ Load Leveling | Reliability and Resiliency |  | 16370402 | Yes | AC-Coupled | PhotoVoltaic | 16.2 | 20
ESMAEX-04070 |  |  |  | Connected Solutions Demand Response | 2025-03-06 | 2024-09-18 | Residential |  | Lithium Ion |  | Tesla | 0 | 0 | 27 | 10 | Behind the Meter | Customer Bill Savings (e.g., Demand Charge Management, TOU Arbitrage | Peak Shaving/ Load Leveling | Reliability and Resiliency |  | 18784119 | Yes | AC-Coupled | Other | 0 | 20
ESMASI-48845 |  |  |  |  | 2025-03-06 | 2024-12-06 | Residential |  | Lithium Ion |  | Tesla | 13.5 | 5 | 13.5 | 7.6 | Behind the Meter |  |  |  |  | 19791042 | Yes | AC-Coupled | PhotoVoltaic | 9.35 | 14.09
ESMASI-47774 |  |  |  |  | 2025-03-07 | 2024-11-05 | Residential |  | Lithium Ion |  | Tesla | 27 | 0 | 27 | 10 | Behind the Meter | Customer Bill Savings (e.g., Demand Charge Management, TOU Arbitrage | Self Generation |  |  | 19418210 | Yes | DC-Coupled | PhotoVoltaic | 0 | 0
ESMASI-49270 |  |  |  | Connected Solutions Demand Response | 2025-03-07 | 2024-12-20 | Residential |  | Lithium Ion |  | Tesla | 13.5 | 0 | 13.5 | 11.5 | Behind the Meter | Customer Bill Savings (e.g., Demand Charge Management, TOU Arbitrage | Reliability and Resiliency |  |  | 19814193 | No | AC-Coupled | PhotoVoltaic | 0 | 11.5
ESMASI-46918 |  |  |  |  | 2025-03-10 | 2024-10-11 | Residential |  | Lithium Ion |  | Tesla | 13.5 | 18.7 | 13.5 | 5 | Behind the Meter |  |  |  |  | 19110414 | Yes | DC-Coupled | PhotoVoltaic | 18.7 | 15
ESMASI-47350 |  |  |  |  | 2025-03-11 | 2024-10-23 | Residential |  | Lithium Ion |  | Enphase | 5 | 5 | 10 | 7 | Behind the Meter | Reliability and Resiliency |  |  |  | 19900696 | Yes | AC-Coupled | PhotoVoltaic | 5.33 | 13.9
ESMAEX-04111 |  |  |  | Connected Solutions Demand Response | 2025-03-12 | 2024-09-26 | Residential |  | Lithium Ion |  | Tesla | 0 | 0 | 27 | 10 | Behind the Meter | Customer Bill Savings (e.g., Demand Charge Management, TOU Arbitrage | Peak Shaving/ Load Leveling | Reliability and Resiliency |  | 18877998 | Yes | AC-Coupled | Other | 0 | 13.8
ESMASI-38318 |  |  |  | Utility Connected Solutions DR Program | 2025-03-12 | 2024-03-05 | 10 |  | Lithium Ion |  | Tesla | 13.5 | 5 | 13.5 | 5 | Behind the Meter | Customer Bill Savings (e.g., Demand Charge Management, TOU Arbitrage | Reliability and Resiliency |  |  | 16084145 | Yes | DC-Coupled | PhotoVoltaic | 6.48 | 11.5
ESMAEX-03710 |  |  |  |  | 2025-03-13 | 2024-04-24 | 10 |  | Lithium Ion |  | Enphase | 17.64 | 17.64 | 11.52 | 6 | Behind the Meter | Customer Bill Savings (e.g., Demand Charge Management, TOU Arbitrage | Peak Shaving/ Load Leveling |  |  | 17510597 | Yes | AC-Coupled | PhotoVoltaic | 17.64 | 36.9
ESMAEX-04080 |  | ISO Markets |  |  | 2025-03-13 | 2024-09-20 | Residential |  | Lithium Ion |  | Enphase | 0 | 0 | 19.2 | 9 | Behind the Meter | Customer Bill Savings (e.g., Demand Charge Management, TOU Arbitrage |  |  |  | 18866908 | Yes | AC-Coupled | Other | 0 | 20
ESMASI-42570 |  |  |  |  | 2025-03-13 | 2024-06-21 | Residential |  | Lithium Ion |  | Enphase | 0 | 5 | 5 | 3.9 | Behind the Meter |  |  |  |  | 17948856 | Yes | AC-Coupled | PhotoVoltaic | 14.4 | 10
ESMASI-45587 |  | MA - Energy Efficiency/ DR Program |  |  | 2025-03-13 | 2024-09-09 | Residential |  | Lithium Ion |  | Tesla | 0 | 0 | 13.5 | 5 | Behind the Meter | Reliability and Resiliency |  |  |  | 19450839 | Yes | AC-Coupled | PhotoVoltaic | 17.6 | 13.6
ESMASI-46220 |  |  |  |  | 2025-03-13 | 2024-09-25 | Residential |  | Lithium Ion |  | Tesla | 27 | 5 | 27 | 10 | Behind the Meter | Customer Bill Savings (e.g., Demand Charge Management, TOU Arbitrage | Self Generation |  |  | 18939878 | Yes | AC-Coupled | PhotoVoltaic | 0 | 5
ESMASI-48519 |  |  |  |  | 2025-03-13 | 2024-11-25 | Residential |  | Lithium Ion |  | Enphase | 5 | 5 | 5 | 3.9 | Behind the Meter |  |  |  |  | 19708675 | Yes | AC-Coupled | PhotoVoltaic | 12.6 | 9.9
ESMASI-49343 |  |  |  |  | 2025-03-13 | 2024-12-26 | Residential |  | Lithium Ion |  | Other | 13.6 | 15 | 13.6 | 6.5 | Behind the Meter | Reliability and Resiliency |  |  |  | 19795497 | Yes | AC-Coupled | PhotoVoltaic | 13.8 | 12.8
ESMAEX-03810 |  | MA - SMART Program |  |  | 2025-03-14 | 2024-06-04 | 10 |  | Lithium Ion |  | Enphase | 5 | 3.84 | 25 | 19.2 | Behind the Meter | Customer Bill Savings (e.g., Demand Charge Management, TOU Arbitrage | Reliability and Resiliency |  |  | 17854138 | Yes | AC-Coupled | PhotoVoltaic | 14.805 | 11.515
ESMASI-44909 |  |  |  |  | 2025-03-14 | 2024-08-22 | Residential |  | Lithium Ion |  | Tesla | 13.5 | 5 | 13.5 | 11.5 | Behind the Meter | Customer Bill Savings (e.g., Demand Charge Management, TOU Arbitrage | Self Generation |  |  | 18744547 | Yes | DC-Coupled | PhotoVoltaic | 5.95 | 11.5
ESMASI-47187 |  |  |  |  | 2025-03-17 | 2024-10-19 | Residential |  | Lithium Ion |  | Enphase | 5 | 5 | 5 | 3.9 | Behind the Meter | Reliability and Resiliency |  |  |  | 19964633 | Yes | AC-Coupled | PhotoVoltaic | 7.38 | 15
ESMASI-48186 |  |  |  |  | 2025-03-17 | 2024-11-15 | Residential |  | Lithium Ion |  | Tesla | 13.5 | 5 | 13.5 | 5 | Behind the Meter | Self Generation |  |  |  | 19513230 | Yes | DC-Coupled | PhotoVoltaic | 10.32 | 11.5
ESMAEX-04003 |  |  |  | CONNECTED SOLUTIONS DEMAND RESPONSE | 2025-03-18 | 2024-08-27 | Residential |  | Lithium Ion |  | Tesla | 0 | 0 | 40.5 | 15 | Behind the Meter | Customer Bill Savings (e.g., Demand Charge Management, TOU Arbitrage | Peak Shaving/ Load Leveling | Reliability and Resiliency |  | 18675644 | Yes | AC-Coupled | Other | 0 | 14.2
ESMASI-48286 |  |  |  | RECs | 2025-03-18 | 2024-11-19 | Commercial |  | Lithium Ion |  | Tesla | 13.5 | 0 | 13.5 | 10.5 | Behind the Meter | Reliability and Resiliency |  |  |  | 19455112 | Yes | AC-Coupled | PhotoVoltaic | 4.5 | 10.5
ESMASI-51766 |  |  |  |  | 2025-03-18 | 2025-03-17 | Residential |  | Lithium Ion |  | Tesla | 13.5 | 13.5 | 13.5 | 5 | Behind the Meter |  |  |  |  | 20396829 | Yes | AC-Coupled | PhotoVoltaic | 8.26 | 6.74
ESMASI-46129 |  |  |  |  | 2025-03-19 | 2024-09-23 | Residential |  | Lithium Ion |  | Tesla | 27 | 5 | 27 | 10 | Behind the Meter | Customer Bill Savings (e.g., Demand Charge Management, TOU Arbitrage | Self Generation |  |  | 18849649 | Yes | AC-Coupled | PhotoVoltaic | 0 | 5
ESMASI-46907 |  |  |  | Class 1 - REC | 2025-03-19 | 2024-10-11 | Residential |  | Lithium Ion |  | Tesla | 27 | 5 | 27 | 10 | Behind the Meter |  |  |  |  | 19113116 | Yes | DC-Coupled | PhotoVoltaic | 0 | 0
ESMASI-47110 |  |  |  |  | 2025-03-19 | 2024-10-17 | Residential |  | Lithium Ion |  | Tesla | 27 | 5 | 27 | 10 | Behind the Meter |  |  |  |  | 19141915 | Yes | DC-Coupled | PhotoVoltaic | 10.75 | 11.5
ESMAEX-03857 |  |  |  |  | 2025-03-20 | 2024-06-24 | Commercial |  | Lithium Ion |  | Other | 61.44 | 0 | 61.44 | 30 | Behind the Meter | Customer Bill Savings (e.g., Demand Charge Management, TOU Arbitrage | Self Generation |  |  | 20078383 | Yes | DC-Coupled | PhotoVoltaic | 38.71 | 30
ESMASI-49272 |  |  |  |  | 2025-03-20 | 2024-12-26 | Residential |  | Lithium Ion |  | Tesla | 13.5 | 20 | 13.5 | 5 | Behind the Meter | Reliability and Resiliency |  |  |  | 19771626 | Yes | AC-Coupled | Other | 12.19 | 3
ESMASI-51292 |  |  |  | RECs | 2025-03-20 | 2025-03-04 | Residential |  | Lithium Ion |  | Tesla | 13.5 | 0 | 13.5 | 5 | Behind the Meter | Reliability and Resiliency |  |  |  | 20278058 | Yes | AC-Coupled | PhotoVoltaic | 12.55 | 5
ESMASI-45343 |  | MA - SMART Program |  |  | 2025-03-21 | 2024-09-03 | Residential |  | Other |  | Tesla | 3.864 | 3.864 | 13.5 | 5 | Behind the Meter |  |  |  |  | 19004855 | Yes | AC-Coupled | PhotoVoltaic | 0 | 3.864
ESMASI-48621 |  |  |  | 0-1 | 2025-03-21 | 2024-11-27 | Residential |  | Lithium Ion |  | Tesla | 13.5 | 11.5 | 13.5 | 11.5 | Behind the Meter | Customer Bill Savings (e.g., Demand Charge Management, TOU Arbitrage | Reliability and Resiliency |  |  | 19566839 | Yes | DC-Coupled | PhotoVoltaic | 11.07 | 11.5
ESMAEX-03690 |  |  |  | Connected Solutions Demand Response | 2025-03-24 | 2024-04-19 | 10 |  | Lithium Ion |  | Tesla | 40.5 | 34.5 | 40.5 | 20 | Behind the Meter | Peak Shaving/ Load Leveling | Reliability and Resiliency |  |  | 17317905 | Yes | AC-Coupled | Other | 0 | 20
ESMASI-44952 |  |  |  |  | 2025-03-24 | 2024-08-23 | Residential |  | Lithium Ion |  | Tesla | 13.5 | 5 | 13.5 | 11.5 | Behind the Meter | Customer Bill Savings (e.g., Demand Charge Management, TOU Arbitrage | Self Generation |  |  | 18752004 | Yes | DC-Coupled | PhotoVoltaic | 6.45 | 11.5
ESMASI-47115 |  |  |  |  | 2025-03-24 | 2024-10-17 | Residential |  | Lithium Ion |  | Tesla | 13.5 | 5 | 13.5 | 5 | Behind the Meter | Self Generation |  |  |  | 19130903 | Yes | DC-Coupled | PhotoVoltaic | 10.32 | 11.5
ESMASI-48481 |  |  |  |  | 2025-03-24 | 2024-11-22 | Residential |  | Lithium Ion |  | Tesla | 27 | 5 | 27 | 10 | Behind the Meter | Self Generation |  |  |  | 19524214 | Yes | DC-Coupled | PhotoVoltaic | 7.74 | 11.5
ESMASI-46651 |  |  |  |  | 2025-03-25 | 2024-10-04 | Residential |  | Lithium Ion |  | Tesla | 4.2 | 4.2 | 13.5 | 5 | Behind the Meter |  |  |  |  | 19176609 | Yes | DC-Coupled | PhotoVoltaic | 4.2 | 11.5
ESMASI-48194 |  |  |  |  | 2025-03-25 | 2024-02-08 | 10 |  | Lithium Ion |  | Tesla | 0 | 0 | 13.5 | 5 | Behind the Meter |  |  |  |  | 19597672 | Yes | AC-Coupled | PhotoVoltaic | 4.1 | 3.8
ESMAEX-03429 |  | MA - SMART Program |  | Connected Solutions Demand Response | 2025-03-26 |  | 10 |  |  |  | Tesla | 13.5 | 5 | 27 | 10 | Behind the Meter | Customer Bill Savings (e.g., Demand Charge Management, TOU Arbitrage | Peak Shaving/ Load Leveling | Reliability and Resiliency |  | 16408514 | Yes | AC-Coupled | PhotoVoltaic | 10.935 | 17.6
ESMAEX-03554 |  | Energy Efficiency/ DR Program |  |  | 2025-03-26 | 2024-03-20 | Residential |  | Lithium Ion |  | Tesla | 14 | 14 | 10 | 10 | Behind the Meter | Reliability and Resiliency |  |  |  | 16836063 | Yes | AC-Coupled | PhotoVoltaic | 9.2 | 7.6
ESMAEX-03991 |  |  |  | Connected Solutions Demand Response | 2025-03-26 | 2024-08-23 | Residential |  | Lithium Ion |  | Tesla | 0 | 0 | 13.5 | 5 | Behind the Meter | Customer Bill Savings (e.g., Demand Charge Management, TOU Arbitrage | Peak Shaving/ Load Leveling | Reliability and Resiliency |  | 18674763 | Yes | AC-Coupled | Other | 0 | 5
ESMAEX-04178 |  | MA - SMART Program |  |  | 2025-03-26 | 2024-10-17 | Residential |  | Lithium Ion |  | Enphase | 20 | 15.36 | 20 | 15.36 | Behind the Meter |  |  |  |  | 19225776 | Yes | AC-Coupled | PhotoVoltaic | 12.325 | 24.06
ESMAEX-04282 |  |  |  | Connected Solutions Demand Response | 2025-03-26 | 2024-11-18 | Residential |  | Lithium Ion |  | Tesla | 40.5 | 23 | 40.5 | 23 | Behind the Meter | Customer Bill Savings (e.g., Demand Charge Management, TOU Arbitrage | Peak Shaving/ Load Leveling | Reliability and Resiliency |  | 19426096 | Yes | DC-Coupled | PhotoVoltaic | 15.17 | 20
ESMAEX-04350 |  |  |  | Net Metering | 2025-03-26 | 2024-12-09 | Residential |  | Lithium Ion |  | Tesla | 0 | 0 | 27 | 10 | Behind the Meter |  |  |  |  | 19796623 | Yes | AC-Coupled | PhotoVoltaic | 14.76 | 33
ESMASI-49694 |  |  |  |  | 2025-03-26 | 2025-01-12 | RESIDENTIAL |  | Lithium Ion |  | Tesla | 13.5 | 11.5 | 13.5 | 11.5 | Behind the Meter | Reliability and Resiliency | Micogrid |  |  | 19883076 | Yes | DC-Coupled | PhotoVoltaic | 16.77 | 11.5
ESMASI-40987 |  |  |  | Class 1 Rec | 2025-03-27 | 2024-05-13 | Residential |  | Lithium Ion |  | Tesla | 13.5 | 5 | 13.5 | 5 | Behind the Meter | Customer Bill Savings (e.g., Demand Charge Management, TOU Arbitrage | Self Generation |  |  | 17562965 | Yes | DC-Coupled | PhotoVoltaic | 8.82 | 11.5
ESMASI-46695 |  |  |  | Class 1 Rec | 2025-03-27 | 2024-10-07 | Residential |  | Lithium Ion |  | Tesla | 27 | 5 | 27 | 10 | Behind the Meter | Customer Bill Savings (e.g., Demand Charge Management, TOU Arbitrage | Self Generation |  |  | 19018380 | Yes | DC-Coupled | PhotoVoltaic | 18.92 | 11.5
ESMASI-40897 |  |  |  | utility connected solutions DR program | 2025-03-28 | 2024-05-10 | 10 |  | Lithium Ion |  | Tesla | 13.5 | 5 | 13.5 | 5 | Behind the Meter | Customer Bill Savings (e.g., Demand Charge Management, TOU Arbitrage | Reliability and Resiliency |  |  | 17557708 | Yes | DC-Coupled | PhotoVoltaic | 12.555 | 7.6
ESMASI-45763 |  |  |  |  | 2025-03-28 | 2024-09-12 | Residential |  | Lithium Ion |  | Tesla | 11.5 | 13.5 | 11.5 | 5 | Behind the Meter |  |  |  |  | 18809317 | Yes | AC-Coupled | PhotoVoltaic | 13.33 | 10
ESMASI-49356 |  |  |  | Connected Solutions Demand Response | 2025-03-28 | 2024-12-26 | Residential |  | Lithium Ion |  | Tesla | 13.5 | 5 | 13.5 | 5 | Behind the Meter | Customer Bill Savings (e.g., Demand Charge Management, TOU Arbitrage | Reliability and Resiliency |  |  | 19917827 | Yes | AC-Coupled | PhotoVoltaic | 11.48 | 12.6
ESMASI-50475 |  |  |  | Connected Solutions Demand Response | 2025-03-28 | 2025-02-06 | Residential |  | Lithium Ion |  | Tesla | 40.5 | 10 | 40.5 | 15 | Behind the Meter | Customer Bill Savings (e.g., Demand Charge Management, TOU Arbitrage | Reliability and Resiliency |  |  | 20083841 | Yes | DC-Coupled | PhotoVoltaic | 15.58 | 10
ESMASI-47718 |  |  |  |  | 2025-03-31 | 2024-11-04 | Residential |  | Lithium Ion |  | Tesla | 27 | 5 | 27 | 10 | Behind the Meter | Customer Bill Savings (e.g., Demand Charge Management, TOU Arbitrage | Self Generation |  |  | 19369142 | Yes | AC-Coupled | PhotoVoltaic | 0 | 5
ESMASI-48769 |  |  |  | Class 1 REC | 2025-03-31 | 2024-12-04 | Residential |  | Lithium Ion |  | Tesla | 27 | 5 | 27 | 10 | Behind the Meter | Customer Bill Savings (e.g., Demand Charge Management, TOU Arbitrage | Self Generation |  |  | 19715028 | Yes | AC-Coupled | PhotoVoltaic | 0 | 5
ESMASI-49813 |  |  |  | Connected Solutions Demand Response | 2025-03-31 | 2025-01-15 | 10 |  | Lithium Ion |  | Tesla | 40.5 | 10 | 40.5 | 15 | Behind the Meter | Customer Bill Savings (e.g., Demand Charge Management, TOU Arbitrage | Reliability and Resiliency |  |  | 19916611 | Yes | DC-Coupled | PhotoVoltaic | 15.17 | 10
ESMASI-42017 |  |  |  | Utility DR Program | 2025-04-01 | 2024-06-07 | Residential |  | Lithium Ion |  | Tesla | 0 | 0 | 27 | 9 | Behind the Meter | Customer Bill Savings (e.g., Demand Charge Management, TOU Arbitrage | Reliability and Resiliency |  |  | 17787363 | Yes | AC-Coupled | PhotoVoltaic | 0 | 9
ESMASI-42896 |  |  |  | Utility DR Program | 2025-04-01 | 2024-07-01 | Residential |  | Lithium Ion |  | Tesla | 0 | 0 | 13.5 | 5 | Behind the Meter | Customer Bill Savings (e.g., Demand Charge Management, TOU Arbitrage | Reliability and Resiliency |  |  | 18076641 | Yes | AC-Coupled | PhotoVoltaic | 0 | 5
ESMASI-44006 |  |  |  | Utility DR Program | 2025-04-03 | 2024-07-31 | Residential |  | Lithium Ion |  | Tesla | 0 | 0 | 13.5 | 5 | Behind the Meter | Customer Bill Savings (e.g., Demand Charge Management, TOU Arbitrage | Reliability and Resiliency |  |  | 18455741 | Yes | AC-Coupled | PhotoVoltaic | 0 | 5
ESMASI-44201 |  |  |  | Utility Connected Solutions DR Program | 2025-04-03 | 2024-08-06 | Residential |  | Lithium Ion |  | Tesla | 13.5 | 5 | 13.5 | 5 | Behind the Meter | Customer Bill Savings (e.g., Demand Charge Management, TOU Arbitrage | Reliability and Resiliency |  |  | 18133285 | Yes | DC-Coupled | PhotoVoltaic | 12.555 | 7.6
ESMASI-49366 |  |  |  | Class 1 Rec | 2025-04-03 | 2024-12-27 | Residential |  | Lithium Ion |  | Tesla | 27 | 5 | 27 | 10 | Behind the Meter | Customer Bill Savings (e.g., Demand Charge Management, TOU Arbitrage | Self Generation |  |  | 19816070 | Yes | DC-Coupled | PhotoVoltaic | 9.89 | 11.5
ESMASI-49804 |  |  |  | CS | 2025-04-03 | 2025-01-15 | Residential |  | Lithium Ion |  | Tesla | 0 | 5 | 13.5 | 5 | Behind the Meter | Customer Bill Savings (e.g., Demand Charge Management, TOU Arbitrage |  |  |  | 19941451 | Yes | DC-Coupled | PhotoVoltaic | 16 | 11.5
ESMASI-46228 |  |  |  |  | 2025-04-04 | 2024-09-25 | Residential |  | Lithium Ion |  | Tesla | 13.5 | 13.5 | 11.5 | 5 | Behind the Meter |  |  |  |  | 18896700 | Yes | AC-Coupled | PhotoVoltaic | 6.8 | 10
ESMASI-43955 |  |  |  |  | 2025-04-07 | 2024-07-30 | Residential |  | Lithium Ion |  | Other | 29100 | 15 | 29.1 | 15 | Behind the Meter | Customer Bill Savings (e.g., Demand Charge Management, TOU Arbitrage | Reliability and Resiliency |  |  | 18429232 | No | DC-Coupled | PhotoVoltaic | 19.35 | 10
ESMASI-49593 |  |  |  | Utility DR Program | 2025-04-07 | 2025-01-08 | Residential |  | Lithium Ion |  | Other | 29100 | 15 | 29.1 | 15 | Behind the Meter | Customer Bill Savings (e.g., Demand Charge Management, TOU Arbitrage | Reliability and Resiliency |  |  | 19856584 | Yes | DC-Coupled | PhotoVoltaic | 0 | 0
ESMASI-47721 |  |  |  | Class 1 Rec | 2025-04-08 | 2024-11-04 | Residential |  | Lithium Ion |  | Tesla | 27 | 5 | 27 | 5 | Behind the Meter | Customer Bill Savings (e.g., Demand Charge Management, TOU Arbitrage | Self Generation |  |  | 19470593 | Yes | DC-Coupled | PhotoVoltaic | 7.74 | 11.5
ESMASI-48235 |  |  |  | Utility DR Program | 2025-04-08 | 2024-11-18 | Residential |  | Lithium Ion |  | Other | 19400 | 10 | 19.4 | 10 | Behind the Meter | Customer Bill Savings (e.g., Demand Charge Management, TOU Arbitrage | Reliability and Resiliency |  |  | 19442967 | Yes | DC-Coupled | PhotoVoltaic | 9.03 | 7.6
ESMASI-48779 |  |  |  | Utility DR Program | 2025-04-08 | 2024-12-04 | Residential |  | Lithium Ion |  | Tesla | 0 | 0 | 54 | 20 | Behind the Meter | Customer Bill Savings (e.g., Demand Charge Management, TOU Arbitrage | Reliability and Resiliency |  |  | 19680752 | Yes | AC-Coupled | PhotoVoltaic | 18.06 | 10
ESMASI-49619 |  |  |  |  | 2025-04-08 | 2025-01-09 | Residential |  | Lithium Ion |  | Tesla | 0 | 0 | 13.5 | 5 | Behind the Meter |  |  |  |  | 19893055 | Yes | AC-Coupled | PhotoVoltaic | 10.75 | 13.25
ESMASI-51279 |  |  |  | Class 1 Rec | 2025-04-08 | 2025-03-04 | Residential |  | Lithium Ion |  | Tesla | 0 | 0 | 13.5 | 5 | Behind the Meter | Customer Bill Savings (e.g., Demand Charge Management, TOU Arbitrage | Self Generation |  |  | 20275480 | Yes | DC-Coupled | PhotoVoltaic | 15.96 | 0
ESMASI-48878 |  |  |  | UTILITY DR PROGRAM | 2025-04-09 | 2024-12-09 | Residential |  | Lithium Ion |  | Tesla | 0 | 0 | 40.5 | 15 | Behind the Meter | Customer Bill Savings (e.g., Demand Charge Management, TOU Arbitrage | Reliability and Resiliency |  |  | 19640340 | Yes | AC-Coupled | PhotoVoltaic | 13.76 | 10
ESMASI-47715 |  |  |  | class 1 rec | 2025-04-10 | 2024-11-04 | Residential |  | Lithium Ion |  | Tesla | 13.5 | 5 | 13.5 | 5 | Behind the Meter | Customer Bill Savings (e.g., Demand Charge Management, TOU Arbitrage | Self Generation |  |  | 19543992 | Yes | DC-Coupled | PhotoVoltaic | 9.78 | 10
ESMASI-47096 |  |  |  | connected solutions | 2025-04-11 | 2024-10-17 | 10 |  | Lithium Ion |  | Tesla | 27 | 27 | 27 | 10 | Behind the Meter | Reliability and Resiliency |  |  |  | 19149910 | Yes | AC-Coupled | PhotoVoltaic | 9.72 | 7.04
ESMASI-41621 |  |  |  |  | 2025-04-14 | 2024-05-28 | Residential |  | Lithium Ion |  | Tesla | 13.5 | 5 | 13.5 | 5 | Behind the Meter | Customer Bill Savings (e.g., Demand Charge Management, TOU Arbitrage | Reliability and Resiliency |  |  | 17708720 | Yes | DC-Coupled | PhotoVoltaic | 8.505 | 7.6
ESMASI-52559 |  |  |  |  | 2025-04-14 | 2025-04-04 | Residential |  | Lithium Ion |  | Tesla | 13.5 | 11.5 | 13.5 | 11.5 | Behind the Meter |  |  |  |  | 20632455 | Yes | DC-Coupled | PhotoVoltaic | 13.6 | 1.5
ESMAEX-04117 |  |  |  | Connected Solutions Demand Response | 2025-04-15 | 2024-09-27 | Residential |  | Lithium Ion |  | Tesla | 0 | 0 | 13.5 | 5 | Behind the Meter | Customer Bill Savings (e.g., Demand Charge Management, TOU Arbitrage | Peak Shaving/ Load Leveling | Reliability and Resiliency |  | 19068713 | Yes | AC-Coupled | Other | 0 | 5
ESMASI-48030 |  |  |  | Connected Solutions | 2025-04-15 | 2024-11-12 | Residential |  | Lithium Ion |  | Tesla | 13.5 | 11.5 | 13.5 | 11.5 | Behind the Meter | Reliability and Resiliency |  |  |  | 19707566 | Yes | DC-Coupled | PhotoVoltaic | 15.66 | 11.5
ESMAEX-04078 |  | MA - SMART Program |  |  | 2025-04-16 | 2024-09-19 | Residential |  | Lithium Ion |  | Tesla | 13.5 | 11.5 | 13.5 | 7.2 | Behind the Meter | Customer Bill Savings (e.g., Demand Charge Management, TOU Arbitrage |  |  |  | 18887691 | Yes | DC-Coupled | PhotoVoltaic | 7.2 | 11.5
ESMAEX-04134 |  |  |  |  | 2025-04-16 | 2024-10-03 | Residential |  | Lithium Ion |  | Enphase | 0 | 0 | 10 | 6 | Behind the Meter |  |  |  |  | 19127912 | Yes | AC-Coupled | PhotoVoltaic | 16.72 | 23.908
ESMAEX-04158 |  |  |  | Connected Solutions Demand Response | 2025-04-16 | 2024-10-09 | Residential |  | Lithium Ion |  | Tesla | 13.5 | 5 | 27 | 10 | Behind the Meter | Customer Bill Savings (e.g., Demand Charge Management, TOU Arbitrage | Peak Shaving/ Load Leveling | Reliability and Resiliency |  | 19038161 | Yes | AC-Coupled | PhotoVoltaic | 10.125 | 17.6
ESMASI-46369 |  |  |  |  | 2025-04-16 | 2024-09-30 | Residential |  | Lithium Ion |  | Tesla | 27 | 23 | 27 | 10 | Behind the Meter |  |  |  |  | 18949136 | Yes | DC-Coupled | PhotoVoltaic | 12.04 | 11.5
ESMASI-49011 |  |  |  | Class 1 REC | 2025-04-16 | 2024-12-12 | Residential |  | Lithium Ion |  | Tesla | 13.5 | 11.5 | 13.5 | 11.5 | Behind the Meter | Customer Bill Savings (e.g., Demand Charge Management, TOU Arbitrage | Self Generation |  |  | 19684934 | Yes | DC-Coupled | PhotoVoltaic | 12.9 | 11.5
ESMASI-52637 |  |  |  |  | 2025-04-16 | 2025-04-07 | Residential |  | Lithium Ion |  | Enphase | 0 | 0 | 15 | 7 | Behind the Meter |  |  |  |  | 20679807 | Yes | AC-Coupled | PhotoVoltaic | 14.58 | 5
ESMASI-52355 |  |  |  | Net Metering | 2025-04-17 | 2025-03-31 | Residential |  | Lithium Ion |  | Tesla | 0 | 0 | 13.5 | 5 | Behind the Meter |  |  |  |  | 20597555 | Yes | AC-Coupled | PhotoVoltaic | 6.56 | 15
ESMAEX-03955 |  |  |  | Connected Solutions Demand Response | 2025-04-18 | 2024-08-08 | Residential |  | Lithium Ion |  | Tesla | 0 | 0 | 27 | 10 | Behind the Meter | Customer Bill Savings (e.g., Demand Charge Management, TOU Arbitrage | Peak Shaving/ Load Leveling | Reliability and Resiliency |  | 18426518 | Yes | AC-Coupled | Other | 0 | 12.4
ESMASI-45397 |  |  |  | Class 1 REC | 2025-04-18 | 2024-09-04 | Residential |  | Lithium Ion |  | Tesla | 13.5 | 5 | 13.5 | 5 | Behind the Meter | Customer Bill Savings (e.g., Demand Charge Management, TOU Arbitrage | Self Generation |  |  | 18810360 | Yes | DC-Coupled | PhotoVoltaic | 11.9 | 11.5
ESMASI-47352 |  |  |  | Class 1 Rec | 2025-04-18 | 2024-10-23 | Residential |  | Lithium Ion |  | Tesla | 27 | 5 | 27 | 10 | Behind the Meter | Customer Bill Savings (e.g., Demand Charge Management, TOU Arbitrage | Self Generation |  |  | 19243649 | Yes | DC-Coupled | PhotoVoltaic | 17.2 | 10.85
ESMASI-50514 |  |  |  |  | 2025-04-21 | 2025-02-07 | Residential |  | Lithium Ion |  | Other | 13.6 | 15 | 13.6 | 5 | Behind the Meter | Reliability and Resiliency |  |  |  | 20112529 | Yes | AC-Coupled | PhotoVoltaic | 11.18 | 12.8
ESMASI-44927 |  |  |  |  | 2025-04-22 | 2024-08-22 | Residential |  | Lithium Ion |  | Tesla | 0 | 20 | 13.5 | 5 | Behind the Meter |  |  |  |  | 18654985 | Yes | AC-Coupled | PhotoVoltaic | 11.475 | 10
ESMASI-46131 |  | MA - SMART Program |  |  | 2025-04-22 | 2024-09-23 | Residential |  | Lithium Ion |  | Tesla | 0 | 0 | 13.5 | 5 | Behind the Meter | Customer Bill Savings (e.g., Demand Charge Management, TOU Arbitrage |  |  |  | 18892407 | Yes | AC-Coupled | PhotoVoltaic | 0 | 0
ESMASI-47720 |  |  |  |  | 2025-04-22 | 2024-11-04 | 10 |  | Lithium Ion |  | Tesla | 27 | 5 | 27 | 10 | Behind the Meter | Self Generation |  |  |  | 19352110 | Yes | DC-Coupled | PhotoVoltaic | 9.03 | 11.5
ESMAEX-02667 |  | MA - SMART Program |  |  | 2025-04-23 | 2023-07-13 | Residential |  | Lithium Ion |  | Tesla | 27 | 10 | 27 | 10 | Behind the Meter | Customer Bill Savings (e.g., Demand Charge Management, TOU Arbitrage | Peak Shaving/ Load Leveling | Reliability and Resiliency |  | 13946697 | Yes | AC-Coupled | PhotoVoltaic | 12 | 15.2
ESMAEX-04066 |  |  |  | Connected Solutions Demand Response | 2025-04-23 | 2024-09-17 | Residential |  | Lithium Ion |  | Tesla | 0 | 0 | 13.5 | 11.5 | Behind the Meter | Customer Bill Savings (e.g., Demand Charge Management, TOU Arbitrage | Peak Shaving/ Load Leveling | Reliability and Resiliency |  | 18777916 | Yes | AC-Coupled | Other | 0 | 11.5
ESMAEX-04170 |  |  |  | Connected Solutions Demand Response" | 2025-04-23 | 2024-10-14 | Residential |  | Lithium Ion |  | Tesla | 0 | 0 | 27 | 10 | Behind the Meter | Customer Bill Savings (e.g., Demand Charge Management, TOU Arbitrage | Peak Shaving/ Load Leveling | Reliability and Resiliency |  | 19076770 | Yes | AC-Coupled | Other | 0 | 10
ESMASI-46836 |  |  |  | Utility DR Program | 2025-04-23 | 2024-10-10 | Residential |  | Lithium Ion |  | Tesla | 0 | 0 | 27 | 10 | Behind the Meter | Customer Bill Savings (e.g., Demand Charge Management, TOU Arbitrage | Reliability and Resiliency |  |  | 19103781 | Yes | AC-Coupled | PhotoVoltaic | 0 | 0
ESMASI-46882 |  |  |  | Utility DR Program | 2025-04-23 | 2024-10-10 | Residential |  | Lithium Ion |  | Tesla | 0 | 0 | 13.5 | 10.8 | Behind the Meter | Customer Bill Savings (e.g., Demand Charge Management, TOU Arbitrage | Reliability and Resiliency |  |  | 19620981 | Yes | AC-Coupled | PhotoVoltaic | 0 | 10.8
ESMASI-49612 |  |  |  |  | 2025-04-23 | 2025-01-09 | Residential |  | Lithium Ion |  | Tesla | 27 | 5 | 27 | 10 | Behind the Meter | Self Generation |  |  |  | 19875750 | Yes | DC-Coupled | PhotoVoltaic | 15.05 | 11.5
ESMASI-50144 |  |  |  | Class 1 REC | 2025-04-23 | 2025-01-28 | Residential |  | Lithium Ion |  | Tesla | 27 | 5 | 27 | 10 | Behind the Meter | Customer Bill Savings (e.g., Demand Charge Management, TOU Arbitrage | Self Generation |  |  | 20055266 | Yes | DC-Coupled | PhotoVoltaic | 10 | 11.5
ESMASI-46083 |  |  |  |  | 2025-04-24 | 2024-09-20 | Residential |  | Lithium Ion |  | Enphase | 0 | 0 | 5 | 3.84 | Behind the Meter |  |  |  |  | 18866967 | Yes | AC-Coupled | PhotoVoltaic | 13.2 | 13.74
ESMASI-48167 |  |  |  | Utility DR Program | 2025-04-24 | 2024-11-15 | Commercial |  | Lithium Ion |  | Tesla | 0 | 0 | 13.5 | 5 | Behind the Meter | Customer Bill Savings (e.g., Demand Charge Management, TOU Arbitrage | Reliability and Resiliency |  |  | 19632033 | Yes | AC-Coupled | PhotoVoltaic | 0 | 0
ESMASI-49580 |  |  |  | Utility DR Program | 2025-04-24 | 2025-01-08 | Residential |  | Lithium Ion |  | Tesla | 0 | 0 | 40.5 | 15 | Behind the Meter | Customer Bill Savings (e.g., Demand Charge Management, TOU Arbitrage | Reliability and Resiliency |  |  | 19855942 | Yes | AC-Coupled | PhotoVoltaic | 0 | 5
ESMASI-49796 |  |  |  | Class 1 Rec | 2025-04-24 | 2025-01-15 | Residential |  | Lithium Ion |  | Tesla | 13.5 | 5 | 13.5 | 5 | Behind the Meter | Customer Bill Savings (e.g., Demand Charge Management, TOU Arbitrage | Self Generation |  |  | 19972859 | Yes | DC-Coupled | PhotoVoltaic | 18.92 | 11.5
ESMASI-52708 |  |  |  | Utility DR Program | 2025-04-24 | 2025-04-08 | Residential |  | Lithium Ion |  | Tesla |  |  | 27 | 9 | Behind the Meter | Customer Bill Savings (e.g., Demand Charge Management, TOU Arbitrage | Reliability and Resiliency | Self Generation |  | 20678257 | Yes | AC-Coupled | Other | 0 | 9
ESMASI-50137 |  |  |  | Utility DR Program | 2025-04-25 | 2025-01-28 | Residential |  | Lithium Ion |  | Other | 19400 | 10 | 19.4 | 10 | Behind the Meter | Customer Bill Savings (e.g., Demand Charge Management, TOU Arbitrage | Reliability and Resiliency |  |  | 20012768 | Yes | DC-Coupled | PhotoVoltaic | 14.19 | 10
ESMASI-50795 |  |  |  |  | 2025-04-25 | 2025-02-17 | Residential |  | Lithium Ion |  | Other | 9.7 | 5 | 9.7 | 5 | Behind the Meter | Customer Bill Savings (e.g., Demand Charge Management, TOU Arbitrage | Reliability and Resiliency |  |  | 20152411 | Yes | DC-Coupled | PhotoVoltaic | 11.48 | 10
ESMAEX-04501 |  |  |  | Connected Solutions Demand Response | 2025-04-26 | 2025-02-07 | Residential |  | Lithium Ion |  | Tesla | 13.5 | 11.5 | 13.5 | 11.5 | Behind the Meter | Customer Bill Savings (e.g., Demand Charge Management, TOU Arbitrage | Peak Shaving/ Load Leveling | Reliability and Resiliency |  | 20093608 | Yes | DC-Coupled | PhotoVoltaic | 15.58 | 23
ESMASI-46748 |  |  |  | Utility DG program | 2025-04-28 | 2024-10-08 | Residential |  | Lithium Ion |  | Tesla | 0 | 0 | 40.5 | 15 | Behind the Meter | Reliability and Resiliency | Self Generation |  |  | 19041945 | Yes | AC-Coupled | Other | 0 | 7.4
ESMASI-50198 |  |  |  |  | 2025-04-28 | 2025-01-29 | Residential |  | Lithium Ion |  | Tesla | 13.5 | 13.5 | 13.5 | 5 | Behind the Meter |  |  |  |  | 20036916 | Yes | AC-Coupled | PhotoVoltaic | 6.09 | 15
ESMASI-53003 |  |  |  | Utility DR Program | 2025-04-29 | 2025-04-15 | 10 |  | Lithium Ion |  | Tesla |  |  | 27 | 10 | Behind the Meter | Customer Bill Savings (e.g., Demand Charge Management, TOU Arbitrage | Reliability and Resiliency |  |  | 20763288 | Yes | AC-Coupled | Other | 0 | 8.75
ESMASI-40872 |  | ISO Markets |  |  | 2025-04-30 | 2024-05-09 | Commercial |  | Lithium Ion |  | Enphase | 5 | 5 | 5 | 3.84 | Behind the Meter | Reliability and Resiliency | Micogrid |  |  | 17543664 | Yes | AC-Coupled | PhotoVoltaic | 0 | 3.84
ESMASI-42233 |  |  |  | Utility DR Program | 2025-04-30 | 2024-06-13 | 10 |  | Lithium Ion |  | Tesla | 0 | 0 | 27 | 10 | Behind the Meter | Customer Bill Savings (e.g., Demand Charge Management, TOU Arbitrage | Reliability and Resiliency |  |  | 17830137 | Yes | AC-Coupled | PhotoVoltaic | 0 | 4
ESMASI-44084 |  |  |  | Utility DR Program | 2025-04-30 | 2024-08-02 | Residential |  | Lithium Ion |  | Tesla | 0 | 0 | 27 | 10 | Behind the Meter | Customer Bill Savings (e.g., Demand Charge Management, TOU Arbitrage | Reliability and Resiliency |  |  | 18517992 | Yes | AC-Coupled | PhotoVoltaic | 0 | 5
ESMASI-47779 |  |  |  | Class 1 Rec | 2025-04-30 | 2024-11-05 | Residential |  | Lithium Ion |  | Tesla | 27 | 5 | 27 | 10 | Behind the Meter | Customer Bill Savings (e.g., Demand Charge Management, TOU Arbitrage | Self Generation |  |  | 19438296 | Yes | DC-Coupled | PhotoVoltaic | 12.04 | 11.5
ESMASI-48856 |  |  |  | Connected Solutions Demand Response | 2025-04-30 | 2024-12-06 | Residential |  | Lithium Ion |  | Tesla | 13.5 | 5 | 13.5 | 5 | Behind the Meter | Customer Bill Savings (e.g., Demand Charge Management, TOU Arbitrage | Reliability and Resiliency |  |  | 19714240 | Yes | DC-Coupled | PhotoVoltaic | 8.61 | 7.6
ESMASI-50104 |  |  |  | DC Coupled | 2025-04-30 | 2025-01-27 | Residential |  | Lithium Ion |  | Tesla | 27 | 10 | 27 | 10 | Behind the Meter | Customer Bill Savings (e.g., Demand Charge Management, TOU Arbitrage | Reliability and Resiliency |  |  | 20008073 | Yes | DC-Coupled | PhotoVoltaic | 9.43 | 10
ESMASI-52504 |  |  |  | Net Metering | 2025-04-30 | 2025-04-03 | Residential |  | Lithium Ion |  | Tesla | 11.5 | 11.5 | 13.5 | 5 | Behind the Meter |  |  |  |  | 20632019 | Yes | DC-Coupled | PhotoVoltaic | 4.92 | 8.95
ESMASI-52967 |  |  |  |  | 2025-04-30 | 2025-04-14 | Residential |  | Lithium Ion |  | Tesla | 11.5 | 11.5 | 13.5 | 5 | Behind the Meter | Customer Bill Savings (e.g., Demand Charge Management, TOU Arbitrage | Reliability and Resiliency |  |  | 20755299 | Yes | DC-Coupled | PhotoVoltaic | 11.2 | 11.5
ESMASI-48893 |  |  |  |  | 2025-05-01 | 2024-12-09 | Residential |  | Lithium Ion |  | Tesla | 13.5 | 11.5 | 13.5 | 5 | Behind the Meter | Reliability and Resiliency |  |  |  | 19749636 | Yes | DC-Coupled | PhotoVoltaic | 11.34 | 11.5
ESMASI-51056 |  |  |  |  | 2025-05-01 | 2025-02-25 | Residential |  | Lithium Ion |  | Tesla | 11.5 | 15.3 | 13.5 | 5 | Behind the Meter |  |  |  |  | 20257522 | Yes | DC-Coupled | PhotoVoltaic | 15.3 | 11.5
ESMASI-53410 |  |  |  | Connected Solutions Demand Response | 2025-05-01 | 2025-04-24 | Residential |  | Lithium Ion |  | Tesla |  |  | 13.5 | 5 | Behind the Meter | Customer Bill Savings (e.g., Demand Charge Management, TOU Arbitrage | Reliability and Resiliency |  |  | 20887981 | Yes | AC-Coupled | PhotoVoltaic | 0 | 5
ESMASI-45097 |  |  |  | Utility DR Program | 2025-05-02 | 2024-08-27 | Residential |  | Lithium Ion |  | Tesla | 0 | 0 | 40.5 | 15 | Behind the Meter | Customer Bill Savings (e.g., Demand Charge Management, TOU Arbitrage | Reliability and Resiliency |  |  | 18694878 | Yes | AC-Coupled | PhotoVoltaic | 20.16 | 15
ESMASI-49942 |  |  |  | Connected Solutions Demand Response | 2025-05-02 | 2025-01-21 | 10 |  | Lithium Ion |  | Tesla | 27 | 11.5 | 27 | 10 | Behind the Meter | Customer Bill Savings (e.g., Demand Charge Management, TOU Arbitrage | Reliability and Resiliency |  |  | 19973565 | Yes | DC-Coupled | PhotoVoltaic | 14.35 | 11.5
ESMASI-41706 |  |  |  |  | 2025-05-05 | 2024-05-30 | Residential |  | Lithium Ion |  | Enphase | 5 | 5 | 7.68 | 3.84 | Behind the Meter |  |  |  |  | 17708507 | Yes | AC-Coupled | PhotoVoltaic | 6.8 | 8.64
ESMASI-45601 |  |  |  |  | 2025-05-05 | 2024-09-10 | Residential |  | Lithium Ion |  | Tesla | 11.5 | 13.5 | 13.5 | 5 | Behind the Meter |  |  |  |  | 18778703 | Yes | AC-Coupled | PhotoVoltaic | 8.74 | 10
ESMASI-49748 |  |  |  | Class 1 Rec | 2025-05-05 | 2025-01-14 | 10 |  | Lithium Ion |  | Tesla | 27 | 5 | 27 | 10 | Behind the Meter | Customer Bill Savings (e.g., Demand Charge Management, TOU Arbitrage | Self Generation |  |  | 19927037 | Yes | DC-Coupled | PhotoVoltaic | 8.6 | 11.5
HISTEX-68615 |  |  |  |  | 2025-05-06 | 2019-03-27 | Residential | [13 empty] | 20558783 | Yes |  |  |  | 250
ESMASI-38248 |  |  |  |  | 2025-05-06 | 2024-03-04 | Residential |  | Lithium Ion |  | Tesla | 13.5 | 5 | 13.5 | 5 | Behind the Meter | Customer Bill Savings (e.g., Demand Charge Management, TOU Arbitrage | Reliability and Resiliency |  |  | 16649021 | Yes | AC-Coupled | PhotoVoltaic | 4.05 | 12.6
ESMASI-47351 |  |  |  | Class 1 Rec | 2025-05-06 | 2024-10-23 | Residential |  | Lithium Ion |  | Tesla | 13.5 | 5 | 13.5 | 5 | Behind the Meter | Customer Bill Savings (e.g., Demand Charge Management, TOU Arbitrage | Self Generation |  |  | 19243653 | Yes | DC-Coupled | PhotoVoltaic | 10.62 | 9
ESMASI-48717 |  |  |  |  | 2025-05-06 | 2024-12-03 | Residential |  | Lithium Ion |  | Tesla | 11.5 | 11.5 | 11.5 | 0 | Behind the Meter |  |  |  |  | 19606350 | Yes | AC-Coupled | PhotoVoltaic | 17.63 | 10
ESMASI-50531 |  |  |  | Connected Solutions Demand Response | 2025-05-06 | 2025-02-07 |  |  | Lithium Ion |  | Tesla | 0 | 0 | 40.5 | 15 | Behind the Meter | Customer Bill Savings (e.g., Demand Charge Management, TOU Arbitrage | Reliability and Resiliency |  |  | 20112624 | No | AC-Coupled | Other | 0 | 15
ESMASI-52164 |  |  |  |  | 2025-05-06 | 2025-03-26 | Residential |  | Lithium Ion |  | Tesla | 13.5 | 20 | 27 | 10 | Behind the Meter | Customer Bill Savings (e.g., Demand Charge Management, TOU Arbitrage | Peak Shaving/ Load Leveling |  |  | 20522669 | Yes | DC-Coupled | PhotoVoltaic | 10.32 | 11.5
ESMASI-48663 |  |  |  |  | 2025-05-07 | 2024-12-02 | Residential |  | Lithium Ion |  | Tesla | 13.5 | 11.5 | 13.5 | 5 | Behind the Meter |  |  |  |  | 19681705 | Yes | DC-Coupled | PhotoVoltaic | 0 | 0
ESMASI-48714 |  |  |  | Connected Solutions | 2025-05-07 | 2024-12-03 | Residential |  | Lithium Ion |  | Tesla | 0 | 0 | 13.5 | 5 | Behind the Meter | Customer Bill Savings (e.g., Demand Charge Management, TOU Arbitrage |  |  |  | 19681463 | Yes | DC-Coupled | PhotoVoltaic | 6.8 | 6.8
ESMASI-50443 |  |  |  | Connected Solutions Demand Response | 2025-05-07 | 2025-02-05 | Residential |  | Lithium Ion |  | Tesla | 27 | 10 | 13.5 | 5 | Behind the Meter | Customer Bill Savings (e.g., Demand Charge Management, TOU Arbitrage | Reliability and Resiliency |  |  | 20071231 | Yes | DC-Coupled | PhotoVoltaic | 11.89 | 10
ESMASI-47766 |  |  |  |  | 2025-05-12 | 2024-11-05 | Residential |  | Lithium Ion |  | Tesla | 13.5 | 13.4 | 13.5 | 11.5 | Behind the Meter |  |  |  |  | 19528871 | Yes | DC-Coupled | PhotoVoltaic | 5.04 | 11.5
ESMAEX-03909 |  |  |  | Connected Solutions Demand Response | 2025-05-14 | 2024-07-17 | Residential |  | Lithium Ion |  | Tesla | 27 | 23 | 13.5 | 5 | Behind the Meter | Customer Bill Savings (e.g., Demand Charge Management, TOU Arbitrage | Peak Shaving/ Load Leveling | Reliability and Resiliency |  | 18246640 | Yes | DC-Coupled | PhotoVoltaic | 22.275 | 10.62
ESMASI-48516 |  |  |  |  | 2025-05-14 | 2024-11-25 | Residential |  | Lithium Ion |  | Enphase | 5 | 5 | 5 | 0.784 | Behind the Meter |  |  |  |  | 19566202 | Yes | AC-Coupled | PhotoVoltaic | 11.04 | 10
ESMASI-52179 |  |  |  | Connected Solutions Demand Response | 2025-05-14 | 2025-03-26 | Residential |  | Lithium Ion |  | Tesla | 13.5 | 10 | 13.5 | 5 | Behind the Meter | Customer Bill Savings (e.g., Demand Charge Management, TOU Arbitrage | Reliability and Resiliency |  |  | 20522742 | Yes | DC-Coupled | PhotoVoltaic | 9.84 | 10
ESMAEX-04064 |  |  |  |  | 2025-05-15 | 2024-09-17 | 10 |  | Lithium Ion |  | Tesla | 13.5 | 11.5 | 13.5 | 11.5 | Behind the Meter |  |  |  |  | 18938655 | Yes | AC-Coupled | PhotoVoltaic | 7.36 | 17.644
ESMASI-34243 |  |  |  |  | 2025-05-15 | 2023-10-26 | Residential |  | Lithium Ion |  | Enphase | 10.08 | 10.5 | 5 | 3.84 | Behind the Meter | Peak Shaving/ Load Leveling | Micogrid |  |  | 15153348 | Yes | AC-Coupled | PhotoVoltaic | 8 | 10.44
ESMASI-46538 |  |  |  | Utility DR Program | 2025-05-15 | 2024-10-02 | Residential |  | Lithium Ion |  | Tesla | 0 | 0 | 27 | 10 | Behind the Meter | Customer Bill Savings (e.g., Demand Charge Management, TOU Arbitrage | Reliability and Resiliency |  |  | 18849493 | Yes | AC-Coupled | PhotoVoltaic | 8.64 | 10
ESMASI-46820 |  |  |  |  | 2025-05-15 | 2024-10-09 | Residential |  | Lithium Ion |  | Tesla | 13.5 | 5 | 13.5 | 5 | Behind the Meter | Self Generation |  |  |  | 19071275 | Yes | DC-Coupled | PhotoVoltaic | 6.8 | 11.5
ESMAEX-03845 |  |  |  |  | 2025-05-16 | 2024-06-17 | Residential |  | Lithium Ion |  | Tesla | 13.5 | 5 | 27 | 10 | Behind the Meter | Customer Bill Savings (e.g., Demand Charge Management, TOU Arbitrage | Peak Shaving/ Load Leveling | Reliability and Resiliency |  | 17936313 | Yes | AC-Coupled | PhotoVoltaic | 10.53 | 17.6
ESMAEX-04020 |  |  |  | Connected Solutions Demand Response | 2025-05-16 | 2024-08-30 | Residential |  | Lithium Ion |  | Tesla | 0 | 0 | 13.5 | 11.5 | Behind the Meter | Customer Bill Savings (e.g., Demand Charge Management, TOU Arbitrage | Peak Shaving/ Load Leveling | Reliability and Resiliency |  | 18682486 | Yes | AC-Coupled | Other | 0 | 11.5
ESMASI-52407 |  |  |  |  | 2025-05-16 | 2025-04-01 | 10 |  | Lithium Ion |  | Enphase | 5 | 5 | 5 | 7.68 | Behind the Meter | Reliability and Resiliency |  |  |  | 20613723 | Yes | AC-Coupled | PhotoVoltaic | 6.8 | 12.78
ESMAEX-03801 |  |  |  |  | 2025-05-20 | 2024-05-29 | Residential |  | Lithium Ion |  | Other | 13.6 | 5 | 68 | 25 | Behind the Meter | Customer Bill Savings (e.g., Demand Charge Management, TOU Arbitrage |  |  |  | 18767799 | Yes | AC-Coupled | PhotoVoltaic | 15.12 | 36.52
ESMAEX-04345 |  |  |  | Connected Solutions Demand Response | 2025-05-20 | 2024-12-06 | Residential |  | Lithium Ion |  | Tesla | 27 | 20 | 27 | 10 | Behind the Meter | Customer Bill Savings (e.g., Demand Charge Management, TOU Arbitrage | Peak Shaving/ Load Leveling | Reliability and Resiliency |  | 19612262 | Yes | DC-Coupled | PhotoVoltaic | 16.81 | 20
ESMASI-50946 |  |  |  | Net Metering | 2025-05-20 | 2025-02-20 | Residential |  | Lithium Ion |  | Tesla | 13.5 | 11.5 | 13.5 | 11.5 | Behind the Meter |  |  |  |  | 20222358 | Yes | DC-Coupled | PhotoVoltaic | 13.94 | 11.5
ESMASI-52440 |  |  |  |  | 2025-05-20 | 2025-04-02 | 30 |  | Lithium Ion |  | Tesla | 0 | 11.5 | 13.5 | 11.5 | Behind the Meter |  |  |  |  | 20887108 | Yes | DC-Coupled | PhotoVoltaic | 13.33 | 1.5
ESMAEX-03685 |  |  |  |  | 2025-05-21 | 2024-04-18 | Residential |  | Lithium Ion |  | Other | 0 | 0 | 80 | 50 | Behind the Meter |  |  |  |  | 17495867 | Yes | AC-Coupled | Other | 0 | 50
ESMAEX-03873 |  |  |  | Connected Solutions Demand Response | 2025-05-21 | 2024-07-01 | Residential |  | Lithium Ion |  | Tesla | 27 | 10 | 27 | 10 | Behind the Meter | Customer Bill Savings (e.g., Demand Charge Management, TOU Arbitrage | Peak Shaving/ Load Leveling | Reliability and Resiliency |  | 18181169 | Yes | DC-Coupled | PhotoVoltaic | 13.2 | 5
ESMAEX-04232 |  |  |  |  | 2025-05-21 | 2024-11-01 | Residential |  | Lithium Ion |  | Tesla | 27 | 23.375 | 27 | 10 | Behind the Meter | Customer Bill Savings (e.g., Demand Charge Management, TOU Arbitrage | Reliability and Resiliency | Self Generation |  | 20133609 | Yes | DC-Coupled | PhotoVoltaic | 23.375 | 23
ESMASI-48345 |  |  |  |  | 2025-05-21 | 2024-11-20 | Residential |  | Lithium Ion |  | Tesla | 0 | 11.5 | 13.5 | 11.5 | Behind the Meter | Customer Bill Savings (e.g., Demand Charge Management, TOU Arbitrage |  |  |  | 19632023 | Yes | AC-Coupled | PhotoVoltaic | 15.05 | 10
ESMASI-50055 |  |  |  |  | 2025-05-21 | 2025-01-24 | Residential |  | Lithium Ion |  | Enphase | 10 | 11.5 | 10 | 7.68 | Behind the Meter | Reliability and Resiliency |  |  |  | 19991611 | Yes | AC-Coupled | PhotoVoltaic | 6.3 | 12.63
ESMASI-52410 |  |  |  | Net Metering | 2025-05-21 | 2025-04-01 | Residential |  | Lithium Ion |  | Tesla | 11.5 | 11.5 | 13.5 | 11.5 | Behind the Meter |  |  |  |  | 20613712 | Yes | DC-Coupled | PhotoVoltaic | 3.69 | 11.5
ESMAEX-04055 |  |  |  | Connected Solutions Demand Response | 2025-05-22 | 2024-09-13 | Residential |  | Lithium Ion |  | Tesla | 13.5 | 5 | 13.5 | 5 | Behind the Meter | Customer Bill Savings (e.g., Demand Charge Management, TOU Arbitrage | Peak Shaving/ Load Leveling | Reliability and Resiliency |  | 18755554 | Yes | DC-Coupled | PhotoVoltaic | 14.76 | 15.2
ESMASI-49803 |  |  |  | 0-1 | 2025-05-22 | 2025-01-15 | Residential |  | Lithium Ion |  | Tesla | 13.5 | 11.5 | 13.5 | 11.5 | Behind the Meter | Customer Bill Savings (e.g., Demand Charge Management, TOU Arbitrage | Reliability and Resiliency |  |  | 19915664 | Yes | DC-Coupled | PhotoVoltaic | 17.22 | 11.5
ESMASI-52540 |  |  |  | Net Metering | 2025-05-22 | 2025-04-03 | Residential |  | Lithium Ion |  | Tesla | 27 | 27 | 27 | 10 | Behind the Meter |  |  |  |  | 20656720 | Yes | DC-Coupled | PhotoVoltaic | 6.56 | 6.65
ESMASI-48829 |  |  |  | UTILITY DR PROGRAM | 2025-05-23 | 2024-12-06 | Residential |  | Lithium Ion |  | Other | 38800 | 20 | 38.8 | 20 | Behind the Meter | Customer Bill Savings (e.g., Demand Charge Management, TOU Arbitrage | Reliability and Resiliency |  |  | 19622968 | Yes | DC-Coupled | PhotoVoltaic | 16.15 | 10
ESMASI-51422 |  |  |  |  | 2025-05-23 | 2025-03-07 | Residential |  | Lithium Ion |  | Tesla | 13.5 | 5 | 13.5 | 5 | Behind the Meter | Self Generation |  |  |  | 20322504 | Yes | DC-Coupled | PhotoVoltaic | 6.02 | 11.5
ESMASI-45391 |  |  |  | Class 1 REC | 2025-05-27 | 2024-09-04 | Residential |  | Lithium Ion |  | Tesla | 13.5 | 5 | 13.5 | 5 | Behind the Meter | Customer Bill Savings (e.g., Demand Charge Management, TOU Arbitrage | Self Generation |  |  | 18787181 | Yes | DC-Coupled | PhotoVoltaic | 10.62 | 11.5
ESMASI-51441 |  |  |  |  | 2025-05-27 | 2025-03-09 | Residential |  | Lithium Ion |  | Other | 32.24 | 11.4 | 32 | 11.5 | Behind the Meter | Reliability and Resiliency |  |  |  | 20333007 | Yes | DC-Coupled | PhotoVoltaic | 19.78 | 11.5
ESMASI-49786 |  |  |  | RECs | 2025-05-27 | 2025-01-15 | Residential |  | Lithium Ion |  | Tesla | 13.5 | 0 | 13.5 | 5 | Behind the Meter | Reliability and Resiliency |  |  |  | 19916462 | Yes | DC-Coupled | PhotoVoltaic | 16.195 | 11.5
ESMASI-51506 |  |  |  | Net Metering | 2025-05-27 | 2025-03-11 | 20 |  | Lithium Ion |  | Tesla | 0 | 0 | 27 | 10 | Behind the Meter |  |  |  |  | 20395507 | Yes | AC-Coupled | PhotoVoltaic | 14.8 | 15
ESMASI-37996 |  |  |  |  | 2025-05-28 | 2024-02-25 | Commercial |  | Lithium Ion |  | Tesla | 13.5 | 11.5 | 13.5 | 11.5 | Behind the Meter | Reliability and Resiliency | Micogrid |  |  | 15262238 | Yes | DC-Coupled | PhotoVoltaic | 12.3 | 11.5
ESMAEX-04658 |  |  |  | Utility DR Program | 2025-05-29 | 2025-03-18 | Residential |  | Lithium Ion |  | Tesla | 0 | 100 | 67.5 | 25 | Behind the Meter | Customer Bill Savings (e.g., Demand Charge Management, TOU Arbitrage | Peak Shaving/ Load Leveling | Reliability and Resiliency |  | 20440894 | Yes | DC-Coupled | PhotoVoltaic | 14.025 | 57.5
ESMASI-50115 |  |  |  | Connected Solutions Demand Response | 2025-05-30 | 2025-01-27 | Residential |  | Lithium Ion |  | Tesla | 13.5 | 5 | 13.5 | 5 | Behind the Meter | Customer Bill Savings (e.g., Demand Charge Management, TOU Arbitrage | Reliability and Resiliency |  |  | 20002953 | Yes | DC-Coupled | PhotoVoltaic | 10.63 | 0
HISTEX-59291 |  |  |  |  | 2025-06-02 | 2021-02-10 | Residential | [6 empty] | 4100 | 2400 | Standalone |  |  |  |  | 4976834 / 6S6782-2021 |  | AC-Coupled | PhotoVoltaic |  | 4100
ESMASI-52747 |  |  |  |  | 2025-06-02 | 2025-04-09 | Residential |  | Lithium Ion |  | Tesla | 13.5 | 11.5 | 13.5 | 11.5 | Behind the Meter |  |  |  |  | 20715610 | Yes | DC-Coupled | PhotoVoltaic | 8.28 | 11.5
ESMASI-52543 |  |  |  | Net Metering | 2025-06-02 | 2025-04-03 |  |  | Lithium Ion |  | Tesla | 13.5 | 13.5 | 13.5 | 5 | Behind the Meter |  |  |  |  | 20656715 | Yes | DC-Coupled | PhotoVoltaic | 10.25 | 7.4
ESMASI-52719 |  |  |  | Utility DR Program | 2025-06-02 | 2025-04-08 | Residential |  | Lithium Ion |  | Tesla | 0 | 0 | 40.5 | 5 | Behind the Meter | Customer Bill Savings (e.g., Demand Charge Management, TOU Arbitrage | Reliability and Resiliency |  |  | 20833557 | Yes | AC-Coupled | PhotoVoltaic | 9.46 | 15
ESMAEX-03996 |  |  |  | Connected Solutions Demand Response | 2025-06-03 | 2024-08-23 | Residential |  | Lithium Ion |  | Tesla | 0 | 0 | 27 | 10 | Behind the Meter | Customer Bill Savings (e.g., Demand Charge Management, TOU Arbitrage | Peak Shaving/ Load Leveling | Reliability and Resiliency |  | 18674392 | Yes | AC-Coupled | Other | 0 | 20
ESMASI-48729 |  |  |  | home backup only, zero export | 2025-06-03 | 2024-12-03 | Residential |  | Lithium Ion |  | Tesla | 0 | 0 | 13.5 | 5 | Behind the Meter |  |  |  |  | 19649425 | Yes | AC-Coupled | PhotoVoltaic | 8.6 | 6.6
ESMASI-48574 |  |  |  |  | 2025-06-04 | 2024-11-26 | Residential |  | Lithium Ion |  | Tesla | 13.5 | 11.5 | 13.5 | 5 | Behind the Meter |  |  |  |  | 19566218 | Yes | DC-Coupled | PhotoVoltaic | 8.28 | 11.5
ESMASI-49114 |  |  |  | Connected Solutions Demand Response | 2025-06-04 | 2024-12-16 | Residential |  | Lithium Ion |  | Tesla | 13.5 | 10 | 13.5 | 13.5 | Behind the Meter | Customer Bill Savings (e.g., Demand Charge Management, TOU Arbitrage | Reliability and Resiliency |  |  | 19692237 | Yes | DC-Coupled | PhotoVoltaic | 9.43 | 10
ESMASI-52175 |  |  |  | Connected Solutions | 2025-06-04 | 2025-03-26 | Residential |  | Lithium Ion |  | Tesla | 13.5 | 11.5 | 13.5 | 11.5 | Behind the Meter | Reliability and Resiliency |  |  |  | 20571580 | Yes | AC-Coupled | PhotoVoltaic | 2.43 | 11.5
ESMASI-53403 |  |  |  | Connected Solutions Demand Response | 2025-06-04 | 2025-04-24 | Residential |  | Lithium Ion |  | Tesla | 27 | 0 | 27 | 10 | Behind the Meter | Customer Bill Savings (e.g., Demand Charge Management, TOU Arbitrage | Reliability and Resiliency |  |  | 20962703 | Yes | DC-Coupled | PhotoVoltaic | 12.71 | 11.5
ESMASI-47267 |  |  |  |  | 2025-06-05 | 2024-10-22 | Residential |  | Lithium Ion |  | Tesla | 13.5 | 11.9 | 13.5 | 11.5 | Behind the Meter |  |  |  |  | 19207731 | Yes | DC-Coupled | PhotoVoltaic | 14.94 | 11.5
ESMASI-48306 |  |  |  | Class 1 REC | 2025-06-05 | 2024-11-19 | Residential |  | Lithium Ion |  | Tesla | 13.5 | 5 | 13.5 | 5 | Behind the Meter | Customer Bill Savings (e.g., Demand Charge Management, TOU Arbitrage | Self Generation |  |  | 19537226 | Yes | DC-Coupled | PhotoVoltaic | 7.14 | 11.5
ESMASI-49686 |  |  |  |  | 2025-06-05 | 2025-01-10 | Residential |  | Lithium Ion |  | Tesla | 0 | 0 | 13.5 | 5 | Behind the Meter |  |  |  |  | 20088329 | Yes | AC-Coupled | PhotoVoltaic | 6.97 | 5.1
ESMASI-49756 |  |  |  | RECs | 2025-06-05 | 2025-01-14 | Residential |  | Lithium Ion |  | Tesla | 13.5 | 0 | 13.5 | 9 | Behind the Meter | Reliability and Resiliency |  |  |  | 19918240 | Yes | AC-Coupled | PhotoVoltaic | 0 | 9
ESMASI-51427 |  |  |  | "Connected Solutions Demand Response" | 2025-06-05 | 2025-03-07 | Residential |  | Lithium Ion |  | Tesla | 27 | 10 | 27 | 10 | Behind the Meter | Customer Bill Savings (e.g., Demand Charge Management, TOU Arbitrage | Reliability and Resiliency |  |  | 20324651 | Yes | DC-Coupled | PhotoVoltaic | 9.02 | 10
ESMASI-50955 |  |  |  | Net Metering | 2025-06-05 | 2025-02-21 | Residential |  | Lithium Ion |  | Tesla | 13.5 | 11.5 | 13.5 | 11.5 | Behind the Meter |  |  |  |  | 20191189 | Yes | DC-Coupled | PhotoVoltaic | 8.2 | 11.5
ESMASI-51159 |  |  |  | Connected Solutions Demand Response | 2025-06-05 | 2025-02-27 | Residential |  | Lithium Ion |  | Tesla | 13.5 | 10 | 13.5 | 5 | Behind the Meter | Customer Bill Savings (e.g., Demand Charge Management, TOU Arbitrage | Reliability and Resiliency |  |  | 20236519 | Yes | DC-Coupled | PhotoVoltaic | 8.61 | 10
ESMASI-50171 |  | MA - Energy Efficiency/ DR Program |  |  | 2025-06-06 | 2025-01-28 | Residential |  | Lithium Ion |  | Other | 0 | 0 | 15 | 5 | Behind the Meter | Customer Bill Savings (e.g., Demand Charge Management, TOU Arbitrage | Reliability and Resiliency |  |  | 20050885 | Yes | AC-Coupled | PhotoVoltaic | 11.34 | 15
ESMASI-52136 |  |  |  | Connected Solutions Demand Response | 2025-06-06 | 2025-03-25 | Residential |  | Lithium Ion |  | Tesla | 27 | 11.5 | 27 | 10 | Behind the Meter | Customer Bill Savings (e.g., Demand Charge Management, TOU Arbitrage | Reliability and Resiliency |  |  | 20566619 | Yes | DC-Coupled | PhotoVoltaic | 16.4 | 11.5
ESMASI-54044 |  |  |  |  | 2025-06-06 | 2025-05-13 | Residential |  | Lithium Ion |  | Other | 13.64 | 13.64 | 13.6 | 6.5 | Behind the Meter |  |  |  |  | 21136162 | No | AC-Coupled | PhotoVoltaic | 13.64 | 11.904
ESMASI-50457 |  |  |  |  | 2025-06-09 | 2025-02-06 | Residential |  | Lithium Ion |  | Tesla | 27 | 5 | 27 | 10 | Behind the Meter | Self Generation |  |  |  | 20082649 | Yes | DC-Coupled | PhotoVoltaic | 16.77 | 11.5
ESMASI-50652 |  |  |  | Connected Solutions Demand Response | 2025-06-09 | 2025-02-12 | Residential |  | Lithium Ion |  | Tesla | 13.5 | 10 | 13.5 | 5 | Behind the Meter | Customer Bill Savings (e.g., Demand Charge Management, TOU Arbitrage | Reliability and Resiliency |  |  | 20236313 | Yes | DC-Coupled | PhotoVoltaic | 11.89 | 10
ESMAEX-04301 |  | ISO Markets |  |  | 2025-06-10 | 2024-11-26 | Residential |  | Lithium Ion |  | Enphase | 0 | 0 | 11.52 | 6 | Behind the Meter | Customer Bill Savings (e.g., Demand Charge Management, TOU Arbitrage |  |  |  | 19567033 | Yes | AC-Coupled | PhotoVoltaic | 11.96 | 21.5
ESMASI-51136 |  |  |  |  | 2025-06-10 | 2025-02-27 | Residential |  | Lithium Ion |  | Tesla | 14 | 14 | 13.5 | 5 | Behind the Meter |  |  |  |  | 20439249 | Yes | AC-Coupled | PhotoVoltaic | 2.43 | 6.8
ESMAEX-04131 |  |  |  | Connected Solutions Demand Response | 2025-06-11 | 2024-10-01 | Residential |  | Lithium Ion |  | Tesla | 0 | 0 | 13.5 | 11.5 | Behind the Meter | Customer Bill Savings (e.g., Demand Charge Management, TOU Arbitrage | Peak Shaving/ Load Leveling | Reliability and Resiliency |  | 18939982 | Yes | AC-Coupled | Other | 0 | 7.65
ESMASI-54550 |  |  |  | Connected Solutions Demand Response" | 2025-06-11 | 2025-05-26 | Residential |  | Lithium Ion |  | Tesla | 27 | 23 | 27 | 10 | Behind the Meter | Customer Bill Savings (e.g., Demand Charge Management, TOU Arbitrage | Reliability and Resiliency |  |  | 21279643 | Yes | DC-Coupled | PhotoVoltaic | 16.2 | 15
ESMASI-50292 |  |  |  | Class 1 Rec | 2025-06-11 | 2025-01-31 | Commercial |  | Lithium Ion |  | Tesla | 27 | 5 | 27 | 10 | Behind the Meter | Customer Bill Savings (e.g., Demand Charge Management, TOU Arbitrage | Self Generation |  |  | 21389325 | Yes | DC-Coupled | PhotoVoltaic | 15.48 | 11.5
ESMASI-52469 |  |  |  |  | 2025-06-11 | 2025-04-02 | Residential |  | Lithium Ion |  | Tesla | 11.5 | 11.5 | 13.5 | 11.5 | Behind the Meter |  |  |  |  | 20650351 | Yes | AC-Coupled | PhotoVoltaic | 6.8 | 1.5
ESMAEX-04011 |  |  |  | Connected Solutions Demand Response | 2025-06-12 | 2024-08-27 | Residential |  | Lithium Ion |  | Tesla | 13.5 | 5 | 27 | 10 | Behind the Meter | Customer Bill Savings (e.g., Demand Charge Management, TOU Arbitrage | Peak Shaving/ Load Leveling | Reliability and Resiliency |  | 18675405 | Yes | AC-Coupled | PhotoVoltaic | 9.02 | 17.6
ESMAEX-04198 |  |  |  | Connected Solutions Demand Response | 2025-06-12 | 2024-10-21 | Residential |  | Lithium Ion |  | Tesla | 27 | 23 | 13.5 | 11.5 | Behind the Meter | Customer Bill Savings (e.g., Demand Charge Management, TOU Arbitrage | Peak Shaving/ Load Leveling | Reliability and Resiliency |  | 19225851 | Yes | AC-Coupled | PhotoVoltaic | 17.22 | 34.5
ESMAEX-04427 |  | ISO Markets |  |  | 2025-06-12 | 2025-01-10 | Residential |  | Lithium Ion |  | Enphase | 0 | 0 | 7.68 | 7.68 | Behind the Meter | Customer Bill Savings (e.g., Demand Charge Management, TOU Arbitrage |  |  |  | 16408319 | Yes | AC-Coupled | PhotoVoltaic | 15.18 | 19.58
ESMAEX-04669 |  |  |  |  | 2025-06-12 | 2025-03-19 | Residential |  | Lithium Ion |  | Enphase | 20 | 20 | 20 | 15.36 | Behind the Meter |  |  |  |  | 20524217 | Yes | AC-Coupled | PhotoVoltaic | 20.24 | 32.256
ESMASI-48394 |  |  |  | Connected Solutions Demand Response | 2025-06-12 | 2024-11-21 | Residential |  | Lithium Ion |  | Tesla | 13.5 | 0 | 13.5 | 11.5 | Behind the Meter | Customer Bill Savings (e.g., Demand Charge Management, TOU Arbitrage | Reliability and Resiliency |  |  | 19489068 | No | AC-Coupled | Other | 0 | 11.5
ESMASI-49675 |  |  |  | Connected Solutions Demand Response | 2025-06-12 | 2025-01-10 | Residential |  | Lithium Ion |  | Tesla | 27 | 10 | 27 | 10 | Behind the Meter | Customer Bill Savings (e.g., Demand Charge Management, TOU Arbitrage | Reliability and Resiliency |  |  | 19900448 | Yes | DC-Coupled | PhotoVoltaic | 12.71 | 10
ESMASI-52095 |  |  |  | Connected Solutions Demand Response | 2025-06-12 | 2025-03-25 | Residential |  | Lithium Ion |  | Tesla | 13.5 | 10 | 13.5 | 5 | Behind the Meter | Customer Bill Savings (e.g., Demand Charge Management, TOU Arbitrage | Reliability and Resiliency |  |  | 20509266 | Yes | DC-Coupled | PhotoVoltaic | 12.3 | 10
ESMASI-51329 |  |  |  |  | 2025-06-12 | 2025-03-05 | Residential |  | Lithium Ion |  | Other | 20 | 10 | 27 | 10 | Behind the Meter | Reliability and Resiliency |  |  |  | 20355718 | Yes | DC-Coupled | PhotoVoltaic | 15.18 | 11.4
ESMASI-51955 |  |  |  |  | 2025-06-12 | 2025-03-20 | Residential |  | Lithium Ion |  | Tesla | 13.5 | 5 | 13.5 | 5 | Behind the Meter | Customer Bill Savings (e.g., Demand Charge Management, TOU Arbitrage |  |  |  | 20474322 | Yes | DC-Coupled | PhotoVoltaic | 7.74 | 11.5
ESMAEX-04203 |  |  |  | Connected Solutions Demand Response | 2025-06-13 | 2024-10-24 | Residential |  | Lithium Ion |  | Tesla | 13.5 | 0 | 13.5 | 11.5 | Behind the Meter | Customer Bill Savings (e.g., Demand Charge Management, TOU Arbitrage | Peak Shaving/ Load Leveling | Reliability and Resiliency |  | 19268940 | No | AC-Coupled | Other | 0 | 11.5
ESMAEX-04274 |  |  |  | Connected Solutions Demand Response | 2025-06-13 | 2024-11-13 | Residential |  | Lithium Ion |  | Tesla | 0 | 0 | 13.5 | 11.5 | Behind the Meter | Customer Bill Savings (e.g., Demand Charge Management, TOU Arbitrage | Peak Shaving/ Load Leveling | Reliability and Resiliency |  | 19425153 | Yes | AC-Coupled | Other | 0 | 11.5
ESMAEX-04586 |  |  |  |  | 2025-06-13 | 2025-03-04 | Residential |  | Lithium Ion |  | Tesla | 0 | 0 | 13.5 | 5 | Behind the Meter |  |  |  |  | 20313369 | Yes | AC-Coupled | PhotoVoltaic | 0 | 15.2
ESMASI-50131 |  |  |  | "Connected Solutions Demand Response | 2025-06-13 | 2025-01-27 | Residential |  | Lithium Ion |  | Tesla | 13.5 | 10 | 13.5 | 5 | Behind the Meter | Customer Bill Savings (e.g., Demand Charge Management, TOU Arbitrage | Reliability and Resiliency |  |  | 20008452 | Yes | DC-Coupled | PhotoVoltaic | 8.2 | 10
ESMASI-50609 |  |  |  |  | 2025-06-13 | 2025-02-11 | Residential |  | Lithium Ion |  | Other | 9.7 | 7.68 | 9.7 | 7 | Behind the Meter | Customer Bill Savings (e.g., Demand Charge Management, TOU Arbitrage | Reliability and Resiliency |  |  | 20108562 | Yes | DC-Coupled | PhotoVoltaic | 10.66 | 10
ESMASI-51116 |  |  |  |  | 2025-06-13 | 2025-02-26 | Residential |  | Lithium Ion |  | Other | 13.6 | 15 | 27.2 | 13.5 | Behind the Meter | Reliability and Resiliency |  |  |  | 19973936 | Yes | AC-Coupled | PhotoVoltaic | 10.75 | 10
ESMASI-51993 |  |  |  | Utility DR Program | 2025-06-13 | 2025-03-21 | Residential |  | Lithium Ion |  | Tesla | 0 | 60000 | 40.5 | 15 | Behind the Meter | Customer Bill Savings (e.g., Demand Charge Management, TOU Arbitrage | Reliability and Resiliency |  |  | 20539229 | Yes | DC-Coupled | PhotoVoltaic | 0 | 0
ESMASI-53127 |  |  |  | Connected Solutions Demand Response | 2025-06-13 | 2025-04-17 | Residential |  | Lithium Ion |  | Tesla | 13.5 | 11.5 | 13.5 | 11.5 | Behind the Meter | Customer Bill Savings (e.g., Demand Charge Management, TOU Arbitrage | Reliability and Resiliency |  |  | 20804087 | Yes | DC-Coupled | PhotoVoltaic | 11.48 | 11.5
ESMASI-54291 |  |  |  | Net Metering | 2025-06-13 | 2025-05-19 | Residential |  | Lithium Ion |  | Tesla | 13.5 | 11.5 | 13.5 | 11.5 | Behind the Meter |  |  |  |  | 21206680 | Yes | DC-Coupled | PhotoVoltaic | 8.2 | 10
ESMAEX-04422 |  |  |  | Connected Solutions Demand Response | 2025-06-17 | 2025-01-10 | Residential |  | Lithium Ion |  | Tesla | 13.5 | 7.6 | 13.5 | 5 | Behind the Meter | Customer Bill Savings (e.g., Demand Charge Management, TOU Arbitrage | Reliability and Resiliency |  |  | 19871051 | Yes | DC-Coupled | PhotoVoltaic | 11.34 | 15.2
ESMASI-45511 |  | MA - SMART Program | MA - Energy Efficiency/ DR Program |  | 2025-06-17 | 2024-09-06 | Residential |  | Lithium Ion |  | Other | 29.1 | 21 | 29.1 | 21 | Behind the Meter |  |  |  |  | 18899817 | Yes | DC-Coupled | PhotoVoltaic | 12.8 | 10
ESMASI-52162 |  |  |  |  | 2025-06-17 | 2025-03-30 | 10 |  | Lithium Ion |  | Tesla | 9.84 | 9.84 | 13.5 | 11.5 | Behind the Meter |  |  |  |  | 20697326 | Yes | AC-Coupled | PhotoVoltaic | 9.84 | 11.5
ESMASI-52306 |  |  |  |  | 2025-06-17 |  | Residential |  |  |  | Other | 9.7 | 5 | 9.7 | 5 | Behind the Meter | Customer Bill Savings (e.g., Demand Charge Management, TOU Arbitrage |  |  |  | 20596997 | Yes | DC-Coupled | PhotoVoltaic | 6.48 | 5.76
HISTEX-68390 |  |  |  |  | 2025-06-18 | 2018-04-27 | Residential | [13 empty] | 2277113 | Yes |  |  |  | 4999
ESMAEX-03261 |  | MA - SMART Program |  | Connected Solutions Demand Response | 2025-06-18 | 2023-12-08 | Residential |  | Lithium Ion |  | Tesla | 40.5 | 15 | 40.5 | 15 | Behind the Meter | Customer Bill Savings (e.g., Demand Charge Management, TOU Arbitrage | Peak Shaving/ Load Leveling | Reliability and Resiliency |  | 15900810 | Yes | AC-Coupled | PhotoVoltaic | 20.655 | 34.5
ESMAEX-04012 |  |  |  | Connected Solutions Demand Response | 2025-06-18 | 2024-08-27 | Residential |  | Lithium Ion |  | Tesla | 27 | 10 | 27 | 10 | Behind the Meter | Customer Bill Savings (e.g., Demand Charge Management, TOU Arbitrage | Peak Shaving/ Load Leveling | Reliability and Resiliency |  | 18675033 | Yes | DC-Coupled | PhotoVoltaic | 19.845 | 15.2
ESMASI-51695 |  |  |  |  | 2025-06-18 | 2025-03-14 |  |  | Lithium Ion |  | Tesla | 13.5 | 20 | 13.5 | 5 | Behind the Meter | Reliability and Resiliency |  |  |  | 20539751 | Yes | DC-Coupled | PhotoVoltaic | 7.31 | 11.5
ESMASI-52237 |  |  |  | Net Metering | 2025-06-18 | 2025-03-27 | 10 |  | Lithium Ion |  | Tesla | 13.5 | 11.5 | 13.5 | 11.5 | Behind the Meter |  |  |  |  | 20552279 | Yes | DC-Coupled | PhotoVoltaic | 11.07 | 11.5
ESMASI-55031 |  |  |  | Connected Solutions Demand Response | 2025-06-18 | 2025-06-06 | Residential |  | Lithium Ion |  | Tesla |  |  | 27 | 10 | Behind the Meter | Customer Bill Savings (e.g., Demand Charge Management, TOU Arbitrage | Reliability and Resiliency |  |  | 21439968 | No | AC-Coupled | Other | 0 | 10
ESMAEX-02530 |  |  |  |  | 2025-06-19 | 2023-05-26 | 10 |  | Lithium Ion |  | Tesla | 27 | 10 | 27 | 10 | Behind the Meter | Customer Bill Savings (e.g., Demand Charge Management, TOU Arbitrage | Peak Shaving/ Load Leveling | Reliability and Resiliency |  | 13416791 | Yes | AC-Coupled | PhotoVoltaic | 23.2 | 22.8
ESMASI-50703 |  |  |  | Connected Solutions | 2025-06-19 | 2025-02-13 | 10 |  | Lithium Ion |  | Tesla | 13.5 | 11.5 | 13.5 | 11.5 | Behind the Meter | Customer Bill Savings (e.g., Demand Charge Management, TOU Arbitrage | Reliability and Resiliency |  |  | 20124479 | Yes | AC-Coupled | PhotoVoltaic | 1.855 | 11.5
ESMAEX-02922 |  |  |  |  | 2025-06-20 | 2023-09-15 | Residential |  | Lithium Ion |  | Tesla | 0 | 0 | 40.5 | 15 | Behind the Meter | Customer Bill Savings (e.g., Demand Charge Management, TOU Arbitrage | Peak Shaving/ Load Leveling | Reliability and Resiliency |  | 14658758 | Yes | AC-Coupled | Other | 0 | 15
ESMAEX-03660 |  |  |  | Connected Solutions Demand Response | 2025-06-20 | 2024-07-25 | Residential |  | Lithium Ion |  | Tesla | 0 | 0 | 27 | 10 | Behind the Meter | Customer Bill Savings (e.g., Demand Charge Management, TOU Arbitrage | Peak Shaving/ Load Leveling | Reliability and Resiliency |  | 17316542 | Yes | AC-Coupled | Other | 0 | 10
ESMAEX-03702 |  |  |  | Connected Solutions | 2025-06-20 | 2024-04-23 | Residential |  | Lithium Ion |  | Tesla | 0 | 0 | 13.5 | 11.5 | Behind the Meter | Customer Bill Savings (e.g., Demand Charge Management, TOU Arbitrage |  |  |  | 17392911 | Yes | DC-Coupled | PhotoVoltaic | 10.44 | 23
ESMAEX-04083 |  |  |  |  | 2025-06-20 | 2024-09-20 | Residential |  | Lithium Ion |  | Tesla | 13.5 | 11.5 | 27 | 10 | Behind the Meter | Customer Bill Savings (e.g., Demand Charge Management, TOU Arbitrage | Reliability and Resiliency |  |  | 19227285 | Yes | DC-Coupled | PhotoVoltaic | 24.912 | 23
ESMASI-50918 |  |  |  |  | 2025-06-20 | 2025-02-20 | Residential |  | Lithium Ion |  | Tesla | 0 | 11.5 | 13.5 | 5 | Behind the Meter |  |  |  |  | 20229052 | Yes | DC-Coupled | PhotoVoltaic | 5.655 | 11.5
ESMASI-52715 |  |  |  | Net Metering | 2025-06-20 | 2025-04-08 | Residential |  | Lithium Ion |  | Tesla | 23 | 23 | 13.5 | 5 | Behind the Meter |  |  |  |  | 20772382 | Yes | DC-Coupled | PhotoVoltaic | 24.19 | 15
ESMAEX-04411 |  |  |  |  | 2025-06-23 | 2024-12-31 | Residential |  | Lithium Ion |  | Tesla | 13.5 | 13.5 | 13.5 | 11.5 | Behind the Meter |  |  |  |  | 19828229 | Yes | AC-Coupled | PhotoVoltaic | 11.5 | 11.5
ESMAEX-04426 |  |  |  | Connected Solutions Demand Response | 2025-06-23 | 2025-01-10 | Residential |  | Lithium Ion |  | Tesla | 0 | 0 | 13.5 | 11.5 | Behind the Meter | Customer Bill Savings (e.g., Demand Charge Management, TOU Arbitrage | Peak Shaving/ Load Leveling | Reliability and Resiliency |  | 19917553 | Yes | AC-Coupled | Other | 0 | 10
ESMAEX-04694 |  |  |  |  | 2025-06-23 | 2025-03-26 | Residential |  | Lithium Ion |  | Tesla | 11.35 | 11.5 | 13.5 | 11.5 | Behind the Meter |  |  |  |  | 20567995 | Yes | AC-Coupled | PhotoVoltaic | 15.91 | 23
ESMASI-50394 |  |  |  |  | 2025-06-23 | 2025-02-04 | Residential |  | Lithium Ion |  | Tesla | 13.5 | 13.5 | 13.5 | 5 | Behind the Meter |  |  |  |  | 20101119 | Yes | AC-Coupled | PhotoVoltaic | 7.885 | 11.5
ESMASI-51033 |  |  |  |  | 2025-06-23 | 2025-03-03 | Residential |  | Lithium Ion |  | Tesla | 0 | 13.5 | 13.5 | 5 | Behind the Meter |  |  |  |  | 20258287 | Yes | DC-Coupled | PhotoVoltaic | 13.33 | 11.5
ESMASI-52086 |  |  |  |  | 2025-06-23 | 2025-03-24 | Residential |  | Lithium Ion |  | Tesla | 0 | 0 | 13.5 | 5 | Behind the Meter | Peak Shaving/ Load Leveling |  |  |  | 20493989 | Yes | AC-Coupled | PhotoVoltaic | 4.2 | 8.8
ESMASI-54456 |  |  |  |  | 2025-06-24 | 2025-05-22 | Residential |  | Lithium Ion |  | Tesla | 13.5 | 13.5 | 13.5 | 5 | Behind the Meter |  |  |  |  | 21295950 | Yes | AC-Coupled | PhotoVoltaic | 19.575 | 15
ESMASI-55369 |  |  |  |  | 2025-06-24 | 2025-06-16 | Residential |  | Lithium Ion |  | Other |  |  | 15 | 4.44 | Behind the Meter | Reliability and Resiliency |  |  |  | 20365800 | Yes | AC-Coupled | PhotoVoltaic | 13.76 | 15
ESMASI-52244 |  |  |  | Net Metering | 2025-06-25 | 2025-03-27 | Residential |  | Lithium Ion |  | Tesla | 13.5 | 11.5 | 13.5 | 11.5 | Behind the Meter |  |  |  |  | 20653170 | Yes | DC-Coupled | PhotoVoltaic | 13.53 | 11.5
ESMASI-53876 |  |  |  |  | 2025-06-25 | 2025-05-08 | Residential |  | Lithium Ion |  | Tesla | 27 | 13.5 | 27 | 10 | Behind the Meter | Reliability and Resiliency |  |  |  | 21099291 | Yes | DC-Coupled | PhotoVoltaic | 14.35 | 11.5
ESMASI-53877 |  |  |  |  | 2025-06-25 | 2025-05-08 | Residential |  | Lithium Ion |  | Tesla | 27 | 13.5 | 27 | 10 | Behind the Meter |  |  |  |  | 21099558 | Yes | DC-Coupled | PhotoVoltaic | 14.35 | 11.5
ESMASI-49983 |  |  |  | Connected Solutions Demand Response" | 2025-06-26 | 2025-01-22 | Residential |  | Lithium Ion |  | Tesla | 0 | 0 | 13.5 | 11.5 | Behind the Meter | Customer Bill Savings (e.g., Demand Charge Management, TOU Arbitrage | Reliability and Resiliency |  |  | 19974734 | No | AC-Coupled | PhotoVoltaic | 0 | 11.5
ESMASI-50939 |  |  |  | Connected Solutions Demand Response | 2025-06-26 | 2025-02-20 | Residential |  | Lithium Ion |  | Tesla | 13.5 | 10 | 13.5 | 5 | Behind the Meter | Customer Bill Savings (e.g., Demand Charge Management, TOU Arbitrage | Reliability and Resiliency |  |  | 20773968 | Yes | DC-Coupled | PhotoVoltaic | 5.74 | 10
ESMASI-50585 |  |  |  |  | 2025-06-26 | 2025-02-10 | Residential |  | Lithium Ion |  | SimpliFi | 19.95 | 16.8 | 19.97 | 10 | Behind the Meter | Reliability and Resiliency |  |  |  | 20228985 | Yes | DC-Coupled | PhotoVoltaic | 9.03 | 15
ESMASI-50716 |  |  |  |  | 2025-06-27 | 2025-02-13 | Residential |  | Lithium Ion |  | Other | 19.4 | 10 | 19.4 | 10 | Behind the Meter | Reliability and Resiliency |  |  |  | 20146160 | Yes | DC-Coupled | PhotoVoltaic | 15.58 | 13.8
ESMASI-51337 |  |  |  |  | 2025-06-27 | 2025-03-05 | Residential |  | Lithium Ion |  | Tesla | 13.5 | 13.5 | 13.5 | 5 | Behind the Meter |  |  |  |  | 20334611 | Yes | AC-Coupled | PhotoVoltaic | 6.96 | 11.5
ESMAEX-04551 |  |  |  | Connected Solutions Demand Response | 2025-06-30 | 2025-02-20 | Residential |  | Lithium Ion |  | Tesla | 40.5 | 20 | 40.5 | 15 | Behind the Meter | Customer Bill Savings (e.g., Demand Charge Management, TOU Arbitrage | Peak Shaving/ Load Leveling | Reliability and Resiliency |  | 20170517 | Yes | DC-Coupled | PhotoVoltaic | 18.45 | 20
ESMAEX-03935 |  |  |  | Connected Solutions Demand Response | 2025-07-01 | 2024-07-30 | Residential |  | Lithium Ion |  | Tesla | 13.5 | 11.5 | 13.5 | 5 | Behind the Meter | Customer Bill Savings (e.g., Demand Charge Management, TOU Arbitrage | Peak Shaving/ Load Leveling | Reliability and Resiliency |  | 18413715 | Yes | AC-Coupled | PhotoVoltaic | 11.74 | 20
ESMASI-51900 |  |  |  |  | 2025-07-01 | 2025-03-20 | Residential |  | Lithium Ion |  | Tesla | 13.5 | 13.5 | 13.5 | 5 | Behind the Meter |  |  |  |  | 20433918 | Yes | DC-Coupled | PhotoVoltaic | 6.88 | 11.5
ESMASI-53165 |  |  |  | Net Metering | 2025-07-02 | 2025-04-18 | 10 |  | Lithium Ion |  | Tesla | 13.5 | 11.5 | 13.5 | 5 | Behind the Meter |  |  |  |  | 20804284 | Yes | DC-Coupled | PhotoVoltaic | 15.58 | 5
ESMASI-54225 |  |  |  | "Connected Solutions Demand Response | 2025-07-02 | 2025-05-16 | Residential |  | Lithium Ion |  | Tesla | 13.5 | 11.5 | 13.5 | 5 | Behind the Meter |  |  |  |  | 21177157 | Yes | DC-Coupled | PhotoVoltaic | 11.07 | 11.5
ESMASI-38695 |  |  |  |  | 2025-07-07 | 2024-03-15 | Residential |  | Lithium Ion |  | Other | 12.6 | 5 | 12.6 | 8.6 | Behind the Meter |  |  |  |  | 16862558 | Yes | DC-Coupled | PhotoVoltaic | 9.289 | 9.46
ESMASI-48358 |  |  |  | Connected Solutions Demand Response | 2025-07-07 | 2024-11-20 | Residential |  | Lithium Ion |  | Tesla | 13.5 | 5 | 13.5 | 5 | Behind the Meter | Customer Bill Savings (e.g., Demand Charge Management, TOU Arbitrage | Reliability and Resiliency |  |  | 19472268 | Yes | DC-Coupled | PhotoVoltaic | 8.61 | 7.6
ESMASI-49597 |  |  |  |  | 2025-07-07 | 2025-01-08 | Residential |  | Lithium Ion |  | Enphase | 25 | 25 | 25 | 12.5 | Behind the Meter |  |  |  |  | 19900004 | Yes | AC-Coupled | PhotoVoltaic | 15 | 0
ESMASI-50969 |  |  |  |  | 2025-07-07 | 2025-02-21 | Residential |  | Lithium Ion |  | Tesla | 13.5 | 20 | 13.5 | 5 | Behind the Meter | Reliability and Resiliency |  |  |  | 20213003 | Yes | DC-Coupled | PhotoVoltaic | 5.59 | 11.5
ESMASI-54335 |  |  |  | Net Metering | 2025-07-08 | 2025-05-20 | Residential |  | Lithium Ion |  | Tesla | 13.5 | 11.5 | 13.5 | 11.5 | Behind the Meter |  |  |  |  | 21209458 | Yes | DC-Coupled | PhotoVoltaic | 7.79 | 5
ESMASI-50650 |  |  |  | RECs | 2025-07-09 | 2025-02-12 | 10 |  | Lithium Ion |  | Tesla | 13.5 | 0 | 13.5 | 5 | Behind the Meter | Reliability and Resiliency |  |  |  | 20122764 | Yes | DC-Coupled | PhotoVoltaic | 15.01 | 11.5
ESMASI-50783 |  |  |  |  | 2025-07-10 | 2025-02-17 | Residential |  | Lithium Ion |  | Tesla | 27 | 5 | 27 | 10 | Behind the Meter | Self Generation |  |  |  | 20147353 | Yes | DC-Coupled | PhotoVoltaic | 8.28 | 11.5
ESMAEX-03070 |  | MA - SMART Program |  |  | 2025-07-11 | 2023-10-19 | Lithium Ion |  | Lithium Ion |  | Tesla | 0 | 0 | 27 | 10 | Behind the Meter | Self Generation |  |  |  | 15764812 | Yes | AC-Coupled | PhotoVoltaic | 16.61 | 12.3
ESMAEX-03777 |  | Energy Efficiency/ DR Program |  |  | 2025-07-11 | 2024-05-17 | Residential |  | Lithium Ion |  | Tesla | 0 | 0 | 27 | 10 | Behind the Meter | Self Generation |  |  |  | 17831137 | Yes | AC-Coupled | PhotoVoltaic | 10.53 | 18.12
ESMAEX-04173 |  |  |  | Net Metering | 2025-07-11 | 2024-10-15 | Residential |  | Lithium Ion |  | Tesla | 0 | 0 | 13.5 | 11.5 | Behind the Meter |  |  |  |  | 19225047 | Yes | AC-Coupled | PhotoVoltaic | 6.56 | 17.26
ESMASI-50745 |  |  |  |  | 2025-07-14 | 2025-02-14 | Commercial |  | Lithium Ion |  | Tesla | 13.5 | 5 | 13.5 | 5 | Behind the Meter | Self Generation |  |  |  | 20138330 | Yes | DC-Coupled | PhotoVoltaic | 9.03 | 11.5
ESMASI-51111 |  |  |  |  | 2025-07-14 | 2025-02-26 | Residential |  | Lithium Ion |  | Tesla | 13.5 | 20 | 13.5 | 5 | Behind the Meter | Reliability and Resiliency |  |  |  | 20345567 | Yes | DC-Coupled | PhotoVoltaic | 9.2 | 11.5
ESMASI-51697 |  |  |  | RECs | 2025-07-14 | 2025-03-14 | 10 |  | Lithium Ion |  | Tesla | 13.5 | 0 | 13.5 | 5 | Behind the Meter | Reliability and Resiliency |  |  |  | 20407293 | Yes | DC-Coupled | PhotoVoltaic | 7.56 | 11.5
ESMASI-54183 |  |  |  | Net Metering | 2025-07-14 | 2025-05-15 | Residential |  | Lithium Ion |  | Tesla | 13.5 | 11.5 | 13.5 | 11.5 | Behind the Meter |  |  |  |  | 21168586 | Yes | DC-Coupled | PhotoVoltaic | 3.28 | 9
ESMAEX-03366 |  |  |  |  | 2025-07-15 | 2024-01-17 | Residential |  | Lithium Ion |  | Other | 38.8 | 20.6 | 38.8 | 20.6 | Behind the Meter | Reliability and Resiliency |  |  |  | 16222869 | Yes | DC-Coupled | PhotoVoltaic | 33.6 | 22.8
ESMASI-48684 |  |  |  | Connected Solutions | 2025-07-15 | 2024-12-02 | Commercial |  | Lithium Ion |  | Tesla | 0 | 0 | 13.5 | 5 | Behind the Meter | Customer Bill Savings (e.g., Demand Charge Management, TOU Arbitrage |  |  |  | 19584176 | Yes | DC-Coupled | PhotoVoltaic | 5.525 | 5.525
ESMASI-51178 |  |  |  | RECs | 2025-07-15 | 2025-02-28 | Residential |  | Lithium Ion |  | Tesla | 0 | 0 | 13.5 | 5 | Behind the Meter | Reliability and Resiliency |  |  |  | 20243965 | Yes | DC-Coupled | PhotoVoltaic | 11.61 | 7.8
ESMAEX-04288 |  |  |  | Class 1 Rec | 2025-07-16 | 2024-11-20 | Residential |  | Lithium Ion |  | Tesla | 13.5 | 5 | 54 | 20 | Behind the Meter | Customer Bill Savings (e.g., Demand Charge Management, TOU Arbitrage | Self Generation |  |  | 19477512 | Yes | DC-Coupled | PhotoVoltaic | 23.38 | 46
ESMASI-52752 |  |  |  | Net Metering | 2025-07-16 | 2025-04-09 | Residential |  | Lithium Ion |  | Tesla | 27 | 23 | 27 | 10 | Behind the Meter |  |  |  |  | 20729468 | Yes | DC-Coupled | PhotoVoltaic | 6.56 | 9
ESMAEX-04646 |  |  |  |  | 2025-07-17 | 2025-03-17 | Residential |  | Lithium Ion |  | Enphase | 0 | 0 | 11.52 | 6 | Behind the Meter | Customer Bill Savings (e.g., Demand Charge Management, TOU Arbitrage |  |  |  | 20409892 | Yes | AC-Coupled | PhotoVoltaic | 14.72 | 23.81
ESMASI-50798 |  |  |  |  | 2025-07-17 | 2025-02-17 | Residential |  | Lithium Ion |  | Other | 13.6 | 5 | 13.6 | 5 | Behind the Meter | Customer Bill Savings (e.g., Demand Charge Management, TOU Arbitrage |  |  |  | 20192122 | Yes | AC-Coupled | PhotoVoltaic | 7.31 | 10.61
ESMASI-55924 |  |  |  |  | 2025-07-17 | 2025-06-30 | Residential |  | Lithium Ion |  | Tesla | 0 | 0 | 27 | 10 | Behind the Meter | Customer Bill Savings (e.g., Demand Charge Management, TOU Arbitrage | Reliability and Resiliency |  |  | 21865453 | Yes | AC-Coupled | PhotoVoltaic | 12.8 | 0
ESMAEX-04231 |  |  |  |  | 2025-07-18 | 2024-11-01 | Residential |  | Lithium Ion |  | Other | 0 | 0 | 30 | 15 | Behind the Meter | Customer Bill Savings (e.g., Demand Charge Management, TOU Arbitrage | Self Generation |  |  | 19413821 | Yes | AC-Coupled | Other | 0 | 15
ESMAEX-03959 |  |  |  | Connected Solutions Demand Response | 2025-07-21 | 2024-08-09 | Residential |  | Lithium Ion |  | Tesla | 13.5 | 11.5 | 13.5 | 11.5 | Behind the Meter | Customer Bill Savings (e.g., Demand Charge Management, TOU Arbitrage | Peak Shaving/ Load Leveling | Reliability and Resiliency |  | 18426362 | Yes | DC-Coupled | PhotoVoltaic | 19.27 | 8.95
ESMAEX-04488 |  |  |  | Connected Solutions Demand Response | 2025-07-21 | 2025-02-05 | Residential |  | Lithium Ion |  | Tesla | 0 | 0 | 27 | 10 | Behind the Meter | Customer Bill Savings (e.g., Demand Charge Management, TOU Arbitrage | Peak Shaving/ Load Leveling | Reliability and Resiliency |  | 20092030 | Yes | AC-Coupled | PhotoVoltaic | 5.74 | 15.2
ESMASI-49881 |  |  |  | Connected Solutions Demand Response | 2025-07-21 |  | 10 |  |  |  | Tesla | 13.5 | 10 | 13.5 | 5 | Behind the Meter | Customer Bill Savings (e.g., Demand Charge Management, TOU Arbitrage | Reliability and Resiliency |  |  | 19943865 | Yes | DC-Coupled | PhotoVoltaic | 8.2 | 10
ESMASI-51161 |  |  |  |  | 2025-07-21 | 2025-02-27 | Residential |  | Lithium Ion |  | Enphase | 5 | 5 | 5 | 3.9 | Behind the Meter | Reliability and Resiliency |  |  |  | 20236608 | Yes | AC-Coupled | PhotoVoltaic | 16.53 | 1.092
ESMASI-52180 |  |  |  |  | 2025-07-21 | 2025-03-26 | Residential |  | Lithium Ion |  | Tesla | 0 | 0 | 13.5 | 5 | Behind the Meter |  |  |  |  | 20567093 | Yes | DC-Coupled | PhotoVoltaic | 9.84 | 7.6
ESMAEX-03450 |  |  |  | Net Metering | 2025-07-22 | 2024-02-14 | Residential |  | Lithium Ion |  | Tesla | 0 | 0 | 27 | 10 | Behind the Meter |  |  |  |  | 16587270 | Yes | AC-Coupled | PhotoVoltaic | 13.2 | 10
ESMAEX-04544 |  |  |  |  | 2025-07-23 | 2025-02-20 | Residential |  | Lithium Ion |  | Enphase | 0 | 0 | 7.68 | 3.5 | Behind the Meter |  |  |  |  | 20311524 | Yes | AC-Coupled | PhotoVoltaic | 14.26 | 19.58
ESMASI-52304 |  |  |  |  | 2025-07-23 | 2025-03-30 | Residential |  | Lithium Ion |  | Tesla | 13.5 | 10 | 13.5 | 5 | Behind the Meter |  |  |  |  | 20650558 | Yes | DC-Coupled | PhotoVoltaic | 13.53 | 11.5
ESMASI-54008 |  |  |  |  | 2025-07-23 | 2025-05-13 | Residential |  | Lithium Ion |  | Tesla | 11.5 | 11.05 | 13.5 | 11.5 | Behind the Meter |  |  |  |  | 21135882 | Yes | DC-Coupled | PhotoVoltaic | 11.05 | 11
ESMASI-50638 |  |  |  |  | 2025-07-24 | 2025-02-12 | Residential |  | Lithium Ion |  | Tesla | 11.5 | 11.5 | 13.5 | 11.5 | Behind the Meter |  |  |  |  | 20122686 | Yes | DC-Coupled | PhotoVoltaic | 13.44 | 11.5
ESMASI-54054 |  |  |  |  | 2025-07-24 | 2025-05-14 | Residential |  | Lithium Ion |  | Tesla | 13.5 | 11.5 | 13.5 | 11.5 | Behind the Meter | Reliability and Resiliency |  |  |  | 21168238 | Yes | DC-Coupled | PhotoVoltaic | 14.6 | 11.5
ESMASI-51609 |  |  |  |  | 2025-07-24 | 2025-03-13 | Residential |  | Lithium Ion |  | Tesla | 27 | 5 | 27 | 10 | Behind the Meter | Self Generation |  |  |  | 20368047 | Yes | DC-Coupled | PhotoVoltaic | 12.04 | 11.5
ESMASI-55668 |  |  |  |  | 2025-07-25 | 2025-04-14 | Residential |  | Lithium Ion |  | Tesla | 13.5 | 11.5 | 13.5 | 11.5 | Behind the Meter |  |  |  |  | 21632509 | Yes | DC-Coupled | PhotoVoltaic | 8.28 | 11.5
ESMAEX-04791 |  |  |  | Backup | 2025-07-28 |  | Residential |  |  |  | Tesla | 27 | 23 | 27 | 10 | Behind the Meter |  |  |  |  | 20741587 | Yes | DC-Coupled | PhotoVoltaic | 7.79 | 23
ESMASI-51027 |  |  |  | Connected Solutions | 2025-07-28 | 2025-02-24 | Residential |  | Lithium Ion |  | Tesla | 13.5 | 11.5 | 13.5 | 11.5 | Behind the Meter | Peak Shaving/ Load Leveling | Reliability and Resiliency |  |  | 20214085 | Yes | AC-Coupled | PhotoVoltaic | 3.6 | 11.5
ESMAEX-04849 |  |  |  | Utility DR Program | 2025-07-29 | 2025-04-28 | Residential |  | Lithium Ion |  | Other | 77.6 | 40 | 77.6 | 40 | Behind the Meter | Customer Bill Savings (e.g., Demand Charge Management, TOU Arbitrage | Peak Shaving/ Load Leveling | Reliability and Resiliency |  | 20928283 | Yes | DC-Coupled | PhotoVoltaic | 16.095 | 20
ESMAEX-04649 |  |  |  |  | 2025-07-30 | 2025-03-18 | Residential |  | Lithium Ion |  | Enphase | 20 | 20 | 15.36 | 3.84 | Behind the Meter |  |  |  |  | 20488039 | Yes | AC-Coupled | PhotoVoltaic | 11.62 | 23.76
ESMASI-43866 |  |  |  |  | 2025-07-30 | 2024-07-29 | Residential |  | Lithium Ion |  | Tesla | 13.5 | 13.5 | 13.5 | 5 | Behind the Meter |  |  |  |  | 18401326 | No | AC-Coupled | PhotoVoltaic | 13.6 | 10
ESMASI-51950 |  |  |  |  | 2025-07-30 | 2025-03-20 | Residential |  | Lithium Ion |  | Enphase | 0 | 0 | 5 | 3.9 | Behind the Meter |  |  |  |  | 20474292 | Yes | AC-Coupled | PhotoVoltaic | 0 | 0
ESMASI-52726 |  |  |  | Net Metering | 2025-07-30 | 2025-04-08 | Residential |  | Lithium Ion |  | Tesla | 13.5 | 11.5 | 13.5 | 11.5 | Behind the Meter |  |  |  |  | 20701142 | Yes | DC-Coupled | PhotoVoltaic | 11.48 | 11.5
ESMAEX-04437 |  |  |  | Connected Solutions Demand Response | 2025-07-31 | 2025-01-15 | Residential |  | Lithium Ion |  | Tesla | 13.5 | 5 | 27 | 10 | Behind the Meter | Customer Bill Savings (e.g., Demand Charge Management, TOU Arbitrage | Peak Shaving/ Load Leveling | Reliability and Resiliency |  | 20095034 | Yes | AC-Coupled | PhotoVoltaic | 12.4 | 17.6
ESMASI-53300 |  |  |  | Connected Solutions Demand Response | 2025-07-31 | 2025-04-22 | Residential |  | Lithium Ion |  | Tesla | 13.5 | 11.5 | 13.5 | 11.5 | Behind the Meter | Customer Bill Savings (e.g., Demand Charge Management, TOU Arbitrage | Reliability and Resiliency |  |  | 20848016 | Yes | DC-Coupled | PhotoVoltaic | 6.15 | 11.5
ESMASI-49874 |  |  |  | Tesla Energy Operations, Inc | 2025-08-01 | 2025-01-17 | Residential |  | Lithium Ion |  | Tesla | 13.5 | 10 | 13.5 | 5 | Behind the Meter | Customer Bill Savings (e.g., Demand Charge Management, TOU Arbitrage | Reliability and Resiliency |  |  | 20036903 | Yes | DC-Coupled | PhotoVoltaic | 13.12 | 10
ESMASI-51949 |  | MA - SMART Program |  | Connected Solutions Demand Response | 2025-08-01 | 2025-03-20 | Residential |  | Lithium Ion |  | Tesla | 13.5 | 5 | 13.5 | 5 | Behind the Meter | Customer Bill Savings (e.g., Demand Charge Management, TOU Arbitrage | Reliability and Resiliency |  |  | 20439468 | Yes | DC-Coupled | PhotoVoltaic | 14.4 | 0
ESMASI-51655 |  |  |  |  | 2025-08-01 | 2025-03-13 | Residential |  | Lithium Ion |  | Tesla | 13.5 | 13.5 | 13.5 | 5 | Behind the Meter |  |  |  |  | 20409843 | Yes | AC-Coupled | PhotoVoltaic | 16.53 | 15
ESMASI-53667 |  |  |  | Connected Solutions Demand Response | 2025-08-01 | 2025-05-02 | Residential |  | Lithium Ion |  | Tesla | 27 | 11.5 | 27 | 10 | Behind the Meter | Customer Bill Savings (e.g., Demand Charge Management, TOU Arbitrage | Reliability and Resiliency |  |  | 21103265 | Yes | DC-Coupled | PhotoVoltaic | 12.3 | 11.5
ESMASI-53981 |  |  |  |  | 2025-08-04 | 2025-05-12 | Residential |  | Lithium Ion |  | Other | 15 | 10 | 15 | 5.4 | Behind the Meter |  |  |  |  | 21136077 | Yes | AC-Coupled | Other | 0 | 5.4
ESMAEX-04293 |  |  |  |  | 2025-08-05 | 2025-02-06 | Residential |  | Lithium Ion |  | Other | 0 | 0 | 10 | 10 | Behind the Meter |  |  |  |  | 19713631 | Yes | AC-Coupled | PhotoVoltaic | 0 | 10
ESMASI-51788 |  |  |  |  | 2025-08-05 | 2025-03-18 | 10 |  | Lithium Ion |  | Other | 9.7 | 5 | 9.7 | 5 | Behind the Meter | Reliability and Resiliency |  |  |  | 20539697 | Yes | DC-Coupled | PhotoVoltaic | 7.79 | 7.6
ESMASI-55379 |  |  |  |  | 2025-08-05 | 2025-06-16 | Residential |  | Lithium Ion |  | Other |  |  | 45 | 3.66 | Behind the Meter |  |  |  |  | 21539669 | Yes | AC-Coupled | PhotoVoltaic | 13.485 | 15.006
ESMASI-51990 |  |  |  | Utility DR Program | 2025-08-06 | 2025-03-21 | Residential |  | Lithium Ion |  | Other | 19400 | 10 | 19.4 | 10 | Behind the Meter | Customer Bill Savings (e.g., Demand Charge Management, TOU Arbitrage | Reliability and Resiliency |  |  | 20488136 | Yes | DC-Coupled | PhotoVoltaic | 14.19 | 10
ESMASI-55443 |  |  |  |  | 2025-08-06 | 2025-06-17 | Residential |  | Lithium Ion |  | Other | 0 | 0 | 7.678 | 3.5 | Behind the Meter |  |  |  |  | 21661865 | Yes | AC-Coupled | PhotoVoltaic | 10.12 | 15.73
ESMAEX-03302 |  | MA - SMART Program |  | Connected Solutions Demand Response | 2025-08-07 | 2023-12-20 | Residential |  | Lithium Ion |  | Tesla | 40.5 | 15 | 13.5 | 5 | Behind the Meter | Customer Bill Savings (e.g., Demand Charge Management, TOU Arbitrage | Peak Shaving/ Load Leveling | Reliability and Resiliency |  | 15972898 | Yes | AC-Coupled | PhotoVoltaic | 16.2 | 20.2
ESMASI-52709 |  |  |  | Net Metering | 2025-08-07 | 2025-04-08 | Residential |  | Lithium Ion |  | Tesla | 11.5 | 11.5 | 13.5 | 11.5 | Behind the Meter |  |  |  |  | 20685820 | Yes | DC-Coupled | PhotoVoltaic | 9.43 | 11.2
ESMASI-52886 |  |  |  | Net Metering | 2025-08-07 | 2025-04-11 | Residential |  | Lithium Ion |  | Tesla | 13.5 | 11.5 | 13.5 | 11.5 | Behind the Meter |  |  |  |  | 20720968 | Yes | DC-Coupled | PhotoVoltaic | 7.79 | 11.5
ESMASI-54466 |  |  |  | Connected Solutions Demand Response | 2025-08-07 | 2025-05-22 | Residential |  | Lithium Ion |  | Tesla | 13.5 | 11.5 | 13.5 | 11.5 | Behind the Meter | Customer Bill Savings (e.g., Demand Charge Management, TOU Arbitrage | Reliability and Resiliency |  |  | 21249205 | Yes | DC-Coupled | PhotoVoltaic | 5.33 | 11.5
ESMASI-56646 |  | MA - Energy Efficiency/ DR Program |  |  | 2025-08-07 | 2025-07-21 | Residential |  | Lithium Ion |  | Tesla | 0 | 0 | 11.5 | 34.5 | Behind the Meter | Reliability and Resiliency |  |  |  | 22068354 | Yes | AC-Coupled | PhotoVoltaic | 0 | 34.5
ESMASI-51164 |  |  |  | Connected Solutions Demand Response | 2025-08-08 | 2025-02-27 | Residential |  | Lithium Ion |  | Tesla | 13.5 | 10 | 13.5 | 5 | Behind the Meter | Customer Bill Savings (e.g., Demand Charge Management, TOU Arbitrage | Reliability and Resiliency |  |  | 20260962 | Yes | DC-Coupled | PhotoVoltaic | 6.15 | 10
ESMAEX-04525 |  |  |  |  | 2025-08-11 | 2025-02-15 | Residential |  | Lithium Ion |  | Enphase | 0 | 0 | 10 | 7.68 | Behind the Meter |  |  |  |  | 20212755 | Yes | AC-Coupled | PhotoVoltaic | 15.91 | 18.78
ESMAEX-04740 |  |  |  | Net Metering | 2025-08-11 | 2025-04-04 | Residential |  | Lithium Ion |  | Tesla | 27 | 23 | 27 | 10 | Behind the Meter |  |  |  |  | 20788128 | Yes | DC-Coupled | PhotoVoltaic | 23.37 | 23
ESMASI-50343 |  |  |  |  | 2025-08-11 | 2025-02-03 | Residential |  | Lithium Ion |  | Tesla | 13.5 | 13.5 | 11.5 | 11.5 | Behind the Meter |  |  |  |  | 20058246 | Yes | AC-Coupled | PhotoVoltaic | 15.725 | 11.5
ESMASI-52938 |  |  |  | Net Metering | 2025-08-11 | 2025-04-14 | Residential |  | Lithium Ion |  | Tesla | 13.5 | 11.5 | 13.5 | 11.5 | Behind the Meter |  |  |  |  | 20757811 | Yes | DC-Coupled | PhotoVoltaic | 9.02 | 11.5
ESMASI-56882 |  |  |  | Net Metering | 2025-08-12 | 2025-07-25 | Residential |  | Lithium Ion |  | Tesla | 13.5 | 11.5 | 13.5 | 11.5 | Behind the Meter |  |  |  |  | 22235915 | Yes | DC-Coupled | PhotoVoltaic | 4.51 | 11.5
ESMASI-51345 |  |  |  |  | 2025-08-13 | 2025-03-05 | Residential |  | Lithium Ion |  | Enphase | 40 | 40 | 5.02 | 3.9 | Behind the Meter |  |  |  |  | 20293849 | Yes | AC-Coupled | PhotoVoltaic | 9.96 | 5.02
ESMASI-52027 |  |  |  | Utility DR Program | 2025-08-13 | 2025-03-24 | Residential |  | Lithium Ion |  | Other | 19400 | 10 | 19.4 | 10 | Behind the Meter | Customer Bill Savings (e.g., Demand Charge Management, TOU Arbitrage | Reliability and Resiliency |  |  | 20493794 | Yes | DC-Coupled | PhotoVoltaic | 4.3 | 5.7
ESMASI-52628 |  |  |  |  | 2025-08-13 | 2025-04-07 | Residential |  | Lithium Ion |  | Other | 15 | 0 | 15 | 5 | Behind the Meter | Customer Bill Savings (e.g., Demand Charge Management, TOU Arbitrage | Self Generation |  |  | 20729464 | Yes | AC-Coupled | PhotoVoltaic | 0 | 5
ESMASI-53382 |  |  |  | Connected Solutions Demand Response | 2025-08-14 | 2025-04-24 | Residential |  | Lithium Ion |  | Tesla | 13.5 | 11.5 | 13.5 | 11.5 | Behind the Meter | Customer Bill Savings (e.g., Demand Charge Management, TOU Arbitrage | Reliability and Resiliency |  |  | 20887832 | Yes | DC-Coupled | PhotoVoltaic | 11.48 | 11.5
ESMASI-56462 |  |  |  | Net Metering | 2025-08-14 | 2025-07-15 | Residential |  | Lithium Ion |  | Tesla |  |  | 13.5 | 5 | Behind the Meter |  |  |  |  | 21961197 | Yes | AC-Coupled | PhotoVoltaic | 12.285 | 15
ESMASI-54741 |  |  |  | Net Metering | 2025-08-15 | 2025-05-30 | Residential |  | Lithium Ion |  | Tesla | 13.5 | 11.5 | 13.5 | 11.5 | Behind the Meter |  |  |  |  | 21446579 | Yes | DC-Coupled | PhotoVoltaic | 5.74 | 11.5
ESMASI-56364 |  | MA - Energy Efficiency/ DR Program |  |  | 2025-08-15 | 2025-07-14 | Residential |  | Lithium Ion |  | Tesla |  |  | 13.5 | 13.5 | Behind the Meter | Reliability and Resiliency |  |  |  | 21921956 | Yes | AC-Coupled | PhotoVoltaic | 4.51 | 11.5
ESMAEX-04841 |  |  |  | Connected Solutions Demand Response | 2025-08-18 | 2025-04-24 | Residential |  | Lithium Ion |  | Tesla | 0 | 0 | 13.5 | 5 | Behind the Meter | Customer Bill Savings (e.g., Demand Charge Management, TOU Arbitrage | Peak Shaving/ Load Leveling | Reliability and Resiliency |  | 20874646 | Yes | AC-Coupled | Other | 0 | 5
ESMAEX-04948 |  | Energy Efficiency/ DR Program | MA - DOER/ MassCEC Funded Projects | Utility DR Program | 2025-08-18 | 2025-05-19 | Residential |  | Lithium Ion |  | Tesla | 0 | 0 | 27 | 10 | Behind the Meter | Reliability and Resiliency | Self Generation |  |  | 21206833 | Yes | AC-Coupled | Other | 0 | 23
ESMASI-48355 |  |  |  |  | 2025-08-18 | 2024-11-20 | Residential |  | Lithium Ion |  | Enphase | 5 | 5 | 5 | 3.84 | Behind the Meter | Reliability and Resiliency |  |  |  | 19472377 | Yes | AC-Coupled | PhotoVoltaic | 10.08 | 3.84
ESMAEX-04531 |  |  |  |  | 2025-08-19 | 2025-02-18 | Residential |  | Lithium Ion |  | Enphase | 15 | 15 | 11.52 | 6 | Behind the Meter |  |  |  |  | 20176719 | Yes | AC-Coupled | PhotoVoltaic | 8.075 | 29.31
ESMAEX-04652 |  |  |  | Connected Solutions Demand Response | 2025-08-19 | 2025-03-18 | Residential |  | Lithium Ion |  | Tesla | 0 | 0 | 40.5 | 15 | Behind the Meter | Customer Bill Savings (e.g., Demand Charge Management, TOU Arbitrage | Peak Shaving/ Load Leveling | Reliability and Resiliency |  | 21159297 | Yes | AC-Coupled | PhotoVoltaic | 8.505 | 22.6
ESMASI-48836 |  |  |  | UTILITY DR PROGRAM | 2025-08-19 | 2024-12-06 | Residential |  | Lithium Ion |  | Tesla | 0 | 0 | 40.5 | 15 | Behind the Meter | Customer Bill Savings (e.g., Demand Charge Management, TOU Arbitrage | Reliability and Resiliency |  |  | 19628363 | Yes | AC-Coupled | PhotoVoltaic | 19.78 | 10
ESMASI-51293 |  |  |  | Class 1 REC | 2025-08-19 | 2025-03-04 | Residential |  | Lithium Ion |  | Tesla | 27 | 5 | 11.5 | 5 | Behind the Meter | Customer Bill Savings (e.g., Demand Charge Management, TOU Arbitrage | Self Generation |  |  | 20272658 | Yes | AC-Coupled | PhotoVoltaic | 10.44 | 11.5
ESMASI-54304 |  |  |  | Connected Solutions Demand Response | 2025-08-19 | 2025-05-19 | Residential |  | Lithium Ion |  | Tesla | 40.5 | 11.5 | 40.5 | 15 | Behind the Meter | Customer Bill Savings (e.g., Demand Charge Management, TOU Arbitrage | Reliability and Resiliency |  |  | 21207113 | Yes | DC-Coupled | PhotoVoltaic | 14.35 | 11.5
ESMAEX-04560 |  | MA - SMART Program |  |  | 2025-08-20 | 2025-02-24 | Residential |  | Lithium Ion |  | Tesla | 13.5 | 11.5 | 13.5 | 11.5 | Behind the Meter | Reliability and Resiliency |  |  |  | 20242209 | Yes | AC-Coupled | PhotoVoltaic | 9.89 | 18.4
ESMASI-54855 |  | MA - Energy Efficiency/ DR Program |  |  | 2025-08-20 | 2025-06-03 | Residential |  | Lithium Ion |  | Tesla | 13.5 | 0 | 13.5 | 5 | Behind the Meter | Self Generation |  |  |  | 21396132 | Yes | DC-Coupled | PhotoVoltaic | 12.9 | 11.5
ESMAEX-04317 |  |  |  | Net Metering | 2025-08-21 | 2024-12-02 | Residential |  | Lithium Ion |  | Tesla | 0 | 0 | 13.5 | 11.5 | Behind the Meter |  |  |  |  | 19632271 | Yes | AC-Coupled | PhotoVoltaic | 9.84 | 19.1
ESMASI-54902 |  |  |  | Utility DR Program | 2025-08-21 | 2025-06-04 | Residential |  | Lithium Ion |  | Other | 9.7 | 5 | 9.7 | 5 | Behind the Meter | Customer Bill Savings (e.g., Demand Charge Management, TOU Arbitrage | Reliability and Resiliency |  |  | 21401095 | Yes | DC-Coupled | PhotoVoltaic | 10.44 | 7.6
ESMAEX-04836 |  |  |  |  | 2025-08-22 | 2025-04-23 | Residential |  | Lithium Ion |  | Tesla | 0 | 0 | 27 | 23 | Behind the Meter | Customer Bill Savings (e.g., Demand Charge Management, TOU Arbitrage | Peak Shaving/ Load Leveling | Reliability and Resiliency |  | 21206846 | Yes | AC-Coupled | Other | 0 | 23
ESMASI-54580 |  |  |  |  | 2025-08-22 | 2025-05-27 | Residential |  | Lithium Ion |  | Other | 15 | 15 | 15 | 6.95 | Behind the Meter |  |  |  |  | 21394862 | Yes | AC-Coupled | PhotoVoltaic | 9.57 | 15
ESMASI-54459 |  |  |  |  | 2025-08-22 | 2025-05-22 | Residential |  | Lithium Ion |  | Tesla |  |  | 11.5 | 5 | Behind the Meter |  |  |  |  | 21295236 | Yes | AC-Coupled | PhotoVoltaic | 23.22 | 23
ESMASI-56378 |  |  |  | Connected Solutions | 2025-08-22 | 2025-07-14 | Residential |  | Lithium Ion |  | Tesla | 13.5 | 11.5 | 13.5 | 11.5 | Behind the Meter | Micogrid |  |  |  | 21922469 | Yes | DC-Coupled | PhotoVoltaic | 18.49 | 11.5
ESMAEX-04171 |  |  |  | "Connected Solutions Demand Response | 2025-08-25 | 2024-10-14 | Residential |  | Lithium Ion |  | Tesla | 27 | 10 | 13.5 | 5 | Behind the Meter | Customer Bill Savings (e.g., Demand Charge Management, TOU Arbitrage | Peak Shaving/ Load Leveling | Reliability and Resiliency |  | 19076942 | Yes | AC-Coupled | PhotoVoltaic | 14.58 | 10
ESMASI-52209 |  |  |  |  | 2025-08-25 | 2025-03-27 | Residential |  | Lithium Ion |  | Other | 15 | 0 | 15 | 8.4 | Behind the Meter | Customer Bill Savings (e.g., Demand Charge Management, TOU Arbitrage | Self Generation |  |  | 20730881 | Yes | AC-Coupled | PhotoVoltaic | 0 | 8.4
ESMASI-55521 |  |  |  |  | 2025-08-25 | 2025-06-18 | Residential |  | Lithium Ion |  | Tesla | 13.5 | 13.5 | 13.5 | 5 | Behind the Meter | Customer Bill Savings (e.g., Demand Charge Management, TOU Arbitrage |  |  |  | 21612182 | Yes | DC-Coupled | PhotoVoltaic | 7.395 | 11.5
ESMASI-54760 |  |  |  | Net Metering | 2025-08-26 | 2025-05-30 | Residential |  | Lithium Ion |  | Tesla | 13.5 | 11.5 | 13.5 | 11.5 | Behind the Meter |  |  |  |  | 21344534 | Yes | DC-Coupled | PhotoVoltaic | 12.71 | 11.5
ESMASI-55450 |  | MA - Energy Efficiency/ DR Program |  |  | 2025-08-27 | 2025-06-17 | Residential |  | Lithium Ion |  | Other | 0 | 0 | 30 | 5 | Behind the Meter | Customer Bill Savings (e.g., Demand Charge Management, TOU Arbitrage | Reliability and Resiliency |  |  | 21946881 | Yes | AC-Coupled | PhotoVoltaic | 7.2 | 5
ESMASI-55840 |  |  |  | Net Metering | 2025-08-28 | 2025-06-26 | Residential |  | Lithium Ion |  | Tesla | 13.5 | 11.5 | 13.5 | 11.5 | Behind the Meter |  |  |  |  | 21717560 | Yes | DC-Coupled | PhotoVoltaic | 5.74 | 11.5
ESMAEX-05134 |  |  |  | Backup | 2025-08-29 | 2025-06-26 | Residential |  | Lithium Ion |  | Tesla | 27 | 23 | 27 | 23 | Behind the Meter |  |  |  |  | 21743720 | Yes | DC-Coupled | PhotoVoltaic | 22.96 | 23
ESMAEX-04863 |  |  |  | Connected Solutions | 2025-09-02 | 2025-05-01 | Residential |  | Lithium Ion |  | Tesla | 0 | 0 | 13.5 | 11.5 | Behind the Meter | Reliability and Resiliency |  |  |  | 20971430 | Yes | DC-Coupled | PhotoVoltaic | 5.28 | 11.5
ESMASI-54474 |  |  |  |  | 2025-09-02 | 2025-05-23 | Residential |  | Lithium Ion |  | Tesla | 13.5 | 5 | 13.5 | 5 | Behind the Meter | Self Generation |  |  |  | 21265657 | No | DC-Coupled | PhotoVoltaic | 10.32 | 11.5
ESMASI-54867 |  |  |  | Net Metering | 2025-09-02 | 2025-06-03 | Residential |  | Lithium Ion |  | Tesla | 13.5 | 11.5 | 13.5 | 11.5 | Behind the Meter |  |  |  |  | 21385396 | Yes | DC-Coupled | PhotoVoltaic | 9.84 | 11.5
ESMASI-57719 |  | MA - SMART Program |  |  | 2025-09-02 | 2025-08-14 | Residential |  | Lithium Ion |  | Tesla |  |  | 13.5 | 5 | Behind the Meter | Micogrid | Self Generation |  |  | 22380472 | Yes | AC-Coupled | PhotoVoltaic | 8 | 10.9
ESMASI-51455 |  |  |  |  | 2025-09-03 | 2025-03-10 | Residential |  | Lithium Ion |  | Tesla | 13.5 | 5 | 13.5 | 5 | Behind the Meter | Self Generation |  |  |  | 20322708 | Yes | DC-Coupled | PhotoVoltaic | 7.04 | 11.5
ESMASI-56160 |  |  |  | Net Metering | 2025-09-03 | 2025-07-07 | Residential |  | Lithium Ion |  | Tesla | 13.5 | 11.5 | 13.5 | 11.5 | Behind the Meter |  |  |  |  | 21939981 | Yes | DC-Coupled | PhotoVoltaic | 6.15 | 11.5
ESMAEX-04434 |  |  |  | Connected Solutions Demand Response | 2025-09-04 | 2025-01-15 | Residential |  | Lithium Ion |  | Tesla | 0 | 0 | 13.5 | 11.5 | Behind the Meter | Customer Bill Savings (e.g., Demand Charge Management, TOU Arbitrage | Peak Shaving/ Load Leveling | Reliability and Resiliency |  | 19918745 | Yes | AC-Coupled | Other | 0 | 15.5
ESMAEX-04803 |  |  |  | Connected Solutions Demand Response | 2025-09-05 | 2025-04-17 | Residential |  | Lithium Ion |  | Tesla | 13.5 | 0 | 13.5 | 11.5 | Behind the Meter | Customer Bill Savings (e.g., Demand Charge Management, TOU Arbitrage | Peak Shaving/ Load Leveling | Reliability and Resiliency |  | 20783493 | Yes | AC-Coupled | Other | 0 | 11.5
ESMASI-49224 |  |  |  |  | 2025-09-05 | 2024-12-19 | Residential |  | Lithium Ion |  | Tesla | 13.5 | 11.5 | 13.5 | 11.5 | Behind the Meter | Reliability and Resiliency |  |  |  | 19834519 | Yes | DC-Coupled | PhotoVoltaic | 12.325 | 11.5
ESMASI-57988 |  |  |  |  | 2025-09-06 |  | Residential |  | Lithium Ion |  | Tesla | 27 | 10 | 13.5 | 5 | [5 empty] | 22455077 | Yes | AC-Coupled | PhotoVoltaic | 16.632 | 20.2
ESMASI-55133 |  |  |  | Connected Solutions Demand Response | 2025-09-08 | 2025-06-09 | Residential |  | Lithium Ion |  | Tesla | 27 | 23 | 27 | 23 | Behind the Meter | Customer Bill Savings (e.g., Demand Charge Management, TOU Arbitrage | Reliability and Resiliency |  |  | 21532245 | No | DC-Coupled | PhotoVoltaic | 0 | 0
ESMASI-57968 |  |  |  | Utility DR Program | 2025-09-08 | 2025-08-19 | Residential |  | Lithium Ion |  | Tesla |  |  | 40.5 | 15 | Behind the Meter | Customer Bill Savings (e.g., Demand Charge Management, TOU Arbitrage | Reliability and Resiliency |  |  | 22545205 | Yes | AC-Coupled | PhotoVoltaic | 25.8 | 15
ESMAEX-04454 |  |  |  | Connected Solutions Demand Response | 2025-09-09 | 2025-01-21 | Residential |  | Lithium Ion |  | Tesla | 13.5 | 11.5 | 13.5 | 11.5 | Behind the Meter | Customer Bill Savings (e.g., Demand Charge Management, TOU Arbitrage | Peak Shaving/ Load Leveling | Reliability and Resiliency |  | 20049136 | Yes | DC-Coupled | PhotoVoltaic | 15.58 | 15.3
ESMASI-48686 |  |  |  |  | 2025-09-09 | 2024-12-02 | Residential |  | Lithium Ion |  | Tesla | 13.5 | 11.5 | 13.5 | 11.5 | Behind the Meter |  |  |  |  | 19575027 | Yes | DC-Coupled | PhotoVoltaic | 9.2 | 11.5
ESMASI-51765 |  |  |  |  | 2025-09-09 | 2025-03-17 | Residential |  | Lithium Ion |  | Tesla | 11.48 | 11.48 | 11.48 | 6 | Behind the Meter |  |  |  |  | 20579748 | Yes | AC-Coupled | PhotoVoltaic | 11.48 | 11.5
ESMAEX-03940 |  |  |  | Connected Solutions Demand Response | 2025-09-10 | 2024-07-31 | Residential |  | Lithium Ion |  | Tesla | 0 | 0 | 40.5 | 15 | Behind the Meter | Customer Bill Savings (e.g., Demand Charge Management, TOU Arbitrage | Peak Shaving/ Load Leveling | Reliability and Resiliency |  | 18365807 | Yes | AC-Coupled | Other | 0 | 15
ESMAEX-04516 |  |  |  |  | 2025-09-10 | 2025-02-24 | Residential |  | Lithium Ion |  | Tesla | 13.5 | 10.875 | 27 | 23 | Behind the Meter | Reliability and Resiliency |  |  |  | 20226366 | Yes | AC-Coupled | PhotoVoltaic | 21.75 | 23
ESMASI-55064 |  |  |  |  | 2025-09-10 | 2025-06-09 | Residential |  | Lithium Ion |  | Other | 8.06 | 11.4 | 11.4 | 8.06 | Behind the Meter | Reliability and Resiliency |  |  |  | 21554824 | Yes | DC-Coupled | PhotoVoltaic | 13.76 | 11.5
ESMAEX-04534 |  |  |  | Connected Solutions Demand Response | 2025-09-11 | 2025-02-18 | Residential |  | Lithium Ion |  | Tesla | 0 | 0 | 27 | 23 | Behind the Meter | Customer Bill Savings (e.g., Demand Charge Management, TOU Arbitrage | Peak Shaving/ Load Leveling | Reliability and Resiliency |  | 20369853 | Yes | AC-Coupled | Other | 0 | 23
ESMAEX-04490 |  |  |  |  | 2025-09-11 | 2025-02-06 | Residential |  | Lithium Ion |  | Tesla | 0 | 0 | 13.5 | 5 | Behind the Meter |  |  |  |  | 20087584 | Yes | AC-Coupled | PhotoVoltaic | 5.95 | 11.5
ESMAEX-04970 |  |  |  | Connected Solutions Demand Response | 2025-09-11 | 2025-05-22 | Residential |  | Lithium Ion |  | Tesla | 13.5 | 11.5 | 40.5 | 34.5 | Behind the Meter | Customer Bill Savings (e.g., Demand Charge Management, TOU Arbitrage | Peak Shaving/ Load Leveling | Reliability and Resiliency |  | 21484632 | Yes | AC-Coupled | PhotoVoltaic | 8.2 | 46
ESMASI-50685 |  |  |  |  | 2025-09-11 | 2025-02-13 | Residential |  | Lithium Ion |  | Enphase | 10 | 10 | 10 | 5.016 | Behind the Meter |  |  |  |  | 20195913 | Yes | AC-Coupled | PhotoVoltaic | 11.96 | 15
ESMASI-52600 |  |  |  |  | 2025-09-11 | 2025-04-04 | Residential |  | Lithium Ion |  | Other |  |  | 15 | 7.2 | Behind the Meter | Reliability and Resiliency |  |  |  | 20654338 | Yes | AC-Coupled | PhotoVoltaic | 11.18 | 7.2
ESMAEX-03993 |  |  |  | Connected Solutions Demand Response | 2025-09-12 | 2024-08-23 | Residential |  | Lithium Ion |  | Tesla | 0 | 0 | 27 | 10 | Behind the Meter | Customer Bill Savings (e.g., Demand Charge Management, TOU Arbitrage | Peak Shaving/ Load Leveling | Reliability and Resiliency |  | 18639728 | Yes | AC-Coupled | Other | 0 | 10
ESMAEX-04247 |  |  |  | Connected Solutions Demand Response | 2025-09-12 | 2024-11-07 | Residential |  | Lithium Ion |  | Tesla | 0 | 0 | 27 | 10 | Behind the Meter | Customer Bill Savings (e.g., Demand Charge Management, TOU Arbitrage | Peak Shaving/ Load Leveling | Reliability and Resiliency |  | 19680938 | Yes | AC-Coupled | Other | 0 | 10
ESMASI-50915 |  |  |  | Class 1 Rec | 2025-09-15 | 2025-02-20 | Residential |  | Lithium Ion |  | Tesla | 27 | 5 | 27 | 10 | Behind the Meter | Customer Bill Savings (e.g., Demand Charge Management, TOU Arbitrage | Self Generation |  |  | 20177591 | Yes | DC-Coupled | PhotoVoltaic | 7.74 | 11.5
ESMASI-53805 |  |  |  | Net Metering | 2025-09-16 | 2025-05-07 | Residential |  | Lithium Ion |  | Tesla | 13.5 | 11.5 | 13.5 | 11.5 | Behind the Meter |  |  |  |  | 21090222 | Yes | DC-Coupled | PhotoVoltaic | 9.02 | 9.9
ESMAEX-04052 |  | Energy Efficiency/ DR Program |  |  | 2025-09-17 | 2024-09-11 | Residential |  | Lithium Ion |  | Enphase | 5 | 3.84 | 20 | 15.36 | Behind the Meter | Reliability and Resiliency |  |  |  | 19168615 | Yes | AC-Coupled | PhotoVoltaic | 10.4 | 7.67
ESMAEX-04363 |  |  |  | Net Metering | 2025-09-17 | 2024-12-11 | Residential |  | Lithium Ion |  | Tesla | 0 | 0 | 13.5 | 11.5 | Behind the Meter |  |  |  |  | 19645856 | Yes | AC-Coupled | PhotoVoltaic | 8.2 | 17.26
ESMASI-50733 |  |  |  |  | 2025-09-17 | 2025-02-14 | Residential |  | Lithium Ion |  | Tesla | 10.95 | 20 | 13.5 | 5 | Behind the Meter |  |  |  |  | 20159017 | Yes | DC-Coupled | PhotoVoltaic | 10 | 10
ESMAEX-04102 |  |  |  | Connected Solutions Demand Response | 2025-09-18 | 2024-09-25 | Residential |  | Lithium Ion |  | Tesla | 13.5 | 0 | 27 | 23 | Behind the Meter | Customer Bill Savings (e.g., Demand Charge Management, TOU Arbitrage | Peak Shaving/ Load Leveling | Reliability and Resiliency |  | 18884350 | Yes | AC-Coupled | Other | 0 | 20
ESMASI-51498 |  |  |  |  | 2025-09-18 | 2025-03-11 | Residential |  | Lithium Ion |  | Other | 27.2 | 10 | 27.2 | 3.57 | Behind the Meter |  |  |  |  | 20841814 | Yes | AC-Coupled | PhotoVoltaic | 10.875 | 3.57
ESMASI-56045 |  |  |  | Net Metering | 2025-09-18 | 2025-07-02 | Residential |  | Lithium Ion |  | Tesla | 13.5 | 11.5 | 13.5 | 11.5 | Behind the Meter |  |  |  |  | 21865386 | Yes | DC-Coupled | PhotoVoltaic | 4.51 | 11.5
ESMASI-57354 |  |  |  | Net Metering | 2025-09-18 | 2025-08-06 | Residential |  | Lithium Ion |  | Other | 0 | 0 | 15 | 9.24 | Behind the Meter |  |  |  |  | 22324837 | Yes | AC-Coupled | PhotoVoltaic | 7.29 | 15
ESMAEX-04493 |  |  |  | Connected Solutions Demand Response | 2025-09-19 | 2025-02-06 | Residential |  | Lithium Ion |  | Tesla | 54 | 23 | 54 | 23 | Behind the Meter | Customer Bill Savings (e.g., Demand Charge Management, TOU Arbitrage | Peak Shaving/ Load Leveling | Reliability and Resiliency |  | 20124489 | Yes | DC-Coupled | PhotoVoltaic | 18.45 | 23
ESMASI-56134 |  |  |  |  | 2025-09-19 | 2025-07-07 | Residential |  | Lithium Ion |  | Tesla | 13.5 | 13.5 | 13.5 | 5 | Behind the Meter | Micogrid |  |  |  | 21832529 | Yes | DC-Coupled | PhotoVoltaic | 13.485 | 11.5
ESMASI-56444 |  |  |  | Net Metering | 2025-09-19 | 2025-07-15 | Residential |  | Lithium Ion |  | Tesla | 27 | 23 | 27 | 23 | Behind the Meter |  |  |  |  | 21991115 | Yes | DC-Coupled | PhotoVoltaic | 2.05 | 23
ESMASI-51799 |  |  |  |  | 2025-09-22 | 2025-03-18 | Residential |  | Lithium Ion |  | Enphase | 5 | 5 | 7.68 | 5 | Behind the Meter |  |  |  |  | 20424375 | Yes | AC-Coupled | PhotoVoltaic | 7.82 | 14.208
ESMASI-56809 |  |  |  | RECs | 2025-09-22 | 2025-07-24 | Residential |  | Lithium Ion |  | Tesla | 13.5 | 0 |  |  | Behind the Meter | Reliability and Resiliency |  |  |  | 22082815 | Yes | DC-Coupled | PhotoVoltaic | 11.455 | 11.5
ESMASI-55841 |  |  |  |  | 2025-09-22 | 2025-06-26 | Residential |  | Lithium Ion |  | Other |  |  | 15 | 10 | Behind the Meter | Reliability and Resiliency |  |  |  | 21691049 | Yes | AC-Coupled | PhotoVoltaic | 5.59 | 13.9
ESMASI-50476 |  |  |  |  | 2025-09-23 | 2025-02-06 | Residential |  | Lithium Ion |  | Other | 9.7 | 7.68 | 9.7 | 5 | Behind the Meter | Customer Bill Savings (e.g., Demand Charge Management, TOU Arbitrage | Reliability and Resiliency |  |  | 20152293 | Yes | AC-Coupled | PhotoVoltaic | 11.6 | 15
ESMASI-55748 |  |  |  |  | 2025-09-23 | 2025-06-24 | Residential |  | Lithium Ion |  | Tesla | 13.5 | 5 | 13.5 | 5 | Behind the Meter | Peak Shaving/ Load Leveling | Reliability and Resiliency |  |  | 21670582 | Yes | DC-Coupled | PhotoVoltaic | 17.01 | 11.5
ESMASI-57116 |  |  |  | Net Metering | 2025-09-25 | 2025-07-31 | Residential |  | Lithium Ion |  | Other |  |  | 15 | 5 | Behind the Meter |  |  |  |  | 22231389 | Yes | AC-Coupled | PhotoVoltaic | 12.555 | 15
ESMASI-57410 |  |  |  | Connected Solutions Demand Response | 2025-09-25 | 2025-08-07 | Residential |  | Lithium Ion |  | Tesla |  |  | 13.5 | 11.5 | Behind the Meter | Customer Bill Savings (e.g., Demand Charge Management, TOU Arbitrage | Reliability and Resiliency |  |  | 22370033 | No | AC-Coupled | Other | 0 | 11.5
ESMASI-58936 |  |  |  |  | 2025-09-25 | 2025-09-10 | Residential |  | Lithium Ion |  | Tesla |  |  | 13.5 | 5 | Behind the Meter | Customer Bill Savings (e.g., Demand Charge Management, TOU Arbitrage | Self Generation |  |  | 22732248 | Yes | AC-Coupled | PhotoVoltaic | 0 | 0
ESMASI-54156 |  |  |  | Class 1 REC | 2025-09-26 | 2025-05-15 | Residential |  | Lithium Ion |  | Tesla | 27 | 11.5 | 11.5 | 11.5 | Behind the Meter | Customer Bill Savings (e.g., Demand Charge Management, TOU Arbitrage | Self Generation |  |  | 21359704 | Yes | DC-Coupled | PhotoVoltaic | 12.04 | 11.5
ESMASI-57891 |  |  |  | Net Metering | 2025-09-26 | 2025-08-18 | Residential |  | Lithium Ion |  | Other |  |  | 15 | 9.24 | Behind the Meter |  |  |  |  | 22430052 | Yes | AC-Coupled | PhotoVoltaic | 8.1 | 15
ESMASI-58824 |  | MA - Energy Efficiency/ DR Program |  |  | 2025-09-26 | 2025-09-08 | Residential |  | Lithium Ion |  | Tesla | 9.84 | 9.84 | 13.5 | 5 | Behind the Meter | Reliability and Resiliency |  |  |  | 22682384 | Yes | DC-Coupled | PhotoVoltaic | 9.84 | 11.5
ESMAEX-04574 |  |  |  | Connected Solutions Demand Response | 2025-09-29 | 2025-02-26 | Residential |  | Lithium Ion |  | Tesla | 13.5 | 0 | 13.5 | 11.5 | Behind the Meter | Customer Bill Savings (e.g., Demand Charge Management, TOU Arbitrage | Peak Shaving/ Load Leveling | Reliability and Resiliency |  | 20228748 | Yes | AC-Coupled | Other | 0 | 11.5
ESMASI-52740 |  |  |  | Clean Peak & Class 1 REC | 2025-09-29 | 2025-04-09 | Residential |  | Lithium Ion |  | Other | 15 | 0 | 11.5 | 5 | Behind the Meter | Customer Bill Savings (e.g., Demand Charge Management, TOU Arbitrage | Self Generation |  |  | 20888801 | Yes | AC-Coupled | PhotoVoltaic | 13.76 | 15
ESMASI-53913 |  |  |  |  | 2025-09-29 | 2025-05-09 | Residential |  | Lithium Ion |  | Other | 11.5 | 0 | 11.5 | 7.4 | Behind the Meter | Customer Bill Savings (e.g., Demand Charge Management, TOU Arbitrage | Self Generation |  |  | 21230954 | Yes | AC-Coupled | PhotoVoltaic | 8.7 | 15
ESMASI-54185 |  |  |  | Net Metering | 2025-09-29 | 2025-05-15 | Residential |  | Lithium Ion |  | Tesla | 13.5 | 11.5 | 13.5 | 11.5 | Behind the Meter |  |  |  |  | 21250484 | Yes | DC-Coupled | PhotoVoltaic | 4.51 | 11.4
ESMASI-55028 |  |  |  | Net Metering | 2025-09-29 | 2025-06-06 | Residential |  | Lithium Ion |  | Tesla | 13.5 | 11.5 | 13.5 | 11.5 | Behind the Meter |  |  |  |  | 21439983 | Yes | DC-Coupled | PhotoVoltaic | 11.48 | 11.5
ESMASI-57393 |  |  |  | Net Metering | 2025-09-29 | 2025-08-07 | Residential |  | Lithium Ion |  | Tesla | 13.5 | 11.5 | 13.5 | 11.5 | Behind the Meter |  |  |  |  | 22312586 | Yes | DC-Coupled | PhotoVoltaic | 8.61 | 11.5
ESMAEX-04824 |  |  |  | Connected Solutions Demand Response | 2025-09-30 | 2025-04-22 | Residential |  | Lithium Ion |  | Tesla | 27 | 23 | 27 | 23 | Behind the Meter | Customer Bill Savings (e.g., Demand Charge Management, TOU Arbitrage | Peak Shaving/ Load Leveling | Reliability and Resiliency |  | 20862804 | Yes | DC-Coupled | PhotoVoltaic | 9.84 | 23
ESMASI-55723 |  |  |  | Net Metering | 2025-09-30 | 2025-06-24 | Residential |  | Lithium Ion |  | Tesla | 13.5 | 11.5 | 13.5 | 11.5 | Behind the Meter |  |  |  |  | 21647191 | Yes | DC-Coupled | PhotoVoltaic | 3.28 | 11.5
ESMASI-55588 |  |  |  |  | 2025-10-01 | 2025-06-20 | Residential |  | Lithium Ion |  | Tesla | 11.5 | 11.5 | 13.5 | 11.5 | Behind the Meter |  |  |  |  | 21592964 | Yes | AC-Coupled | PhotoVoltaic | 12.42 | 23
ESMASI-56480 |  |  |  |  | 2025-10-01 | 2025-07-16 | Residential |  | Lithium Ion |  | Enphase | 0 | 0 | 20 | 14.16 | Behind the Meter |  |  |  |  | 22235400 | Yes | AC-Coupled | PhotoVoltaic | 3.24 | 16.955
ESMAEX-03949 |  |  |  | Connected Solutions Demand Response | 2025-10-02 | 2024-08-08 | Residential |  | Lithium Ion |  | Tesla | 54 | 23 | 54 | 23 | Behind the Meter | Customer Bill Savings (e.g., Demand Charge Management, TOU Arbitrage | Peak Shaving/ Load Leveling | Reliability and Resiliency |  | 18421738 | Yes | DC-Coupled | PhotoVoltaic | 27.06 | 20
ESMASI-57183 |  |  |  |  | 2025-10-02 | 2025-08-01 | Residential |  | Lithium Ion |  | Tesla | 13.5 | 20 | 13.5 | 5 | Behind the Meter | Reliability and Resiliency |  |  |  | 22226693 | Yes | DC-Coupled | PhotoVoltaic | 16.34 | 11.5
ESMASI-58084 |  |  |  | Net Metering | 2025-10-02 | 2025-08-21 | Residential |  | Lithium Ion |  | Other |  |  | 15 | 7.28 | Behind the Meter |  |  |  |  | 22478474 | Yes | AC-Coupled | PhotoVoltaic | 4.05 | 11.08
ESMASI-55531 |  |  |  | RECs | 2025-10-03 | 2025-06-19 | 10 |  | Lithium Ion |  | Tesla | 0 | 0 | 13.5 | 11.5 | Behind the Meter | Reliability and Resiliency |  |  |  | 21665921 | Yes | AC-Coupled | PhotoVoltaic | 9.49 | 11.5
ESMASI-55729 |  |  |  | Net Metering | 2025-10-03 | 2025-06-24 | Residential |  | Lithium Ion |  | Tesla | 27 | 23 | 27 | 23 | Behind the Meter |  |  |  |  | 21647275 | Yes | DC-Coupled | PhotoVoltaic | 21.32 | 23
ESMASI-57367 |  |  |  | Connected Solutions Demand Response | 2025-10-03 | 2025-08-06 | Residential |  | Lithium Ion |  | Tesla | 13.5 | 11.5 | 13.5 | 11.5 | Behind the Meter | Customer Bill Savings (e.g., Demand Charge Management, TOU Arbitrage | Reliability and Resiliency |  |  | 22306737 | Yes | DC-Coupled | PhotoVoltaic | 6.56 | 11.5
ESMASI-57704 |  |  |  | Net Metering | 2025-10-03 | 2025-08-13 | Residential |  | Lithium Ion |  | Other |  |  | 15 | 9.24 | Behind the Meter |  |  |  |  | 22447332 | Yes | AC-Coupled | PhotoVoltaic | 6.48 | 15
ESMAEX-03428 |  | MA - SMART Program |  |  | 2025-10-06 | 2024-02-08 | Residential |  | Lithium Ion |  | Other | 0 | 0 | 13 | 6.8 | Behind the Meter |  |  |  |  | 16485574 | Yes | AC-Coupled | PhotoVoltaic | 10.375 | 9.6
ESMASI-55575 |  |  |  |  | 2025-10-06 | 2025-06-19 | Residential |  | Lithium Ion |  | Other | 20 | 20 | 30 | 5.4 | Behind the Meter |  |  |  |  | 21665990 | Yes | AC-Coupled | Other | 9.6 | 5.4
ESMASI-56022 |  |  |  |  | 2025-10-06 | 2025-07-02 | Residential |  | Lithium Ion |  | Tesla | 27 | 0 | 27 | 10 | Behind the Meter | Self Generation |  |  |  | 21799307 | Yes | DC-Coupled | PhotoVoltaic | 12.9 | 11.5
ESMASI-56536 |  |  |  | Connected Solutions Demand Response | 2025-10-06 | 2025-07-16 | 10 |  | Lithium Ion |  | Tesla | 13.5 | 0 | 13.5 | 5 | Behind the Meter | Customer Bill Savings (e.g., Demand Charge Management, TOU Arbitrage | Reliability and Resiliency |  |  | 21969411 | Yes | DC-Coupled | PhotoVoltaic | 11.07 | 11.5
ESMASI-57646 |  |  |  | Net Metering | 2025-10-06 | 2025-08-12 | 10 |  | Lithium Ion |  | Tesla | 13.5 | 11.5 | 13.5 | 11.5 | Behind the Meter |  |  |  |  | 22361150 | Yes | DC-Coupled | PhotoVoltaic | 6.56 | 11.5
ESMASI-57802 |  |  |  | Net Metering | 2025-10-06 | 2025-08-15 | Residential |  | Lithium Ion |  | Other |  |  | 15 | 9.24 | Behind the Meter |  |  |  |  | 22528014 | Yes | AC-Coupled | PhotoVoltaic | 6.885 | 15
ESMASI-58176 |  |  |  | Net Metering | 2025-10-06 | 2025-08-22 | Residential |  | Lithium Ion |  | Other | 0 | 0 | 15 | 10 | Behind the Meter |  |  |  |  | 22523942 | Yes | AC-Coupled | PhotoVoltaic | 4.05 | 13.8
ESMAEX-03334 |  |  |  |  | 2025-10-07 | 2024-01-04 | Residential |  | Lithium Ion |  | Tesla | 0 | 0 | 27 | 10 | Behind the Meter | Customer Bill Savings (e.g., Demand Charge Management, TOU Arbitrage | Peak Shaving/ Load Leveling | Reliability and Resiliency |  | 16077475 | Yes | AC-Coupled | Other | 0 | 10
ESMAEX-03538 |  |  |  |  | 2025-10-07 | 2024-03-14 | Residential |  | Lithium Ion |  | Other | 20 | 17 | 40 | 25 | Behind the Meter | Peak Shaving/ Load Leveling | Self Generation |  |  | 16869855 | Yes | AC-Coupled | Other | 0 | 25
ESMAEX-04713 |  |  |  | Connected Solutions Demand Response | 2025-10-07 | 2025-03-30 | Residential |  | Lithium Ion |  | Tesla | 0 | 0 | 13.5 | 5 | Behind the Meter | Customer Bill Savings (e.g., Demand Charge Management, TOU Arbitrage | Peak Shaving/ Load Leveling | Reliability and Resiliency |  | 20783115 | Yes | AC-Coupled | Other | 0 | 5
ESMAEX-04906 |  |  |  |  | 2025-10-07 | 2025-05-13 | Residential |  | Lithium Ion |  | Tesla | 27 | 5 | 27 | 11.5 | Behind the Meter | Self Generation |  |  |  | 21213816 | Yes | DC-Coupled | PhotoVoltaic | 3.9 | 15
ESMAEX-05003 |  |  |  |  | 2025-10-07 | 2025-06-02 | Residential |  | Lithium Ion |  | Tesla | 0 | 0 | 13.5 | 11.5 | Behind the Meter |  |  |  |  | 21548164 | Yes | AC-Coupled | PhotoVoltaic | 10.5 | 9.6
ESMASI-53912 |  |  |  |  | 2025-10-07 | 2025-05-09 | Residential |  | Lithium Ion |  | Other | 11.5 | 0 | 11.5 | 6.04 | Behind the Meter | Customer Bill Savings (e.g., Demand Charge Management, TOU Arbitrage | Self Generation |  |  | 21213980 | Yes | AC-Coupled | PhotoVoltaic | 9.16 | 6.04
ESMASI-54903 |  |  |  | Utility DR Program | 2025-10-07 | 2025-06-04 | Residential |  | Lithium Ion |  | Other | 9.7 | 5 | 9.7 | 5 | Behind the Meter | Customer Bill Savings (e.g., Demand Charge Management, TOU Arbitrage | Reliability and Resiliency |  |  | 21464076 | Yes | DC-Coupled | PhotoVoltaic | 12.18 | 10
ESMASI-58573 |  |  |  | Net Metering | 2025-10-07 | 2025-09-02 | Residential |  | Lithium Ion |  | Other |  |  | 15 | 5 | Behind the Meter |  |  |  |  | 22614963 | Yes | AC-Coupled | PhotoVoltaic | 12.3 | 15
ESMAEX-04589 |  |  |  | Utility DR Program | 2025-10-08 | 2025-03-03 | Residential |  | Lithium Ion |  | Tesla | 0 | 40 | 27 | 10 | Behind the Meter | Customer Bill Savings (e.g., Demand Charge Management, TOU Arbitrage | Peak Shaving/ Load Leveling | Reliability and Resiliency |  | 20396932 | Yes | DC-Coupled | PhotoVoltaic | 13.76 | 23
ESMASI-53699 |  |  |  | Connected Solutions Demand Response | 2025-10-08 | 2025-05-03 | Residential |  | Lithium Ion |  | Tesla | 10 | 10 | 13.5 | 5 | Behind the Meter | Customer Bill Savings (e.g., Demand Charge Management, TOU Arbitrage | Reliability and Resiliency |  |  | 20989121 | Yes | DC-Coupled | PhotoVoltaic | 8.2 | 10
ESMASI-55490 |  |  |  | Clean Peak & Class 1 REC | 2025-10-08 | 2025-06-18 | Residential |  | Lithium Ion |  | Tesla | 13.5 | 11.5 | 13.5 | 5 | Behind the Meter | Customer Bill Savings (e.g., Demand Charge Management, TOU Arbitrage | Self Generation |  |  | 21666417 | Yes | DC-Coupled | PhotoVoltaic | 10.88 | 2.55
ESMASI-53581 |  |  |  | Class 1 REC | 2025-10-09 | 2025-05-01 | Residential |  | Lithium Ion |  | Other | 15 | 0 | 15 | 7.5 | Behind the Meter | Customer Bill Savings (e.g., Demand Charge Management, TOU Arbitrage | Self Generation |  |  | 21038471 | Yes | AC-Coupled | PhotoVoltaic | 0 | 0
ESMASI-53963 |  |  |  | Net Metering | 2025-10-09 | 2025-05-12 | Residential |  | Lithium Ion |  | Tesla | 13.5 | 11.5 | 13.5 | 11.5 | Behind the Meter |  |  |  |  | 21119959 | Yes | DC-Coupled | PhotoVoltaic | 6.885 | 11.5
ESMASI-56191 |  |  |  | Net Metering | 2025-10-09 | 2025-07-08 | Residential |  | Lithium Ion |  | Tesla | 13.5 | 11.5 | 13.5 | 11.5 | Behind the Meter |  |  |  |  | 21832673 | Yes | DC-Coupled | PhotoVoltaic | 3.28 | 11.5
ESMASI-57014 |  |  |  | Net Metering | 2025-10-09 | 2025-07-29 | Commercial |  | Lithium Ion |  | Other | 0 | 0 | 15 | 0.74 | Behind the Meter |  |  |  |  | 22185651 | Yes | AC-Coupled | PhotoVoltaic | 6.56 | 6.5
ESMASI-57675 |  |  |  | Connected Solutions Demand Response | 2025-10-09 | 2025-08-13 | Residential |  | Lithium Ion |  | Tesla | 27 | 11.5 | 27 | 11.5 | Behind the Meter | Customer Bill Savings (e.g., Demand Charge Management, TOU Arbitrage | Reliability and Resiliency |  |  | 22370104 | Yes | DC-Coupled | PhotoVoltaic | 9.43 | 11.5
ESMASI-57430 |  |  |  | Net Metering | 2025-10-09 | 2025-08-07 | Residential |  | Lithium Ion |  | Tesla | 13.5 | 11.5 | 13.5 | 11.5 | Behind the Meter |  |  |  |  | 22344606 | Yes | DC-Coupled | PhotoVoltaic | 2.87 | 11.5
ESMASI-58199 |  |  |  | Net Metering | 2025-10-09 | 2025-08-25 | Residential |  | Lithium Ion |  | Other | 0 | 0 | 15 | 5.2 | Behind the Meter |  |  |  |  | 22516357 | Yes | AC-Coupled | PhotoVoltaic | 4.05 | 9
ESMASI-60092 |  | MA - Energy Efficiency/ DR Program |  |  | 2025-10-10 | 2025-10-01 | Residential |  | Lithium Ion |  | Other |  |  | 10 | 5 | Behind the Meter | Reliability and Resiliency | Micogrid |  |  | 23030413 | Yes | AC-Coupled | PhotoVoltaic | 16.77 | 21.4
ESMASI-56614 |  |  |  | Net Metering | 2025-10-10 | 2025-07-18 | Residential |  | Lithium Ion |  | Tesla | 13.5 | 11.5 | 13.5 | 11.5 | Behind the Meter |  |  |  |  | 22053151 | Yes | DC-Coupled | PhotoVoltaic | 7.38 | 11.5
ESMASI-57102 |  |  |  | Net Metering | 2025-10-10 | 2025-07-31 | Residential |  | Lithium Ion |  | Tesla | 13.5 | 11.5 | 13.5 | 11.5 | Behind the Meter |  |  |  |  | 22315321 | Yes | DC-Coupled | PhotoVoltaic | 5.74 | 11.5
ESMAEX-04575 |  |  |  |  | 2025-10-14 | 2025-02-26 | Residential |  | Lithium Ion |  | Tesla | 0 | 0 | 13.5 | 5 | Behind the Meter | Customer Bill Savings (e.g., Demand Charge Management, TOU Arbitrage | Peak Shaving/ Load Leveling | Reliability and Resiliency |  | 20315414 | Yes | DC-Coupled | PhotoVoltaic | 10.25 | 10
ESMASI-50074 |  | MA - SMART Program |  |  | 2025-10-14 | 2025-01-24 | Residential |  | Lithium Ion |  | Tesla | 0 | 0 | 13.5 | 5 | Behind the Meter |  |  |  |  | 19998272 | Yes | AC-Coupled | Other | 6.84 | 5
ESMASI-55592 |  |  |  |  | 2025-10-14 | 2025-06-20 | Residential |  | Lithium Ion |  | Tesla | 27 | 11.5 | 27 | 11.5 | Behind the Meter | Customer Bill Savings (e.g., Demand Charge Management, TOU Arbitrage | Reliability and Resiliency |  |  | 21591933 | Yes | DC-Coupled | PhotoVoltaic | 16.53 | 11.5
ESMASI-56404 |  |  |  | Class 1 REC | 2025-10-14 | 2025-07-14 | Residential |  | Lithium Ion |  | Tesla | 27 | 5 | 27 | 10 | Behind the Meter | Customer Bill Savings (e.g., Demand Charge Management, TOU Arbitrage | Self Generation |  |  | 21952011 | Yes | DC-Coupled | PhotoVoltaic | 11.31 | 11.5
ESMASI-56703 |  |  |  | Net Metering | 2025-10-14 | 2025-07-22 | Residential |  | Lithium Ion |  | Tesla | 13.5 | 11.5 | 13.5 | 11.5 | Behind the Meter |  |  |  |  | 22166489 | Yes | DC-Coupled | PhotoVoltaic | 12.3 | 11.5
ESMASI-57098 |  |  |  | Net Metering | 2025-10-14 | 2025-07-31 | Residential |  | Lithium Ion |  | Other |  |  | 15 | 9.24 | Behind the Meter |  |  |  |  | 22230186 | Yes | AC-Coupled | PhotoVoltaic | 8.61 | 15
ESMASI-57490 |  |  |  | Net Metering | 2025-10-14 | 2025-08-08 | Residential |  | Lithium Ion |  | Other | 0 | 0 | 15 | 5 | Behind the Meter |  |  |  |  | 22344547 | Yes | AC-Coupled | PhotoVoltaic | 14.35 | 15
ESMASI-57636 |  |  |  | Net Metering | 2025-10-14 | 2025-08-12 | Residential |  | Lithium Ion |  | Other |  |  | 45 | 9.24 | Behind the Meter |  |  |  |  | 22448341 | Yes | AC-Coupled | PhotoVoltaic | 7.29 | 15
ESMASI-57971 |  |  |  | Net Metering | 2025-10-14 | 2025-08-19 | Residential |  | Lithium Ion |  | Other |  |  | 15 | 7.4 | Behind the Meter |  |  |  |  | 22437404 | Yes | AC-Coupled | PhotoVoltaic | 10.125 | 15
ESMASI-58349 |  |  |  | Net Metering | 2025-10-14 | 2025-08-27 | Residential |  | Lithium Ion |  | Other |  |  | 15 | 5 | Behind the Meter |  |  |  |  | 22603877 | Yes | AC-Coupled | PhotoVoltaic | 12.96 | 15
ESMAEX-05341 |  |  |  | Net Metering | 2025-10-15 | 2025-08-19 | Residential |  | Lithium Ion |  | Other | 0 | 0 | 15 | 4 | Behind the Meter |  |  |  |  | 22544875 | Yes | AC-Coupled | PhotoVoltaic | 12.15 | 10
ESMASI-55155 |  |  |  | Net Metering | 2025-10-15 | 2025-06-10 | Residential |  | Lithium Ion |  | Tesla | 13.5 | 11.5 | 13.5 | 11.5 | Behind the Meter |  |  |  |  | 21469161 | Yes | DC-Coupled | PhotoVoltaic | 2.46 | 11.5
ESMASI-57221 |  |  |  |  | 2025-10-15 | 2025-08-04 | Residential |  | Lithium Ion |  | Tesla | 13.5 | 1.5 | 13.5 | 11.5 | Behind the Meter |  |  |  |  | 22245932 | Yes | DC-Coupled | PhotoVoltaic | 8.28 | 1.5
ESMASI-56814 |  |  |  | Net Metering | 2025-10-15 | 2025-07-24 | Residential |  | Lithium Ion |  | Tesla | 13.5 | 11.5 | 13.5 | 11.5 | Behind the Meter |  |  |  |  | 22083217 | Yes | DC-Coupled | PhotoVoltaic | 17.22 | 11.5
ESMASI-57124 |  |  |  | Net Metering | 2025-10-15 | 2025-07-31 | Residential |  | Lithium Ion |  | Tesla | 13.5 | 11.5 | 13.5 | 11.5 | Behind the Meter |  |  |  |  | 22309319 | Yes | DC-Coupled | PhotoVoltaic | 9.43 | 11.5
ESMASI-57259 |  |  |  | Net Metering | 2025-10-15 | 2025-08-04 | Residential |  | Lithium Ion |  | Tesla | 13.5 | 11.5 | 13.5 | 11.5 | Behind the Meter |  |  |  |  | 22284236 | Yes | DC-Coupled | PhotoVoltaic | 9.84 | 11.5
ESMASI-58291 |  |  |  | Net Metering | 2025-10-15 | 2025-08-26 | Residential |  | Lithium Ion |  | Other |  |  | 15 | 9.24 | Behind the Meter |  |  |  |  | 22537610 | Yes | AC-Coupled | PhotoVoltaic | 6.885 | 15
ESMASI-58693 |  |  |  | Net Metering | 2025-10-15 | 2025-09-04 | Residential |  | Lithium Ion |  | Other |  |  | 15 | 9.24 | Behind the Meter |  |  |  |  | 22655803 | Yes | AC-Coupled | PhotoVoltaic | 6.48 | 15
ESMAEX-04692 |  |  |  |  | 2025-10-16 | 2025-03-26 | RESIDENTIAL |  | Lithium Ion |  | Tesla | 0 | 0 | 27 | 23 | Behind the Meter |  |  |  |  | 20567571 | Yes | AC-Coupled | PhotoVoltaic | 13.94 | 23
ESMAEX-04944 |  |  |  | Connected Solutions Demand Response | 2025-10-16 | 2025-05-16 | Residential |  | Lithium Ion |  | Tesla | 27 | 11.5 | 27 | 11.5 | Behind the Meter | Customer Bill Savings (e.g., Demand Charge Management, TOU Arbitrage | Peak Shaving/ Load Leveling | Reliability and Resiliency |  | 21295004 | Yes | DC-Coupled | PhotoVoltaic | 4.1 | 11.5
ESMAEX-04907 |  |  |  |  | 2025-10-16 | 2025-05-13 | Residential |  | Lithium Ion |  | Other | 0 | 20 | 20 | 10 | Behind the Meter | Customer Bill Savings (e.g., Demand Charge Management, TOU Arbitrage |  |  |  | 21144695 | Yes | AC-Coupled | Other | 0 | 20
ESMASI-40664 |  |  |  | Class 1 REC | 2025-10-16 | 2024-05-06 | Residential |  | Lithium Ion |  | Tesla | 13.5 | 5 | 13.5 | 5 | Behind the Meter | Customer Bill Savings (e.g., Demand Charge Management, TOU Arbitrage | Self Generation |  |  | 17509332 | Yes | DC-Coupled | PhotoVoltaic | 11.475 | 11.5
ESMASI-54197 |  |  |  |  | 2025-10-16 | 2025-05-16 | Residential |  | Lithium Ion |  | Tesla | 13.5 | 5 | 13.5 | 5 | Behind the Meter | Customer Bill Savings (e.g., Demand Charge Management, TOU Arbitrage | Self Generation |  |  | 21244700 | Yes | AC-Coupled | PhotoVoltaic | 0 | 5
ESMASI-57118 |  |  |  | Net Metering | 2025-10-16 | 2025-07-31 | Residential |  | Lithium Ion |  | Tesla | 13.5 | 11.5 | 13.5 | 11.5 | Behind the Meter |  |  |  |  | 22251915 | Yes | DC-Coupled | PhotoVoltaic | 9.43 | 11.5
ESMASI-57443 |  |  |  | Net Metering | 2025-10-16 | 2025-08-07 | Residential |  | Lithium Ion |  | Other | 0 | 0 | 15 | 9.24 | Behind the Meter |  |  |  |  | 22328006 | Yes | AC-Coupled | PhotoVoltaic | 7.29 | 15
ESMASI-58827 |  |  |  | Utility DR Program | 2025-10-16 | 2025-09-08 | Residential |  | Lithium Ion |  | Tesla | 27 | 40 | 27 | 10 | Behind the Meter | Customer Bill Savings (e.g., Demand Charge Management, TOU Arbitrage | Reliability and Resiliency |  |  | 22703631 | Yes | DC-Coupled | PhotoVoltaic | 32.04 | 15
ESMASI-57417 |  |  |  | Connected Solutions Demand Response | 2025-10-17 | 2025-08-07 | Residential |  | Lithium Ion |  | Tesla | 13.5 | 11.5 | 13.5 | 11.5 | Behind the Meter | Customer Bill Savings (e.g., Demand Charge Management, TOU Arbitrage | Reliability and Resiliency |  |  | 22317754 | Yes | DC-Coupled | PhotoVoltaic | 11.48 | 11.5
ESMASI-52502 |  |  |  | Clean Peak & Class 1 REC | 2025-10-20 | 2025-04-03 | Residential |  | Lithium Ion |  | Tesla | 13.5 | 11.5 | 13.5 | 11.5 | Behind the Meter | Customer Bill Savings (e.g., Demand Charge Management, TOU Arbitrage | Self Generation |  |  | 20642524 | Yes | DC-Coupled | PhotoVoltaic | 11.18 | 11.5
ESMASI-54691 |  |  |  |  | 2025-10-20 | 2025-05-29 | Residential |  | Lithium Ion |  | Tesla | 27 | 0 | 27 | 10 | Behind the Meter | Self Generation |  |  |  | 21315194 | Yes | DC-Coupled | PhotoVoltaic | 7.83 | 11.5
ESMASI-55877 |  |  |  | Net Metering | 2025-10-20 | 2025-06-27 | Residential |  | Lithium Ion |  | Tesla | 13.5 | 11.5 | 13.5 | 11.5 | Behind the Meter |  |  |  |  | 21714327 | Yes | DC-Coupled | PhotoVoltaic | 13.12 | 11.5
ESMASI-56219 |  |  |  |  | 2025-10-20 | 2025-07-09 | Residential |  | Lithium Ion |  | Other | 28.6 | 28.6 | 28 | 14 | Behind the Meter | Customer Bill Savings (e.g., Demand Charge Management, TOU Arbitrage | Reliability and Resiliency | Self Generation |  | 21918007 | Yes | DC-Coupled | PhotoVoltaic | 14.1 | 15
ESMASI-58542 |  |  |  | Connected Solutions Demand Response | 2025-10-20 | 2025-09-02 | Residential |  | Lithium Ion |  | Tesla |  |  | 27 | 10 | Behind the Meter | Customer Bill Savings (e.g., Demand Charge Management, TOU Arbitrage | Reliability and Resiliency |  |  | 22646586 | Yes | AC-Coupled | PhotoVoltaic | 0 | 0
ESMAEX-05068 |  |  |  |  | 2025-10-21 | 2025-06-16 | Residential |  | Lithium Ion |  | Other | 0 | 0 | 27.2 | 13.5 | Behind the Meter | Customer Bill Savings (e.g., Demand Charge Management, TOU Arbitrage | Reliability and Resiliency |  |  | 22306954 | Yes | AC-Coupled | PhotoVoltaic | 9.46 | 34.8
ESMASI-50987 |  |  |  |  | 2025-10-21 | 2025-02-21 | Residential |  | Lithium Ion |  | Enphase | 0 | 0 | 5 | 3.84 | Behind the Meter |  |  |  |  | 20236319 | Yes | AC-Coupled | PhotoVoltaic | 0 | 3.84
ESMASI-53960 |  |  |  |  | 2025-10-21 | 2025-05-12 | Residential |  | Lithium Ion |  | Enphase | 3.84 | 3.84 | 5 | 3.84 | Behind the Meter |  |  |  |  | 21409831 | Yes | AC-Coupled | PhotoVoltaic | 6.3 | 5.376
ESMASI-55120 |  |  |  | Utility DR Program | 2025-10-22 | 2025-06-09 | Residential |  | Lithium Ion |  | Other | 19.4 | 10 | 19.4 | 10 | Behind the Meter | Customer Bill Savings (e.g., Demand Charge Management, TOU Arbitrage | Reliability and Resiliency |  |  | 21532201 | Yes | DC-Coupled | PhotoVoltaic | 7.395 | 7.6
ESMASI-57275 |  |  |  | Utility DR Program | 2025-10-22 | 2025-08-05 | Residential |  | Lithium Ion |  | Tesla | 27 | 40 | 27 | 10 | Behind the Meter | Customer Bill Savings (e.g., Demand Charge Management, TOU Arbitrage | Reliability and Resiliency |  |  | 22327345 | Yes | AC-Coupled | Other | 0 | 0
ESMASI-58390 |  |  |  | Net Metering | 2025-10-22 | 2025-08-28 | Residential |  | Lithium Ion |  | Other | 0 | 0 | 15 | 6.04 | Behind the Meter |  |  |  |  | 22597351 | Yes | AC-Coupled | PhotoVoltaic | 5.67 | 9.84
ESMASI-58092 |  |  |  | Net Metering | 2025-10-22 | 2025-08-21 | Residential |  | Lithium Ion |  | Other |  |  | 15 | 2.85 | Behind the Meter |  |  |  |  | 22495173 | Yes | AC-Coupled | PhotoVoltaic | 5.265 | 6.65
ESMASI-58934 |  |  |  |  | 2025-10-22 | 2025-09-10 | Residential |  | Lithium Ion |  | Tesla | 13.5 | 11.5 | 13.5 | 11.5 | Behind the Meter |  |  |  |  | 22728563 | Yes | DC-Coupled | PhotoVoltaic | 9.35 | 11.5
ESMASI-57467 |  |  |  |  | 2025-10-23 | 2025-08-08 | Residential |  | Lithium Ion |  | Other |  |  | 11.49 | 11.49 | Behind the Meter |  |  |  |  | 22415534 | Yes | AC-Coupled | PhotoVoltaic | 3.51 | 11.49
ESMASI-58140 |  |  |  | Connected Solutions Demand Response | 2025-10-23 | 2025-08-22 | Residential |  | Lithium Ion |  | Tesla | 27 | 11.5 | 27 | 11.5 | Behind the Meter | Customer Bill Savings (e.g., Demand Charge Management, TOU Arbitrage | Reliability and Resiliency |  |  | 22500039 | Yes | DC-Coupled | PhotoVoltaic | 12.71 | 11.5
ESMASI-58779 |  |  |  | Net Metering | 2025-10-23 | 2025-09-05 | Residential |  | Lithium Ion |  | Other |  |  | 15 | 10 | Behind the Meter |  |  |  |  | 22685895 | Yes | AC-Coupled | PhotoVoltaic | 9.02 | 17.6
ESMAEX-04281 |  |  |  | Connected Solutions Demand Response | 2025-10-24 | 2024-11-17 | Residential |  | Lithium Ion |  | Tesla | 0 | 0 | 27 | 10 | Behind the Meter | Customer Bill Savings (e.g., Demand Charge Management, TOU Arbitrage | Peak Shaving/ Load Leveling | Reliability and Resiliency |  | 19425934 | Yes | AC-Coupled | Other | 0 | 20
ESMAEX-04469 |  |  |  | Connected Solutions Demand Response | 2025-10-24 | 2025-01-28 | Residential |  | Lithium Ion |  | Tesla | 13.5 | 0 | 13.5 | 5 | Behind the Meter | Customer Bill Savings (e.g., Demand Charge Management, TOU Arbitrage | Peak Shaving/ Load Leveling | Reliability and Resiliency |  | 20149139 | Yes | AC-Coupled | Other | 0 | 23
ESMASI-54781 |  |  |  |  | 2025-10-24 | 2025-06-02 | Residential |  | Lithium Ion |  | Tesla | 0 | 0 | 13.5 | 5 | Behind the Meter | Self Generation |  |  |  | 21462457 | Yes | AC-Coupled | PhotoVoltaic | 10.32 | 11.5
ESMASI-57914 |  |  |  |  | 2025-10-24 | 2025-08-19 | Residential |  | Lithium Ion |  | Enphase | 20 | 14.16 | 20 | 14.16 | Behind the Meter |  |  |  |  | 22528548 | Yes | AC-Coupled | PhotoVoltaic | 12.76 | 25.296
ESMASI-58239 |  |  |  | Net Metering | 2025-10-24 | 2025-08-25 | Residential |  | Lithium Ion |  | Other |  |  | 15 | 9.24 | Behind the Meter |  |  |  |  | 22522958 | Yes | AC-Coupled | PhotoVoltaic | 7.29 | 15
ESMASI-59644 |  |  |  | Net Metering | 2025-10-24 | 2025-09-23 | Residential |  | Lithium Ion |  | Other |  |  | 15 | 10 | Behind the Meter |  |  |  |  | 22927571 | Yes | AC-Coupled | PhotoVoltaic | 4.1 | 13.8
ESMAEX-04933 |  |  |  |  | 2025-10-27 | 2025-05-15 | Residential |  | Lithium Ion |  | Other | 15 | 0 | 15 | 10 | Behind the Meter |  |  |  |  | 21207047 | Yes | AC-Coupled | Other | 0 | 10
ESMASI-56201 |  |  |  | Connected Solutions Demand Response | 2025-10-27 | 2025-07-08 | Residential |  | Lithium Ion |  | Tesla | 27 | 11.5 | 27 | 11.5 | Behind the Meter | Customer Bill Savings (e.g., Demand Charge Management, TOU Arbitrage | Reliability and Resiliency |  |  | 21834026 | Yes | DC-Coupled | PhotoVoltaic | 8.61 | 11.5
ESMASI-56924 |  |  |  |  | 2025-10-27 | 2025-07-31 | Residential |  | Lithium Ion |  | Other | 9.7 | 5 | 9.7 | 5 | Behind the Meter |  |  |  |  | 22219629 | Yes | DC-Coupled | PhotoVoltaic | 8.7 | 10
ESMASI-57373 |  |  |  | Net Metering | 2025-10-27 | 2025-08-06 | Residential |  | Lithium Ion |  | Other | 0 | 0 | 15 | 5 | Behind the Meter |  |  |  |  | 22327928 | Yes | AC-Coupled | PhotoVoltaic | 12.71 | 15
ESMASI-58163 |  |  |  | Net Metering | 2025-10-27 | 2025-08-22 | Residential |  | Lithium Ion |  | Other |  |  | 15 | 9.24 | Behind the Meter |  |  |  |  | 22503136 | Yes | AC-Coupled | PhotoVoltaic | 8.61 | 15
ESMASI-54469 |  |  |  | Utility DR Program | 2025-10-28 | 2025-05-23 | Residential |  | Lithium Ion |  | Other | 19.4 | 10 | 19.4 | 10 | Behind the Meter | Customer Bill Savings (e.g., Demand Charge Management, TOU Arbitrage | Reliability and Resiliency |  |  | 21266072 | Yes | DC-Coupled | PhotoVoltaic | 14.96 | 11.4
ESMASI-57757 |  |  |  | Net Metering | 2025-10-28 | 2025-08-15 | Residential |  | Lithium Ion |  | Other |  |  | 15 | 7.4 | Behind the Meter |  |  |  |  | 22527186 | Yes | AC-Coupled | PhotoVoltaic | 10.66 | 15
ESMASI-58208 |  |  |  | Net Metering | 2025-10-28 | 2025-08-25 | Residential |  | Lithium Ion |  | Other |  |  | 15 | 3.6 | Behind the Meter |  |  |  |  | 22534710 | Yes | AC-Coupled | PhotoVoltaic | 5.67 | 7.4
ESMASI-59186 |  |  |  | Utility DR Program | 2025-10-28 | 2025-09-15 | Residential |  | Lithium Ion |  | Tesla | 13.5 | 20 | 13.5 | 20 | Behind the Meter | Customer Bill Savings (e.g., Demand Charge Management, TOU Arbitrage | Reliability and Resiliency |  |  | 22805564 | Yes | DC-Coupled | PhotoVoltaic | 0 | 5
ESMASI-60305 |  |  |  | Net Metering | 2025-10-28 | 2025-10-06 | Residential |  | Lithium Ion |  | Tesla |  |  | 27 | 10 | Behind the Meter |  |  |  |  | 23107273 | Yes | AC-Coupled | PhotoVoltaic | 14.76 | 33
ESMAEX-05147 |  |  |  |  | 2025-10-29 | 2025-06-30 | Residential |  | Other |  | Enphase | 0 | 5 | 10 | 7.68 | Behind the Meter |  |  |  |  | 21810121 | Yes | AC-Coupled | PhotoVoltaic | 15.05 | 31.95
ESMASI-56009 |  |  |  |  | 2025-10-29 | 2025-07-02 | Residential |  | Lithium Ion |  | Tesla | 13.5 | 11.5 | 13.5 | 11.5 | Behind the Meter |  |  |  |  | 21769297 | Yes | DC-Coupled | PhotoVoltaic | 11.31 | 11.5
ESMASI-58180 |  |  |  | Net Metering | 2025-10-29 | 2025-08-22 | Residential |  | Lithium Ion |  | Other |  |  | 15 | 9.24 | Behind the Meter |  |  |  |  | 22503918 | Yes | AC-Coupled | PhotoVoltaic | 6.48 | 15
ESMASI-58250 |  |  |  | Net Metering | 2025-10-29 | 2025-08-25 | Residential |  | Lithium Ion |  | Other |  |  | 15 | 3.6 | Behind the Meter |  |  |  |  | 22523213 | Yes | AC-Coupled | PhotoVoltaic | 15.39 | 15
ESMASI-58345 |  |  |  | Net Metering | 2025-10-29 | 2025-08-27 | Residential |  | Lithium Ion |  | Other |  |  | 15 | 10 | Behind the Meter |  |  |  |  | 22551198 | Yes | AC-Coupled | PhotoVoltaic | 4.455 | 13.8
ESMAEX-04822 |  | Energy Efficiency/ DR Program | MA - DOER/ MassCEC Funded Projects | Utility DR Program | 2025-10-30 | 2025-04-22 | Residential |  | Lithium Ion |  | Tesla | 0 | 0 | 40.5 | 15 | Behind the Meter | Reliability and Resiliency | Self Generation |  |  | 20917123 | Yes | AC-Coupled | PhotoVoltaic | 7.65 | 22.8
ESMASI-54084 |  |  |  |  | 2025-10-30 | 2025-05-14 | Residential |  | Lithium Ion |  | Enphase | 0 | 0 | 8.76 | 5 | Behind the Meter |  |  |  |  | 23312726 | Yes | AC-Coupled | PhotoVoltaic | 8.5 | 6.6
ESMASI-55143 |  |  |  |  | 2025-10-30 | 2025-06-09 | Residential |  | Lithium Ion |  | Enphase | 10 | 3.84 | 10 | 3.84 | Behind the Meter |  |  |  |  | 22146046 | Yes | AC-Coupled | PhotoVoltaic | 12.18 | 9.24
ESMASI-56180 |  |  |  |  | 2025-10-30 | 2025-07-08 | Residential |  | Lithium Ion |  | Enphase | 0 | 0 | 5 | 3.84 | Behind the Meter |  |  |  |  | 22237040 | Yes | AC-Coupled | PhotoVoltaic | 14.355 | 10.89
ESMASI-55734 |  |  |  | Class 1 REC | 2025-10-30 | 2025-06-24 | Residential |  | Lithium Ion |  | Tesla | 27 | 11.5 | 27 | 11.5 | Behind the Meter | Customer Bill Savings (e.g., Demand Charge Management, TOU Arbitrage | Self Generation |  |  | 21651968 | Yes | DC-Coupled | PhotoVoltaic | 0 | 0
ESMASI-57418 |  |  |  | Net Metering | 2025-10-30 | 2025-08-07 | Residential |  | Lithium Ion |  | Other | 0 | 0 | 15 | 7.4 | Behind the Meter |  |  |  |  | 22324885 | Yes | AC-Coupled | PhotoVoltaic | 9.43 | 15
ESMASI-59267 |  |  |  | Connected Solutions Demand Response | 2025-10-30 | 2025-09-16 | Residential |  | Lithium Ion |  | Tesla | 13.5 | 11.5 | 13.5 | 11.5 | Behind the Meter | Customer Bill Savings (e.g., Demand Charge Management, TOU Arbitrage | Reliability and Resiliency |  |  | 22894626 | Yes | DC-Coupled | PhotoVoltaic | 11.48 | 11.5
ESMASI-57210 |  |  |  | Utility DR Program | 2025-10-31 | 2025-08-04 | Residential |  | Lithium Ion |  | Other | 29.1 | 15 | 29.1 | 15 | Behind the Meter | Customer Bill Savings (e.g., Demand Charge Management, TOU Arbitrage | Reliability and Resiliency |  |  | 22242534 | Yes | DC-Coupled | PhotoVoltaic | 10.12 | 11.4
ESMASI-58507 |  |  |  | Connected SOlutions | 2025-10-31 | 2025-08-31 | Residential |  | Lithium Ion |  | Enphase |  |  | 7.08 | 3.98 | Behind the Meter |  |  |  |  | 22617264 | Yes | AC-Coupled | PhotoVoltaic | 14.26 | 18.984
ESMASI-59348 |  |  |  | Net Metering | 2025-10-31 | 2025-09-17 | Residential |  | Lithium Ion |  | Other |  |  | 15 | 10 | Behind the Meter |  |  |  |  | 22905447 | Yes | AC-Coupled | PhotoVoltaic | 4.92 | 13.8
ESMAEX-04722 |  | Energy Efficiency/ DR Program | MA - DOER/ MassCEC Funded Projects | Utility DR Program | 2025-11-03 | 2025-04-01 | Residential |  | Lithium Ion |  | Tesla | 0 | 0 | 27 | 10 | Behind the Meter | Reliability and Resiliency | Self Generation |  |  | 20618676 | Yes | AC-Coupled | PhotoVoltaic | 13.12 | 9.6
ESMASI-53706 |  |  |  | Utility DR Program | 2025-11-03 | 2025-05-05 | Residential |  | Lithium Ion |  | Other | 9700 | 5 | 9.7 | 5 | Behind the Meter | Customer Bill Savings (e.g., Demand Charge Management, TOU Arbitrage | Reliability and Resiliency |  |  | 21000437 | Yes | DC-Coupled | PhotoVoltaic | 7.92 | 7.6
ESMASI-56937 |  |  |  | Net Metering | 2025-11-03 | 2025-07-28 | Residential |  | Lithium Ion |  | Other |  |  | 15 | 10 | Behind the Meter |  |  |  |  | 22145969 | Yes | AC-Coupled | PhotoVoltaic | 13.53 | 20
ESMASI-57358 |  |  |  | Connected Solutions Demand Response | 2025-11-03 | 2025-08-06 | Residential |  | Lithium Ion |  | Tesla | 27 | 11.5 | 27 | 11.5 | Behind the Meter | Customer Bill Savings (e.g., Demand Charge Management, TOU Arbitrage | Reliability and Resiliency |  |  | 22370445 | Yes | DC-Coupled | PhotoVoltaic | 8.2 | 11.5
ESMASI-57742 |  |  |  | Net Metering | 2025-11-03 | 2025-08-14 | Residential |  | Lithium Ion |  | Other |  |  | 15 | 9.24 | Behind the Meter |  |  |  |  | 22384207 | Yes | AC-Coupled | PhotoVoltaic | 6.97 | 15
ESMASI-58540 |  |  |  | Net Metering | 2025-11-03 | 2025-09-02 | Residential |  | Lithium Ion |  | Tesla | 13.5 | 11.5 | 13.5 | 11.5 | Behind the Meter |  |  |  |  | 22604591 | Yes | DC-Coupled | PhotoVoltaic | 17.22 | 11.5
ESMASI-58725 |  |  |  | Net Metering | 2025-11-03 | 2025-09-04 | Residential |  | Lithium Ion |  | Other |  |  | 15 | 9.24 | Behind the Meter |  |  |  |  | 22656168 | Yes | AC-Coupled | PhotoVoltaic | 6.56 | 15
ESMAEX-03912 |  | MA - SMART Program | MA - DOER/ MassCEC Funded Projects |  | 2025-11-04 | 2024-07-18 | Residential |  | Lithium Ion |  | Other | 36 | 18 | 36 | 18 | Behind the Meter | Reliability and Resiliency | Self Generation |  |  | 19515721 | Yes | DC-Coupled | Other | 0 | 0
ESMASI-57433 |  |  |  |  | 2025-11-04 | 2025-08-07 | Residential |  | Lithium Ion |  | Enphase | 20 | 14.16 | 20 | 14.16 | Behind the Meter |  |  |  |  | 22378953 | Yes | AC-Coupled | PhotoVoltaic | 9.9 | 22.608
ESMASI-58206 |  |  |  | Net Metering | 2025-11-04 | 2025-08-25 | Residential |  | Lithium Ion |  | Other | 0 | 0 | 15 | 9.24 | Behind the Meter |  |  |  |  | 22527521 | Yes | AC-Coupled | PhotoVoltaic | 8.1 | 15
ESMASI-58235 |  |  |  | Net Metering | 2025-11-04 | 2025-08-25 | Residential |  | Lithium Ion |  | Other |  |  | 15 | 9.24 | Behind the Meter |  |  |  |  | 22523011 | Yes | AC-Coupled | PhotoVoltaic | 7.29 | 15
ESMASI-58421 |  |  |  |  | 2025-11-04 | 2025-08-28 | Residential |  | Lithium Ion |  | Tesla | 11.5 | 11.5 | 13.5 | 11.5 | Behind the Meter |  |  |  |  | 22600543 | Yes | DC-Coupled | PhotoVoltaic | 15.84 | 23
ESMASI-58826 |  |  |  |  | 2025-11-04 | 2025-09-08 | Residential |  | Lithium Ion |  | Tesla | 27 | 5 | 27 | 10 | Behind the Meter | Customer Bill Savings (e.g., Demand Charge Management, TOU Arbitrage | Self Generation |  |  | 22709367 | Yes | DC-Coupled | PhotoVoltaic | 12.18 | 11.5
ESMAEX-04825 |  |  |  | Connected Solutions Demand Response | 2025-11-05 | 2025-04-22 | Residential |  | Lithium Ion |  | Tesla | 13.5 | 11.5 | 13.5 | 11.5 | Behind the Meter | Customer Bill Savings (e.g., Demand Charge Management, TOU Arbitrage | Peak Shaving/ Load Leveling | Reliability and Resiliency |  | 20883104 | Yes | DC-Coupled | PhotoVoltaic | 4.1 | 11.5
ESMAEX-05046 |  |  |  | Connected Solutions Demand Response | 2025-11-05 | 2025-06-10 | Residential |  | Lithium Ion |  | Tesla | 0 | 0 | 27 | 23 | Behind the Meter | Customer Bill Savings (e.g., Demand Charge Management, TOU Arbitrage | Peak Shaving/ Load Leveling | Reliability and Resiliency |  | 21976996 | Yes | AC-Coupled | Other | 0 | 23
ESMASI-57341 |  |  |  |  | 2025-11-05 | 2025-08-06 | Residential |  | Lithium Ion |  | Enphase | 3.84 | 3.84 | 3.84 | 3.84 | Behind the Meter |  |  |  |  | 22327942 | Yes | AC-Coupled | PhotoVoltaic | 11.5 | 13.44
ESMASI-58544 |  |  |  | Connected Solutions Demand Response | 2025-11-05 | 2025-09-02 | Residential |  | Lithium Ion |  | Tesla | 27 | 11.5 |  |  | Behind the Meter | Customer Bill Savings (e.g., Demand Charge Management, TOU Arbitrage | Reliability and Resiliency |  |  | 22604682 | Yes | DC-Coupled | PhotoVoltaic | 14.76 | 11.5
ESMASI-58755 |  |  |  | Net Metering | 2025-11-05 | 2025-09-05 | Residential |  | Lithium Ion |  | Other |  |  | 15 | 10 | Behind the Meter |  |  |  |  | 22660670 | Yes | AC-Coupled | PhotoVoltaic | 5.265 | 13.8
ESMASI-59404 |  |  |  | Net Metering | 2025-11-05 | 2025-09-18 | Residential |  | Lithium Ion |  | Other |  |  | 15 | 10 | Behind the Meter |  |  |  |  | 22912052 | Yes | AC-Coupled | PhotoVoltaic | 15.39 | 21.4
ESMASI-56199 |  |  |  |  | 2025-11-06 | 2025-07-08 | Residential |  | Lithium Ion |  | Other | 16 | 11.4 | 13.5 | 11.5 | Behind the Meter | Reliability and Resiliency | Self Generation |  |  | 21849466 | Yes | DC-Coupled | PhotoVoltaic | 5.16 | 7.68
ESMASI-56668 |  |  |  | Connected Solutions Demand Response | 2025-11-06 | 2025-07-21 | Residential |  | Lithium Ion |  | Tesla | 27 | 11.5 | 27 | 11.5 | Behind the Meter | Customer Bill Savings (e.g., Demand Charge Management, TOU Arbitrage | Reliability and Resiliency |  |  | 22035281 | Yes | DC-Coupled | PhotoVoltaic | 16.4 | 11.5
ESMASI-57355 |  |  |  | Connected Solutions Demand Response | 2025-11-06 | 2025-08-06 | Residential |  | Lithium Ion |  | Tesla | 40.5 | 11.5 | 40.5 | 15 | Behind the Meter | Customer Bill Savings (e.g., Demand Charge Management, TOU Arbitrage | Reliability and Resiliency |  |  | 22306021 | Yes | DC-Coupled | PhotoVoltaic | 12.3 | 11.5
ESMASI-59227 |  |  |  |  | 2025-11-06 | 2025-09-16 | Residential |  | Lithium Ion |  | Other | 16.12 | 11.4 | 16.12 | 11.4 | Behind the Meter | Reliability and Resiliency |  |  |  | 22819784 | Yes | DC-Coupled | PhotoVoltaic | 8.265 | 7.7
ESMASI-59240 |  |  |  | Net Metering | 2025-11-06 | 2025-09-16 | Residential |  | Lithium Ion |  | Other |  |  | 15 | 10 | Behind the Meter |  |  |  |  | 22894606 | Yes | AC-Coupled | PhotoVoltaic | 10.53 | 17.6
ESMASI-59289 |  |  |  | Net Metering | 2025-11-06 | 2025-09-16 | Residential |  | Lithium Ion |  | Other |  |  | 15 | 10 | Behind the Meter |  |  |  |  | 22820411 | Yes | AC-Coupled | PhotoVoltaic | 12.15 | 20
ESMAEX-04481 |  |  |  | Connected Solutions Demand Response | 2025-11-07 | 2025-02-03 | Residential |  | Lithium Ion |  | Tesla | 0 | 0 | 40.5 | 20 | Behind the Meter | Customer Bill Savings (e.g., Demand Charge Management, TOU Arbitrage | Peak Shaving/ Load Leveling | Reliability and Resiliency |  | 20113233 | Yes | AC-Coupled | Other | 0 | 20
ESMAEX-04833 |  |  |  |  | 2025-11-07 | 2025-05-01 | Residential |  | Lithium Ion |  | Other | 0 | 0 | 10 | 10 | Behind the Meter | Customer Bill Savings (e.g., Demand Charge Management, TOU Arbitrage |  |  |  | 20971033 | Yes | AC-Coupled | PhotoVoltaic | 5.06 | 4.22
ESMASI-58697 |  |  |  | Net Metering | 2025-11-07 | 2025-09-04 | Residential |  | Lithium Ion |  | Other |  |  | 15 | 7.4 | Behind the Meter |  |  |  |  | 22655844 | Yes | AC-Coupled | PhotoVoltaic | 9.72 | 15
ESMASI-60126 |  |  |  | Net Metering | 2025-11-07 | 2025-10-02 | Residential |  | Lithium Ion |  | Other |  |  | 15 | 10 | Behind the Meter |  |  |  |  | 23060964 | Yes | AC-Coupled | PhotoVoltaic | 13.94 | 20
ESMASI-56908 |  |  |  | Utility DR Program | 2025-11-10 | 2025-07-26 | Residential |  | Lithium Ion |  | Other | 19.4 | 10 | 19.4 | 10 | Behind the Meter | Customer Bill Savings (e.g., Demand Charge Management, TOU Arbitrage | Reliability and Resiliency |  |  | 22158679 | Yes | DC-Coupled | PhotoVoltaic | 9.68 | 11.4
ESMASI-60034 |  |  |  |  | 2025-11-10 | 2025-09-30 | Residential |  | Lithium Ion |  | Enphase | 10 | 7.68 | 10 | 7.68 | Behind the Meter |  |  |  |  | 23342802 | Yes | AC-Coupled | PhotoVoltaic | 8.6 | 15
ESMASI-58288 |  |  |  | Net Metering | 2025-11-10 | 2025-08-26 | Residential |  | Lithium Ion |  | Other |  |  | 15 | 9.24 | Behind the Meter |  |  |  |  | 22536492 | Yes | AC-Coupled | PhotoVoltaic | 6.885 | 15
ESMASI-59785 |  |  |  | Net Metering | 2025-11-10 | 2025-09-25 | Residential |  | Lithium Ion |  | Other |  |  | 15 | 10 | Behind the Meter |  |  |  |  | 22963076 | Yes | AC-Coupled | PhotoVoltaic | 8.505 | 15.76
ESMAEX-04804 |  |  |  | Connected Solutions Demand Response | 2025-11-12 | 2025-04-17 | Residential |  | Lithium Ion |  | Tesla | 0 | 0 | 40.5 | 15 | Behind the Meter | Customer Bill Savings (e.g., Demand Charge Management, TOU Arbitrage | Peak Shaving/ Load Leveling | Reliability and Resiliency |  | 21977739 | Yes | AC-Coupled | PhotoVoltaic | 4.385 | 7.6
ESMASI-55504 |  |  |  | Class 1 REC | 2025-11-12 | 2025-06-18 | Residential |  | Lithium Ion |  | Tesla | 13.5 | 11.5 | 13.5 | 5 | Behind the Meter | Customer Bill Savings (e.g., Demand Charge Management, TOU Arbitrage | Self Generation |  |  | 21717220 | Yes | AC-Coupled | PhotoVoltaic | 0 | 5
ESMASI-58243 |  |  |  | Net Metering | 2025-11-12 | 2025-08-25 | Residential |  | Lithium Ion |  | Other |  |  | 15 | 9.24 | Behind the Meter |  |  |  |  | 22523124 | Yes | AC-Coupled | PhotoVoltaic | 6.97 | 15
ESMASI-53438 |  |  |  | Connected Solutions | 2025-11-13 | 2025-04-25 | Residential |  | Lithium Ion |  | Other | 9.7 | 5 | 9.7 | 5 | Behind the Meter | Customer Bill Savings (e.g., Demand Charge Management, TOU Arbitrage |  |  |  | 20963492 | Yes | DC-Coupled | PhotoVoltaic | 11.6 | 11.4
ESMASI-54323 |  |  |  | Connected Solutions Demand Response | 2025-11-13 | 2025-05-20 | Residential |  | Lithium Ion |  | Tesla | 27 | 11.5 | 27 | 11.5 | Behind the Meter | Customer Bill Savings (e.g., Demand Charge Management, TOU Arbitrage | Reliability and Resiliency |  |  | 21207223 | Yes | DC-Coupled | PhotoVoltaic | 9.02 | 11.5
ESMASI-55686 |  |  |  | Connected Solutions Demand Response | 2025-11-13 | 2025-06-23 | Residential |  | Lithium Ion |  | Tesla | 27 | 11.5 | 27 | 11.5 | Behind the Meter | Customer Bill Savings (e.g., Demand Charge Management, TOU Arbitrage | Reliability and Resiliency |  |  | 21646416 | Yes | DC-Coupled | PhotoVoltaic | 13.53 | 11.5
ESMASI-57397 |  |  |  | Net Metering | 2025-11-13 | 2025-08-07 | Residential |  | Lithium Ion |  | Other | 0 | 0 | 15 | 5.9 | Behind the Meter |  |  |  |  | 22344630 | Yes | AC-Coupled | PhotoVoltaic | 3.69 | 9.7
ESMASI-57483 |  |  |  |  | 2025-11-13 | 2025-08-08 | Residential |  | Lithium Ion |  | Other |  |  | 9.06 | 9.06 | Behind the Meter |  |  |  |  | 22324501 | Yes | AC-Coupled | PhotoVoltaic | 5.94 | 9.06
ESMASI-57778 |  |  |  | Net Metering | 2025-11-13 | 2025-08-15 | Residential |  | Lithium Ion |  | Other |  |  | 15 | 3.6 | Behind the Meter |  |  |  |  | 22528186 | Yes | AC-Coupled | PhotoVoltaic | 5.33 | 7.4
ESMASI-58204 |  |  |  | Net Metering | 2025-11-13 | 2025-08-25 | Residential |  | Lithium Ion |  | Other |  |  | 15 | 3.44 | Behind the Meter |  |  |  |  | 22628703 | Yes | AC-Coupled | PhotoVoltaic | 6.56 | 9.2
ESMASI-58311 |  |  |  | Net Metering | 2025-11-13 | 2025-08-26 | Residential |  | Lithium Ion |  | Other |  |  | 15 | 9.24 | Behind the Meter |  |  |  |  | 22538478 | Yes | AC-Coupled | PhotoVoltaic | 6.885 | 15
ESMASI-59297 |  |  |  | Net Metering | 2025-11-13 | 2025-09-16 | Residential |  | Lithium Ion |  | Other |  |  | 15 | 10 | Behind the Meter |  |  |  |  | 22905217 | Yes | AC-Coupled | PhotoVoltaic | 5.33 | 13.8
ESMASI-59907 |  |  |  | Net Metering | 2025-11-13 | 2025-09-29 | Residential |  | Lithium Ion |  | Other |  |  | 15 | 10 | Behind the Meter |  |  |  |  | 23006670 | Yes | AC-Coupled | PhotoVoltaic | 10.25 | 17.6
ESMASI-60188 |  |  |  | Net Metering | 2025-11-13 | 2025-10-03 | Residential |  | Lithium Ion |  | Other |  |  | 15 | 10 | Behind the Meter |  |  |  |  | 23065936 | Yes | AC-Coupled | PhotoVoltaic | 4.86 | 13.8
ESMAEX-05295 |  |  |  |  | 2025-11-14 | 2025-08-08 | Residential |  | Lithium Ion |  | Enphase | 10 | 7.68 | 10 | 7.68 | Behind the Meter | Peak Shaving/ Load Leveling | Micogrid | Self Generation |  | 22312169 | Yes | AC-Coupled | PhotoVoltaic | 12.88 | 9.1
ESMASI-50044 |  |  |  | Class 1 Rec | 2025-11-14 | 2025-01-24 | Residential |  | Lithium Ion |  | Tesla | 54 | 0 | 54 | 10 | Behind the Meter | Customer Bill Savings (e.g., Demand Charge Management, TOU Arbitrage | Self Generation |  |  | 20017667 | Yes | AC-Coupled | Other | 0 | 10
ESMASI-52558 |  |  |  |  | 2025-11-14 | 2025-04-04 | Residential |  | Lithium Ion |  | Tesla | 13.5 | 11.5 | 13.5 | 11.5 | Behind the Meter |  |  |  |  | 20632460 | Yes | DC-Coupled | PhotoVoltaic | 15.64 | 11.5
ESMASI-57679 |  |  |  | Net Metering | 2025-11-14 | 2025-08-13 | Residential |  | Lithium Ion |  | Other |  |  | 15 | 10 | Behind the Meter |  |  |  |  | 22367838 | Yes | AC-Coupled | PhotoVoltaic | 4.455 | 13.8
ESMASI-58362 |  |  |  | Net Metering | 2025-11-14 | 2025-08-27 | Residential |  | Lithium Ion |  | Other |  |  | 15 | 10 | Behind the Meter |  |  |  |  | 22556129 | Yes | AC-Coupled | PhotoVoltaic | 4.92 | 13.8
ESMASI-58155 |  |  |  | net metering | 2025-11-14 | 2025-08-22 | Residential |  | Lithium Ion |  | Other | 0 | 0 | 15 | 7.4 | Behind the Meter |  |  |  |  | 22507809 | Yes | AC-Coupled | PhotoVoltaic | 10.66 | 15
ESMASI-59666 |  |  |  | Net Metering | 2025-11-14 | 2025-09-23 | Residential |  | Lithium Ion |  | Other |  |  | 15 | 10 | Behind the Meter |  |  |  |  | 22941700 | Yes | AC-Coupled | PhotoVoltaic | 11.745 | 20
ESMASI-59789 |  |  |  | Net Metering | 2025-11-14 | 2025-09-25 | Residential |  | Lithium Ion |  | Other |  |  | 15 | 10 | Behind the Meter |  |  |  |  | 22954595 | Yes | AC-Coupled | PhotoVoltaic | 9.72 | 17.6
ESMASI-60163 |  |  |  | Net Metering | 2025-11-14 | 2025-10-02 | Residential |  | Lithium Ion |  | Other |  |  | 15 | 10 | Behind the Meter |  |  |  |  | 23060913 | Yes | AC-Coupled | PhotoVoltaic | 8.91 | 17.6
ESMAEX-03934 |  | MA - SMART Program |  |  | 2025-11-17 | 2024-07-30 | Residential |  | Lithium Ion |  | Tesla | 13.5 | 5 | 54 | 20 | Behind the Meter | Customer Bill Savings (e.g., Demand Charge Management, TOU Arbitrage | Reliability and Resiliency |  |  | 18382616 | Yes | AC-Coupled | PhotoVoltaic | 13.09 | 31.2
ESMAEX-05406 |  |  |  |  | 2025-11-17 | 2025-08-31 | Residential |  | Lithium Ion |  | Enphase | 0 | 0 | 20 | 14.16 | Behind the Meter | Customer Bill Savings (e.g., Demand Charge Management, TOU Arbitrage | Peak Shaving/ Load Leveling | Micogrid |  | 22663295 | Yes | AC-Coupled | PhotoVoltaic | 10.66 | 10.045
ESMASI-54831 |  |  |  |  | 2025-11-17 | 2025-06-02 | Residential |  | Lithium Ion |  | Other | 9.7 | 0 | 9.7 | 5 | Behind the Meter |  |  |  |  | 21374572 | Yes | DC-Coupled | PhotoVoltaic | 11.07 | 10
ESMASI-56196 |  |  |  | Utility DR Program | 2025-11-17 | 2025-07-08 | Residential |  | Lithium Ion |  | Tesla | 0 | 40 | 27 | 0 | Behind the Meter | Customer Bill Savings (e.g., Demand Charge Management, TOU Arbitrage | Reliability and Resiliency |  |  | 21850939 | Yes | AC-Coupled | PhotoVoltaic | 0 | 0
ESMASI-57322 |  |  |  | connected solutions | 2025-11-17 | 2025-08-05 | Residential |  | Lithium Ion |  | Enphase | 20 | 14.16 | 14.16 | 14.16 | Behind the Meter |  |  |  |  | 22327916 | Yes | AC-Coupled | PhotoVoltaic | 16.56 | 27.984
ESMASI-57504 |  |  |  |  | 2025-11-17 | 2025-08-08 | Residential |  | Lithium Ion |  | Tesla | 13.5 | 20 | 13.5 | 5 | Behind the Meter | Reliability and Resiliency |  |  |  | 22327472 | Yes | DC-Coupled | PhotoVoltaic | 10.75 | 11.5
ESMASI-57728 |  |  |  | Net Metering | 2025-11-17 | 2025-08-14 | Residential |  | Lithium Ion |  | Other |  |  | 15 | 9.24 | Behind the Meter |  |  |  |  | 22380937 | Yes | AC-Coupled | PhotoVoltaic | 6.48 | 15
ESMASI-57803 |  |  |  | Net Metering | 2025-11-17 | 2025-08-15 | Residential |  | Lithium Ion |  | Other | 0 | 0 | 15 | 5 | Behind the Meter |  |  |  |  | 22429454 | Yes | AC-Coupled | PhotoVoltaic | 11.89 | 15
ESMASI-57970 |  |  |  | Net Metering | 2025-11-17 | 2025-08-19 | Residential |  | Lithium Ion |  | Other |  |  | 15 | 9.24 | Behind the Meter |  |  |  |  | 22437418 | Yes | AC-Coupled | PhotoVoltaic | 6.48 | 15
ESMASI-58411 |  |  |  | Net Metering | 2025-11-17 | 2025-08-28 | Residential |  | Lithium Ion |  | Other | 0 | 0 | 15 | 5 | Behind the Meter |  |  |  |  | 22602293 | Yes | AC-Coupled | PhotoVoltaic | 14.76 | 15
ESMASI-58704 |  |  |  | Net Metering | 2025-11-17 | 2025-09-04 | Residential |  | Lithium Ion |  | Other |  |  | 15 | 10 | Behind the Meter |  |  |  |  | 22655820 | Yes | AC-Coupled | PhotoVoltaic | 4.51 | 13.8
ESMASI-59010 |  |  |  | Net Metering | 2025-11-17 | 2025-09-11 | Residential |  | Lithium Ion |  | Other |  |  | 15 | 10 | Behind the Meter |  |  |  |  | 22755147 | Yes | AC-Coupled | PhotoVoltaic | 5.74 | 13.8
ESMASI-59502 |  |  |  | Net Metering | 2025-11-17 | 2025-09-19 | Residential |  | Lithium Ion |  | Other |  |  | 15 | 10 | Behind the Meter |  |  |  |  | 22919075 | Yes | AC-Coupled | PhotoVoltaic | 6.48 | 15.76
ESMASI-59588 |  |  |  | Net Metering | 2025-11-17 | 2025-09-22 | Residential |  | Lithium Ion |  | Other |  |  | 15 | 10 | Behind the Meter |  |  |  |  | 22912086 | Yes | AC-Coupled | PhotoVoltaic | 9.02 | 17.6
ESMASI-59918 |  |  |  | Connected Solutions Demand Response | 2025-11-17 | 2025-09-29 | Residential |  | Lithium Ion |  | Tesla | 27 | 11.5 | 27 | 11.5 | Behind the Meter | Customer Bill Savings (e.g., Demand Charge Management, TOU Arbitrage | Reliability and Resiliency |  |  | 23170707 | Yes | DC-Coupled | PhotoVoltaic | 11.89 | 11.5
ESMASI-60486 |  |  |  |  | 2025-11-17 | 2025-10-09 | Residential |  | Lithium Ion |  | Other |  |  | 15 | 10 | Behind the Meter | Reliability and Resiliency |  |  |  | 23165123 | Yes | AC-Coupled | PhotoVoltaic | 4.84 | 13.63
ESMAEX-05330 |  |  |  | Connected Solutions | 2025-11-18 | 2025-08-18 | Residential |  | Lithium Ion |  | Enphase | 0 | 0 | 30 | 11.52 | Behind the Meter | Micogrid |  |  |  | 22876170 | Yes | AC-Coupled | PhotoVoltaic | 4.4 | 4.392
ESMASI-56041 |  |  |  | Class 1 Rec | 2025-11-18 | 2025-07-02 | Residential |  | Lithium Ion |  | Other | 15 | 0 | 15 | 15 | Behind the Meter | Customer Bill Savings (e.g., Demand Charge Management, TOU Arbitrage | Self Generation |  |  | 21835660 | Yes | AC-Coupled | PhotoVoltaic | 0 | 15
ESMASI-58998 |  |  |  | Net Metering | 2025-11-18 | 2025-09-11 | Residential |  | Lithium Ion |  | Other |  |  | 15 | 10 | Behind the Meter |  |  |  |  | 22754708 | Yes | AC-Coupled | PhotoVoltaic | 4.92 | 13.8
ESMASI-59279 |  |  |  | Net Metering | 2025-11-18 | 2025-09-16 | Residential |  | Lithium Ion |  | Other |  |  | 15 | 10 | Behind the Meter |  |  |  |  | 22834647 | Yes | AC-Coupled | PhotoVoltaic | 3.645 | 13.8
ESMASI-60194 |  |  |  | Net Metering | 2025-11-18 | 2025-10-03 | Residential |  | Lithium Ion |  | Other |  |  | 15 | 10 | Behind the Meter |  |  |  |  | 23202680 | Yes | AC-Coupled | PhotoVoltaic | 5.265 | 13.8
ESMASI-60345 |  |  |  | Net Metering | 2025-11-18 | 2025-10-07 | Residential |  | Lithium Ion |  | Other |  |  | 15 | 10 | Behind the Meter |  |  |  |  | 23126501 | Yes | AC-Coupled | PhotoVoltaic | 15.17 | 21.52
HISTEX-68782 |  |  |  |  | 2025-11-19 | 2020-11-25 | Residential | [8 empty] | Standalone |  |  |  |  | 4659513 |  |  | PhotoVoltaic | 0 | 4980
ESMAEX-04727 |  |  |  |  | 2025-11-19 | 2025-04-02 | Residential |  | Lithium Ion |  | Other | 0 | 0 | 10 | 10 | Behind the Meter | Reliability and Resiliency |  |  |  | 21454241 | Yes | AC-Coupled | PhotoVoltaic | 11.34 | 17.6
ESMASI-57643 |  |  |  |  | 2025-11-19 | 2025-08-12 | Residential |  | Lithium Ion |  | Other | 30.72 | 30.72 | 30.72 | 15 | Behind the Meter |  |  |  |  | 22361184 | Yes | DC-Coupled | PhotoVoltaic | 9.79 | 9
ESMASI-56979 |  |  |  | Net Metering | 2025-11-19 | 2025-07-29 | Residential |  | Lithium Ion |  | Tesla | 13.5 | 11.5 | 13.5 | 11.5 | Behind the Meter |  |  |  |  | 22143347 | Yes | DC-Coupled | PhotoVoltaic | 11.07 | 11.5
ESMASI-58174 |  |  |  | Net Metering | 2025-11-19 | 2025-08-22 | Residential |  | Lithium Ion |  | Tesla | 13.5 | 11.5 | 13.5 | 11.5 | Behind the Meter |  |  |  |  | 22514093 | Yes | DC-Coupled | PhotoVoltaic | 7.38 | 11.5
ESMASI-58703 |  |  |  | Net Metering | 2025-11-19 | 2025-09-04 |  |  | Lithium Ion |  | Other |  |  | 15 | 7.05 | Behind the Meter |  |  |  |  | 22678087 | Yes | AC-Coupled | PhotoVoltaic | 3.645 | 10.85
ESMASI-58735 |  |  |  | Net Metering | 2025-11-19 | 2025-09-05 | Residential |  | Lithium Ion |  | Other | 0 | 0 | 15 | 10 | Behind the Meter |  |  |  |  | 23113909 | Yes | AC-Coupled | PhotoVoltaic | 3.28 | 13.8
ESMASI-59246 |  |  |  | Net Metering | 2025-11-19 | 2025-09-16 | Residential |  | Lithium Ion |  | Tesla | 13.5 | 11.5 | 13.5 | 11.5 | Behind the Meter |  |  |  |  | 22813180 | Yes | DC-Coupled | PhotoVoltaic | 3.645 | 11.5
ESMASI-59320 |  |  |  | Net Metering | 2025-11-19 | 2025-09-17 | Residential |  | Lithium Ion |  | Tesla | 27 | 23 | 27 | 23 | Behind the Meter |  |  |  |  | 22905257 | Yes | DC-Coupled | PhotoVoltaic | 8.2 | 11.5
ESMASI-60266 |  |  |  | Net Metering | 2025-11-19 | 2025-10-06 | Residential |  | Lithium Ion |  | Other | 15 | 10 | 15 | 10 | Behind the Meter |  |  |  |  | 23105509 | Yes | DC-Coupled | PhotoVoltaic | 5.74 | 7.6
ESMASI-57390 |  |  |  | Connected Solutions Demand Response | 2025-11-20 | 2025-08-07 | Residential |  | Lithium Ion |  | Tesla | 13.5 | 11.5 | 13.5 | 11.5 | Behind the Meter | Customer Bill Savings (e.g., Demand Charge Management, TOU Arbitrage | Reliability and Resiliency |  |  | 22312503 | Yes | DC-Coupled | PhotoVoltaic | 9.02 | 11.5
ESMASI-57240 |  |  |  | Net Metering | 2025-11-20 | 2025-08-04 | Residential |  | Lithium Ion |  | Other |  |  | 15 | 9.24 | Behind the Meter |  |  |  |  | 22269843 | Yes | AC-Coupled | PhotoVoltaic | 6.56 | 15
ESMASI-57597 |  |  |  | Net Metering | 2025-11-20 | 2025-08-12 | Residential |  | Lithium Ion |  | Other |  |  | 15 | 7.4 | Behind the Meter |  |  |  |  | 22414743 | Yes | AC-Coupled | PhotoVoltaic | 10.935 | 15
ESMASI-57855 |  |  |  | Net Metering | 2025-11-20 | 2025-08-18 | Residential |  | Lithium Ion |  | Tesla | 13.5 | 11.5 | 13.5 | 11.5 | Behind the Meter |  |  |  |  | 22526765 | Yes | DC-Coupled | PhotoVoltaic | 2.05 | 11.5
ESMASI-58248 |  |  |  | Net Metering | 2025-11-20 | 2025-08-25 | Residential |  | Lithium Ion |  | Other |  |  | 15 | 9.24 | Behind the Meter |  |  |  |  | 22523252 | Yes | AC-Coupled | PhotoVoltaic | 6.56 | 15
ESMASI-58770 |  |  |  | Utility DR Program | 2025-11-20 | 2025-09-05 | Residential |  | Lithium Ion |  | Other | 19.4 | 10 | 19.4 | 10 | Behind the Meter | Customer Bill Savings (e.g., Demand Charge Management, TOU Arbitrage | Reliability and Resiliency |  |  | 22704490 | Yes | DC-Coupled | PhotoVoltaic | 4.4 | 3.75
ESMASI-59061 |  |  |  | Connected Solutions Demand Response | 2025-11-20 | 2025-09-12 | Residential |  | Lithium Ion |  | Tesla | 13.5 | 11.5 | 13.5 | 11.5 | Behind the Meter | Customer Bill Savings (e.g., Demand Charge Management, TOU Arbitrage | Reliability and Resiliency |  |  | 22760827 | Yes | DC-Coupled | PhotoVoltaic | 8.2 | 11.5
ESMASI-59514 |  |  |  | Net Metering | 2025-11-20 | 2025-09-19 | Residential |  | Lithium Ion |  | Other |  |  | 15 | 10 | Behind the Meter |  |  |  |  | 22912333 | Yes | AC-Coupled | PhotoVoltaic | 9.315 | 17.6
ESMASI-60272 |  |  |  | Net Metering | 2025-11-20 | 2025-10-06 | Residential |  | Lithium Ion |  | Other |  |  | 15 | 10 | Behind the Meter |  |  |  |  | 23105855 | Yes | AC-Coupled | PhotoVoltaic | 3.645 | 13.8
ESMAEX-04853 |  |  |  | Connected Solutions Demand Response | 2025-11-21 | 2025-04-29 | Residential |  | Lithium Ion |  | Tesla | 13.5 | 0 | 13.5 | 11.5 | Behind the Meter | Customer Bill Savings (e.g., Demand Charge Management, TOU Arbitrage | Peak Shaving/ Load Leveling | Reliability and Resiliency |  | 20973789 | No | AC-Coupled | Other | 0 | 11.5
ESMASI-53800 |  |  |  |  | 2025-11-21 | 2025-05-07 | Residential |  | Lithium Ion |  | Enphase | 0 | 0 | 30 | 4.4 | Behind the Meter |  |  |  |  | 21097858 | Yes | AC-Coupled | PhotoVoltaic | 13.76 | 14.96
ESMASI-58343 |  |  |  |  | 2025-11-21 | 2025-08-27 | Residential |  | Lithium Ion |  | Other |  |  | 15 | 20 | Behind the Meter | Reliability and Resiliency |  |  |  | 22628430 | Yes | AC-Coupled | PhotoVoltaic | 15.48 | 33.176
ESMASI-58136 |  |  |  | Net Metering | 2025-11-21 | 2025-08-22 | Residential |  | Lithium Ion |  | Other |  |  | 15 | 7.4 | Behind the Meter |  |  |  |  | 22498599 | Yes | AC-Coupled | PhotoVoltaic | 10.25 | 15
ESMASI-58161 |  |  |  | Net Metering | 2025-11-21 | 2025-08-22 | Residential |  | Lithium Ion |  | Other |  |  | 15 | 7.4 | Behind the Meter |  |  |  |  | 22628225 | Yes | AC-Coupled | PhotoVoltaic | 9.315 | 15
ESMASI-58298 |  |  |  |  | 2025-11-21 | 2025-08-26 | Residential |  | Lithium Ion |  | Tesla | 27 | 5 | 27 | 10 | Behind the Meter | Self Generation |  |  |  | 22551801 | Yes | DC-Coupled | PhotoVoltaic | 9.68 | 11.5
ESMASI-58339 |  |  |  | Net Metering | 2025-11-21 | 2025-08-27 | Residential |  | Lithium Ion |  | Other |  |  | 15 | 10 | Behind the Meter |  |  |  |  | 22551235 | Yes | AC-Coupled | PhotoVoltaic | 4.86 | 13.8
ESMASI-58729 |  |  |  | Net Metering | 2025-11-21 | 2025-09-05 | Residential |  | Lithium Ion |  | Other | 0 | 0 | 15 | 10 | Behind the Meter |  |  |  |  | 23011282 | Yes | AC-Coupled | PhotoVoltaic | 9.72 | 17.6
ESMASI-58817 |  |  |  | connected solutions demand response | 2025-11-21 | 2025-09-06 | Residential |  | Lithium Ion |  | Tesla | 13.5 | 11.5 | 13.5 | 11.5 | Behind the Meter | Customer Bill Savings (e.g., Demand Charge Management, TOU Arbitrage | Reliability and Resiliency |  |  | 22690316 | Yes | DC-Coupled | PhotoVoltaic | 14.35 | 11.5
ESMASI-59046 |  |  |  |  | 2025-11-21 | 2025-09-11 | Residential |  | Lithium Ion |  | Tesla | 13.5 | 11.5 | 13.5 | 11.5 | Behind the Meter |  |  |  |  | 22813430 | Yes | DC-Coupled | PhotoVoltaic | 8.265 | 11.5
ESMASI-59311 |  |  |  |  | 2025-11-21 | 2025-09-17 | Residential |  | Lithium Ion |  | Other | 13.6 | 15 | 15 | 10 | Behind the Meter | Reliability and Resiliency |  |  |  | 22842037 | Yes | AC-Coupled | PhotoVoltaic | 9.03 | 16.3
ESMASI-59325 |  |  |  | Net Metering | 2025-11-21 | 2025-09-17 | Residential |  | Lithium Ion |  | Other |  |  | 15 | 10 | Behind the Meter |  |  |  |  | 22905288 | Yes | AC-Coupled | PhotoVoltaic | 4.455 | 13.8
ESMASI-59980 |  |  |  |  | 2025-11-21 | 2025-09-30 | Residential |  | Lithium Ion |  | Tesla | 13.5 | 20 | 13.5 | 6 | Behind the Meter |  |  |  |  | 23169530 | Yes | DC-Coupled | PhotoVoltaic | 13.2 | 11.5
ESMASI-60248 |  |  |  | Connected Solutions Demand Response | 2025-11-21 | 2025-10-06 | Residential |  | Lithium Ion |  | Tesla | 27 | 11.5 | 27 | 11.5 | Behind the Meter | Customer Bill Savings (e.g., Demand Charge Management, TOU Arbitrage | Reliability and Resiliency |  |  | 23093377 | Yes | DC-Coupled | PhotoVoltaic | 9.43 | 11.5
ESMASI-50083 |  |  |  |  | 2025-11-24 | 2025-01-24 | Residential |  | Lithium Ion |  | Other | 9.7 | 5 | 9.7 | 5 | Behind the Meter | Customer Bill Savings (e.g., Demand Charge Management, TOU Arbitrage | Reliability and Resiliency |  |  | 19978085 | Yes | DC-Coupled | PhotoVoltaic | 9.43 | 7.6
ESMASI-57245 |  |  |  | Utility DR Program | 2025-11-24 | 2025-08-04 | Residential |  | Lithium Ion |  | Tesla | 13.5 | 20 | 13.5 | 5 | Behind the Meter | Customer Bill Savings (e.g., Demand Charge Management, TOU Arbitrage | Reliability and Resiliency |  |  | 22269884 | Yes | DC-Coupled | PhotoVoltaic | 10.875 | 10
ESMASI-57784 |  |  |  | Net Metering | 2025-11-24 | 2025-08-15 | Residential |  | Lithium Ion |  | Other |  |  | 15 | 7.4 | Behind the Meter |  |  |  |  | 22406925 | Yes | AC-Coupled | PhotoVoltaic | 9.315 | 15
ESMASI-58223 |  |  |  |  | 2025-11-24 | 2025-08-25 | Residential |  | Lithium Ion |  | Enphase | 10 | 10 | 10 | 5 | Behind the Meter |  |  |  |  | 22600470 | Yes | AC-Coupled | PhotoVoltaic | 16.965 | 12.87
ESMASI-58244 |  |  |  | Net Metering | 2025-11-24 | 2025-08-25 | Residential |  | Lithium Ion |  | Other |  |  | 15 | 7.2 | Behind the Meter |  |  |  |  | 22523300 | Yes | AC-Coupled | PhotoVoltaic | 3.645 | 11
ESMASI-59779 |  |  |  | Net Metering | 2025-11-24 | 2025-09-25 | Residential |  | Lithium Ion |  | Other |  |  | 15 | 10 | Behind the Meter |  |  |  |  | 22962902 | Yes | AC-Coupled | PhotoVoltaic | 7.695 | 15.76
ESMASI-59834 |  |  |  | Net Metering | 2025-11-24 | 2025-09-26 | Residential |  | Lithium Ion |  | Other |  |  | 15 | 10 | Behind the Meter |  |  |  |  | 22989800 | Yes | AC-Coupled | PhotoVoltaic | 5.67 | 13.8
ESMASI-57856 |  |  |  | Net Metering | 2025-11-25 | 2025-08-18 | Residential |  | Lithium Ion |  | Other |  |  | 15 | 7.4 | Behind the Meter |  |  |  |  | 22428172 | Yes | AC-Coupled | PhotoVoltaic | 10.66 | 15
ESMASI-57871 |  |  |  | Net Metering | 2025-11-25 | 2025-08-18 | Residential |  | Lithium Ion |  | Other |  |  | 15 | 7.4 | Behind the Meter |  |  |  |  | 22421947 | Yes | AC-Coupled | PhotoVoltaic | 9.72 | 15
ESMASI-58153 |  |  |  | Net Metering | 2025-11-25 | 2025-08-22 | Residential |  | Lithium Ion |  | Tesla | 13.5 | 11.5 | 13.5 | 11.5 | Behind the Meter |  |  |  |  | 22645494 | Yes | DC-Coupled | PhotoVoltaic | 4.92 | 11.5
ESMASI-58270 |  |  |  |  | 2025-11-25 | 2025-08-26 | Residential |  | Lithium Ion |  | Tesla | 27 | 5 | 27 | 10 | Behind the Meter | Self Generation |  |  |  | 22534882 | Yes | DC-Coupled | PhotoVoltaic | 10.32 | 11.5
ESMASI-59188 |  |  |  | Net Metering | 2025-11-25 | 2025-09-15 | Residential |  | Lithium Ion |  | Other |  |  | 15 | 10 | Behind the Meter |  |  |  |  | 22803143 | Yes | AC-Coupled | PhotoVoltaic | 6.885 | 15.76
ESMASI-59808 |  |  |  | Net Metering | 2025-11-25 | 2025-09-25 | Residential |  | Lithium Ion |  | Tesla | 13.5 | 11.5 | 13.5 | 11.5 | Behind the Meter |  |  |  |  | 22963240 | Yes | DC-Coupled | PhotoVoltaic | 5.74 | 11.5
ESMAEX-04462 |  |  |  |  | 2025-11-26 | 2025-01-23 | Residential |  | Lithium Ion |  | Tesla | 54 | 13.5 | 54 | 11.5 | Behind the Meter |  |  |  |  | 20029310 | Yes | DC-Coupled | PhotoVoltaic | 35.42 | 23
ESMAEX-05300 |  |  |  | Utility DR Program | 2025-11-26 | 2025-08-11 | Residential |  | Lithium Ion |  | Other | 29.1 | 15 | 29.1 | 15 | Behind the Meter | Customer Bill Savings (e.g., Demand Charge Management, TOU Arbitrage | Peak Shaving/ Load Leveling | Reliability and Resiliency |  | 22341651 | Yes | DC-Coupled | PhotoVoltaic | 0 | 7.6
ESMASI-56034 |  |  |  |  | 2025-11-26 | 2025-07-02 | Residential |  | Lithium Ion |  | Enphase | 0 | 0 | 10 | 7.68 | Behind the Meter |  |  |  |  | 21801990 | Yes | AC-Coupled | PhotoVoltaic | 16.56 | 21.504
ESMASI-58106 |  |  |  | Net Metering | 2025-11-26 | 2025-08-21 | Residential |  | Lithium Ion |  | Other |  |  | 15 | 5 | Behind the Meter |  |  |  |  | 22478664 | Yes | AC-Coupled | PhotoVoltaic | 12.555 | 15
ESMASI-58172 |  |  |  | Net Metering. | 2025-11-26 | 2025-08-22 | Residential |  | Lithium Ion |  | Tesla | 27 | 11.5 | 27 | 11.5 | Behind the Meter |  |  |  |  | 22504017 | Yes | DC-Coupled | PhotoVoltaic | 18.45 | 23
ESMASI-58568 |  |  |  |  | 2025-11-26 | 2025-09-02 | Residential |  | Lithium Ion |  | Other | 13.6 | 15 | 15 | 10 | Behind the Meter | Reliability and Resiliency |  |  |  | 22615681 | Yes | AC-Coupled | PhotoVoltaic | 7.74 | 15.4
ESMASI-58767 |  |  |  |  | 2025-11-26 | 2025-09-05 | Residential |  | Lithium Ion |  | Tesla | 0 | 0 | 13.5 | 5 | Behind the Meter | Reliability and Resiliency |  |  |  | 22863037 | Yes | AC-Coupled | PhotoVoltaic | 7.48 | 5.61
ESMASI-59367 |  |  |  | Net Metering | 2025-11-26 | 2025-09-17 | Residential |  | Lithium Ion |  | Other |  |  | 15 | 10 | Behind the Meter |  |  |  |  | 22906213 | Yes | AC-Coupled | PhotoVoltaic | 16.2 | 21.4
ESMASI-59727 |  |  |  | Net Metering | 2025-11-26 | 2025-09-24 | Residential |  | Lithium Ion |  | Other |  |  | 15 | 10 | Behind the Meter |  |  |  |  | 22944783 | Yes | AC-Coupled | PhotoVoltaic | 14.58 | 20
ESMASI-59801 |  |  |  | Net Metering | 2025-11-26 | 2025-09-25 | Residential |  | Lithium Ion |  | Other |  |  | 15 | 10 | Behind the Meter |  |  |  |  | 22963142 | Yes | AC-Coupled | PhotoVoltaic | 3.645 | 13.8
ESMASI-57171 |  |  |  |  | 2025-11-28 | 2025-08-01 | Residential |  | Lithium Ion |  | Tesla | 27 | 11.5 | 27 | 11.5 | Behind the Meter | Customer Bill Savings (e.g., Demand Charge Management, TOU Arbitrage | Reliability and Resiliency |  |  | 22231695 | Yes | DC-Coupled | PhotoVoltaic | 11.88 | 11.5
ESMASI-59180 |  |  |  | Net Metering | 2025-11-28 | 2025-09-15 | Residential |  | Lithium Ion |  | Other |  |  | 15 | 10 | Behind the Meter |  |  |  |  | 22803100 | Yes | AC-Coupled | PhotoVoltaic | 6.97 | 15.76
ESMASI-59243 |  |  |  | Net Metering | 2025-11-28 | 2025-09-16 | Residential |  | Lithium Ion |  | Other | 0 | 0 | 15 | 10 | Behind the Meter |  |  |  |  | 22919027 | Yes | AC-Coupled | PhotoVoltaic | 14.175 | 20
ESMASI-59293 |  |  |  | Net Metering | 2025-11-28 | 2025-09-16 | Residential |  | Lithium Ion |  | Other |  |  | 15 | 10 | Behind the Meter |  |  |  |  | 22905171 | Yes | AC-Coupled | PhotoVoltaic | 14.76 | 20
ESMASI-60843 |  |  |  | Net Metering | 2025-11-28 | 2025-10-20 | Residential |  | Lithium Ion |  | Other |  |  | 15 | 10 | Behind the Meter |  |  |  |  | 23293309 | Yes | AC-Coupled | PhotoVoltaic | 6.48 | 15.76
ESMASI-53148 |  |  |  |  | 2025-12-01 | 2025-04-18 | Residential |  | Lithium Ion |  | Tesla |  |  | 5 | 2.5 | Behind the Meter |  |  |  |  | 20801427 | Yes | AC-Coupled | PhotoVoltaic | 9.2 | 12.6
ESMASI-53628 |  |  |  | Net Metering | 2025-12-01 | 2025-05-01 | Residential |  | Lithium Ion |  | Tesla | 13.5 | 11.5 | 13.5 | 11.5 | Behind the Meter |  |  |  |  | 20968252 | Yes | DC-Coupled | PhotoVoltaic | 29.93 | 15
ESMASI-56281 |  |  |  | Net Metering | 2025-12-01 | 2025-07-10 | Residential |  | Lithium Ion |  | Tesla | 13.5 | 11.5 | 13.5 | 11.5 | Behind the Meter |  |  |  |  | 21889064 | Yes | DC-Coupled | PhotoVoltaic | 4.51 | 11.5
ESMASI-58157 |  |  |  | Net Metering | 2025-12-01 | 2025-08-22 | Residential |  | Lithium Ion |  | Other |  |  | 15 | 7.4 | Behind the Meter |  |  |  |  | 22514141 | Yes | AC-Coupled | PhotoVoltaic | 10.125 | 15
ESMASI-58503 |  |  |  |  | 2025-12-01 | 2025-08-31 | Residential |  | Lithium Ion |  | Enphase | 0 | 0 | 10 | 7.08 | Behind the Meter | Customer Bill Savings (e.g., Demand Charge Management, TOU Arbitrage | Reliability and Resiliency | Self Generation |  | 22730485 | Yes | AC-Coupled | PhotoVoltaic | 8.61 | 15.14
ESMASI-60014 |  |  |  | Net Metering | 2025-12-01 | 2025-09-30 | Residential |  | Lithium Ion |  | Other |  |  | 15 | 10 | Behind the Meter |  |  |  |  | 23169501 | Yes | AC-Coupled | PhotoVoltaic | 11.745 | 20
ESMASI-60018 |  |  |  | Net Metering | 2025-12-01 | 2025-09-30 | Residential |  | Lithium Ion |  | Other |  |  | 15 | 10 | Behind the Meter |  |  |  |  | 23169307 | Yes | AC-Coupled | PhotoVoltaic | 14.58 | 20
ESMASI-60469 |  |  |  | Net Metering | 2025-12-01 | 2025-10-09 | Residential |  | Lithium Ion |  | Other |  |  | 15 | 10 | Behind the Meter |  |  |  |  | 23159558 | Yes | AC-Coupled | PhotoVoltaic | 4.05 | 13.8
ESMASI-52016 |  |  |  | Utility DR Program | 2025-12-02 | 2025-03-23 | Residential |  | Lithium Ion |  | Other | 29100 | 15 | 0 | 0 | Behind the Meter | Customer Bill Savings (e.g., Demand Charge Management, TOU Arbitrage | Reliability and Resiliency | Self Generation |  | 20495628 | Yes | DC-Coupled | PhotoVoltaic | 14.96 | 10
ESMASI-59280 |  |  |  | Net Metering | 2025-12-02 | 2025-09-16 | Residential |  | Lithium Ion |  | Other | 0 | 0 | 15 | 10 | Behind the Meter |  |  |  |  | 22919041 | Yes | AC-Coupled | PhotoVoltaic | 7.29 | 15.76
ESMASI-60529 |  |  |  |  | 2025-12-02 | 2025-10-10 | Residential |  | Lithium Ion |  | Other |  |  | 15 | 6.3 | Behind the Meter | Reliability and Resiliency |  |  |  | 23287344 | Yes | AC-Coupled | PhotoVoltaic | 12 | 6.3
ESMASI-56660 |  |  |  | Utility DR Program | 2025-12-03 | 2025-07-21 | Residential |  | Lithium Ion |  | Other | 29.1 | 15 | 29.1 | 15 | Behind the Meter | Customer Bill Savings (e.g., Demand Charge Management, TOU Arbitrage | Reliability and Resiliency |  |  | 22029980 | Yes | DC-Coupled | PhotoVoltaic | 28.16 | 15
ESMASI-57569 |  |  |  | Net Metering | 2025-12-03 | 2025-08-11 | Residential |  | Lithium Ion |  | Other |  |  | 15 | 7.4 | Behind the Meter |  |  |  |  | 22350889 | Yes | AC-Coupled | PhotoVoltaic | 9.315 | 15
ESMASI-57744 |  |  |  | Net Metering | 2025-12-03 | 2025-08-14 | Residential |  | Lithium Ion |  | Other |  |  | 15 | 7.4 | Behind the Meter |  |  |  |  | 22384253 | Yes | AC-Coupled | PhotoVoltaic | 9.02 | 15
ESMASI-58694 |  |  |  | Net Metering | 2025-12-03 | 2025-09-04 | Residential |  | Lithium Ion |  | Other |  |  | 15 | 10 | Behind the Meter |  |  |  |  | 22654890 | Yes | AC-Coupled | PhotoVoltaic | 5.265 | 13.8
ESMASI-59557 |  |  |  |  | 2025-12-03 | 2025-09-22 | Residential |  | Lithium Ion |  | Tesla | 54 | 40 | 54 | 23 | Behind the Meter | Reliability and Resiliency |  |  |  | 22959396 | Yes | DC-Coupled | PhotoVoltaic | 17.02 | 23
ESMASI-59137 |  |  |  |  | 2025-12-03 | 2025-09-15 | Residential |  | Lithium Ion |  | Tesla | 27 | 40 | 27 | 23 | Behind the Meter |  |  |  |  | 22806019 | Yes | DC-Coupled | PhotoVoltaic | 14.19 | 15
ESMASI-60573 |  |  |  | Net Metering | 2025-12-03 | 2025-10-13 | Residential |  | Lithium Ion |  | Other | 0 | 0 | 15 | 10 | Behind the Meter |  |  |  |  | 23228530 | Yes | AC-Coupled | PhotoVoltaic | 9.43 | 17.6
ESMASI-59854 |  |  |  | Net Metering | 2025-12-03 | 2025-09-26 | Residential |  | Lithium Ion |  | Tesla | 13.5 | 11.5 | 13.5 | 11.5 | Behind the Meter |  |  |  |  | 22985716 | Yes | DC-Coupled | PhotoVoltaic | 8.2 | 11.5
ESMASI-60464 |  |  |  |  | 2025-12-03 | 2025-10-09 | Residential |  | Lithium Ion |  | Tesla | 13.5 | 13.5 | 15 | 15 | Behind the Meter |  |  |  |  | 23165029 | Yes | DC-Coupled | PhotoVoltaic | 13.485 | 15
ESMAEX-05149 |  |  |  |  | 2025-12-04 | 2025-07-01 | Residential |  | Lithium Ion |  | Tesla | 0 | 0 | 13.5 | 11.5 | Behind the Meter |  |  |  |  | 22038387 | Yes | AC-Coupled | PhotoVoltaic | 17.63 | 15.744
ESMASI-56083 |  |  |  | Connected Solutions Demand Response | 2025-12-04 | 2025-07-03 | Residential |  | Lithium Ion |  | Tesla | 11.5 | 11.5 | 13.5 | 11.5 | Behind the Meter | Customer Bill Savings (e.g., Demand Charge Management, TOU Arbitrage | Reliability and Resiliency |  |  | 21864659 | Yes | DC-Coupled | PhotoVoltaic | 16.81 | 11.5
ESMASI-57352 |  |  |  | Connected Solutions Demand Response | 2025-12-04 | 2025-08-06 | Residential |  | Lithium Ion |  | Tesla | 11.5 | 11.5 | 13.5 | 11.5 | Behind the Meter | Customer Bill Savings (e.g., Demand Charge Management, TOU Arbitrage | Reliability and Resiliency |  |  | 22305786 | Yes | DC-Coupled | PhotoVoltaic | 8.2 | 11.5
ESMASI-57683 |  |  |  | Net Metering | 2025-12-04 | 2025-08-13 | Residential |  | Lithium Ion |  | Other |  |  | 15 | 7.4 | Behind the Meter |  |  |  |  | 22370072 | Yes | AC-Coupled | PhotoVoltaic | 11.07 | 15
ESMASI-58065 |  |  |  |  | 2025-12-04 | 2025-08-21 | Residential |  | Lithium Ion |  | Other |  |  | 9.8 | 9.8 | Behind the Meter |  |  |  |  | 22477808 | Yes | AC-Coupled | PhotoVoltaic | 6.96 | 15.08
ESMASI-58756 |  |  |  |  | 2025-12-04 | 2025-09-05 | Residential |  | Lithium Ion |  | Enphase |  |  | 10 | 7.08 | Behind the Meter |  |  |  |  | 22746893 | Yes | AC-Coupled | PhotoVoltaic | 6.88 | 11.88
ESMASI-61031 |  |  |  |  | 2025-12-04 | 2025-10-23 | Residential |  | Lithium Ion |  | Enphase | 0 | 0 | 10 | 10 | Behind the Meter |  |  |  |  | 23456787 | Yes | AC-Coupled | Other | 16.58 | 10
ESMASI-60508 |  |  |  | Connected Solutions Demand Response | 2025-12-04 | 2025-10-10 | Residential |  | Lithium Ion |  | Tesla | 13.5 | 11.5 | 13.5 | 11.5 | Behind the Meter | Customer Bill Savings (e.g., Demand Charge Management, TOU Arbitrage | Reliability and Resiliency |  |  | 23186888 | Yes | DC-Coupled | PhotoVoltaic | 10.25 | 11.5
ESMASI-62308 |  |  |  |  | 2025-12-04 | 2025-11-24 | Residential |  | Lithium Ion |  | Tesla | 13.5 | 13.5 | 13.5 | 5 | Behind the Meter |  |  |  |  | 23874382 | Yes | DC-Coupled | PhotoVoltaic | 5.22 | 11.5
ESMASI-55574 |  |  |  | Connected Solutions Demand Response | 2025-12-05 | 2025-06-19 | Residential |  | Lithium Ion |  | Tesla | 27 | 11.5 | 27 | 11.5 | Behind the Meter | Customer Bill Savings (e.g., Demand Charge Management, TOU Arbitrage | Reliability and Resiliency |  |  | 21642862 | Yes | DC-Coupled | PhotoVoltaic | 11.48 | 11.5
ESMASI-55372 |  |  |  | Class 1 Rec | 2025-12-05 | 2025-06-16 | Residential |  | Lithium Ion |  | Other | 15 | 0 | 15 | 7.5 | Behind the Meter | Customer Bill Savings (e.g., Demand Charge Management, TOU Arbitrage | Self Generation |  |  | 21731828 | Yes | AC-Coupled | PhotoVoltaic | 10 | 7.36
ESMASI-56126 |  |  |  | Class 1 Rec | 2025-12-05 | 2025-07-07 | Residential |  | Lithium Ion |  | Other | 15 | 0 | 15 | 10 | Behind the Meter |  |  |  |  | 21918525 | Yes | AC-Coupled | PhotoVoltaic | 14.19 | 21.4
ESMASI-57979 |  |  |  | Connected Solutions Demand Response | 2025-12-05 | 2025-08-20 | Residential |  | Lithium Ion |  | Tesla | 11.5 | 1.5 | 11.5 | 5 | Behind the Meter | Customer Bill Savings (e.g., Demand Charge Management, TOU Arbitrage | Reliability and Resiliency |  |  | 22454471 | Yes | DC-Coupled | PhotoVoltaic | 10.25 | 11.5
ESMASI-57649 |  |  |  | Net Metering | 2025-12-05 | 2025-08-12 | Residential |  | Lithium Ion |  | Other |  |  | 30 | 5 | Behind the Meter |  |  |  |  | 22361208 | Yes | AC-Coupled | PhotoVoltaic | 14.35 | 15
ESMASI-58652 |  |  |  | Utility DR Program | 2025-12-05 | 2025-09-03 | Residential |  | Lithium Ion |  | Other |  |  | 30 | 20 | Behind the Meter | Reliability and Resiliency | Self Generation |  |  | 22730903 | Yes | AC-Coupled | PhotoVoltaic | 21.16 | 37.664
ESMASI-58149 |  |  |  |  | 2025-12-05 | 2025-08-22 | Residential |  | Lithium Ion |  | Other |  |  | 15 | 7.4 | Behind the Meter |  |  |  |  | 22500479 | Yes | AC-Coupled | PhotoVoltaic | 11.07 | 15
ESMASI-58317 |  |  |  | connected solutions demand response | 2025-12-05 | 2025-08-27 | Residential |  | Lithium Ion |  | Tesla | 27 | 11.5 | 27 | 11.5 | Behind the Meter | Customer Bill Savings (e.g., Demand Charge Management, TOU Arbitrage | Reliability and Resiliency |  |  | 22540781 | Yes | DC-Coupled | PhotoVoltaic | 9.43 | 11.5
ESMASI-58325 |  |  |  |  | 2025-12-05 | 2025-08-27 | Residential |  | Lithium Ion |  | Tesla | 13.5 | 11.5 | 13.5 | 11.5 | Behind the Meter |  |  |  |  | 22629200 | Yes | DC-Coupled | PhotoVoltaic | 14.62 | 15
ESMASI-59069 |  |  |  | Net Metering | 2025-12-05 | 2025-09-12 | Residential |  | Lithium Ion |  | Other |  |  | 15 | 10 | Behind the Meter |  |  |  |  | 22782294 | Yes | AC-Coupled | PhotoVoltaic | 4.455 | 13.8
ESMASI-59212 |  |  |  |  | 2025-12-05 | 2025-09-16 | Residential |  | Lithium Ion |  | Tesla | 13.5 | 11.5 | 13.5 | 11.5 | Behind the Meter |  |  |  |  | 22945347 | Yes | DC-Coupled | PhotoVoltaic | 9.03 | 11.5
ESMASI-59292 |  |  |  | Net Metering | 2025-12-05 | 2025-09-16 | Residential |  | Lithium Ion |  | Other |  |  | 15 | 10 | Behind the Meter |  |  |  |  | 22905093 | Yes | AC-Coupled | PhotoVoltaic | 12.555 | 20
ESMASI-59324 |  |  |  | Net Metering | 2025-12-05 | 2025-09-17 | Residential |  | Lithium Ion |  | Other | 0 | 0 | 15 | 10 | Behind the Meter |  |  |  |  | 23068555 | Yes | AC-Coupled | PhotoVoltaic | 7.38 | 15.76
ESMASI-59621 |  |  |  | Net Metering | 2025-12-05 | 2025-09-23 | Residential |  | Lithium Ion |  | Other |  |  | 15 | 10 | Behind the Meter |  |  |  |  | 22927420 | Yes | AC-Coupled | PhotoVoltaic | 13.365 | 20
ESMASI-59672 |  |  |  | Net Metering | 2025-12-05 | 2025-09-23 | Residential |  | Lithium Ion |  | Other |  |  | 15 | 10 | Behind the Meter |  |  |  |  | 22941654 | Yes | AC-Coupled | PhotoVoltaic | 6.56 | 15.76
ESMASI-59770 |  |  |  | Net Metering | 2025-12-05 | 2025-09-25 | Residential |  | Lithium Ion |  | Other |  |  | 15 | 10 | Behind the Meter |  |  |  |  | 22962827 | Yes | AC-Coupled | PhotoVoltaic | 7.79 | 15.76
ESMASI-60232 |  |  |  | Net Metering | 2025-12-05 | 2025-10-03 | Residential |  | Lithium Ion |  | Other |  |  | 15 | 10 | Behind the Meter |  |  |  |  | 23089568 | Yes | AC-Coupled | PhotoVoltaic | 9.315 | 17.6
ESMASI-60760 |  |  |  | Net Metering | 2025-12-05 | 2025-10-15 | Residential |  | Lithium Ion |  | Other |  |  | 15 | 10 | Behind the Meter |  |  |  |  | 23232691 | Yes | AC-Coupled | PhotoVoltaic | 6.48 | 15.76
ESMASI-60766 |  |  |  | Net Metering | 2025-12-05 | 2025-10-16 | Residential |  | Lithium Ion |  | Other |  |  | 15 | 10 | Behind the Meter |  |  |  |  | 23342919 | Yes | AC-Coupled | PhotoVoltaic | 6.48 | 15.76
ESMASI-61245 |  |  |  | Net Metering | 2025-12-05 | 2025-10-28 | Residential |  | Lithium Ion |  | Other |  |  | 15 | 10 | Behind the Meter |  |  |  |  | 23423055 | Yes | AC-Coupled | PhotoVoltaic | 4.455 | 13.8
ESMASI-62307 |  |  |  | Net Metering | 2025-12-05 | 2025-11-24 | Residential |  | Lithium Ion |  | Other |  |  | 15 | 10 | Behind the Meter |  |  |  |  | 23805903 | Yes | AC-Coupled | PhotoVoltaic | 6.48 | 15.76
ESMAEX-05237 |  |  |  |  | 2025-12-08 | 2025-07-31 | Residential |  | Lithium Ion |  | LG Chem | 17.7 | 11 | 17.7 | 7 | Behind the Meter | Customer Bill Savings (e.g., Demand Charge Management, TOU Arbitrage | Peak Shaving/ Load Leveling | Self Generation |  | 22252490 | No | AC-Coupled | Other | 0 | 11.5
ESMASI-57890 |  |  |  | Net Metering | 2025-12-08 | 2025-08-18 | Residential |  | Lithium Ion |  | Other |  |  | 15 | 7.4 | Behind the Meter |  |  |  |  | 22526647 | Yes | AC-Coupled | PhotoVoltaic | 8.91 | 15
ESMASI-59359 |  |  |  | Net Metering | 2025-12-08 | 2025-09-17 | Residential |  | Lithium Ion |  | Other |  |  | 15 | 10 | Behind the Meter |  |  |  |  | 22906141 | Yes | AC-Coupled | PhotoVoltaic | 13.365 | 20
ESMASI-60161 |  |  |  |  | 2025-12-08 | 2025-10-02 | Lithium Ion |  | Lithium Ion |  | Tesla | 13.5 | 13.5 | 13.5 | 5 | Behind the Meter |  |  |  |  | 23203461 | Yes | DC-Coupled | PhotoVoltaic | 11.31 | 11.5
ESMASI-60198 |  |  |  | Net Metering | 2025-12-08 | 2025-10-03 | Residential |  | Lithium Ion |  | Other |  |  | 15 | 10 | Behind the Meter |  |  |  |  | 23088801 | Yes | AC-Coupled | PhotoVoltaic | 7.29 | 17.6
ESMASI-60649 |  |  |  | Net Metering | 2025-12-08 | 2025-10-14 | Residential |  | Lithium Ion |  | Other |  |  | 15 | 10 | Behind the Meter |  |  |  |  | 23289222 | Yes | AC-Coupled | PhotoVoltaic | 8.91 | 17.6
ESMASI-61272 |  |  |  | Net Metering | 2025-12-08 | 2025-10-28 | Residential |  | Lithium Ion |  | Other |  |  | 15 | 10 | Behind the Meter |  |  |  |  | 23423572 | Yes | AC-Coupled | PhotoVoltaic | 8.1 | 15.76
ESMASI-62504 |  |  |  | Net Metering | 2025-12-08 | 2025-12-01 | Residential |  | Lithium Ion |  | Other |  |  | 15 | 10 | Behind the Meter |  |  |  |  | 23873590 | Yes | AC-Coupled | PhotoVoltaic | 6.56 | 15.76
ESMASI-52651 |  |  |  |  | 2025-12-09 | 2025-04-07 | Residential |  | Lithium Ion |  | Other | 13.6 | 0 | 13.6 | 5 | Behind the Meter |  |  |  |  | 20772284 | Yes | AC-Coupled | Other | 0 | 0.015
ESMASI-59009 |  |  |  |  | 2025-12-09 | 2025-09-11 | Residential |  | Lithium Ion |  | Enphase | 0 | 0 | 10 | 7.08 | Behind the Meter | Peak Shaving/ Load Leveling | Reliability and Resiliency | Self Generation |  | 23113887 | Yes | AC-Coupled | PhotoVoltaic | 8.36 | 13.35
ESMASI-60442 |  |  |  | Net Metering | 2025-12-09 | 2025-10-08 | Residential |  | Lithium Ion |  | Other |  |  | 15 | 10 | Behind the Meter |  |  |  |  | 23156010 | Yes | AC-Coupled | PhotoVoltaic | 19.035 | 23.36
ESMASI-60652 |  |  |  | Net Metering | 2025-12-09 | 2025-10-14 | Residential |  | Lithium Ion |  | Other |  |  | 15 | 10 | Behind the Meter |  |  |  |  | 23219766 | Yes | AC-Coupled | PhotoVoltaic | 10.53 | 17.6
ESMAEX-04407 |  |  |  |  | 2025-12-10 | 2024-12-30 | Residential |  | Lithium Ion |  | Tesla | 0 | 0 | 13.5 | 11.5 | Behind the Meter |  |  |  |  | 20008816 | Yes | AC-Coupled | PhotoVoltaic | 9.43 | 11.5
ESMASI-54120 |  |  |  |  | 2025-12-10 | 2025-05-15 | Residential |  | Lithium Ion |  | Other | 16 | 8.55 | 16 | 8.55 | Behind the Meter | Reliability and Resiliency | Micogrid |  |  | 21157351 | Yes | DC-Coupled | PhotoVoltaic | 12.9 | 11.5
ESMASI-55144 |  |  |  | Utility DR Program | 2025-12-10 | 2025-06-10 | Residential |  | Lithium Ion |  | Tesla | 27 | 40 | 27 | 10 | Behind the Meter | Customer Bill Savings (e.g., Demand Charge Management, TOU Arbitrage | Reliability and Resiliency |  |  | 21480116 | Yes | DC-Coupled | PhotoVoltaic | 8.8 | 10
ESMASI-56895 |  |  |  | Net Metering | 2025-12-10 | 2025-07-25 | Residential |  | Lithium Ion |  | Tesla | 13.5 | 11.5 | 13.5 | 11.5 | Behind the Meter |  |  |  |  | 22158628 | Yes | DC-Coupled | PhotoVoltaic | 8.61 | 11.5
ESMASI-57056 |  |  |  | Class 1 REC | 2025-12-10 | 2025-07-30 | Residential |  | Lithium Ion |  | Tesla | 27 | 5 | 27 | 5 | Behind the Meter | Customer Bill Savings (e.g., Demand Charge Management, TOU Arbitrage | Self Generation |  |  | 22162222 | Yes | DC-Coupled | PhotoVoltaic | 12.04 | 11.5
ESMASI-59372 |  |  |  | Net Metering | 2025-12-10 | 2025-09-18 | Residential |  | Lithium Ion |  | Other |  |  | 15 | 10 | Behind the Meter |  |  |  |  | 22906450 | Yes | AC-Coupled | PhotoVoltaic | 10.25 | 17.6
ESMAEX-05135 |  |  |  |  | 2025-12-11 | 2025-06-26 | Residential |  | Lithium Ion |  | Other | 0 | 0 | 15 | 10 | Behind the Meter |  |  |  |  | 21743810 | Yes | AC-Coupled | PhotoVoltaic | 9.2 | 19.18
ESMASI-50005 |  |  |  | Connected Solutions Demand Response | 2025-12-11 | 2025-01-22 | Residential |  | Lithium Ion |  | Tesla | 0 | 0 | 27 | 10 | Behind the Meter | Customer Bill Savings (e.g., Demand Charge Management, TOU Arbitrage | Reliability and Resiliency |  |  | 19977861 | Yes | AC-Coupled | PhotoVoltaic | 0 | 10
ESMASI-57804 |  |  |  | Net Metering | 2025-12-11 | 2025-08-15 | Residential |  | Lithium Ion |  | Other |  |  | 15 | 7.4 | Behind the Meter |  |  |  |  | 22408308 | Yes | AC-Coupled | PhotoVoltaic | 8.91 | 15
ESMASI-59495 |  |  |  | Net Metering | 2025-12-11 | 2025-09-19 | Residential |  | Lithium Ion |  | Other |  |  | 15 | 10 | Behind the Meter |  |  |  |  | 22912316 | Yes | AC-Coupled | PhotoVoltaic | 8.91 | 17.6
ESMASI-59963 |  |  |  | Net Metering | 2025-12-11 | 2025-09-29 | Residential |  | Lithium Ion |  | Other |  |  | 15 | 10 | Behind the Meter |  |  |  |  | 23009801 | Yes | AC-Coupled | PhotoVoltaic | 12.555 | 20
ESMASI-60003 |  |  |  | Net Metering | 2025-12-11 | 2025-09-30 | Residential |  | Lithium Ion |  | Other |  |  | 15 | 10 | Behind the Meter |  |  |  |  | 23170030 | Yes | AC-Coupled | PhotoVoltaic | 6.48 | 15.76
ESMASI-59527 |  |  |  | Net Metering | 2025-12-12 | 2025-09-20 | Residential |  | Lithium Ion |  | Other |  |  | 15 | 10 | Behind the Meter |  |  |  |  | 22912628 | Yes | AC-Coupled | PhotoVoltaic | 8.505 | 15.76
ESMAEX-04854 |  |  |  |  | 2025-12-14 | 2025-04-30 | Residential |  | Lithium Ion |  | Other | 15 | 15 | 45 | 30 | Behind the Meter |  |  |  |  | 21532784 | Yes | AC-Coupled | PhotoVoltaic | 14.79 | 43.056
ESMAEX-04976 |  |  |  |  | 2025-12-15 | 2025-05-23 | Residential |  | Lithium Ion |  | Tesla | 0 | 0 | 28 | 28 | Behind the Meter |  |  |  |  | 21467517 | Yes | AC-Coupled | PhotoVoltaic | 11.7 | 28
ESMAEX-05530 |  |  |  |  | 2025-12-15 | 2025-09-30 | Residential |  | Other |  | Enphase | 0 | 0 | 5 | 3.84 | Behind the Meter |  |  |  |  | 23063700 | Yes | AC-Coupled | PhotoVoltaic | 6.3 | 4.95
ESMASI-57993 |  |  |  |  | 2025-12-15 | 2025-08-20 | Residential |  | Lithium Ion |  | Tesla | 0 | 0 | 13.5 | 11.5 | Behind the Meter |  |  |  |  | 22499445 | Yes | DC-Coupled | PhotoVoltaic | 14.08 | 23
ESMASI-57619 |  |  |  |  | 2025-12-15 | 2025-08-12 | Residential |  | Lithium Ion |  | Other | 13.6 | 15 | 15 | 30 | Behind the Meter | Reliability and Resiliency |  |  |  | 22220376 | Yes | AC-Coupled | PhotoVoltaic | 23.76 | 47.82
ESMASI-57681 |  |  |  | RECs | 2025-12-15 | 2025-08-13 | Residential |  | Lithium Ion |  | Tesla | 13.5 | 11.5 | 13.5 | 11.5 | Behind the Meter | Reliability and Resiliency |  |  |  | 22370085 | Yes | DC-Coupled | PhotoVoltaic | 12.04 | 11.5
ESMASI-57724 |  |  |  | Net Metering | 2025-12-15 | 2025-08-14 | Residential |  | Lithium Ion |  | Other |  |  | 15 | 7.4 | Behind the Meter |  |  |  |  | 22448264 | Yes | AC-Coupled | PhotoVoltaic | 10.125 | 15
ESMASI-57741 |  |  |  |  | 2025-12-15 | 2025-08-14 | Residential |  | Lithium Ion |  | Other | 13.6 | 15 | 15 | 10 | Behind the Meter | Reliability and Resiliency |  |  |  | 22571189 | Yes | AC-Coupled | PhotoVoltaic | 6.9 | 15.76
ESMASI-57748 |  |  |  | Net Metering | 2025-12-15 | 2025-08-14 | Residential |  | Lithium Ion |  | Other |  |  | 15 | 9.24 | Behind the Meter |  |  |  |  | 22384186 | Yes | AC-Coupled | PhotoVoltaic | 8.61 | 15
ESMASI-59183 |  |  |  | Net Metering | 2025-12-15 | 2025-09-15 | Residential |  | Lithium Ion |  | Other |  |  | 15 | 10 | Behind the Meter |  |  |  |  | 23011316 | Yes | AC-Coupled | PhotoVoltaic | 10.125 | 17.6
ESMASI-59257 |  |  |  | Net Metering | 2025-12-15 | 2025-09-16 | Residential |  | Lithium Ion |  | Other |  |  | 15 | 10 | Behind the Meter |  |  |  |  | 22819916 | Yes | AC-Coupled | PhotoVoltaic | 12.15 | 20
ESMASI-59624 |  |  |  | Net Metering | 2025-12-15 | 2025-09-23 | Residential |  | Lithium Ion |  | Other |  |  | 15 | 10 | Behind the Meter |  |  |  |  | 22927407 | Yes | AC-Coupled | PhotoVoltaic | 8.1 | 15.76
ESMASI-59649 |  |  |  | Net Metering | 2025-12-15 | 2025-09-23 | Residential |  | Lithium Ion |  | Other |  |  | 15 | 10 | Behind the Meter |  |  |  |  | 22927539 | Yes | AC-Coupled | PhotoVoltaic | 13.77 | 20
ESMASI-59767 |  |  |  |  | 2025-12-15 | 2025-09-25 | Residential |  | Lithium Ion |  | Tesla | 13.5 | 11.5 | 13.5 | 0 | Behind the Meter |  |  |  |  | 23122775 | Yes | DC-Coupled | PhotoVoltaic | 13.33 | 11.5
ESMASI-59924 |  |  |  | Net Metering | 2025-12-15 | 2025-09-29 | Residential |  | Lithium Ion |  | Other |  |  | 15 | 10 | Behind the Meter |  |  |  |  | 23006882 | Yes | AC-Coupled | PhotoVoltaic | 4.86 | 13.7
ESMASI-60109 |  |  |  | Net Metering | 2025-12-15 | 2025-10-01 | Residential |  | Lithium Ion |  | Other |  |  | 15 | 10 | Behind the Meter |  |  |  |  | 23042744 | Yes | AC-Coupled | PhotoVoltaic | 8.91 | 17.6
ESMASI-60196 |  | MA - SMART Program |  |  | 2025-12-15 | 2025-10-03 | Residential |  | Lithium Ion |  | Tesla |  |  | 13.5 | 8.1 | Behind the Meter | Reliability and Resiliency |  |  |  | 23088741 | Yes | AC-Coupled | PhotoVoltaic | 9.31 | 8.1
ESMASI-60209 |  |  |  |  | 2025-12-15 | 2025-10-03 | Residential |  | Lithium Ion |  | Other | 0 | 0 | 13.5 | 5 | Behind the Meter |  |  |  |  | 23122800 | Yes | AC-Coupled | PhotoVoltaic | 4.14 | 12.6
ESMASI-60570 |  |  |  |  | 2025-12-15 | 2025-10-13 | Residential |  | Lithium Ion |  | Tesla | 13.5 | 11.68 | 13.5 | 11.5 | Behind the Meter |  |  |  |  | 23195860 | Yes | DC-Coupled | PhotoVoltaic | 11.88 | 11.5
ESMASI-60295 |  |  |  | Net Metering | 2025-12-15 | 2025-10-06 | Residential |  | Lithium Ion |  | Other | 13.5 | 11.5 | 13.5 | 11.5 | Behind the Meter |  |  |  |  | 23137990 | Yes | DC-Coupled | PhotoVoltaic | 2.46 | 11.5
ESMASI-60744 |  |  |  | Net Metering | 2025-12-15 | 2025-10-15 | Residential |  | Lithium Ion |  | Other |  |  | 15 | 10 | Behind the Meter |  |  |  |  | 23232577 | Yes | AC-Coupled | PhotoVoltaic | 8.91 | 17.6
ESMASI-60886 |  |  |  | Net Metering | 2025-12-15 | 2025-10-20 | Residential |  | Lithium Ion |  | Other |  |  | 15 | 10 | Behind the Meter |  |  |  |  | 23303062 | Yes | AC-Coupled | PhotoVoltaic | 9.315 | 17.6
ESMASI-61320 |  |  |  | Net Metering | 2025-12-15 | 2025-10-29 | Residential |  | Lithium Ion |  | Other |  |  | 15 | 10 | Behind the Meter |  |  |  |  | 23441847 | Yes | AC-Coupled | PhotoVoltaic | 18.63 | 23.36
ESMASI-62135 |  |  |  | Net Metering | 2025-12-15 | 2025-11-18 | Residential |  | Lithium Ion |  | Other |  |  | 15 | 10 | Behind the Meter |  |  |  |  | 23730066 | Yes | AC-Coupled | PhotoVoltaic | 10.935 | 17.6
ESMAEX-04502 |  |  |  |  | 2025-12-16 | 2025-02-07 | Residential |  | Lithium Ion |  | Tesla | 0 | 0 | 40.5 | 34.5 | Behind the Meter | Self Generation |  |  |  | 20113685 | Yes | AC-Coupled | PhotoVoltaic | 20.088 | 23
ESMAEX-04940 |  | ISO Markets |  |  | 2025-12-16 | 2025-05-16 | Residential |  | Lithium Ion |  | Tesla | 0 | 0 | 13.5 | 5 | Behind the Meter | Peak Shaving/ Load Leveling |  |  |  | 21246056 | Yes | AC-Coupled | PhotoVoltaic | 19.35 | 19.1
ESMAEX-05112 |  |  |  |  | 2025-12-16 | 2025-06-24 | Residential |  | Lithium Ion |  | Enphase | 10 | 10 | 10 | 10 | Behind the Meter |  |  |  |  | 22253266 | Yes | AC-Coupled | PhotoVoltaic | 6.44 | 15.376
ESMAEX-05275 |  |  |  | Connected Solutions Demand Response | 2025-12-16 | 2025-08-04 | Residential |  | Lithium Ion |  | Tesla | 13.5 | 13.5 | 11.5 | 11.5 | Behind the Meter | Customer Bill Savings (e.g., Demand Charge Management, TOU Arbitrage | Peak Shaving/ Load Leveling | Reliability and Resiliency |  | 22252803 | Yes | AC-Coupled | Other | 0 | 11.5
ESMAEX-05346 |  |  |  |  | 2025-12-16 | 2025-08-20 | Residential |  | Lithium Ion |  | Enphase | 20 | 20 | 14.16 | 14.16 | Behind the Meter |  |  |  |  | 22527045 | Yes | AC-Coupled | PhotoVoltaic | 23 | 19.2
ESMAEX-05359 |  |  |  |  | 2025-12-16 | 2025-08-22 | Residential |  | Lithium Ion |  | Enphase | 20 | 20 | 14.16 | 14.16 | Behind the Meter |  |  |  |  | 22608958 | Yes | AC-Coupled | PhotoVoltaic | 20.25 | 17.28
ESMASI-59014 |  |  |  |  | 2025-12-16 | 2025-09-11 | Residential |  | Lithium Ion |  | Tesla | 13.5 | 13.5 | 5 | 5 | Behind the Meter |  |  |  |  | 23138429 | No | AC-Coupled | PhotoVoltaic | 8.1 | 12.6
ESMASI-57233 |  |  |  | Net Metering | 2025-12-16 | 2025-08-04 | Residential |  | Lithium Ion |  | Other |  |  | 15 | 7.4 | Behind the Meter |  |  |  |  | 22251725 | Yes | AC-Coupled | PhotoVoltaic | 8.505 | 15
ESMASI-57434 |  |  |  | Net Metering | 2025-12-16 | 2025-08-07 | Residential |  | Lithium Ion |  | Tesla | 13.5 | 11.5 | 13.5 | 11.5 | Behind the Meter |  |  |  |  | 22321410 | Yes | DC-Coupled | PhotoVoltaic | 8.2 | 11.5
ESMASI-57865 |  |  |  | Net Metering | 2025-12-16 | 2025-08-18 | Residential |  | Lithium Ion |  | Other |  |  | 15 | 3.48 | Behind the Meter |  |  |  |  | 22428565 | Yes | AC-Coupled | PhotoVoltaic | 15.17 | 15
ESMASI-58647 |  |  |  | Net Metering | 2025-12-16 | 2025-09-03 | Residential |  | Lithium Ion |  | Other |  |  | 15 | 9.24 | Behind the Meter |  |  |  |  | 22638045 | Yes | AC-Coupled | PhotoVoltaic | 8.1 | 15
ESMASI-59338 |  |  |  |  | 2025-12-16 | 2025-09-17 | Residential |  | Lithium Ion |  | Other | 15 | 15 | 8.9 | 8.9 | Behind the Meter |  |  |  |  | 22946658 | Yes | AC-Coupled | PhotoVoltaic | 7.77 | 8.9
ESMASI-60004 |  |  |  |  | 2025-12-16 | 2025-09-30 | Residential |  | Lithium Ion |  | Enphase | 10 | 7.08 | 20 | 14.16 | Behind the Meter | Customer Bill Savings (e.g., Demand Charge Management, TOU Arbitrage |  |  |  | 23241920 | Yes | AC-Coupled | PhotoVoltaic | 8.395 | 14.16
ESMASI-61047 |  |  |  | Net Metering | 2025-12-16 | 2025-10-23 | Residential |  | Lithium Ion |  | Other |  |  | 15 | 10 | Behind the Meter |  |  |  |  | 23354292 | Yes | AC-Coupled | PhotoVoltaic | 11.745 | 20
ESMASI-60210 |  |  |  |  | 2025-12-16 | 2025-10-07 | Residential |  | Lithium Ion |  | Tesla | 0 | 0 | 14 | 14 | Behind the Meter |  |  |  |  | 23230716 | Yes | AC-Coupled | PhotoVoltaic | 13.05 | 23.9
ESMASI-60431 |  |  |  | Net Metering | 2025-12-16 | 2025-10-08 | Residential |  | Lithium Ion |  | Other |  |  | 15 | 10 | Behind the Meter |  |  |  |  | 23138623 | Yes | AC-Coupled | PhotoVoltaic | 11.745 | 20
ESMASI-61564 |  |  |  | Net Metering | 2025-12-16 | 2025-11-03 | Residential |  | Lithium Ion |  | Other |  |  | 15 | 10 | Behind the Meter |  |  |  |  | 23510774 | Yes | AC-Coupled | PhotoVoltaic | 13.77 | 20
ESMASI-57408 |  |  |  | Net Metering | 2025-12-17 | 2025-08-07 | Residential |  | Lithium Ion |  | Other | 0 | 0 | 15 | 5 | Behind the Meter |  |  |  |  | 22328216 | Yes | AC-Coupled | PhotoVoltaic | 14.76 | 15
ESMASI-57687 |  |  |  | Connected Solutions Demand Response | 2025-12-17 | 2025-08-13 | Residential |  | Lithium Ion |  | Tesla | 13.5 | 11.5 | 13.5 | 11.5 | Behind the Meter | Customer Bill Savings (e.g., Demand Charge Management, TOU Arbitrage | Reliability and Resiliency |  |  | 22370375 | Yes | DC-Coupled | PhotoVoltaic | 9.02 | 11.5
ESMASI-58066 |  |  |  | Connected Solutions Demand Response | 2025-12-17 | 2025-08-21 | Residential |  | Lithium Ion |  | Tesla | 27 | 11.5 | 27 | 11.5 | Behind the Meter | Customer Bill Savings (e.g., Demand Charge Management, TOU Arbitrage | Reliability and Resiliency |  |  | 22477789 | Yes | DC-Coupled | PhotoVoltaic | 15.58 | 11.5
ESMASI-58564 |  |  |  | Utility DR Program | 2025-12-17 | 2025-09-02 | Residential |  | Lithium Ion |  | Tesla | 27 | 40 | 27 | 10 | Behind the Meter | Customer Bill Savings (e.g., Demand Charge Management, TOU Arbitrage | Reliability and Resiliency |  |  | 22704389 | Yes | DC-Coupled | PhotoVoltaic | 5.46 | 11.5
ESMASI-59185 |  |  |  | Net Metering | 2025-12-17 | 2025-09-15 | Residential |  | Lithium Ion |  | Other |  |  | 15 | 10 | Behind the Meter |  |  |  |  | 23011255 | Yes | AC-Coupled | PhotoVoltaic | 14.985 | 20
ESMASI-59466 |  |  |  | Net Metering | 2025-12-17 | 2025-09-19 | Residential |  | Lithium Ion |  | Other |  |  | 15 | 10 | Behind the Meter |  |  |  |  | 22912261 | Yes | AC-Coupled | PhotoVoltaic | 6.48 | 15.76
ESMASI-59574 |  |  |  | Net Metering | 2025-12-17 | 2025-09-22 | Residential |  | Lithium Ion |  | Tesla | 15 | 11.5 | 13.5 | 11.5 | Behind the Meter |  |  |  |  | 22912292 | Yes | DC-Coupled | PhotoVoltaic | 13.94 | 11.5
ESMASI-59831 |  |  |  | Net Metering | 2025-12-17 | 2025-09-26 | Residential |  | Lithium Ion |  | Other |  |  | 15 | 10 | Behind the Meter |  |  |  |  | 22985515 | Yes | AC-Coupled | PhotoVoltaic | 10.125 | 17.6
ESMASI-59864 |  |  |  | Net Metering | 2025-12-17 | 2025-09-26 | Residential |  | Lithium Ion |  | Other |  |  | 15 | 10 | Behind the Meter |  |  |  |  | 22992477 | Yes | AC-Coupled | PhotoVoltaic | 17.82 | 23.36
ESMASI-60507 |  |  |  | Net Metering | 2025-12-17 | 2025-10-10 | Residential |  | Lithium Ion |  | Tesla |  |  | 13.5 | 11.5 | Behind the Meter |  |  |  |  | 23186912 | Yes | AC-Coupled | PhotoVoltaic | 0 | 11.5
ESMASI-60536 |  |  |  | Net Metering | 2025-12-17 | 2025-10-10 | Residential |  | Lithium Ion |  | Other |  |  | 15 | 10 | Behind the Meter |  |  |  |  | 23186979 | Yes | AC-Coupled | PhotoVoltaic | 17.82 | 23.8
ESMASI-60590 |  |  |  | UTILITY DR PROGRAM | 2025-12-17 | 2025-10-13 | Residential |  | Lithium Ion |  | Other | 19.4 | 10 | 18.33 | 10 | Behind the Meter | Customer Bill Savings (e.g., Demand Charge Management, TOU Arbitrage | Reliability and Resiliency |  |  | 23228536 | No | DC-Coupled | PhotoVoltaic | 8.645 | 11.4
ESMASI-60884 |  |  |  | Net Metering | 2025-12-17 | 2025-10-20 | Residential |  | Lithium Ion |  | Other |  |  | 15 | 10 | Behind the Meter |  |  |  |  | 23303072 | Yes | AC-Coupled | PhotoVoltaic | 16.2 | 21.4
ESMASI-61385 |  |  |  | Net Metering | 2025-12-17 | 2025-10-30 | Residential |  | Lithium Ion |  | Other |  |  | 15 | 10 | Behind the Meter |  |  |  |  | 23457051 | Yes | AC-Coupled | PhotoVoltaic | 8.1 | 15.76
ESMASI-61572 |  |  |  | Net Metering | 2025-12-17 | 2025-11-04 | Residential |  | Lithium Ion |  | Other |  |  | 15 | 10 | Behind the Meter |  |  |  |  | 23525578 | Yes | AC-Coupled | PhotoVoltaic | 12.96 | 20
ESMASI-62583 |  |  |  |  | 2025-12-17 | 2025-12-03 | Residential |  | Other |  | Enphase | 7.68 | 7.68 | 7.68 | 7.68 | Behind the Meter |  |  |  |  | 21565007 | Yes | AC-Coupled | PhotoVoltaic | 16.53 | 20.22
ESMASI-62640 |  |  |  |  | 2025-12-17 | 2025-12-04 | Residential |  | Lithium Ion |  | Enphase |  |  | 10 | 10 | Behind the Meter |  |  |  |  | 23926918 | Yes | AC-Coupled | PhotoVoltaic | 14.24 | 20.56
ESMASI-57394 |  |  |  | Net Metering | 2025-12-18 | 2025-08-07 | Residential |  | Lithium Ion |  | Other | 0 | 0 | 15 | 10 | Behind the Meter |  |  |  |  | 22344656 | Yes | AC-Coupled | PhotoVoltaic | 5.33 | 13.8
ESMASI-57470 |  |  |  |  | 2025-12-18 | 2025-08-08 | Residential |  | Lithium Ion |  | Tesla | 13.5 | 20 | 13.5 | 0 | Behind the Meter |  |  |  |  | 22378976 | Yes | DC-Coupled | PhotoVoltaic | 9.46 | 11.5
ESMASI-58175 |  |  |  | Net Metering | 2025-12-18 | 2025-08-22 | Residential |  | Lithium Ion |  | Other |  |  | 15 | 7.4 | Behind the Meter |  |  |  |  | 22503983 | Yes | AC-Coupled | PhotoVoltaic | 10.66 | 15
ESMASI-59204 |  |  |  | Net Metering | 2025-12-18 | 2025-09-15 | Residential |  | Lithium Ion |  | Other |  |  | 15 | 10 | Behind the Meter |  |  |  |  | 22805720 | Yes | AC-Coupled | PhotoVoltaic | 3.645 | 13.8
ESMASI-59442 |  |  |  | Net Metering | 2025-12-18 | 2025-09-18 | Residential |  | Lithium Ion |  | Other |  |  | 15 | 10 | Behind the Meter |  |  |  |  | 22912139 | Yes | AC-Coupled | PhotoVoltaic | 14.58 | 20
ESMASI-61560 |  |  |  | Net Metering | 2025-12-18 | 2025-11-03 | Residential |  | Lithium Ion |  | Tesla | 11.5 | 13.5 | 13.5 | 11.5 | Behind the Meter |  |  |  |  | 23510178 | Yes | DC-Coupled | PhotoVoltaic | 10.25 | 11.5
ESMASI-61641 |  |  |  | Net Metering | 2025-12-18 | 2025-11-05 | Residential |  | Lithium Ion |  | Other |  |  | 15 | 10 | Behind the Meter |  |  |  |  | 23541258 | Yes | AC-Coupled | PhotoVoltaic | 6.885 | 15.76
ESMASI-61718 |  |  |  | Net Metering | 2025-12-18 | 2025-11-06 | Commercial |  | Lithium Ion |  | Other |  |  | 15 | 10 | Behind the Meter |  |  |  |  | 23573552 | Yes | AC-Coupled | PhotoVoltaic | 9.315 | 17.6
ESMAEX-04512 |  |  |  |  | 2025-12-19 | 2025-02-27 | Residential |  | Lithium Ion |  | Enphase | 0 | 0 | 30.72 | 30.72 | Behind the Meter | Customer Bill Savings (e.g., Demand Charge Management, TOU Arbitrage |  |  |  | 20251979 | Yes | AC-Coupled | PhotoVoltaic | 27.14 | 22.66
ESMASI-54066 |  | MA - Energy Efficiency/ DR Program |  |  | 2025-12-19 | 2025-05-14 | Residential |  | Lithium Ion |  | Tesla | 0 | 0 | 13.5 | 5 | Behind the Meter | Reliability and Resiliency |  |  |  | 21251101 | Yes | AC-Coupled | PhotoVoltaic | 0 | 0
ESMASI-57734 |  |  |  | Utility DR Program | 2025-12-19 | 2025-08-14 | Residential |  | Lithium Ion |  | Tesla | 54 | 80 | 54 | 46 | Behind the Meter | Customer Bill Savings (e.g., Demand Charge Management, TOU Arbitrage | Reliability and Resiliency |  |  | 22383418 | Yes | DC-Coupled | PhotoVoltaic | 19.8 | 15
ESMASI-58094 |  |  |  |  | 2025-12-19 | 2025-08-21 | Residential |  | Lithium Ion |  | Tesla | 27 | 5 | 27 | 10 | Behind the Meter | Self Generation |  |  |  | 22473133 | Yes | DC-Coupled | PhotoVoltaic | 9.57 | 11.5
ESMASI-59773 |  |  |  |  | 2025-12-19 | 2025-09-25 | Residential |  | Lithium Ion |  | Tesla | 27 | 40 | 27 | 10 | Behind the Meter | Reliability and Resiliency |  |  |  | 22962972 | Yes | DC-Coupled | PhotoVoltaic | 13.34 | 23
ESMASI-60727 |  |  |  | Net Metering | 2025-12-19 | 2025-10-15 | Residential |  | Lithium Ion |  | Other |  |  | 15 | 10 | Behind the Meter |  |  |  |  | 23231575 | Yes | AC-Coupled | PhotoVoltaic | 9.72 | 17.6
ESMASI-61626 |  |  |  | Utility DR Program | 2025-12-19 | 2025-11-04 | Residential |  | Lithium Ion |  | Tesla | 54 | 80 | 54 | 46 | Behind the Meter | Customer Bill Savings (e.g., Demand Charge Management, TOU Arbitrage | Reliability and Resiliency |  |  | 23528189 | Yes | DC-Coupled | PhotoVoltaic | 44.784 | 15
ESMASI-61803 |  |  |  | Net Metering | 2025-12-19 | 2025-11-07 | Residential |  | Lithium Ion |  | Other |  |  | 15 | 10 | Behind the Meter |  |  |  |  | 23592339 | Yes | AC-Coupled | PhotoVoltaic | 13.365 | 20
ESMASI-59175 |  |  |  | Utility DR Program | 2025-12-22 | 2025-09-15 | Residential |  | Lithium Ion |  | Other | 19.4 | 10 | 19.4 | 10 | Behind the Meter | Customer Bill Savings (e.g., Demand Charge Management, TOU Arbitrage | Reliability and Resiliency |  |  | 22804157 | Yes | DC-Coupled | PhotoVoltaic | 6.8 | 0
ESMASI-59285 |  |  |  | Net Metering | 2025-12-22 | 2025-09-16 | Residential |  | Lithium Ion |  | Other |  |  | 15 | 10 | Behind the Meter |  |  |  |  | 22813460 | Yes | AC-Coupled | PhotoVoltaic | 8.2 | 15.76
ESMASI-59964 |  |  |  | Net Metering | 2025-12-22 | 2025-09-29 | Residential |  | Lithium Ion |  | Other |  |  | 15 | 10 | Behind the Meter |  |  |  |  | 23009797 | Yes | AC-Coupled | PhotoVoltaic | 4.05 | 13.8
ESMASI-61861 |  |  |  |  | 2025-12-22 | 2025-11-10 | Residential |  | Lithium Ion |  | Enphase | 10 | 7.08 | 10 | 7.08 | Behind the Meter |  |  |  |  | 23647029 | Yes | AC-Coupled | PhotoVoltaic | 11.88 | 15.99
ESMASI-60979 |  |  |  | N/A | 2025-12-22 | 2025-10-22 | Residential |  | Lithium Ion |  | Enphase | 10 | 7.08 | 10 | 7.08 | Behind the Meter |  |  |  |  | 23478482 | Yes | AC-Coupled | PhotoVoltaic | 11.88 | 15.18
ESMAEX-05347 |  |  |  | Connected Solutions Demand Response | 2025-12-23 | 2025-08-21 | Residential |  | Lithium Ion |  | Tesla | 27 | 23 | 27 | 10 | Behind the Meter | Customer Bill Savings (e.g., Demand Charge Management, TOU Arbitrage | Peak Shaving/ Load Leveling | Reliability and Resiliency |  | 22465823 | Yes | DC-Coupled | PhotoVoltaic | 19.68 | 23
ESMASI-55581 |  |  |  | Connected Solutions Demand Response | 2025-12-23 | 2025-06-19 | Residential |  | Lithium Ion |  | Tesla | 13.5 | 11.5 | 13.5 | 11.5 | Behind the Meter | Customer Bill Savings (e.g., Demand Charge Management, TOU Arbitrage | Reliability and Resiliency |  |  | 21589286 | Yes | DC-Coupled | PhotoVoltaic | 4.93 | 11.5
ESMASI-56983 |  |  |  | Net Metering | 2025-12-23 | 2025-07-29 | Residential |  | Lithium Ion |  | Other | 0 | 0 | 15 | 7.4 | Behind the Meter |  |  |  |  | 22219707 | Yes | AC-Coupled | PhotoVoltaic | 9.43 | 15
ESMASI-58547 |  |  |  | RECs | 2025-12-23 | 2025-09-02 | Residential |  | Lithium Ion |  | Tesla | 13.5 | 0 | 13.5 | 11.5 | Behind the Meter | Reliability and Resiliency |  |  |  | 22615179 | Yes | DC-Coupled | PhotoVoltaic | 7.9 | 11.5
ESMASI-61885 |  |  |  |  | 2025-12-23 | 2025-11-11 | Residential |  | Lithium Ion |  | Other | 0 | 0 | 12.564 | 0 | Behind the Meter | Customer Bill Savings (e.g., Demand Charge Management, TOU Arbitrage |  |  |  | 23854963 | Yes | AC-Coupled | PhotoVoltaic | 14.22 | 13.176
ESMASI-59281 |  |  |  | Net Metering | 2025-12-23 | 2025-09-16 | Residential |  | Lithium Ion |  | Other |  |  | 15 | 10 | Behind the Meter |  |  |  |  | 22813422 | Yes | AC-Coupled | PhotoVoltaic | 6.885 | 15.76
ESMASI-59339 |  |  |  | Net Metering | 2025-12-23 | 2025-09-17 | Residential |  | Lithium Ion |  | Other | 0 | 0 | 15 | 10 | Behind the Meter |  |  |  |  | 23068531 | Yes | AC-Coupled | PhotoVoltaic | 16.605 | 21.52
ESMASI-59959 |  |  |  | Net Metering | 2025-12-23 | 2025-09-29 | Residential |  | Lithium Ion |  | Other |  |  | 15 | 10 | Behind the Meter |  |  |  |  | 23007192 | Yes | AC-Coupled | PhotoVoltaic | 10.53 | 17.6
ESMASI-61712 |  |  |  | Net Metering | 2025-12-23 | 2025-11-06 | Residential |  | Lithium Ion |  | Tesla |  |  | 13.5 | 11.5 | Behind the Meter |  |  |  |  | 23573565 | Yes | AC-Coupled | PhotoVoltaic | 0 | 11.5
ESMASI-62152 |  |  |  | Net Metering | 2025-12-23 | 2025-11-19 | Residential |  | Lithium Ion |  | Other |  |  | 15 | 10 | Behind the Meter |  |  |  |  | 23732170 | Yes | AC-Coupled | PhotoVoltaic | 7.38 | 15.76
ESMASI-62564 |  | MA - SMART Program |  |  | 2025-12-23 | 2025-12-02 | Residential |  | Lithium Ion |  | Tesla | 13.5 | 5 | 13.5 | 5 | Behind the Meter | Customer Bill Savings (e.g., Demand Charge Management, TOU Arbitrage | Reliability and Resiliency |  |  | 23887448 | Yes | DC-Coupled | PhotoVoltaic | 16.4 | 15.2
ESMAEX-04028 |  | MA - SMART Program |  |  | 2025-12-24 | 2024-09-04 | Residential |  | Lithium Ion |  | Enphase | 5 | 5 | 25 | 10.56 | Behind the Meter |  |  |  |  | 18835154 | Yes | AC-Coupled | Fuel Cell | 0 | 20
ESMASI-57895 |  |  |  | Net Metering | 2025-12-24 | 2025-08-18 | Residential |  | Lithium Ion |  | Other |  |  | 15 | 10 | Behind the Meter |  |  |  |  | 22422004 | Yes | AC-Coupled | PhotoVoltaic | 4.92 | 13.8
ESMASI-58165 |  |  |  | Net Metering | 2025-12-24 | 2025-08-22 | Residential |  | Lithium Ion |  | Other |  |  | 15 | 3.84 | Behind the Meter |  |  |  |  | 22498612 | Yes | AC-Coupled | PhotoVoltaic | 17.01 | 15.36
ESMASI-58550 |  |  |  |  | 2025-12-24 | 2025-09-02 | Residential |  | Lithium Ion |  | Tesla | 27 | 5 | 27 | 10 | Behind the Meter | Self Generation |  |  |  | 22715115 | Yes | DC-Coupled | PhotoVoltaic | 10.32 | 11.5
ESMASI-59342 |  |  |  | Net Metering | 2025-12-24 | 2025-09-17 | Residential |  | Lithium Ion |  | Other |  |  | 15 | 10 | Behind the Meter |  |  |  |  | 23012183 | Yes | AC-Coupled | PhotoVoltaic | 5.265 | 13.8
ESMASI-60271 |  |  |  | Net Metering | 2025-12-24 | 2025-10-06 | Residential |  | Lithium Ion |  | Other |  |  | 15 | 10 | Behind the Meter |  |  |  |  | 23105863 | Yes | AC-Coupled | PhotoVoltaic | 14.58 | 20
ESMASI-60379 |  |  |  | Net Metering | 2025-12-24 | 2025-10-07 | Residential |  | Lithium Ion |  | Other |  |  | 15 | 10 | Behind the Meter |  |  |  |  | 23128511 | Yes | AC-Coupled | PhotoVoltaic | 11.34 | 17.6
ESMASI-61377 |  |  |  | Net Metering | 2025-12-24 | 2025-10-30 | Residential |  | Lithium Ion |  | Other |  |  | 15 | 10 | Behind the Meter |  |  |  |  | 23548643 | Yes | AC-Coupled | PhotoVoltaic | 5.265 | 13.8
ESMASI-62627 |  |  |  | Utility DR Program | 2025-12-24 | 2025-12-04 | Residential |  | Lithium Ion |  | Tesla | 54 | 80 | 54 | 46 | Behind the Meter | Customer Bill Savings (e.g., Demand Charge Management, TOU Arbitrage | Reliability and Resiliency |  |  | 24051737 | Yes | DC-Coupled | PhotoVoltaic | 18.48 | 15
ESMASI-62415 |  |  |  |  | 2025-12-26 | 2025-11-26 | 10 |  | Lithium Ion |  | Tesla | 27 | 10 | 24 | 10 | Behind the Meter | Customer Bill Savings (e.g., Demand Charge Management, TOU Arbitrage | Reliability and Resiliency |  |  | 23867707 | Yes | DC-Coupled | PhotoVoltaic | 8.1 | 5.8
ESMAEX-04615 |  |  |  | Connected Solutions Demand Response | 2025-12-29 | 2025-03-11 | Residential |  | Lithium Ion |  | Tesla | 27 | 0 | 27 | 23 | Behind the Meter | Customer Bill Savings (e.g., Demand Charge Management, TOU Arbitrage | Peak Shaving/ Load Leveling | Reliability and Resiliency |  | 21958391 | No | AC-Coupled | Other | 0 | 23
ESMAEX-05092 |  |  |  |  | 2025-12-29 | 2025-06-19 | Residential |  | Lithium Ion |  | Other | 0 | 0 | 15 | 10 | Behind the Meter |  |  |  |  | 21830512 | Yes | AC-Coupled | PhotoVoltaic | 15.48 | 21.88
ESMAEX-05231 |  |  |  | Connected Solutions Demand Response | 2025-12-29 | 2025-07-25 | Residential |  | Lithium Ion |  | Tesla | 40.5 | 23 | 40.5 | 23 | Behind the Meter | Customer Bill Savings (e.g., Demand Charge Management, TOU Arbitrage | Peak Shaving/ Load Leveling | Reliability and Resiliency |  | 22254447 | Yes | DC-Coupled | PhotoVoltaic | 15.99 | 23
ESMASI-39401 |  |  |  |  | 2025-12-29 | 2024-04-04 | Residential |  | Lithium Ion |  | Other | 12.8 | 12.8 | 12.8 | 6 | Behind the Meter |  |  |  |  | 17029648 | Yes | DC-Coupled | PhotoVoltaic | 12.75 | 11.52
ESMASI-55437 |  |  |  |  | 2025-12-29 | 2025-06-17 | Residential |  | Lithium Ion |  | Other | 9.7 | 7.5 | 9.7 | 7.5 | Behind the Meter | Peak Shaving/ Load Leveling | Reliability and Resiliency |  |  | 21560443 | Yes | DC-Coupled | PhotoVoltaic | 9.315 | 7.6
ESMASI-56465 |  |  |  |  | 2025-12-29 | 2025-07-15 | Residential |  | Lithium Ion |  | Other | 9.7 | 5 | 9.7 | 5 | Behind the Meter | Customer Bill Savings (e.g., Demand Charge Management, TOU Arbitrage | Reliability and Resiliency |  |  | 21966507 | Yes | DC-Coupled | PhotoVoltaic | 9.72 | 7.6
ESMASI-57618 |  |  |  | Utility DR Program | 2025-12-29 | 2025-08-12 | Residential |  | Lithium Ion |  | Tesla | 27 | 40 | 27 | 10 | Behind the Meter | Customer Bill Savings (e.g., Demand Charge Management, TOU Arbitrage | Reliability and Resiliency |  |  | 18106028 | Yes | AC-Coupled | PhotoVoltaic | 8.8 | 15
ESMASI-58552 |  |  |  |  | 2025-12-29 | 2025-09-02 | Residential |  | Lithium Ion |  | Other | 16.12 | 11.4 | 16.12 | 6 | Behind the Meter | Reliability and Resiliency | Micogrid |  |  | 22630347 | Yes | DC-Coupled | PhotoVoltaic | 6.02 | 7.68
ESMASI-58635 |  |  |  | Net Metering | 2025-12-29 | 2025-09-03 | Residential |  | Lithium Ion |  | Other | 0 | 0 | 15 | 7.4 | Behind the Meter |  |  |  |  | 22730687 | Yes | AC-Coupled | PhotoVoltaic | 10.53 | 15
ESMASI-59603 |  |  |  | Net Metering | 2025-12-29 | 2025-09-22 | Residential |  | Lithium Ion |  | Other |  |  | 15 | 10 | Behind the Meter |  |  |  |  | 22919927 | Yes | AC-Coupled | PhotoVoltaic | 10.125 | 17.6
ESMASI-60326 |  |  |  |  | 2025-12-29 | 2025-10-07 | Residential |  | Lithium Ion |  | Enphase | 0 | 0 | 10 | 7.68 | Behind the Meter |  |  |  |  | 23230720 | Yes | AC-Coupled | PhotoVoltaic | 4.94 | 12.672
ESMASI-60332 |  |  |  | Net Metering | 2025-12-29 | 2025-10-07 | Residential |  | Lithium Ion |  | Other |  |  | 15 | 10 | Behind the Meter |  |  |  |  | 23222944 | Yes | AC-Coupled | PhotoVoltaic | 6.48 | 15.76
ESMASI-60575 |  |  |  | Net Metering | 2025-12-29 | 2025-10-13 | Residential |  | Lithium Ion |  | Tesla | 13.5 | 11.5 | 13.5 | 11.5 | Behind the Meter |  |  |  |  | 23201435 | Yes | DC-Coupled | PhotoVoltaic | 9.02 | 11.5
ESMASI-60531 |  |  |  | n/a | 2025-12-29 | 2025-10-10 | Residential |  | Lithium Ion |  | Tesla | 11.5 | 11.5 | 13.5 | 11.5 | Behind the Meter | Reliability and Resiliency |  |  |  | 23182654 | Yes | DC-Coupled | PhotoVoltaic | 15.4 | 11.5
ESMASI-60596 |  |  |  | Net Metering | 2025-12-29 | 2025-10-13 | Residential |  | Lithium Ion |  | Other |  |  | 15 | 10 | Behind the Meter |  |  |  |  | 23209135 | Yes | AC-Coupled | PhotoVoltaic | 15.795 | 21.52
ESMASI-61316 |  |  |  | Net Metering | 2025-12-29 | 2025-10-29 | Residential |  | Lithium Ion |  | Other |  |  | 15 | 10 | Behind the Meter |  |  |  |  | 23513443 | Yes | AC-Coupled | PhotoVoltaic | 10.125 | 17.6
ESMASI-61323 |  |  |  | Net Metering | 2025-12-29 | 2025-10-29 | Residential |  | Lithium Ion |  | Other |  |  | 15 | 10 | Behind the Meter |  |  |  |  | 23513477 | Yes | AC-Coupled | PhotoVoltaic | 5.265 | 13.8
ESMASI-61889 |  |  |  | Net Metering | 2025-12-29 | 2025-11-11 | Residential |  | Lithium Ion |  | Other |  |  | 15 | 10 | Behind the Meter |  |  |  |  | 23612338 | Yes | AC-Coupled | PhotoVoltaic | 3.24 | 13.8
ESMASI-62020 |  |  |  | Net Metering | 2025-12-29 | 2025-11-14 | Residential |  | Lithium Ion |  | Other |  |  | 15 | 10 | Behind the Meter |  |  |  |  | 23675103 | Yes | AC-Coupled | PhotoVoltaic | 4.86 | 13.8
ESMASI-62074 |  |  |  | Net Metering | 2025-12-29 | 2025-11-17 | Residential |  | Lithium Ion |  | Other |  |  | 15 | 10 | Behind the Meter |  |  |  |  | 23700414 | Yes | AC-Coupled | PhotoVoltaic | 7.29 | 15.76
ESMASI-62271 |  |  |  | Net Metering | 2025-12-29 | 2025-11-21 | Residential |  | Lithium Ion |  | Tesla | 13.5 | 11.5 | 13.5 | 11.5 | Behind the Meter |  |  |  |  | 23790226 | Yes | DC-Coupled | PhotoVoltaic | 6.56 | 11.5
ESMASI-59521 |  |  |  | Net Metering | 2025-12-30 | 2025-09-20 | Residential |  | Lithium Ion |  | Tesla |  |  | 13.5 | 11.5 | Behind the Meter |  |  |  |  | 22933925 | Yes | AC-Coupled | PhotoVoltaic | 0 | 11.5
ESMASI-60428 |  |  |  |  | 2025-12-30 | 2025-10-08 | Residential |  | Lithium Ion |  | Enphase |  |  | 10 | 7.08 | Behind the Meter |  |  |  |  | 23241458 | Yes | AC-Coupled | PhotoVoltaic | 9.54 | 13.992
ESMASI-60440 |  |  |  | Net Metering | 2025-12-30 | 2025-10-08 | Residential |  | Lithium Ion |  | Other |  |  | 15 | 10 | Behind the Meter |  |  |  |  | 23184377 | Yes | AC-Coupled | PhotoVoltaic | 4.86 | 13.8
ESMASI-61184 |  |  |  | Net Metering | 2025-12-30 | 2025-10-27 | Residential |  | Lithium Ion |  | Other |  |  | 15 | 10 | Behind the Meter |  |  |  |  | 23399407 | Yes | AC-Coupled | PhotoVoltaic | 10.935 | 17.6
ESMASI-61599 |  |  |  | Net Metering | 2025-12-30 | 2025-11-04 | Residential |  | Lithium Ion |  | Other |  |  | 15 | 10 | Behind the Meter |  |  |  |  | 23525749 | Yes | AC-Coupled | PhotoVoltaic | 8.1 | 15.76
ESMASI-61663 |  |  |  | Net Metering | 2025-12-30 | 2025-11-05 | Residential |  | Lithium Ion |  | Other |  |  | 15 | 10 | Behind the Meter |  |  |  |  | 23545800 | Yes | AC-Coupled | PhotoVoltaic | 3.645 | 13.8
ESMAEX-05549 |  |  |  |  | 2025-12-31 | 2025-10-17 | Residential |  | Lithium Ion |  | Tesla | 15 | 0 | 23 | 23 | Behind the Meter |  |  |  |  | 23313673 | Yes | AC-Coupled | PhotoVoltaic | 13.2 | 23
ESMASI-57461 |  |  |  |  | 2025-12-31 | 2025-08-08 | Residential |  | Lithium Ion |  | Tesla | 27 | 5 | 27 | 10 | Behind the Meter | Self Generation |  |  |  | 22344958 | Yes | DC-Coupled | PhotoVoltaic | 9.46 | 11.5
ESMASI-60868 |  |  |  |  | 2025-12-31 | 2025-10-20 | Residential |  | Lithium Ion |  | Tesla | 13.5 | 5 | 13.5 | 5 | Behind the Meter | Self Generation |  |  |  | 23293413 | Yes | DC-Coupled | PhotoVoltaic | 7.04 | 11.5
ESMASI-60889 |  |  |  | Net Metering | 2025-12-31 | 2025-10-20 | Residential |  | Lithium Ion |  | Other |  |  | 15 | 10 | Behind the Meter |  |  |  |  | 23303054 | Yes | AC-Coupled | PhotoVoltaic | 11.745 | 20
|  | MA - Energy Efficiency/ DR Program |  |  |  | 2019 | Commercial |  | Thermal Storage |  | Ice Energy |  |  | 8 | 32 | Behind the Meter | Peak Shaving/ Load Leveling | Customer Bill Savings (e.g., Demand Charge Management, TOU Arbitrage) |  |  |  | No
|  | MA - Energy Efficiency/ DR Program |  |  |  | 2019 | Commercial |  | Thermal Storage |  | Ice Energy |  |  | 9 | 36 | Behind the Meter | Peak Shaving/ Load Leveling | Customer Bill Savings (e.g., Demand Charge Management, TOU Arbitrage) |  |  |  | No
ESMASI-18165 |  |  | MA - SMART Program |  |  | 2022-09-21 | Residential |  | Lithium Ion |  | LG Chem | 16 | 7 | 16 | 7 | BM |  |  |  |  | 0 | Yes | DC-Coupled | PhotoVoltaic | 13.125 | 0
|  | MA - Energy Efficiency/ DR Program |  |  |  | 2019 | Commercial |  | Thermal Storage |  | Ice Energy |  |  | 17 | 68 | Behind the Meter | Peak Shaving/ Load Leveling | Customer Bill Savings (e.g., Demand Charge Management, TOU Arbitrage) |  |  |  | No
|  | MA - Energy Efficiency/ DR Program |  |  |  | 2019 | Commercial |  | Thermal Storage |  | Ice Energy |  |  | 19 | 76 | Behind the Meter | Peak Shaving/ Load Leveling | Customer Bill Savings (e.g., Demand Charge Management, TOU Arbitrage) |  |  |  | No
|  | MA - Energy Efficiency/ DR Program |  |  |  | 2018 | Commercial |  | Thermal Storage |  | Ice Energy |  |  | 20 | 80 | Behind the Meter | Peak Shaving/ Load Leveling | Customer Bill Savings (e.g., Demand Charge Management, TOU Arbitrage) |  |  |  | No
|  | MA - Energy Efficiency/ DR Program |  |  |  | 2019 | Commercial |  | Thermal Storage |  | Viking Cold |  |  | 23 | 92 | Behind the Meter | Peak Shaving/ Load Leveling | Customer Bill Savings (e.g., Demand Charge Management, TOU Arbitrage) |  |  |  | No
|  | MA - Energy Efficiency/ DR Program |  |  |  | 2019 | Commercial |  | Thermal Storage |  | Ice Energy |  |  | 30 | 120 | Behind the Meter | Peak Shaving/ Load Leveling | Customer Bill Savings (e.g., Demand Charge Management, TOU Arbitrage) |  |  |  | No
|  | MA - Energy Efficiency/ DR Program |  |  |  | 2019 | Commercial |  | Thermal Storage |  | Viking Cold |  |  | 33 | 132 | Behind the Meter | Peak Shaving/ Load Leveling | Customer Bill Savings (e.g., Demand Charge Management, TOU Arbitrage) |  |  |  | No
|  | MA - Energy Efficiency/ DR Program |  |  |  | 2018 | Commercial |  | Thermal Storage |  | Viking Cold |  |  | 40 | 160 | Behind the Meter | Peak Shaving/ Load Leveling | Customer Bill Savings (e.g., Demand Charge Management, TOU Arbitrage) |  |  |  | No
|  | MA - Energy Efficiency/ DR Program |  |  |  | 2019 | Commercial |  | Thermal Storage |  | Ice Energy |  |  | 60 | 240 | Behind the Meter | Peak Shaving/ Load Leveling | Customer Bill Savings (e.g., Demand Charge Management, TOU Arbitrage) |  |  |  | No
|  | MA - Energy Efficiency/ DR Program |  |  |  | 2019 | Commercial |  | Thermal Storage |  | Ice Energy |  |  | 70 | 280 | Behind the Meter | Peak Shaving/ Load Leveling | Customer Bill Savings (e.g., Demand Charge Management, TOU Arbitrage) |  |  |  | No
|  | MA - Energy Efficiency/ DR Program |  |  |  | 2018 | Commercial |  | Thermal Storage |  | Viking Cold |  |  | 178 | 712 | Behind the Meter | Peak Shaving/ Load Leveling | Customer Bill Savings (e.g., Demand Charge Management, TOU Arbitrage) |  |  |  | No
|  | MA - Energy Efficiency/ DR Program |  |  |  | 2019 | Commercial |  | Thermal Storage |  | Viking Cold |  |  | 275 | 1100 | Behind the Meter | Peak Shaving/ Load Leveling | Customer Bill Savings (e.g., Demand Charge Management, TOU Arbitrage) |  |  |  | No
|  | MA - Energy Efficiency/ DR Program |  |  |  | 2019 | Commercial |  | Thermal Storage |  | Viking Cold |  |  | 375 | 1500 | Behind the Meter | Peak Shaving/ Load Leveling | Customer Bill Savings (e.g., Demand Charge Management, TOU Arbitrage) |  |  |  | No
|  | MA - Energy Efficiency/ DR Program |  |  |  | 2022 | Commercial |  | Thermal Storage |  |  |  |  | 830 | 3320 | Behind the Meter | Peak Shaving/ Load Leveling | Customer Bill Savings (e.g., Demand Charge Management, TOU Arbitrage) |  |  |  | No
Provincetown ESS | [8 empty] | Lithium Ion |  |  |  |  | 38000 | 24900 | [6 empty] | No
[14 empty] | 157616.944 | 92892.819
NOTE (02-13-2026):
Cells highlighted in orange reflect values adjusted by the Company
The values presented are based on customer‑submitted information that the Company does not independently verify.
In reviewing the data, the Company identified several inconsistencies, including apparent kWh outliers that may reflect watt‑hour values entered in kWh fields
The Company also observed instances in which AC‑ or DC‑coupled facilities reported zero energy values in the field corresponding to their coupling type while reporting non‑zero values in the opposite field.
In addition, some facilities reported capacity (kW) without corresponding energy (kWh), for which energy was estimated using a two‑hour duration factor; adjusted values are shown in orange.
Thermal storage is assumed to last for 4 hours if specific data was not available.
Note on G3: Year DG Interconection Application Was Submitted/ Contract was Signed
Note on W3: Co-Located means DG and ESS being built on same piece of property, but separate points of common coupling
Note on X3: DC Coupled = ESS is connected to PV; but only PV is connected to the grid. AC Coupled = ESS is connected to the grid, and PV is connected to the grid; but, neither the ESS nor the PV is connected to each other.

## Pipeline Projects
Pipeline Projects
Energy Storage System | [20 empty] | Generation
DG WR Number | Common Project Name (REDACTED) | Policy Source 1 | Policy Source 2 | Other - Source |  | Customer Type | City/Town (REDACTED) | Year | Technology Type | Other - Technology | Manufactuer | Energy kWh (DC) | Capacity kW (DC) | Energy kWh (AC) | Capacity kW (AC) | Installation Type | Application/ Intended Use #1 | Application/ Intended Use #2 | Application/ Intended Use #3 | Other - Application/ Intended Use | DG WR Number | Storage Co-Located with DG/ Generation? | System Configuration Type | DG/ Generation Type | Capacity kW (DC) | Capacity kW (AC)
HISTSI-12189 |  |  |  |  | In Queue | Residential |  |  | Lithium Ion |  | Tesla |  |  | 13.5 | 10 | BM | [5 empty] | Yes |  | PhotoVoltaic |  | 10.08
HISTSI-12356 |  |  |  |  | In Queue | Residential |  |  | Lithium Ion |  | Tesla |  |  | 13.5 | 5 | BM | [5 empty] | Yes |  | PhotoVoltaic |  | 6.3
HISTSI-12460 |  |  |  |  | In Queue | Residential |  |  | Lithium Ion |  | Tesla |  |  | 13.5 | 5 | BM | [5 empty] | Yes |  | PhotoVoltaic |  | 4.6
HISTSI-12581 |  |  |  |  | In Queue | Residential |  |  | Lithium Ion |  | Tesla |  |  | 13.5 | 5 | BM | [5 empty] | Yes |  | PhotoVoltaic |  | 5.53
HISTSI-12614 |  |  |  |  | In Queue | Residential |  |  | Lithium Ion |  | Tesla |  |  | 13.5 | 5 | BM | [5 empty] | No |  | PhotoVoltaic |  | 7.6
HISTSI-12652 |  |  |  |  | In Queue | Residential |  |  | Lithium Ion |  | LG Chem |  |  | 4.875 | 5 | BM | [5 empty] | Yes |  | PhotoVoltaic |  | 9.28
HISTSI-12687 |  |  |  |  | In Queue | Residential |  |  | Lithium Ion |  | Tesla |  |  | 13.5 | 5 | BM | [5 empty] | Yes |  | PhotoVoltaic |  | 7.8
HISTSI-13344 |  |  |  |  | In Queue | Residential |  |  | Lithium Ion |  | Tesla |  |  | 13.5 | 5 | BM | [5 empty] | No |  | PhotoVoltaic |  | 7.6
HISTSI-13412 |  |  | MA - SMART Program |  | In Queue | Residential |  |  | Lithium Ion |  | Tesla |  |  | 13.5 | 12 | BM |  |  |  | SMART |  | Yes |  | PhotoVoltaic |  | 8.19
HISTSI-13469 |  |  |  |  | In Queue | Residential |  |  | Lithium Ion |  | Tesla |  |  | 13.5 | 10 | BM | [5 empty] | Yes |  | PhotoVoltaic |  | 3.35
HISTSI-13532 |  |  |  |  | In Queue | Residential |  |  | Lithium Ion |  | Tesla |  |  | 13.5 | 5 | BM | [5 empty] | Yes |  | PhotoVoltaic |  | 10.08
HISTSI-13590 |  |  |  |  | In Queue | Residential |  |  | Lithium Ion |  | Tesla |  |  | 13.5 | 10 | BM | [5 empty] | Yes |  | PhotoVoltaic |  | 13.55
HISTSI-13867 |  |  |  |  | In Queue | Residential |  |  | Lithium Ion |  | Tesla |  |  | 13.5 | 5 | BM | [5 empty] | Yes |  | PhotoVoltaic |  | 2.6
HISTSI-14018 |  |  | MA - SMART Program |  | In Queue | Residential |  |  | Lithium Ion |  | Tesla |  |  | 13.5 | 6 | BM |  |  |  | SMART |  | Yes |  | PhotoVoltaic |  | 7.6
HISTSI-14085 |  |  |  |  | In Queue | Residential |  |  | Lithium Ion |  | Tesla |  |  | 13.5 | 10 | BM | [5 empty] | No |  | PhotoVoltaic |  | 7.6
HISTSI-14092 |  |  |  |  | In Queue | Residential | [8 empty] | 5 | [8 empty] | PhotoVoltaic |  | 6.71
HISTSI-14409 |  |  | MA - SMART Program |  | In Queue | Residential |  |  | Lithium Ion |  | sonnenBacterie |  |  | 12.5 | 8 | BM |  |  |  | SMART |  | Yes |  | PhotoVoltaic |  | 17.5
HISTSI-14434 |  |  |  |  | In Queue | Residential |  |  | Lithium Ion |  | Tesla |  |  | 13.5 | 10 | BM | [5 empty] | Yes |  | PhotoVoltaic |  | 5.2
HISTSI-14448 |  |  |  |  | In Queue | Residential |  |  | Lithium Ion |  | Tesla |  |  | 13.5 | 5 | BM | [5 empty] | Yes |  | PhotoVoltaic |  | 8.12
HISTSI-14449 |  |  |  |  | In Queue | Residential |  |  | Lithium Ion |  | Tesla |  |  | 13.5 | 5 | BM | [5 empty] | Yes |  | PhotoVoltaic |  | 12.68
HISTSI-14576 |  |  |  |  | In Queue | Residential |  |  | Lithium Ion |  | Tesla |  |  | 13.5 | 5 | BM | [5 empty] | Yes |  | PhotoVoltaic |  | 5.85
HISTSI-14623 |  |  |  |  | In Queue | Residential |  |  | Lithium Ion |  | Tesla |  |  | 13.5 | 5 | BM | [5 empty] | Yes |  | PhotoVoltaic |  | 6.62
HISTSI-14861 |  |  |  |  | In Queue | Residential |  |  | Lithium Ion |  | Tesla |  |  | 13.5 | 15 | BM | [5 empty] | Yes |  | PhotoVoltaic |  | 8.62
HISTSI-15080 |  |  |  |  | In Queue | Residential |  |  | Lithium Ion |  | Tesla |  |  | 13.5 | 5 | BM | [5 empty] | Yes |  | PhotoVoltaic |  | 3.9
HISTSI-15083 |  |  | MA - SMART Program |  | In Queue | Residential |  |  | Lithium Ion |  | Sonnen |  |  | 7.5 | 5 | BM | [5 empty] | Yes |  | PhotoVoltaic |  | 14
HISTSI-15086 |  |  |  |  | In Queue | Residential |  |  | Lithium Ion |  | Tesla |  |  | 13.5 | 10 | BM | [5 empty] | Yes |  | PhotoVoltaic |  | 9.43
HISTSI-15133 |  |  | MA - SMART Program |  | In Queue | Residential |  |  | Lithium Ion |  | Tesla |  |  | 13.5 | 6 | BM | [5 empty] | Yes |  | PhotoVoltaic |  | 3.85
HISTSI-15152 |  |  |  |  | In Queue | Residential |  |  | Lithium Ion |  | Tesla |  |  | 13.5 | 10 | BM | [5 empty] | Yes |  | PhotoVoltaic |  | 10.24
HISTSI-15428 |  |  |  |  | In Queue | Residential |  |  | Lithium Ion |  | Tesla |  |  | 13.5 | 5 | BM |  |  |  | Backup, Solar Self Consumption |  | Yes |  | PhotoVoltaic |  | 8.45
HISTSI-15723 |  |  |  |  | In Queue | Residential |  |  | Lithium Ion |  | LG Chem |  |  | 4.875 | 5 | BM | [5 empty] | Yes |  | PhotoVoltaic |  | 8.91
HISTSI-15728 |  |  |  |  | In Queue | Residential |  |  | Lithium Ion |  | Tesla |  |  | 13.5 | 5 | BM | [5 empty] | Yes |  | PhotoVoltaic |  | 7.6
HISTSI-15734 |  |  |  |  | In Queue | Residential |  |  | Lithium Ion |  | Tesla |  |  | 13.5 | 10 | BM | [5 empty] | Yes |  | PhotoVoltaic |  | 8.54
HISTSI-15902 |  |  |  |  | In Queue | Residential |  |  | Lithium Ion |  | Tesla |  |  | 13.5 | 10 | BM | [5 empty] | No |  | PhotoVoltaic |  | 3.75
HISTSI-15994 |  |  |  |  | In Queue | Residential |  |  | Lithium Ion |  | Tesla |  |  | 13.5 | 5 | BM | [5 empty] | No |  | PhotoVoltaic |  | 8
ESMASI-11566 |  |  | MA - SMART Program |  | In Queue | Residential |  | 2022-03-26 | Lithium Ion |  | Other | 18.5 | 17.28 | 9 | 9 | BM | Customer Bill Savings (e.g., Demand Charge Management, TOU Arbitrage) | Microgrid | Microgrid |  | 8758064 | Yes | DC-Coupled | PhotoVoltaic | 15.54 | 9
ESMASI-13634 |  |  |  |  | In Queue | Residential |  | 2022-05-24 | Lithium Ion |  | Tesla | 0 | 0 | 5 | 5 | BM | Self Generation | Self Generation |  |  | 9279869 | Yes | AC-Coupled | PhotoVoltaic | 4.5 | 5
ESMASI-14887 |  |  |  | Utility Connected Solutions DR Program | In Queue | Residential |  | 2022-06-28 | Lithium Ion |  | Tesla | 13.5 | 5 | 13.5 | 5 | BM | Customer Bill Savings (e.g., Demand Charge Management, TOU Arbitrage) | Peak Shaving/ Load Leveling |  |  | 9606403 | Yes | AC-Coupled | PhotoVoltaic | 9.6 | 7.6
ESMASI-14513 |  |  |  |  | In Queue | Residential |  | 2022-06-17 | Lithium Ion |  | Enphase | 0 | 0 | 3.84 | 3.84 | BM | Self Generation | Self Generation |  |  | 9557939 | Yes | AC-Coupled | PhotoVoltaic | 7.5 | 10.59
ESMASI-19998 |  |  | MA - SMART Program | Utility Connected Solutions DR Program | In Queue | Residential |  | 2022-10-31 | Lithium Ion |  | Tesla | 13.5 | 5 | 13.5 | 5 | BM | Peak Shaving/ Load Leveling | Peak Shaving/ Load Leveling |  |  | 11109987 | Yes | AC-Coupled | PhotoVoltaic | 8.4 | 12.6
ESMASI-25576 |  |  | MA - SMART Program | Utility Connected Solutions DR Program | In Queue | Residential |  | 2023-03-23 | Lithium Ion |  | Tesla | 13.5 | 5 | 13.5 | 5 | BM | Customer Bill Savings (e.g., Demand Charge Management, TOU Arbitrage) | Peak Shaving/ Load Leveling |  |  | 12503323 | Yes | AC-Coupled | PhotoVoltaic | 9.6 | 12.6
ESMASI-20637 |  |  | MA - SMART Program |  | In Queue | Residential |  | 2022-11-14 | Lithium Ion |  | Enphase | 10.08 | 0 | 10.08 | 3.84 | BM | Customer Bill Savings (e.g., Demand Charge Management, TOU Arbitrage) |  |  |  | 11209905 | Yes | AC-Coupled | PhotoVoltaic | 7.51 | 9.54
ESMASI-26066 |  |  |  | Utility Connected Solutions DR Program | In Queue | Residential |  | 2023-04-07 | Lithium Ion |  | Tesla | 0 | 0 | 13.5 | 5 | BM | Customer Bill Savings (e.g., Demand Charge Management, TOU Arbitrage) | Peak Shaving/ Load Leveling |  |  | 12591063 | Yes | AC-Coupled | PhotoVoltaic | 0 | 5
ESMASI-22992 |  |  | MA - SMART Program | Utility Connected Solutions DR Program | In Queue | Residential |  | 2023-01-09 | Lithium Ion |  | Tesla | 13.5 | 5 | 13.5 | 5 | BM | Customer Bill Savings (e.g., Demand Charge Management, TOU Arbitrage) | Peak Shaving/ Load Leveling |  |  | 11741408 | Yes | AC-Coupled | PhotoVoltaic | 10.8 | 12.6
ESMASI-29113 |  |  |  |  | In Queue | Residential |  | 2023-06-22 | Lithium Ion |  | Enphase | 10.05 | 3.84 | 10 | 3.84 | BM | Microgrid | Microgrid | Microgrid |  | 13628622 | Yes | AC-Coupled | PhotoVoltaic | 11.2 | 12.94
ESMASI-22504 |  |  | MA - SMART Program | Net Metering | In Queue | Residential |  | 2022-12-23 | Lithium Ion |  | LG Chem | 9.8 | 5 | 9.8 | 5 | BM |  |  |  | Backup | 11699613 | Yes | DC-Coupled | PhotoVoltaic | 12.41 | 10
ESMASI-23499 |  |  | MA - SMART Program | Utility Connected Solutions DR Program | In Queue | Residential |  | 2023-01-23 | Lithium Ion |  | Tesla | 13.5 | 5 | 13.5 | 5 | BM | Customer Bill Savings (e.g., Demand Charge Management, TOU Arbitrage) | Peak Shaving/ Load Leveling |  |  | 11838891 | Yes | AC-Coupled | PhotoVoltaic | 8 | 7.6
ESMASI-22997 |  |  | MA - SMART Program |  | In Queue | Residential |  | 2023-01-10 | Lithium Ion |  | Tesla | 0 | 0 | 13.5 | 5 | BM | Self Generation | Self Generation |  |  | 11741667 | Yes | AC-Coupled | PhotoVoltaic | 5.2 | 5
ESMASI-26369 |  |  |  |  | In Queue | Residential |  | 2023-04-14 | Lithium Ion |  | Tesla | 13.5 | 13.5 | 5 | 13.5 | BM |  |  |  |  | 12688749 | Yes | AC-Coupled | PhotoVoltaic | 5.2 | 7
ESMASI-23323 |  |  |  |  | In Queue | Residential |  | 2023-01-19 | Lithium Ion |  | Tesla | 13.5 | 13.5 | 5 | 5 | BM |  |  |  |  | 11768351 | Yes | AC-Coupled | PhotoVoltaic |  | 5
ESMASI-23346 |  |  |  |  | In Queue | Residential |  | 2023-01-19 | Lithium Ion |  | Tesla | 13.5 | 13.5 | 5 | 5 | BM |  |  |  |  | 11768580 | Yes | AC-Coupled | PhotoVoltaic |  | 5
ESMASI-23478 |  |  |  |  | In Queue | Residential |  | 2023-01-23 | Lithium Ion |  | Tesla | 13.5 | 13.5 | 5 | 5 | BM |  |  |  |  | 11797054 | Yes | AC-Coupled | PhotoVoltaic | 5.44 | 5
ESMASI-23817 |  |  |  |  | In Queue | Residential |  | 2023-02-01 | Lithium Ion |  | Tesla | 13.5 | 13.5 | 5 | 5 | BM |  |  |  |  | 11937881 | Yes | AC-Coupled | PhotoVoltaic |  | 5
ESMASI-23873 |  |  | MA - SMART Program | Utility Connected Solutions DR Program | In Queue | Residential |  | 2023-02-01 | Lithium Ion |  | Tesla | 0 | 0 | 13.5 | 12.6 | BM | Customer Bill Savings (e.g., Demand Charge Management, TOU Arbitrage) | Peak Shaving/ Load Leveling |  |  | 11889645 | Yes | AC-Coupled | PhotoVoltaic | 11.664 | 12.6
ESMASI-23862 |  |  |  |  | In Queue | Residential |  | 2023-02-01 | Lithium Ion |  | Tesla | 13.5 | 5 | 13.5 | 5 | BM | Customer Bill Savings (e.g., Demand Charge Management, TOU Arbitrage) |  |  |  | 11936765 | Yes | AC-Coupled | PhotoVoltaic | 10.53 | 12.6
ESMASI-23908 |  |  | MA - SMART Program | Utility Connected Solutions DR Program | In Queue | Residential |  | 2023-02-02 | Lithium Ion |  | Tesla | 13.5 | 5 | 13.5 | 5 | BM | Customer Bill Savings (e.g., Demand Charge Management, TOU Arbitrage) | Peak Shaving/ Load Leveling |  |  | 11937372 | Yes | AC-Coupled | PhotoVoltaic | 3.6 | 7.6
ESMASI-23966 |  |  | MA - SMART Program | Net Metering | In Queue | Residential |  | 2023-02-03 | Lithium Ion |  | LG Chem | 9.8 | 5 | 9.8 | 5 | BM |  |  |  | Backup | 11938322 | Yes | DC-Coupled | PhotoVoltaic | 10.53 | 7.6
ESMASI-23963 |  |  | MA - SMART Program | Utility Connected Solutions DR Program | In Queue | Residential |  | 2023-02-03 | Lithium Ion |  | Tesla | 13.5 | 5 | 13.5 | 5 | BM | Customer Bill Savings (e.g., Demand Charge Management, TOU Arbitrage) | Peak Shaving/ Load Leveling |  |  | 11938292 | Yes | AC-Coupled | PhotoVoltaic | 9.6 | 7.6
ESMASI-24030 |  |  |  |  | In Queue | Residential |  | 2023-02-06 | Lithium Ion |  | Tesla | 27 | 27 | 27 | 27 | BM |  |  |  |  | 11938366 | Yes | AC-Coupled | PhotoVoltaic | 10.36 | 8.26
ESMASI-24236 |  |  |  | Class 1 REC | In Queue | Residential |  | 2023-02-13 | Lithium Ion |  | Tesla | 0 | 0 | 13.5 | 7.6 | BM | Customer Bill Savings (e.g., Demand Charge Management, TOU Arbitrage) | Self Generation |  |  | 12000439 | Yes | AC-Coupled | PhotoVoltaic | 10 | 7.6
ESMASI-24900 |  |  | MA - SMART Program |  | In Queue | Residential |  | 2023-03-03 | Lithium Ion |  | Other | 17.1 | 9 | 17.1 | 9 | BM | Self Generation | Self Generation |  |  | 12254468 | Yes | DC-Coupled | PhotoVoltaic | 13.43 | 7.6
ESMASI-24518 |  |  | MA - Energy Efficiency/ DR Program |  | In Queue | Residential |  | 2023-02-21 | Lithium Ion |  | Other | 18 | 6.7 | 18 | 6.7 | BM | Customer Bill Savings (e.g., Demand Charge Management, TOU Arbitrage) |  |  |  | 12132891 | Yes | DC-Coupled | PhotoVoltaic | 8.1 | 7.6
ESMASI-25381 |  |  |  |  | In Queue | Residential |  | 2023-03-17 | Lithium Ion |  | Enphase | 10 | 0 | 10 | 7.68 | BM |  |  |  |  | 12377630 | Yes | AC-Coupled | PhotoVoltaic | 9.84 | 13.56
ESMASI-25540 |  |  | MA - SMART Program |  | In Queue | Residential |  | 2023-03-23 | Lithium Ion |  | Tesla | 14 | 5.8 | 13.5 | 5 | BM | Reliability and Resiliency | Reliability and Resiliency |  |  | 12455565 | Yes | AC-Coupled | PhotoVoltaic | 6.57 | 5
ESMASI-25035 |  |  |  |  | In Queue | Residential |  | 2023-03-08 | Lithium Ion |  | Tesla | 13.5 | 13.5 | 5 | 5 | BM |  |  |  |  | 12253403 | Yes | AC-Coupled | PhotoVoltaic | 12.5 | 5
ESMASI-25206 |  |  |  | Connected Solutions | In Queue | Residential |  | 2023-03-13 | Lithium Ion |  | Tesla | 0 | 0 | 13.5 | 10 | BM | Customer Bill Savings (e.g., Demand Charge Management, TOU Arbitrage) |  |  | Connected Solutions | 12348748 | No | AC-Coupled | PhotoVoltaic |  | 10
ESMASI-25549 |  |  | MA - SMART Program | Connected Solutions | In Queue | Residential |  | 2023-03-23 | Lithium Ion |  | Tesla | 13.5 | 5 | 13.5 | 5 | BM | Customer Bill Savings (e.g., Demand Charge Management, TOU Arbitrage) | Peak Shaving/ Load Leveling |  |  | 12465247 | Yes | AC-Coupled | PhotoVoltaic | 8.925 | 12.6
ESMASI-25618 |  |  |  |  | In Queue | Residential |  | 2023-03-27 | Lithium Ion |  | Tesla | 0 | 0 | 13.5 | 5 | BM | Reliability and Resiliency | Reliability and Resiliency |  | back up power only, zero export | 12502371 | Yes | AC-Coupled | PhotoVoltaic | 20.25 | 15
ESMASI-25851 |  |  | MA - SMART Program | Utility Connected Solutions DR Program | In Queue | Residential |  | 2023-04-01 | Lithium Ion |  | Tesla | 13.5 | 5 | 13.5 | 5 | BM | Customer Bill Savings (e.g., Demand Charge Management, TOU Arbitrage) | Peak Shaving/ Load Leveling |  |  | 12542526 | Yes | AC-Coupled | PhotoVoltaic | 9.6 | 7.6
ESMASI-25845 |  |  | MA - SMART Program | Net Metering | In Queue | Residential |  | 2023-03-31 | Lithium Ion |  | Tesla | 0 | 0 | 13.5 | 5 | BM |  |  |  | Backup | 12519839 | Yes | AC-Coupled | PhotoVoltaic | 9.75 | 12.6
ESMASI-26091 |  |  |  |  | In Queue | Residential |  | 2023-04-10 | Lithium Ion |  | Other | 10.5 | 12.64 | 10.5 | 3.84 | BM | Customer Bill Savings (e.g., Demand Charge Management, TOU Arbitrage) | Peak Shaving/ Load Leveling |  |  | 12646308 | No | AC-Coupled | PhotoVoltaic | 12.64 | 13.44
ESMASI-26097 |  |  |  |  | In Queue | Residential |  | 2023-04-10 | Lithium Ion |  | Tesla | 13.5 | 13.5 | 5 | 5 | BM |  |  |  |  | 12646174 | Yes | AC-Coupled | PhotoVoltaic | 6.12 | 6
ESMASI-26662 |  |  | MA - SMART Program | Utility Connected Solutions DR Program | In Queue | Residential |  | 2023-04-21 | Lithium Ion |  | Tesla | 13.5 | 5 | 13.5 | 5 | BM | Customer Bill Savings (e.g., Demand Charge Management, TOU Arbitrage) | Peak Shaving/ Load Leveling |  |  | 12793211 | Yes | AC-Coupled | PhotoVoltaic | 7.6 | 12.6
ESMASI-26862 |  |  |  |  | In Queue | Residential |  | 2023-04-26 | Lithium Ion |  | Tesla | 0 | 0 | 0 | 0 | BM | Customer Bill Savings (e.g., Demand Charge Management, TOU Arbitrage) | Peak Shaving/ Load Leveling |  |  | 12878676 | Yes | AC-Coupled | PhotoVoltaic | 12 | 15
ESMASI-26837 |  |  |  |  | In Queue | Residential |  | 2023-04-26 | Lithium Ion |  | Tesla | 13.5 | 13.5 | 13.5 | 5 | BM |  |  |  |  | 12863364 | Yes | AC-Coupled | PhotoVoltaic |  | 6
ESMASI-27127 |  |  | MA - SMART Program |  | In Queue | Residential |  | 2023-05-03 | Lithium Ion |  | Tesla | 13.5 | 5 | 13.5 | 5 | BM | Customer Bill Savings (e.g., Demand Charge Management, TOU Arbitrage) | Peak Shaving/ Load Leveling |  |  | 12904941 | Yes | AC-Coupled | PhotoVoltaic | 9.6 | 7.44
ESMASI-27123 |  |  |  | Class 1 REC | In Queue | Residential |  | 2023-05-03 | Lithium Ion |  | Tesla | 0 | 0 | 13.5 | 7.6 | BM |  |  |  |  | 12910517 | Yes | AC-Coupled | PhotoVoltaic | 8 | 7.6
ESMASI-27166 |  |  | MA - SMART Program |  | In Queue | Residential |  | 2023-05-03 | Lithium Ion |  | Tesla | 13.5 | 7 | 13.5 | 5 | BM | Peak Shaving/ Load Leveling | Peak Shaving/ Load Leveling |  |  | 12980872 | Yes | AC-Coupled | PhotoVoltaic | 2.4 | 6.8
ESMASI-27351 |  |  | MA - SMART Program | Utility Connected Solutions DR Program | In Queue | Residential |  | 2023-05-08 | Lithium Ion |  | Tesla | 27 | 10 | 27 | 10 | BM | Customer Bill Savings (e.g., Demand Charge Management, TOU Arbitrage) | Peak Shaving/ Load Leveling |  |  | 13034169 | Yes | AC-Coupled | PhotoVoltaic | 18.4 | 15
ESMASI-27260 |  |  | MA - SMART Program |  | In Queue | Residential |  | 2023-05-05 | Lithium Ion |  | Tesla | 13.5 | 5 | 13.5 | 5 | BM | Customer Bill Savings (e.g., Demand Charge Management, TOU Arbitrage) | Peak Shaving/ Load Leveling |  |  | 12981943 | Yes | AC-Coupled | PhotoVoltaic | 4.345 | 7.6
ESMASI-27746 |  |  | MA - SMART Program |  | In Queue | Residential |  | 2023-05-17 | Lithium Ion |  | Tesla | 13.5 | 5 | 13.5 | 5 | BM | Customer Bill Savings (e.g., Demand Charge Management, TOU Arbitrage) | Peak Shaving/ Load Leveling |  |  | 13453672 | Yes | AC-Coupled | PhotoVoltaic | 9.2 | 7.4
ESMASI-27594 |  |  | MA - SMART Program |  | In Queue | Residential |  | 2023-05-12 | Lithium Ion |  | Tesla | 0 | 0 | 13.5 | 5 | BM | Customer Bill Savings (e.g., Demand Charge Management, TOU Arbitrage) |  |  |  | 13143693 | Yes | AC-Coupled | PhotoVoltaic |  | 5
ESMASI-27625 |  |  |  |  | In Queue | Residential |  | 2023-05-15 | Lithium Ion |  | Tesla | 0 | 0 | 0 | 0 | BM | Reliability and Resiliency | Reliability and Resiliency |  | back up power only, zero export | 13084199 | Yes | AC-Coupled | PhotoVoltaic | 26.8 | 15
ESMASI-28037 |  |  |  |  | In Queue | Residential |  | 2023-05-24 | Lithium Ion |  | Tesla | 13.5 | 5 | 13.5 | 5 | BM |  |  |  |  | 13176325 | Yes | AC-Coupled | PhotoVoltaic | 9.2 | 12.6
ESMASI-28292 |  |  | MA - SMART Program | Utility Connected Solutions DR Program | In Queue | Residential |  | 2023-05-31 | Lithium Ion |  | Tesla | 13.5 | 5 | 13.5 | 5 | BM | Customer Bill Savings (e.g., Demand Charge Management, TOU Arbitrage) | Peak Shaving/ Load Leveling |  |  | 13258473 | Yes | AC-Coupled | PhotoVoltaic | 19.6 | 15
ESMASI-27838 |  |  |  |  | In Queue | Residential |  | 2023-05-18 | Lithium Ion |  | Other | 9.7 | 5 | 9.7 | 5 | BM | Customer Bill Savings (e.g., Demand Charge Management, TOU Arbitrage) |  |  |  | 13175258 | Yes | DC-Coupled | PhotoVoltaic | 12.8 | 11.4
ESMASI-27864 |  |  |  |  | In Queue | Residential |  | 2023-05-19 | Lithium Ion |  | Tesla | 13.5 | 13.5 | 13.5 | 5 | BM | Reliability and Resiliency | Reliability and Resiliency |  |  | 13176059 | Yes | AC-Coupled | PhotoVoltaic |  | 5
ESMASI-28306 |  |  | MA - Energy Efficiency/ DR Program |  | In Queue | Residential |  | 2023-06-01 | Lithium Ion |  | Tesla | 0 | 0 | 5 | 5 | BM | Self Generation | Self Generation |  |  | 13259358 | Yes | AC-Coupled | PhotoVoltaic | 0 | 5
ESMASI-28542 |  |  | MA - Energy Efficiency/ DR Program |  | In Queue | Residential |  | 2023-06-08 | Lithium Ion |  | Tesla | 0 | 0 | 13.5 | 5 | BM | Self Generation | Self Generation |  |  | 13453087 | Yes | AC-Coupled | PhotoVoltaic | 2.03 | 6.5
ESMASI-28169 |  |  |  |  | In Queue | Residential |  | 2023-05-26 | Lithium Ion |  | LG Chem | 38.4 | 20 | 38.4 | 17.6 | BM | Microgrid | Microgrid | Microgrid |  | 13219998 | Yes | DC-Coupled | PhotoVoltaic | 16.8 | 13.8
ESMASI-28248 |  |  |  |  | In Queue | Residential |  | 2023-05-30 | Lithium Ion |  | Tesla | 13.5 | 5 | 13.5 | 5 | BM | Customer Bill Savings (e.g., Demand Charge Management, TOU Arbitrage) | Peak Shaving/ Load Leveling |  |  | 13258484 | Yes | AC-Coupled | PhotoVoltaic | 12.8 | 7.6
ESMASI-28222 |  |  | MA - SMART Program | Utility Connected Solutions DR Program | In Queue | Residential |  | 2023-05-30 | Lithium Ion |  | Tesla | 13.5 | 5 | 13.5 | 5 | BM | Customer Bill Savings (e.g., Demand Charge Management, TOU Arbitrage) | Peak Shaving/ Load Leveling |  |  | 8758392 | Yes | AC-Coupled | PhotoVoltaic | 9.6 | 7.6
ESMASI-28304 |  |  |  |  | In Queue | Residential |  | 2023-06-01 | Lithium Ion |  | Tesla | 0 | 0 | 40.5 | 15 | BM | Customer Bill Savings (e.g., Demand Charge Management, TOU Arbitrage) | Peak Shaving/ Load Leveling |  |  | 13259307 | No | AC-Coupled | PhotoVoltaic |  | 15
ESMASI-28298 |  |  | MA - SMART Program | Net Metering | In Queue | Residential |  | 2023-05-31 | Lithium Ion |  | LG Chem | 9.8 | 5 | 9.8 | 5 | BM |  |  |  | Backup | 13259030 | Yes | DC-Coupled | PhotoVoltaic | 6 | 6
ESMASI-28318 |  |  |  |  | In Queue | Residential |  | 2023-06-01 | Lithium Ion |  | Enphase | 10.08 | 10.08 | 3.84 | 3.84 | BM |  |  |  |  | 13051250 | Yes | AC-Coupled | PhotoVoltaic | 6.205 | 8.94
ESMASI-28860 |  |  | MA - Energy Efficiency/ DR Program |  | In Queue | Residential |  | 2023-06-16 | Lithium Ion |  | Tesla | 0 | 0 | 13.5 | 5 | BM | Self Generation | Self Generation |  |  | 13475214 | Yes | AC-Coupled | PhotoVoltaic |  | 5
ESMASI-29542 |  |  | MA - SMART Program |  | In Queue | Residential |  | 2023-07-05 | Lithium Ion |  | Tesla | 13.5 | 5 | 13.5 | 5 | BM | Customer Bill Savings (e.g., Demand Charge Management, TOU Arbitrage) | Peak Shaving/ Load Leveling |  |  | 13759916 | Yes | DC-Coupled | PhotoVoltaic | 5.6 | 7.6
ESMASI-28772 |  |  | MA - Energy Efficiency/ DR Program |  | In Queue | Residential |  | 2023-06-14 | Lithium Ion |  | Other | 19.4 | 15 | 19.4 | 15 | BM | Customer Bill Savings (e.g., Demand Charge Management, TOU Arbitrage) | Reliability and Resiliency |  |  | 13492282 | Yes | DC-Coupled | PhotoVoltaic | 9.875 | 7.6
ESMASI-29155 |  |  | MA - SMART Program | Utility Connected Solutions DR Program | In Queue | Residential |  | 2023-06-23 | Lithium Ion |  | Tesla | 13.5 | 5 | 13.5 | 5 | BM | Customer Bill Savings (e.g., Demand Charge Management, TOU Arbitrage) | Peak Shaving/ Load Leveling |  |  | 13629595 | Yes | DC-Coupled | PhotoVoltaic | 6 | 7.6
ESMASI-29024 |  |  |  | Class 1 REC | In Queue | Residential |  | 2023-06-21 | Lithium Ion |  | Tesla | 0 | 0 | 13.5 | 7.6 | BM | Customer Bill Savings (e.g., Demand Charge Management, TOU Arbitrage) | Self Generation |  |  | 13555136 | Yes | AC-Coupled | PhotoVoltaic | 11.6 | 7.6
ESMASI-29091 |  |  |  |  | In Queue | Residential |  | 2023-06-22 | Lithium Ion |  | Other | 6 | 6 | 6 | 6 | BM |  |  |  |  | 13629882 | Yes | DC-Coupled | PhotoVoltaic |  | 0
ESMASI-29132 |  |  | MA - Energy Efficiency/ DR Program |  | In Queue | Residential |  | 2023-06-23 | Lithium Ion |  | Tesla | 14 | 14 | 5 | 5 | BM | Reliability and Resiliency | Reliability and Resiliency |  |  | 13629933 | Yes | AC-Coupled | PhotoVoltaic | 6.075 | 10
ESMASI-29152 |  |  | MA - SMART Program |  | In Queue | Residential |  | 2023-06-23 | Lithium Ion |  | Tesla | 13.5 | 7 | 13.5 | 5 | BM | Peak Shaving/ Load Leveling | Peak Shaving/ Load Leveling |  |  | 13629457 | Yes | AC-Coupled | PhotoVoltaic | 4.56 | 8.8
ESMASI-29422 |  |  | MA - SMART Program | Utility Connected Solutions DR Program | In Queue | Residential |  | 2023-06-30 | Lithium Ion |  | Tesla | 0 | 0 | 13.5 | 12.6 | BM | Customer Bill Savings (e.g., Demand Charge Management, TOU Arbitrage) | Peak Shaving/ Load Leveling |  |  | 13727894 | Yes | AC-Coupled | PhotoVoltaic | 5.265 | 12.6
ESMASI-29394 |  |  | MA - SMART Program |  | In Queue | Residential |  | 2023-06-29 | Lithium Ion |  | Tesla | 13.5 | 5 | 13.5 | 5 | BM | Customer Bill Savings (e.g., Demand Charge Management, TOU Arbitrage) | Peak Shaving/ Load Leveling |  |  | 13717566 | Yes | AC-Coupled | PhotoVoltaic | 8.8 | 12.6
ESMASI-29446 |  |  | MA - SMART Program |  | In Queue | Residential |  | 2023-06-30 | Lithium Ion |  | Tesla | 13.5 | 7.5 | 10 | 5 | BM |  |  |  |  | 13729941 | Yes | AC-Coupled | PhotoVoltaic | 7.38 | 10
ESMASI-29829 |  |  |  |  | In Queue | Residential |  | 2023-07-12 | Lithium Ion |  | Tesla | 0 | 0 | 4.8 | 4.8 | BM | Customer Bill Savings (e.g., Demand Charge Management, TOU Arbitrage) | Peak Shaving/ Load Leveling |  |  | 13895099 | Yes | AC-Coupled | PhotoVoltaic |  | 4.8
ESMASI-29718 |  |  | MA - SMART Program |  | In Queue | Residential |  | 2023-07-10 | Lithium Ion |  | Tesla | 13.5 | 5 | 13.5 | 5 | BM | Customer Bill Savings (e.g., Demand Charge Management, TOU Arbitrage) | Peak Shaving/ Load Leveling |  |  | 13825783 | Yes | DC-Coupled | PhotoVoltaic | 11.52 | 7.6
ESMASI-31703 |  |  |  |  | In Queue | Residential |  | 2023-08-29 | Lithium Ion |  | sonnenBacterie | 20 | 20 | 5 | 9.6 | BM |  |  |  |  | 14435679 | Yes | AC-Coupled | PhotoVoltaic | 5 | 9.6
ESMASI-30852 |  |  |  |  | In Queue | Residential |  | 2023-08-09 | Lithium Ion |  | Tesla | 13.5 | 5 | 13.5 | 5 | BM |  |  |  |  | 14150285 | Yes | AC-Coupled | PhotoVoltaic | 8.91 | 12.6
ESMASI-30046 |  |  |  | Class 1 REC | In Queue | Residential |  | 2023-07-19 | Lithium Ion |  | Tesla | 0 | 0 | 13.5 | 7.6 | BM | Customer Bill Savings (e.g., Demand Charge Management, TOU Arbitrage) | Self Generation |  |  | 13938114 | Yes | AC-Coupled | PhotoVoltaic | 8 | 7.6
ESMASI-30193 |  |  | MA - SMART Program | Utility Connected Solutions DR Program | In Queue | Residential |  | 2023-07-24 | Lithium Ion |  | Tesla | 27 | 10 | 27 | 10 | BM | Customer Bill Savings (e.g., Demand Charge Management, TOU Arbitrage) | Peak Shaving/ Load Leveling |  |  | 14011307 | Yes | DC-Coupled | PhotoVoltaic | 8.4 | 15
ESMASI-30472 |  |  | MA - SMART Program | Utility Connected Solutions DR Program | In Queue | Residential |  | 2023-07-31 | Lithium Ion |  | Tesla | 13.5 | 11.5 | 13.5 | 11.5 | BM | Customer Bill Savings (e.g., Demand Charge Management, TOU Arbitrage) | Peak Shaving/ Load Leveling |  |  | 14087215 | Yes | DC-Coupled | PhotoVoltaic | 6 | 11.5
ESMASI-30566 |  |  | MA - SMART Program | Utility Connected Solutions DR Program | In Queue | Residential |  | 2023-08-02 | Lithium Ion |  | Tesla | 13.5 | 5 | 13.5 | 5 | BM | Customer Bill Savings (e.g., Demand Charge Management, TOU Arbitrage) | Peak Shaving/ Load Leveling |  |  | 14076715 | Yes | DC-Coupled | PhotoVoltaic | 6.075 | 7.6
ESMASI-30712 |  |  |  |  | In Queue | Residential |  | 2023-08-04 | Lithium Ion |  | Tesla | 13.5 | 5 | 13.5 | 5 | BM | Customer Bill Savings (e.g., Demand Charge Management, TOU Arbitrage) | Peak Shaving/ Load Leveling |  |  | 14120751 | Yes | AC-Coupled | PhotoVoltaic | 8.28 | 12.6
ESMASI-30773 |  |  | MA - SMART Program |  | In Queue | Residential |  | 2023-08-07 | Lithium Ion |  | Tesla | 13.5 | 5 | 13.5 | 5 | BM | Customer Bill Savings (e.g., Demand Charge Management, TOU Arbitrage) | Peak Shaving/ Load Leveling |  |  | 14151272 | Yes | DC-Coupled | PhotoVoltaic | 16 | 15
ESMASI-32422 |  |  |  | Class 1 REC | In Queue | Residential |  | 2023-09-14 | Lithium Ion |  | Tesla | 0 | 0 | 14 | 10 | BM | Customer Bill Savings (e.g., Demand Charge Management, TOU Arbitrage) | Self Generation |  |  | 14620961 | Yes | AC-Coupled | PhotoVoltaic | 6 | 10
ESMASI-30819 |  |  | MA - SMART Program |  | In Queue | Residential |  | 2023-08-08 | Lithium Ion |  | Tesla | 13.5 | 5 | 13.5 | 5 | BM | Customer Bill Savings (e.g., Demand Charge Management, TOU Arbitrage) | Peak Shaving/ Load Leveling |  |  | 14151254 | Yes | DC-Coupled | PhotoVoltaic | 8.1 | 7.6
ESMASI-30806 |  |  |  |  | In Queue | Residential |  | 2023-08-08 | Lithium Ion |  | Tesla | 13.5 | 13.5 | 13.5 | 7 | BM |  |  |  |  | 14110063 | Yes | AC-Coupled | PhotoVoltaic | 10 | 7
ESMASI-30876 |  |  |  |  | In Queue | Residential |  | 2023-08-09 | Lithium Ion |  | Enphase | 0 | 0 | 10.5 | 3.84 | BM |  |  |  |  | 14149987 | Yes | AC-Coupled | PhotoVoltaic | 8.91 | 10.44
ESMASI-30960 |  |  | MA - SMART Program | Utility Connected Solutions DR Program | In Queue | Residential |  | 2023-08-11 | Lithium Ion |  | Tesla | 13.5 | 5 | 13.5 | 5 | BM | Customer Bill Savings (e.g., Demand Charge Management, TOU Arbitrage) | Peak Shaving/ Load Leveling |  |  | 14180115 | Yes | DC-Coupled | PhotoVoltaic | 4.86 | 7.6
ESMASI-30936 |  |  | MA - SMART Program | Utility Connected Solutions DR Program | In Queue | Residential |  | 2023-08-10 | Lithium Ion |  | Tesla | 13.5 | 5 | 13.5 | 5 | BM | Customer Bill Savings (e.g., Demand Charge Management, TOU Arbitrage) | Peak Shaving/ Load Leveling |  |  | 14168912 | Yes | AC-Coupled | PhotoVoltaic | 8.91 | 12.6
ESMASI-30993 |  |  |  | None | In Queue | Residential |  | 2023-08-11 | Lithium Ion |  | Tesla | 0 | 0 | 13.5 | 5 | BM | Customer Bill Savings (e.g., Demand Charge Management, TOU Arbitrage) |  |  |  | 14172183 | Yes | AC-Coupled | PhotoVoltaic | 0 | 0
ESMASI-30997 |  |  | MA - SMART Program | Net Metering | In Queue | Residential |  | 2023-08-11 | Lithium Ion |  | LG Chem | 9.8 | 5 | 9.8 | 5 | BM |  |  |  | Backup | 14181737 | Yes | DC-Coupled | PhotoVoltaic | 6.63 | 6
ESMASI-31093 |  |  | MA - SMART Program | Utility Connected Solutions DR Program | In Queue | Residential |  | 2023-08-15 | Lithium Ion |  | Tesla | 11.5 | 5 | 11.5 | 5 | BM | Customer Bill Savings (e.g., Demand Charge Management, TOU Arbitrage) | Peak Shaving/ Load Leveling |  |  | 14265402 | Yes | DC-Coupled | PhotoVoltaic | 9.6 | 11.5
ESMASI-31101 |  |  | MA - Energy Efficiency/ DR Program |  | In Queue | Residential |  | 2023-08-15 | Lithium Ion |  | Tesla | 14 | 5 | 13.5 | 5 | BM | Reliability and Resiliency | Reliability and Resiliency |  |  | 14265273 | Yes | AC-Coupled | PhotoVoltaic | 10 | 5
ESMASI-31185 |  |  |  | Class 1 REC | In Queue | Residential |  | 2023-08-16 | Lithium Ion |  | Tesla | 13.5 | 5 | 13.5 | 5 | BM | Customer Bill Savings (e.g., Demand Charge Management, TOU Arbitrage) | Self Generation |  |  | 14248084 | Yes | AC-Coupled | PhotoVoltaic | 11.5 | 5
ESMASI-31232 |  |  |  |  | In Queue | Residential |  | 2023-08-17 | Lithium Ion |  | Tesla | 13.5 | 5 | 13.5 | 5 | BM | Customer Bill Savings (e.g., Demand Charge Management, TOU Arbitrage) | Peak Shaving/ Load Leveling |  |  | 14264712 | Yes | AC-Coupled | PhotoVoltaic | 6.264 | 12.6
ESMASI-31556 |  |  | MA - SMART Program |  | In Queue | Residential |  | 2023-08-25 | Lithium Ion |  | Enphase | 3.5 | 3 | 16.8 | 5.12 | BM | Reliability and Resiliency | Reliability and Resiliency |  |  | 14378087 | Yes | AC-Coupled | PhotoVoltaic | 8 | 12.44
ESMASI-31701 |  |  |  |  | In Queue | Residential |  | 2023-08-29 | Lithium Ion |  | Tesla | 13.5 | 5 | 13.5 | 5 | BM | Customer Bill Savings (e.g., Demand Charge Management, TOU Arbitrage) | Peak Shaving/ Load Leveling |  |  | 14435615 | Yes | AC-Coupled | PhotoVoltaic | 8.1 | 7.6
ESMASI-31699 |  |  | MA - SMART Program | Utility Connected Solutions DR Program | In Queue | Residential |  | 2023-08-29 | Lithium Ion |  | Tesla | 13.5 | 5 | 13.5 | 5 | BM | Customer Bill Savings (e.g., Demand Charge Management, TOU Arbitrage) | Peak Shaving/ Load Leveling |  |  | 13187871 | Yes | AC-Coupled | PhotoVoltaic | 8.4 | 12.6
ESMASI-31547 |  |  |  |  | In Queue | Residential |  | 2023-08-25 | Lithium Ion |  | Tesla | 0 | 0 | 13.5 | 5 | BM |  |  |  | storage | 14377823 | No | AC-Coupled | PhotoVoltaic | 0 | 5
ESMASI-31765 |  |  |  | Utility DR program | In Queue | Residential |  | 2023-08-30 | Lithium Ion |  | Tesla | 0 | 0 | 27 | 10 | BM | Peak Shaving/ Load Leveling | Peak Shaving/ Load Leveling |  |  | 14453869 | Yes | AC-Coupled | PhotoVoltaic | 5.14 | 10
ESMASI-32130 |  |  |  |  | In Queue | Residential |  | 2023-09-08 | Lithium Ion |  | Tesla | 13.5 | 5 | 13.5 | 5 | BM | Customer Bill Savings (e.g., Demand Charge Management, TOU Arbitrage) | Peak Shaving/ Load Leveling |  |  | 14583588 | Yes | AC-Coupled | PhotoVoltaic | 4.86 | 7.6
ESMASI-31823 |  |  |  |  | In Queue | Residential |  | 2023-08-31 | Lithium Ion |  | Enphase | 0 | 0 | 3.84 | 3.84 | BM |  |  |  |  | 14463836 | Yes | AC-Coupled | PhotoVoltaic | 9.32 | 10.74
ESMASI-31911 |  |  | MA - SMART Program | Net Metering | In Queue | Residential |  | 2023-09-04 | Lithium Ion |  | LG Chem | 9.8 | 5 | 9.8 | 5 | BM |  |  |  | Backup | 14497607 | Yes | DC-Coupled | PhotoVoltaic | 4.5 | 3.8
ESMASI-31937 |  |  | MA - SMART Program | Net Metering | In Queue | Residential |  | 2023-09-05 | Lithium Ion |  | LG Chem | 9.8 | 5 | 9.8 | 5 | BM |  |  |  | Backup | 14497116 | Yes | DC-Coupled | PhotoVoltaic | 12.75 | 10
ESMASI-32131 |  |  |  |  | In Queue | Residential |  | 2023-09-08 | Lithium Ion |  | Tesla | 0 | 0 | 5.8 | 5 | BM | Customer Bill Savings (e.g., Demand Charge Management, TOU Arbitrage) | Peak Shaving/ Load Leveling |  |  | 14587265 | No | AC-Coupled | PhotoVoltaic | 0 | 5
ESMASI-32173 |  |  | MA - SMART Program |  | In Queue | Residential |  | 2023-09-11 | Lithium Ion |  | Tesla | 0 | 0 | 13.5 | 5 | BM | Customer Bill Savings (e.g., Demand Charge Management, TOU Arbitrage) |  |  |  | 8788742 | Yes | AC-Coupled | PhotoVoltaic | 15.2 | 15
ESMASI-32193 |  |  | MA - SMART Program |  | In Queue | Residential |  | 2023-09-11 | Lithium Ion |  | Tesla | 13.5 | 7 | 13.5 | 5 | BM | Customer Bill Savings (e.g., Demand Charge Management, TOU Arbitrage) | Peak Shaving/ Load Leveling |  |  | 14598579 | Yes | AC-Coupled | PhotoVoltaic | 3.04 | 8.8
ESMASI-32521 |  |  |  |  | In Queue | Residential |  | 2023-09-18 | Lithium Ion |  | Tesla | 0 | 0 | 5.8 | 10 | BM | Customer Bill Savings (e.g., Demand Charge Management, TOU Arbitrage) | Peak Shaving/ Load Leveling |  |  | 14690769 | Yes | AC-Coupled | PhotoVoltaic | 0 | 10
ESMASI-32276 |  |  | MA - SMART Program | Net Metering | In Queue | Residential |  | 2023-09-12 | Lithium Ion |  | Tesla | 0 | 0 | 13.2 | 5 | BM |  |  |  | Backup | 14631424 | Yes | AC-Coupled | PhotoVoltaic | 6.75 | 11
ESMASI-32408 |  |  | MA - SMART Program |  | In Queue | Residential |  | 2023-09-14 | Lithium Ion |  | LG Chem | 9.8 | 5 | 9.8 | 5 | BM |  |  |  | Backup | 14620764 | Yes | DC-Coupled | PhotoVoltaic | 6 | 6
ESMASI-32419 |  |  |  | Connected Solutions | In Queue | Residential |  | 2023-09-14 | Lithium Ion |  | Tesla | 0 | 0 | 13.5 | 0 | BM | Customer Bill Savings (e.g., Demand Charge Management, TOU Arbitrage) |  |  |  |  | Yes | AC-Coupled | PhotoVoltaic |  | 0
ESMASI-32578 |  |  |  |  | In Queue | Residential |  | 2023-09-19 | Lithium Ion |  | Tesla | 13.5 | 13.5 | 5 | 5 | BM |  |  |  |  | 14689897 | Yes | AC-Coupled | PhotoVoltaic |  | 5
ESMASI-32686 |  | MA - DOER/ MassCEC Funded Projects |  |  | In Queue | Residential |  | 2023-09-20 | Lithium Ion |  | Tesla | 14 | 5.8 | 13.5 | 5 | BM | Reliability and Resiliency | Reliability and Resiliency |  |  | 14713793 | Yes | AC-Coupled | PhotoVoltaic |  | 5
ESMASI-32628 |  |  | MA - SMART Program |  | In Queue | Residential |  | 2023-09-19 | Lithium Ion |  | Tesla | 0 | 0 | 13.5 | 0 | BM | Customer Bill Savings (e.g., Demand Charge Management, TOU Arbitrage) |  |  |  |  | Yes | AC-Coupled | PhotoVoltaic |  | 0
ESMASI-32655 |  |  |  | Utility DR program | In Queue | Residential |  | 2023-09-20 | Lithium Ion |  | Tesla | 0 | 0 | 13.5 | 5 | BM | Peak Shaving/ Load Leveling | Peak Shaving/ Load Leveling |  |  | 14726791 | Yes | AC-Coupled | PhotoVoltaic | 12.15 | 15
ESMASI-32925 |  |  |  |  | In Queue | Residential |  | 2023-09-26 | Lithium Ion |  | LG Chem | 16 | 16 | 16 | 7 | BM | Peak Shaving/ Load Leveling | Peak Shaving/ Load Leveling |  |  | 14785257 | Yes | DC-Coupled | PhotoVoltaic | 14.4 | 10
ESMASI-32755 |  |  |  |  | In Queue | Residential |  | 2023-09-21 | Lithium Ion |  | Other | 9.7 | 9.7 | 9.7 | 9.7 | BM |  |  |  |  | 14726649 | Yes | DC-Coupled | PhotoVoltaic | 13.77 | 10
ESMASI-33178 |  |  |  |  | In Queue | Residential |  | 2023-10-02 | Lithium Ion |  | Tesla | 13.5 | 5 | 13.5 | 5 | BM | Customer Bill Savings (e.g., Demand Charge Management, TOU Arbitrage) | Peak Shaving/ Load Leveling |  |  | 14958907 | Yes | DC-Coupled | PhotoVoltaic | 9.315 | 7.6
ESMASI-33174 |  |  |  | Connected Solutions | In Queue | Residential |  | 2023-10-02 | Lithium Ion |  | Tesla | 0 | 0 | 13.5 | 5 | BM | Customer Bill Savings (e.g., Demand Charge Management, TOU Arbitrage) | Peak Shaving/ Load Leveling |  |  | 14901158 | No | AC-Coupled | PhotoVoltaic | 0 | 5
ESMASI-33173 |  |  |  | Connected Solutions | In Queue | Residential |  | 2023-10-02 | Lithium Ion |  | Tesla | 0 | 0 | 27 | 10 | BM | Customer Bill Savings (e.g., Demand Charge Management, TOU Arbitrage) | Peak Shaving/ Load Leveling |  |  | 14942243 | Yes | AC-Coupled | PhotoVoltaic | 0 | 10
ESMASI-33056 |  |  |  |  | In Queue | Residential |  | 2023-09-28 | Lithium Ion |  | Tesla | 0 | 0 | 0 | 0 | BM | Reliability and Resiliency | Reliability and Resiliency |  | back up power only, zero export | 14816378 | Yes | AC-Coupled | PhotoVoltaic |  | 0
ESMASI-33612 |  |  | MA - SMART Program | Connected Solutions | In Queue | Residential |  | 2023-10-12 | Lithium Ion |  | Tesla | 13.5 | 5 | 13.5 | 5 | BM | Customer Bill Savings (e.g., Demand Charge Management, TOU Arbitrage) | Peak Shaving/ Load Leveling |  |  | 14901398 | Yes | AC-Coupled | PhotoVoltaic | 4.86 | 7.6
ESMASI-33316 |  |  | MA - SMART Program |  | In Queue | Residential |  | 2023-10-05 | Lithium Ion |  | Tesla | 13.5 | 5 | 13.5 | 5 | BM | Customer Bill Savings (e.g., Demand Charge Management, TOU Arbitrage) | Peak Shaving/ Load Leveling |  |  | 13344127 | Yes | AC-Coupled | PhotoVoltaic | 7.2 | 12.6
ESMASI-33525 |  |  |  |  | In Queue | Residential |  | 2023-10-10 | Lithium Ion |  | Other | 9.7 | 7.5 | 9.7 | 7.5 | BM |  |  |  |  | 11035665 | Yes | DC-Coupled | PhotoVoltaic | 10.8 | 0
ESMASI-33249 |  |  |  | Utility DR program | In Queue | Residential |  | 2023-10-04 | Lithium Ion |  | Tesla | 0 | 0 | 13.5 | 5 | BM | Peak Shaving/ Load Leveling | Peak Shaving/ Load Leveling |  |  | 14959896 | Yes | AC-Coupled | PhotoVoltaic | 11.34 | 15
ESMASI-33278 |  |  | MA - SMART Program |  | In Queue | Residential |  | 2023-10-04 | Lithium Ion |  | Tesla | 0 | 0 | 13.5 | 0 | BM | Customer Bill Savings (e.g., Demand Charge Management, TOU Arbitrage) |  |  |  |  | Yes | AC-Coupled | PhotoVoltaic |  | 0
ESMASI-33362 |  |  | MA - SMART Program |  | In Queue | Residential |  | 2023-10-05 | Lithium Ion |  | Tesla | 13.5 | 5 | 13.5 | 5 | BM | Customer Bill Savings (e.g., Demand Charge Management, TOU Arbitrage) | Peak Shaving/ Load Leveling |  |  | 14899852 | Yes | AC-Coupled | PhotoVoltaic | 11.6 | 15
ESMASI-34769 |  |  |  |  | In Queue | Residential |  | 2023-11-10 | Lithium Ion |  | Tesla | 0 | 0 | 27 | 10 | BM | Customer Bill Savings (e.g., Demand Charge Management, TOU Arbitrage) | Peak Shaving/ Load Leveling |  |  | 15365933 | Yes | AC-Coupled | PhotoVoltaic | 0 | 10
ESMASI-33384 |  |  |  | Class 1 REC | In Queue | Residential |  | 2023-10-06 | Lithium Ion |  | Tesla | 0 | 0 | 13.5 | 7.6 | BM | Customer Bill Savings (e.g., Demand Charge Management, TOU Arbitrage) | Self Generation |  |  | 14908631 | Yes | AC-Coupled | PhotoVoltaic | 10.08 | 7.6
ESMASI-33395 |  |  |  | Class 1 Rec | In Queue | Residential |  | 2023-10-06 | Lithium Ion |  | Tesla | 0 | 0 | 13.5 | 7.6 | BM | Customer Bill Savings (e.g., Demand Charge Management, TOU Arbitrage) | Self Generation |  |  | 14929128 | Yes | AC-Coupled | PhotoVoltaic | 11.34 | 7.6
ESMASI-33397 |  |  |  | Class 1 Rec | In Queue | Residential |  | 2023-10-06 | Lithium Ion |  | Tesla | 0 | 0 | 13.5 | 7.6 | BM | Customer Bill Savings (e.g., Demand Charge Management, TOU Arbitrage) | Self Generation |  |  | 14930412 | Yes | AC-Coupled | PhotoVoltaic | 6.3 | 7.6
ESMASI-33544 |  |  |  |  | In Queue | Residential |  | 2023-10-10 | Lithium Ion |  | Tesla | 13.5 | 5 | 13.5 | 5 | BM | Customer Bill Savings (e.g., Demand Charge Management, TOU Arbitrage) | Self Generation |  |  | 14922802 | Yes | AC-Coupled | PhotoVoltaic | 6.48 | 11.5
ESMASI-33468 |  |  | MA - SMART Program | Utility Connected Solutions DR Program | In Queue | Residential |  | 2023-10-09 | Lithium Ion |  | Tesla | 13.5 | 5 | 13.5 | 5 | BM | Customer Bill Savings (e.g., Demand Charge Management, TOU Arbitrage) | Peak Shaving/ Load Leveling |  |  | 14884365 | Yes | AC-Coupled | PhotoVoltaic | 9.315 | 7.6
ESMASI-33613 |  |  |  | Connected Solutions | In Queue | Residential |  | 2023-10-12 | Lithium Ion |  | Tesla | 0 | 0 | 40.5 | 15 | BM | Customer Bill Savings (e.g., Demand Charge Management, TOU Arbitrage) | Peak Shaving/ Load Leveling |  |  | 14901416 | No | AC-Coupled | PhotoVoltaic |  | 15
ESMASI-33501 |  |  |  |  | In Queue | Residential |  | 2023-10-10 | Lithium Ion |  | Tesla | 13.5 | 13.5 | 5 | 5 | BM | Reliability and Resiliency | Reliability and Resiliency |  |  | 14922514 | Yes | AC-Coupled | PhotoVoltaic | 0 | 5
ESMASI-34013 |  |  | MA - SMART Program |  | In Queue | Residential |  | 2023-10-20 | Lithium Ion |  | Tesla | 0 | 0 | 13.5 | 5 | BM | Customer Bill Savings (e.g., Demand Charge Management, TOU Arbitrage) |  |  |  | 15065695 | Yes | AC-Coupled | PhotoVoltaic |  | 5
ESMASI-33801 |  |  | MA - SMART Program | Utility Connected Solutions DR Program | In Queue | Residential |  | 2023-10-16 | Lithium Ion |  | Tesla | 13.5 | 5 | 13.5 | 5 | BM | Customer Bill Savings (e.g., Demand Charge Management, TOU Arbitrage) | Peak Shaving/ Load Leveling |  |  | 14974633 | Yes | AC-Coupled | PhotoVoltaic | 6.48 | 7.6
ESMASI-33863 |  |  | MA - SMART Program | Net Metering | In Queue | Residential |  | 2023-10-17 | Lithium Ion |  | Tesla | 0 | 0 | 13.2 | 5 | BM |  |  |  | Backup | 14976576 | Yes | AC-Coupled | PhotoVoltaic | 7.695 | 11
ESMASI-34107 |  |  |  |  | In Queue | Residential |  | 2023-10-24 | Lithium Ion |  | Tesla | 11.5 | 5 | 11.5 | 5 | BM | Customer Bill Savings (e.g., Demand Charge Management, TOU Arbitrage) | Peak Shaving/ Load Leveling |  |  | 15241809 | Yes | DC-Coupled | PhotoVoltaic | 13.37 | 11.5
ESMASI-33984 |  |  | MA - Energy Efficiency/ DR Program |  | In Queue | Residential |  | 2023-10-20 | Lithium Ion |  | Other | 0 | 0 | 13.6 | 5 | BM | Self Generation | Self Generation |  |  | 14691279 | Yes | AC-Coupled | PhotoVoltaic |  | 5
ESMASI-34085 |  |  |  | Connected Solutions | In Queue | Residential |  | 2023-10-23 | Lithium Ion |  | Tesla | 0 | 0 | 13.5 | 5 | BM | Customer Bill Savings (e.g., Demand Charge Management, TOU Arbitrage) |  |  |  | 15065868 | Yes | AC-Coupled | PhotoVoltaic | 10.79 | 15
ESMASI-34103 |  |  | MA - SMART Program | Net Metering | In Queue | Residential |  | 2023-10-24 | Lithium Ion |  | Tesla | 0 | 0 | 13.5 | 5 | BM |  |  |  | Backup | 14884623 | Yes | AC-Coupled | PhotoVoltaic | 9.375 | 12.6
ESMASI-35490 |  | MA - DOER/ MassCEC Funded Projects | MA - SMART Program |  | In Queue | Residential |  | 2023-11-30 | Lithium Ion |  | Tesla | 14 | 5.8 | 13.5 | 5 | BM | Reliability and Resiliency | Reliability and Resiliency |  |  | 15730882 | Yes | AC-Coupled | PhotoVoltaic |  | 5
ESMASI-34531 |  |  |  | Connected Solutions | In Queue | Residential |  | 2023-11-03 | Lithium Ion |  | Tesla | 0 | 0 | 13.5 | 5 | BM | Customer Bill Savings (e.g., Demand Charge Management, TOU Arbitrage) | Peak Shaving/ Load Leveling |  |  | 15262070 | Yes | AC-Coupled | PhotoVoltaic |  | 5
ESMASI-34117 |  |  |  |  | In Queue | Residential |  | 2023-10-24 | Lithium Ion |  | Enphase | 0 | 0 | 3.5 | 1.28 | BM |  |  |  |  | 15228934 | Yes | AC-Coupled | PhotoVoltaic | 7.2 | 6.68
ESMASI-34204 |  |  |  |  | In Queue | Residential |  | 2023-10-26 | Lithium Ion |  | Tesla | 0 | 0 | 13.5 | 5 | BM | Customer Bill Savings (e.g., Demand Charge Management, TOU Arbitrage) | Peak Shaving/ Load Leveling |  |  | 15247244 | Yes | AC-Coupled | PhotoVoltaic | 9.6 | 12.6
ESMASI-34243 |  |  |  |  | In Queue | Residential |  | 2023-10-26 | Lithium Ion |  | Enphase | 10.08 | 10.5 | 3.84 | 3.84 | BM | Microgrid | Microgrid | Microgrid |  | 15153348 | Yes | AC-Coupled | PhotoVoltaic | 8 | 10.44
ESMASI-34292 |  |  |  | Connected Solutions | In Queue | Residential |  | 2023-10-27 | Lithium Ion |  | Tesla | 0 | 0 | 13.5 | 5 | BM | Customer Bill Savings (e.g., Demand Charge Management, TOU Arbitrage) | Peak Shaving/ Load Leveling |  |  | 15155164 | Yes | AC-Coupled | PhotoVoltaic |  | 5
ESMASI-34265 |  |  |  |  | In Queue | Residential |  | 2023-10-27 | Lithium Ion |  | Tesla | 13.5 | 5 | 13.5 | 5 | BM |  |  |  |  | 15154456 | Yes | AC-Coupled | PhotoVoltaic | 10.08 | 12.6
ESMASI-37158 |  |  | MA - Energy Efficiency/ DR Program |  | In Queue | Residential |  | 2024-01-31 | Lithium Ion |  | Tesla | 0 | 0 | 13.5 | 5 | BM | Self Generation | Self Generation |  |  |  | Yes | AC-Coupled | PhotoVoltaic |  | 5
ESMASI-34469 |  |  |  | Utility DR program | In Queue | Residential |  | 2023-11-02 | Lithium Ion |  | Tesla | 0 | 0 | 13.5 | 5 | BM | Peak Shaving/ Load Leveling | Peak Shaving/ Load Leveling |  |  | 15235497 | Yes | AC-Coupled | PhotoVoltaic | 2.72 | 5
ESMASI-34906 |  |  |  |  | In Queue | Residential |  | 2023-11-14 | Lithium Ion |  | Tesla | 13.5 | 5 | 13.5 | 5 | BM | Customer Bill Savings (e.g., Demand Charge Management, TOU Arbitrage) | Peak Shaving/ Load Leveling |  |  | 15345581 | Yes | DC-Coupled | PhotoVoltaic | 13.77 | 11.4
ESMASI-34515 |  |  |  | Class 1 Rec | In Queue | Residential |  | 2023-11-03 | Lithium Ion |  | Tesla | 13.5 | 7.6 | 13.5 | 5 | BM | Customer Bill Savings (e.g., Demand Charge Management, TOU Arbitrage) | Self Generation |  |  | 16093465 | Yes | AC-Coupled | PhotoVoltaic | 11.6 | 12.6
ESMASI-35667 |  |  | MA - Energy Efficiency/ DR Program |  | In Queue | Residential |  | 2023-12-06 | Lithium Ion |  | Other | 0 | 0 | 13.6 | 5 | BM | Self Generation | Self Generation |  |  | 15731111 | Yes | AC-Coupled | PhotoVoltaic | 0 | 5
ESMASI-34770 |  |  | MA - Energy Efficiency/ DR Program |  | In Queue | Residential |  | 2023-11-10 | Lithium Ion |  | Other | 0 | 0 | 13.6 | 5 | BM | Self Generation | Self Generation |  |  | 15336946 | Yes | AC-Coupled | PhotoVoltaic |  | 5
ESMASI-34546 |  |  |  |  | In Queue | Residential |  | 2023-11-06 | Lithium Ion |  | Tesla | 13.5 | 5 | 13.5 | 5 | BM |  |  |  |  | 15236696 | Yes | AC-Coupled | PhotoVoltaic | 9.6 | 12.6
ESMASI-34572 |  |  |  | Net Metering | In Queue | Residential |  | 2023-11-06 | Lithium Ion |  | Tesla | 0 | 0 | 13.5 | 5 | BM |  |  |  | Backup | 15237079 | Yes | AC-Coupled | PhotoVoltaic | 10.53 | 12.6
ESMASI-34628 |  |  |  |  | In Queue | Residential |  | 2023-11-07 | Lithium Ion |  | Tesla | 13.5 | 13.5 | 5 | 5 | BM | Reliability and Resiliency | Reliability and Resiliency |  | Connected solutions | 15250848 | Yes | AC-Coupled | PhotoVoltaic | 10.08 | 12.68
ESMASI-34625 |  |  |  | Net Metering | In Queue | Residential |  | 2023-11-07 | Lithium Ion |  | Tesla | 0 | 0 | 13.5 | 5 | BM |  |  |  | Backup | 15250924 | Yes | AC-Coupled | PhotoVoltaic | 5.67 | 8.8
ESMASI-34897 |  |  |  |  | In Queue | Residential |  | 2023-11-13 | Lithium Ion |  | Tesla | 27 | 27 | 2.24 | 2.24 | BM |  |  |  |  | 15344142 | Yes | AC-Coupled | PhotoVoltaic | 14.08 | 2.24
ESMASI-35168 |  |  |  |  | In Queue | Residential |  | 2023-11-20 | Lithium Ion |  | Tesla | 0 | 0 | 13.5 | 5 | BM | Customer Bill Savings (e.g., Demand Charge Management, TOU Arbitrage) | Peak Shaving/ Load Leveling |  |  | 15501318 | Yes | AC-Coupled | PhotoVoltaic |  | 5
ESMASI-34817 |  |  | MA - SMART Program |  | In Queue | Residential |  | 2023-11-10 | Lithium Ion |  | Tesla | 0 | 0 | 13.5 | 5 | BM | Customer Bill Savings (e.g., Demand Charge Management, TOU Arbitrage) |  |  |  | 15336829 | Yes | AC-Coupled | PhotoVoltaic |  | 5
ESMASI-34894 |  |  |  | Net Metering | In Queue | Residential |  | 2023-11-13 | Lithium Ion |  | Tesla | 0 | 0 | 13.5 | 7 | BM |  |  |  | Backup | 15378856 | Yes | AC-Coupled | PhotoVoltaic | 10.53 | 14.6
ESMASI-35053 |  |  | MA - SMART Program | Net Metering | In Queue | Residential |  | 2023-11-16 | Lithium Ion |  | LG Chem | 9.8 | 5 | 9.8 | 5 | BM |  |  |  | Backup | 15429883 | Yes | DC-Coupled | PhotoVoltaic | 8.1 | 6
ESMASI-34917 |  |  |  | Utility DR program | In Queue | Residential |  | 2023-11-14 | Lithium Ion |  | Tesla | 0 | 0 | 13.5 | 5 | BM | Customer Bill Savings (e.g., Demand Charge Management, TOU Arbitrage) | Peak Shaving/ Load Leveling |  |  | 15351738 | Yes | AC-Coupled | PhotoVoltaic | 5.25 | 10
ESMASI-34947 |  |  | MA - SMART Program |  | In Queue | Residential |  | 2023-11-14 | Lithium Ion |  | Tesla | 13.5 | 7 | 13.5 | 5 | BM | Customer Bill Savings (e.g., Demand Charge Management, TOU Arbitrage) | Peak Shaving/ Load Leveling |  |  | 15433604 | Yes | AC-Coupled | PhotoVoltaic | 9.72 | 12.6
ESMASI-35045 |  |  |  | Class 1 Rec | In Queue | Residential |  | 2023-11-16 | Lithium Ion |  | Tesla | 0 | 0 | 13.5 | 7.6 | BM | Customer Bill Savings (e.g., Demand Charge Management, TOU Arbitrage) | Self Generation |  |  | 15429542 | Yes | AC-Coupled | PhotoVoltaic | 7.2 | 7.6
ESMASI-35679 |  |  | MA - Energy Efficiency/ DR Program |  | In Queue | Residential |  | 2023-12-06 | Lithium Ion |  | Other | 0 | 0 | 13.6 | 5 | BM | Self Generation | Self Generation |  |  | 15730733 | Yes | AC-Coupled | PhotoVoltaic | 0 | 5
ESMASI-35312 |  | MA - DOER/ MassCEC Funded Projects |  |  | In Queue | Residential |  | 2023-11-27 | Lithium Ion |  | Tesla | 0 | 0 | 0 | 0 | BM | [5 empty] | Yes | AC-Coupled | PhotoVoltaic |  | 0
ESMASI-35044 |  |  |  | Class 1 Rec | In Queue | Residential |  | 2023-11-16 | Lithium Ion |  | Tesla | 0 | 0 | 13.5 | 7.6 | BM | Customer Bill Savings (e.g., Demand Charge Management, TOU Arbitrage) | Self Generation |  |  | 15425590 | Yes | AC-Coupled | PhotoVoltaic | 9.6 | 7.6
ESMASI-35063 |  |  |  |  | In Queue | Residential |  | 2023-11-16 | Lithium Ion |  | Tesla | 0 | 13.5 | 0 | 5 | BM |  |  |  |  | 15433018 | Yes | AC-Coupled | PhotoVoltaic |  | 5
ESMASI-35930 |  |  |  |  | In Queue | Residential |  | 2023-12-14 | Lithium Ion |  | Tesla | 0 | 0 | 13.5 | 5 | BM | Customer Bill Savings (e.g., Demand Charge Management, TOU Arbitrage) | Peak Shaving/ Load Leveling |  |  | 15860944 | Yes | AC-Coupled | PhotoVoltaic |  | 5
ESMASI-35080 |  |  |  | Class 1 REC | In Queue | Residential |  | 2023-11-17 | Lithium Ion |  | Tesla | 0 | 0 | 13.5 | 7.6 | BM | Customer Bill Savings (e.g., Demand Charge Management, TOU Arbitrage) | Self Generation |  |  | 15439644 | Yes | AC-Coupled | PhotoVoltaic | 7.29 | 7.6
ESMASI-35118 |  |  |  | Connected Solutions | In Queue | Residential |  | 2023-11-18 | Lithium Ion |  | Tesla | 0 | 0 | 13.5 | 10 | BM | Customer Bill Savings (e.g., Demand Charge Management, TOU Arbitrage) |  |  |  | 15460106 | No | AC-Coupled | PhotoVoltaic | 0 | 10
ESMASI-35153 |  |  | MA - Energy Efficiency/ DR Program |  | In Queue | Residential |  | 2023-11-20 | Lithium Ion |  | Tesla | 9 | 9 | 10 | 10 | BM | Reliability and Resiliency | Reliability and Resiliency |  |  | 15501855 | Yes | AC-Coupled | PhotoVoltaic | 6.075 | 15
ESMASI-35161 |  |  |  | Utility DR program | In Queue | Residential |  | 2023-11-20 | Lithium Ion |  | Tesla | 0 | 0 | 13.5 | 5 | BM | Customer Bill Savings (e.g., Demand Charge Management, TOU Arbitrage) | Peak Shaving/ Load Leveling |  |  | 15501572 | Yes | AC-Coupled | PhotoVoltaic | 5.1 | 11
ESMASI-35172 |  |  | MA - SMART Program |  | In Queue | Residential |  | 2023-11-20 | Lithium Ion |  | Tesla | 13.5 | 5 | 13.5 | 5 | BM | Customer Bill Savings (e.g., Demand Charge Management, TOU Arbitrage) | Peak Shaving/ Load Leveling |  |  | 10504341 | Yes | AC-Coupled | PhotoVoltaic | 9.6 | 7.6
ESMASI-35870 |  |  |  | Connected Solutions | In Queue | Residential |  | 2023-12-12 | Lithium Ion |  | Tesla | 0 | 0 | 13.5 | 5 | BM | Customer Bill Savings (e.g., Demand Charge Management, TOU Arbitrage) |  |  |  | 15839197 | Yes | AC-Coupled | PhotoVoltaic | 10 | 15
ESMASI-35231 |  |  |  |  | In Queue | Residential |  | 2023-11-22 | Lithium Ion |  | Tesla | 0 | 0 | 13.5 | 5 | BM | Customer Bill Savings (e.g., Demand Charge Management, TOU Arbitrage) | Peak Shaving/ Load Leveling |  |  | 15501357 | Yes | AC-Coupled | PhotoVoltaic |  | 5
ESMASI-35707 |  |  | MA - SMART Program | Utility Connected Solutions DR Program | In Queue | Residential |  | 2023-12-06 | Lithium Ion |  | Tesla | 13.5 | 5 | 13.5 | 5 | BM | Customer Bill Savings (e.g., Demand Charge Management, TOU Arbitrage) | Peak Shaving/ Load Leveling |  |  | 15732092 | Yes | AC-Coupled | PhotoVoltaic | 9.315 | 12.6
ESMASI-35307 |  |  |  | Utility DR Program | In Queue | Residential |  | 2023-11-27 | Lithium Ion |  | Other | 19.8 | 10 | 19.8 | 10 | BM | Customer Bill Savings (e.g., Demand Charge Management, TOU Arbitrage) | Peak Shaving/ Load Leveling |  |  | 15612261 | Yes | DC-Coupled | PhotoVoltaic | 13.6 | 10
ESMASI-35310 |  |  |  |  | In Queue | Residential |  | 2023-11-27 | Lithium Ion |  | Other | 13 | 6 | 13 | 6 | BM |  |  |  |  | 10608847 | Yes | DC-Coupled | PhotoVoltaic | 9.13 | 8.448
ESMASI-35655 |  |  |  |  | In Queue | Residential |  | 2023-12-06 | Lithium Ion |  | Tesla | 13.5 | 5 | 13.5 | 5 | BM | Customer Bill Savings (e.g., Demand Charge Management, TOU Arbitrage) | Peak Shaving/ Load Leveling |  |  | 15731781 | Yes | DC-Coupled | PhotoVoltaic | 12.55 | 11.5
ESMASI-35434 |  |  |  |  | In Queue | Residential |  | 2023-11-29 | Lithium Ion |  | Tesla | 0 | 0 | 27 | 10 | BM | Customer Bill Savings (e.g., Demand Charge Management, TOU Arbitrage) | Peak Shaving/ Load Leveling |  |  | 15669736 | No | AC-Coupled | PhotoVoltaic |  | 10
ESMASI-36004 |  |  | MA - SMART Program | Utility Connected Solutions DR Program | In Queue | Residential |  | 2023-12-15 | Lithium Ion |  | Tesla | 13.5 | 5 | 13.5 | 5 | BM | Customer Bill Savings (e.g., Demand Charge Management, TOU Arbitrage) | Peak Shaving/ Load Leveling |  |  | 15909506 | Yes | DC-Coupled | PhotoVoltaic | 14.985 | 11.5
ESMASI-35824 |  |  |  |  | In Queue | Residential |  | 2023-12-11 | Lithium Ion |  | Tesla | 0 | 0 | 13.5 | 5 | BM | Customer Bill Savings (e.g., Demand Charge Management, TOU Arbitrage) | Peak Shaving/ Load Leveling |  |  | 15828540 | Yes | AC-Coupled | PhotoVoltaic |  | 5
ESMASI-35727 |  | MA - DOER/ MassCEC Funded Projects |  |  | In Queue | Residential |  | 2023-12-07 | Lithium Ion |  | Tesla | 14 | 0 | 13.5 | 5 | BM | Peak Shaving/ Load Leveling | Peak Shaving/ Load Leveling |  |  | 15732542 | Yes | AC-Coupled | PhotoVoltaic | 0 | 5
ESMASI-35700 |  |  |  | Utility Connected Solutions DR Program | In Queue | Residential |  | 2023-12-06 | Lithium Ion |  | Tesla | 0 | 0 | 13.5 | 5 | BM | Customer Bill Savings (e.g., Demand Charge Management, TOU Arbitrage) | Peak Shaving/ Load Leveling |  |  | 15731874 | Yes | AC-Coupled | PhotoVoltaic | 0 | 5
ESMASI-35565 |  |  |  |  | In Queue | Residential |  | 2023-12-04 | Lithium Ion |  | Other | 19.8 | 10 | 19.8 | 10 | BM | Customer Bill Savings (e.g., Demand Charge Management, TOU Arbitrage) | Peak Shaving/ Load Leveling |  |  | 15672660 | No | DC-Coupled | PhotoVoltaic | 6.8 | 10
ESMASI-35657 |  |  | MA - SMART Program |  | In Queue | Residential |  | 2023-12-06 | Lithium Ion |  | Tesla | 0 | 0 | 13.5 | 5 | BM |  |  |  |  | 15731687 | Yes | AC-Coupled | PhotoVoltaic |  | 5
ESMASI-35706 |  |  | MA - SMART Program | Utility Connected Solutions DR Program | In Queue | Residential |  | 2023-12-06 | Lithium Ion |  | Tesla | 13.5 | 5 | 13.5 | 5 | BM | Customer Bill Savings (e.g., Demand Charge Management, TOU Arbitrage) | Peak Shaving/ Load Leveling |  |  | 15732063 | Yes | DC-Coupled | PhotoVoltaic | 8.496 | 7.6
ESMASI-35694 |  |  |  | Net Metering | In Queue | Residential |  | 2023-12-06 | Lithium Ion |  | Tesla | 0 | 0 | 13.5 | 5 | BM |  |  |  | Backup | 15731737 | Yes | AC-Coupled | PhotoVoltaic | 11.34 | 12.6
ESMASI-35756 |  |  |  |  | In Queue | Residential |  | 2023-12-07 | Lithium Ion |  | Tesla | 0 | 0 | 5 | 5 | BM | Customer Bill Savings (e.g., Demand Charge Management, TOU Arbitrage) | Peak Shaving/ Load Leveling |  |  | 15732007 | Yes | AC-Coupled | PhotoVoltaic |  | 5
ESMASI-36128 |  |  | MA - SMART Program | Utility Connected Solutions DR Program | In Queue | Residential |  |  | Lithium Ion |  | Tesla | 13.5 | 5 | 13.5 | 5 | BM | Customer Bill Savings (e.g., Demand Charge Management, TOU Arbitrage) | Peak Shaving/ Load Leveling |  |  | 15918684 | Yes | AC-Coupled | PhotoVoltaic | 9.288 | 12.6
ESMASI-35954 |  |  |  | Utility Connected Solutions DR Program | In Queue | Residential |  | 2023-12-14 | Lithium Ion |  | Tesla | 0 | 0 | 27 | 10 | BM | Customer Bill Savings (e.g., Demand Charge Management, TOU Arbitrage) | Peak Shaving/ Load Leveling |  |  | 15901105 | Yes | AC-Coupled | PhotoVoltaic | 5.25 | 10
ESMASI-35844 |  |  |  | Utility DR program | In Queue | Residential |  | 2023-12-12 | Lithium Ion |  | Tesla | 0 | 0 | 13.5 | 5 | BM | Peak Shaving/ Load Leveling | Peak Shaving/ Load Leveling |  |  | 15830960 | Yes | AC-Coupled | PhotoVoltaic | 6.8 | 12.6
ESMASI-35933 |  |  | MA - SMART Program | Utility Connected Solutions DR Program | In Queue | Residential |  | 2023-12-14 | Lithium Ion |  | Tesla | 13.5 | 5 | 13.5 | 5 | BM | Customer Bill Savings (e.g., Demand Charge Management, TOU Arbitrage) | Peak Shaving/ Load Leveling |  |  | 15861218 | Yes | DC-Coupled | PhotoVoltaic | 9.72 | 11.5
ESMASI-35906 |  |  |  |  | In Queue | Residential |  | 2023-12-13 | Lithium Ion |  | Tesla | 13.5 | 5 | 13.5 | 5 | BM | Customer Bill Savings (e.g., Demand Charge Management, TOU Arbitrage) | Peak Shaving/ Load Leveling |  |  | 15861056 | Yes | AC-Coupled | PhotoVoltaic | 10.53 | 12.6
ESMASI-36821 |  |  | MA - SMART Program |  | In Queue | Residential |  | 2024-01-18 | Lithium Ion |  | Tesla | 27 | 10 | 13.5 | 5 | BM | Customer Bill Savings (e.g., Demand Charge Management, TOU Arbitrage) | Peak Shaving/ Load Leveling |  |  |  | Yes | AC-Coupled | PhotoVoltaic | 9.72 | 12.6
ESMASI-36827 |  |  |  |  | In Queue | Residential |  | 2024-01-18 | Lithium Ion |  | Tesla | 0 | 0 | 13.5 | 5 | BM | Customer Bill Savings (e.g., Demand Charge Management, TOU Arbitrage) | Peak Shaving/ Load Leveling |  |  | 16177599 | Yes | AC-Coupled | PhotoVoltaic |  | 5
ESMASI-35903 |  |  | MA - SMART Program |  | In Queue | Residential |  | 2023-12-13 | Lithium Ion |  | Tesla | 27 | 5 | 27 | 5 | BM | Customer Bill Savings (e.g., Demand Charge Management, TOU Arbitrage) | Peak Shaving/ Load Leveling |  |  | 15861243 | Yes | AC-Coupled | PhotoVoltaic | 4.86 | 12.6
ESMASI-36171 |  |  | MA - SMART Program | Utility Connected Solutions DR Program | In Queue | Residential |  | 2023-12-21 | Lithium Ion |  | Tesla | 13.5 | 5 | 13.5 | 5 | BM | Customer Bill Savings (e.g., Demand Charge Management, TOU Arbitrage) | Peak Shaving/ Load Leveling |  |  | 15952897 | Yes | DC-Coupled | PhotoVoltaic | 11.745 | 11.5
ESMASI-36746 |  |  | MA - SMART Program | Utility Connected Solutions DR Program | In Queue | Residential |  | 2024-01-16 | Lithium Ion |  | Tesla | 13.5 | 5 | 13.5 | 5 | BM | Customer Bill Savings (e.g., Demand Charge Management, TOU Arbitrage) | Peak Shaving/ Load Leveling |  |  | 16104238 | Yes | DC-Coupled | PhotoVoltaic | 7.695 | 7.6
ESMASI-36781 |  |  |  |  | In Queue | Residential |  | 2024-01-17 | Lithium Ion |  | Tesla | 0 | 0 | 13.5 | 5 | BM | Customer Bill Savings (e.g., Demand Charge Management, TOU Arbitrage) | Peak Shaving/ Load Leveling |  |  | 16106584 | Yes | AC-Coupled | PhotoVoltaic |  | 5
ESMASI-36296 |  |  | MA - SMART Program | Utility Connected Solutions DR Program | In Queue | Residential |  | 2023-12-27 | Lithium Ion |  | Tesla | 13.5 | 5 | 13.5 | 5 | BM | Customer Bill Savings (e.g., Demand Charge Management, TOU Arbitrage) | Peak Shaving/ Load Leveling |  |  | 15953382 | Yes | DC-Coupled | PhotoVoltaic | 5.67 | 7.6
ESMASI-36090 |  |  |  |  | In Queue | Residential |  | 2023-12-19 | Lithium Ion |  | Tesla | 0 | 0 | 13.5 | 5 | BM |  |  |  |  | 15836289 | Yes | AC-Coupled | PhotoVoltaic | 6.325 | 5
ESMASI-36509 |  |  | MA - SMART Program | Connected solutions | In Queue | Residential |  | 2024-01-08 | Lithium Ion |  | Tesla | 27 | 27 | 27 | 27 | BM |  |  |  |  | 16056055 | Yes | AC-Coupled | PhotoVoltaic | 20 | 15
ESMASI-36150 |  |  |  |  | In Queue | Residential |  | 2023-12-20 | Lithium Ion |  | Tesla | 0 | 0 | 40.5 | 15 | BM | Customer Bill Savings (e.g., Demand Charge Management, TOU Arbitrage) | Peak Shaving/ Load Leveling |  |  | 15919124 | No | AC-Coupled | PhotoVoltaic |  | 15
ESMASI-36601 |  |  | MA - SMART Program | Utility Connected Solutions DR Program | In Queue | Residential |  | 2024-01-10 | Lithium Ion |  | Tesla | 13.5 | 5 | 13.5 | 5 | BM | Customer Bill Savings (e.g., Demand Charge Management, TOU Arbitrage) | Peak Shaving/ Load Leveling |  |  | 16084145 | Yes | DC-Coupled | PhotoVoltaic | 6.48 | 11.5
ESMASI-36294 |  |  |  | Utility Connected Solutions DR Program | In Queue | Residential |  | 2023-12-27 | Lithium Ion |  | Tesla | 0 | 0 | 13.5 | 5 | BM | Customer Bill Savings (e.g., Demand Charge Management, TOU Arbitrage) | Peak Shaving/ Load Leveling |  |  | 15953364 | Yes | AC-Coupled | PhotoVoltaic | 3.78 | 5
ESMASI-36272 |  |  |  |  | In Queue | Residential |  | 2023-12-27 | Lithium Ion |  | Tesla | 13.5 | 5 | 13.5 | 5 | BM | Customer Bill Savings (e.g., Demand Charge Management, TOU Arbitrage) | Peak Shaving/ Load Leveling |  |  | 15952680 | Yes | DC-Coupled | PhotoVoltaic | 7.7 | 11.5
ESMASI-36466 |  |  | MA - SMART Program | Utility Connected Solutions DR Program | In Queue | Residential |  | 2024-01-05 | Lithium Ion |  | Tesla | 13.5 | 5 | 13.5 | 5 | BM | Customer Bill Savings (e.g., Demand Charge Management, TOU Arbitrage) | Peak Shaving/ Load Leveling |  |  | 16033862 | Yes | DC-Coupled | PhotoVoltaic | 13.77 | 11.5
ESMASI-36616 |  |  | MA - SMART Program |  | In Queue | Residential |  | 2024-01-11 | Lithium Ion |  | Tesla | 13.5 | 5 | 13.5 | 5 | BM | Customer Bill Savings (e.g., Demand Charge Management, TOU Arbitrage) | Peak Shaving/ Load Leveling |  |  | 16084204 | Yes | DC-Coupled | PhotoVoltaic | 12.96 | 11.5
ESMASI-36300 |  |  |  |  | In Queue | Residential |  | 2023-12-27 | Lithium Ion |  | Enphase | 5 | 3.84 | 5 | 3.84 | BM | Microgrid | Microgrid | Microgrid |  |  | Yes | DC-Coupled | PhotoVoltaic | 17.82 | 14.52
ESMASI-36946 |  |  |  |  | In Queue | Residential |  | 2024-01-24 | Lithium Ion |  | Tesla | 13.5 | 13.5 | 5 | 5 | BM | [5 empty] | Yes | AC-Coupled | PhotoVoltaic | 6.4 | 9.72
ESMASI-36769 |  |  |  |  | In Queue | Residential |  | 2024-01-17 | Other | Lithium Iron Phosphate (LFP) | Enphase | 5 | 5 | 10 | 7.68 | BM | Microgrid | Microgrid | Microgrid |  | 16106426 | Yes | AC-Coupled | PhotoVoltaic |  | 7.68
ESMASI-36527 |  |  |  |  | In Queue | Residential |  | 2024-01-09 | Lithium Ion |  | Enphase | 3.36 | 3.36 | 3.36 | 3.36 | BM | [5 empty] | Yes | AC-Coupled | PhotoVoltaic | 13.2 | 13.26
ESMASI-36497 |  |  | MA - SMART Program |  | In Queue | Residential |  | 2024-01-08 | Lithium Ion |  | Tesla | 0 | 0 | 13.5 | 5 | BM | Reliability and Resiliency | Reliability and Resiliency |  |  | 16046165 | Yes | AC-Coupled | PhotoVoltaic | 0 | 5
ESMASI-36503 |  |  |  |  | In Queue | Residential |  | 2024-01-08 | Lithium Ion |  | Tesla | 7.56 | 7.56 | 13.5 | 5 | BM | Reliability and Resiliency | Reliability and Resiliency |  |  | 16043481 | Yes | AC-Coupled | PhotoVoltaic | 7.56 | 12.6
ESMASI-36504 |  |  |  |  | In Queue | Residential |  | 2024-01-08 | Lithium Ion |  | Tesla | 0 | 0 | 13.5 | 5 | BM | Reliability and Resiliency | Reliability and Resiliency |  |  | 16046528 | Yes | AC-Coupled | PhotoVoltaic | 5.88 | 10
ESMASI-37051 |  |  | MA - SMART Program |  | In Queue | Residential |  | 2024-01-26 | Lithium Ion |  | Tesla | 13.5 | 5 | 13.5 | 5 | BM | Customer Bill Savings (e.g., Demand Charge Management, TOU Arbitrage) | Peak Shaving/ Load Leveling |  |  |  | Yes | DC-Coupled | PhotoVoltaic | 4.05 | 7.6
ESMASI-36534 |  |  |  | Class 1 Rec | In Queue | Residential |  | 2024-01-09 | Lithium Ion |  | Tesla | 0 | 0 | 13.5 | 7.6 | BM | Customer Bill Savings (e.g., Demand Charge Management, TOU Arbitrage) | Self Generation |  |  | 16087027 | Yes | AC-Coupled | PhotoVoltaic | 7.6 | 7.6
ESMASI-36567 |  |  |  |  | In Queue | Residential |  | 2024-01-10 | Lithium Ion |  | Tesla | 13.5 | 5 | 13.5 | 5 | BM | Customer Bill Savings (e.g., Demand Charge Management, TOU Arbitrage) | Reliability and Resiliency |  |  | 16101824 | Yes | AC-Coupled | PhotoVoltaic | 10.13 | 12.6
ESMASI-36571 |  |  |  |  | In Queue | Residential |  | 2024-01-10 | Lithium Ion |  | Tesla | 13.5 | 13.5 | 5 | 5 | BM |  |  |  |  | 16083461 | Yes | AC-Coupled | PhotoVoltaic | 5.12 | 5
ESMASI-36718 |  |  | MA - SMART Program | Utility Connected Solutions DR Program | In Queue | Residential |  | 2024-01-16 | Lithium Ion |  | Tesla | 13.5 | 5 | 13.5 | 5 | BM | Customer Bill Savings (e.g., Demand Charge Management, TOU Arbitrage) | Peak Shaving/ Load Leveling |  |  | 16100704 | Yes | DC-Coupled | PhotoVoltaic | 10.935 | 7.6
ESMASI-36763 |  |  | MA - SMART Program | Net Metering | In Queue | Residential |  | 2024-01-17 | Lithium Ion |  | Tesla | 0 | 0 | 13.5 | 5 | BM |  |  |  | Backup | 4859667 | Yes | AC-Coupled | PhotoVoltaic | 10.54 | 12.6
ESMASI-36853 |  |  | MA - SMART Program | Utility Connected Solutions DR Program | In Queue | Residential |  | 2024-01-19 | Lithium Ion |  | Tesla | 13.5 | 5 | 13.5 | 5 | BM | Customer Bill Savings (e.g., Demand Charge Management, TOU Arbitrage) | Peak Shaving/ Load Leveling |  |  | 16189426 | Yes | AC-Coupled | PhotoVoltaic | 12.15 | 12.6
ESMASI-36826 |  |  |  | Net Metering | In Queue | Residential |  | 2024-01-18 | Lithium Ion |  | Tesla | 0 | 0 | 13.5 | 5 | BM |  |  |  | Backup | 16183419 | Yes | AC-Coupled | PhotoVoltaic | 6.075 | 9.425
ESMASI-36728 |  |  | MA - SMART Program | Net Metering | In Queue | Residential |  | 2024-01-16 | Lithium Ion |  | Tesla | 0 | 0 | 13.5 | 5 | BM |  |  |  | Backup | 16099704 | Yes | AC-Coupled | PhotoVoltaic | 9.375 | 12.6
ESMASI-36749 |  |  | MA - SMART Program | Utility Connected Solutions DR Program | In Queue | Residential |  | 2024-01-16 | Lithium Ion |  | Tesla | 13.5 | 5 | 13.5 | 5 | BM | Customer Bill Savings (e.g., Demand Charge Management, TOU Arbitrage) | Peak Shaving/ Load Leveling |  |  | 16105722 | Yes | DC-Coupled | PhotoVoltaic | 10.125 | 7.6
ESMASI-37069 |  |  | MA - SMART Program | Connected Solutions DR Program | In Queue | Residential |  | 2024-01-29 | Lithium Ion |  | Tesla | 13.5 | 5 | 13.5 | 5 | BM | Customer Bill Savings (e.g., Demand Charge Management, TOU Arbitrage) | Peak Shaving/ Load Leveling |  |  |  | Yes | DC-Coupled | PhotoVoltaic | 5.256 | 7.4
ESMASI-36770 |  |  |  |  | In Queue | Residential |  | 2024-01-17 | Lithium Ion |  | Tesla | 0 | 0 | 13.5 | 0 | BM |  |  |  |  | 16174897 | Yes | AC-Coupled | PhotoVoltaic | 7.29 | 7.6
ESMASI-36969 |  |  |  |  | In Queue | Residential |  | 2024-01-24 | Lithium Ion |  | Tesla | 0 | 0 | 27 | 10 | BM | Customer Bill Savings (e.g., Demand Charge Management, TOU Arbitrage) | Peak Shaving/ Load Leveling |  |  |  | Yes | DC-Coupled | PhotoVoltaic | 10.4 | 15
ESMASI-36783 |  |  |  | Connected Solutions | In Queue | Residential |  | 2024-01-17 | Lithium Ion |  | Tesla | 0 | 0 | 13.5 | 5 | BM |  |  |  |  | 16106728 | Yes | AC-Coupled | PhotoVoltaic | 8.4 | 12.6
ESMASI-37262 |  | MA - DOER/ MassCEC Funded Projects |  |  | In Queue | Residential |  | 2024-02-05 | Lithium Ion |  | Tesla | 14 | 0 | 13.5 | 5 | BM | Peak Shaving/ Load Leveling | Peak Shaving/ Load Leveling |  |  |  | Yes | AC-Coupled | PhotoVoltaic | 0 | 5
ESMASI-37073 |  | MA - DOER/ MassCEC Funded Projects | MA - SMART Program | Utility DR Program | In Queue | Residential |  | 2024-01-29 | Lithium Ion |  | Tesla | 0 | 0 | 13.5 | 5 | BM | Self Generation | Self Generation |  | Utility DR Program |  | Yes | AC-Coupled | PhotoVoltaic |  | 5
ESMASI-37166 |  |  | MA - SMART Program | Utility Connected Solutions DR Program | In Queue | Residential |  | 2024-01-31 | Lithium Ion |  | Tesla | 13.5 | 5 | 13.5 | 5 | BM | Customer Bill Savings (e.g., Demand Charge Management, TOU Arbitrage) | Peak Shaving/ Load Leveling |  |  |  | Yes | DC-Coupled | PhotoVoltaic | 8.505 | 11.5
ESMASI-37133 |  |  |  |  | In Queue | Residential |  | 2024-01-31 | Lithium Ion |  | Other | 18.5 | 18.5 | 18.5 | 18.5 | BM | [5 empty] | Yes | DC-Coupled | PhotoVoltaic | 20.4 | 15
ESMASI-37074 |  |  |  | Utility DR program | In Queue | Residential |  | 2024-01-29 | Lithium Ion |  | Tesla | 0 | 0 | 13.5 | 5 | BM | Peak Shaving/ Load Leveling | Peak Shaving/ Load Leveling |  |  | 16279658 | Yes | AC-Coupled | PhotoVoltaic | 8.5 | 12.6
ESMASI-37230 |  |  |  |  | In Queue | Residential |  | 2024-02-02 | Lithium Ion |  | Tesla | 13.5 | 13.5 | 5 | 5 | BM | Reliability and Resiliency | Reliability and Resiliency |  | Connected solutions |  | Yes | AC-Coupled | PhotoVoltaic | 8 | 5
ESMASI-37161 |  |  |  |  | In Queue | Residential |  | 2024-01-31 | Lithium Ion |  | Enphase | 5 | 5 | 5 | 5 | BM | [5 empty] | Yes | AC-Coupled | PhotoVoltaic | 6.2 | 11.27
ESMASI-37163 |  |  | MA - SMART Program | Net Metering | In Queue | Residential |  | 2024-01-31 | Lithium Ion |  | LG Chem | 9.8 | 5 | 9.8 | 5 | BM |  |  |  | Backup |  | Yes | DC-Coupled | PhotoVoltaic | 6.48 | 6
ESMASI-37307 |  |  |  |  | In Queue | Residential |  | 2024-02-06 | Lithium Ion |  | Tesla | 14 | 14 | 5 | 5 | BM | [5 empty] | No | AC-Coupled | PhotoVoltaic | 10.125 | 12.6
ESMAEX-00032 |  | ISO Markets | MA - SMART Program |  | In Queue | Commercial |  | 2021-04-07 | Lithium Ion |  | LG Chem | 11220 | 3470 | 11220 | 3470 | SA | Wholesale Market |  |  |  | 5509487 | Yes | DC-Coupled | PhotoVoltaic | 11062.48 | 4999
ESMAEX-00036 |  | MA - SMART Program |  |  | In Queue | Commercial |  | 2021-04-08 | Lithium Ion |  | Samsung | 5480 | 2740 | 5480 | 2740 | SA | Wholesale Market |  |  |  | 5430981 | Yes | DC-Coupled | PhotoVoltaic | 7497 | 4990
ESMAEX-00081 |  | MA - SMART Program |  |  | In Queue | Commercial |  | 2021-04-28 | Lithium Ion |  | Other | 1020 | 510 | 1020 | 999 | SA | Renewable Shift |  |  |  | 5723673 | Yes | DC-Coupled | PhotoVoltaic | 0 | 999
ESMAEX-00220 |  | MA - SMART Program |  |  | In Queue | Commercial |  | 2021-10-20 | Lithium Ion |  | Samsung | 8000 | 2000 | 8000 | 2000 | SA | Renewable Shift |  |  |  | 7024635 | Yes | DC-Coupled | PhotoVoltaic | 3200 | 996
ESMAEX-00453 |  | MA - SMART Program |  |  | In Queue | Commercial |  | 2021-11-02 | Lithium Ion |  | Samsung | 2000 | 500 | 2000 | 500 | SA | Renewable Shift |  |  |  | 7017561 | Yes | DC-Coupled | PhotoVoltaic | 1000 | 498
ESMAEX-00475 |  | ISO Markets | MA - SMART Program |  | In Queue | Commercial |  | 2021-10-06 | Other | Lithium Iron Phosphate | Other | 6682.5 | 2227.5 | 6682.5 | 2227.5 | SA | Wholesale Market | Renewable Shift |  |  | 6846910 | Yes | DC-Coupled | PhotoVoltaic | 2000 | 2000
ESMAEX-00503 |  | ISO Markets |  |  | In Queue | Commercial |  | 2022-02-23 | Lithium Ion |  | Samsung | 19960 | 4990 | 19960 | 4990 | SA | Peak Shaving/ Load Leveling | Wholesale Market | Renewable Shift |  | 7888442 | No | DC-Coupled | PhotoVoltaic | 0 | 4990
ESMAEX-00619 |  | MA - SMART Program |  |  | In Queue | Commercial |  | 2021-11-24 | Lithium Ion |  | LG Chem | 12000 | 2000 | 12000 | 2000 | SA | Renewable Shift |  |  |  | 7385085 | Yes | DC-Coupled | PhotoVoltaic | 3699.84 | 999
ESMAEX-00657 |  | MA - SMART Program |  |  | In Queue | Commercial |  | 2021-12-13 | Other | Lithium Iron Phosphate | Other | 8206 | 2051.5 | 8206 | 2000 | SA | Peak Shaving/ Load Leveling | Self Generation | Wholesale Market |  | 7372844 | Yes | DC-Coupled | PhotoVoltaic | 2073.6 | 2200
ESMAEX-00706 |  | MA - SMART Program |  |  | In Queue | Commercial |  | 2022-01-04 | Lithium Ion |  | LG Chem | 400 | 200 | 400 | 200 | BM | Wholesale Market | Renewable Shift |  |  | 7669141 | Yes | DC-Coupled | PhotoVoltaic | 0 | 249
ESMAEX-00707 |  | ISO Markets | MA - SMART Program |  | In Queue | Commercial |  | 2022-01-04 | Lithium Ion |  | LG Chem | 400 | 200 | 400 | 200 | SA | Wholesale Market | Renewable Shift |  | DC Clipping Recapture | 7656468 | Yes | DC-Coupled | PhotoVoltaic | 0 | 249
ESMAEX-00761 |  | MA - SMART Program |  |  | In Queue | Commercial |  | 2022-01-27 | Lithium Ion |  | Other | 548 | 274 | 548 | 274 | BM | Customer Bill Savings (e.g., Demand Charge Management, TOU Arbitrage) |  |  |  | 7841553 | Yes | DC-Coupled | PhotoVoltaic | 407.7 | 250
ESMAEX-00810 |  | ISO Markets | MA - SMART Program |  | In Queue | Commercial |  | 2022-02-04 | Lithium Ion |  | Other | 7425 | 2490 | 7425 | 2490 | BM | Wholesale Market | Renewable Shift |  |  | 7791028 | Yes | DC-Coupled | PhotoVoltaic | 6868.8 | 2600
ESMAEX-00832 |  | ISO Markets | MA - SMART Program |  | In Queue | Commercial |  | 2022-02-14 | Lithium Ion |  | Other | 2752 | 1376 | 2752 | 1376 | SA | Wholesale Market | Renewable Shift |  |  | 7931871 | Yes | DC-Coupled | PhotoVoltaic | 3744 | 2500
ESMAEX-00900 |  | MA - SMART Program |  |  | In Queue | Commercial |  | 2022-04-06 | Lithium Ion |  | Other | 6000 | 1000 | 6000 | 1000 | SA | Renewable Shift |  |  |  | 8870551 | Yes | DC-Coupled | PhotoVoltaic | 3028.85 | 999
ESMAEX-00927 |  | MA - SMART Program |  | Connected Solutions Demand Response | In Queue | Commercial |  | 2022-03-16 | Lithium Ion |  | Tesla | 13.5 | 0 | 13.5 | 0 | BM | Customer Bill Savings (e.g., Demand Charge Management, TOU Arbitrage) | Renewable Shift | Reliability and Resiliency | Peak Shaving/ Load Leveling | 8717861 | Yes | AC-Coupled | PhotoVoltaic | 14.4 | 15.2
ESMAEX-01000 |  | MA - SMART Program |  | ConnectedSolutions | In Queue | Commercial |  | 2022-04-01 | Lithium Ion |  | Tesla | 27 | 10 | 27 | 10 | BM | Customer Bill Savings (e.g., Demand Charge Management, TOU Arbitrage) | Renewable Shift | Reliability and Resiliency | Peak Shaving/ Load Leveling | 8835642 | Yes | AC-Coupled | PhotoVoltaic | 13.2 | 15.2
ESMAEX-01148 |  | MA - SMART Program |  |  | In Queue | Commercial |  | 2022-06-14 | Lithium Ion |  | Other | 680.96 | 336 | 680.96 | 336 | SA | Wholesale Market |  |  |  | 9438416 | Yes | DC-Coupled | PhotoVoltaic | 1040.06 | 780
ESMAEX-01286 |  | MA - SMART Program |  | Connected Solutions Demand Response | In Queue | Commercial |  | 2022-06-13 | Lithium Ion |  | Tesla | 27 | 10 | 27 | 10 | BM | Customer Bill Savings (e.g., Demand Charge Management, TOU Arbitrage) | Renewable Shift | Reliability and Resiliency | Peak Shaving/ Load Leveling | 9542356 | Yes | AC-Coupled | PhotoVoltaic | 16.4 | 15.2
ESMAEX-01421 |  | MA - SMART Program |  |  | In Queue | Commercial |  | 2022-08-15 | Lithium Ion |  | Other | 8000 | 2000 | 8000 | 2000 | SA | Renewable Shift |  |  |  | 10134769 | Yes | DC-Coupled | PhotoVoltaic | 4948 | 4160
ESMAEX-01439 |  | MA - SMART Program |  |  | In Queue | Commercial |  | 2022-09-07 | Lithium Ion |  | Other | 12000 | 3000 | 12000 | 3000 | SA | Renewable Shift |  |  |  | 10398207 | Yes | DC-Coupled | PhotoVoltaic | 3570 | 3000
ESMAEX-01468 |  | MA - SMART Program |  |  | In Queue | Commercial |  | 2022-08-31 | Lithium Ion |  | Other | 4000 | 2000 | 4000 | 2000 | SA | Customer Bill Savings (e.g., Demand Charge Management, TOU Arbitrage) | Wholesale Market | Renewable Shift |  | 10306777 | Yes | DC-Coupled | PhotoVoltaic | 6156.15 | 4400
ESMAEX-01622 |  | MA - SMART Program |  |  | In Queue | Commercial |  | 2023-05-10 | Lithium Ion |  | Other | 2000 | 1000 | 2000 | 1000 | SA | Reliability and Resiliency | Renewable Shift |  |  | 13027100 | Yes | DC-Coupled | PhotoVoltaic | 3780 | 3000
ESMAEX-01635 |  | ISO Markets | MA - SMART Program |  | In Queue | Commercial |  | 2022-11-29 | Lithium Ion |  | Other | 8000 | 2000 | 8000 | 2000 | SA | Wholesale Market | Renewable Shift |  |  | 11309674 | Yes | DC-Coupled | PhotoVoltaic | 2674 | 2000
ESMAEX-01637 |  | MA - SMART Program |  | Connected Solutions Demand Response | In Queue | Commercial |  | 2022-09-27 | Lithium Ion |  | Tesla | 27 | 10 | 27 | 10 | BM | Customer Bill Savings (e.g., Demand Charge Management, TOU Arbitrage) | Renewable Shift | Reliability and Resiliency | Peak Shaving/ Load Leveling | 10702716 | Yes | AC-Coupled | PhotoVoltaic | 16.2 | 15.2
ESMAEX-01647 |  |  |  | Connected Solutions Demand Response | In Queue | Commercial |  | 2022-09-30 | Lithium Ion |  | Tesla | 27 | 10 | 27 | 10 | BM | Customer Bill Savings (e.g., Demand Charge Management, TOU Arbitrage) | Renewable Shift | Reliability and Resiliency | Peak Shaving/ Load Leveling | 10632728 | Yes | AC-Coupled | PhotoVoltaic | 19 | 22.8
ESMAEX-01691 |  | ISO Markets | MA - SMART Program |  | In Queue | Commercial |  | 2022-11-17 | Lithium Ion |  | Samsung | 2500 | 1250 | 2500 | 1250 | SA | Peak Shaving/ Load Leveling | Wholesale Market |  |  | 11466308 | Yes | DC-Coupled | PhotoVoltaic | 5000 | 3000
ESMAEX-01732 |  | MA - SMART Program |  | Connected Solutions Demand Response | In Queue | Commercial |  | 2022-10-27 | Lithium Ion |  | Tesla | 27 | 10 | 27 | 10 | BM | Customer Bill Savings (e.g., Demand Charge Management, TOU Arbitrage) | Renewable Shift | Reliability and Resiliency | Peak Shaving/ Load Leveling | 11136111 | Yes | AC-Coupled | PhotoVoltaic | 17.064 | 15.2
ESMAEX-01755 |  | ISO Markets | MA - SMART Program |  | In Queue | Commercial |  | 2023-09-21 | Lithium Ion |  | Other | 3300 | 1650 | 3300 | 1650 | SA | Reliability and Resiliency | Wholesale Market | Renewable Shift |  | 14670239 | Yes | DC-Coupled | PhotoVoltaic | 6600 | 4700
ESMAEX-01758 |  | ISO Markets | MA - SMART Program |  | In Queue | Commercial |  | 2023-02-10 | Lithium Ion |  | Other | 7500 | 1500 | 7500 | 1500 | SA | Wholesale Market | Renewable Shift |  |  | 12134654 | Yes | DC-Coupled | PhotoVoltaic | 3004 | 999
ESMAEX-01764 |  |  |  |  | In Queue | Commercial |  | 2022-11-03 | Lithium Ion |  | Tesla | 0 | 10 | 0 | 10 | BM |  |  |  |  | 11188985 | Yes | AC-Coupled | PhotoVoltaic | 0 | 10
ESMAEX-01828 |  | MA - SMART Program |  |  | In Queue | Commercial |  | 2023-01-25 | Lithium Ion |  | Other | 16656 | 4164 | 16656 | 4164 | SA | Reliability and Resiliency | Renewable Shift |  |  | 11852935 | Yes | DC-Coupled | PhotoVoltaic | 5400 | 4200
ESMAEX-01842 |  | MA - SMART Program |  | Connected Solutions Demand Response | In Queue | Commercial |  | 2022-11-22 | Lithium Ion |  | Tesla | 27 | 10 | 27 | 10 | BM | Customer Bill Savings (e.g., Demand Charge Management, TOU Arbitrage) | Renewable Shift | Reliability and Resiliency | Peak Shaving/ Load Leveling | 11407711 | Yes | AC-Coupled | PhotoVoltaic | 19.2 | 15.2
ESMAEX-01852 |  | MA - SMART Program |  |  | In Queue | Commercial |  | 2022-11-28 | Lithium Ion |  | Other | 10800 | 2700 | 10800 | 2700 | SA | Reliability and Resiliency | Renewable Shift |  |  | 11332906 | Yes | DC-Coupled | PhotoVoltaic | 3075 | 2700
ESMAEX-01864 |  | MA - SMART Program |  | Connected Solutions Demand Response | In Queue | Commercial |  | 2022-11-29 | Lithium Ion |  | Tesla | 27 | 10 | 27 | 10 | BM | Customer Bill Savings (e.g., Demand Charge Management, TOU Arbitrage) | Renewable Shift | Reliability and Resiliency | Peak Shaving/ Load Leveling | 11378620 | Yes | AC-Coupled | PhotoVoltaic | 14.8 | 15.2
ESMAEX-01878 |  | MA - SMART Program |  | Connected Solutions Demand Response | In Queue | Commercial |  | 2022-12-01 | Lithium Ion |  | Tesla | 27 | 10 | 27 | 10 | BM | Customer Bill Savings (e.g., Demand Charge Management, TOU Arbitrage) | Renewable Shift | Reliability and Resiliency | Peak Shaving/ Load Leveling | 11506731 | Yes | AC-Coupled | PhotoVoltaic | 17.2 | 15.2
ESMAEX-01883 |  | MA - SMART Program |  | Connected Solutions Demand Response | In Queue | Commercial |  | 2022-12-02 | Lithium Ion |  | Tesla | 27 | 10 | 27 | 10 | BM | Customer Bill Savings (e.g., Demand Charge Management, TOU Arbitrage) | Renewable Shift | Reliability and Resiliency | Peak Shaving/ Load Leveling | 11506591 | Yes | AC-Coupled | PhotoVoltaic | 17.352 | 15.2
ESMAEX-01941 |  | ISO Markets | MA - SMART Program |  | In Queue | Commercial |  | 2023-03-14 | Lithium Ion |  | LG Chem | 1200 | 249 | 1200 | 249 | SA | Wholesale Market | Renewable Shift |  | DC Clipping Recapture | 12519550 | Yes | DC-Coupled | PhotoVoltaic | 0 | 249
ESMAEX-01992 |  | MA - SMART Program |  | Connected Solutions Demand Response | In Queue | Commercial |  | 2023-01-10 | Lithium Ion |  | Tesla | 27 | 10 | 27 | 10 | BM | Customer Bill Savings (e.g., Demand Charge Management, TOU Arbitrage) | Renewable Shift | Reliability and Resiliency | Peak Shaving/ Load Leveling | 11858854 | Yes | AC-Coupled | PhotoVoltaic | 15.62 | 15.2
ESMAEX-02034 |  | MA - SMART Program |  | Connected Solutions Demand Response | In Queue | Commercial |  | 2023-01-17 | Lithium Ion |  | Tesla | 27 | 10 | 27 | 10 | BM | Customer Bill Savings (e.g., Demand Charge Management, TOU Arbitrage) | Renewable Shift | Reliability and Resiliency | Peak Shaving/ Load Leveling | 11951393 | Yes | AC-Coupled | PhotoVoltaic | 14.976 | 15.2
ESMAEX-02047 |  |  |  |  | In Queue | Commercial |  | 2023-01-20 | Lithium Ion |  | Tesla | 27 | 10 | 27 | 10 | BM |  |  |  |  | 11950682 | Yes | AC-Coupled | PhotoVoltaic | 11.2 | 15.2
ESMAEX-02060 |  | MA - SMART Program |  | Connected Solutions Demand Response | In Queue | Commercial |  | 2023-01-23 | Lithium Ion |  | Tesla | 13.5 | 5 | 13.5 | 5 | BM | Customer Bill Savings (e.g., Demand Charge Management, TOU Arbitrage) | Renewable Shift | Reliability and Resiliency | Peak Shaving/ Load Leveling | 12002908 | Yes | AC-Coupled | PhotoVoltaic | 14.4 | 15.2
ESMAEX-02092 |  | MA - SMART Program |  | Connected Solutions Demand Response | In Queue | Commercial |  | 2023-01-31 | Lithium Ion |  | Tesla | 13.5 | 5 | 13.5 | 5 | BM | Customer Bill Savings (e.g., Demand Charge Management, TOU Arbitrage) | Renewable Shift | Reliability and Resiliency | Peak Shaving/ Load Leveling | 11944519 | Yes | AC-Coupled | PhotoVoltaic | 14.4 | 15.2
ESMAEX-02098 |  | MA - SMART Program |  |  | In Queue | Commercial |  | 2023-02-01 | Lithium Ion |  | Tesla | 27 | 10 | 27 | 10 | BM | Customer Bill Savings (e.g., Demand Charge Management, TOU Arbitrage) | Renewable Shift | Reliability and Resiliency | Peak Shaving/ Load Leveling | 12002063 | Yes | AC-Coupled | PhotoVoltaic | 11.6 | 15.2
ESMAEX-02113 |  | MA - SMART Program |  | Connected Solutions Demand Response | In Queue | Commercial |  | 2023-02-03 | Lithium Ion |  | Tesla | 27 | 10 | 27 | 10 | BM | Customer Bill Savings (e.g., Demand Charge Management, TOU Arbitrage) | Reliability and Resiliency |  |  | 12015311 | Yes | AC-Coupled | PhotoVoltaic | 13.896 | 15.2
ESMAEX-02118 |  | MA - SMART Program |  | Connected Solutions Demand Response | In Queue | Commercial |  | 2023-02-06 | Lithium Ion |  | Tesla | 27 | 10 | 27 | 10 | BM | Customer Bill Savings (e.g., Demand Charge Management, TOU Arbitrage) | Wholesale Market | Renewable Shift |  | 12107242 | Yes | AC-Coupled | PhotoVoltaic | 12.024 | 15.2
ESMAEX-02123 |  | MA - SMART Program |  | Net Metering | In Queue | Commercial |  | 2023-02-06 | Lithium Ion |  | LG Chem | 9.6 | 5 | 9.6 | 5 | BM |  |  |  | Backup Power | 12047953 | Yes | DC-Coupled | PhotoVoltaic | 6.24 | 7.6
ESMAEX-02137 |  | MA - SMART Program |  | Connected Solutions Demand Response | In Queue | Commercial |  | 2023-02-07 | Lithium Ion |  | Tesla | 27 | 10 | 27 | 10 | BM | Customer Bill Savings (e.g., Demand Charge Management, TOU Arbitrage) | Renewable Shift | Reliability and Resiliency | Peak Shaving/ Load Leveling | 12195179 | Yes | AC-Coupled | PhotoVoltaic | 12.4 | 15.2
ESMAEX-02154 |  | MA - SMART Program |  | Connected Solutions Demand Response | In Queue | Commercial |  | 2023-02-13 | Lithium Ion |  | Tesla | 27 | 10 | 27 | 10 | BM | Customer Bill Savings (e.g., Demand Charge Management, TOU Arbitrage) | Renewable Shift | Reliability and Resiliency | Peak Shaving/ Load Leveling | 12151901 | Yes | AC-Coupled | PhotoVoltaic | 14 | 15.2
ESMAEX-02171 |  | ISO Markets | MA - SMART Program |  | In Queue | Commercial |  | 2023-03-27 | Lithium Ion |  | Other | 3500 | 1750 | 3500 | 1750 | SA | Wholesale Market | Renewable Shift |  |  | 12475560 | Yes | DC-Coupled | PhotoVoltaic | 7057 | 5000
ESMAEX-02176 |  | MA - SMART Program |  | Connected Solutions Demand Response | In Queue | Commercial |  | 2023-02-17 | Lithium Ion |  | Tesla | 27 | 10 | 27 | 10 | BM | Customer Bill Savings (e.g., Demand Charge Management, TOU Arbitrage) | Renewable Shift | Reliability and Resiliency | Peak Shaving/ Load Leveling | 12226235 | Yes | AC-Coupled | PhotoVoltaic | 12.8 | 15.2
ESMAEX-02190 |  | MA - SMART Program |  | Net Metering | In Queue | Commercial |  | 2023-02-22 | Lithium Ion |  | LG Chem | 5 | 9.8 | 5 | 9.8 | BM |  |  |  | Backup Power | 12125835 | Yes | DC-Coupled | PhotoVoltaic | 14.43 | 10
ESMAEX-02224 |  | ISO Markets | MA - SMART Program |  | In Queue | Commercial |  | 2023-08-08 | Lithium Ion |  | Other | 2040 | 1020 | 2040 | 1020 | SA | Renewable Shift |  |  |  | 14361989 | Yes | DC-Coupled | PhotoVoltaic | 0 | 999
ESMAEX-02225 |  | ISO Markets | MA - SMART Program |  | In Queue | Commercial |  | 2023-08-08 | Lithium Ion |  | Other | 6046 | 1500 | 6046 | 1500 | SA | Renewable Shift |  |  |  | 14437123 | Yes | DC-Coupled | PhotoVoltaic | 0 | 999
ESMAEX-02268 |  | MA - SMART Program |  | Connected Solutions Demand Response | In Queue | Commercial |  | 2023-03-14 | Lithium Ion |  | Tesla | 27 | 10 | 27 | 10 | BM | Customer Bill Savings (e.g., Demand Charge Management, TOU Arbitrage) | Renewable Shift | Reliability and Resiliency | Peak Shaving/ Load Leveling | 12519759 | Yes | AC-Coupled | PhotoVoltaic | 16.4 | 15.2
ESMAEX-02314 |  | ISO Markets | MA - SMART Program |  | In Queue | Commercial |  | 2023-07-27 | Lithium Ion |  | Other | 8172 | 4080 | 8172 | 4080 | SA | Wholesale Market | Renewable Shift |  |  | 14034106 | Yes | DC-Coupled | PhotoVoltaic | 0 | 2000
ESMAEX-02365 |  | MA - SMART Program |  | Connected Solutions Demand Response | In Queue | Commercial |  | 2023-04-10 | Lithium Ion |  | Tesla | 27 | 10 | 27 | 10 | BM | Customer Bill Savings (e.g., Demand Charge Management, TOU Arbitrage) | Renewable Shift | Reliability and Resiliency | Peak Shaving/ Load Leveling | 12743234 | Yes | AC-Coupled | PhotoVoltaic | 15.2 | 15.2
ESMAEX-02376 |  | MA - SMART Program |  | Connected Solutions Demand Response | In Queue | Commercial |  | 2023-04-13 | Lithium Ion |  | Tesla | 13.5 | 5 | 13.5 | 5 | BM | Customer Bill Savings (e.g., Demand Charge Management, TOU Arbitrage) | Renewable Shift | Reliability and Resiliency | Peak Shaving/ Load Leveling | 12895957 | Yes | AC-Coupled | PhotoVoltaic | 12 | 15.2
ESMAEX-02385 |  |  |  |  | In Queue | Commercial |  | 2023-04-17 | Lithium Ion |  | Tesla | 27 | 10 | 27 | 10 | BM |  |  |  |  | 12810791 | Yes | AC-Coupled | PhotoVoltaic | 19.6 | 15.2
ESMAEX-02414 |  | MA - SMART Program |  |  | In Queue | Commercial |  | 2023-09-22 | Lithium Ion |  | Other | 1064.8 | 1417.2488 | 1064.8 | 1417.2488 | BM | Customer Bill Savings (e.g., Demand Charge Management, TOU Arbitrage) | Renewable Shift | Reliability and Resiliency |  |  | Yes | DC-Coupled | PhotoVoltaic | 956.4 | 499
ESMAEX-02438 |  | MA - SMART Program |  |  | In Queue | Commercial |  | 2023-05-26 | Lithium Ion |  | Other | 2000 | 1000 | 2000 | 1000 | SA | Reliability and Resiliency | Renewable Shift |  |  | 13237745 | Yes | DC-Coupled | PhotoVoltaic | 3146 | 2000
ESMAEX-02441 |  | ISO Markets | MA - SMART Program |  | In Queue | Commercial |  | 2023-08-08 | Lithium Ion |  | Other | 2040 | 1020 | 2040 | 1020 | SA | Renewable Shift |  |  |  | 14437186 | Yes | DC-Coupled | PhotoVoltaic | 0 | 2000
ESMAEX-02457 |  |  |  |  | In Queue | Commercial |  | 2023-05-06 | Lithium Ion |  | Tesla | 0 | 10 | 0 | 10 | BM | Customer Bill Savings (e.g., Demand Charge Management, TOU Arbitrage) | Renewable Shift | Reliability and Resiliency | Peak Shaving/ Load Leveling |  | Yes | AC-Coupled | PhotoVoltaic | 21.6 | 15.2
ESMAEX-02476 |  | MA - SMART Program |  | Connected Solutions Demand Response | In Queue | Commercial |  | 2023-05-15 | Lithium Ion |  | Tesla | 27 | 10 | 27 | 10 | BM | Customer Bill Savings (e.g., Demand Charge Management, TOU Arbitrage) | Renewable Shift | Reliability and Resiliency | Peak Shaving/ Load Leveling | 13227018 | Yes | AC-Coupled | PhotoVoltaic | 17.2 | 15.2
ESMAEX-02512 |  | MA - SMART Program |  |  | In Queue | Commercial |  | 2023-07-05 | Lithium Ion |  | Other | 2000 | 1000 | 2000 | 1000 | SA | Reliability and Resiliency | Renewable Shift |  |  | 13731248 | Yes | DC-Coupled | PhotoVoltaic | 4000 | 3000
ESMAEX-02530 |  |  |  |  | In Queue | Commercial |  | 2023-05-26 | Lithium Ion |  | Tesla | 27 | 10 | 27 | 10 | BM | Customer Bill Savings (e.g., Demand Charge Management, TOU Arbitrage) | Renewable Shift | Reliability and Resiliency | Peak Shaving/ Load Leveling | 13416791 | Yes | AC-Coupled | PhotoVoltaic | 23.2 | 22.8
ESMAEX-02531 |  | MA - SMART Program |  | Connected Solutions Demand Response | In Queue | Commercial |  | 2023-05-26 | Lithium Ion |  | Tesla | 27 | 10 | 27 | 10 | BM | Customer Bill Savings (e.g., Demand Charge Management, TOU Arbitrage) | Renewable Shift | Reliability and Resiliency | Peak Shaving/ Load Leveling | 13335241 | Yes | AC-Coupled | PhotoVoltaic | 17.496 | 15.2
ESMAEX-02533 |  |  |  |  | In Queue | Commercial |  | 2023-05-26 | Lithium Ion |  | Tesla | 13.5 | 5 | 13.5 | 5 | BM | Customer Bill Savings (e.g., Demand Charge Management, TOU Arbitrage) | Renewable Shift | Reliability and Resiliency | Peak Shaving/ Load Leveling | 13411398 | Yes | AC-Coupled | PhotoVoltaic | 18.8 | 15.2
ESMAEX-02541 |  |  |  |  | In Queue | Commercial |  | 2023-05-31 | Lithium Ion |  | Tesla | 13.5 | 5 | 13.5 | 5 | BM |  |  |  |  | 13351708 | Yes | AC-Coupled | PhotoVoltaic | 12.4 | 15.2
ESMAEX-02582 |  | MA - SMART Program |  | Connected Solutions Demand Response | In Queue | Commercial |  | 2023-06-14 | Lithium Ion |  | Tesla | 27 | 10 | 27 | 10 | BM | Customer Bill Savings (e.g., Demand Charge Management, TOU Arbitrage) | Renewable Shift | Reliability and Resiliency | Peak Shaving/ Load Leveling | 13702562 | Yes | AC-Coupled | PhotoVoltaic | 14.184 | 15.2
ESMAEX-02667 |  | MA - SMART Program |  |  | In Queue | Commercial |  | 2023-07-13 | Lithium Ion |  | Tesla | 27 | 10 | 27 | 10 | BM | Customer Bill Savings (e.g., Demand Charge Management, TOU Arbitrage) | Renewable Shift | Reliability and Resiliency | Peak Shaving/ Load Leveling | 13946697 | Yes | AC-Coupled | PhotoVoltaic | 12 | 15.2
ESMAEX-02673 |  |  |  |  | In Queue | Commercial |  | 2023-07-13 | Lithium Ion |  | Tesla | 27 | 10 | 27 | 10 | BM |  |  |  |  | 14030114 | Yes | AC-Coupled | PhotoVoltaic | 11.808 | 15.2
ESMAEX-02690 |  |  |  |  | In Queue | Commercial |  | 2023-07-19 | Lithium Ion |  | Tesla | 27 | 10 | 27 | 10 | BM |  |  |  |  | 14074329 | Yes | AC-Coupled | PhotoVoltaic | 10.125 | 15.2
ESMAEX-02747 |  | MA - SMART Program |  | Connected Solutions Demand Response | In Queue | Commercial |  | 2023-08-02 | Lithium Ion |  | Tesla | 13.5 | 5 | 13.5 | 5 | BM | Customer Bill Savings (e.g., Demand Charge Management, TOU Arbitrage) | Renewable Shift | Reliability and Resiliency | Peak Shaving/ Load Leveling | 14170546 | Yes | AC-Coupled | PhotoVoltaic | 20.8 | 15.2
ESMAEX-02761 |  | MA - SMART Program |  | Connected Solutions Demand Response | In Queue | Commercial |  | 2023-08-07 | Lithium Ion |  | Tesla | 13.5 | 5 | 13.5 | 5 | BM | Customer Bill Savings (e.g., Demand Charge Management, TOU Arbitrage) | Renewable Shift | Reliability and Resiliency | Peak Shaving/ Load Leveling | 14377023 | Yes | DC-Coupled | PhotoVoltaic | 17.2 | 15.2
ESMAEX-02800 |  | MA - SMART Program |  | Connected Solutions Demand Response | In Queue | Commercial |  | 2023-08-11 | Lithium Ion |  | Tesla | 13.5 | 5 | 13.5 | 5 | BM | Customer Bill Savings (e.g., Demand Charge Management, TOU Arbitrage) | Renewable Shift | Reliability and Resiliency | Peak Shaving/ Load Leveling | 14359272 | Yes | DC-Coupled | PhotoVoltaic | 11.2 | 15.2
ESMAEX-02810 |  |  |  |  | In Queue | Commercial |  | 2023-08-14 | Lithium Ion |  | Tesla | 27 | 10 | 27 | 10 | BM |  |  |  |  | 14418604 | Yes | DC-Coupled | PhotoVoltaic | 11.745 | 15.2
ESMAEX-02846 |  | MA - SMART Program |  |  | In Queue | Commercial |  | 2023-09-28 | Lithium Ion |  | Other | 3500 | 1750 | 3500 | 1750 | SA | Customer Bill Savings (e.g., Demand Charge Management, TOU Arbitrage) | Renewable Shift |  |  | 14822912 | Yes | DC-Coupled | PhotoVoltaic | 7000 | 5000
ESMAEX-02849 |  | MA - SMART Program |  |  | In Queue | Commercial |  | 2023-09-28 | Lithium Ion |  | Other | 3500 | 1750 | 3500 | 1750 | SA | Customer Bill Savings (e.g., Demand Charge Management, TOU Arbitrage) | Renewable Shift |  |  | 14766671 | Yes | DC-Coupled | PhotoVoltaic | 7000 | 5000
ESMAEX-02879 |  |  |  |  | In Queue | Commercial |  | 2023-08-31 | Lithium Ion |  | Tesla | 13.5 | 5 | 13.5 | 5 | BM |  |  |  |  | 14583940 | Yes | DC-Coupled | PhotoVoltaic | 13.6 | 15.2
ESMAEX-02938 |  | MA - SMART Program |  |  | In Queue | Commercial |  | 2023-09-20 | Lithium Ion |  | Other | 20000 | 5000 | 20000 | 5000 | SA | Reliability and Resiliency |  |  |  | 14666259 | Yes | DC-Coupled | PhotoVoltaic | 9500 | 5000
ESMAEX-02959 |  |  |  |  | In Queue | Commercial |  | 2023-09-26 | Lithium Ion |  | Tesla | 13.5 | 5 | 13.5 | 5 | BM | Customer Bill Savings (e.g., Demand Charge Management, TOU Arbitrage) | Renewable Shift | Reliability and Resiliency | Peak Shaving/ Load Leveling | 14801464 | Yes | DC-Coupled | PhotoVoltaic | 14.175 | 15.2
ESMAEX-02963 |  | MA - SMART Program |  | Connected Solutions Demand Response | In Queue | Commercial |  | 2023-09-27 | Lithium Ion |  | Tesla | 27 | 10 | 27 | 10 | BM | Customer Bill Savings (e.g., Demand Charge Management, TOU Arbitrage) | Renewable Shift | Reliability and Resiliency | Peak Shaving/ Load Leveling | 14801819 | Yes | DC-Coupled | PhotoVoltaic | 14.832 | 15.2
ESMAEX-02968 |  | MA - SMART Program |  | Connected Solutions Demand Response | In Queue | Commercial |  | 2023-09-27 | Lithium Ion |  | Tesla | 24 | 10 | 24 | 10 | BM | Customer Bill Savings (e.g., Demand Charge Management, TOU Arbitrage) | Renewable Shift | Reliability and Resiliency | Peak Shaving/ Load Leveling | 14938090 | Yes | DC-Coupled | PhotoVoltaic | 11.34 | 15.2
ESMAEX-02994 |  | ISO Markets | MA - SMART Program |  | In Queue | Commercial |  | 2023-09-29 | Lithium Ion |  | Other | 340.48 | 170 | 340.48 | 170 | SA | Wholesale Market | Renewable Shift |  |  | 14941929 | Yes | DC-Coupled | PhotoVoltaic | 0 | 999
ESMAEX-03027 |  |  |  |  | In Queue | Commercial |  | 2023-10-05 | Lithium Ion |  | Tesla | 13.5 | 5 | 13.5 | 5 | BM | Customer Bill Savings (e.g., Demand Charge Management, TOU Arbitrage) | Renewable Shift | Reliability and Resiliency | Peak Shaving/ Load Leveling | 15050136 | Yes | DC-Coupled | PhotoVoltaic | 13.968 | 15.2
ESMAEX-03046 |  | MA - SMART Program |  | Connected Solutions Demand Response | In Queue | Commercial |  | 2023-10-12 | Lithium Ion |  | Tesla | 27 | 10 | 27 | 10 | BM | Customer Bill Savings (e.g., Demand Charge Management, TOU Arbitrage) | Renewable Shift | Reliability and Resiliency | Peak Shaving/ Load Leveling | 15119626 | Yes | DC-Coupled | PhotoVoltaic | 14.8 | 15.2
ESMAEX-03055 |  |  |  |  | In Queue | Commercial |  | 2023-10-16 | Lithium Ion |  | Tesla | 13.5 | 5 | 13.5 | 5 | BM | Customer Bill Savings (e.g., Demand Charge Management, TOU Arbitrage) | Renewable Shift | Reliability and Resiliency | Peak Shaving/ Load Leveling | 15167250 | Yes | DC-Coupled | PhotoVoltaic | 15.79 | 15.2
ESMAEX-03082 |  |  |  |  | In Queue | Commercial |  | 2023-10-24 | Lithium Ion |  | Tesla | 13.5 | 5 | 13.5 | 5 | BM | Customer Bill Savings (e.g., Demand Charge Management, TOU Arbitrage) | Renewable Shift | Reliability and Resiliency | Peak Shaving/ Load Leveling | 15250932 | Yes | AC-Coupled | PhotoVoltaic | 11.34 | 15.2
ESMAEX-03098 |  | MA - SMART Program |  | Connected Solutions Demand Response | In Queue | Commercial |  | 2023-10-30 | Lithium Ion |  | Tesla | 27 | 10 | 27 | 10 | BM | Customer Bill Savings (e.g., Demand Charge Management, TOU Arbitrage) | Renewable Shift | Reliability and Resiliency | Peak Shaving/ Load Leveling | 15314220 | No | AC-Coupled | PhotoVoltaic | 14.985 | 23
ESMAEX-03120 |  |  |  | Class 1 REC | In Queue | Commercial |  | 2023-11-06 | Lithium Ion |  | Tesla | 0 | 0 | 0 | 0 | BM | Customer Bill Savings (e.g., Demand Charge Management, TOU Arbitrage) | Self Generation |  |  | 15263532 | Yes | AC-Coupled | PhotoVoltaic | 14.28 | 15.2
ESMAEX-03145 |  |  |  |  | In Queue | Commercial |  | 2023-11-14 | Lithium Ion |  | Other | 19400 | 10 | 19400 | 10 | BM | Customer Bill Savings (e.g., Demand Charge Management, TOU Arbitrage) | Renewable Shift | Reliability and Resiliency | Peak Shaving/ Load Leveling | 15528876 | Yes | DC-Coupled | PhotoVoltaic | 8.1 | 7.6
ESMAEX-03154 |  |  |  |  | In Queue | Commercial |  | 2023-11-15 | Lithium Ion |  | Tesla | 13.5 | 5 | 13.5 | 5 | BM | Customer Bill Savings (e.g., Demand Charge Management, TOU Arbitrage) | Renewable Shift |  |  | 15539825 | Yes | AC-Coupled | PhotoVoltaic | 12.55 | 23
ESMAEX-03176 |  | MA - SMART Program |  |  | In Queue | Commercial |  | 2023-11-20 | Lithium Ion |  | Other | 1750 | 875 | 1750 | 875 | SA | Reliability and Resiliency | Renewable Shift |  |  | 15508750 | Yes | DC-Coupled | PhotoVoltaic | 4210 | 3010
ESMAEX-03185 |  |  |  |  | In Queue | Commercial |  | 2023-11-21 | Lithium Ion |  | Tesla | 27 | 10 | 27 | 10 | BM | Customer Bill Savings (e.g., Demand Charge Management, TOU Arbitrage) | Renewable Shift | Reliability and Resiliency | Peak Shaving/ Load Leveling | 15673152 | Yes | AC-Coupled | PhotoVoltaic | 12.55 | 15.2
ESMAEX-03192 |  | MA - SMART Program |  |  | In Queue | Commercial |  | 2023-11-22 | Lithium Ion |  | Other | 10000 | 2500 | 10000 | 2500 | SA | Reliability and Resiliency | Renewable Shift |  |  | 15456938 | Yes | DC-Coupled | PhotoVoltaic | 4580 | 3820
ESMAEX-03212 |  | MA - SMART Program |  | Connected Solutions Demand Response | In Queue | Commercial |  | 2023-12-01 | Lithium Ion |  | Tesla | 27 | 10 | 27 | 10 | BM | Customer Bill Savings (e.g., Demand Charge Management, TOU Arbitrage) | Renewable Shift | Reliability and Resiliency | Peak Shaving/ Load Leveling | 15802775 | Yes | AC-Coupled | PhotoVoltaic | 14 | 23
ESMAEX-03256 |  | MA - SMART Program |  | Connected Solutions Demand Response | In Queue | Commercial |  | 2023-12-06 | Lithium Ion |  | Tesla | 27 | 10 | 27 | 10 | BM | Customer Bill Savings (e.g., Demand Charge Management, TOU Arbitrage) | Renewable Shift | Reliability and Resiliency | Peak Shaving/ Load Leveling | 15892437 | Yes | AC-Coupled | PhotoVoltaic | 13.77 | 23
ESMAEX-03261 |  | MA - SMART Program |  | Connected Solutions Demand Response | In Queue | Commercial |  | 2023-12-08 | Lithium Ion |  | Tesla | 40.5 | 15 | 40.5 | 15 | BM | Customer Bill Savings (e.g., Demand Charge Management, TOU Arbitrage) | Renewable Shift | Reliability and Resiliency | Peak Shaving/ Load Leveling | 15900810 | Yes | AC-Coupled | PhotoVoltaic | 20.655 | 34.5
ESMAEX-03269 |  | MA - SMART Program |  |  | In Queue | Commercial |  | 2023-12-12 | Lithium Ion |  | Tesla | 27 | 10 | 27 | 10 | BM | Customer Bill Savings (e.g., Demand Charge Management, TOU Arbitrage) | Renewable Shift | Reliability and Resiliency | Peak Shaving/ Load Leveling | 15900519 | Yes | AC-Coupled | PhotoVoltaic | 13.365 | 23
ESMAEX-03276 |  |  |  |  | In Queue | Commercial |  | 2023-12-14 | Lithium Ion |  | Tesla | 13.5 | 5 | 13.5 | 5 | BM | Customer Bill Savings (e.g., Demand Charge Management, TOU Arbitrage) | Renewable Shift | Reliability and Resiliency | Peak Shaving/ Load Leveling | 15775039 | Yes | AC-Coupled | PhotoVoltaic | 8.1 | 23
ESMAEX-03280 |  |  |  |  | In Queue | Commercial |  | 2023-12-14 | Lithium Ion |  | Tesla | 13.5 | 5 | 13.5 | 5 | SA | Customer Bill Savings (e.g., Demand Charge Management, TOU Arbitrage) | Renewable Shift | Reliability and Resiliency | Peak Shaving/ Load Leveling | 15952562 | Yes | AC-Coupled | PhotoVoltaic | 13.37 | 15.2
ESMAEX-03288 |  |  |  | Utility DR Program | In Queue | Commercial |  | 2023-12-18 | Lithium Ion |  | Other | 58200 | 30 | 58200 | 30 | BM | Customer Bill Savings (e.g., Demand Charge Management, TOU Arbitrage) | Renewable Shift | Reliability and Resiliency | Peak Shaving/ Load Leveling | 15960903 | Yes | DC-Coupled | PhotoVoltaic | 31.475 | 20
ESMAEX-03324 |  |  |  |  | In Queue | Commercial |  | 2024-01-03 | Lithium Ion |  | Tesla | 27 | 10 | 27 | 10 | BM |  |  |  |  | 16106166 | Yes | DC-Coupled | PhotoVoltaic | 9.31 | 23
ESMAEX-03346 |  | MA - SMART Program |  | Connected Solutions Demand Response | In Queue | Commercial |  | 2024-01-09 | Lithium Ion |  | Tesla | 13.5 | 5 | 13.5 | 5 | BM | Customer Bill Savings (e.g., Demand Charge Management, TOU Arbitrage) | Renewable Shift | Reliability and Resiliency | Peak Shaving/ Load Leveling | 16078325 | Yes | AC-Coupled | PhotoVoltaic | 14.4 | 15.2
ESMAEX-03355 |  | MA - SMART Program |  |  | In Queue | Commercial |  | 2024-01-11 | Lithium Ion |  | Tesla | 27 | 10 | 27 | 10 | BM | Customer Bill Savings (e.g., Demand Charge Management, TOU Arbitrage) | Renewable Shift | Reliability and Resiliency | Peak Shaving/ Load Leveling | 16151050 | Yes | DC-Coupled | PhotoVoltaic | 14.58 | 23
ESMAEX-03368 |  |  |  |  | In Queue | Commercial |  | 2024-01-18 | Lithium Ion |  | Tesla | 40.5 | 15 | 40.5 | 15 | BM | Customer Bill Savings (e.g., Demand Charge Management, TOU Arbitrage) | Renewable Shift | Reliability and Resiliency | Peak Shaving/ Load Leveling |  | Yes | AC-Coupled | PhotoVoltaic | 0 | 15
ESMAEX-03370 |  | MA - SMART Program |  |  | In Queue | Commercial |  | 2024-01-18 | Lithium Ion |  | Tesla | 27 | 10 | 27 | 10 | BM | Customer Bill Savings (e.g., Demand Charge Management, TOU Arbitrage) | Renewable Shift | Reliability and Resiliency | Peak Shaving/ Load Leveling |  | Yes | AC-Coupled | PhotoVoltaic | 8.505 | 23
ESMAEX-03375 |  |  |  |  | In Queue | Commercial |  | 2024-01-22 | Lithium Ion |  | Tesla | 27 | 10 | 27 | 10 | BM | [5 empty] | Yes | DC-Coupled | PhotoVoltaic | 14.18 | 23
ESMAEX-03376 |  |  |  |  | In Queue | Commercial |  | 2024-01-22 | Lithium Ion |  | Tesla | 40.5 | 15 | 40.5 | 15 | BM | [5 empty] | Yes | DC-Coupled | PhotoVoltaic | 17.82 | 34.5
ESMAEX-03397 |  |  |  |  | In Queue | Commercial |  | 2024-01-30 | Lithium Ion |  | Tesla | 27 | 10 | 27 | 10 | BM | Customer Bill Savings (e.g., Demand Charge Management, TOU Arbitrage) | Reliability and Resiliency |  |  |  | Yes | DC-Coupled | PhotoVoltaic | 20.65 | 23
ESMAEX-03398 |  |  |  |  | In Queue | Commercial |  | 2024-01-30 | Lithium Ion |  | Tesla | 13.5 | 5 | 13.5 | 5 | BM | Customer Bill Savings (e.g., Demand Charge Management, TOU Arbitrage) | Renewable Shift | Reliability and Resiliency | Peak Shaving/ Load Leveling |  | Yes | AC-Coupled | PhotoVoltaic | 16.2 | 23
HISTEX-53068 |  | ISO Markets | MA - SMART Program |  | In Queue | Commercial |  | 2020-04-23 | Lithium Ion |  | Other | 8000 | 2000 | 8000 | 2000 | Not Required | Wholesale Market |  |  |  | 3411226 / 6A4842-2020 | Yes | DC-Coupled | Photovoltaic | 4000 | 2000
HISTEX-53069 |  | ISO Markets | MA - SMART Program |  | In Queue | Commercial |  | 2020-04-21 | Lithium Ion |  | Other | 12000 | 3000 | 12000 | 3000 | Not Required | Wholesale Market |  |  |  | 3410156 / 6A4835-2020 | Yes | DC-Coupled | Photovoltaic | 6000 | 4900
HISTEX-53100 |  | ISO Markets | MA - SMART Program |  | In Queue | Commercial |  | 2020-04-23 | Lithium Ion |  | Other | 8000 | 2000 | 8000 | 2000 | Not Required | Wholesale Market | Renewable Shift |  |  | 3411589 / 6B2431-2020 | Yes | DC-Coupled | Photovoltaic | 3000 | 2000
HISTEX-53103 |  | ISO Markets | MA - SMART Program |  | In Queue | Commercial |  | 2020-06-24 | Lithium Ion |  | Other | 20000 | 5000 | 20000 | 5000 | Not Required | Wholesale Market |  |  |  | 3432629 / 6A4913-2020 | Yes | DC-Coupled | Photovoltaic | 6000 | 4990
HISTEX-53126 |  | ISO Markets | MA - SMART Program |  | In Queue | Commercial |  | 2020-04-23 | Lithium Ion |  | Other | 8000 | 2000 | 8000 | 2000 | Not Required | Wholesale Market |  |  |  | 3411220 / 6A4839-2020 | Yes | DC-Coupled | Photovoltaic | 4000 | 2000
HISTEX-53165 |  | ISO Markets | MA - SMART Program |  | In Queue | Commercial |  | 2020-04-23 | Lithium Ion |  | Other | 20000 | 5000 | 20000 | 5000 | Not Required | Wholesale Market | Renewable Shift |  |  | 3411591 / 6B2432-2020 | Yes | DC-Coupled | Photovoltaic | 7000 | 4990
HISTEX-68298 |  | ISO Markets | MA - SMART Program |  | In Queue | Commercial |  |  | Lithium Ion |  | Other | 12600 | 3150 | 12600 | 3150 | Not Required | Wholesale Market | Self Generation | Renewable Shift |  | 2319218 | Yes | DC-Coupled | PhotoVoltaic | 8164.8 | 4400
HISTEX-68651 |  | MA - SMART Program |  |  | In Queue | Commercial |  |  | Lithium Ion |  | Other | 2631 | 1250 | 2631 | 1250 | Not Required |  |  |  |  | 2337174 | Yes | DC-Coupled | PhotoVoltaic | 2500 | 1000
HISTEX-68699 |  | ISO Markets | MA - SMART Program |  | In Queue | Commercial |  |  | Lithium Ion |  | LG Chem | 24288 | 5376 | 24288 | 4999 | Not Required | Wholesale Market | Renewable Shift |  | DC Clipping Recapture | 4869709 | Yes | DC-Coupled | PhotoVoltaic | 10622.34 | 4999
HISTEX-68741 |  | ISO Markets | MA - SMART Program |  | In Queue | Commercial |  |  | Lithium Ion |  | Other | 556 | 250 | 556 | 250 | Not Required | Customer Bill Savings (e.g., Demand Charge Management, TOU Arbitrage) | Self Generation | Wholesale Market |  | 5123008 | Yes | DC-Coupled | PhotoVoltaic | 650 | 499
HISTEX-69666 |  | MA - SMART Program |  | Net Metering | In Queue | Commercial |  |  | Lithium Ion |  | Other | 340.48 | 85 | 340.48 | 85 | Not Required | Wholesale Market |  |  |  | 2353838 | Yes | DC-Coupled | PhotoVoltaic | 1485.12 | 500
HISTEX-69668 |  | MA - SMART Program |  | Net Metering | In Queue | Commercial |  |  | Lithium Ion |  | Other | 340.48 | 85 | 340.48 | 85 | Not Required | Wholesale Market |  |  |  | 2354457 | Yes | DC-Coupled | PhotoVoltaic | 12904.2 | 4995
HISTEX-69731 |  | MA - SMART Program |  |  | In Queue | Commercial |  |  | Lithium Ion |  | Other | 6000 | 3000 | 6000 | 3000 | SA | Wholesale Market |  |  |  | 2370666 | Yes | DC-Coupled | PhotoVoltaic | 6402.24 | 5000
HISTEX-69874 |  | ISO Markets | MA - SMART Program |  | In Queue | Commercial |  |  | Lithium Ion |  | LG Chem | 3000 | 500 | 3000 | 500 | Not Required | Wholesale Market | Renewable Shift |  |  | 9568641 | Yes | DC-Coupled | PhotoVoltaic | 1584 | 750
HISTEX-69876 |  | ISO Markets | MA - SMART Program |  | In Queue | Commercial |  |  | Lithium Ion |  | LG Chem | 3996 | 1000 | 3996 | 1000 | Not Required | Wholesale Market | Renewable Shift |  | DC Clipping Recapture | 9568913 | Yes | DC-Coupled | PhotoVoltaic | 3996 | 999
ESMAEX-02311 |  |  |  |  | In Queue | Commercial |  | 2023-03-27 | Lithium Ion |  | Tesla | 5 | 14 | 5 | 5 | BM |  |  |  |  | 12489201 | Yes | AC-Coupled | PhotoVoltaic | 13.2 | 10
ESMAEX-02496 |  |  |  |  | In Queue | Commercial |  | 2023-05-19 | Lithium Ion |  | Tesla | 13.5 | 13.5 | 5 | 5 | BM | Reliability and Resiliency |  |  |  | 13117479 | Yes | AC-Coupled | PhotoVoltaic | 0 | 14
ESMAEX-02508 |  | MA - Energy Efficiency/ DR Program | MA - Energy Efficiency/ DR Program |  | In Queue | Commercial |  | 2023-05-22 | Lithium Ion |  | Tesla | 13.5 | 13.5 | 5 | 5 | BM |  |  |  |  | 13271753 | Yes | AC-Coupled | PhotoVoltaic | 0 | 14
ESMAEX-02907 |  |  |  | Class 1 REC | In Queue | Commercial |  | 2023-09-11 | Lithium Ion |  | Tesla | 13.5 | 13.5 | 5 | 5 | SA | Customer Bill Savings (e.g., Demand Charge Management, TOU Arbitrage) | Self Generation |  |  | 14503491 | Yes | AC-Coupled | PhotoVoltaic | 0 | 21.25
ESMAEX-02908 |  |  |  |  | In Queue | Commercial |  | 2023-09-12 | Lithium Ion |  | Tesla | 13.5 | 13.5 | 5 | 5 | BM |  |  |  |  | 14906339 | Yes | AC-Coupled | PhotoVoltaic | 0 | 7
ESMAEX-03121 |  |  |  | Class 1 REC | In Queue | Commercial |  | 2023-11-06 | Lithium Ion |  | Tesla | 13.5 | 13.5 | 5 | 5 | BM | Customer Bill Savings (e.g., Demand Charge Management, TOU Arbitrage) | Self Generation |  |  | 15361047 | Yes | AC-Coupled | PhotoVoltaic | 0 | 16
ESMAEX-03156 |  |  |  |  | In Queue | Commercial |  | 2023-11-15 | Lithium Ion |  | Tesla | 5 | 14 | 5 | 5 | BM |  |  |  |  | 15365206 | Yes | AC-Coupled | PhotoVoltaic | 8.1 | 7.6
ESMAEX-03241 |  |  |  | Class 1 REC | In Queue | Commercial |  | 2023-12-06 | Lithium Ion |  | Tesla | 13.5 | 13.5 | 5 | 5 | BM | Customer Bill Savings (e.g., Demand Charge Management, TOU Arbitrage) | Self Generation |  |  | 15705176 | Yes | AC-Coupled | PhotoVoltaic | 0 | 20
ESMAEX-03357 |  |  |  |  | In Queue | Commercial |  | 2024-01-12 | Lithium Ion |  | Enphase | 5 | 5 | 5 | 5 | BM | [5 empty] | No | AC-Coupled | PhotoVoltaic | 30.66 | 30.66
ESMAEX-03363 |  |  |  |  | In Queue | Commercial |  | 2024-01-16 | Lithium Ion |  | Tesla | 13.5 | 13.5 | 5 | 5 | BM | Peak Shaving/ Load Leveling |  |  |  |  | Yes | AC-Coupled | PhotoVoltaic | 13.5 | 5
ESMAEX-03364 |  | MA - DOER/ MassCEC Funded Projects |  |  | In Queue | Commercial |  | 2024-01-16 | Lithium Ion |  | Enphase | 5 | 3.84 | 5 | 3.84 | BM |  |  | Micogrid |  | 16223093 | Yes | AC-Coupled | PhotoVoltaic | 16 | 23.04
ESMAEX-03258 |  |  |  |  | In Queue | Commercial |  | 2023-12-07 | Other | Lithium Ion Phosphate | Enphase | 6.528 | 2.6 | 6.528 | 2.6 | BM |  |  |  | backup power failure | 15892045 | Yes | AC-Coupled | PhotoVoltaic | 68.4 | 56.14
ESMAEX-02807 |  | MA - SMART Program |  |  | In Queue | Commercial |  | 2023-08-14 | Lithium Ion |  | Other | 6.8 | 6.8 | 6.8 | 6.8 | BM | Customer Bill Savings (e.g., Demand Charge Management, TOU Arbitrage) |  |  |  | 14444479 | Yes | AC-Coupled | PhotoVoltaic | 10.25 | 9.6
ESMAEX-02067 |  |  |  |  | In Queue | Commercial |  | 2023-01-25 | Lithium Ion |  | Tesla | 7 | 14 | 7 | 7 | BM |  |  |  |  | 11879037 | Yes | AC-Coupled | PhotoVoltaic | 0 | 5
ESMAEX-02104 |  |  |  |  | In Queue | Commercial |  | 2023-02-02 | Lithium Ion |  | LG Chem | 16 | 7 | 7 | 0 | BM |  |  |  |  | 12060280 | Yes | DC-Coupled | PhotoVoltaic | 17.4 | 15.2
ESMAEX-02710 |  |  |  | Class 1 REC | In Queue | Commercial |  | 2023-07-25 | Lithium Ion |  | Tesla | 7 | 5 | 7 | 5 | BM | Customer Bill Savings (e.g., Demand Charge Management, TOU Arbitrage) | Self Generation |  |  | 14054641 | Yes | AC-Coupled | PhotoVoltaic | 13.365 | 15.2
ESMAEX-03382 |  |  |  | Class 1 REC | In Queue | Commercial |  | 2024-01-24 | Lithium Ion |  | Tesla | 13.5 | 13.5 | 7.6 | 7.6 | BM | Customer Bill Savings (e.g., Demand Charge Management, TOU Arbitrage) | Self Generation |  |  | 16209057 | Yes | AC-Coupled | PhotoVoltaic | 10.08 | 15.2
ESMAEX-03362 |  |  |  |  | In Queue | Commercial |  | 2024-01-16 | Lithium Ion |  | Enphase | 3.84 | 3.84 | 7.68 | 7.68 | BM | Customer Bill Savings (e.g., Demand Charge Management, TOU Arbitrage) |  |  |  |  | Yes | AC-Coupled | PhotoVoltaic | 14.58 | 13.18
ESMAEX-02535 |  |  |  |  | In Queue | Commercial |  | 2023-05-30 | Other | Lithium Ion Phopshate | Enphase | 14 | 13.94 | 9.84 | 20 | BM |  |  |  |  | 13440557 | Yes | AC-Coupled | PhotoVoltaic | 10.6 | 8.1
ESMAEX-01132 |  |  |  |  | In Queue | Commercial |  | 2022-05-02 | Lithium Ion |  | Enphase | 10 | 3.84 | 10 | 3.84 | BM |  |  | Micogrid |  | 9117074 | Yes | AC-Coupled | PhotoVoltaic | 7 | 7.68
ESMAEX-01706 |  |  |  |  | In Queue | Commercial |  | 2022-10-21 | Lithium Ion |  | Tesla | 10 | 10 | 10 | 10 | BM | Customer Bill Savings (e.g., Demand Charge Management, TOU Arbitrage) |  |  |  | 11110269 | Yes | AC-Coupled | PhotoVoltaic | 0 | 10
ESMAEX-02361 |  | MA - Energy Efficiency/ DR Program | MA - Energy Efficiency/ DR Program |  | In Queue | Commercial |  | 2023-04-10 | Lithium Ion |  | Tesla | 10 | 10 | 10 | 10 | BM |  | Self Generation |  |  | 12955815 | Yes | AC-Coupled | PhotoVoltaic | 5.44 | 10
ESMAEX-02579 |  |  |  |  | In Queue | Commercial |  | 2023-06-13 | Lithium Ion |  | Tesla | 13.5 | 13.5 | 10 | 10 | BM |  |  |  |  | 13646299 | Yes | AC-Coupled | PhotoVoltaic | 0 | 14
ESMAEX-02786 |  | MA - Energy Efficiency/ DR Program | MA - Energy Efficiency/ DR Program |  | In Queue | Commercial |  | 2023-08-10 | Lithium Ion |  | Tesla | 14 | 14 | 10 | 10 | BM | Reliability and Resiliency |  |  |  | 14350361 | Yes | AC-Coupled | PhotoVoltaic | 15.39 | 10
ESMAEX-02898 |  | MA - Energy Efficiency/ DR Program | MA - Energy Efficiency/ DR Program |  | In Queue | Commercial |  | 2023-09-08 | Lithium Ion |  | Tesla | 14 | 14 | 10 | 10 | BM | Reliability and Resiliency |  |  |  | 14659158 | Yes | AC-Coupled | PhotoVoltaic | 2.025 | 1.5
ESMAEX-02909 |  |  |  |  | In Queue | Commercial |  | 2023-09-12 | Lithium Ion |  | Tesla | 10 | 10 | 10 | 10 | BM | Customer Bill Savings (e.g., Demand Charge Management, TOU Arbitrage) |  |  |  | 14599267 | Yes | AC-Coupled | PhotoVoltaic | 7.225 | 16.53
ESMAEX-02921 |  |  |  |  | In Queue | Commercial |  | 2023-09-15 | Lithium Ion |  | Tesla | 13.5 | 13.5 | 10 | 10 | BM |  |  |  |  | 14659356 | Yes | AC-Coupled | PhotoVoltaic | 0 | 14
ESMAEX-03069 |  | MA - Energy Efficiency/ DR Program | MA - Energy Efficiency/ DR Program |  | In Queue | Commercial |  | 2023-10-19 | Lithium Ion |  | Tesla | 14 | 14 | 10 | 10 | BM | Reliability and Resiliency |  |  |  | 15368202 | Yes | AC-Coupled | PhotoVoltaic | 6.075 | 5
ESMAEX-03182 |  |  |  |  | In Queue | Commercial |  | 2023-11-21 | Lithium Ion |  | Tesla | 10 | 10 | 10 | 10 | BM | Customer Bill Savings (e.g., Demand Charge Management, TOU Arbitrage) | Renewable Shift | Reliability and Resiliency | Peak Shaving/ Load Leveling | 15731165 | Yes | AC-Coupled | PhotoVoltaic | 0 | 10
ESMAEX-03259 |  | MA - Energy Efficiency/ DR Program | MA - Energy Efficiency/ DR Program |  | In Queue | Commercial |  | 2023-12-07 | Lithium Ion |  | Tesla | 14 | 5 | 10 | 10 | BM | Reliability and Resiliency |  |  |  | 15891932 | Yes | AC-Coupled | PhotoVoltaic | 9.315 | 7.6
ESMAEX-03325 |  | MA - Energy Efficiency/ DR Program | MA - Energy Efficiency/ DR Program |  | In Queue | Commercial |  | 2024-01-03 | Lithium Ion |  | Enphase | 10 | 7.68 | 10 | 7.68 | BM |  | Self Generation |  |  |  | Yes | AC-Coupled | PhotoVoltaic | 11.34 | 8.4
ESMAEX-01776 |  | MA - SMART Program |  |  | In Queue | Commercial |  | 2022-11-08 | Lithium Ion |  | Enphase | 10.05 | 10.05 | 10.05 | 10.05 | BM | Customer Bill Savings (e.g., Demand Charge Management, TOU Arbitrage) |  |  |  | 11160819 | Yes | AC-Coupled | PhotoVoltaic | 13.6 | 10.2
ESMAEX-02460 |  | MA - SMART Program |  |  | In Queue | Commercial |  | 2023-05-08 | Lithium Ion |  | Enphase | 10.5 | 3.84 | 10.08 | 3.84 | BM | Peak Shaving/ Load Leveling | Reliability and Resiliency | Micogrid |  | 13162987 | Yes | AC-Coupled | PhotoVoltaic | 15.2 | 12.54
ESMAEX-02080 |  | MA - DOER/ MassCEC Funded Projects | MA - SMART Program |  | In Queue | Commercial |  | 2023-01-27 | Lithium Ion |  | Enphase | 13.44 | 14 | 11.96 | 12.46 | BM | Reliability and Resiliency | Renewable Shift |  |  | 11925855 | Yes | AC-Coupled | Fuel Cell | 0 | 15.24
ESMAEX-02188 |  | MA - DOER/ MassCEC Funded Projects | MA - SMART Program |  | In Queue | Commercial |  | 2023-02-22 | Lithium Ion |  | Enphase | 13.44 | 14 | 11.96 | 12.46 | BM | Reliability and Resiliency | Renewable Shift |  |  | 12255009 | Yes | AC-Coupled | Fuel Cell | 0 | 9.6
ESMAEX-02257 |  | MA - DOER/ MassCEC Funded Projects | MA - SMART Program |  | In Queue | Commercial |  | 2023-03-10 | Lithium Ion |  | Enphase | 13.44 | 14 | 11.96 | 12.46 | BM | Reliability and Resiliency | Renewable Shift |  |  | 12513002 | Yes | AC-Coupled | Fuel Cell | 0 | 9.6
ESMAEX-03076 |  |  |  |  | In Queue | Commercial |  | 2023-10-20 | Lithium Ion |  | Other | 13 | 13 | 13 | 13 | BM | Customer Bill Savings (e.g., Demand Charge Management, TOU Arbitrage) | Self Generation | Reliability and Resiliency |  | 15234950 | Yes | AC-Coupled | PhotoVoltaic | 0 | 1
ESMAEX-03096 |  |  |  |  | In Queue | Commercial |  | 2023-10-30 | Lithium Ion |  | Other | 13 | 13 | 13 | 13 | BM |  |  |  |  | 15313540 | Yes | AC-Coupled | PhotoVoltaic | 12 | 13
ESMAEX-03345 |  |  |  |  | In Queue | Commercial |  | 2024-01-09 | Other | Lithium Ferrous Phosphate (LFP) | Other | 13 | 6 | 13 | 6 | BM |  |  |  |  | 16252214 | Yes | AC-Coupled | PhotoVoltaic | 10.4 | 9.984
ESMAEX-02497 |  | MA - SMART Program |  |  | In Queue | Commercial |  | 2023-05-19 | Lithium Ion |  | Enphase | 14 | 12 | 13.4 | 12 | BM | Reliability and Resiliency |  | Micogrid |  | 13343446 | Yes | AC-Coupled | PhotoVoltaic | 8 | 7.3
ESMAEX-00628 |  | MA - SMART Program |  | Connected Solutions | In Queue | Commercial |  | 2021-11-29 | Lithium Ion |  | Tesla | 13.5 | 5 | 13.5 | 5 | BM | Customer Bill Savings (e.g., Demand Charge Management, TOU Arbitrage) | Renewable Shift | Reliability and Resiliency | Peak Shaving/ Load Leveling | 7384438 | Yes | AC-Coupled | PhotoVoltaic | 4.08 | 23.7
ESMAEX-00986 |  | MA - SMART Program |  | Connected Solutions Demand Response | In Queue | Commercial |  | 2022-03-29 | Lithium Ion |  | Tesla | 13.5 | 10 | 13.5 | 10 | BM | Customer Bill Savings (e.g., Demand Charge Management, TOU Arbitrage) | Renewable Shift | Reliability and Resiliency | Peak Shaving/ Load Leveling | 8802288 | Yes | AC-Coupled | PhotoVoltaic | 6.12 | 3.8
ESMAEX-01141 |  | MA - SMART Program |  |  | In Queue | Commercial |  | 2022-05-03 | Lithium Ion |  | Tesla | 13.5 | 7 | 13.5 | 5 | BM |  |  |  |  | 9128037 | Yes | AC-Coupled | PhotoVoltaic | 2.68 | 3.8
ESMAEX-01357 |  | MA - SMART Program |  |  | In Queue | Commercial |  | 2022-07-08 | Lithium Ion |  | Tesla | 27 | 5 | 13.5 | 10 | BM | Customer Bill Savings (e.g., Demand Charge Management, TOU Arbitrage) | Renewable Shift | Reliability and Resiliency | Peak Shaving/ Load Leveling | 9864145 | Yes | AC-Coupled | PhotoVoltaic | 9.2 | 7.6
ESMAEX-01684 |  | MA - SMART Program |  | Connected Solutions Demand Response | In Queue | Commercial |  | 2022-10-17 | Lithium Ion |  | Tesla | 27 | 10 | 13.5 | 5 | BM | Customer Bill Savings (e.g., Demand Charge Management, TOU Arbitrage) | Renewable Shift | Reliability and Resiliency | Peak Shaving/ Load Leveling | 11023900 | Yes | AC-Coupled | PhotoVoltaic | 17.2 | 20.2
ESMAEX-01782 |  | MA - SMART Program |  | Connected Solutions Demand Response | In Queue | Commercial |  | 2022-11-08 | Lithium Ion |  | Tesla | 13.5 | 5 | 13.5 | 5 | BM | Customer Bill Savings (e.g., Demand Charge Management, TOU Arbitrage) | Renewable Shift | Reliability and Resiliency | Peak Shaving/ Load Leveling | 11156955 | Yes | AC-Coupled | PhotoVoltaic | 4.8 | 12.6
ESMAEX-01811 |  | MA - Energy Efficiency/ DR Program | MA - Energy Efficiency/ DR Program |  | In Queue | Commercial |  | 2022-11-15 | Lithium Ion |  | Tesla | 10 | 10 | 13.5 | 10 | BM | Reliability and Resiliency |  |  |  | 11395375 | Yes | AC-Coupled | PhotoVoltaic | 13.2 | 10
ESMAEX-01850 |  | MA - Energy Efficiency/ DR Program | MA - Energy Efficiency/ DR Program |  | In Queue | Commercial |  | 2022-11-28 | Lithium Ion |  | Tesla | 10 | 10 | 13.5 | 10 | BM | Reliability and Resiliency |  |  |  | 11415824 | Yes | AC-Coupled | PhotoVoltaic | 13.2 | 10
ESMAEX-01966 |  | MA - DOER/ MassCEC Funded Projects | MA - SMART Program |  | In Queue | Commercial |  | 2023-01-05 | Lithium Ion |  | Tesla | 14 | 5.8 | 13.5 | 5 | BM | Reliability and Resiliency | Renewable Shift |  |  | 11778818 | Yes | AC-Coupled | Fuel Cell | 0 | 10
ESMAEX-02022 |  | MA - SMART Program |  | Connected Solutions Demand Response | In Queue | Commercial |  | 2023-01-13 | Lithium Ion |  | Tesla | 27 | 10 | 13.5 | 5 | BM | Customer Bill Savings (e.g., Demand Charge Management, TOU Arbitrage) | Renewable Shift | Reliability and Resiliency | Peak Shaving/ Load Leveling | 11800135 | Yes | AC-Coupled | PhotoVoltaic | 19.944 | 20.2
ESMAEX-02070 |  | MA - SMART Program |  | Connected Solutions Demand Response | In Queue | Commercial |  | 2023-01-25 | Lithium Ion |  | Tesla | 27 | 10 | 13.5 | 5 | BM | Customer Bill Savings (e.g., Demand Charge Management, TOU Arbitrage) | Renewable Shift | Reliability and Resiliency | Peak Shaving/ Load Leveling | 12002404 | Yes | AC-Coupled | PhotoVoltaic | 14 | 15.2
ESMAEX-02108 |  | MA - SMART Program |  |  | In Queue | Commercial |  | 2023-02-02 | Lithium Ion |  | Tesla | 27 | 10 | 13.5 | 5 | BM | Customer Bill Savings (e.g., Demand Charge Management, TOU Arbitrage) | Renewable Shift | Reliability and Resiliency | Peak Shaving/ Load Leveling | 12067224 | Yes | AC-Coupled | PhotoVoltaic | 12.4 | 15.2
ESMAEX-02130 |  | MA - SMART Program |  |  | In Queue | Commercial |  | 2023-02-07 | Lithium Ion |  | Tesla | 14 | 5.8 | 13.5 | 5 | BM | Reliability and Resiliency | Renewable Shift |  |  | 12035565 | Yes | AC-Coupled | Fuel Cell | 0 | 5
ESMAEX-02149 |  | MA - SMART Program |  | Connected Solutions Demand Response | In Queue | Commercial |  | 2023-02-11 | Lithium Ion |  | Tesla | 13.5 | 5 | 13.5 | 5 | BM | Customer Bill Savings (e.g., Demand Charge Management, TOU Arbitrage) | Renewable Shift | Reliability and Resiliency | Peak Shaving/ Load Leveling | 12018145 | Yes | AC-Coupled | PhotoVoltaic | 12.8 | 15.2
ESMAEX-02211 |  | MA - SMART Program |  |  | In Queue | Commercial |  | 2023-02-28 | Lithium Ion |  | Tesla | 14 | 5.8 | 13.5 | 10 | BM | Reliability and Resiliency | Renewable Shift |  |  | 12324431 | Yes | AC-Coupled | Fuel Cell | 0 | 10
ESMAEX-02309 |  | MA - SMART Program |  | Connected Solutions Demand Response | In Queue | Commercial |  | 2023-03-24 | Lithium Ion |  | Tesla | 13.5 | 5 | 13.5 | 2.63 | BM | Customer Bill Savings (e.g., Demand Charge Management, TOU Arbitrage) | Renewable Shift | Reliability and Resiliency | Peak Shaving/ Load Leveling | 12588028 | Yes | AC-Coupled | PhotoVoltaic | 6.8 | 10.23
ESMAEX-02401 |  | MA - SMART Program |  |  | In Queue | Commercial |  | 2023-04-21 | Lithium Ion |  | Tesla | 13.5 | 5 | 13.5 | 5 | BM |  | Self Generation |  |  | 13128527 | Yes | AC-Coupled | PhotoVoltaic | 17.82 | 13.2
ESMAEX-02461 |  | MA - SMART Program |  | Connected Solutions Demand Response | In Queue | Commercial |  | 2023-05-08 | Lithium Ion |  | Tesla | 27 | 10 | 13.5 | 5 | BM | Customer Bill Savings (e.g., Demand Charge Management, TOU Arbitrage) | Renewable Shift | Reliability and Resiliency | Peak Shaving/ Load Leveling | 13162939 | Yes | AC-Coupled | PhotoVoltaic | 12 | 15.2
ESMAEX-02537 |  | MA - SMART Program |  |  | In Queue | Commercial |  | 2023-05-30 | Lithium Ion |  | Tesla | 13.5 | 10 | 13.5 | 10 | BM | Customer Bill Savings (e.g., Demand Charge Management, TOU Arbitrage) |  |  |  | 13497265 | Yes | AC-Coupled | PhotoVoltaic | 0 | 10
ESMAEX-02538 |  | MA - SMART Program |  | Connected Solutions Demand Response | In Queue | Commercial |  | 2023-05-30 | Lithium Ion |  | Tesla | 27 | 10 | 13.5 | 5 | BM | Customer Bill Savings (e.g., Demand Charge Management, TOU Arbitrage) | Renewable Shift | Reliability and Resiliency | Peak Shaving/ Load Leveling | 13497556 | Yes | AC-Coupled | PhotoVoltaic | 25.056 | 22.8
ESMAEX-02599 |  | MA - Energy Efficiency/ DR Program | MA - Energy Efficiency/ DR Program |  | In Queue | Commercial |  | 2023-06-21 | Lithium Ion |  | Tesla | 13.5 | 5 | 13.5 | 5 | BM |  | Self Generation |  |  | 13637890 | Yes | AC-Coupled | PhotoVoltaic | 13.2 | 5
ESMAEX-02640 |  | MA - SMART Program |  |  | In Queue | Commercial |  | 2023-07-06 | Lithium Ion |  | Tesla | 13.5 | 7 | 13.5 | 5 | BM | Customer Bill Savings (e.g., Demand Charge Management, TOU Arbitrage) | Renewable Shift | Reliability and Resiliency | Peak Shaving/ Load Leveling | 13948110 | Yes | AC-Coupled | PhotoVoltaic | 10 | 7.6
ESMAEX-02661 |  |  |  |  | In Queue | Commercial |  | 2023-07-11 | Lithium Ion |  | Tesla | 27 | 10 | 13.5 | 5 | BM |  |  |  |  | 13904020 | Yes | AC-Coupled | PhotoVoltaic | 14.58 | 20.2
ESMAEX-02682 |  |  |  | Class 1 REC | In Queue | Commercial |  | 2023-07-18 | Lithium Ion |  | Tesla | 13.5 | 13.5 | 13.5 | 7.6 | BM | Customer Bill Savings (e.g., Demand Charge Management, TOU Arbitrage) | Self Generation |  |  | 13972099 | Yes | AC-Coupled | PhotoVoltaic | 17.2 | 15.2
ESMAEX-02685 |  |  |  | Class ! REC | In Queue | Commercial |  | 2023-07-18 | Lithium Ion |  | Tesla | 13.5 | 13.5 | 13.5 | 7.6 | BM |  |  |  |  | 13874897 | Yes | AC-Coupled | PhotoVoltaic | 11.52 | 15.2
ESMAEX-02722 |  | MA - SMART Program |  | Connected Solutions Demand Response | In Queue | Commercial |  | 2023-07-28 | Lithium Ion |  | Tesla | 27 | 10 | 13.5 | 5 | BM | Customer Bill Savings (e.g., Demand Charge Management, TOU Arbitrage) | Renewable Shift | Reliability and Resiliency | Peak Shaving/ Load Leveling | 14114114 | Yes | AC-Coupled | PhotoVoltaic | 14.985 | 20.2
ESMAEX-02726 |  |  |  | Connected Solutions | In Queue | Commercial |  | 2023-07-30 | Lithium Ion |  | Tesla | 13.5 | 10 | 13.5 | 10 | BM | Customer Bill Savings (e.g., Demand Charge Management, TOU Arbitrage) |  |  |  | 14186923 | Yes | AC-Coupled | PhotoVoltaic | 0 | 10
ESMAEX-02782 |  |  |  |  | In Queue | Commercial |  | 2023-08-09 | Lithium Ion |  | Tesla | 13.5 | 7.6 | 13.5 | 7.6 | BM |  |  |  |  | 14125199 | Yes | AC-Coupled | PhotoVoltaic | 14.4 | 15.2
ESMAEX-02801 |  |  |  | Connected Solutions | In Queue | Commercial |  | 2023-08-11 | Lithium Ion |  | Tesla | 13.5 | 10 | 13.5 | 10 | BM | Customer Bill Savings (e.g., Demand Charge Management, TOU Arbitrage) |  |  |  | 14360072 | Yes | AC-Coupled | PhotoVoltaic | 0 | 10
ESMAEX-02802 |  | MA - SMART Program |  |  | In Queue | Commercial |  | 2023-08-11 | Lithium Ion |  | Tesla | 13.5 | 5 | 13.5 | 5 | BM | Customer Bill Savings (e.g., Demand Charge Management, TOU Arbitrage) |  |  |  | 14360206 | Yes | AC-Coupled | PhotoVoltaic | 0 | 5
ESMAEX-02816 |  |  |  |  | In Queue | Commercial |  | 2023-08-15 | Lithium Ion |  | Tesla | 13.5 | 5 | 13.5 | 5 | BM |  |  |  |  | 14350411 | Yes | AC-Coupled | PhotoVoltaic | 17.64 | 15
ESMAEX-02818 |  |  |  |  | In Queue | Commercial |  | 2023-08-15 | Lithium Ion |  | Tesla | 13.5 | 5 | 13.5 | 0 | BM |  |  |  |  | 14352221 | Yes | AC-Coupled | PhotoVoltaic | 14.985 | 15.2
ESMAEX-02844 |  |  |  |  | In Queue | Commercial |  | 2023-08-18 | Lithium Ion |  | Tesla | 27 | 10 | 13.5 | 10 | BM | Customer Bill Savings (e.g., Demand Charge Management, TOU Arbitrage) | Renewable Shift | Reliability and Resiliency | Peak Shaving/ Load Leveling | 14470501 | Yes | DC-Coupled | PhotoVoltaic | 19.035 | 15.2
ESMAEX-02860 |  | MA - SMART Program |  |  | In Queue | Commercial |  | 2023-08-23 | Lithium Ion |  | Tesla | 13.5 | 5 | 13.5 | 5 | BM | Customer Bill Savings (e.g., Demand Charge Management, TOU Arbitrage) |  |  |  | 14514285 | Yes | AC-Coupled | PhotoVoltaic | 0 | 5
ESMAEX-02990 |  |  |  | Class 1 REC | In Queue | Commercial |  | 2023-09-29 | Lithium Ion |  | Tesla | 13.5 | 7.6 | 13.5 | 7.6 | BM | Customer Bill Savings (e.g., Demand Charge Management, TOU Arbitrage) | Self Generation |  |  | 14759485 | Yes | AC-Coupled | PhotoVoltaic | 10.8 | 15.2
ESMAEX-03061 |  | MA - DOER/ MassCEC Funded Projects | MA - SMART Program |  | In Queue | Commercial |  | 2023-10-17 | Lithium Ion |  | Tesla | 14 | 5.8 | 13.5 | 10 | BM | Reliability and Resiliency | Renewable Shift |  |  | 15106971 | Yes | AC-Coupled | Fuel Cell | 0 | 10
ESMAEX-03086 |  |  |  |  | In Queue | Commercial |  | 2023-10-25 | Lithium Ion |  | Tesla | 13.5 | 5 | 13.5 | 5 | BM | Customer Bill Savings (e.g., Demand Charge Management, TOU Arbitrage) | Renewable Shift | Reliability and Resiliency | Peak Shaving/ Load Leveling | 15120504 | Yes | AC-Coupled | PhotoVoltaic | 4.05 | 22
ESMAEX-03091 |  |  |  |  | In Queue | Commercial |  | 2023-10-26 | Lithium Ion |  | Tesla | 13.5 | 5 | 13.5 | 5 | BM | Customer Bill Savings (e.g., Demand Charge Management, TOU Arbitrage) | Renewable Shift | Reliability and Resiliency | Peak Shaving/ Load Leveling | 15222980 | Yes | AC-Coupled | PhotoVoltaic | 0 | 5
ESMAEX-03108 |  |  |  |  | In Queue | Commercial |  | 2023-11-02 | Lithium Ion |  | Tesla | 13.5 | 5 | 13.5 | 5 | BM | Customer Bill Savings (e.g., Demand Charge Management, TOU Arbitrage) | Renewable Shift | Reliability and Resiliency | Peak Shaving/ Load Leveling | 15335960 | Yes | AC-Coupled | PhotoVoltaic | 12.8 | 20.2
ESMAEX-03124 |  |  |  | Utility DR program | In Queue | Commercial |  | 2023-11-07 | Lithium Ion |  | Tesla | 13.5 | 5 | 13.5 | 5 | BM | Peak Shaving/ Load Leveling | Renewable Shift | Reliability and Resiliency | Peak Shaving/ Load Leveling | 15433405 | Yes | AC-Coupled | PhotoVoltaic | 9.6 | 7.6
ESMAEX-03131 |  |  |  |  | In Queue | Commercial |  | 2023-11-08 | Lithium Ion |  | Tesla | 13.5 | 5 | 13.5 | 5 | BM |  |  |  |  | 15432896 | Yes | AC-Coupled | PhotoVoltaic | 0 | 5
ESMAEX-03157 |  | MA - SMART Program |  | Connected Solutions Demand Response | In Queue | Commercial |  | 2023-11-15 | Lithium Ion |  | Tesla | 27 | 10 | 13.5 | 5 | BM | Customer Bill Savings (e.g., Demand Charge Management, TOU Arbitrage) | Renewable Shift | Reliability and Resiliency | Peak Shaving/ Load Leveling | 15539408 | Yes | AC-Coupled | PhotoVoltaic | 13.392 | 20.2
ESMAEX-03177 |  |  |  |  | In Queue | Commercial |  | 2023-11-20 | Lithium Ion |  | Tesla | 13.5 | 5 | 13.5 | 5 | BM | Customer Bill Savings (e.g., Demand Charge Management, TOU Arbitrage) | Reliability and Resiliency |  |  | 15745530 | Yes | AC-Coupled | PhotoVoltaic | 12.15 | 15.2
ESMAEX-03197 |  |  |  |  | In Queue | Commercial |  | 2023-11-28 | Lithium Ion |  | Tesla | 13.5 | 5 | 13.5 | 5 | BM | Customer Bill Savings (e.g., Demand Charge Management, TOU Arbitrage) | Renewable Shift | Reliability and Resiliency |  | 15555470 | Yes | AC-Coupled | PhotoVoltaic | 0 | 10
ESMAEX-03275 |  |  |  | Utility DR program | In Queue | Commercial |  | 2023-12-13 | Lithium Ion |  | Tesla | 13.5 | 10 | 13.5 | 10 | BM | Peak Shaving/ Load Leveling | Renewable Shift | Reliability and Resiliency | Peak Shaving/ Load Leveling | 15973907 | Yes | AC-Coupled | PhotoVoltaic | 8.75 | 6
ESMAEX-03292 |  |  |  |  | In Queue | Commercial |  | 2023-12-19 | Lithium Ion |  | Tesla | 13.5 | 13.5 | 13.5 | 7.6 | BM |  |  |  |  | 15863163 | Yes | AC-Coupled | PhotoVoltaic | 13.44 | 15.2
ESMAEX-03302 |  | MA - SMART Program |  | Connected Solutions Demand Response | In Queue | Commercial |  | 2023-12-20 | Lithium Ion |  | Tesla | 40.5 | 15 | 13.5 | 5 | BM | Customer Bill Savings (e.g., Demand Charge Management, TOU Arbitrage) | Renewable Shift | Reliability and Resiliency | Peak Shaving/ Load Leveling | 15972898 | Yes | AC-Coupled | PhotoVoltaic | 16.2 | 20.2
ESMAEX-03318 |  |  |  | Class 1 REC | In Queue | Commercial |  | 2023-12-28 | Lithium Ion |  | Tesla | 13.5 | 13.5 | 13.5 | 7.6 | BM |  |  |  |  | 15914330 | Yes | AC-Coupled | PhotoVoltaic | 15.96 | 15.2
ESMAEX-03323 |  |  |  |  | In Queue | Commercial |  | 2024-01-03 | Lithium Ion |  | Tesla | 13.5 | 7.6 | 13.5 | 7.6 | BM |  |  |  |  | 15986647 | Yes | AC-Coupled | PhotoVoltaic | 16.8 | 15.36
ESMAEX-03326 |  |  |  |  | In Queue | Commercial |  | 2024-01-03 | Lithium Ion |  | Tesla | 13.5 | 7.6 | 13.5 | 7.6 | BM | Customer Bill Savings (e.g., Demand Charge Management, TOU Arbitrage) |  |  |  | 15985647 | Yes | AC-Coupled | PhotoVoltaic | 17.64 | 15.36
ESMAEX-03330 |  |  |  | Class 1 Rec | In Queue | Commercial |  | 2024-01-04 | Lithium Ion |  | Tesla | 13.5 | 13.5 | 13.5 | 7.6 | BM | Customer Bill Savings (e.g., Demand Charge Management, TOU Arbitrage) | Self Generation |  |  | 16090432 | Yes | AC-Coupled | PhotoVoltaic | 12.15 | 15.2
ESMAEX-03347 |  |  |  | Connected Solutions Demand Response | In Queue | Commercial |  | 2024-01-09 | Lithium Ion |  | Tesla | 13.5 | 5 | 13.5 | 5 | BM | Customer Bill Savings (e.g., Demand Charge Management, TOU Arbitrage) | Renewable Shift | Reliability and Resiliency | Peak Shaving/ Load Leveling | 16078560 | Yes | AC-Coupled | PhotoVoltaic | 0 | 5
ESMAEX-03350 |  |  |  |  | In Queue | Commercial |  | 2024-01-10 | Lithium Ion |  | Tesla | 13.5 | 10 | 13.5 | 10 | BM | Customer Bill Savings (e.g., Demand Charge Management, TOU Arbitrage) | Renewable Shift | Reliability and Resiliency | Peak Shaving/ Load Leveling | 16079006 | Yes | AC-Coupled | PhotoVoltaic | 0 | 10
ESMAEX-03380 |  |  |  | REC 1 | In Queue | Commercial |  | 2024-01-24 | Lithium Ion |  | Tesla | 13.5 | 13.5 | 13.5 | 7.6 | BM |  |  |  |  | 16173407 | Yes | AC-Coupled | PhotoVoltaic | 14.7 | 15.2
ESMAEX-03411 |  |  |  |  | In Queue | Commercial |  | 2024-02-02 | Lithium Ion |  | Tesla | 5.8 | 5.8 | 13.5 | 5.8 | BM | [5 empty] | Yes | AC-Coupled | Fuel Cell | 0 | 5.8
ESMAEX-01858 |  | MA - Energy Efficiency/ DR Program | MA - Energy Efficiency/ DR Program |  | In Queue | Commercial |  | 2022-11-29 | Lithium Ion |  | Tesla | 10 | 10 | 14 | 10 | BM | Reliability and Resiliency |  |  |  | 11417171 | Yes | AC-Coupled | PhotoVoltaic | 7.6 | 6
ESMAEX-01998 |  | MA - Energy Efficiency/ DR Program | MA - Energy Efficiency/ DR Program |  | In Queue | Commercial |  | 2023-01-11 | Lithium Ion |  | Tesla | 10 | 10 | 14 | 10 | BM | Reliability and Resiliency |  |  |  | 11878357 | Yes | AC-Coupled | PhotoVoltaic | 14.8 | 11.4
ESMAEX-02331 |  |  |  |  | In Queue | Commercial |  | 2023-03-31 | Lithium Ion |  | Tesla | 10 | 10 | 14 | 10 | BM | Reliability and Resiliency |  |  |  | 12707868 | Yes | AC-Coupled | PhotoVoltaic | 8.4 | 10
ESMAEX-03204 |  |  |  | Class 1 REC | In Queue | Commercial |  | 2023-11-29 | Lithium Ion |  | Tesla | 13.5 | 13.5 | 14 | 10 | BM | Customer Bill Savings (e.g., Demand Charge Management, TOU Arbitrage) | Self Generation |  |  | 15653444 | Yes | AC-Coupled | PhotoVoltaic | 11.2 | 20
ESMAEX-02923 |  | MA - Energy Efficiency/ DR Program | MA - Energy Efficiency/ DR Program |  | In Queue | Commercial |  | 2023-09-15 | Lithium Ion |  | Tesla | 14 | 14 | 15 | 15 | BM | Reliability and Resiliency |  |  |  | 14659136 | Yes | AC-Coupled | PhotoVoltaic | 0 | 15
ESMAEX-03356 |  | MA - SMART Program |  |  | In Queue | Commercial |  | 2024-01-12 | Lithium Ion |  | Other | 30.72 | 28.8 | 15 | 15 | BM |  |  |  |  | 16178530 | Yes | AC-Coupled | PhotoVoltaic | 15.39 | 15
ESMAEX-03407 |  |  |  |  | In Queue | Commercial |  | 2024-02-01 | Lithium Ion |  | Enphase | 5 | 5 | 15 | 15 | BM | [5 empty] | Yes | AC-Coupled | PhotoVoltaic | 11.745 | 15
ESMAEX-03018 |  |  |  |  | In Queue | Commercial |  | 2023-10-04 | Lithium Ion |  | Tesla | 15.36 | 15 | 15.36 | 15 | SA | Customer Bill Savings (e.g., Demand Charge Management, TOU Arbitrage) | Renewable Shift | Reliability and Resiliency | Peak Shaving/ Load Leveling | 15024655 | Yes | AC-Coupled | PhotoVoltaic | 0 | 15
ESMAEX-03418 |  |  |  |  | In Queue | Commercial |  | 2024-02-06 | Lithium Ion |  | Enphase | 15.36 | 15.36 | 15.36 | 15.36 | BM | Reliability and Resiliency |  |  |  |  | Yes | AC-Coupled | PhotoVoltaic | 0 | 15.36
ESMAEX-03161 |  |  |  |  | In Queue | Commercial |  | 2023-11-15 | Lithium Ion |  | LG Chem | 15.8 | 15 | 15.8 | 15 | BM | Customer Bill Savings (e.g., Demand Charge Management, TOU Arbitrage) |  |  |  | 15528596 | Yes | AC-Coupled | PhotoVoltaic | 7.25 | 15
ESMAEX-01512 |  |  |  |  | In Queue | Commercial |  | 2022-08-25 | Lithium Ion |  | LG Chem | 16 | 7 | 16 | 7 | BM |  |  |  | Whole home backup | 10324365 | Yes | DC-Coupled | PhotoVoltaic | 23.725 | 20
ESMAEX-01640 |  | MA - SMART Program |  |  | In Queue | Commercial |  | 2022-09-28 | Lithium Ion |  | Enphase | 16.8 | 16.8 | 16.8 | 0 | BM |  |  |  | home back up | 10821534 | Yes | AC-Coupled | PhotoVoltaic | 18 | 19.9
ESMAEX-02478 |  | MA - SMART Program |  |  | In Queue | Commercial |  | 2023-05-15 | Lithium Ion |  | Enphase | 17.5 | 15 | 16.8 | 15 | BM | Reliability and Resiliency |  | Micogrid |  | 13411673 | Yes | AC-Coupled | PhotoVoltaic | 4.8 | 4.4
ESMAEX-02744 |  | MA - SMART Program |  |  | In Queue | Commercial |  | 2023-08-01 | Lithium Ion |  | Enphase | 3.5 | 3 | 16.8 | 6.4 | BM | Reliability and Resiliency |  |  |  | 14216658 | Yes | AC-Coupled | PhotoVoltaic | 17.6 | 13
ESMAEX-03332 |  |  |  |  | In Queue | Commercial |  | 2024-01-04 | Lithium Ion |  | Other | 18.43 | 9.22 | 17.51 | 8.76 | BM | [5 empty] | Yes | AC-Coupled | PhotoVoltaic | 14.58 | 15
ESMAEX-01124 |  | MA - SMART Program |  |  | In Queue | Commercial |  | 2022-04-28 | Lithium Ion |  | Other | 18 | 0 | 18 | 0 | BM | Customer Bill Savings (e.g., Demand Charge Management, TOU Arbitrage) |  |  |  | 9117017 | Yes | DC-Coupled | PhotoVoltaic | 30 | 19.99
ESMAEX-02974 |  |  |  |  | In Queue | Commercial |  | 2023-09-28 | Lithium Ion |  | Other | 124 | 42 | 20 | 20 | BM | Customer Bill Savings (e.g., Demand Charge Management, TOU Arbitrage) |  |  | Eversource Connected Solutions Demand Response Program (Daily Dispatch) | 15023936 | No | AC-Coupled | PhotoVoltaic | 0 | 20
ESMAEX-02813 |  | MA - Energy Efficiency/ DR Program | MA - Energy Efficiency/ DR Program |  | In Queue | Commercial |  | 2023-08-15 | Lithium Ion |  | Enphase | 21 | 11.52 | 21 | 11.52 | BM | Customer Bill Savings (e.g., Demand Charge Management, TOU Arbitrage) |  |  |  | 14361633 | Yes | AC-Coupled | PhotoVoltaic | 10.53 | 7.8
ESMAEX-02970 |  | MA - SMART Program |  |  | In Queue | Commercial |  | 2023-09-27 | Lithium Ion |  | Other | 26 | 12.8 | 26 | 12.8 | BM | Customer Bill Savings (e.g., Demand Charge Management, TOU Arbitrage) | Reliability and Resiliency |  |  | 14939348 | Yes | AC-Coupled | PhotoVoltaic | 6.4 | 6.144
ESMAEX-01128 |  | MA - SMART Program |  | Connected Solutions Demand Response | In Queue | Commercial |  | 2022-04-29 | Lithium Ion |  | Tesla | 40.5 | 15 | 27 | 10 | BM | Customer Bill Savings (e.g., Demand Charge Management, TOU Arbitrage) | Reliability and Resiliency |  |  | 9173567 | Yes | AC-Coupled | PhotoVoltaic | 9.6 | 17.6
ESMAEX-01163 |  | MA - SMART Program |  | Connected Solutions Demand Response | In Queue | Commercial |  | 2022-05-10 | Lithium Ion |  | Tesla | 54 | 20 | 27 | 10 | BM | Customer Bill Savings (e.g., Demand Charge Management, TOU Arbitrage) | Reliability and Resiliency |  |  |  | Yes | AC-Coupled | PhotoVoltaic | 16.32 | 25.2
ESMAEX-01822 |  | MA - SMART Program |  | Connected Solutions Demand Response | In Queue | Commercial |  | 2022-11-16 | Lithium Ion |  | Tesla | 27 | 10 | 27 | 10 | BM | Customer Bill Savings (e.g., Demand Charge Management, TOU Arbitrage) | Renewable Shift | Reliability and Resiliency | Peak Shaving/ Load Leveling | 11397254 | Yes | AC-Coupled | PhotoVoltaic | 16 | 15.2
ESMAEX-01948 |  |  |  | Connected Solutions Demand Response | In Queue | Commercial |  | 2022-12-27 | Lithium Ion |  | Tesla | 27 | 10 | 27 | 10 | BM | Customer Bill Savings (e.g., Demand Charge Management, TOU Arbitrage) | Renewable Shift | Reliability and Resiliency | Peak Shaving/ Load Leveling | 11742414 | Yes | AC-Coupled | PhotoVoltaic | 0 | 10
ESMAEX-01953 |  | MA - SMART Program |  | Connected Solutions Demand Response | In Queue | Commercial |  | 2023-01-03 | Lithium Ion |  | Tesla | 27 | 10 | 27 | 10 | BM | Customer Bill Savings (e.g., Demand Charge Management, TOU Arbitrage) | Renewable Shift | Reliability and Resiliency | Peak Shaving/ Load Leveling | 11742840 | Yes | AC-Coupled | PhotoVoltaic | 8.48 | 7.6
ESMAEX-01957 |  |  |  | Connected Solutions Demand Response | In Queue | Commercial |  | 2023-01-03 | Lithium Ion |  | Tesla | 27 | 10 | 27 | 10 | BM | Customer Bill Savings (e.g., Demand Charge Management, TOU Arbitrage) | Renewable Shift | Reliability and Resiliency | Peak Shaving/ Load Leveling | 11775670 | Yes | AC-Coupled | PhotoVoltaic | 0 | 10
ESMAEX-01975 |  | MA - SMART Program |  | Connected Solutions Demand Response | In Queue | Commercial |  | 2023-01-06 | Lithium Ion |  | Tesla | 27 | 10 | 27 | 10 | BM | Customer Bill Savings (e.g., Demand Charge Management, TOU Arbitrage) | Renewable Shift | Reliability and Resiliency | Peak Shaving/ Load Leveling | 11884943 | Yes | AC-Coupled | PhotoVoltaic | 9.6 | 7.6
ESMAEX-01997 |  |  |  | Connected Solutions Demand Response | In Queue | Commercial |  | 2023-01-10 | Lithium Ion |  | Tesla | 27 | 10 | 27 | 10 | BM | Customer Bill Savings (e.g., Demand Charge Management, TOU Arbitrage) | Renewable Shift | Reliability and Resiliency | Peak Shaving/ Load Leveling | 11884346 | Yes | AC-Coupled | PhotoVoltaic | 0 | 10
ESMAEX-02064 |  |  |  |  | In Queue | Commercial |  | 2023-01-24 | Lithium Ion |  | Tesla | 27 | 10 | 27 | 10 | BM | Customer Bill Savings (e.g., Demand Charge Management, TOU Arbitrage) | Renewable Shift | Reliability and Resiliency | Peak Shaving/ Load Leveling | 12002131 | Yes | AC-Coupled | PhotoVoltaic | 0 | 10
ESMAEX-02115 |  | MA - SMART Program |  | Connected Solutions Demand Response | In Queue | Commercial |  | 2023-02-04 | Lithium Ion |  | Tesla | 27 | 10 | 27 | 10 | BM | Customer Bill Savings (e.g., Demand Charge Management, TOU Arbitrage) | Renewable Shift | Reliability and Resiliency | Peak Shaving/ Load Leveling | 12016517 | Yes | AC-Coupled | PhotoVoltaic | 11.232 | 25.2
ESMAEX-02128 |  | MA - SMART Program |  | Connected Solutions Demand Response | In Queue | Commercial |  | 2023-02-06 | Lithium Ion |  | Tesla | 27 | 10 | 27 | 10 | BM | Customer Bill Savings (e.g., Demand Charge Management, TOU Arbitrage) | Renewable Shift | Reliability and Resiliency | Peak Shaving/ Load Leveling | 11932537 | Yes | AC-Coupled | PhotoVoltaic | 0 | 10
ESMAEX-02229 |  |  |  | Connected Solutions Demand Response | In Queue | Commercial |  | 2023-03-03 | Lithium Ion |  | Tesla | 27 | 10 | 27 | 10 | BM | Customer Bill Savings (e.g., Demand Charge Management, TOU Arbitrage) | Renewable Shift | Reliability and Resiliency | Peak Shaving/ Load Leveling | 12365240 | Yes | AC-Coupled | PhotoVoltaic | 0 | 10
ESMAEX-02245 |  | MA - SMART Program |  | Connected Solutions | In Queue | Commercial |  | 2023-03-08 | Lithium Ion |  | Tesla | 27 | 10 | 27 | 10 | BM | Customer Bill Savings (e.g., Demand Charge Management, TOU Arbitrage) | Wholesale Market | Renewable Shift |  | 12348977 | Yes | AC-Coupled | PhotoVoltaic | 10 | 7.6
ESMAEX-02444 |  | MA - SMART Program |  | Connected Solutions Demand Response | In Queue | Commercial |  | 2023-05-04 | Lithium Ion |  | Tesla | 27 | 10 | 27 | 10 | BM | Customer Bill Savings (e.g., Demand Charge Management, TOU Arbitrage) | Renewable Shift | Reliability and Resiliency | Peak Shaving/ Load Leveling | 13147690 | Yes | AC-Coupled | PhotoVoltaic | 12.8 | 25.2
ESMAEX-02458 |  |  |  |  | In Queue | Commercial |  | 2023-05-06 | Lithium Ion |  | Tesla | 27 | 10 | 27 | 10 | BM | Customer Bill Savings (e.g., Demand Charge Management, TOU Arbitrage) | Renewable Shift | Reliability and Resiliency | Peak Shaving/ Load Leveling | 13162893 | Yes | AC-Coupled | PhotoVoltaic | 0 | 10
ESMAEX-02570 |  | MA - SMART Program |  | Net Metering | In Queue | Commercial |  | 2023-06-08 | Lithium Ion |  | Tesla | 27 | 10 | 27 | 10 | BM |  |  |  | Backup Power | 13552775 | Yes | AC-Coupled | PhotoVoltaic | 11.25 | 17.6
ESMAEX-02577 |  | MA - SMART Program |  |  | In Queue | Commercial |  | 2023-06-12 | Lithium Ion |  | Tesla | 13.5 | 5 | 27 | 10 | BM | Customer Bill Savings (e.g., Demand Charge Management, TOU Arbitrage) | Renewable Shift | Reliability and Resiliency | Peak Shaving/ Load Leveling | 13673508 | Yes | AC-Coupled | PhotoVoltaic | 5.2 | 7.6
ESMAEX-02608 |  | MA - Energy Efficiency/ DR Program | MA - Energy Efficiency/ DR Program |  | In Queue | Commercial |  | 2023-06-23 | Lithium Ion |  | Tesla | 27 | 10 | 27 | 10 | BM |  | Self Generation |  |  | 13758661 | Yes | AC-Coupled | PhotoVoltaic | 0 | 10
ESMAEX-02609 |  | MA - Energy Efficiency/ DR Program | MA - Energy Efficiency/ DR Program |  | In Queue | Commercial |  | 2023-06-23 | Lithium Ion |  | Tesla | 27 | 10 | 27 | 10 | BM |  | Self Generation |  |  | 13758872 | Yes | AC-Coupled | PhotoVoltaic | 0 | 10
ESMAEX-02692 |  | MA - SMART Program |  |  | In Queue | Commercial |  | 2023-07-19 | Lithium Ion |  | Tesla | 27 | 10 | 27 | 10 | BM | Customer Bill Savings (e.g., Demand Charge Management, TOU Arbitrage) | Renewable Shift | Reliability and Resiliency | Peak Shaving/ Load Leveling | 13893278 | Yes | AC-Coupled | PhotoVoltaic | 24 | 22.8
ESMAEX-02742 |  |  |  |  | In Queue | Commercial |  | 2023-08-01 | Lithium Ion |  | Tesla | 27 | 10 | 27 | 10 | BM |  | Self Generation |  |  | 14142797 | Yes | AC-Coupled | PhotoVoltaic | 0 | 10
ESMAEX-02743 |  |  |  |  | In Queue | Commercial |  | 2023-08-01 | Lithium Ion |  | Tesla | 27 | 15.2 | 27 | 15.2 | BM |  |  |  |  | 14143563 | Yes | AC-Coupled | PhotoVoltaic | 12 | 15.2
ESMAEX-02751 |  |  |  |  | In Queue | Commercial |  | 2023-08-04 | Lithium Ion |  | Tesla | 27 | 10 | 27 | 10 | BM |  | Self Generation |  |  | 14281414 | Yes | AC-Coupled | PhotoVoltaic | 0 | 10
ESMAEX-02759 |  |  |  |  | In Queue | Commercial |  | 2023-08-04 | Lithium Ion |  | Tesla | 13.5 | 5 | 27 | 10 | BM | Reliability and Resiliency |  |  |  | 14095217 | Yes | AC-Coupled | PhotoVoltaic | 17.22 | 13.12
ESMAEX-02760 |  |  |  |  | In Queue | Commercial |  | 2023-08-07 | Lithium Ion |  | Tesla | 27 | 10 | 27 | 10 | BM |  | Self Generation |  |  | 14345845 | Yes | AC-Coupled | PhotoVoltaic | 11.75 | 8.7
ESMAEX-02878 |  |  |  |  | In Queue | Commercial |  | 2023-08-29 | Lithium Ion |  | Tesla | 27 | 10 | 27 | 10 | BM | Customer Bill Savings (e.g., Demand Charge Management, TOU Arbitrage) | Renewable Shift | Reliability and Resiliency | Peak Shaving/ Load Leveling | 14583986 | Yes | AC-Coupled | PhotoVoltaic | 0 | 10
ESMAEX-02924 |  | MA - Energy Efficiency/ DR Program | MA - Energy Efficiency/ DR Program |  | In Queue | Commercial |  | 2023-09-15 | Lithium Ion |  | Tesla | 27 | 10 | 27 | 10 | BM |  | Self Generation |  |  | 14894770 | Yes | AC-Coupled | PhotoVoltaic | 0 | 10
ESMAEX-02926 |  |  |  |  | In Queue | Commercial |  | 2023-09-15 | Lithium Ion |  | Tesla | 27 | 10 | 27 | 10 | BM |  | Self Generation |  |  | 14659241 | Yes | AC-Coupled | PhotoVoltaic | 0 | 10
ESMAEX-02930 |  |  |  |  | In Queue | Commercial |  | 2023-09-18 | Lithium Ion |  | Tesla | 27 | 10 | 27 | 10 | BM | Customer Bill Savings (e.g., Demand Charge Management, TOU Arbitrage) | Wholesale Market | Renewable Shift |  | 14753342 | Yes | AC-Coupled | PhotoVoltaic | 0 | 5
ESMAEX-02948 |  |  |  |  | In Queue | Commercial |  | 2023-09-22 | Lithium Ion |  | Tesla | 27 | 10 | 27 | 10 | BM | Customer Bill Savings (e.g., Demand Charge Management, TOU Arbitrage) | Renewable Shift | Reliability and Resiliency | Peak Shaving/ Load Leveling | 14816330 | Yes | AC-Coupled | PhotoVoltaic | 0 | 10
ESMAEX-02956 |  | MA - SMART Program |  | Connected Solutions Demand Response | In Queue | Commercial |  | 2023-09-26 | Lithium Ion |  | Tesla | 27 | 10 | 27 | 10 | BM | Customer Bill Savings (e.g., Demand Charge Management, TOU Arbitrage) | Renewable Shift | Reliability and Resiliency | Peak Shaving/ Load Leveling | 14844276 | Yes | AC-Coupled | PhotoVoltaic | 0 | 10
ESMAEX-02995 |  | MA - SMART Program |  |  | In Queue | Commercial |  | 2023-10-02 | Lithium Ion |  | Tesla | 27 | 10 | 27 | 10 | BM | Reliability and Resiliency | Self Generation |  | Utility DR Program | 14977563 | Yes | AC-Coupled | PhotoVoltaic | 5.67 | 3.8
ESMAEX-03021 |  |  |  | Connected Solutions | In Queue | Commercial |  | 2023-10-04 | Lithium Ion |  | Tesla | 27 | 10 | 27 | 10 | BM | Customer Bill Savings (e.g., Demand Charge Management, TOU Arbitrage) |  |  |  | 15024129 | Yes | AC-Coupled | PhotoVoltaic | 22.41 | 20
ESMAEX-03028 |  |  |  |  | In Queue | Commercial |  | 2023-10-06 | Lithium Ion |  | Tesla | 27 | 10 | 27 | 10 | BM |  | Self Generation |  |  | 15064725 | Yes | AC-Coupled | PhotoVoltaic | 0 | 10
ESMAEX-03054 |  | MA - SMART Program |  | Connected Solutions Demand Response | In Queue | Commercial |  | 2023-10-16 | Lithium Ion |  | Tesla | 27 | 10 | 27 | 10 | BM | Customer Bill Savings (e.g., Demand Charge Management, TOU Arbitrage) | Renewable Shift | Reliability and Resiliency | Peak Shaving/ Load Leveling | 15119777 | Yes | AC-Coupled | PhotoVoltaic | 9.8814 | 17.6
ESMAEX-03070 |  | MA - SMART Program |  |  | In Queue | Commercial |  | 2023-10-19 | Lithium Ion |  | Tesla | 27 | 10 | 27 | 10 | BM |  | Self Generation |  |  | 15764812 | Yes | AC-Coupled | PhotoVoltaic | 16.61 | 12.3
ESMAEX-03090 |  | MA - DOER/ MassCEC Funded Projects | MA - SMART Program |  | In Queue | Commercial |  | 2023-10-26 | Lithium Ion |  | Tesla | 14 | 5 | 27 | 10 | BM | Reliability and Resiliency |  |  |  | 15223192 | Yes | AC-Coupled | Fuel Cell | 0 | 5
ESMAEX-03093 |  | MA - DOER/ MassCEC Funded Projects | MA - SMART Program |  | In Queue | Commercial |  | 2023-10-30 | Lithium Ion |  | Tesla | 28 | 11.6 | 27 | 10 | BM | Reliability and Resiliency |  |  |  | 15268620 | Yes | AC-Coupled | Fuel Cell | 0 | 10
ESMAEX-03097 |  | MA - SMART Program |  | Connected Solutions Demand Response | In Queue | Commercial |  | 2023-10-30 | Lithium Ion |  | Tesla | 27 | 10 | 27 | 10 | BM | Customer Bill Savings (e.g., Demand Charge Management, TOU Arbitrage) | Renewable Shift | Reliability and Resiliency | Peak Shaving/ Load Leveling | 15314030 | Yes | AC-Coupled | PhotoVoltaic | 11.34 | 20
ESMAEX-03116 |  | MA - SMART Program |  | Connected Solutions Demand Response | In Queue | Commercial |  | 2023-11-03 | Lithium Ion |  | Tesla | 27 | 10 | 27 | 10 | BM | Customer Bill Savings (e.g., Demand Charge Management, TOU Arbitrage) | Renewable Shift | Reliability and Resiliency | Peak Shaving/ Load Leveling | 15418740 | Yes | AC-Coupled | PhotoVoltaic | 0 | 20.125
ESMAEX-03122 |  | MA - SMART Program |  | Utility DR Program | In Queue | Commercial |  | 2023-11-07 | Lithium Ion |  | Tesla | 27 | 10 | 27 | 10 | BM | Reliability and Resiliency | Self Generation |  | Utility DR Program | 15406859 | Yes | AC-Coupled | PhotoVoltaic | 0 | 14
ESMAEX-03163 |  | MA - Energy Efficiency/ DR Program | MA - Energy Efficiency/ DR Program |  | In Queue | Commercial |  | 2023-11-16 | Lithium Ion |  | Tesla | 27 | 10 | 27 | 10 | BM |  | Self Generation |  |  | 15529287 | Yes | AC-Coupled | PhotoVoltaic | 0 | 20
ESMAEX-03178 |  |  |  |  | In Queue | Commercial |  | 2023-11-20 | Lithium Ion |  | Tesla | 27 | 10 | 27 | 10 | BM | Customer Bill Savings (e.g., Demand Charge Management, TOU Arbitrage) | Reliability and Resiliency |  |  | 15731667 | Yes | AC-Coupled | PhotoVoltaic | 14.98 | 15.2
ESMAEX-03181 |  |  |  |  | In Queue | Commercial |  | 2023-11-21 | Lithium Ion |  | Tesla | 27 | 10 | 27 | 10 | BM | Customer Bill Savings (e.g., Demand Charge Management, TOU Arbitrage) | Reliability and Resiliency |  |  | 15731601 | Yes | AC-Coupled | PhotoVoltaic | 0 | 10
ESMAEX-03193 |  |  |  | Utility DR Program | In Queue | Commercial |  | 2023-11-23 | Lithium Ion |  | Tesla | 27 | 10 | 27 | 10 | BM | Customer Bill Savings (e.g., Demand Charge Management, TOU Arbitrage) | Renewable Shift | Reliability and Resiliency | Peak Shaving/ Load Leveling | 15578829 | Yes | AC-Coupled | PhotoVoltaic | 11.285 | 10
ESMAEX-03201 |  |  |  | Utility DR Program | In Queue | Commercial |  | 2023-11-28 | Lithium Ion |  | Tesla | 27 | 10 | 27 | 10 | BM | Customer Bill Savings (e.g., Demand Charge Management, TOU Arbitrage) | Renewable Shift | Reliability and Resiliency | Peak Shaving/ Load Leveling | 15746922 | Yes | AC-Coupled | PhotoVoltaic | 0 | 0
ESMAEX-03207 |  |  |  |  | In Queue | Commercial |  | 2023-11-30 | Lithium Ion |  | Tesla | 13.5 | 5 | 27 | 10 | BM |  |  |  |  | 15765294 | Yes | AC-Coupled | PhotoVoltaic | 10.08 | 7.6
ESMAEX-03257 |  |  |  | Utility DR Program | In Queue | Commercial |  | 2023-12-07 | Lithium Ion |  | Tesla | 27 | 10 | 27 | 10 | BM | Customer Bill Savings (e.g., Demand Charge Management, TOU Arbitrage) | Renewable Shift | Reliability and Resiliency | Peak Shaving/ Load Leveling | 15892216 | Yes | AC-Coupled | PhotoVoltaic | 11.2 | 10
ESMAEX-03263 |  | MA - SMART Program |  | Net Metering | In Queue | Commercial |  | 2023-12-11 | Lithium Ion |  | Tesla | 27 | 10 | 27 | 10 | BM |  |  |  | Backup Power | 15909341 | Yes | AC-Coupled | PhotoVoltaic | 27.135 | 19
ESMAEX-03289 |  | MA - SMART Program |  | Connected Solutions Demand Response | In Queue | Commercial |  | 2023-12-19 | Lithium Ion |  | Tesla | 13.5 | 5 | 27 | 10 | BM | Customer Bill Savings (e.g., Demand Charge Management, TOU Arbitrage) | Renewable Shift | Reliability and Resiliency | Peak Shaving/ Load Leveling | 15961871 | Yes | AC-Coupled | PhotoVoltaic | 8.1 | 17.6
ESMAEX-03290 |  |  |  |  | In Queue | Commercial |  | 2023-12-19 | Lithium Ion |  | Tesla | 27 | 10 | 27 | 10 | BM |  |  |  |  | 15905167 | Yes | AC-Coupled | PhotoVoltaic | 8.505 | 7.6
ESMAEX-03296 |  |  |  | Connected Solutions Demand Response | In Queue | Commercial |  | 2023-12-20 | Lithium Ion |  | Tesla | 27 | 10 | 27 | 10 | BM | Customer Bill Savings (e.g., Demand Charge Management, TOU Arbitrage) | Renewable Shift | Reliability and Resiliency | Peak Shaving/ Load Leveling | 15989125 | Yes | AC-Coupled | PhotoVoltaic | 0 | 10
ESMAEX-03307 |  | MA - SMART Program |  |  | In Queue | Commercial |  | 2023-12-21 | Lithium Ion |  | Tesla | 27 | 10 | 27 | 10 | BM | Customer Bill Savings (e.g., Demand Charge Management, TOU Arbitrage) | Renewable Shift | Reliability and Resiliency | Peak Shaving/ Load Leveling |  | Yes | AC-Coupled | PhotoVoltaic | 12.96 | 20.2
ESMAEX-03316 |  | MA - SMART Program |  |  | In Queue | Commercial |  | 2023-12-27 | Lithium Ion |  | Tesla | 27 | 10 | 27 | 10 | BM | Customer Bill Savings (e.g., Demand Charge Management, TOU Arbitrage) | Renewable Shift | Reliability and Resiliency | Peak Shaving/ Load Leveling | 16083182 | Yes | AC-Coupled | PhotoVoltaic | 12.15 | 11.4
ESMAEX-03331 |  |  |  |  | In Queue | Commercial |  | 2024-01-04 | Lithium Ion |  | Tesla | 27 | 10 | 27 | 10 | BM |  |  |  |  | 16109760 | Yes | AC-Coupled | PhotoVoltaic | 0 | 10
ESMAEX-03336 |  |  |  |  | In Queue | Commercial |  | 2024-01-05 | Lithium Ion |  | Tesla | 27 | 10 | 27 | 10 | BM | Customer Bill Savings (e.g., Demand Charge Management, TOU Arbitrage) | Reliability and Resiliency |  |  | 16077275 | Yes | AC-Coupled | PhotoVoltaic | 0 | 5
ESMAEX-03351 |  | MA - SMART Program |  |  | In Queue | Commercial |  | 2024-01-10 | Lithium Ion |  | Tesla | 27 | 10 | 27 | 10 | BM | Customer Bill Savings (e.g., Demand Charge Management, TOU Arbitrage) | Renewable Shift | Reliability and Resiliency | Peak Shaving/ Load Leveling | 16079065 | Yes | AC-Coupled | PhotoVoltaic | 7.695 | 12.6
ESMAEX-03352 |  | MA - SMART Program |  | Net Metering | In Queue | Commercial |  | 2024-01-10 | Lithium Ion |  | Tesla | 27 | 10 | 27 | 10 | BM |  |  |  | Backup Power | 16079460 | Yes | AC-Coupled | PhotoVoltaic | 9.72 | 7.6
ESMAEX-03369 |  |  |  | Connected Solutions Demand Response | In Queue | Commercial |  | 2024-01-18 | Lithium Ion |  | Tesla | 27 | 10 | 27 | 10 | BM | Customer Bill Savings (e.g., Demand Charge Management, TOU Arbitrage) | Renewable Shift | Reliability and Resiliency | Peak Shaving/ Load Leveling |  | Yes | AC-Coupled | PhotoVoltaic | 0 | 10
ESMAEX-03371 |  |  |  | Connected Solutions Demand Response | In Queue | Commercial |  | 2024-01-18 | Lithium Ion |  | Tesla | 27 | 10 | 27 | 10 | BM | Customer Bill Savings (e.g., Demand Charge Management, TOU Arbitrage) | Renewable Shift | Reliability and Resiliency | Peak Shaving/ Load Leveling |  | Yes | AC-Coupled | PhotoVoltaic | 0 | 17.6
ESMAEX-03372 |  |  |  |  | In Queue | Commercial |  | 2024-01-18 | Lithium Ion |  | Tesla | 27 | 10 | 27 | 10 | BM | Customer Bill Savings (e.g., Demand Charge Management, TOU Arbitrage) | Renewable Shift | Reliability and Resiliency | Peak Shaving/ Load Leveling |  | Yes | AC-Coupled | PhotoVoltaic | 0 | 10
ESMAEX-03373 |  |  |  |  | In Queue | Commercial |  | 2024-01-19 | Lithium Ion |  | Tesla | 27 | 10 | 27 | 10 | BM | Customer Bill Savings (e.g., Demand Charge Management, TOU Arbitrage) | Renewable Shift | Reliability and Resiliency | Peak Shaving/ Load Leveling |  | Yes | AC-Coupled | PhotoVoltaic | 0 | 10
ESMAEX-03374 |  |  |  |  | In Queue | Commercial |  | 2024-01-19 | Lithium Ion |  | Tesla | 27 | 10 | 27 | 10 | BM | Customer Bill Savings (e.g., Demand Charge Management, TOU Arbitrage) | Renewable Shift | Reliability and Resiliency | Peak Shaving/ Load Leveling |  | Yes | AC-Coupled | PhotoVoltaic | 0 | 10
ESMAEX-03378 |  |  |  | Utility DR program | In Queue | Commercial |  | 2024-01-24 | Lithium Ion |  | Tesla | 27 | 10 | 27 | 10 | BM | Peak Shaving/ Load Leveling | Renewable Shift | Reliability and Resiliency | Peak Shaving/ Load Leveling |  | Yes | AC-Coupled | PhotoVoltaic | 9.72 | 7.6
ESMAEX-03389 |  |  |  |  | In Queue | Commercial |  | 2024-01-26 | Lithium Ion |  | Tesla | 27 | 10 | 27 | 10 | BM | [5 empty] | Yes | AC-Coupled | PhotoVoltaic | 11.2 | 10
ESMAEX-03400 |  |  |  | Connected Solutions Demand Response | In Queue | Commercial |  | 2024-01-30 | Lithium Ion |  | Tesla | 27 | 23 | 27 | 23 | BM | Customer Bill Savings (e.g., Demand Charge Management, TOU Arbitrage) | Wholesale Market | Reliability and Resiliency |  |  | Yes | AC-Coupled | PhotoVoltaic | 9.72 | 23
ESMAEX-03405 |  |  |  |  | In Queue | Commercial |  | 2024-02-01 | Lithium Ion |  | Tesla | 27 | 10 | 27 | 10 | BM | Customer Bill Savings (e.g., Demand Charge Management, TOU Arbitrage) | Reliability and Resiliency |  |  |  | Yes | AC-Coupled | PhotoVoltaic | 0 | 10
ESMAEX-03415 |  |  |  | Connected Solutions Demand Response | In Queue | Commercial |  | 2024-02-05 | Lithium Ion |  | Tesla | 27 | 10 | 27 | 10 | BM | Customer Bill Savings (e.g., Demand Charge Management, TOU Arbitrage) | Renewable Shift | Reliability and Resiliency | Peak Shaving/ Load Leveling |  | Yes | AC-Coupled | PhotoVoltaic | 0 | 10
ESMAEX-02897 |  |  |  | Connected Solutions | In Queue | Commercial |  | 2023-09-07 | Lithium Ion |  | Other | 27.2 | 10 | 27.2 | 10 | BM | Reliability and Resiliency | Self Generation |  |  | 14463881 | Yes | AC-Coupled | PhotoVoltaic | 7.2 | 5
ESMAEX-03190 |  |  |  |  | In Queue | Commercial |  | 2023-11-22 | Lithium Ion |  | Other | 27.2 | 10 | 27.2 | 10 | BM |  |  |  |  | 15578777 | Yes | DC-Coupled | PhotoVoltaic | 7.6 | 7.6
ESMAEX-02772 |  | MA - DOER/ MassCEC Funded Projects |  |  | In Queue | Commercial |  | 2023-08-08 | Lithium Ion |  | Enphase | 16.8 | 7.04 | 30.24 | 12.672 | BM |  |  |  |  | 14362244 | Yes | AC-Coupled | Fuel Cell | 0 | 17.28
ESMAEX-03119 |  | MA - Energy Efficiency/ DR Program | MA - Energy Efficiency/ DR Program |  | In Queue | Commercial |  | 2023-11-06 | Lithium Ion |  | Enphase | 20 | 20 | 30.72 | 30.72 | BM | Customer Bill Savings (e.g., Demand Charge Management, TOU Arbitrage) |  |  |  | 15419576 | Yes | AC-Coupled | PhotoVoltaic | 2.43 | 2.19
ESMAEX-02636 |  | MA - Energy Efficiency/ DR Program | MA - Energy Efficiency/ DR Program |  | In Queue | Commercial |  | 2023-07-05 | Lithium Ion |  | Enphase | 31.5 | 11.52 | 31.5 | 11.52 | BM |  | Self Generation |  |  | 13948219 | Yes | AC-Coupled | PhotoVoltaic | 12.96 | 11.712
ESMAEX-03366 |  |  |  |  | In Queue | Commercial |  | 2024-01-17 | Lithium Ion |  | Other | 38.8 | 20.6 | 38.8 | 20.6 | BM | Reliability and Resiliency | Renewable Shift |  | Connected Solutions, Clean Peak Standards |  | Yes | DC-Coupled | PhotoVoltaic | 33.6 | 22.8
ESMAEX-02827 |  |  |  |  | In Queue | Commercial |  | 2023-08-17 | Lithium Ion |  | Enphase | 5 | 5 | 40 | 40 | BM |  |  |  |  | 14452921 | Yes | DC-Coupled | PhotoVoltaic | 34.83 | 25.8
ESMAEX-02980 |  |  |  | Connected Solutions | In Queue | Commercial |  | 2023-09-28 | Lithium Ion |  | Enphase | 5 | 30.72 | 40 | 30.72 | BM |  |  |  | Backup Power, Connected Solutions | 14941721 | Yes | AC-Coupled | PhotoVoltaic | 16.17 | 12.6
ESMAEX-01886 |  |  |  | ConnectedSolutions | In Queue | Commercial |  | 2022-12-02 | Lithium Ion |  | Tesla | 40.5 | 15 | 40.5 | 15 | BM | Customer Bill Savings (e.g., Demand Charge Management, TOU Arbitrage) | Renewable Shift | Reliability and Resiliency | Peak Shaving/ Load Leveling | 11643500 | Yes | AC-Coupled | PhotoVoltaic | 0 | 15
ESMAEX-01921 |  |  |  | Connected Solutions Demand Response | In Queue | Commercial |  | 2022-12-13 | Lithium Ion |  | Tesla | 40.5 | 15 | 40.5 | 15 | BM | Customer Bill Savings (e.g., Demand Charge Management, TOU Arbitrage) | Renewable Shift | Reliability and Resiliency | Peak Shaving/ Load Leveling | 11684822 | Yes | AC-Coupled | PhotoVoltaic | 0 | 15
ESMAEX-02352 |  |  |  | Connected Solutions Demand Response | In Queue | Commercial |  | 2023-04-06 | Lithium Ion |  | Tesla | 40.5 | 15 | 40.5 | 15 | BM | Customer Bill Savings (e.g., Demand Charge Management, TOU Arbitrage) | Renewable Shift | Reliability and Resiliency | Peak Shaving/ Load Leveling | 12726219 | Yes | AC-Coupled | PhotoVoltaic | 0 | 15
ESMAEX-02424 |  | MA - SMART Program |  | Connected Solutions Demand Response | In Queue | Commercial |  | 2023-04-27 | Lithium Ion |  | Tesla | 27 | 10 | 40.5 | 15 | BM | Customer Bill Savings (e.g., Demand Charge Management, TOU Arbitrage) | Renewable Shift | Reliability and Resiliency | Peak Shaving/ Load Leveling | 13034800 | Yes | AC-Coupled | PhotoVoltaic | 13.6 | 15.2
ESMAEX-02429 |  |  |  | Connected Solutions Demand Response | In Queue | Commercial |  | 2023-04-28 | Lithium Ion |  | Tesla | 40.5 | 15 | 40.5 | 15 | BM | Customer Bill Savings (e.g., Demand Charge Management, TOU Arbitrage) | Renewable Shift | Reliability and Resiliency | Peak Shaving/ Load Leveling | 12991576 | Yes | AC-Coupled | PhotoVoltaic | 0 | 15
ESMAEX-02803 |  |  |  |  | In Queue | Commercial |  | 2023-10-27 | Lithium Ion |  | Tesla | 40.5 | 15 | 40.5 | 15 | BM | Renewable Shift |  |  |  | 14418464 | Yes | AC-Coupled | PhotoVoltaic | 0 | 17.4
ESMAEX-02935 |  | MA - SMART Program |  | Connected Solutions Demand Response | In Queue | Commercial |  | 2023-09-19 | Lithium Ion |  | Tesla | 40.5 | 15 | 40.5 | 15 | BM | Customer Bill Savings (e.g., Demand Charge Management, TOU Arbitrage) | Renewable Shift | Reliability and Resiliency | Peak Shaving/ Load Leveling | 14753177 | Yes | AC-Coupled | PhotoVoltaic | 8.505 | 7.6
ESMAEX-03042 |  |  |  |  | In Queue | Commercial |  | 2023-10-12 | Lithium Ion |  | Tesla | 40.5 | 15 | 40.5 | 15 | BM | Customer Bill Savings (e.g., Demand Charge Management, TOU Arbitrage) | Renewable Shift | Reliability and Resiliency | Peak Shaving/ Load Leveling | 15026715 | Yes | AC-Coupled | PhotoVoltaic | 24.3 | 37.8
ESMAEX-03110 |  |  |  |  | In Queue | Commercial |  | 2023-11-02 | Lithium Ion |  | Tesla | 40.5 | 15 | 40.5 | 15 | BM | Customer Bill Savings (e.g., Demand Charge Management, TOU Arbitrage) | Renewable Shift | Reliability and Resiliency | Peak Shaving/ Load Leveling | 15368804 | Yes | AC-Coupled | PhotoVoltaic | 0 | 15
ESMAEX-03134 |  | MA - DOER/ MassCEC Funded Projects | MA - Energy Efficiency/ DR Program | Utility DR Program | In Queue | Commercial |  | 2023-11-08 | Lithium Ion |  | Tesla | 40.5 | 15 | 40.5 | 15 | BM | Reliability and Resiliency | Self Generation |  | Utility DR Program | 15419617 | Yes | AC-Coupled | PhotoVoltaic | 25.515 | 15.2
ESMAEX-03138 |  |  |  |  | In Queue | Commercial |  | 2023-11-10 | Lithium Ion |  | Tesla | 40.5 | 15 | 40.5 | 15 | BM |  |  |  |  | 15500916 | Yes | AC-Coupled | PhotoVoltaic | 10.8 | 7.6
ESMAEX-03381 |  |  |  |  | In Queue | Commercial |  | 2024-01-24 | Lithium Ion |  | Tesla | 40.5 | 15 | 40.5 | 15 | BM | Customer Bill Savings (e.g., Demand Charge Management, TOU Arbitrage) | Renewable Shift | Reliability and Resiliency | Peak Shaving/ Load Leveling |  | Yes | AC-Coupled | PhotoVoltaic | 0 | 57
ESMAEX-03403 |  | MA - SMART Program |  | Connected Solutions Demand Response | In Queue | Commercial |  | 2024-01-31 | Lithium Ion |  | Tesla | 40.5 | 15 | 40.5 | 15 | BM | Customer Bill Savings (e.g., Demand Charge Management, TOU Arbitrage) | Renewable Shift | Reliability and Resiliency | Peak Shaving/ Load Leveling |  | Yes | AC-Coupled | PhotoVoltaic | 8.1 | 7.6
ESMAEX-03417 |  |  |  | Connected Solutions Demand Response | In Queue | Commercial |  | 2024-02-06 | Lithium Ion |  | Tesla | 40.5 | 15 | 40.5 | 15 | BM | Customer Bill Savings (e.g., Demand Charge Management, TOU Arbitrage) | Reliability and Resiliency |  |  |  | Yes | AC-Coupled | PhotoVoltaic | 12.24 | 30.2
ESMAEX-01893 |  |  |  |  | In Queue | Commercial |  | 2022-12-06 | Lithium Ion |  | Tesla | 54 | 20 | 54 | 20 | BM |  |  |  |  | 11428094 | Yes | AC-Coupled | PhotoVoltaic | 20.408 | 15.2
ESMAEX-02940 |  |  |  |  | In Queue | Commercial |  | 2023-09-21 | Lithium Ion |  | Tesla | 54 | 20 | 54 | 20 | BM | Customer Bill Savings (e.g., Demand Charge Management, TOU Arbitrage) | Renewable Shift |  |  | 14642599 | Yes | AC-Coupled | PhotoVoltaic | 34 | 22.8
ESMAEX-03294 |  |  |  | Utility DR program | In Queue | Commercial |  | 2023-12-19 | Lithium Ion |  | Tesla | 54 | 20 | 54 | 20 | BM | Peak Shaving/ Load Leveling | Renewable Shift | Reliability and Resiliency | Peak Shaving/ Load Leveling |  | Yes | AC-Coupled | PhotoVoltaic | 18 | 15.2
ESMAEX-03388 |  |  |  |  | In Queue | Commercial |  | 2024-01-26 | Lithium Ion |  | Tesla | 54 | 20 | 54 | 20 | BM |  |  |  |  | 16208884 | Yes | AC-Coupled | PhotoVoltaic | 13.2 | 9.9
ESMAEX-01599 |  | MA - Energy Efficiency/ DR Program | MA - Energy Efficiency/ DR Program |  | In Queue | Commercial |  | 2022-09-16 | Lithium Ion |  | Tesla | 67.5 | 25 | 67.5 | 25 | BM | Reliability and Resiliency | Self Generation |  |  | 10582087 | Yes | AC-Coupled | PhotoVoltaic | 37.825 | 25
ESMAEX-03396 |  | MA - SMART Program |  |  | In Queue | Commercial |  | 2024-01-30 | Lithium Ion |  | Other | 73.72 | 81.92 | 73.72 | 81.92 | BM | Customer Bill Savings (e.g., Demand Charge Management, TOU Arbitrage) |  |  |  | 16242812 | Yes | DC-Coupled | PhotoVoltaic | 87.36 | 90
ESMAEX-01660 |  | MA - SMART Program |  |  | In Queue | Commercial |  | 2022-10-05 | Lithium Ion |  | Other | 384 | 358.4 | 100 | 0.384 | BM | Reliability and Resiliency | Self Generation |  |  | 10920957 | Yes | DC-Coupled | PhotoVoltaic | 154.6 | 100
ESMAEX-02911 |  | MA - SMART Program |  |  | In Queue | Commercial |  | 2023-09-12 | Lithium Ion |  | Tesla | 100 | 25 | 100 | 25 | BM |  |  |  |  | 14587310 | Yes | AC-Coupled | PhotoVoltaic | 21.7 | 20
ESMAEX-00203 |  | ISO Markets |  | Utility demand response (Connected Solutions) | In Queue | Commercial |  | 2021-06-22 | Lithium Ion |  | Other | 124 | 30 | 119 | 30 | BM | Customer Bill Savings (e.g., Demand Charge Management, TOU Arbitrage) | Wholesale Market | Reliability and Resiliency | Connected Solutions Demand Response - Daily Dispatch |  | No | AC-Coupled | PhotoVoltaic | 0 | 30
ESMAEX-02869 |  | MA - Energy Efficiency/ DR Program | MA - Energy Efficiency/ DR Program |  | In Queue | Commercial |  | 2023-08-25 | Lithium Ion |  | Other | 124 | 42 | 120 | 40 | BM | Customer Bill Savings (e.g., Demand Charge Management, TOU Arbitrage) |  |  | Eversource Connected Solutions Demand Response Program (Daily Dispatch) | 14490340 | No | AC-Coupled | PhotoVoltaic | 0 | 40
ESMAEX-02195 |  | ISO Markets | MA - SMART Program |  | In Queue | Commercial |  | 2023-02-23 | Lithium Ion |  | Other | 233 | 125 | 233 | 125 | BM | Wholesale Market |  |  |  | 11938844 | Yes | AC-Coupled | PhotoVoltaic | 78.72 | 166.6
ESMAEX-00128 |  | ISO Markets | MA - SMART Program |  | In Queue | Commercial |  | 2021-05-17 | Lithium Ion |  | LG Chem | 400 | 200 | 249 | 249 | SA | Wholesale Market | Renewable Shift |  | DC Clipping Recapture | 5836007 | Yes | DC-Coupled | PhotoVoltaic | 0 | 249
ESMAEX-00420 |  | MA - SMART Program |  | Connected Solutions | In Queue | Commercial |  | 2021-09-17 | Lithium Ion |  | Other | 251 | 251 | 251 | 125 | BM | Customer Bill Savings (e.g., Demand Charge Management, TOU Arbitrage) | Renewable Shift |  |  | 6790121 | Yes | AC-Coupled | PhotoVoltaic | 225.75 | 325
ESMAEX-02187 |  | MA - Energy Efficiency/ DR Program | MA - Energy Efficiency/ DR Program |  | In Queue | Commercial |  | 2023-02-22 | Lithium Ion |  | Other | 110 | 110 | 286 | 110 | BM | Wholesale Market |  |  |  | 12268137 | Yes | AC-Coupled | PhotoVoltaic | 190.08 | 160
ESMAEX-00978 |  |  |  |  | In Queue | Commercial |  | 2022-04-19 | Lithium Ion |  | Other | 750 | 375 | 375 | 375 | SA | Peak Shaving/ Load Leveling |  |  |  |  | Yes | DC-Coupled | PhotoVoltaic | 2.59 | 1000
ESMAEX-02371 |  |  |  |  | In Queue | Commercial |  | 2023-04-12 | Lithium Ion |  | Other | 440 | 125 | 440 | 125 | BM |  |  |  |  | 12739536 | Yes | AC-Coupled | PhotoVoltaic | 88.2 | 67.3
ESMAEX-00027 |  | MA - Energy Efficiency/ DR Program | MA - Energy Efficiency/ DR Program |  | In Queue | Commercial |  | 2021-04-02 | Lithium Ion |  | Tesla | 446 | 223 | 446 | 223 | BM | Customer Bill Savings (e.g., Demand Charge Management, TOU Arbitrage) | Wholesale Market |  |  | 5780077 | Yes | AC-Coupled | PhotoVoltaic | 0 | 223
ESMAEX-00094 |  | ISO Markets | MA - SMART Program |  | In Queue | Commercial |  | 2021-05-03 | Lithium Ion |  | LG Chem | 800 | 400 | 499 | 499 | SA | Wholesale Market | Renewable Shift |  |  | 5746998 | Yes | DC-Coupled | PhotoVoltaic | 673.2 | 499
ESMAEX-00129 |  | ISO Markets | MA - SMART Program |  | In Queue | Commercial |  | 2021-05-17 | Lithium Ion |  | LG Chem | 3600 | 1200 | 499 | 499 | SA | Wholesale Market | Renewable Shift |  | DC Clipping Recapture | 5836314 | Yes | DC-Coupled | PhotoVoltaic | 0 | 499
ESMAEX-00979 |  |  |  |  | In Queue | Commercial |  | 2022-04-19 | Lithium Ion |  | Other | 500 | 250 | 500 | 250 | SA | Peak Shaving/ Load Leveling |  |  |  |  | Yes | DC-Coupled | PhotoVoltaic | 1.68 | 1000
ESMAEX-00980 |  |  |  |  | In Queue | Commercial |  | 2022-04-19 | Lithium Ion |  | Other | 500 | 250 | 500 | 250 | SA | Peak Shaving/ Load Leveling |  |  |  |  | Yes | DC-Coupled | PhotoVoltaic | 1.42 | 1000
ESMAEX-00981 |  |  |  |  | In Queue | Commercial |  | 2022-04-19 | Lithium Ion |  | Other | 500 | 250 | 500 | 250 | SA | Peak Shaving/ Load Leveling |  |  |  |  | Yes | DC-Coupled | PhotoVoltaic | 1.42 | 1000
ESMAEX-00982 |  |  |  |  | In Queue | Commercial |  | 2022-04-19 | Lithium Ion |  | Other | 500 | 250 | 500 | 250 | SA | Peak Shaving/ Load Leveling |  |  |  |  | Yes | DC-Coupled | PhotoVoltaic | 1.81 | 1000
ESMAEX-00983 |  |  |  |  | In Queue | Commercial |  | 2022-04-19 | Lithium Ion |  | Other | 500 | 250 | 500 | 250 | SA | Peak Shaving/ Load Leveling |  |  |  |  | Yes | DC-Coupled | PhotoVoltaic | 1.22 | 1000
ESMAEX-03023 |  | ISO Markets |  |  | In Queue | Commercial |  | 2023-10-25 | Lithium Ion |  | Other | 500 | 400 | 500 | 400 | BM | Customer Bill Savings (e.g., Demand Charge Management, TOU Arbitrage) | Wholesale Market | Micogrid |  | 15251601 | No | AC-Coupled | PhotoVoltaic | 0 | 400
ESMAEX-00458 |  | MA - Energy Efficiency/ DR Program | MA - Energy Efficiency/ DR Program |  | In Queue | Commercial |  | 2021-09-29 | Lithium Ion |  | Other | 532 | 250 | 532 | 250 | BM | Customer Bill Savings (e.g., Demand Charge Management, TOU Arbitrage) | Wholesale Market |  |  | 6872281 | Yes | AC-Coupled | PhotoVoltaic | 999.36 | 999
ESMAEX-03390 |  | MA - SMART Program |  |  | In Queue | Commercial |  | 2024-01-29 | Lithium Ion |  | Other | 532 | 200 | 532 | 200 | SA | Wholesale Market | Renewable Shift |  | Clean Peak Standards |  | Yes | DC-Coupled | PhotoVoltaic | 334.08 | 200
ESMAEX-01229 |  |  |  |  | In Queue | Commercial |  | 2022-12-20 | Lithium Ion |  | Other | 556 | 278 | 556 | 278 | SA |  |  |  |  | 11700987 | Yes | DC-Coupled | PhotoVoltaic | 2500 | 1500
ESMAEX-01760 |  |  |  |  | In Queue | Commercial |  | 2022-12-20 | Lithium Ion |  | Other | 556 | 278 | 556 | 278 | SA |  |  |  |  | 11696785 | Yes | DC-Coupled | PhotoVoltaic | 3500 | 2000
ESMAEX-01761 |  |  |  |  | In Queue | Commercial |  | 2022-12-20 | Lithium Ion |  | Other | 556 | 278 | 556 | 278 | SA |  |  |  |  | 11696876 | Yes | DC-Coupled | PhotoVoltaic | 1000 | 499
ESMAEX-01762 |  |  |  |  | In Queue | Commercial |  | 2022-12-20 | Lithium Ion |  | Other | 556 | 278 | 556 | 278 | SA |  |  |  |  | 11696835 | Yes | DC-Coupled | PhotoVoltaic | 750.2 | 499
ESMAEX-00744 |  | MA - DOER/ MassCEC Funded Projects | ISO Markets | Connected Solutions | In Queue | Commercial |  | 2022-03-08 | Lithium Ion |  | Other | 573 | 250 | 573 | 250 | BM | Customer Bill Savings (e.g., Demand Charge Management, TOU Arbitrage) | Wholesale Market | Micogrid |  | 8584548 | Yes | AC-Coupled | PhotoVoltaic | 0 | 250
ESMAEX-00745 |  | MA - DOER/ MassCEC Funded Projects | ISO Markets | Connected Solutions | In Queue | Commercial |  | 2022-03-08 | Lithium Ion |  | Other | 573 | 250 | 573 | 250 | BM | Customer Bill Savings (e.g., Demand Charge Management, TOU Arbitrage) | Wholesale Market | Micogrid |  | 8584984 | Yes | AC-Coupled | PhotoVoltaic | 0 | 250
ESMAEX-00552 |  | MA - SMART Program |  |  | In Queue | Commercial |  | 2021-12-23 | Lithium Ion |  | Other | 672 | 336 | 672 | 750 | SA | Wholesale Market | Renewable Shift |  |  | 7591425 | Yes | DC-Coupled | PhotoVoltaic | 1179.36 | 750
ESMAEX-02977 |  |  |  |  | In Queue | Commercial |  | 2023-09-28 | Lithium Ion |  | Other | 124 | 42 | 744 | 120 | BM | Customer Bill Savings (e.g., Demand Charge Management, TOU Arbitrage) |  |  | Eversource Connected Solutions Demand Response Program (Daily Dispatch) | 14900767 | No | AC-Coupled | PhotoVoltaic | 0 | 120
ESMAEX-01230 |  |  |  |  | In Queue | Commercial |  | 2022-07-28 | Lithium Ion |  | Other | 670 | 250 | 791.5 | 0 | BM | Peak Shaving/ Load Leveling |  |  |  | 9927841 | No | AC-Coupled | PhotoVoltaic | 912 | 791.5
ESMAEX-02993 |  | ISO Markets |  |  | In Queue | Commercial |  | 2023-09-29 | Lithium Ion |  | Other | 862 | 250 | 862 | 250 | BM | Reliability and Resiliency | Wholesale Market |  |  | 14941417 | No | AC-Coupled | PhotoVoltaic | 0 | 250
ESMAEX-00686 |  | MA - SMART Program |  |  | In Queue | Commercial |  | 2023-01-26 | Lithium Ion |  | Other | 1116 | 500 | 996 | 498 | SA | Wholesale Market | Renewable Shift |  |  | 11938408 | Yes | DC-Coupled | PhotoVoltaic | 876.36 | 498
ESMAEX-02322 |  | ISO Markets | MA - SMART Program |  | In Queue | Commercial |  | 2023-05-09 | Lithium Ion |  | LG Chem | 5060 | 1700 | 999 | 999 | SA | Wholesale Market | Renewable Shift |  |  | 12995604 | Yes | DC-Coupled | PhotoVoltaic | 2784.6 | 999
ESMAEX-01251 |  | ISO Markets | MA - SMART Program |  | In Queue | Commercial |  | 2023-08-02 | Lithium Ion |  | Other | 250 | 250 | 1000 | 970 | BM | Wholesale Market | Renewable Shift |  |  | 14084529 | Yes | AC-Coupled | PhotoVoltaic | 1254 | 990
ESMAEX-00060 |  | MA - DOER/ MassCEC Funded Projects |  |  | In Queue | Commercial |  | 2021-04-19 | Lithium Ion |  | Other | 1004 | 250 | 1004 | 250 | BM | Customer Bill Savings (e.g., Demand Charge Management, TOU Arbitrage) | Reliability and Resiliency | Micogrid | Demand Response | 5625421 | No | DC-Coupled | PhotoVoltaic | 0 | 250
ESMAEX-00059 |  | ISO Markets | MA - SMART Program |  | In Queue | Commercial |  | 2021-04-16 | Lithium Ion |  | LG Chem | 1020 | 340 | 1020 | 499 | SA | Wholesale Market | Renewable Shift |  |  | 5625291 | Yes | DC-Coupled | PhotoVoltaic | 1159.4 | 499
ESMAEX-00830 |  | MA - SMART Program |  |  | In Queue | Commercial |  | 2022-02-11 | Lithium Ion |  | Tesla | 1101.6 | 550.8 | 1101.6 | 499.5 | BM | Customer Bill Savings (e.g., Demand Charge Management, TOU Arbitrage) | Renewable Shift |  |  | 7932202 | Yes | AC-Coupled | PhotoVoltaic | 675 | 480
HISTEX-69837 |  | MA - SMART Program |  | Net Metering | In Queue | Commercial |  | 2020-06-17 | Lithium Ion |  | Other | 1146 | 500 | 1146 | 500 | Not Required | Customer Bill Savings (e.g., Demand Charge Management, TOU Arbitrage) | Renewable Shift |  |  | 2402933 | Yes | AC-Coupled | Photovoltaic | 1200.6 | 1056
ESMAEX-00791 |  | MA - Energy Efficiency/ DR Program | MA - Energy Efficiency/ DR Program |  | In Queue | Commercial |  | 2022-11-29 | Lithium Ion |  | Other | 1500 | 1500 | 1249.8 | 1249.8 | BM | Reliability and Resiliency | Wholesale Market |  |  |  | No | AC-Coupled | PhotoVoltaic | 0 | 4999.2
ESMAEX-01348 |  | MA - DOER/ MassCEC Funded Projects | MA - SMART Program |  | In Queue | Commercial |  | 2022-07-06 | Lithium Ion |  | Other | 1400 | 560 | 1400 | 560 | BM | Customer Bill Savings (e.g., Demand Charge Management, TOU Arbitrage) | Renewable Shift | Micogrid |  | 9676510 | Yes | AC-Coupled | PhotoVoltaic | 695 | 466.66
ESMAEX-02088 |  |  |  |  | In Queue | Commercial |  | 2023-05-04 | Lithium Ion |  | Tesla | 1927 | 2400 | 1927 | 1927 | BM | Customer Bill Savings (e.g., Demand Charge Management, TOU Arbitrage) | Reliability and Resiliency | Micogrid |  | 12908519 | Yes | AC-Coupled | Reciprocating Engine | 0 | 4527
ESMAEX-02169 |  | ISO Markets |  |  | In Queue | Commercial |  | 2023-02-16 | Lithium Ion |  | Other | 1950 | 499 | 1950 | 499 | BM | Reliability and Resiliency | Wholesale Market |  |  | 12728348 | No | AC-Coupled | PhotoVoltaic | 0 | 499
ESMAEX-00357 |  | MA - SMART Program |  |  | In Queue | Commercial |  | 2021-10-02 | Lithium Ion |  | LG Chem | 2000 | 490 | 2000 | 490 | SA | Renewable Shift |  |  |  | 6896308 | Yes | DC-Coupled | PhotoVoltaic | 1200 | 900
ESMAEX-01356 |  | ISO Markets |  |  | In Queue | Commercial |  | 2022-10-18 | Lithium Ion |  | Other | 2000 | 1000 | 2000 | 1000 | BM | Customer Bill Savings (e.g., Demand Charge Management, TOU Arbitrage) | Wholesale Market | Renewable Shift |  | 11000115 | Yes | AC-Coupled | PhotoVoltaic | 0 | 2000
ESMAEX-01708 |  | ISO Markets | MA - SMART Program |  | In Queue | Commercial |  | 2023-01-10 | Lithium Ion |  | Other | 2222 | 1111 | 2000 | 1000 | SA | Peak Shaving/ Load Leveling | Wholesale Market | Renewable Shift |  | 11879902 | Yes | AC-Coupled | PhotoVoltaic | 3470.04 | 2800
HISTEX-69853 |  | MA - SMART Program |  |  | In Queue | Commercial |  |  | Lithium Ion |  | Other | 2000 | 2000 | 2000 | 500 | SA |  |  |  |  | 2407717 | Yes | DC-Coupled | PhotoVoltaic | 1237.22 | 500
HISTEX-69892 |  | MA - SMART Program |  |  | In Queue | Commercial |  |  | Lithium Ion |  | Other | 2000 | 1000 | 2000 | 996 | SA | Wholesale Market |  |  |  | 5001002 | Yes | DC-Coupled | Photovoltaic | 2475 | 1992
ESMAEX-03016 |  | MA - SMART Program |  |  | In Queue | Commercial |  | 2023-12-22 | Lithium Ion |  | Other | 265.2 | 532.4 | 2129.6 | 1060.8 | BM |  |  |  |  | 16035051 | Yes | AC-Coupled | PhotoVoltaic | 1290.24 | 2000
ESMAEX-01728 |  |  |  |  | In Queue | Commercial |  | 2022-11-10 | Lithium Ion |  | Other | 2224 | 1000 | 2224 | 1000 | SA | Peak Shaving/ Load Leveling |  |  |  | 11160720 | Yes | DC-Coupled | PhotoVoltaic | 4786 | 2000
ESMAEX-00715 |  | ISO Markets |  |  | In Queue | Commercial |  | 2022-02-16 | Lithium Ion |  | Other | 2490 | 1245 | 2415 | 1208 | SA | Reliability and Resiliency | Self Generation | Wholesale Market |  | 7950915 | No | AC-Coupled | PhotoVoltaic | 0 | 20000
ESMAEX-00926 |  | MA - DOER/ MassCEC Funded Projects | MA - SMART Program |  | In Queue | Commercial |  | 2022-04-14 | Lithium Ion |  | Tesla | 2569.6 | 1284.8 | 2569.6 | 1284.8 | SA | Renewable Shift |  |  | SMART / CPEC | 8963480 | Yes | AC-Coupled | PhotoVoltaic | 4476.06 | 3300
HISTEX-69873 |  | ISO Markets | MA - SMART Program |  | In Queue | Commercial |  |  | Lithium Ion |  | Other | 2956 | 1478 | 2635 | 1318 | Not Required | Wholesale Market | Renewable Shift |  |  | 9568068 | Yes | DC-Coupled | PhotoVoltaic | 4661 | 3500
ESMAEX-01174 |  | MA - Energy Efficiency/ DR Program | MA - Energy Efficiency/ DR Program |  | In Queue | Commercial |  | 2022-06-03 | Lithium Ion |  | Tesla | 2730.2 | 1365.1 | 2730.2 | 1365.1 | BM | Customer Bill Savings (e.g., Demand Charge Management, TOU Arbitrage) | Wholesale Market | Renewable Shift |  | 9458186 | Yes | AC-Coupled | PhotoVoltaic | 540 | 1500
ESMAEX-01159 |  | ISO Markets | MA - SMART Program |  | In Queue | Commercial |  | 2022-10-10 | Lithium Ion |  | Other | 2880 | 1000 | 2880 | 1000 | SA | Peak Shaving/ Load Leveling | Wholesale Market |  |  | 10789656 | Yes | DC-Coupled | PhotoVoltaic | 2017.265 | 996
ESMAEX-01384 |  | ISO Markets | MA - SMART Program |  | In Queue | Commercial |  | 2023-01-13 | Lithium Ion |  | Other | 2970 | 1200 | 2970 | 1000 | BM | Reliability and Resiliency | Wholesale Market | Renewable Shift |  | 11789116 | Yes | AC-Coupled | PhotoVoltaic | 2529.76 | 2549.99
ESMAEX-01448 |  | ISO Markets | MA - SMART Program |  | In Queue | Commercial |  | 2023-01-17 | Lithium Ion |  | Other | 2970 | 1200 | 2970 | 1000 | BM | Peak Shaving/ Load Leveling | Wholesale Market | Renewable Shift |  | 11788999 | Yes | AC-Coupled | PhotoVoltaic | 2126.24 | 1683
ESMAEX-00627 |  | ISO Markets | MA - SMART Program |  | In Queue | Commercial |  | 2021-12-31 | Lithium Ion |  | Other | 3000 | 1500 | 3000 | 1500 | SA | Wholesale Market |  |  |  | 7647691 | Yes | DC-Coupled | PhotoVoltaic | 5600 | 4000
ESMAEX-02797 |  | MA - SMART Program |  |  | In Queue | Commercial |  | 2023-12-07 | Lithium Ion |  | Other | 3000 | 1500 | 3000 | 1500 | SA | Customer Bill Savings (e.g., Demand Charge Management, TOU Arbitrage) | Wholesale Market | Renewable Shift |  | 15728368 | Yes | AC-Coupled | PhotoVoltaic | 5990.4 | 4950
HISTEX-68724 |  | ISO Markets | MA - SMART Program |  | In Queue | Commercial |  |  | Lithium Ion |  | Tesla | 3854 | 1927 | 3854 | 1927 | Not Required | Wholesale Market |  |  |  | 5243395 | Yes | AC-Coupled | PhotoVoltaic | 3875 | 4927
ESMAEX-02727 |  | MA - SMART Program |  |  | In Queue | Commercial |  | 2023-10-02 | Lithium Ion |  | Other | 3980 | 1998 | 3980 | 1998 | SA | Wholesale Market | Renewable Shift |  |  |  | Yes | DC-Coupled | PhotoVoltaic | 9660 | 1998
ESMAEX-02662 |  | ISO Markets | MA - SMART Program |  | In Queue | Commercial |  | 2023-08-08 | Other | Lithium Iron Phosphate | Other | 4000 | 2000 | 4000 | 2000 | SA | Wholesale Market |  |  |  | 14119750 | Yes | DC-Coupled | PhotoVoltaic | 7456 | 4998
HISTEX-67658 |  | MA - SMART Program |  |  | In Queue | Commercial |  |  | Lithium Ion |  | Other | 4000 | 2000 | 4000 | 2000 | SA | Renewable Shift |  |  |  | 2314499 | Yes | AC-Coupled | PhotoVoltaic | 4900 | 3300
ESMAEX-00838 |  | ISO Markets | MA - SMART Program |  | In Queue | Commercial |  | 2022-03-16 | Lithium Ion |  | Other | 4608 | 1500 | 4285 | 1250 | SA | Wholesale Market | Renewable Shift |  |  | 9155018 | No | AC-Coupled | PhotoVoltaic | 0 | 4999.2
ESMAEX-00939 |  | MA - SMART Program |  |  | In Queue | Commercial |  | 2022-06-28 | Lithium Ion |  | Other | 4608 | 1500 | 4285 | 1250 | BM | Reliability and Resiliency | Wholesale Market | Renewable Shift |  | 9877968 | No | AC-Coupled | PhotoVoltaic | 0 | 4999.2
HISTEX-69859 |  | ISO Markets | MA - SMART Program |  | In Queue | Commercial |  |  | Lithium Ion |  | Other | 4467 | 1119 | 4467 | 1119 | Not Required | Wholesale Market | Renewable Shift |  |  | 2408483 | Yes | DC-Coupled | PhotoVoltaic | 996 | 996
HISTEX-68768 |  | ISO Markets | MA - SMART Program |  | In Queue | Commercial |  |  | Lithium Ion |  | Other | 4476 | 1119 | 4476 | 1119 | Not Required | Wholesale Market | Renewable Shift |  |  | 4506135 | Yes | DC-Coupled | PhotoVoltaic | 996 | 996
HISTEX-68769 |  | ISO Markets | MA - SMART Program |  | In Queue | Commercial |  |  | Lithium Ion |  | Other | 4476 | 996 | 4476 | 996 | Not Required | Wholesale Market | Renewable Shift |  |  | 4507889 | Yes | DC-Coupled | PhotoVoltaic | 996 | 996
ESMAEX-01517 |  | ISO Markets |  |  | In Queue | Commercial |  | 2023-02-01 | Lithium Ion |  | Other | 4600 | 1000 | 4600 | 1000 | SA | Customer Bill Savings (e.g., Demand Charge Management, TOU Arbitrage) | Wholesale Market |  |  | 12064285 | No | AC-Coupled | PhotoVoltaic | 0 | 1000
ESMAEX-01518 |  | ISO Markets |  |  | In Queue | Commercial |  | 2023-02-01 | Lithium Ion |  | Other | 4600 | 1000 | 4600 | 1000 | SA | Customer Bill Savings (e.g., Demand Charge Management, TOU Arbitrage) | Wholesale Market |  |  | 12052427 | No | AC-Coupled | PhotoVoltaic | 0 | 1000
ESMAEX-02038 |  | MA - SMART Program |  |  | In Queue | Commercial |  | 2023-05-16 | Lithium Ion |  | Samsung | 4895 | 2030 | 4700 | 2000 | SA | Peak Shaving/ Load Leveling | Self Generation | Wholesale Market |  | 13238242 | Yes | AC-Coupled | PhotoVoltaic | 6595 | 5000
ESMAEX-02715 |  |  |  |  | In Queue | Commercial |  | 2023-07-26 | Lithium Ion |  | Tesla | 5 | 5 | 5 | 5 | BM |  |  |  |  | 14050766 | Yes | AC-Coupled | PhotoVoltaic | 7.29 | 6
HISTEX-68691 |  | ISO Markets | MA - SMART Program |  | In Queue | Commercial |  |  | Lithium Ion |  | Other | 5000 | 2500 | 5000 | 2500 | Not Required | Wholesale Market |  |  |  | 4702589 | Yes | DC-Coupled | PhotoVoltaic | 6267 | 4990
HISTEX-68379 |  | MA - SMART Program |  |  | In Queue | Commercial |  |  | Lithium Ion |  | Other | 5564 | 2650 | 5208 | 2500 | Not Required | Wholesale Market |  |  |  | 2297681 | Yes | DC-Coupled | PhotoVoltaic | 5395 | 4990
HISTEX-69825 |  | MA - SMART Program |  |  | In Queue | Commercial |  |  | Lithium Ion |  | Other | 5564 | 2650 | 5208 | 2500 | Not Required | Wholesale Market |  |  |  | 2400205 | Yes | DC-Coupled | PhotoVoltaic | 9500 | 4990
HISTEX-69786 |  |  |  |  | In Queue | Commercial |  |  | Lithium Ion |  | Other | 6000 | 1500 | 5922 | 2000 | SA | Wholesale Market |  |  |  | 2392586 | Yes | DC-Coupled | PhotoVoltaic | 3236 | 2660
ESMAEX-01101 |  | ISO Markets | MA - SMART Program |  | In Queue | Commercial |  | 2022-05-12 | Lithium Ion |  | Samsung | 6000 | 1500 | 6000 | 1500 | SA | Customer Bill Savings (e.g., Demand Charge Management, TOU Arbitrage) | Self Generation | Wholesale Market |  | 9106188 | Yes | AC-Coupled | PhotoVoltaic | 2750 | 4250
ESMAEX-02112 |  | ISO Markets | MA - SMART Program |  | In Queue | Commercial |  | 2023-02-03 | Lithium Ion |  | Other | 6000 | 3000 | 6000 | 3000 | SA | Wholesale Market | Renewable Shift |  |  | 11990056 | Yes | DC-Coupled | PhotoVoltaic | 3500 | 3000
ESMAEX-03011 |  | MA - SMART Program |  |  | In Queue | Commercial |  | 2023-11-22 | Lithium Ion |  | Other | 6770 | 1693 | 6770 | 1693 | SA | Customer Bill Savings (e.g., Demand Charge Management, TOU Arbitrage) | Renewable Shift |  |  | 15457100 | Yes | DC-Coupled | PhotoVoltaic | 2960 | 2000
HISTEX-69704 |  | ISO Markets | MA - SMART Program |  | In Queue | Commercial |  |  | Lithium Ion |  | Other | 9200 | 2000 | 9200 | 2000 | SA | Wholesale Market |  |  |  | 2366461 | Yes | DC-Coupled | Photovoltaic | 6400 | 5000
ESMAEX-01586 |  | ISO Markets | MA - SMART Program |  | In Queue | Commercial |  | 2022-09-14 | Lithium Ion |  | Other | 10346 | 3500 | 9253 | 3345.1 | SA | Wholesale Market | Renewable Shift |  |  | 5167826 | Yes | DC-Coupled | PhotoVoltaic | 6346.08 | 3830
ESMAEX-00185 |  | ISO Markets |  |  | In Queue | Commercial |  | 2021-06-15 | Lithium Ion |  | Other | 11008 | 4999 | 10369 | 4999 | SA | Peak Shaving/ Load Leveling | Self Generation | Wholesale Market |  | 6020066 | No | AC-Coupled | PhotoVoltaic | 0 | 4999
ESMAEX-00266 |  | ISO Markets |  |  | In Queue | Commercial |  | 2021-08-31 | Lithium Ion |  | Other | 11008 | 4999 | 10369 | 4999 | SA | Peak Shaving/ Load Leveling | Self Generation | Micogrid |  | 6644430 | No | AC-Coupled | PhotoVoltaic | 0 | 4999
HISTEX-69869 |  | ISO Markets | MA - SMART Program |  | In Queue | Commercial |  |  | Lithium Ion |  | Other | 11824 | 4000 | 10542 | 3826 | Not Required | Wholesale Market | Renewable Shift |  |  | 9567977 | Yes | DC-Coupled | PhotoVoltaic | 8283 | 4998
ESMAEX-01866 |  | MA - SMART Program |  |  | In Queue | Commercial |  | 2022-11-29 | Lithium Ion |  | Other | 10600 | 4990 | 10600 | 4990 | SA | Reliability and Resiliency | Renewable Shift |  |  | 11379864 | Yes | DC-Coupled | PhotoVoltaic | 699192 | 4999
ESMAEX-01343 |  | ISO Markets |  |  | In Queue | Commercial |  | 2022-09-23 | Lithium Ion |  | Other | 11008 | 4999 | 11008 | 4999 | SA | Wholesale Market | Renewable Shift |  |  | 10787708 | No | AC-Coupled | PhotoVoltaic | 0 | 4999
HISTEX-69868 |  |  |  |  | In Queue | Commercial |  |  | Lithium Ion |  | Tesla | 11750.4 | 2937.6 | 11750.4 | 2937.6 | Not Required |  |  |  |  | 2410489 | Yes | AC-Coupled | PhotoVoltaic | 230 | 4950
ESMAEX-00236 |  | ISO Markets |  |  | In Queue | Commercial |  | 2021-08-31 | Lithium Ion |  | Other | 13520 | 4999 | 12840 | 4999 | SA | Peak Shaving/ Load Leveling | Self Generation | Wholesale Market |  | 6645241 | No | AC-Coupled | PhotoVoltaic | 0 | 4999
ESMAEX-01581 |  | ISO Markets |  |  | In Queue | Commercial |  | 2023-03-20 | Lithium Ion |  | Other | 15000 | 5000 | 15000 | 4999 | SA | Wholesale Market |  |  |  | 12387326 | No | AC-Coupled | PhotoVoltaic | 0 | 4999
ESMAEX-02277 |  | ISO Markets | MA - SMART Program |  | In Queue | Commercial |  | 2023-03-17 | Lithium Ion |  | Other | 15000 | 5000 | 15000 | 5000 | SA | Wholesale Market | Renewable Shift |  |  | 12519868 | Yes | DC-Coupled | PhotoVoltaic | 5559.66 | 4999
ESMAEX-02412 |  | ISO Markets | MA - SMART Program |  | In Queue | Commercial |  | 2023-04-24 | Lithium Ion |  | Other | 15000 | 5000 | 15000 | 5000 | SA | Wholesale Market | Renewable Shift |  |  |  | Yes | DC-Coupled | PhotoVoltaic | 7991.76 | 4999
ESMAEX-02552 |  | ISO Markets |  |  | In Queue | Commercial |  | 2023-07-20 | Lithium Ion |  | Other | 15000 | 5000 | 15000 | 4999 | SA | Wholesale Market |  |  |  | 14019551 | No | AC-Coupled | PhotoVoltaic | 0 | 4999
ESMAEX-02511 |  | ISO Markets |  |  | In Queue | Commercial |  | 2023-05-23 | Lithium Ion |  | Other | 16000 | 4000 | 16000 | 4000 | SA | Wholesale Market |  |  | Clean Peak | 13187454 | No | AC-Coupled | PhotoVoltaic | 0 | 4000
ESMAEX-00147 |  | ISO Markets | MA - SMART Program |  | In Queue | Commercial |  | 2021-05-24 | Lithium Ion |  | Other | 18432 | 6000 | 17140 | 5984 | SA | Reliability and Resiliency | Self Generation | Wholesale Market |  | 5957314 | No | AC-Coupled | PhotoVoltaic | 0 | 4782
ESMAEX-00553 |  | MA - Energy Efficiency/ DR Program | MA - Energy Efficiency/ DR Program |  | In Queue | Commercial |  | 2022-03-09 | Lithium Ion |  | Other | 18432 | 6000 | 17140 | 4999.2 | SA | Reliability and Resiliency | Wholesale Market |  |  | 8636935 | No | AC-Coupled | PhotoVoltaic | 0 | 4999.2
ESMAEX-00777 |  | MA - Energy Efficiency/ DR Program | MA - Energy Efficiency/ DR Program |  | In Queue | Commercial |  | 2023-01-18 | Lithium Ion |  | Other | 1500 | 1500 | 17140 | 1249.8 | BM | Peak Shaving/ Load Leveling | Reliability and Resiliency |  |  | 12049715 | No | AC-Coupled | PhotoVoltaic | 0 | 4999.2
ESMAEX-00778 |  | MA - Energy Efficiency/ DR Program | MA - Energy Efficiency/ DR Program |  | In Queue | Commercial |  | 2022-03-09 | Lithium Ion |  | Other | 18432 | 6000 | 17140 | 4999.2 | SA | Reliability and Resiliency | Wholesale Market |  |  |  | No | AC-Coupled | PhotoVoltaic | 0 | 4999.2
ESMAEX-00779 |  | MA - Energy Efficiency/ DR Program | MA - Energy Efficiency/ DR Program |  | In Queue | Commercial |  | 2022-03-09 | Lithium Ion |  | Other | 18432 | 6000 | 17140 | 4999.2 | SA | Reliability and Resiliency | Wholesale Market |  |  | 8637691 | No | AC-Coupled | PhotoVoltaic | 0 | 4999.2
ESMAEX-00781 |  | MA - Energy Efficiency/ DR Program | MA - Energy Efficiency/ DR Program |  | In Queue | Commercial |  | 2022-11-29 | Lithium Ion |  | Other | 1500 | 1500 | 17140 | 1249.8 | BM | Peak Shaving/ Load Leveling | Wholesale Market | Reliability and Resiliency | Peak Shaving/ Load Leveling |  | No | AC-Coupled | PhotoVoltaic | 0 | 4999.2
ESMAEX-00787 |  | MA - Energy Efficiency/ DR Program | MA - Energy Efficiency/ DR Program |  | In Queue | Commercial |  | 2022-03-09 | Lithium Ion |  | Other | 18432 | 6000 | 17140 | 4999.2 | SA | Reliability and Resiliency | Wholesale Market |  |  | 8637903 | No | AC-Coupled | PhotoVoltaic | 0 | 4999.2
ESMAEX-01020 |  | MA - Energy Efficiency/ DR Program | MA - Energy Efficiency/ DR Program |  | In Queue | Commercial |  | 2022-11-29 | Lithium Ion |  | Other | 1500 | 1500 | 17140 | 1249.8 | BM | Reliability and Resiliency | Wholesale Market |  |  | 11384330 | No | AC-Coupled | PhotoVoltaic | 0 | 4999.2
ESMAEX-01572 |  | ISO Markets |  | Connected Solutions | In Queue | Commercial |  | 2022-12-19 | Lithium Ion |  | Other | 18432 | 6000 | 17140 | 4999.2 | BM | Wholesale Market | Renewable Shift |  | DC Clipping Recapture | 11634327 | No | AC-Coupled | PhotoVoltaic | 0 | 4999.2
ESMAEX-00463 |  | MA - SMART Program |  |  | In Queue | Commercial |  | 2021-11-10 | Lithium Ion |  | Other | 19920 | 4980 | 19920 | 4980 | SA | Renewable Shift |  |  |  | 7215982 | Yes | DC-Coupled | PhotoVoltaic | 8395.92 | 4980
ESMAEX-00578 |  | ISO Markets |  |  | In Queue | Commercial |  | 2022-01-12 | Lithium Ion |  | Other | 19960 | 4990 | 19960 | 4990 | SA | Wholesale Market |  |  | Clean Peak | 7596545 | No | AC-Coupled | PhotoVoltaic | 0 | 12800
ESMAEX-00988 |  | ISO Markets |  |  | In Queue | Commercial |  | 2023-01-20 | Lithium Ion |  | Other | 19960 | 4990 | 19960 | 4990 | SA | Wholesale Market |  |  | Clean Peak | 11787628 | No | AC-Coupled | PhotoVoltaic | 0 | 11000
ESMAEX-01131 |  | ISO Markets |  |  | In Queue | Commercial |  | 2022-10-04 | Lithium Ion |  | Other | 19960 | 4990 | 19960 | 4990 | SA | Wholesale Market |  |  | Clean Peak | 11302154 | No | AC-Coupled | PhotoVoltaic | 0 | 4990
ESMAEX-01522 |  | ISO Markets |  |  | In Queue | Commercial |  | 2022-08-29 | Other | Lithium Iron Phosphate | Other | 19960 | 4990 | 19960 | 4990 | SA | Peak Shaving/ Load Leveling | Wholesale Market | Renewable Shift |  | 10306143 | No | AC-Coupled | PhotoVoltaic | 0 | 4990
ESMAEX-02840 |  | MA - SMART Program |  |  | In Queue | Commercial |  | 2023-09-27 | Lithium Ion |  | Other | 19960 | 4990 | 19960 | 4990 | SA | Wholesale Market | Renewable Shift |  |  | 14940931 | Yes | DC-Coupled | PhotoVoltaic | 7376.85 | 5334
HISTEX-72352 |  | ISO Markets |  |  | In Queue | Commercial |  |  | Lithium Ion |  | Other | 19984 | 4996 | 19984 | 4996 | Not Required | Wholesale Market |  |  | Clean Peak | 5114629 | Yes | DC-Coupled | Photovoltaic | 4996 | 4996
ESMAEX-02689 |  | ISO Markets |  |  | In Queue | Commercial |  | 2023-09-28 | Lithium Ion |  | Other | 19992 | 4998 | 19992 | 4998 | SA | Customer Bill Savings (e.g., Demand Charge Management, TOU Arbitrage) | Self Generation | Wholesale Market | Clean Peak | 14959490 | No | AC-Coupled | Fuel Cell | 0 | 4998
ESMAEX-02237 |  | MA - SMART Program |  |  | In Queue | Commercial |  | 2023-06-02 | Lithium Ion |  | Other | 19996 | 4999 | 19996 | 4999 | SA | Wholesale Market | Renewable Shift |  |  | 13498171 | Yes | DC-Coupled | PhotoVoltaic | 12683.39 | 5334
ESMAEX-00298 |  | MA - Energy Efficiency/ DR Program | MA - Energy Efficiency/ DR Program |  | In Queue | Commercial |  | 2021-08-10 | Lithium Ion |  | Other | 27708 | 6927 | 20000 | 4948 | SA | Peak Shaving/ Load Leveling | Self Generation | Wholesale Market |  | 6882930 | No | AC-Coupled | PhotoVoltaic | 0 | 4948
ESMAEX-01958 |  | ISO Markets |  |  | In Queue | Commercial |  | 2023-01-04 | Lithium Ion |  | Other | 20000 | 4999 | 20000 | 4999 | SA | Wholesale Market |  |  | Clean Peak | 11790645 | No | AC-Coupled | PhotoVoltaic | 0 | 4999
ESMAEX-02031 |  | MA - SMART Program |  |  | In Queue | Commercial |  | 2023-01-17 | Lithium Ion |  | Other | 20000 | 5000 | 20000 | 5000 | SA | Wholesale Market | Renewable Shift |  |  | 11973173 | Yes | DC-Coupled | PhotoVoltaic | 8672 | 4999
ESMAEX-02102 |  | ISO Markets | MA - SMART Program |  | In Queue | Commercial |  | 2023-02-01 | Lithium Ion |  | Other | 20000 | 5000 | 20000 | 5000 | SA | Wholesale Market | Renewable Shift |  |  | 12004494 | Yes | DC-Coupled | PhotoVoltaic | 7485.24 | 4999
ESMAEX-02175 |  | ISO Markets |  |  | In Queue | Commercial |  | 2023-03-31 | Lithium Ion |  | Other | 22000 | 4999 | 20000 | 4999 | SA | Wholesale Market |  |  |  | 12707021 | No | AC-Coupled | PhotoVoltaic | 0 | 4999
ESMAEX-03058 |  | ISO Markets |  | Net Metering | In Queue | Commercial |  | 2023-12-20 | Lithium Ion |  | Other | 20000 | 4980 | 20000 | 4980 | SA | Peak Shaving/ Load Leveling | Wholesale Market | Renewable Shift |  | 15974211 | Yes | DC-Coupled | PhotoVoltaic | 12472 | 4980
ESMAEX-03299 |  | ISO Markets |  | Net Metering | In Queue | Commercial |  | 2023-12-20 | Lithium Ion |  | Other | 20000 | 4980 | 20000 | 4980 | SA | Peak Shaving/ Load Leveling | Wholesale Market | Renewable Shift |  | 15974720 | Yes | DC-Coupled | PhotoVoltaic | 12472 | 4980
ESMAEX-03300 |  | ISO Markets |  | Net Metering | In Queue | Commercial |  | 2023-12-20 | Lithium Ion |  | Other | 20000 | 4980 | 20000 | 4980 | SA | Peak Shaving/ Load Leveling | Wholesale Market | Renewable Shift |  | 15974828 | Yes | DC-Coupled | PhotoVoltaic | 12472 | 4980
ESMAEX-03301 |  | ISO Markets |  | Net Metering | In Queue | Commercial |  | 2023-12-20 | Lithium Ion |  | Other | 20000 | 4980 | 20000 | 4980 | SA | Peak Shaving/ Load Leveling | Wholesale Market | Renewable Shift |  | 15974455 | Yes | DC-Coupled | PhotoVoltaic | 12472 | 4980
HISTEX-68770 |  | ISO Markets | MA - SMART Program |  | In Queue | Commercial |  |  | Lithium Ion |  | Other | 20000 | 4990 | 20000 | 4990 | Not Required | Wholesale Market | Renewable Shift |  |  | 4518746 | Yes | DC-Coupled | PhotoVoltaic | 4990 | 4990
ESMAEX-00735 |  | ISO Markets |  |  | In Queue | Commercial |  | 2022-02-11 | Lithium Ion |  | Other | 4999 | 4999 | 20300 | 4999 | SA | Wholesale Market |  |  |  | 7818782 | No | AC-Coupled | PhotoVoltaic | 0 | 4999
ESMAEX-01479 |  | ISO Markets | MA - SMART Program |  | In Queue | Commercial |  | 2022-12-20 | Lithium Ion |  | Other | 23872 | 4998 | 21283 | 4831 | SA | Wholesale Market | Renewable Shift |  |  | 11576334 | Yes | DC-Coupled | PhotoVoltaic | 10089.04 | 4998
ESMAEX-01704 |  | ISO Markets | MA - SMART Program |  | In Queue | Commercial |  | 2022-12-20 | Lithium Ion |  | Other | 23872 | 4000 | 21283 | 3826 | SA | Wholesale Market | Renewable Shift |  |  | 11575750 | Yes | DC-Coupled | PhotoVoltaic | 9805.64 | 4988
HISTEX-69871 |  | ISO Markets | MA - SMART Program |  | In Queue | Commercial |  |  | Lithium Ion |  | Other | 25364 | 4998 | 22613 | 4783 | Not Required | Wholesale Market | Renewable Shift |  |  | 9568216 | Yes | DC-Coupled | PhotoVoltaic | 10305 | 4998
ESMAEX-01166 |  | MA - SMART Program |  |  | In Queue | Commercial |  | 2023-03-24 | Lithium Ion |  | Other | 28000 | 7000 | 28000 | 7000 | SA | Wholesale Market | Renewable Shift |  |  | 12538778 | Yes | DC-Coupled | PhotoVoltaic | 7148.7 | 7000
ESMAEX-02368 |  | ISO Markets | MA - SMART Program |  | In Queue | Commercial |  | 2023-04-11 | Lithium Ion |  | Other | 30000 | 5000 | 30000 | 5000 | SA | Wholesale Market | Renewable Shift |  |  | 12734494 | Yes | DC-Coupled | PhotoVoltaic | 13000.68 | 4999
ESMAEX-02409 |  | ISO Markets | MA - SMART Program |  | In Queue | Commercial |  | 2023-04-24 | Lithium Ion |  | Other | 30000 | 5000 | 30000 | 5000 | SA | Wholesale Market | Renewable Shift |  |  |  | Yes | DC-Coupled | PhotoVoltaic | 13000 | 4999
ESMAEX-02501 |  | ISO Markets | MA - SMART Program |  | In Queue | Commercial |  | 2023-05-22 | Lithium Ion |  | Other | 30000 | 5000 | 30000 | 5000 | SA | Wholesale Market | Renewable Shift |  |  | 13159871 | Yes | DC-Coupled | PhotoVoltaic | 13000.68 | 4999
ESMAEX-01582 |  |  |  |  | In Queue | Commercial |  | 2023-03-20 | Lithium Ion |  | Other | 40000 | 10000 | 40000 | 6700 | SA | Wholesale Market | Renewable Shift |  |  | 12371149 | Yes | DC-Coupled | PhotoVoltaic | 20000 | 6700
ESMAEX-01598 |  | ISO Markets |  |  | In Queue | Commercial |  | 2022-09-16 | Lithium Ion |  | Other | 43248 | 10812 | 43428 | 10812 | SA | Customer Bill Savings (e.g., Demand Charge Management, TOU Arbitrage) | Self Generation | Wholesale Market | Clean Peak Program | 10496789 | No | AC-Coupled | PhotoVoltaic | 0 | 10812
ESMAEX-02303 |  | ISO Markets |  |  | In Queue | Commercial |  | 2023-05-05 | Lithium Ion |  | Other | 44400 | 11100 | 44400 | 11100 | SA | Customer Bill Savings (e.g., Demand Charge Management, TOU Arbitrage) | Self Generation | Wholesale Market | Clean Peak Program | 12958986 | No | AC-Coupled | PhotoVoltaic | 0 | 11100
ESMAEX-01638 |  | ISO Markets |  |  | In Queue | Commercial |  | 2022-09-28 | Lithium Ion |  | Other | 69680 | 17420 | 69680 | 17420 | SA | Customer Bill Savings (e.g., Demand Charge Management, TOU Arbitrage) | Self Generation | Wholesale Market | Clean Peak Program | 10629918 | No | AC-Coupled | PhotoVoltaic | 0 | 17420
ESMAEX-03268 |  | ISO Markets |  |  | In Queue | Commercial |  | 2023-12-12 | Lithium Ion |  | Other | 76436 | 19109 | 76436 | 19190 | SA | Customer Bill Savings (e.g., Demand Charge Management, TOU Arbitrage) | Self Generation | Wholesale Market |  | 15838588 | Yes | AC-Coupled | Fuel Cell | 0 | 19109
ESMAEX-02975 |  | ISO Markets |  |  | In Queue | Commercial |  | 2023-10-31 | Lithium Ion |  | Other | 77600 | 19400 | 77600 | 19400 | SA | Customer Bill Savings (e.g., Demand Charge Management, TOU Arbitrage) | Self Generation | Wholesale Market |  | 15299607 | No | AC-Coupled | Fuel Cell | 0 | 19400
ESMAEX-01613 |  | ISO Markets |  |  | In Queue | Commercial |  | 2022-09-21 | Lithium Ion |  | Other | 79280 | 19820 | 79280 | 19820 | SA | Customer Bill Savings (e.g., Demand Charge Management, TOU Arbitrage) | Self Generation | Wholesale Market | Clean Peak Program | 10591149 | No | AC-Coupled | PhotoVoltaic | 0 | 19820
ESMAEX-02194 |  |  |  |  | In Queue | Commercial |  | 2023-10-04 | Lithium Ion |  | Other | 9600 | 24000 | 80000 | 20000 | SA | Wholesale Market | Renewable Shift |  |  | 15001522 | No | AC-Coupled | PhotoVoltaic | 0 | 20000
ESMAEX-02656 |  |  |  |  | In Queue | Commercial |  | 2023-10-04 | Lithium Ion |  | Other | 9600 | 24000 | 80000 | 20000 | SA | Wholesale Market | Renewable Shift |  |  | 15001707 | No | AC-Coupled | PhotoVoltaic | 0 | 20000
ESMAEX-02845 |  | ISO Markets |  |  | In Queue | Commercial |  | 2023-10-05 | Lithium Ion |  | Other | 6000 | 1500 | 80000 | 20000 | SA | Customer Bill Savings (e.g., Demand Charge Management, TOU Arbitrage) | Self Generation | Wholesale Market |  | 15064517 | Yes | AC-Coupled | Fuel Cell | 0 | 20000
ESMAEX-01400 |  | ISO Markets |  |  | In Queue | Commercial |  | 2022-08-22 | Lithium Ion |  | Other | 93960 | 23490 | 91140 | 22785 | SA | Reliability and Resiliency | Self Generation | Wholesale Market | Clean Peak Certificates | 10333731 | No | AC-Coupled | PhotoVoltaic | 0 | 22800
ESMAEX-01401 |  | ISO Markets |  |  | In Queue | Commercial |  | 2022-08-22 | Lithium Ion |  | Other | 93960 | 23490 | 91140 | 22785 | SA | Reliability and Resiliency | Self Generation | Wholesale Market | Clean Peak Certificates | 10333770 | No | AC-Coupled | PhotoVoltaic | 0 | 22800
ESMAEX-01402 |  | ISO Markets |  |  | In Queue | Commercial |  | 2022-08-22 | Lithium Ion |  | Other | 93960 | 23490 | 91140 | 22785 | SA | Reliability and Resiliency | Self Generation | Wholesale Market | Clean Peak Certificates | 10357222 | No | AC-Coupled | PhotoVoltaic | 0 | 22800
ESMAEX-00681 |  | MA - Energy Efficiency/ DR Program | MA - Energy Efficiency/ DR Program |  | In Queue | Commercial |  | 2022-11-29 | Lithium Ion |  | Other | 1500 | 1500 | 171140 | 1249.8 | BM | Reliability and Resiliency | Wholesale Market |  |  | 11389210 | No | AC-Coupled | PhotoVoltaic | 0 | 4999.2
HISTEX-53081 |  |  |  |  | In Queue | Commercial |  | 2020-09-09 | [5 empty] | 0 | 0 | Not Required |  |  |  |  | 3463230 / 6A5016-2020 |  |  | PhotoVoltaic | 0 | 4950
HISTEX-53093 |  |  |  |  | In Queue | Commercial |  | 2019-01-03 |  |  | ConEdison |  |  | 0 | 0 | Not Required |  |  |  |  | 3254663 | Yes |  | PhotoVoltaic | 0 | 1000
HISTEX-53101 |  |  |  |  | In Queue | Commercial |  | 2019-07-15 |  |  | Samsung |  |  | 0 | 0 | Not Required |  |  |  |  | 3302426 | Yes |  | PhotoVoltaic | 12000 | 4400
HISTEX-53121 |  |  |  |  | In Queue | Commercial |  | 2019-01-22 |  |  | NEC Energy Solutions |  |  | 0 | 0 | Not Required |  |  |  |  | 3235700 | Yes |  | PhotoVoltaic | 2702.97 | 1000
HISTEX-53122 |  |  |  |  | In Queue | Commercial |  | 2019-01-03 |  |  | NEC Energy Solutions |  |  | 0 | 0 | Not Required |  |  |  |  | 3254655 | Yes |  | PhotoVoltaic | 0 | 1000
HISTEX-53129 |  |  |  |  | In Queue | Commercial |  | 2018-05-22 |  |  | Sungrow |  |  | 0 | 0 | Not Required |  |  |  |  | 3112855 | Yes |  | PhotoVoltaic | 2894 | 2000
HISTEX-68224 |  |  |  |  | In Queue | Commercial | [7 empty] | 0 | 0 | Not Required |  |  |  |  | 2331592 |  |  | PhotoVoltaic |  | 250
HISTEX-68227 |  |  |  |  | In Queue | Commercial | [7 empty] | 0 | 0 | Not Required |  |  |  |  | 2320809 | Yes |  | PhotoVoltaic |  | 500
HISTEX-68255 |  |  |  |  | In Queue | Commercial | [7 empty] | 0 | 0 | Not Required |  |  |  |  | 2330325 | Yes |  | PhotoVoltaic |  | 5320
HISTEX-68261 |  |  |  |  | In Queue | Commercial | [7 empty] | 0 | 0 | Not Required |  |  |  |  | 2330926 | Yes |  | PhotoVoltaic |  | 250
HISTEX-68262 |  |  |  |  | In Queue | Commercial | [7 empty] | 0 | 0 | Not Required |  |  |  |  | 2330392 | Yes |  | PhotoVoltaic |  | 250
HISTEX-68263 |  |  |  |  | In Queue | Commercial | [7 empty] | 0 | 0 | Not Required |  |  |  |  | 2330718 | Yes |  | PhotoVoltaic |  | 250
HISTEX-68264 |  |  |  |  | In Queue | Commercial | [7 empty] | 0 | 0 | Not Required |  |  |  |  | 2330720 | Yes |  | PhotoVoltaic |  | 250
HISTEX-68267 |  |  |  |  | In Queue | Commercial | [7 empty] | 0 | 0 | Not Required |  |  |  |  | 2330360 | Yes |  | PhotoVoltaic |  | 250
HISTEX-68268 |  |  |  |  | In Queue | Commercial | [7 empty] | 0 | 0 | Not Required |  |  |  |  | 2330875 | Yes |  | PhotoVoltaic |  | 250
HISTEX-68269 |  |  |  |  | In Queue | Commercial | [7 empty] | 0 | 0 | Not Required |  |  |  |  | 2330882 | Yes |  | PhotoVoltaic |  | 250
HISTEX-68270 |  |  |  |  | In Queue | Commercial | [7 empty] | 0 | 0 | Not Required |  |  |  |  | 2330923 | Yes |  | PhotoVoltaic |  | 250
HISTEX-68271 |  |  |  |  | In Queue | Commercial | [7 empty] | 0 | 0 | Not Required |  |  |  |  | 2331148 | Yes |  | PhotoVoltaic |  | 250
HISTEX-68272 |  |  |  |  | In Queue | Commercial | [7 empty] | 0 | 0 | Not Required |  |  |  |  | 2331153 | Yes |  | PhotoVoltaic |  | 250
HISTEX-68273 |  |  |  |  | In Queue | Commercial | [7 empty] | 0 | 0 | Not Required |  |  |  |  | 2331348 | Yes |  | PhotoVoltaic |  | 250
HISTEX-68274 |  |  |  |  | In Queue | Commercial | [7 empty] | 0 | 0 | Not Required |  |  |  |  | 2331371 | Yes |  | PhotoVoltaic |  | 250
HISTEX-68275 |  |  |  |  | In Queue | Commercial | [7 empty] | 0 | 0 | Not Required |  |  |  |  | 2331587 | Yes |  | PhotoVoltaic |  | 250
HISTEX-68276 |  |  |  |  | In Queue | Commercial | [7 empty] | 0 | 0 | Not Required |  |  |  |  | 2334165 |  |  | Photovoltaic |  | 4990
HISTEX-68277 |  |  |  |  | In Queue | Commercial | [7 empty] | 0 | 0 | Not Required |  |  |  |  | 2334456 | Yes |  | PhotoVoltaic |  | 1000
HISTEX-68279 |  |  |  |  | In Queue | Commercial | [7 empty] | 0 | 0 | Not Required |  |  |  |  | 2335814 |  |  | Photovoltaic |  | 2800
HISTEX-68285 |  |  |  |  | In Queue | Commercial | [7 empty] | 0 | 0 | Not Required |  |  |  |  | 2324659 | Yes |  | PhotoVoltaic |  | 4996
HISTEX-68287 |  |  |  |  | In Queue | Commercial | [7 empty] | 0 | 0 | Not Required |  |  |  |  | 2320444 | Yes |  | PhotoVoltaic |  | 1999
HISTEX-68295 |  |  |  |  | In Queue | Commercial | [7 empty] | 0 | 0 | Not Required |  |  |  |  | 2320621 |  |  | Photovoltaic |  | 4875
HISTEX-68320 |  |  |  |  | In Queue | Commercial | [7 empty] | 0 | 0 | Not Required |  |  |  |  | 2308513 | Yes |  | PhotoVoltaic |  | 4980
HISTEX-68325 |  |  |  |  | In Queue | Commercial | [7 empty] | 0 | 0 | Not Required |  |  |  |  | 2311480 | Yes |  | PhotoVoltaic |  | 2000
HISTEX-68338 |  |  |  |  | In Queue | Commercial | [7 empty] | 0 | 0 | Not Required |  |  |  |  | 2295852 | Yes |  | PhotoVoltaic |  | 3000
HISTEX-68351 |  | MA - SMART Program |  |  | In Queue | Commercial |  |  |  |  | Other |  | 2000 | 0 | 2000 | SA |  |  |  |  | 2281482 | Yes |  | PhotoVoltaic |  | 1000
HISTEX-68363 |  |  |  |  | In Queue | Commercial | [7 empty] | 0 | 0 | Not Required |  |  |  |  | 2295386 |  |  | Photovoltaic |  | 999
HISTEX-68365 |  |  |  |  | In Queue | Commercial | [7 empty] | 0 | 0 | Not Required |  |  |  |  | 2296373 |  |  | Photovoltaic |  | 4890
HISTEX-68367 |  |  |  |  | In Queue | Commercial | [7 empty] | 0 | 0 | Not Required |  |  |  |  | 2297500 |  |  | Photovoltaic |  | 4890
HISTEX-68369 |  |  |  |  | In Queue | Commercial | [7 empty] | 0 | 0 | Not Required |  |  |  |  | 2292181 |  |  | Photovoltaic |  | 2468
HISTEX-68374 |  |  |  |  | In Queue | Commercial | [7 empty] | 0 | 0 | SA |  |  |  |  | 2296564 | Yes |  | PhotoVoltaic |  | 3110
HISTEX-68384 |  |  |  |  | In Queue | Commercial | [7 empty] | 0 | 0 | Not Required |  |  |  |  | 2300908 | Yes |  | PhotoVoltaic |  | 3000
HISTEX-68386 |  |  |  |  | In Queue | Commercial | [7 empty] | 0 | 0 | Not Required |  |  |  |  | 2296366 |  |  | Photovoltaic |  | 3000
HISTEX-68389 |  |  |  |  | In Queue | Commercial | [7 empty] | 0 | 0 | Not Required |  |  |  |  | 2277112 | Yes |  | PhotoVoltaic |  | 3250
HISTEX-68390 |  |  |  |  | In Queue | Commercial | [7 empty] | 0 | 0 | Not Required |  |  |  |  | 2277113 | Yes |  | PhotoVoltaic |  | 4999
HISTEX-68395 |  | MA - SMART Program |  |  | In Queue | Commercial |  |  | Lithium Ion |  | LG Chem |  | 2640 | 0 | 2640 | SA |  |  |  |  | 2283639 | Yes |  | PhotoVoltaic |  | 4999
HISTEX-68408 |  |  |  |  | In Queue | Commercial | [7 empty] | 0 | 0 | Not Required |  |  |  |  | 10690278 | Yes |  | PhotoVoltaic |  | 4980
HISTEX-68417 |  |  |  |  | In Queue | Commercial | [7 empty] | 0 | 0 | Not Required |  |  |  |  | 2286968 | Yes |  | PhotoVoltaic |  | 999
HISTEX-68423 |  |  |  |  | In Queue | Commercial | [7 empty] | 0 | 0 | Not Required |  |  |  |  | 2269612 |  |  | Photovoltaic | 12875 | 4999
HISTEX-68431 |  |  |  |  | In Queue | Commercial | [7 empty] | 0 | 0 | Not Required |  |  |  |  | 2271557 | Yes |  | PhotoVoltaic |  | 8980
HISTEX-68436 |  |  |  |  | In Queue | Commercial | [7 empty] | 0 | 0 | Not Required |  |  |  |  | 2264857 |  |  | Photovoltaic |  | 3000
HISTEX-68442 |  |  |  |  | In Queue | Commercial | [7 empty] | 0 | 0 | Not Required |  |  |  |  | 2268194 | Yes |  | PhotoVoltaic |  | 3000
HISTEX-68446 |  |  |  |  | In Queue | Commercial | [7 empty] | 0 | 0 | Not Required |  |  |  |  | 7687599 | Yes |  | PhotoVoltaic |  | 1875
HISTEX-68447 |  |  |  |  | In Queue | Commercial | [7 empty] | 0 | 0 | Not Required |  |  |  |  | PP02277380 | Yes |  | PhotoVoltaic | 0 | 4999
HISTEX-68451 |  |  |  |  | In Queue | Commercial | [7 empty] | 0 | 0 | Not Required |  |  |  |  | 2272658 | Yes |  | PhotoVoltaic |  | 2980
HISTEX-68596 |  |  |  |  | In Queue | Commercial | [7 empty] | 0 | 0 | Not Required |  |  |  |  | 2343539 | Yes |  | PhotoVoltaic |  | 5000
HISTEX-68604 |  |  |  |  | In Queue | Commercial | [7 empty] | 0 | 0 | Not Required |  |  |  |  | 2336071 | Yes |  | PhotoVoltaic |  | 2738
HISTEX-68605 |  |  |  |  | In Queue | Commercial | [7 empty] | 0 | 0 | Not Required |  |  |  |  | 2338339 | Yes |  | PhotoVoltaic |  | 4999
HISTEX-68609 |  |  |  |  | In Queue | Commercial | [7 empty] | 0 | 0 | Not Required |  |  |  |  | 2337126 | Yes |  | PhotoVoltaic |  | 999
HISTEX-68615 |  |  |  |  | In Queue | Commercial | [7 empty] | 0 | 0 | Not Required |  |  |  |  | 2334390 | Yes |  | PhotoVoltaic |  | 250
HISTEX-68616 |  |  |  |  | In Queue | Commercial | [7 empty] | 0 | 0 | Not Required |  |  |  |  | 2335827 | Yes |  | PhotoVoltaic |  | 999
HISTEX-68618 |  |  |  |  | In Queue | Commercial | [7 empty] | 0 | 0 | Not Required |  |  |  |  | 2347725 | Yes |  | PhotoVoltaic |  | 3000
HISTEX-68627 |  |  |  |  | In Queue | Commercial | [7 empty] | 0 | 0 | Not Required |  |  |  |  | 2372155 | Yes |  | PhotoVoltaic |  | 250
HISTEX-68628 |  |  |  |  | In Queue | Commercial | [7 empty] | 0 | 0 | Not Required |  |  |  |  | 2372267 | Yes |  | PhotoVoltaic |  | 250
HISTEX-68632 |  |  |  |  | In Queue | Commercial | [7 empty] | 0 | 0 | Not Required |  |  |  |  | 2378798 | Yes |  | PhotoVoltaic |  | 490
HISTEX-68648 |  |  |  |  | In Queue | Commercial | [7 empty] | 0 | 0 | Not Required |  |  |  |  | 2343104 | Yes |  | PhotoVoltaic |  | 4475
HISTEX-68653 |  |  |  |  | In Queue | Commercial | [7 empty] | 0 | 0 | Not Required |  |  |  |  | 2344136 | Yes |  | PhotoVoltaic |  | 5000
HISTEX-68740 |  |  |  |  | In Queue | Commercial | [7 empty] | 0 | 0 | Not Required |  |  |  |  | 5123184 |  |  | PhotoVoltaic | 0 | 2000
HISTEX-68764 |  |  |  |  | In Queue | Commercial |  | 2020-09-30 | [5 empty] | 0 | 0 | Not Required |  |  |  |  | 4534965 |  |  | PhotoVoltaic | 0 | 4999
HISTEX-68765 |  |  |  |  | In Queue | Commercial | [7 empty] | 0 | 0 | Not Required |  |  |  |  | 4543505 |  |  | PhotoVoltaic | 0 | 4999
HISTEX-68766 |  |  |  |  | In Queue | Commercial |  | 2020-09-30 | [5 empty] | 0 | 0 | Not Required |  |  |  |  | 4581275 |  |  | PhotoVoltaic | 0 | 4999
HISTEX-68782 |  |  |  |  | In Queue | Commercial |  | 2020-11-25 | [5 empty] | 0 | 0 | Not Required |  |  |  |  | 4659513 |  |  | PhotoVoltaic | 0 | 4980
HISTEX-68916 |  |  |  |  | In Queue | Commercial | [7 empty] | 0 | 0 | Not Required |  |  |  |  | 2404659 |  |  | PhotoVoltaic |  | 999
HISTEX-68918 |  |  |  |  | In Queue | Commercial | [7 empty] | 0 | 0 | Not Required |  |  |  |  | 2349579 | Yes |  | PhotoVoltaic |  | 3455
HISTEX-68962 |  |  |  |  | In Queue | Commercial | [7 empty] | 0 | 0 | Not Required |  |  |  |  | 2349576 | Yes |  | PhotoVoltaic |  | 850
HISTEX-68966 |  |  |  |  | In Queue | Commercial | [7 empty] | 0 | 0 | Not Required |  |  |  |  | 2401235 |  |  | PhotoVoltaic |  | 730
HISTEX-68999 |  |  |  |  | In Queue | Commercial | [7 empty] | 0 | 0 | Not Required |  |  |  |  | 2400979 |  |  | PhotoVoltaic |  | 2075
HISTEX-69013 |  |  |  |  | In Queue | Commercial | [7 empty] | 0 | 0 | Not Required |  |  |  |  | 2400260 |  |  | PhotoVoltaic |  | 1490
HISTEX-69168 |  |  |  |  | In Queue | Commercial | [7 empty] | 0 | 0 | Not Required |  |  |  |  | 2290881 | Yes |  | PhotoVoltaic |  | 1645
HISTEX-69342 |  | MA - SMART Program |  |  | In Queue | Commercial |  |  |  |  | Other |  | 240 | 0 | 240 | BM |  |  |  |  | 2355009 | Yes |  | PhotoVoltaic |  | 490
HISTEX-69373 |  |  |  |  | In Queue | Commercial | [7 empty] | 0 | 0 | Not Required |  |  |  |  | 2349583 | Yes |  | PhotoVoltaic |  | 750
HISTEX-69451 |  |  |  |  | In Queue | Commercial | [7 empty] | 0 | 0 | Not Required |  |  |  |  | 2280862 | Yes |  | PhotoVoltaic |  | 990
HISTEX-69481 |  |  |  |  | In Queue | Commercial | [7 empty] | 0 | 0 | Not Required |  |  |  |  | 2343065 | No |  | PhotoVoltaic |  | 250
HISTEX-69550 |  |  |  |  | In Queue | Commercial |  | 2020-08-27 | [5 empty] | 0 | 0 | Not Required |  |  |  |  | 4318615 |  |  | PhotoVoltaic |  | 1300
HISTEX-69607 |  |  |  |  | In Queue | Commercial | [7 empty] | 0 | 0 | Not Required |  |  |  |  | 2330491 |  |  | PhotoVoltaic |  | 4996
HISTEX-69616 |  |  |  |  | In Queue | Commercial | [7 empty] | 0 | 0 | Not Required |  |  |  |  | 2339086 |  |  | Photovoltaic |  | 4498
HISTEX-69635 |  |  |  |  | In Queue | Commercial | [7 empty] | 0 | 0 | Not Required |  |  |  |  | 2349786 | Yes |  | PhotoVoltaic |  | 4999
HISTEX-69645 |  |  |  |  | In Queue | Commercial | [7 empty] | 0 | 0 | Not Required |  |  |  |  | 2351960 | Yes |  | PhotoVoltaic |  | 496
HISTEX-69646 |  |  |  |  | In Queue | Commercial | [7 empty] | 0 | 0 | Not Required |  |  |  |  | 2351984 | Yes |  | PhotoVoltaic |  | 3000
HISTEX-69653 |  |  |  |  | In Queue | Commercial | [7 empty] | 0 | 0 | Not Required |  |  |  |  | 2352302 | Yes |  | PhotoVoltaic |  | 1327
HISTEX-69655 |  |  |  |  | In Queue | Commercial | [7 empty] | 0 | 0 | Not Required |  |  |  |  | 2352540 | Yes |  | PhotoVoltaic |  | 496
HISTEX-69657 |  |  |  |  | In Queue | Commercial | [7 empty] | 0 | 0 | Not Required |  |  |  |  | 2352680 | Yes |  | PhotoVoltaic |  | 496
HISTEX-69662 |  |  |  |  | In Queue | Commercial | [7 empty] | 0 | 0 | Not Required |  |  |  |  | 2352975 | Yes |  | PhotoVoltaic |  | 500
HISTEX-69664 |  |  |  |  | In Queue | Commercial | [7 empty] | 0 | 0 | Not Required |  |  |  |  | 2353430 | Yes |  | PhotoVoltaic |  | 4995
HISTEX-69665 |  |  |  |  | In Queue | Commercial | [7 empty] | 0 | 0 | Not Required |  |  |  |  | 2353833 |  |  | Photovoltaic |  | 1256
HISTEX-69667 |  |  |  |  | In Queue | Commercial | [7 empty] | 0 | 0 | Not Required |  |  |  |  | 2354172 | Yes |  | PhotoVoltaic |  | 250
HISTEX-69670 |  |  |  |  | In Queue | Commercial | [7 empty] | 0 | 0 | Not Required |  |  |  |  | 2354558 |  |  | Photovoltaic |  | 2560
HISTEX-69675 |  |  |  |  | In Queue | Commercial |  | 2020-02-10 | [5 empty] | 0 | 0 | Not Required |  |  |  |  | 2397168 |  |  | PhotoVoltaic |  | 3900
HISTEX-69676 |  |  |  |  | In Queue | Commercial | [7 empty] | 0 | 0 | Not Required |  |  |  |  | PP02355146 | Yes |  | PhotoVoltaic | 0 | 4990
HISTEX-69685 |  |  |  |  | In Queue | Commercial | [7 empty] | 0 | 0 | Not Required |  |  |  |  | 2359695 | Yes |  | PhotoVoltaic |  | 5000
HISTEX-69688 |  |  |  |  | In Queue | Commercial | [7 empty] | 0 | 0 | Not Required |  |  |  |  | 2360131 |  |  | Photovoltaic |  | 4600
HISTEX-69693 |  |  |  |  | In Queue | Commercial | [7 empty] | 0 | 0 | Not Required |  |  |  |  | 2361242 | Yes |  | PhotoVoltaic |  | 3000
HISTEX-69711 |  |  |  |  | In Queue | Commercial | [7 empty] | 0 | 0 | Not Required |  |  |  |  | 2368571 | Yes |  | PhotoVoltaic |  | 499
HISTEX-69732 |  |  |  |  | In Queue | Commercial | [7 empty] | 0 | 0 | Not Required |  |  |  |  | 2370690 |  |  | Photovoltaic |  | 3000
HISTEX-69733 |  |  |  |  | In Queue | Commercial | [7 empty] | 0 | 0 | Not Required |  |  |  |  | 2370777 | Yes |  | PhotoVoltaic |  | 250
HISTEX-69740 |  |  |  |  | In Queue | Commercial | [7 empty] | 0 | 0 | Not Required |  |  |  |  | 2374039 | Yes |  | PhotoVoltaic |  | 250
HISTEX-69746 |  |  |  |  | In Queue | Commercial | [7 empty] | 0 | 0 | Not Required |  |  |  |  | 2378433 | Yes |  | PhotoVoltaic |  | 3150
HISTEX-69748 |  |  |  |  | In Queue | Commercial | [7 empty] | 0 | 0 | Not Required |  |  |  |  | 2378857 | Yes |  | PhotoVoltaic |  | 2500
HISTEX-69749 |  |  |  |  | In Queue | Commercial | [7 empty] | 0 | 0 | Not Required |  |  |  |  | 2378858 | Yes |  | PhotoVoltaic |  | 5000
HISTEX-69752 |  |  |  |  | In Queue | Commercial | [7 empty] | 0 | 0 | Not Required |  |  |  |  | 2381120 | Yes |  | PhotoVoltaic |  | 4600
HISTEX-69753 |  |  |  |  | In Queue | Commercial | [7 empty] | 0 | 0 | Not Required |  |  |  |  | 2381437 | Yes |  | PhotoVoltaic |  | 4000
HISTEX-69756 |  |  |  |  | In Queue | Commercial | [7 empty] | 0 | 0 | Not Required |  |  |  |  | 2381610 | Yes |  | PhotoVoltaic |  | 4999
HISTEX-69758 |  |  |  |  | In Queue | Commercial | [7 empty] | 0 | 0 | Not Required |  |  |  |  | 2383646 |  |  | PhotoVoltaic |  | 4000
HISTEX-69762 |  |  |  |  | In Queue | Commercial | [7 empty] | 0 | 0 | Not Required |  |  |  |  | 2384553 |  |  | PhotoVoltaic |  | 4995
HISTEX-69769 |  |  |  |  | In Queue | Commercial |  | 2019-12-26 | [5 empty] | 0 | 0 | Not Required |  |  |  |  | 2387342 |  |  | PhotoVoltaic | 0 | 2500
HISTEX-69774 |  |  |  |  | In Queue | Commercial | [7 empty] | 0 | 0 | Not Required |  |  |  |  | 2396002 |  |  | Photovoltaic |  | 958
HISTEX-69780 |  |  |  |  | In Queue | Commercial | [7 empty] | 0 | 0 | Not Required |  |  |  |  | 2395855 |  |  | Photovoltaic |  | 4990
HISTEX-69781 |  |  |  |  | In Queue | Commercial | [7 empty] | 0 | 0 | Not Required |  |  |  |  | 2393455 |  |  | PhotoVoltaic |  | 4990
HISTEX-69783 |  |  |  |  | In Queue | Commercial | [7 empty] | 0 | 0 | Not Required |  |  |  |  | 2392014 |  |  | Photovoltaic |  | 1000
HISTEX-69796 |  |  |  |  | In Queue | Commercial | [7 empty] | 0 | 0 | Not Required |  |  |  |  | 2394862 |  |  | PhotoVoltaic |  | 3500
HISTEX-69802 |  |  |  |  | In Queue | Commercial | [7 empty] | 0 | 0 | Not Required |  |  |  |  | 2395947 |  |  | PhotoVoltaic |  | 5569
HISTEX-69803 |  |  |  |  | In Queue | Commercial | [7 empty] | 0 | 0 | Not Required |  |  |  |  | 2395965 |  |  | Photovoltaic |  | 1000
HISTEX-69804 |  |  |  |  | In Queue | Commercial | [7 empty] | 0 | 0 | Not Required |  |  |  |  | 2395998 |  |  | Photovoltaic |  | 3000
HISTEX-69806 |  |  |  |  | In Queue | Commercial | [7 empty] | 0 | 0 | Not Required |  |  |  |  | 2396211 |  |  | PhotoVoltaic |  | 500
HISTEX-69816 |  |  |  |  | In Queue | Commercial | [7 empty] | 0 | 0 | Not Required |  |  |  |  | 2398609 |  |  | PhotoVoltaic | 0 | 4999
HISTEX-69819 |  |  |  |  | In Queue | Commercial | [7 empty] | 0 | 0 | Not Required |  |  |  |  | 2399192 |  |  | PhotoVoltaic | 0 | 4999
HISTEX-69828 |  |  |  |  | In Queue | Commercial | [7 empty] | 0 | 0 | Not Required |  |  |  |  | PP02401247 |  |  | PhotoVoltaic | 0 | 1700
HISTEX-69844 |  |  |  |  | In Queue | Commercial | [7 empty] | 0 | 0 | Not Required |  |  |  |  | 2404237 |  |  | Photovoltaic |  | 3998
HISTEX-53081 |  |  |  |  | In Queue |  |  | 2020-09-09 | [12 empty] | 3463230 / 6A5016-2020 |  |  | PhotoVoltaic | 0 | 0
HISTEX-53093 |  |  |  |  | In Queue |  |  | 2019-01-03 |  |  | ConEdison | [9 empty] | 3254663 | Yes |  |  | 0 | 0
HISTEX-53101 |  | ISO Markets | MA - SMART Program | CPeak | In Queue |  |  | 2019-07-15 | Lithium Ion |  | Other | 9400 | 4700 | 9306 | 4653 |  |  |  | Renew Shift,Wholesale Mkt |  | 3302426 | Yes | DC-Coupled | PhotoVoltaic | 4700 | 4653
HISTEX-53121 |  |  |  |  | In Queue |  |  | 2019-01-22 |  |  | NEC Energy Solutions | [9 empty] | 3235700 | Yes |  |  | 0 | 0
HISTEX-53122 |  |  |  |  | In Queue |  |  | 2019-01-03 |  |  | NEC Energy Solutions | [9 empty] | 3254655 | Yes |  |  | 0 | 0
HISTEX-53132 |  | ISO Markets | MA - SMART Program | CPeak | In Queue |  |  | 2020-01-13 | Lithium Ion |  | Other | 5180 | 1500 | 5180 | 1500 |  | Generation | Peak Shaving | Renew Intg,Renew Shift,Wholesale Mkt |  | 3378818 | Yes | DC-Coupled | PhotoVoltaic | 1500 | 1500
HISTEX-53152 |  | ISO Markets | MA - SMART Program |  | In Queue |  |  | 2019-11-14 | Lithium Ion |  | Other | 2490 | 1245 | 2490 | 1245 | [5 empty] | 3354883 | Yes | AC-Coupled | PhotoVoltaic | 1245 | 1245
HISTEX-53164 |  |  |  |  | In Queue |  |  | 2019-06-13 | [12 empty] | 3286203 / 6B2161-2019 |  |  | PhotoVoltaic | 0 | 0
HISTEX-68298 |  | ISO Markets | MA - SMART Program | CPeak | In Queue |  |  | 2018-12-07 | Lithium Ion |  | Other | 12600 | 3150 | 12600 | 3150 |  | Generation |  | Renew Intg,Renew Shift,Wholesale Mkt |  | 2319218 | Yes | DC-Coupled | PhotoVoltaic | 3150 | 0
HISTEX-68351 |  | MA - SMART Program |  |  | In Queue |  |  | 2018-05-18 |  |  | Other |  |  |  | 2000 | Standalone |  |  |  |  | 2281482 | Yes |  |  | 0 | 2000
HISTEX-68285 |  |  |  |  | In Queue |  |  | 2018-12-27 | [12 empty] | 2324659 | Yes |  |  | 0 | 0
HISTEX-68379 |  | MA - SMART Program |  |  | In Queue |  |  | 2018-08-28 | Lithium Ion |  | Other | 5564 | 2650 | 5208 | 2500 |  |  |  | Wholesale Mkt |  | 2297681 | Yes | DC-Coupled | PhotoVoltaic | 2650 | 2500
HISTEX-68390 |  |  |  |  | In Queue |  |  | 2018-04-27 | [12 empty] | 2277113 | Yes |  |  | 0 | 0
HISTEX-68431 |  |  |  |  | In Queue |  |  | 2018-03-19 | [12 empty] | 2271557 | Yes |  |  | 0 | 0
HISTEX-68447 |  |  |  |  | In Queue |  |  | 2018-04-11 | [12 empty] | PP02277380 | Yes |  | PhotoVoltaic | 0 | 0
HISTEX-68604 |  |  |  |  | In Queue |  |  | 2019-04-05 | [12 empty] | 2336071 | Yes |  |  | 0 | 0
HISTEX-68609 |  |  |  |  | In Queue |  |  | 2019-04-12 | [12 empty] | 2337126 | Yes |  |  | 0 | 0
HISTEX-68615 |  |  |  |  | In Queue |  |  | 2019-03-27 | [12 empty] | 2334390 | Yes |  |  | 0 | 0
HISTEX-68618 |  |  |  |  | In Queue |  |  | 2019-06-17 | [12 empty] | 2347725 | Yes |  |  | 0 | 0
HISTEX-68651 |  | MA - SMART Program |  |  | In Queue |  |  | 2019-04-16 | Lithium Ion |  | Other | 2631 | 1250 | 2631 | 1250 | [5 empty] | 0 | Yes | DC-Coupled | PhotoVoltaic | 1250 | 0
HISTEX-68666 |  |  |  |  | In Queue |  |  | 2020-08-06 | [7 empty] | Standalone |  |  |  |  | 0 |  |  | PhotoVoltaic | 0 | 0
HISTEX-68691 |  | ISO Markets | MA - SMART Program | CPeak | In Queue |  |  | 2020-12-17 | Lithium Ion |  | Other | 5000 | 2500 | 5000 | 2500 |  |  |  | Wholesale Mkt |  | 0 | Yes | DC-Coupled | PhotoVoltaic | 2500 | 2500
HISTEX-68699 |  | ISO Markets | MA - SMART Program | CPeak | In Queue |  |  | 2020-12-30 | Lithium Ion |  | LG Chem | 24288 | 5376 | 2488 | 5376 |  |  |  | Renew Intg,Renew Shift,Wholesale Mkt | DC Clipping Recapture | 0 | Yes | DC-Coupled | PhotoVoltaic | 5376 | 4999
HISTEX-68703 |  | MA - Energy Efficiency/ DR Program | ISO Markets | MA - SMART Program,CPeak | In Queue |  |  | 2020-12-31 | Lithium Ion |  | Tesla | 2248 | 1072.8 | 2248 | 1072.8 |  | Bill SVG | Peak Shaving,Reliability | Renew Intg,Renew Shift,Wholesale Mkt |  | 0 | Yes | AC-Coupled | PhotoVoltaic | 1072.8 | 1072.8
HISTEX-68764 |  |  |  |  | In Queue |  |  | 2020-09-30 | [12 empty] | 0 |  |  | PhotoVoltaic | 0 | 0
HISTEX-68765 |  |  |  |  | In Queue |  |  | 2020-09-30 | [12 empty] | 0 |  |  | PhotoVoltaic | 0 | 0
HISTEX-68766 |  |  |  |  | In Queue |  |  | 2020-09-30 | [12 empty] | 0 |  |  | PhotoVoltaic | 0 | 0
HISTEX-68768 |  | ISO Markets | MA - SMART Program | CPeak | In Queue |  |  | 2020-10-21 | Lithium Ion |  | Other | 4887.6 | 1221.9 | 4887.6 | 1221.9 |  |  |  | Renew Intg,Renew Shift,Wholesale Mkt |  | 0 | Yes | DC-Coupled | PhotoVoltaic | 1221.9 | 1221.9
HISTEX-68769 |  | ISO Markets | MA - SMART Program | CPeak | In Queue |  |  | 2020-10-21 | Lithium Ion |  | Other | 4887 | 996 | 4887 | 996 |  |  |  | Renew Intg,Renew Shift,Wholesale Mkt |  | 0 | Yes | DC-Coupled | PhotoVoltaic | 996 | 996
HISTEX-68770 |  | ISO Markets | MA - SMART Program | CPeak | In Queue |  |  | 2020-10-21 | Lithium Ion |  | Other | 20365 | 5091.25 | 20365 | 5091.25 | Standalone |  |  | Renew Intg,Renew Shift,Wholesale Mkt |  | 0 | Yes | DC-Coupled | PhotoVoltaic | 5091.25 | 5091.25
HISTEX-68782 |  |  |  |  | In Queue |  |  | 2020-11-25 | [7 empty] | Standalone |  |  |  |  | 0 |  |  | PhotoVoltaic | 0 | 0
HISTEX-69168 |  |  |  |  | In Queue | 50 |  | 2018-07-19 | [12 empty] | 0 | Yes |  |  | 0 | 0
HISTEX-69607 |  |  |  |  | In Queue |  |  | 2019-03-19 | [12 empty] | 0 |  |  |  | 0 | 0
HISTEX-69666 |  | MA - SMART Program | Net Metering |  | In Queue |  |  | 2019-05-29 | Lithium Ion |  | Other | 340.48 | 85 | 340.48 | 85 |  |  |  | Wholesale Mkt |  | 0 | Yes | DC-Coupled | PhotoVoltaic | 85 | 0
HISTEX-69668 |  | MA - SMART Program | Net Metering |  | In Queue |  |  | 2019-06-03 | Lithium Ion |  | Other | 340.48 | 85 | 340.48 | 85 |  |  |  | Wholesale Mkt |  | 0 | Yes | DC-Coupled | PhotoVoltaic | 85 | 0
HISTEX-69675 |  |  |  |  | In Queue |  |  | 2020-02-10 | [12 empty] | 0 |  |  | PhotoVoltaic | 0 | 0
HISTEX-69676 |  |  |  |  | In Queue |  |  | 2019-07-24 | [12 empty] | 0 | Yes |  | PhotoVoltaic | 0 | 0
HISTEX-69688 |  |  |  |  | In Queue |  |  | 2019-08-28 | [12 empty] | 0 |  |  | PhotoVoltaic | 0 | 0
HISTEX-69704 |  | ISO Markets | MA - SMART Program | CPeak | In Queue |  |  | 2019-08-14 | Lithium Ion |  | Other | 9200 | 2000 | 9200 | 2000 | Standalone |  |  | Wholesale Mkt |  | 0 | Yes | DC-Coupled | PhotoVoltaic | 2000 | 2000
HISTEX-69731 |  | MA - SMART Program |  |  | In Queue |  |  | 2019-10-07 | Lithium Ion |  | Other | 6000 | 3000 | 6000 | 3000 | Standalone |  |  | Wholesale Mkt |  | 0 | Yes | DC-Coupled | PhotoVoltaic | 3000 | 0
HISTEX-69732 |  |  |  |  | In Queue |  |  | 2019-10-29 | [12 empty] | 0 |  |  | PhotoVoltaic | 0 | 0
HISTEX-69749 |  |  |  |  | In Queue |  |  | 2019-11-21 | [12 empty] | 0 | Yes |  |  | 0 | 0
HISTEX-69752 |  | ISO Markets | MA - SMART Program | CPeak | In Queue |  |  | 2019-12-18 | Lithium Ion |  | Other | 4 | 2 | 4 | 2 |  |  |  | Renew Intg,Renew Shift,Wholesale Mkt | DC Clipping Recapture | 0 | Yes | DC-Coupled | PhotoVoltaic | 2 | 0
HISTEX-69756 |  |  |  |  | In Queue |  |  | 2019-12-13 | [12 empty] | 0 | Yes |  |  | 0 | 0
HISTEX-69769 |  |  |  |  | In Queue |  |  | 2019-12-26 | [12 empty] | 0 |  |  | PhotoVoltaic | 0 | 0
HISTEX-69781 |  |  |  |  | In Queue |  |  | 2020-02-20 | [12 empty] | 0 |  |  | PhotoVoltaic | 0 | 0
HISTEX-69786 |  |  |  |  | In Queue |  |  | 2020-03-06 | Lithium Ion |  | Other | 6000 | 1500 | 5922 | 2000 | Standalone |  |  | Wholesale Mkt |  | 0 | Yes | DC-Coupled | PhotoVoltaic | 1500 | 2000
HISTEX-69796 |  |  |  |  | In Queue |  |  | 2020-03-27 | [12 empty] | 0 |  |  | PhotoVoltaic | 0 | 0
HISTEX-69802 |  |  |  |  | In Queue |  |  | 2020-03-27 | [12 empty] | 0 |  |  | PhotoVoltaic | 0 | 0
HISTEX-69816 |  |  |  |  | In Queue |  |  | 2020-04-30 | [12 empty] | 0 |  |  | PhotoVoltaic | 0 | 0
HISTEX-69819 |  |  |  |  | In Queue |  |  | 2020-05-05 | [12 empty] | 0 |  |  | PhotoVoltaic | 0 | 0
HISTEX-69825 |  | MA - SMART Program |  |  | In Queue |  |  | 2020-04-30 | Lithium Ion |  | Other | 5564 | 2650 | 5208 | 2500 |  |  |  | Wholesale Mkt |  | 0 | Yes | DC-Coupled | PhotoVoltaic | 2650 | 2500
HISTEX-69837 |  | MA - SMART Program | Net Metering |  | In Queue |  |  | 2020-06-17 | Lithium Ion |  | Other | 1146 | 500 | 1146 | 500 |  | Bill SVG | Peak Shaving | Renew Shift |  | 0 | Yes | AC-Coupled | PhotoVoltaic | 500 | 500
HISTEX-69844 |  |  |  |  | In Queue |  |  | 2020-04-01 | [12 empty] | 0 |  |  | PhotoVoltaic | 0 | 0
HISTEX-69847 |  | ISO Markets | MA - SMART Program | CPeak | In Queue |  |  | 2020-06-23 | Lithium Ion |  | LG Chem | 9600 | 2400 | 9600 | 2400 |  |  |  | Renew Intg,Renew Shift,Wholesale Mkt | DC Clipping Recapture | 0 | Yes | DC-Coupled | PhotoVoltaic | 2400 | 0
HISTEX-69859 |  | ISO Markets | MA - SMART Program | CPeak | In Queue |  |  | 2020-06-30 | Lithium Ion |  | Other | 4073 | 1018 | 4073 | 1018 |  |  |  | Renew Intg,Renew Shift,Wholesale Mkt |  | 0 | Yes | DC-Coupled | PhotoVoltaic | 1018 | 1018
HISTEX-69868 |  | ISO Markets | MA - SMART Program | CPeak | In Queue |  |  | 2020-07-29 | Lithium Ion |  | Tesla | 11750.4 | 2937.6 | 11750.4 | 2937.6 |  |  |  | Renew Shift,Wholesale Mkt |  | 0 | Yes | AC-Coupled | PhotoVoltaic | 2937.6 | 2937.6
HISTEX-69869 |  | ISO Markets | MA - SMART Program | CPeak | In Queue |  |  | 2020-07-06 | Lithium Ion |  | Other | 9400 | 4000 | 8594 | 3862 | Standalone |  |  | Renew Shift,Wholesale Mkt |  | 0 | Yes | DC-Coupled | PhotoVoltaic | 4000 | 3862
HISTEX-69871 |  | ISO Markets | MA - SMART Program | CPeak | In Queue |  |  | 2020-07-06 | Lithium Ion |  | Other | 18800 | 4998 | 17188 | 4827 | Standalone |  |  | Renew Shift,Wholesale Mkt |  | 0 | Yes | DC-Coupled | PhotoVoltaic | 4998 | 4827
HISTEX-69873 |  | ISO Markets | MA - SMART Program | CPeak | In Queue |  |  | 2020-08-19 | Lithium Ion |  | Other | 4700 | 2000 | 4330 | 1932 | Standalone |  |  | Renew Shift,Wholesale Mkt |  | 0 | Yes | DC-Coupled | PhotoVoltaic | 2000 | 1932
HISTEX-69874 |  | ISO Markets | MA - SMART Program | CPeak | In Queue |  |  | 2020-07-27 | Lithium Ion |  | LG Chem | 3000 | 500 | 3000 | 500 | Standalone |  |  | Renew Intg,Renew Shift,Wholesale Mkt |  | 0 | Yes | DC-Coupled | PhotoVoltaic | 500 | 0
HISTEX-69876 |  | ISO Markets | MA - SMART Program | CPeak | In Queue |  |  | 2020-08-12 | Lithium Ion |  | LG Chem | 3996 | 1000 | 3996 | 1000 | Standalone |  |  | Renew Intg,Renew Shift,Wholesale Mkt | DC Clipping Recapture | 0 | Yes | DC-Coupled | PhotoVoltaic | 1000 | 0
ESMAEX-00032 |  | ISO Markets | MA - SMART Program | CPeak | In Queue |  |  | 2021-04-07 | Lithium Ion |  | LG Chem | 11220 | 3470 | 11220 | 3470 | Standalone |  |  | Wholesale Mkt |  | 0 | Yes | DC-Coupled | PhotoVoltaic | 3470 | 0
ESMAEX-00081 |  | MA - SMART Program |  |  | In Queue | 30 |  | 2021-04-28 | Lithium Ion |  | Other | 1020 | 510 | 1020 | 999 | Standalone |  |  | Renew Shift |  | 0 | Yes | DC-Coupled | Other | 510 | 999
ESMAEX-00094 |  | ISO Markets | MA - SMART Program | CPeak | In Queue |  |  | 2021-05-03 | Lithium Ion |  | LG Chem | 800 | 400 | 499 | 499 | Standalone |  |  | Renew Intg,Renew Shift,Wholesale Mkt |  | 0 | Yes | DC-Coupled | PhotoVoltaic | 400 | 499
ESMAEX-00128 |  | ISO Markets | MA - SMART Program | CPeak | In Queue |  |  | 2021-05-17 | Lithium Ion |  | LG Chem | 400 | 200 | 249 | 249 | Standalone |  |  | Renew Intg,Renew Shift,Wholesale Mkt | DC Clipping Recapture | 0 | Yes | DC-Coupled | Other | 200 | 249
ESMAEX-00129 |  | ISO Markets | MA - SMART Program | CPeak | In Queue |  |  | 2021-05-17 | Lithium Ion |  | LG Chem | 3600 | 1200 | 499 | 499 | Standalone |  |  | Renew Intg,Renew Shift,Wholesale Mkt | DC Clipping Recapture | 0 | Yes | DC-Coupled | Other | 1200 | 499
ESMAEX-00203 |  | ISO Markets | CPeak | Utility demand response (Connected Solutions) | In Queue |  |  | 2021-06-22 | Lithium Ion |  | Other | 124 | 30 | 119 | 30 | Behind the Meter | Bill SVG | Peak Shaving,Reliability | Wholesale Mkt | Connected Solutions Demand Response - Daily Dispatch | 0 | No | AC-Coupled | Other | 30 | 30
ESMAEX-00185 |  | ISO Markets | CPeak |  | In Queue |  |  | 2021-06-15 | Lithium Ion |  | Other | 11008 | 4999 | 10369 | 4999 | Standalone | Generation | Peak Shaving,Power Quality | Renew Intg,Renew Shift,Wholesale Mkt,TD Asset |  | 0 | No | AC-Coupled | Other | 4999 | 4999
ESMAEX-00220 |  | MA - SMART Program |  |  | In Queue |  |  | 2021-10-20 | Lithium Ion |  | Samsung | 8000 | 2000 | 8000 | 2000 | Standalone |  |  | Renew Shift |  | 0 | Yes | DC-Coupled | PhotoVoltaic | 2000 | 0
ESMAEX-00236 |  | ISO Markets | CPeak |  | In Queue |  |  | 2021-08-31 | Lithium Ion |  | Other | 13520 | 4999 | 12840 | 4999 | Standalone | Generation | Peak Shaving | Renew Intg,Renew Shift,Wholesale Mkt |  | 0 | No | AC-Coupled | Other | 4999 | 4999
ESMAEX-00266 |  | ISO Markets | CPeak |  | In Queue |  |  | 2021-08-31 | Lithium Ion |  | Other | 11008 | 4999 | 10369 | 2500 | Standalone | Generation,Micogrid | Peak Shaving,Reliability | Renew Intg,Wholesale Mkt |  | 0 | No | AC-Coupled | Other | 4999 | 2500
ESMAEX-00298 |  | MA - Energy Efficiency/ DR Program | ISO Markets | CPeak | In Queue |  |  | 2021-08-10 | Lithium Ion |  | Other | 27708 | 6927 | 20000 | 4948 | Standalone | Generation | Peak Shaving | Wholesale Mkt |  | 0 | No | AC-Coupled | Other | 6927 | 4948
ESMAEX-00475 |  | ISO Markets | MA - SMART Program | CPeak | In Queue |  |  | 2021-10-06 | Other | Lithium Iron Phosphate | Other | 6682.5 | 2227.5 | 6682.5 | 2227.5 | Standalone |  | Power Quality | Renew Intg,Renew Shift,Wholesale Mkt |  | 0 | Yes | DC-Coupled | PhotoVoltaic | 2227.5 | 0
ESMAEX-03093 |  | MA - DOER/ MassCEC Funded Projects | MA - SMART Program |  | In Queue | 10 |  | 2023-10-30 | Lithium Ion |  | Tesla | 28 | 11.6 | 27 | 10 | Behind the Meter |  | Reliability |  |  | 0 | Yes | AC-Coupled | Fuel Cell | 11.6 | 10
ESMAEX-00463 |  | MA - SMART Program | CPeak |  | In Queue |  |  | 2021-11-10 | Lithium Ion |  | Other | 19920 | 4980 | 19920 | 4980 | Standalone |  |  | Renew Intg,Renew Shift |  | 0 | Yes | DC-Coupled | PhotoVoltaic | 4980 | 4980
ESMAEX-00458 |  | MA - Energy Efficiency/ DR Program | ISO Markets | MA - SMART Program,CPeak | In Queue | 60 |  | 2021-09-29 | Lithium Ion |  | Other | 532 | 250 | 532 | 250 | Behind the Meter | Bill SVG | Peak Shaving | Wholesale Mkt |  | 0 | Yes | AC-Coupled | PhotoVoltaic | 250 | 250
ESMAEX-00503 |  | ISO Markets | CPeak |  | In Queue |  |  | 2022-02-23 | Lithium Ion |  | Samsung | 19960 | 4990 | 19960 | 4990 | Standalone |  | Peak Shaving,Reliability | Renew Intg,Renew Shift,Wholesale Mkt |  | 0 | No | DC-Coupled | Other | 4990 | 0
ESMAEX-00578 |  | ISO Markets | CPeak |  | In Queue |  |  | 2022-01-12 | Lithium Ion |  | Other | 19960 | 4990 | 19960 | 4990 | Standalone |  |  | Wholesale Mkt | Clean Peak | 0 | No | AC-Coupled | Other | 4990 | 4990
ESMAEX-00706 |  | MA - SMART Program |  |  | In Queue |  |  | 2022-01-04 | Lithium Ion |  | LG Chem | 400 | 200 | 400 | 200 | Behind the Meter |  |  | Renew Intg,Renew Shift,Wholesale Mkt |  | 0 | Yes | DC-Coupled | Other | 200 | 0
ESMAEX-00681 |  | MA - Energy Efficiency/ DR Program | ISO Markets | CPeak | In Queue |  |  | 2022-11-29 | Lithium Ion |  | Other | 1500 | 1500 | 17140 | 1249.8 | Behind the Meter |  | Reliability | Wholesale Mkt |  | 0 | No | AC-Coupled | Other | 1500 | 1249.8
ESMAEX-00686 |  | MA - SMART Program | CPeak |  | In Queue |  |  | 2023-01-26 | Lithium Ion |  | Other | 1116 | 500 | 996 | 498 | Standalone |  |  | Renew Shift,Wholesale Mkt |  | 0 | Yes | DC-Coupled | PhotoVoltaic | 500 | 498
ESMAEX-00810 |  | ISO Markets | MA - SMART Program | CPeak | In Queue |  |  | 2022-02-04 | Lithium Ion |  | Other | 7425 | 2490 | 7425 | 2490 | Behind the Meter |  |  | Renew Intg,Renew Shift,Wholesale Mkt |  | 0 | Yes | DC-Coupled | PhotoVoltaic | 2490 | 0
ESMAEX-01101 |  | ISO Markets | MA - SMART Program | CPeak | In Queue |  |  | 2022-05-12 | Lithium Ion |  | Samsung | 6000 | 1500 | 6000 | 1500 | Standalone | Bill SVG,Generation | Peak Shaving,Power Quality,Reliability | Renew Intg,Renew Shift,Wholesale Mkt,TD Asset |  | 0 | Yes | AC-Coupled | PhotoVoltaic | 1500 | 1500
ESMAEX-00744 |  | MA - DOER/ MassCEC Funded Projects | ISO Markets | CPeak,Connected Solutions | In Queue | 60 |  | 2022-03-08 | Lithium Ion |  | Other | 573 | 250 | 573 | 250 | Behind the Meter | Bill SVG,Micogrid | Peak Shaving,Reliability | Wholesale Mkt |  | 0 | Yes | AC-Coupled | Other | 250 | 250
ESMAEX-00761 |  | MA - SMART Program |  |  | In Queue | 30 |  | 2022-01-27 | Lithium Ion |  | Other | 548 | 274 | 548 | 274 | Behind the Meter | Bill SVG |  |  |  | 0 | Yes | DC-Coupled | PhotoVoltaic | 274 | 0
ESMAEX-00776 |  | MA - Energy Efficiency/ DR Program | ISO Markets | CPeak | In Queue |  |  | 2022-09-20 | Lithium Ion |  | Other | 1500 | 1500 | 1249.8 | 1249.8 | Behind the Meter |  | Reliability | Wholesale Mkt |  | 0 | No | AC-Coupled | Other | 1500 | 1249.8
ESMAEX-00777 |  | MA - Energy Efficiency/ DR Program | CPeak |  | In Queue |  |  | 2023-01-18 | Lithium Ion |  | Other | 1500 | 1500 | 17140 | 1249.8 | Behind the Meter |  | Peak Shaving,Reliability |  |  | 0 | No | AC-Coupled | Other | 1500 | 1249.8
ESMAEX-00787 |  | MA - Energy Efficiency/ DR Program |  |  | In Queue |  |  | 2022-03-09 | Lithium Ion |  | Other | 18432 | 6000 | 17140 | 4999.2 | Standalone |  | Reliability | Renew Intg,Wholesale Mkt |  | 0 | No | AC-Coupled | Other | 6000 | 4999.2
ESMAEX-00838 |  | ISO Markets | MA - SMART Program | CPeak | In Queue |  |  | 2022-03-16 | Lithium Ion |  | Other | 4608 | 1500 | 4285 | 1250 | Standalone |  |  | Renew Intg,Renew Shift,Wholesale Mkt |  | 0 | No | AC-Coupled | Other | 1500 | 1250
ESMAEX-00900 |  | MA - SMART Program |  |  | In Queue |  |  | 2022-04-06 | Lithium Ion |  | Other | 6000 | 1000 | 6000 | 1000 | Standalone |  |  | Renew Shift |  | 0 | Yes | DC-Coupled | PhotoVoltaic | 1000 | 0
ESMAEX-00988 |  | ISO Markets | CPeak |  | In Queue |  |  | 2023-01-20 | Lithium Ion |  | Other | 19960 | 4990 | 19960 | 4990 | Standalone |  |  | Wholesale Mkt | Clean Peak | 0 | No | AC-Coupled | Other | 4990 | 4990
ESMAEX-01131 |  | ISO Markets | CPeak |  | In Queue |  |  | 2022-10-04 | Lithium Ion |  | Other | 19960 | 4990 | 19960 | 4990 | Standalone |  |  | Wholesale Mkt | Clean Peak | 0 | No | AC-Coupled | Other | 4990 | 4990
ESMAEX-01148 |  | MA - SMART Program |  |  | In Queue |  |  | 2022-06-14 | Lithium Ion |  | Other | 680.96 | 336 | 680.96 | 336 | Standalone |  |  | Wholesale Mkt |  | 0 | Yes | DC-Coupled | PhotoVoltaic | 336 | 0
ESMAEX-01174 |  | MA - Energy Efficiency/ DR Program | ISO Markets | MA - SMART Program,CPeak | In Queue |  |  | 2022-06-03 | Lithium Ion |  | Tesla | 2730.2 | 1365.1 | 2730.2 | 1365.1 | Behind the Meter | Bill SVG | Peak Shaving,Reliability | Renew Intg,Renew Shift,Wholesale Mkt |  | 0 | Yes | AC-Coupled | PhotoVoltaic | 1365.1 | 1365.1
ESMAEX-01159 |  | ISO Markets | MA - SMART Program |  | In Queue |  |  | 2022-10-10 | Lithium Ion |  | Other | 2880 | 1000 | 2880 | 1000 | Standalone |  | Peak Shaving | Renew Intg,Wholesale Mkt |  | 0 | Yes | DC-Coupled | PhotoVoltaic | 1000 | 1000
ESMAEX-01166 |  | MA - SMART Program | CPeak |  | In Queue |  |  | 2023-03-24 | Lithium Ion |  | Other | 19550 | 4887.6 | 19550 | 4887.6 | Standalone |  |  | Renew Intg,Renew Shift,Wholesale Mkt |  | 0 | Yes | DC-Coupled | PhotoVoltaic | 4887.6 | 4887.6
ESMAEX-01230 |  |  |  |  | In Queue |  |  | 2022-07-28 | Lithium Ion |  | Other | 670 | 250 | 791.5 | 0 | Behind the Meter |  | Peak Shaving |  |  | 0 | No | AC-Coupled | PhotoVoltaic | 250 | 0
ESMAEX-01251 |  | ISO Markets | MA - SMART Program | CPeak | In Queue |  |  | 2023-08-02 | Lithium Ion |  | Other | 250 | 250 | 1000 | 970 | Behind the Meter |  |  | Renew Intg,Renew Shift,Wholesale Mkt |  | 0 | Yes | AC-Coupled | PhotoVoltaic | 250 | 970
ESMAEX-01348 |  | MA - DOER/ MassCEC Funded Projects | ISO Markets | MA - SMART Program,CPeak | In Queue |  |  | 2022-07-06 | Lithium Ion |  | Other | 1400 | 560 | 1400 | 560 | Behind the Meter | Bill SVG,Micogrid | Peak Shaving,Reliability | Renew Shift |  | 0 | Yes | AC-Coupled | PhotoVoltaic | 560 | 560
ESMAEX-01343 |  | ISO Markets | CPeak |  | In Queue |  |  | 2022-09-23 | Lithium Ion |  | Other | 11008 | 4999 | 11008 | 4999 | Standalone |  |  | Renew Intg,Renew Shift,Wholesale Mkt |  | 0 | No | AC-Coupled | Other | 4999 | 4999
ESMAEX-01384 |  | ISO Markets | MA - SMART Program | CPeak | In Queue |  |  | 2023-01-13 | Lithium Ion |  | Other | 2970 | 1200 | 2970 | 1000 | Behind the Meter |  | Reliability | Renew Intg,Renew Shift,Wholesale Mkt |  | 0 | Yes | AC-Coupled | PhotoVoltaic | 1200 | 1000
ESMAEX-01421 |  | MA - SMART Program | CPeak |  | In Queue |  |  | 2022-08-15 | Lithium Ion |  | Other | 8000 | 2000 | 8000 | 2000 | Standalone |  |  | Renew Intg,Renew Shift |  | 0 | Yes | DC-Coupled | PhotoVoltaic | 2000 | 0
ESMAEX-01439 |  | MA - SMART Program | CPeak |  | In Queue |  |  | 2022-09-07 | Lithium Ion |  | Other | 12000 | 3000 | 12000 | 3000 | Standalone |  |  | Renew Intg,Renew Shift |  | 0 | Yes | DC-Coupled | PhotoVoltaic | 3000 | 0
ESMAEX-01448 |  | ISO Markets | MA - SMART Program | CPeak | In Queue |  |  | 2023-01-17 | Lithium Ion |  | Other | 2970 | 1200 | 2970 | 1000 | Behind the Meter |  | Peak Shaving,Reliability | Renew Intg,Renew Shift,Wholesale Mkt |  | 0 | Yes | AC-Coupled | PhotoVoltaic | 1200 | 1000
ESMAEX-01479 |  | ISO Markets | MA - SMART Program | CPeak | In Queue |  |  | 2022-12-20 | Lithium Ion |  | Other | 4700 | 2000 | 4590 | 1931 | Standalone |  |  | Renew Shift,Wholesale Mkt |  | 0 | Yes | DC-Coupled | PhotoVoltaic | 2000 | 1931
ESMAEX-01518 |  | ISO Markets |  |  | In Queue |  |  | 2023-02-01 | Lithium Ion |  | Other | 4600 | 1000 | 4600 | 1000 | Standalone | Bill SVG |  | Wholesale Mkt |  | 0 | No | AC-Coupled | Other | 1000 | 1000
ESMAEX-01522 |  | ISO Markets | CPeak |  | In Queue |  |  | 2022-08-29 | Other | Lithium Iron Phosphate | Other | 19960 | 4990 | 19960 | 4990 | Standalone |  | Peak Shaving,Reliability | Renew Intg,Renew Shift,Wholesale Mkt |  | 0 | No | AC-Coupled | Other | 4990 | 4990
ESMAEX-01572 |  | ISO Markets | Connected Solutions |  | In Queue |  |  | 2022-12-19 | Lithium Ion |  | Other | 18432 | 6000 | 17140 | 4999.2 | Behind the Meter |  |  | Renew Intg,Renew Shift,Wholesale Mkt | DC Clipping Recapture | 0 | No | AC-Coupled | Other | 6000 | 4999.2
ESMAEX-01598 |  | ISO Markets | CPeak |  | In Queue |  |  | 2022-09-16 | Lithium Ion |  | Other | 24000 | 6000 | 24000 | 6000 | Standalone | Bill SVG,Generation | Peak Shaving,Power Quality,Reliability | Renew Intg,Renew Shift,Wholesale Mkt,TD Asset | Clean Peak Program | 0 | No | AC-Coupled | Other | 6000 | 6000
ESMAEX-01581 |  | ISO Markets | CPeak |  | In Queue |  |  | 2023-03-20 | Lithium Ion |  | Other | 15000 | 5000 | 15000 | 4999 | Standalone |  |  | Wholesale Mkt |  | 0 | No | AC-Coupled | Other | 5000 | 4999
ESMAEX-01582 |  | CPeak |  |  | In Queue |  |  | 2023-03-20 | Lithium Ion |  | Other | 40000 | 10000 | 40000 | 6700 | Standalone |  |  | Renew Intg,Renew Shift,Wholesale Mkt |  | 0 | Yes | DC-Coupled | PhotoVoltaic | 10000 | 6700
ESMAEX-01586 |  | ISO Markets | MA - SMART Program | CPeak | In Queue |  |  | 2022-09-14 | Lithium Ion |  | Other | 10346 | 3500 | 9253 | 3345.1 | Standalone |  |  | Renew Shift,Wholesale Mkt |  | 0 | Yes | DC-Coupled | PhotoVoltaic | 3500 | 3345.1
ESMAEX-01613 |  | ISO Markets | CPeak |  | In Queue |  |  | 2022-09-21 | Lithium Ion |  | Other | 19960 | 4990 | 19960 | 4990 | Standalone | Bill SVG,Generation | Peak Shaving,Power Quality,Reliability | Renew Intg,Renew Shift,Wholesale Mkt,TD Asset | Clean Peak Program | 0 | No | AC-Coupled | Other | 4990 | 4990
ESMAEX-01638 |  | ISO Markets | CPeak |  | In Queue |  |  | 2022-09-28 | Lithium Ion |  | Other | 19960 | 4990 | 19960 | 4990 | Standalone | Bill SVG,Generation | Peak Shaving,Power Quality,Reliability | Renew Intg,Renew Shift,Wholesale Mkt,TD Asset | Clean Peak Program | 0 | No | AC-Coupled | Other | 4990 | 4990
ESMAEX-01622 |  | MA - SMART Program | CPeak |  | In Queue |  |  | 2023-05-10 | Lithium Ion |  | Other | 2000 | 1000 | 2000 | 1000 | Standalone |  | Reliability | Renew Intg,Renew Shift |  | 0 | Yes | DC-Coupled | PhotoVoltaic | 1000 | 0
ESMAEX-01691 |  | ISO Markets | MA - SMART Program | CPeak | In Queue |  |  | 2022-11-17 | Lithium Ion |  | Samsung | 2500 | 1250 | 2500 | 1250 | Standalone |  | Peak Shaving | Renew Intg,Wholesale Mkt |  | 0 | Yes | DC-Coupled | PhotoVoltaic | 1250 | 0
ESMAEX-01708 |  | ISO Markets | MA - SMART Program | CPeak | In Queue |  |  | 2023-01-10 | Lithium Ion |  | Other | 2222 | 1111 | 2000 | 1000 | Standalone |  | Peak Shaving | Renew Intg,Renew Shift,Wholesale Mkt |  | 0 | Yes | AC-Coupled | PhotoVoltaic | 1111 | 1000
ESMAEX-01704 |  | ISO Markets | MA - SMART Program | CPeak | In Queue |  |  | 2022-12-20 | Lithium Ion |  | Other | 4700 | 2000 | 4590 | 1931 | Standalone |  |  | Renew Shift,Wholesale Mkt |  | 0 | Yes | DC-Coupled | PhotoVoltaic | 2000 | 1931
ESMAEX-01759 |  |  |  |  | In Queue |  |  | 2022-12-20 | Lithium Ion |  | Other | 278 | 139 | 278 | 139 | Standalone |  |  |  |  | 0 | Yes | DC-Coupled | PhotoVoltaic | 139 | 139
ESMAEX-01755 |  | ISO Markets | MA - SMART Program | CPeak | In Queue |  |  | 2023-09-21 | Lithium Ion |  | Other | 3300 | 1650 | 3300 | 1650 | Standalone |  | Reliability | Renew Intg,Renew Shift,Wholesale Mkt |  | 0 | Yes | DC-Coupled | PhotoVoltaic | 1650 | 0
ESMAEX-01828 |  | MA - SMART Program | CPeak |  | In Queue |  |  | 2023-01-25 | Lithium Ion |  | Other | 16656 | 4164 | 16656 | 4164 | Standalone |  | Reliability | Renew Intg,Renew Shift |  | 0 | Yes | DC-Coupled | PhotoVoltaic | 4164 | 0
ESMAEX-01866 |  | MA - SMART Program | CPeak |  | In Queue |  |  | 2022-11-29 | Lithium Ion |  | Other | 10600 | 4990 | 10600 | 4990 | Standalone |  | Power Quality,Reliability | Renew Intg,Renew Shift |  | 0 | Yes | DC-Coupled | PhotoVoltaic | 4990 | 4990
ESMAEX-01869 |  | Connected Solutions Demand Response |  |  | In Queue | 10 |  | 2022-11-29 | Lithium Ion |  | Tesla | 27 | 10 | 27 | 10 | Behind the Meter | Bill SVG | Peak Shaving,Reliability | Renew Shift |  | 0 | Yes | AC-Coupled | PhotoVoltaic | 10 | 0
ESMAEX-01941 |  | ISO Markets | MA - SMART Program | CPeak | In Queue |  |  | 2023-03-14 | Lithium Ion |  | LG Chem | 1200 | 249 | 1200 | 249 | Standalone |  |  | Renew Intg,Renew Shift,Wholesale Mkt | DC Clipping Recapture | 0 | Yes | DC-Coupled | Other | 249 | 249
ESMAEX-02031 |  | MA - SMART Program | CPeak |  | In Queue |  |  | 2023-01-17 | Lithium Ion |  | Other | 20000 | 5000 | 20000 | 5000 | Standalone |  |  | Renew Intg,Renew Shift,Wholesale Mkt |  | 0 | Yes | DC-Coupled | PhotoVoltaic | 5000 | 5000
ESMAEX-02038 |  | MA - SMART Program |  |  | In Queue |  |  | 2023-05-16 | Lithium Ion |  | Samsung | 4895 | 2030 | 4700 | 2000 | Standalone | Generation | Peak Shaving,Power Quality | Renew Intg,Renew Shift,Wholesale Mkt |  | 0 | Yes | DC-Coupled | PhotoVoltaic | 2030 | 2000
ESMAEX-02169 |  | ISO Markets | CPeak |  | In Queue |  |  | 2023-02-16 | Lithium Ion |  | Other | 1950 | 499 | 1950 | 499 | Behind the Meter |  | Reliability | Wholesale Mkt |  | 0 | No | AC-Coupled | Other | 499 | 499
ESMAEX-02171 |  | ISO Markets | MA - SMART Program | CPeak | In Queue |  |  | 2023-03-27 | Lithium Ion |  | Other | 3500 | 1750 | 0 | 0 | Standalone |  |  | Renew Intg,Renew Shift,Wholesale Mkt |  | 0 | Yes | DC-Coupled | PhotoVoltaic | 1750 | 0
ESMAEX-02194 |  | CPeak |  |  | In Queue |  |  | 2023-10-04 | Lithium Ion |  | Other | 20202 | 5051 | 19960 | 4990 | Standalone |  | Power Quality | Renew Shift,Wholesale Mkt |  | 0 | No | AC-Coupled | Other | 5051 | 4990
ESMAEX-02224 |  | ISO Markets | MA - SMART Program | CPeak | In Queue |  |  | 2023-08-08 | Lithium Ion |  | Other | 2040 | 1020 | 2040 | 1020 | Standalone |  |  | Renew Intg,Renew Shift |  | 0 | Yes | DC-Coupled | Other | 1020 | 0
ESMAEX-02225 |  | ISO Markets | MA - SMART Program | CPeak | In Queue |  |  | 2023-08-08 | Lithium Ion |  | Other | 6046 | 1500 | 6000 | 999 | Standalone |  |  | Renew Intg,Renew Shift |  | 0 | Yes | DC-Coupled | PhotoVoltaic | 1500 | 999
ESMAEX-03301 |  | ISO Markets | CPeak | Net Metering | In Queue |  |  | 2023-12-20 | Lithium Ion |  | Other | 19920 | 4980 | 19920 | 4980 | Standalone |  | Peak Shaving | Renew Intg,Renew Shift,Wholesale Mkt |  | 0 | Yes | DC-Coupled | PhotoVoltaic | 4980 | 4980
ESMAEX-02237 |  | MA - SMART Program | CPeak |  | In Queue |  |  | 2023-06-02 | Lithium Ion |  | Other | 19920 | 4980 | 19920 | 4980 | Standalone |  |  | Renew Intg,Renew Shift,Wholesale Mkt |  | 0 | Yes | DC-Coupled | PhotoVoltaic | 4980 | 4980
ESMAEX-02277 |  | ISO Markets | MA - SMART Program | CPeak | In Queue |  |  | 2023-03-17 | Lithium Ion |  | Other | 15000 | 5000 | 15000 | 5000 | Standalone |  |  | Renew Intg,Renew Shift,Wholesale Mkt |  | 0 | Yes | DC-Coupled | PhotoVoltaic | 5000 | 5000
ESMAEX-02303 |  | ISO Markets | CPeak |  | In Queue |  |  | 2023-05-05 | Lithium Ion |  | Other | 19960 | 4990 | 19960 | 4990 | Standalone | Bill SVG,Generation | Peak Shaving,Power Quality,Reliability | Renew Intg,Renew Shift,Wholesale Mkt,TD Asset | Clean Peak Program | 0 | No | AC-Coupled | Other | 4990 | 4990
ESMAEX-02322 |  | ISO Markets | MA - SMART Program | CPeak | In Queue |  |  | 2023-05-09 | Lithium Ion |  | LG Chem | 5060 | 1700 | 999 | 999 | Standalone |  |  | Renew Intg,Renew Shift,Wholesale Mkt |  | 0 | Yes | DC-Coupled | PhotoVoltaic | 1700 | 999
ESMAEX-02368 |  | ISO Markets | MA - SMART Program | CPeak | In Queue |  |  | 2023-04-11 | Lithium Ion |  | Other | 30000 | 5000 | 30000 | 5000 | Standalone |  |  | Renew Intg,Renew Shift,Wholesale Mkt |  | 0 | Yes | DC-Coupled | PhotoVoltaic | 5000 | 5000
ESMAEX-02438 |  | MA - SMART Program | CPeak |  | In Queue |  |  | 2023-05-26 | Lithium Ion |  | Other | 2000 | 1000 | 2000 | 1000 | Standalone |  | Reliability | Renew Intg,Renew Shift |  | 0 | Yes | DC-Coupled | PhotoVoltaic | 1000 | 0
ESMAEX-02441 |  | ISO Markets | MA - SMART Program | CPeak | In Queue |  |  | 2023-08-08 | Lithium Ion |  | Other | 2040 | 1020 | 2040 | 1020 | Standalone |  |  | Renew Intg,Renew Shift |  | 0 | Yes | DC-Coupled | Other | 1020 | 0
ESMAEX-02446 |  | MA - SMART Program | CPeak |  | In Queue |  |  | 2023-05-04 | Lithium Ion |  | Other | 1361.92 | 320 | 1361.92 | 0 | Standalone |  |  | Renew Shift |  | 0 | Yes | DC-Coupled | PhotoVoltaic | 320 | 0
ESMAEX-02511 |  | ISO Markets | CPeak |  | In Queue |  |  | 2023-05-23 | Lithium Ion |  | Other | 16000 | 4000 | 16000 | 4000 | Standalone |  |  | Wholesale Mkt | Clean Peak | 0 | No | AC-Coupled | Other | 4000 | 4000
ESMAEX-02496 |  |  |  |  | In Queue | 10 |  | 2023-05-19 | Lithium Ion |  | Tesla | 13.5 | 13.5 | 5 | 5 | Behind the Meter |  | Reliability |  |  | 0 | Yes | AC-Coupled | Other | 13.5 | 5
ESMAEX-02501 |  | ISO Markets | MA - SMART Program | CPeak | In Queue |  |  | 2023-05-22 | Lithium Ion |  | Other | 30000 | 5000 | 30000 | 5000 | Standalone |  |  | Renew Intg,Renew Shift,Wholesale Mkt |  | 0 | Yes | DC-Coupled | PhotoVoltaic | 5000 | 5000
ESMAEX-02533 |  |  |  |  | In Queue | 10 |  | 2023-05-26 | Lithium Ion |  | Tesla | 13.5 | 5 | 13.5 | 5 | Behind the Meter | Bill SVG | Peak Shaving,Reliability | Renew Shift |  | 0 | Yes | AC-Coupled | PhotoVoltaic | 5 | 0
ESMAEX-02512 |  | MA - SMART Program | CPeak |  | In Queue |  |  | 2023-07-05 | Lithium Ion |  | Other | 2000 | 1000 | 2000 | 1000 | Standalone |  | Reliability | Renew Intg,Renew Shift |  | 0 | Yes | DC-Coupled | PhotoVoltaic | 1000 | 0
ESMAEX-02530 |  |  |  |  | In Queue | 10 |  | 2023-05-26 | Lithium Ion |  | Tesla | 27 | 10 | 27 | 10 | Behind the Meter | Bill SVG | Peak Shaving,Reliability | Renew Shift |  | 0 | Yes | AC-Coupled | PhotoVoltaic | 10 | 0
ESMAEX-02552 |  | ISO Markets | CPeak |  | In Queue |  |  | 2023-07-20 | Lithium Ion |  | Other | 15000 | 5000 | 15000 | 4999 | Standalone |  |  | Wholesale Mkt |  | 0 | No | AC-Coupled | Other | 5000 | 4999
ESMAEX-02673 |  |  |  |  | In Queue | 10 |  | 2023-07-13 | Lithium Ion |  | Tesla | 27 | 10 | 27 | 10 | Behind the Meter |  |  |  |  | 0 | Yes | AC-Coupled | PhotoVoltaic | 10 | 0
ESMAEX-02662 |  | ISO Markets | MA - SMART Program | CPeak | In Queue |  |  | 2023-08-08 | Other | Lithium Iron Phosphate | Other | 4000 | 2000 | 4000 | 2000 | Standalone |  |  | Wholesale Mkt |  | 0 | Yes | DC-Coupled | PhotoVoltaic | 2000 | 2000
ESMAEX-02667 |  | MA - SMART Program |  |  | In Queue | 10 |  | 2023-07-13 | Lithium Ion |  | Tesla | 27 | 10 | 27 | 10 | Behind the Meter | Bill SVG | Peak Shaving,Reliability | Renew Shift |  | 0 | Yes | AC-Coupled | PhotoVoltaic | 10 | 0
ESMAEX-02726 |  | Connected Solutions |  |  | In Queue | 10 |  | 2023-07-30 | Lithium Ion |  | Tesla | 0 | 0 | 13.5 | 10 | Behind the Meter | Bill SVG |  |  |  | 0 | Yes | AC-Coupled | Other | 0 | 10
ESMAEX-02797 |  | MA - SMART Program | CPeak |  | In Queue |  |  | 2023-12-07 | Lithium Ion |  | Other | 3000 | 1500 | 3000 | 1500 | Standalone | Bill SVG | Power Quality | Renew Intg,Renew Shift,Wholesale Mkt |  | 0 | Yes | AC-Coupled | PhotoVoltaic | 1500 | 1500
ESMAEX-02840 |  | MA - SMART Program | CPeak |  | In Queue |  |  | 2023-09-27 | Lithium Ion |  | Other | 19920 | 4980 | 19920 | 4980 | Standalone |  |  | Renew Intg,Renew Shift,Wholesale Mkt |  | 0 | Yes | DC-Coupled | PhotoVoltaic | 4980 | 4980
ESMAEX-02846 |  | ISO Markets | MA - SMART Program | CPeak | In Queue |  |  | 2023-09-28 | Lithium Ion |  | Other | 3500 | 1750 | 3500 | 1750 | Standalone |  |  | Renew Intg,Renew Shift,Wholesale Mkt |  | 0 | Yes | DC-Coupled | PhotoVoltaic | 1750 | 0
ESMAEX-02849 |  | ISO Markets | MA - SMART Program | CPeak | In Queue |  |  | 2023-09-28 | Lithium Ion |  | Other | 3500 | 1750 | 3500 | 1750 | Standalone |  |  | Renew Intg,Renew Shift,Wholesale Mkt |  | 0 | Yes | DC-Coupled | PhotoVoltaic | 1750 | 0
ESMAEX-02908 |  |  |  |  | In Queue | 10 |  | 2023-09-12 | Lithium Ion |  | Tesla | 13.5 | 13.5 | 5 | 5 | Behind the Meter |  |  |  |  | 0 | Yes | AC-Coupled | Other | 13.5 | 5
ESMAEX-02922 |  |  |  |  | In Queue | 10 |  | 2023-09-15 | Lithium Ion |  | Tesla | 0 | 0 | 40.5 | 15 | Behind the Meter | Bill SVG | Peak Shaving,Reliability | Renew Shift |  | 0 | Yes | AC-Coupled | Other | 0 | 15
ESMAEX-02974 |  |  |  |  | In Queue | 60 |  | 2023-09-28 | Lithium Ion |  | Other | 124 | 42 | 20 | 20 | Behind the Meter | Bill SVG |  |  | Eversource Connected Solutions Demand Response Program (Daily Dispatch) | 0 | No | AC-Coupled | Other | 42 | 20
ESMAEX-03023 |  | ISO Markets | CPeak |  | In Queue | 60 |  | 2023-10-25 | Lithium Ion |  | Other | 500 | 400 | 500 | 400 | Behind the Meter | Bill SVG,Micogrid | Peak Shaving,Reliability | Wholesale Mkt |  | 0 | No | AC-Coupled | Other | 400 | 400
ESMAEX-03108 |  |  |  |  | In Queue | 20 |  | 2023-11-02 | Lithium Ion |  | Tesla | 0 | 0 | 13.5 | 5 | Behind the Meter | Bill SVG | Peak Shaving,Reliability | Renew Shift |  | 0 | Yes | AC-Coupled | PhotoVoltaic | 0 | 5
ESMAEX-03070 |  | MA - SMART Program |  |  | In Queue |  |  | 2023-10-19 | Lithium Ion |  | Tesla | 0 | 0 | 27 | 10 | Behind the Meter | Generation |  |  |  | 0 | Yes | AC-Coupled | PhotoVoltaic | 0 | 10
ESMAEX-02994 |  | ISO Markets | MA - SMART Program | CPeak | In Queue |  |  | 2023-09-29 | Lithium Ion |  | Other | 340.48 | 170 | 0 | 0 | Standalone |  |  | Renew Intg,Renew Shift,Wholesale Mkt |  | 0 | Yes | DC-Coupled | Other | 170 | 0
ESMAEX-03011 |  | MA - SMART Program | CPeak |  | In Queue |  |  | 2023-11-22 | Lithium Ion |  | Other | 6770 | 1693 | 6770 | 1693 | Standalone | Bill SVG |  | Renew Intg,Renew Shift |  | 0 | Yes | DC-Coupled | PhotoVoltaic | 1693 | 1693
ESMAEX-03025 |  |  |  |  | In Queue | 10 |  | 2023-10-05 | Lithium Ion |  | Tesla | 0 | 0 | 13.5 | 5 | Behind the Meter | Bill SVG | Peak Shaving,Reliability | Renew Shift |  | 0 | Yes | AC-Coupled | Other | 0 | 5
ESMAEX-03034 |  | MA - SMART Program |  |  | In Queue |  |  | 2024-03-21 | Lithium Ion |  | Other | 16925 | 4231 | 0 | 0 | Standalone |  | Reliability |  | SMART AOBC | 0 | Yes | DC-Coupled | PhotoVoltaic | 4231 | 0
ESMAEX-03058 |  | ISO Markets | CPeak | Net Metering | In Queue |  |  | 2023-12-20 | Lithium Ion |  | Other | 20000 | 4980 | 20000 | 4980 | Standalone |  | Peak Shaving | Renew Intg,Renew Shift,Wholesale Mkt |  | 0 | Yes | DC-Coupled | PhotoVoltaic | 4980 | 4980
ESMAEX-03109 |  |  |  |  | In Queue | 10 |  | 2023-11-02 | Lithium Ion |  | Tesla | 0 | 0 | 27 | 10 | Behind the Meter | Bill SVG | Peak Shaving,Reliability | Renew Shift |  | 0 | Yes | AC-Coupled | Other | 0 | 10
ESMAEX-03331 |  |  |  |  | In Queue | 10 |  | 2024-01-04 | Lithium Ion |  | Tesla | 0 | 0 | 27 | 10 | Behind the Meter |  |  |  |  | 0 | Yes | AC-Coupled | Other | 0 | 10
ESMAEX-03190 |  |  |  |  | In Queue | 10 |  | 2023-11-22 | Lithium Ion |  | Other | 27.2 | 10 | 27.2 | 10 | Behind the Meter |  |  |  |  | 0 | Yes | DC-Coupled | PhotoVoltaic | 10 | 10
ESMAEX-03176 |  | MA - SMART Program | CPeak |  | In Queue |  |  | 2023-11-20 | Lithium Ion |  | Other | 1750 | 875 | 0 | 0 | Standalone |  | Reliability | Renew Intg,Renew Shift |  | 0 | Yes | DC-Coupled | PhotoVoltaic | 875 | 0
ESMAEX-03192 |  | MA - SMART Program | CPeak |  | In Queue |  |  | 2023-11-22 | Lithium Ion |  | Other | 10000 | 2500 | 0 | 0 | Standalone |  | Reliability | Renew Intg,Renew Shift |  | 0 | Yes | DC-Coupled | PhotoVoltaic | 2500 | 0
ESMAEX-03201 |  | Utility DR Program |  |  | In Queue | 10 |  | 2023-11-28 | Lithium Ion |  | Tesla | 0 | 0 | 27 | 10 | Behind the Meter | Bill SVG | Peak Shaving,Power Quality,Reliability | Renew Shift |  | 0 | Yes | AC-Coupled | PhotoVoltaic | 0 | 10
ESMAEX-03268 |  | ISO Markets | CPeak |  | In Queue |  |  | 2023-12-12 | Lithium Ion |  | Other | 4800 | 1200 | 4800 | 1200 | Standalone | Bill SVG,Generation | Peak Shaving,Power Quality,Reliability | Renew Intg,Renew Shift,Wholesale Mkt,TD Asset |  | 0 | No | AC-Coupled | Other | 1200 | 1200
ESMAEX-03261 |  | MA - SMART Program | Connected Solutions Demand Response |  | In Queue | 10 |  | 2023-12-08 | Lithium Ion |  | Tesla | 40.5 | 15 | 0 | 0 | Behind the Meter | Bill SVG | Peak Shaving,Reliability | Renew Shift |  | 0 | Yes | AC-Coupled | PhotoVoltaic | 15 | 0
ESMAEX-03302 |  | MA - SMART Program | Connected Solutions Demand Response |  | In Queue | 10 |  | 2023-12-20 | Lithium Ion |  | Tesla | 40.5 | 15 | 13.5 | 5 | Behind the Meter | Bill SVG | Peak Shaving,Reliability | Renew Shift |  | 0 | Yes | AC-Coupled | PhotoVoltaic | 15 | 5
ESMAEX-03263 |  | MA - SMART Program | Net Metering |  | In Queue | 10 |  | 2023-12-11 | Lithium Ion |  | Tesla | 0 | 0 | 27 | 10 | Behind the Meter |  |  |  | Backup Power | 0 | Yes | AC-Coupled | PhotoVoltaic | 0 | 10
ESMAEX-03296 |  | Connected Solutions Demand Response |  |  | In Queue | 10 |  | 2023-12-20 | Lithium Ion |  | Tesla | 0 | 0 | 13.5 | 5 | Behind the Meter | Bill SVG | Peak Shaving,Reliability | Renew Shift |  | 0 | Yes | AC-Coupled | Other | 0 | 5
ESMAEX-03275 |  | Utility DR program |  |  | In Queue | 10 |  | 2023-12-13 | Lithium Ion |  | Tesla | 0 | 0 | 13.5 | 10 | Behind the Meter |  | Peak Shaving,Power Quality,Reliability | Renew Shift |  | 0 | Yes | AC-Coupled | PhotoVoltaic | 0 | 10
ESMAEX-03336 |  |  |  |  | In Queue | 10 |  | 2024-01-05 | Lithium Ion |  | Tesla | 0 | 0 | 27 | 10 | Behind the Meter | Bill SVG | Peak Shaving,Reliability |  |  | 0 | Yes | AC-Coupled | Other | 0 | 10
ESMAEX-03398 |  | Connected Solutions Demand Response |  |  | In Queue | 10 |  | 2024-01-30 | Lithium Ion |  | Tesla | 13.5 | 11.5 | 13.5 | 11.5 | Behind the Meter | Bill SVG | Peak Shaving,Reliability | Renew Shift |  | 0 | Yes | AC-Coupled | PhotoVoltaic | 11.5 | 11.5
ESMAEX-03387 |  | ISO Markets | CPeak |  | In Queue | 50 |  | 2024-06-06 | Lithium Ion |  | Tesla | 3372 | 1686 | 3372 | 1686 | Behind the Meter | Bill SVG,Micogrid | Peak Shaving,Reliability |  |  | 0 | Yes | AC-Coupled | PhotoVoltaic | 1686 | 1686
ESMAEX-03334 |  |  |  |  | In Queue | 10 |  | 2024-01-04 | Lithium Ion |  | Tesla | 0 | 0 | 27 | 10 | Behind the Meter | Bill SVG | Peak Shaving,Reliability | Renew Shift |  | 0 | Yes | AC-Coupled | Other | 0 | 10
ESMAEX-03362 |  |  |  |  | In Queue | 10 |  | 2024-01-16 | Lithium Ion |  | Enphase | 3.84 | 3.84 | 7.68 | 7.68 | Behind the Meter | Bill SVG |  |  |  | 0 | Yes | AC-Coupled | PhotoVoltaic | 3.84 | 7.68
ESMAEX-03373 |  |  |  |  | In Queue | Residential |  | 2024-01-19 | Lithium Ion |  | Tesla | 0 | 0 | 27 | 23 | Behind the Meter | Bill SVG | Peak Shaving,Reliability | Renew Shift |  | 0 | Yes | AC-Coupled | Other | 0 | 23
ESMAEX-03366 |  | CPeak |  |  | In Queue | 10 |  | 2024-01-17 | Lithium Ion |  | Other | 38.8 | 20.6 | 38.8 | 20.6 | Behind the Meter |  | Reliability | Renew Shift | Connected Solutions, Clean Peak Standards | 0 | Yes | DC-Coupled | PhotoVoltaic | 20.6 | 20.6
ESMAEX-03357 |  |  |  |  | In Queue | 10 |  | 2024-01-12 | Lithium Ion |  | Enphase | 5 | 5 | 5 | 5 | Behind the Meter |  |  |  |  | 0 | No | AC-Coupled | PhotoVoltaic | 5 | 5
ESMAEX-03363 |  |  |  |  | In Queue | 20 |  | 2024-01-16 | Lithium Ion |  | Tesla | 13.5 | 13.5 | 13.5 | 5 | Behind the Meter |  | Peak Shaving |  |  | 0 | Yes | AC-Coupled | PhotoVoltaic | 13.5 | 5
ESMAEX-03397 |  | Connected Solutions Demand Response |  |  | In Queue | 10 |  | 2024-01-30 | Lithium Ion |  | Tesla | 27 | 23 | 27 | 23 | Behind the Meter | Bill SVG | Peak Shaving,Reliability |  |  | 0 | Yes | DC-Coupled | PhotoVoltaic | 23 | 0
ESMAEX-03429 |  | MA - SMART Program | Connected Solutions Demand Response |  | In Queue | 10 |  | 2024-02-08 | Lithium Ion |  | Tesla | 13.5 | 5 | 27 | 10 | Behind the Meter | Bill SVG | Peak Shaving,Reliability | Renew Shift |  | 0 | Yes | AC-Coupled | PhotoVoltaic | 5 | 10
ESMAEX-03409 |  | MA - SMART Program | CPeak |  | In Queue |  |  | 2024-02-29 | Lithium Ion |  | Other | 3386 | 1693 | 3386 | 1693 | Standalone |  | Reliability |  | SMART AOBC | 0 | Yes | DC-Coupled | PhotoVoltaic | 1693 | 0
ESMAEX-03410 |  | ISO Markets | CPeak |  | In Queue |  |  | 2024-03-22 | Lithium Ion |  | Other | 4800 | 1200 | 4800 | 1200 | Standalone | Bill SVG,Generation | Peak Shaving,Power Quality,Reliability | Renew Intg,Renew Shift,Wholesale Mkt,TD Asset | Clean Peak | 0 | No | AC-Coupled | Other | 1200 | 1200
ESMAEX-03428 |  | MA - SMART Program |  |  | In Queue | 10 |  | 2024-02-08 | Lithium Ion |  | Other | 0 | 0 | 13 | 6.8 | Behind the Meter |  |  |  |  | 0 | Yes | AC-Coupled | PhotoVoltaic | 0 | 6.8
ESMAEX-03450 |  | Net Metering |  |  | In Queue | 10 |  | 2024-02-14 | Lithium Ion |  | Tesla | 0 | 0 | 27 | 10 | Behind the Meter |  |  |  | Backup | 0 | Yes | AC-Coupled | PhotoVoltaic | 0 | 10
ESMAEX-03458 |  | MA - SMART Program |  |  | In Queue | 10 |  | 2024-02-16 | Lithium Ion |  | Other | 18 | 18 | 19.5 | 19.5 | Behind the Meter |  |  |  |  | 0 | Yes | AC-Coupled | PhotoVoltaic | 18 | 19.5
ESMAEX-03495 |  | ISO Markets | CPeak | Net Metering | In Queue |  |  | 2024-02-29 | Lithium Ion |  | Other | 19960 | 4990 | 19960 | 4990 | Standalone |  | Peak Shaving | Renew Intg,Renew Shift,Wholesale Mkt |  | 0 | Yes | DC-Coupled | PhotoVoltaic | 4990 | 4990
ESMAEX-03507 |  | MA - SMART Program |  |  | In Queue |  |  | 2024-03-18 | Lithium Ion |  | Other | 10155 | 2539 | 10155 | 2539 | Standalone |  | Reliability |  | SMART AOBC | 0 | Yes | DC-Coupled | PhotoVoltaic | 2539 | 0
ESMAEX-03511 |  | MA - Energy Efficiency/ DR Program | ISO Markets | CPeak | In Queue |  |  | 2024-07-24 | Lithium Ion |  | Other | 2723.84 | 990 | 2723.84 | 990 | Behind the Meter | Bill SVG | Peak Shaving | Renew Shift,Wholesale Mkt |  | 0 | No | AC-Coupled | Other | 990 | 990
ESMAEX-03538 |  |  |  |  | In Queue | 10 |  | 2024-03-14 | Lithium Ion |  | Other | 20 | 17 | 40 | 25 | Behind the Meter | Generation | Peak Shaving |  |  | 0 | Yes | AC-Coupled | Other | 17 | 25
ESMAEX-03540 |  | MA - DOER/ MassCEC Funded Projects | MA - SMART Program |  | In Queue | 10 |  | 2024-03-15 | Lithium Ion |  | Enphase | 20.16 | 12.675 | 30.24 | 11.52 | Behind the Meter |  | Reliability | Renew Shift |  | 0 | Yes | AC-Coupled | Fuel Cell | 12.675 | 11.52
ESMAEX-03685 |  | CPeak |  |  | In Queue | 30 |  | 2024-04-18 | Lithium Ion |  | Other | 0 | 0 | 80 | 50 | Behind the Meter |  |  |  | back up battery when power goes out | 0 | Yes | AC-Coupled | Other | 0 | 50
ESMAEX-03554 |  | MA - Energy Efficiency/ DR Program |  |  | In Queue | 10 |  | 2024-03-20 | Lithium Ion |  | Tesla | 14 | 14 | 10 | 10 | Behind the Meter |  | Reliability |  |  | 0 | Yes | AC-Coupled | PhotoVoltaic | 14 | 10
ESMAEX-03573 |  | ISO Markets | MA - SMART Program | CPeak | In Queue |  |  | 2024-03-25 | Lithium Ion |  | Other | 5015 | 5015 | 4999.68 | 4999.68 | Standalone |  | Peak Shaving,Reliability | Renew Intg,Renew Shift,Wholesale Mkt |  | 0 | Yes | AC-Coupled | PhotoVoltaic | 5015 | 4999.68
ESMAEX-03567 |  | ISO Markets | MA - SMART Program | CPeak | In Queue |  |  | 2024-04-26 | Lithium Ion |  | Other | 16925 | 4231 | 16925 | 4231 | Standalone |  |  | Renew Intg,Renew Shift,Wholesale Mkt |  | 0 | Yes | DC-Coupled | PhotoVoltaic | 4231 | 0
ESMAEX-03594 |  | ISO Markets | CPeak | Connected Solutions | In Queue |  |  | 2024-05-22 | Lithium Ion |  | Other | 9632 | 3211 | 6000 | 2000 | Behind the Meter | Bill SVG | Peak Shaving | Wholesale Mkt |  | 0 | No | AC-Coupled | Other | 3211 | 2000
ESMAEX-03593 |  | ISO Markets | CPeak | Connected Solutions | In Queue |  |  | 2024-05-22 | Lithium Ion |  | Other | 6880 | 2293 | 4500 | 1500 | Behind the Meter | Bill SVG | Peak Shaving | Wholesale Mkt |  | 0 | No | AC-Coupled | Other | 2293 | 1500
ESMAEX-03679 |  | MA - SMART Program | Utility Connected Solutions DR Program |  | In Queue | 20 |  | 2024-04-17 | Lithium Ion |  | Tesla | 13.5 | 5 | 13.5 | 5 | Behind the Meter | Bill SVG | Peak Shaving,Reliability | Renew Shift |  | 0 | Yes | AC-Coupled | PhotoVoltaic | 5 | 0
ESMAEX-03599 |  | ISO Markets | CPeak |  | In Queue |  |  | 2024-07-01 | Lithium Ion |  | Other | 28800 | 7200 | 28800 | 7200 | Standalone | Bill SVG,Generation | Peak Shaving,Power Quality,Reliability | Renew Intg,Renew Shift,Wholesale Mkt,TD Asset | Clean Peak Program | 0 | No | AC-Coupled | Other | 7200 | 7200
ESMAEX-03629 |  | ISO Markets | MA - SMART Program | CPeak | In Queue |  |  | 2024-04-04 | Lithium Ion |  | Other | 20000 | 5000 | 20000 | 5000 | Standalone |  |  | Renew Intg,Renew Shift,Wholesale Mkt |  | 0 | Yes | DC-Coupled | PhotoVoltaic | 5000 | 5000
ESMAEX-03636 |  | ISO Markets | MA - SMART Program | CPeak | In Queue |  |  | 2024-04-05 | Lithium Ion |  | Other | 25000 | 5000 | 25000 | 5000 | Standalone |  |  | Renew Intg,Renew Shift,Wholesale Mkt |  | 0 | Yes | DC-Coupled | PhotoVoltaic | 5000 | 5000
ESMAEX-03660 |  | Connected Solutions Demand Response |  |  | In Queue | Residential |  | 2024-07-25 | Lithium Ion |  | Tesla | 0 | 0 | 40.5 | 15 | Behind the Meter | Bill SVG | Peak Shaving,Reliability | Renew Shift |  | 0 | Yes | AC-Coupled | Other | 0 | 15
ESMAEX-03885 |  | MA - SMART Program | CPeak |  | In Queue |  |  | 2024-07-08 | Lithium Ion |  | Other | 440 | 250 | 440 | 250 | Behind the Meter |  | Reliability | Renew Shift,Wholesale Mkt |  | 0 | Yes | AC-Coupled | PhotoVoltaic | 250 | 250
ESMAEX-03690 |  | Connected Solutions Demand Response |  |  | In Queue | 10 |  | 2024-04-19 | Lithium Ion |  | Tesla | 40.5 | 34.5 | 40.5 | 15 | Behind the Meter |  | Peak Shaving,Reliability | Renew Shift |  | 0 | Yes | AC-Coupled | Other | 34.5 | 0
ESMAEX-03707 |  | Connected Solutions Demand Response |  |  | In Queue | 20 |  | 2024-04-23 | Lithium Ion |  | Tesla | 40.5 | 34.5 | 40.5 | 15 | Behind the Meter | Bill SVG | Peak Shaving,Reliability | Renew Shift |  | 0 | Yes | AC-Coupled | Other | 34.5 | 0
ESMAEX-03702 |  | Connected Solutions |  |  | In Queue | 10 |  | 2024-04-23 | Lithium Ion |  | Tesla | 0 | 0 | 13.5 | 11.5 | Behind the Meter | Bill SVG |  |  |  | 0 | Yes | DC-Coupled | PhotoVoltaic | 0 | 11.5
ESMAEX-03791 |  |  |  |  | In Queue | 10 |  | 2024-05-28 | Lithium Ion |  | Tesla | 0 | 0 | 13.5 | 11.5 | Behind the Meter | Generation |  |  |  | 0 | Yes | DC-Coupled | PhotoVoltaic | 0 | 11.5
ESMAEX-03852 |  | Connected Solutions Demand Response |  |  | In Queue | 10 |  | 2024-06-24 | Lithium Ion |  | Tesla | 27 | 23 | 27 | 10 | Behind the Meter | Bill SVG | Peak Shaving,Reliability | Renew Shift |  | 0 | Yes | DC-Coupled | PhotoVoltaic | 23 | 0
ESMAEX-03710 |  |  |  |  | In Queue | 10 |  | 2024-04-24 | Lithium Ion |  | Enphase | 17.64 | 17.64 | 11.52 | 11.52 | Behind the Meter | Bill SVG | Peak Shaving |  |  | 0 | Yes | AC-Coupled | PhotoVoltaic | 17.64 | 11.52
ESMAEX-03716 |  | Connected Solutions Demand Response |  |  | In Queue | 10 |  | 2024-04-29 | Lithium Ion |  | Tesla | 27 | 10 | 27 | 10 | Behind the Meter | Bill SVG | Peak Shaving,Reliability | Renew Shift |  | 0 | Yes | DC-Coupled | PhotoVoltaic | 10 | 0
ESMAEX-03777 |  | MA - Energy Efficiency/ DR Program |  |  | In Queue | 10 |  | 2024-05-17 | Lithium Ion |  | Tesla | 0 | 0 | 27 | 10 | Behind the Meter | Generation |  |  |  | 0 | Yes | AC-Coupled | PhotoVoltaic | 0 | 10
ESMAEX-03758 |  | ISO Markets | MA - SMART Program | CPeak | In Queue |  |  | 2024-05-13 | Lithium Ion |  | Other | 5000 | 2000 | 5000 | 2000 | Standalone |  |  | Renew Intg,Renew Shift,Wholesale Mkt |  | 0 | Yes | DC-Coupled | PhotoVoltaic | 2000 | 2000
ESMAEX-03767 |  | ISO Markets | MA - SMART Program | CPeak | In Queue |  |  | 2024-05-15 | Lithium Ion |  | Other | 5000 | 2000 | 5000 | 2000 | Standalone |  |  | Renew Intg,Renew Shift,Wholesale Mkt |  | 0 | Yes | DC-Coupled | PhotoVoltaic | 2000 | 2000
ESMAEX-03765 |  | ISO Markets | CPeak | Frequency regulation, Utility demand response | In Queue | Commercial |  | 2024-07-16 | Lithium Ion |  | Other | 4998 | 1666 | 14994 | 4998 | Behind the Meter | Bill SVG | Peak Shaving | Wholesale Mkt |  | 0 | Yes | AC-Coupled | Other | 1666 | 4998
ESMAEX-03745 |  | Connected Solutions Demand Response |  |  | In Queue | RESIDENTIAL |  | 2024-05-09 | Lithium Ion |  | Tesla | 13.5 | 11.5 | 13.5 | 11.5 | Behind the Meter | Bill SVG | Peak Shaving,Reliability | Renew Shift |  | 0 | Yes | DC-Coupled | PhotoVoltaic | 11.5 | 11.5
ESMAEX-03822 |  | ISO Markets | MA - SMART Program | CPeak | In Queue |  |  | 2024-06-10 | Lithium Ion |  | Other | 5015 | 5015 | 4999.68 | 4999.68 | Standalone |  | Peak Shaving,Reliability | Renew Intg,Renew Shift,Wholesale Mkt |  | 0 | Yes | AC-Coupled | PhotoVoltaic | 5015 | 4999.68
ESMAEX-03845 |  |  |  |  | In Queue | Residential |  | 2024-06-17 | Lithium Ion |  | Tesla | 13.5 | 5 | 27 | 10 | Behind the Meter | Bill SVG | Peak Shaving,Reliability | Renew Shift |  | 0 | Yes | AC-Coupled | PhotoVoltaic | 5 | 10
ESMAEX-03759 |  | Connected Solutions Demand Response |  |  | In Queue | 10 |  | 2024-05-14 | Lithium Ion |  | Tesla | 27 | 23 | 27 | 10 | Behind the Meter | Bill SVG | Peak Shaving,Reliability | Renew Shift |  | 0 | Yes | AC-Coupled | Other | 23 | 0
ESMAEX-03801 |  |  |  |  | In Queue | 10 |  | 2024-05-29 | Lithium Ion |  | Other | 13.6 | 5 | 68 | 25 | Behind the Meter | Bill SVG |  |  |  | 0 | Yes | AC-Coupled | PhotoVoltaic | 5 | 25
ESMAEX-03800 |  |  |  |  | In Queue | 10 |  | 2024-05-29 | Lithium Ion |  | Tesla | 13.5 | 13.5 | 13.5 | 5 | Behind the Meter |  |  |  |  | 0 | Yes | AC-Coupled | Other | 13.5 | 5
ESMAEX-03810 |  | MA - SMART Program |  |  | In Queue | 10 |  | 2024-06-04 | Lithium Ion |  | Enphase | 5 | 3.84 | 25 | 19.2 | Behind the Meter | Bill SVG | Reliability |  |  | 0 | Yes | AC-Coupled | PhotoVoltaic | 3.84 | 19.2
ESMAEX-04404 |  |  |  |  | In Queue | 10 |  | 2024-12-26 | Lithium Ion |  | Tesla | 27 | 10 | 27 | 10 | Behind the Meter | Bill SVG | Peak Shaving,Reliability | Renew Shift |  | 0 | Yes | DC-Coupled | PhotoVoltaic | 10 | 0
ESMAEX-03873 |  | Connected Solutions Demand Response |  |  | In Queue | Residential |  | 2024-07-01 | Lithium Ion |  | Tesla | 27 | 10 | 27 | 10 | Behind the Meter | Bill SVG | Peak Shaving,Reliability | Renew Shift |  | 0 | Yes | DC-Coupled | PhotoVoltaic | 10 | 0
ESMAEX-03900 |  |  |  |  | In Queue |  |  | 2024-07-16 | Lithium Ion |  | Other | 21984 | 5475 | 21984 | 4812.5 | Standalone |  |  |  |  | 0 | Yes | AC-Coupled | PhotoVoltaic | 5475 | 4812.5
ESMAEX-03876 |  | Clean Peak and Class 1 REC |  |  | In Queue | Residential |  | 2024-07-01 | Lithium Ion |  | Tesla | 13.5 | 11.5 | 13.5 | 10 | Behind the Meter | Bill SVG,Generation |  |  |  | 0 | Yes | AC-Coupled | PhotoVoltaic | 11.5 | 10
ESMAEX-03912 |  | MA - DOER/ MassCEC Funded Projects | MA - SMART Program |  | In Queue | Residential |  | 2024-07-18 | Lithium Ion |  | Other | 36 | 18 | 0 | 0 | Behind the Meter | Generation | Reliability |  |  | 0 | Yes | DC-Coupled | Other | 18 | 0
ESMAEX-03925 |  |  |  |  | In Queue |  |  | 2024-07-25 | Lithium Ion |  | Tesla | 3854 | 1927 | 3916 | 979 | Standalone |  |  |  |  | 0 | Yes | AC-Coupled | PhotoVoltaic | 1927 | 979
ESMAEX-04028 |  | MA - SMART Program |  |  | In Queue | Residential |  | 2024-09-04 | Lithium Ion |  | Enphase | 5 | 5 | 25 | 10.56 | Behind the Meter |  |  | Renew Intg,Renew Shift |  | 0 | Yes | AC-Coupled | Fuel Cell | 5 | 10.56
ESMAEX-03908 |  | Connected Solutions Demand Response |  |  | In Queue | Residential |  | 2024-07-17 | Lithium Ion |  | Tesla | 0 | 0 | 27 | 23 | Behind the Meter | Bill SVG | Peak Shaving,Reliability | Renew Shift |  | 0 | No | AC-Coupled | Other | 0 | 23
ESMAEX-03909 |  | Connected Solutions Demand Response |  |  | In Queue | Residential |  | 2024-07-17 | Lithium Ion |  | Tesla | 27 | 23 | 27 | 10 | Behind the Meter | Bill SVG | Peak Shaving,Reliability | Renew Shift |  | 0 | Yes | DC-Coupled | PhotoVoltaic | 23 | 0
ESMAEX-03958 |  | Connected Solutions Demand Response |  |  | In Queue | Residential |  | 2024-08-09 | Lithium Ion |  | Tesla | 13.5 | 11.5 | 13.5 | 11.5 | Behind the Meter | Bill SVG | Peak Shaving,Reliability | Renew Shift |  | 0 | Yes | DC-Coupled | PhotoVoltaic | 11.5 | 0
ESMAEX-03935 |  | Connected Solutions Demand Response |  |  | In Queue | Residential |  | 2024-07-30 | Lithium Ion |  | Tesla | 13.5 | 11.5 | 13.5 | 11.5 | Behind the Meter | Bill SVG | Peak Shaving,Reliability | Renew Shift |  | 0 | Yes | AC-Coupled | PhotoVoltaic | 11.5 | 11.5
ESMAEX-03934 |  | MA - SMART Program |  |  | In Queue | Residential |  | 2024-07-30 | Lithium Ion |  | Tesla | 13.5 | 5 | 54 | 20 | Behind the Meter | Bill SVG | Reliability |  |  | 0 | Yes | AC-Coupled | PhotoVoltaic | 5 | 20
ESMAEX-03948 |  | RAD |  | RAD | In Queue | Residential |  | 2024-08-07 | Lithium Ion |  | Enphase | 5 | 3.84 | 25 | 19.2 | Behind the Meter |  | Reliability |  |  | 0 | Yes | AC-Coupled | PhotoVoltaic | 3.84 | 19.2
ESMAEX-04023 |  | Connected Solutions Demand Response |  |  | In Queue | Residential |  | 2024-08-30 | Lithium Ion |  | Tesla | 0 | 0 | 27 | 23 | Behind the Meter | Bill SVG | Peak Shaving,Reliability | Renew Shift |  | 0 | Yes | AC-Coupled | Other | 0 | 23
ESMAEX-03955 |  | Connected Solutions Demand Response |  |  | In Queue | Residential |  | 2024-08-08 | Lithium Ion |  | Tesla | 0 | 0 | 27 | 23 | Behind the Meter | Bill SVG | Peak Shaving,Reliability | Renew Shift |  | 0 | Yes | AC-Coupled | Other | 0 | 23
ESMAEX-03965 |  | Connected Solutions Demand Response |  |  | In Queue | Residential |  | 2024-08-14 | Lithium Ion |  | Tesla | 0 | 0 | 27 | 23 | Behind the Meter | Bill SVG | Peak Shaving,Reliability | Renew Shift |  | 0 | Yes | AC-Coupled | Other | 0 | 23
ESMAEX-03991 |  | Connected Solutions Demand Response |  |  | In Queue | Residential |  | 2024-08-23 | Lithium Ion |  | Tesla | 0 | 0 | 13.5 | 5 | Behind the Meter | Bill SVG | Peak Shaving,Reliability | Renew Shift |  | 0 | Yes | AC-Coupled | Other | 0 | 5
ESMAEX-04000 |  | ISO Markets | CPeak | Net Metering | In Queue |  |  | 2024-08-26 | Lithium Ion |  | Other | 407.3 | 101.8 | 19989 | 3997.8 | Standalone |  | Peak Shaving | Renew Intg,Renew Shift,Wholesale Mkt |  | 0 | Yes | DC-Coupled | PhotoVoltaic | 101.8 | 3997.8
ESMAEX-03996 |  | Connected Solutions Demand Response |  |  | In Queue | Residential |  | 2024-08-23 | Lithium Ion |  | Tesla | 0 | 0 | 27 | 20 | Behind the Meter | Bill SVG | Peak Shaving,Reliability | Renew Shift |  | 0 | Yes | AC-Coupled | Other | 0 | 20
ESMAEX-03978 |  | CPeak |  |  | In Queue | Residential |  | 2024-08-18 | Lithium Ion |  | Tesla | 27 | 10 | 27 | 23 | Behind the Meter | Bill SVG,Generation |  |  |  | 0 | Yes | DC-Coupled | PhotoVoltaic | 10 | 23
ESMAEX-03995 |  |  |  |  | In Queue | Residential |  | 2024-08-23 | Lithium Ion |  | Other | 13.6 | 15 | 13.6 | 10 | Behind the Meter |  | Reliability | Renew Shift |  | 0 | Yes | AC-Coupled | PhotoVoltaic | 15 | 10
ESMAEX-03984 |  |  |  |  | In Queue |  |  | 2024-09-09 | Lithium Ion |  | Other | 16925 | 4231 | 16925 | 42321 | Standalone |  |  |  |  | 0 | Yes | DC-Coupled | PhotoVoltaic | 4231 | 0
ESMAEX-03999 |  | ISO Markets | CPeak | Net Metering | In Queue |  |  | 2024-08-26 | Lithium Ion |  | Other | 407.3 | 101.8 | 19989 | 3997.8 | Standalone |  | Peak Shaving,Reliability | Renew Shift,Wholesale Mkt |  | 0 | Yes | DC-Coupled | PhotoVoltaic | 101.8 | 3997.8
ESMAEX-03993 |  | CONNECTED SOLUTIONS DEMAND RESPONSE |  |  | In Queue | Residential |  | 2024-08-23 | Lithium Ion |  | Tesla | 0 | 0 | 27 | 10 | Behind the Meter | Bill SVG | Peak Shaving,Reliability | Renew Shift |  | 0 | Yes | AC-Coupled | Other | 0 | 10
ESMAEX-04003 |  | CONNECTED SOLUTIONS DEMAND RESPONSE |  |  | In Queue | Residential |  | 2024-08-27 | Lithium Ion |  | Tesla | 0 | 0 | 40.5 | 15 | Behind the Meter | Bill SVG | Peak Shaving,Reliability | Renew Shift |  | 0 | Yes | AC-Coupled | Other | 0 | 15
ESMAEX-04002 |  |  |  |  | In Queue | Residential |  | 2024-08-27 | Lithium Ion |  | Tesla | 0 | 0 | 27 | 10 | Behind the Meter |  | Reliability |  |  | 0 | Yes | AC-Coupled | PhotoVoltaic | 0 | 10
ESMAEX-04021 |  | Connected Solutions Demand Response |  |  | In Queue | Residential |  | 2024-08-30 | Lithium Ion |  | Tesla | 0 | 0 | 13.5 | 5 | Behind the Meter | Bill SVG | Peak Shaving,Reliability | Renew Shift |  | 0 | Yes | AC-Coupled | Other | 0 | 5
ESMAEX-04008 |  |  |  |  | In Queue |  |  | 2024-10-18 | Lithium Ion |  | Other | 16925 | 4231 | 16925 | 4231 | Standalone |  |  |  |  | 0 | Yes | DC-Coupled | PhotoVoltaic | 4231 | 0
ESMAEX-04011 |  | Connected Solutions Demand Response |  |  | In Queue | Residential |  | 2024-08-27 | Lithium Ion |  | Tesla | 13.5 | 5 | 27 | 10 | Behind the Meter | Bill SVG | Peak Shaving,Reliability | Renew Shift |  | 0 | Yes | AC-Coupled | PhotoVoltaic | 5 | 10
ESMAEX-04012 |  | Connected Solutions Demand Response |  |  | In Queue | Residential |  | 2024-08-27 | Lithium Ion |  | Tesla | 27 | 10 | 27 | 10 | Behind the Meter | Bill SVG | Peak Shaving,Reliability | Renew Shift |  | 0 | Yes | DC-Coupled | PhotoVoltaic | 10 | 0
ESMAEX-04018 |  | Connected Solutions Demand Response |  |  | In Queue | Residential |  | 2024-08-29 | Lithium Ion |  | Tesla | 27 | 23 | 27 | 23 | Behind the Meter | Bill SVG | Peak Shaving,Reliability | Renew Shift |  | 0 | No | AC-Coupled | Other | 23 | 0
ESMAEX-04020 |  | Connected Solutions Demand Response |  |  | In Queue | Residential |  | 2024-08-30 | Lithium Ion |  | Tesla | 0 | 0 | 13.5 | 11.5 | Behind the Meter | Bill SVG | Peak Shaving,Reliability | Renew Shift |  | 0 | Yes | AC-Coupled | Other | 0 | 11.5
ESMAEX-04025 |  | CPeak | Class 1 Rec |  | In Queue | Residential |  | 2024-09-04 | Lithium Ion |  | Tesla | 13.5 | 5 | 27 | 23 | Behind the Meter | Bill SVG,Generation |  |  |  | 0 | Yes | DC-Coupled | PhotoVoltaic | 5 | 23
ESMAEX-04030 |  |  |  |  | In Queue |  |  | 2024-12-13 | Lithium Ion |  | Tesla | 1927.2 | 963.6 | 1927.2 | 963.6 | Standalone |  |  |  |  | 0 | Yes | AC-Coupled | PhotoVoltaic | 963.6 | 963.6
ESMAEX-04031 |  |  |  |  | In Queue | Residential |  | 2024-09-05 | Lithium Ion |  | Tesla | 40.5 | 15 | 40.5 | 15 | Behind the Meter |  | Reliability |  |  | 0 | Yes | AC-Coupled | PhotoVoltaic | 15 | 15
ESMAEX-04043 |  |  |  |  | In Queue |  |  | 2024-12-11 | Lithium Ion |  | Other | 5112 | 1278 | 25560 | 6390 | Standalone |  |  |  |  | 0 | No | AC-Coupled | Other | 1278 | 6390
ESMAEX-04072 |  | ISO Markets | CPeak | Net Metering | In Queue |  |  | 2024-09-19 | Lithium Ion |  | Other | 19920 | 4980 | 19920 | 4980 | Standalone |  | Reliability | Renew Intg,Renew Shift,Wholesale Mkt |  | 0 | Yes | DC-Coupled | PhotoVoltaic | 4980 | 4980
ESMAEX-04044 |  |  |  |  | In Queue |  |  | 2024-12-11 | Lithium Ion |  | Other | 5112 | 1278 | 25560 | 6390 | Standalone |  |  |  |  | 0 | No | AC-Coupled | Other | 1278 | 6390
ESMAEX-04073 |  | ISO Markets | CPeak | Net Metering | In Queue |  |  | 2024-09-19 | Lithium Ion |  | Other | 19920 | 4980 | 19920 | 4980 | Standalone |  | Peak Shaving,Reliability | Renew Intg,Renew Shift,Wholesale Mkt |  | 0 | Yes | DC-Coupled | PhotoVoltaic | 4980 | 4980
ESMAEX-04052 |  | MA - Energy Efficiency/ DR Program |  |  | In Queue | Residential |  | 2024-09-11 | Lithium Ion |  | Enphase | 5 | 3.84 | 20 | 15.36 | Behind the Meter |  | Reliability |  |  | 0 | Yes | AC-Coupled | PhotoVoltaic | 3.84 | 15.36
ESMAEX-04055 |  | Connected Solutions Demand Response |  |  | In Queue | Residential |  | 2024-09-13 | Lithium Ion |  | Tesla | 13.5 | 5 | 13.5 | 5 | Behind the Meter | Bill SVG | Peak Shaving,Reliability | Renew Shift |  | 0 | Yes | DC-Coupled | PhotoVoltaic | 5 | 0
ESMAEX-04070 |  | Connected Solutions Demand Response |  |  | In Queue | Residential |  | 2024-09-18 | Lithium Ion |  | Tesla | 0 | 0 | 27 | 10 | Behind the Meter | Bill SVG | Peak Shaving,Reliability | Renew Shift |  | 0 | Yes | AC-Coupled | Other | 0 | 10
ESMAEX-04080 |  | ISO Markets |  |  | In Queue | Residential |  | 2024-09-20 | Lithium Ion |  | Enphase | 0 | 0 | 19.2 | 19.2 | Behind the Meter | Bill SVG |  |  |  | 0 | Yes | AC-Coupled | Other | 0 | 19.2
ESMAEX-04064 |  |  |  |  | In Queue | Residential |  | 2024-09-17 | Lithium Ion |  | Tesla | 13.5 | 11.5 | 13.5 | 11.5 | Behind the Meter |  |  |  |  | 0 | Yes | AC-Coupled | PhotoVoltaic | 11.5 | 11.5
ESMAEX-04063 |  | MA - SMART Program |  |  | In Queue |  |  | 2024-12-04 | Lithium Ion |  | Tesla | 7770 | 2906 | 7770 | 2906 | Standalone |  |  |  |  | 0 | Yes | AC-Coupled | PhotoVoltaic | 2906 | 2906
ESMAEX-04066 |  | Connected Solutions Demand Response |  |  | In Queue | Residential |  | 2024-09-17 | Lithium Ion |  | Tesla | 0 | 0 | 13.5 | 11.5 | Behind the Meter | Bill SVG | Peak Shaving,Reliability | Renew Shift |  | 0 | Yes | AC-Coupled | Other | 0 | 11.5
ESMAEX-04074 |  | ISO Markets | CPeak | Net Metering | In Queue |  |  | 2024-09-19 | Lithium Ion |  | Other | 19920 | 4980 | 19920 | 4980 | Standalone |  | Peak Shaving,Reliability | Renew Intg,Renew Shift,Wholesale Mkt |  | 0 | Yes | DC-Coupled | PhotoVoltaic | 4980 | 4980
ESMAEX-04075 |  | ISO Markets | CPeak | Net Metering | In Queue |  |  | 2024-09-19 | Lithium Ion |  | Other | 19920 | 4980 | 19920 | 4980 | Standalone |  | Peak Shaving,Reliability | Renew Intg,Renew Shift,Wholesale Mkt |  | 0 | Yes | DC-Coupled | PhotoVoltaic | 4980 | 4980
ESMAEX-04076 |  | ISO Markets | CPeak | Net Metering | In Queue |  |  | 2024-09-19 | Lithium Ion |  | Other | 19920 | 4980 | 19920 | 4980 | Standalone |  | Peak Shaving,Reliability | Renew Intg,Renew Shift,Wholesale Mkt |  | 0 | Yes | DC-Coupled | PhotoVoltaic | 4980 | 4980
ESMAEX-04077 |  | ISO Markets | CPeak | Net Metering | In Queue |  |  | 2024-09-19 | Lithium Ion |  | Other | 12000 | 3000 | 12000 | 3000 | Standalone |  | Peak Shaving,Reliability | Renew Intg,Renew Shift,Wholesale Mkt |  | 0 | Yes | DC-Coupled | PhotoVoltaic | 3000 | 3000
ESMAEX-04078 |  | MA - SMART Program |  |  | In Queue | Residential |  | 2024-09-19 | Lithium Ion |  | Tesla | 13.5 | 11.5 | 13.5 | 7.2 | Behind the Meter | Bill SVG |  |  |  | 0 | Yes | DC-Coupled | PhotoVoltaic | 11.5 | 7.2
ESMAEX-04111 |  | Connected Solutions Demand Response |  |  | In Queue | Residential |  | 2024-09-26 | Lithium Ion |  | Tesla | 0 | 0 | 27 | 23 | Behind the Meter | Bill SVG | Peak Shaving,Reliability | Renew Shift |  | 0 | Yes | AC-Coupled | Other | 0 | 23
ESMAEX-04079 |  | Connected Solutions Demand Response" |  |  | In Queue | Residential |  | 2024-09-19 | Lithium Ion |  | Tesla | 0 | 0 | 27 | 20 | Behind the Meter | Bill SVG | Peak Shaving,Reliability | Renew Shift |  | 0 | Yes | AC-Coupled | PhotoVoltaic | 0 | 20
ESMAEX-04083 |  |  |  |  | In Queue | Residential |  | 2024-09-20 | Lithium Ion |  | Tesla | 13.5 | 11.5 | 27 | 23 | Behind the Meter | Bill SVG | Reliability |  |  | 0 | Yes | DC-Coupled | PhotoVoltaic | 11.5 | 23
ESMAEX-04102 |  | Connected Solutions Demand Response |  |  | In Queue | Residential |  | 2024-09-25 | Lithium Ion |  | Tesla | 13.5 | 0 | 27 | 23 | Behind the Meter | Bill SVG | Peak Shaving,Reliability | Renew Shift |  | 0 | Yes | AC-Coupled | Other | 0 | 23
ESMAEX-04141 |  | Connected Solutions Demand Response |  |  | In Queue | Residential |  | 2024-10-04 | Lithium Ion |  | Tesla | 0 | 0 | 13.5 | 11.5 | Behind the Meter | Bill SVG | Peak Shaving,Reliability | Renew Shift |  | 0 | Yes | AC-Coupled | Other | 0 | 11.5
ESMAEX-04117 |  | Connected Solutions Demand Response |  |  | In Queue | Residential |  | 2024-09-27 | Lithium Ion |  | Tesla | 0 | 0 | 13.5 | 5 | Behind the Meter | Bill SVG | Peak Shaving,Reliability | Renew Shift |  | 0 | Yes | AC-Coupled | Other | 0 | 5
ESMAEX-04125 |  | CPeak |  |  | In Queue |  |  | 2024-12-19 | Lithium Ion |  | Other | 750 | 375 | 750 | 375 | Behind the Meter | Bill SVG | Peak Shaving | Renew Intg,Renew Shift,Wholesale Mkt |  | 0 | Yes | AC-Coupled | PhotoVoltaic | 375 | 375
ESMAEX-04123 |  |  |  |  | In Queue | Residential |  | 2024-09-27 | Lithium Ion |  | Tesla | 13.5 | 13.5 | 13.5 | 13.5 | Behind the Meter |  |  |  |  | 0 | Yes | AC-Coupled | PhotoVoltaic | 13.5 | 13.5
ESMAEX-04131 |  | Connected Solutions Demand Response |  |  | In Queue | Residential |  | 2024-10-01 | Lithium Ion |  | Tesla | 0 | 0 | 13.5 | 11.5 | Behind the Meter | Bill SVG | Peak Shaving,Reliability | Renew Shift |  | 0 | Yes | AC-Coupled | Other | 0 | 11.5
ESMAEX-04178 |  | MA - SMART Program |  |  | In Queue | Residential |  | 2024-10-17 | Lithium Ion |  | Enphase | 20 | 15.36 | 20 | 15.36 | Behind the Meter |  |  |  |  | 0 | Yes | AC-Coupled | PhotoVoltaic | 15.36 | 15.36
ESMAEX-04134 |  |  |  |  | In Queue | Residential |  | 2024-10-03 | Lithium Ion |  | Enphase | 0 | 0 | 10 | 10 | Behind the Meter |  |  |  |  | 0 | Yes | AC-Coupled | PhotoVoltaic | 0 | 10
ESMAEX-04142 |  |  |  |  | In Queue | Residential |  | 2024-10-04 | Lithium Ion |  | Tesla | 0 | 0 | 13.5 | 11.5 | Behind the Meter | Bill SVG | Peak Shaving,Reliability | Renew Shift |  | 0 | Yes | AC-Coupled | Other | 0 | 11.5
ESMAEX-04143 |  | Connected Solutions Demand Response |  |  | In Queue | Residential |  | 2024-10-04 | Lithium Ion |  | Tesla | 0 | 0 | 27 | 23 | Behind the Meter | Bill SVG | Peak Shaving,Reliability | Renew Shift |  | 0 | Yes | AC-Coupled | Other | 0 | 23
ESMAEX-04186 |  | ISO Markets | CPeak | Net Metering | In Queue |  |  | 2024-10-17 | Lithium Ion |  | Other | 19920 | 4980 | 19920 | 4980 | Standalone |  | Peak Shaving,Reliability | Renew Intg,Renew Shift,Wholesale Mkt |  | 0 | Yes | DC-Coupled | PhotoVoltaic | 4980 | 4980
ESMAEX-04146 |  | ISO Markets |  |  | In Queue | Residential |  | 2024-10-07 | Lithium Ion |  | Enphase | 0 | 0 | 20 | 15.36 | Behind the Meter | Bill SVG |  |  |  | 0 | Yes | AC-Coupled | PhotoVoltaic | 0 | 15.36
ESMAEX-04158 |  | Connected Solutions Demand Response |  |  | In Queue | Residential |  | 2024-10-09 | Lithium Ion |  | Tesla | 13.5 | 5 | 27 | 10 | Behind the Meter | Bill SVG | Peak Shaving,Reliability | Renew Shift |  | 0 | Yes | AC-Coupled | PhotoVoltaic | 5 | 10
ESMAEX-04185 |  | ISO Markets | CPeak | Net Metering | In Queue |  |  | 2024-10-17 | Lithium Ion |  | Other | 12000 | 4980 | 20365 | 4980 | Standalone |  | Peak Shaving,Reliability | Renew Intg,Renew Shift,Wholesale Mkt |  | 0 | Yes | DC-Coupled | PhotoVoltaic | 4980 | 4980
ESMAEX-04167 |  | Connected Solutions Demand Response |  |  | In Queue | Residential |  | 2024-10-11 | Lithium Ion |  | Tesla | 0 | 0 | 13.5 | 11.5 | Behind the Meter | Bill SVG | Peak Shaving,Reliability | Renew Shift |  | 0 | Yes | AC-Coupled | Other | 0 | 11.5
ESMAEX-04162 |  |  |  |  | In Queue |  |  | 2024-11-01 | Lithium Ion |  | Other | 10155 | 2539 | 10155 | 2539 | Standalone |  |  |  |  | 0 | Yes | DC-Coupled | PhotoVoltaic | 2539 | 0
ESMAEX-04166 |  |  |  |  | In Queue |  |  | 2024-11-06 | Lithium Ion |  | Other | 10155 | 2539 | 10155 | 2539 | Standalone |  |  |  |  | 0 | Yes | DC-Coupled | PhotoVoltaic | 2539 | 0
ESMAEX-04170 |  | Connected Solutions Demand Response" |  |  | In Queue | Residential |  | 2024-10-14 | Lithium Ion |  | Tesla | 0 | 0 | 27 | 10 | Behind the Meter | Bill SVG | Peak Shaving,Reliability | Renew Shift |  | 0 | Yes | AC-Coupled | Other | 0 | 10
ESMAEX-04171 |  | Connected Solutions Demand Response |  |  | In Queue | Residential |  | 2024-10-14 | Lithium Ion |  | Tesla | 27 | 10 | 13.5 | 5 | Behind the Meter | Bill SVG | Peak Shaving,Reliability | Renew Shift |  | 0 | Yes | AC-Coupled | PhotoVoltaic | 10 | 5
ESMAEX-04184 |  | ISO Markets | CPeak | Net Metering | In Queue |  |  | 2024-10-17 | Lithium Ion |  | Other | 8550.36 | 4980 | 20368 | 4980 | Standalone |  | Peak Shaving,Reliability | Renew Intg,Renew Shift,Wholesale Mkt |  | 0 | Yes | DC-Coupled | PhotoVoltaic | 4980 | 4980
ESMAEX-04183 |  | ISO Markets | CPeak | Net Metering | In Queue |  |  | 2024-10-17 | Lithium Ion |  | Other | 9828 | 4980 | 20365 | 4980 | Standalone |  | Peak Shaving,Reliability | Renew Intg,Renew Shift,Wholesale Mkt |  | 0 | Yes | DC-Coupled | PhotoVoltaic | 4980 | 4980
ESMAEX-04181 |  | ISO Markets | CPeak | Net Metering | In Queue |  |  | 2024-10-17 | Lithium Ion |  | Other | 8550.36 | 4980 | 20368 | 4980 | Standalone |  | Peak Shaving,Reliability | Renew Intg,Renew Shift,Wholesale Mkt |  | 0 | Yes | DC-Coupled | PhotoVoltaic | 4980 | 4980
ESMAEX-04182 |  | ISO Markets | CPeak | Net Metering | In Queue |  |  | 2024-10-17 | Lithium Ion |  | Other | 8550.36 | 4980 | 20368 | 4980 | Standalone |  | Peak Shaving,Reliability | Renew Intg,Renew Shift,Wholesale Mkt |  | 0 | Yes | DC-Coupled | PhotoVoltaic | 4980 | 4980
ESMAEX-04198 |  | Connected Solutions Demand Response |  |  | In Queue | Residential |  | 2024-10-21 | Lithium Ion |  | Tesla | 27 | 23 | 13.5 | 11.5 | Behind the Meter | Bill SVG | Peak Shaving,Reliability | Renew Shift |  | 0 | Yes | AC-Coupled | PhotoVoltaic | 23 | 11.5
ESMAEX-04237 |  |  |  |  | In Queue | Residential |  | 2024-11-04 | Lithium Ion |  | Tesla | 7 | 14 | 13.5 | 5 | Behind the Meter |  |  |  |  | 0 | Yes | AC-Coupled | PhotoVoltaic | 14 | 5
ESMAEX-04213 |  | ISO Markets | MA - SMART Program | CPeak | In Queue |  |  | 2024-10-28 | Lithium Ion |  | Other | 407.3 | 101.8 | 3998 | 999.45 | Standalone |  | Reliability | Renew Shift,Wholesale Mkt |  | 0 | Yes | DC-Coupled | PhotoVoltaic | 101.8 | 999.45
ESMAEX-04214 |  | ISO Markets | MA - SMART Program | CPeak | In Queue |  |  | 2024-10-28 | Lithium Ion |  | Other | 407.3 | 101.8 | 19920 | 4980 | Standalone |  |  | Renew Intg,Renew Shift,Wholesale Mkt |  | 0 | Yes | DC-Coupled | PhotoVoltaic | 101.8 | 4980
ESMAEX-04215 |  | ISO Markets | MA - SMART Program | CPeak | In Queue |  |  | 2024-10-28 | Lithium Ion |  | Other | 407.3 | 101.8 | 19920 | 4980 | Standalone |  |  | Renew Intg,Renew Shift,Wholesale Mkt |  | 0 | Yes | DC-Coupled | PhotoVoltaic | 101.8 | 4980
ESMAEX-04216 |  | ISO Markets | MA - SMART Program | CPeak | In Queue |  |  | 2024-10-28 | Lithium Ion |  | Other | 407.3 | 101.8 | 19920 | 4980 | Standalone |  |  | Renew Intg,Renew Shift,Wholesale Mkt |  | 0 | Yes | DC-Coupled | PhotoVoltaic | 101.8 | 4980
ESMAEX-04219 |  | ISO Markets | MA - SMART Program | CPeak | In Queue |  |  | 2024-10-28 | Lithium Ion |  | Other | 407.3 | 101.8 | 19920 | 4980 | Standalone |  | Reliability | Renew Shift,Wholesale Mkt |  | 0 | Yes | DC-Coupled | PhotoVoltaic | 101.8 | 4980
ESMAEX-04218 |  | ISO Markets | MA - SMART Program | CPeak | In Queue |  |  | 2024-10-28 | Lithium Ion |  | Other | 407.3 | 101.8 | 19920 | 4980 | Standalone |  | Reliability | Renew Shift,Wholesale Mkt |  | 0 | Yes | DC-Coupled | PhotoVoltaic | 101.8 | 4980
ESMAEX-04220 |  | ISO Markets | MA - SMART Program | CPeak | In Queue |  |  | 2024-10-28 | Lithium Ion |  | Other | 407.3 | 101.8 | 19920 | 4980 | Standalone |  | Reliability | Renew Shift,Wholesale Mkt |  | 0 | Yes | DC-Coupled | PhotoVoltaic | 101.8 | 4980
ESMAEX-04221 |  | ISO Markets | MA - SMART Program | CPeak | In Queue |  |  | 2024-10-29 | Lithium Ion |  | Other | 407.3 | 101.8 | 19920 | 4980 | Standalone |  |  | Renew Intg,Renew Shift,Wholesale Mkt |  | 0 | Yes | DC-Coupled | PhotoVoltaic | 101.8 | 4980
ESMAEX-04380 |  |  |  |  | In Queue | Residential |  | 2024-12-15 | Lithium Ion |  | Tesla | 0 | 0 | 40.5 | 15 | Behind the Meter | Micogrid | Reliability | Renew Intg |  | 0 | Yes | AC-Coupled | PhotoVoltaic | 0 | 15
ESMAEX-04203 |  | Connected Solutions Demand Response |  |  | In Queue | Residential |  | 2024-10-24 | Lithium Ion |  | Tesla | 13.5 | 0 | 13.5 | 11.5 | Behind the Meter | Bill SVG | Peak Shaving,Reliability | Renew Shift |  | 0 | No | AC-Coupled | Other | 0 | 11.5
ESMAEX-04281 |  | Connected Solutions Demand Response |  |  | In Queue | Residential |  | 2024-11-17 | Lithium Ion |  | Tesla | 0 | 0 | 27 | 23 | Behind the Meter | Bill SVG | Peak Shaving,Reliability | Renew Shift |  | 0 | Yes | AC-Coupled | Other | 0 | 23
ESMAEX-04231 |  |  |  |  | In Queue | Residential |  | 2024-11-01 | Lithium Ion |  | Other | 0 | 0 | 0 | 15 | Behind the Meter | Bill SVG,Generation |  |  |  | 0 | Yes | AC-Coupled | Other | 0 | 15
ESMAEX-04232 |  |  |  |  | In Queue | Residential |  | 2024-11-01 | Lithium Ion |  | Tesla | 27 | 23.375 | 27 | 10 | Behind the Meter | Bill SVG,Generation | Power Quality,Reliability | Renew Intg |  | 0 | Yes | DC-Coupled | PhotoVoltaic | 23.375 | 23
ESMAEX-04272 |  | ISO Markets | MA - SMART Program |  | In Queue |  |  | 2024-11-12 | Lithium Ion |  | Other | 20000 | 5000 | 20000 | 4750 | Standalone | Generation | Peak Shaving,Power Quality | Wholesale Mkt |  | 0 | Yes | DC-Coupled | PhotoVoltaic | 5000 | 4750
ESMAEX-04271 |  | ISO Markets | MA - SMART Program |  | In Queue |  |  | 2024-11-12 | Lithium Ion |  | Other | 20000 | 5000 | 20000 | 4999 | Standalone | Generation | Peak Shaving,Power Quality | Wholesale Mkt |  | 0 | Yes | DC-Coupled | PhotoVoltaic | 5000 | 4999
ESMAEX-04242 |  | Connected Solutions Demand Response |  |  | In Queue | Residential |  | 2024-11-06 | Lithium Ion |  | Tesla | 0 | 0 | 40.5 | 15 | Behind the Meter | Bill SVG | Peak Shaving,Reliability | Renew Shift |  | 0 | Yes | AC-Coupled | PhotoVoltaic | 0 | 15
ESMAEX-04248 |  | ISO Markets | MA - SMART Program | CPeak | In Queue |  |  | 2024-11-08 | Lithium Ion |  | Other | 20000 | 5000 | 20000 | 5000 | Standalone |  |  | Renew Intg,Renew Shift,Wholesale Mkt |  | 0 | Yes | DC-Coupled | PhotoVoltaic | 5000 | 5000
ESMAEX-04241 |  | ISO Markets | MA - SMART Program | CPeak | In Queue |  |  | 2024-11-06 | Lithium Ion |  | Other | 25000 | 5000 | 25000 | 5000 | Standalone |  |  | Renew Intg,Renew Shift,Wholesale Mkt |  | 0 | Yes | DC-Coupled | PhotoVoltaic | 5000 | 5000
ESMAEX-04243 |  | Net Metering |  |  | In Queue | Residential |  | 2024-11-06 | Lithium Ion |  | Tesla | 0 | 0 | 27 | 23 | Behind the Meter |  |  |  | Backup | 0 | Yes | AC-Coupled | PhotoVoltaic | 0 | 23
ESMAEX-04247 |  | Connected Solutions Demand Response |  |  | In Queue | Residential |  | 2024-11-07 | Lithium Ion |  | Tesla | 0 | 0 | 27 | 10 | Behind the Meter | Bill SVG | Peak Shaving,Reliability | Renew Shift |  | 0 | Yes | AC-Coupled | Other | 0 | 10
ESMAEX-04253 |  | ISO Markets | MA - SMART Program | CPeak | In Queue |  |  | 2024-11-11 | Lithium Ion |  | Other | 4000 | 1000 | 4000 | 1000 | Standalone |  |  | Renew Intg,Renew Shift,Wholesale Mkt |  | 0 | Yes | DC-Coupled | PhotoVoltaic | 1000 | 1000
ESMAEX-04256 |  | ISO Markets | MA - SMART Program | CPeak | In Queue |  |  | 2024-11-11 | Lithium Ion |  | Other | 3500 | 3500 | 14000 | 3500 | Standalone |  |  | Renew Intg,Renew Shift,Wholesale Mkt |  | 0 | Yes | DC-Coupled | PhotoVoltaic | 3500 | 3500
ESMAEX-04260 |  | Connected Solutions Demand Response |  |  | In Queue | Residential |  | 2024-11-12 | Lithium Ion |  | Tesla | 13.5 | 11.5 | 13.5 | 11.5 | Behind the Meter | Bill SVG | Peak Shaving,Reliability | Renew Shift |  | 0 | Yes | DC-Coupled | PhotoVoltaic | 11.5 | 0
ESMAEX-04274 |  | Connected Solutions Demand Response |  |  | In Queue | Residential |  | 2024-11-13 | Lithium Ion |  | Tesla | 0 | 0 | 13.5 | 11.5 | Behind the Meter | Bill SVG | Peak Shaving,Reliability | Renew Shift |  | 0 | Yes | AC-Coupled | Other | 0 | 11.5
ESMAEX-04255 |  | ISO Markets | MA - SMART Program | CPeak | In Queue |  |  | 2024-11-11 | Lithium Ion |  | Other | 750 | 750 | 0 | 0 | Standalone |  | Peak Shaving | Renew Intg,Renew Shift,Wholesale Mkt |  | 0 | Yes | DC-Coupled | PhotoVoltaic | 750 | 0
ESMAEX-04275 |  | Connected Solutions Demand Response |  |  | In Queue | Residential |  | 2024-11-13 | Lithium Ion |  | Tesla | 0 | 0 | 27 | 23 | Behind the Meter | Bill SVG | Peak Shaving,Reliability | Renew Shift |  | 0 | Yes | AC-Coupled | Other | 0 | 23
ESMAEX-04282 |  | Connected Solutions Demand Response |  |  | In Queue | Residential |  | 2024-11-18 | Lithium Ion |  | Tesla | 40.5 | 23 | 0 | 0 | Behind the Meter | Bill SVG | Peak Shaving,Reliability | Renew Shift |  | 0 | Yes | DC-Coupled | PhotoVoltaic | 23 | 0
ESMAEX-04335 |  |  |  |  | In Queue | Residential |  | 2024-12-05 | Lithium Ion |  | Tesla | 0 | 0 | 27 | 10 | Behind the Meter | Micogrid | Reliability |  |  | 0 | Yes | AC-Coupled | PhotoVoltaic | 0 | 10
ESMAEX-04291 |  | ISO Markets | MA - SMART Program | CPeak | In Queue |  |  | 2024-11-21 | Lithium Ion |  | Other | 407.3 | 101.8 | 8146 | 1999 | Standalone |  |  | Renew Intg,Renew Shift,Wholesale Mkt |  | 0 | Yes | DC-Coupled | PhotoVoltaic | 101.8 | 1999
ESMAEX-04288 |  | CPeak | Class 1 Rec |  | In Queue | Commercial |  | 2024-11-20 | Lithium Ion |  | Tesla | 13.5 | 5 | 54 | 46 | Behind the Meter | Bill SVG,Generation |  |  |  | 0 | Yes | DC-Coupled | PhotoVoltaic | 5 | 46
ESMAEX-04289 |  |  |  |  | In Queue | Residential |  | 2024-11-20 | Lithium Ion |  | Tesla | 13.5 | 5 | 0 | 0 | Behind the Meter | Bill SVG | Peak Shaving,Reliability | Renew Intg,Renew Shift |  | 0 | Yes | DC-Coupled | PhotoVoltaic | 5 | 0
ESMAEX-04301 |  | ISO Markets |  |  | In Queue | Residential |  | 2024-11-26 | Lithium Ion |  | Enphase | 0 | 0 | 11.52 | 11.52 | Behind the Meter | Bill SVG |  |  |  | 0 | Yes | AC-Coupled | PhotoVoltaic | 0 | 11.52
ESMAEX-04317 |  | Net Metering |  |  | In Queue | Residential |  | 2024-12-02 | Lithium Ion |  | Tesla | 0 | 0 | 13.5 | 11.5 | Behind the Meter |  |  |  | Backup Power | 0 | Yes | AC-Coupled | PhotoVoltaic | 0 | 11.5
ESMAEX-04395 |  | Connected Solutions Demand Response |  |  | In Queue | Residential |  | 2024-12-18 | Lithium Ion |  | Tesla | 0 | 0 | 46 | 46 | Behind the Meter | Bill SVG | Peak Shaving,Reliability | Renew Shift |  | 0 | No | AC-Coupled | Other | 0 | 46
ESMAEX-04345 |  | Connected Solutions Demand Response |  |  | In Queue | Residential |  | 2024-12-06 | Lithium Ion |  | Tesla | 27 | 20 | 27 | 20 | Behind the Meter | Bill SVG | Peak Shaving,Reliability | Renew Shift |  | 0 | Yes | DC-Coupled | PhotoVoltaic | 20 | 0
ESMAEX-04370 |  |  |  |  | In Queue |  |  | 2024-12-13 | Lithium Ion |  | Tesla | 3854 | 1927 | 3916 | 979 | Standalone |  |  |  |  | 0 | Yes | AC-Coupled | PhotoVoltaic | 1927 | 979
ESMAEX-04384 |  | CPeak | Class 1 Rec |  | In Queue | Residential |  | 2024-12-16 | Lithium Ion |  | Tesla | 13.5 | 5 | 27 | 10 | Behind the Meter | Bill SVG,Generation |  |  |  | 0 | Yes | DC-Coupled | PhotoVoltaic | 5 | 10
ESMAEX-04411 |  |  |  |  | In Queue | Residential |  | 2024-12-31 | Lithium Ion |  | Tesla | 13.5 | 13.5 | 13.5 | 11.5 | Behind the Meter |  |  |  |  | 0 | Yes | AC-Coupled | PhotoVoltaic | 13.5 | 11.5
ESMAEX-04398 |  | Net Metering |  |  | In Queue | Residential |  | 2024-12-20 | Lithium Ion |  | Tesla | 0 | 0 | 13.5 | 11.5 | Behind the Meter |  |  |  | Backup Power | 0 | Yes | AC-Coupled | PhotoVoltaic | 0 | 11.5
ESMAEX-04409 |  | ISO Markets | CPeak |  | In Queue |  |  | 2024-12-30 | Lithium Ion |  | Other | 32588 | 4990 | 32588 | 4990 | Standalone |  |  | Wholesale Mkt | Clean Peak | 0 | No | AC-Coupled | Other | 4990 | 4990
ESMAEX-04410 |  | ISO Markets | CPeak |  | In Queue |  |  | 2024-12-30 | Lithium Ion |  | Other | 32588 | 4990 | 32588 | 4990 | Standalone |  |  | Wholesale Mkt | Clean Peak | 0 | No | AC-Coupled | Other | 4990 | 4990
ESMAEX-04401 |  |  |  |  | In Queue | Residential |  | 2024-12-21 | Lithium Ion |  | Enphase | 0 | 0 | 7.68 | 7.68 | Behind the Meter | Bill SVG |  | Wholesale Mkt |  | 0 | Yes | AC-Coupled | PhotoVoltaic | 0 | 7.68
ESMAEX-04406 |  | Connected Solutions Demand Response |  |  | In Queue | Residential |  | 2024-12-29 | Lithium Ion |  | Tesla | 27 | 23 | 27 | 23 | Behind the Meter | Bill SVG | Peak Shaving,Reliability | Renew Shift |  | 0 | Yes | DC-Coupled | PhotoVoltaic | 23 | 0
ESMAEX-04408 |  |  |  |  | In Queue | Residential |  | 2024-12-31 | Lithium Ion |  | Tesla | 5 | 11.5 | 13.5 | 5 | Behind the Meter |  |  |  |  | 0 | Yes | AC-Coupled | PhotoVoltaic | 11.5 | 23
ESMAEX-04407 |  |  |  |  | In Queue | Residential |  | 2024-12-30 | Lithium Ion |  | Tesla | 0 | 0 | 27 | 23 | Behind the Meter |  |  |  |  | 0 | Yes | AC-Coupled | PhotoVoltaic | 0 | 23
ESMASI-33278 |  | MA - SMART Program |  |  | In Queue | 10 |  | 2023-10-04 | Lithium Ion |  | Tesla | 0 | 0 | 13.5 | 5 | BM | Bill SVG |  |  |  | 0 | Yes | AC-Coupled | Other | 0 | 0
ESMASI-37158 |  | MA - Energy Efficiency/ DR Program |  |  | In Queue | 10 |  | 2024-01-31 | Lithium Ion |  | Tesla | 0 | 0 | 13.5 | 5 | BM | Generation |  |  |  | 0 | Yes | AC-Coupled | Other | 0 | 5
ESMASI-35667 |  | MA - Energy Efficiency/ DR Program |  |  | In Queue | 10 |  | 2023-12-06 | Lithium Ion |  | Other | 0 | 0 | 13.6 | 5 | BM | Generation |  |  |  | 0 | Yes | AC-Coupled | Other | 0 | 5
ESMASI-37380 |  |  |  |  | In Queue | 19 |  | 2024-02-08 | Lithium Ion |  | Tesla | 13.5 | 5 | 13.5 | 5 | BM | Bill SVG | Peak Shaving | Reliability,Renew Shift |  | 0 | Yes | DC-Coupled | PhotoVoltaic | 5 | 0
ESMASI-36769 |  |  |  |  | In Queue | 10 |  | 2024-01-17 | Other | Lithium Iron Phosphate (LFP) | Enphase | 5 | 5 | 10 | 7.68 | BM | Micogrid |  | Reliability,Renew Intg,Renew Shift |  | 0 | Yes | AC-Coupled | Other | 5 | 7.68
ESMASI-37336 |  |  |  |  | In Queue | 10 |  | 2024-02-06 | Other | Lithium Iron Phosphate (LFP) | Enphase | 5 | 5 | 10 | 7.68 | BM | Micogrid |  | Reliability,Renew Intg,Renew Shift |  | 0 | Yes | AC-Coupled | Other | 5 | 7.68
ESMASI-36826 |  | Net Metering |  |  | In Queue | 10 |  | 2024-01-18 | Lithium Ion |  | Tesla | 0 | 0 | 13.5 | 5 | BM |  | Backup |  |  | 0 | Yes | AC-Coupled | PhotoVoltaic | 0 | 5
ESMASI-37747 |  |  |  |  | In Queue | 10 |  | 2024-02-16 | Lithium Ion |  | Tesla | 13.5 | 5 | 13.5 | 5 | BM | Generation |  |  |  | 0 | Yes | DC-Coupled | PhotoVoltaic | 5 | 0
ESMASI-37163 |  | MA - SMART Program | Net Metering |  | In Queue | 10 |  | 2024-01-31 | Lithium Ion |  | LG Chem | 9.8 | 5 | 9.8 | 5 | BM |  | Backup |  |  | 0 | Yes | DC-Coupled | PhotoVoltaic | 5 | 0
ESMASI-37416 |  | MA - SMART Program | Utility Connected Solutions DR Program |  | In Queue | 10 |  | 2024-02-08 | Lithium Ion |  | Tesla | 13.5 | 5 | 13.5 | 5 | BM | Bill SVG | Peak Shaving | Reliability,Renew Shift |  | 0 | Yes | DC-Coupled | PhotoVoltaic | 5 | 0
ESMASI-38071 |  |  |  |  | In Queue | 20 |  | 2024-02-27 | Lithium Ion |  | Other | 8 | 8 | 6.4 | 6.4 | BM |  |  |  |  | 0 | Yes | AC-Coupled | PhotoVoltaic | 8 | 6.4
ESMASI-37669 |  | Utility DR Program |  |  | In Queue | 10 |  | 2024-02-15 | Lithium Ion |  | Other | 19400 | 10 | 0 | 0 | BM | Bill SVG | Peak Shaving | Reliability,Renew Shift |  | 0 | Yes | DC-Coupled | PhotoVoltaic | 10 | 0
ESMASI-37996 |  |  |  |  | In Queue | 20 |  | 2024-02-25 | Lithium Ion |  | Tesla | 13.5 | 11.5 | 13.5 | 11.5 | BM | Micogrid |  | Reliability |  | 0 | Yes | DC-Coupled | PhotoVoltaic | 11.5 | 11.5
ESMASI-38694 |  |  |  |  | In Queue | 30 |  | 2024-03-15 | Lithium Ion |  | Other | 40.96 | 15 | 40.5 | 15 | BM |  | Grid Export Curtailment | Reliability |  | 0 | Yes | DC-Coupled | PhotoVoltaic | 15 | 0
ESMASI-38318 |  | Utility Connected Solutions DR Program |  |  | In Queue | 10 |  | 2024-03-05 | Lithium Ion |  | Tesla | 13.5 | 5 | 13.5 | 5 | BM | Bill SVG | Peak Shaving | Reliability,Renew Shift |  | 0 | Yes | DC-Coupled | PhotoVoltaic | 5 | 0
ESMASI-38248 |  |  |  |  | In Queue | 10 |  | 2024-03-04 | Lithium Ion |  | Tesla | 13.5 | 5 | 13.5 | 5 | BM | Bill SVG |  | Reliability,Renew Shift |  | 0 | Yes | AC-Coupled | PhotoVoltaic | 5 | 5
ESMASI-38821 |  | Utility Connected Solutions DR Program |  |  | In Queue | 10 |  | 2024-03-19 | Lithium Ion |  | Tesla | 13.5 | 5 | 13.5 | 5 | BM | Bill SVG | Peak Shaving | Reliability,Renew Shift |  | 0 | Yes | AC-Coupled | PhotoVoltaic | 5 | 5
ESMASI-38695 |  |  |  |  | In Queue | 10 |  | 2024-03-15 | Lithium Ion |  | Other | 12.6 | 5 | 12.6 | 8.6 | BM |  |  |  |  | 0 | Yes | DC-Coupled | PhotoVoltaic | 5 | 8.6
ESMASI-39430 |  |  |  |  | In Queue | 10 |  | 2024-04-04 | Lithium Ion |  | Tesla | 0 | 0 | 13.5 | 11.5 | BM |  |  |  |  | 0 | No | AC-Coupled | Other | 0 | 11.5
ESMASI-40406 |  | Utility Connected Solutions DR Program |  |  | In Queue | RESIDENTIAL |  | 2024-04-30 | Lithium Ion |  | Tesla | 0 | 0 | 13.5 | 5 | BM | Bill SVG | Peak Shaving | Renew Shift |  | 0 | Yes | AC-Coupled | Other | 0 | 5
ESMASI-39219 |  | MA - SMART Program |  |  | In Queue | 10 |  | 2024-04-01 | Lithium Ion |  | Tesla | 0 | 0 | 13.5 | 5 | BM | Bill SVG |  |  |  | 0 | Yes | AC-Coupled | PhotoVoltaic | 0 | 0
ESMASI-39285 |  |  |  |  | In Queue | 10 |  | 2024-04-01 | Lithium Ion |  | Other | 12 | 6 | 12 | 6 | BM |  |  |  |  | 0 | Yes | AC-Coupled | PhotoVoltaic | 6 | 6
ESMASI-45672 |  | Utility Connected Solutions DR Program |  |  | In Queue | Residential |  | 2024-09-10 | Lithium Ion |  | Tesla | 0 | 0 | 13.5 | 11.5 | BM | Bill SVG | Peak Shaving | Reliability,Renew Shift |  | 0 | Yes | AC-Coupled | Other | 0 | 11.5
ESMASI-39401 |  |  |  |  | In Queue | 10 |  | 2024-04-04 | Lithium Ion |  | Other | 12.8 | 12.8 | 0 | 0 | BM |  |  |  |  | 0 | Yes | DC-Coupled | PhotoVoltaic | 12.8 | 0
ESMASI-39402 |  |  |  |  | In Queue | RESIDENTIAL |  | 2024-04-04 | Lithium Ion |  | Tesla | 13.5 | 13.5 | 13.5 | 5 | BM |  |  |  |  | 0 | Yes | AC-Coupled | PhotoVoltaic | 13.5 | 5
ESMASI-39499 |  | Class 1 REC |  |  | In Queue | RESIDENTIAL |  | 2024-04-08 | Lithium Ion |  | Tesla | 13.5 | 11.5 | 13.5 | 5 | BM | Bill SVG,Generation |  |  |  | 0 | Yes | DC-Coupled | PhotoVoltaic | 11.5 | 0
ESMASI-39584 |  |  |  |  | In Queue | 10 |  | 2024-04-09 | Lithium Ion |  | Tesla | 13.5 | 13.5 | 13.5 | 5 | BM |  |  |  |  | 0 | Yes | AC-Coupled | PhotoVoltaic | 13.5 | 5
ESMASI-39696 |  | Class 1 REC |  |  | In Queue | RESIDENTIAL |  | 2024-04-11 | Lithium Ion |  | Tesla | 13.5 | 11.5 | 13.5 | 5 | BM | Bill SVG,Generation |  |  |  | 0 | Yes | DC-Coupled | PhotoVoltaic | 11.5 | 0
ESMASI-40664 |  | CPeak | Class 1 REC |  | In Queue | RESIDENTIAL |  | 2024-05-06 | Lithium Ion |  | Tesla | 13.5 | 5 | 13.5 | 5 | BM | Bill SVG,Generation |  |  |  | 0 | Yes | DC-Coupled | PhotoVoltaic | 5 | 0
ESMASI-40897 |  | utility connected solutions DR program |  |  | In Queue | 10 |  | 2024-05-10 | Lithium Ion |  | Tesla | 13.5 | 5 | 13.5 | 5 | BM | Bill SVG | Peak Shaving | Reliability,Renew Shift |  | 0 | Yes | DC-Coupled | PhotoVoltaic | 5 | 0
ESMASI-40872 |  | ISO Markets |  |  | In Queue | 10 |  | 2024-05-09 | Lithium Ion |  | Enphase | 5 | 5 | 3.84 | 3.84 | BM | Micogrid |  | Reliability,Renew Shift |  | 0 | Yes | AC-Coupled | PhotoVoltaic | 5 | 3.84
ESMASI-41621 |  |  |  |  | In Queue | 10 |  | 2024-05-28 | Lithium Ion |  | Tesla | 13.5 | 5 | 13.5 | 5 | BM | Bill SVG | Peak Shaving | Reliability,Renew Shift |  | 0 | Yes | DC-Coupled | PhotoVoltaic | 5 | 0
ESMASI-40987 |  | CPeak | Class 1 Rec |  | In Queue | RESIDENTIAL |  | 2024-05-13 | Lithium Ion |  | Tesla | 13.5 | 5 | 13.5 | 5 | BM | Bill SVG,Generation |  |  |  | 0 | Yes | DC-Coupled | PhotoVoltaic | 5 | 0
ESMASI-41213 |  |  |  |  | In Queue | 10 |  | 2024-05-17 | Lithium Ion |  | Enphase | 5 | 5 | 3.84 | 3.84 | BM |  |  |  |  | 0 | Yes | AC-Coupled | PhotoVoltaic | 5 | 3.84
ESMASI-41375 |  | utility connected solutions DR program |  |  | In Queue | 10 |  | 2024-05-21 | Lithium Ion |  | Tesla | 13.5 | 5 | 13.5 | 0 | BM | Bill SVG | Peak Shaving | Reliability,Renew Shift |  | 0 | Yes | DC-Coupled | PhotoVoltaic | 5 | 0
ESMASI-41438 |  |  |  |  | In Queue | RESIDENTIAL |  | 2024-05-22 | Lithium Ion |  | Tesla | 13.5 | 13.5 | 13.5 | 5 | BM |  |  |  |  | 0 | Yes | AC-Coupled | PhotoVoltaic | 13.5 | 5
ESMASI-41706 |  |  |  |  | In Queue | 10 |  | 2024-05-30 | Lithium Ion |  | Enphase | 5 | 5 | 7.68 | 3.84 | BM |  |  |  |  | 0 | Yes | AC-Coupled | PhotoVoltaic | 5 | 3.84
ESMASI-42017 |  | Utility DR Program |  |  | In Queue | 10 |  | 2024-06-07 | Lithium Ion |  | Tesla | 0 | 0 | 27 | 10 | BM | Bill SVG | Peak Shaving | Power Quality,Reliability,Renew Shift |  | 0 | Yes | AC-Coupled | PhotoVoltaic | 0 | 9
ESMASI-42233 |  | Utility DR Program |  |  | In Queue | 10 |  | 2024-06-13 | Lithium Ion |  | Tesla | 0 | 0 | 27 | 10 | BM | Bill SVG | Peak Shaving | Power Quality,Reliability,Renew Shift |  | 0 | Yes | AC-Coupled | PhotoVoltaic | 0 | 4
ESMASI-42896 |  | Utility DR Program |  |  | In Queue | Residential |  | 2024-07-01 | Lithium Ion |  | Tesla | 0 | 0 | 13.5 | 5 | BM | Bill SVG | Peak Shaving | Power Quality,Reliability,Renew Shift |  | 0 | Yes | AC-Coupled | PhotoVoltaic | 0 | 5
ESMASI-42487 |  |  |  |  | In Queue | Residential |  | 2024-06-20 | Lithium Ion |  | Tesla | 5 | 5 | 13.5 | 5 | BM |  |  |  |  | 0 | Yes | AC-Coupled | PhotoVoltaic | 5 | 5
ESMASI-42510 |  |  |  |  | In Queue | Residential |  | 2024-06-20 | Lithium Ion |  | Tesla | 5 | 5 | 13.5 | 5 | BM |  |  |  |  | 0 | Yes | AC-Coupled | PhotoVoltaic | 5 | 5
ESMASI-42570 |  |  |  |  | In Queue | Residential |  | 2024-06-21 | Lithium Ion |  | Enphase | 0 | 5 | 5 | 3.8 | BM |  |  |  |  | 0 | Yes | AC-Coupled | PhotoVoltaic | 5 | 0
ESMASI-42628 |  |  |  |  | In Queue | Residential |  | 2024-06-24 | Lithium Ion |  | Tesla | 0 | 0 | 13.5 | 11.5 | BM | Bill SVG | Peak Shaving | Reliability,Renew Shift |  | 0 | Yes | AC-Coupled | Other | 0 | 11.5
ESMASI-44306 |  | MA - SMART Program |  |  | In Queue |  |  | 2024-08-08 | Lithium Ion |  | Enphase | 5 | 8 | 5 | 3.84 | BM | Micogrid |  |  |  | 0 | Yes | AC-Coupled | PhotoVoltaic | 8 | 3.84
ESMASI-43162 |  |  |  |  | In Queue | Residential |  | 2024-07-09 | Lithium Ion |  | Tesla | 0 | 0 | 27 | 10 | BM | Bill SVG | Peak Shaving | Power Quality,Reliability,Renew Shift |  | 0 | No | AC-Coupled | PhotoVoltaic | 0 | 9
ESMASI-44006 |  | Utility DR Program |  |  | In Queue | Residential |  | 2024-07-31 | Lithium Ion |  | Tesla | 0 | 0 | 13.5 | 5 | BM | Bill SVG | Peak Shaving | Power Quality,Reliability,Renew Shift |  | 0 | Yes | AC-Coupled | PhotoVoltaic | 0 | 5
ESMASI-43249 |  | Clean Peak and Class 1 REC |  |  | In Queue | Residential |  | 2024-07-11 | Lithium Ion |  | Tesla | 13.5 | 5 | 13.5 | 5 | BM | Bill SVG,Generation |  |  |  | 0 | Yes | DC-Coupled | PhotoVoltaic | 5 | 0
ESMASI-43468 |  | Utility Connected Solutions DR Program |  |  | In Queue | Residential |  | 2024-07-17 | Lithium Ion |  | Tesla | 13.5 | 5 | 13.5 | 5 | BM | Bill SVG | Peak Shaving | Reliability,Renew Shift |  | 0 | Yes | DC-Coupled | PhotoVoltaic | 5 | 0
ESMASI-43788 |  | CPeak | Class 1 REC |  | In Queue | Residential |  | 2024-07-25 | Lithium Ion |  | Tesla | 13.5 | 5 | 13.5 | 5 | BM | Bill SVG,Generation |  |  |  | 0 | Yes | DC-Coupled | PhotoVoltaic | 5 | 5
ESMASI-43866 |  |  |  |  | In Queue | Residential |  | 2024-07-29 | Lithium Ion |  | Tesla | 13.5 | 13.5 | 13.5 | 5 | BM |  |  |  |  | 0 | No | AC-Coupled | PhotoVoltaic | 13.5 | 0
ESMASI-43955 |  |  |  |  | In Queue | Residential |  | 2024-07-30 | Lithium Ion |  | Other | 29100 | 15 | 13.5 | 5 | BM | Bill SVG | Peak Shaving | Reliability,Renew Intg |  | 0 | No | DC-Coupled | PhotoVoltaic | 15 | 0
ESMASI-43950 |  | Utility DR Program |  |  | In Queue | Residential |  | 2024-07-30 | Lithium Ion |  | Other | 19400 | 10 | 19.4 | 10 | BM | Bill SVG | Peak Shaving | Power Quality,Reliability,Renew Shift |  | 0 | Yes | DC-Coupled | PhotoVoltaic | 10 | 0
ESMASI-43990 |  |  |  |  | In Queue | Residential |  | 2024-07-31 | Lithium Ion |  | Other | 9.7 | 5 | 9.7 | 5 | BM | Bill SVG | Peak Shaving | Reliability,Renew Shift |  | 0 | No | DC-Coupled | PhotoVoltaic | 5 | 0
ESMASI-44084 |  | Utility DR Program |  |  | In Queue | Residential |  | 2024-08-02 | Lithium Ion |  | Tesla | 0 | 0 | 27 | 5 | BM | Bill SVG | Peak Shaving | Power Quality,Reliability,Renew Shift |  | 0 | Yes | AC-Coupled | PhotoVoltaic | 0 | 5
ESMASI-44201 |  | Utility Connected Solutions DR Program |  |  | In Queue | Residential |  | 2024-08-06 | Lithium Ion |  | Tesla | 13.5 | 5 | 13.5 | 5 | BM | Bill SVG | Peak Shaving | Reliability,Renew Shift |  | 0 | Yes | DC-Coupled | PhotoVoltaic | 5 | 0
ESMASI-46083 |  |  |  |  | In Queue | Residential |  | 2024-09-20 | Lithium Ion |  | Enphase | 0 | 0 | 5 | 3.84 | BM |  | backup power when grid goes out |  |  | 0 | Yes | AC-Coupled | PhotoVoltaic | 0 | 3.84
ESMASI-44538 |  | back up battery when power goes out |  |  | In Queue | Residential |  | 2024-08-14 | Lithium Ion |  | Other | 7.26 | 7.26 | 7.26 | 7.26 | BM |  | connected solutions |  |  | 0 | Yes | DC-Coupled | PhotoVoltaic | 7.26 | 0
ESMASI-44322 |  |  |  |  | In Queue | Residential |  | 2024-08-08 | Lithium Ion |  | Tesla | 0 | 0 | 54 | 46 | BM | Bill SVG | Peak Shaving | Power Quality,Reliability,Renew Shift |  | 0 | No | AC-Coupled | PhotoVoltaic | 0 | 0
ESMASI-44353 |  |  |  |  | In Queue | Residential |  | 2024-08-09 | Lithium Ion |  | Enphase | 0 | 0 | 5 | 3.8 | BM | Generation |  |  |  | 0 | Yes | AC-Coupled | PhotoVoltaic | 0 | 0
ESMASI-44605 |  |  |  |  | In Queue | Residential |  | 2024-08-15 | Lithium Ion |  | Other | 5 | 5 | 9.7 | 9.7 | BM |  |  |  |  | 0 | Yes | DC-Coupled | PhotoVoltaic | 5 | 9.7
ESMASI-44742 |  |  |  |  | In Queue | Commercial |  | 2024-08-19 | Lithium Ion |  | Tesla | 13.5 | 11.5 | 13.5 | 11.5 | BM |  |  |  |  | 0 | Yes | DC-Coupled | PhotoVoltaic | 11.5 | 11.5
ESMASI-44952 |  | CPeak |  |  | In Queue | Residential |  | 2024-08-23 | Lithium Ion |  | Tesla | 13.5 | 5 | 13.5 | 11.5 | BM | Bill SVG,Generation |  |  |  | 0 | Yes | DC-Coupled | PhotoVoltaic | 5 | 11.5
ESMASI-44851 |  | Utility Connected Solutions DR Program |  |  | In Queue | Residential |  | 2024-08-21 | Lithium Ion |  | Tesla | 13.5 | 5 | 13.5 | 5 | BM | Bill SVG | Peak Shaving | Reliability,Renew Shift |  | 0 | Yes | DC-Coupled | PhotoVoltaic | 5 | 0
ESMASI-44909 |  | CPeak |  |  | In Queue | Residential |  | 2024-08-22 | Lithium Ion |  | Tesla | 13.5 | 5 | 13.5 | 11.5 | BM | Bill SVG,Generation |  |  |  | 0 | Yes | DC-Coupled | PhotoVoltaic | 5 | 11.5
ESMASI-44927 |  |  |  |  | In Queue | Residential |  | 2024-08-22 | Lithium Ion |  | Tesla | 0 | 20 | 13.5 | 5 | BM |  |  |  |  | 0 | Yes | AC-Coupled | PhotoVoltaic | 20 | 0
ESMASI-45314 |  |  |  |  | In Queue | Residential |  | 2024-09-03 | Lithium Ion |  | Tesla | 27 | 11.5 | 27 | 11.5 | BM |  |  | Reliability |  | 0 | Yes | DC-Coupled | PhotoVoltaic | 11.5 | 5
ESMASI-45097 |  | Utility DR Program |  |  | In Queue | Residential |  | 2024-08-27 | Lithium Ion |  | Tesla | 0 | 0 | 40.5 | 15 | BM | Bill SVG | Peak Shaving | Power Quality,Reliability,Renew Shift |  | 0 | Yes | AC-Coupled | PhotoVoltaic | 0 | 0
ESMASI-46625 |  | Utility Connected Solutions DR Program |  |  | In Queue | Residential |  | 2024-10-04 | Lithium Ion |  | Tesla | 0 | 0 | 13.5 | 5 | BM | Bill SVG | Peak Shaving | Reliability,Renew Shift |  | 0 | Yes | AC-Coupled | PhotoVoltaic | 0 | 5
ESMASI-45219 |  | Utility DR Program |  |  | In Queue | Residential |  | 2024-08-29 | Lithium Ion |  | Tesla | 0 | 0 | 13.5 | 5 | BM | Bill SVG | Peak Shaving | Power Quality,Reliability,Renew Shift |  | 0 | Yes | AC-Coupled | PhotoVoltaic | 0 | 5
ESMASI-45427 |  | Connected solutions |  |  | In Queue | Residential |  | 2024-09-04 | Lithium Ion |  | Tesla | 13.5 | 5 | 13.5 | 11.5 | BM |  |  | Reliability |  | 0 | Yes | AC-Coupled | PhotoVoltaic | 5 | 11.5
ESMASI-45391 |  | CPeak | Class 1 REC |  | In Queue | Residential |  | 2024-09-04 | Lithium Ion |  | Tesla | 13.5 | 5 | 13.5 | 5 | BM | Bill SVG,Generation |  |  |  | 0 | Yes | DC-Coupled | PhotoVoltaic | 5 | 5
ESMASI-45397 |  | CPeak | Class 1 REC |  | In Queue | Residential |  | 2024-09-04 | Lithium Ion |  | Tesla | 13.5 | 5 | 13.5 | 5 | BM | Bill SVG,Generation |  |  |  | 0 | Yes | DC-Coupled | PhotoVoltaic | 5 | 5
ESMASI-45601 |  |  |  |  | In Queue | Residential |  | 2024-09-10 | Lithium Ion |  | Tesla | 11.5 | 13.5 | 13.5 | 11.5 | BM |  |  |  |  | 0 | Yes | AC-Coupled | PhotoVoltaic | 13.5 | 0
ESMASI-45444 |  | MA - Energy Efficiency/ DR Program |  |  | In Queue | Residential |  | 2024-09-05 | Lithium Ion |  | Tesla | 14 | 14 | 5 | 5 | BM |  |  | Reliability |  | 0 | Yes | AC-Coupled | PhotoVoltaic | 14 | 5
ESMASI-45511 |  | MA - Energy Efficiency/ DR Program | MA - SMART Program |  | In Queue | Residential |  | 2024-09-06 | Lithium Ion |  | Other | 29.1 | 21 | 29.1 | 21 | BM |  | Power outage power and Demand Response |  |  | 0 | Yes | DC-Coupled | PhotoVoltaic | 21 | 21
ESMASI-46651 |  |  |  |  | In Queue | Residential |  | 2024-10-04 | Lithium Ion |  | Tesla | 4.2 | 4.2 | 13.5 | 5 | BM |  |  |  |  | 0 | Yes | DC-Coupled | PhotoVoltaic | 4.2 | 0
ESMASI-45587 |  | MA - Energy Efficiency/ DR Program |  |  | In Queue | Residential |  | 2024-09-09 | Lithium Ion |  | Tesla | 0 | 0 | 13.5 | 5 | BM |  |  | Reliability |  | 0 | Yes | AC-Coupled | PhotoVoltaic | 0 | 0
ESMASI-45589 |  | MA - Energy Efficiency/ DR Program |  |  | In Queue | Residential |  | 2024-09-09 | Lithium Ion |  | Tesla | 0 | 0 | 13.5 | 5 | BM |  |  | Reliability |  | 0 | Yes | AC-Coupled | PhotoVoltaic | 0 | 0
ESMASI-45763 |  |  |  |  | In Queue | Residential |  | 2024-09-12 | Lithium Ion |  | Tesla | 11.5 | 13.5 | 13.5 | 5 | BM |  |  |  |  | 0 | Yes | AC-Coupled | PhotoVoltaic | 13.5 | 0
ESMASI-46918 |  |  |  |  | In Queue | Residential |  | 2024-10-11 | Lithium Ion |  | Tesla | 13.5 | 18.7 | 13.5 | 5 | BM |  |  |  |  | 0 | Yes | DC-Coupled | PhotoVoltaic | 18.7 | 0
ESMASI-46228 |  |  |  |  | In Queue | Residential |  | 2024-09-25 | Lithium Ion |  | Tesla | 13.5 | 13.5 | 13.5 | 11.5 | BM |  |  |  |  | 0 | Yes | AC-Coupled | PhotoVoltaic | 13.5 | 0
ESMASI-46129 |  | CPeak |  |  | In Queue | Residential |  | 2024-09-23 | Lithium Ion |  | Tesla | 27 | 5 | 13.5 | 11.5 | BM | Bill SVG,Generation |  |  |  | 0 | Yes | AC-Coupled | PhotoVoltaic | 5 | 5
ESMASI-46131 |  | MA - SMART Program |  |  | In Queue | Residential |  | 2024-09-23 | Lithium Ion |  | Tesla | 0 | 0 | 13.5 | 5 | BM | Bill SVG |  |  |  | 0 | Yes | AC-Coupled | PhotoVoltaic | 0 | 0
ESMASI-46220 |  | CPeak |  |  | In Queue | Residential |  | 2024-09-25 | Lithium Ion |  | Tesla | 27 | 5 | 27 | 10 | BM | Bill SVG,Generation |  |  |  | 0 | Yes | AC-Coupled | PhotoVoltaic | 5 | 5
ESMASI-46369 |  |  |  |  | In Queue | Residential |  | 2024-09-30 | Lithium Ion |  | Tesla | 27 | 23 | 27 | 10 | BM |  |  |  |  | 0 | Yes | DC-Coupled | PhotoVoltaic | 23 | 0
ESMASI-46748 |  | MA - DOER/ MassCEC Funded Projects | Utility DG program |  | In Queue | Residential |  | 2024-10-08 | Lithium Ion |  | Tesla | 0 | 0 | 40.5 | 15 | BM | Generation | Utility DG program | Reliability |  | 0 | Yes | AC-Coupled | Other | 0 | 7.4
ESMASI-46538 |  | Utility DR Program |  |  | In Queue | Residential |  | 2024-10-02 | Lithium Ion |  | Tesla | 0 | 0 | 27 | 0 | BM | Bill SVG | Peak Shaving | Power Quality,Reliability,Renew Shift |  | 0 | Yes | AC-Coupled | PhotoVoltaic | 0 | 0
ESMASI-46672 |  | Utility DR Program |  |  | In Queue | Residential |  | 2024-10-07 | Lithium Ion |  | Other | 19400 | 10 | 19.4 | 10 | BM | Bill SVG | Peak Shaving | Power Quality,Reliability,Renew Shift |  | 0 | Yes | DC-Coupled | PhotoVoltaic | 10 | 0
ESMASI-46696 |  |  |  |  | In Queue | Commercial |  | 2024-10-07 | Lithium Ion |  | Enphase | 5 | 5 | 20 | 20 | BM |  |  |  |  | 0 | Yes | AC-Coupled | Other | 5 | 20
ESMASI-46695 |  | CPeak | Class 1 Rec |  | In Queue | Residential |  | 2024-10-07 | Lithium Ion |  | Tesla | 27 | 5 | 27 | 5 | BM | Bill SVG,Generation |  |  |  | 0 | Yes | DC-Coupled | PhotoVoltaic | 5 | 5
ESMASI-47267 |  |  |  |  | In Queue | Residential |  | 2024-10-22 | Lithium Ion |  | Tesla | 13.5 | 11.9 | 13.5 | 11.5 | BM |  |  |  |  | 0 | Yes | DC-Coupled | PhotoVoltaic | 11.9 | 11.5
ESMASI-46804 |  |  |  |  | In Queue | Residential |  | 2024-10-09 | Lithium Ion |  | Tesla | 13.5 | 13.5 | 5 | 5 | BM |  |  |  |  | 0 | Yes | AC-Coupled | PhotoVoltaic | 13.5 | 5
ESMASI-47096 |  | connected solutions |  |  | In Queue | Residential |  | 2024-10-17 | Lithium Ion |  | Tesla | 27 | 27 | 7.04 | 7.04 | BM |  |  | Reliability |  | 0 | Yes | AC-Coupled | PhotoVoltaic | 27 | 7.04
ESMASI-46868 |  | CPeak | Class 1 - REC |  | In Queue | Residential |  | 2024-10-10 | Lithium Ion |  | Tesla | 27 | 5 | 11.5 | 5 | BM | Bill SVG,Generation |  |  |  | 0 | Yes | DC-Coupled | PhotoVoltaic | 5 | 5
ESMASI-46820 |  | CPeak |  |  | In Queue | Residential |  | 2024-10-09 | Lithium Ion |  | Tesla | 13.5 | 5 | 13.5 | 5 | BM | Generation |  |  |  | 0 | Yes | DC-Coupled | PhotoVoltaic | 5 | 0
ESMASI-46836 |  | Utility DR Program |  |  | In Queue | Residential |  | 2024-10-10 | Lithium Ion |  | Tesla | 0 | 0 | 27 | 10 | BM | Bill SVG | Peak Shaving | Power Quality,Reliability,Renew Shift |  | 0 | Yes | AC-Coupled | PhotoVoltaic | 0 | 0
ESMASI-46907 |  | CPeak | Class 1 - REC |  | In Queue | Residential |  | 2024-10-11 | Lithium Ion |  | Tesla | 27 | 5 | 27 | 10 | BM |  |  |  |  | 0 | Yes | DC-Coupled | PhotoVoltaic | 5 | 5
ESMASI-46979 |  |  |  |  | In Queue | Residential |  | 2024-10-14 | Lithium Ion |  | Enphase | 5 | 5 | 5 | 7.68 | BM |  |  | Reliability,Renew Shift |  | 0 | Yes | AC-Coupled | Other | 5 | 7.68
ESMASI-47057 |  | MA - SMART Program |  |  | In Queue | Residential |  | 2024-10-16 | Lithium Ion |  | Other | 9.7 | 5 | 0 | 0 | BM | Bill SVG | Peak Shaving | Reliability,Renew Intg,Renew Shift |  | 0 | Yes | DC-Coupled | PhotoVoltaic | 5 | 0
ESMASI-47715 |  | CPeak | class 1 rec |  | In Queue | Residential |  | 2024-11-04 | Lithium Ion |  | Tesla | 13.5 | 5 | 13.5 | 5 | BM | Bill SVG,Generation |  |  |  | 0 | Yes | DC-Coupled | PhotoVoltaic | 5 | 5
ESMASI-47110 |  |  |  |  | In Queue | Residential |  | 2024-10-17 | Lithium Ion |  | Tesla | 27 | 5 | 27 | 5 | BM |  |  |  |  | 0 | Yes | DC-Coupled | PhotoVoltaic | 5 | 5
ESMASI-47352 |  | CPeak | Class 1 Rec |  | In Queue | Residential |  | 2024-10-23 | Lithium Ion |  | Tesla | 27 | 5 | 27 | 5 | BM | Bill SVG,Generation |  |  |  | 0 | Yes | DC-Coupled | PhotoVoltaic | 5 | 5
ESMASI-47115 |  | CPeak |  |  | In Queue | Residential |  | 2024-10-17 | Lithium Ion |  | Tesla | 13.5 | 5 | 13.5 | 5 | BM | Generation |  |  |  | 0 | Yes | DC-Coupled | PhotoVoltaic | 5 | 0
ESMASI-48194 |  |  |  |  | In Queue | Residential |  | 2024-11-15 | Lithium Ion |  | Tesla | 0 | 0 | 0 | 0 | BM |  |  |  |  | 0 | Yes | AC-Coupled | PhotoVoltaic | 0 | 0
ESMASI-47351 |  | CPeak | Class 1 Rec |  | In Queue | Residential |  | 2024-10-23 | Lithium Ion |  | Tesla | 13.5 | 5 | 13.5 | 5 | BM | Bill SVG,Generation |  |  |  | 0 | Yes | DC-Coupled | PhotoVoltaic | 5 | 5
ESMASI-47355 |  | CPeak |  |  | In Queue | Residential |  | 2024-10-23 | Lithium Ion |  | Tesla | 27 | 5 | 27 | 5 | BM | Bill SVG,Generation |  |  |  | 0 | Yes | AC-Coupled | PhotoVoltaic | 5 | 5
ESMASI-47440 |  | MA - DOER/ MassCEC Funded Projects |  |  | In Queue | Residential |  | 2024-10-25 | Lithium Ion |  | Enphase | 5 | 5 | 5 | 3.8 | BM |  |  | Reliability,Renew Shift |  | 0 | Yes | AC-Coupled | Other | 5 | 5.12
ESMASI-48893 |  |  |  |  | In Queue | Residential |  | 2024-12-09 | Lithium Ion |  | Tesla | 13.5 | 11.5 | 13.5 | 11.5 | BM |  |  | Reliability |  | 0 | Yes | DC-Coupled | PhotoVoltaic | 11.5 | 0
ESMASI-48358 |  | Connected Solutions Demand Response |  |  | In Queue | Residential |  | 2024-11-20 | Lithium Ion |  | Tesla | 13.5 | 5 | 13.5 | 5 | BM | Bill SVG | Peak Shaving | Reliability,Renew Shift |  | 0 | Yes | DC-Coupled | PhotoVoltaic | 5 | 0
ESMASI-47718 |  | CPeak |  |  | In Queue | Residential |  | 2024-11-04 | Lithium Ion |  | Tesla | 27 | 5 | 27 | 5 | BM | Bill SVG,Generation |  |  |  | 0 | Yes | AC-Coupled | PhotoVoltaic | 5 | 5
ESMASI-47720 |  | CPeak |  |  | In Queue | Residential |  | 2024-11-04 | Lithium Ion |  | Tesla | 27 | 5 | 27 | 10 | BM | Generation |  |  |  | 0 | Yes | DC-Coupled | PhotoVoltaic | 5 | 0
ESMASI-47721 |  | CPeak | Class 1 Rec |  | In Queue | Residential |  | 2024-11-04 | Lithium Ion |  | Tesla | 27 | 5 | 27 | 5 | BM | Bill SVG,Generation |  |  |  | 0 | Yes | DC-Coupled | PhotoVoltaic | 5 | 5
ESMASI-47766 |  |  |  |  | In Queue | Residential |  | 2024-11-05 | Lithium Ion |  | Tesla | 13.5 | 13.4 | 13.5 | 11.5 | BM |  |  |  |  | 0 | Yes | DC-Coupled | PhotoVoltaic | 13.4 | 11.5
ESMASI-47774 |  | CPeak |  |  | In Queue | Residential |  | 2024-11-05 | Lithium Ion |  | Tesla | 27 | 0 | 27 | 10 | BM | Bill SVG,Generation |  |  |  | 0 | Yes | DC-Coupled | PhotoVoltaic | 0 | 0
ESMASI-47779 |  | CPeak | Class 1 Rec |  | In Queue | Residential |  | 2024-11-05 | Lithium Ion |  | Tesla | 27 | 5 | 27 | 10 | BM | Bill SVG,Generation |  |  |  | 0 | Yes | DC-Coupled | PhotoVoltaic | 5 | 5
ESMASI-48046 |  |  |  |  | In Queue | Residential |  | 2024-11-13 | Lithium Ion |  | Enphase | 0 | 0 | 3.84 | 3.84 | BM | Bill SVG | Peak Shaving |  |  | 0 | Yes | AC-Coupled | PhotoVoltaic | 0 | 3.84
ESMASI-48621 |  | 0-1 |  |  | In Queue | Residential |  | 2024-11-27 | Lithium Ion |  | Tesla | 13.5 | 11.5 | 13.5 | 5 | BM | Bill SVG | Peak Shaving | Reliability,Renew Shift |  | 0 | Yes | DC-Coupled | PhotoVoltaic | 11.5 | 0
ESMASI-48030 |  | Connected Solutions |  |  | In Queue | Residential |  | 2024-11-12 | Lithium Ion |  | Tesla | 13.5 | 11.5 | 13.5 | 11.5 | BM |  |  | Reliability |  | 0 | Yes | DC-Coupled | PhotoVoltaic | 11.5 | 11.5
ESMASI-48167 |  | Utility DR Program |  |  | In Queue | Residential |  | 2024-11-15 | Lithium Ion |  | Tesla | 0 | 0 | 8.7 | 5 | BM | Bill SVG | Peak Shaving | Power Quality,Reliability,Renew Shift |  | 0 | Yes | AC-Coupled | PhotoVoltaic | 0 | 0
ESMASI-48306 |  | CPeak | Class 1 REC |  | In Queue | Residential |  | 2024-11-19 | Lithium Ion |  | Tesla | 13.5 | 5 | 13.5 | 5 | BM | Bill SVG,Generation |  |  |  | 0 | Yes | DC-Coupled | PhotoVoltaic | 5 | 5
ESMASI-48174 |  | CPeak | Class 1 REC |  | In Queue | Residential |  | 2024-11-15 | Lithium Ion |  | Tesla | 13.5 | 11.5 | 13.5 | 5 | BM | Bill SVG,Generation |  |  |  | 0 | Yes | AC-Coupled | PhotoVoltaic | 11.5 | 5
ESMASI-48186 |  | CPeak |  |  | In Queue | Residential |  | 2024-11-15 | Lithium Ion |  | Tesla | 13.5 | 5 | 13.5 | 5 | BM | Generation |  |  |  | 0 | Yes | DC-Coupled | PhotoVoltaic | 5 | 0
ESMASI-48235 |  | Utility DR Program |  |  | In Queue | Residential |  | 2024-11-18 | Lithium Ion |  | Other | 19400 | 10 | 19.4 | 10 | BM | Bill SVG | Peak Shaving | Power Quality,Reliability,Renew Shift |  | 0 | Yes | DC-Coupled | PhotoVoltaic | 10 | 0
ESMASI-48286 |  | RECs |  |  | In Queue | Residential |  | 2024-11-19 | Lithium Ion |  | Tesla | 13.5 | 0 | 13.5 | 10.5 | BM |  | connected solutions | Reliability |  | 0 | Yes | AC-Coupled | PhotoVoltaic | 0 | 10.5
ESMASI-48297 |  | Connected Solutions Demand Response |  |  | In Queue | Residential |  | 2024-11-19 | Lithium Ion |  | Tesla | 13.5 | 5 | 13.5 | 5 | BM | Bill SVG | Peak Shaving | Reliability,Renew Shift |  | 0 | Yes | DC-Coupled | PhotoVoltaic | 5 | 0
ESMASI-48266 |  |  |  |  | In Queue | Residential |  | 2024-11-18 | Lithium Ion |  | Other | 9.7 | 5 | 9.7 | 5 | BM |  | Peak Shaving | Reliability,Renew Intg,Renew Shift |  | 0 | Yes | DC-Coupled | PhotoVoltaic | 5 | 0
ESMASI-48394 |  | Connected Solutions Demand Response |  |  | In Queue | Residential |  | 2024-11-21 | Lithium Ion |  | Tesla | 13.5 | 0 | 13.5 | 11.5 | BM | Bill SVG | Peak Shaving | Reliability,Renew Shift |  | 0 | No | AC-Coupled | Other | 0 | 11.5
ESMASI-48407 |  |  |  |  | In Queue | Residential |  | 2024-11-21 | Lithium Ion |  | Tesla | 11.5 | 11.5 | 11.5 | 0 | BM |  |  |  |  | 0 | Yes | AC-Coupled | PhotoVoltaic | 11.5 | 0
ESMASI-48345 |  |  |  |  | In Queue | Residential |  | 2024-11-20 | Lithium Ion |  | Tesla | 0 | 11.5 | 13.5 | 11.5 | BM | Bill SVG |  |  |  | 0 | Yes | AC-Coupled | PhotoVoltaic | 11.5 | 0
ESMASI-48355 |  | MA - DOER/ MassCEC Funded Projects |  |  | In Queue | Residential |  | 2024-11-20 | Lithium Ion |  | Enphase | 5 | 5 | 5 | 3.84 | BM |  |  | Reliability,Renew Shift |  | 0 | Yes | AC-Coupled | PhotoVoltaic | 5 | 3.84
ESMASI-48430 |  | Utility DR Program |  |  | In Queue | Residential |  | 2024-11-22 | Lithium Ion |  | Other | 9700 | 5 | 9.7 | 10 | BM | Bill SVG | Peak Shaving | Power Quality,Reliability,Renew Shift |  | 0 | Yes | DC-Coupled | PhotoVoltaic | 5 | 0
ESMASI-48484 |  |  |  |  | In Queue | Residential |  | 2024-11-22 | Lithium Ion |  | Other | 9.7 | 10 | 9.7 | 10 | BM |  |  |  |  | 0 | Yes | DC-Coupled | PhotoVoltaic | 10 | 0
ESMASI-48481 |  | CPeak |  |  | In Queue | Residential |  | 2024-11-22 | Lithium Ion |  | Tesla | 27 | 5 | 27 | 10 | BM | Generation |  |  |  | 0 | Yes | DC-Coupled | PhotoVoltaic | 5 | 0
ESMASI-48516 |  |  |  |  | In Queue | Residential |  | 2024-11-25 | Lithium Ion |  | Enphase | 5 | 5 | 5 | 3.8 | BM |  |  |  |  | 0 | Yes | AC-Coupled | PhotoVoltaic | 5 | 0.784
ESMASI-49372 |  |  |  |  | In Queue | Residential |  | 2024-12-30 | Lithium Ion |  | Enphase | 20 | 20 | 20 | 11.5 | BM | Bill SVG | Peak Shaving |  |  |  | Yes | AC-Coupled | PhotoVoltaic | 20 | 3.84
ESMASI-48519 |  |  |  |  | In Queue | Residential |  | 2024-11-25 | Lithium Ion |  | Enphase | 5 | 5 | 5 | 3.8 | BM |  |  |  |  | 0 | Yes | AC-Coupled | PhotoVoltaic | 5 | 0
ESMASI-48574 |  |  |  |  | In Queue | Residential |  | 2024-11-26 | Lithium Ion |  | Tesla | 13.5 | 11.5 | 13.5 | 11.5 | BM |  |  |  |  | 0 | Yes | DC-Coupled | PhotoVoltaic | 11.5 | 0
ESMASI-48578 |  |  |  |  | In Queue | Residential |  | 2024-11-26 | Lithium Ion |  | Tesla | 13.5 | 13.5 | 13.5 | 5 | BM |  |  |  |  | 0 | Yes | AC-Coupled | PhotoVoltaic | 13.5 | 5
ESMASI-48769 |  | CPeak | Class 1 REC |  | In Queue | Residential |  | 2024-12-04 | Lithium Ion |  | Tesla | 27 | 5 | 27 | 10 | BM | Bill SVG,Generation |  |  |  | 0 | Yes | AC-Coupled | PhotoVoltaic | 5 | 5
ESMASI-48663 |  |  |  |  | In Queue | Residential |  | 2024-12-02 | Lithium Ion |  | Tesla | 13.5 | 11.5 | 13.5 | 11.5 | BM |  |  |  |  | 0 | Yes | DC-Coupled | PhotoVoltaic | 11.5 | 0
ESMASI-48688 |  |  |  |  | In Queue | Residential |  | 2024-12-02 | Lithium Ion |  | Tesla | 4.2 | 13.5 | 5 | 5 | BM |  |  |  |  | 0 | Yes | AC-Coupled | PhotoVoltaic | 13.5 | 5
ESMASI-48686 |  |  |  |  | In Queue | Residential |  | 2024-12-02 | Lithium Ion |  | Tesla | 13.5 | 11.5 | 13.5 | 11.5 | BM |  |  |  |  | 0 | Yes | DC-Coupled | PhotoVoltaic | 11.5 | 0
ESMASI-48684 |  | Connected Solutions |  |  | In Queue | Residential |  | 2024-12-02 | Lithium Ion |  | Tesla | 0 | 0 | 13.5 | 5 | BM | Bill SVG |  |  |  | 0 | Yes | DC-Coupled | PhotoVoltaic | 0 | 0
ESMASI-48714 |  | Connected Solutions |  |  | In Queue | Residential |  | 2024-12-03 | Lithium Ion |  | Tesla | 0 | 0 | 13.5 | 5 | BM | Bill SVG |  |  |  | 0 | Yes | DC-Coupled | PhotoVoltaic | 0 | 0
ESMASI-48717 |  |  |  |  | In Queue | Residential |  | 2024-12-03 | Lithium Ion |  | Tesla | 11.5 | 11.5 | 13.5 | 11.5 | BM |  |  |  |  | 0 | Yes | AC-Coupled | PhotoVoltaic | 11.5 | 0
ESMASI-48729 |  | home backup only | zero export |  | In Queue | Residential |  | 2024-12-03 | Lithium Ion |  | Tesla | 0 | 0 | 0 | 0 | BM |  |  |  |  | 0 | Yes | AC-Coupled | PhotoVoltaic | 0 | 0
ESMASI-48856 |  | Connected Solutions Demand Response |  |  | In Queue | Residential |  | 2024-12-06 | Lithium Ion |  | Tesla | 13.5 | 5 | 13.5 | 5 | BM | Bill SVG | Peak Shaving | Reliability,Renew Shift |  | 0 | Yes | DC-Coupled | PhotoVoltaic | 5 | 0
ESMASI-48779 |  | Utility DR Program |  |  | In Queue | Residential |  | 2024-12-04 | Lithium Ion |  | Tesla | 0 | 0 | 54 | 46 | BM | Bill SVG | Peak Shaving | Power Quality,Reliability,Renew Shift |  | 0 | Yes | AC-Coupled | PhotoVoltaic | 0 | 0
ESMASI-48829 |  | UTILITY DR PROGRAM |  |  | In Queue | Residential |  | 2024-12-06 | Lithium Ion |  | Other | 38800 | 20 | 38.8 | 20 | BM | Bill SVG | Peak Shaving | Power Quality,Reliability,Renew Shift |  | 0 | Yes | DC-Coupled | PhotoVoltaic | 20 | 0
ESMASI-48836 |  | UTILITY DR PROGRAM |  |  | In Queue | Residential |  | 2024-12-06 | Lithium Ion |  | Tesla | 0 | 0 | 40.5 | 15 | BM | Bill SVG | Peak Shaving | Power Quality,Reliability,Renew Shift |  | 0 | Yes | AC-Coupled | PhotoVoltaic | 0 | 0
ESMASI-48845 |  |  |  |  | In Queue | Residential |  | 2024-12-06 | Lithium Ion |  | Tesla | 13.5 | 5 | 13.5 | 7.6 | BM |  |  |  |  | 0 | Yes | AC-Coupled | PhotoVoltaic | 5 | 7.6
ESMASI-48878 |  | UTILITY DR PROGRAM |  |  | In Queue | Residential |  | 2024-12-09 | Lithium Ion |  | Tesla | 0 | 0 | 40.5 | 15 | BM | Bill SVG | Peak Shaving | Power Quality,Reliability,Renew Shift |  | 0 | Yes | AC-Coupled | PhotoVoltaic | 0 | 0
ESMASI-48920 |  | Utility DR Program |  |  | In Queue | Residential |  | 2024-12-10 | Lithium Ion |  | Tesla | 0 | 0 | 13.5 | 5 | BM | Bill SVG | Peak Shaving | Power Quality,Reliability,Renew Shift |  | 0 | Yes | AC-Coupled | PhotoVoltaic | 0 | 5
ESMASI-49114 |  | Connected Solutions Demand Response |  |  | In Queue | Residential |  | 2024-12-16 | Lithium Ion |  | Tesla | 13.5 | 10 | 13.5 | 10 | BM | Bill SVG | Peak Shaving | Reliability,Renew Shift |  | 0 | Yes | DC-Coupled | PhotoVoltaic | 10 | 0
ESMASI-48971 |  | Utility DR Program |  |  | In Queue | Residential |  | 2024-12-11 | Lithium Ion |  | Tesla | 0 | 0 | 54 | 46 | BM | Bill SVG | Peak Shaving | Power Quality,Reliability,Renew Shift |  | 0 | Yes | AC-Coupled | PhotoVoltaic | 0 | 0
ESMASI-49011 |  | CPeak | Class 1 REC |  | In Queue | Residential |  | 2024-12-12 | Lithium Ion |  | Tesla | 13.5 | 11.5 | 13.5 | 5 | BM | Bill SVG,Generation |  |  |  | 0 | Yes | DC-Coupled | PhotoVoltaic | 11.5 | 0
ESMASI-49065 |  |  |  |  | In Queue | Commercial |  | 2024-12-13 | Lithium Ion |  | Other | 129 | 129 | 129 | 25 | BM | Bill SVG | Peak Shaving | Power Quality,Reliability |  | 0 | No | AC-Coupled | Other | 129 | 25
ESMASI-49152 |  |  |  |  | In Queue | Residential |  | 2024-12-17 | Lithium Ion |  | Enphase | 20 | 20 | 20 | 11.5 | BM |  |  |  |  | 0 | Yes | AC-Coupled | PhotoVoltaic | 20 | 0
ESMASI-49197 |  | CPeak | Class 1 REC |  | In Queue | Residential |  | 2024-12-18 | Lithium Ion |  | Tesla | 27 | 11.5 | 11.5 | 11.5 | BM | Bill SVG,Generation |  |  |  | 0 | Yes | DC-Coupled | PhotoVoltaic | 11.5 | 11.5
ESMASI-49224 |  |  |  |  | In Queue | Residential |  | 2024-12-19 | Lithium Ion |  | Tesla | 13.5 | 11.5 | 13.5 | 11.5 | BM |  |  | Reliability |  | 0 | Yes | DC-Coupled | PhotoVoltaic | 11.5 | 0
ESMASI-49272 |  | MA - DOER/ MassCEC Funded Projects |  |  | In Queue | Residential |  | 2024-12-26 | Lithium Ion |  | Tesla | 13.5 | 20 | 13.5 | 11.5 | BM |  |  | Reliability,Renew Shift |  | 0 | Yes | AC-Coupled | Other | 20 | 3
ESMASI-49270 |  | Connected Solutions Demand Response |  |  | In Queue | Residential |  | 2024-12-20 | Lithium Ion |  | Tesla | 13.5 | 0 | 13.5 | 11.5 | BM | Bill SVG | Peak Shaving | Reliability,Renew Shift |  | 0 | No | AC-Coupled | PhotoVoltaic | 0 | 11.5
ESMASI-49296 |  |  |  |  | In Queue | Residential |  | 2024-12-23 | Lithium Ion |  | Tesla | 13.5 | 20 | 13.5 | 11.5 | BM |  |  | Reliability,Renew Shift |  | 0 | Yes | DC-Coupled | PhotoVoltaic | 20 | 0
ESMASI-49323 |  | CPeak |  |  | In Queue | Residential |  | 2024-12-24 | Lithium Ion |  | Tesla | 27 | 5 | 27 | 10 | BM | Bill SVG,Generation |  |  |  |  | Yes | AC-Coupled | PhotoVoltaic | 5 | 5
ESMASI-49350 |  | Connected Solutions Demand Response |  |  | In Queue | Residential |  | 2024-12-26 | Lithium Ion |  | Tesla | 13.5 | 10 | 13.5 | 10 | BM | Bill SVG | Peak Shaving | Reliability,Renew Shift |  | 0 | Yes | AC-Coupled | PhotoVoltaic | 10 | 0
ESMASI-49343 |  |  |  |  | In Queue | Residential |  | 2024-12-26 | Lithium Ion |  | Other | 13.6 | 15 | 13.6 | 1.4 | BM |  |  | Reliability,Renew Shift |  | 0 | Yes | AC-Coupled | PhotoVoltaic | 15 | 1.4
ESMASI-49356 |  | Connected Solutions Demand Response |  |  | In Queue | Residential |  | 2024-12-26 | Lithium Ion |  | Tesla | 13.5 | 5 | 13.5 | 5 | BM | Bill SVG | Peak Shaving | Reliability,Renew Shift |  | 0 | Yes | AC-Coupled | PhotoVoltaic | 5 | 5
ESMASI-49366 |  | CPeak | Class 1 Rec |  | In Queue | Residential |  | 2024-12-27 | Lithium Ion |  | Tesla | 27 | 5 | 27 | 10 | BM | Bill SVG,Generation |  |  |  | 0 | Yes | DC-Coupled | PhotoVoltaic | 5 | 0
ESMASI-49414 |  |  |  |  | In Queue | Residential |  | 2024-12-31 | Lithium Ion |  | Other | 26.88 | 14.4 | 26.88 | 14.4 | BM | Micogrid |  | Reliability |  | 0 | Yes | DC-Coupled | PhotoVoltaic | 14.4 | 0
ESMASI-41438 |  |  |  |  | In Queue | RESIDENTIAL |  | 2024-05-22 | Lithium Ion |  | Tesla | 13.5 | 13.5 | 13.5 | 5 | BM |  |  |  |  | 17728393 | Yes | AC-Coupled | PhotoVoltaic | 13.5 | 5
ESMASI-44306 |  | MA - SMART Program |  |  | In Queue |  |  | 2024-08-08 | Lithium Ion |  | Enphase | 5 | 8 | 5 | 3.84 | BM | Micogrid |  |  |  | 18543884 | Yes | AC-Coupled | PhotoVoltaic | 8 | 3.84
ESMASI-45444 |  | MA - Energy Efficiency/ DR Program |  |  | In Queue | Residential |  | 2024-09-05 | Lithium Ion |  | Tesla | 14 | 14 | 5 | 5 | BM | Reliability and Resiliency |  |  |  | 18832904 | Yes | AC-Coupled | PhotoVoltaic | 14 | 5
ESMASI-49574 |  |  |  | Connected Solutions Demand Response | In Queue | Residential |  | 2025-01-07 | Lithium Ion |  | Tesla | 0 | 0 | 13.5 | 5 | BM | Customer Bill Savings (e.g., Demand Charge Management, TOU Arbitrage | Reliability and Resiliency |  |  | 19874997 | No | AC-Coupled | Other | 0 | 5
ESMASI-49065 |  |  |  |  | In Queue | Commercial |  | 2024-12-13 | Lithium Ion |  | Other | 129 | 129 | 129 | 25 | BM | Customer Bill Savings (e.g., Demand Charge Management, TOU Arbitrage | Reliability and Resiliency |  |  | 19977543 | No | AC-Coupled | Other | 129 | 25
ESMASI-50756 |  |  |  | Connected Solutions Demand Response | In Queue | Residential |  | 2025-02-14 | Lithium Ion |  | Tesla | 13.5 | 10 | 13.5 | 0 | BM | Customer Bill Savings (e.g., Demand Charge Management, TOU Arbitrage | Reliability and Resiliency |  |  | 20191049 | Yes | DC-Coupled | PhotoVoltaic | 10 | 0
ESMASI-50705 |  |  |  | Connected Solutions Demand Response | In Queue | Residential |  | 2025-02-13 | Lithium Ion |  | Tesla | 27 | 10 | 0 | 0 | BM | Customer Bill Savings (e.g., Demand Charge Management, TOU Arbitrage | Reliability and Resiliency |  |  | 20138027 | Yes | DC-Coupled | PhotoVoltaic | 10 | 0
ESMASI-50898 |  |  |  | Net Metering | In Queue | Residential |  | 2025-02-20 | Lithium Ion |  | Tesla | 13.5 | 5 | 0 | 0 | BM |  |  |  |  | 20178339 | Yes | DC-Coupled | PhotoVoltaic | 5 | 0
ESMASI-51045 |  |  |  |  | In Queue | Residential |  | 2025-02-25 | Lithium Ion |  | Tesla | 13.5 | 20 | 13.5 | 0 | BM | Reliability and Resiliency |  |  |  | 20236344 | Yes | DC-Coupled | PhotoVoltaic | 20 | 0
ESMASI-51320 |  | ISO Markets |  |  | In Queue | Residential |  | 2025-03-05 | Lithium Ion |  | Other | 10 | 10 | 10 | 10 | BM | Peak Shaving/ Load Leveling | Micogrid |  |  | 20355406 | Yes | DC-Coupled | PhotoVoltaic | 10 | 10
ESMASI-51382 |  |  |  | Net Metering | In Queue | Residential |  | 2025-03-06 | Lithium Ion |  | Tesla | 13.5 | 11.5 | 13.5 | 11.5 | BM |  |  |  |  | 20294992 | Yes | DC-Coupled | PhotoVoltaic | 11.5 | 0
ESMASI-52262 |  |  |  |  | In Queue | Residential |  | 2025-03-28 | Lithium Ion |  | Enphase | 5 | 5 | 7.68 | 7.68 | BM |  |  |  |  | 20588661 | Yes | AC-Coupled | PhotoVoltaic | 5 | 7.68
ESMASI-52506 |  |  |  | Net Metering | In Queue | Residential |  | 2025-04-03 | Lithium Ion |  | Tesla | 0 | 0 | 13.5 | 5.2 | BM |  |  |  |  | 20715581 | Yes | AC-Coupled | PhotoVoltaic | 0 | 5.2
ESMASI-54202 |  |  |  | Connected Solutions Demand Response | In Queue | Commercial |  | 2025-05-16 | Lithium Ion |  | Tesla | 27 | 11.5 | 13.5 | 0 | BM | Customer Bill Savings (e.g., Demand Charge Management, TOU Arbitrage | Reliability and Resiliency |  |  | 21339122 | Yes | AC-Coupled | PhotoVoltaic | 11.5 | 0
ESMASI-53376 |  |  |  | Connected Solutions Demand Response | In Queue | Residential |  | 2025-04-24 | Lithium Ion |  | Tesla | 13.5 | 11.5 | 13.5 | 11.5 | BM | Customer Bill Savings (e.g., Demand Charge Management, TOU Arbitrage | Reliability and Resiliency |  |  | 20879417 | Yes | DC-Coupled | PhotoVoltaic | 11.5
ESMASI-53356 |  |  |  | Net Metering | In Queue | Residential |  | 2025-04-23 | Lithium Ion |  | Tesla | 13.5 | 11.5 | 13.5 | 11.5 | BM |  |  |  |  | 20896373 | Yes | DC-Coupled | PhotoVoltaic | 11.5
ESMASI-53449 |  |  |  | Connected Solutions Demand Response | In Queue | Residential |  | 2025-04-25 | Lithium Ion |  | Tesla | 40.5 | 11.5 | 40.5 | 11.5 | BM | Customer Bill Savings (e.g., Demand Charge Management, TOU Arbitrage | Reliability and Resiliency |  |  | 20892369 | Yes | DC-Coupled | PhotoVoltaic | 11.5
ESMASI-53627 |  |  |  |  | In Queue | Municipality |  | 2025-05-01 | Lithium Ion |  | Other | 58.2 | 13.8 | 58.2 | 13.8 | BM |  |  |  |  | 21034743 | Yes | DC-Coupled | PhotoVoltaic | 13.8
ESMASI-53559 |  |  |  | Net Metering | In Queue | Residential |  | 2025-04-30 | Lithium Ion |  | Tesla | 13.5 | 11.5 | 13.5 | 11.5 | BM |  |  |  |  | 21034617 | Yes | DC-Coupled | PhotoVoltaic | 11.5
ESMASI-54774 |  |  |  |  | In Queue | Residential |  | 2025-06-01 | Lithium Ion |  | Enphase |  |  | 10 | 7.68 | BM |  |  |  |  | 21344276 | Yes | AC-Coupled | PhotoVoltaic |  | 7.68
ESMASI-55109 |  |  |  | Utility DR Program | In Queue | Residential |  | 2025-06-09 | Lithium Ion |  | Other | 29.1 | 15 | 29.1 | 15 | BM | Customer Bill Savings (e.g., Demand Charge Management, TOU Arbitrage | Reliability and Resiliency |  |  | 21463698 | Yes | DC-Coupled | Other | 15
ESMASI-55530 |  |  |  |  | In Queue | Residential |  | 2025-06-18 | Lithium Ion |  | Other | 10 | 5 | 10 | 5 | BM |  |  |  |  | 21569406 | Yes | DC-Coupled | PhotoVoltaic | 5
ESMASI-55702 |  |  |  |  | In Queue | Residential |  | 2025-06-24 | Lithium Ion |  | Tesla | 0 | 0 | 13.5 | 5 | BM | Customer Bill Savings (e.g., Demand Charge Management, TOU Arbitrage |  |  |  | 21646984 | Yes | DC-Coupled | PhotoVoltaic | 0
ESMASI-57115 |  |  |  | Connected Solutions Demand Response | In Queue | Residential |  | 2025-07-31 | Lithium Ion |  | Tesla |  |  | 11.5 | 11.5 | BM | Customer Bill Savings (e.g., Demand Charge Management, TOU Arbitrage | Reliability and Resiliency |  |  | 22188474 | No | AC-Coupled | Other |  | 11.5
ESMASI-55846 |  |  |  |  | In Queue | Residential |  | 2025-06-26 | Lithium Ion |  | Enphase |  |  | 10 | 3.84 | BM |  |  |  |  | 21692748 | Yes | AC-Coupled | PhotoVoltaic |  | 3.84
ESMASI-56578 |  |  |  | Connected Solutions Demand Response" | In Queue | Residential |  | 2025-07-17 | Lithium Ion |  | Tesla | 40.5 | 11.5 | 40.5 | 11.5 | BM | Customer Bill Savings (e.g., Demand Charge Management, TOU Arbitrage | Reliability and Resiliency |  |  | 21989511 | Yes | DC-Coupled | PhotoVoltaic | 11.5
ESMASI-56183 |  |  |  | Net Metering | In Queue | Residential |  | 2025-07-08 | Lithium Ion |  | Tesla | 13.5 | 11.5 | 13.5 | 11.5 | BM |  |  |  |  | 21832745 | Yes | DC-Coupled | PhotoVoltaic | 11.5
ESMASI-56208 |  |  |  | n/a | In Queue | Residential |  | 2025-07-08 | Lithium Ion |  | Tesla | 13.5 | 13.5 | 13.5 | 13.5 | BM |  |  |  |  | 21834896 | Yes | DC-Coupled | PhotoVoltaic | 13.5
ESMASI-56280 |  |  |  | Net Metering | In Queue | Residential |  | 2025-07-10 | Lithium Ion |  | Tesla | 13.5 | 11.5 | 13.5 | 11.5 | BM |  |  |  |  | 22047634 | Yes | DC-Coupled | PhotoVoltaic | 11.5
ESMASI-56337 |  |  |  | Net Metering | In Queue | Residential |  | 2025-07-11 | Lithium Ion |  | Tesla | 13.5 | 11.5 | 0 | 0 | BM |  |  |  |  | 22047501 | Yes | DC-Coupled | PhotoVoltaic | 11.5 | 0
ESMASI-56499 |  |  |  |  | In Queue | Residential |  | 2025-07-16 | Lithium Ion |  | Tesla | 11.5 | 11.5 | 11.5 | 11.5 | BM | Reliability and Resiliency |  |  |  | 22414182 | Yes | DC-Coupled | PhotoVoltaic | 11.5 | 11.5
ESMASI-56686 |  |  |  | Class 1 Rec | In Queue | Residential |  | 2025-07-22 | Lithium Ion |  | Tesla | 13.5 | 5 | 13.5 | 5 | BM | Customer Bill Savings (e.g., Demand Charge Management, TOU Arbitrage | Self Generation |  |  | 22063976 | Yes | DC-Coupled | PhotoVoltaic | 5
ESMASI-56935 |  |  |  | Net Metering | In Queue | Residential |  | 2025-07-28 | Lithium Ion |  | Tesla | 13.5 | 11.5 | 13.5 | 11.5 | BM |  |  |  |  | 22133206 | Yes | DC-Coupled | PhotoVoltaic | 11.5
ESMASI-56959 |  |  |  |  | In Queue | Residential |  | 2025-07-28 | Lithium Ion |  | Tesla | 5 | 5 | 11.5 | 11.5 | BM | Reliability and Resiliency |  |  |  | 22153462 | Yes | DC-Coupled | PhotoVoltaic | 5 | 11.5
ESMASI-56981 |  |  |  | Net Metering | In Queue | Residential |  | 2025-07-29 | Lithium Ion |  | Other |  |  | 15 | 10 | BM |  |  |  |  | 22236024 | Yes | AC-Coupled | PhotoVoltaic |  | 10
ESMASI-57057 |  |  |  | Class 1 REC | In Queue | Residential |  | 2025-07-30 | Lithium Ion |  | Tesla | 27 | 5 | 27 | 5 | BM | Customer Bill Savings (e.g., Demand Charge Management, TOU Arbitrage | Self Generation |  |  | 22219587 | Yes | DC-Coupled | PhotoVoltaic | 5
ESMASI-57104 |  |  |  | Net Metering | In Queue | Residential |  | 2025-07-31 | Lithium Ion |  | Other |  |  | 15 | 9.24 | BM |  |  |  |  | 22185594 | Yes | AC-Coupled | PhotoVoltaic |  | 9.24
ESMASI-57114 |  |  |  | Net Metering | In Queue | Residential |  | 2025-07-31 | Lithium Ion |  | Tesla | 27 | 23 | 27 | 23 | BM |  |  |  |  | 22188430 | Yes | DC-Coupled | PhotoVoltaic | 23
ESMASI-57654 |  |  |  | Utility DR program | In Queue | Residential |  | 2025-08-13 | Lithium Ion |  | Other | 29.1 | 11.4 | 29.1 | 11.4 | BM | Reliability and Resiliency |  |  |  | 22448355 | Yes | DC-Coupled | PhotoVoltaic | 11.4
ESMASI-61602 |  |  |  |  | In Queue | Residential |  | 2025-11-04 | Lithium Ion |  | Tesla | 23 | 23 | 3.5 | 11.5 | BM |  |  |  |  | 23541118 | Yes | AC-Coupled | PhotoVoltaic | 23 | 11.5
ESMASI-57236 |  |  |  | Net Metering | In Queue | Residential |  | 2025-08-04 | Lithium Ion |  | Other |  |  | 30 | 7.84 | BM |  |  |  |  | 22251821 | Yes | AC-Coupled | PhotoVoltaic |  | 7.84
ESMASI-57251 |  |  |  | Net Metering | In Queue | Residential |  | 2025-08-04 | Lithium Ion |  | Tesla | 13.5 | 11.5 | 13.5 | 11.5 | BM |  |  |  |  | 22284204 | Yes | DC-Coupled | PhotoVoltaic | 11.5
ESMASI-57280 |  |  |  | Connected Solutions | In Queue | Residential |  | 2025-08-05 | Lithium Ion |  | Tesla | 13.5 | 5 | 13.5 | 5 | BM | Customer Bill Savings (e.g., Demand Charge Management, TOU Arbitrage |  |  |  | 22278142 | Yes | DC-Coupled | PhotoVoltaic | 5
ESMASI-57321 |  |  |  | Net Metering | In Queue | Residential |  | 2025-08-05 | Lithium Ion |  | Tesla | 13.5 | 11.5 | 13.5 | 11.5 | BM |  |  |  |  | 22283223 | Yes | DC-Coupled | PhotoVoltaic | 11.5
ESMASI-57400 |  |  |  | Net Metering | In Queue | Residential |  | 2025-08-07 | Lithium Ion |  | Other | 0 | 0 | 15 | 7.9 | BM |  |  |  |  | 22354855 | Yes | AC-Coupled | PhotoVoltaic | 0 | 7.9
ESMASI-57872 |  |  |  |  | In Queue | Residential |  | 2025-08-18 | Lithium Ion |  | Tesla | 13.5 | 11.5 | 13.5 | 11.5 | BM |  |  |  |  | 22525951 | Yes | DC-Coupled | PhotoVoltaic | 11.5
ESMASI-57420 |  |  |  | Net Metering | In Queue | Residential |  | 2025-08-07 | Lithium Ion |  | Other | 0 | 0 | 15 | 10 | BM |  |  |  |  | 22328262 | Yes | AC-Coupled | PhotoVoltaic | 0 | 10
ESMASI-57425 |  |  |  | Net Metering | In Queue | Residential |  | 2025-08-07 | Lithium Ion |  | Tesla | 13.5 | 11.5 | 13.5 | 11.5 | BM |  |  |  |  | 22344756 | Yes | DC-Coupled | PhotoVoltaic | 11.5
ESMASI-57475 |  |  |  | Net Metering | In Queue | Residential |  | 2025-08-08 | Lithium Ion |  | Other | 0 | 0 | 15 | 10 | BM |  |  |  |  | 22351487 | Yes | AC-Coupled | PhotoVoltaic | 0 | 10
ESMASI-57477 |  |  |  | Net Metering | In Queue | Residential |  | 2025-08-08 | Lithium Ion |  | Other | 0 | 0 | 15 | 7.4 | BM |  |  |  |  | 22414143 | Yes | AC-Coupled | PhotoVoltaic | 0 | 7.4
ESMASI-57752 |  |  |  | Connected Solutions Demand Response | In Queue | Commercial |  | 2025-08-15 | Lithium Ion |  | Tesla | 27 | 11.5 | 27 | 11.5 | BM | Customer Bill Savings (e.g., Demand Charge Management, TOU Arbitrage | Reliability and Resiliency |  |  | 22402603 | Yes | DC-Coupled | PhotoVoltaic | 11.5
ESMASI-57600 |  |  |  | Net Metering | In Queue | Residential |  | 2025-08-12 | Lithium Ion |  | Other |  |  | 15 | 10 | BM |  |  |  |  | 22351674 | Yes | AC-Coupled | PhotoVoltaic |  | 10
ESMASI-57630 |  |  |  | Net Metering | In Queue | Residential |  | 2025-08-12 | Lithium Ion |  | Other |  |  | 15 | 5 | BM |  |  |  |  | 22360377 | Yes | AC-Coupled | PhotoVoltaic |  | 5
ESMASI-57676 |  |  |  | Connected Solutions Demand Response | In Queue | Residential |  | 2025-08-13 | Lithium Ion |  | Tesla | 27 | 0 | 27 | 10 | BM | Customer Bill Savings (e.g., Demand Charge Management, TOU Arbitrage | Reliability and Resiliency |  |  | 22370099 | Yes | DC-Coupled | Other | 0
ESMASI-57648 |  |  |  | Net Metering | In Queue | Residential |  | 2025-08-12 | Lithium Ion |  | Tesla | 13.5 | 11.5 | 13.5 | 11.5 | BM |  |  |  |  | 22361219 | Yes | DC-Coupled | PhotoVoltaic | 11.5
ESMASI-57674 |  |  |  | Net Metering | In Queue | Residential |  | 2025-08-13 | Lithium Ion |  | Other |  |  | 15 | 9.24 | BM |  |  |  |  | 22447226 | Yes | AC-Coupled | PhotoVoltaic |  | 9.24
ESMASI-57700 |  |  |  | Net Metering | In Queue | Residential |  | 2025-08-13 | Lithium Ion |  | Other |  |  | 15 | 9.24 | BM |  |  |  |  | 22370414 | Yes | AC-Coupled | PhotoVoltaic |  | 9.24
ESMASI-57723 |  |  |  | Net Metering | In Queue | Commercial |  | 2025-08-14 | Lithium Ion |  | Other |  |  | 15 | 9.24 | BM |  |  |  |  | 22448254 | Yes | AC-Coupled | PhotoVoltaic |  | 9.24
ESMASI-57834 |  | MA - Energy Efficiency/ DR Program | ISO Markets |  | In Queue | Residential |  | 2025-08-18 | Lithium Ion |  | Tesla | 0 | 0 | 28 | 10 | BM | Peak Shaving/ Load Leveling |  |  |  | 22445957 | Yes | AC-Coupled | PhotoVoltaic | 0 | 10
ESMASI-57730 |  |  |  | Net Metering | In Queue | Residential |  | 2025-08-14 | Lithium Ion |  | Other |  |  | 15 | 7.4 | BM |  |  |  |  | 22380895 | Yes | AC-Coupled | PhotoVoltaic |  | 7.4
ESMASI-57732 |  |  |  | Net Metering | In Queue | Residential |  | 2025-08-14 | Lithium Ion |  | Tesla | 13.5 | 11.5 | 13.5 | 11.5 | BM |  |  |  |  | 22383320 | Yes | DC-Coupled | PhotoVoltaic | 11.5
ESMASI-57735 |  |  |  | Net Metering | In Queue | Residential |  | 2025-08-14 | Lithium Ion |  | Other |  |  | 15 | 5 | BM |  |  |  |  | 22447424 | Yes | AC-Coupled | PhotoVoltaic |  | 5
ESMASI-57739 |  |  |  | Net Metering | In Queue | Residential |  | 2025-08-14 | Lithium Ion |  | Other |  |  | 15 | 7.6 | BM |  |  |  |  | 22383729 | Yes | AC-Coupled | PhotoVoltaic |  | 7.6
ESMASI-57745 |  |  |  | Net Metering | In Queue | Residential |  | 2025-08-14 | Lithium Ion |  | Other |  |  | 15 | 9.24 | BM |  |  |  |  | 22377780 | Yes | AC-Coupled | PhotoVoltaic |  | 9.24
ESMASI-57779 |  |  |  | Net Metering | In Queue | Residential |  | 2025-08-15 | Lithium Ion |  | Other |  |  | 15 | 9.24 | BM |  |  |  |  | 22406883 | Yes | AC-Coupled | PhotoVoltaic |  | 9.24
ESMASI-57790 |  |  |  | Net Metering | In Queue | Residential |  | 2025-08-15 | Lithium Ion |  | Other |  |  | 30 | 1.64 | BM |  |  |  |  | 22528024 | Yes | AC-Coupled | PhotoVoltaic |  | 1.64
ESMASI-57791 |  |  |  | Net Metering | In Queue | Residential |  | 2025-08-15 | Lithium Ion |  | Other |  |  | 45 | 5.24 | BM |  |  |  |  | 22407052 | Yes | AC-Coupled | PhotoVoltaic |  | 5.24
ESMASI-57793 |  |  |  | Net Metering | In Queue | Residential |  | 2025-08-15 | Lithium Ion |  | Other |  |  | 15 | 7.4 | BM |  |  |  |  | 22407928 | Yes | AC-Coupled | PhotoVoltaic |  | 7.4
ESMASI-57797 |  |  |  | Net Metering | In Queue | Residential |  | 2025-08-15 | Lithium Ion |  | Other |  |  | 15 | 7.77 | BM |  |  |  |  | 22408454 | Yes | AC-Coupled | PhotoVoltaic |  | 7.77
ESMASI-57805 |  |  |  | Net Metering | In Queue | Residential |  | 2025-08-15 | Lithium Ion |  | Other |  |  | 15 | 7.4 | BM |  |  |  |  | 22408303 | Yes | AC-Coupled | PhotoVoltaic |  | 7.4
ESMASI-57817 |  | MA - SMART Program | MA - Energy Efficiency/ DR Program |  | In Queue | Residential |  | 2025-08-16 | Lithium Ion |  | LG Chem | 16 | 7 | 16 | 7 | BM | Customer Bill Savings (e.g., Demand Charge Management, TOU Arbitrage | Reliability and Resiliency |  |  | 22409015 | Yes | DC-Coupled | PhotoVoltaic | 7
ESMASI-61760 |  |  |  |  | In Queue | Residential |  | 2025-11-07 | Lithium Ion |  | Enphase | 10 | 10 | 10 | 10 | BM | Reliability and Resiliency |  |  |  | 24026486 | Yes | AC-Coupled | PhotoVoltaic | 10 | 10
ESMASI-57859 |  |  |  | Net Metering | In Queue | Residential |  | 2025-08-18 | Lithium Ion |  | Other |  |  | 15 | 10 | BM |  |  |  |  | 22428215 | Yes | AC-Coupled | PhotoVoltaic |  | 10
ESMASI-57868 |  |  |  | Net Metering | In Queue | Residential |  | 2025-08-18 | Lithium Ion |  | Other |  |  | 15 | 5 | BM |  |  |  |  | 22428739 | Yes | AC-Coupled | PhotoVoltaic |  | 5
ESMASI-57876 |  |  |  | Net Metering | In Queue | Residential |  | 2025-08-18 | Lithium Ion |  | Other |  |  | 15 | 10 | BM |  |  |  |  | 22526704 | No | AC-Coupled | PhotoVoltaic |  | 10
ESMASI-57874 |  |  |  | Net Metering | In Queue | Residential |  | 2025-08-18 | Lithium Ion |  | Tesla | 13.5 | 11.5 | 13.5 | 11.5 | BM |  |  |  |  | 22421960 | Yes | DC-Coupled | PhotoVoltaic | 11.5
ESMASI-58017 |  |  |  | Net Metering | In Queue | Residential |  | 2025-08-20 | Lithium Ion |  | Tesla | 13.5 | 11.5 | 13.5 | 11.5 | BM |  |  |  |  | 22468590 | Yes | DC-Coupled | PhotoVoltaic | 11.5
ESMASI-57987 |  |  |  | Net Metering | In Queue | Residential |  | 2025-08-20 | Lithium Ion |  | Other |  |  | 15 | 9.24 | BM |  |  |  |  | 22454712 | Yes | AC-Coupled | PhotoVoltaic |  | 9.24
ESMASI-58036 |  |  |  | Net Metering | In Queue | Residential |  | 2025-08-20 | Lithium Ion |  | Other |  |  | 15 | 10 | BM |  |  |  |  | 22459368 | Yes | AC-Coupled | PhotoVoltaic |  | 10
ESMASI-58365 |  |  |  | Net Metering | In Queue | Residential |  | 2025-08-27 | Lithium Ion |  | Tesla | 13.5 | 11.5 |  |  | BM |  |  |  |  | 22556119 | Yes | DC-Coupled | PhotoVoltaic | 11.5
ESMASI-58707 |  |  |  |  | In Queue | Residential |  | 2025-09-04 | Lithium Ion |  | Enphase | 0 | 0 | 3.84 | 3.84 | BM |  |  |  |  | 23119197 | Yes | AC-Coupled | PhotoVoltaic | 0 | 3.84
ESMASI-59443 |  |  |  | Utility DR Program | In Queue | Residential |  | 2025-09-19 | Lithium Ion |  | Other | 40.5 | 60 | 40.5 | 60 | BM | Customer Bill Savings (e.g., Demand Charge Management, TOU Arbitrage | Reliability and Resiliency |  |  | 22878481 | Yes | DC-Coupled | PhotoVoltaic | 60
ESMASI-58058 |  |  |  | Net Metering | In Queue | Residential |  | 2025-08-21 | Lithium Ion |  | Other |  |  | 15 | 9.24 | BM |  |  |  |  | 22470562 | Yes | AC-Coupled | PhotoVoltaic |  | 9.24
ESMASI-58085 |  |  |  | Net Metering | In Queue | Residential |  | 2025-08-21 | Lithium Ion |  | Other |  |  | 15 | 3.3 | BM |  |  |  |  | 22478433 | Yes | AC-Coupled | PhotoVoltaic |  | 3.3
ESMASI-58102 |  |  |  | Net Metering | In Queue | Residential |  | 2025-08-21 | Lithium Ion |  | Other |  |  | 15 | 9.24 | BM |  |  |  |  | 22546029 | Yes | AC-Coupled | PhotoVoltaic |  | 9.24
ESMASI-58126 |  |  |  | Net Metering | In Queue | Residential |  | 2025-08-22 | Lithium Ion |  | Other |  |  | 15 | 2.2 | BM |  |  |  |  | 22498929 | Yes | AC-Coupled | PhotoVoltaic |  | 2.2
ESMASI-58171 |  |  |  | Net Metering | In Queue | Residential |  | 2025-08-22 | Lithium Ion |  | Other |  |  | 15 | 9.24 | BM |  |  |  |  | 22498655 | Yes | AC-Coupled | PhotoVoltaic |  | 9.24
ESMASI-58216 |  |  |  | Net Metering | In Queue | Residential |  | 2025-08-25 | Lithium Ion |  | Other |  |  | 30 | 5 | BM |  |  |  |  | 22521762 | Yes | AC-Coupled | PhotoVoltaic |  | 5
ESMASI-58226 |  |  |  | Net Metering | In Queue | Residential |  | 2025-08-25 | Lithium Ion |  | Other |  |  | 15 | 9.24 | BM |  |  |  |  | 22521200 | Yes | AC-Coupled | PhotoVoltaic |  | 9.24
ESMASI-58231 |  |  |  | Net Metering | In Queue | Residential |  | 2025-08-25 | Lithium Ion |  | Other |  |  | 15 | 10 | BM |  |  |  |  | 22523072 | Yes | AC-Coupled | PhotoVoltaic |  | 10
ESMASI-58242 |  |  |  | Net Metering | In Queue | Residential |  | 2025-08-25 | Lithium Ion |  | Tesla | 13.5 | 11.5 | 0 | 0 | BM |  |  |  |  | 22527516 | Yes | DC-Coupled | PhotoVoltaic | 11.5 | 0
ESMASI-58351 |  |  |  | Net Metering | In Queue | Residential |  | 2025-08-27 | Lithium Ion |  | Other |  |  | 15 | 10 | BM |  |  |  |  | 22555639 | Yes | AC-Coupled | PhotoVoltaic |  | 10
ESMASI-58246 |  |  |  | Net Metering | In Queue | Residential |  | 2025-08-25 | Lithium Ion |  | Other |  |  | 15 | 9.24 | BM |  |  |  |  | 22523268 | Yes | AC-Coupled | PhotoVoltaic |  | 9.24
ESMASI-58303 |  |  |  | Net Metering | In Queue | Residential |  | 2025-08-26 | Lithium Ion |  | Other |  |  | 15 | 10 | BM |  |  |  |  | 22538024 | Yes | AC-Coupled | PhotoVoltaic |  | 10
ESMASI-58307 |  |  |  | Net Metering | In Queue | Residential |  | 2025-08-26 | Lithium Ion |  | Other |  |  | 15 | 9.24 | BM |  |  |  |  | 22538383 | Yes | AC-Coupled | PhotoVoltaic |  | 9.24
ESMASI-58308 |  |  |  | Net Metering | In Queue | Residential |  | 2025-08-26 | Lithium Ion |  | Other |  |  | 15 | 3.6 | BM |  |  |  |  | 22538403 | Yes | AC-Coupled | PhotoVoltaic |  | 3.6
ESMASI-58312 |  |  |  | Net Metering | In Queue | Residential |  | 2025-08-26 | Lithium Ion |  | Other |  |  | 15 | 9.24 | BM |  |  |  |  | 22538498 | Yes | AC-Coupled | PhotoVoltaic |  | 9.24
ESMASI-58341 |  |  |  | Net Metering | In Queue | Residential |  | 2025-08-27 | Lithium Ion |  | Other |  |  | 15 | 5 | BM |  |  |  |  | 22551226 | Yes | AC-Coupled | PhotoVoltaic |  | 5
ESMASI-58374 |  |  |  | Net Metering | In Queue | Residential |  | 2025-08-27 | Lithium Ion |  | Other | 0 | 0 | 15 | 7.4 | BM |  |  |  |  | 22562092 | Yes | AC-Coupled | PhotoVoltaic | 0 | 7.4
ESMASI-58393 |  |  |  | Net Metering | In Queue | Residential |  | 2025-08-28 | Lithium Ion |  | Other |  |  | 15 | 7.4 | BM |  |  |  |  | 22562549 | Yes | AC-Coupled | PhotoVoltaic |  | 7.4
ESMASI-58396 |  |  |  | Net Metering | In Queue | Residential |  | 2025-08-28 | Lithium Ion |  | Other |  |  | 15 | 7.4 | BM |  |  |  |  | 22562529 | Yes | AC-Coupled | PhotoVoltaic |  | 7.4
ESMASI-58406 |  |  |  | Net Metering | In Queue | Residential |  | 2025-08-28 | Lithium Ion |  | Other |  |  | 15 | 8.24 | BM |  |  |  |  | 22569667 | Yes | AC-Coupled | PhotoVoltaic |  | 8.24
ESMASI-58414 |  |  |  | Net Metering | In Queue | Residential |  | 2025-08-28 | Lithium Ion |  | Other |  |  | 15 | 9.24 | BM |  |  |  |  | 22570941 | Yes | AC-Coupled | PhotoVoltaic |  | 9.24
ESMASI-58419 |  |  |  | Net Metering | In Queue | Residential |  | 2025-08-28 | Lithium Ion |  | Other |  |  | 15 | 10 | BM |  |  |  |  | 22570714 | Yes | AC-Coupled | PhotoVoltaic |  | 10
ESMASI-58430 |  |  |  | Net Metering | In Queue | Residential |  | 2025-08-28 | Lithium Ion |  | Other | 0 | 0 | 15 | 10 | BM |  |  |  |  | 22600503 | Yes | AC-Coupled | PhotoVoltaic | 0 | 10
ESMASI-58431 |  |  |  | Net Metering | In Queue | Residential |  | 2025-08-28 | Lithium Ion |  | Other |  |  | 15 | 9.24 | BM |  |  |  |  | 22571079 | Yes | AC-Coupled | PhotoVoltaic |  | 9.24
ESMASI-58428 |  |  |  | Net Metering | In Queue | Residential |  | 2025-08-28 | Lithium Ion |  | Other |  |  | 15 | 7.4 | BM |  |  |  |  | 22647009 | Yes | AC-Coupled | PhotoVoltaic |  | 7.4
ESMASI-58435 |  |  |  | Net Metering | In Queue | Residential |  | 2025-08-28 | Lithium Ion |  | Other |  |  | 15 | 7.4 | BM |  |  |  |  | 22571041 | Yes | AC-Coupled | PhotoVoltaic |  | 7.4
ESMASI-58444 |  |  |  | Net Metering | In Queue | Residential |  | 2025-08-29 | Lithium Ion |  | Other |  |  | 15 | 5.44 | BM |  |  |  |  | 22597298 | Yes | AC-Coupled | PhotoVoltaic |  | 5.44
ESMASI-58479 |  |  |  | Net Metering | In Queue | Residential |  | 2025-08-29 | Lithium Ion |  | Other |  |  | 15 | 5 | BM |  |  |  |  | 22594382 | Yes | AC-Coupled | PhotoVoltaic |  | 5
ESMASI-58581 |  |  |  | Net Metering | In Queue | Residential |  | 2025-09-02 | Lithium Ion |  | Other |  |  | 15 | 10 | BM |  |  |  |  | 22616439 | Yes | AC-Coupled | PhotoVoltaic |  | 10
ESMASI-58485 |  |  |  | Net Metering | In Queue | Residential |  | 2025-08-29 | Lithium Ion |  | Other | 0 | 0 | 15 | 5 | BM |  |  |  |  | 22602499 | Yes | AC-Coupled | PhotoVoltaic | 0 | 5
ESMASI-58487 |  |  |  | Net Metering | In Queue | Residential |  | 2025-08-29 | Lithium Ion |  | Other |  |  | 15 | 9.24 | BM |  |  |  |  | 22600686 | Yes | AC-Coupled | PhotoVoltaic |  | 9.24
ESMASI-58491 |  |  |  | Net Metering | In Queue | Residential |  | 2025-08-29 | Lithium Ion |  | Other |  |  | 15 | 5 | BM |  |  |  |  | 22600573 | Yes | AC-Coupled | PhotoVoltaic |  | 5
ESMASI-58836 |  |  |  | Net Metering | In Queue | Residential |  | 2025-09-08 | Lithium Ion |  | Tesla | 13.5 | 11.5 | 13.5 | 11.5 | BM |  |  |  |  | 22703828 | Yes | DC-Coupled | PhotoVoltaic | 11.5
ESMASI-58522 |  |  |  | Net Metering | In Queue | Residential |  | 2025-09-01 | Lithium Ion |  | Other |  |  | 15 | 7.4 | BM |  |  |  |  | 22601753 | Yes | AC-Coupled | PhotoVoltaic |  | 7.4
ESMASI-58558 |  |  |  | Net Metering | In Queue | Residential |  | 2025-09-02 | Lithium Ion |  | Other |  |  | 15 | 9.24 | BM |  |  |  |  | 22605044 | Yes | AC-Coupled | PhotoVoltaic |  | 9.24
ESMASI-58928 |  |  |  | Net Metering | In Queue | Residential |  | 2025-09-09 | Lithium Ion |  | Other |  |  | 15 | 10 | BM |  |  |  |  | 22715784 | Yes | AC-Coupled | PhotoVoltaic |  | 10
ESMASI-58608 |  |  |  | Connected Solutions Demand Response | In Queue | Residential |  | 2025-09-03 | Lithium Ion |  | Tesla | 13.5 | 11.5 | 13.5 | 11.5 | BM | Customer Bill Savings (e.g., Demand Charge Management, TOU Arbitrage | Reliability and Resiliency |  |  | 22618701 | Yes | DC-Coupled | PhotoVoltaic | 11.5
ESMASI-58837 |  |  |  |  | In Queue | Residential |  | 2025-09-08 | Lithium Ion |  | Tesla | 13.5 | 13.5 | 13.5 | 11.5 | BM |  |  |  |  | 22886378 | Yes | DC-Coupled | PhotoVoltaic | 13.5 | 11.5
ESMASI-58640 |  |  |  | Net Metering | In Queue | Residential |  | 2025-09-03 | Lithium Ion |  | Tesla |  |  | 13.5 | 5 | BM |  |  |  |  | 22636512 | Yes | AC-Coupled | PhotoVoltaic |  | 5
ESMASI-61132 |  |  |  |  | In Queue | Residential |  | 2025-10-25 | Lithium Ion |  | Enphase |  |  | 15 | 11.52 | BM |  |  |  |  | 23447909 | Yes | AC-Coupled | PhotoVoltaic |  | 11.52
ESMASI-58701 |  |  |  | Net Metering | In Queue | Residential |  | 2025-09-04 | Lithium Ion |  | Other |  |  | 15 | 5 | BM |  |  |  |  | 22654886 | Yes | AC-Coupled | PhotoVoltaic |  | 5
ESMASI-58710 |  |  |  | Net Metering | In Queue | Residential |  | 2025-09-04 | Lithium Ion |  | Other |  |  | 15 | 9.24 | BM |  |  |  |  | 22655883 | Yes | AC-Coupled | PhotoVoltaic |  | 9.24
ESMASI-58712 |  |  |  |  | In Queue | Residential |  | 2025-09-04 | Lithium Ion |  | Tesla | 11.5 | 11.5 | 11.5 | 11.5 | BM |  |  |  |  | 23113948 | Yes | DC-Coupled | PhotoVoltaic | 11.5 | 11.5
ESMASI-58714 |  |  |  | Net Metering | In Queue | Residential |  | 2025-09-04 | Lithium Ion |  | Other |  |  | 15 | 10 | BM |  |  |  |  | 22730865 | Yes | AC-Coupled | PhotoVoltaic |  | 10
ESMASI-58724 |  |  |  | Net Metering | In Queue | Residential |  | 2025-09-04 | Lithium Ion |  | Other |  |  | 15 | 9.24 | BM |  |  |  |  | 22656178 | Yes | AC-Coupled | PhotoVoltaic |  | 9.24
ESMASI-58748 |  |  |  | CONNECTED SOLUTIONS DEMAND RESPONSE | In Queue | Residential |  | 2025-09-05 | Lithium Ion |  | Tesla | 13.5 | 11.5 | 13.5 | 11.5 | BM | Customer Bill Savings (e.g., Demand Charge Management, TOU Arbitrage | Reliability and Resiliency |  |  | 22684257 | Yes | DC-Coupled | PhotoVoltaic | 11.5
ESMASI-58754 |  |  |  | Utility DR Program | In Queue | Residential |  | 2025-09-05 | Other |  | Tesla | 27 | 40 | 27 | 10 | BM | Customer Bill Savings (e.g., Demand Charge Management, TOU Arbitrage | Reliability and Resiliency |  |  | 22684181 | Yes | DC-Coupled | PhotoVoltaic | 40
ESMASI-58792 |  |  |  | RECs | In Queue | Residential |  | 2025-09-05 | Lithium Ion |  | Tesla | 13.5 | 11.5 | 13.5 | 11.5 | BM | Reliability and Resiliency |  |  |  | 22730126 | Yes | DC-Coupled | PhotoVoltaic | 11.5
ESMASI-58773 |  |  |  | Net Metering | In Queue | Residential |  | 2025-09-05 | Lithium Ion |  | Other | 0 | 0 | 15 | 10 | BM |  |  |  |  | 22992834 | Yes | AC-Coupled | PhotoVoltaic | 0 | 10
ESMASI-58796 |  |  |  |  | In Queue | Residential |  | 2025-09-05 | Lithium Ion |  | Enphase |  |  | 7.08 | 7.08 | BM |  |  |  |  | 22686831 | No | AC-Coupled | PhotoVoltaic |  | 7.08
ESMASI-58972 |  |  |  |  | In Queue | Residential |  | 2025-09-10 | Lithium Ion |  | Tesla | 27 | 5 | 27 | 10 | BM | Self Generation |  |  |  | 22736348 | Yes | DC-Coupled | PhotoVoltaic | 5
ESMASI-59000 |  |  |  | Net Metering | In Queue | Residential |  | 2025-09-11 | Lithium Ion |  | Tesla | 13.5 | 11.5 | 13.5 | 11.5 | BM |  |  |  |  | 22754717 | Yes | DC-Coupled | PhotoVoltaic | 11.5
ESMASI-59016 |  |  |  |  | In Queue | Residential |  | 2025-09-11 | Lithium Ion |  | Enphase |  |  | 3.84 |  | BM |  |  |  |  | 22756036 | Yes | AC-Coupled | PhotoVoltaic
ESMASI-59017 |  |  |  | Net Metering | In Queue | Residential |  | 2025-09-11 | Lithium Ion |  | Other |  |  | 15 | 10 | BM |  |  |  |  | 22755177 | Yes | AC-Coupled | PhotoVoltaic |  | 10
ESMASI-59027 |  |  |  | Net Metering | In Queue | Residential |  | 2025-09-11 | Lithium Ion |  | Other |  |  | 15 | 10 | BM |  |  |  |  | 22755245 | Yes | AC-Coupled | PhotoVoltaic |  | 10
ESMASI-59029 |  |  |  | Net Metering | In Queue | Residential |  | 2025-09-11 | Lithium Ion |  | Other |  |  | 15 | 10 | BM |  |  |  |  | 22755275 | Yes | AC-Coupled | PhotoVoltaic |  | 10
ESMASI-59065 |  |  |  | Net Metering | In Queue | Residential |  | 2025-09-12 | Lithium Ion |  | Other |  |  | 15 | 10 | BM |  |  |  |  | 22782214 | Yes | AC-Coupled | PhotoVoltaic |  | 10
ESMASI-59079 |  |  |  |  | In Queue | Residential |  | 2025-09-12 | Other |  | Enphase | 0 | 0 | 20 | 14.16 | BM |  |  |  |  | 22992573 | Yes | AC-Coupled | PhotoVoltaic | 0 | 14.16
ESMASI-59153 |  |  |  |  | In Queue | Residential |  | 2025-09-15 | Lithium Ion |  | Tesla | 10686 | 10.75 | 13.5 | 5 | BM | Customer Bill Savings (e.g., Demand Charge Management, TOU Arbitrage | Reliability and Resiliency |  |  | 22802549 | Yes | DC-Coupled | PhotoVoltaic | 10.75
ESMASI-59179 |  |  |  | Net Metering | In Queue | Residential |  | 2025-09-15 | Lithium Ion |  | Tesla | 13.5 | 11.5 | 13.5 | 11.5 | BM |  |  |  |  | 22802923 | Yes | DC-Coupled | PhotoVoltaic | 11.5
ESMASI-59184 |  |  |  | Net Metering | In Queue | Residential |  | 2025-09-15 | Lithium Ion |  | Other |  |  | 15 | 10 | BM |  |  |  |  | 22816814 | Yes | AC-Coupled | PhotoVoltaic |  | 10
ESMASI-59189 |  |  |  | Net Metering | In Queue | Residential |  | 2025-09-15 | Lithium Ion |  | Other |  |  | 15 | 10 | BM |  |  |  |  | 22799878 | Yes | AC-Coupled | PhotoVoltaic |  | 10
ESMASI-59190 |  |  |  | Net Metering | In Queue | Residential |  | 2025-09-15 | Lithium Ion |  | Other |  |  | 15 | 10 | BM |  |  |  |  | 23011237 | Yes | AC-Coupled | PhotoVoltaic |  | 10
ESMASI-59191 |  |  |  | Net Metering | In Queue | Residential |  | 2025-09-15 | Lithium Ion |  | Other |  |  | 15 | 10 | BM |  |  |  |  | 22803199 | Yes | AC-Coupled | PhotoVoltaic |  | 10
ESMASI-59194 |  |  |  | Net Metering | In Queue | Residential |  | 2025-09-15 | Lithium Ion |  | Tesla | 13.5 | 11.5 | 13.5 | 11.5 | BM |  |  |  |  | 23011216 | Yes | DC-Coupled | PhotoVoltaic | 11.5
ESMASI-59196 |  |  |  | Net Metering | In Queue | Residential |  | 2025-09-15 | Lithium Ion |  | Other |  |  | 15 | 10 | BM |  |  |  |  | 22803285 | Yes | AC-Coupled | PhotoVoltaic |  | 10
ESMASI-59197 |  |  |  | Net Metering | In Queue | Residential |  | 2025-09-15 | Lithium Ion |  | Other |  |  | 15 | 10 | BM |  |  |  |  | 22803342 | Yes | AC-Coupled | PhotoVoltaic |  | 10
ESMASI-59198 |  |  |  | Net Metering | In Queue | Residential |  | 2025-09-15 | Lithium Ion |  | Other |  |  | 15 | 10 | BM |  |  |  |  | 22805686 | Yes | AC-Coupled | PhotoVoltaic |  | 10
ESMASI-59200 |  |  |  | Net Metering | In Queue | Residential |  | 2025-09-15 | Lithium Ion |  | Other |  |  | 15 | 10 | BM |  |  |  |  | 22805669 | Yes | AC-Coupled | PhotoVoltaic |  | 10
ESMASI-59201 |  |  |  | Net Metering | In Queue | Residential |  | 2025-09-15 | Lithium Ion |  | Other |  |  | 15 | 10 | BM |  |  |  |  | 22805813 | Yes | AC-Coupled | PhotoVoltaic |  | 10
ESMASI-59202 |  |  |  | Net Metering | In Queue | Residential |  | 2025-09-15 | Lithium Ion |  | Other |  |  | 15 | 10 | BM |  |  |  |  | 22805809 | Yes | AC-Coupled | PhotoVoltaic |  | 10
ESMASI-59237 |  |  |  | Net Metering | In Queue | Residential |  | 2025-09-16 | Lithium Ion |  | Other |  |  | 15 | 10 | BM |  |  |  |  | 22813012 | Yes | AC-Coupled | PhotoVoltaic |  | 10
ESMASI-59244 |  |  |  | Net Metering | In Queue | Residential |  | 2025-09-16 | Lithium Ion |  | Other |  |  | 15 | 10 | BM |  |  |  |  | 22813214 | Yes | AC-Coupled | PhotoVoltaic |  | 10
ESMASI-59254 |  |  |  | Net Metering | In Queue | Residential |  | 2025-09-16 | Lithium Ion |  | Other |  |  | 15 | 10 | BM |  |  |  |  | 22834627 | Yes | AC-Coupled | PhotoVoltaic |  | 10
ESMASI-59261 |  |  |  | Net Metering | In Queue | Residential |  | 2025-09-16 | Lithium Ion |  | Other |  |  | 15 | 10 | BM |  |  |  |  | 22813114 | Yes | AC-Coupled | PhotoVoltaic |  | 10
ESMASI-60178 |  |  |  | Connected Solutions Demand Response | In Queue | Residential |  | 2025-10-03 | Lithium Ion |  | Tesla | 0 | 0 | 13.5 | 11.5 | BM | Customer Bill Savings (e.g., Demand Charge Management, TOU Arbitrage | Reliability and Resiliency |  |  | 23352482 | No | AC-Coupled | Other | 0 | 11.5
ESMASI-59275 |  |  |  | Net Metering | In Queue | Residential |  | 2025-09-16 | Lithium Ion |  | Other |  |  | 15 | 10 | BM |  |  |  |  | 22820575 | Yes | AC-Coupled | PhotoVoltaic |  | 10
ESMASI-59274 |  |  |  | Net Metering | In Queue | Residential |  | 2025-09-16 | Lithium Ion |  | Other |  |  | 15 | 10 | BM |  |  |  |  | 22813446 | Yes | AC-Coupled | PhotoVoltaic |  | 10
ESMASI-59282 |  |  |  | Net Metering | In Queue | Residential |  | 2025-09-16 | Lithium Ion |  | Other |  |  | 15 | 10 | BM |  |  |  |  | 22894448 | Yes | AC-Coupled | PhotoVoltaic |  | 10
ESMASI-59284 |  |  |  | Net Metering | In Queue | Residential |  | 2025-09-16 | Lithium Ion |  | Tesla | 13.5 | 11.5 | 13.5 | 11.5 | BM |  |  |  |  | 22834642 | Yes | DC-Coupled | PhotoVoltaic | 11.5
ESMASI-59287 |  |  |  | Net Metering | In Queue | Residential |  | 2025-09-16 | Lithium Ion |  | Other |  |  | 15 | 10 | BM |  |  |  |  | 22820427 | Yes | AC-Coupled | PhotoVoltaic |  | 10
ESMASI-59288 |  |  |  | Net Metering | In Queue | Residential |  | 2025-09-16 | Lithium Ion |  | Other |  |  | 15 | 10 | BM |  |  |  |  | 22813471 | Yes | AC-Coupled | PhotoVoltaic |  | 10
ESMASI-59290 |  |  |  | Net Metering | In Queue | Residential |  | 2025-09-16 | Lithium Ion |  | Other |  |  | 15 | 10 | BM |  |  |  |  | 22813498 | Yes | AC-Coupled | PhotoVoltaic |  | 10
ESMASI-59291 |  |  |  | Net Metering | In Queue | Residential |  | 2025-09-16 | Lithium Ion |  | Other |  |  | 15 | 10 | BM |  |  |  |  | 22905061 | Yes | AC-Coupled | PhotoVoltaic |  | 10
ESMASI-59295 |  |  |  | Net Metering | In Queue | Residential |  | 2025-09-16 | Lithium Ion |  | Other |  |  | 15 | 10 | BM |  |  |  |  | 22905181 | Yes | AC-Coupled | PhotoVoltaic |  | 10
ESMASI-59296 |  |  |  | Net Metering | In Queue | Residential |  | 2025-09-16 | Lithium Ion |  | Other |  |  | 15 | 10 | BM |  |  |  |  | 22905211 | Yes | AC-Coupled | PhotoVoltaic |  | 10
ESMASI-59322 |  |  |  |  | In Queue | Residential |  | 2025-09-17 | Lithium Ion |  | Tesla | 11.5 | 11.5 | 11.5 | 11.5 | BM |  |  |  |  | 23068706 | Yes | DC-Coupled | PhotoVoltaic | 11.5 | 11.5
ESMASI-59350 |  |  |  | Net Metering | In Queue | Residential |  | 2025-09-17 | Lithium Ion |  | Other |  |  | 15 | 10 | BM |  |  |  |  | 22906100 | Yes | AC-Coupled | PhotoVoltaic |  | 10
ESMASI-59360 |  |  |  |  | In Queue | Residential |  | 2025-09-17 | Lithium Ion |  | Tesla | 13.5 | 11.5 | 13.5 | 11.5 | BM |  |  |  |  | 22841819 | Yes | DC-Coupled | PhotoVoltaic | 11.5
ESMASI-59363 |  |  |  | Net Metering | In Queue | Residential |  | 2025-09-17 | Lithium Ion |  | Other |  |  | 15 | 10 | BM |  |  |  |  | 22906156 | Yes | AC-Coupled | PhotoVoltaic |  | 10
ESMASI-59376 |  |  |  | Net Metering | In Queue | Residential |  | 2025-09-18 | Lithium Ion |  | Tesla |  |  | 13.5 | 11.5 | BM |  |  |  |  | 22889168 | Yes | AC-Coupled | PhotoVoltaic |  | 11.5
ESMASI-59382 |  |  |  | Net Metering | In Queue | Residential |  | 2025-09-18 | Lithium Ion |  | Other |  |  | 30 | 20 | BM |  |  |  |  | 22912019 | Yes | AC-Coupled | PhotoVoltaic |  | 20
ESMASI-59387 |  |  |  | Net Metering | In Queue | Residential |  | 2025-09-18 | Lithium Ion |  | Other |  |  | 15 | 10 | BM |  |  |  |  | 22912027 | Yes | AC-Coupled | PhotoVoltaic |  | 10
ESMASI-59391 |  |  |  |  | In Queue | Residential |  | 2025-09-18 | Lithium Ion |  | Tesla | 13.5 | 11.5 | 13.5 | 11.5 | BM | Customer Bill Savings (e.g., Demand Charge Management, TOU Arbitrage | Reliability and Resiliency |  |  | 22856167 | Yes | DC-Coupled | PhotoVoltaic | 11.5
ESMASI-59395 |  |  |  | Net Metering | In Queue | Residential |  | 2025-09-18 | Lithium Ion |  | Other |  |  | 15 | 10 | BM |  |  |  |  | 23012138 | Yes | AC-Coupled | PhotoVoltaic |  | 10
ESMASI-59400 |  |  |  |  | In Queue | Residential |  | 2025-09-18 | Lithium Ion |  | Tesla | 11.5 | 11.5 | 11.5 | 0 | BM |  |  |  |  | 22886288 | Yes | DC-Coupled | PhotoVoltaic | 11.5 | 0
ESMASI-59409 |  |  |  | Net Metering | In Queue | Residential |  | 2025-09-18 | Lithium Ion |  | Other | 0 | 0 | 15 | 10 | BM |  |  |  |  | 23068427 | Yes | AC-Coupled | PhotoVoltaic | 0 | 10
ESMASI-59417 |  |  |  | Net Metering | In Queue | Residential |  | 2025-09-18 | Lithium Ion |  | Other |  |  | 15 | 10 | BM |  |  |  |  | 22912080 | Yes | AC-Coupled | PhotoVoltaic |  | 10
ESMASI-59430 |  |  |  | Net Metering | In Queue | Residential |  | 2025-09-18 | Lithium Ion |  | Other |  |  | 15 | 10 | BM |  |  |  |  | 23012086 | Yes | AC-Coupled | PhotoVoltaic |  | 10
ESMASI-59435 |  |  |  | Net Metering | In Queue | Residential |  | 2025-09-18 | Lithium Ion |  | Other | 0 | 0 | 15 | 10 | BM |  |  |  |  | 23068322 | Yes | AC-Coupled | PhotoVoltaic | 0 | 10
ESMASI-59438 |  |  |  | Net Metering | In Queue | Residential |  | 2025-09-18 | Lithium Ion |  | Other |  |  | 15 | 10 | BM |  |  |  |  | 22955422 | Yes | AC-Coupled | PhotoVoltaic |  | 10
ESMASI-59474 |  |  |  | Net Metering | In Queue | Residential |  | 2025-09-19 | Lithium Ion |  | Other |  |  | 15 | 10 | BM |  |  |  |  | 22912397 | Yes | AC-Coupled | PhotoVoltaic |  | 10
ESMASI-59487 |  |  |  | Net Metering | In Queue | Residential |  | 2025-09-19 | Lithium Ion |  | Other |  |  | 15 | 10 | BM |  |  |  |  | 22912308 | Yes | AC-Coupled | PhotoVoltaic |  | 10
ESMASI-59488 |  |  |  | Net Metering | In Queue | Residential |  | 2025-09-19 | Lithium Ion |  | Other |  |  | 15 | 10 | BM |  |  |  |  | 22912312 | Yes | AC-Coupled | PhotoVoltaic |  | 10
ESMASI-59490 |  |  |  | Net Metering | In Queue | Residential |  | 2025-09-19 | Lithium Ion |  | Other |  |  | 15 | 10 | BM |  |  |  |  | 22912325 | Yes | AC-Coupled | PhotoVoltaic |  | 10
ESMASI-59508 |  |  |  | Net Metering | In Queue | Residential |  | 2025-09-19 | Lithium Ion |  | Tesla | 13.5 | 11.5 | 13.5 | 11.5 | BM |  |  |  |  | 23012122 | Yes | DC-Coupled | PhotoVoltaic | 11.5
ESMASI-59509 |  |  |  | Net Metering | In Queue | Residential |  | 2025-09-19 | Lithium Ion |  | Tesla | 13.5 | 11.5 | 13.5 | 11.5 | BM |  |  |  |  | 22912365 | Yes | DC-Coupled | PhotoVoltaic | 11.5
ESMASI-59519 |  |  |  | Net Metering | In Queue | Residential |  | 2025-09-20 | Lithium Ion |  | Tesla | 13.5 | 11.5 | 13.5 | 11.5 | BM |  |  |  |  | 22912635 | Yes | DC-Coupled | PhotoVoltaic | 11.5
ESMASI-59520 |  |  |  | Net Metering | In Queue | Residential |  | 2025-09-20 | Lithium Ion |  | Tesla | 13.5 | 11.5 | 13.5 | 11.5 | BM |  |  |  |  | 23012143 | Yes | DC-Coupled | PhotoVoltaic | 11.5
ESMASI-59524 |  |  |  | Net Metering | In Queue | Residential |  | 2025-09-20 | Lithium Ion |  | Tesla | 13.5 | 11.5 | 13.5 | 11.5 | BM |  |  |  |  | 22933978 | Yes | DC-Coupled | PhotoVoltaic | 11.5
ESMASI-59525 |  |  |  | Net Metering | In Queue | Residential |  | 2025-09-20 | Lithium Ion |  | Other |  |  | 15 | 10 | BM |  |  |  |  | 22937749 | Yes | AC-Coupled | PhotoVoltaic |  | 10
ESMASI-59528 |  |  |  | Net Metering | In Queue | Residential |  | 2025-09-20 | Lithium Ion |  | Other |  |  | 15 | 10 | BM |  |  |  |  | 22912619 | Yes | AC-Coupled | PhotoVoltaic |  | 10
ESMASI-59581 |  |  |  | Net Metering | In Queue | Residential |  | 2025-09-22 | Lithium Ion |  | Other |  |  | 15 | 10 | BM |  |  |  |  | 22919461 | Yes | AC-Coupled | PhotoVoltaic |  | 10
ESMASI-59584 |  |  |  | Net Metering | In Queue | Residential |  | 2025-09-22 | Lithium Ion |  | Other |  |  | 15 | 10 | BM |  |  |  |  | 22912402 | Yes | AC-Coupled | PhotoVoltaic |  | 10
ESMASI-59591 |  |  |  | Net Metering | In Queue | Residential |  | 2025-09-22 | Lithium Ion |  | Other |  |  | 15 | 10 | BM |  |  |  |  | 22912072 | Yes | AC-Coupled | PhotoVoltaic |  | 10
ESMASI-59599 |  |  |  | Net Metering | In Queue | Residential |  | 2025-09-22 | Lithium Ion |  | Tesla | 13.5 | 11.5 | 13.5 | 11.5 | BM |  |  |  |  | 22912587 | Yes | DC-Coupled | PhotoVoltaic | 11.5
ESMASI-59602 |  |  |  | Net Metering | In Queue | Residential |  | 2025-09-22 | Lithium Ion |  | Other |  |  | 15 | 10 | BM |  |  |  |  | 22933953 | Yes | AC-Coupled | PhotoVoltaic |  | 10
ESMASI-59629 |  |  |  | Net Metering | In Queue | Residential |  | 2025-09-23 | Lithium Ion |  | Other |  |  | 15 | 10 | BM |  |  |  |  | 22927505 | Yes | AC-Coupled | PhotoVoltaic |  | 10
ESMASI-59646 |  |  |  | Net Metering | In Queue | Residential |  | 2025-09-23 | Lithium Ion |  | Other |  |  | 15 | 10 | BM |  |  |  |  | 22927557 | Yes | AC-Coupled | PhotoVoltaic |  | 10
ESMASI-59653 |  |  |  | Net Metering | In Queue | Residential |  | 2025-09-23 | Lithium Ion |  | Tesla | 13.5 | 11.5 | 13.5 | 11.5 | BM |  |  |  |  | 22941391 | Yes | DC-Coupled | PhotoVoltaic | 11.5
ESMASI-59663 |  |  |  | Net Metering | In Queue | Residential |  | 2025-09-23 | Lithium Ion |  | Other |  |  | 15 | 10 | BM |  |  |  |  | 22941714 | Yes | AC-Coupled | PhotoVoltaic |  | 10
ESMASI-59667 |  |  |  | Net Metering | In Queue | Residential |  | 2025-09-23 | Lithium Ion |  | Tesla | 13.5 | 11.5 | 13.5 | 11.5 | BM |  |  |  |  | 23075179 | Yes | DC-Coupled | PhotoVoltaic | 11.5
ESMASI-59673 |  |  |  | Net Metering | In Queue | Residential |  | 2025-09-23 | Lithium Ion |  | Other |  |  | 15 | 10 | BM |  |  |  |  | 22941641 | Yes | AC-Coupled | PhotoVoltaic |  | 10
ESMASI-59688 |  |  |  | Net Metering | In Queue | Residential |  | 2025-09-24 | Lithium Ion |  | Other |  |  | 15 | 10 | BM |  |  |  |  | 22942239 | Yes | AC-Coupled | PhotoVoltaic |  | 10
ESMASI-59694 |  |  |  | Net Metering | In Queue | Residential |  | 2025-09-24 | Lithium Ion |  | Other |  |  | 15 | 10 | BM |  |  |  |  | 22944591 | Yes | AC-Coupled | PhotoVoltaic |  | 10
ESMASI-59724 |  |  |  | Net Metering | In Queue | Residential |  | 2025-09-24 | Lithium Ion |  | Other |  |  | 15 | 10 | BM |  |  |  |  | 22944797 | Yes | AC-Coupled | PhotoVoltaic |  | 10
ESMASI-59731 |  |  |  | Net Metering | In Queue | Residential |  | 2025-09-24 | Lithium Ion |  | Other |  |  | 15 | 10 | BM |  |  |  |  | 22944754 | Yes | AC-Coupled | PhotoVoltaic |  | 10
ESMASI-59735 |  |  |  | Net Metering | In Queue | Residential |  | 2025-09-24 | Lithium Ion |  | Other |  |  | 15 | 10 | BM |  |  |  |  | 22944994 | Yes | AC-Coupled | PhotoVoltaic |  | 10
ESMASI-59775 |  |  |  | Utility DR Program | In Queue | Residential |  | 2025-09-25 | Lithium Ion |  | Tesla | 27 | 40 | 27 | 10 | BM | Customer Bill Savings (e.g., Demand Charge Management, TOU Arbitrage | Reliability and Resiliency |  |  | 22962940 | Yes | DC-Coupled | PhotoVoltaic | 40
ESMASI-59774 |  |  |  |  | In Queue | Residential |  | 2025-09-25 | Lithium Ion |  | Tesla | 17.2 | 17.2 | 13.5 | 11.5 | BM |  |  |  |  | 23222495 | Yes | DC-Coupled | PhotoVoltaic | 17.2
ESMASI-59784 |  |  |  | Net Metering | In Queue | Residential |  | 2025-09-25 | Lithium Ion |  | Other |  |  | 15 | 10 | BM |  |  |  |  | 22963087 | Yes | AC-Coupled | PhotoVoltaic |  | 10
ESMASI-59809 |  |  |  | Net Metering | In Queue | Residential |  | 2025-09-25 | Lithium Ion |  | Other |  |  | 15 | 10 | BM |  |  |  |  | 22963233 | Yes | AC-Coupled | PhotoVoltaic |  | 10
ESMASI-60450 |  |  |  | Utility DR Program | In Queue | Residential |  | 2025-10-09 | Lithium Ion |  | Other | 38.8 | 20 | 38.8 | 20 | BM | Customer Bill Savings (e.g., Demand Charge Management, TOU Arbitrage | Reliability and Resiliency |  |  | 23161539 | Yes | DC-Coupled | PhotoVoltaic | 20
ESMASI-59851 |  |  |  | Net Metering | In Queue | Residential |  | 2025-09-26 | Lithium Ion |  | Other |  |  | 15 | 10 | BM |  |  |  |  | 22989935 | Yes | AC-Coupled | PhotoVoltaic |  | 10
ESMASI-59866 |  |  |  | Net Metering | In Queue | Residential |  | 2025-09-26 | Lithium Ion |  | Other |  |  | 15 | 10 | BM |  |  |  |  | 22992684 | Yes | AC-Coupled | PhotoVoltaic |  | 10
ESMASI-59871 |  |  |  | Net Metering | In Queue | Residential |  | 2025-09-26 | Lithium Ion |  | Other |  |  | 15 | 10 | BM |  |  |  |  | 22992617 | Yes | AC-Coupled | PhotoVoltaic |  | 10
ESMASI-59889 |  |  |  |  | In Queue | Residential |  | 2025-09-28 | Lithium Ion |  | Tesla | 13.5 | 11.5 | 13.5 | 11.5 | BM | Peak Shaving/ Load Leveling | Reliability and Resiliency |  |  | 23297962 | Yes | DC-Coupled | PhotoVoltaic | 11.5 | 11.5
ESMASI-59903 |  |  |  | Net Metering | In Queue | Residential |  | 2025-09-29 | Lithium Ion |  | Other |  |  | 15 | 10 | BM |  |  |  |  | 23002539 | Yes | AC-Coupled | PhotoVoltaic |  | 10
ESMASI-59929 |  |  |  | Net Metering | In Queue | Residential |  | 2025-09-29 | Lithium Ion |  | Other |  |  | 15 | 10 | BM |  |  |  |  | 23006842 | Yes | AC-Coupled | PhotoVoltaic |  | 10
ESMASI-59927 |  |  |  | Net Metering | In Queue | Residential |  | 2025-09-29 | Lithium Ion |  | Other |  |  | 15 | 10 | BM |  |  |  |  | 23006847 | Yes | AC-Coupled | PhotoVoltaic |  | 10
ESMASI-59935 |  |  |  | Net Metering | In Queue | Residential |  | 2025-09-29 | Lithium Ion |  | Other |  |  | 15 | 10 | BM |  |  |  |  | 23006815 | Yes | AC-Coupled | PhotoVoltaic |  | 10
ESMASI-59951 |  |  |  | Net Metering | In Queue | Residential |  | 2025-09-29 | Lithium Ion |  | Other |  |  | 15 | 10 | BM |  |  |  |  | 23016355 | Yes | AC-Coupled | PhotoVoltaic |  | 10
ESMASI-59961 |  |  |  | Net Metering | In Queue | Residential |  | 2025-09-29 | Lithium Ion |  | Other |  |  | 15 | 10 | BM |  |  |  |  | 23007162 | Yes | AC-Coupled | PhotoVoltaic |  | 10
ESMASI-59970 |  |  |  | Net Metering | In Queue | Residential |  | 2025-09-29 | Lithium Ion |  | Other |  |  | 15 | 10 | BM |  |  |  |  | 23009736 | Yes | AC-Coupled | PhotoVoltaic |  | 10
ESMASI-59968 |  |  |  | Net Metering | In Queue | Residential |  | 2025-09-29 | Lithium Ion |  | Other |  |  | 15 | 10 | BM |  |  |  |  | 23009747 | Yes | AC-Coupled | PhotoVoltaic |  | 10
ESMASI-60005 |  |  |  | Net Metering | In Queue | Residential |  | 2025-09-30 | Lithium Ion |  | Tesla | 13.5 | 11.5 | 13.5 | 11.5 | BM |  |  |  |  | 23035293 | Yes | DC-Coupled | PhotoVoltaic | 11.5
ESMASI-60008 |  |  |  |  | In Queue | Residential |  | 2025-09-30 | Lithium Ion |  | Other | 9.6 | 9.6 | 9.6 | 9.6 | BM | Customer Bill Savings (e.g., Demand Charge Management, TOU Arbitrage | Reliability and Resiliency |  |  | 23447797 | No | DC-Coupled | Other | 9.6
ESMASI-60012 |  |  |  | Net Metering | In Queue | Residential |  | 2025-09-30 | Lithium Ion |  | Tesla | 13.5 | 11.5 | 13.5 | 11.5 | BM |  |  |  |  | 23029042 | Yes | DC-Coupled | PhotoVoltaic | 11.5
ESMASI-60020 |  |  |  | Net Metering | In Queue | Residential |  | 2025-09-30 | Lithium Ion |  | Tesla | 13.5 | 11.5 | 13.5 | 11.5 | BM |  |  |  |  | 23031130 | Yes | DC-Coupled | PhotoVoltaic | 11.5
ESMASI-60023 |  |  |  | Net Metering | In Queue | Residential |  | 2025-09-30 | Lithium Ion |  | Other |  |  | 15 | 10 | BM |  |  |  |  | 23031101 | Yes | AC-Coupled | PhotoVoltaic |  | 10
ESMASI-60036 |  |  |  |  | In Queue | Residential |  | 2025-09-30 | Lithium Ion |  | Other | 9.6 | 9.6 | 9.6 | 9.6 | BM | Customer Bill Savings (e.g., Demand Charge Management, TOU Arbitrage | Reliability and Resiliency |  |  | 23386709 | No | DC-Coupled | Other | 9.6
ESMASI-60040 |  |  |  | Net Metering | In Queue | Residential |  | 2025-09-30 | Lithium Ion |  | Other |  |  | 15 | 10 | BM |  |  |  |  | 23169329 | Yes | AC-Coupled | PhotoVoltaic |  | 10
ESMASI-60042 |  |  |  | Net Metering | In Queue | Residential |  | 2025-09-30 | Lithium Ion |  | Other |  |  | 15 | 10 | BM |  |  |  |  | 23031141 | Yes | AC-Coupled | PhotoVoltaic |  | 10
ESMASI-60044 |  |  |  | Net Metering | In Queue | Residential |  | 2025-09-30 | Lithium Ion |  | Other |  |  | 15 | 10 | BM |  |  |  |  | 23169285 | Yes | AC-Coupled | PhotoVoltaic |  | 10
ESMASI-60046 |  |  |  | Net Metering | In Queue | Residential |  | 2025-09-30 | Lithium Ion |  | Other |  |  | 15 | 10 | BM |  |  |  |  | 23034695 | Yes | AC-Coupled | PhotoVoltaic |  | 10
ESMASI-60048 |  |  |  | Net Metering | In Queue | Residential |  | 2025-09-30 | Lithium Ion |  | Other |  |  | 15 | 10 | BM |  |  |  |  | 23034682 | Yes | AC-Coupled | PhotoVoltaic |  | 10
ESMASI-60058 |  |  |  | Connected Solutions | In Queue | Residential |  | 2025-10-01 | Lithium Ion |  | Enphase |  |  | 7.08 | 7.08 | BM | Customer Bill Savings (e.g., Demand Charge Management, TOU Arbitrage |  |  |  | 23170112 | Yes | AC-Coupled | PhotoVoltaic |  | 7.08
ESMASI-60069 |  |  |  | Net Metering | In Queue | Residential |  | 2025-10-01 | Lithium Ion |  | Other |  |  | 15 | 10 | BM |  |  |  |  | 23042255 | Yes | AC-Coupled | PhotoVoltaic |  | 10
ESMASI-60078 |  |  |  | Net Metering | In Queue | Residential |  | 2025-10-01 | Lithium Ion |  | Other |  |  | 15 | 10 | BM |  |  |  |  | 23042085 | Yes | AC-Coupled | PhotoVoltaic |  | 10
ESMASI-60099 |  |  |  | Net Metering | In Queue | Residential |  | 2025-10-01 | Lithium Ion |  | Other |  |  | 15 | 10 | BM |  |  |  |  | 23170250 | Yes | AC-Coupled | PhotoVoltaic |  | 10
ESMASI-60100 |  |  |  | Net Metering | In Queue | Residential |  | 2025-10-01 | Lithium Ion |  | Other |  |  | 15 | 10 | BM |  |  |  |  | 23170156 | Yes | AC-Coupled | PhotoVoltaic |  | 10
ESMASI-60101 |  |  |  | Net Metering | In Queue | Residential |  | 2025-10-01 | Lithium Ion |  | Other |  |  | 15 | 10 | BM |  |  |  |  | 23042544 | Yes | AC-Coupled | PhotoVoltaic |  | 10
ESMASI-60106 |  |  |  | Net Metering | In Queue | Residential |  | 2025-10-01 | Lithium Ion |  | Other |  |  | 15 | 10 | BM |  |  |  |  | 23042780 | Yes | AC-Coupled | PhotoVoltaic |  | 10
ESMASI-60111 |  |  |  | Net Metering | In Queue | Residential |  | 2025-10-01 | Lithium Ion |  | Other |  |  | 15 | 10 | BM |  |  |  |  | 23042734 | Yes | AC-Coupled | PhotoVoltaic |  | 10
ESMASI-60114 |  |  |  | Net Metering | In Queue | Residential |  | 2025-10-01 | Lithium Ion |  | Other |  |  | 15 | 10 | BM |  |  |  |  | 23042714 | Yes | AC-Coupled | PhotoVoltaic |  | 10
ESMASI-60123 |  |  |  |  | In Queue | Residential |  | 2025-10-02 | Lithium Ion |  | Other | 0 | 0 | 15 | 10 | BM |  |  |  |  | 23138506 | Yes | AC-Coupled | PhotoVoltaic | 0 | 10
ESMASI-60666 |  |  |  | Connected Solutions Demand Response | In Queue | Residential |  | 2025-10-14 | Lithium Ion |  | Tesla |  |  | 13.5 | 11.5 | BM | Customer Bill Savings (e.g., Demand Charge Management, TOU Arbitrage | Reliability and Resiliency |  |  | 23288906 | No | AC-Coupled | Other |  | 11.5
ESMASI-60153 |  |  |  | Net Metering | In Queue | Residential |  | 2025-10-02 | Lithium Ion |  | Other |  |  | 15 | 10 | BM |  |  |  |  | 23059313 | Yes | AC-Coupled | PhotoVoltaic |  | 10
ESMASI-60167 |  |  |  | Net Metering | In Queue | Residential |  | 2025-10-02 | Lithium Ion |  | Other |  |  | 15 | 10 | BM |  |  |  |  | 23060831 | Yes | AC-Coupled | PhotoVoltaic |  | 10
ESMASI-60174 |  |  |  | UTILITY DR PROGRAM | In Queue | Residential |  | 2025-10-02 | Lithium Ion |  | Other | 10 | 10 | 10 | 10 | BM | Customer Bill Savings (e.g., Demand Charge Management, TOU Arbitrage | Reliability and Resiliency |  |  | 23060637 | No | DC-Coupled | PhotoVoltaic | 10
ESMASI-60204 |  |  |  | Net Metering | In Queue | Residential |  | 2025-10-03 | Lithium Ion |  | Other |  |  | 15 | 10 | BM |  |  |  |  | 23089364 | Yes | AC-Coupled | PhotoVoltaic |  | 10
ESMASI-60203 |  |  |  | Net Metering | In Queue | Residential |  | 2025-10-03 | Lithium Ion |  | Other | 11.5 | 13.5 | 11.5 | 13.5 | BM |  |  |  |  | 23089335 | Yes | DC-Coupled | PhotoVoltaic | 13.5
ESMASI-60207 |  |  |  | Net Metering | In Queue | Residential |  | 2025-10-03 | Lithium Ion |  | Other |  |  | 15 | 10 | BM |  |  |  |  | 23089402 | Yes | AC-Coupled | PhotoVoltaic |  | 10
ESMASI-60211 |  |  |  | Net Metering | In Queue | Residential |  | 2025-10-03 | Lithium Ion |  | Other |  |  | 15 | 10 | BM |  |  |  |  | 23106398 | Yes | AC-Coupled | PhotoVoltaic |  | 10
ESMASI-60227 |  |  |  | Net Metering | In Queue | Residential |  | 2025-10-03 | Lithium Ion |  | Other |  |  | 15 | 10 | BM |  |  |  |  | 23090418 | Yes | AC-Coupled | PhotoVoltaic |  | 10
ESMASI-60236 |  |  |  | Utility DR Program | In Queue | Residential |  | 2025-10-04 | Lithium Ion |  | Other | 19.4 | 10 | 19.4 | 10 | BM | Customer Bill Savings (e.g., Demand Charge Management, TOU Arbitrage | Reliability and Resiliency |  |  | 23202733 | Yes | DC-Coupled | PhotoVoltaic | 10
ESMASI-60269 |  |  |  | Net Metering | In Queue | Residential |  | 2025-10-06 | Lithium Ion |  | Other |  |  | 15 | 10 | BM |  |  |  |  | 23105877 | Yes | AC-Coupled | PhotoVoltaic |  | 10
ESMASI-60275 |  |  |  | Net Metering | In Queue | Residential |  | 2025-10-06 | Lithium Ion |  | Other | 0 | 0 | 15 | 10 | BM |  |  |  |  | 23228525 | Yes | AC-Coupled | PhotoVoltaic | 0 | 10
ESMASI-60282 |  |  |  | Net Metering | In Queue | Residential |  | 2025-10-06 | Lithium Ion |  | Other | 0 | 0 | 15 | 10 | BM |  |  |  |  | 23228516 | Yes | AC-Coupled | PhotoVoltaic | 0 | 10
ESMASI-60287 |  |  |  |  | In Queue | Residential |  | 2025-10-06 | Lithium Ion |  | Tesla | 13.5 | 5 | 13.5 | 5 | BM | Reliability and Resiliency |  |  |  | 23202395 | Yes | DC-Coupled | PhotoVoltaic | 5
ESMASI-60300 |  |  |  | Net Metering | In Queue | Residential |  | 2025-10-06 | Lithium Ion |  | Tesla |  |  | 13.5 | 11.5 | BM |  |  |  |  | 23107372 | Yes | AC-Coupled | PhotoVoltaic |  | 11.5
ESMASI-60306 |  |  |  | Net Metering | In Queue | Residential |  | 2025-10-06 | Lithium Ion |  | Other |  |  | 15 | 10 | BM |  |  |  |  | 23107217 | Yes | AC-Coupled | PhotoVoltaic |  | 10
ESMASI-60310 |  |  |  | Net Metering | In Queue | Residential |  | 2025-10-06 | Lithium Ion |  | Other |  |  | 15 | 10 | BM |  |  |  |  | 23107426 | Yes | AC-Coupled | PhotoVoltaic |  | 10
ESMASI-60311 |  |  |  | Net Metering | In Queue | Residential |  | 2025-10-06 | Lithium Ion |  | Tesla | 13.5 | 11.5 | 13.5 | 11.5 | BM |  |  |  |  | 23107407 | Yes | DC-Coupled | PhotoVoltaic | 11.5
ESMASI-60312 |  |  |  | Net Metering | In Queue | Residential |  | 2025-10-06 | Lithium Ion |  | Other |  |  | 15 | 10 | BM |  |  |  |  | 23103081 | Yes | AC-Coupled | PhotoVoltaic |  | 10
ESMASI-60368 |  |  |  |  | In Queue | Residential |  | 2025-10-07 | Lithium Ion |  | Tesla | 0 | 0 | 27 | 11.5 | BM | Reliability and Resiliency |  |  |  | 23143446 | No | AC-Coupled | PhotoVoltaic | 0 | 11.5
ESMASI-60333 |  |  |  | Net Metering | In Queue | Residential |  | 2025-10-07 | Lithium Ion |  | Other |  |  | 15 | 10 | BM |  |  |  |  | 23122348 | Yes | AC-Coupled | PhotoVoltaic |  | 10
ESMASI-60382 |  |  |  |  | In Queue | Residential |  | 2025-10-07 | Lithium Ion |  | Enphase | 5 | 5 | 5 | 5 | BM |  |  |  |  | 23249474 | Yes | AC-Coupled | PhotoVoltaic | 5 | 5
ESMASI-60353 |  |  |  |  | In Queue | Residential |  | 2025-10-07 | Lithium Ion |  | Tesla | 0 | 0 | 13.5 | 0 | BM |  |  |  |  | 23159287 | Yes | DC-Coupled | PhotoVoltaic | 0 | 0
ESMASI-60664 |  |  |  | RECs | In Queue | Residential |  | 2025-10-15 | Lithium Ion |  | Tesla | 0 | 0 | 13.5 | 11.5 | BM | Reliability and Resiliency |  |  |  | 18753388 | Yes | AC-Coupled | PhotoVoltaic | 0 | 11.5
ESMASI-60417 |  |  |  | Connected Solutions Demand Response | In Queue | Residential |  | 2025-10-08 | Lithium Ion |  | Tesla | 27 | 11.5 | 27 | 11.5 | BM |  |  |  |  | 23155603 | Yes | DC-Coupled | PhotoVoltaic | 11.5
ESMASI-60406 |  |  |  | Net Metering | In Queue | Residential |  | 2025-10-08 | Lithium Ion |  | Other | 13.5 | 11.5 | 13.5 | 11.5 | BM |  |  |  |  | 23154862 | Yes | DC-Coupled | PhotoVoltaic | 11.5
ESMASI-60419 |  |  |  | Net Metering | In Queue | Residential |  | 2025-10-08 | Lithium Ion |  | Other |  |  | 15 | 10 | BM |  |  |  |  | 23138644 | Yes | AC-Coupled | PhotoVoltaic |  | 10
ESMASI-60420 |  |  |  |  | In Queue | Residential |  | 2025-10-08 | Lithium Ion |  | Tesla | 13.5 | 13.5 | 13.5 | 13.5 | BM |  |  |  |  | 23155588 | Yes | DC-Coupled | PhotoVoltaic | 13.5
ESMASI-60424 |  |  |  | Net Metering | In Queue | Residential |  | 2025-10-08 | Lithium Ion |  | Other |  |  | 15 | 10 | BM |  |  |  |  | 23155547 | Yes | AC-Coupled | PhotoVoltaic |  | 10
ESMASI-60434 |  |  |  | Net Metering | In Queue | Residential |  | 2025-10-08 | Lithium Ion |  | Other |  |  | 15 | 10 | BM |  |  |  |  | 23152532 | Yes | AC-Coupled | PhotoVoltaic |  | 10
ESMASI-60449 |  |  |  | Utility DR Program | In Queue | Residential |  | 2025-10-09 | Lithium Ion |  | Tesla | 27 | 40 | 0 | 0 | BM | Customer Bill Savings (e.g., Demand Charge Management, TOU Arbitrage | Reliability and Resiliency |  |  | 23214726 | Yes | DC-Coupled | PhotoVoltaic | 40 | 0
ESMASI-60463 |  |  |  | Net Metering | In Queue | Residential |  | 2025-10-09 | Lithium Ion |  | Other |  |  | 15 | 10 | BM |  |  |  |  | 23162410 | Yes | AC-Coupled | PhotoVoltaic |  | 10
ESMASI-60506 |  |  |  | Connected Solutions Demand Response | In Queue | Residential |  | 2025-10-10 | Lithium Ion |  | Tesla | 27 | 11.5 | 27 | 11.5 | BM | Customer Bill Savings (e.g., Demand Charge Management, TOU Arbitrage | Reliability and Resiliency |  |  | 23287445 | Yes | DC-Coupled | PhotoVoltaic | 11.5
ESMASI-60834 |  |  |  |  | In Queue | Residential |  | 2025-10-20 | Other |  | Enphase | 0 | 0 | 20 | 12.8 | BM |  |  |  |  | 23478487 | Yes | AC-Coupled | PhotoVoltaic | 0 | 12.8
ESMASI-60511 |  |  |  | Net Metering | In Queue | Residential |  | 2025-10-10 | Lithium Ion |  | Other |  |  | 15 | 10 | BM |  |  |  |  | 23186880 | Yes | AC-Coupled | PhotoVoltaic |  | 10
ESMASI-60518 |  |  |  | Net Metering | In Queue | Residential |  | 2025-10-10 | Lithium Ion |  | Other |  |  | 15 | 10 | BM |  |  |  |  | 23287366 | Yes | AC-Coupled | PhotoVoltaic |  | 10
ESMASI-60523 |  |  |  | Net Metering | In Queue | Residential |  | 2025-10-10 | Lithium Ion |  | Other |  |  | 15 | 10 | BM |  |  |  |  | 23187041 | Yes | AC-Coupled | PhotoVoltaic |  | 10
ESMASI-60537 |  |  |  | Net Metering | In Queue | Residential |  | 2025-10-10 | Lithium Ion |  | Other |  |  | 15 | 10 | BM |  |  |  |  | 23182650 | Yes | AC-Coupled | PhotoVoltaic |  | 10
ESMASI-60542 |  |  |  | Net Metering | In Queue | Residential |  | 2025-10-10 | Lithium Ion |  | Tesla | 13.5 | 11.5 | 13.5 | 11.5 | BM |  |  |  |  | 23184568 | Yes | DC-Coupled | PhotoVoltaic | 11.5
ESMASI-60543 |  |  |  |  | In Queue | Residential |  | 2025-10-10 | Lithium Ion |  | Tesla | 11.5 | 11.5 | 13.5 | 11.5 | BM |  |  |  |  | 23187062 | Yes | DC-Coupled | PhotoVoltaic | 11.5
ESMASI-60551 |  |  |  |  | In Queue | Residential |  | 2025-10-11 | Lithium Ion |  | Tesla | 13.5 | 11.5 | 13.5 | 11.5 | BM | Customer Bill Savings (e.g., Demand Charge Management, TOU Arbitrage | Reliability and Resiliency |  |  | 23249405 | Yes | DC-Coupled | PhotoVoltaic | 11.5 | 11.5
ESMASI-60566 |  |  |  | Net Metering | In Queue | Residential |  | 2025-10-13 | Lithium Ion |  | Other |  |  | 15 | 10 | BM |  |  |  |  | 23204226 | Yes | AC-Coupled | PhotoVoltaic |  | 10
ESMASI-60582 |  |  |  | Net Metering | In Queue | Residential |  | 2025-10-13 | Lithium Ion |  | Other |  |  | 15 | 10 | BM |  |  |  |  | 23201695 | Yes | AC-Coupled | PhotoVoltaic |  | 10
ESMASI-60673 |  |  |  | Utility DR Program | In Queue | Residential |  | 2025-10-14 | Lithium Ion |  | Other | 19.4 | 10 | 19.4 | 10 | BM | Customer Bill Savings (e.g., Demand Charge Management, TOU Arbitrage | Reliability and Resiliency |  |  | 23227906 | Yes | DC-Coupled | PhotoVoltaic | 10
ESMASI-60586 |  |  |  | Net Metering | In Queue | Residential |  | 2025-10-13 | Lithium Ion |  | Other |  |  | 15 | 10 | BM |  |  |  |  | 23201759 | Yes | AC-Coupled | PhotoVoltaic |  | 10
ESMASI-60588 |  |  |  | Net Metering | In Queue | Residential |  | 2025-10-13 | Lithium Ion |  | Other |  |  | 15 | 10 | BM |  |  |  |  | 23209100 | Yes | AC-Coupled | PhotoVoltaic |  | 10
ESMASI-60591 |  |  |  | Net Metering | In Queue | Residential |  | 2025-10-13 | Lithium Ion |  | Other | 13.5 | 11.5 | 13.5 | 11.5 | BM |  |  |  |  | 23204198 | Yes | DC-Coupled | PhotoVoltaic | 11.5
ESMASI-60599 |  |  |  | Net Metering | In Queue | Residential |  | 2025-10-13 | Lithium Ion |  | Other |  |  | 15 | 10 | BM |  |  |  |  | 23288225 | Yes | AC-Coupled | PhotoVoltaic |  | 10
ESMASI-60622 |  |  |  | Net Metering | In Queue | Residential |  | 2025-10-13 | Lithium Ion |  | Other |  |  | 15 | 10 | BM |  |  |  |  | 23215682 | Yes | AC-Coupled | PhotoVoltaic |  | 10
ESMASI-60624 |  |  |  |  | In Queue | Residential |  | 2025-10-13 | Lithium Ion |  | Tesla | 11.5 | 11.5 | 13.5 | 11.5 | BM |  |  |  |  | 23204055 | Yes | DC-Coupled | PhotoVoltaic | 11.5
ESMASI-60626 |  |  |  |  | In Queue | Residential |  | 2025-10-13 | Lithium Ion |  | Tesla | 11.5 | 11.5 | 13.5 | 11.5 | BM |  |  |  |  | 23289212 | Yes | DC-Coupled | PhotoVoltaic | 11.5
ESMASI-60629 |  |  |  |  | In Queue | Residential |  | 2025-10-13 | Lithium Ion |  | Tesla | 11.5 | 11.5 | 13.5 | 11.5 | BM |  |  |  |  | 23204151 | Yes | DC-Coupled | PhotoVoltaic | 11.5
ESMASI-60628 |  |  |  | Net Metering | In Queue | Residential |  | 2025-10-13 | Lithium Ion |  | Other |  |  | 15 | 10 | BM |  |  |  |  | 23204043 | Yes | AC-Coupled | PhotoVoltaic |  | 10
ESMASI-60631 |  |  |  |  | In Queue | Residential |  | 2025-10-13 | Lithium Ion |  | Tesla | 11.5 | 11.5 | 11.5 | 11.5 | BM |  |  |  |  | 23342827 | Yes | DC-Coupled | PhotoVoltaic | 11.5 | 11.5
ESMASI-60637 |  |  |  | Connected Solutions Demand Response | In Queue | Residential |  | 2025-10-14 | Lithium Ion |  | Tesla | 13.5 | 11.5 | 13.5 | 11.5 | BM | Customer Bill Savings (e.g., Demand Charge Management, TOU Arbitrage | Reliability and Resiliency |  |  | 23204116 | Yes | DC-Coupled | PhotoVoltaic | 11.5
ESMASI-61574 |  |  |  | Net Metering | In Queue | Residential |  | 2025-11-04 | Lithium Ion |  | Other |  |  | 15 | 10 | BM |  |  |  |  | 23525567 | Yes | AC-Coupled | PhotoVoltaic |  | 10
ESMASI-60657 |  |  |  | Net Metering | In Queue | Residential |  | 2025-10-14 | Lithium Ion |  | Other |  |  | 15 | 10 | BM |  |  |  |  | 23220150 | Yes | AC-Coupled | PhotoVoltaic |  | 10
ESMASI-60677 |  |  |  | Net Metering | In Queue | Residential |  | 2025-10-14 | Lithium Ion |  | Other |  |  | 15 | 10 | BM |  |  |  |  | 23288617 | Yes | AC-Coupled | PhotoVoltaic |  | 10
ESMASI-60697 |  |  |  | Net Metering | In Queue | Residential |  | 2025-10-14 | Lithium Ion |  | Other |  |  | 15 | 10 | BM |  |  |  |  | 23230225 | Yes | AC-Coupled | PhotoVoltaic |  | 10
ESMASI-60712 |  |  |  |  | In Queue | Residential |  | 2025-10-15 | Other |  | Tesla | 0 | 0 | 13.5 | 11.93 | BM |  |  |  |  | 23827936 | Yes | AC-Coupled | PhotoVoltaic | 0 | 11.93
ESMASI-60725 |  |  |  | Net Metering | In Queue | Residential |  | 2025-10-15 | Lithium Ion |  | Other |  |  | 15 | 10 | BM |  |  |  |  | 23231586 | Yes | AC-Coupled | PhotoVoltaic |  | 10
ESMASI-60756 |  |  |  | Net Metering | In Queue | Residential |  | 2025-10-15 | Lithium Ion |  | Other |  |  | 15 | 10 | BM |  |  |  |  | 23232769 | Yes | AC-Coupled | PhotoVoltaic |  | 10
ESMASI-60968 |  |  |  | Connected Solutions Demand Response | In Queue | Residential |  | 2025-10-22 | Lithium Ion |  | Tesla | 27 | 11.5 | 27 | 11.5 | BM | Customer Bill Savings (e.g., Demand Charge Management, TOU Arbitrage | Reliability and Resiliency |  |  | 23314952 | Yes | DC-Coupled | PhotoVoltaic | 11.5
ESMASI-60773 |  |  |  | Net Metering | In Queue | Residential |  | 2025-10-16 | Lithium Ion |  | Other |  |  | 15 | 10 | BM |  |  |  |  | 23253674 | Yes | AC-Coupled | PhotoVoltaic |  | 10
ESMASI-60794 |  |  |  | Net Metering | In Queue | Residential |  | 2025-10-16 | Lithium Ion |  | Other |  |  | 15 | 10 | BM |  |  |  |  | 23256654 | Yes | AC-Coupled | PhotoVoltaic |  | 10
ESMASI-60783 |  |  |  | Net Metering | In Queue | Residential |  | 2025-10-16 | Lithium Ion |  | Other |  |  | 15 | 10 | BM |  |  |  |  | 23248934 | Yes | AC-Coupled | PhotoVoltaic |  | 10
ESMASI-60785 |  |  |  | Net Metering | In Queue | Residential |  | 2025-10-16 | Lithium Ion |  | Other | 0 | 0 | 15 | 10 | BM |  |  |  |  | 23342762 | Yes | AC-Coupled | PhotoVoltaic | 0 | 10
ESMASI-60796 |  |  |  | Net Metering | In Queue | Residential |  | 2025-10-16 | Lithium Ion |  | Other |  |  | 15 | 10 | BM |  |  |  |  | 23341832 | Yes | AC-Coupled | PhotoVoltaic |  | 10
ESMASI-60802 |  |  |  | Net Metering | In Queue | Residential |  | 2025-10-16 | Lithium Ion |  | Tesla |  |  | 13.5 | 11.5 | BM |  |  |  |  | 23257123 | Yes | AC-Coupled | PhotoVoltaic |  | 11.5
ESMASI-60808 |  |  |  | Net Metering | In Queue | Residential |  | 2025-10-16 | Lithium Ion |  | Other |  |  | 15 | 10 | BM |  |  |  |  | 23250070 | Yes | AC-Coupled | PhotoVoltaic |  | 10
ESMASI-61149 |  |  |  | Net Metering | In Queue | Residential |  | 2025-10-27 | Lithium Ion |  | Tesla |  |  | 13.5 | 11.5 | BM |  |  |  |  | 23397023 | Yes | AC-Coupled | PhotoVoltaic |  | 11.5
ESMASI-60810 |  |  |  | Net Metering | In Queue | Residential |  | 2025-10-16 | Lithium Ion |  | Other |  |  | 15 | 10 | BM |  |  |  |  | 23356616 | Yes | AC-Coupled | PhotoVoltaic |  | 10
ESMASI-60811 |  |  |  | Net Metering | In Queue | Residential |  | 2025-10-16 | Lithium Ion |  | Other |  |  | 15 | 10 | BM |  |  |  |  | 23332689 | Yes | AC-Coupled | PhotoVoltaic |  | 10
ESMASI-60846 |  |  |  | Net Metering | In Queue | Residential |  | 2025-10-20 | Lithium Ion |  | Tesla | 13.5 | 11.5 | 0 | 0 | BM |  |  |  |  | 23393564 | Yes | DC-Coupled | PhotoVoltaic | 11.5 | 0
ESMASI-60875 |  |  |  | Net Metering | In Queue | Residential |  | 2025-10-20 | Lithium Ion |  | Other |  |  | 15 | 10 | BM |  |  |  |  | 23302293 | Yes | AC-Coupled | PhotoVoltaic |  | 10
ESMASI-60881 |  |  |  | Net Metering | In Queue | Residential |  | 2025-10-20 | Lithium Ion |  | Tesla | 13.5 | 11.5 | 0 | 0 | BM |  |  |  |  | 23310999 | Yes | DC-Coupled | PhotoVoltaic | 11.5 | 0
ESMASI-60877 |  |  |  | Net Metering | In Queue | Residential |  | 2025-10-20 | Lithium Ion |  | Other |  |  | 15 | 10 | BM |  |  |  |  | 23303025 | Yes | AC-Coupled | PhotoVoltaic |  | 10
ESMASI-60879 |  |  |  | Net Metering | In Queue | Residential |  | 2025-10-20 | Lithium Ion |  | Other |  |  | 15 | 10 | BM |  |  |  |  | 23302921 | Yes | AC-Coupled | PhotoVoltaic |  | 10
ESMASI-60883 |  |  |  | Net Metering | In Queue | Residential |  | 2025-10-20 | Lithium Ion |  | Other |  |  | 15 | 10 | BM |  |  |  |  | 23303126 | Yes | AC-Coupled | PhotoVoltaic |  | 10
ESMASI-60887 |  |  |  | Net Metering | In Queue | Residential |  | 2025-10-20 | Lithium Ion |  | Other |  |  | 15 | 10 | BM |  |  |  |  | 23303058 | Yes | AC-Coupled | PhotoVoltaic |  | 10
ESMASI-60892 |  |  |  | Net Metering | In Queue | Residential |  | 2025-10-20 | Lithium Ion |  | Other |  |  | 15 | 10 | BM |  |  |  |  | 23303150 | Yes | AC-Coupled | PhotoVoltaic |  | 10
ESMASI-60960 |  |  |  | Utility DR Program | In Queue | Residential |  | 2025-10-21 | Lithium Ion |  | Other | 29.1 | 15 | 0 | 0 | BM | Peak Shaving/ Load Leveling | Reliability and Resiliency |  |  | 23389821 | Yes | DC-Coupled | PhotoVoltaic | 15 | 0
ESMASI-60912 |  |  |  | Net Metering | In Queue | Residential |  | 2025-10-21 | Lithium Ion |  | Other |  |  | 15 | 10 | BM |  |  |  |  | 23333757 | Yes | AC-Coupled | PhotoVoltaic |  | 10
ESMASI-60914 |  |  |  | Net Metering | In Queue | Residential |  | 2025-10-21 | Lithium Ion |  | Other |  |  | 15 | 10 | BM |  |  |  |  | 23312350 | Yes | AC-Coupled | PhotoVoltaic |  | 10
ESMASI-60915 |  |  |  | Net Metering | In Queue | Residential |  | 2025-10-21 | Lithium Ion |  | Other |  |  | 15 | 10 | BM |  |  |  |  | 23389805 | Yes | AC-Coupled | PhotoVoltaic |  | 10
ESMASI-60942 |  |  |  | Net Metering | In Queue | Residential |  | 2025-10-21 | Lithium Ion |  | Other |  |  | 15 | 10 | BM |  |  |  |  | 23311195 | Yes | AC-Coupled | PhotoVoltaic |  | 10
ESMASI-60927 |  |  |  | Net Metering | In Queue | Residential |  | 2025-10-21 | Lithium Ion |  | Other |  |  | 15 | 10 | BM |  |  |  |  | 23310372 | Yes | AC-Coupled | PhotoVoltaic |  | 10
ESMASI-60947 |  |  |  |  | In Queue | Residential |  | 2025-10-21 | Lithium Ion |  | Tesla | 13.5 | 11.5 | 13.5 | 11.5 | BM |  |  |  |  | 23320331 | Yes | DC-Coupled | PhotoVoltaic | 11.5
ESMASI-60958 |  |  |  | Net Metering | In Queue | Residential |  | 2025-10-21 | Lithium Ion |  | Other |  |  | 15 | 10 | BM |  |  |  |  | 23320515 | Yes | AC-Coupled | PhotoVoltaic |  | 10
ESMASI-60963 |  |  |  | Net Metering | In Queue | Residential |  | 2025-10-21 | Lithium Ion |  | Other |  |  | 15 | 10 | BM |  |  |  |  | 23409839 | Yes | AC-Coupled | PhotoVoltaic |  | 10
ESMASI-60970 |  |  |  | Connected Solutions Demand Response | In Queue | Residential |  | 2025-10-22 | Lithium Ion |  | Tesla | 13.5 | 11.5 | 13.5 | 11.5 | BM | Customer Bill Savings (e.g., Demand Charge Management, TOU Arbitrage | Reliability and Resiliency |  |  | 23323533 | Yes | DC-Coupled | PhotoVoltaic | 11.5
ESMASI-60980 |  |  |  | Connected Solutions Demand Response | In Queue | Residential |  | 2025-10-22 | Lithium Ion |  | Tesla | 13.5 | 11.5 | 13.5 | 11.5 | BM | Customer Bill Savings (e.g., Demand Charge Management, TOU Arbitrage | Reliability and Resiliency |  |  | 23323582 | Yes | DC-Coupled | PhotoVoltaic | 11.5
ESMASI-60975 |  |  |  | Class 1 RECs | In Queue | Residential |  | 2025-10-22 | Lithium Ion |  | Tesla | 27 | 11.5 | 27 | 11.5 | BM | Customer Bill Savings (e.g., Demand Charge Management, TOU Arbitrage | Self Generation |  |  | 23329791 | Yes | DC-Coupled | PhotoVoltaic | 11.5
ESMASI-60986 |  |  |  |  | In Queue | Residential |  | 2025-10-22 | Lithium Ion |  | Enphase | 20 | 0 | 20 | 10 | BM |  |  |  |  | 23407709 | Yes | DC-Coupled | PhotoVoltaic | 0
ESMASI-60988 |  |  |  | Net Metering | In Queue | Residential |  | 2025-10-22 | Lithium Ion |  | Other |  |  | 15 | 10 | BM |  |  |  |  | 23333382 | Yes | AC-Coupled | PhotoVoltaic |  | 10
ESMASI-60987 |  |  |  | Net Metering | In Queue | Residential |  | 2025-10-22 | Lithium Ion |  | Other | 13.5 | 11.5 |  |  | BM |  |  |  |  | 23333387 | Yes | DC-Coupled | PhotoVoltaic | 11.5
ESMASI-61028 |  |  |  | Net Metering | In Queue | Residential |  | 2025-10-23 | Lithium Ion |  | Other |  |  | 15 | 10 | BM |  |  |  |  | 23351991 | Yes | AC-Coupled | PhotoVoltaic |  | 10
ESMASI-61036 |  |  |  | Net Metering | In Queue | Residential |  | 2025-10-23 | Lithium Ion |  | Other |  |  | 15 | 10 | BM |  |  |  |  | 23352730 | Yes | AC-Coupled | PhotoVoltaic |  | 10
ESMASI-61038 |  | MA - Energy Efficiency/ DR Program |  |  | In Queue | Residential |  | 2025-10-23 | Lithium Ion |  | Tesla | 13.5 | 13.5 | 13.5 | 13.5 | BM | Reliability and Resiliency |  |  |  | 23352502 | Yes | DC-Coupled | PhotoVoltaic | 13.5
ESMASI-61041 |  |  |  |  | In Queue | Residential |  | 2025-10-23 | Lithium Ion |  | Enphase | 0 | 0 | 10 | 10 | BM |  |  |  |  | 23446228 | Yes | AC-Coupled | PhotoVoltaic | 0 | 10
ESMASI-61043 |  |  |  | Net Metering | In Queue | Residential |  | 2025-10-23 | Lithium Ion |  | Other |  |  | 15 | 10 | BM |  |  |  |  | 23353985 | Yes | AC-Coupled | PhotoVoltaic |  | 10
ESMASI-61066 |  |  |  | Net Metering | In Queue | Residential |  | 2025-10-23 | Lithium Ion |  | Other |  |  | 15 | 10 | BM |  |  |  |  | 23349935 | Yes | AC-Coupled | PhotoVoltaic |  | 10
ESMASI-61754 |  |  |  |  | In Queue | Residential |  | 2025-11-07 | Lithium Ion |  | Tesla | 13.5 | 5 | 13.5 | 11.5 | BM | Customer Bill Savings (e.g., Demand Charge Management, TOU Arbitrage | Self Generation |  |  | 23600278 | Yes | DC-Coupled | PhotoVoltaic | 5 | 11.5
ESMASI-61099 |  |  |  | Connected Solutions Demand Response | In Queue | Residential |  | 2025-10-24 | Lithium Ion |  | Tesla | 27 | 11.5 | 27 | 11.5 | BM | Customer Bill Savings (e.g., Demand Charge Management, TOU Arbitrage | Reliability and Resiliency |  |  | 23377110 | Yes | DC-Coupled | PhotoVoltaic | 11.5
ESMASI-61113 |  |  |  | Net Metering | In Queue | Residential |  | 2025-10-24 | Lithium Ion |  | Other |  |  | 15 | 10 | BM |  |  |  |  | 23373876 | Yes | AC-Coupled | PhotoVoltaic |  | 10
ESMASI-61128 |  |  |  | Net Metering | In Queue | Residential |  | 2025-10-24 | Lithium Ion |  | Other |  |  | 15 | 10 | BM |  |  |  |  | 23381985 | Yes | AC-Coupled | PhotoVoltaic |  | 10
ESMASI-61131 |  |  |  | Net Metering | In Queue | Residential |  | 2025-10-24 | Lithium Ion |  | Other | 0 | 0 | 15 | 10 | BM |  |  |  |  | 23414470 | Yes | AC-Coupled | PhotoVoltaic | 0 | 10
ESMASI-61154 |  |  |  | Net Metering | In Queue | Residential |  | 2025-10-27 | Lithium Ion |  | Other |  |  | 15 | 10 | BM |  |  |  |  | 23398392 | Yes | AC-Coupled | PhotoVoltaic |  | 10
ESMASI-61157 |  |  |  | Net Metering | In Queue | Residential |  | 2025-10-27 | Lithium Ion |  | Other |  |  | 15 | 10 | BM |  |  |  |  | 23398380 | Yes | AC-Coupled | PhotoVoltaic |  | 10
ESMASI-61159 |  |  |  | Net Metering | In Queue | Residential |  | 2025-10-27 | Lithium Ion |  | Other |  |  | 15 | 10 | BM |  |  |  |  | 23398611 | Yes | AC-Coupled | PhotoVoltaic |  | 10
ESMASI-61160 |  |  |  | Net Metering | In Queue | Residential |  | 2025-10-27 | Lithium Ion |  | Other |  |  | 15 | 10 | BM |  |  |  |  | 23398526 | Yes | AC-Coupled | PhotoVoltaic |  | 10
ESMASI-61183 |  |  |  | Net Metering | In Queue | Residential |  | 2025-10-27 | Lithium Ion |  | Other |  |  | 15 | 10 | BM |  |  |  |  | 23399413 | Yes | AC-Coupled | PhotoVoltaic |  | 10
ESMASI-61196 |  |  |  | Net Metering | In Queue | Residential |  | 2025-10-27 | Lithium Ion |  | Tesla | 13.5 | 11.5 | 13.5 | 11.5 | BM |  |  |  |  | 23402198 | Yes | DC-Coupled | PhotoVoltaic | 11.5
ESMASI-61680 |  |  |  | Net Metering | In Queue | Residential |  | 2025-11-05 | Lithium Ion |  | Other |  |  | 15 | 10 | BM |  |  |  |  | 23546303 | Yes | AC-Coupled | PhotoVoltaic |  | 10
ESMASI-61223 |  |  |  |  | In Queue | Residential |  | 2025-10-28 | Lithium Ion |  | Tesla | 6.88 | 13.5 | 6.88 | 13.5 | BM |  |  |  |  | 23421102 | Yes | DC-Coupled | PhotoVoltaic | 13.5
ESMASI-61227 |  |  |  | Net Metering | In Queue | Residential |  | 2025-10-28 | Lithium Ion |  | Other |  |  | 15 | 10 | BM |  |  |  |  | 23408434 | Yes | AC-Coupled | PhotoVoltaic |  | 10
ESMASI-61229 |  |  |  | Net Metering | In Queue | Residential |  | 2025-10-28 | Lithium Ion |  | Other |  |  | 15 | 10 | BM |  |  |  |  | 23421093 | Yes | AC-Coupled | PhotoVoltaic |  | 10
ESMASI-61231 |  |  |  | Net Metering | In Queue | Residential |  | 2025-10-28 | Lithium Ion |  | Other |  |  | 15 | 10 | BM |  |  |  |  | 23421000 | Yes | AC-Coupled | PhotoVoltaic |  | 10
ESMASI-61232 |  |  |  | Net Metering | In Queue | Residential |  | 2025-10-28 | Lithium Ion |  | Other |  |  | 15 | 10 | BM |  |  |  |  | 23408528 | Yes | AC-Coupled | PhotoVoltaic |  | 10
ESMASI-61239 |  |  |  |  | In Queue | Residential |  | 2025-10-28 | Lithium Ion |  | Other |  |  | 15 | 20 | BM | Reliability and Resiliency |  |  |  | 23417177 | Yes | AC-Coupled | PhotoVoltaic |  | 20
ESMASI-61243 |  |  |  | Net Metering | In Queue | Residential |  | 2025-10-28 | Lithium Ion |  | Tesla | 13.5 | 11.5 | 13.5 | 11.5 | BM |  |  |  |  | 23410461 | Yes | DC-Coupled | PhotoVoltaic | 11.5
ESMASI-61244 |  |  |  | Net Metering | In Queue | Residential |  | 2025-10-28 | Other |  | Other |  |  | 15 | 10 | BM |  |  |  |  | 23421044 | Yes | AC-Coupled | PhotoVoltaic |  | 10
ESMASI-61261 |  |  |  |  | In Queue | Residential |  | 2025-10-28 | Lithium Ion |  | Enphase |  |  | 10.08 | 3.84 | BM | Customer Bill Savings (e.g., Demand Charge Management, TOU Arbitrage |  |  |  | 23423096 | Yes | AC-Coupled | Other |  | 3.84
ESMASI-61246 |  |  |  | Net Metering | In Queue | Residential |  | 2025-10-28 | Lithium Ion |  | Other |  |  | 15 | 10 | BM |  |  |  |  | 23434720 | Yes | AC-Coupled | PhotoVoltaic |  | 10
ESMASI-61248 |  |  |  | Net Metering | In Queue | Residential |  | 2025-10-28 | Lithium Ion |  | Other |  |  | 15 | 10 | BM |  |  |  |  | 23423051 | Yes | AC-Coupled | PhotoVoltaic |  | 10
ESMASI-61247 |  |  |  | Net Metering | In Queue | Residential |  | 2025-10-28 | Lithium Ion |  | Other | 0 | 0 | 15 | 10 | BM |  |  |  |  | 23436369 | Yes | AC-Coupled | PhotoVoltaic | 0 | 10
ESMASI-61263 |  |  |  | Net Metering | In Queue | Residential |  | 2025-10-28 | Lithium Ion |  | Other |  |  | 15 | 10 | BM |  |  |  |  | 23408480 | Yes | AC-Coupled | PhotoVoltaic |  | 10
ESMASI-61301 |  |  |  | Net Metering | In Queue | Residential |  | 2025-10-29 | Lithium Ion |  | Tesla | 13.5 | 11.5 | 13.5 | 11.5 | BM |  |  |  |  | 23437079 | Yes | DC-Coupled | PhotoVoltaic | 11.5
ESMASI-61287 |  |  |  | Net Metering | In Queue | Residential |  | 2025-10-29 | Lithium Ion |  | Other |  |  | 15 | 10 | BM |  |  |  |  | 23437304 | Yes | AC-Coupled | PhotoVoltaic |  | 10
ESMASI-61288 |  |  |  | Net Metering | In Queue | Residential |  | 2025-10-29 | Lithium Ion |  | Other |  |  | 15 | 10 | BM |  |  |  |  | 23437299 | Yes | AC-Coupled | PhotoVoltaic |  | 10
ESMASI-61305 |  |  |  | Net Metering | In Queue | Residential |  | 2025-10-29 | Lithium Ion |  | Other |  |  | 15 | 10 | BM |  |  |  |  | 23437670 | Yes | AC-Coupled | PhotoVoltaic |  | 10
ESMASI-61307 |  |  |  | Net Metering | In Queue | Residential |  | 2025-10-29 | Lithium Ion |  | Other |  |  | 15 | 10 | BM |  |  |  |  | 23437659 | Yes | AC-Coupled | PhotoVoltaic |  | 10
ESMASI-61306 |  |  |  | Net Metering | In Queue | Residential |  | 2025-10-29 | Lithium Ion |  | Other |  |  | 15 | 10 | BM |  |  |  |  | 23437664 | Yes | AC-Coupled | PhotoVoltaic |  | 10
ESMASI-61311 |  |  |  | Net Metering | In Queue | Residential |  | 2025-10-29 | Lithium Ion |  | Other |  |  | 15 | 10 | BM |  |  |  |  | 23437628 | Yes | AC-Coupled | PhotoVoltaic |  | 10
ESMASI-61330 |  |  |  |  | In Queue | Residential |  | 2025-10-29 | Lithium Ion |  | Tesla | 13.5 | 11.5 | 11.5 | 11.5 | BM | Customer Bill Savings (e.g., Demand Charge Management, TOU Arbitrage | Reliability and Resiliency |  |  | 23444710 | Yes | DC-Coupled | PhotoVoltaic | 11.5 | 11.5
ESMASI-61336 |  |  |  |  | In Queue | Residential |  | 2025-10-29 | Lithium Ion |  | Tesla | 13.5 | 11.5 | 27 | 11.5 | BM | Customer Bill Savings (e.g., Demand Charge Management, TOU Arbitrage | Reliability and Resiliency |  |  | 23444699 | Yes | DC-Coupled | PhotoVoltaic | 11.5 | 11.5
ESMASI-61338 |  |  |  | Connected Solutions | In Queue | Residential |  | 2025-10-29 | Lithium Ion |  | Other | 0 | 0 | 11.5 | 11.5 | BM | Customer Bill Savings (e.g., Demand Charge Management, TOU Arbitrage |  |  |  | 23513199 | Yes | AC-Coupled | PhotoVoltaic | 0 | 11.5
ESMASI-61335 |  |  |  | Net Metering | In Queue | Residential |  | 2025-10-29 | Lithium Ion |  | Other |  |  | 15 | 10 | BM |  |  |  |  | 23441999 | Yes | AC-Coupled | PhotoVoltaic |  | 10
ESMASI-61343 |  |  |  | Net Metering | In Queue | Residential |  | 2025-10-29 | Lithium Ion |  | Other |  |  | 15 | 10 | BM |  |  |  |  | 23499159 | Yes | AC-Coupled | PhotoVoltaic |  | 10
ESMASI-61344 |  |  |  | Eversourse Connected Solutions | In Queue | Residential |  | 2025-10-29 | Other |  | Other | 13.6 | 5 | 5 | 5 | BM | Customer Bill Savings (e.g., Demand Charge Management, TOU Arbitrage | Reliability and Resiliency |  |  | 23444214 | Yes | AC-Coupled | PhotoVoltaic | 5 | 5
ESMASI-61364 |  |  |  | Net Metering | In Queue | Residential |  | 2025-10-30 | Lithium Ion |  | Other |  |  | 15 | 10 | BM |  |  |  |  | 23456937 | Yes | AC-Coupled | PhotoVoltaic |  | 10
ESMASI-61373 |  |  |  | Net Metering | In Queue | Residential |  | 2025-10-30 | Lithium Ion |  | Other |  |  | 15 | 10 | BM |  |  |  |  | 23456958 | Yes | AC-Coupled | PhotoVoltaic |  | 10
ESMASI-61380 |  |  |  | Net Metering | In Queue | Residential |  | 2025-10-30 | Lithium Ion |  | Other |  |  | 15 | 10 | BM |  |  |  |  | 23549187 | Yes | AC-Coupled | PhotoVoltaic |  | 10
ESMASI-61381 |  |  |  |  | In Queue | Residential |  | 2025-10-30 | Lithium Ion |  | Tesla | 13.5 | 20 | 13.5 | 20 | BM | Reliability and Resiliency |  |  |  | 21569173 | Yes | DC-Coupled | PhotoVoltaic | 20
ESMASI-61386 |  |  |  | Net Metering | In Queue | Residential |  | 2025-10-30 | Lithium Ion |  | Other |  |  | 15 | 10 | BM |  |  |  |  | 23454066 | Yes | AC-Coupled | PhotoVoltaic |  | 10
ESMASI-61395 |  |  |  | Net Metering | In Queue | Residential |  | 2025-10-30 | Lithium Ion |  | Other | 0 | 0 | 15 | 10 | BM |  |  |  |  | 23638534 | Yes | AC-Coupled | PhotoVoltaic | 0 | 10
ESMASI-61402 |  |  |  | Net Metering | In Queue | Residential |  | 2025-10-30 | Lithium Ion |  | Other |  |  | 15 | 10 | BM |  |  |  |  | 23457198 | Yes | AC-Coupled | PhotoVoltaic |  | 10
ESMASI-61405 |  |  |  | Net Metering | In Queue | Residential |  | 2025-10-30 | Lithium Ion |  | Other |  |  | 15 | 10 | BM |  |  |  |  | 23457203 | Yes | AC-Coupled | PhotoVoltaic |  | 10
ESMASI-61408 |  |  |  | Net Metering | In Queue | Residential |  | 2025-10-30 | Lithium Ion |  | Other |  |  | 15 | 10 | BM |  |  |  |  | 23459200 | Yes | AC-Coupled | PhotoVoltaic |  | 10
ESMASI-61409 |  |  |  | Net Metering | In Queue | Residential |  | 2025-10-30 | Lithium Ion |  | Other |  |  | 15 | 10 | BM |  |  |  |  | 23457379 | Yes | AC-Coupled | PhotoVoltaic |  | 10
ESMASI-61410 |  |  |  | Net Metering | In Queue | Residential |  | 2025-10-30 | Lithium Ion |  | Other |  |  | 15 | 10 | BM |  |  |  |  | 23453962 | Yes | AC-Coupled | PhotoVoltaic |  | 10
ESMASI-61417 |  |  |  | Net Metering | In Queue | Residential |  | 2025-10-31 | Lithium Ion |  | Tesla | 13.5 | 11.5 | 13.5 | 11.5 | BM |  |  |  |  | 23478729 | Yes | DC-Coupled | PhotoVoltaic | 11.5
ESMASI-61422 |  |  |  | Net Metering | In Queue | Residential |  | 2025-10-31 | Lithium Ion |  | Other |  |  | 15 | 10 | BM |  |  |  |  | 23478811 | Yes | AC-Coupled | PhotoVoltaic |  | 10
ESMASI-61423 |  |  |  | Net Metering | In Queue | Residential |  | 2025-10-31 | Lithium Ion |  | Other | 0 | 0 | 30 | 20 | BM |  |  |  |  | 23517957 | Yes | AC-Coupled | PhotoVoltaic | 0 | 20
ESMASI-61425 |  |  |  | Net Metering | In Queue | Residential |  | 2025-10-31 | Lithium Ion |  | Other |  |  | 15 | 10 | BM |  |  |  |  | 23478799 | Yes | AC-Coupled | PhotoVoltaic |  | 10
ESMASI-61424 |  |  |  | Net Metering | In Queue | Residential |  | 2025-10-31 | Lithium Ion |  | Other |  |  | 15 | 10 | BM |  |  |  |  | 23478803 | Yes | AC-Coupled | PhotoVoltaic |  | 10
ESMASI-61433 |  |  |  | Net Metering | In Queue | Residential |  | 2025-10-31 | Lithium Ion |  | Tesla | 13.5 | 11.5 | 13.5 | 11.5 | BM |  |  |  |  | 23478054 | Yes | DC-Coupled | PhotoVoltaic | 11.5
ESMASI-61432 |  |  |  | Net Metering | In Queue | Residential |  | 2025-10-31 | Lithium Ion |  | Other |  |  | 15 | 10 | BM |  |  |  |  | 23478778 | Yes | AC-Coupled | PhotoVoltaic |  | 10
ESMASI-61449 |  |  |  | Net Metering | In Queue | Residential |  | 2025-10-31 | Lithium Ion |  | Other |  |  | 15 | 10 | BM |  |  |  |  | 23478816 | Yes | AC-Coupled | PhotoVoltaic |  | 10
ESMASI-61458 |  |  |  |  | In Queue | Residential |  | 2025-10-31 | Lithium Ion |  | Tesla | 27 | 5 | 27 | 10 | BM | Self Generation |  |  |  | 23478218 | Yes | DC-Coupled | PhotoVoltaic | 5
ESMASI-61463 |  |  |  |  | In Queue | Residential |  | 2025-10-31 | Lithium Ion |  | Other | 13.6 | 15 | 15 | 4.85 | BM | Reliability and Resiliency |  |  |  | 23594937 | Yes | AC-Coupled | PhotoVoltaic | 15 | 4.85
ESMASI-61464 |  |  |  | Net Metering | In Queue | Residential |  | 2025-10-31 | Lithium Ion |  | Other |  |  | 15 | 10 | BM |  |  |  |  | 23478935 | Yes | AC-Coupled | PhotoVoltaic |  | 10
ESMASI-61468 |  |  |  | Net Metering | In Queue | Residential |  | 2025-10-31 | Lithium Ion |  | Other |  |  | 15 | 10 | BM |  |  |  |  | 23478921 | Yes | AC-Coupled | PhotoVoltaic |  | 10
ESMASI-61634 |  |  |  | Net Metering | In Queue | Residential |  | 2025-11-05 | Lithium Ion |  | Tesla |  |  | 13.5 | 11.5 | BM |  |  |  |  | 23541146 | Yes | AC-Coupled | PhotoVoltaic |  | 11.5
ESMASI-61470 |  |  |  | Net Metering | In Queue | Residential |  | 2025-10-31 | Lithium Ion |  | Tesla | 13.5 | 11.5 | 13.5 | 11.5 | BM |  |  |  |  | 23478913 | Yes | DC-Coupled | PhotoVoltaic | 11.5
ESMASI-61473 |  |  |  | Utility DR Program | In Queue | Residential |  | 2025-11-01 | Lithium Ion |  | Other | 19.4 | 10 | 19.4 | 10 | BM | Customer Bill Savings (e.g., Demand Charge Management, TOU Arbitrage | Reliability and Resiliency |  |  | 23478905 | Yes | DC-Coupled | PhotoVoltaic | 10
ESMASI-61511 |  |  |  | Net Metering | In Queue | Residential |  | 2025-11-03 | Lithium Ion |  | Tesla | 13.5 | 11.5 | 0 | 0 | BM |  |  |  |  | 23594915 | Yes | DC-Coupled | PhotoVoltaic | 11.5 | 0
ESMASI-61515 |  |  |  | Net Metering | In Queue | Residential |  | 2025-11-03 | Lithium Ion |  | Other |  |  | 15 | 10 | BM |  |  |  |  | 23508405 | Yes | AC-Coupled | PhotoVoltaic |  | 10
ESMASI-61520 |  |  |  | Net Metering | In Queue | Residential |  | 2025-11-03 | Lithium Ion |  | Other |  |  | 15 | 10 | BM |  |  |  |  | 23508390 | Yes | AC-Coupled | PhotoVoltaic |  | 10
ESMASI-61523 |  |  |  | Net Metering | In Queue | Residential |  | 2025-11-03 | Lithium Ion |  | Tesla | 13.5 | 11.5 | 13.5 | 11.5 | BM |  |  |  |  | 23509956 | Yes | DC-Coupled | PhotoVoltaic | 11.5
ESMASI-61524 |  |  |  | Net Metering | In Queue | Residential |  | 2025-11-03 | Lithium Ion |  | Tesla |  |  | 13.5 | 11.5 | BM |  |  |  |  | 23509373 | Yes | AC-Coupled | PhotoVoltaic |  | 11.5
ESMASI-61526 |  |  |  | Net Metering | In Queue | Residential |  | 2025-11-03 | Lithium Ion |  | Other |  |  | 15 | 10 | BM |  |  |  |  | 23594467 | Yes | AC-Coupled | PhotoVoltaic |  | 10
ESMASI-61528 |  |  |  | Net Metering | In Queue | Residential |  | 2025-11-03 | Lithium Ion |  | Other |  |  | 15 | 10 | BM |  |  |  |  | 23509318 | Yes | AC-Coupled | PhotoVoltaic |  | 10
ESMASI-62166 |  |  |  | Net Metering | In Queue | Residential |  | 2025-11-19 | Lithium Ion |  | Other |  |  | 15 | 10 | BM |  |  |  |  | 23742560 | Yes | AC-Coupled | PhotoVoltaic |  | 10
ESMASI-61532 |  |  |  | Net Metering | In Queue | Residential |  | 2025-11-03 | Lithium Ion |  | Other | 0 | 0 | 15 | 10 | BM |  |  |  |  | 23594982 | Yes | AC-Coupled | PhotoVoltaic | 0 | 10
ESMASI-61534 |  |  |  | Net Metering | In Queue | Residential |  | 2025-11-03 | Lithium Ion |  | Other |  |  | 15 | 10 | BM |  |  |  |  | 23509254 | Yes | AC-Coupled | PhotoVoltaic |  | 10
ESMASI-61536 |  |  |  | Net Metering | In Queue | Residential |  | 2025-11-03 | Lithium Ion |  | Other |  |  | 15 | 10 | BM |  |  |  |  | 23501301 | Yes | AC-Coupled | PhotoVoltaic |  | 10
ESMASI-61539 |  |  |  | Net Metering | In Queue | Residential |  | 2025-11-03 | Lithium Ion |  | Other |  |  | 15 | 10 | BM |  |  |  |  | 23509891 | Yes | AC-Coupled | PhotoVoltaic |  | 10
ESMASI-61551 |  |  |  | Net Metering | In Queue | Residential |  | 2025-11-03 | Lithium Ion |  | Other |  |  | 15 | 10 | BM |  |  |  |  | 23494403 | Yes | AC-Coupled | PhotoVoltaic |  | 10
ESMASI-61553 |  |  |  | Net Metering | In Queue | Residential |  | 2025-11-03 | Lithium Ion |  | Other |  |  | 15 | 10 | BM |  |  |  |  | 23510204 | Yes | AC-Coupled | PhotoVoltaic |  | 10
ESMASI-61555 |  |  |  | Net Metering | In Queue | Residential |  | 2025-11-03 | Lithium Ion |  | Other |  |  | 15 | 10 | BM |  |  |  |  | 23510196 | Yes | AC-Coupled | PhotoVoltaic |  | 10
ESMASI-61559 |  |  |  | Net Metering | In Queue | Residential |  | 2025-11-03 | Lithium Ion |  | Other |  |  | 15 | 10 | BM |  |  |  |  | 23510182 | Yes | AC-Coupled | PhotoVoltaic |  | 10
ESMASI-61565 |  |  |  | Net Metering | In Queue | Residential |  | 2025-11-03 | Lithium Ion |  | Other | 0 | 0 | 15 | 10 | BM |  |  |  |  | 23674116 | Yes | AC-Coupled | PhotoVoltaic | 0 | 10
ESMASI-61606 |  | MA - Energy Efficiency/ DR Program |  | Utility DR Program | In Queue | Residential |  | 2025-11-04 | Lithium Ion |  | Other | 0 | 0 | 15 | 10 | BM | Reliability and Resiliency | Self Generation |  |  | 23594944 | Yes | AC-Coupled | PhotoVoltaic | 0 | 10
ESMASI-61582 |  |  |  | Net Metering | In Queue | Residential |  | 2025-11-04 | Lithium Ion |  | Other |  |  | 15 | 10 | BM |  |  |  |  | 23525514 | Yes | AC-Coupled | PhotoVoltaic |  | 10
ESMASI-61586 |  |  |  | Class 1 RECs | In Queue | Residential |  | 2025-11-04 | Lithium Ion |  | Tesla | 13.5 | 5 | 13.5 | 5 | BM | Customer Bill Savings (e.g., Demand Charge Management, TOU Arbitrage | Self Generation |  |  | 23521783 | Yes | DC-Coupled | PhotoVoltaic | 5
ESMASI-61584 |  |  |  | Net Metering | In Queue | Residential |  | 2025-11-04 | Lithium Ion |  | Other |  |  | 15 | 10 | BM |  |  |  |  | 23521787 | Yes | AC-Coupled | PhotoVoltaic |  | 10
ESMASI-61590 |  |  |  |  | In Queue | Residential |  | 2025-11-04 | Lithium Ion |  | Tesla | 27 | 5 | 27 | 10 | BM | Self Generation |  |  |  | 23522063 | Yes | DC-Coupled | PhotoVoltaic | 5
ESMASI-61596 |  |  |  | Net Metering | In Queue | Residential |  | 2025-11-04 | Lithium Ion |  | Other |  |  | 15 | 10 | BM |  |  |  |  | 23595227 | Yes | AC-Coupled | PhotoVoltaic |  | 10
ESMASI-61608 |  |  |  | Net Metering | In Queue | Residential |  | 2025-11-04 | Lithium Ion |  | Other |  |  | 15 | 10 | BM |  |  |  |  | 23527693 | Yes | AC-Coupled | PhotoVoltaic |  | 10
ESMASI-61612 |  |  |  | Net Metering | In Queue | Residential |  | 2025-11-04 | Lithium Ion |  | Other |  |  | 15 | 10 | BM |  |  |  |  | 23639587 | Yes | AC-Coupled | PhotoVoltaic |  | 10
ESMASI-61617 |  |  |  | Net Metering | In Queue | Residential |  | 2025-11-04 | Lithium Ion |  | Other |  |  | 15 | 10 | BM |  |  |  |  | 23521949 | Yes | AC-Coupled | PhotoVoltaic |  | 10
ESMASI-61619 |  |  |  | Net Metering | In Queue | Residential |  | 2025-11-04 | Lithium Ion |  | Other |  |  | 15 | 10 | BM |  |  |  |  | 23527788 | Yes | AC-Coupled | PhotoVoltaic |  | 10
ESMASI-61629 |  |  |  | Utility DR Program | In Queue | Residential |  | 2025-11-04 | Lithium Ion |  | Tesla |  |  | 13.5 | 6 | BM | Customer Bill Savings (e.g., Demand Charge Management, TOU Arbitrage | Reliability and Resiliency |  |  | 23528005 | Yes | AC-Coupled | PhotoVoltaic |  | 6
ESMASI-61636 |  |  |  | Net Metering | In Queue | Residential |  | 2025-11-05 | Lithium Ion |  | Other |  |  | 15 | 10 | BM |  |  |  |  | 23541271 | Yes | AC-Coupled | PhotoVoltaic |  | 10
ESMASI-61642 |  |  |  | Net Metering | In Queue | Residential |  | 2025-11-05 | Lithium Ion |  | Other |  |  | 15 | 10 | BM |  |  |  |  | 23540181 | Yes | AC-Coupled | PhotoVoltaic |  | 10
ESMASI-61758 |  |  |  |  | In Queue | Residential |  | 2025-11-07 | Lithium Ion |  | Enphase | 10.5 | 4 | 10.08 | 3.84 | BM | [5 empty] | Yes | AC-Coupled | PhotoVoltaic | 4 | 3.84
ESMASI-61648 |  |  |  | Net Metering | In Queue | Residential |  | 2025-11-05 | Lithium Ion |  | Other |  |  | 15 | 10 | BM |  |  |  |  | 23541202 | Yes | AC-Coupled | PhotoVoltaic |  | 10
ESMASI-61652 |  |  |  | Net Metering | In Queue | Residential |  | 2025-11-05 | Lithium Ion |  | Other |  |  | 15 | 10 | BM |  |  |  |  | 23544292 | Yes | AC-Coupled | PhotoVoltaic |  | 10
ESMASI-61653 |  |  |  | Net Metering | In Queue | Residential |  | 2025-11-05 | Lithium Ion |  | Other |  |  | 15 | 10 | BM |  |  |  |  | 23544237 | Yes | AC-Coupled | PhotoVoltaic |  | 10
ESMASI-61656 |  |  |  | Net Metering | In Queue | Residential |  | 2025-11-05 | Lithium Ion |  | Other |  |  | 15 | 10 | BM |  |  |  |  | 23544233 | Yes | AC-Coupled | PhotoVoltaic |  | 10
ESMASI-61659 |  |  |  | Net Metering | In Queue | Residential |  | 2025-11-05 | Lithium Ion |  | Other |  |  | 15 | 10 | BM |  |  |  |  | 23595256 | Yes | AC-Coupled | PhotoVoltaic |  | 10
ESMASI-61665 |  |  |  | Net Metering | In Queue | Residential |  | 2025-11-05 | Lithium Ion |  | Other |  |  | 15 | 10 | BM |  |  |  |  | 23545787 | Yes | AC-Coupled | PhotoVoltaic |  | 10
ESMASI-61677 |  |  |  | Net Metering | In Queue | Residential |  | 2025-11-05 | Lithium Ion |  | Other |  |  | 30 | 20 | BM |  |  |  |  | 23546320 | Yes | AC-Coupled | PhotoVoltaic |  | 20
ESMASI-61678 |  |  |  | Net Metering | In Queue | Residential |  | 2025-11-05 | Lithium Ion |  | Other |  |  | 15 | 10 | BM |  |  |  |  | 23546316 | Yes | AC-Coupled | PhotoVoltaic |  | 10
ESMASI-61708 |  |  |  | Connected Solutions Demand Response | In Queue | Residential |  | 2025-11-06 | Lithium Ion |  | Tesla | 27 | 11.5 | 27 | 11.5 | BM | Customer Bill Savings (e.g., Demand Charge Management, TOU Arbitrage | Reliability and Resiliency |  |  | 23573573 | Yes | DC-Coupled | PhotoVoltaic | 11.5
ESMASI-61697 |  |  |  | Net Metering | In Queue | Residential |  | 2025-11-06 | Lithium Ion |  | Other |  |  | 15 | 10 | BM |  |  |  |  | 23557625 | Yes | AC-Coupled | PhotoVoltaic |  | 10
ESMASI-62184 |  |  |  | Net Metering | In Queue | Residential |  | 2025-11-20 | Lithium Ion |  | Other | 0 | 0 | 15 | 10 | BM |  |  |  |  | 23814334 | Yes | AC-Coupled | PhotoVoltaic | 0 | 10
ESMASI-61700 |  |  |  | Net Metering | In Queue | Residential |  | 2025-11-06 | Lithium Ion |  | Other | 0 | 0 | 15 | 10 | BM |  |  |  |  | 23647018 | Yes | AC-Coupled | PhotoVoltaic | 0 | 10
ESMASI-61921 |  |  |  | Net Metering | In Queue | Residential |  | 2025-11-12 | Lithium Ion |  | Tesla | 0 | 0 | 27 | 23 | BM |  |  |  |  | 23699737 | Yes | AC-Coupled | PhotoVoltaic | 0 | 23
ESMASI-61974 |  |  |  | Net Metering | In Queue | Residential |  | 2025-11-13 | Lithium Ion |  | Tesla | 13.5 | 11.5 | 13.5 | 11.5 | BM |  |  |  |  | 23674434 | Yes | DC-Coupled | PhotoVoltaic | 11.5
ESMASI-61715 |  |  |  | Net Metering | In Queue | Residential |  | 2025-11-06 | Lithium Ion |  | Other |  |  | 15 | 10 | BM |  |  |  |  | 23557558 | Yes | AC-Coupled | PhotoVoltaic |  | 10
ESMASI-61730 |  |  |  | Net Metering | In Queue | Residential |  | 2025-11-06 | Lithium Ion |  | Other |  |  | 15 | 10 | BM |  |  |  |  | 23573662 | Yes | AC-Coupled | PhotoVoltaic |  | 10
ESMASI-61727 |  |  |  | Net Metering | In Queue | Residential |  | 2025-11-06 | Lithium Ion |  | Other |  |  | 15 | 10 | BM |  |  |  |  | 23573675 | Yes | AC-Coupled | PhotoVoltaic |  | 10
ESMASI-61736 |  |  |  | Net Metering | In Queue | Residential |  | 2025-11-06 | Lithium Ion |  | Tesla | 13.5 | 11.5 | 13.5 | 11.5 | BM |  |  |  |  | 23578472 | Yes | DC-Coupled | PhotoVoltaic | 11.5
ESMASI-61742 |  |  |  | Net Metering | In Queue | Residential |  | 2025-11-06 | Lithium Ion |  | Other |  |  | 15 | 10 | BM |  |  |  |  | 23578464 | Yes | AC-Coupled | PhotoVoltaic |  | 10
ESMASI-61743 |  |  |  | Net Metering | In Queue | Residential |  | 2025-11-06 | Lithium Ion |  | Other |  |  | 15 | 10 | BM |  |  |  |  | 23578328 | Yes | AC-Coupled | PhotoVoltaic |  | 10
ESMASI-61763 |  |  |  | Net Metering | In Queue | Residential |  | 2025-11-07 | Lithium Ion |  | Other |  |  | 15 | 10 | BM |  |  |  |  | 23641720 | Yes | AC-Coupled | PhotoVoltaic |  | 10
ESMASI-61765 |  |  |  | Net Metering | In Queue | Residential |  | 2025-11-07 | Lithium Ion |  | Other | 0 | 0 | 15 | 10 | BM |  |  |  |  | 23646336 | Yes | AC-Coupled | PhotoVoltaic | 0 | 10
ESMASI-61772 |  |  |  | Net Metering | In Queue | Residential |  | 2025-11-07 | Lithium Ion |  | Other |  |  | 15 | 10 | BM |  |  |  |  | 23586721 | Yes | AC-Coupled | PhotoVoltaic |  | 10
ESMASI-61782 |  |  |  | Net Metering | In Queue | Residential |  | 2025-11-07 | Lithium Ion |  | Other |  |  | 15 | 10 | BM |  |  |  |  | 23591497 | Yes | AC-Coupled | PhotoVoltaic |  | 10
ESMASI-61794 |  |  |  | Net Metering | In Queue | Residential |  | 2025-11-07 | Lithium Ion |  | Other |  |  | 15 | 10 | BM |  |  |  |  | 23592178 | Yes | AC-Coupled | PhotoVoltaic |  | 10
ESMASI-61796 |  |  |  |  | In Queue | Residential |  | 2025-11-07 | Lithium Ion |  | Tesla | 13.5 | 11.5 | 13.5 | 11.5 | BM |  |  |  |  | 23592126 | Yes | DC-Coupled | PhotoVoltaic | 11.5
ESMASI-61797 |  |  |  | Net Metering | In Queue | Residential |  | 2025-11-07 | Lithium Ion |  | Other |  |  | 15 | 10 | BM |  |  |  |  | 23592120 | Yes | AC-Coupled | PhotoVoltaic |  | 10
ESMASI-61801 |  |  |  | Net Metering | In Queue | Residential |  | 2025-11-07 | Lithium Ion |  | Other |  |  | 15 | 10 | BM |  |  |  |  | 23592348 | Yes | AC-Coupled | PhotoVoltaic |  | 10
ESMASI-61802 |  |  |  | Net Metering | In Queue | Residential |  | 2025-11-07 | Lithium Ion |  | Tesla | 13.5 | 11.5 | 13.5 | 11.5 | BM |  |  |  |  | 23592344 | Yes | DC-Coupled | PhotoVoltaic | 11.5
ESMASI-61805 |  |  |  | Net Metering | In Queue | Residential |  | 2025-11-07 | Lithium Ion |  | Tesla | 13.5 | 11.5 | 13.5 | 11.5 | BM |  |  |  |  | 23592278 | Yes | DC-Coupled | PhotoVoltaic | 11.5
ESMASI-61830 |  |  |  | Net Metering | In Queue | Residential |  | 2025-11-10 | Lithium Ion |  | Other |  |  | 15 | 10 | BM |  |  |  |  | 23657042 | Yes | AC-Coupled | PhotoVoltaic |  | 10
ESMASI-61831 |  |  |  | Net Metering | In Queue | Residential |  | 2025-11-10 | Lithium Ion |  | Other |  |  | 15 | 10 | BM |  |  |  |  | 23657329 | Yes | AC-Coupled | PhotoVoltaic |  | 10
ESMASI-61835 |  |  |  | Net Metering | In Queue | Residential |  | 2025-11-10 | Lithium Ion |  | Other |  |  | 15 | 10 | BM |  |  |  |  | 23602428 | Yes | AC-Coupled | PhotoVoltaic |  | 10
ESMASI-61838 |  |  |  | Net Metering | In Queue | Residential |  | 2025-11-10 | Lithium Ion |  | Other |  |  | 15 | 10 | BM |  |  |  |  | 23657117 | Yes | AC-Coupled | PhotoVoltaic |  | 10
ESMASI-61844 |  |  |  | Net Metering | In Queue | Residential |  | 2025-11-10 | Lithium Ion |  | Other |  |  | 15 | 10 | BM |  |  |  |  | 23602232 | Yes | AC-Coupled | PhotoVoltaic |  | 10
ESMASI-61842 |  |  |  | Class 1 RECs | In Queue | Residential |  | 2025-11-10 | Lithium Ion |  | Tesla | 13.5 | 11.5 |  |  | BM | Customer Bill Savings (e.g., Demand Charge Management, TOU Arbitrage | Self Generation |  |  | 23600987 | Yes | DC-Coupled | PhotoVoltaic | 11.5
ESMASI-61846 |  |  |  | Net Metering | In Queue | Residential |  | 2025-11-10 | Lithium Ion |  | Other |  |  | 15 | 10 | BM |  |  |  |  | 23602223 | Yes | AC-Coupled | PhotoVoltaic |  | 10
ESMASI-61850 |  |  |  | Class 1 RECs | In Queue | Residential |  | 2025-11-10 | Lithium Ion |  | Tesla | 27 | 11.5 | 27 | 11.5 | BM | Customer Bill Savings (e.g., Demand Charge Management, TOU Arbitrage | Self Generation |  |  | 23600979 | Yes | DC-Coupled | PhotoVoltaic | 11.5
ESMASI-61854 |  |  |  | Net Metering | In Queue | Residential |  | 2025-11-10 | Lithium Ion |  | Other |  |  | 15 | 10 | BM |  |  |  |  | 23603582 | Yes | AC-Coupled | PhotoVoltaic |  | 10
ESMASI-61871 |  |  |  | Net Metering | In Queue | Residential |  | 2025-11-10 | Lithium Ion |  | Other |  |  | 15 | 10 | BM |  |  |  |  | 23603642 | Yes | AC-Coupled | PhotoVoltaic |  | 10
ESMASI-61873 |  |  |  | Net Metering | In Queue | Residential |  | 2025-11-10 | Lithium Ion |  | Other |  |  | 15 | 10 | BM |  |  |  |  | 23603615 | Yes | AC-Coupled | PhotoVoltaic |  | 10
ESMASI-61891 |  |  |  | Net Metering | In Queue | Residential |  | 2025-11-11 | Lithium Ion |  | Other |  |  | 15 | 10 | BM |  |  |  |  | 23612322 | Yes | AC-Coupled | PhotoVoltaic |  | 10
ESMASI-61894 |  |  |  | Net Metering | In Queue | Residential |  | 2025-11-11 | Lithium Ion |  | Other |  |  | 15 | 10 | BM |  |  |  |  | 23612295 | Yes | AC-Coupled | PhotoVoltaic |  | 10
ESMASI-61896 |  |  |  | Net Metering | In Queue | Residential |  | 2025-11-11 | Lithium Ion |  | Other |  |  | 15 | 10 | BM |  |  |  |  | 23611816 | Yes | AC-Coupled | PhotoVoltaic |  | 10
ESMASI-61895 |  |  |  | Net Metering | In Queue | Residential |  | 2025-11-11 | Lithium Ion |  | Other |  |  | 15 | 10 | BM |  |  |  |  | 23665732 | Yes | AC-Coupled | PhotoVoltaic |  | 10
ESMASI-62121 |  |  |  |  | In Queue | Residential |  | 2025-11-18 | Lithium Ion |  | Other | 15 | 15 | 15 | 5 | BM | Customer Bill Savings (e.g., Demand Charge Management, TOU Arbitrage | Reliability and Resiliency |  |  | 23784799 | Yes | AC-Coupled | PhotoVoltaic | 15 | 5
ESMASI-61909 |  |  |  | Net Metering | In Queue | Residential |  | 2025-11-11 | Lithium Ion |  | Other |  |  | 15 | 10 | BM |  |  |  |  | 23611695 | Yes | AC-Coupled | PhotoVoltaic |  | 10
ESMASI-61918 |  |  |  |  | In Queue | Residential |  | 2025-11-12 | Lithium Ion |  | Enphase | 0 | 0 | 0 | 0 | BM |  |  |  |  | 23708156 | Yes | AC-Coupled | PhotoVoltaic | 0 | 0
ESMASI-61916 |  |  |  |  | In Queue | Residential |  | 2025-11-12 | Lithium Ion |  | Enphase | 0 | 0 | 10 | 3.84 | BM |  |  |  |  | 23708163 | Yes | AC-Coupled | PhotoVoltaic | 0 | 3.84
ESMASI-61924 |  |  |  | Connected Solutions Demand Response | In Queue | Residential |  | 2025-11-13 | Lithium Ion |  | Tesla |  |  | 13.5 | 11.5 | BM | Customer Bill Savings (e.g., Demand Charge Management, TOU Arbitrage | Reliability and Resiliency |  |  | 23645692 | Yes | AC-Coupled | PhotoVoltaic |  | 11.5
ESMASI-61929 |  |  |  | Net Metering | In Queue | Residential |  | 2025-11-12 | Lithium Ion |  | Other |  |  | 15 | 10 | BM |  |  |  |  | 23856215 | Yes | AC-Coupled | PhotoVoltaic |  | 10
ESMASI-61930 |  |  |  | Net Metering | In Queue | Residential |  | 2025-11-12 | Lithium Ion |  | Other |  |  | 15 | 10 | BM |  |  |  |  | 23637054 | Yes | AC-Coupled | PhotoVoltaic |  | 10
ESMASI-62315 |  |  |  | Net Metering | In Queue | Residential |  | 2025-11-24 | Lithium Ion |  | Tesla |  |  | 27 | 23 | BM |  |  |  |  | 23809302 | Yes | AC-Coupled | PhotoVoltaic |  | 23
ESMASI-61943 |  |  |  |  | In Queue | Residential |  | 2025-11-12 | Lithium Ion |  | Tesla | 13.5 | 20 | 0 | 0 | BM |  |  |  |  | 23698138 | Yes | DC-Coupled | PhotoVoltaic | 20 | 0
ESMASI-61973 |  |  |  | Net Metering | In Queue | Residential |  | 2025-11-13 | Lithium Ion |  | Other |  |  | 15 | 10 | BM |  |  |  |  | 23661741 | Yes | AC-Coupled | PhotoVoltaic |  | 10
ESMASI-61972 |  |  |  | Net Metering | In Queue | Residential |  | 2025-11-13 | Lithium Ion |  | Other |  |  | 15 | 10 | BM |  |  |  |  | 23661745 | Yes | AC-Coupled | PhotoVoltaic |  | 10
ESMASI-61978 |  |  |  | Net Metering | In Queue | Residential |  | 2025-11-13 | Lithium Ion |  | Other | 0 | 0 | 15 | 10 | BM |  |  |  |  | 23708152 | Yes | AC-Coupled | PhotoVoltaic | 0 | 10
ESMASI-61985 |  |  |  |  | In Queue | Residential |  | 2025-11-13 | Lithium Ion |  | Tesla | 13.5 | 0 | 13.5 | 0 | BM | Reliability and Resiliency | Micogrid |  |  | 24212943 | Yes | AC-Coupled | PhotoVoltaic | 0 | 0
ESMASI-61983 |  |  |  | Net Metering | In Queue | Residential |  | 2025-11-13 | Lithium Ion |  | Other |  |  | 15 | 10 | BM |  |  |  |  | 23661829 | Yes | AC-Coupled | PhotoVoltaic |  | 10
ESMASI-61991 |  |  |  | Net Metering | In Queue | Residential |  | 2025-11-13 | Lithium Ion |  | Tesla | 13.5 | 11.5 | 13.5 | 11.5 | BM |  |  |  |  | 23661764 | Yes | DC-Coupled | PhotoVoltaic | 11.5
ESMASI-61996 |  |  |  | Net Metering | In Queue | Residential |  | 2025-11-13 | Lithium Ion |  | Other |  |  | 15 | 10 | BM |  |  |  |  | 23646527 | Yes | AC-Coupled | PhotoVoltaic |  | 10
ESMASI-62001 |  |  |  | Net Metering | In Queue | Residential |  | 2025-11-13 | Lithium Ion |  | Tesla | 13.5 | 11.5 | 13.5 | 11.5 | BM |  |  |  |  | 23661846 | Yes | DC-Coupled | PhotoVoltaic | 11.5
ESMASI-62032 |  |  |  | Net Metering | In Queue | Residential |  | 2025-11-14 | Lithium Ion |  | Other |  |  | 15 | 10 | BM |  |  |  |  | 23732758 | Yes | AC-Coupled | PhotoVoltaic |  | 10
ESMASI-62305 |  |  |  | Net Metering | In Queue | Residential |  | 2025-11-24 | Lithium Ion |  | Other |  |  | 15 | 10 | BM |  |  |  |  | 23805909 | Yes | AC-Coupled | PhotoVoltaic |  | 10
ESMASI-62035 |  |  |  | Net Metering | In Queue | Residential |  | 2025-11-14 | Lithium Ion |  | Other |  |  | 15 | 10 | BM |  |  |  |  | 23675115 | Yes | AC-Coupled | PhotoVoltaic |  | 10
ESMASI-62036 |  |  |  | Net Metering | In Queue | Residential |  | 2025-11-14 | Lithium Ion |  | Other |  |  | 15 | 10 | BM |  |  |  |  | 23675111 | Yes | AC-Coupled | PhotoVoltaic |  | 10
ESMASI-62044 |  |  |  | Net Metering | In Queue | Residential |  | 2025-11-17 | Lithium Ion |  | Other |  |  | 15 | 10 | BM |  |  |  |  | 23692380 | Yes | AC-Coupled | PhotoVoltaic |  | 10
ESMASI-62061 |  |  |  | Net Metering | In Queue | Residential |  | 2025-11-17 | Lithium Ion |  | Other |  |  | 15 | 10 | BM |  |  |  |  | 23699923 | Yes | AC-Coupled | PhotoVoltaic |  | 10
ESMASI-62071 |  |  |  | Net Metering | In Queue | Residential |  | 2025-11-17 | Lithium Ion |  | Other |  |  | 15 | 10 | BM |  |  |  |  | 23700431 | Yes | AC-Coupled | PhotoVoltaic |  | 10
ESMASI-62132 |  |  |  |  | In Queue | Residential |  | 2025-11-18 | Lithium Ion |  | Tesla | 13.12 | 13.12 | 13.5 | 5 | BM |  |  |  |  | 23807492 | Yes | DC-Coupled | PhotoVoltaic | 13.12
ESMASI-62080 |  |  |  | Net Metering | In Queue | Residential |  | 2025-11-17 | Lithium Ion |  | Other |  |  | 15 | 10 | BM |  |  |  |  | 23700253 | Yes | AC-Coupled | PhotoVoltaic |  | 10
ESMASI-62188 |  |  |  | Net Metering | In Queue | Residential |  | 2025-11-20 | Lithium Ion |  | Other |  |  | 15 | 10 | BM |  |  |  |  | 23778806 | Yes | AC-Coupled | PhotoVoltaic |  | 10
ESMASI-62087 |  |  |  | Net Metering | In Queue | Residential |  | 2025-11-17 | Lithium Ion |  | Other |  |  | 15 | 10 | BM |  |  |  |  | 23700479 | Yes | AC-Coupled | PhotoVoltaic |  | 10
ESMASI-62092 |  |  |  | Net Metering | In Queue | Residential |  | 2025-11-17 | Lithium Ion |  | Tesla | 13 | 11.5 | 13.5 | 11.5 | BM |  |  |  |  | 23700890 | Yes | DC-Coupled | PhotoVoltaic | 11.5
ESMASI-62095 |  |  |  | Net Metering | In Queue | Residential |  | 2025-11-17 | Lithium Ion |  | Other |  |  | 15 | 10 | BM |  |  |  |  | 23700361 | Yes | AC-Coupled | PhotoVoltaic |  | 10
ESMASI-62096 |  |  |  | Net Metering | In Queue | Residential |  | 2025-11-17 | Lithium Ion |  | Other | 0 | 0 | 15 | 10 | BM |  |  |  |  | 23723495 | Yes | AC-Coupled | PhotoVoltaic | 0 | 10
ESMASI-62097 |  |  |  | Net Metering | In Queue | Residential |  | 2025-11-17 | Lithium Ion |  | Other |  |  | 15 | 10 | BM |  |  |  |  | 23700726 | Yes | AC-Coupled | PhotoVoltaic |  | 10
ESMASI-62102 |  |  |  | Net Metering | In Queue | Residential |  | 2025-11-17 | Lithium Ion |  | Other |  |  | 15 | 10 | BM |  |  |  |  | 23700585 | Yes | AC-Coupled | PhotoVoltaic |  | 10
ESMASI-62103 |  |  |  | Net Metering | In Queue | Residential |  | 2025-11-17 | Lithium Ion |  | Other |  |  | 15 | 10 | BM |  |  |  |  | 23807559 | Yes | AC-Coupled | PhotoVoltaic |  | 10
ESMASI-62104 |  |  |  | Net Metering | In Queue | Residential |  | 2025-11-17 | Lithium Ion |  | Other |  |  | 15 | 10 | BM |  |  |  |  | 23807570 | Yes | AC-Coupled | PhotoVoltaic |  | 10
ESMASI-62106 |  |  |  | Net Metering | In Queue | Residential |  | 2025-11-17 | Lithium Ion |  | Tesla | 13 | 11.5 | 0 | 0 | BM |  |  |  |  | 23723424 | Yes | DC-Coupled | PhotoVoltaic | 11.5 | 0
ESMASI-62207 |  | MA - Energy Efficiency/ DR Program |  | Utility DR Program | In Queue | Residential |  | 2025-11-20 | Lithium Ion |  | Other |  |  | 15 | 10 | BM | Reliability and Resiliency | Self Generation |  |  | 23778897 | Yes | AC-Coupled | PhotoVoltaic |  | 10
ESMASI-62354 |  |  |  |  | In Queue | Residential |  | 2025-11-25 | Lithium Ion |  | Other | 0 | 0 | 10 | 10 | BM | Micogrid |  |  |  | 23990272 | Yes | AC-Coupled | PhotoVoltaic | 0 | 10
ESMASI-62113 |  |  |  | Net Metering | In Queue | Residential |  | 2025-11-18 | Lithium Ion |  | Other |  |  | 15 | 10 | BM |  |  |  |  | 23729959 | Yes | AC-Coupled | PhotoVoltaic |  | 10
ESMASI-62122 |  |  |  | Net Metering | In Queue | Residential |  | 2025-11-18 | Lithium Ion |  | Other |  |  | 15 | 10 | BM |  |  |  |  | 23729945 | Yes | AC-Coupled | PhotoVoltaic |  | 10
ESMASI-62124 |  |  |  | Net Metering | In Queue | Residential |  | 2025-11-18 | Lithium Ion |  | Other |  |  | 15 | 10 | BM |  |  |  |  | 23729941 | Yes | AC-Coupled | PhotoVoltaic |  | 10
ESMASI-62134 |  |  |  | Net Metering | In Queue | Residential |  | 2025-11-18 | Lithium Ion |  | Other |  |  | 15 | 10 | BM |  |  |  |  | 23807546 | Yes | AC-Coupled | PhotoVoltaic |  | 10
ESMASI-62137 |  |  |  | Net Metering | In Queue | Residential |  | 2025-11-18 | Lithium Ion |  | Other |  |  | 15 | 10 | BM |  |  |  |  | 23729490 | Yes | AC-Coupled | PhotoVoltaic |  | 10
ESMASI-62139 |  |  |  | Net Metering | In Queue | Residential |  | 2025-11-18 | Lithium Ion |  | Other |  |  | 15 | 10 | BM |  |  |  |  | 23730016 | Yes | AC-Coupled | PhotoVoltaic |  | 10
ESMASI-62385 |  |  |  |  | In Queue | Residential |  | 2025-11-25 | Lithium Ion |  | Other | 15 | 8 | 15 | 10 | BM |  |  |  |  | 23915125 | Yes | AC-Coupled | PhotoVoltaic | 8 | 10
ESMASI-62153 |  |  |  | Net Metering | In Queue | Residential |  | 2025-11-19 | Lithium Ion |  | Other |  |  | 15 | 10 | BM |  |  |  |  | 23732166 | Yes | AC-Coupled | PhotoVoltaic |  | 10
ESMASI-62161 |  |  |  | Net Metering | In Queue | Residential |  | 2025-11-19 | Lithium Ion |  | Other |  |  | 15 | 10 | BM |  |  |  |  | 23742184 | Yes | AC-Coupled | PhotoVoltaic |  | 10
ESMASI-62162 |  |  |  | Net Metering | In Queue | Residential |  | 2025-11-19 | Lithium Ion |  | Other |  |  | 15 | 10 | BM |  |  |  |  | 23742592 | Yes | AC-Coupled | PhotoVoltaic |  | 10
ESMASI-62164 |  |  |  | Net Metering | In Queue | Residential |  | 2025-11-19 | Lithium Ion |  | Other |  |  | 15 | 10 | BM |  |  |  |  | 23742586 | Yes | AC-Coupled | PhotoVoltaic |  | 10
ESMASI-62165 |  |  |  | Net Metering | In Queue | Residential |  | 2025-11-19 | Lithium Ion |  | Other |  |  | 15 | 10 | BM |  |  |  |  | 23742566 | Yes | AC-Coupled | PhotoVoltaic |  | 10
ESMASI-62169 |  |  |  | Net Metering | In Queue | Residential |  | 2025-11-19 | Lithium Ion |  | Other |  |  | 15 | 10 | BM |  |  |  |  | 23742308 | Yes | AC-Coupled | PhotoVoltaic |  | 10
ESMASI-62170 |  |  |  | Net Metering | In Queue | Residential |  | 2025-11-19 | Lithium Ion |  | Other |  |  | 15 | 10 | BM |  |  |  |  | 23807610 | Yes | AC-Coupled | PhotoVoltaic |  | 10
ESMASI-62177 |  |  |  | Net Metering | In Queue | Residential |  | 2025-11-19 | Lithium Ion |  | Other |  |  | 15 | 10 | BM |  |  |  |  | 23742638 | Yes | AC-Coupled | PhotoVoltaic |  | 10
ESMASI-62179 |  |  |  | Net Metering | In Queue | Residential |  | 2025-11-19 | Lithium Ion |  | Other |  |  | 15 | 10 | BM |  |  |  |  | 23742633 | Yes | AC-Coupled | PhotoVoltaic |  | 10
ESMASI-62180 |  |  |  | Net Metering | In Queue | Residential |  | 2025-11-19 | Lithium Ion |  | Other |  |  | 15 | 10 | BM |  |  |  |  | 23742647 | Yes | AC-Coupled | PhotoVoltaic |  | 10
ESMASI-62228 |  |  |  |  | In Queue | Residential |  | 2025-11-20 | Lithium Ion |  | Other | 10 | 10 | 10 | 10 | BM |  |  |  |  | 24051592 | Yes | AC-Coupled | PhotoVoltaic | 10 | 10
ESMASI-62181 |  |  |  | Net Metering | In Queue | Residential |  | 2025-11-19 | Lithium Ion |  | Other |  |  | 15 | 10 | BM |  |  |  |  | 23742642 | Yes | AC-Coupled | PhotoVoltaic |  | 10
ESMASI-62185 |  |  |  | Net Metering | In Queue | Residential |  | 2025-11-20 | Lithium Ion |  | Other |  |  | 15 | 10 | BM |  |  |  |  | 23778818 | Yes | AC-Coupled | PhotoVoltaic |  | 10
ESMASI-62303 |  |  |  | Net Metering | In Queue | Residential |  | 2025-11-24 | Lithium Ion |  | Other |  |  | 15 | 10 | BM |  |  |  |  | 23805933 | Yes | AC-Coupled | PhotoVoltaic |  | 10
ESMASI-62186 |  |  |  | Net Metering | In Queue | Residential |  | 2025-11-20 | Lithium Ion |  | Other |  |  | 15 | 10 | BM |  |  |  |  | 23778814 | Yes | AC-Coupled | PhotoVoltaic |  | 10
ESMASI-62187 |  |  |  | Net Metering | In Queue | Residential |  | 2025-11-20 | Lithium Ion |  | Other |  |  | 15 | 10 | BM |  |  |  |  | 23778810 | Yes | AC-Coupled | PhotoVoltaic |  | 10
ESMASI-62191 |  |  |  | Net Metering | In Queue | Residential |  | 2025-11-20 | Lithium Ion |  | Tesla | 13.5 | 11.5 | 13.5 | 11.5 | BM |  |  |  |  | 23778797 | Yes | DC-Coupled | PhotoVoltaic | 11.5
ESMASI-62196 |  |  |  | Net Metering | In Queue | Residential |  | 2025-11-20 | Lithium Ion |  | Tesla |  |  | 13.5 | 11.5 | BM |  |  |  |  | 23778858 | Yes | AC-Coupled | PhotoVoltaic |  | 11.5
ESMASI-62199 |  |  |  |  | In Queue | Residential |  | 2025-11-20 | Lithium Ion |  | Other | 11.85 | 11.85 | 6.1 | 6.1 | BM |  |  |  |  | 23867872 | No | AC-Coupled | PhotoVoltaic | 11.85 | 6.1
ESMASI-62197 |  |  |  | Net Metering | In Queue | Residential |  | 2025-11-20 | Lithium Ion |  | Tesla | 13.5 | 11.5 | 13.5 | 11.5 | BM |  |  |  |  | 23778851 | Yes | DC-Coupled | PhotoVoltaic | 11.5
ESMASI-62484 |  |  |  |  | In Queue | Residential |  | 2025-12-01 | Lithium Ion |  | Other |  |  | 3.5 | 3.5 | BM |  |  |  |  | 23871099 | Yes | AC-Coupled | PhotoVoltaic |  | 3.5
ESMASI-62202 |  |  |  | Net Metering | In Queue | Residential |  | 2025-11-20 | Lithium Ion |  | Other |  |  | 15 | 10 | BM |  |  |  |  | 23778839 | Yes | AC-Coupled | PhotoVoltaic |  | 10
ESMASI-62301 |  |  |  | Net Metering | In Queue | Residential |  | 2025-11-24 | Lithium Ion |  | Tesla | 13.5 | 11.5 | 13.5 | 11.5 | BM |  |  |  |  | 23805941 | Yes | DC-Coupled | PhotoVoltaic | 11.5
ESMASI-62206 |  |  |  | Net Metering | In Queue | Residential |  | 2025-11-20 | Lithium Ion |  | Other |  |  | 15 | 10 | BM |  |  |  |  | 23807578 | Yes | AC-Coupled | PhotoVoltaic |  | 10
ESMASI-62211 |  |  |  | Net Metering | In Queue | Residential |  | 2025-11-20 | Lithium Ion |  | Other |  |  | 15 | 10 | BM |  |  |  |  | 23778880 | Yes | AC-Coupled | PhotoVoltaic |  | 10
ESMASI-62212 |  |  |  | Net Metering | In Queue | Residential |  | 2025-11-20 | Lithium Ion |  | Other |  |  | 15 | 10 | BM |  |  |  |  | 23807502 | Yes | AC-Coupled | PhotoVoltaic |  | 10
ESMASI-62214 |  |  |  | Net Metering | In Queue | Residential |  | 2025-11-20 | Lithium Ion |  | Other |  |  | 15 | 10 | BM |  |  |  |  | 23778872 | Yes | AC-Coupled | PhotoVoltaic |  | 10
ESMASI-62223 |  |  |  | Net Metering | In Queue | Residential |  | 2025-11-20 | Lithium Ion |  | Tesla | 13.5 | 11.5 | 13.5 | 11.5 | BM |  |  |  |  | 23778913 | Yes | DC-Coupled | PhotoVoltaic | 11.5
ESMASI-62241 |  |  |  | Net Metering | In Queue | Residential |  | 2025-11-21 | Lithium Ion |  | Other |  |  | 15 | 10 | BM |  |  |  |  | 23789850 | Yes | AC-Coupled | PhotoVoltaic |  | 10
ESMASI-62224 |  |  |  | Net Metering | In Queue | Residential |  | 2025-11-20 | Lithium Ion |  | Other |  |  | 15 | 10 | BM |  |  |  |  | 23778909 | Yes | AC-Coupled | PhotoVoltaic |  | 10
ESMASI-62225 |  |  |  | Net Metering | In Queue | Residential |  | 2025-11-20 | Lithium Ion |  | Tesla | 13.5 | 11.5 | 13.5 | 11.5 | BM |  |  |  |  | 23778784 | Yes | DC-Coupled | PhotoVoltaic | 11.5
ESMASI-62226 |  |  |  | Net Metering | In Queue | Residential |  | 2025-11-20 | Lithium Ion |  | Other |  |  | 15 | 10 | BM |  |  |  |  | 23778905 | Yes | AC-Coupled | PhotoVoltaic |  | 10
ESMASI-62230 |  |  |  | Net Metering | In Queue | Residential |  | 2025-11-20 | Lithium Ion |  | Other |  |  | 15 | 10 | BM |  |  |  |  | 23778943 | Yes | AC-Coupled | PhotoVoltaic |  | 10
ESMASI-62237 |  |  |  | Net Metering | In Queue | Residential |  | 2025-11-21 | Lithium Ion |  | Tesla | 13.5 | 11.5 | 13.5 | 11.5 | BM |  |  |  |  | 23789912 | Yes | DC-Coupled | PhotoVoltaic | 11.5
ESMASI-63208 |  |  |  | Utility DR Program | In Queue | Residential |  | 2025-12-30 | Lithium Ion |  | Tesla | 13.5 | 20 | 13.5 | 11.5 | BM | Customer Bill Savings (e.g., Demand Charge Management, TOU Arbitrage | Reliability and Resiliency |  |  | 24405438 | Yes | AC-Coupled | Other | 20 | 11.5
ESMASI-62240 |  |  |  |  | In Queue | Residential |  | 2025-11-21 | Lithium Ion |  | Tesla | 27 | 5 | 27 | 10 | BM | Customer Bill Savings (e.g., Demand Charge Management, TOU Arbitrage | Self Generation |  |  | 23784851 | Yes | DC-Coupled | PhotoVoltaic | 5
ESMASI-62245 |  |  |  | Net Metering | In Queue | Residential |  | 2025-11-21 | Lithium Ion |  | Other |  |  | 15 | 10 | BM |  |  |  |  | 23789834 | Yes | AC-Coupled | PhotoVoltaic |  | 10
ESMASI-62537 |  |  |  | Net Metering | In Queue | Residential |  | 2025-12-02 | Lithium Ion |  | Tesla | 13.5 | 11.5 | 13.5 | 11.5 | BM |  |  |  |  | 23887003 | Yes | DC-Coupled | PhotoVoltaic | 11.5
ESMASI-62309 |  |  |  | Net Metering | In Queue | Residential |  | 2025-11-24 | Lithium Ion |  | Other |  |  | 15 | 10 | BM |  |  |  |  | 23806145 | Yes | AC-Coupled | PhotoVoltaic |  | 10
ESMASI-62268 |  |  |  | Net Metering | In Queue | Residential |  | 2025-11-21 | Lithium Ion |  | Other |  |  | 15 | 10 | BM |  |  |  |  | 23790108 | Yes | AC-Coupled | PhotoVoltaic |  | 10
ESMASI-62270 |  |  |  | Net Metering | In Queue | Residential |  | 2025-11-21 | Lithium Ion |  | Other |  |  | 15 | 10 | BM |  |  |  |  | 23790303 | Yes | AC-Coupled | PhotoVoltaic |  | 10
ESMASI-62281 |  |  |  | Net Metering | In Queue | Residential |  | 2025-11-21 | Lithium Ion |  | Tesla | 13.5 | 11.5 | 13.5 | 11.5 | BM |  |  |  |  | 23790560 | Yes | DC-Coupled | PhotoVoltaic | 11.5
ESMASI-62310 |  |  |  | Net Metering | In Queue | Residential |  | 2025-11-24 | Lithium Ion |  | Other |  |  | 15 | 10 | BM |  |  |  |  | 23805898 | Yes | AC-Coupled | PhotoVoltaic |  | 10
ESMASI-62311 |  |  |  | Net Metering | In Queue | Residential |  | 2025-11-24 | Lithium Ion |  | Other |  |  | 15 | 10 | BM |  |  |  |  | 23805894 | Yes | AC-Coupled | PhotoVoltaic |  | 10
ESMASI-62312 |  |  |  | Net Metering | In Queue | Residential |  | 2025-11-24 | Lithium Ion |  | Other |  |  | 15 | 10 | BM |  |  |  |  | 23805890 | Yes | AC-Coupled | PhotoVoltaic |  | 10
ESMASI-62319 |  |  |  | Net Metering | In Queue | Residential |  | 2025-11-24 | Lithium Ion |  | Other |  |  | 15 | 10 | BM |  |  |  |  | 23799575 | Yes | AC-Coupled | PhotoVoltaic |  | 10
ESMASI-62321 |  |  |  | Net Metering | In Queue | Residential |  | 2025-11-24 | Lithium Ion |  | Other |  |  | 15 | 10 | BM |  |  |  |  | 23799570 | Yes | AC-Coupled | PhotoVoltaic |  | 10
ESMASI-62322 |  |  |  | Net Metering | In Queue | Residential |  | 2025-11-24 | Lithium Ion |  | Other |  |  | 15 | 10 | BM |  |  |  |  | 23808303 | Yes | AC-Coupled | PhotoVoltaic |  | 10
ESMASI-62329 |  |  |  | Connected Solutions Demand Response | In Queue | Residential |  | 2025-11-24 | Lithium Ion |  | Tesla |  |  | 13.5 | 11.5 | BM | Customer Bill Savings (e.g., Demand Charge Management, TOU Arbitrage | Reliability and Resiliency |  |  | 23808258 | Yes | AC-Coupled | PhotoVoltaic |  | 11.5
ESMASI-62328 |  |  |  | Net Metering | In Queue | Residential |  | 2025-11-24 | Lithium Ion |  | Other |  |  | 15 | 10 | BM |  |  |  |  | 23808262 | Yes | AC-Coupled | PhotoVoltaic |  | 10
ESMASI-62332 |  |  |  | Net Metering | In Queue | Residential |  | 2025-11-24 | Lithium Ion |  | Other |  |  | 15 | 10 | BM |  |  |  |  | 23808353 | Yes | AC-Coupled | PhotoVoltaic |  | 10
ESMASI-62334 |  |  |  | Net Metering | In Queue | Residential |  | 2025-11-24 | Lithium Ion |  | Other |  |  | 15 | 10 | BM |  |  |  |  | 23808345 | Yes | AC-Coupled | PhotoVoltaic |  | 10
ESMASI-62338 |  |  |  | Net Metering | In Queue | Residential |  | 2025-11-24 | Lithium Ion |  | Other |  |  | 15 | 10 | BM |  |  |  |  | 23808328 | Yes | AC-Coupled | PhotoVoltaic |  | 10
ESMASI-62340 |  |  |  | Net Metering | In Queue | Residential |  | 2025-11-24 | Lithium Ion |  | Other |  |  | 15 | 10 | BM |  |  |  |  | 23808320 | Yes | AC-Coupled | PhotoVoltaic |  | 10
ESMASI-62857 |  |  |  |  | In Queue | Residential |  | 2025-12-11 | Lithium Ion |  | Other | 18.5 | 9.2 | 18.5 | 9.2 | BM |  |  |  |  | 24338762 | Yes | DC-Coupled | PhotoVoltaic | 9.2 | 9.2
ESMASI-62345 |  |  |  | Net Metering | In Queue | Residential |  | 2025-11-24 | Lithium Ion |  | Other |  |  | 15 | 10 | BM |  |  |  |  | 23812776 | Yes | AC-Coupled | PhotoVoltaic |  | 10
ESMASI-62350 |  |  |  | Net Metering | In Queue | Residential |  | 2025-11-24 | Lithium Ion |  | Other |  |  | 15 | 10 | BM |  |  |  |  | 23812731 | Yes | AC-Coupled | PhotoVoltaic |  | 10
ESMASI-62353 |  |  |  | Net Metering | In Queue | Residential |  | 2025-11-24 | Lithium Ion |  | Other |  |  | 15 | 10 | BM |  |  |  |  | 23812901 | Yes | AC-Coupled | PhotoVoltaic |  | 10
ESMASI-62363 |  |  |  | Net Metering | In Queue | Residential |  | 2025-11-25 | Lithium Ion |  | Other |  |  | 15 | 10 | BM |  |  |  |  | 23915288 | Yes | AC-Coupled | PhotoVoltaic |  | 10
ESMASI-62366 |  |  |  | Net Metering | In Queue | Residential |  | 2025-11-25 | Lithium Ion |  | Other |  |  | 15 | 10 | BM |  |  |  |  | 23818511 | Yes | AC-Coupled | PhotoVoltaic |  | 10
ESMASI-62399 |  |  |  | Connected Solutions Demand Response | In Queue | Residential |  | 2025-11-26 | Lithium Ion |  | Tesla |  |  | 27 | 11.5 | BM | Customer Bill Savings (e.g., Demand Charge Management, TOU Arbitrage | Reliability and Resiliency |  |  | 23835041 | Yes | AC-Coupled | PhotoVoltaic |  | 11.5
ESMASI-62386 |  |  |  | Net Metering | In Queue | Residential |  | 2025-11-25 | Lithium Ion |  | Other |  |  | 15 | 10 | BM |  |  |  |  | 23915474 | Yes | AC-Coupled | PhotoVoltaic |  | 10
ESMASI-62389 |  |  |  | Net Metering | In Queue | Residential |  | 2025-11-25 | Lithium Ion |  | Other |  |  | 15 | 10 | BM |  |  |  |  | 23818712 | Yes | AC-Coupled | PhotoVoltaic |  | 10
ESMASI-62396 |  |  |  | Net Metering | In Queue | Residential |  | 2025-11-25 | Lithium Ion |  | Other |  |  | 15 | 10 | BM |  |  |  |  | 23818932 | Yes | AC-Coupled | PhotoVoltaic |  | 10
ESMASI-62412 |  |  |  | Net Metering | In Queue | Residential |  | 2025-11-26 | Lithium Ion |  | Tesla | 13.5 | 11.5 | 13.5 | 11.5 | BM |  |  |  |  | 23841345 | Yes | DC-Coupled | PhotoVoltaic | 11.5
ESMASI-62421 |  |  |  | Net Metering | In Queue | Residential |  | 2025-11-26 | Lithium Ion |  | Other |  |  | 15 | 10 | BM |  |  |  |  | 23841311 | Yes | AC-Coupled | PhotoVoltaic |  | 10
ESMASI-62424 |  |  |  | Net Metering | In Queue | Residential |  | 2025-11-26 | Lithium Ion |  | Other |  |  | 15 | 10 | BM |  |  |  |  | 23847190 | Yes | AC-Coupled | PhotoVoltaic |  | 10
ESMASI-62428 |  |  |  | Net Metering | In Queue | Residential |  | 2025-11-26 | Lithium Ion |  | Other |  |  | 15 | 10 | BM |  |  |  |  | 23915618 | Yes | AC-Coupled | PhotoVoltaic |  | 10
ESMASI-62434 |  |  |  | Net Metering | In Queue | Residential |  | 2025-11-26 | Lithium Ion |  | Other |  |  | 15 | 10 | BM |  |  |  |  | 23847157 | Yes | AC-Coupled | PhotoVoltaic |  | 10
ESMASI-62435 |  |  |  | Net Metering | In Queue | Residential |  | 2025-11-26 | Lithium Ion |  | Other |  |  | 15 | 10 | BM |  |  |  |  | 23847153 | Yes | AC-Coupled | PhotoVoltaic |  | 10
ESMASI-62436 |  |  |  | Net Metering | In Queue | Residential |  | 2025-11-26 | Lithium Ion |  | Other |  |  | 15 | 10 | BM |  |  |  |  | 23847149 | Yes | AC-Coupled | PhotoVoltaic |  | 10
ESMASI-62437 |  |  |  | Net Metering | In Queue | Residential |  | 2025-11-26 | Lithium Ion |  | Other |  |  | 15 | 10 | BM |  |  |  |  | 23847145 | Yes | AC-Coupled | PhotoVoltaic |  | 10
ESMASI-62438 |  |  |  | Net Metering | In Queue | Residential |  | 2025-11-26 | Lithium Ion |  | Other |  |  | 15 | 10 | BM |  |  |  |  | 23847140 | Yes | AC-Coupled | PhotoVoltaic |  | 10
ESMASI-62441 |  |  |  | Net Metering | In Queue | Residential |  | 2025-11-26 | Lithium Ion |  | Other |  |  | 15 | 10 | BM |  |  |  |  | 23847178 | Yes | AC-Coupled | PhotoVoltaic |  | 10
ESMASI-62446 |  |  |  | Net Metering | In Queue | Residential |  | 2025-11-27 | Lithium Ion |  | Other |  |  | 15 | 10 | BM |  |  |  |  | 23988322 | Yes | AC-Coupled | PhotoVoltaic |  | 10
ESMASI-62447 |  |  |  | Net Metering | In Queue | Residential |  | 2025-11-27 | Lithium Ion |  | Other |  |  | 15 | 10 | BM |  |  |  |  | 23867149 | Yes | AC-Coupled | PhotoVoltaic |  | 10
ESMASI-62448 |  |  |  | Net Metering | In Queue | Residential |  | 2025-11-27 | Lithium Ion |  | Other |  |  | 15 | 10 | BM |  |  |  |  | 23867129 | Yes | AC-Coupled | PhotoVoltaic |  | 10
ESMASI-62449 |  |  |  | Net Metering | In Queue | Residential |  | 2025-11-27 | Lithium Ion |  | Other |  |  | 15 | 10 | BM |  |  |  |  | 23868517 | Yes | AC-Coupled | PhotoVoltaic |  | 10
ESMASI-62456 |  |  |  | Net Metering | In Queue | Residential |  | 2025-11-28 | Lithium Ion |  | Other |  |  | 15 | 10 | BM |  |  |  |  | 23868708 | Yes | AC-Coupled | PhotoVoltaic |  | 10
ESMASI-62459 |  |  |  | Net Metering | In Queue | Residential |  | 2025-11-28 | Lithium Ion |  | Other |  |  | 15 | 10 | BM |  |  |  |  | 23862580 | Yes | AC-Coupled | PhotoVoltaic |  | 10
ESMASI-62460 |  |  |  | Net Metering | In Queue | Residential |  | 2025-11-28 | Lithium Ion |  | Other |  |  | 15 | 10 | BM |  |  |  |  | 23868608 | Yes | AC-Coupled | PhotoVoltaic |  | 10
ESMASI-62461 |  |  |  | Net Metering | In Queue | Residential |  | 2025-11-28 | Lithium Ion |  | Other |  |  | 15 | 10 | BM |  |  |  |  | 23868530 | Yes | AC-Coupled | PhotoVoltaic |  | 10
ESMASI-62463 |  |  |  | Net Metering | In Queue | Residential |  | 2025-11-28 | Lithium Ion |  | Other |  |  | 15 | 10 | BM |  |  |  |  | 23996546 | Yes | AC-Coupled | PhotoVoltaic |  | 10
ESMASI-62464 |  |  |  | Net Metering | In Queue | Residential |  | 2025-11-28 | Lithium Ion |  | Other |  |  | 15 | 10 | BM |  |  |  |  | 23868825 | Yes | AC-Coupled | PhotoVoltaic |  | 10
ESMASI-62465 |  |  |  | Net Metering | In Queue | Residential |  | 2025-11-28 | Lithium Ion |  | Other |  |  | 15 | 10 | BM |  |  |  |  | 23853837 | Yes | AC-Coupled | PhotoVoltaic |  | 10
ESMASI-62468 |  |  |  | Net Metering | In Queue | Residential |  | 2025-11-28 | Lithium Ion |  | Other |  |  | 15 | 10 | BM |  |  |  |  | 23853808 | Yes | AC-Coupled | PhotoVoltaic |  | 10
ESMASI-62474 |  |  |  | Net Metering | In Queue | Residential |  | 2025-11-28 | Lithium Ion |  | Other |  |  | 15 | 10 | BM |  |  |  |  | 23853637 | Yes | AC-Coupled | PhotoVoltaic |  | 10
ESMASI-62475 |  |  |  | Net Metering | In Queue | Residential |  | 2025-11-28 | Lithium Ion |  | Other |  |  | 15 | 10 | BM |  |  |  |  | 23853631 | Yes | AC-Coupled | PhotoVoltaic |  | 10
ESMASI-62489 |  |  |  | Net Metering | In Queue | Residential |  | 2025-12-01 | Lithium Ion |  | Other |  |  | 15 | 10 | BM |  |  |  |  | 23873308 | Yes | AC-Coupled | PhotoVoltaic |  | 10
ESMASI-62493 |  |  |  | Net Metering | In Queue | Residential |  | 2025-12-01 | Lithium Ion |  | Other |  |  | 15 | 10 | BM |  |  |  |  | 23873208 | Yes | AC-Coupled | PhotoVoltaic |  | 10
ESMASI-62494 |  |  |  | Net Metering | In Queue | Residential |  | 2025-12-01 | Lithium Ion |  | Other |  |  | 15 | 10 | BM |  |  |  |  | 23873098 | Yes | AC-Coupled | PhotoVoltaic |  | 10
ESMASI-62498 |  |  |  | Net Metering | In Queue | Residential |  | 2025-12-01 | Lithium Ion |  | Other |  |  | 15 | 10 | BM |  |  |  |  | 23871176 | Yes | AC-Coupled | PhotoVoltaic |  | 10
ESMASI-62501 |  |  |  | Net Metering | In Queue | Residential |  | 2025-12-01 | Lithium Ion |  | Tesla |  |  | 13.5 | 11.5 | BM |  |  |  |  | 23873599 | Yes | AC-Coupled | PhotoVoltaic |  | 11.5
ESMASI-62726 |  |  |  |  | In Queue | Residential |  | 2025-12-08 | Lithium Ion |  | Other | 9.6 | 9.6 | 9.6 | 9.6 | BM | Customer Bill Savings (e.g., Demand Charge Management, TOU Arbitrage | Reliability and Resiliency |  |  | 23970918 | No | DC-Coupled | Other | 9.6
ESMASI-62508 |  |  |  | Net Metering | In Queue | Residential |  | 2025-12-01 | Lithium Ion |  | Tesla | 13.5 | 11.5 | 13.5 | 11.5 | BM |  |  |  |  | 23873497 | Yes | DC-Coupled | PhotoVoltaic | 11.5
ESMASI-62516 |  |  |  | Net Metering | In Queue | Residential |  | 2025-12-01 | Lithium Ion |  | Other |  |  | 15 | 10 | BM |  |  |  |  | 24000128 | Yes | AC-Coupled | PhotoVoltaic |  | 10
ESMASI-62509 |  |  |  | Net Metering | In Queue | Residential |  | 2025-12-01 | Lithium Ion |  | Other |  |  | 15 | 10 | BM |  |  |  |  | 23873492 | Yes | AC-Coupled | PhotoVoltaic |  | 10
ESMASI-62510 |  |  |  | Net Metering | In Queue | Residential |  | 2025-12-01 | Lithium Ion |  | Other |  |  | 15 | 10 | BM |  |  |  |  | 23873484 | Yes | AC-Coupled | PhotoVoltaic |  | 10
ESMASI-62511 |  |  |  | Net Metering | In Queue | Residential |  | 2025-12-01 | Lithium Ion |  | Other |  |  | 15 | 10 | BM |  |  |  |  | 23873479 | Yes | AC-Coupled | PhotoVoltaic |  | 10
ESMASI-62521 |  |  |  | Net Metering | In Queue | Residential |  | 2025-12-01 | Lithium Ion |  | Other |  |  | 15 | 10 | BM |  |  |  |  | 23874050 | Yes | AC-Coupled | PhotoVoltaic |  | 10
ESMASI-62808 |  |  |  | Net Metering | In Queue | Residential |  | 2025-12-09 | Lithium Ion |  | Other |  |  | 15 | 10 | BM |  |  |  |  | 24026693 | Yes | AC-Coupled | PhotoVoltaic |  | 10
ESMASI-62579 |  |  |  | Net Metering | In Queue | Residential |  | 2025-12-03 | Lithium Ion |  | Other |  |  | 15 | 10 | BM |  |  |  |  | 23907419 | Yes | AC-Coupled | PhotoVoltaic |  | 10
ESMASI-62524 |  |  |  | Net Metering | In Queue | Residential |  | 2025-12-01 | Lithium Ion |  | Other |  |  | 15 | 10 | BM |  |  |  |  | 23874606 | Yes | AC-Coupled | PhotoVoltaic |  | 10
ESMASI-62594 |  |  |  | Net Metering | In Queue | Residential |  | 2025-12-04 | Lithium Ion |  | Other |  |  | 15 | 10 | BM |  |  |  |  | 23953534 | Yes | AC-Coupled | PhotoVoltaic |  | 10
ESMASI-62527 |  |  |  | Net Metering | In Queue | Residential |  | 2025-12-01 | Lithium Ion |  | Other |  |  | 15 | 10 | BM |  |  |  |  | 23874041 | Yes | AC-Coupled | PhotoVoltaic |  | 10
ESMASI-63073 |  |  |  | Net Metering | In Queue | Residential |  | 2025-12-19 | Lithium Ion |  | Other | 13.5 | 11.5 |  |  | BM |  |  |  |  | 24177225 | Yes | DC-Coupled | PhotoVoltaic | 11.5
ESMASI-62528 |  |  |  | Net Metering | In Queue | Residential |  | 2025-12-01 | Lithium Ion |  | Other |  |  | 15 | 10 | BM |  |  |  |  | 23874339 | Yes | AC-Coupled | PhotoVoltaic |  | 10
ESMASI-62529 |  |  |  | Net Metering | In Queue | Residential |  | 2025-12-01 | Lithium Ion |  | Other | 0 | 0 | 15 | 10 | BM |  |  |  |  | 23887126 | Yes | AC-Coupled | PhotoVoltaic | 0 | 10
ESMASI-62536 |  |  |  | Net Metering | In Queue | Residential |  | 2025-12-02 | Lithium Ion |  | Other |  |  | 30 | 20 | BM |  |  |  |  | 23887010 | Yes | AC-Coupled | PhotoVoltaic |  | 20
ESMASI-62546 |  |  |  | Net Metering | In Queue | Residential |  | 2025-12-02 | Lithium Ion |  | Other |  |  | 15 | 10 | BM |  |  |  |  | 23887363 | Yes | AC-Coupled | PhotoVoltaic |  | 10
ESMASI-62544 |  |  |  | Net Metering | In Queue | Residential |  | 2025-12-02 | Lithium Ion |  | Tesla | 13.5 | 11.5 | 13.5 | 11.5 | BM |  |  |  |  | 23993082 | Yes | DC-Coupled | PhotoVoltaic | 11.5
ESMASI-62548 |  |  |  | Net Metering | In Queue | Residential |  | 2025-12-02 | Lithium Ion |  | Other |  |  | 15 | 10 | BM |  |  |  |  | 23887354 | Yes | AC-Coupled | PhotoVoltaic |  | 10
ESMASI-62549 |  |  |  | Net Metering | In Queue | Residential |  | 2025-12-02 | Lithium Ion |  | Other |  |  | 15 | 10 | BM |  |  |  |  | 23887258 | Yes | AC-Coupled | PhotoVoltaic |  | 10
ESMASI-62551 |  |  |  | Net Metering | In Queue | Residential |  | 2025-12-02 | Lithium Ion |  | Other |  |  | 15 | 10 | BM |  |  |  |  | 24193913 | Yes | AC-Coupled | PhotoVoltaic |  | 10
ESMASI-62555 |  |  |  | Net Metering | In Queue | Residential |  | 2025-12-02 | Lithium Ion |  | Other |  |  | 15 | 10 | BM |  |  |  |  | 23887244 | Yes | AC-Coupled | PhotoVoltaic |  | 10
ESMASI-62558 |  |  |  | Net Metering | In Queue | Residential |  | 2025-12-02 | Lithium Ion |  | Other |  |  | 15 | 10 | BM |  |  |  |  | 23887232 | Yes | AC-Coupled | PhotoVoltaic |  | 10
ESMASI-62563 |  |  |  | Net Metering | In Queue | Residential |  | 2025-12-02 | Lithium Ion |  | Other |  |  | 15 | 10 | BM |  |  |  |  | 23885949 | Yes | AC-Coupled | PhotoVoltaic |  | 10
ESMASI-62622 |  |  |  | Connected Solutions Demand Response | In Queue | Residential |  | 2025-12-04 | Lithium Ion |  | Tesla | 13.5 | 11.5 | 13.5 | 11.5 | BM | Customer Bill Savings (e.g., Demand Charge Management, TOU Arbitrage | Reliability and Resiliency |  |  | 22886526 | Yes | DC-Coupled | PhotoVoltaic | 11.5
ESMASI-62621 |  |  |  | Connected Solutions Demand Response | In Queue | Residential |  | 2025-12-04 | Lithium Ion |  | Tesla | 13.5 | 11.5 | 13.5 | 11.5 | BM | Customer Bill Savings (e.g., Demand Charge Management, TOU Arbitrage | Reliability and Resiliency |  |  | 23128217 | Yes | DC-Coupled | PhotoVoltaic | 11.5
ESMASI-62584 |  |  |  | Connected Solutions Demand Response | In Queue | Residential |  | 2025-12-03 | Lithium Ion |  | Tesla | 13.5 | 11.5 | 13.5 | 11.5 | BM | Customer Bill Savings (e.g., Demand Charge Management, TOU Arbitrage | Reliability and Resiliency |  |  | 23323574 | Yes | DC-Coupled | PhotoVoltaic | 11.5
ESMASI-62577 |  |  |  | Net Metering | In Queue | Residential |  | 2025-12-03 | Lithium Ion |  | Tesla | 13.5 | 11.5 | 13.5 | 11.5 | BM |  |  |  |  | 23908322 | Yes | DC-Coupled | PhotoVoltaic | 11.5
ESMASI-62580 |  |  |  | Net Metering | In Queue | Residential |  | 2025-12-03 | Lithium Ion |  | Other |  |  | 15 | 10 | BM |  |  |  |  | 23908309 | Yes | AC-Coupled | PhotoVoltaic |  | 10
ESMASI-62586 |  |  |  | Utility DR Program | In Queue | Residential |  | 2025-12-03 | Lithium Ion |  | Tesla | 13.5 | 20 | 0 | 0 | BM | Customer Bill Savings (e.g., Demand Charge Management, TOU Arbitrage | Reliability and Resiliency |  |  | 23927346 | Yes | DC-Coupled | PhotoVoltaic | 20 | 0
ESMASI-62585 |  |  |  | Net Metering | In Queue | Residential |  | 2025-12-03 | Lithium Ion |  | Other |  |  | 15 | 10 | BM |  |  |  |  | 23908201 | Yes | AC-Coupled | PhotoVoltaic |  | 10
ESMASI-62589 |  |  |  |  | In Queue | Residential |  | 2025-12-03 | Lithium Ion |  | Other | 0 | 0 | 11.5 | 11.5 | BM |  |  |  |  | 24024816 | Yes | AC-Coupled | PhotoVoltaic | 0 | 11.5
ESMASI-62590 |  |  |  | Net Metering | In Queue | Residential |  | 2025-12-03 | Lithium Ion |  | Other |  |  | 15 | 10 | BM |  |  |  |  | 23910601 | Yes | AC-Coupled | PhotoVoltaic |  | 10
ESMASI-62593 |  |  |  | Net Metering | In Queue | Residential |  | 2025-12-03 | Lithium Ion |  | Other |  |  | 15 | 10 | BM |  |  |  |  | 23910564 | Yes | AC-Coupled | PhotoVoltaic |  | 10
ESMASI-62689 |  |  |  |  | In Queue | Residential |  | 2025-12-05 | Lithium Ion |  | Other | 0 | 0 | 15 | 10 | BM | Customer Bill Savings (e.g., Demand Charge Management, TOU Arbitrage | Self Generation |  |  | 24041968 | Yes | AC-Coupled | PhotoVoltaic | 0 | 10
ESMASI-62595 |  |  |  | Net Metering | In Queue | Residential |  | 2025-12-03 | Lithium Ion |  | Other |  |  | 15 | 10 | BM |  |  |  |  | 23909220 | Yes | AC-Coupled | PhotoVoltaic |  | 10
ESMASI-62596 |  |  |  | Net Metering | In Queue | Residential |  | 2025-12-03 | Lithium Ion |  | Other |  |  | 15 | 10 | BM |  |  |  |  | 23907323 | Yes | AC-Coupled | PhotoVoltaic |  | 10
ESMASI-62600 |  |  |  | Net Metering | In Queue | Residential |  | 2025-12-03 | Lithium Ion |  | Other |  |  | 15 | 10 | BM |  |  |  |  | 23909195 | Yes | AC-Coupled | PhotoVoltaic |  | 10
ESMASI-62601 |  |  |  | Net Metering | In Queue | Residential |  | 2025-12-03 | Lithium Ion |  | Other |  |  | 15 | 10 | BM |  |  |  |  | 23909189 | Yes | AC-Coupled | PhotoVoltaic |  | 10
ESMASI-62603 |  |  |  | Net Metering | In Queue | Residential |  | 2025-12-03 | Lithium Ion |  | Other |  |  | 15 | 10 | BM |  |  |  |  | 23909139 | Yes | AC-Coupled | PhotoVoltaic |  | 10
ESMASI-62604 |  |  |  | Net Metering | In Queue | Residential |  | 2025-12-03 | Lithium Ion |  | Other |  |  | 15 | 10 | BM |  |  |  |  | 23909135 | Yes | AC-Coupled | PhotoVoltaic |  | 10
ESMASI-62605 |  |  |  | Net Metering | In Queue | Residential |  | 2025-12-03 | Lithium Ion |  | Other |  |  | 15 | 10 | BM |  |  |  |  | 23909130 | Yes | AC-Coupled | PhotoVoltaic |  | 10
ESMASI-62610 |  |  |  | Net Metering | In Queue | Residential |  | 2025-12-03 | Lithium Ion |  | Other |  |  | 15 | 10 | BM |  |  |  |  | 23910735 | Yes | AC-Coupled | PhotoVoltaic |  | 10
ESMASI-62612 |  |  |  | Net Metering | In Queue | Residential |  | 2025-12-03 | Lithium Ion |  | Tesla |  |  | 13.5 | 11.5 | BM |  |  |  |  | 23910697 | Yes | AC-Coupled | PhotoVoltaic |  | 11.5
ESMASI-62615 |  |  |  | Net Metering | In Queue | Residential |  | 2025-12-03 | Lithium Ion |  | Tesla | 13.5 | 11.5 | 0 | 0 | BM |  |  |  |  | 23907148 | Yes | DC-Coupled | PhotoVoltaic | 11.5 | 0
ESMASI-62617 |  |  |  | Net Metering | In Queue | Residential |  | 2025-12-03 | Lithium Ion |  | Other |  |  | 15 | 10 | BM |  |  |  |  | 23907121 | Yes | AC-Coupled | PhotoVoltaic |  | 10
ESMASI-62628 |  |  |  | Net Metering | In Queue | Residential |  | 2025-12-04 | Lithium Ion |  | Tesla | 13.5 | 11.5 | 13.5 | 11.5 | BM |  |  |  |  | 23924887 | Yes | DC-Coupled | PhotoVoltaic | 11.5
ESMASI-62631 |  |  |  | Net Metering | In Queue | Residential |  | 2025-12-04 | Lithium Ion |  | Other |  |  | 15 | 10 | BM |  |  |  |  | 24104584 | Yes | AC-Coupled | PhotoVoltaic |  | 10
ESMASI-62632 |  |  |  | Net Metering | In Queue | Residential |  | 2025-12-04 | Lithium Ion |  | Other |  |  | 15 | 10 | BM |  |  |  |  | 23950000 | Yes | AC-Coupled | PhotoVoltaic |  | 10
ESMASI-62633 |  |  |  | Net Metering | In Queue | Residential |  | 2025-12-04 | Lithium Ion |  | Other |  |  | 15 | 10 | BM |  |  |  |  | 23926364 | Yes | AC-Coupled | PhotoVoltaic |  | 10
ESMASI-62634 |  |  |  | Net Metering | In Queue | Residential |  | 2025-12-04 | Lithium Ion |  | Tesla |  |  | 13.5 | 11.5 | BM |  |  |  |  | 23924847 | Yes | AC-Coupled | PhotoVoltaic |  | 11.5
ESMASI-62637 |  |  |  | Net Metering | In Queue | Residential |  | 2025-12-04 | Lithium Ion |  | Other |  |  | 15 | 10 | BM |  |  |  |  | 23924842 | Yes | AC-Coupled | PhotoVoltaic |  | 10
ESMASI-62636 |  |  |  | Net Metering | In Queue | Residential |  | 2025-12-04 | Lithium Ion |  | Other |  |  | 15 | 10 | BM |  |  |  |  | 23926554 | Yes | AC-Coupled | PhotoVoltaic |  | 10
ESMASI-62643 |  |  |  | Net Metering | In Queue | Residential |  | 2025-12-04 | Lithium Ion |  | Other |  |  | 15 | 10 | BM |  |  |  |  | 23926420 | Yes | AC-Coupled | PhotoVoltaic |  | 10
ESMASI-62642 |  |  |  | Net Metering | In Queue | Residential |  | 2025-12-04 | Lithium Ion |  | Tesla |  |  | 13.5 | 11.5 | BM |  |  |  |  | 23926424 | Yes | AC-Coupled | PhotoVoltaic |  | 11.5
ESMASI-62647 |  |  |  | Net Metering | In Queue | Residential |  | 2025-12-04 | Lithium Ion |  | Tesla | 13.5 | 11.5 | 13.5 | 11.5 | BM |  |  |  |  | 23926775 | Yes | DC-Coupled | PhotoVoltaic | 11.5
ESMASI-62649 |  |  |  | Net Metering | In Queue | Residential |  | 2025-12-04 | Lithium Ion |  | Other |  |  | 15 | 10 | BM |  |  |  |  | 23926765 | Yes | AC-Coupled | PhotoVoltaic |  | 10
ESMASI-62650 |  |  |  | Net Metering | In Queue | Residential |  | 2025-12-04 | Lithium Ion |  | Other |  |  | 15 | 10 | BM |  |  |  |  | 23926761 | Yes | AC-Coupled | PhotoVoltaic |  | 10
ESMASI-62661 |  |  |  | Net Metering | In Queue | Residential |  | 2025-12-04 | Lithium Ion |  | Tesla | 13.5 | 11.5 | 13.5 | 11.5 | BM |  |  |  |  | 23924328 | Yes | DC-Coupled | PhotoVoltaic | 11.5
ESMASI-62662 |  |  |  | Net Metering | In Queue | Residential |  | 2025-12-04 | Lithium Ion |  | Other |  |  | 15 | 10 | BM |  |  |  |  | 23925123 | Yes | AC-Coupled | PhotoVoltaic |  | 10
ESMASI-62663 |  |  |  | Net Metering | In Queue | Residential |  | 2025-12-04 | Lithium Ion |  | Other |  |  | 15 | 10 | BM |  |  |  |  | 23925119 | Yes | AC-Coupled | PhotoVoltaic |  | 10
ESMASI-62665 |  |  |  | Net Metering | In Queue | Residential |  | 2025-12-04 | Lithium Ion |  | Other |  |  | 30 | 20 | BM |  |  |  |  | 23925114 | Yes | AC-Coupled | PhotoVoltaic |  | 20
ESMASI-62678 |  |  |  | Net Metering | In Queue | Residential |  | 2025-12-05 | Lithium Ion |  | Tesla | 27 | 23 | 27 | 23 | BM |  |  |  |  | 23954378 | Yes | DC-Coupled | PhotoVoltaic | 23
ESMASI-62672 |  |  |  | Net Metering | In Queue | Residential |  | 2025-12-04 | Lithium Ion |  | Tesla |  |  | 13.5 | 11.5 | BM |  |  |  |  | 23926838 | Yes | AC-Coupled | PhotoVoltaic |  | 11.5
ESMASI-62673 |  |  |  | Net Metering | In Queue | Residential |  | 2025-12-04 | Lithium Ion |  | Other |  |  | 15 | 10 | BM |  |  |  |  | 24178432 | Yes | AC-Coupled | PhotoVoltaic |  | 10
ESMASI-62680 |  |  |  | Net Metering | In Queue | Residential |  | 2025-12-05 | Lithium Ion |  | Other |  |  | 15 | 10 | BM |  |  |  |  | 23952915 | Yes | AC-Coupled | PhotoVoltaic |  | 10
ESMASI-62683 |  |  |  | Net Metering | In Queue | Residential |  | 2025-12-05 | Lithium Ion |  | Tesla |  |  | 13.5 | 11.5 | BM |  |  |  |  | 24052334 | Yes | AC-Coupled | PhotoVoltaic |  | 11.5
ESMASI-62684 |  |  |  | Net Metering | In Queue | Residential |  | 2025-12-05 | Lithium Ion |  | Tesla | 13.5 | 11.5 | 13.5 | 11.5 | BM |  |  |  |  | 23954268 | Yes | DC-Coupled | PhotoVoltaic | 11.5
ESMASI-62686 |  |  |  | Net Metering | In Queue | Residential |  | 2025-12-05 | Lithium Ion |  | Other |  |  | 15 | 10 | BM |  |  |  |  | 23954264 | Yes | AC-Coupled | PhotoVoltaic |  | 10
ESMASI-62688 |  |  |  | Net Metering | In Queue | Residential |  | 2025-12-05 | Lithium Ion |  | Other |  |  | 15 | 10 | BM |  |  |  |  | 23954511 | Yes | AC-Coupled | PhotoVoltaic |  | 10
ESMASI-62690 |  |  |  | Net Metering | In Queue | Residential |  | 2025-12-05 | Lithium Ion |  | Other |  |  | 15 | 10 | BM |  |  |  |  | 23954476 | Yes | AC-Coupled | PhotoVoltaic |  | 10
ESMASI-62691 |  |  |  | Net Metering | In Queue | Residential |  | 2025-12-05 | Lithium Ion |  | Other |  |  | 15 | 10 | BM |  |  |  |  | 23954471 | Yes | AC-Coupled | PhotoVoltaic |  | 10
ESMASI-62696 |  |  |  | Net Metering | In Queue | Residential |  | 2025-12-05 | Lithium Ion |  | Other |  |  | 15 | 10 | BM |  |  |  |  | 24052544 | Yes | AC-Coupled | PhotoVoltaic |  | 10
ESMASI-62698 |  |  |  | Net Metering | In Queue | Residential |  | 2025-12-05 | Lithium Ion |  | Other |  |  | 15 | 10 | BM |  |  |  |  | 23954446 | Yes | AC-Coupled | PhotoVoltaic |  | 10
ESMASI-62705 |  | MA - Energy Efficiency/ DR Program |  |  | In Queue | Residential |  | 2025-12-05 | Lithium Ion |  | Other |  |  | 15 | 5 | BM | Customer Bill Savings (e.g., Demand Charge Management, TOU Arbitrage | Reliability and Resiliency |  |  | 23952741 | Yes | AC-Coupled | PhotoVoltaic |  | 5
ESMASI-62709 |  |  |  | Net Metering | In Queue | Residential |  | 2025-12-05 | Lithium Ion |  | Other |  |  | 15 | 10 | BM |  |  |  |  | 23958646 | Yes | AC-Coupled | PhotoVoltaic |  | 10
ESMASI-62710 |  |  |  | Net Metering | In Queue | Residential |  | 2025-12-05 | Lithium Ion |  | Other |  |  | 15 | 10 | BM |  |  |  |  | 23958640 | Yes | AC-Coupled | PhotoVoltaic |  | 10
ESMASI-62713 |  |  |  | Net Metering | In Queue | Residential |  | 2025-12-05 | Lithium Ion |  | Other |  |  | 15 | 10 | BM |  |  |  |  | 23952728 | Yes | AC-Coupled | PhotoVoltaic |  | 10
ESMASI-62882 |  | MA - Energy Efficiency/ DR Program |  | Utility DR Program | In Queue | Residential |  | 2025-12-12 | Lithium Ion |  | Other |  |  | 15 | 10 | BM | Reliability and Resiliency | Self Generation |  |  | 24083204 | Yes | AC-Coupled | PhotoVoltaic |  | 10
ESMASI-62738 |  |  |  |  | In Queue | Residential |  | 2025-12-08 | Lithium Ion |  | Enphase | 25 | 25 | 25 | 25 | BM |  |  |  |  | 23957487 | No | DC-Coupled | PhotoVoltaic | 25
ESMASI-62731 |  |  |  | Net Metering | In Queue | Residential |  | 2025-12-08 | Lithium Ion |  | Other |  |  | 15 | 10 | BM |  |  |  |  | 23971134 | Yes | AC-Coupled | PhotoVoltaic |  | 10
ESMASI-62732 |  |  |  | Net Metering | In Queue | Residential |  | 2025-12-08 | Lithium Ion |  | Other |  |  | 15 | 10 | BM |  |  |  |  | 23971130 | Yes | AC-Coupled | PhotoVoltaic |  | 10
ESMASI-62733 |  |  |  | Net Metering | In Queue | Residential |  | 2025-12-08 | Lithium Ion |  | Other |  |  | 15 | 10 | BM |  |  |  |  | 23971757 | Yes | AC-Coupled | PhotoVoltaic |  | 10
ESMASI-62740 |  |  |  | Net Metering | In Queue | Residential |  | 2025-12-08 | Lithium Ion |  | Other |  |  | 15 | 10 | BM |  |  |  |  | 23971408 | Yes | AC-Coupled | PhotoVoltaic |  | 10
ESMASI-62758 |  |  |  |  | In Queue | Residential |  | 2025-12-08 | Lithium Ion |  | Tesla | 5 | 13.5 | 13.5 | 5 | BM |  |  |  |  | 23974242 | Yes | DC-Coupled | PhotoVoltaic | 13.5
ESMASI-62743 |  |  |  | Net Metering | In Queue | Residential |  | 2025-12-08 | Lithium Ion |  | Other |  |  | 15 | 10 | BM |  |  |  |  | 23973584 | Yes | AC-Coupled | PhotoVoltaic |  | 10
ESMASI-62745 |  |  |  | Net Metering | In Queue | Residential |  | 2025-12-08 | Lithium Ion |  | Other |  |  | 15 | 10 | BM |  |  |  |  | 23973612 | Yes | AC-Coupled | PhotoVoltaic |  | 10
ESMASI-62749 |  |  |  | Net Metering | In Queue | Residential |  | 2025-12-08 | Lithium Ion |  | Other |  |  | 30 | 20 | BM |  |  |  |  | 24082557 | Yes | AC-Coupled | PhotoVoltaic |  | 20
ESMASI-62751 |  |  |  | Net Metering | In Queue | Residential |  | 2025-12-08 | Lithium Ion |  | Other |  |  | 15 | 10 | BM |  |  |  |  | 23974266 | Yes | AC-Coupled | PhotoVoltaic |  | 10
ESMASI-62754 |  |  |  | Net Metering | In Queue | Residential |  | 2025-12-08 | Lithium Ion |  | Other |  |  | 15 | 10 | BM |  |  |  |  | 24082784 | Yes | AC-Coupled | PhotoVoltaic |  | 10
ESMASI-62759 |  |  |  | Net Metering | In Queue | Residential |  | 2025-12-08 | Lithium Ion |  | Other |  |  | 15 | 10 | BM |  |  |  |  | 23974027 | Yes | AC-Coupled | PhotoVoltaic |  | 10
ESMASI-62775 |  |  |  | Connected Solutions Demand Response | In Queue | Residential |  | 2025-12-09 | Lithium Ion |  | Tesla | 27 | 11.5 | 27 | 11.5 | BM | Customer Bill Savings (e.g., Demand Charge Management, TOU Arbitrage | Reliability and Resiliency |  |  | 22813394 | Yes | DC-Coupled | PhotoVoltaic | 11.5
ESMASI-62765 |  |  |  | Net Metering | In Queue | Residential |  | 2025-12-08 | Lithium Ion |  | Tesla | 13.5 | 11.5 | 13.5 | 11.5 | BM |  |  |  |  | 23975001 | Yes | DC-Coupled | PhotoVoltaic | 11.5
ESMASI-62768 |  |  |  | Net Metering | In Queue | Residential |  | 2025-12-08 | Lithium Ion |  | Other |  |  | 15 | 10 | BM |  |  |  |  | 24082946 | Yes | AC-Coupled | PhotoVoltaic |  | 10
ESMASI-62771 |  |  |  |  | In Queue | Residential |  | 2025-12-08 | Lithium Ion |  | Tesla | 13.5 | 13.5 | 13.5 | 5 | BM |  |  |  |  | 23978460 | Yes | DC-Coupled | PhotoVoltaic | 13.5
ESMASI-63194 |  |  |  |  | In Queue | Residential |  | 2025-12-29 | Lithium Ion |  | Other | 16 | 11.4 | 0 | 0 | BM | Reliability and Resiliency | Micogrid |  |  | 24328871 | Yes | DC-Coupled | PhotoVoltaic | 11.4 | 0
ESMASI-62782 |  |  |  |  | In Queue | Residential |  | 2025-12-09 | Lithium Ion |  | Other | 30.72 | 15.4 | 30.72 | 0 | BM |  |  |  |  | 24131804 | Yes | DC-Coupled | PhotoVoltaic | 15.4 | 0
ESMASI-62786 |  |  |  |  | In Queue | Residential |  | 2025-12-09 | Lithium Ion |  | Enphase | 0 | 0 | 7.68 | 7.68 | BM |  |  |  |  | 24043380 | Yes | AC-Coupled | PhotoVoltaic | 0 | 7.68
ESMASI-62788 |  |  |  | Net Metering | In Queue | Residential |  | 2025-12-09 | Lithium Ion |  | Other |  |  | 15 | 10 | BM |  |  |  |  | 24024582 | Yes | AC-Coupled | PhotoVoltaic |  | 10
ESMASI-62789 |  |  |  | Net Metering | In Queue | Residential |  | 2025-12-09 | Lithium Ion |  | Other |  |  | 15 | 10 | BM |  |  |  |  | 24026977 | Yes | AC-Coupled | PhotoVoltaic |  | 10
ESMASI-62790 |  |  |  | Net Metering | In Queue | Residential |  | 2025-12-09 | Lithium Ion |  | Tesla | 13.5 | 11.5 | 13.5 | 11.5 | BM |  |  |  |  | 24026964 | Yes | DC-Coupled | PhotoVoltaic | 11.5
ESMASI-62791 |  |  |  | Net Metering | In Queue | Residential |  | 2025-12-09 | Lithium Ion |  | Tesla | 13.5 | 11.5 | 13.5 | 11.5 | BM |  |  |  |  | 24024577 | Yes | DC-Coupled | PhotoVoltaic | 11.5
ESMASI-62798 |  |  |  | Net Metering | In Queue | Residential |  | 2025-12-09 | Lithium Ion |  | Tesla | 13.5 | 11.5 | 13.5 | 11.5 | BM |  |  |  |  | 24029424 | Yes | DC-Coupled | PhotoVoltaic | 11.5
ESMASI-62802 |  |  |  | Net Metering | In Queue | Residential |  | 2025-12-09 | Lithium Ion |  | Other |  |  | 15 | 10 | BM |  |  |  |  | 24029405 | Yes | AC-Coupled | PhotoVoltaic |  | 10
ESMASI-62806 |  |  |  | Net Metering | In Queue | Residential |  | 2025-12-09 | Lithium Ion |  | Other |  |  | 15 | 10 | BM |  |  |  |  | 24029498 | Yes | AC-Coupled | PhotoVoltaic |  | 10
ESMASI-62807 |  |  |  | Net Metering | In Queue | Residential |  | 2025-12-09 | Lithium Ion |  | Other |  |  | 15 | 10 | BM |  |  |  |  | 24026721 | Yes | AC-Coupled | PhotoVoltaic |  | 10
ESMASI-62815 |  |  |  | Net Metering | In Queue | Residential |  | 2025-12-10 | Lithium Ion |  | Other |  |  | 15 | 10 | BM |  |  |  |  | 24046039 | Yes | AC-Coupled | PhotoVoltaic |  | 10
ESMASI-62818 |  |  |  | Net Metering | In Queue | Residential |  | 2025-12-10 | Lithium Ion |  | Other |  |  | 15 | 10 | BM |  |  |  |  | 24046021 | Yes | AC-Coupled | PhotoVoltaic |  | 10
ESMASI-62819 |  |  |  | Net Metering | In Queue | Residential |  | 2025-12-10 | Lithium Ion |  | Tesla |  |  | 27 | 23 | BM |  |  |  |  | 24046006 | Yes | AC-Coupled | PhotoVoltaic |  | 23
ESMASI-62823 |  |  |  | Net Metering | In Queue | Residential |  | 2025-12-10 | Lithium Ion |  | Other |  |  | 15 | 10 | BM |  |  |  |  | 24041848 | Yes | AC-Coupled | PhotoVoltaic |  | 10
ESMASI-62836 |  |  |  | Net Metering | In Queue | Residential |  | 2025-12-10 | Lithium Ion |  | Other |  |  | 15 | 10 | BM |  |  |  |  | 24194318 | Yes | AC-Coupled | PhotoVoltaic |  | 10
ESMASI-62840 |  |  |  | Net Metering | In Queue | Residential |  | 2025-12-11 | Lithium Ion |  | Other |  |  | 15 | 10 | BM |  |  |  |  | 24046076 | Yes | AC-Coupled | PhotoVoltaic |  | 10
ESMASI-62891 |  |  |  | Class #1 Rec | In Queue | Residential |  | 2025-12-12 | Lithium Ion |  | Tesla | 13.5 | 5 | 13.5 | 5 | BM | Customer Bill Savings (e.g., Demand Charge Management, TOU Arbitrage | Self Generation |  |  | 24094344 | Yes | DC-Coupled | PhotoVoltaic | 5
ESMASI-62844 |  |  |  | Net Metering | In Queue | Residential |  | 2025-12-11 | Lithium Ion |  | Other |  |  | 15 | 10 | BM |  |  |  |  | 24063044 | Yes | AC-Coupled | PhotoVoltaic |  | 10
ESMASI-62846 |  |  |  | Net Metering | In Queue | Residential |  | 2025-12-11 | Lithium Ion |  | Other |  |  | 15 | 10 | BM |  |  |  |  | 24083042 | Yes | AC-Coupled | PhotoVoltaic |  | 10
ESMASI-62866 |  |  |  | Net Metering | In Queue | Residential |  | 2025-12-11 | Lithium Ion |  | Other |  |  | 15 | 10 | BM |  |  |  |  | 24058648 | Yes | AC-Coupled | PhotoVoltaic |  | 10
ESMASI-62867 |  |  |  | Net Metering | In Queue | Residential |  | 2025-12-11 | Lithium Ion |  | Other |  |  | 15 | 10 | BM |  |  |  |  | 24058644 | Yes | AC-Coupled | PhotoVoltaic |  | 10
ESMASI-62879 |  |  |  | Connected Solutions Demand Response | In Queue | Residential |  | 2025-12-12 | Lithium Ion |  | Tesla | 27 | 11.5 | 27 | 11.5 | BM | Customer Bill Savings (e.g., Demand Charge Management, TOU Arbitrage | Reliability and Resiliency |  |  | 24083533 | Yes | DC-Coupled | PhotoVoltaic | 11.5
ESMASI-62880 |  |  |  |  | In Queue | Residential |  | 2025-12-18 | Lithium Ion |  | Other | 0 | 0 | 15 | 2.3 | BM |  |  |  |  | 24256044 | Yes | AC-Coupled | PhotoVoltaic | 0 | 2.3
ESMASI-62876 |  |  |  | Net Metering | In Queue | Residential |  | 2025-12-12 | Lithium Ion |  | Tesla | 13.5 | 11.5 | 13.5 | 11.5 | BM |  |  |  |  | 24082084 | Yes | DC-Coupled | PhotoVoltaic | 11.5
ESMASI-62887 |  |  |  | Net Metering | In Queue | Residential |  | 2025-12-12 | Lithium Ion |  | Other |  |  | 15 | 10 | BM |  |  |  |  | 24083116 | Yes | AC-Coupled | PhotoVoltaic |  | 10
ESMASI-62888 |  |  |  | Net Metering | In Queue | Residential |  | 2025-12-12 | Lithium Ion |  | Other |  |  | 15 | 10 | BM |  |  |  |  | 24083111 | Yes | AC-Coupled | PhotoVoltaic |  | 10
ESMASI-62890 |  |  |  | Net Metering | In Queue | Residential |  | 2025-12-12 | Lithium Ion |  | Tesla | 13.5 | 11.5 | 13.5 | 11.5 | BM |  |  |  |  | 24122852 | Yes | DC-Coupled | PhotoVoltaic | 11.5
ESMASI-62895 |  |  |  | Net Metering | In Queue | Residential |  | 2025-12-12 | Lithium Ion |  | Other |  |  | 15 | 10 | BM |  |  |  |  | 24083552 | Yes | AC-Coupled | PhotoVoltaic |  | 10
ESMASI-62898 |  |  |  | Net Metering | In Queue | Residential |  | 2025-12-12 | Lithium Ion |  | Tesla | 13.5 | 11.5 | 13.5 | 11.5 | BM |  |  |  |  | 24122834 | Yes | DC-Coupled | PhotoVoltaic | 11.5
ESMASI-62903 |  |  |  | Net Metering | In Queue | Residential |  | 2025-12-12 | Lithium Ion |  | Other |  |  | 15 | 10 | BM |  |  |  |  | 24083738 | Yes | AC-Coupled | PhotoVoltaic |  | 10
ESMASI-62906 |  |  |  | Connected Solutions Demand Response | In Queue | Residential |  | 2025-12-12 | Lithium Ion |  | Tesla | 13.5 | 11.5 | 13.5 | 11.5 | BM | Customer Bill Savings (e.g., Demand Charge Management, TOU Arbitrage | Reliability and Resiliency |  |  | 24083721 | Yes | DC-Coupled | PhotoVoltaic | 11.5
ESMASI-62986 |  |  |  | Net Metering | In Queue | Residential |  | 2025-12-17 | Lithium Ion |  | Tesla | 13.5 | 11.5 | 13.5 | 11.5 | BM |  |  |  |  | 24128913 | Yes | DC-Coupled | PhotoVoltaic | 11.5
ESMASI-62930 |  |  |  |  | In Queue | Residential |  | 2025-12-15 | Lithium Ion |  | Tesla | 27 | 13.5 | 27 | 11.5 | BM | Peak Shaving/ Load Leveling | Reliability and Resiliency |  |  | 24199639 | Yes | DC-Coupled | PhotoVoltaic | 13.5 | 11.5
ESMASI-62914 |  |  |  | Net Metering | In Queue | Residential |  | 2025-12-15 | Lithium Ion |  | Tesla |  |  | 13.5 | 11.5 | BM |  |  |  |  | 24199970 | Yes | AC-Coupled | PhotoVoltaic |  | 11.5
ESMASI-62978 |  |  |  |  | In Queue | Residential |  | 2025-12-17 | Lithium Ion |  | Enphase |  |  | 10 | 7.08 | BM | Peak Shaving/ Load Leveling | Reliability and Resiliency | Self Generation |  | 24134561 | Yes | AC-Coupled | PhotoVoltaic |  | 7.08
ESMASI-62925 |  |  |  |  | In Queue | Residential |  | 2025-12-15 | Lithium Ion |  | Other |  |  | 15 | 10 | BM |  |  |  |  | 24106857 | Yes | AC-Coupled | PhotoVoltaic |  | 10
ESMASI-62926 |  |  |  | Net Metering | In Queue | Residential |  | 2025-12-15 | Lithium Ion |  | Tesla |  |  | 13.5 | 11.5 | BM |  |  |  |  | 24098029 | Yes | AC-Coupled | PhotoVoltaic |  | 11.5
ESMASI-62933 |  |  |  | Net Metering | In Queue | Residential |  | 2025-12-15 | Lithium Ion |  | Other |  |  | 15 | 10 | BM |  |  |  |  | 24098019 | Yes | AC-Coupled | PhotoVoltaic |  | 10
ESMASI-62941 |  |  |  | Net Metering | In Queue | Residential |  | 2025-12-15 | Lithium Ion |  | Other |  |  | 15 | 10 | BM |  |  |  |  | 24098575 | Yes | AC-Coupled | PhotoVoltaic |  | 10
ESMASI-62943 |  |  |  | Net Metering | In Queue | Residential |  | 2025-12-15 | Lithium Ion |  | Tesla | 13.5 | 11.5 | 13.5 | 11.5 | BM |  |  |  |  | 24098555 | Yes | DC-Coupled | PhotoVoltaic | 11.5
ESMASI-62954 |  |  |  | Connected Solutions Demand Response | In Queue | Residential |  | 2025-12-16 | Lithium Ion |  | Tesla | 27 | 11.5 | 27 | 11.5 | BM | Customer Bill Savings (e.g., Demand Charge Management, TOU Arbitrage | Reliability and Resiliency |  |  | 22878492 | Yes | DC-Coupled | PhotoVoltaic | 11.5
ESMASI-62944 |  |  |  | Net Metering | In Queue | Residential |  | 2025-12-15 | Lithium Ion |  | Other |  |  | 15 | 10 | BM |  |  |  |  | 24098450 | Yes | AC-Coupled | PhotoVoltaic |  | 10
ESMASI-62948 |  |  |  | Net Metering | In Queue | Residential |  | 2025-12-15 | Lithium Ion |  | Other |  |  | 15 | 10 | BM |  |  |  |  | 24098721 | Yes | AC-Coupled | PhotoVoltaic |  | 10
ESMASI-62950 |  |  |  | Net Metering | In Queue | Residential |  | 2025-12-15 | Lithium Ion |  | Other |  |  | 15 | 10 | BM |  |  |  |  | 24098664 | Yes | AC-Coupled | PhotoVoltaic |  | 10
ESMASI-62953 |  |  |  | Net Metering | In Queue | Residential |  | 2025-12-15 | Lithium Ion |  | Other |  |  | 15 | 10 | BM |  |  |  |  | 24098192 | Yes | AC-Coupled | PhotoVoltaic |  | 10
ESMASI-62957 |  |  |  | Net Metering | In Queue | Residential |  | 2025-12-16 | Lithium Ion |  | Tesla |  |  | 27 | 23 | BM |  |  |  |  | 24114000 | Yes | AC-Coupled | PhotoVoltaic |  | 23
ESMASI-63445 |  |  |  |  | In Queue | Commercial |  | 2026-01-12 | Lithium Ion |  | Enphase | 10 | 10 | 10 | 7.08 | BM | Reliability and Resiliency | Self Generation |  |  | 24421396 | Yes | AC-Coupled | PhotoVoltaic | 10 | 7.08
ESMASI-62961 |  |  |  | Connected Solutions Demand Response | In Queue | Residential |  | 2025-12-16 | Lithium Ion |  | Tesla |  |  | 13.5 | 11.5 | BM | Customer Bill Savings (e.g., Demand Charge Management, TOU Arbitrage | Reliability and Resiliency |  |  | 24115139 | Yes | AC-Coupled | PhotoVoltaic |  | 11.5
ESMASI-62970 |  |  |  | Net Metering | In Queue | Residential |  | 2025-12-16 | Lithium Ion |  | Other |  |  | 15 | 10 | BM |  |  |  |  | 24115221 | Yes | AC-Coupled | PhotoVoltaic |  | 10
ESMASI-62972 |  |  |  | Net Metering | In Queue | Residential |  | 2025-12-16 | Lithium Ion |  | Tesla |  |  | 13.5 | 11.5 | BM |  |  |  |  | 24115213 | Yes | AC-Coupled | PhotoVoltaic |  | 11.5
ESMASI-62973 |  |  |  | Net Metering | In Queue | Residential |  | 2025-12-16 | Lithium Ion |  | Other |  |  | 15 | 10 | BM |  |  |  |  | 24115208 | Yes | AC-Coupled | PhotoVoltaic |  | 10
ESMASI-62980 |  |  |  | Net Metering | In Queue | Residential |  | 2025-12-17 | Lithium Ion |  | Other |  |  | 30 | 20 | BM |  |  |  |  | 24174744 | Yes | AC-Coupled | PhotoVoltaic |  | 20
ESMASI-62984 |  |  |  | Connected Solutions Demand Response | In Queue | Residential |  | 2025-12-17 | Lithium Ion |  | Tesla | 13.5 | 0 | 13.5 | 11.5 | BM | Customer Bill Savings (e.g., Demand Charge Management, TOU Arbitrage | Reliability and Resiliency |  |  | 24199761 | No | AC-Coupled | Other | 0 | 11.5
ESMASI-62985 |  |  |  | Net Metering | In Queue | Residential |  | 2025-12-17 | Lithium Ion |  | Other |  |  | 15 | 10 | BM |  |  |  |  | 24198905 | Yes | AC-Coupled | PhotoVoltaic |  | 10
ESMASI-63034 |  |  |  | Net Metering | In Queue | Residential |  | 2025-12-18 | Lithium Ion |  | Other | 0 | 0 | 15 | 10 | BM |  |  |  |  | 24194345 | Yes | AC-Coupled | PhotoVoltaic | 0 | 10
ESMASI-62991 |  |  |  | Net Metering | In Queue | Residential |  | 2025-12-17 | Lithium Ion |  | Tesla | 11.5 | 11.5 | 13.5 | 11.5 | BM |  |  |  |  | 24198899 | Yes | DC-Coupled | PhotoVoltaic | 11.5
ESMASI-62995 |  |  |  | Net Metering | In Queue | Residential |  | 2025-12-17 | Lithium Ion |  | Other |  |  | 15 | 10 | BM |  |  |  |  | 24198915 | Yes | AC-Coupled | PhotoVoltaic |  | 10
ESMASI-62999 |  |  |  | Net Metering | In Queue | Residential |  | 2025-12-17 | Lithium Ion |  | Tesla |  |  | 13.5 | 11.5 | BM |  |  |  |  | 24135049 | Yes | AC-Coupled | PhotoVoltaic |  | 11.5
ESMASI-63008 |  |  |  | Net Metering | In Queue | Residential |  | 2025-12-17 | Lithium Ion |  | Tesla | 13.5 | 11.5 | 13.5 | 11.5 | BM |  |  |  |  | 24146671 | Yes | DC-Coupled | PhotoVoltaic | 11.5
ESMASI-63014 |  |  |  | Net Metering | In Queue | Residential |  | 2025-12-17 | Lithium Ion |  | Tesla | 13.5 | 11.5 | 13.5 | 11.5 | BM |  |  |  |  | 24146553 | Yes | DC-Coupled | PhotoVoltaic | 11.5
ESMASI-63015 |  |  |  | Net Metering | In Queue | Residential |  | 2025-12-17 | Lithium Ion |  | Other |  |  | 15 | 10 | BM |  |  |  |  | 24199337 | Yes | AC-Coupled | PhotoVoltaic |  | 10
ESMASI-63021 |  |  |  | Net Metering | In Queue | Residential |  | 2025-12-17 | Lithium Ion |  | Tesla | 13.5 | 11.5 | 13.5 | 11.5 | BM |  |  |  |  | 24148114 | Yes | DC-Coupled | PhotoVoltaic | 11.5
ESMASI-63033 |  |  |  | Net Metering | In Queue | Residential |  | 2025-12-18 | Lithium Ion |  | Tesla |  |  | 11.5 | 11.5 | BM |  |  |  |  | 24149681 | Yes | AC-Coupled | PhotoVoltaic |  | 11.5
ESMASI-63035 |  |  |  |  | In Queue | Residential |  | 2025-12-18 | Lithium Ion |  | Tesla | 11.5 | 13.5 | 13.5 | 11.5 | BM |  |  |  |  | 24175421 | Yes | DC-Coupled | PhotoVoltaic | 13.5 | 0
ESMASI-63037 |  |  |  | Net Metering | In Queue | Legal Collections Required |  | 2025-12-18 | Lithium Ion |  | Tesla | 13.5 | 11.5 | 13.5 | 11.5 | BM |  |  |  |  | 24199462 | Yes | DC-Coupled | PhotoVoltaic | 11.5
ESMASI-63038 |  |  |  | Net Metering | In Queue | Residential |  | 2025-12-18 | Lithium Ion |  | Other |  |  | 30 | 20 | BM |  |  |  |  | 24173371 | Yes | AC-Coupled | PhotoVoltaic |  | 20
ESMASI-63042 |  |  |  | Net Metering | In Queue | Residential |  | 2025-12-18 | Lithium Ion |  | Other |  |  | 15 | 10 | BM |  |  |  |  | 24151448 | Yes | AC-Coupled | PhotoVoltaic |  | 10
ESMASI-63044 |  |  |  | Net Metering | In Queue | Residential |  | 2025-12-18 | Lithium Ion |  | Tesla | 13.5 | 11.5 | 13.5 | 11.5 | BM |  |  |  |  | 24199623 | Yes | DC-Coupled | PhotoVoltaic | 11.5
ESMASI-63043 |  |  |  | Net Metering | In Queue | Residential |  | 2025-12-18 | Lithium Ion |  | Other |  |  | 15 | 10 | BM |  |  |  |  | 24151437 | Yes | AC-Coupled | PhotoVoltaic |  | 10
ESMASI-63046 |  |  |  | Net Metering | In Queue | Residential |  | 2025-12-18 | Lithium Ion |  | Other |  |  | 15 | 10 | BM |  |  |  |  | 24151149 | Yes | AC-Coupled | PhotoVoltaic |  | 10
ESMASI-63048 |  |  |  | Net Metering | In Queue | Residential |  | 2025-12-18 | Lithium Ion |  | Other |  |  | 15 | 10 | BM |  |  |  |  | 24150707 | Yes | AC-Coupled | PhotoVoltaic |  | 10
ESMASI-63049 |  |  |  | Net Metering | In Queue | Residential |  | 2025-12-18 | Lithium Ion |  | Other |  |  | 15 | 10 | BM |  |  |  |  | 24150685 | Yes | AC-Coupled | PhotoVoltaic |  | 10
ESMASI-63050 |  |  |  |  | In Queue | Residential |  | 2025-12-18 | Lithium Ion |  | Tesla | 15.17 | 15.17 | 13.5 | 5 | BM |  |  |  |  | 24146253 | Yes | DC-Coupled | PhotoVoltaic | 15.17
ESMASI-63569 |  |  |  | Class 1 REC | In Queue | Residential |  | 2026-01-15 | Lithium Ion |  | Other | 15 | 11.5 | 15 | 11.5 | BM | Customer Bill Savings (e.g., Demand Charge Management, TOU Arbitrage | Self Generation |  |  |  | Yes | DC-Coupled | PhotoVoltaic | 11.5
ESMASI-63068 |  |  |  | Net Metering | In Queue | Residential |  | 2025-12-19 | Lithium Ion |  | Tesla | 11.5 | 11.5 | 13.5 | 5 | BM |  |  |  |  | 24172023 | Yes | DC-Coupled | PhotoVoltaic | 11.5
ESMASI-63149 |  |  |  | Net Metering | In Queue | Residential |  | 2025-12-23 | Lithium Ion |  | Tesla | 27 | 23 | 27 | 23 | BM |  |  |  |  | 24206257 | Yes | DC-Coupled | PhotoVoltaic | 23
ESMASI-63072 |  |  |  | Net Metering | In Queue | Residential |  | 2025-12-19 | Lithium Ion |  | Other |  |  | 15 | 10 | BM |  |  |  |  | 24177238 | Yes | AC-Coupled | PhotoVoltaic |  | 10
ESMASI-63076 |  |  |  | Net Metering | In Queue | Residential |  | 2025-12-19 | Lithium Ion |  | Other |  |  | 15 | 10 | BM |  |  |  |  | 24172019 | Yes | AC-Coupled | PhotoVoltaic |  | 10
ESMASI-63086 |  |  |  | Net Metering | In Queue | Residential |  | 2025-12-19 | Lithium Ion |  | Other |  |  | 15 | 10 | BM |  |  |  |  | 24178254 | Yes | AC-Coupled | PhotoVoltaic |  | 10
ESMASI-63400 |  |  |  | Net Metering | In Queue | Residential |  | 2026-01-08 | Lithium Ion |  | Tesla |  |  | 13.5 | 11.5 | BM |  |  |  |  | 24407003 | Yes | AC-Coupled | PhotoVoltaic |  | 11.5
ESMASI-63090 |  |  |  | Net Metering | In Queue | Residential |  | 2025-12-19 | Lithium Ion |  | Other |  |  | 15 | 10 | BM |  |  |  |  | 24172000 | Yes | AC-Coupled | PhotoVoltaic |  | 10
ESMASI-63097 |  |  |  |  | In Queue | Residential |  | 2025-12-22 | Lithium Ion |  | Tesla | 27 | 23 | 27 | 23 | BM |  |  |  |  | 24311119 | Yes | AC-Coupled | PhotoVoltaic | 23 | 23
ESMASI-63164 |  |  |  | Net Metering | In Queue | Residential |  | 2025-12-26 | Lithium Ion |  | Other | 0 | 0 | 15 | 10 | BM |  |  |  |  | 24264117 | Yes | AC-Coupled | PhotoVoltaic | 0 | 10
ESMASI-63181 |  |  |  | Net Metering | In Queue | Residential |  | 2025-12-29 | Lithium Ion |  | Other |  |  | 15 | 10 | BM |  |  |  |  | 24269160 | Yes | AC-Coupled | PhotoVoltaic |  | 10
ESMASI-63108 |  |  |  | Net Metering | In Queue | Residential |  | 2025-12-22 | Lithium Ion |  | Other |  |  | 15 | 10 | BM |  |  |  |  | 24256490 | Yes | AC-Coupled | PhotoVoltaic |  | 10
ESMASI-63113 |  |  |  | Net Metering | In Queue | Residential |  | 2025-12-22 | Lithium Ion |  | Other |  |  | 15 | 10 | BM |  |  |  |  | 24197770 | Yes | AC-Coupled | PhotoVoltaic |  | 10
ESMASI-63114 |  |  |  | Net Metering | In Queue | Residential |  | 2025-12-22 | Lithium Ion |  | Tesla | 13.5 | 11.5 | 13.5 | 11.5 | BM |  |  |  |  | 24197766 | Yes | DC-Coupled | PhotoVoltaic | 11.5
ESMASI-63115 |  |  |  | Net Metering | In Queue | Residential |  | 2025-12-22 | Lithium Ion |  | Tesla | 13.5 | 11.5 | 13.5 | 11.5 | BM |  |  |  |  | 24256483 | Yes | DC-Coupled | PhotoVoltaic | 11.5
ESMASI-63116 |  |  |  | Net Metering | In Queue | Residential |  | 2025-12-22 | Lithium Ion |  | Other |  |  | 15 | 10 | BM |  |  |  |  | 24201244 | Yes | AC-Coupled | PhotoVoltaic |  | 10
ESMASI-63118 |  |  |  | Net Metering | In Queue | Residential |  | 2025-12-22 | Lithium Ion |  | Tesla |  |  | 13.5 | 11.5 | BM |  |  |  |  | 24256495 | Yes | AC-Coupled | PhotoVoltaic |  | 11.5
ESMASI-63120 |  |  |  | Net Metering | In Queue | Residential |  | 2025-12-22 | Lithium Ion |  | Other |  |  | 15 | 10 | BM |  |  |  |  | 24197702 | Yes | AC-Coupled | PhotoVoltaic |  | 10
ESMASI-63121 |  |  |  | Net Metering | In Queue | Residential |  | 2025-12-22 | Lithium Ion |  | Tesla | 13.5 | 11.5 |  |  | BM |  |  |  |  | 24201195 | Yes | DC-Coupled | PhotoVoltaic | 11.5
ESMASI-63122 |  |  |  | Net Metering | In Queue | Residential |  | 2025-12-22 | Lithium Ion |  | Other |  |  | 15 | 10 | BM |  |  |  |  | 24197698 | Yes | AC-Coupled | PhotoVoltaic |  | 10
ESMASI-63123 |  |  |  | Net Metering | In Queue | Residential |  | 2025-12-22 | Lithium Ion |  | Tesla | 13.5 | 11.5 | 13.5 | 11.5 | BM |  |  |  |  | 24191265 | Yes | DC-Coupled | PhotoVoltaic | 11.5
ESMASI-63125 |  |  |  | Net Metering | In Queue | Residential |  | 2025-12-22 | Lithium Ion |  | Other |  |  | 15 | 10 | BM |  |  |  |  | 24197693 | Yes | AC-Coupled | PhotoVoltaic |  | 10
ESMASI-63124 |  |  |  | Net Metering | In Queue | Residential |  | 2025-12-22 | Lithium Ion |  | Tesla | 13.5 | 11.5 | 13.5 | 11.5 | BM |  |  |  |  | 24191200 | Yes | DC-Coupled | PhotoVoltaic | 11.5
ESMASI-63127 |  |  |  | Net Metering | In Queue | Residential |  | 2025-12-22 | Lithium Ion |  | Other |  |  | 15 | 10 | BM |  |  |  |  | 24197687 | Yes | AC-Coupled | PhotoVoltaic |  | 10
ESMASI-63126 |  |  |  | Net Metering | In Queue | Residential |  | 2025-12-22 | Lithium Ion |  | Tesla | 13.5 | 11.5 | 13.5 | 11.5 | BM |  |  |  |  | 24201231 | Yes | DC-Coupled | PhotoVoltaic | 11.5
ESMASI-63129 |  |  |  | Net Metering | In Queue | Residential |  | 2025-12-22 | Lithium Ion |  | Other |  |  | 15 | 10 | BM |  |  |  |  | 24197672 | Yes | AC-Coupled | PhotoVoltaic |  | 10
ESMASI-63134 |  |  |  | Net Metering | In Queue | Residential |  | 2025-12-23 | Lithium Ion |  | Other |  |  | 15 | 10 | BM |  |  |  |  | 24206192 | Yes | AC-Coupled | PhotoVoltaic |  | 10
ESMASI-63135 |  |  |  | Net Metering | In Queue | Residential |  | 2025-12-23 | Lithium Ion |  | Other |  |  | 15 | 10 | BM |  |  |  |  | 24206188 | Yes | AC-Coupled | PhotoVoltaic |  | 10
ESMASI-63136 |  |  |  | Net Metering | In Queue | Residential |  | 2025-12-23 | Lithium Ion |  | Other |  |  | 15 | 10 | BM |  |  |  |  | 24256523 | Yes | AC-Coupled | PhotoVoltaic |  | 10
ESMASI-63137 |  |  |  | Net Metering | In Queue | Residential |  | 2025-12-23 | Lithium Ion |  | Other |  |  | 15 | 10 | BM |  |  |  |  | 24206238 | Yes | AC-Coupled | PhotoVoltaic |  | 10
ESMASI-63139 |  |  |  | Net Metering | In Queue | Residential |  | 2025-12-23 | Lithium Ion |  | Tesla | 13.5 | 11.5 | 13.5 | 11.5 | BM |  |  |  |  | 24206045 | Yes | DC-Coupled | PhotoVoltaic | 11.5
ESMASI-63143 |  |  |  | Net Metering | In Queue | Residential |  | 2025-12-23 | Lithium Ion |  | Other |  |  | 15 | 10 | BM |  |  |  |  | 24291076 | Yes | AC-Coupled | PhotoVoltaic |  | 10
ESMASI-63144 |  |  |  | Net Metering | In Queue | Residential |  | 2025-12-23 | Lithium Ion |  | Other |  |  | 15 | 10 | BM |  |  |  |  | 24206215 | Yes | AC-Coupled | PhotoVoltaic |  | 10
ESMASI-63152 |  |  |  | Net Metering | In Queue | Residential |  | 2025-12-23 | Lithium Ion |  | Other |  |  | 15 | 10 | BM | [5 empty] | Yes | AC-Coupled | PhotoVoltaic |  | 10
ESMASI-63173 |  |  |  | Net Metering | In Queue | Residential |  | 2025-12-26 | Lithium Ion |  | Other |  |  | 15 | 10 | BM |  |  |  |  | 24252459 | Yes | AC-Coupled | PhotoVoltaic |  | 10
ESMASI-63187 |  |  |  | Net Metering | In Queue | Residential |  | 2025-12-29 | Lithium Ion |  | Tesla | 13.5 | 11.5 | 13.5 | 11.5 | BM |  |  |  |  | 24259564 | Yes | DC-Coupled | PhotoVoltaic | 11.5
ESMASI-63189 |  |  |  | Net Metering | In Queue | Residential |  | 2025-12-29 | Lithium Ion |  | Other |  |  | 15 | 10 | BM |  |  |  |  | 24349376 | Yes | AC-Coupled | PhotoVoltaic |  | 10
ESMASI-63192 |  |  |  | Net Metering | In Queue | Residential |  | 2025-12-29 | Lithium Ion |  | Other |  |  | 15 | 10 | BM |  |  |  |  | 24269165 | Yes | AC-Coupled | PhotoVoltaic |  | 10
ESMASI-63196 |  |  |  | Net Metering | In Queue | Residential |  | 2025-12-29 | Lithium Ion |  | Other |  |  | 15 | 10 | BM |  |  |  |  | 24349316 | Yes | AC-Coupled | PhotoVoltaic |  | 10
ESMASI-63206 |  |  |  |  | In Queue | Residential |  | 2025-12-29 | Lithium Ion |  | Enphase |  |  | 20 | 20 | BM | [5 empty] | Yes | AC-Coupled | PhotoVoltaic |  | 20
ESMASI-63207 |  |  |  | Utility DR Program | In Queue | Residential |  | 2025-12-30 | Lithium Ion |  | Tesla |  |  | 27 | 8.81 | BM | Customer Bill Savings (e.g., Demand Charge Management, TOU Arbitrage | Reliability and Resiliency |  |  | 24276642 | Yes | AC-Coupled | PhotoVoltaic |  | 8.81
ESMASI-63210 |  |  |  | Net Metering | In Queue | Residential |  | 2025-12-30 | Lithium Ion |  | Other |  |  | 15 | 10 | BM |  |  |  |  | 24290978 | Yes | AC-Coupled | PhotoVoltaic |  | 10
ESMASI-63211 |  |  |  | Net Metering | In Queue | Residential |  | 2025-12-30 | Lithium Ion |  | Other | 0 | 0 | 15 | 10 | BM |  |  |  |  | 24314678 | Yes | AC-Coupled | PhotoVoltaic | 0 | 10
ESMASI-63212 |  |  |  | Net Metering | In Queue | Residential |  | 2025-12-30 | Lithium Ion |  | Other |  |  | 15 | 10 | BM |  |  |  |  | 24276674 | Yes | AC-Coupled | PhotoVoltaic |  | 10
ESMASI-63213 |  |  |  | Net Metering | In Queue | Residential |  | 2025-12-30 | Lithium Ion |  | Tesla | 13.5 | 11.5 | 13.5 | 11.5 | BM |  |  |  |  | 24276670 | Yes | DC-Coupled | PhotoVoltaic | 11.5
ESMASI-63214 |  |  |  | Net Metering | In Queue | Residential |  | 2025-12-30 | Lithium Ion |  | Other |  |  | 15 | 10 | BM |  |  |  |  | 24291159 | Yes | AC-Coupled | PhotoVoltaic |  | 10
ESMASI-63219 |  |  |  |  | In Queue |  |  | 2025-12-30 | Lithium Ion |  | Tesla | 27 | 40 | 0 | 0 | BM |  |  |  |  | 24379414 | Yes | AC-Coupled | PhotoVoltaic | 40 | 0
ESMASI-63221 |  |  |  | Net Metering | In Queue | Residential |  | 2025-12-30 | Lithium Ion |  | Other |  |  | 15 | 10 | BM |  |  |  |  | 24276649 | Yes | AC-Coupled | PhotoVoltaic |  | 10
ESMASI-63234 |  |  |  | Net Metering | In Queue | Residential |  | 2025-12-31 | Lithium Ion |  | Other |  |  | 15 | 10 | BM |  |  |  |  | 24291946 | Yes | AC-Coupled | PhotoVoltaic |  | 10
ESMASI-63235 |  |  |  |  | In Queue | Residential |  | 2025-12-31 | Lithium Ion |  | Tesla | 13.5 | 0 | 13.5 | 5 | BM |  |  |  |  | 24311346 | Yes | DC-Coupled | PhotoVoltaic | 0
ESMASI-63237 |  |  |  | Net Metering | In Queue | Residential |  | 2025-12-31 | Lithium Ion |  | Other |  |  | 15 | 10 | BM |  |  |  |  | 24311340 | Yes | AC-Coupled | PhotoVoltaic |  | 10
ESMASI-63239 |  |  |  | Net Metering | In Queue | Residential |  | 2025-12-31 | Lithium Ion |  | Other |  |  | 15 | 10 | BM |  |  |  |  | 24311336 | Yes | AC-Coupled | PhotoVoltaic |  | 10
ESMASI-63242 |  |  |  | Net Metering | In Queue | Residential |  | 2025-12-31 | Lithium Ion |  | Other |  |  | 15 | 10 | BM |  |  |  |  | 24310990 | Yes | AC-Coupled | PhotoVoltaic |  | 10
ESMASI-63244 |  |  |  | Net Metering | In Queue | Residential |  | 2025-12-31 | Lithium Ion |  | Other |  |  | 15 | 10 | BM |  |  |  |  | 24307105 | Yes | AC-Coupled | PhotoVoltaic |  | 10
HISTEX-53068 |  | MA - SMART Program | ISO Markets |  | In Queue |  |  | 2020-04-23 | Lithium Ion |  | Other | 8000 | 2000 | 8000 | 2000 |  | Wholesale Market |  |  |  | 5133072 replaced 3411226 / 6A4842-2020 | Yes | DC-Coupled | PhotoVoltaic | 2000 | 0
HISTEX-53081 |  |  |  |  | In Queue |  |  | 2020-09-09 | [12 empty] | 3463230 / 6A5016-2020 |  |  | PhotoVoltaic
HISTEX-53100 |  | MA - SMART Program | ISO Markets |  | In Queue |  |  | 2020-04-23 | Lithium Ion |  | Other | 8000 | 2000 | 8000 | 2000 |  | Wholesale Market |  |  |  | 3411589 / 6B2431-2020 | Yes | DC-Coupled | PhotoVoltaic | 2000 | 0
HISTEX-53101 |  | MA - SMART Program | ISO Markets |  | In Queue |  |  | 2019-07-15 | Lithium Ion |  | Other | 9400 | 4000 | 9306 | 3960 |  | Wholesale Market |  |  |  | 3302426 | Yes | DC-Coupled | PhotoVoltaic | 4000 | 3960
HISTEX-53103 |  | MA - SMART Program | ISO Markets |  | In Queue |  |  | 2020-06-24 | Lithium Ion |  | Other | 20000 | 5000 | 5000 | 2000 |  | Wholesale Market |  |  |  | 3432629 / 6A4913-2020 | Yes | DC-Coupled | PhotoVoltaic | 5000 | 0
HISTEX-53121 |  |  |  |  | In Queue |  |  | 2019-01-22 |  |  | NEC Energy Solutions | [9 empty] | 3235700 | Yes
HISTEX-53126 |  | MA - SMART Program | ISO Markets |  | In Queue |  |  | 2020-04-23 | Lithium Ion |  | Other | 8000 | 2000 | 8000 | 2000 | Standalone | Wholesale Market |  |  |  | 3411220 / 6A4839-2020 | Yes | DC-Coupled | PhotoVoltaic | 2000 | 0
HISTEX-53132 |  | MA - SMART Program | ISO Markets |  | In Queue |  |  | 2020-01-13 | Lithium Ion |  | Other | 5180 | 1500 | 5180 | 1500 |  | Peak Shaving/ Load Leveling | Wholesale Market | Self Generation |  | 3378818 | Yes | DC-Coupled | PhotoVoltaic | 1500 | 1500
HISTEX-53152 |  | MA - SMART Program | ISO Markets |  | In Queue |  |  | 2019-11-14 | Lithium Ion |  | Other | 2490 | 1245 | 2490 | 1245 | [5 empty] | 3354883 | Yes | AC-Coupled | PhotoVoltaic | 1245 | 1245
HISTEX-53164 |  |  |  |  | In Queue |  |  | 2019-06-13 | [12 empty] | 3286203 / 6B2161-2019 |  |  | PhotoVoltaic
HISTEX-53165 |  | MA - SMART Program | ISO Markets |  | In Queue |  |  | 2020-04-23 | Lithium Ion |  | Other | 5320 | 5320 | 5320 | 2700 | Standalone | Wholesale Market |  |  |  | 3411591 / 6B2432-2020 | Yes | DC-Coupled | PhotoVoltaic | 5320 | 0
HISTEX-68298 |  | MA - SMART Program | ISO Markets |  | In Queue |  |  | 2018-12-07 | Lithium Ion |  | Other | 12600 | 3150 | 12600 | 3150 |  | Wholesale Market | Self Generation |  |  | 2319218 | Yes | DC-Coupled | PhotoVoltaic | 3150 | 0
HISTEX-68351 |  | MA - SMART Program |  |  | In Queue |  |  | 2018-05-18 |  |  | Other |  |  |  | 2000 | Standalone |  |  |  |  | 2281482 | Yes |  |  |  | 2000
HISTEX-68285 |  |  |  |  | In Queue |  |  | 2018-12-27 | [12 empty] | 2324659 | Yes
HISTEX-68295 |  |  |  |  | In Queue |  |  | 2018-12-26 | [12 empty] | 2320621
HISTEX-68423 |  |  |  |  | In Queue |  |  | 2018-02-02 | [7 empty] | Standalone |  |  |  |  | 2269612 |  |  | PhotoVoltaic
HISTEX-68431 |  |  |  |  | In Queue |  |  | 2018-03-19 | [12 empty] | 2271557 | Yes
HISTEX-68447 |  |  |  |  | In Queue |  |  | 2018-04-11 | [7 empty] | Standalone |  |  |  |  | PP02277380 | Yes |  | PhotoVoltaic
HISTEX-68604 |  |  |  |  | In Queue |  |  | 2019-04-05 | [12 empty] | 2336071 | Yes
HISTEX-68609 |  |  |  |  | In Queue |  |  | 2019-04-12 | [12 empty] | 2337126 | Yes
HISTEX-68618 |  |  |  |  | In Queue |  |  | 2019-06-17 | [12 empty] | 2347725 | Yes
HISTEX-68651 |  | MA - SMART Program |  |  | In Queue |  |  | 2019-04-16 | Lithium Ion |  | Other | 2631 | 1250 | 2631 | 1250 | [5 empty] | 2337174 | Yes | DC-Coupled | PhotoVoltaic | 1250 | 0
HISTEX-68691 |  | MA - SMART Program | ISO Markets |  | In Queue |  |  | 2020-12-17 | Lithium Ion |  | Other | 5000 | 2500 | 5000 | 2500 |  | Wholesale Market |  |  |  | 4702589 | Yes | DC-Coupled | PhotoVoltaic | 2500 | 2500
HISTEX-68699 |  | MA - SMART Program | ISO Markets |  | In Queue |  |  | 2020-12-30 | Lithium Ion |  | LG Chem | 24288 | 5376 | 0 | 4999 |  | Wholesale Market |  |  |  | 4869709 | Yes | DC-Coupled | PhotoVoltaic | 5376 | 4999
HISTEX-68703 |  | MA - SMART Program | Energy Efficiency/ DR Program |  | In Queue |  |  | 2020-12-31 | Lithium Ion |  | Tesla | 2248 | 1072.8 | 2248 | 1072.8 |  | Customer Bill Savings (e.g., Demand Charge Management, TOU Arbitrage | Peak Shaving/ Load Leveling | Reliability and Resiliency | Wholesale Market | 5141509 | Yes | AC-Coupled | PhotoVoltaic | 1072.8 | 1072.8
HISTEX-68764 |  |  |  |  | In Queue |  |  | 2020-09-30 | [12 empty] | 4534965 |  |  | PhotoVoltaic
HISTEX-68765 |  |  |  |  | In Queue |  |  | 2020-09-30 | [12 empty] | 4543505 |  |  | PhotoVoltaic
HISTEX-68766 |  |  |  |  | In Queue |  |  | 2020-09-30 | [12 empty] | 4581275 |  |  | PhotoVoltaic
HISTEX-68768 |  | MA - SMART Program | ISO Markets |  | In Queue |  |  | 2020-10-21 | Lithium Ion |  | Other | 4887.6 | 1221.9 | 4887.6 | 1221.9 |  | Wholesale Market |  |  |  | 4506135 | Yes | DC-Coupled | PhotoVoltaic | 1221.9 | 1221.9
HISTEX-68769 |  | MA - SMART Program | ISO Markets |  | In Queue |  |  | 2020-10-21 | Lithium Ion |  | Other | 4887 | 996 | 4887 | 996 |  | Wholesale Market |  |  |  | 4507889 | Yes | DC-Coupled | PhotoVoltaic | 996 | 996
HISTEX-68770 |  | MA - SMART Program | ISO Markets |  | In Queue |  |  | 2020-10-21 | Lithium Ion |  | Other | 20365 | 5091.25 | 20365 | 5091.25 | Standalone | Wholesale Market |  |  |  | 4518746 | Yes | DC-Coupled | PhotoVoltaic | 5091.25 | 5091.25
HISTEX-69168 |  |  |  |  | In Queue | 50 |  | 2018-07-19 | [12 empty] | 2290881 | Yes
HISTEX-69607 |  |  |  |  | In Queue |  |  | 2019-03-19 | [12 empty] | 2330491
HISTEX-69616 |  |  |  |  | In Queue |  |  | 2019-05-10 | [12 empty] | 2339086
HISTEX-69666 |  | MA - SMART Program |  | Net Metering | In Queue |  |  | 2019-05-29 | Lithium Ion |  | Other | 340.48 | 85 | 340.48 | 85 |  | Wholesale Market |  |  |  | 2353838 | Yes | DC-Coupled | PhotoVoltaic | 85 | 0
HISTEX-69668 |  | MA - SMART Program |  | Net Metering | In Queue |  |  | 2019-06-03 | Lithium Ion |  | Other | 340.48 | 85 | 340.48 | 85 |  | Wholesale Market |  |  |  | 2354457 | Yes | DC-Coupled | PhotoVoltaic | 85 | 0
HISTEX-69675 |  |  |  |  | In Queue |  |  | 2020-02-10 | [12 empty] | 2397168 |  |  | PhotoVoltaic
HISTEX-69676 |  |  |  |  | In Queue |  |  | 2019-07-24 | [12 empty] | PP02355146 | Yes |  | PhotoVoltaic
HISTEX-69688 |  |  |  |  | In Queue |  |  | 2019-08-28 | [12 empty] | 2360131 |  |  | PhotoVoltaic
HISTEX-69704 |  | MA - SMART Program | ISO Markets |  | In Queue |  |  | 2019-08-14 | Lithium Ion |  | Other | 9200 | 2000 | 9200 | 2000 | Standalone | Wholesale Market |  |  |  | 2366461 | Yes | DC-Coupled | PhotoVoltaic | 2000 | 2000
HISTEX-69731 |  | MA - SMART Program |  |  | In Queue |  |  | 2019-10-07 | Lithium Ion |  | Other | 6000 | 3000 | 6000 | 3000 | Standalone | Wholesale Market |  |  |  | 2370666 | Yes | DC-Coupled | PhotoVoltaic | 3000 | 0
HISTEX-69752 |  | MA - SMART Program | ISO Markets |  | In Queue |  |  | 2019-12-18 | Lithium Ion |  | Other | 4 | 2 | 4 | 2 |  | Wholesale Market |  |  |  | 16706831 | Yes | DC-Coupled | PhotoVoltaic | 2 | 0
HISTEX-69756 |  |  |  |  | In Queue |  |  | 2019-12-13 | [12 empty] | 2381610 | Yes
HISTEX-69769 |  |  |  |  | In Queue |  |  | 2019-12-26 | [12 empty] | 2387342 |  |  | PhotoVoltaic
HISTEX-69781 |  |  |  |  | In Queue |  |  | 2020-02-20 | [12 empty] | 2393455 |  |  | PhotoVoltaic
HISTEX-69783 |  |  |  |  | In Queue |  |  | 2020-03-31 | [7 empty] | Standalone |  |  |  |  | 2392014
HISTEX-69796 |  |  |  |  | In Queue |  |  | 2020-03-27 | [12 empty] | 2394862 |  |  | PhotoVoltaic
HISTEX-69802 |  |  |  |  | In Queue |  |  | 2020-03-27 | [12 empty] | 2395947 |  |  | PhotoVoltaic
HISTEX-69816 |  |  |  |  | In Queue |  |  | 2020-04-30 | [12 empty] | 21818573 |  |  | PhotoVoltaic
HISTEX-69819 |  |  |  |  | In Queue |  |  | 2020-05-05 | [12 empty] | 21829675 |  |  | PhotoVoltaic
HISTEX-69825 |  | MA - SMART Program |  |  | In Queue |  |  | 2020-04-30 | Lithium Ion |  | Other | 5564 | 2650 | 5208 | 2500 |  | Wholesale Market |  |  |  | 2400205 | Yes | DC-Coupled | PhotoVoltaic | 2650 | 2500
HISTEX-69837 |  | MA - SMART Program |  | Net Metering | In Queue |  |  | 2020-06-17 | Lithium Ion |  | Other | 1146 | 500 | 1146 | 500 |  | Customer Bill Savings (e.g., Demand Charge Management, TOU Arbitrage | Peak Shaving/ Load Leveling |  |  | 2402933 | Yes | AC-Coupled | PhotoVoltaic | 500 | 500
HISTEX-69844 |  |  |  |  | In Queue |  |  | 2020-04-01 | [12 empty] | 2404237 |  |  | PhotoVoltaic
HISTEX-69847 |  | MA - SMART Program | ISO Markets |  | In Queue |  |  | 2020-06-23 | Lithium Ion |  | LG Chem | 9600 | 2400 | 9600 | 2400 |  | Wholesale Market |  |  |  | 2405858 | Yes | DC-Coupled | PhotoVoltaic | 2400 | 0
HISTEX-69868 |  | MA - SMART Program | ISO Markets |  | In Queue |  |  | 2020-07-29 | Lithium Ion |  | Tesla | 11750.4 | 2937.6 | 11750.4 | 2937.6 |  | Wholesale Market |  |  |  | 2410489 | Yes | AC-Coupled | PhotoVoltaic | 2937.6 | 2937.6
HISTEX-69869 |  | MA - SMART Program | ISO Markets |  | In Queue |  |  | 2020-07-06 | Lithium Ion |  | Other | 9400 | 4000 | 8594 | 3862 | Standalone | Wholesale Market |  |  |  | 9567977 | Yes | DC-Coupled | PhotoVoltaic | 4000 | 3862
HISTEX-69871 |  | MA - SMART Program | ISO Markets |  | In Queue |  |  | 2020-07-06 | Lithium Ion |  | Other | 18800 | 4998 | 17188 | 4827 | Standalone | Wholesale Market |  |  |  | 9568216 | Yes | DC-Coupled | PhotoVoltaic | 4998 | 4827
HISTEX-69873 |  | MA - SMART Program | ISO Markets |  | In Queue |  |  | 2020-08-19 | Lithium Ion |  | Other | 4700 | 2000 | 4330 | 1932 | Standalone | Wholesale Market |  |  |  | 9568068 | Yes | DC-Coupled | PhotoVoltaic | 2000 | 1932
HISTEX-69874 |  | MA - SMART Program | ISO Markets |  | In Queue |  |  | 2020-07-27 | Lithium Ion |  | LG Chem | 3000 | 500 | 0 | 0 | Standalone | Wholesale Market |  |  |  | 9568641 | Yes | DC-Coupled | PhotoVoltaic | 500 | 0
HISTEX-69876 |  | MA - SMART Program | ISO Markets |  | In Queue |  |  | 2020-08-12 | Lithium Ion |  | LG Chem | 3996 | 1000 | 3996 | 1000 | Standalone | Wholesale Market |  |  |  | 9568913 | Yes | DC-Coupled | PhotoVoltaic | 1000 | 1000
HISTEX-69892 |  | MA - SMART Program |  |  | In Queue |  |  | 2021-01-20 | Lithium Ion |  | Other | 2000 | 1000 | 2000 | 996 | Standalone | Wholesale Market |  |  |  | 5001002 | Yes | DC-Coupled | PhotoVoltaic | 1000 | 996
HISTEX-67658 |  | MA - SMART Program |  |  | In Queue |  |  | 2018-10-19 | Lithium Ion |  | Other | 4000 | 2000 | 4000 | 2000 | Standalone |  |  |  |  | 2314499 | Yes | AC-Coupled | PhotoVoltaic | 2000 | 2000
ESMAEX-00032 |  | MA - SMART Program | ISO Markets |  | In Queue |  |  | 2021-04-07 | Lithium Ion |  | LG Chem | 11220 | 3470 | 11220 | 3800 | Standalone | Wholesale Market |  |  |  | 5509487 | Yes | DC-Coupled | PhotoVoltaic | 3470 | 3800
ESMAEX-00059 |  | MA - SMART Program | ISO Markets |  | In Queue |  |  | 2021-04-16 | Lithium Ion |  | LG Chem | 1020 | 340 | 1020 | 499 | Standalone | Wholesale Market |  |  |  | 5625291 | Yes | DC-Coupled | PhotoVoltaic | 340 | 499
ESMAEX-00081 |  | MA - SMART Program |  |  | In Queue | 30 |  | 2021-04-28 | Lithium Ion |  | Other | 1020 | 510 | 1020 | 999 | Standalone |  |  |  |  | 5723673 | Yes | DC-Coupled | Other | 510 | 999
ESMAEX-00185 |  | ISO Markets |  |  | In Queue |  |  | 2021-06-15 | Lithium Ion |  | Other | 11008 | 4999 | 10369 | 4999 | Standalone | Peak Shaving/ Load Leveling | Wholesale Market | Self Generation |  | 6020066 | No | AC-Coupled | Other | 4999 | 4999
ESMAEX-00220 |  | MA - SMART Program |  |  | In Queue |  |  | 2021-10-20 | Lithium Ion |  | Samsung | 8000 | 2000 | 8000 | 2000 | Standalone |  |  |  |  | 7024635 | Yes | DC-Coupled | PhotoVoltaic | 2000 | 0
ESMAEX-00236 |  | ISO Markets |  |  | In Queue |  |  | 2021-08-31 | Lithium Ion |  | Other | 13520 | 4999 | 12840 | 4999 | Standalone | Peak Shaving/ Load Leveling | Wholesale Market | Self Generation |  | 6645241 | No | AC-Coupled | Other | 4999 | 4999
ESMAEX-00298 |  | Energy Efficiency/ DR Program | ISO Markets |  | In Queue |  |  | 2021-08-10 | Lithium Ion |  | Other | 25075 | 4947 | 25075 | 4947 | Standalone | Peak Shaving/ Load Leveling | Wholesale Market | Self Generation |  | 6882930 | No | AC-Coupled | Other | 4947 | 4947000
ESMAEX-00475 |  | MA - SMART Program | ISO Markets |  | In Queue |  |  | 2021-10-06 | Other | Lithium Iron Phosphate | Other | 6682.5 | 2227.5 | 6682.5 | 2227.5 | Standalone | Wholesale Market |  |  |  | 6846910 | Yes | DC-Coupled | PhotoVoltaic | 2227.5 | 0
ESMAEX-00578 |  | ISO Markets |  |  | In Queue |  |  | 2022-01-12 | Lithium Ion |  | Other | 19960 | 4990 | 19960 | 4990 | Standalone | Wholesale Market |  |  |  | 7596545 | No | AC-Coupled | Other | 4990 | 4990
ESMAEX-00681 |  | Energy Efficiency/ DR Program | ISO Markets |  | In Queue |  |  | 2022-11-29 | Lithium Ion |  | Other | 1500 | 1500 | 171140 | 1249.8 | Behind the Meter | Reliability and Resiliency | Wholesale Market |  |  | 11389210 | No | AC-Coupled | Other | 1500 | 1249.8
ESMAEX-00695 |  | MA - SMART Program | ISO Markets |  | In Queue |  |  | 2022-01-31 | Lithium Ion |  | Other | 8400 | 4000 | 8400 | 4000 | Standalone | Wholesale Market |  |  |  | 7738165 | Yes | DC-Coupled | PhotoVoltaic | 4000 | 4000
ESMAEX-00810 |  | MA - SMART Program | ISO Markets |  | In Queue |  |  | 2022-02-04 | Lithium Ion |  | Other | 7425 | 2490 | 7425 | 2490 | Behind the Meter | Wholesale Market |  |  |  | 7791028 | Yes | DC-Coupled | PhotoVoltaic | 2490 | 0
ESMAEX-01101 |  | MA - SMART Program | ISO Markets |  | In Queue |  |  | 2022-05-12 | Lithium Ion |  | Samsung | 6000 | 1500 | 6000 | 1500 | Standalone | Customer Bill Savings (e.g., Demand Charge Management, TOU Arbitrage | Peak Shaving/ Load Leveling | Self Generation | Wholesale Market | 9106188 | Yes | AC-Coupled | PhotoVoltaic | 1500 | 1500
ESMAEX-00744 |  | MA - DOER/ MassCEC Funded Projects | MA - DOER/ MassCEC Funded Projects | Connected Solutions | In Queue | 60 |  | 2022-03-08 | Lithium Ion |  | Other | 573 | 250 | 573 | 250 | Behind the Meter | Customer Bill Savings (e.g., Demand Charge Management, TOU Arbitrage | Peak Shaving/ Load Leveling | Micogrid | Wholesale Market | 8584548 | Yes | AC-Coupled | Other | 250 | 250
ESMAEX-00745 |  | MA - DOER/ MassCEC Funded Projects | MA - DOER/ MassCEC Funded Projects | Connected Solutions | In Queue |  |  | 2022-03-08 | Lithium Ion |  | Other | 573 | 250 | 573 | 250 | Behind the Meter | Customer Bill Savings (e.g., Demand Charge Management, TOU Arbitrage | Peak Shaving/ Load Leveling | Micogrid | Wholesale Market | 8584984 | Yes | AC-Coupled | Other | 250 | 250
ESMAEX-00761 |  | MA - SMART Program |  |  | In Queue | 30 |  | 2022-01-27 | Lithium Ion |  | Other | 548 | 274 | 548 | 274 | Behind the Meter | Customer Bill Savings (e.g., Demand Charge Management, TOU Arbitrage |  |  |  | 7841553 | Yes | DC-Coupled | PhotoVoltaic | 274 | 0
HISTEX-72352 |  | ISO Markets |  |  | In Queue |  |  | 2020-11-25 | Lithium Ion |  | Other | 19920 | 4980 | 19920 | 4980 |  | Wholesale Market |  |  |  | 5114629 | Yes | DC-Coupled | PhotoVoltaic | 4980 | 4980
ESMAEX-00776 |  | Energy Efficiency/ DR Program | ISO Markets |  | In Queue |  |  | 2022-09-20 | Lithium Ion |  | Other | 1500 | 1500 | 1249.8 | 1249.8 | Behind the Meter | Reliability and Resiliency | Wholesale Market |  |  | 10737360 | No | AC-Coupled | Other | 1500 | 1249.8
ESMAEX-00777 |  | Energy Efficiency/ DR Program |  |  | In Queue |  |  | 2023-01-18 | Lithium Ion |  | Other | 1500 | 1500 | 17140 | 1249.8 | Behind the Meter | Peak Shaving/ Load Leveling | Reliability and Resiliency |  |  | 12049715 | No | AC-Coupled | Other | 1500 | 1249.8
ESMAEX-00838 |  | MA - SMART Program | ISO Markets |  | In Queue |  |  | 2022-03-16 | Lithium Ion |  | Other | 4608 | 1500 | 4285 | 1250 | Standalone | Wholesale Market |  |  |  | 9155018 | No | AC-Coupled | Other | 1500 | 1250
ESMAEX-00900 |  | MA - SMART Program |  |  | In Queue |  |  | 2022-04-06 | Lithium Ion |  | Other | 6000 | 1000 | 6000 | 1000 | Standalone |  |  |  |  | 8870551 | Yes | DC-Coupled | PhotoVoltaic | 1000 | 0
ESMAEX-00988 |  | ISO Markets |  |  | In Queue |  |  | 2023-01-20 | Lithium Ion |  | Other | 19960 | 4990 | 19960 | 4990 | Standalone | Wholesale Market |  |  |  | 11787628 | No | AC-Coupled | Other | 4990 | 4990
ESMAEX-01131 |  | ISO Markets |  |  | In Queue |  |  | 2022-10-04 | Lithium Ion |  | Other | 19960 | 4990 | 19960 | 4990 | Standalone | Wholesale Market |  |  |  | 11302154 | No | AC-Coupled | Other | 4990 | 4990
ESMAEX-01174 |  | MA - SMART Program | Energy Efficiency/ DR Program |  | In Queue |  |  | 2022-06-03 | Lithium Ion |  | Tesla | 2730.2 | 1365.1 | 2730.2 | 1365.1 | Behind the Meter | Customer Bill Savings (e.g., Demand Charge Management, TOU Arbitrage | Peak Shaving/ Load Leveling | Reliability and Resiliency | Wholesale Market | 9458186 | Yes | AC-Coupled | PhotoVoltaic | 1365.1 | 1365.1
ESMAEX-01159 |  | MA - SMART Program | ISO Markets |  | In Queue |  |  | 2022-10-10 | Lithium Ion |  | Other | 2880 | 1000 | 2880 | 1000 | Standalone | Peak Shaving/ Load Leveling | Wholesale Market |  |  | 10789656 | Yes | DC-Coupled | PhotoVoltaic | 1000 | 1000
ESMAEX-01166 |  | MA - SMART Program |  |  | In Queue |  |  | 2023-03-24 | Lithium Ion |  | Other | 19550 | 4887.6 | 19550 | 4887.6 | Standalone | Wholesale Market |  |  |  | 12538778 | Yes | DC-Coupled | PhotoVoltaic | 4887.6 | 4887.6
ESMAEX-01230 |  |  |  |  | In Queue |  |  | 2022-07-28 | Lithium Ion |  | Other | 670 | 250 | 791.5 | 250 | Behind the Meter | Peak Shaving/ Load Leveling |  |  |  | 9927841 | No | AC-Coupled | PhotoVoltaic | 250 | 0
ESMAEX-01251 |  | MA - SMART Program | ISO Markets |  | In Queue |  |  | 2023-08-02 | Lithium Ion |  | Other | 250 | 250 | 1000 | 970 | Behind the Meter | Wholesale Market |  |  |  | 14084529 | Yes | AC-Coupled | PhotoVoltaic | 250 | 970
ESMAEX-01348 |  | MA - SMART Program | MA - DOER/ MassCEC Funded Projects |  | In Queue |  |  | 2022-07-06 | Lithium Ion |  | Other | 1400 | 560 | 1400 | 560 | Behind the Meter | Customer Bill Savings (e.g., Demand Charge Management, TOU Arbitrage | Peak Shaving/ Load Leveling | Micogrid |  | 9676510 | Yes | AC-Coupled | PhotoVoltaic | 560 | 560
ESMAEX-01343 |  | ISO Markets |  |  | In Queue |  |  | 2022-09-23 | Lithium Ion |  | Other | 11008 | 4999 | 11008 | 4999 | Standalone | Wholesale Market |  |  |  | 10787708 | No | AC-Coupled | Other | 4999 | 4999
ESMAEX-01384 |  | MA - SMART Program | ISO Markets |  | In Queue |  |  | 2023-01-13 | Lithium Ion |  | Other | 2970 | 1200 | 2970 | 1000 | Behind the Meter | Reliability and Resiliency | Wholesale Market |  |  | 11789116 | Yes | AC-Coupled | PhotoVoltaic | 1200 | 1000
ESMAEX-01421 |  | MA - SMART Program |  |  | In Queue |  |  | 2022-08-15 | Lithium Ion |  | Other | 8000 | 2000 | 8000 | 2000 | Standalone |  |  |  |  | 10134769 | Yes | DC-Coupled | PhotoVoltaic | 2000 | 0
ESMAEX-01439 |  | MA - SMART Program |  |  | In Queue |  |  | 2022-09-07 | Lithium Ion |  | Other | 12000 | 3000 | 12000 | 3000 | Standalone |  |  |  |  | 10398207 | Yes | DC-Coupled | PhotoVoltaic | 3000 | 0
ESMAEX-01448 |  | MA - SMART Program | ISO Markets |  | In Queue |  |  | 2023-01-17 | Lithium Ion |  | Other | 2970 | 1200 | 2970 | 1000 | Behind the Meter | Peak Shaving/ Load Leveling | Reliability and Resiliency | Wholesale Market |  | 11788999 | Yes | AC-Coupled | PhotoVoltaic | 1200 | 1000
ESMAEX-01479 |  | MA - SMART Program | ISO Markets |  | In Queue |  |  | 2022-12-20 | Lithium Ion |  | Other | 4700 | 2000 | 4590 | 1931 | Standalone | Wholesale Market |  |  |  | 11576334 | Yes | DC-Coupled | PhotoVoltaic | 2000 | 1931
ESMAEX-01660 |  | MA - SMART Program |  |  | In Queue | 60 |  | 2022-10-05 | Lithium Ion |  | Other | 384 | 358.4 | 100 | 0.384 | Behind the Meter | Reliability and Resiliency | Self Generation |  |  | 10920957 | Yes | DC-Coupled | PhotoVoltaic | 358.4 | 0.384
ESMAEX-01522 |  | ISO Markets |  |  | In Queue |  |  | 2022-08-29 | Other | Lithium Iron Phosphate | Other | 19960 | 4990 | 19960 | 4990 | Standalone | Peak Shaving/ Load Leveling | Reliability and Resiliency | Wholesale Market |  | 10306143 | No | AC-Coupled | Other | 4990 | 4990
ESMAEX-01581 |  | ISO Markets |  |  | In Queue |  |  | 2023-03-20 | Lithium Ion |  | Other | 15000 | 5000 | 15000 | 4999 | Standalone | Wholesale Market |  |  |  | 12387326 | No | AC-Coupled | Other | 5000 | 4999
ESMAEX-01582 |  |  |  |  | In Queue |  |  | 2023-03-20 | Lithium Ion |  | Other | 40000 | 10000 | 40000 | 6700 | Standalone | Wholesale Market |  |  |  | 12371149 | Yes | DC-Coupled | PhotoVoltaic | 10000 | 6700
ESMAEX-01586 |  | MA - SMART Program | ISO Markets |  | In Queue |  |  | 2022-09-14 | Lithium Ion |  | Other | 10346 | 3500 | 9253 | 3345.1 | Standalone | Wholesale Market |  |  |  | 5167826 | Yes | DC-Coupled | PhotoVoltaic | 3500 | 3345.1
ESMAEX-01622 |  | MA - SMART Program |  |  | In Queue |  |  | 2023-05-10 | Lithium Ion |  | Other | 2000 | 1000 | 2000 | 1000 | Standalone | Reliability and Resiliency |  |  |  | 13027100 | Yes | DC-Coupled | PhotoVoltaic | 1000 | 0
ESMAEX-01635 |  | MA - SMART Program | ISO Markets |  | In Queue |  |  | 2022-11-29 | Lithium Ion |  | Other | 8000 | 2000 | 8000 | 2000 | Standalone | Wholesale Market |  |  |  | 11309674 | Yes | DC-Coupled | PhotoVoltaic | 2000 | 0
ESMAEX-01852 |  | MA - SMART Program | ISO Markets |  | In Queue |  |  | 2022-11-28 | Lithium Ion |  | Other | 7600 | 3800 | 7600 | 3800 | Standalone | Reliability and Resiliency | Wholesale Market |  |  | 11332906 | Yes | DC-Coupled | PhotoVoltaic | 3800 | 0
ESMAEX-01691 |  | MA - SMART Program | ISO Markets |  | In Queue |  |  | 2022-11-17 | Lithium Ion |  | Samsung | 2500 | 1250 | 2500 | 1250 | Standalone | Peak Shaving/ Load Leveling | Wholesale Market |  |  | 11466308 | Yes | DC-Coupled | PhotoVoltaic | 1250 | 0
ESMAEX-01708 |  | MA - SMART Program | ISO Markets |  | In Queue |  |  | 2023-01-10 | Lithium Ion |  | Other | 2222 | 1111 | 2000 | 1000 | Standalone | Peak Shaving/ Load Leveling | Wholesale Market |  |  | 11879902 | Yes | AC-Coupled | PhotoVoltaic | 1111 | 1000
ESMAEX-01704 |  | MA - SMART Program | ISO Markets |  | In Queue |  |  | 2022-12-20 | Lithium Ion |  | Other | 4700 | 2000 | 4590 | 1931 | Standalone | Wholesale Market |  |  |  | 11575750 | Yes | DC-Coupled | PhotoVoltaic | 2000 | 1931
ESMAEX-01755 |  | MA - SMART Program | ISO Markets |  | In Queue |  |  | 2023-09-21 | Lithium Ion |  | Other | 3300 | 1650 | 3300 | 16500 | Standalone | Reliability and Resiliency | Wholesale Market |  |  | 14670239 | Yes | DC-Coupled | PhotoVoltaic | 1650 | 0
ESMAEX-01828 |  | MA - SMART Program |  |  | In Queue |  |  | 2023-01-25 | Lithium Ion |  | Other | 16656 | 4164 | 16656 | 4164 | Standalone | Reliability and Resiliency |  |  |  | 11852935 | Yes | DC-Coupled | PhotoVoltaic | 4164 | 0
ESMAEX-02031 |  | MA - SMART Program |  |  | In Queue |  |  | 2023-01-17 | Lithium Ion |  | Other | 20000 | 5000 | 20000 | 5000 | Standalone | Wholesale Market |  |  |  | 11973173 | Yes | DC-Coupled | PhotoVoltaic | 5000 | 5000
ESMAEX-02038 |  | MA - SMART Program |  |  | In Queue |  |  | 2023-05-16 | Lithium Ion |  | Samsung | 4895 | 2030 | 4700 | 2000 | Standalone | Peak Shaving/ Load Leveling | Wholesale Market | Self Generation |  | 13238242 | Yes | DC-Coupled | PhotoVoltaic | 2030 | 2000
ESMAEX-02171 |  | MA - SMART Program | ISO Markets |  | In Queue |  |  | 2023-03-27 | Lithium Ion |  | Other | 3500 | 1750 | 3500 | 1750 | Standalone | Wholesale Market |  |  |  | 12475560 | Yes | DC-Coupled | PhotoVoltaic | 1750 | 0
ESMAEX-02224 |  | MA - SMART Program | ISO Markets |  | In Queue |  |  | 2023-08-08 | Lithium Ion |  | Other | 2040 | 1020 | 2040 | 1020 | Standalone |  |  |  |  | 14361989 | Yes | DC-Coupled | Other | 1020 | 0
ESMAEX-02225 |  | MA - SMART Program | ISO Markets |  | In Queue |  |  | 2023-08-08 | Lithium Ion |  | Other | 6046 | 1500 | 6000 | 999 | Standalone |  |  |  |  | 14437123 | Yes | DC-Coupled | PhotoVoltaic | 1500 | 999
ESMAEX-03301 |  | ISO Markets |  | Net Metering | In Queue |  |  | 2023-12-20 | Lithium Ion |  | Other | 19920 | 4980 | 19920 | 4980 | Standalone | Peak Shaving/ Load Leveling | Wholesale Market |  |  | 15974455 | Yes | DC-Coupled | PhotoVoltaic | 4980 | 4980
ESMAEX-02277 |  | MA - SMART Program | ISO Markets |  | In Queue |  |  | 2023-03-17 | Lithium Ion |  | Other | 15000 | 5000 | 15000 | 5000 | Standalone | Wholesale Market |  |  |  | 12519868 | Yes | DC-Coupled | PhotoVoltaic | 5000 | 5000
ESMAEX-02314 |  | MA - SMART Program | ISO Markets |  | In Queue |  |  | 2023-07-27 | Lithium Ion |  | Other | 8172 | 4080 | 8172 | 4080 | Standalone | Wholesale Market |  |  |  | 14034106 | Yes | DC-Coupled | Other | 4080 | 0
ESMAEX-02322 |  | MA - SMART Program | ISO Markets |  | In Queue |  |  | 2023-05-09 | Lithium Ion |  | LG Chem | 5060 | 1700 | 999 | 999 | Standalone | Wholesale Market |  |  |  | 12995604 | Yes | DC-Coupled | PhotoVoltaic | 1700 | 999
ESMAEX-02368 |  | MA - SMART Program | ISO Markets |  | In Queue |  |  | 2023-04-11 | Lithium Ion |  | Other | 30000 | 5000 | 30000 | 5000 | Standalone | Wholesale Market |  |  |  | 12734494 | Yes | DC-Coupled | PhotoVoltaic | 5000 | 5000
ESMAEX-02438 |  | MA - SMART Program |  |  | In Queue |  |  | 2023-05-26 | Lithium Ion |  | Other | 2000 | 1000 | 2000 | 1000 | Standalone | Reliability and Resiliency |  |  |  | 13237745 | Yes | DC-Coupled | PhotoVoltaic | 1000 | 0
ESMAEX-02441 |  | MA - SMART Program | ISO Markets |  | In Queue |  |  | 2023-08-08 | Lithium Ion |  | Other | 2040 | 1020 | 2040 | 1020 | Standalone |  |  |  |  | 14437186 | Yes | DC-Coupled | Other | 1020 | 0
ESMAEX-02446 |  | MA - SMART Program |  |  | In Queue |  |  | 2023-05-04 | Lithium Ion |  | Other | 1361.92 | 320 | 1361.92 | 320 | Standalone |  |  |  |  | 21818297 | Yes | DC-Coupled | PhotoVoltaic | 320 | 0
ESMAEX-02511 |  | ISO Markets |  |  | In Queue |  |  | 2023-05-23 | Lithium Ion |  | Other | 16000 | 4000 | 16000 | 4000 | Standalone | Wholesale Market |  |  |  | 13187454 | No | AC-Coupled | Other | 4000 | 4000
ESMAEX-02501 |  | MA - SMART Program | ISO Markets |  | In Queue |  |  | 2023-05-22 | Lithium Ion |  | Other | 30000 | 5000 | 30000 | 5000 | Standalone | Wholesale Market |  |  |  | 13159871 | Yes | DC-Coupled | PhotoVoltaic | 5000 | 5000
ESMAEX-02512 |  | MA - SMART Program |  |  | In Queue |  |  | 2023-07-05 | Lithium Ion |  | Other | 2000 | 1000 | 2000 | 1000 | Standalone | Reliability and Resiliency |  |  |  | 13731248 | Yes | DC-Coupled | PhotoVoltaic | 1000 | 0
ESMAEX-02552 |  | ISO Markets |  |  | In Queue |  |  | 2023-07-20 | Lithium Ion |  | Other | 15000 | 5000 | 15000 | 4999 | Standalone | Wholesale Market |  |  |  | 14019551 | No | AC-Coupled | Other | 5000 | 4999
ESMAEX-02662 |  | MA - SMART Program | ISO Markets |  | In Queue |  |  | 2023-08-08 | Other | Lithium Iron Phosphate | Other | 4000 | 2000 | 4000 | 2000 | Standalone | Wholesale Market |  |  |  | 14119750 | Yes | DC-Coupled | PhotoVoltaic | 2000 | 2000
ESMAEX-02726 |  |  |  | Connected Solutions | In Queue | 10 |  | 2023-07-30 | Lithium Ion |  | Tesla | 0 | 0 | 13.5 | 10 | Behind the Meter | Customer Bill Savings (e.g., Demand Charge Management, TOU Arbitrage |  |  |  | 14186923 | Yes | AC-Coupled | Other | 0 | 10
ESMAEX-02797 |  | MA - SMART Program |  |  | In Queue |  |  | 2023-12-07 | Lithium Ion |  | Other | 3000 | 1500 | 3000 | 1500 | Standalone | Customer Bill Savings (e.g., Demand Charge Management, TOU Arbitrage | Wholesale Market |  |  | 15728368 | Yes | AC-Coupled | PhotoVoltaic | 1500 | 1500
ESMAEX-03544 |  |  |  |  | In Queue |  |  | 2024-03-18 | Lithium Ion |  | Enphase | 5 | 0 | 5 | 3.84 | Behind the Meter | Peak Shaving/ Load Leveling |  |  |  | 16862834 | Yes | AC-Coupled | PhotoVoltaic | 0 | 3.84
ESMAEX-02846 |  | MA - SMART Program | ISO Markets |  | In Queue |  |  | 2023-09-28 | Lithium Ion |  | Other | 3500 | 1750 | 3500 | 1750 | Standalone | Wholesale Market |  |  |  | 14822912 | Yes | DC-Coupled | PhotoVoltaic | 1750 | 0
ESMAEX-02849 |  | MA - SMART Program | ISO Markets |  | In Queue |  |  | 2023-09-28 | Lithium Ion |  | Other | 3500 | 1750 | 3500 | 1750 | Standalone | Wholesale Market |  |  |  | 14766671 | Yes | DC-Coupled | PhotoVoltaic | 1750 | 0
ESMAEX-03023 |  | ISO Markets |  |  | In Queue | 60 |  | 2023-10-25 | Lithium Ion |  | Other | 500 | 400 | 500 | 400 | Behind the Meter | Customer Bill Savings (e.g., Demand Charge Management, TOU Arbitrage | Peak Shaving/ Load Leveling | Micogrid | Wholesale Market | 20241460 | No | AC-Coupled | Other | 400 | 400
ESMAEX-02994 |  | MA - SMART Program | ISO Markets |  | In Queue |  |  | 2023-09-29 | Lithium Ion |  | Other | 340.48 | 170 | 340.48 | 170 | Standalone | Wholesale Market |  |  |  | 14941929 | Yes | DC-Coupled | Other | 170 | 0
ESMAEX-03011 |  | MA - SMART Program |  |  | In Queue |  |  | 2023-11-22 | Lithium Ion |  | Other | 6770 | 1693 | 6770 | 1693 | Standalone | Customer Bill Savings (e.g., Demand Charge Management, TOU Arbitrage |  |  |  | 15457100 | Yes | DC-Coupled | PhotoVoltaic | 1693 | 1693
ESMAEX-03058 |  | ISO Markets |  | Net Metering | In Queue |  |  | 2023-12-20 | Lithium Ion |  | Other | 20000 | 4980 | 20000 | 4980 | Standalone | Peak Shaving/ Load Leveling | Wholesale Market |  |  | 15974211 | Yes | DC-Coupled | PhotoVoltaic | 4980 | 4980
ESMAEX-03176 |  | MA - SMART Program |  |  | In Queue |  |  | 2023-11-20 | Lithium Ion |  | Other | 1750 | 875 | 1750 | 875 | Standalone | Reliability and Resiliency |  |  |  | 15508750 | Yes | DC-Coupled | PhotoVoltaic | 875 | 0
ESMAEX-03192 |  | MA - SMART Program |  |  | In Queue |  |  | 2023-11-22 | Lithium Ion |  | Other | 10000 | 2500 | 10000 | 2500 | Standalone | Reliability and Resiliency |  |  |  | 15456938 | Yes | DC-Coupled | PhotoVoltaic | 2500 | 0
ESMAEX-03291 |  | MA - SMART Program | ISO Markets |  | In Queue |  |  | 2024-06-12 | Lithium Ion |  | Other | 3000 | 999 | 3000 | 999 | Standalone | Wholesale Market |  |  |  | 17903396 | Yes | DC-Coupled | Other | 999 | 0
ESMAEX-03387 |  | ISO Markets |  |  | In Queue | 50 |  | 2024-06-06 | Lithium Ion |  | Tesla | 3372 | 1686 | 3372 | 1686 | Behind the Meter | Customer Bill Savings (e.g., Demand Charge Management, TOU Arbitrage | Peak Shaving/ Load Leveling | Micogrid |  | 17903789 | Yes | AC-Coupled | PhotoVoltaic | 1686 | 1686
ESMAEX-03357 |  |  |  |  | In Queue | 10 |  | 2024-01-12 | Lithium Ion |  | Enphase | 5 | 5 | 5 | 5 | Behind the Meter |  |  |  |  | 16210520 | No | AC-Coupled | PhotoVoltaic | 5 | 5
ESMAEX-03367 |  | MA - SMART Program | ISO Markets |  | In Queue |  |  | 2025-04-25 | Lithium Ion |  | Other | 2036.7 | 1000 | 2036.7 | 1000 | Standalone | Wholesale Market |  |  |  | 20922163 | Yes | DC-Coupled | PhotoVoltaic | 1000 | 0
ESMAEX-03409 |  | MA - SMART Program |  |  | In Queue |  |  | 2024-02-29 | Lithium Ion |  | Other | 3386 | 1693 | 3386 | 1693 | Standalone | Reliability and Resiliency |  |  |  | 16588023 | Yes | DC-Coupled | PhotoVoltaic | 1693 | 0
ESMAEX-03433 |  | MA - SMART Program |  |  | In Queue |  |  | 2024-06-07 | Other | Lithium Iron Phosphate | Other | 500 | 300 | 60 | 300 | Behind the Meter | Reliability and Resiliency | Micogrid |  |  | 18299562 | Yes | DC-Coupled | PhotoVoltaic | 300 | 300
ESMAEX-03495 |  | ISO Markets |  | Net Metering | In Queue |  |  | 2024-02-29 | Lithium Ion |  | Other | 19960 | 4990 | 19960 | 4990 | Standalone | Peak Shaving/ Load Leveling | Wholesale Market |  |  | 16690350 | Yes | DC-Coupled | PhotoVoltaic | 4990 | 4990
ESMAEX-03511 |  | Energy Efficiency/ DR Program | ISO Markets |  | In Queue |  |  | 2024-07-24 | Lithium Ion |  | Other | 2723.84 | 990 | 2723.84 | 990 | Behind the Meter | Customer Bill Savings (e.g., Demand Charge Management, TOU Arbitrage | Peak Shaving/ Load Leveling | Wholesale Market |  | 18514235 | No | AC-Coupled | Other | 990 | 990
ESMAEX-04793 |  |  |  |  | In Queue | Residential |  | 2025-04-15 | Lithium Ion |  | Other | 0 | 0 | 15 | 10 | Behind the Meter | Reliability and Resiliency | Micogrid |  |  | 20781743 | Yes | AC-Coupled | PhotoVoltaic | 0 | 10
ESMAEX-03573 |  | MA - SMART Program | ISO Markets |  | In Queue |  |  | 2024-03-25 | Lithium Ion |  | Other | 5015 | 5015 | 4999.68 | 4999.68 | Standalone | Peak Shaving/ Load Leveling | Reliability and Resiliency | Wholesale Market |  | 16941777 | Yes | AC-Coupled | PhotoVoltaic | 5015 | 4999.68
ESMAEX-03594 |  | ISO Markets |  | Connected Solutions | In Queue |  |  | 2024-05-22 | Lithium Ion |  | Other | 9632 | 3211 | 6000 | 2000 | Behind the Meter | Customer Bill Savings (e.g., Demand Charge Management, TOU Arbitrage | Peak Shaving/ Load Leveling | Wholesale Market |  | 16921359 | No | AC-Coupled | Other | 3211 | 2000
ESMAEX-03593 |  | ISO Markets |  | Connected Solutions | In Queue |  |  | 2024-05-22 | Lithium Ion |  | Other | 6880 | 2293 | 4500 | 1500 | Behind the Meter | Customer Bill Savings (e.g., Demand Charge Management, TOU Arbitrage | Peak Shaving/ Load Leveling | Wholesale Market |  | 17759100 | No | AC-Coupled | Other | 2293 | 1500
ESMAEX-03629 |  | MA - SMART Program | ISO Markets |  | In Queue |  |  | 2024-04-04 | Lithium Ion |  | Other | 20000 | 5000 | 20000 | 5000 | Standalone | Wholesale Market |  |  |  | 17115518 | Yes | DC-Coupled | PhotoVoltaic | 5000 | 5000
ESMAEX-03636 |  | MA - SMART Program | ISO Markets |  | In Queue |  |  | 2024-04-05 | Lithium Ion |  | Other | 25000 | 5000 | 25000 | 5000 | Standalone | Wholesale Market |  |  |  | 17104630 | Yes | DC-Coupled | PhotoVoltaic | 5000 | 5000
ESMAEX-03885 |  | MA - SMART Program |  |  | In Queue |  |  | 2024-07-08 | Lithium Ion |  | Other | 440 | 250 | 440 | 250 | Behind the Meter | Reliability and Resiliency | Wholesale Market |  |  | 18085984 | Yes | AC-Coupled | PhotoVoltaic | 250 | 250
ESMAEX-03758 |  | MA - SMART Program | ISO Markets |  | In Queue |  |  | 2024-05-13 | Lithium Ion |  | Other | 5000 | 2000 | 5000 | 2000 | Standalone | Wholesale Market |  |  |  | 17758753 | Yes | DC-Coupled | PhotoVoltaic | 2000 | 2000
ESMAEX-03767 |  | MA - SMART Program | ISO Markets |  | In Queue |  |  | 2024-05-15 | Lithium Ion |  | Other | 5000 | 2000 | 5000 | 2000 | Standalone | Wholesale Market |  |  |  | 17543844 | Yes | DC-Coupled | PhotoVoltaic | 2000 | 2000
ESMAEX-03822 |  | MA - SMART Program | ISO Markets |  | In Queue |  |  | 2024-06-10 | Lithium Ion |  | Other | 5015 | 5015 | 4999.68 | 4999.68 | Standalone | Peak Shaving/ Load Leveling | Reliability and Resiliency | Wholesale Market |  | 17865622 | Yes | AC-Coupled | PhotoVoltaic | 5015 | 4999.68
ESMAEX-03900 |  |  |  |  | In Queue |  |  | 2024-07-16 | Lithium Ion |  | Other | 21984 | 5475 | 21984 | 4812.5 | Standalone |  |  |  |  | 18240963 | Yes | AC-Coupled | PhotoVoltaic | 5475 | 4812.5
ESMAEX-03925 |  |  |  |  | In Queue |  |  | 2024-07-25 | Lithium Ion |  | Tesla | 3854 | 1927 | 3916 | 979 | Standalone |  |  |  |  | 18286323 | Yes | AC-Coupled | PhotoVoltaic | 1927 | 979
ESMAEX-03914 |  | ISO Markets |  |  | In Queue |  |  | 2025-02-04 | Lithium Ion |  | Other | 5015.9 | 5015.9 | 20060 | 4999 | Standalone | Wholesale Market |  |  |  | WO# 20044559 | No | AC-Coupled | Other | 5015.9 | 4999
ESMAEX-03958 |  |  |  | Connected Solutions Demand Response | In Queue | Residential |  | 2024-08-09 | Lithium Ion |  | Tesla | 13.5 | 11.5 | 13.5 | 11.5 | Behind the Meter | Customer Bill Savings (e.g., Demand Charge Management, TOU Arbitrage | Peak Shaving/ Load Leveling | Reliability and Resiliency |  | 18426461 | Yes | DC-Coupled | PhotoVoltaic | 11.5 | 0
ESMAEX-03948 |  |  |  |  | In Queue | Residential |  | 2024-08-07 | Lithium Ion |  | Enphase | 5 | 3.84 | 25 | 19.2 | Behind the Meter | Reliability and Resiliency |  |  |  | 18425950 | Yes | AC-Coupled | PhotoVoltaic | 3.84 | 19.2
ESMAEX-04000 |  | ISO Markets |  | Net Metering | In Queue |  |  | 2024-08-26 | Lithium Ion |  | Other | 407.3 | 101.8 | 19989 | 3997.8 | Standalone | Peak Shaving/ Load Leveling | Wholesale Market |  |  | 18653993 | Yes | DC-Coupled | PhotoVoltaic | 101.8 | 3997.8
ESMAEX-03978 |  |  |  |  | In Queue | Residential |  | 2024-08-18 | Lithium Ion |  | Tesla | 27 | 10 | 27 | 23 | Behind the Meter | Customer Bill Savings (e.g., Demand Charge Management, TOU Arbitrage | Self Generation |  |  | 18533811 | Yes | DC-Coupled | PhotoVoltaic | 10 | 23
ESMAEX-03984 |  |  |  |  | In Queue |  |  | 2024-09-09 | Lithium Ion |  | Other | 16925 | 4231 | 16925 | 4231 | Standalone |  |  |  |  | 18683204 | Yes | DC-Coupled | PhotoVoltaic | 4231 | 0
ESMAEX-03999 |  | ISO Markets |  | Net Metering | In Queue |  |  | 2024-08-26 | Lithium Ion |  | Other | 407.3 | 101.8 | 19989 | 3997.8 | Standalone | Peak Shaving/ Load Leveling | Reliability and Resiliency | Wholesale Market |  | 18654308 | Yes | DC-Coupled | PhotoVoltaic | 101.8 | 3997.8
ESMAEX-04002 |  |  |  |  | In Queue | Residential |  | 2024-08-27 | Lithium Ion |  | Tesla | 0 | 0 | 27 | 10 | Behind the Meter | Reliability and Resiliency |  |  |  | 18704603 | Yes | AC-Coupled | PhotoVoltaic | 0 | 10
ESMAEX-04031 |  |  |  |  | In Queue | Residential |  | 2024-09-05 | Lithium Ion |  | Tesla | 40.5 | 15 | 40.5 | 15 | Behind the Meter | Reliability and Resiliency |  |  |  | 19368820 | Yes | AC-Coupled | PhotoVoltaic | 15 | 15
ESMAEX-04072 |  | ISO Markets |  | Net Metering | In Queue |  |  | 2024-09-19 | Lithium Ion |  | Other | 19920 | 4980 | 19920 | 4980 | Standalone | Reliability and Resiliency | Wholesale Market |  |  | 19036929 | Yes | DC-Coupled | PhotoVoltaic | 4980 | 4980
ESMAEX-04073 |  | ISO Markets |  | Net Metering | In Queue |  |  | 2024-09-19 | Lithium Ion |  | Other | 19920 | 4980 | 19920 | 4980 | Standalone | Peak Shaving/ Load Leveling | Reliability and Resiliency | Wholesale Market |  | 19036986 | Yes | DC-Coupled | PhotoVoltaic | 4980 | 4980
ESMAEX-04075 |  | ISO Markets |  | Net Metering | In Queue |  |  | 2024-09-19 | Lithium Ion |  | Other | 32027.8 | 4980 | 32027.8 | 4980 | Standalone | Peak Shaving/ Load Leveling | Reliability and Resiliency | Wholesale Market |  | 19241472 | Yes | DC-Coupled | PhotoVoltaic | 4980 | 4980
ESMAEX-04077 |  | ISO Markets |  | Net Metering | In Queue |  |  | 2024-09-19 | Lithium Ion |  | Other | 4887.6 | 996 | 4887.6 | 996 | Standalone | Peak Shaving/ Load Leveling | Reliability and Resiliency | Wholesale Market |  | 19111107 | Yes | DC-Coupled | PhotoVoltaic | 996 | 996
ESMAEX-04125 |  |  |  |  | In Queue |  |  | 2024-12-19 | Lithium Ion |  | Other | 1064 | 375 | 1064 | 375 | Behind the Meter | Customer Bill Savings (e.g., Demand Charge Management, TOU Arbitrage | Peak Shaving/ Load Leveling | Wholesale Market |  | 19835595 | Yes | AC-Coupled | PhotoVoltaic | 375 | 375
ESMAEX-04146 |  | ISO Markets |  |  | In Queue | Residential |  | 2024-10-07 | Lithium Ion |  | Enphase | 0 | 0 | 20 | 15.36 | Behind the Meter | Customer Bill Savings (e.g., Demand Charge Management, TOU Arbitrage |  |  |  | 19127859 | Yes | AC-Coupled | PhotoVoltaic | 0 | 15.36
ESMAEX-04185 |  | ISO Markets |  | Net Metering | In Queue |  |  | 2024-10-17 | Lithium Ion |  | Other | 12000 | 4980 | 20365 | 4980 | Standalone | Peak Shaving/ Load Leveling | Reliability and Resiliency | Wholesale Market |  | 19273037 | Yes | DC-Coupled | PhotoVoltaic | 4980 | 4980
ESMAEX-04162 |  |  |  |  | In Queue |  |  | 2024-11-01 | Lithium Ion |  | Other | 10155 | 2539 | 10155 | 2539 | Standalone |  |  |  |  | 19413052 | Yes | DC-Coupled | PhotoVoltaic | 2539 | 0
ESMAEX-04166 |  |  |  |  | In Queue |  |  | 2024-11-06 | Lithium Ion |  | Other | 10155 | 2539 | 10155 | 2539 | Standalone |  |  |  |  | 19413351 | Yes | DC-Coupled | PhotoVoltaic | 2539 | 0
ESMAEX-04183 |  | ISO Markets |  | Net Metering | In Queue |  |  | 2024-10-17 | Lithium Ion |  | Other | 996 | 996 | 4887.6 | 996 | Standalone | Peak Shaving/ Load Leveling | Wholesale Market |  |  | 19285016 | Yes | DC-Coupled | PhotoVoltaic | 996 | 996
ESMAEX-04181 |  | ISO Markets |  | Net Metering | In Queue |  |  | 2024-10-17 | Lithium Ion |  | Other | 8550.36 | 4980 | 20368 | 4980 | Standalone | Peak Shaving/ Load Leveling | Reliability and Resiliency | Wholesale Market |  | 19368790 | Yes | DC-Coupled | PhotoVoltaic | 4980 | 4980
ESMAEX-04182 |  | ISO Markets |  | Net Metering | In Queue |  |  | 2024-10-17 | Lithium Ion |  | Other | 8550.36 | 4980 | 20368 | 4980 | Standalone | Peak Shaving/ Load Leveling | Reliability and Resiliency | Wholesale Market |  | 19285176 | Yes | DC-Coupled | PhotoVoltaic | 4980 | 4980
ESMAEX-04237 |  |  |  |  | In Queue | Residential |  | 2024-11-04 | Lithium Ion |  | Tesla | 7 | 14 | 5000 | 5 | Behind the Meter |  |  |  |  | 19303595 | Yes | AC-Coupled | PhotoVoltaic | 14 | 5
ESMAEX-04213 |  | MA - SMART Program | ISO Markets |  | In Queue |  |  | 2024-10-28 | Lithium Ion |  | Other | 407.3 | 101.8 | 3998 | 999.45 | Standalone | Reliability and Resiliency | Wholesale Market |  |  | 19497418 | Yes | DC-Coupled | PhotoVoltaic | 101.8 | 999.45
ESMAEX-04214 |  | MA - SMART Program | ISO Markets |  | In Queue |  |  | 2024-10-28 | Lithium Ion |  | Other | 407.3 | 101.8 | 19920 | 4980 | Standalone | Wholesale Market |  |  |  | 19497649 | Yes | DC-Coupled | PhotoVoltaic | 101.8 | 4980
ESMAEX-04215 |  | MA - SMART Program | ISO Markets |  | In Queue |  |  | 2024-10-28 | Lithium Ion |  | Other | 407.3 | 101.8 | 19920 | 4980 | Standalone | Wholesale Market |  |  |  | 19497778 | Yes | DC-Coupled | PhotoVoltaic | 101.8 | 4980
ESMAEX-04219 |  | MA - SMART Program | ISO Markets |  | In Queue |  |  | 2024-10-28 | Lithium Ion |  | Other | 407.3 | 101.8 | 19920 | 4980 | Standalone | Reliability and Resiliency | Wholesale Market |  |  | 19498103 | Yes | DC-Coupled | PhotoVoltaic | 101.8 | 4980
ESMAEX-04218 |  | MA - SMART Program | ISO Markets |  | In Queue |  |  | 2024-10-28 | Lithium Ion |  | Other | 407.3 | 101.8 | 19920 | 4980 | Standalone | Reliability and Resiliency | Wholesale Market |  |  | 19536330 | Yes | DC-Coupled | PhotoVoltaic | 101.8 | 4980
ESMAEX-04220 |  | MA - SMART Program | ISO Markets |  | In Queue |  |  | 2024-10-28 | Lithium Ion |  | Other | 407.3 | 101.8 | 19920 | 4980 | Standalone | Reliability and Resiliency | Wholesale Market |  |  | 19536348 | Yes | DC-Coupled | PhotoVoltaic | 101.8 | 4980
ESMAEX-04221 |  | MA - SMART Program | ISO Markets |  | In Queue |  |  | 2024-10-29 | Lithium Ion |  | Other | 407.3 | 101.8 | 19920 | 4980 | Standalone | Wholesale Market |  |  |  | 19536365 | Yes | DC-Coupled | PhotoVoltaic | 101.8 | 4980
ESMAEX-04272 |  | MA - SMART Program | ISO Markets |  | In Queue |  |  | 2024-11-12 | Lithium Ion |  | Other | 20000 | 5000 | 20000 | 4750 | Standalone | Peak Shaving/ Load Leveling | Wholesale Market | Self Generation |  | 19511693 | Yes | DC-Coupled | PhotoVoltaic | 5000 | 4750
ESMAEX-04271 |  | MA - SMART Program | ISO Markets |  | In Queue |  |  | 2024-11-12 | Lithium Ion |  | Other | 20000 | 5000 | 20000 | 4999 | Standalone | Peak Shaving/ Load Leveling | Wholesale Market | Self Generation |  | 19535805 | Yes | DC-Coupled | PhotoVoltaic | 5000 | 4999
ESMAEX-04241 |  | MA - SMART Program | ISO Markets |  | In Queue |  |  | 2024-11-06 | Lithium Ion |  | Other | 25000 | 5000 | 25000 | 5000 | Standalone | Wholesale Market |  |  |  | 19326344 | Yes | DC-Coupled | PhotoVoltaic | 5000 | 5000
ESMAEX-04253 |  | MA - SMART Program | ISO Markets |  | In Queue |  |  | 2024-11-11 | Lithium Ion |  | Other | 4000 | 1000 | 4000 | 1000 | Standalone | Wholesale Market |  |  |  | 19511208 | Yes | DC-Coupled | PhotoVoltaic | 1000 | 1000
ESMAEX-04256 |  | MA - SMART Program | ISO Markets |  | In Queue |  |  | 2024-11-11 | Lithium Ion |  | Other | 3500 | 3500 | 14000 | 3500 | Standalone | Wholesale Market |  |  |  | 19456932 | Yes | DC-Coupled | PhotoVoltaic | 3500 | 3500
ESMAEX-04250 |  | ISO Markets |  | Connected Solutions | In Queue |  |  | 2025-05-09 | Lithium Ion |  | Other | 15870 | 4950 | 15870 | 4950 | Behind the Meter | Reliability and Resiliency | Wholesale Market | Self Generation |  | 21738248 | No | AC-Coupled | Other | 4950 | 4950
ESMAEX-04255 |  | MA - SMART Program | ISO Markets |  | In Queue |  |  | 2024-11-11 | Lithium Ion |  | Other | 750 | 750 | 750 | 750 | Standalone | Peak Shaving/ Load Leveling | Wholesale Market |  |  | 19430059 | Yes | DC-Coupled | PhotoVoltaic | 750 | 0
ESMAEX-04335 |  |  |  |  | In Queue | Residential |  | 2024-12-05 | Lithium Ion |  | Tesla | 27 | 20 | 0 | 11.5 | Behind the Meter | Reliability and Resiliency | Micogrid |  |  | 19872102 | Yes | AC-Coupled | PhotoVoltaic | 20 | 11.5
ESMAEX-04291 |  | MA - SMART Program | ISO Markets |  | In Queue |  |  | 2024-11-21 | Lithium Ion |  | Other | 407.3 | 101.8 | 8146 | 1999 | Standalone | Wholesale Market |  |  |  | 19580934 | Yes | DC-Coupled | PhotoVoltaic | 101.8 | 1999
ESMAEX-04585 |  |  |  |  | In Queue |  |  | 2025-02-28 | Lithium Ion |  | Other | 5015 | 2507.5 | 30090 | 15054 | Standalone |  |  |  |  | 20561100 | No | AC-Coupled | Other | 2507.5 | 15054
ESMAEX-04331 |  | MA - SMART Program | ISO Markets |  | In Queue |  |  | 2025-01-15 | Lithium Ion |  | Other | 5564 | 2650 | 5208 | 2500 | Standalone | Peak Shaving/ Load Leveling | Wholesale Market | Self Generation |  | 19857929 | Yes | DC-Coupled | PhotoVoltaic | 2650 | 2500
ESMAEX-04370 |  |  |  |  | In Queue |  |  | 2024-12-13 | Lithium Ion |  | Tesla | 3854 | 1927 | 3916 | 979 | Standalone |  |  |  |  | 19870327 | Yes | AC-Coupled | PhotoVoltaic | 1927 | 979
ESMAEX-04383 |  | MA - SMART Program |  |  | In Queue |  |  | 2025-06-30 | Lithium Ion |  | Other | 500 | 125 | 450 | 205 | Standalone | Wholesale Market |  |  |  | 22151362 | Yes | DC-Coupled | PhotoVoltaic | 125 | 205
ESMAEX-04409 |  | ISO Markets |  |  | In Queue |  |  | 2024-12-30 | Lithium Ion |  | Other | 32588 | 4990 | 32588 | 4990 | Standalone | Wholesale Market |  |  |  | 19889278 | No | AC-Coupled | Other | 4990 | 4990
ESMAEX-04410 |  | ISO Markets |  |  | In Queue |  |  | 2024-12-30 | Lithium Ion |  | Other | 32588 | 4990 | 32588 | 4990 | Standalone | Wholesale Market |  |  |  | 20771373 | No | AC-Coupled | Other | 4990 | 4990
ESMAEX-04401 |  |  |  |  | In Queue | Residential |  | 2024-12-21 | Lithium Ion |  | Enphase | 0 | 0 | 7.68 | 7.68 | Behind the Meter | Customer Bill Savings (e.g., Demand Charge Management, TOU Arbitrage | Wholesale Market |  |  | 19797226 | Yes | AC-Coupled | PhotoVoltaic | 0 | 7.68
ESMAEX-04408 |  |  |  |  | In Queue | Residential |  | 2024-12-31 | Lithium Ion |  | Tesla | 5 | 11.5 | 5 | 23 | Behind the Meter |  |  |  |  | 19797428 | Yes | AC-Coupled | PhotoVoltaic | 11.5 | 23
ESMAEX-04407 |  |  |  |  | In Queue | Residential |  | 2024-12-30 | Lithium Ion |  | Tesla | 0 | 0 | 11.5 | 11.5 | Behind the Meter |  |  |  |  | 20008816 | Yes | AC-Coupled | PhotoVoltaic | 0 | 11.5
ESMAEX-04471 |  |  |  |  | In Queue | Municipality |  | 2025-01-28 | Other | Lithium Iron Phosphate | Other | 184.32 | 184.32 | 184.32 | 90 | Behind the Meter |  |  |  |  | 20007722 | Yes | DC-Coupled | PhotoVoltaic | 184.32 | 90
ESMAEX-04695 |  |  |  |  | In Queue | Residential |  | 2025-03-26 | Lithium Ion |  | Other | 37.6 | 21 | 37.6 | 35 | Behind the Meter | Customer Bill Savings (e.g., Demand Charge Management, TOU Arbitrage | Peak Shaving/ Load Leveling | Reliability and Resiliency |  | 21949721 | Yes | DC-Coupled | PhotoVoltaic | 21 | 35
ESMAEX-04466 |  | ISO Markets |  |  | In Queue |  |  | 2025-04-09 | Lithium Ion |  | Other | 20000 | 10000 | 20000 | 4999 | Standalone | Wholesale Market |  |  |  | 20733972 | No | AC-Coupled | Other | 10000 | 4999
ESMAEX-04473 |  |  |  |  | In Queue | Residential |  | 2025-01-29 | Lithium Ion |  | Other | 42.96 | 30.72 | 42.96 | 30.72 | Behind the Meter | Reliability and Resiliency |  |  |  | 20026794 | Yes | AC-Coupled | PhotoVoltaic | 30.72 | 30.72
ESMAEX-04491 |  |  |  |  | In Queue | Residential |  | 2025-02-07 | Lithium Ion |  | Tesla | 0 | 0 | 27 | 20 | Behind the Meter |  |  |  |  | 20095921 | Yes | AC-Coupled | PhotoVoltaic | 0 | 20
ESMAEX-04741 |  |  |  |  | In Queue | Residential |  | 2025-04-05 | Lithium Ion |  | Enphase | 5 | 3.84 | 20 | 15.36 | Behind the Meter | Reliability and Resiliency | Micogrid |  |  | 21647362 | Yes | AC-Coupled | PhotoVoltaic | 3.84 | 15.36
ESMAEX-04503 |  | MA - SMART Program | ISO Markets |  | In Queue |  |  | 2025-03-17 | Lithium Ion |  | Other | 407.3 | 101.8 | 7331.4 | 996 | Standalone | Reliability and Resiliency | Wholesale Market |  |  | 20538949 | Yes | DC-Coupled | PhotoVoltaic | 101.8 | 996
ESMAEX-04505 |  | MA - SMART Program | ISO Markets |  | In Queue |  |  | 2025-02-10 | Lithium Ion |  | Other | 20000 | 5000 | 20000 | 5000 | Standalone | Wholesale Market |  |  |  | 20229385 | Yes | DC-Coupled | PhotoVoltaic | 5000 | 5000
ESMAEX-04521 |  |  |  |  | In Queue | Residential |  | 2025-02-14 | Lithium Ion |  | Tesla | 0 | 0 | 27 | 10 | Behind the Meter |  |  |  |  | 20131685 | Yes | AC-Coupled | PhotoVoltaic | 0 | 10
ESMAEX-04532 |  | MA - SMART Program | ISO Markets |  | In Queue |  |  | 2025-03-27 | Lithium Ion |  | Other | 407.3 | 101.8 | 4887.6 | 999.45 | Standalone | Reliability and Resiliency | Wholesale Market |  |  | 20528965 | Yes | DC-Coupled | PhotoVoltaic | 101.8 | 999.45
ESMAEX-04580 |  |  |  | Connected Solutions | In Queue | Residential |  | 2025-02-27 | Lithium Ion |  | Tesla | 0 | 0 | 27 | 10 | Behind the Meter | Customer Bill Savings (e.g., Demand Charge Management, TOU Arbitrage | Peak Shaving/ Load Leveling | Reliability and Resiliency |  | 21447640 | Yes | AC-Coupled | PhotoVoltaic | 0 | 10
ESMAEX-04566 |  | Energy Efficiency/ DR Program | ISO Markets |  | In Queue |  |  | 2025-07-22 | Lithium Ion |  | Other | 4700 | 2350 | 9400 | 4350 | Behind the Meter | Customer Bill Savings (e.g., Demand Charge Management, TOU Arbitrage | Peak Shaving/ Load Leveling | Wholesale Market |  | 22044486 | No | AC-Coupled | Other | 2350 | 4350
ESMAEX-04573 |  |  |  | Net Metering | In Queue | Residential |  | 2025-02-26 | Lithium Ion |  | Tesla | 13.5 | 5 | 0 | 0 | Behind the Meter |  |  |  |  | 20227162 | Yes | DC-Coupled | PhotoVoltaic | 5 | 0
ESMAEX-04587 |  |  |  | Net Metering | In Queue | Residential |  | 2025-02-28 | Lithium Ion |  | Tesla | 0 | 0 | 13.5 | 11.5 | Behind the Meter |  |  |  |  | 20372530 | Yes | AC-Coupled | PhotoVoltaic | 0 | 11.5
ESMAEX-04621 |  |  |  | Connected Solutions Demand Response | In Queue | Residential |  | 2025-03-12 | Lithium Ion |  | Tesla | 0 | 0 | 13.5 | 5 | Behind the Meter | Customer Bill Savings (e.g., Demand Charge Management, TOU Arbitrage | Peak Shaving/ Load Leveling | Reliability and Resiliency |  | 20824370 | Yes | AC-Coupled | Other | 0 | 5
ESMAEX-04618 |  |  |  |  | In Queue | Residential |  | 2025-03-11 | Lithium Ion |  | Enphase | 0 | 0 | 40 | 30.72 | Behind the Meter | Self Generation |  |  |  | 20509119 | Yes | AC-Coupled | Other | 0 | 30.72
ESMAEX-04636 |  |  |  | Connected Solutions Demand Response" | In Queue | Residential |  | 2025-03-14 | Lithium Ion |  | Tesla | 13.5 | 0 | 13.5 | 11.5 | Behind the Meter | Customer Bill Savings (e.g., Demand Charge Management, TOU Arbitrage | Peak Shaving/ Load Leveling | Reliability and Resiliency |  | 20565560 | Yes | AC-Coupled | Other | 0 | 11.5
ESMAEX-04670 |  |  |  | Utility DR Program | In Queue | Residential |  | 2025-03-19 | Lithium Ion |  | Other | 38.8 | 20 | 38.5 | 20 | Behind the Meter | Customer Bill Savings (e.g., Demand Charge Management, TOU Arbitrage | Peak Shaving/ Load Leveling | Reliability and Resiliency |  | 20484934 | Yes | DC-Coupled | PhotoVoltaic | 20 | 0
ESMAEX-04711 |  |  |  |  | In Queue |  |  | 2025-03-28 | Lithium Ion |  | Other | 5015 | 2507.5 | 30090 | 4998 | Standalone |  |  |  |  | 20869521 | No | AC-Coupled | Other | 2507.5 | 4998
ESMAEX-04732 |  |  |  | Connected Solutions | In Queue | Residential |  | 2025-04-03 | Lithium Ion |  | Other | 27.2 | 0 | 11.6 | 10 | Behind the Meter | Micogrid | Self Generation |  |  | 20926713 | Yes | AC-Coupled | PhotoVoltaic | 0 | 10
ESMAEX-04778 |  | ISO Markets |  |  | In Queue |  |  | 2025-05-22 | Lithium Ion |  | Other | 20000 | 10000 | 20000 | 4999 | Standalone | Wholesale Market |  |  |  | 21466946 | No | AC-Coupled | Battery | 10000 | 4999
ESMAEX-04838 |  |  |  | connected solutions demand response | In Queue | Residential |  | 2025-04-23 | Lithium Ion |  | Tesla | 13.5 | 0 | 13.5 | 11.5 | Behind the Meter | Customer Bill Savings (e.g., Demand Charge Management, TOU Arbitrage | Peak Shaving/ Load Leveling | Reliability and Resiliency |  | 21386331 | No | AC-Coupled | Other | 0 | 11.5
ESMAEX-04826 |  | MA - SMART Program |  |  | In Queue |  |  | 2025-04-23 | Lithium Ion |  | Other | 2036.7 | 500 | 0 | 0 | Standalone | Reliability and Resiliency | Wholesale Market |  |  | 21015059 | Yes | DC-Coupled | PhotoVoltaic | 500 | 0
ESMAEX-04832 |  |  |  | Connected Solutions Demand Response | In Queue | Residential |  | 2025-04-23 | Lithium Ion |  | Tesla | 13.5 | 0 | 13.5 | 11.5 | Behind the Meter | Customer Bill Savings (e.g., Demand Charge Management, TOU Arbitrage | Peak Shaving/ Load Leveling | Reliability and Resiliency |  | 20882816 | Yes | DC-Coupled | Other | 0 | 11.5
ESMAEX-04847 |  |  |  | BATTERY STORAGE | In Queue | Residential |  | 2025-04-28 | Lithium Ion |  | Enphase | 0 | 0 | 10 | 10 | Behind the Meter | Wholesale Market |  |  |  | 21940135 | Yes | AC-Coupled | PhotoVoltaic | 0 | 10
ESMAEX-04894 |  |  |  |  | In Queue | Residential |  | 2025-05-07 | Lithium Ion |  | Enphase | 0 | 0 | 10 | 10 | Behind the Meter |  |  |  |  | 23614193 | Yes | AC-Coupled | PhotoVoltaic | 0 | 10
ESMAEX-04919 |  |  |  |  | In Queue | Residential |  | 2025-05-14 | Lithium Ion |  | Enphase | 0 | 0 | 11.52 | 11.52 | Behind the Meter |  |  |  |  | 21960977 | Yes | AC-Coupled | PhotoVoltaic | 0 | 11.52
ESMAEX-04942 |  |  |  | back up connected solutions | In Queue | Residential |  | 2025-05-16 | Lithium Ion |  | Enphase | 0 | 0 | 10 | 3.84 | Behind the Meter |  |  |  |  | 21207030 | Yes | AC-Coupled | Other | 0 | 3.84
ESMAEX-04936 |  | Energy Efficiency/ DR Program | ISO Markets |  | In Queue |  |  | 2025-08-01 | Lithium Ion |  | Other | 1440 | 500 | 1440 | 500 | Behind the Meter | Customer Bill Savings (e.g., Demand Charge Management, TOU Arbitrage | Peak Shaving/ Load Leveling | Wholesale Market |  | 22183767 | No | AC-Coupled | Other | 500 | 500
ESMAEX-04945 |  |  |  | Connected Solutions Demand Response | In Queue | Residential |  | 2025-05-17 | Lithium Ion |  | Tesla | 13.5 | 0 | 13.5 | 11.5 | Behind the Meter | Customer Bill Savings (e.g., Demand Charge Management, TOU Arbitrage | Peak Shaving/ Load Leveling | Reliability and Resiliency |  | 21324847 | Yes | AC-Coupled | Other | 0 | 11.5
ESMAEX-04951 |  | ISO Markets |  |  | In Queue |  |  | 2025-07-31 | Lithium Ion |  | Other | 20000 | 10000 | 20000 | 4999 | Standalone | Wholesale Market |  |  |  | 22313070 | No | AC-Coupled | Battery | 10000 | 4999
ESMAEX-04968 |  | Energy Efficiency/ DR Program | ISO Markets |  | In Queue |  |  | 2025-08-12 | Lithium Ion |  | Other | 1440 | 499 | 1440 | 499 | Behind the Meter | Customer Bill Savings (e.g., Demand Charge Management, TOU Arbitrage | Peak Shaving/ Load Leveling |  |  | 22710213 | No | AC-Coupled | Battery | 499 | 499
ESMAEX-04973 |  | Energy Efficiency/ DR Program | ISO Markets |  | In Queue |  |  | 2025-08-01 | Lithium Ion |  | Other | 1440 | 500 | 1440 | 500 | Behind the Meter | Customer Bill Savings (e.g., Demand Charge Management, TOU Arbitrage | Peak Shaving/ Load Leveling |  |  | 22692143 | No | AC-Coupled | Battery | 500 | 500
ESMAEX-05142 |  | Energy Efficiency/ DR Program |  |  | In Queue | Residential |  | 2025-06-28 | Lithium Ion |  | Other | 475 | 13.2 | 20 | 20 | Behind the Meter | Customer Bill Savings (e.g., Demand Charge Management, TOU Arbitrage | Peak Shaving/ Load Leveling | Self Generation |  | 23721332 | Yes | AC-Coupled | Battery | 13.2 | 20
ESMAEX-05064 |  | MA - SMART Program | ISO Markets |  | In Queue |  |  | 2025-06-16 | Lithium Ion |  | Other | 6000 | 2000 | 6000 | 2000 | Standalone | Wholesale Market |  |  |  | 21565427 | Yes | DC-Coupled | PhotoVoltaic | 2000 | 2000
ESMAEX-05091 |  |  |  |  | In Queue | Residential |  | 2025-06-18 | Lithium Ion |  | Tesla | 13.5 | 11.5 | 13.5 | 11.5 | Behind the Meter | Peak Shaving/ Load Leveling | Reliability and Resiliency |  |  | 21613207 (old) / 22139273 (new) | Yes | AC-Coupled | PhotoVoltaic | 11.5 | 11.5
ESMAEX-05130 |  |  |  | n/a | In Queue | Residential |  | 2025-06-26 | Lithium Ion |  | Enphase | 5 | 3.84 | 20 | 15.36 | Behind the Meter | Peak Shaving/ Load Leveling | Reliability and Resiliency |  |  | 21824822 | Yes | AC-Coupled | PhotoVoltaic | 3.84 | 15.36
ESMAEX-05090 |  |  |  |  | In Queue | Residential |  | 2025-06-18 | Lithium Ion |  | Enphase | 0 | 0 | 10 | 7.08 | Behind the Meter | Customer Bill Savings (e.g., Demand Charge Management, TOU Arbitrage |  |  |  | 21754951 | Yes | AC-Coupled | PhotoVoltaic | 0 | 7.08
ESMAEX-05097 |  |  |  | Connected Solutions Demand Response | In Queue | Residential |  | 2025-06-20 | Lithium Ion |  | Tesla | 13.5 | 0 | 13.5 | 11.5 | Behind the Meter | Customer Bill Savings (e.g., Demand Charge Management, TOU Arbitrage | Peak Shaving/ Load Leveling | Reliability and Resiliency |  | 22279175 | Yes | AC-Coupled | PhotoVoltaic | 0 | 11.5
ESMAEX-05129 |  |  |  | Connected Solutions | In Queue |  |  | 2025-06-26 | Lithium Ion |  | Tesla | 13.5 | 11.5 | 13.5 | 11.5 | Behind the Meter | Peak Shaving/ Load Leveling | Reliability and Resiliency | Micogrid |  | 21976429 | Yes | AC-Coupled | PhotoVoltaic | 11.5 | 11.5
ESMAEX-05138 |  |  |  | Connected Solutions | In Queue | Residential |  | 2025-06-27 | Lithium Ion |  | Tesla | 13.5 | 0 | 27 | 0 | Behind the Meter | Peak Shaving/ Load Leveling | Reliability and Resiliency | Micogrid |  | 21743972 | Yes | DC-Coupled | PhotoVoltaic | 0 | 0
ESMAEX-05144 |  |  |  |  | In Queue | Residential |  | 2025-06-30 | Lithium Ion |  | Enphase | 10 | 10 | 10 | 10 | Behind the Meter |  |  |  |  | 22616129 | Yes | AC-Coupled | PhotoVoltaic | 10 | 10
ESMAEX-05152 |  |  |  |  | In Queue | Residential |  | 2025-07-02 | Lithium Ion |  | Enphase | 5 | 3.84 | 20 | 13.44 | Behind the Meter |  |  |  |  | 21810137 | Yes | DC-Coupled | PhotoVoltaic | 3.84 | 13.44
ESMAEX-05156 |  |  |  |  | In Queue | Residential |  | 2025-07-04 | Lithium Ion |  | Tesla | 0 | 0 | 13.5 | 11.5 | Behind the Meter |  |  |  |  | 21913914 | Yes | AC-Coupled | Other | 0 | 11.5
ESMAEX-05238 |  |  |  |  | In Queue | Residential |  | 2025-07-28 | Lithium Ion |  | Other | 0 | 0 | 10 | 10 | Behind the Meter |  |  |  |  | 22552141 | Yes | AC-Coupled | PhotoVoltaic | 0 | 10
ESMAEX-05352 |  |  |  | Connected Solutions Demand Response | In Queue | Residential |  | 2025-08-21 | Lithium Ion |  | Tesla | 0 | 0 | 40.5 | 0 | Behind the Meter | Customer Bill Savings (e.g., Demand Charge Management, TOU Arbitrage | Peak Shaving/ Load Leveling | Reliability and Resiliency |  | 23394330 | Yes | AC-Coupled | Other | 0 | 0
ESMAEX-05342 |  |  |  | Connected Solutions Demand Response | In Queue | Residential |  | 2025-08-20 | Lithium Ion |  | Tesla | 0 | 0 | 11.5 | 11.5 | Behind the Meter | Customer Bill Savings (e.g., Demand Charge Management, TOU Arbitrage | Peak Shaving/ Load Leveling | Reliability and Resiliency |  | 22763812 | Yes | AC-Coupled | Other | 0 | 11.5
ESMAEX-05267 |  |  |  |  | In Queue |  |  | 2025-07-31 | Lithium Ion |  | Other | 192 | 90 | 192 | 90 | Behind the Meter | Customer Bill Savings (e.g., Demand Charge Management, TOU Arbitrage | Peak Shaving/ Load Leveling | Self Generation | Wholesale Market | 22221421 | No | AC-Coupled | Other | 90 | 90
ESMAEX-05266 |  |  |  |  | In Queue | Commercial |  | 2025-07-31 | Lithium Ion |  | Other | 150 | 25 | 147 | 25 | Behind the Meter | Customer Bill Savings (e.g., Demand Charge Management, TOU Arbitrage | Peak Shaving/ Load Leveling | Self Generation | Wholesale Market | 22627396 | No | AC-Coupled | Other | 25 | 25
ESMAEX-05261 |  | ISO Markets |  |  | In Queue |  |  | 2025-10-14 | Lithium Ion |  | Other | 20000 | 10000 | 20000 | 4999 | Standalone | Wholesale Market |  |  |  | 23287206 | No | AC-Coupled | Battery | 10000 | 4999
ESMAEX-05332 |  | Energy Efficiency/ DR Program |  | Utility DR program | In Queue | Residential |  | 2025-08-18 | Lithium Ion |  | Other | 29 | 17.6 | 29 | 17.6 | Behind the Meter | Reliability and Resiliency | Self Generation |  |  | 22503474 | Yes | DC-Coupled | PhotoVoltaic | 17.6 | 0
ESMAEX-05269 |  |  |  |  | In Queue | Residential |  | 2025-08-01 | Lithium Ion |  | Other | 0 | 0 | 20 | 20 | Behind the Meter |  |  |  |  | 22187487 | Yes | AC-Coupled | PhotoVoltaic | 0 | 20
ESMAEX-05279 |  | Energy Efficiency/ DR Program | MA - DOER/ MassCEC Funded Projects | utility dr program | In Queue | Residential |  | 2025-08-05 | Lithium Ion |  | Other | 0 | 0 | 30 | 20 | Behind the Meter | Reliability and Resiliency | Self Generation |  |  | 22282082 | Yes | AC-Coupled | Other | 0 | 20
ESMAEX-05278 |  |  |  |  | In Queue | Residential |  | 2025-08-05 | Lithium Ion |  | Enphase | 10 | 10 | 10 | 10 | Behind the Meter |  |  |  |  | 22883974 | Yes | AC-Coupled | PhotoVoltaic | 10 | 10
ESMAEX-05280 |  | ISO Markets |  |  | In Queue |  |  | 2025-10-02 | Lithium Ion |  | Tesla | 3916.8 | 979.2 | 23500.8 | 4950 | Standalone | Wholesale Market |  |  |  | 23048424 | No | AC-Coupled | Battery | 979.2 | 4950
ESMAEX-05299 |  |  |  |  | In Queue | Residential |  | 2025-08-09 | Lithium Ion |  | Enphase | 20 | 14.16 | 20 | 14.16 | Behind the Meter | Micogrid |  |  |  | 22341278 | Yes | AC-Coupled | PhotoVoltaic | 14.16 | 14.16
ESMAEX-05324 |  |  |  | Connected Solutions Demand Response | In Queue | Residential |  | 2025-08-14 | Lithium Ion |  | Tesla | 13.5 | 0 | 13.5 | 5 | Behind the Meter | Customer Bill Savings (e.g., Demand Charge Management, TOU Arbitrage | Peak Shaving/ Load Leveling | Reliability and Resiliency |  | 22629653 | Yes | AC-Coupled | Other | 0 | 5
ESMAEX-05344 |  |  |  |  | In Queue | Residential |  | 2025-08-20 | Lithium Ion |  | Enphase | 0 | 0 | 30 | 30 | Behind the Meter |  |  |  |  | 23905985 | Yes | AC-Coupled | Battery | 0 | 30
ESMAEX-05374 |  | Energy Efficiency/ DR Program |  | Utility DR program | In Queue | Residential |  | 2025-08-26 | Lithium Ion |  | Other | 0 | 0 | 15 | 10 | Behind the Meter | Reliability and Resiliency | Self Generation |  |  | 22618940 | Yes | AC-Coupled | PhotoVoltaic | 0 | 10
ESMAEX-05333 |  | Energy Efficiency/ DR Program |  | Utility DR program | In Queue | Residential |  | 2025-08-18 | Lithium Ion |  | Other | 0 | 0 | 30 | 20 | Behind the Meter | Reliability and Resiliency | Self Generation |  |  | 22417826 | Yes | AC-Coupled | PhotoVoltaic | 0 | 20
ESMAEX-05327 |  |  |  |  | In Queue | Residential |  | 2025-08-15 | Lithium Ion |  | Tesla | 0 | 0 | 13.5 | 11.5 | Behind the Meter |  |  |  |  | 22449135 | Yes | AC-Coupled | PhotoVoltaic | 0 | 11.5
ESMAEX-05357 |  |  |  | Connected Solutions | In Queue | Residential |  | 2025-08-22 | Lithium Ion |  | Tesla | 13.5 | 11.5 | 13.5 | 11.5 | Behind the Meter | Peak Shaving/ Load Leveling | Reliability and Resiliency | Micogrid |  | 22504749 | Yes | AC-Coupled | PhotoVoltaic | 11.5 | 11.5
ESMAEX-05343 |  |  |  | Connected Solutions Demand Response | In Queue | Residential |  | 2025-08-20 | Lithium Ion |  | Tesla | 13.5 | 0 | 27 | 11.5 | Behind the Meter | Customer Bill Savings (e.g., Demand Charge Management, TOU Arbitrage | Peak Shaving/ Load Leveling | Reliability and Resiliency |  | 22764437 | Yes | AC-Coupled | Other | 0 | 11.5
ESMAEX-05349 |  |  |  | Connected Solutions Demand Response | In Queue | Residential |  | 2025-08-21 | Lithium Ion |  | Tesla | 13.5 | 0 | 27 | 11.5 | Behind the Meter | Customer Bill Savings (e.g., Demand Charge Management, TOU Arbitrage | Peak Shaving/ Load Leveling | Reliability and Resiliency |  | 22616306 | Yes | AC-Coupled | Other | 0 | 11.5
ESMAEX-05350 |  |  |  |  | In Queue | Residential |  | 2025-08-21 | Lithium Ion |  | Tesla | 13.5 | 13.5 | 13.5 | 13.5 | Behind the Meter |  |  |  |  | 22662851 | Yes | AC-Coupled | PhotoVoltaic | 13.5 | 13.5
ESMAEX-05372 |  | Energy Efficiency/ DR Program | MA - DOER/ MassCEC Funded Projects | Utility DR program | In Queue | Residential |  | 2025-08-26 | Lithium Ion |  | Other | 0 | 0 | 15 | 10 | Behind the Meter | Reliability and Resiliency | Self Generation |  |  | 22619175 | Yes | AC-Coupled | Other | 0 | 10
ESMAEX-05369 |  |  |  | Net Metering | In Queue | Residential |  | 2025-08-25 | Lithium Ion |  | Other | 0 | 0 | 15 | 4.2 | Behind the Meter |  |  |  |  | 22545276 | Yes | AC-Coupled | PhotoVoltaic | 0 | 4.2
ESMAEX-05440 |  |  |  |  | In Queue | Residential |  | 2025-09-10 | Lithium Ion |  | Tesla | 0 | 0 | 13.5 | 11.5 | Behind the Meter |  |  |  |  | 22850134 | Yes | AC-Coupled | PhotoVoltaic | 0 | 11.5
ESMAEX-05386 |  |  |  |  | In Queue | Residential |  | 2025-08-27 | Lithium Ion |  | Enphase | 0 | 0 | 15 | 11.52 | Behind the Meter |  |  |  |  | 22723412 | Yes | AC-Coupled | Other | 0 | 11.52
ESMAEX-05389 |  |  |  |  | In Queue | Residential |  | 2025-08-28 | Lithium Ion |  | Other | 0 | 0 | 30 | 30 | Behind the Meter |  |  |  |  | 22903488 | Yes | AC-Coupled | PhotoVoltaic | 0 | 30
ESMAEX-05467 |  | Energy Efficiency/ DR Program |  | Utility DR program | In Queue | Residential |  | 2025-09-17 | Lithium Ion |  | Other | 0 | 0 | 45 | 30 | Behind the Meter | Reliability and Resiliency | Self Generation |  |  | 22898126 | Yes | AC-Coupled | Other | 0 | 30
ESMAEX-05412 |  |  |  |  | In Queue | Residential |  | 2025-09-03 | Lithium Ion |  | Other | 0 | 0 | 15 | 10 | Behind the Meter |  |  |  |  | 22720700 | Yes | AC-Coupled | PhotoVoltaic | 0 | 10
ESMAEX-05404 |  |  |  |  | In Queue | Residential |  | 2025-08-30 | Lithium Ion |  | Other | 0 | 0 | 30 | 30 | Behind the Meter | Customer Bill Savings (e.g., Demand Charge Management, TOU Arbitrage |  |  |  | 23725199 | Yes | AC-Coupled | PhotoVoltaic | 0 | 30
ESMAEX-05421 |  |  |  |  | In Queue | Residential |  | 2025-09-04 | Lithium Ion |  | Other | 0 | 0 | 15 | 10 | Behind the Meter | Customer Bill Savings (e.g., Demand Charge Management, TOU Arbitrage |  |  |  | 22744451 | Yes | AC-Coupled | PhotoVoltaic | 0 | 10
ESMAEX-05409 |  |  |  |  | In Queue | Residential |  | 2025-09-02 | Lithium Ion |  | Tesla | 0 | 0 | 27 | 11.5 | Behind the Meter | Customer Bill Savings (e.g., Demand Charge Management, TOU Arbitrage | Self Generation |  |  | 22606521 | Yes | AC-Coupled | Other | 0 | 11.5
ESMAEX-05410 |  |  |  | Connected Solutions Demand Response | In Queue | Residential |  | 2025-09-02 | Lithium Ion |  | Tesla | 13.5 | 0 | 13.5 | 11.5 | Behind the Meter | Customer Bill Savings (e.g., Demand Charge Management, TOU Arbitrage | Peak Shaving/ Load Leveling | Reliability and Resiliency |  | 22729248 | Yes | AC-Coupled | Other | 0 | 11.5
ESMAEX-05415 |  |  |  |  | In Queue | Residential |  | 2025-09-03 | Lithium Ion |  | Enphase | 0 | 0 | 10 | 7.68 | Behind the Meter |  |  |  |  | 22705459 | Yes | AC-Coupled | PhotoVoltaic | 0 | 7.68
ESMAEX-05425 |  |  |  |  | In Queue | Residential |  | 2025-09-05 | Lithium Ion |  | Tesla | 13.5 | 7 | 0 | 0 | Behind the Meter | Customer Bill Savings (e.g., Demand Charge Management, TOU Arbitrage | Peak Shaving/ Load Leveling | Reliability and Resiliency |  | 22742899 | Yes | DC-Coupled | PhotoVoltaic | 7 | 0
ESMAEX-05426 |  |  |  |  | In Queue | Residential |  | 2025-09-08 | Lithium Ion |  | Other | 15 | 0 | 20 | 20 | Behind the Meter | [5 empty] | Yes | AC-Coupled | PhotoVoltaic | 0 | 20
ESMAEX-05441 |  | MA - SMART Program |  |  | In Queue | Residential |  | 2025-09-10 | Lithium Ion |  | Enphase | 5 | 5 | 5000 | 5 | Behind the Meter | Customer Bill Savings (e.g., Demand Charge Management, TOU Arbitrage | Reliability and Resiliency | Micogrid |  | 22885912 | Yes | AC-Coupled | PhotoVoltaic | 5 | 5
ESMAEX-05444 |  |  |  | connected solutions demand response | In Queue | Residential |  | 2025-09-10 | Lithium Ion |  | Tesla | 0 | 0 | 13.5 | 11.5 | Behind the Meter | Customer Bill Savings (e.g., Demand Charge Management, TOU Arbitrage | Peak Shaving/ Load Leveling | Reliability and Resiliency |  | 22732755 | Yes | AC-Coupled | Other | 0 | 11.5
ESMAEX-05451 |  |  |  |  | In Queue | Residential |  | 2025-09-14 | Lithium Ion |  | Other | 0 | 0 | 18 | 10.5 | Behind the Meter | Customer Bill Savings (e.g., Demand Charge Management, TOU Arbitrage |  |  |  | 23704161 | Yes | AC-Coupled | Battery | 0 | 10.5
ESMAEX-05465 |  |  |  | Connected Solutions Demand Response | In Queue | Residential |  | 2025-09-16 | Lithium Ion |  | Tesla | 27 | 23 | 27 | 23 | Behind the Meter | Customer Bill Savings (e.g., Demand Charge Management, TOU Arbitrage | Peak Shaving/ Load Leveling | Reliability and Resiliency |  | 22849919 | Yes | DC-Coupled | PhotoVoltaic | 23 | 0
ESMAEX-05475 |  |  |  |  | In Queue | Residential |  | 2025-09-17 | Lithium Ion |  | Tesla | 23 | 23 | 23 | 23 | Behind the Meter |  |  |  |  | 23034611 | Yes | AC-Coupled | PhotoVoltaic | 23 | 23
ESMAEX-05497 |  | ISO Markets |  |  | In Queue | Residential |  | 2025-09-23 | Lithium Ion |  | Tesla | 0 | 0 | 11.5 | 0 | Behind the Meter | Customer Bill Savings (e.g., Demand Charge Management, TOU Arbitrage | Peak Shaving/ Load Leveling |  |  | 23322246 | Yes | AC-Coupled | PhotoVoltaic | 0 | 0
ESMAEX-05483 |  |  |  | Net Metering | In Queue | Residential |  | 2025-09-18 | Lithium Ion |  | Other | 0 | 0 | 30 | 20 | Behind the Meter |  |  |  |  | 22921753 | Yes | AC-Coupled | PhotoVoltaic | 0 | 20
ESMAEX-05505 |  |  |  |  | In Queue | Residential |  | 2025-09-24 | Lithium Ion |  | Other | 80 | 40 | 77.6 | 0 | Behind the Meter | Reliability and Resiliency |  |  |  | 22987716 | Yes | DC-Coupled | PhotoVoltaic | 40 | 0
ESMAEX-05493 |  |  |  | Connected Solutions Demand Response | In Queue | Residential |  | 2025-09-22 | Lithium Ion |  | Tesla | 13.5 | 0 | 27 | 23 | Behind the Meter | Customer Bill Savings (e.g., Demand Charge Management, TOU Arbitrage | Peak Shaving/ Load Leveling | Reliability and Resiliency |  | 22887407 | Yes | AC-Coupled | Other | 0 | 23
ESMAEX-05523 |  |  |  | Class 1 REC | In Queue | Residential |  | 2025-09-29 | Lithium Ion |  | Tesla | 0 | 0 | 40.5 | 11.5 | Behind the Meter | Customer Bill Savings (e.g., Demand Charge Management, TOU Arbitrage | Self Generation |  |  | 22991352 | Yes | AC-Coupled | PhotoVoltaic | 0 | 11.5
ESMAEX-05524 |  |  |  |  | In Queue | Residential |  | 2025-09-29 | Lithium Ion |  | Tesla | 13.5 | 7 | 13.5 | 7 | Behind the Meter | Customer Bill Savings (e.g., Demand Charge Management, TOU Arbitrage | Peak Shaving/ Load Leveling |  |  | 22991657 | Yes | DC-Coupled | PhotoVoltaic | 7 | 0
ESMAEX-05528 |  |  |  |  | In Queue | Residential |  | 2025-09-30 | Lithium Ion |  | Enphase | 0 | 0 | 10 | 10 | Behind the Meter | Self Generation |  |  |  | 23566220 | Yes | AC-Coupled | PhotoVoltaic | 0 | 10
ESMAEX-05585 |  |  |  | Connected Solutions Demand Response | In Queue | Residential |  | 2025-10-14 | Lithium Ion |  | Tesla | 0 | 0 | 27 | 0 | Behind the Meter | Customer Bill Savings (e.g., Demand Charge Management, TOU Arbitrage | Peak Shaving/ Load Leveling | Reliability and Resiliency |  | 23439164 | Yes | AC-Coupled | Other | 0 | 0
ESMAEX-05533 |  |  |  |  | In Queue | Residential |  | 2025-10-02 | Lithium Ion |  | Other | 30 | 30 | 30 | 30 | Behind the Meter |  |  |  |  | 23224254 | Yes | AC-Coupled | PhotoVoltaic | 30 | 30
ESMAEX-05544 |  |  |  | Connected Solutions Demand Response | In Queue | Residential |  | 2025-10-06 | Lithium Ion |  | Tesla | 27 | 23 | 27 | 23 | Behind the Meter | Customer Bill Savings (e.g., Demand Charge Management, TOU Arbitrage | Peak Shaving/ Load Leveling | Reliability and Resiliency |  | 23312758 | Yes | DC-Coupled | PhotoVoltaic | 23 | 0
ESMAEX-05548 |  |  |  | Net Metering | In Queue | Residential |  | 2025-10-06 | Lithium Ion |  | Other | 0 | 0 | 15 | 10 | Behind the Meter |  |  |  |  | 23224309 | Yes | AC-Coupled | PhotoVoltaic | 0 | 10
ESMAEX-05550 |  |  |  |  | In Queue | Residential |  | 2025-10-06 | Lithium Ion |  | Tesla | 13.5 | 5 | 13.5 | 5 | Behind the Meter | Customer Bill Savings (e.g., Demand Charge Management, TOU Arbitrage | Reliability and Resiliency |  |  | 23130759 | Yes | DC-Coupled | PhotoVoltaic | 5 | 0
ESMAEX-05794 |  | MA - SMART Program |  |  | In Queue |  |  | 2025-12-03 | Lithium Ion |  | Tesla | 13.5 | 23 | 45439 | 23 | Behind the Meter | Reliability and Resiliency |  |  |  | 24104914 | Yes | DC-Coupled | PhotoVoltaic | 23 | 23
ESMAEX-05553 |  |  |  |  | In Queue | Residential |  | 2025-10-07 | Lithium Ion |  | Other | 0 | 0 | 8.57 | 8.57 | Behind the Meter | Customer Bill Savings (e.g., Demand Charge Management, TOU Arbitrage |  |  |  | 23126898 | Yes | AC-Coupled | PhotoVoltaic | 0 | 8.57
ESMAEX-05556 |  |  |  |  | In Queue | Commercial |  | 2025-10-08 | Lithium Ion |  | Tesla | 0 | 0 | 23 | 23 | Behind the Meter |  |  |  |  | 23259635 | Yes | AC-Coupled | PhotoVoltaic | 0 | 23
ESMAEX-05557 |  |  |  |  | In Queue | Residential |  | 2025-10-08 | Lithium Ion |  | Other | 0 | 0 | 30 | 20 | Behind the Meter |  |  |  |  | 23731540 | Yes | AC-Coupled | PhotoVoltaic | 0 | 20
ESMAEX-05569 |  | MA - SMART Program |  | Net Metering | In Queue | Residential |  | 2025-10-09 | Lithium Ion |  | Other | 0 | 0 | 15 | 10 | Behind the Meter |  |  |  |  | 23304611 | Yes | AC-Coupled | PhotoVoltaic | 0 | 10
ESMAEX-05624 |  |  |  | Connected Solution | In Queue | Residential |  | 2025-10-23 | Lithium Ion |  | Tesla | 13.5 | 11.5 | 27 | 23 | Behind the Meter | Peak Shaving/ Load Leveling | Reliability and Resiliency | Micogrid |  | 23352128 | Yes | AC-Coupled | PhotoVoltaic | 11.5 | 23
ESMAEX-05581 |  |  |  | Connected Solution | In Queue | Residential |  | 2025-10-14 | Lithium Ion |  | Tesla | 13.5 | 11.5 | 27 | 23 | Behind the Meter | Peak Shaving/ Load Leveling | Reliability and Resiliency | Micogrid |  | 23211098 | Yes | AC-Coupled | PhotoVoltaic | 11.5 | 23
ESMAEX-05829 |  |  |  |  | In Queue | Residential |  | 2025-12-11 | Lithium Ion |  | Other | 17.7 | 11.5 | 17.7 | 11.5 | Behind the Meter | Customer Bill Savings (e.g., Demand Charge Management, TOU Arbitrage | Peak Shaving/ Load Leveling | Self Generation |  | 24268778 | Yes | AC-Coupled | Photovoltaic + Battery | 11.5 | 11.5
ESMAEX-05779 |  |  |  |  | In Queue |  |  | 2025-11-28 | Flow Battery |  | Other | 2560 | 600 | 2560 | 500 | Standalone |  |  |  |  | 24348742 | Yes | AC-Coupled | PhotoVoltaic | 600 | 500
ESMAEX-05631 |  | MA - SMART Program |  | Net Metering | In Queue | Residential |  | 2025-10-24 | Lithium Ion |  | Tesla | 27 | 23 | 27 | 23 | Behind the Meter |  |  |  |  | 23404632 | Yes | DC-Coupled | PhotoVoltaic | 23
ESMAEX-05731 |  |  |  |  | In Queue |  |  | 2025-11-11 | Lithium Ion |  | Other | 16925 | 2359 | 16925 | 16925 | Standalone |  |  |  |  | 23629646 | Yes | DC-Coupled | PhotoVoltaic | 2359 | 16925
ESMAEX-05657 |  |  |  |  | In Queue | Residential |  | 2025-10-29 | Lithium Ion |  | Enphase | 5 | 5 | 5 | 0 | Behind the Meter |  |  |  |  | 23555254 | Yes | AC-Coupled | PhotoVoltaic | 5 | 0
ESMAEX-05599 |  |  |  |  | In Queue | Residential |  | 2025-10-16 | Lithium Ion |  | Tesla | 27 | 23 | 27 | 23 | Behind the Meter | Customer Bill Savings (e.g., Demand Charge Management, TOU Arbitrage | Peak Shaving/ Load Leveling | Reliability and Resiliency |  | 23311862 | Yes | DC-Coupled | PhotoVoltaic | 23 | 23
ESMAEX-05605 |  |  |  | Connected Solutions Demand Response | In Queue | Residential |  | 2025-10-21 | Lithium Ion |  | Tesla | 27 | 23 | 27 | 23 | Behind the Meter | Customer Bill Savings (e.g., Demand Charge Management, TOU Arbitrage | Peak Shaving/ Load Leveling | Reliability and Resiliency |  | 23313474 | Yes | DC-Coupled | PhotoVoltaic | 23 | 0
ESMAEX-05665 |  |  |  | Connected Solution | In Queue | Residential |  | 2025-10-30 | Lithium Ion |  | Tesla | 13.5 | 11.5 | 13.5 | 11.5 | Behind the Meter | Peak Shaving/ Load Leveling | Reliability and Resiliency |  |  | 23548696 | Yes | AC-Coupled | PhotoVoltaic | 11.5 | 11.5
ESMAEX-05609 |  | MA - SMART Program |  | Net Metering | In Queue | Residential |  | 2025-10-21 | Lithium Ion |  | Other | 0 | 0 | 15 | 10 | Behind the Meter |  |  |  |  | 23463026 | Yes | AC-Coupled | PhotoVoltaic | 0 | 10
ESMAEX-05611 |  |  |  |  | In Queue | Residential |  | 2025-10-22 | Lithium Ion |  | Other | 30 | 10 | 60 | 10 | Behind the Meter |  |  |  |  | 23354443 | Yes | AC-Coupled | Photovoltaic + Battery | 10 | 10
ESMAEX-05640 |  | MA - SMART Program |  |  | In Queue | Residential |  | 2025-10-27 | Lithium Ion |  | Other | 0 | 0 | 40 | 40 | Behind the Meter | Customer Bill Savings (e.g., Demand Charge Management, TOU Arbitrage |  |  |  | 23590866 | Yes | AC-Coupled | PhotoVoltaic | 0 | 40
ESMAEX-05626 |  |  |  | Net Metering | In Queue | Residential |  | 2025-10-23 | Lithium Ion |  | Other | 0 | 0 | 30 | 20 | Behind the Meter |  |  |  |  | 23758297 | Yes | AC-Coupled | PhotoVoltaic | 0 | 20
ESMAEX-05637 |  |  |  | Connected Solution | In Queue | Residential |  | 2025-10-28 | Lithium Ion |  | Tesla | 13.5 | 11.5 | 13.5 | 11.5 | Behind the Meter | Peak Shaving/ Load Leveling | Reliability and Resiliency |  |  | 23530244 | Yes | AC-Coupled | PhotoVoltaic | 11.5 | 11.5
ESMAEX-05649 |  |  |  |  | In Queue |  |  | 2025-10-28 | Lithium Ion |  | Enphase | 0 | 0 | 80 | 80 | Behind the Meter | Peak Shaving/ Load Leveling | Reliability and Resiliency | Micogrid |  | 23612758 | Yes | AC-Coupled | PhotoVoltaic | 0 | 80
ESMAEX-05668 |  |  |  |  | In Queue | Residential |  | 2025-10-30 | Lithium Ion |  | Other | 0 | 0 | 30 | 20 | Behind the Meter | Customer Bill Savings (e.g., Demand Charge Management, TOU Arbitrage | Reliability and Resiliency |  |  | 23797282 | Yes | AC-Coupled | PhotoVoltaic | 0 | 20
ESMAEX-05669 |  |  |  | Connected Solutions | In Queue |  |  | 2025-10-30 | Lithium Ion |  | Other | 9.7 | 5 | 0 | 0 | Behind the Meter | Customer Bill Savings (e.g., Demand Charge Management, TOU Arbitrage |  |  |  | 23621352 | Yes | DC-Coupled | PhotoVoltaic | 5 | 0
ESMAEX-05801 |  |  |  |  | In Queue |  |  | 2025-12-04 | Lithium Ion |  | Tesla | 81 | 37.84 | 81 | 0 | Behind the Meter |  |  |  |  | 24341964 | Yes | DC-Coupled | PhotoVoltaic | 37.84 | 0
ESMAEX-05683 |  | Energy Efficiency/ DR Program | MA - DOER/ MassCEC Funded Projects | Utility DR program | In Queue | Residential |  | 2025-11-03 | Lithium Ion |  | Tesla | 40.5 | 0 | 11.5 | 11.5 | Behind the Meter | Reliability and Resiliency | Self Generation |  |  | 23587723 | Yes | DC-Coupled | PhotoVoltaic | 0 | 11.5
ESMAEX-05694 |  |  |  |  | In Queue | Residential |  | 2025-11-04 | Lithium Ion |  | Tesla | 0 | 0 | 11.5 | 11.5 | Behind the Meter |  |  |  |  | 23540372 | Yes | AC-Coupled | PhotoVoltaic | 0 | 11.5
ESMAEX-05680 |  |  |  |  | In Queue | Residential |  | 2025-11-02 | Lithium Ion |  | Other | 0 | 0 | 10 | 10 | Behind the Meter |  |  |  |  | 23723501 | Yes | AC-Coupled | PhotoVoltaic | 0 | 10
ESMAEX-05691 |  |  |  | Connected Solutions Demand Respons | In Queue | Residential |  | 2025-11-04 | Lithium Ion |  | Tesla | 13.5 | 0 | 13.5 | 11.5 | Behind the Meter | Customer Bill Savings (e.g., Demand Charge Management, TOU Arbitrage | Peak Shaving/ Load Leveling | Reliability and Resiliency |  | 23639536 | Yes | AC-Coupled | Other | 0 | 11.5
ESMAEX-05696 |  |  |  |  | In Queue | Residential |  | 2025-11-04 | Lithium Ion |  | Other | 10 | 10 | 10 | 10 | Behind the Meter |  |  |  |  | 23853188 | Yes | AC-Coupled | PhotoVoltaic | 10 | 10
ESMAEX-05699 |  |  |  | Connected Solutions Demand Response | In Queue | Residential |  | 2025-11-05 | Lithium Ion |  | Tesla | 13.5 | 0 | 13.5 | 11.5 | Behind the Meter | Customer Bill Savings (e.g., Demand Charge Management, TOU Arbitrage | Peak Shaving/ Load Leveling | Reliability and Resiliency |  | 23540643 | Yes | AC-Coupled | Other | 0 | 11.5
ESMAEX-05698 |  |  |  | Connected Solutions Demand Response | In Queue | Residential |  | 2025-11-05 | Lithium Ion |  | Tesla | 13.5 | 0 | 13.5 | 11.5 | Behind the Meter | Customer Bill Savings (e.g., Demand Charge Management, TOU Arbitrage | Peak Shaving/ Load Leveling | Reliability and Resiliency |  | 23566346 | Yes | AC-Coupled | Other | 0 | 11.5
ESMAEX-05703 |  |  |  | Connected Solutions | In Queue | Residential |  | 2025-11-06 | Lithium Ion |  | Tesla | 13.5 | 11.5 | 27 | 23 | Behind the Meter | Peak Shaving/ Load Leveling | Reliability and Resiliency | Micogrid |  | 23615965 | Yes | AC-Coupled | PhotoVoltaic | 11.5 | 23
ESMAEX-05716 |  |  |  |  | In Queue | Residential |  | 2025-11-10 | Lithium Ion |  | Tesla | 27 | 0 | 0 | 0 | Behind the Meter |  |  |  |  | 24192836 | Yes | DC-Coupled | PhotoVoltaic | 0 | 0
ESMAEX-05708 |  |  |  | Net Metering | In Queue | Residential |  | 2025-11-06 | Lithium Ion |  | Other | 15 | 10 | 15 | 10 | Behind the Meter |  |  |  |  | 23757479 | Yes | AC-Coupled | PhotoVoltaic | 10 | 10
ESMAEX-05750 |  | Energy Efficiency/ DR Program | MA - DOER/ MassCEC Funded Projects |  | In Queue | Commercial |  | 2025-11-17 | Lithium Ion |  | Other | 760 | 380 | 760 | 380 | Behind the Meter | Customer Bill Savings (e.g., Demand Charge Management, TOU Arbitrage | Peak Shaving/ Load Leveling | Self Generation |  | 23763172 | No | DC-Coupled | Battery | 380
ESMAEX-05711 |  | MA - SMART Program |  | Net Metering | In Queue | Residential |  | 2025-11-07 | Lithium Ion |  | Other | 0 | 0 | 15 | 10 | Behind the Meter |  |  |  |  | 23563928 | Yes | AC-Coupled | PhotoVoltaic | 0 | 10
ESMAEX-05730 |  |  |  | Net Metering | In Queue | Commercial |  | 2025-11-11 | Lithium Ion |  | Other | 15 | 10 | 15 | 10 | Behind the Meter |  |  |  |  | 23899939 | Yes | AC-Coupled | PhotoVoltaic | 10 | 10
ESMAEX-05735 |  | ISO Markets |  |  | In Queue |  |  | 2025-12-30 | Lithium Ion |  | Tesla | 19580 | 4895 | 19580 | 0 | Standalone | Peak Shaving/ Load Leveling | Wholesale Market |  |  |  | No | AC-Coupled | Battery | 4895 | 0
ESMAEX-05746 |  |  |  | Connected Solutions | In Queue | Residential |  | 2025-11-17 | Lithium Ion |  | Tesla | 13.5 | 11.5 | 13.5 | 11.5 | Behind the Meter | Peak Shaving/ Load Leveling | Reliability and Resiliency | Micogrid |  | 23726883 | Yes | AC-Coupled | PhotoVoltaic | 11.5 | 11.5
ESMAEX-05745 |  |  |  | Net Metering | In Queue | Residential |  | 2025-11-17 | Lithium Ion |  | Other | 15 | 10 | 15 | 10 | Behind the Meter |  |  |  |  | 23725104 | Yes | AC-Coupled | PhotoVoltaic | 10 | 10
ESMAEX-05849 |  |  |  |  | In Queue | Residential |  | 2025-12-18 | Lithium Ion |  | Tesla | 13.5 | 13.5 | 11.5 | 13.5 | Behind the Meter |  |  |  |  | 24133526 | Yes | AC-Coupled | PhotoVoltaic | 13.5 | 13.5
ESMAEX-05761 |  |  |  | Net Metering | In Queue | Residential |  | 2025-11-19 | Lithium Ion |  | Other | 15 | 10 | 15 | 10 | Behind the Meter |  |  |  |  | 23744407 | Yes | AC-Coupled | PhotoVoltaic | 10 | 10
ESMAEX-05766 |  |  |  | Net Metering | In Queue | Residential |  | 2025-11-21 | Lithium Ion |  | Tesla | 27 | 23 | 27 | 23 | Behind the Meter |  |  |  |  | 23854406 | Yes | DC-Coupled | PhotoVoltaic | 23
ESMAEX-05770 |  |  |  |  | In Queue |  |  | 2025-12-17 | Lithium Ion |  | LG Chem | 4000 | 1000 | 8000 | 2000 | Behind the Meter | Customer Bill Savings (e.g., Demand Charge Management, TOU Arbitrage | Peak Shaving/ Load Leveling | Micogrid |  | 24253780 | Yes | AC-Coupled | PhotoVoltaic | 1000 | 2000
ESMAEX-05773 |  |  |  | Connected Solutions Demand Response | In Queue | Residential |  | 2025-11-25 | Lithium Ion |  | Tesla | 13.5 | 11.5 | 13.5 | 11.5 | Behind the Meter | Customer Bill Savings (e.g., Demand Charge Management, TOU Arbitrage | Peak Shaving/ Load Leveling | Reliability and Resiliency |  | 23817551 | Yes | DC-Coupled | PhotoVoltaic | 11.5
ESMAEX-05776 |  |  |  | Net Metering | In Queue | Residential |  | 2025-11-26 | Lithium Ion |  | Other | 0 | 0 | 15 | 10 | Behind the Meter |  |  |  |  | 23963975 | Yes | AC-Coupled | PhotoVoltaic | 0 | 10
ESMAEX-05780 |  |  |  |  | In Queue | Residential |  | 2025-11-29 | Lithium Ion |  | Tesla | 0 | 0 | 11.5 | 0 | Behind the Meter |  |  |  |  | 23858170 | Yes | AC-Coupled | PhotoVoltaic | 0 | 0
ESMAEX-05782 |  |  |  | Net Metering | In Queue | Residential |  | 2025-12-01 | Lithium Ion |  | Other | 0 | 0 | 10 | 10 | Behind the Meter |  |  |  |  | 23960409 | Yes | AC-Coupled | PhotoVoltaic | 0 | 10
ESMAEX-05787 |  |  |  |  | In Queue |  |  | 2025-12-02 | Lithium Ion |  | Other | 6000 | 1250 | 6000 |  | Standalone |  |  |  |  | 23913782 | Yes | DC-Coupled | Battery | 1250
ESMAEX-05790 |  |  |  | Net Metering | In Queue | Residential |  | 2025-12-03 | Lithium Ion |  | Other | 0 | 0 | 45 | 30 | Behind the Meter |  |  |  |  | 23928525 | Yes | AC-Coupled | PhotoVoltaic | 0 | 30
ESMAEX-05791 |  |  |  | Net Metering | In Queue | Residential |  | 2025-12-03 | Lithium Ion |  | Other | 0 | 0 | 15 | 10 | Behind the Meter |  |  |  |  | 23923783 | Yes | AC-Coupled | PhotoVoltaic | 0 | 10
ESMAEX-05793 |  |  |  | Net Metering | In Queue | Residential |  | 2025-12-03 | Lithium Ion |  | Other | 0 | 0 | 15 | 10 | Behind the Meter |  |  |  |  | 23986737 | Yes | AC-Coupled | PhotoVoltaic | 0 | 10
ESMAEX-05824 |  | MA - SMART Program |  | Net Metering | In Queue | Residential |  | 2025-12-10 | Lithium Ion |  | Tesla | 13.5 | 11.5 | 13.5 | 11.5 | Behind the Meter |  |  |  |  | 24043542 | Yes | DC-Coupled | PhotoVoltaic | 11.5
ESMAEX-05819 |  |  |  | Net Metering | In Queue | Residential |  | 2025-12-09 | Lithium Ion |  | Tesla | 13.5 | 11.5 | 13.5 | 11.5 | Behind the Meter |  |  |  |  | 24032878 | Yes | DC-Coupled | PhotoVoltaic | 11.5
ESMAEX-05821 |  |  |  | Net Metering | In Queue | Residential |  | 2025-12-10 | Lithium Ion |  | Tesla | 13.5 | 11.5 | 13.5 | 11.5 | Behind the Meter |  |  |  |  | 24033065 | Yes | DC-Coupled | PhotoVoltaic | 11.5
ESMAEX-05822 |  |  |  | Net Metering | In Queue | Residential |  | 2025-12-10 | Lithium Ion |  | Tesla | 13.5 | 11.5 | 13.5 | 11.5 | Behind the Meter |  |  |  |  | 24033148 | Yes | DC-Coupled | PhotoVoltaic | 11.5
ESMAEX-05888 |  |  |  | Net Metering | In Queue | Residential |  | 2025-12-29 | Lithium Ion |  | Other | 0 | 0 | 15 | 10 | Behind the Meter |  |  |  |  | 24313791 | Yes | AC-Coupled | PhotoVoltaic | 0 | 10
ESMAEX-05828 |  |  |  | Net Metering | In Queue | Residential |  | 2025-12-11 | Lithium Ion |  | Other | 0 | 0 | 30 | 20 | Behind the Meter |  |  |  |  | 24328740 | Yes | AC-Coupled | PhotoVoltaic | 0 | 20
ESMAEX-05835 |  |  |  | Connected Solutions Demand Response | In Queue | Residential |  | 2025-12-12 | Lithium Ion |  | Tesla | 27 | 23 | 0 | 0 | Behind the Meter | Customer Bill Savings (e.g., Demand Charge Management, TOU Arbitrage | Peak Shaving/ Load Leveling | Reliability and Resiliency |  | 24084228 | Yes | DC-Coupled | PhotoVoltaic | 23 | 0
ESMAEX-05839 |  |  |  | Net Metering | In Queue | Residential |  | 2025-12-15 | Lithium Ion |  | Other | 0 | 0 | 15 | 10 | Behind the Meter |  |  |  |  | 24368161 | Yes | AC-Coupled | PhotoVoltaic | 0 | 10
ESMAEX-05916 |  | Energy Efficiency/ DR Program |  | Utility DR program | In Queue | Residential |  | 2026-01-09 | Lithium Ion |  | Other | 0 | 0 | 45 | 30 | Behind the Meter | Self Generation |  |  |  | 24530453 | Yes | AC-Coupled | PhotoVoltaic | 0 | 30
ESMAEX-05844 |  |  |  | Connected Solutions Demand Response | In Queue | Residential |  | 2025-12-16 | Lithium Ion |  | Tesla | 13.5 | 0 | 13.5 | 11.5 | Behind the Meter | Customer Bill Savings (e.g., Demand Charge Management, TOU Arbitrage | Peak Shaving/ Load Leveling | Reliability and Resiliency |  | 24103934 | Yes | AC-Coupled | Other | 0 | 11.5
ESMAEX-05846 |  |  |  | Net Metering | In Queue | Residential |  | 2025-12-17 | Lithium Ion |  | Other | 0 | 0 | 15 | 10 | Behind the Meter |  |  |  |  | 24329928 | Yes | AC-Coupled | PhotoVoltaic | 0 | 10
ESMAEX-05872 |  |  |  |  | In Queue | Residential |  | 2025-12-22 | Lithium Ion |  | Tesla | 15.84 | 15.84 | 11.5 | 0 | Behind the Meter |  |  |  |  | 24429031 | Yes | DC-Coupled | PhotoVoltaic | 15.84 | 0
ESMAEX-05892 |  | MA - SMART Program |  |  | In Queue |  |  | 2025-12-31 | Lithium Ion |  | Other | 261 | 261 | 125 | 125 | Behind the Meter | Customer Bill Savings (e.g., Demand Charge Management, TOU Arbitrage | Peak Shaving/ Load Leveling | Micogrid |  |  | Yes | AC-Coupled | Photovoltaic + Battery | 261 | 125
[14 empty] | 6593409.488 | 1739224.8088
Note on I3: Year DG Interconection Application Was Submitted/ Contract was Signed
Note on W3: Co-Located means DG and ESS being built on same piece of property, but separate points of common coupling
Note on X3: DC Coupled = ESS is connected to PV; but only PV is connected to the grid. AC Coupled = ESS is connected to the grid, and PV is connected to the grid; but, neither the ESS nor the PV is connected to each other.