## Exhibit Page 1
|  | Massachusetts |  |  |  | Exhibit Page 1
Collocation Cost
Summary
NONRECURRING COSTS
|  |  | Source | Metro | Urban | Suburban | Rural
300 Sq. Ft. Collocation Cost |  |  | Exhibit Page 2 L4 | 20091.5277 | 20641.7777 | 19456.3277 | 19456.3277
100 Sq. Ft. Collocation Cost |  |  | Exhibit Page 2 L8 | 17859.9527 | 18183.7677 | 17296.0527 | 17296.0527
20 Sq. Ft. Cage Addition With Initial Order |  |  | Exhibit Page 2 L9 | 261.9675 | 288.549 | 253.5975 | 253.5975
Point of Termination Bay (Note 1) |  |  | Exhibit Page 2 | 1158.8502 | 1158.8502 | 1158.8502 | 1158.8502
RECURRING (Annual Costs)
|  |  |  | Metro | Urban | Suburban | Rural
Point of Termination Frame |  |  | Exhibit Page 2 L10 | 147.7573 | 147.7573 | 147.7573 | 147.7573
Annual Building Cost per Sq. Ft. |  |  | Exhibit Page 2 L11 | 39.9412 | 26.5167 | 25.6255 | 33.8814
DC Power - Per AMP (Annual Cost - Greater than 60 Amps) |  |  | Exhibit Page 2 L12 | 232.3399 | 213.3387 | 241.3338 | 371.2535
DC Power - Per AMP (Annual Cost - Less Than or Equal to 60 Amps) |  |  | Exhibit Page 2 L13 | 242.9283 | 223.9271 | 251.9222 | 381.8419
TIME & MATERIAL
Cable Pull & Splice - Cable from Manhole to Cage
| Conduit (Per Foot Per Innerduct) & Cable Rack |  |  |  |  | Time & Material
| Engineering - Per Hour (32XX) |  |  |  |  | 61.4
| Technician - Per Hour (42XX) |  |  |  |  | 51.42
| Contract Outside Labor - Police, Contractor |  |  |  |  | As Billed
Note 1 | The Point of Termination Bay costs are included in the 300/100 Sq. Ft. cage costs,
and are also displayed as a separate cost element.

## Exhibit Page 2
|  | Massachusetts |  |  |  | Exhibit Page 2
Collocation Cost
Summary
| CAGE COSTS |  | Source | Metro | Urban | Suburban | Rural
L1 | 300 Square Foot Cage |  | Attachment A | 13587.25 | 14137.5 | 12880.5 | 12880.5
L2 | Point of Termination Frame |  | Attachment B Page 1 Sect C Line 3 | 1158.8502 | 1158.8502 | 1158.8502 | 1158.8502
L3 | Engineering and Administration |  | Attachment B | 5345.4275 | 5345.4275 | 5416.9775 | 5416.9775
L4 | Total |  |  | 20091.5277 | 20641.7777 | 19456.3277 | 19456.3277
L5 | 100 Square Foot Cage |  | Attachment A | 11355.675 | 11679.49 | 10720.225 | 10720.225
L6 | Point of Termination Frame |  | Attachment B | 1158.8502 | 1158.8502 | 1158.8502 | 1158.8502
L7 | Engineering and Administration |  | Attachment B | 5345.4275 | 5345.4275 | 5416.9775 | 5416.9775
L8 | Total |  |  | 17859.9527 | 18183.7677 | 17296.0527 | 17296.0527
L9 | 20 Square Foot Cage Addition |  | Attachment A | 261.9675 | 288.549 | 253.5975 | 253.5975
| RECURRING (Annual Costs) |  |  | Metro | Urban | Suburban | Rural
L10 | Point of Termination Cabinet |  | Attachment B Page 1 Sect C Line 10 | 147.7573 | 147.7573 | 147.7573 | 147.7573
L11 | Annual Building Cost per Sq. Ft. |  | Attachment C Page 1 Line 1- Line 4 | 39.9412 | 26.5167 | 25.6255 | 33.8814
L12 | DC Power - Per AMP (Annual Cost - Greater than 60 Amps) |  | Attachment D Line 41 | 232.3399 | 213.3387 | 241.3338 | 371.2535
L13 | DC Power - Per AMP (Annual Cost - Less Than or Equal to 60 Amps) |  | Attachment D Line 57 | 242.9283 | 223.9271 | 251.9222 | 381.8419

## Attach A Metro
Attachment A Page 1
METRO DENSITY ZONE
TOTAL COST 300 SQ FT CAGE
Source
L1 | contractor proposal |  | Harrison Ave | 300 sq.ft. | 21066
L2 | contractor proposal |  | Franklin St. | 300 sq.ft. | 14057
L3 | contractor proposal |  | Bowdoin Sq. | 300 sq.ft. | 8853
L4 | contractor proposal |  | Back Bay | 300 sq.ft. | 10373
L5 | Total Cost | (L1+L2+L3+L4) |  |  | 54349
L6 | Average Total Cost | (L5 / 4) |  | 300 sq ft | 13587.25
VARIABLE COST 300 SQ FT CAGE
L7 | contractor proposal |  | Harrison Ave. |  | 4265
L8 | contractor proposal |  | Franklin St. |  | 4730
L9 | contractor proposal |  | Bowdoin Sq |  | 4520
L10 | contractor proposal |  | Back Bay |  | 5890
L11 | Total Variable cage cost-300sq ft | (L7+L8+L9+L10) |  |  | 19405
L12 | Average Variable Cost-300 sq ft | (L12 / 4) |  |  | 4851.25
FIXED COST 300/100 SQ FT CAGE
L13 | Average Fixed Cost | (L6 - L12) |  | 100 sq ft | 8736
VARIABLE COST 100 SQ FT CAGE
L14 | Average Variable Cost-100 sq ft | (L12 * .54)* |  | 100 sq ft | 2619.675
TOTAL COST 100 SQ FT CAGE
L15 | Average Total Cost-100 sq ft | (L13 + L14) |  | 100 sq ft | 11355.675
20 SQUARE FOOT ADDITION
L16 | Average Variable Cost-100 sq ft | L14 |  | 20 sq ft | 2619.675
L17 | Cost per 20 Square Foot Addition | (L14 * .1)** |  |  | 261.9675
* Note - See Attachment E Page 1
** Note - See Attachment E Page 2

## Attach A Urban
Attachment A Page 2
URBAN DENSITY ZONE
TOTAL COST 300 SQ FT CAGE
Source
L1 | contractor proposal |  | Norwood | 300 sq.ft. | 17040
L2 | contractor proposal |  | Braintree | 300 sq.ft. | 11235
L3 | average cost | L6 |  | 300 sq.ft. | 14137.5
L4 | average cost | L6 |  | 300 sq.ft. | 14137.5
L5 | Total Cost | (L1+L2+L3+L4) |  |  | 56550
L6 | Average Total Cost | (L5 / 4) |  | 300 sq ft | 14137.5
VARIABLE COST 300 SQ FT CAGE
L7 | contractor proposal |  | Norwood |  | 7166
L8 | contractor proposal |  | Braintree |  | 3521
L9 | average cost | L12 |  |  | 5343.5
L10 | average cost | L12 |  |  | 5343.5
L11 | Total variable cage cost-300sq ft | (L7+L8+L9+L10) |  |  | 21374
L12 | Average Variable Cost-300 sq ft | (L11 / 4) |  |  | 5343.5
FIXED COST 300/100 SQ FT CAGE
L13 | Average Fixed Cost | (L6 - L12) |  | 300/100 sq ft | 8794
VARIABLE COST 100 SQ FT CAGE
L14 | Average Variable Cost-100 sq ft | (L13 *.54)* |  | 100 sq ft | 2885.49
TOTAL COST 100 SQ FT CAGE
L15 | Average Total Cost-100 sq ft | (L13 + L14) |  | 100 sq ft | 11679.49
20 SQUARE FOOT ADDITION
L16 | Average Variable Cost-100 sq ft | L14 |  |  | 2885.49
L17 | Cost per 20 Square Foot Addition | (L16 * .1)** |  | 20 sq ft | 288.549
* Note - See Attachment E Page 1
** Note - See Attachment E Page 2

## Attach A Suburban
Attachment A Page 3
SUBURBAN DENSITY ZONE
TOTAL COST 300 SQ FT CAGE
Source
L1 | contractor proposal |  | Brockton | 300 sq.ft. | 15493
L2 | contractor proposal |  | Canton | 300 sq.ft. | 12201
L3 | contractor proposal |  | Rockland | 300 sq.ft. | 13578
L4 | contractor proposal |  | Dedham | 300 sq.ft. | 10250
L5 | Total Cost | (L1+L2+L3+L4) |  |  | 51522
L6 | Average Total Cost | (L5 / 4) |  | 300 sq ft | 12880.5
VARIABLE COST 300 SQ FT CAGE
L7 | contractor proposal |  | Brockton |  | 6237
L8 | contractor proposal |  | Canton |  | 5297
L9 | contractor proposal |  | Rockland |  | 5039
L10 | contractor proposal |  | Dedham |  | 2212
L11 | Total Variable cage cost-300sq ft | (L7+L8+L9+L10) |  |  | 18785
L12 | Average Variable Cost-300 sq ft | (L11 / 4) |  |  | 4696.25
FIXED COST 300/100 SQ FT CAGE
L13 | Average Fixed Cost | (L6 - L12) |  | 300/100 sq ft | 8184.25
VARIABLE COST 100 SQ FT CAGE
L14 | Average Variable Cost-100 sq ft | (L12 * .54)* |  | 100 sq ft | 2535.975
TOTAL COST 100 SQ FT CAGE
L15 | Average Total Cost-100 sq ft | (L13 + L14) |  | 100 sq ft | 10720.225
20 SQUARE FOOT ADDITION
L16 | Average Variable Cost-100 sq ft | L14 |  |  | 2535.975
L17 | Cost per 20 Square Foot Addition | (L16 * .1)** |  | 20 sq ft | 253.5975
* Note - See Attachment E Page 1
** Note - See Attachment E Page 2

## Attach B Eng-POT
Attachment B Page 1
ENGINEERING AND ADMINISTRATION
|  | Source | Metro | Urban | Suburban | Rural
A. | Engineering & Administration Expenses
L1 | Application Processing and Coordination (30 Hours @ $47.34) | NETI | 1420.2 | 1420.2 | 1420.2 | 1420.2
L2 | Common Systems - Engineering (Space) | B Line 3 | 3025.1775 | 3025.1775 | 3025.1775 | 3025.1775
L3 | Site Survey (2 Hours Each (Switch @ $52.37, Eqpt. Inst .@ $51.17, IOF @ $71.19, Eqpt. Eng. @ $96.42)) | Engineering | 542.3 | 542.3 | 542.3 | 542.3
L4 | Real Estate Operations (Expensed Hours @ $47.70) | Real Estate | 357.75 | 357.75 | 429.3 | 429.3
L5 | Total Cost for Engineering & Administration | (L1+L2+L3+L4) | 5345.4275 | 5345.4275 | 5416.9775 | 5416.9775
B. | Common Systems - Engineering (Space)
|  |  | Metro | Urban | Suburban | Rural
L1 | Common System Engineer - Initial Collocation Site ($96.42/Hour) | Engineering | 964.2 | 964.2 | 964.2 | 964.2
L2 | Common System Engineer - Subsequent Collocation Cage ($96.42/Hour) | Engineering | 2060.9775 | 2060.9775 | 2060.9775 | 2060.9775
L3 | Total Cost | (L1+L2) | 3025.1775 | 3025.1775 | 3025.1775 | 3025.1775
| Common Systems Engineering All Zones |  | Hours | % of Jobs | Hours | Hr. Rate | Total Cost
L4 | First Application Engineering time (40 hours @ $96.42/hour) | Engineering | 40 | 0.25 | 10 | 96.42 | 964.2
L5 | Subsequent Application Engineering time (28.5 hours @ 96.42/hour) | Engineering | 28.5 | 0.75 | 21.375 | 96.42 | 2060.9775
C. | POINT OF TERMINATION FRAME - ALL ZONES | Source
L1 | Point of Termination Frame Investment | Engineering | 813
L2 | Installation Factor | DCPR | 1.4254
L3 | POT Installed Investment | (L1 * L2) | 1158.8502
L4 | Building Factor | Mass TELRIC | 0.1835
L5 | Building Investment | (L3 * L4) | 212.649
L6 | Building Carrying Charge Factor | Mass TELRIC | 0.22176
L7 | Annual Building Cost | (L5 * L6) | 47.156
L8 | Joint & Common Factor | Mass TELRIC | 0.073351
L9 | Annual Joint & Common Cost | (L3 + L5) * L8 | 100.6013
L10 | Annual Recurring Cost | (L7 + L9) | 147.7573

## Attach C Buildings
[17 empty] | LOSS FACTOR DATA: | 1996-05-01 | [13 empty] | RENT DOLLARS: | 1997-01-01 |  |  |  | Attachment C
| ANNUAL BUILDING EXPENSE PER SQUARE FOOT | [15 empty] | HOUSE SERVICE DATA: | 1995-12-01 | [13 empty] | INVESTMENT DOLLARS: | 1996-03-01
L1 | AVERAGE COST PER SQUARE FOOT |  | METRO |  |  |  | 39.9412
L2 | AVERAGE COST PER SQUARE FOOT |  | URBAN |  |  |  | 26.5167
L3 | AVERAGE COST PER SQUARE FOOT |  | SUBURBAN |  |  |  | 25.6255
L4 | AVERAGE COST PER SQUARE FOOT |  | RURAL |  |  |  | 33.8814
[32 empty] | CARRYING CHARGE RATIO: | 1996-09-01
[30 empty] | UNLOADED |  | UNLOADED
[18 empty] | 1997 | [11 empty] | ANNUAL |  | ANNUAL | UNLOADED | LOADED
[18 empty] | EST. |  | TENANT | [8 empty] | UNLOADED | RENT/ |  | HOUSE | ANNUAL | ANNUAL
[17 empty] | ANNUAL | ANNUAL |  | TOTAL | TENANT |  |  | ACCOUNT | ACCOUNT |  |  |  | MONTHLY | RET/MTCE |  | SERVICE | TOTAL | TOTAL |  |  |  | F
[7 empty] | A | [5 empty] | CARRYING |  | TENANT |  | TENANT | BASE | ANNUAL | ANNUAL | MONTHLY | TENANT |  | 5240.1 | 6121.4 |  |  | B | COST PER | COST PER | TOTAL | COSTS PER | COST PER | COST PER | C | D | E | (B / B Total * E = F)
[11 empty] | SQ.FT. | CPR | CHARGE | TENANT | RENTABLE | TENANT | CARRYING | TOTAL | TENANT | RENT | RENT | MONTHLY | TENANT | LAND/ | BILLABLE | ACCOUNT |  |  | ASSIGNABLE | ASSIGNABLE | HOUSE | ASSIGNABLE | ASSIGNABLE | ASSIGNABLE | (A * B = C) |  | (C * D = E) | Weighted Cost
[5 empty] | Density |  | $ | $ | $ | $ | TOT SPACE | INVESTMENT | $/SQ. FT. | ASSIGN | SQ.FT. | SHARE | CHARGE | LEASE | RENT | AND | AND | PROPERTY | MONTHLY | BLDG & | RENT | 310R | LOSS | Total | SQUARE | SQUARE | SERVICES | SQUARE | SQUARE | SQUARE | Investment per | Carrying Charge | Cost per | Based on
| Street | City | State | O/L | Zone | PEC | 10C | 30C | 20C | TOTAL CPR | RENTABLE | $/SQ.FT. | BUILDING | SQ.FT. | (P*AC) | (RATIO) | SHARE | RENT | SHARE | INVESTMENT | INVESTMENT | TAX | MTCE | PROP TAX | CHARGES | MAINT | RATIO | Assigned Sq.Ft. | FOOT | FOOT |  | FOOT | FOOT | FOOT | Sq. Ft. | Factor | Sq. Ft. | Assigned Sq.Ft.
| 185 FRANKLIN ST | BOSTON | MA | OO | M | L | 85520936.73 |  | 3757462 | 89278398.73 | 870174 | 102.6 | 14.6025 | 578555 | 870174 | 1 | 12706691.6264 |  | 0 | 12706691.6264 | 1058890.9689 | 691907.5902 | 213802.3418 | 1750798.559 | 0 | 213802.3418 | 1.504 | 578555 | 3.3957 | 40.7484 | 1029827.9 | 1.78 | 42.5284 | 54.0111 | 147.8182 | 0.29511 | 43.6221 | 26.8794
| 41 BELVIDERE ST | BOSTON | MA | OO | M | L | 10235495.57 |  | 288566.2 | 10524061.77 | 119412 | 88.13 | 12.5643 | 89722 | 119412 | 1 | 1500323.7739 |  | 0 | 1500323.7739 | 125026.9812 | 81561.4787 | 25588.7389 | 206588.4599 | 0 | 25588.7389 | 1.3309 | 89722 | 2.5877 | 31.0529 | 159705.16 | 1.78 | 32.8329 | 41.6978 | 114.0801 | 0.29511 | 33.6658 | 3.217
| 6 BOWDOIN SQUARE | BOSTON | MA | OO | M | L | 19848287.63 |  | 741254.42 | 20589542.05 | 223520 | 92.11 | 13.1194 | 154731 | 223520 | 1 | 2932444.4424 |  | 0 | 2932444.4424 | 244370.3702 | 159568.9509 | 49620.7191 | 403939.3211 | 0 | 49620.7191 | 1.4446 | 154731 | 2.9313 | 35.1754 | 275421.18 | 1.78 | 36.9554 | 46.9333 | 128.2761 | 0.29511 | 37.8551 | 6.2384
| 8 HARRISON AV | BOSTON | MA | OO | M | L | 11474296.7 |  | 811062 | 12285358.7 | 161706 | 75.97 | 10.7839 | 115918 | 161706 | 1 | 1743829.3021 |  | 0 | 1743829.3021 | 145319.1085 | 95211.5299 | 28685.7418 | 240530.6384 | 0 | 28685.7418 | 1.395 | 115918 | 2.3225 | 27.8697 | 206334.04 | 1.78 | 29.6497 | 37.6551 | 98.9863 | 0.29511 | 29.2115 | 3.6064
[7 empty] | 127079016.63 | [20 empty] | 938926 | [9 empty] | 39.9412
| MAPLE ST | ADAMS | MA | OO | R | Q | 545059.64 |  | 36473.94 | 581533.58 | 4440 | 130.98 | 18.5981 | 3761 | 4440 | 1 | 82575.7189 |  | 0 | 82575.7189 | 6881.3099 | 4506.8852 | 1362.6491 | 11388.1952 | 0 | 1362.6491 | 1.1805 | 3761 | 3.3903 | 40.6834 | 6694.58 | 2.45 | 43.1334 | 54.7794 | 144.9241 | 0.29511 | 42.768 | 1.6502
| SOUTH PROSPECT ST | AMHERST | MA | OO | R | Q | 611073.77 |  | 3540.13 | 614613.9 | 9448 | 65.05 | 9.2965 | 8578 | 9448 | 1 | 87833.1456 |  | 0 | 87833.1456 | 7319.4288 | 4763.2577 | 1527.6844 | 12082.6865 | 0 | 1527.6844 | 1.1014 | 8578 | 1.5867 | 19.0399 | 15268.84 | 2.45 | 21.4899 | 27.2922 | 71.2373 | 0.29511 | 21.0226 | 1.85
| MAIN ST FREETOWN | ASSONET | MA | OO | R | N | 294338.32 |  | 396.52 | 294734.84 | 1598 | 184.44 | 26.3709 | 1462 | 1598 | 1 | 42140.7378 |  | 0 | 42140.7378 | 3511.7281 | 2284.195 | 735.8458 | 5795.9232 | 0 | 735.8458 | 1.093 | 1462 | 4.4677 | 53.6123 | 2602.36 | 1.78 | 55.3923 | 70.3483 | 201.3258 | 0.29511 | 59.4125 | 0.89111
| 56 58 RIVERBEND ST | ATHOL | MA | OO | R | Q | 569085.47 |  | 17231.3 | 586316.77 | 6984 | 83.95 | 11.9656 | 5859 | 6984 | 1 | 83567.5973 |  | 0 | 83567.5973 | 6963.9664 | 4543.955 | 1422.7137 | 11507.9214 | 0 | 1422.7137 | 1.192 | 5859 | 2.207 | 26.4836 | 10429.02 | 2.45 | 28.9336 | 36.7457 | 97.1301 | 0.29511 | 28.6637 | 1.7229
| MAIN ST | CARVER | MA | OO | R | N | 571468.37 |  | 5805.03 | 577273.4 | 4421 | 130.58 | 18.6513 | 4173 | 4421 | 1 | 82457.2157 |  | 0 | 82457.2157 | 6871.4346 | 4473.8688 | 1428.6709 | 11345.3035 | 0 | 1428.6709 | 1.0594 | 4173 | 3.0611 | 36.7332 | 7427.94 | 1.78 | 38.5132 | 48.9118 | 136.9443 | 0.29511 | 40.4131 | 1.7301
| NO MAIN ST | CHARLTON | MA | OO | R | Q | 515927.33 |  | 737.39 | 516664.72 | 2803 | 184.33 | 26.3544 | 2644 | 2803 | 1 | 73871.2567 |  | 0 | 73871.2567 | 6155.9381 | 4004.1516 | 1289.8183 | 10160.0896 | 0 | 1289.8183 | 1.0601 | 2644 | 4.3305 | 51.9663 | 4706.32 | 2.45 | 54.4163 | 69.1087 | 195.1314 | 0.29511 | 57.5845 | 1.562
| CARSON AVENUE | DALTON | MA | OO | R | Q | 437251.92 |  | 6442.59 | 443694.51 | 4064 | 109.18 | 15.5869 | 3624 | 4064 | 1 | 63345.2335 |  | 0 | 63345.2335 | 5278.7695 | 3438.6325 | 1093.1298 | 8717.4019 | 0 | 1093.1298 | 1.1214 | 3624 | 2.7071 | 32.4852 | 6450.72 | 2.45 | 34.9352 | 44.3677 | 120.6545 | 0.29511 | 35.6059 | 1.3238
| 2075 ELM ST | DIGHTON | MA | OO | R | N | 348114.29 |  | 49871.28 | 397985.57 | 2137 | 186.24 | 26.2583 | 2118 | 2137 | 1 | 56113.996 |  | 0 | 56113.996 | 4676.1663 | 3084.3882 | 870.2857 | 7760.5545 | 0 | 870.2857 | 1.009 | 2118 | 4.075 | 48.8999 | 3770.04 | 1.78 | 50.6799 | 64.3635 | 164.3599 | 0.29511 | 48.5037 | 1.0539
| SPRING ST | ESSEX | MA | OO | R | P | 235563.69 |  | 2617.97 | 238181.66 | 1889 | 126.09 | 18.0085 | 1712 | 1889 | 1 | 34018.0899 |  | 0 | 34018.0899 | 2834.8408 | 1845.9079 | 588.9092 | 4680.7487 | 0 | 588.9092 | 1.1034 | 1712 | 3.0781 | 36.9369 | 3047.36 | 2.53 | 39.4669 | 50.1229 | 137.5956 | 0.29511 | 40.6054 | 0.71317
| 75 SCHOOL ST | GR BARRINGTON | MA | OO | R | Q | 400870.18 |  | 50919.61 | 451789.79 | 5519 | 81.86 | 11.5585 | 4970 | 5519 | 1 | 63791.2262 |  | 0 | 63791.2262 | 5315.9355 | 3501.3709 | 1002.1754 | 8817.3064 | 0 | 1002.1754 | 1.1105 | 4970 | 1.9758 | 23.709 | 8846.6 | 2.45 | 26.159 | 33.2219 | 80.658 | 0.29511 | 23.8027 | 1.2136
| HIGH ST | LEE | MA | OO | R | Q | 461169.56 |  | 14854.78 | 476024.34 | 3219 | 147.88 | 21.0729 | 2818 | 3219 | 1 | 67833.8041 |  | 0 | 67833.8041 | 5652.817 | 3689.1886 | 1152.9239 | 9342.0056 | 0 | 1152.9239 | 1.1423 | 2818 | 3.7242 | 44.691 | 5016.04 | 2.45 | 47.141 | 59.869 | 163.6514 | 0.29511 | 48.2946 | 1.3962
| 1 JACKSON ST | MIDDLEBORO | MA | OO | R | N | 632178.71 |  | 37283.41 | 669462.12 | 6214 | 107.73 | 15.31 | 5803 | 6214 | 1 | 95136.5486 |  | 0 | 95136.5486 | 7928.0457 | 5188.3314 | 1580.4468 | 13116.3771 | 0 | 1580.4468 | 1.0708 | 5803 | 2.5326 | 30.3915 | 10329.34 | 1.78 | 32.1715 | 40.8578 | 108.94 | 0.29511 | 32.1489 | 1.9139
| 66 SUMMER ST | NO ADAMS | MA | OO | R | Q | 1057842.8 |  | 71253.2 | 1129096 | 21168 | 53.34 | 7.5737 | 17357 | 21168 | 1 | 160320.6768 |  | 0 | 160320.6768 | 13360.0564 | 8750.494 | 2644.607 | 22110.5504 | 0 | 2644.607 | 1.2196 | 17357 | 1.4262 | 17.1148 | 30895.46 | 2.45 | 19.5648 | 24.8473 | 60.9462 | 0.29511 | 17.9856 | 3.2026
| SO MAIN ST | ORANGE | MA | OO | R | Q | 478307.98 |  | 1938.91 | 480246.89 | 2376 | 202.12 | 28.8907 | 2185 | 2376 | 1 | 68644.2827 |  | 0 | 68644.2827 | 5720.3569 | 3721.9134 | 1195.77 | 9442.2703 | 0 | 1195.77 | 1.0874 | 2185 | 4.8687 | 58.424 | 3889.3 | 2.45 | 60.874 | 77.31 | 218.9053 | 0.29511 | 64.6003 | 1.4481
| 2 MOULTON ST | REHOBOTH | MA | OO | R | N | 430151.66 |  | 2001.8 | 432153.46 | 3400 | 127.1 | 18.1664 | 3101 | 3400 | 1 | 61765.916 |  | 0 | 61765.916 | 5147.1597 | 3349.1893 | 1075.3791 | 8496.349 | 0 | 1075.3791 | 1.0964 | 3101 | 3.0867 | 37.0399 | 5519.78 | 1.78 | 38.8199 | 49.3013 | 138.7139 | 0.29511 | 40.9354 | 1.3023
| 118 NORTH AV | ROCHESTER | MA | OO | R | N | 698765.65 |  | 12717.84 | 711483.49 | 3875 | 183.61 | 26.2035 | 3629 | 3875 | 1 | 101538.6536 |  | 0 | 101538.6536 | 8461.5545 | 5513.997 | 1746.9141 | 13975.5515 | 0 | 1746.9141 | 1.0678 | 3629 | 4.3325 | 51.9894 | 6459.62 | 1.78 | 53.7694 | 68.2872 | 192.5505 | 0.29511 | 56.8229 | 2.1155
| HAMMOND ST | ROWLEY | MA | OO | R | P | 258646.42 |  | 2531.56 | 261177.98 | 2477 | 105.44 | 15.0617 | 2319 | 2477 | 1 | 37307.9462 |  | 0 | 37307.9462 | 3108.9955 | 2024.1293 | 646.616 | 5133.1249 | 0 | 646.616 | 1.0681 | 2319 | 2.4923 | 29.9081 | 4127.82 | 2.45 | 32.3581 | 41.0948 | 111.5336 | 0.29511 | 32.9143 | 0.78305
| 341 MAIN ST | STURBRIDGE | MA | OO | R | Q | 479120.04 |  | 5706.07 | 484826.11 | 2943 | 164.74 | 23.5266 | 2778 | 2943 | 1 | 69238.8366 |  | 0 | 69238.8366 | 5769.9031 | 3757.4024 | 1197.8001 | 9527.3054 | 0 | 1197.8001 | 1.0594 | 2778 | 3.8607 | 46.3287 | 4944.84 | 2.45 | 48.7787 | 61.949 | 172.4694 | 0.29511 | 50.8968 | 1.4505
| 3 PICADILLY ST | UPTON | MA | OO | R | Q | 294025.51 |  | 927.62 | 294953.13 | 1702 | 173.3 | 24.7729 | 1627 | 1702 | 1 | 42163.4557 |  | 0 | 42163.4557 | 3513.6213 | 2285.8868 | 735.0638 | 5799.5081 | 0 | 735.0638 | 1.0461 | 1627 | 4.0163 | 48.196 | 2896.06 | 2.45 | 50.646 | 64.3204 | 180.7164 | 0.29511 | 53.3306 | 0.89016
| 286 MAIN ST | W NEWBURY | MA | OO | R | P | 278742.67 |  | 1242.12 | 279984.79 | 1451 | 192.96 | 27.5796 | 1433 | 1451 | 1 | 40017.9511 |  | 0 | 40017.9511 | 3334.8293 | 2169.8821 | 696.8567 | 5504.7114 | 0 | 696.8567 | 1.0126 | 1433 | 4.3277 | 51.9322 | 2550.74 | 2.53 | 54.4622 | 69.167 | 194.5169 | 0.29511 | 57.4032 | 0.8439
| 15 BANK ST | WARE | MA | OO | R | Q | 388578.74 |  | 23373.05 | 411951.79 | 6828 | 60.33 | 8.5728 | 5926 | 6828 | 1 | 58535.1372 |  | 0 | 58535.1372 | 4877.9281 | 3192.6264 | 971.4469 | 8070.5545 | 0 | 971.4469 | 1.1522 | 5926 | 1.5258 | 18.3098 | 10548.28 | 2.45 | 20.7598 | 26.365 | 65.5718 | 0.29511 | 19.3507 | 1.1764
| 1029 DRIFT RD | WESTPORT | MA | OO | R | N | 439250.83 |  | 15120.88 | 454371.71 | 3203 | 141.86 | 20.2102 | 3004 | 3203 | 1 | 64733.2205 |  | 0 | 64733.2205 | 5394.435 | 3521.3808 | 1098.1271 | 8915.8158 | 0 | 1098.1271 | 1.0662 | 3004 | 3.3335 | 40.0024 | 5347.12 | 1.78 | 41.7824 | 53.0637 | 146.222 | 0.29511 | 43.151 | 1.3298
| 147 WATER ST | WILLIAMSTOWN | MA | OO | R | Q | 509211.11 |  | 15281.76 | 524492.87 | 4952 | 105.92 | 15.0965 | 3981 | 4952 | 1 | 74757.9723 |  | 0 | 74757.9723 | 6229.831 | 4064.8197 | 1273.0278 | 10294.6508 | 0 | 1273.0278 | 1.2439 | 3981 | 2.9057 | 34.8687 | 7086.18 | 2.45 | 37.3187 | 47.3947 | 127.9104 | 0.29511 | 37.7472 | 1.5416
| GROVE ST | WINCHENDON | MA | OO | R | Q | 256425.56 |  | 18196.24 | 274621.8 | 3035 | 90.48 | 12.8434 | 2613 | 3035 | 1 | 38979.7776 |  | 0 | 38979.7776 | 3248.3148 | 2128.3189 | 641.0639 | 5376.6337 | 0 | 641.0639 | 1.1615 | 2613 | 2.303 | 27.6358 | 4651.14 | 2.45 | 30.0858 | 38.209 | 98.1345 | 0.29511 | 28.9601 | 0.77633
[28 empty] | 97475 | [9 empty] | 33.8814
| 428 MASS AV | ACTON | MA | OO | S | Q | 1155852.18 |  | 123178.75 | 1279030.93 | 11061 | 115.63 | 16.3575 | 9684 | 11061 | 1 | 180930.563 |  | 0 | 180930.563 | 15077.5469 | 9912.4897 | 2889.6305 | 24990.0366 | 0 | 2889.6305 | 1.1422 | 9684 | 2.8789 | 34.5473 | 17237.52 | 2.45 | 36.9973 | 46.9866 | 119.3569 | 0.29511 | 35.223 | 0.17807
| 349 ROWLEY ST | AGAWAM | MA | OO | S | Q | 825277.19 |  | 24491.9 | 849769.09 | 14077 | 60.37 | 8.6045 | 11464 | 14077 | 1 | 121125.1095 |  | 0 | 121125.1095 | 10093.7591 | 6585.7104 | 2063.193 | 16679.4696 | 0 | 2063.193 | 1.2279 | 11464 | 1.6349 | 19.619 | 20405.92 | 2.45 | 22.069 | 28.0276 | 71.9886 | 0.29511 | 21.2443 | 0.12714
| 13 PLEASANT ST | AMESBURY | MA | OO | S | P | 537365.78 |  | 89603.24 | 626969.02 | 7164 | 87.52 | 12.3148 | 6663 | 7164 | 1 | 88222.918 |  | 0 | 88222.918 | 7351.9098 | 4859.0099 | 1343.4144 | 12210.9197 | 0 | 1343.4144 | 1.0752 | 6663 | 2.0343 | 24.4112 | 11860.14 | 2.53 | 26.9412 | 34.2154 | 80.6492 | 0.29511 | 23.8001 | 0.082786
| 27 ELM ST | ANDOVER | MA | OO | S | P | 723172.03 |  | 38287.81 | 761459.84 | 15379 | 49.51 | 7.0405 | 14116 | 15379 | 1 | 108276.1522 |  | 0 | 108276.1522 | 9023.0127 | 5901.3138 | 1807.9301 | 14924.3264 | 0 | 1807.9301 | 1.0895 | 14116 | 1.1853 | 14.2241 | 25126.48 | 2.53 | 16.7541 | 21.2777 | 51.2307 | 0.29511 | 15.1185 | 0.11141
| 366 MAIN ST | ASHLAND | MA | OO | S | Q | 554043.22 |  | 32455.34 | 586498.56 | 3998 | 146.7 | 20.8479 | 3568 | 3998 | 1 | 83350.0086 |  | 0 | 83350.0086 | 6945.8341 | 4545.3638 | 1385.1081 | 11491.1979 | 0 | 1385.1081 | 1.1205 | 3568 | 3.6088 | 43.306 | 6351.04 | 2.45 | 45.756 | 58.1101 | 155.2812 | 0.29511 | 45.8245 | 0.085355
| 39 BANK ST | ATTLEBORO | MA | OO | S | Q | 1275182.93 |  | 68678.74 | 1343861.67 | 17608 | 76.32 | 10.8515 | 15474 | 17608 | 1 | 191073.359 |  | 0 | 191073.359 | 15922.7799 | 10414.9279 | 3187.9573 | 26337.7079 | 0 | 3187.9573 | 1.1379 | 15474 | 1.9081 | 22.897 | 27543.72 | 2.45 | 25.347 | 32.1907 | 82.4081 | 0.29511 | 24.3192 | 0.19645
| 26 PLEASANT ST | AYER | MA | OO | S | Q | 1345472.87 |  | 55312.07 | 1400784.94 | 20461 | 68.46 | 9.7467 | 18399 | 20461 | 1 | 199427.2533 |  | 0 | 199427.2533 | 16618.9378 | 10856.0833 | 3363.6822 | 27475.0211 | 0 | 3363.6822 | 1.1121 | 18399 | 1.6761 | 20.1133 | 32750.22 | 2.45 | 22.5633 | 28.6554 | 73.1275 | 0.29511 | 21.5804 | 0.20728
| 3240 MAIN ST | BARNSTABLE | MA | OO | S | N | 477653.33 |  | 929.77 | 478583.1 | 2100 | 227.9 | 32.5821 | 2030 | 2100 | 1 | 68422.507 |  | 0 | 68422.507 | 5701.8756 | 3709.019 | 1194.1333 | 9410.8946 | 0 | 1194.1333 | 1.0345 | 2030 | 5.2242 | 62.6898 | 3613.4 | 1.78 | 64.4698 | 81.8767 | 235.2972 | 0.29511 | 69.4377 | 0.073587
| 70 PAGE RD | BEDFORD | MA | OO | S | M | 1113526.1 |  | 22871.78 | 1136397.88 | 22923 | 49.57 | 7.0732 | 20966 | 22923 | 1 | 162138.9484 |  | 0 | 162138.9484 | 13511.579 | 8807.0836 | 2783.8153 | 22318.6626 | 0 | 2783.8153 | 1.0933 | 20966 | 1.1973 | 14.3675 | 37319.48 | 2.53 | 16.8975 | 21.4599 | 53.111 | 0.29511 | 15.6734 | 0.17155
| 15 ELLIOT ST | BEVERLY | MA | OO | S | P | 1121156.07 |  | 24866.88 | 1146022.95 | 22027 | 52.03 | 7.422 | 20381 | 22027 | 1 | 163483.4118 |  | 0 | 163483.4118 | 13623.6176 | 8881.6779 | 2802.8902 | 22505.2955 | 0 | 2802.8902 | 1.0808 | 20381 | 1.2418 | 14.901 | 36278.18 | 2.53 | 17.431 | 22.1374 | 55.0099 | 0.29511 | 16.2338 | 0.17272
| 9 ANDOVER RD | BILLERICA | MA | OO | S | P | 1222541.19 |  | 41929.59 | 1264470.78 | 11007 | 114.88 | 16.3667 | 10280 | 11007 | 1 | 180148.4481 |  | 0 | 180148.4481 | 15012.3707 | 9799.6485 | 3056.353 | 24812.0192 | 0 | 3056.353 | 1.0707 | 10280 | 2.7109 | 32.5312 | 18298.4 | 2.53 | 35.0612 | 44.5277 | 118.9242 | 0.29511 | 35.0953 | 0.18834
| U S HWY RT 6 | BREWSTER | MA | OO | S | N | 810956.67 |  | 4176.4 | 815133.07 | 6250 | 130.42 | 18.6396 | 5397 | 6250 | 1 | 116497.2066 |  | 0 | 116497.2066 | 9708.1006 | 6317.2813 | 2027.3917 | 16025.3818 | 0 | 2027.3917 | 1.1581 | 5397 | 3.345 | 40.1396 | 9606.66 | 1.78 | 41.9196 | 53.2379 | 150.2606 | 0.29511 | 44.3429 | 0.12493
| 10 CHURCH ST | BRIDGEWATER | MA | OO | S | N | 529807.64 |  | 40943.63 | 570751.27 | 6345 | 89.95 | 12.76 | 5878 | 6345 | 1 | 80962.3335 |  | 0 | 80962.3335 | 6746.8611 | 4423.3223 | 1324.5191 | 11170.1835 | 0 | 1324.5191 | 1.0794 | 5878 | 2.1257 | 25.5081 | 10462.84 | 1.78 | 27.2881 | 34.6558 | 90.134 | 0.29511 | 26.5991 | 0.081621
| 180 COURT ST | BROCKTON | MA | OO | S | N | 10945169.9 |  | 25922.59 | 10971092.49 | 130763 | 83.9 | 11.9946 | 97060 | 130763 | 1 | 1568451.4646 |  | 0 | 1568451.4646 | 130704.2887 | 85025.9668 | 27362.9247 | 215730.2555 | 0 | 27362.9247 | 1.3472 | 97060 | 2.5046 | 30.0548 | 172766.8 | 1.78 | 31.8348 | 40.4302 | 112.7671 | 0.29511 | 33.2783 | 1.6862
| 65 CRESCENT ST | BROCKTON | MA | OO | S | N | 7755355.32 |  | 177467.05 | 7932822.37 | 107647 | 73.69 | 10.5117 | 87159 | 107647 | 1 | 1131554.1261 |  | 0 | 1131554.1261 | 94296.1772 | 61479.3734 | 19388.3883 | 155775.5505 | 0 | 19388.3883 | 1.2351 | 87159 | 2.0097 | 24.1165 | 155143.02 | 1.78 | 25.8965 | 32.8885 | 88.9794 | 0.29511 | 26.2584 | 1.1948
| 11 PERRY AV BOURNE | BUZZARDS BAY | MA | OO | S | N | 648257.41 |  | 1845.43 | 650102.84 | 4716 | 137.85 | 19.7064 | 4171 | 4716 | 1 | 92935.1792 |  | 0 | 92935.1792 | 7744.5983 | 5038.297 | 1620.6435 | 12782.8953 | 0 | 1620.6435 | 1.1307 | 4171 | 3.4533 | 41.4391 | 7424.38 | 1.78 | 43.2191 | 54.8883 | 155.4201 | 0.29511 | 45.8655 | 0.09987
| 825 WASHINGTON ST | CANTON | MA | OO | S | L | 1259846.61 |  | 58412.15 | 1318258.76 | 18810 | 70.08 | 9.9722 | 17334 | 18810 | 1 | 187576.4083 |  | 0 | 187576.4083 | 15631.3674 | 10216.5054 | 3149.6165 | 25847.8727 | 0 | 3149.6165 | 1.0852 | 17334 | 1.6729 | 20.0744 | 30854.52 | 1.78 | 21.8544 | 27.7551 | 72.6807 | 0.29511 | 21.4485 | 0.19409
| DEPOT RD BOURNE | CATAUMET | MA | OO | S | N | 800344.35 |  | 5869 | 806213.35 | 17508 | 46.05 | 6.5795 | 14128 | 17508 | 1 | 115194.605 |  | 0 | 115194.605 | 9599.5504 | 6248.1535 | 2000.8609 | 15847.7039 | 0 | 2000.8609 | 1.2392 | 14128 | 1.2633 | 15.1602 | 25147.84 | 1.78 | 16.9402 | 21.514 | 56.6495 | 0.29511 | 16.7176 | 0.1233
| OLD HARBOR RD | CHATHAM | MA | OO | S | N | 897793.63 |  | 19985.54 | 917779.17 | 9642 | 95.19 | 13.5784 | 8588 | 9642 | 1 | 130922.6527 |  | 0 | 130922.6527 | 10910.2211 | 7112.7886 | 2244.4841 | 18023.0096 | 0 | 2244.4841 | 1.1227 | 8588 | 2.36 | 28.3197 | 15286.64 | 1.78 | 30.0997 | 38.2267 | 104.5405 | 0.29511 | 30.8506 | 0.13831
| NORTH RD | CHELMSFORD | MA | OO | S | P | 596799.51 |  | 10645.23 | 607444.74 | 8564 | 70.93 | 10.1231 | 7380 | 8564 | 1 | 86694.2741 |  | 0 | 86694.2741 | 7224.5228 | 4707.6967 | 1491.9988 | 11932.2196 | 0 | 1491.9988 | 1.1604 | 7380 | 1.819 | 21.828 | 13136.4 | 2.53 | 24.358 | 30.9347 | 80.8671 | 0.29511 | 23.8644 | 0.091942
| 1790 WESTOVER RD | CHICOPEE | MA | OO | S | Q | 292822.61 |  | 1525.91 | 294348.52 | 2363 | 124.57 | 17.8025 | 2348 | 2363 | 1 | 42067.4238 |  | 0 | 42067.4238 | 3505.6186 | 2281.201 | 732.0565 | 5786.8197 | 0 | 732.0565 | 1.0064 | 2348 | 2.7764 | 33.3162 | 4179.44 | 2.45 | 35.7662 | 45.4231 | 124.7115 | 0.29511 | 36.8032 | 0.045112
| 223 CHESTNUT ST | CLINTON | MA | OO | S | Q | 598407.68 |  | 20260.38 | 618668.06 | 9809 | 63.07 | 8.9862 | 8851 | 9809 | 1 | 88145.3665 |  | 0 | 88145.3665 | 7345.4472 | 4794.6775 | 1496.0192 | 12140.1247 | 0 | 1496.0192 | 1.1082 | 8851 | 1.5406 | 18.4876 | 15754.78 | 2.45 | 20.9376 | 26.5907 | 67.609 | 0.29511 | 19.9519 | 0.09219
| 111 WALDEN ST | CONCORD | MA | OO | S | Q | 1497955.97 |  | 11892.71 | 1509848.68 | 19231 | 78.51 | 11.2172 | 15886 | 19011.9899 | 0.98861 | 213261.3968 |  | 0 | 213261.3968 | 17771.7831 | 11568.068 | 3702.2417 | 29339.8511 | 0 | 3702.2417 | 1.1968 | 16069 | 2.0563 | 24.6752 | 28602.82 | 2.45 | 27.1252 | 34.449 | 93.2202 | 0.29511 | 27.5099 | 0.23077
| 63 HIGH ST | DANVERS | MA | OO | S | P | 1167097.23 |  | 44664.56 | 1211761.79 | 24040 | 50.41 | 7.1783 | 19380 | 24040 | 1 | 172567.303 |  | 0 | 172567.303 | 14380.6086 | 9391.1539 | 2917.7431 | 23771.7625 | 0 | 2917.7431 | 1.2405 | 19380 | 1.3772 | 16.526 | 34496.4 | 2.53 | 19.056 | 24.2011 | 60.2217 | 0.29511 | 17.7718 | 0.1798
| 387 WASHINGTON ST | DEDHAM | MA | OO | S | L | 1530654.2 |  | 94116.8 | 1624771 | 21883 | 74.25 | 10.5487 | 18412 | 21883 | 1 | 230836.3842 | 40 | 40 | 230876.3842 | 19239.6987 | 12591.9752 | 3826.6355 | 31828.3406 | 3.3333 | 3826.6355 | 1.1885 | 18412 | 1.9367 | 23.2403 | 32773.36 | 1.78 | 25.0203 | 31.7757 | 83.1335 | 0.29511 | 24.5332 | 0.23581
| 1139 MAIN ST RT 6A | DENNIS | MA | OO | S | N | 623782.49 |  | 7710.72 | 631493.21 | 4326 | 145.98 | 20.8461 | 4216 | 4326 | 1 | 90180.1575 |  | 0 | 90180.1575 | 7515.0131 | 4894.0724 | 1559.4562 | 12409.0855 | 0 | 1559.4562 | 1.0261 | 4216 | 3.3132 | 39.7587 | 7504.48 | 1.78 | 41.5387 | 52.7541 | 147.956 | 0.29511 | 43.6628 | 0.096099
| 1212 MAMMOTH RD | DRACUT | MA | OO | S | P | 566045.91 |  | 18356.86 | 584402.77 | 5754 | 101.56 | 14.4727 | 5235 | 5754 | 1 | 83275.8864 |  | 0 | 83275.8864 | 6939.6572 | 4529.1215 | 1415.1148 | 11468.7787 | 0 | 1415.1148 | 1.0991 | 5235 | 2.4611 | 29.5333 | 9318.3 | 2.53 | 32.0633 | 40.7204 | 108.1272 | 0.29511 | 31.909 | 0.087204
| 51 CHESTNUT ST | DUXBURY | MA | OO | S | N | 658969.5 |  | 5585.73 | 664555.23 | 7090 | 93.73 | 13.391 | 6168 | 7090 | 1 | 94942.0262 |  | 0 | 94942.0262 | 7911.8355 | 5150.303 | 1647.4237 | 13062.1385 | 0 | 1647.4237 | 1.1495 | 6168 | 2.3848 | 28.6178 | 10979.04 | 1.78 | 30.3978 | 38.6052 | 106.8368 | 0.29511 | 31.5282 | 0.10152
| BEDFORD ST | E BRIDGEWATER | MA | OO | S | N | 369583.03 |  | 57771.01 | 427354.04 | 3027 | 141.18 | 19.8835 | 2655 | 3027 | 1 | 60187.2916 |  | 0 | 60187.2916 | 5015.6076 | 3311.9938 | 923.9576 | 8327.6014 | 0 | 923.9576 | 1.1401 | 2655 | 3.4846 | 41.815 | 4725.9 | 1.78 | 43.595 | 55.3656 | 139.2026 | 0.29511 | 41.0796 | 0.056937
| 14 PLEASANT ST | E LONGMEADOW | MA | OO | S | Q | 630499.58 |  | 8467.01 | 638966.59 | 5783 | 110.49 | 15.7767 | 5610 | 5783 | 1 | 91236.7502 |  | 0 | 91236.7502 | 7603.0625 | 4951.9911 | 1576.2489 | 12555.0536 | 0 | 1576.2489 | 1.0308 | 5610 | 2.5189 | 30.2274 | 9985.8 | 2.45 | 32.6774 | 41.5003 | 112.3885 | 0.29511 | 33.1666 | 0.097134
| 6 RAILROAD ST | EASTHAMPTON | MA | OO | S | Q | 689064.04 |  | 43259.06 | 732323.1 | 6326 | 115.76 | 16.4448 | 5117 | 6326 | 1 | 104030.0583 |  | 0 | 104030.0583 | 8669.1715 | 5675.504 | 1722.6601 | 14344.6756 | 0 | 1722.6601 | 1.2363 | 5117 | 3.14 | 37.6799 | 9108.26 | 2.45 | 40.1299 | 50.965 | 134.6617 | 0.29511 | 39.7395 | 0.10616
| 64 N MAIN ST | EASTON | MA | OO | S | N | 798930.73 |  | 3992.04 | 802922.77 | 9394 | 85.47 | 12.2157 | 8388 | 9394 | 1 | 114754.0835 |  | 0 | 114754.0835 | 9562.8403 | 6222.6515 | 1997.3268 | 15785.4918 | 0 | 1997.3268 | 1.1199 | 8388 | 2.12 | 25.4404 | 14930.64 | 1.78 | 27.2204 | 34.5699 | 95.2469 | 0.29511 | 28.108 | 0.12308
| 326 N MAIN ST | FALL RIVER | MA | OO | S | N | 7680321.57 |  | 142726.89 | 7823048.46 | 111755 | 70 | 9.9898 | 87426 | 111755 | 1 | 1116412.2995 |  | 0 | 1116412.2995 | 93034.3583 | 60628.6256 | 19200.8039 | 153662.9839 | 0 | 19200.8039 | 1.2783 | 87426 | 1.9773 | 23.7271 | 155618.28 | 1.78 | 25.5071 | 32.394 | 87.8494 | 0.29511 | 25.9249 | 1.1832
| MAIN GIFFORD ST S | FALMOUTH | MA | OO | S | N | 1198894.67 |  | 20960.33 | 1219855 | 20857 | 58.49 | 8.3475 | 17132 | 20857 | 1 | 174103.8997 |  | 0 | 174103.8997 | 14508.6583 | 9453.8762 | 2997.2367 | 23962.5346 | 0 | 2997.2367 | 1.2174 | 17132 | 1.5736 | 18.8838 | 30494.96 | 1.78 | 20.6638 | 26.243 | 69.9798 | 0.29511 | 20.6515 | 0.1847
| 676 MAIN ST | FITCHBURG | MA | OO | S | Q | 2808646.49 |  | 74348.98 | 2882995.47 | 40708 | 70.82 | 10.0982 | 35218 | 40708 | 1 | 411078.7685 |  | 0 | 411078.7685 | 34256.564 | 22343.2149 | 7021.6162 | 56599.7789 | 0 | 7021.6162 | 1.1559 | 35218 | 1.8065 | 21.678 | 62688.04 | 2.45 | 24.128 | 30.6426 | 79.7503 | 0.29511 | 23.5348 | 0.4327
| 13 COCASSET ST | FOXBORO | MA | OO | S | Q | 846629.96 |  | 46460.34 | 893090.3 | 6038 | 147.91 | 21.0282 | 5726 | 6038 | 1 | 126968.5475 |  | 0 | 126968.5475 | 10580.7123 | 6921.4498 | 2116.5749 | 17502.1621 | 0 | 2116.5749 | 1.0545 | 5726 | 3.4263 | 41.1151 | 10192.28 | 2.45 | 43.5651 | 55.3276 | 147.8571 | 0.29511 | 43.6336 | 0.13043
| 9 EDMONDS RD | FRAMINGHAM | MA | OO | S | Q | 695116.87 |  | 28027.64 | 723144.51 | 11842 | 61.07 | 8.6946 | 10796 | 11842 | 1 | 102961.2227 |  | 0 | 102961.2227 | 8580.1019 | 5604.37 | 1737.7922 | 14184.4718 | 0 | 1737.7922 | 1.0969 | 10796 | 1.4748 | 17.698 | 19216.88 | 2.45 | 20.148 | 25.5879 | 64.3865 | 0.29511 | 19.0009 | 0.10709
| MAIN AND CRESCENT ST S | FRANKLIN | MA | OO | S | Q | 905966.45 |  | 13591.96 | 919558.41 | 11446 | 80.34 | 11.4695 | 10115 | 11446 | 1 | 131279.3813 |  | 0 | 131279.3813 | 10939.9484 | 7126.5777 | 2264.9161 | 18066.5261 | 0 | 2264.9161 | 1.1316 | 10115 | 2.01 | 24.1203 | 18004.7 | 2.45 | 26.5703 | 33.7443 | 89.5666 | 0.29511 | 26.4317 | 0.13957
| 43 WEST ST | GARDNER | MA | OO | S | Q | 2236749.98 |  | 20226.3 | 2256976.28 | 35147 | 64.22 | 9.1736 | 29147 | 35147 | 1 | 322423.9872 |  | 0 | 322423.9872 | 26868.6656 | 17491.5662 | 5591.875 | 44360.2318 | 0 | 5591.875 | 1.2059 | 29147 | 1.7138 | 20.5656 | 51881.66 | 2.45 | 23.0156 | 29.2298 | 76.7403 | 0.29511 | 22.6466 | 0.34459
| WINTER ST | GEORGETOWN | MA | OO | S | P | 354908.58 |  | 7556.51 | 362465.09 | 4297 | 84.35 | 12.0344 | 3938 | 4297 | 1 | 51711.6037 |  | 0 | 51711.6037 | 4309.3003 | 2809.1044 | 887.2714 | 7118.4048 | 0 | 887.2714 | 1.0912 | 3938 | 2.0329 | 24.3952 | 7009.64 | 2.53 | 26.9252 | 34.1949 | 90.1241 | 0.29511 | 26.5962 | 0.054677
| 9 13 ELM ST | GLOUCESTER | MA | OO | S | P | 664360.68 |  | 46077.56 | 710438.24 | 13721 | 51.78 | 7.3504 | 11386 | 13721 | 1 | 100855.4274 |  | 0 | 100855.4274 | 8404.6189 | 5505.8964 | 1660.9017 | 13910.5153 | 0 | 1660.9017 | 1.2051 | 11386 | 1.3676 | 16.4111 | 20267.08 | 2.53 | 18.9411 | 24.0552 | 58.3489 | 0.29511 | 17.2191 | 0.10235
| WORCESTER ST | GRAFTON | MA | OO | S | Q | 545378.48 |  | 8071.93 | 553450.41 | 4884 | 113.32 | 16.1782 | 4501 | 4884 | 1 | 79014.2578 |  | 0 | 79014.2578 | 6584.5215 | 4289.2407 | 1363.4462 | 10873.7622 | 0 | 1363.4462 | 1.0851 | 4501 | 2.7188 | 32.6253 | 8011.78 | 2.45 | 35.0753 | 44.5456 | 121.1683 | 0.29511 | 35.7575 | 0.08402
| 11 CHURCH ST | GREENFIELD | MA | OO | S | Q | 2203998.54 |  | 69923.48 | 2273922.02 | 32040 | 70.97 | 10.114 | 27620 | 32040 | 1 | 324052.0732 |  | 0 | 324052.0732 | 27004.3394 | 17622.8957 | 5509.9964 | 44627.2351 | 0 | 5509.9964 | 1.16 | 27620 | 1.8153 | 21.783 | 49163.6 | 2.45 | 24.233 | 30.7759 | 79.7972 | 0.29511 | 23.5487 | 0.33954
| WILLOW ST | HAMILTON | MA | OO | S | P | 268515.73 |  | 9812.66 | 278328.39 | 3530 | 78.85 | 11.2306 | 3235 | 3530 | 1 | 39643.9572 |  | 0 | 39643.9572 | 3303.6631 | 2157.045 | 671.2893 | 5460.7081 | 0 | 671.2893 | 1.0912 | 3235 | 1.8955 | 22.7462 | 5758.3 | 2.53 | 25.2762 | 32.1008 | 83.0033 | 0.29511 | 24.4948 | 0.041367
| 319 COLUMBIA RD | HANOVER | MA | OO | S | N | 621007.88 |  | 42380.8 | 663388.68 | 5415 | 122.51 | 17.3936 | 5158 | 5415 | 1 | 94186.4884 |  | 0 | 94186.4884 | 7848.874 | 5141.2623 | 1552.5197 | 12990.1363 | 0 | 1552.5197 | 1.0498 | 5158 | 2.8194 | 33.8332 | 9181.24 | 1.78 | 35.6132 | 45.2288 | 120.397 | 0.29511 | 35.5299 | 0.095672
| 720 MAIN ST | HARWICH | MA | OO | S | N | 950856.58 |  | 3355.93 | 954212.51 | 7326 | 130.25 | 18.6184 | 6876 | 7326 | 1 | 136398.694 |  | 0 | 136398.694 | 11366.5578 | 7395.147 | 2377.1415 | 18761.7048 | 0 | 2377.1415 | 1.0654 | 6876 | 3.0743 | 36.8915 | 12239.28 | 1.78 | 38.6715 | 49.1128 | 138.2863 | 0.29511 | 40.8092 | 0.14649
| 33 WINTER ST | HAVERHILL | MA | OO | S | P | 3423221.77 |  | 73141.75 | 3496363.52 | 47058 | 74.3 | 10.5999 | 35891 | 47058 | 1 | 498809.7154 |  | 0 | 498809.7154 | 41567.4763 | 27096.8173 | 8558.0544 | 68664.2936 | 0 | 8558.0544 | 1.3111 | 35891 | 2.1516 | 25.819 | 63885.98 | 2.53 | 28.349 | 36.0032 | 95.3783 | 0.29511 | 28.1467 | 0.52738
| 30 GREEN ST | HINGHAM | MA | OO | S | N | 1230708.8 |  | 36366.57 | 1267075.37 | 24354 | 52.03 | 7.416 | 19710 | 24354 | 1 | 180609.9128 |  | 0 | 180609.9128 | 15050.8261 | 9819.8341 | 3076.772 | 24870.6602 | 0 | 3076.772 | 1.2356 | 19710 | 1.4179 | 17.0152 | 35083.8 | 1.78 | 18.7952 | 23.8699 | 62.4408 | 0.29511 | 18.4267 | 0.1896
| HOLT RD | HOLDEN | MA | OO | S | Q | 394679.43 |  | 1099.06 | 395778.49 | 3399 | 116.44 | 16.6457 | 3154 | 3399 | 1 | 56578.7391 |  | 0 | 56578.7391 | 4714.8949 | 3067.2833 | 986.6986 | 7782.1782 | 0 | 986.6986 | 1.0777 | 3154 | 2.7802 | 33.3629 | 5614.12 | 2.45 | 35.8129 | 45.4824 | 125.1362 | 0.29511 | 36.9285 | 0.060804
| 26 CHARLES ST | HOLLISTON | MA | OO | S | Q | 489268.03 |  | 23652.68 | 512920.71 | 11190 | 45.84 | 6.5209 | 9229 | 11190 | 1 | 72969.2186 |  | 0 | 72969.2186 | 6080.7682 | 3975.1355 | 1223.1701 | 10055.9037 | 0 | 1223.1701 | 1.2125 | 9229 | 1.2221 | 14.6656 | 16427.62 | 2.45 | 17.1156 | 21.7368 | 53.0142 | 0.29511 | 15.6448 | 0.075376
| 322 MAPLE ST | HOLYOKE | MA | OO | S | Q | 1746986.28 |  | 213272.19 | 1960258.47 | 35254 | 55.6 | 7.8546 | 29359 | 35254 | 1 | 276904.6062 |  | 0 | 276904.6062 | 23075.3838 | 15192.0031 | 4367.4657 | 38267.387 | 0 | 4367.4657 | 1.2008 | 29359 | 1.4522 | 17.4263 | 52259.02 | 2.45 | 19.8763 | 25.2429 | 59.5043 | 0.29511 | 17.5601 | 0.26914
| 135 HAYDEN ROWE | HOPKINTON | MA | OO | S | Q | 453277.03 |  | 51015.75 | 504292.78 | 2857 | 176.51 | 24.9554 | 2702 | 2857 | 1 | 71297.6155 |  | 0 | 71297.6155 | 5941.468 | 3908.269 | 1133.1926 | 9849.737 | 0 | 1133.1926 | 1.0574 | 2702 | 4.0647 | 48.7769 | 4809.56 | 2.45 | 51.2269 | 65.0581 | 167.7561 | 0.29511 | 49.5059 | 0.069831
| FELTON RUSSELL STS | HUDSON | MA | OO | S | Q | 727868.01 |  | 18775.35 | 746643.36 | 8736 | 85.47 | 12.1875 | 7985 | 8736 | 1 | 106469.5949 |  | 0 | 106469.5949 | 8872.4662 | 5786.486 | 1819.67 | 14658.9523 | 0 | 1819.67 | 1.0941 | 7985 | 2.0637 | 24.7644 | 14213.3 | 2.45 | 27.2144 | 34.5622 | 91.1544 | 0.29511 | 26.9003 | 0.11213
| 50 OCEAN ST | HYANNIS | MA | OO | S | N | 3045505.72 |  | 25173.64 | 3070679.36 | 53577 | 57.31 | 8.1883 | 40844 | 53577 | 1 | 438704.3702 |  | 0 | 438704.3702 | 36558.6975 | 23797.765 | 7613.7643 | 60356.4626 | 0 | 7613.7643 | 1.3117 | 40844 | 1.6641 | 19.9697 | 72702.32 | 1.78 | 21.7497 | 27.6221 | 74.5643 | 0.29511 | 22.0044 | 0.46919
| 79 COUNTY RD | IPSWICH | MA | OO | S | P | 468070.11 |  | 20140.26 | 488210.37 | 6217 | 78.53 | 11.1777 | 5249 | 6217 | 1 | 69491.8387 |  | 0 | 69491.8387 | 5790.9866 | 3783.6304 | 1170.1753 | 9574.6169 | 0 | 1170.1753 | 1.1844 | 5249 | 2.047 | 24.5642 | 9343.22 | 2.53 | 27.0942 | 34.4096 | 89.1732 | 0.29511 | 26.3156 | 0.07211
| SUMMER AND LINDEN STS | KINGSTON | MA | OO | S | N | 428848.87 |  | 1508.63 | 430357.5 | 3346 | 128.62 | 18.3852 | 3322 | 3346 | 1 | 61516.9844 |  | 0 | 61516.9844 | 5126.4154 | 3335.2706 | 1072.1222 | 8461.686 | 0 | 1072.1222 | 1.0072 | 3322 | 2.8699 | 34.4388 | 5913.16 | 1.78 | 36.2188 | 45.9979 | 129.0936 | 0.29511 | 38.0963 | 0.066068
| 2 HAMPSHIRE ST & CANAL | LAWRENCE | MA | OO | S | P | 10401356.2 |  | 274828.74 | 10676184.94 | 164860 | 64.76 | 9.2339 | 129913 | 164860 | 1 | 1522297.1866 |  | 0 | 1522297.1866 | 126858.0989 | 82740.4333 | 26003.3905 | 209598.5322 | 0 | 26003.3905 | 1.269 | 129913 | 1.8135 | 21.7624 | 231245.14 | 2.53 | 24.2924 | 30.8514 | 80.064 | 0.29511 | 23.6274 | 1.6024
| GROVE ST | LEICESTER | MA | OO | S | Q | 499934.96 |  | 6785.05 | 506720.01 | 3660 | 138.45 | 19.7684 | 3477 | 3660 | 1 | 72352.4006 |  | 0 | 72352.4006 | 6029.3667 | 3927.0801 | 1249.8374 | 9956.4468 | 0 | 1249.8374 | 1.0526 | 3477 | 3.223 | 38.6757 | 6189.06 | 2.45 | 41.1257 | 52.2296 | 143.7834 | 0.29511 | 42.4314 | 0.077019
| 60 WALKER ST | LENOX | MA | OO | S | Q | 483512.52 |  | 11822.08 | 495334.6 | 3219 | 153.88 | 21.9459 | 2818 | 3219 | 1 | 70643.6945 |  | 0 | 70643.6945 | 5886.9745 | 3838.8432 | 1208.7813 | 9725.8177 | 0 | 1208.7813 | 1.1423 | 2818 | 3.8803 | 46.5632 | 5016.04 | 2.45 | 49.0132 | 62.2468 | 171.58 | 0.29511 | 50.6344 | 0.074489
| 2 SCHOOL ST | LEOMINSTER | MA | OO | S | Q | 1528151.89 |  | 15580.71 | 1543732.6 | 14801 | 104.3 | 14.8979 | 12046 | 14801 | 1 | 220504.4704 |  | 0 | 220504.4704 | 18375.3725 | 11963.9276 | 3820.3797 | 30339.3002 | 0 | 3820.3797 | 1.2287 | 12046 | 2.8358 | 34.0292 | 21441.88 | 2.45 | 36.4792 | 46.3286 | 126.8597 | 0.29511 | 37.4371 | 0.23542
| 73 WALTHAM ST | LEXINGTON | MA | OO | S | M | 1479228.06 |  | 52560.12 | 1531788.18 | 24411 | 62.75 | 8.9388 | 22353 | 24411 | 1 | 218204.7478 |  | 0 | 218204.7478 | 18183.729 | 11871.3584 | 3698.0702 | 30055.0874 | 0 | 3698.0702 | 1.0921 | 22353 | 1.51 | 18.1201 | 39788.34 | 2.53 | 20.6501 | 26.2256 | 66.1758 | 0.29511 | 19.5289 | 0.22789
| 450 LONGMEADOW ST | LONGMEADOW | MA | OO | S | Q | 784411.42 |  | 9631.94 | 794043.36 | 6330 | 125.44 | 17.9138 | 6027 | 6330 | 1 | 113394.0894 |  | 0 | 113394.0894 | 9449.5075 | 6153.836 | 1961.0285 | 15603.3435 | 0 | 1961.0285 | 1.0503 | 6027 | 2.9143 | 34.9714 | 10728.06 | 2.45 | 37.4214 | 47.5251 | 130.1496 | 0.29511 | 38.408 | 0.12085
| 131 WINSOR ST | LUDLOW | MA | OO | S | Q | 725818.88 |  | 63776.27 | 789595.15 | 4713 | 167.54 | 23.7411 | 4542 | 4713 | 1 | 111891.6861 |  | 0 | 111891.6861 | 9324.3072 | 6119.3624 | 1814.5472 | 15443.6696 | 0 | 1814.5472 | 1.0376 | 4542 | 3.7997 | 45.5963 | 8084.76 | 2.45 | 48.0463 | 61.0189 | 159.8016 | 0.29511 | 47.1585 | 0.11182
| 34 CARTER RD | LYNNFIELD | MA | OO | S | P | 277860.66 |  | 13601.47 | 291462.13 | 5361 | 54.37 | 7.7339 | 5112 | 5361 | 1 | 41461.4611 |  | 0 | 41461.4611 | 3455.1218 | 2258.8315 | 694.6517 | 5713.9533 | 0 | 694.6517 | 1.0487 | 5112 | 1.2536 | 15.0437 | 9099.36 | 2.53 | 17.5737 | 22.3186 | 54.3546 | 0.29511 | 16.0404 | 0.042807
| 52 SUMMER ST | MANCHESTER | MA | OO | S | P | 350857.85 |  | 6985.37 | 357843.22 | 3610 | 99.13 | 14.144 | 3324 | 3610 | 1 | 51059.8145 |  | 0 | 51059.8145 | 4254.9845 | 2773.285 | 877.1446 | 7028.2695 | 0 | 877.1446 | 1.086 | 3324 | 2.3783 | 28.5394 | 5916.72 | 2.53 | 31.0694 | 39.4581 | 105.5529 | 0.29511 | 31.1493 | 0.054053
| MANOMET RD PLYMOUTH | MANOMET | MA | OO | S | N | 610196.18 |  | 20279.89 | 630476.07 | 3964 | 159.05 | 22.6624 | 3627 | 3964 | 1 | 89833.5998 |  | 0 | 89833.5998 | 7486.1333 | 4886.1895 | 1525.4905 | 12372.3229 | 0 | 1525.4905 | 1.0929 | 3627 | 3.8318 | 45.9812 | 6456.06 | 1.78 | 47.7612 | 60.6567 | 168.2372 | 0.29511 | 49.6479 | 0.094006
| 8 BRISTOL ST | MANSFIELD | MA | OO | S | Q | 690475.37 |  | 14462.7 | 704938.07 | 7590 | 92.88 | 13.251 | 6527 | 7590 | 1 | 100574.7408 |  | 0 | 100574.7408 | 8381.2284 | 5463.27 | 1726.1884 | 13844.4984 | 0 | 1726.1884 | 1.1629 | 6527 | 2.3856 | 28.627 | 11618.06 | 1.78 | 30.407 | 38.6169 | 105.7876 | 0.29511 | 31.2186 | 0.10637
| 600 MILL ST | MARION | MA | OO | S | N | 378674.24 |  | 8951.34 | 387625.58 | 3140 | 123.45 | 17.6074 | 2554 | 3140 | 1 | 55287.2365 |  | 0 | 55287.2365 | 4607.2697 | 3004.0982 | 946.6856 | 7611.368 | 0 | 946.6856 | 1.2294 | 2554 | 3.3508 | 40.2101 | 4546.12 | 1.78 | 41.9901 | 53.3275 | 148.2671 | 0.29511 | 43.7546 | 0.058338
| 2 MAPLE ST | MARLBORO | MA | OO | S | Q | 2097838.91 |  | 41994.88 | 2139833.79 | 35131 | 60.91 | 8.691 | 27789 | 35131 | 1 | 305324.3139 |  | 0 | 305324.3139 | 25443.6928 | 16583.7119 | 5244.5973 | 42027.4047 | 0 | 5244.5973 | 1.2642 | 27789 | 1.7011 | 20.4133 | 49464.42 | 2.45 | 22.8633 | 29.0363 | 75.4917 | 0.29511 | 22.2781 | 0.32319
| 200 MAIN ST | MARSHFIELD | MA | OO | S | N | 813555.9 |  | 31714.61 | 845270.51 | 13467 | 62.77 | 8.9379 | 12442 | 13467 | 1 | 120366.2492 |  | 0 | 120366.2492 | 10030.5208 | 6550.8465 | 2033.8898 | 16581.3672 | 0 | 2033.8898 | 1.0824 | 12442 | 1.4962 | 17.954 | 22146.76 | 1.78 | 19.734 | 25.0621 | 65.3879 | 0.29511 | 19.2964 | 0.12534
| OLD BARNSTABLE RD | MASHPEE | MA | OO | S | N | 706545.31 |  | 7530.69 | 714076 | 6187 | 115.42 | 16.4849 | 5256 | 6187 | 1 | 101992.377 |  | 0 | 101992.377 | 8499.3647 | 5534.089 | 1766.3633 | 14033.4537 | 0 | 1766.3633 | 1.1771 | 5256 | 3.0061 | 36.0726 | 9355.68 | 1.78 | 37.8526 | 48.0729 | 134.4264 | 0.29511 | 39.6701 | 0.10885
| 34 MECHANIC ST | MATTAPOISETT | MA | OO | S | N | 599772.18 |  | 3323.56 | 603095.74 | 3701 | 162.95 | 23.2882 | 3246 | 3701 | 1 | 86189.5139 |  | 0 | 86189.5139 | 7182.4595 | 4673.992 | 1499.4305 | 11856.4515 | 0 | 1499.4305 | 1.1402 | 3246 | 4.1146 | 49.3748 | 5777.88 | 1.78 | 51.1548 | 64.9666 | 184.7727 | 0.29511 | 54.5276 | 0.0924
| 8 WALNUT ST | MAYNARD | MA | OO | S | Q | 1290082.99 |  | 229948.43 | 1520031.42 | 16820 | 90.37 | 12.7042 | 15544 | 16820 | 1 | 213685.3182 |  | 0 | 213685.3182 | 17807.1098 | 11780.2435 | 3225.2075 | 29587.3534 | 0 | 3225.2075 | 1.0821 | 15544 | 2.1109 | 25.3314 | 27668.32 | 2.45 | 27.7814 | 35.2823 | 82.9956 | 0.29511 | 24.4925 | 0.19875
| PLEASANT ST | MEDFIELD | MA | OO | S | Q | 442519.4 |  | 42037.12 | 484556.52 | 4374 | 110.78 | 15.6879 | 4161 | 4374 | 1 | 68618.9884 |  | 0 | 68618.9884 | 5718.249 | 3755.313 | 1106.2985 | 9473.5621 | 0 | 1106.2985 | 1.0512 | 4161 | 2.5426 | 30.5115 | 7406.58 | 2.45 | 32.9615 | 41.8611 | 106.3493 | 0.29511 | 31.3844 | 0.068174
| 292 VILLAGE ST | MEDWAY | MA | OO | S | Q | 398336.15 |  | 5603.71 | 403939.86 | 3479 | 116.11 | 16.5777 | 3299 | 3479 | 1 | 57673.7406 |  | 0 | 57673.7406 | 4806.1451 | 3130.5339 | 995.8404 | 7936.679 | 0 | 995.8404 | 1.0546 | 3299 | 2.7076 | 32.4917 | 5872.22 | 2.45 | 34.9417 | 44.376 | 120.7445 | 0.29511 | 35.6325 | 0.061367
| CENTRAL ST | MERRIMAC | MA | OO | S | P | 316779.57 |  | 39921.97 | 356701.54 | 2532 | 140.88 | 19.8932 | 2352 | 2532 | 1 | 50369.5687 |  | 0 | 50369.5687 | 4197.4641 | 2764.4369 | 791.9489 | 6961.901 | 0 | 791.9489 | 1.0765 | 2352 | 3.2967 | 39.5605 | 4186.56 | 2.53 | 42.0905 | 53.4549 | 134.6852 | 0.29511 | 39.7465 | 0.048803
| 9 WATER ST | MILFORD | MA | OO | S | Q | 1745204.18 |  | 28790.85 | 1773995.03 | 25824 | 68.7 | 9.8056 | 22154 | 25824 | 1 | 253220.6357 |  | 0 | 253220.6357 | 21101.7196 | 13748.4615 | 4363.0104 | 34850.1811 | 0 | 4363.0104 | 1.1657 | 22154 | 1.77 | 21.2403 | 39434.12 | 2.45 | 23.6903 | 30.0867 | 78.776 | 0.29511 | 23.2473 | 0.26886
| 2 GROVE ST | MILLBURY | MA | OO | S | Q | 503145.75 |  | 21616.85 | 524762.6 | 4614 | 113.73 | 16.1888 | 4492 | 4614 | 1 | 74695.1822 |  | 0 | 74695.1822 | 6224.5985 | 4066.9102 | 1257.8644 | 10291.5087 | 0 | 1257.8644 | 1.0272 | 4492 | 2.5711 | 30.8532 | 7995.76 | 2.45 | 33.3032 | 42.295 | 112.0093 | 0.29511 | 33.0547 | 0.077514
| 821 MAIN ST | MILLIS | MA | OO | S | Q | 441273.38 |  | 30669.68 | 471943.06 | 2535 | 186.17 | 26.4289 | 2318 | 2535 | 1 | 66997.1427 |  | 0 | 66997.1427 | 5583.0952 | 3657.5587 | 1103.1834 | 9240.6539 | 0 | 1103.1834 | 1.0936 | 2318 | 4.4624 | 53.5488 | 4126.04 | 2.45 | 55.9988 | 71.1184 | 190.3682 | 0.29511 | 56.1789 | 0.067982
| 3 UNION ST | NANTUCKET | MA | OO | S | N | 1293740.87 |  | 25217.75 | 1318958.62 | 7505 | 175.74 | 25.0776 | 6551 | 7505 | 1 | 188207.5987 |  | 0 | 188207.5987 | 15683.9666 | 10221.9293 | 3234.3522 | 25905.8959 | 0 | 3234.3522 | 1.1456 | 6551 | 4.4482 | 53.3786 | 11660.78 | 1.78 | 55.1586 | 70.0514 | 197.4875 | 0.29511 | 58.2798 | 0.19931
| 53 E CENTRAL ST | NATICK | MA | OO | S | Q | 3066063.78 |  | 226574.77 | 3292638.55 | 38514 | 85.49 | 12.1312 | 31506 | 38514 | 1 | 467222.1163 |  | 0 | 467222.1163 | 38935.1764 | 25517.9488 | 7665.1595 | 64453.1251 | 0 | 7665.1595 | 1.2224 | 31506 | 2.289 | 27.4684 | 56080.68 | 2.45 | 29.9184 | 37.9964 | 97.3168 | 0.29511 | 28.7188 | 0.47235
| 66 PICKERING ST | NEEDHAM | MA | OO | S | M | 1189042.3 |  | 106463.14 | 1295505.44 | 25008 | 51.8 | 7.3398 | 22963 | 25008 | 1 | 183553.8677 |  | 0 | 183553.8677 | 15296.1556 | 10040.1672 | 2972.6058 | 25336.3228 | 0 | 2972.6058 | 1.0891 | 22963 | 1.2328 | 14.7937 | 40874.14 | 2.53 | 17.3237 | 22.0011 | 51.7808 | 0.29511 | 15.2808 | 0.18318
| 390 ACUSHNET AV | NEW BEDFORD | MA | OO | S | N | 3914521.66 |  | 79096.8 | 3993618.46 | 51265 | 77.9 | 11.1152 | 41786 | 51265 | 1 | 569821.891 |  | 0 | 569821.891 | 47485.1576 | 30950.5431 | 9786.3041 | 78435.7006 | 0 | 9786.3041 | 1.2268 | 41786 | 2.1113 | 25.3354 | 74379.08 | 1.78 | 27.1154 | 34.4365 | 93.6802 | 0.29511 | 27.6456 | 0.60307
| 56 PLYMPTON ST | NEW BEDFORD | MA | OO | S | N | 534053.43 |  | 8546.81 | 542600.24 | 13563 | 40.01 | 5.7108 | 12085 | 13563 | 1 | 77455.0854 |  | 0 | 77455.0854 | 6454.5904 | 4205.1519 | 1335.1336 | 10659.7423 | 0 | 1335.1336 | 1.1223 | 12085 | 0.99254 | 11.9105 | 21511.3 | 1.78 | 13.6905 | 17.3869 | 44.1914 | 0.29511 | 13.0412 | 0.082276
| 33 GREEN ST | NEWBURYPORT | MA | OO | S | P | 1893223.93 |  | 34068.91 | 1927292.84 | 22875 | 84.25 | 12.0244 | 17576 | 22875 | 1 | 275057.7736 |  | 0 | 275057.7736 | 22921.4811 | 14936.5195 | 4733.0598 | 37858.0006 | 0 | 4733.0598 | 1.3015 | 17576 | 2.4233 | 29.079 | 31285.28 | 2.53 | 31.609 | 40.1434 | 107.7164 | 0.29511 | 31.7878 | 0.29167
| 25 ORNE | NO ATTLEBORO | MA | OO | S | Q | 592747.47 |  | 38048.56 | 630796.03 | 13520 | 46.66 | 6.6269 | 12629 | 13520 | 1 | 89595.0553 |  | 0 | 89595.0553 | 7466.2546 | 4888.6692 | 1481.8687 | 12354.9238 | 0 | 1481.8687 | 1.0706 | 12629 | 1.0956 | 13.1476 | 22479.62 | 2.45 | 15.5976 | 19.809 | 46.9354 | 0.29511 | 13.8509 | 0.091318
| 30 GROTON RD | NO CHELMSFORD | MA | OO | S | P | 524590.71 |  | 20923.28 | 545513.99 | 3337 | 163.47 | 23.2765 | 3136 | 3337 | 1 | 77673.7281 |  | 0 | 77673.7281 | 6472.8107 | 4227.7334 | 1311.4768 | 10700.5441 | 0 | 1311.4768 | 1.0641 | 3136 | 3.8304 | 45.9644 | 5582.08 | 2.53 | 48.4944 | 61.5878 | 167.2802 | 0.29511 | 49.3655 | 0.080818
| 42 CENTRAL ST | NO READING | MA | OO | S | P | 563242.62 |  | 63139.94 | 626382.56 | 7407 | 84.57 | 11.9566 | 6558 | 7407 | 1 | 88562.467 |  | 0 | 88562.467 | 7380.2056 | 4854.4648 | 1408.1065 | 12234.6704 | 0 | 1408.1065 | 1.1295 | 6558 | 2.0803 | 24.9639 | 11673.24 | 2.53 | 27.4939 | 34.9173 | 85.8863 | 0.29511 | 25.3456 | 0.086772
| 61 MASONIC ST | NORTHAMPTON | MA | OO | S | Q | 3196836.58 |  | 165050.12 | 3361886.7 | 29072 | 115.64 | 16.4457 | 24945 | 29072 | 1 | 478108.9962 |  | 0 | 478108.9962 | 39842.4163 | 26054.6219 | 7992.0914 | 65897.0383 | 0 | 7992.0914 | 1.1654 | 24945 | 2.9621 | 35.545 | 44402.1 | 2.45 | 37.995 | 48.2536 | 128.1554 | 0.29511 | 37.8195 | 0.4925
| SCHOOL ST | NORTHBORO | MA | OO | S | Q | 683883.61 |  | 5349.47 | 689233.08 | 6043 | 114.05 | 16.2957 | 5508 | 6043 | 1 | 98474.7389 |  | 0 | 98474.7389 | 8206.2282 | 5341.5564 | 1709.709 | 13547.7846 | 0 | 1709.709 | 1.0971 | 5508 | 2.7701 | 33.2407 | 9804.24 | 2.45 | 35.6907 | 45.3272 | 124.1619 | 0.29511 | 36.641 | 0.10536
| TAUNTON AV | NORTON | MA | OO | S | N | 519673.83 |  | 35277.49 | 554951.32 | 4500 | 123.32 | 17.5097 | 4236 | 4500 | 1 | 78793.5989 |  | 0 | 78793.5989 | 6566.1332 | 4300.8727 | 1299.1846 | 10867.006 | 0 | 1299.1846 | 1.0623 | 4236 | 2.8721 | 34.4651 | 7540.08 | 1.78 | 36.2451 | 46.0313 | 122.6803 | 0.29511 | 36.2038 | 0.08006
| 613 MAIN ST | NORWELL | MA | OO | S | N | 285744.7 |  | 4186.31 | 289931.01 | 2844 | 101.94 | 14.5546 | 2711 | 2844 | 1 | 41393.1535 |  | 0 | 41393.1535 | 3449.4295 | 2246.9653 | 714.3618 | 5696.3948 | 0 | 714.3618 | 1.0491 | 2711 | 2.3647 | 28.3766 | 4825.58 | 1.78 | 30.1566 | 38.2989 | 105.402 | 0.29511 | 31.1048 | 0.044021
| STATE HWY RT 6A | ORLEANS | MA | OO | S | N | 1101965.76 |  | 17521.34 | 1119487.1 | 12626 | 88.67 | 12.6569 | 10084 | 12626 | 1 | 159806.3139 |  | 0 | 159806.3139 | 13317.1928 | 8676.025 | 2754.9144 | 21993.2178 | 0 | 2754.9144 | 1.2521 | 10084 | 2.4542 | 29.4504 | 17949.52 | 1.78 | 31.2304 | 39.6626 | 109.2786 | 0.29511 | 32.2488 | 0.16977
| WESTBAY RD BARNSTABLE | OSTERVILLE | MA | OO | S | N | 1024854.11 |  | 4303.36 | 1029157.47 | 4954 | 207.74 | 29.6933 | 4596 | 4954 | 1 | 147100.6645 |  | 0 | 147100.6645 | 12258.3887 | 7975.9704 | 2562.1353 | 20234.3591 | 0 | 2562.1353 | 1.0779 | 4596 | 4.9601 | 59.5209 | 8180.88 | 1.78 | 61.3009 | 77.8521 | 222.9883 | 0.29511 | 65.8053 | 0.15789
| 8 WHEELOCK AV | OXFORD | MA | OO | S | Q | 322978.28 |  | 845.07 | 323823.35 | 3272 | 98.97 | 14.1483 | 3140 | 3272 | 1 | 46293.2179 |  | 0 | 46293.2179 | 3857.7682 | 2509.631 | 807.4457 | 6367.3991 | 0 | 807.4457 | 1.042 | 3140 | 2.285 | 27.4198 | 5589.2 | 2.45 | 29.8698 | 37.9346 | 102.8593 | 0.29511 | 30.3544 | 0.049758
| 28 PLEASANT ST | PALMER | MA | OO | S | Q | 707418.24 |  | 15191.45 | 722609.69 | 8214 | 87.97 | 12.5505 | 7005 | 8214 | 1 | 103090.1225 |  | 0 | 103090.1225 | 8590.8435 | 5600.2251 | 1768.5456 | 14191.0686 | 0 | 1768.5456 | 1.1726 | 7005 | 2.2783 | 27.3398 | 12468.9 | 2.45 | 29.7898 | 37.8331 | 100.9876 | 0.29511 | 29.8021 | 0.10898
| 15 UNION ST | PEMBROKE | MA | OO | S | N | 653585.52 |  | 1582.81 | 655168.33 | 5590 | 117.2 | 16.7556 | 5434 | 5590 | 1 | 93663.7462 |  | 0 | 93663.7462 | 7805.3122 | 5077.5546 | 1633.9638 | 12882.8667 | 0 | 1633.9638 | 1.0287 | 5434 | 2.6715 | 32.0578 | 9672.52 | 1.78 | 33.8378 | 42.974 | 120.2771 | 0.29511 | 35.4945 | 0.10069
| 24 FEDERAL ST | PITTSFIELD | MA | OO | S | Q | 4627939.73 |  | 53663.87 | 4681603.6 | 76725 | 61.02 | 8.7144 | 58304 | 76725 | 1 | 668610.6929 |  | 0 | 668610.6929 | 55717.5577 | 36282.4279 | 11569.8493 | 91999.9856 | 0 | 11569.8493 | 1.3159 | 58304 | 1.7764 | 21.3165 | 103781.12 | 2.45 | 23.7665 | 30.1835 | 79.376 | 0.29511 | 23.4244 | 0.71297
| 33 COURT ST | PLYMOUTH | MA | OO | S | N | 1462251.22 |  | 28043.86 | 1490295.08 | 26013 | 57.29 | 8.1753 | 20878 | 26013 | 1 | 212663.4947 |  | 0 | 212663.4947 | 17721.9579 | 11549.7869 | 3655.628 | 29271.7448 | 0 | 3655.628 | 1.246 | 20878 | 1.5771 | 18.9256 | 37162.84 | 1.78 | 20.7056 | 26.2961 | 70.0379 | 0.29511 | 20.6686 | 0.22527
| 38 WINSLOW ST | PROVINCETOWN | MA | OO | S | N | 615175.36 |  | 7807.93 | 622983.29 | 4385 | 142.07 | 20.2877 | 3691 | 4385 | 1 | 88961.6836 |  | 0 | 88961.6836 | 7413.4736 | 4828.1205 | 1537.9384 | 12241.5941 | 0 | 1537.9384 | 1.188 | 3691 | 3.7333 | 44.7993 | 6569.98 | 1.78 | 46.5793 | 59.1558 | 166.669 | 0.29511 | 49.1851 | 0.094773
| 33 MEMORIAL PKWY | RANDOLPH | MA | OO | S | N | 1179437.49 |  | 31947.84 | 1211385.33 | 24966 | 48.52 | 6.9181 | 22869 | 24966 | 1 | 172716.9367 |  | 0 | 172716.9367 | 14393.0781 | 9388.2363 | 2948.5937 | 23781.3144 | 0 | 2948.5937 | 1.0917 | 22869 | 1.1688 | 14.0259 | 40706.82 | 1.78 | 15.8059 | 20.0735 | 51.5736 | 0.29511 | 15.2197 | 0.1817
| 17 LINDEN ST | READING | MA | OO | S | P | 752486.25 |  | 26058.26 | 778544.51 | 16087 | 48.4 | 6.8947 | 14211 | 16087 | 1 | 110914.9328 |  | 0 | 110914.9328 | 9242.9111 | 6033.72 | 1881.2156 | 15276.631 | 0 | 1881.2156 | 1.132 | 14211 | 1.2074 | 14.4884 | 25295.58 | 2.53 | 17.0184 | 21.6133 | 52.951 | 0.29511 | 15.6262 | 0.11593
| 86 WEBSTER ST | ROCKLAND | MA | OO | S | N | 629373.63 |  | 41327.48 | 670701.11 | 13074 | 51.3 | 7.2854 | 11390 | 13074 | 1 | 95249.0191 |  | 0 | 95249.0191 | 7937.4183 | 5197.9336 | 1573.4341 | 13135.3519 | 0 | 1573.4341 | 1.1478 | 11390 | 1.2914 | 15.4965 | 20274.2 | 1.78 | 17.2765 | 21.9412 | 55.2567 | 0.29511 | 16.3066 | 0.09696
| 64 MAIN ST | ROCKPORT | MA | OO | S | P | 229877.49 |  | 7038.7 | 236916.19 | 2183 | 108.53 | 15.4679 | 1962 | 2183 | 1 | 33766.396 |  | 0 | 33766.396 | 2813.8663 | 1836.1005 | 574.6937 | 4649.9668 | 0 | 574.6937 | 1.1126 | 1962 | 2.6629 | 31.9551 | 3492.36 | 2.53 | 34.4851 | 43.7961 | 117.1649 | 0.29511 | 34.5761 | 0.035415
| STATE HWY RT 6A BOURNE | SAGAMORE | MA | OO | S | N | 728375.98 |  | 4258.14 | 732634.12 | 6078 | 120.54 | 17.2258 | 5552 | 6078 | 1 | 104698.5489 |  | 0 | 104698.5489 | 8724.8791 | 5677.9144 | 1820.9399 | 14402.7935 | 0 | 1820.9399 | 1.0947 | 5552 | 2.9221 | 35.0657 | 9882.56 | 1.78 | 36.8457 | 46.794 | 131.1916 | 0.29511 | 38.7155 | 0.11221
| 487 CENTRAL ST | SAUGUS | MA | OO | S | P | 755690.97 |  | 24791.67 | 780482.64 | 14652 | 53.27 | 7.5903 | 13198 | 14652 | 1 | 111212.3508 |  | 0 | 111212.3508 | 9267.6959 | 6048.7405 | 1889.2274 | 15316.4364 | 0 | 1889.2274 | 1.1102 | 13198 | 1.3037 | 15.6439 | 23492.44 | 2.53 | 18.1739 | 23.0808 | 57.258 | 0.29511 | 16.8972 | 0.11642
| 358 FIRST PARISH RD | SCITUATE | MA | OO | S | N | 575139.06 |  | 15761.92 | 590900.98 | 11074 | 53.36 | 7.6076 | 9967 | 11074 | 1 | 84246.6494 |  | 0 | 84246.6494 | 7020.5541 | 4579.4826 | 1437.8476 | 11600.0367 | 0 | 1437.8476 | 1.1111 | 9967 | 1.3081 | 15.6973 | 17741.26 | 1.78 | 17.4773 | 22.1961 | 57.7043 | 0.29511 | 17.0289 | 0.088605
| 11 HIGH ST | SHARON | MA | OO | S | Q | 449475.48 |  | 2621.66 | 452097.14 | 5590 | 80.88 | 11.5578 | 5001 | 5590 | 1 | 64607.9445 |  | 0 | 64607.9445 | 5383.9954 | 3503.7528 | 1123.6887 | 8887.7482 | 0 | 1123.6887 | 1.1178 | 5001 | 2.0019 | 24.0226 | 8901.78 | 2.45 | 26.4726 | 33.6203 | 89.8771 | 0.29511 | 26.5233 | 0.069246
| 3 INDUSTRIAL PARK DR | SHREWSBURY | MA | OO | S | Q | 812215.89 |  | 80319.73 | 892535.62 | 7658 | 116.55 | 16.4988 | 7378 | 7658 | 1 | 126347.478 |  | 0 | 126347.478 | 10528.9565 | 6917.1511 | 2030.5397 | 17446.1076 | 0 | 2030.5397 | 1.038 | 7378 | 2.6398 | 31.6779 | 13132.84 | 2.45 | 34.1279 | 43.3425 | 110.0862 | 0.29511 | 32.4871 | 0.12513
| 45 STATION AV | SO YARMOUTH | MA | OO | S | N | 1052421.15 |  | 67162.6 | 1119583.75 | 17999 | 62.2 | 8.8353 | 16362 | 17999 | 1 | 159025.8747 |  | 0 | 159025.8747 | 13252.1562 | 8676.7741 | 2631.0529 | 21928.9303 | 0 | 2631.0529 | 1.1 | 16362 | 1.501 | 18.0125 | 29124.36 | 1.78 | 19.7925 | 25.1364 | 64.3211 | 0.29511 | 18.9816 | 0.16213
| 206 MAIN ST | SOUTHBRIDGE | MA | OO | S | Q | 641401.98 |  | 45106.84 | 686508.82 | 7832 | 87.65 | 12.4424 | 6487 | 7832 | 1 | 97449.0518 |  | 0 | 97449.0518 | 8120.7543 | 5320.4434 | 1603.505 | 13441.1977 | 0 | 1603.505 | 1.2073 | 6487 | 2.3192 | 27.8305 | 11546.86 | 2.45 | 30.2805 | 38.4562 | 98.875 | 0.29511 | 29.1786 | 0.098813
| 10 MECHANIC ST | SPENCER | MA | OO | S | Q | 399341.42 |  | 3183.99 | 402525.41 | 3311 | 121.57 | 17.3694 | 3167 | 3311 | 1 | 57510.1898 |  | 0 | 57510.1898 | 4792.5158 | 3119.5719 | 998.3536 | 7912.0877 | 0 | 998.3536 | 1.0455 | 3167 | 2.8135 | 33.7623 | 5637.26 | 2.45 | 36.2123 | 45.9897 | 126.0945 | 0.29511 | 37.2113 | 0.061522
| 1070 WILBRAHAM RD | SPRINGFIELD | MA | OO | S | Q | 1264781.44 |  | 17925.87 | 1282707.31 | 21505 | 59.65 | 8.5162 | 19537 | 21505 | 1 | 183140.3314 |  | 0 | 183140.3314 | 15261.6943 | 9940.9817 | 3161.9536 | 25202.6759 | 0 | 3161.9536 | 1.1007 | 19537 | 1.4518 | 17.4221 | 34775.86 | 2.45 | 19.8721 | 25.2376 | 64.7378 | 0.29511 | 19.1045 | 0.19485
| 862 WASHINGTON ST | STOUGHTON | MA | OO | S | N | 1130080.4 |  | 26288.51 | 1156368.91 | 17710 | 65.29 | 9.3134 | 14328 | 17710 | 1 | 164940.138 |  | 0 | 164940.138 | 13745.0115 | 8961.8591 | 2825.201 | 22706.8705 | 0 | 2825.201 | 1.236 | 14328 | 1.782 | 21.3836 | 25503.84 | 1.78 | 23.1636 | 29.4178 | 78.8722 | 0.29511 | 23.2757 | 0.1741
| 351 BOSTON POST RD | SUDBURY | MA | OO | S | Q | 454103.23 |  | 2572.94 | 456676.17 | 5816 | 78.52 | 11.2214 | 5386 | 5816 | 1 | 65263.5253 |  | 0 | 65263.5253 | 5438.6271 | 3539.2403 | 1135.2581 | 8977.8674 | 0 | 1135.2581 | 1.0798 | 5386 | 1.8777 | 22.532 | 9587.08 | 2.45 | 24.982 | 31.7272 | 84.3118 | 0.29511 | 24.8809 | 0.069958
| 11 PLEASANT ST | TAUNTON | MA | OO | S | N | 3977976.21 |  | 86673.09 | 4064649.3 | 55822 | 72.81 | 10.3876 | 42327 | 55822 | 1 | 579858.0805 |  | 0 | 579858.0805 | 48321.5067 | 31501.0321 | 9944.9405 | 79822.5388 | 0 | 9944.9405 | 1.3188 | 42327 | 2.1208 | 25.4497 | 75342.06 | 1.78 | 27.2297 | 34.5817 | 93.982 | 0.29511 | 27.7347 | 0.61284
| 6 ROBINSON AV | TEWKSBURY | MA | OO | S | P | 617297.81 |  | 52698.97 | 669996.78 | 6670 | 100.45 | 14.2378 | 6432 | 6670 | 1 | 94966.356 |  | 0 | 94966.356 | 7913.863 | 5192.475 | 1543.2445 | 13106.338 | 0 | 1543.2445 | 1.037 | 6432 | 2.2776 | 27.3313 | 11448.96 | 2.53 | 29.8613 | 37.9239 | 95.9729 | 0.29511 | 28.3222 | 0.0951
| 9 CENTRAL ST | TOPSFIELD | MA | OO | S | P | 389254.01 |  | 33429.14 | 422683.15 | 3510 | 120.42 | 17.068 | 3393 | 3510 | 1 | 59908.8242 |  | 0 | 59908.8242 | 4992.402 | 3275.7944 | 973.135 | 8268.1964 | 0 | 973.135 | 1.0345 | 3393 | 2.7236 | 32.6838 | 6039.54 | 2.53 | 35.2138 | 44.7215 | 114.7227 | 0.29511 | 33.8554 | 0.059968
| 16 COURT ST | UXBRIDGE | MA | OO | S | Q | 345571.34 |  | 41031.87 | 386603.21 | 2775 | 139.32 | 19.6857 | 2748 | 2775 | 1 | 54627.7491 |  | 0 | 54627.7491 | 4552.3124 | 2996.1749 | 863.9284 | 7548.4873 | 0 | 863.9284 | 1.0098 | 2748 | 3.0613 | 36.7354 | 4891.44 | 2.45 | 39.1854 | 49.7655 | 125.7538 | 0.29511 | 37.1107 | 0.053238
| EDGARTOWN RD TISBURY | VINEYARD HAVEN | MA | OO | S | N | 926228.94 |  | 12582.15 | 938811.09 | 7414 | 126.63 | 18.0805 | 6511 | 7414 | 1 | 134048.6715 |  | 0 | 134048.6715 | 11170.7226 | 7275.7859 | 2315.5723 | 18446.5086 | 0 | 2315.5723 | 1.1387 | 6511 | 3.1888 | 38.2652 | 11589.58 | 1.78 | 40.0452 | 50.8575 | 142.256 | 0.29511 | 41.9807 | 0.14269
| 59 PROSPECT ST | W BOYLSTON | MA | OO | S | Q | 257999.77 |  | 687.97 | 258687.74 | 3030 | 85.38 | 12.2051 | 2794 | 3030 | 1 | 36981.3393 |  | 0 | 36981.3393 | 3081.7783 | 2004.83 | 644.9994 | 5086.6083 | 0 | 644.9994 | 1.0845 | 2794 | 2.0514 | 24.6168 | 4973.32 | 2.45 | 27.0668 | 34.3748 | 92.3406 | 0.29511 | 27.2503 | 0.039747
| 62 PINE ST | W PEABODY | MA | OO | S | P | 601347.43 |  | 20080.83 | 621428.26 | 6940 | 89.54 | 12.7583 | 6571 | 6940 | 1 | 88542.9479 |  | 0 | 88542.9479 | 7378.579 | 4816.069 | 1503.3686 | 12194.648 | 0 | 1503.3686 | 1.0562 | 6571 | 2.0846 | 25.0154 | 11696.38 | 2.53 | 27.5454 | 34.9827 | 91.5154 | 0.29511 | 27.0068 | 0.092643
| 55 STONE ST | WALPOLE | MA | OO | S | Q | 1774295.73 |  | 142305.04 | 1916600.77 | 37231 | 51.48 | 7.3003 | 31013 | 37231 | 1 | 271797.0295 |  | 0 | 271797.0295 | 22649.7525 | 14853.656 | 4435.7393 | 37503.4084 | 0 | 4435.7393 | 1.2005 | 31013 | 1.3523 | 16.2277 | 55203.14 | 2.45 | 18.6777 | 23.7207 | 57.2114 | 0.29511 | 16.8834 | 0.27335
| 77 HIGH ST | WAREHAM | MA | OO | S | N | 2313229.98 |  | 40111.96 | 2353341.94 | 37385 | 62.95 | 8.9845 | 27878 | 37385 | 1 | 335886.1061 |  | 0 | 335886.1061 | 27990.5088 | 18238.4 | 5783.075 | 46228.9089 | 0 | 5783.075 | 1.341 | 27878 | 1.8657 | 22.3884 | 49622.84 | 1.78 | 24.1684 | 30.6939 | 82.9769 | 0.29511 | 24.487 | 0.35637
| 244 BOSTON POST RD | WAYLAND | MA | OO | S | Q | 351322.59 |  | 29858.5 | 381181.09 | 3623 | 105.21 | 14.9134 | 3240 | 3623 | 1 | 54031.1599 |  | 0 | 54031.1599 | 4502.5967 | 2954.1534 | 878.3065 | 7456.7501 | 0 | 878.3065 | 1.1182 | 3240 | 2.5725 | 30.8706 | 5767.2 | 2.45 | 33.3206 | 42.3171 | 108.4329 | 0.29511 | 31.9992 | 0.054124
| 32 NEGUS ST | WEBSTER | MA | OO | S | Q | 969143.13 |  | 11932.2 | 981075.33 | 10841 | 90.5 | 12.9234 | 9579 | 10841 | 1 | 140102.857 |  | 0 | 140102.857 | 11675.2381 | 7603.3338 | 2422.8578 | 19278.5719 | 0 | 2422.8578 | 1.1317 | 9579 | 2.2655 | 27.1863 | 17050.62 | 2.45 | 29.6363 | 37.638 | 101.1737 | 0.29511 | 29.857 | 0.1493
| 11 LAUREL AV | WELLESLEY | MA | OO | S | M | 1660033.67 |  | 38765.36 | 1698799.03 | 31306 | 54.26 | 7.74 | 28510 | 31306 | 1 | 242308.0155 |  | 0 | 242308.0155 | 20192.3346 | 13165.6925 | 4150.0842 | 33358.0271 | 0 | 4150.0842 | 1.0981 | 28510 | 1.3156 | 15.7873 | 50747.8 | 2.53 | 18.3173 | 23.263 | 58.2264 | 0.29511 | 17.183 | 0.25574
| 360 MAIN ST | WELLFLEET | MA | OO | S | N | 257611.3 |  | 1865.12 | 259476.42 | 2709 | 95.78 | 13.686 | 2545 | 2709 | 1 | 37075.2861 |  | 0 | 37075.2861 | 3089.6072 | 2010.9423 | 644.0282 | 5100.5494 | 0 | 644.0282 | 1.0644 | 2545 | 2.2572 | 27.0864 | 4530.1 | 1.78 | 28.8664 | 36.6604 | 101.2225 | 0.29511 | 29.8714 | 0.039687
| 25 27 SUMMER ST | WESTBORO | MA | OO | S | Q | 845293.76 |  | 14276.28 | 859570.04 | 7236 | 118.79 | 16.9555 | 6240 | 7236 | 1 | 122690.0952 |  | 0 | 122690.0952 | 10224.1746 | 6661.6678 | 2113.2344 | 16885.8424 | 0 | 2113.2344 | 1.1596 | 6240 | 3.0447 | 36.5367 | 11107.2 | 2.45 | 38.9867 | 49.5131 | 135.4637 | 0.29511 | 39.9762 | 0.13022
| 22 WASHINGTON ST | WESTFIELD | MA | OO | S | Q | 642270.79 |  | 19934.74 | 662205.53 | 13852 | 47.81 | 6.8132 | 12762 | 13852 | 1 | 94376.4349 |  | 0 | 94376.4349 | 7864.7029 | 5132.0929 | 1605.677 | 12996.7958 | 0 | 1605.677 | 1.0854 | 12762 | 1.1442 | 13.7306 | 22716.36 | 2.45 | 16.1806 | 20.5493 | 50.3268 | 0.29511 | 14.8518 | 0.098947
| 2 DEPOT ST | WESTFORD | MA | OO | S | P | 494048.58 |  | 6491.92 | 500540.5 | 4990 | 100.31 | 14.3233 | 4849 | 4990 | 1 | 71473.4208 |  | 0 | 71473.4208 | 5956.1184 | 3879.1889 | 1235.1215 | 9835.3073 | 0 | 1235.1215 | 1.0291 | 4849 | 2.283 | 27.3964 | 8631.22 | 2.53 | 29.9264 | 38.0065 | 101.8867 | 0.29511 | 30.0674 | 0.076112
| 115 MIDDLE ST | WEYMOUTH | MA | OO | S | N | 2164499.05 |  | 20978.25 | 2185477.3 | 33830 | 64.6 | 9.2281 | 27684 | 33830 | 1 | 312187.6019 |  | 0 | 312187.6019 | 26015.6335 | 16937.4491 | 5411.2476 | 42953.0826 | 0 | 5411.2476 | 1.222 | 27684 | 1.747 | 20.9642 | 49277.52 | 1.78 | 22.7442 | 28.8851 | 78.1859 | 0.29511 | 23.0732 | 0.33346
| 7 PARK ST | WHITINSVILLE | MA | OO | S | Q | 392219.34 |  | 3672.82 | 395892.16 | 4227 | 93.66 | 13.3792 | 4080 | 4227 | 1 | 56553.8138 |  | 0 | 56553.8138 | 4712.8178 | 3068.1642 | 980.5484 | 7780.9821 | 0 | 980.5484 | 1.036 | 4080 | 2.1474 | 25.7692 | 7262.4 | 2.45 | 28.2192 | 35.8384 | 96.1322 | 0.29511 | 28.3692 | 0.060425
| 630 632 WASHINGTON ST | WHITMAN | MA | OO | S | N | 395124.26 |  | 26824.48 | 421948.74 | 6190 | 68.17 | 9.6784 | 5278 | 6190 | 1 | 59909.4781 |  | 0 | 59909.4781 | 4992.4565 | 3270.1027 | 987.8107 | 8262.5592 | 0 | 987.8107 | 1.1728 | 5278 | 1.7526 | 21.0315 | 9394.84 | 1.78 | 22.8115 | 28.9706 | 74.8625 | 0.29511 | 22.0924 | 0.060872
| 303 MAIN ST | WILBRAHAM | MA | OO | S | Q | 305426.73 |  | 2527.63 | 307954.36 | 3059 | 100.67 | 14.3828 | 2849 | 3059 | 1 | 43997.0314 |  | 0 | 43997.0314 | 3666.4193 | 2386.6463 | 763.5668 | 6053.0656 | 0 | 763.5668 | 1.0737 | 2849 | 2.3926 | 28.7117 | 5071.22 | 2.45 | 31.1617 | 39.5753 | 107.2049 | 0.29511 | 31.6369 | 0.047054
| 408 MAIN ST | WILMINGTON | MA | OO | S | P | 853659.82 |  | 79445.41 | 933105.23 | 12947 | 72.07 | 10.208 | 12486 | 12947 | 1 | 132162.9213 |  | 0 | 132162.9213 | 11013.5768 | 7231.5655 | 2134.1496 | 18245.1423 | 0 | 2134.1496 | 1.0369 | 12486 | 1.6322 | 19.5861 | 22225.08 | 2.53 | 22.1161 | 28.0874 | 68.3694 | 0.29511 | 20.1762 | 0.13151
[28 empty] | 1915547 | [9 empty] | 25.6255
| FEARING ST | AMHERST | MA | OO | U | Q | 796285.88 |  | 48275.31 | 844561.19 | 13820 | 61.11 | 8.6831 | 12347 | 13820 | 1 | 119999.8452 |  | 0 | 119999.8452 | 9999.9871 | 6545.3492 | 1990.7147 | 16545.3363 | 0 | 1990.7147 | 1.1193 | 12347 | 1.5013 | 18.0151 | 21977.66 | 2.45 | 20.4651 | 25.9907 | 64.4923 | 0.29511 | 19.0321 | 0.13679
| 67 PLEASANT ST | ARLINGTON | MA | OO | U | M | 2267032.26 |  | 86205.59 | 2353237.85 | 44261 | 53.17 | 7.5718 | 36149 | 44261 | 1 | 335133.7231 |  | 0 | 335133.7231 | 27927.8103 | 18237.5933 | 5667.5806 | 46165.4036 | 0 | 5667.5806 | 1.2244 | 36149 | 1.4339 | 17.2064 | 64345.22 | 2.53 | 19.7364 | 25.0653 | 62.7136 | 0.29511 | 18.5072 | 0.38945
| 115 LEONARD ST | BELMONT | MA | OO | U | M | 813204.21 |  | 47991 | 861195.21 | 15314 | 56.24 | 7.9916 | 13371 | 15314 | 1 | 122383.059 |  | 0 | 122383.059 | 10198.5883 | 6674.2629 | 2033.0105 | 16872.8511 | 0 | 2033.0105 | 1.1453 | 13371 | 1.4139 | 16.9673 | 23800.38 | 2.53 | 19.4973 | 24.7616 | 60.8185 | 0.29511 | 17.9479 | 0.1397
| 442 WASHINGTON ST | BRAINTREE | MA | OO | U | N | 1381446.57 |  | 42326.47 | 1423773.04 | 24129 | 59.01 | 8.4099 | 20422 | 24129 | 1 | 202922.3212 |  | 0 | 202922.3212 | 16910.1934 | 11034.2411 | 3453.6164 | 27944.4345 | 0 | 3453.6164 | 1.1815 | 20422 | 1.5375 | 18.4495 | 36351.16 | 1.78 | 20.2295 | 25.6915 | 67.645 | 0.29511 | 19.9625 | 0.23732
| 12 WIRT ST | BRIGHTON | MA | OO | U | M | 1769237.55 |  | 97266.37 | 1866503.92 | 21710 | 85.97 | 12.2227 | 18086 | 21710 | 1 | 265353.7986 |  | 0 | 265353.7986 | 22112.8166 | 14465.4054 | 4423.0939 | 36578.2219 | 0 | 4423.0939 | 1.2004 | 18086 | 2.267 | 27.2042 | 32193.08 | 2.53 | 29.7342 | 37.7625 | 97.8236 | 0.29511 | 28.8684 | 0.30393
| 41 MARION ST | BROOKLINE | MA | OO | U | M | 4635228.2 |  | 127321.33 | 4762549.53 | 62159 | 76.62 | 10.9237 | 51002 | 62159 | 1 | 679007.4415 |  | 0 | 679007.4415 | 56583.9535 | 36909.7589 | 11588.0705 | 93493.7123 | 0 | 11588.0705 | 1.2188 | 51002 | 2.0603 | 24.7242 | 90783.56 | 2.53 | 27.2542 | 34.6128 | 90.8833 | 0.29511 | 26.8202 | 0.79628
| 1 BEDFORD ST | BURLINGTON | MA | OO | U | M | 1722789.71 |  | 14326.25 | 1737115.96 | 25257 | 68.78 | 9.8261 | 22749 | 25257 | 1 | 248178.3623 |  | 0 | 248178.3623 | 20681.5302 | 13462.6487 | 4306.9743 | 34144.1789 | 0 | 4306.9743 | 1.1102 | 22749 | 1.6902 | 20.2828 | 40493.22 | 2.53 | 22.8128 | 28.9723 | 75.7303 | 0.29511 | 22.3485 | 0.29596
| 10 WARE ST | CAMBRIDGE | MA | OO | U | M | 4980833.36 |  | 101807.96 | 5082641.32 | 93123 | 54.58 | 7.7874 | 64808 | 93123 | 1 | 725188.7814 |  | 0 | 725188.7814 | 60432.3985 | 39390.4702 | 12452.0834 | 99822.8687 | 0 | 12452.0834 | 1.4369 | 64808 | 1.7324 | 20.7891 | 115358.24 | 2.53 | 23.3191 | 29.6152 | 76.8552 | 0.29511 | 22.6805 | 0.85565
| 210 BENT ST | CAMBRIDGE | MA | OO | U | M | 16756664.67 |  | 890291.3 | 17646955.97 | 142919 | 123.48 | 17.5573 | 120498 | 142919 | 1 | 2509270.0429 |  | 0 | 2509270.0429 | 209105.8369 | 136763.9088 | 41891.6617 | 345869.7457 | 0 | 41891.6617 | 1.1861 | 120498 | 3.218 | 38.6159 | 214486.44 | 2.53 | 41.1459 | 52.2553 | 139.0618 | 0.29511 | 41.038 | 2.8786
| 250 BENT ST | CAMBRIDGE | MA | OO | U | M | 6869783.56 |  |  | 6869783.56 | 31650 | 217.05 | 31.0388 | 28893 | 31650 | 1 | 982379.0491 |  | 0 | 982379.0491 | 81864.9208 | 53240.8226 | 17174.4589 | 135105.7433 | 0 | 17174.4589 | 1.0954 | 28893 | 5.2705 | 63.2459 | 51429.54 | 2.53 | 65.7759 | 83.5353 | 237.7664 | 0.29511 | 70.1664 | 1.1801
| 1 CITY HALL AV | CHELSEA | MA | OO | U | P | 831011.38 |  | 61554.7 | 892566.08 | 16004 | 55.77 | 7.9138 | 13929 | 16004 | 1 | 126652.0742 |  | 0 | 126652.0742 | 10554.3395 | 6917.3871 | 2077.5284 | 17471.7266 | 0 | 2077.5284 | 1.149 | 13929 | 1.4035 | 16.8419 | 24793.62 | 2.53 | 19.3719 | 24.6023 | 59.6605 | 0.29511 | 17.6062 | 0.14276
| 29 RIVERVIEW TERRACE | CHICOPEE | MA | OO | U | Q | 1120609.47 |  | 1140 | 1121749.47 | 12824 | 87.47 | 12.5072 | 11628 | 12824 | 1 | 160391.9342 |  | 0 | 160391.9342 | 13365.9945 | 8693.5584 | 2801.5237 | 22059.5529 | 0 | 2801.5237 | 1.1029 | 11628 | 2.138 | 25.6564 | 20697.84 | 2.45 | 28.1064 | 35.6952 | 96.3716 | 0.29511 | 28.4399 | 0.19251
| 175 ADAMS ST | DORCHESTER | MA | OO | U | L | 7663425.04 |  | 27071.55 | 7690496.59 | 104367 | 73.69 | 10.5331 | 81581 | 104367 | 1 | 1099307.8676 |  | 0 | 1099307.8676 | 91608.989 | 59601.3486 | 19158.5626 | 151210.3375 | 0 | 19158.5626 | 1.2793 | 81581 | 2.0883 | 25.0601 | 145214.18 | 1.78 | 26.8401 | 34.0869 | 93.9364 | 0.29511 | 27.7212 | 1.3165
| 40 SARATOGA ST | E BOSTON | MA | OO | U | P | 1798844.38 |  | 80482.59 | 1879326.97 | 23316 | 80.6 | 11.4709 | 19750 | 23316 | 1 | 267456.0353 |  | 0 | 267456.0353 | 22288.0029 | 14564.784 | 4497.111 | 36852.787 | 0 | 4497.111 | 1.1806 | 19750 | 2.0937 | 25.124 | 35155 | 2.53 | 27.654 | 35.1206 | 91.0807 | 0.29511 | 26.8785 | 0.30902
| 141 UNION AV | FRAMINGHAM | MA | OO | U | Q | 7308397.92 |  | 109232.18 | 7417630.1 | 80099 | 92.61 | 13.2208 | 60932 | 80099 | 1 | 1058973.3894 |  | 0 | 1058973.3894 | 88247.7825 | 57486.6333 | 18270.9948 | 145734.4157 | 0 | 18270.9948 | 1.3146 | 60932 | 2.6916 | 32.2994 | 108458.96 | 2.45 | 34.7494 | 44.1317 | 119.9435 | 0.29511 | 35.3961 | 1.2555
| 50 HARVARD AV | HYDE PARK | MA | OO | U | L | 1142244.6 |  | 58682 | 1200926.6 | 18982 | 63.27 | 8.9977 | 16951 | 18982 | 1 | 170793.5918 |  | 0 | 170793.5918 | 14232.7993 | 9307.1812 | 2855.6115 | 23539.9805 | 0 | 2855.6115 | 1.1198 | 16951 | 1.5572 | 18.686 | 30172.78 | 1.78 | 20.466 | 25.9919 | 67.3851 | 0.29511 | 19.8858 | 0.19622
| 97 115 APPLETON ST | LOWELL | MA | OO | U | P | 5449333.97 |  | 167414.54 | 5616748.51 | 93776 | 59.9 | 8.5365 | 69891 | 93776 | 1 | 800516.4043 |  | 0 | 800516.4043 | 66709.7004 | 43529.801 | 13623.3349 | 110239.5013 | 0 | 13623.3349 | 1.3417 | 69891 | 1.7722 | 21.2667 | 124405.98 | 2.53 | 23.7967 | 30.2219 | 77.969 | 0.29511 | 23.0092 | 0.93613
| 21 CITY HALL SQUARE | LYNN | MA | OO | U | P | 4022323.46 |  | 277178.34 | 4299501.8 | 66760 | 64.4 | 9.1431 | 56473 | 66760 | 1 | 610393.904 |  | 0 | 610393.904 | 50866.1587 | 33321.139 | 10055.8087 | 84187.2976 | 0 | 10055.8087 | 1.1822 | 56473 | 1.6688 | 20.0258 | 100521.94 | 2.53 | 22.5558 | 28.6459 | 71.2256 | 0.29511 | 21.0191 | 0.69099
| 7 ELM ST | MALDEN | MA | OO | U | P | 7876696.18 |  | 91885.21 | 7968581.39 | 156179 | 51.02 | 7.2867 | 129062 | 156179 | 1 | 1138036.9754 |  | 0 | 1138036.9754 | 94836.4146 | 61756.5058 | 19691.7405 | 156592.9204 | 0 | 19691.7405 | 1.2101 | 129062 | 1.3659 | 16.3907 | 229730.36 | 2.53 | 18.9207 | 24.0293 | 61.0303 | 0.29511 | 18.0104 | 1.3531
| 250 PLEASANT ST | MARBLEHEAD | MA | OO | U | P | 563917.4 |  | 35321.47 | 599238.87 | 13144 | 45.59 | 6.4764 | 12129 | 13144 | 1 | 85126.0149 |  | 0 | 85126.0149 | 7093.8346 | 4644.1012 | 1409.7935 | 11737.9358 | 0 | 1409.7935 | 1.0837 | 12129 | 1.084 | 13.0079 | 21589.62 | 2.53 | 15.5379 | 19.7331 | 46.4933 | 0.29511 | 13.7205 | 0.096874
| 114 ADAMS ST | MILTON | MA | OO | U | L | 3125560.69 |  | 10668.6 | 3136229.29 | 40253 | 77.91 | 11.1373 | 30743 | 40253 | 1 | 448310.0909 |  | 0 | 448310.0909 | 37359.1742 | 24305.777 | 7813.9017 | 61664.9512 | 0 | 7813.9017 | 1.3093 | 30743 | 2.26 | 27.1199 | 54722.54 | 1.78 | 28.8999 | 36.7028 | 101.6674 | 0.29511 | 30.0027 | 0.53693
| 787 WASHINGTON ST | NEWTON | MA | OO | U | M | 6697631.58 |  | 85339.08 | 6782970.66 | 107182 | 63.28 | 9.037 | 87671 | 107182 | 1 | 968599.3791 |  | 0 | 968599.3791 | 80716.6149 | 52568.0226 | 16744.0789 | 133284.6375 | 0 | 16744.0789 | 1.2225 | 87671 | 1.7113 | 20.5352 | 156054.38 | 2.53 | 23.0652 | 29.2928 | 76.3951 | 0.29511 | 22.5447 | 1.1506
| 83 VERNON ST | NORWOOD | MA | OO | U | L | 1364607.3 |  | 50067.4 | 1414674.7 | 18520 | 76.39 | 10.88 | 16036 | 18520 | 1 | 201497.4037 |  | 0 | 201497.4037 | 16791.4503 | 10963.7289 | 3411.5183 | 27755.1792 | 0 | 3411.5183 | 1.1549 | 16036 | 1.9435 | 23.3225 | 28544.08 | 1.78 | 25.1025 | 31.8802 | 85.0965 | 0.29511 | 25.1125 | 0.23442
| 26 28 CENTRAL ST | PEABODY | MA | OO | U | P | 897650.96 |  | 31082.91 | 928733.87 | 16236 | 57.2 | 8.1493 | 14907 | 16236 | 1 | 132311.6168 |  | 0 | 132311.6168 | 11025.9681 | 7197.6875 | 2244.1274 | 18223.6556 | 0 | 2244.1274 | 1.0892 | 14907 | 1.373 | 16.4764 | 26534.46 | 2.53 | 19.0064 | 24.1381 | 60.2167 | 0.29511 | 17.7703 | 0.15421
| 1070 HANCOCK ST | QUINCY | MA | OO | U | N | 7270589.31 |  | 237778.71 | 7508368.02 | 84176 | 89.2 | 12.7102 | 67807 | 84176 | 1 | 1069892.1675 |  | 0 | 1069892.1675 | 89157.6806 | 58189.8522 | 18176.4733 | 147347.5328 | 0 | 18176.4733 | 1.2414 | 67807 | 2.4411 | 29.2933 | 120696.46 | 1.78 | 31.0733 | 39.463 | 107.2248 | 0.29511 | 31.6427 | 1.249
| 196 BEACH ST | REVERE | MA | OO | U | P | 976713.73 |  | 13150.7 | 989864.43 | 16949 | 58.4 | 8.3391 | 15454 | 16949 | 1 | 141340.2023 |  | 0 | 141340.2023 | 11778.3502 | 7671.4493 | 2441.7843 | 19449.7995 | 0 | 2441.7843 | 1.0967 | 15454 | 1.4166 | 16.9988 | 27508.12 | 2.53 | 19.5288 | 24.8015 | 63.2014 | 0.29511 | 18.6511 | 0.16779
| 26 WAVERLY ST | ROXBURY | MA | OO | U | L | 5884744.91 |  | 51356.34 | 5936101.25 | 107945 | 54.99 | 7.8562 | 81023 | 107945 | 1 | 848040.7773 |  | 0 | 848040.7773 | 70670.0648 | 46004.7847 | 14711.8623 | 116674.8495 | 0 | 14711.8623 | 1.3323 | 81023 | 1.6216 | 19.4592 | 144220.94 | 1.78 | 21.2392 | 26.9737 | 72.6305 | 0.29511 | 21.4337 | 1.0109
| 35 NORMAN ST | SALEM | MA | OO | U | P | 1867341.75 |  | 27036.45 | 1894378.2 | 50160 | 37.77 | 5.392 | 41340 | 50160 | 1 | 270463.4994 |  | 0 | 270463.4994 | 22538.625 | 14681.431 | 4668.3544 | 37220.056 | 0 | 4668.3544 | 1.2134 | 41340 | 1.0133 | 12.1592 | 73585.2 | 2.53 | 14.6892 | 18.6553 | 45.1703 | 0.29511 | 13.3301 | 0.32079
| 570 E 4TH ST | SO BOSTON | MA | OO | U | L | 1421376.74 |  | 50804.6 | 1472181.34 | 23850 | 61.73 | 8.7928 | 22248 | 23850 | 1 | 209709.058 |  | 0 | 209709.058 | 17475.7548 | 11409.4054 | 3553.4419 | 28885.1602 | 0 | 3553.4419 | 1.072 | 22248 | 1.458 | 17.4965 | 39601.44 | 1.78 | 19.2765 | 24.4812 | 63.8878 | 0.29511 | 18.8537 | 0.24418
| 111 CENTRAL ST | SOMERVILLE | MA | OO | U | M | 2340180.47 |  | 95400.45 | 2435580.92 | 27734 | 87.82 | 12.5031 | 25387 | 27734 | 1 | 346761.6644 |  | 0 | 346761.6644 | 28896.8054 | 18875.7521 | 5850.4512 | 47772.5575 | 0 | 5850.4512 | 1.0924 | 25387 | 2.1122 | 25.3467 | 45188.86 | 2.53 | 27.8767 | 35.4034 | 92.1803 | 0.29511 | 27.203 | 0.40202
| 295 WORTHINGTON ST | SPRINGFIELD | MA | OO | U | Q | 12025807.65 |  | 701344.8 | 12727152.45 | 159311 | 79.89 | 11.3536 | 115150 | 159311 | 1 | 1808761.2836 |  | 0 | 1808761.2836 | 150730.107 | 98635.4315 | 30064.5191 | 249365.5384 | 0 | 30064.5191 | 1.3835 | 115150 | 2.4267 | 29.1199 | 204967 | 2.45 | 31.5699 | 40.0938 | 104.436 | 0.29511 | 30.8197 | 2.0659
| 351 BRIDGE ST | SPRINGFIELD | MA | OO | U | Q | 607805.4 |  |  | 607805.4 | 9911 | 61.33 | 8.7697 | 9911 | 9911 | 1 | 86916.1722 |  | 0 | 86916.1722 | 7243.0144 | 4710.4919 | 1519.5135 | 11953.5062 | 0 | 1519.5135 | 1 | 9911 | 1.3594 | 16.3128 | 17641.58 | 2.45 | 18.7628 | 23.8288 | 61.3263 | 0.29511 | 18.0978 | 0.10441
| RAPALUS ST | SPRINGFIELD | MA | OO | U | Q | 499638.15 |  | 30944.37 | 530582.52 | 6987 | 75.94 | 10.7883 | 6290 | 6987 | 1 | 75378.1904 |  | 0 | 75378.1904 | 6281.5159 | 4112.0145 | 1249.0954 | 10393.5304 | 0 | 1249.0954 | 1.1108 | 6290 | 1.851 | 22.2117 | 11196.2 | 2.45 | 24.6617 | 31.3203 | 79.4337 | 0.29511 | 23.4414 | 0.085832
| 426 BELGRADE AV | W ROXBURY | MA | OO | U | L | 1482392.05 |  | 23017.6 | 1505409.65 | 34901 | 43.13 | 6.1576 | 28887 | 34901 | 1 | 214905.2983 |  | 0 | 214905.2983 | 17908.7749 | 11666.9248 | 3705.9801 | 29575.6996 | 0 | 3705.9801 | 1.2082 | 28887 | 1.1521 | 13.8256 | 51418.86 | 1.78 | 15.6056 | 19.8191 | 51.3169 | 0.29511 | 15.144 | 0.25466
| 4 BENNET ST | WAKEFIELD | MA | OO | U | P | 1520639.77 |  | 88122.69 | 1608762.46 | 24856 | 64.72 | 9.1987 | 21881 | 24856 | 1 | 228643.0687 |  | 0 | 228643.0687 | 19053.5891 | 12467.9091 | 3801.5994 | 31521.4981 | 0 | 3801.5994 | 1.136 | 21881 | 1.6143 | 19.3719 | 38948.18 | 2.53 | 21.9019 | 27.8154 | 69.4959 | 0.29511 | 20.5087 | 0.26123
| 106 WEST ST | WALTHAM | MA | OO | U | M | 2353462.43 |  | 137474.21 | 2490936.64 | 28630 | 87 | 12.3648 | 23379 | 28630 | 1 | 354004.3522 |  | 0 | 354004.3522 | 29500.3627 | 19304.759 | 5883.6561 | 48805.1216 | 0 | 5883.6561 | 1.2246 | 23379 | 2.3392 | 28.0707 | 41614.62 | 2.53 | 30.6007 | 38.8629 | 100.6657 | 0.29511 | 29.7071 | 0.4043
| 36 SPRING ST | WALTHAM | MA | OO | U | M | 3790960.7 |  | 200215.88 | 3991176.58 | 44794 | 89.1 | 12.6699 | 38734 | 44794 | 1 | 567534.7969 |  | 0 | 567534.7969 | 47294.5664 | 30931.6185 | 9477.4018 | 78226.1849 | 0 | 9477.4018 | 1.1565 | 38734 | 2.2643 | 27.171 | 68946.52 | 2.53 | 29.701 | 37.7203 | 97.8717 | 0.29511 | 28.8826 | 0.65124
| 143 WALNUT ST | WATERTOWN | MA | OO | U | M | 2561249.11 |  | 547003.38 | 3108252.49 | 28775 | 108.02 | 15.1426 | 24043 | 28775 | 1 | 435728.052 |  | 0 | 435728.052 | 36310.671 | 24088.9568 | 6403.1228 | 60399.6278 | 0 | 6403.1228 | 1.1968 | 24043 | 2.7785 | 33.3416 | 42796.54 | 2.53 | 35.8716 | 45.557 | 106.5279 | 0.29511 | 31.4371 | 0.43999
| 954 MAIN ST | WINCHESTER | MA | OO | U | M | 1711126.79 |  | 55387.01 | 1766513.8 | 35504 | 49.76 | 7.0901 | 28384 | 35504 | 1 | 251725.2812 |  | 0 | 251725.2812 | 20977.1068 | 13690.4819 | 4277.817 | 34667.5887 | 0 | 4277.817 | 1.2508 | 28384 | 1.3721 | 16.4651 | 50523.52 | 2.53 | 18.9951 | 24.1238 | 60.2849 | 0.29511 | 17.7905 | 0.29395
| 30 MADISON AV | WINTHROP | MA | OO | U | P | 671973.6 |  | 38917.57 | 710891.17 | 15362 | 46.28 | 6.5769 | 14013 | 15362 | 1 | 101034.7562 |  | 0 | 101034.7562 | 8419.563 | 5509.4066 | 1679.934 | 13928.9696 | 0 | 1679.934 | 1.0963 | 14013 | 1.1139 | 13.3666 | 24943.14 | 2.53 | 15.8966 | 20.1887 | 47.9536 | 0.29511 | 14.1514 | 0.11544
| 15 CHESTNUT ST | WORCESTER | MA | OO | U | Q | 15516280.65 |  | 401688.36 | 15917969.01 | 191439 | 83.15 | 11.8567 | 143910 | 191439 | 1 | 2269842.5547 |  | 0 | 2269842.5547 | 189153.5462 | 123364.2598 | 38790.7016 | 312517.8061 | 0 | 38790.7016 | 1.3303 | 143910 | 2.4412 | 29.294 | 256159.8 | 2.45 | 31.744 | 40.3149 | 107.8193 | 0.29511 | 31.8182 | 2.6655
[28 empty] | 1717849 | [9 empty] | 26.5167

## Attach D Power
Attachment D
POWER COST
Power |  |  |  | Metro | Urban | Suburban | Rural
Microprocessor Plant (BUSS BAR) | AMP | L1 | Engineering | 5000 | 2600 | 2600 | 1200
| Material | L2 | Engineering | 22500 | 17000 | 12000 | 9000
| Unit Investment Per AMP | L3 | (L2 / L1) | 4.5 | 6.5385 | 4.6154 | 7.5
Rectifiers | Quantity | L4 | Engineering | 5 | 5 | 6 | 5
| AMPS per unit | L5 | Engineering | 400 | 200 | 200 | 200
| Tot. AMPS | L6 | ( L4 * L5) | 2000 | 1000 | 1200 | 1000
| Utilization | L7 | (L4-1)*L5 / L6) | 0.8 | 0.8 | 0.83333 | 0.8
| Material | L8 | Engineering | 43500 | 30000 | 35700 | 30000
| Total Investment | L9 | (L8 / L7) | 54375 | 37500 | 42840 | 37500
| Unit Investment Per AMP | L10 | (L9 / L6) | 27.1875 | 37.5 | 35.7 | 37.5
Batteries | Strings | L11 | Engineering | 3 | 3 | 4 | 3
| AMPs per String | L12 | Engineering | 688 | 310 | 310 | 310
| Tot. AMPS | L13 | (L11 * L12) | 2064 | 930 | 1240 | 930
| Total Investment | L14 | Engineering | 98500 | 40500 | 52900 | 40500
| Unit Investment Per AMP | L15 | (L14 / L13) | 47.7229 | 43.5484 | 42.6613 | 43.5484
Automatic Breaker | AMP per Breaker | L16 | Engineering | 1600 | 1200 | 800 | 400
| Total Investment | L17 | Engineering | 50000 | 40000 | 35000 | 20000
| Unit Investment Per AMP | L18 | (L17 / L16) | 31.25 | 33.3333 | 43.75 | 50
Power Distribution Service Cabinet | Amps | L19 | Engineering | 800 | 800 | 400 | 400
| Material | L20 | Engineering | 7000 | 4000 | 3700 | 2700
| Unit Investment Per AMP | L21 | (L20 / L19) | 8.75 | 5 | 9.25 | 6.75
Emergency engine/turbine (auto start) | AMP Capacity | L22 | Engineering | 1505 | 1216 | 868 | 278
| Utilization | L23 | Engineering | 0.7 | 0.7 | 0.7 | 0.7
| Utilized AMPS | L24 | (L22 * L23) | 1053.5 | 851.2 | 607.6 | 194.6
| Emerg. Engine Invest. | L25 | Engineering | 75600 | 38200 | 34000 | 21500
| Conduit/Emer Lights | L26 | Engineering | 35000 | 30000 | 25000 | 20000
| Total Investment | L27 | (L25 + L26) | 110600 | 68200 | 59000 | 41500
| Unit Investment Per AMP | L28 | (L27 / L24) | 104.9834 | 80.1222 | 97.1034 | 213.258
Power Plant Investment-PER AMP |  | L29 | (L3+L10+L15+L18+L21+L28) | 224.3938 | 206.0424 | 233.08 | 358.5564
| Installation Factor | L30 | DCPR | 3.1963 | 3.1963 | 3.1963 | 3.1963
| In Place Power Investment | L31 | (L29 * L30) | 717.2298 | 658.5732 | 744.9937 | 1146.0537
| Annual Carrying Charge Factor | L32 | Mass TELRIC | 0.19824 | 0.19824 | 0.19824 | 0.19824
| Annual Power Cost | L33 | (L31 * L32) | 142.1827 | 130.5547 | 147.6866 | 227.1922
| Building Factor | L34 | Mass TELRIC | 0.1835 | 0.1835 | 0.1835 | 0.1835
| Building Investment | L35 | (L31 * L34) | 131.6117 | 120.8482 | 136.7063 | 210.3008
| Annual Building Carrying Charge Factor | L36 | Mass TELRIC | 0.22356 | 0.22356 | 0.22356 | 0.22356
| Annual Building Cost | L37 | (L35 * L36) | 29.4226 | 27.0164 | 30.5616 | 47.0141
| Annual TELRIC Cost | L38 | (L33 + L37) | 171.6053 | 157.5711 | 178.2481 | 274.2063
| Joint & Common Factor | L39 | Mass TELRIC | 0.07155 | 0.07155 | 0.07155 | 0.07155
| Annual Joint & Common Cost | L40 | (L31 + L35) * L39 | 60.7346 | 55.7676 | 63.0857 | 97.0472
Recurring Annual Cost per AMP - Greater Than 60 AMPS |  | L41 | (L38 + L40) | 232.3399 | 213.3387 | 241.3338 | 371.2535
Battery Distribution Fuse Bay | AMP Capacity | L42 | Engineering | 800 | 800 | 800 | 800
| Material | L43 | Engineering | 8181 | 8181 | 8181 | 8181
| Unit Investment Per AMP | L44 | (L43 / L42) | 10.2263 | 10.2263 | 10.2263 | 10.2263
| Installation Factor | L45 | DCPR | 3.1963 | 3.1963 | 3.1963 | 3.1963
| In Place Power Investment | L46 | (L44 * L45) | 32.6862 | 32.6862 | 32.6862 | 32.6862
| Annual Carrying Charge Factor | L47 | Mass TELRIC | 0.19824 | 0.19824 | 0.19824 | 0.19824
| Annual Power Cost | L48 | (L46 * L47) | 6.4797 | 6.4797 | 6.4797 | 6.4797
| Building Factor | L49 | Mass TELRIC | 0.1835 | 0.1835 | 0.1835 | 0.1835
| Building Investment | L50 | (L46 * L49) | 5.9979 | 5.9979 | 5.9979 | 5.9979
| Annual Building Carrying Charge Factor | L51 | Mass TELRIC | 0.22356 | 0.22356 | 0.22356 | 0.22356
| Annual Building Cost | L52 | (L50 * L51) | 1.3409 | 1.3409 | 1.3409 | 1.3409
| Annual TELRIC Cost | L53 | (L48 + L52) | 7.8205 | 7.8205 | 7.8205 | 7.8205
| Joint & Common Factor | L54 | Mass TELRIC | 0.07155 | 0.07155 | 0.07155 | 0.07155
| Annual Joint & Common Cost | L55 | (L46 + L50) * L54 | 2.7678 | 2.7678 | 2.7678 | 2.7678
| BDFB cost per AMP | L56 | (L53 + L55) | 10.5884 | 10.5884 | 10.5884 | 10.5884
Recurring Annual Cost per AMP - Less Than or Equal to 60 AMPS |  | L57 | (L41 + L56) | 242.9283 | 223.9271 | 251.9222 | 381.8419

## attach E 100' Cage
30/50=.60
40/80=.50
30/70=.43
(Not to scale)
Typical Cage Arrangements
Derivation of % of Material for 100 Sq. Ft. Cage
Attachment E Page 1
10
10
10
10
10
10
10
10
10
10
30/50=.60
15
20
10
10
15
20
20/35=.57
15
20
30/55=.55
.5+.6+.5+.43+.57+.6+.55+.57=4.32 / 8=.54
20
15
40/70=.57
10
10
30
30
10
20/40=.50
30
10
30

## Attach E 20' Add
2/20=.1
4/40=.1
4/30=.133
2/30=.067
.1 + .1 + .133 + .067 = .4003 / 4 = .1
(Not to scale)
Typical Cage Arrangement
Derivation of % of Cage Material for 20 Sq. Ft. Addition
10
10
2
10
10
2
10
10
2
10
10
2
Attachment E Page 2

## Attach F Factors
MASSACHUSETTS |  |  |  | Attachment F
TELRIC FACTORS
Building Factor |  |  | 0.1835
Installation Factor - 357C |  |  | 1.4254
Installation Factor - Power |  |  | 3.1963
Annual Switched Carrying Charge
Acct. 2212, 377C
|  | Capcost | 0.1686
|  | Maintenance | 0.0277
|  | Ad Valorem Taxes | 0.0018
0.1981
|  | Gross Rev Loading | 1.0007
Annual Switched Carrying Charge Factor |  |  | 0.19824
Annual Building Carrying Charge
Acct. 2121, 10C
|  | Capcost | 0.1857
|  | Maintenance | 0.0359
|  | Ad Valorem Taxes | 0.0018
0.2234
|  | Gross Rev Loading | 1.0007
Annual Switched Carrying Charge Factor |  |  | 0.22356
POT Bay Annual Building Carrying Charge
Acct. 2121, 10C
|  | Capcost | 0.1857
|  | Maintenance | 0.0359
0.2216
|  | Gross Rev Loading | 1.0007
Annual Switched Carrying Charge Factor |  |  | 0.22176
POT Bay Joint and Common Factor
Acct. 2232.1, 357C
| Common |  | 0.0085
| Directly Attributable Joint |  | 0.063
| Ad Valorem Taxes |  | 0.0018
0.0733
| Gross Rev Loading |  | 1.0007
Annual Joint and Common Factor |  |  | 0.073351
Power Joint and Common Factor
Acct. 2212, 377C
| Common |  | 0.0085
| Directly Attributable Joint |  | 0.063
0.0715
| Gross Rev Loading |  | 1.0007
Power Joint and Common Factor |  |  | 0.07155
Building Expense Carrying Charge Factor
| Capital Cost Factor |  | 0.1857
| Maintenance |  | 0.0359
| Directly Attributable Joint |  | 0.063
| Ad Valorem Taxes |  | 0.0018
| Common |  | 0.0085
| Total |  | 0.2949
| Gross Rev Loading |  | 1.0007
Building Expense Carrying Charge Factor |  |  | 0.29511