MITSUBISHI ELECTRIC | M-Series | 209832204 | HRCU-A-CB-O | MUZ-FS12NAH*** | MSZ-FS12NA*** | Singlezone Non-Ducted, Wall Placement | 12300 | 8400 | 3.33 | 14690 | 2.25
MITSUBISHI ELECTRIC | M-Series | 209832203 | HRCU-A-CB-O | MUZ-FS12NA*** | MSZ-FS12NA*** | Singlezone Non-Ducted, Wall Placement | 12300 | 8400 | 4.04 | 14690 | 2.42
MITSUBISHI ELECTRIC | M-Series | 209832202 | HRCU-A-CB-O | MUZ-FS09NAH*** | MSZ-FS09NA*** | Singlezone Non-Ducted, Wall Placement | 9600 | 5900 | 2.98 | 11590 | 2.21
MITSUBISHI ELECTRIC | M-Series | 209832201 | HRCU-A-CB-O | MUZ-FS09NA*** | MSZ-FS09NA*** | Singlezone Non-Ducted, Wall Placement | 9600 | 5900 | 3.84 | 11590 | 2.41
MITSUBISHI ELECTRIC | M-Series | 209832200 | HRCU-A-CB-O | MUZ-FS06NAH*** | MSZ-FS06NA*** | Singlezone Non-Ducted, Wall Placement | 8700 | 5900 | 3.33 | 10500 | 2.23
MITSUBISHI ELECTRIC | M-Series | 209832199 | HRCU-A-CB-O | MUZ-FS06NA*** | MSZ-FS06NA*** | Singlezone Non-Ducted, Wall Placement | 8700 | 5900 | 4.43 | 10500 | 2.46
MITSUBISHI ELECTRIC | M-Series | 211289251 | HRCU-A-CB-O | SUZ-KA15NA2 | SLZ-KF15NA | Singlezone Non-Ducted, Ceiling Placement | 18000 | 11900 | 2.7 | 8900 | 2.29
Mitsubishi Electric | M-Series | 207679251 | HRCU-A-CB-O | MUZ-GS24NAH*** | MSZ-GS24NA*** | Singlezone Non-Ducted, Wall Placement | 27600 | 17600 | 2.67 | 19640 | 2.15
Mitsubishi Electric | M-Series | 207679247 | HRCU-A-CB-O | MUZ-GS09NAH*** | MSZ-GS09NA*** | Singlezone Non-Ducted, Wall Placement | 10900 | 6500 | 2.61 | 7900 | 1.9
MITSUBISHI ELECTRIC | Nv Series | 206709488 | HRCU-A-CB-O | NTXSPF09A112A* | MFZ-KJ09NA*** | Singlezone Non-Ducted, Floor Placement | 11000 | 7500 | 2.75 | 11000 | 2.01
MITSUBISHI ELECTRIC | Nv Series | 206709491 | HRCU-A-CB-O | NTXSPF18A112A* | MFZ-KJ18NA*** | Singlezone Non-Ducted, Floor Placement | 21000 | 12800 | 2.62 | 21000 | 2.05
MITSUBISHI ELECTRIC | M-Series | 207679256 | HRCU-A-CB-O | MUZ-GS24NAHZ*** | MSZ-GS24NA*** | Singlezone Non-Ducted, Wall Placement | 21200 | 13300 | 2.78 | 21200 | 1.95
MITSUBISHI ELECTRIC | M-Series | 207679246 | HRCU-A-CB-O | MUZ-GS24NA*** | MSZ-GS24NA*** | Singlezone Non-Ducted, Wall Placement | 27600 | 17600 | 2.67 | 19640 | 2.25
MITSUBISHI ELECTRIC | M-Series | 207679245 | HRCU-A-CB-O | MUZ-GS18NA*** | MSZ-GS18NA*** | Singlezone Non-Ducted, Wall Placement | 21600 | 13300 | 2.67 | 14780 | 2.27
MITSUBISHI ELECTRIC | M-Series | 207679254 | HRCU-A-CB-O | MUZ-GS15NAHZ*** | MSZ-GS15NA*** | Singlezone Non-Ducted, Wall Placement | 14000 | 8700 | 2.68 | 14000 | 1.91
MITSUBISHI ELECTRIC | M-Series | 207679252 | HRCU-A-CB-O | MUZ-GS09NAHZ*** | MSZ-GS09NA*** | Singlezone Non-Ducted, Wall Placement | 9600 | 5700 | 2.57 | 9600 | 2.01
MITSUBISHI ELECTRIC | M-Series | 207679242 | HRCU-A-CB-O | MUZ-GS09NA*** | MSZ-GS09NA*** | Singlezone Non-Ducted, Wall Placement | 10900 | 6500 | 2.61 | 7900 | 2.12
MITSUBISHI ELECTRIC | M-Series | 209832206 | HRCU-A-CB-O | MUZ-FS15NAH*** | MSZ-FS15NA*** | Singlezone Non-Ducted, Wall Placement | 16000 | 10000 | 3.08 | 19360 | 2.08
MITSUBISHI ELECTRIC | M-Series | 209832205 | HRCU-A-CB-O | MUZ-FS15NA*** | MSZ-FS15NA*** | Singlezone Non-Ducted, Wall Placement | 16000 | 10000 | 3.53 | 19360 | 2.17
MITSUBISHI ELECTRIC | M-Series | 209836203 | HMSR-A-CB-O | MXZ-3C24NAHZ3*** |  | Multizone All Non-Ducted | 25000 | 14000 | 2.53 | 25000 | 1.95
MITSUBISHI ELECTRIC | M-Series | 209836198 | HMSR-A-CB-O | MXZ-3C24NA3*** |  | Multizone All Non-Ducted | 25000 | 14600 | 3.01 | 18200 | 2.31
MITSUBISHI ELECTRIC | P-Series | 201754470 | HRCU-A-CB-O | PUZ-A30NHA7*** | PLA-A30EA* | Singlezone Non-Ducted, Ceiling Placement | 32600 | 18100 | 2.82 | 16800 | 2.9
MITSUBISHI ELECTRIC | P-Series | 201754475 | HRCU-A-CB | PUZ-A36NKA7*** | PEAD-A36AA* | Singlezone Ducted, Compact Ducted | 40500 | 20400 | 2.54 | 19800 | 2.23
MITSUBISHI ELECTRIC | P-Series | 201754319 | HRCU-A-CB-O | PUZ-A36NKA7*** | PLA-A36EA* | Singlezone Non-Ducted, Ceiling Placement | 42000 | 22000 | 2.5 | 21600 | 2.43
MITSUBISHI ELECTRIC | M-Series | 207699119 | HRCU-A-CB-O | SUZ-KA09NA2 | MLZ-KP09NA* | Singlezone Non-Ducted, Ceiling Placement | 12000 | 7700 | 3.22 | 6100 | 3.08
MITSUBISHI ELECTRIC | M-Series | 210819459 | HRCU-A-CB-O | MUFZ-KJ09NAHZ*** | MFZ-KJ09NA*** | Singlezone Non-Ducted, Floor Placement | 11000 | 7500 | 2.75 | 11000 | 2.01
MITSUBISHI ELECTRIC | M-Series | 204629572 | HRCU-A-CB-O | MUFZ-KJ09NAHZ*** | NAXFKS09A112A* | Singlezone Non-Ducted, Floor Placement | 11000 | 7500 | 2.75 | 11000 | 2.01
MITSUBISHI ELECTRIC | M-Series | 204629177 | HRCU-A-CB-O | MUFZ-KJ09NAHZ*** | NTXFKS09A112A* | Singlezone Non-Ducted, Floor Placement | 11000 | 7500 | 2.75 | 11000 | 2.01
MITSUBISHI ELECTRIC | M-Series | 210819460 | HRCU-A-CB-O | MUFZ-KJ12NAHZ*** | MFZ-KJ12NA*** | Singlezone Non-Ducted, Floor Placement | 13000 | 8800 | 2.77 | 13000 | 2.1
MITSUBISHI ELECTRIC | M-Series | 204629573 | HRCU-A-CB-O | MUFZ-KJ12NAHZ*** | NAXFKS12A112A* | Singlezone Non-Ducted, Floor Placement | 13000 | 8800 | 2.77 | 13000 | 2.1
MITSUBISHI ELECTRIC | M-Series | 204629178 | HRCU-A-CB-O | MUFZ-KJ12NAHZ*** | NTXFKS12A112A* | Singlezone Non-Ducted, Floor Placement | 13000 | 8800 | 2.77 | 13000 | 2.1
MITSUBISHI ELECTRIC | M-Series | 210819448 | HRCU-A-CB-O | MUFZ-KJ18NAHZ*** | MFZ-KJ18NA*** | Singlezone Non-Ducted, Floor Placement | 21000 | 12800 | 2.62 | 21000 | 2.05
MITSUBISHI ELECTRIC | M-Series | 204629180 | HRCU-A-CB-O | MUFZ-KJ18NAHZ*** | NTXFKS18A112A* | Singlezone Non-Ducted, Floor Placement | 21000 | 12800 | 2.62 | 21000 | 2.05
MITSUBISHI ELECTRIC | M-Series | 204629575 | HRCU-A-CB-O | MUFZ-KJ18NAHZ*** | NAXFKS18A112A* | Singlezone Non-Ducted, Floor Placement | 21000 | 12800 | 2.62 | 21000 | 2.05
MITSUBISHI ELECTRIC | M-Series | 202680594 | HRCU-A-CB-O | MUZ-GL09NA*** | MSZ-GL09NA*** | Singlezone Non-Ducted, Wall Placement | 10900 | 6700 | 3.12 | 8000 | 2.76
MITSUBISHI ELECTRIC | M-Series | 202680595 | HRCU-A-CB-O | MUZ-GL12NA*** | MSZ-GL12NA*** | Singlezone Non-Ducted, Wall Placement | 14400 | 9200 | 3.1 | 10200 | 2.93
MITSUBISHI ELECTRIC | M-Series | 209949000 | HMSV-A-CB | MXZ-3C24NA3*** |  | Multizone Mix of Ducted and Non-Ducted | 24800 | 14000 | 2.75 | 18200 | 2.42
MITSUBISHI ELECTRIC | Smart Multi | 207525854 | HMSV-A-CB | MXZ-SM36NAM |  | Multizone Mix of Ducted and Non-Ducted | 42000 | 26400 | 2.73 | 25200 | 2.09
MITSUBISHI ELECTRIC | Smart Multi | 207517151 | HMSV-A-CB | MXZ-SM36NAM |  | Multizone All Ducted | 42000 | 26600 | 2.7 | 25200 | 1.99
MITSUBISHI ELECTRIC | Smart Multi | 207517150 | HMSR-A-CB-O | MXZ-SM36NAM |  | Multizone All Non-Ducted | 42000 | 26400 | 2.8 | 25200 | 2.2
MITSUBISHI ELECTRIC | Smart Multi | 207525856 | HMSV-A-CB | MXZ-SM42NAMHZ |  | Multizone Mix of Ducted and Non-Ducted | 48000 | 32000 | 2.64 | 48000 | 1.95
MITSUBISHI ELECTRIC | Smart Multi | 207517154 | HMSR-A-CB-O | MXZ-SM42NAMHZ |  | Multizone All Non-Ducted | 48000 | 32000 | 2.8 | 48000 | 2
MITSUBISHI ELECTRIC | Smart Multi | 207525857 | HMSV-A-CB | MXZ-SM48NAM |  | Multizone Mix of Ducted and Non-Ducted | 54000 | 33200 | 2.53 | 32400 | 2.04
MITSUBISHI ELECTRIC | Smart Multi | 207517156 | HMSR-A-CB-O | MXZ-SM48NAM |  | Multizone All Non-Ducted | 54000 | 31400 | 2.7 | 32400 | 2.1
MITSUBISHI ELECTRIC | Smart Multi | 207525858 | HMSV-A-CB | MXZ-SM48NAMHZ |  | Multizone Mix of Ducted and Non-Ducted | 54000 | 40500 | 2.54 | 54000 | 1.95
MITSUBISHI ELECTRIC | Smart Multi | 207517158 | HMSR-A-CB-O | MXZ-SM48NAMHZ |  | Multizone All Non-Ducted | 54000 | 39000 | 2.7 | 54000 | 2
MITSUBISHI ELECTRIC | Smart Multi | 207525859 | HMSV-A-CB | MXZ-SM60NAM |  | Multizone Mix of Ducted and Non-Ducted | 66000 | 41000 | 2.74 | 57000 | 1.95
MITSUBISHI ELECTRIC | Smart Multi | 207517160 | HMSR-A-CB-O | MXZ-SM60NAM |  | Multizone All Non-Ducted | 66000 | 41500 | 2.9 | 57000 | 2
MITSUBISHI ELECTRIC | P-Series | 201754318 | HRCU-A-CB-O | PUZ-A24NHA7*** | PLA-A24EA* | Singlezone Non-Ducted, Ceiling Placement | 29000 | 14900 | 2.73 | 13000 | 2.72
MITSUBISHI ELECTRIC | P-Series | 201754462 | HRCU-A-CB-O | PUZ-A24NHA7*** | PKA-A24KA* | Singlezone Non-Ducted, Wall Placement | 28000 | 15700 | 2.63 | 15200 | 1.94
MITSUBISHI ELECTRIC | P-Series | 201754460 | HRCU-A-CB-O | PUZ-A24NHA7*** | PCA-A24KA* | Singlezone Non-Ducted, Ceiling Placement | 28000 | 15400 | 2.65 | 14900 | 2.3
MITSUBISHI ELECTRIC | P-Series | 201754463 | HRCU-A-CB | PUZ-A24NHA7*** | PVA-A24AA* | Singlezone Ducted, Centrally Ducted | 28000 | 15000 | 2.5 | 14500 | 2.24
MITSUBISHI ELECTRIC | P-Series | 201754461 | HRCU-A-CB | PUZ-A24NHA7*** | PEAD-A24AA* | Singlezone Ducted, Compact Ducted | 29400 | 15400 | 2.77 | 14300 | 2.33
MITSUBISHI ELECTRIC | P-Series H2i | 211259269 | HRCU-A-CB-O | PUZ-HA24NHA1 | PKA-A24KA* | Singlezone Non-Ducted, Wall Placement | 28000 | 17200 | 2.51 | 26000 | 1.91
MITSUBISHI ELECTRIC | M-Series | 209836204 | HMSR-A-CB-O | MXZ-3C30NAHZ3*** |  | Multizone All Non-Ducted | 28600 | 18000 | 2.65 | 28600 | 1.95
MITSUBISHI ELECTRIC | M-Series | 204629215 | HRCU-A-CB | SUZ-KA18NA2 | NTXAMT18A112A* | Singlezone Ducted, Centrally Ducted | 21600 | 14000 | 2.81 | 12200 | 2.88
MITSUBISHI ELECTRIC | M-Series | 204629248 | HRCU-A-CB | SUZ-KA18NA2 | NAXAMT18A112A* | Singlezone Ducted, Centrally Ducted | 21600 | 14000 | 2.81 | 12200 | 2.88
MITSUBISHI ELECTRIC | M-Series | 204629202 | HRCU-A-CB-O | SUZ-KA18NA2 | NTXCKS18A112A* | Singlezone Non-Ducted, Ceiling Placement | 19700 | 12900 | 2.68 | 9800 | 2.37
MITSUBISHI ELECTRIC | M-Series | 204629201 | HRCU-A-CB-O | SUZ-KA15NA2 | NTXCKS15A112A* | Singlezone Non-Ducted, Ceiling Placement | 18000 | 11900 | 2.7 | 8900 | 2.29
MITSUBISHI ELECTRIC | M-Series | 204629247 | HRCU-A-CB | SUZ-KA12NA2 | NAXAMT12A112A* | Singlezone Ducted, Centrally Ducted | 15000 | 9900 | 2.59 | 7800 | 2.75
MITSUBISHI ELECTRIC | M-Series | 204629214 | HRCU-A-CB | SUZ-KA12NA2 | NTXAMT12A112A* | Singlezone Ducted, Centrally Ducted | 15000 | 9900 | 2.59 | 7800 | 2.75
MOOVAIR | DM series | 212361759 | HRCU-A-C | DMA24HOS20230E7 | CUB24HAC20BWT7A | Singlezone Ducted, Centrally Ducted | 25000 | 21000 | 2.58 | 20000 | 1.95
MOOVAIR |  | 207742541 | HMSR-A-CB-O | DMA18HOM25230X3 |  | Multizone All Non-Ducted | 20000 | 15000 | 2.5 | 20000 | 1.93
MOOVAIR |  | 207742532 | HMSR-A-CB-O | DMA27HOM23230X2 |  | Multizone All Non-Ducted | 28000 | 21000 | 2.5 | 20000 | 2.11
MOOVAIR |  | 204005752 | HMSR-A-CB-O | DM36HOM25230X3 |  | Multizone All Non-Ducted | 36000 | 23200 | 2.78 | 36037 | 1.96
MOOVAIR |  | 202635804 | HMSR-A-CB-O | DM27HOM23230X2 |  | Multizone All Non-Ducted | 28000 | 17200 | 2.8 | 17040 | 1.97
MOOVAIR |  | 202635803 | HMSR-A-CB-O | DM18HOM23230X2 |  | Multizone All Non-Ducted | 19000 | 12000 | 2.79 | 10205 | 1.97
MOOVAIR |  | 203238518 | HMSR-A-CB-O | DM27HOM23230X2 |  | Multizone All Non-Ducted | 28000 | 17200 | 2.8 | 17040 | 1.97
MOOVAIR |  | 203238516 | HMSR-A-CB-O | DM18HOM23230X2 |  | Multizone All Non-Ducted | 19000 | 12000 | 2.79 | 10205 | 1.97
MOOVAIR | DM series | 210295923 | HRCU-A-CB | DMA60HOS20230E7 | FMA60HIAHUU230X7 | Singlezone Ducted, Centrally Ducted | 59000 | 42000 | 2.6 | 54356 | 1.91
MRCOOL | Universal Series Inverter Packaged Heat Pump | 214097894 | HSP-A | MDPH180244 |  | Multizone All Ducted | 24000 | 23400 | 3.63 | 24000 | 2.61
MRCOOL |  | 207339195 | HMSR-A-CB-O | DIY-MULTI3-27HP230C |  | Multizone All Non-Ducted | 27000 | 20000 | 2.5 | 20000 | 2
MRCOOL |  | 207339196 | HMSR-A-CB-O | DIY-MULTI2-18HP230C |  | Multizone All Non-Ducted | 19000 | 13500 | 2.6 | 14000 | 2
MRCOOL |  | 8977707 | HMSR-A-CB-O | MULTI2-18HP230V1 |  | Multizone All Non-Ducted | 19000 | 12000 | 2.79 | 10205 | 1.97
MRCOOL |  | 8977708 | HMSR-A-CB-O | MULTI3-27HP230V1 |  | Multizone All Non-Ducted | 28000 | 17200 | 2.8 | 17040 | 1.97
MRCOOL |  | 208552834 | HMSR-A-CB-O | MULTI3-27HP230B |  | Multizone All Non-Ducted | 28000 | 21000 | 2.5 | 20000 | 2.11
MRCOOL |  | 204783911 | HRCU-A-CB-O | O-ES-09-HP-C-230 | O-09-HP-WMAH-230A | Singlezone Non-Ducted, Wall Placement | 9800 | 5800 | 2.74 | 7989 | 2
MRCOOL |  | 204469768 | HRCU-A-CB | O-HH-09-HP-C-230 | DUCT-09HP-230 | Singlezone Ducted, Compact Ducted | 10000 | 7200 | 2.74 | 8300 | 2.06
MRCOOL |  | 204783913 | HRCU-A-CB-O | O-ES-18-HP-C-230 | O-18-HP-WMAH-230A | Singlezone Non-Ducted, Wall Placement | 18000 | 11400 | 2.72 | 11178 | 2.02
MRCOOL |  | 204469763 | HRCU-A-CB | O-ES-18-HP-C-230 | DUCT-18HP-230 | Singlezone Ducted, Compact Ducted | 18000 | 12000 | 2.61 | 10300 | 1.95
MRCOOL |  | 204469764 | HRCU-A-CB | O-ES-24-HP-C-230 | DUCT-24HP-230 | Singlezone Ducted, Compact Ducted | 24400 | 16000 | 2.69 | 18500 | 2.04
MRCOOL |  | 204711123 | HRCU-A-CB-O | DIY-18-HP-C-230B | DIY-18-HP-WMAH-230B | Singlezone Non-Ducted, Wall Placement | 18000 | 11300 | 2.81 | 12357 | 2.17
MRCOOL |  | 208552813 | HRCU-A-CB-O | O-ES-12-HP-C-230B | O-12-HP-WMAH-230B | Singlezone Non-Ducted, Wall Placement | 12000 | 9000 | 2.69 | 8981 | 2.19
MRCOOL |  | 208552787 | HRCU-A-CB-O | DIY-12-HP-C-115C25 | DIY-12-HP-WMAH-115C25 | Singlezone Non-Ducted, Wall Placement | 12000 | 7500 | 2.59 | 6400 | 1.95
MRCOOL |  | 207339187 | HRCU-A-CB-O | DIY-12-HP-C-115C | DIY-12-HP-WMAH-115C25 | Singlezone Non-Ducted, Wall Placement | 12000 | 7500 | 2.59 | 6400 | 1.95
MRCOOL |  | 207339188 | HRCU-A-CB-O | DIY-18-HP-C-230C | DIY-18-HP-WMAH-230C25 | Singlezone Non-Ducted, Wall Placement | 18000 | 13800 | 2.54 | 11700 | 2.05
MRCOOL |  | 208552788 | HRCU-A-CB-O | DIY-18-HP-C-230C25 | DIY-18-HP-WMAH-230C25 | Singlezone Non-Ducted, Wall Placement | 18000 | 13800 | 2.54 | 11700 | 2.05
MRCOOL | MULTI | 208552955 | HMSV-A-CB | MULTI3-27HP230B |  | Multizone Mix of Ducted and Non-Ducted | 28000 | 21400 | 2.55 | 20000 | 2.13
MRCOOL | MULTI | 208552832 | HMSV-A-CB | MULTI2-18HP230B |  | Multizone Mix of Ducted and Non-Ducted | 19000 | 14500 | 2.5 | 14000 | 2.17
MRCOOL | MVP series | 211644119 | HRCU-A-CB | MVP-18-HP-C-230-25 | MVP-18-HP-MUAH-230-25 | Singlezone Ducted, Centrally Ducted | 18000 | 14800 | 2.89 | 12400 | 2.22
MRCOOL | CENTRAL | 208960635 | HRCU-A-CB | CENTRAL-18-HP-C-23025 | CENTRAL-18-HP-MUAH-23025 | Singlezone Ducted, Centrally Ducted | 18000 | 14800 | 2.89 | 12400 | 2.22
MRCOOL | CENTRAL | 210279124 | HRCU-A-CB | CENTRAL-60-HP-C-230A00 | CENTRAL-60-HP-MUAH230A00 | Singlezone Ducted, Centrally Ducted | 59000 | 42000 | 2.6 | 54356 | 1.91
MRCOOL | DIYH | 210295926 | HRCU-A-CB | DIYH-18-HP-C-230C25 | DIYH-18-HP-MUAH-230C25 | Singlezone Ducted, Centrally Ducted | 20000 | 15000 | 2.71 | 18500 | 2.13
MRCOOL |  | 207339161 | HRCU-A-CB-O | O-HH-09-HP-C-230A | O-09-HP-WMAH-230B | Singlezone Non-Ducted, Wall Placement | 12000 | 9500 | 2.53 | 11109 | 1.97
MRCOOL |  | 208552819 | HRCU-A-CB-O | O-HH-09-HP-C-230B | O-09-HP-WMAH-230B | Singlezone Non-Ducted, Wall Placement | 12000 | 9500 | 2.53 | 11109 | 1.97
MRCOOL |  | 208552953 | HMSV-A-CB | MULTI3-27HP230B |  | Multizone All Ducted | 28000 | 22000 | 2.6 | 20000 | 2.14
MRCOOL | CENTRAL SERIES | 211497151 | HRCU-A-CB | CENTRAL-24-HP-C-230A00 | CENTRAL-24-HP-MUAH230A00 | Singlezone Ducted, Centrally Ducted | 24000 | 19200 | 2.5 | 24071 | 1.91
NAPOLEON |  | 203363530 | HMSR-A-CB-O | NMZO-27F-B |  | Multizone All Non-Ducted | 28000 | 17200 | 2.8 | 17040 | 1.97
NAPOLEON |  | 205309935 | HRCU-A-CB-O | NH21-09F-O | NH25-09F-I | Singlezone Non-Ducted, Wall Placement | 9800 | 5800 | 2.74 | 7989 | 2
NAPOLEON |  | 205309937 | HRCU-A-CB-O | NH21-18F-O | NH25-18F-I | Singlezone Non-Ducted, Wall Placement | 18000 | 11400 | 2.72 | 11178 | 2.02
NAPOLEON |  | 8952863 | HRCU-A-CB-O | NH21-18F-O | NH21-18F-I | Singlezone Non-Ducted, Wall Placement | 18000 | 10400 | 2.72 | 10953 | 1.9
NAPOLEON |  | 206598613 | HRCU-A-CB-O | NH25-24H-O | NH25-24F-I | Singlezone Non-Ducted, Wall Placement | 26000 | 19400 | 2.95 | 26000 | 2.07
NAPOLEON |  | 206597272 | HRCU-A-CB-O | NH25-18H-O | NH25-24F-I | Singlezone Non-Ducted, Wall Placement | 26000 | 19400 | 2.95 | 26000 | 2.07
NAPOLEON |  | 207683230 | HRCU-A-CB-O | NDHAS22-12-O | NDHAS22-12-I | Singlezone Non-Ducted, Wall Placement | 12000 | 10000 | 2.69 | 8820 | 2.25
NAPOLEON |  | 207683233 | HRCU-A-CB-O | NDHAS26-09-O | NDHAS26-09-I | Singlezone Non-Ducted, Wall Placement | 12000 | 9500 | 2.53 | 11109 | 1.97
NAPOLEON |  | 207683231 | HRCU-A-CB-O | NDHAS22-18-O | NDHAS22-18-I | Singlezone Non-Ducted, Wall Placement | 18000 | 14100 | 2.65 | 12829 | 2.35
NG TRADE | OMEG series | 214377799 | HRCU-A-CB-O | OMEGA121E | IMEGA121E | Singlezone Non-Ducted, Wall Placement | 12000 | 10300 | 2.56 | 12113 | 1.9
NG TRADE | OMEG series | 214377798 | HRCU-A-CB-O | OMEGA091E | IMEGA091E | Singlezone Non-Ducted, Wall Placement | 12000 | 9300 | 2.5 | 11300 | 1.9
NG TRADE |  | 213307862 | HMSR-A-CB-O | MOBMH180C |  | Multizone All Non-Ducted | 19000 | 14400 | 2.5 | 14000 | 2.22
NG TRADE | OMEG series | 214377797 | HRCU-A-CB-O | OMEGA120E | IMEGA120E | Singlezone Non-Ducted, Wall Placement | 12000 | 8900 | 2.75 | 6858 | 2.07
NG TRADE |  | 213307866 | HMSV-A-CB | MOBMH270C |  | Multizone All Ducted | 28000 | 22000 | 2.6 | 20000 | 2.14
NG TRADE |  | 213307864 | HMSV-A-CB | MOBMH180C |  | Multizone Mix of Ducted and Non-Ducted | 19000 | 14600 | 2.5 | 14000 | 2.17
NG Trade | OMEG series | 214442655 | HRCU-A-CB-O | OMEGA181E | IMEGA181E* | Singlezone Non-Ducted, Wall Placement | 18000 | 14100 | 2.65 | 12829 | 2.35
PANASONIC | CU series | 212396505 | HRCU-A-C | CU-HE24YAHK6 | CS-HE24YAC6 | Singlezone Ducted, Centrally Ducted | 25000 | 21000 | 2.58 | 20000 | 1.95
PANASONIC |  | 10208229 | HMSR-A-CB-O | CU-2E18SBU-5 |  | Multizone All Non-Ducted | 19800 | 17400 | 2.52 | 14500 | 2.08
PANASONIC | CU series | 213160450 | HRCU-A-C | CU-HE18YAHK6 | CS-HE24YAC6* | Singlezone Ducted, Centrally Ducted | 19000 | 14700 | 2.6 | 15000 | 2.2
PANASONIC | CU series | 213082093 | HRCU-A-C | CU-HE18YAHK6 | CS-HE24YAC6 | Singlezone Ducted, Centrally Ducted | 19000 | 14700 | 2.6 | 15000 | 2.2
PANASONIC | CU series | 212396493 | HRCU-A-CB | CU-HE24YAHK6 | CS-HE24YAHK6 | Singlezone Ducted, Centrally Ducted | 24000 | 19200 | 2.5 | 24071 | 1.91
PANASONIC | CU series | 212396492 | HRCU-A-CB | CU-HE18YAHK6 | CS-HE18YAHK6 | Singlezone Ducted, Centrally Ducted | 19000 | 13500 | 2.6 | 18629 | 2.04
PANASONIC | ClimaPure XE Series | 205047852 | HRCU-A-CB-O | CU-XE12WKUA | CS-XE12WKUAW | Singlezone Non-Ducted, Wall Placement | 12000 | 10000 | 2.79 | 12000 | 2.21
PANASONIC | ClimaPure XE Series | 205047853 | HRCU-A-CB-O | CU-XE15WKUA | CS-XE15WKUAW | Singlezone Non-Ducted, Wall Placement | 17200 | 11000 | 3.16 | 17200 | 2.1
PANASONIC | Low-Profile Ducted | 9125308 | HRCU-A-CB | CU-E9SD3UA | CS-E9SD3UAW | Singlezone Ducted, Compact Ducted | 9000 | 7900 | 2.54 | 7800 | 2.06
PANASONIC | Exterios E | 7958200 | HRCU-A-CB-O | CU-E18RKUA | CS-E18RKUAW | Singlezone Non-Ducted, Wall Placement | 21600 | 12000 | 2.71 | 10100 | 2.24
PANASONIC | ClimaPure XE Series | 205047854 | HRCU-A-CB-O | CU-XE18WKUA | CS-XE18WKUAW | Singlezone Non-Ducted, Wall Placement | 20400 | 14000 | 2.93 | 20400 | 2.31
PANASONIC | ClimaPure XE Series | 205047851 | HRCU-A-CB-O | CU-XE9WKUA | CS-XE9WKUAW | Singlezone Non-Ducted, Wall Placement | 12500 | 8000 | 3.13 | 11000 | 2.3
PANASONIC | RAC Multi E | 10221199 | HMSR-A-CB-O | CU-3E19RBU-5 |  | Multizone All Non-Ducted | 26000 | 20800 | 2.57 | 18900 | 2.1
PAYNE | 38MH-series | 208447849 | HRCU-A-CB-O | 38MHRCQ09AA3 | 40MHHAQ09XA3 | Singlezone Non-Ducted, Wall Placement | 10000 | 6000 | 2.51 | 7300 | 2.14
PAYNE | 38M series | 213372220 | HRCU-A-C | 38MURAQ18AB3 | 40MULAQ24XBX + CI | Singlezone Ducted, Centrally Ducted | 19000 | 14700 | 2.6 | 15000 | 2.2
PAYNE | Mid-tier | 201847066 | HMSV-A-CB | 38MGRQ18B--3 |  | Multizone All Ducted | 18500 | 11500 | 2.7 | 14400 | 2.1
PAYNE | Mid-tier | 201846967 | HRCU-A-CB-O | 38MAQB12R--1 | DHMSHAQ12XA1 | Singlezone Non-Ducted, Wall Placement | 12000 | 7600 | 2.59 | 6490 | 1.94
PAYNE |  | 201753413 | HRCU-A-CB-O | 38MPRAQ12AA3 | DHMPHAQ12XA3 | Singlezone Non-Ducted, Wall Placement | 12000 | 6800 | 2.66 | 13887 | 2
PAYNE |  | 201753410 | HRCU-A-CB-O | 38MPRAQ09AA3 | DHMPHAQ09XA3 | Singlezone Non-Ducted, Wall Placement | 10000 | 7200 | 2.78 | 13000 | 2.01
PAYNE | High Tier | 202463639 | HRCU-A-CB-O | 38MPRAQ24AA3 | DHMPHAQ24XA3 | Singlezone Non-Ducted, Wall Placement | 24000 | 15450 | 3 | 24000 | 2
PAYNE | High Tier | 202463638 | HRCU-A-CB-O | 38MPRAQ18AA3 | DHMPHAQ18XA3 | Singlezone Non-Ducted, Wall Placement | 18000 | 12300 | 3.19 | 18000 | 2
PAYNE | Mid-tier | 201846969 | HRCU-A-CB-O | 38MAQB12R--3 | DHMSHAQ12XA3 | Singlezone Non-Ducted, Wall Placement | 12000 | 7800 | 2.66 | 12010 | 1.98
PAYNE | Mid-Tier | 206350312 | HRCU-A-CB-O | 38MARBQ12AA1 | DHMAHBQ12XA1 | Singlezone Non-Ducted, Wall Placement | 12100 | 7400 | 2.68 | 6980 | 2.18
PAYNE | Mid-Tier | 206396045 | HRCU-A-CB-O | 38MAQB12R--3 | DHMAHBQ12XA3 | Singlezone Non-Ducted, Wall Placement | 12000 | 7500 | 2.56 | 12010 | 1.98
PAYNE | Mid-Tier | 206350358 | HRCU-A-CB | 38MARBQ24AA3 | 40MBDQ24--3 | Singlezone Ducted, Compact Ducted | 24600 | 14500 | 2.8 | 27910 | 2.01
PAYNE | Mid-tier | 207642922 | HMSV-A-CB | 38MGHBQ24CA3 |  | Multizone All Ducted | 24000 | 18500 | 2.85 | 21500 | 1.95
PAYNE | Mid-tier | 207642930 | HMSR-A-CB-O | 38MGHBQ48EA3 |  | Multizone All Non-Ducted | 49000 | 30000 | 2.5 | 48000 | 2
PAYNE | Mid-tier | 207642924 | HMSR-A-CB-O | 38MGHBQ30DA3 |  | Multizone All Non-Ducted | 30000 | 17500 | 2.82 | 29400 | 1.9
PAYNE | Mid-tier | 201846985 | HMSR-A-CB-O | 38MGRQ48E--3 |  | Multizone All Non-Ducted | 48000 | 29600 | 2.7 | 36340 | 1.98
PAYNE | Mid-tier | 201846984 | HMSR-A-CB-O | 38MGRQ36D--3 |  | Multizone All Non-Ducted | 36000 | 23200 | 2.78 | 36080 | 1.96
PAYNE | Mid-tier | 201846981 | HMSR-A-CB-O | 38MGRQ18B--3 |  | Multizone All Non-Ducted | 19000 | 12000 | 2.79 | 13990 | 2.15
PAYNE |  | 208447903 | HRCU-A-CB | 38MURAQ18AB3 | 40MUAAQ18XA3 | Singlezone Ducted, Centrally Ducted | 19000 | 13500 | 2.5 | 18000 | 2
PERFECTAIRE | 3PAMS | 207614055 | HRCU-A-CB-O | 3PAMSHH12-SZO | 3PAMSHH12-UVW | Singlezone Non-Ducted, Wall Placement | 12000 | 10300 | 2.56 | 12113 | 1.9
PERFECTAIRE | 3PAMS | 207614054 | HRCU-A-CB-O | 3PAMSHH09-SZO | 3PAMSHH09-UVW | Singlezone Non-Ducted, Wall Placement | 12000 | 9300 | 2.5 | 11300 | 1.9
PERFECTAIRE |  | 207657335 | HMSR-A-CB-O | 3PAMS18-HH-MZO2 |  | Multizone All Non-Ducted | 20000 | 13500 | 2.5 | 20000 | 2
PERFECTAIRE |  | 202585746 | HMSR-A-CB-O | 2PAMSH27-MZO3 |  | Multizone All Non-Ducted | 28000 | 17200 | 2.82 | 16820 | 1.95
PERFECTAIRE |  | 205653642 | HRCU-A-CB-O | 3PAMSHQCO12 | 3PAMSHQCW12 | Singlezone Non-Ducted, Wall Placement | 13000 | 7500 | 2.71 | 7377 | 2.08
PERFECTAIRE |  | 205653643 | HRCU-A-CB-O | 3PAMSHQCO18 | 3PAMSHQCW18 | Singlezone Non-Ducted, Wall Placement | 19000 | 11600 | 3.01 | 13146 | 2.11
PERFECTAIRE |  | 207192288 | HRCU-A-CB | 1PAMSHH09-SZO-25 | 2PAMSDH09 | Singlezone Ducted, Compact Ducted | 10000 | 7200 | 2.74 | 8300 | 2.06
PERFECTAIRE |  | 207192283 | HRCU-A-CB-O | 2PAMSH18-MZO | 2PAMSH18-MZW | Singlezone Non-Ducted, Wall Placement | 18000 | 10400 | 2.72 | 10953 | 1.9
PERFECTAIRE |  | 206348127 | HRCU-A-CB | 1KARDA24SZO20.5 | 2PAMSDH24 | Singlezone Ducted, Compact Ducted | 25000 | 21000 | 2.64 | 27000 | 2
PERFECTAIRE |  | 207192291 | HRCU-A-CB | 1PAMSHH24-SZW-20.5 | 2PAMSDH24 | Singlezone Ducted, Compact Ducted | 25000 | 21000 | 2.64 | 27000 | 2
PERFECTAIRE |  | 207796636 | HRCU-A-CB | 3PAMSHH24-SZO | 3PAMSDH24 | Singlezone Ducted, Compact Ducted | 25000 | 21000 | 2.64 | 27000 | 2
PERFECTAIRE |  | 207796635 | HRCU-A-CB-O | 3PAMSHH24-SZO | 3PAMSCH24 | Singlezone Non-Ducted, Wall Placement | 25000 | 21000 | 2.64 | 26000 | 1.95
PERFECTAIRE | 3PAMS | 207657337 | HMSV-A-CB | 3PAMS18-HH-MZO2 |  | Multizone Mix of Ducted and Non-Ducted | 20000 | 14700 | 2.55 | 20000 | 1.98
PERFECTAIRE | 3PAMS | 207657349 | HMSV-A-CB | 3PAMSH18-MZO2 |  | Multizone Mix of Ducted and Non-Ducted | 19000 | 14600 | 2.5 | 14000 | 2.17
PERFECTAIRE | 3PAHH series | 211253523 | HRCU-A-CB | 3PAHHSD18-SZO | 3PAHHSD18-AHU | Singlezone Ducted, Centrally Ducted | 19000 | 13500 | 2.6 | 18629 | 2.04
PERFECTAIRE | 3PAHH series | 211253524 | HRCU-A-CB | 3PAHHSD24-SZO | 3PAHHSD24-AHU | Singlezone Ducted, Centrally Ducted | 24000 | 19200 | 2.5 | 24071 | 1.91
PERFECTAIRE | 3PAHH series | 211253528 | HRCU-A-CB | 3PAHHSD60-SZO | 3PAHHSD60-AHU | Singlezone Ducted, Centrally Ducted | 59000 | 42000 | 2.6 | 54356 | 1.91
PERFECTAIRE |  | 211253533 | HMSV-A-CB | 3PAMS55-HH-MZO5 |  | Multizone All Ducted | 55000 | 35200 | 2.5 | 47000 | 1.94
PERFECTAIRE |  | 211253535 | HRCU-A-CB-O | 3PAMSHH06-SZO | 3PAMSHH06-UVW | Singlezone Non-Ducted, Wall Placement | 7000 | 7500 | 2.5 | 7200 | 1.92
PERFECTAIRE |  | 207796630 | HRCU-A-CB | 3PAMSHH12-SZO | 3PAMSDH12 | Singlezone Ducted, Compact Ducted | 12500 | 10600 | 2.51 | 12100 | 1.96
PERFECTAIRE |  | 207796629 | HRCU-A-CB-O | 3PAMSHH12-SZO | 3PAMSCH12 | Singlezone Non-Ducted, Ceiling Placement | 12000 | 9900 | 2.55 | 11500 | 1.9
PERFECTAIRE |  | 210410111 | HRCU-A-CB-O | 3PAMSHH12-SZO | 3PAMSCONH12-2 | Singlezone Non-Ducted, Wall Placement | 12000 | 10200 | 2.72 | 12300 | 2.1
PERFECTAIRE |  | 207657336 | HMSV-A-CB | 3PAMS18-HH-MZO2 |  | Multizone All Ducted | 20000 | 16000 | 2.61 | 20000 | 1.95
PIONEER | YN series | 208101240 | HRCU-A-CB-O | YN018GMFI22RPE | WS018GMFI22HLE | Singlezone Non-Ducted, Wall Placement | 18000 | 14000 | 2.61 | 12600 | 2.35
PIONEER |  | 208121961 | HMSR-A-CB-O | YN020GMFI22M2E |  | Multizone All Non-Ducted | 19000 | 14400 | 2.5 | 14000 | 2.22
PIONEER |  | 8819851 | HRCU-A-CB-O | YN018GMFI22RPD | WS018GMFI22HLD | Singlezone Non-Ducted, Wall Placement | 18000 | 10400 | 2.72 | 10953 | 1.9
PIONEER |  | 208141954 | HRCU-A-CB | YN024GMFI22RPE | RB024GMFILDFHD | Singlezone Ducted, Compact Ducted | 25000 | 20000 | 2.61 | 20000 | 2.3
PIONEER | Diamante Ultra | 207698169 | HMSV-A-CB | YN040GLFI22M4D | YN040GLFI22M4D | Multizone All Non-Ducted | 35000 | 23000 | 2.87 | 23200 | 2.12
PIONEER | Diamante Ultra | 207698163 | HMSV-A-CB | YN030GLFI22M3D | YN030GLFI22M3D | Multizone All Non-Ducted | 26000 | 16400 | 2.67 | 16250 | 2.27
PIONEER | Diamante Ultra | 207743771 | HRCU-A-CB-O | YN024GLFI22RPD | WT024GLFI22HLD | Singlezone Non-Ducted, Wall Placement | 24000 | 13900 | 2.75 | 16720 | 2.01
PIONEER | Diamante Ultra | 207743770 | HRCU-A-CB-O | YN018GLFI22RPD | WT018GLFI22HLD | Singlezone Non-Ducted, Wall Placement | 18000 | 10000 | 2.85 | 12600 | 2.21
PIONEER |  | 208121947 | HRCU-A-CB-O | YN024GMFI20RPD | CB024GMFILDFHE | Singlezone Non-Ducted, Wall Placement | 25000 | 19000 | 2.6 | 18900 | 1.96
PIONEER |  | 208191864 | HRCU-A-CB-O | YN024GMFI22RPE | CB024GMFILDFHE | Singlezone Non-Ducted, Wall Placement | 25000 | 19000 | 2.6 | 18900 | 1.96
PIONEER | YN series | 208121963 | HMSV-A-CB | YN020GMFI22M2E |  | Multizone Mix of Ducted and Non-Ducted | 19000 | 14600 | 2.5 | 14000 | 2.17
PIONEER |  | 208141955 | HRCU-A-CB-O | YN012GMFI22RPE | FB012GMFILDFHE | Singlezone Non-Ducted, Wall Placement | 12000 | 9000 | 2.69 | 8400 | 2.26
PIONEER |  | 208141952 | HRCU-A-CB | YN012GMFI22RPE | RB012GMFILDFHD | Singlezone Ducted, Compact Ducted | 12000 | 9300 | 2.78 | 8400 | 2.26
PIONEER |  | 208141951 | HRCU-A-CB | YN009GMFI22RPE | RB009GMFILDFHD | Singlezone Ducted, Compact Ducted | 10000 | 7700 | 2.59 | 8000 | 2.09
PIONEER |  | 208191861 | HRCU-A-CB-O | YN012GMFI22RPE | CB012GMFILCFHD | Singlezone Non-Ducted, Ceiling Placement | 12000 | 8900 | 2.75 | 8000 | 2.28
PIONEER |  | 208121945 | HRCU-A-CB-O | YN012GMFI20RPD | CB012GMFILCFHD | Singlezone Non-Ducted, Ceiling Placement | 12000 | 8900 | 2.75 | 8000 | 2.28
PIONEER | Hyperformance | 211583711 | HRCU-A-CB-O | YN009GHFI25RPH | WF009GHFI25HLH | Singlezone Non-Ducted, Wall Placement | 10000 | 5500 | 2.93 | 8600 | 1.94
PIONEER |  | 208121965 | HMSV-A-CB | YN030GMFI22M3E |  | Multizone All Ducted | 28000 | 22000 | 2.6 | 20000 | 2.14
POLARWAVE | EZ Series | 214810606 | HRCU-A-CB-O | EZ-18ZPL-HP230 | EZ-18W-M | Singlezone Non-Ducted, Wall Placement | 18000 | 13800 | 2.54 | 11700 | 2.05
POLARWAVE | EZ Series | 214810605 | HRCU-A-CB-O | EZ-12ZPL-HP115 | EZ-12WPL-HP115 | Singlezone Non-Ducted, Wall Placement | 12000 | 7500 | 2.59 | 6400 | 1.95
POLARWAVE | ACIQ series | 212394345 | HRCU-A-C | ACIQ-24-HPB | ACIQ-24-ACL | Singlezone Ducted, Centrally Ducted | 25000 | 21000 | 2.58 | 20000 | 1.95
POLARWAVE | ACIQ series | 212394344 | HRCU-A-C | ACIQ-18-HPB | ACIQ-18-ACL | Singlezone Ducted, Centrally Ducted | 19000 | 14700 | 2.6 | 15000 | 2.2
POLARWAVE | ACIQ series | 213433291 | HRCU-A-CB | ACIQ-24-HPB | ACIQ-24W-P | Singlezone Ducted, Centrally Ducted | 27400 | 19200 | 2.61 | 24000 | 1.91
POLARWAVE | ACIQ series | 213433290 | HRCU-A-CB | ACIQ-18-HPB | ACIQ-18W-P | Singlezone Ducted, Centrally Ducted | 19000 | 13500 | 2.6 | 18000 | 2
POLARWAVE | ACIQ series | 213433286 | HRCU-A-CB | ACIQ-18-HPB | ACIQ-18W-WM | Singlezone Ducted, Centrally Ducted | 19000 | 15800 | 2.82 | 18800 | 2.3
POLARWAVE | ACIQ series | 213433287 | HRCU-A-CB | ACIQ-24-HPB | ACIQ-24W-WM | Singlezone Ducted, Centrally Ducted | 26000 | 20000 | 2.7 | 24000 | 2
POLARWAVE | ACIQ series | 213492156 | HRCU-A-C | ACIQ-18-HPB | ACIQ-24-ACL | Singlezone Ducted, Centrally Ducted | 19000 | 14700 | 2.6 | 15000 | 2.2
POLARWAVE | ACIQ | 212316119 | HMSV-A-CB | ACIQ-55Z-HH-M5B |  | Multizone Mix of Ducted and Non-Ducted | 55000 | 34800 | 2.5 | 47000 | 1.94
POLARWAVE | ES SERIES | 212316125 | HMSV-A-CB | ES-27Z-M3B |  | Multizone Mix of Ducted and Non-Ducted | 28000 | 21400 | 2.55 | 20000 | 2.13
POLARWAVE | ACIQ | 212316087 | HMSV-A-CB | ACIQ-18Z-HH-M2B |  | Multizone Mix of Ducted and Non-Ducted | 20000 | 15500 | 2.55 | 20000 | 1.95
POLARWAVE | ES SERIES | 212316122 | HMSV-A-CB | ES-18Z-M2B |  | Multizone Mix of Ducted and Non-Ducted | 19000 | 14500 | 2.5 | 14000 | 2.17
PREMIUM LEVELLA | PIAW series | 214232461 | HRCU-A-CB-O | PIAW1232580B | PIAW1232579A | Singlezone Non-Ducted, Wall Placement | 12000 | 10300 | 2.56 | 12113 | 1.9
PREMIUM LEVELLA | PIAW series | 214232463 | HRCU-A-CB-O | PIAW932580B | PIAW932579A | Singlezone Non-Ducted, Wall Placement | 12000 | 9300 | 2.5 | 11300 | 1.9
PREMIUM LEVELLA | PIACWMZ series | 214717543 | HRCU-A-CB-O | PIACWMZ9082280B | PIACWMZ9082279A | Singlezone Non-Ducted, Ceiling Placement | 11000 | 8000 | 2.66 | 8500 | 2.37
RHEEM |  | 214066927 | HRCU-A-CB | RD17AZ36AJ3N | RCFZ3621MTANM | Singlezone Ducted, Centrally Ducted | 34200 | 23000 | 2.7 | 17900 | 2.3
RHEEM |  | 214066911 | HRCU-A-CB | RD17AZ36AJ3N | RCFZ3621MTANM | Singlezone Ducted, Centrally Ducted | 34200 | 23000 | 2.7 | 17900 | 2.3
RHEEM |  | 214066888 | HRCU-A-CB | RD17AZ36AJ3N | RCFZ3621MTANM | Singlezone Ducted, Centrally Ducted | 34200 | 23200 | 2.7 | 18000 | 2.3
RHEEM |  | 214066881 | HRCU-A-CB | RD17AZ36AJ3N | RCFZ3621MTANM | Singlezone Ducted, Centrally Ducted | 34200 | 23200 | 2.7 | 18000 | 2.3
RHEEM |  | 214066868 | HRCU-A-CB | RD17AZ36AJ3N | RCFZ3621MTANM | Singlezone Ducted, Centrally Ducted | 34200 | 23000 | 2.7 | 17900 | 2.3
RHEEM |  | 214066852 | HRCU-A-CB | RD17AZ36AJ3N | RCFZ3621MTANM | Singlezone Ducted, Centrally Ducted | 34200 | 23000 | 2.7 | 17900 | 2.3
RHEEM |  | 214066823 | HRCU-A-CB | RD17AZ36AJ3N | RCFZ3621MTANM | Singlezone Ducted, Centrally Ducted | 34200 | 23200 | 2.7 | 17900 | 2.3
RHEEM |  | 214066803 | HRCU-A-CB | RD17AZ36AJ3N | RCFZ3621MTANM | Singlezone Ducted, Centrally Ducted | 34200 | 23000 | 2.7 | 17900 | 2.3
RHEEM |  | 214066779 | HRCU-A-CB | RD17AZ36AJ3N | RCFZ3621MTANM | Singlezone Ducted, Centrally Ducted | 34200 | 23000 | 2.7 | 17900 | 2.3
RHEEM |  | 214066758 | HRCU-A-CB | RD17AZ36AJ3N | RCFZ3621MTANM | Singlezone Ducted, Centrally Ducted | 34200 | 23000 | 2.7 | 17900 | 2.3
RHEEM |  | 214066702 | HRCU-A-CB | RD17AZ36AJ3N | RCFZ3621MTANM | Singlezone Ducted, Centrally Ducted | 34200 | 23200 | 2.7 | 17900 | 2.3
RHEEM |  | 214066671 | HRCU-A-CB | RD17AZ36AJ3N | RCFZ3621MTANM | Singlezone Ducted, Centrally Ducted | 34200 | 23200 | 2.7 | 18000 | 2.3
RHEEM |  | 214066656 | HRCU-A-CB | RD17AZ36AJ3N | RCFZ3621MTANM | Singlezone Ducted, Centrally Ducted | 34200 | 23200 | 2.7 | 17900 | 2.3
RHEEM |  | 214066650 | HRCU-A-CB | RD17AZ36AJ3N | RCFZ3621MTANM | Singlezone Ducted, Centrally Ducted | 34200 | 23000 | 2.7 | 17900 | 2.3
RHEEM |  | 214066633 | HRCU-A-CB | RD17AZ36AJ3N | RCFZ3621MTANM | Singlezone Ducted, Centrally Ducted | 34200 | 23200 | 2.7 | 17900 | 2.3
RHEEM |  | 214066606 | HRCU-A-CB | RD17AZ36AJ3N | RCFZ3621MTANM | Singlezone Ducted, Centrally Ducted | 34200 | 23200 | 2.7 | 18000 | 2.3
RHEEM |  | 214066599 | HRCU-A-CB | RD17AZ36AJ3N | RCFZ3621MTANM | Singlezone Ducted, Centrally Ducted | 34200 | 23200 | 2.7 | 18000 | 2.3
RHEEM |  | 214066591 | HRCU-A-CB | RD17AZ36AJ3N | RCFZ3621MTANM | Singlezone Ducted, Centrally Ducted | 34200 | 23000 | 2.7 | 17900 | 2.3
RHEEM |  | 214066584 | HRCU-A-CB | RD17AZ36AJ3N | RCFZ3621MTANM | Singlezone Ducted, Centrally Ducted | 34200 | 23200 | 2.7 | 18000 | 2.3
RHEEM |  | 214066572 | HRCU-A-CB | RD17AZ36AJ3N | RCFZ3621MTANM | Singlezone Ducted, Centrally Ducted | 34200 | 23000 | 2.8 | 17800 | 2.3
RHEEM |  | 214066567 | HRCU-A-CB | RD17AZ36AJ3N | RCFZ3621MTANM | Singlezone Ducted, Centrally Ducted | 34200 | 23000 | 2.7 | 17900 | 2.3
RHEEM |  | 214066555 | HRCU-A-CB | RD17AZ36AJ3N | RCFZ3621MTANM | Singlezone Ducted, Centrally Ducted | 34200 | 23000 | 2.7 | 17900 | 2.3
RHEEM |  | 214066552 | HRCU-A-CB | RD17AZ36AJ3N | RCFZ3621MTANM | Singlezone Ducted, Centrally Ducted | 34200 | 23000 | 2.8 | 17800 | 2.3
RHEEM |  | 214066542 | HRCU-A-CB | RD17AZ36AJ3N | RCFZ3621MTANM | Singlezone Ducted, Centrally Ducted | 34200 | 23000 | 2.7 | 17900 | 2.3
RHEEM |  | 214066536 | HRCU-A-CB | RD17AZ36AJ3N | RCFZ3621MTANM | Singlezone Ducted, Centrally Ducted | 34200 | 31600 | 3.62 | 29800 | 1.9
RHEEM |  | 214066515 | HRCU-A-CB | RD17AZ36AJ3N | RCFZ3621MTANM | Singlezone Ducted, Centrally Ducted | 34200 | 23200 | 2.7 | 17900 | 2.3
RHEEM |  | 214066503 | HRCU-A-CB | RD17AZ36AJ3N | RCFZ3621MTAAM | Singlezone Ducted, Centrally Ducted | 34200 | 23400 | 2.8 | 18100 | 2.3
RHEEM |  | 214066500 | HRCU-A-CB | RD17AZ36AJ3N | RCFZ3621MTAAM | Singlezone Ducted, Centrally Ducted | 34200 | 23400 | 2.8 | 18100 | 2.3
RHEEM |  | 214066499 | HRCU-A-CB | RD17AZ36AJ3N | RCFZ3621MTAAM | Singlezone Ducted, Centrally Ducted | 34200 | 23600 | 2.7 | 18200 | 2.3
RHEEM |  | 214066493 | HRCU-A-CB | RD17AZ36AJ3N | RCFZ3621MTANM | Singlezone Ducted, Centrally Ducted | 34200 | 23400 | 2.72 | 18100 | 2.3
RHEEM |  | 214066466 | HRCU-A-CB | RD17AZ36AJ3N | RCFZ3621MTANM | Singlezone Ducted, Centrally Ducted | 34200 | 23400 | 2.72 | 18100 | 2.3
RHEEM |  | 214066445 | HRCU-A-CB | RD17AZ36AJ3N | RH2TZ3621MTANN | Singlezone Ducted, Centrally Ducted | 34200 | 22800 | 2.77 | 17800 | 2.3
RHEEM |  | 214066444 | HRCU-A-CB | RD17AZ36AJ3N | RH2TZ3621MTANA | Singlezone Ducted, Centrally Ducted | 34200 | 23200 | 2.7 | 18000 | 2.3
RHEEM |  | 214075564 | HRCU-A-CB | RD17AZ24AJ3N | RCFZ2417MTANM | Singlezone Ducted, Centrally Ducted | 22600 | 19000 | 3.2 | 16900 | 2
RHEEM |  | 214075562 | HRCU-A-CB | RD17AZ24AJ3N | RCFZ2417MTANM | Singlezone Ducted, Centrally Ducted | 22600 | 18900 | 3.22 | 16800 | 2
RHEEM |  | 214075559 | HRCU-A-CB | RD17AZ24AJ3N | RCFZ2417MTANM | Singlezone Ducted, Centrally Ducted | 22600 | 19000 | 3.2 | 16900 | 2
RHEEM |  | 214075546 | HRCU-A-CB | RD17AZ24AJ3N | RCFZ2417MTANM | Singlezone Ducted, Centrally Ducted | 22600 | 19000 | 3.2 | 16900 | 2
RHEEM |  | 214075542 | HRCU-A-CB | RD17AZ24AJ3N | RCFZ2417MTANM | Singlezone Ducted, Centrally Ducted | 22600 | 19000 | 3.08 | 17000 | 2
RHEEM |  | 214075530 | HRCU-A-CB | RD17AZ24AJ3N | RCFZ2417MTANM | Singlezone Ducted, Centrally Ducted | 22400 | 19100 | 3.08 | 17100 | 2
RHEEM |  | 214075529 | HRCU-A-CB | RD17AZ24AJ3N | RCFZ2417MTANM | Singlezone Ducted, Centrally Ducted | 22600 | 19000 | 3.2 | 16900 | 2
RHEEM |  | 214075527 | HRCU-A-CB | RD17AZ24AJ3N | RCFZ2417MTANM | Singlezone Ducted, Centrally Ducted | 22600 | 18900 | 3.22 | 16800 | 2.1
RHEEM |  | 214075526 | HRCU-A-CB | RD17AZ24AJ3N | RCFZ2417MTANM | Singlezone Ducted, Centrally Ducted | 22600 | 19000 | 3.2 | 16900 | 2
RHEEM |  | 214075517 | HRCU-A-CB | RD17AZ24AJ3N | RCFZ2417MTANM | Singlezone Ducted, Centrally Ducted | 22600 | 19000 | 3.2 | 16900 | 2
RHEEM |  | 214075515 | HRCU-A-CB | RD17AZ24AJ3N | RCFZ2417MTANM | Singlezone Ducted, Centrally Ducted | 22600 | 19000 | 3.2 | 16900 | 2
RHEEM |  | 214075511 | HRCU-A-CB | RD17AZ24AJ3N | RCFZ2417MTANM | Singlezone Ducted, Centrally Ducted | 22600 | 18900 | 3.22 | 16800 | 2.1
RHEEM |  | 214075508 | HRCU-A-CB | RD17AZ24AJ3N | RCFZ2417MTANM | Singlezone Ducted, Centrally Ducted | 22600 | 19000 | 3.2 | 16900 | 2
RHEEM |  | 214075506 | HRCU-A-CB | RD17AZ24AJ3N | RCFZ2417MTANM | Singlezone Ducted, Centrally Ducted | 22600 | 18900 | 3.22 | 16800 | 2.1
RHEEM |  | 214075502 | HRCU-A-CB | RD17AZ24AJ3N | RCFZ2417MTANM | Singlezone Ducted, Centrally Ducted | 22600 | 19000 | 3.2 | 16900 | 2
RHEEM |  | 214075488 | HRCU-A-CB | RD17AZ24AJ3N | RCFZ2417MTANM | Singlezone Ducted, Centrally Ducted | 22600 | 19000 | 3.2 | 16900 | 2
RHEEM |  | 214075485 | HRCU-A-CB | RD17AZ24AJ3N | RCFZ2417MTANM | Singlezone Ducted, Centrally Ducted | 22600 | 19000 | 3.08 | 17000 | 2
RHEEM |  | 214075482 | HRCU-A-CB | RD17AZ24AJ3N | RCFZ2417MTANM | Singlezone Ducted, Centrally Ducted | 22400 | 19000 | 3.06 | 17000 | 2
RHEEM |  | 214075479 | HRCU-A-CB | RD17AZ24AJ3N | RCFZ2417MTANM | Singlezone Ducted, Centrally Ducted | 22600 | 18800 | 3.22 | 16800 | 2.1
RHEEM |  | 214075476 | HRCU-A-CB | RD17AZ24AJ3N | RCFZ2417MTANM | Singlezone Ducted, Centrally Ducted | 22600 | 19000 | 3.2 | 16900 | 2
RHEEM |  | 214075475 | HRCU-A-CB | RD17AZ24AJ3N | RCFZ2417MTANM | Singlezone Ducted, Centrally Ducted | 22600 | 19000 | 3.2 | 16900 | 2
RHEEM |  | 214075469 | HRCU-A-CB | RD17AZ24AJ3N | RCFZ2417MTANM | Singlezone Ducted, Centrally Ducted | 22600 | 19000 | 3.2 | 16900 | 2
RHEEM |  | 214075466 | HRCU-A-CB | RD17AZ24AJ3N | RCFZ2417MTANM | Singlezone Ducted, Centrally Ducted | 22600 | 18900 | 3.22 | 16800 | 2.1
RHEEM |  | 214075463 | HRCU-A-CB | RD17AZ24AJ3N | RCFZ2417MTANM | Singlezone Ducted, Centrally Ducted | 22400 | 19100 | 3.08 | 17000 | 2
RHEEM |  | 214075457 | HRCU-A-CB | RD17AZ24AJ3N | RCFZ2417MTANM | Singlezone Ducted, Centrally Ducted | 22600 | 18800 | 3.22 | 16800 | 2.1
RHEEM |  | 214075442 | HRCU-A-CB | RD17AZ24AJ3N | RCFZ2417MTANM | Singlezone Ducted, Centrally Ducted | 22600 | 19000 | 3.2 | 16900 | 2
RHEEM |  | 214075440 | HRCU-A-CB | RD17AZ24AJ3N | RCFZ2417MTANM | Singlezone Ducted, Centrally Ducted | 22600 | 18900 | 3.22 | 16800 | 2.1
RHEEM |  | 214075430 | HRCU-A-CB | RD17AZ24AJ3N | RCFZ2417MTANM | Singlezone Ducted, Centrally Ducted | 22600 | 19000 | 3.2 | 16900 | 2
RHEEM |  | 214075429 | HRCU-A-CB | RD17AZ24AJ3N | RCFZ2417MTANM | Singlezone Ducted, Centrally Ducted | 22600 | 18900 | 3.24 | 16800 | 2.1
RHEEM |  | 214075426 | HRCU-A-CB | RD17AZ24AJ3N | RCFZ2417MTANM | Singlezone Ducted, Centrally Ducted | 22600 | 19000 | 3.2 | 16900 | 2
RHEEM |  | 214075415 | HRCU-A-CB | RD17AZ24AJ3N | RCFZ2417MTANM | Singlezone Ducted, Centrally Ducted | 22600 | 18900 | 3.24 | 16800 | 2.1
RHEEM |  | 214075413 | HRCU-A-CB | RD17AZ24AJ3N | RCFZ2417MTANM | Singlezone Ducted, Centrally Ducted | 22600 | 19000 | 3.08 | 17000 | 2
RHEEM |  | 214075409 | HRCU-A-CB | RD17AZ24AJ3N | RCFZ2417MTANM | Singlezone Ducted, Centrally Ducted | 22600 | 19000 | 3.2 | 16900 | 2
RHEEM |  | 214075585 | HRCU-A-CB | RD17AZ24AJ3N | RCFZ2417MTANM | Singlezone Ducted, Centrally Ducted | 22600 | 19000 | 3.2 | 16900 | 2
RHEEM |  | 214075583 | HRCU-A-CB | RD17AZ24AJ3N | RCFZ2417MTANM | Singlezone Ducted, Centrally Ducted | 22600 | 18900 | 3.24 | 16800 | 2.1
RHEEM |  | 214075570 | HRCU-A-CB | RD17AZ24AJ3N | RCFZ2417MTANM | Singlezone Ducted, Centrally Ducted | 22600 | 19000 | 3.2 | 16900 | 2
RHEEM |  | 214075568 | HRCU-A-CB | RD17AZ24AJ3N | RCFZ2417MTANM | Singlezone Ducted, Centrally Ducted | 22600 | 18900 | 3.22 | 16800 | 2
RHEEM |  | 214075566 | HRCU-A-CB | RD17AZ24AJ3N | RCFZ2417MTANM | Singlezone Ducted, Centrally Ducted | 22600 | 18900 | 3.24 | 16800 | 2.1
RHEEM |  | 214075565 | HRCU-A-CB | RD17AZ24AJ3N | RCFZ2417MTANM | Singlezone Ducted, Centrally Ducted | 22600 | 19000 | 3.2 | 16900 | 2
RHEEM |  | 214233325 | HRCU-A-CB | RD17AZ36AJ3N | RH3VZ4821STACN | Singlezone Ducted, Centrally Ducted | 34200 | 31200 | 3.79 | 29400 | 2
RHEEM |  | 214097945 | HRCU-A-CB | RD17AZ48AJ3N | RH3VZ6024STACN | Singlezone Ducted, Centrally Ducted | 45500 | 43000 | 3.76 | 40000 | 2.1
RHEEM |  | 214095455 | HRCU-A-CB | RD17AZ24AJ3N | RH3VZ3617STACN | Singlezone Ducted, Centrally Ducted | 22600 | 18700 | 3.22 | 16700 | 2.1
RHEEM |  | 214075927 | HRCU-A-CB | RD17AZ24AJ3N | RH2VZ3617STANN | Singlezone Ducted, Centrally Ducted | 22800 | 15100 | 2.6 | 11900 | 2.19
RHEEM |  | 214066465 | HRCU-A-CB | RD17AZ36AJ3N | RH2VZ3621MTANN | Singlezone Ducted, Centrally Ducted | 34200 | 23200 | 2.82 | 17900 | 2.3
RHEEM |  | 214066455 | HRCU-A-CB | RD17AZ36AJ3N | RH2VZ3621MTANA | Singlezone Ducted, Centrally Ducted | 34200 | 23400 | 2.8 | 18000 | 2.3
RHEEM |  | 208552857 | HRCU-A-CB | RP18AZ36AJVC | RHMVZ6021SEACA | Singlezone Ducted, Centrally Ducted | 32000 | 38000 | 2.5 | 40500 | 2.1
RHEEM |  | 209872699 | HRCU-A-CB | RP18AZ36AJVC | RCFZ6021SEAAM | Singlezone Ducted, Centrally Ducted | 34200 | 41000 | 2.5 | 43500 | 2.2
RHEEM |  | 209872701 | HRCU-A-CB | RP18AZ36AJVC | RCFZ6021SEAAM | Singlezone Ducted, Centrally Ducted | 34200 | 40500 | 2.5 | 43000 | 2.2
RHEEM |  | 209872702 | HRCU-A-CB | RP18AZ36AJVC | RCFZ6021SEAAM | Singlezone Ducted, Centrally Ducted | 34200 | 40500 | 2.5 | 43000 | 2.2
RHEEM |  | 209872703 | HRCU-A-CB | RP18AZ36AJVC | RCFZ6021SEAAM | Singlezone Ducted, Centrally Ducted | 34200 | 40500 | 2.5 | 43000 | 2.2
RHEEM |  | 209872704 | HRCU-A-CB | RP18AZ36AJVC | RCFZ6021SEAAM | Singlezone Ducted, Centrally Ducted | 34200 | 40500 | 2.5 | 43000 | 2.2
RHEEM |  | 209872705 | HRCU-A-CB | RP18AZ36AJVC | RCFZ6021SEAAM | Singlezone Ducted, Centrally Ducted | 34200 | 41000 | 2.5 | 43500 | 2.2
RHEEM |  | 209872706 | HRCU-A-CB | RP18AZ36AJVC | RCFZ6021SEAAM | Singlezone Ducted, Centrally Ducted | 34200 | 41000 | 2.5 | 43500 | 2.2
RHEEM |  | 209872707 | HRCU-A-CB | RP18AZ36AJVC | RCFZ6021SEAAM | Singlezone Ducted, Centrally Ducted | 34200 | 40500 | 2.5 | 43000 | 2.2
RHEEM |  | 209872708 | HRCU-A-CB | RP18AZ36AJVC | RCFZ6021SEAAM | Singlezone Ducted, Centrally Ducted | 34200 | 41000 | 2.5 | 43500 | 2.2
RHEEM |  | 210589387 | HRCU-A-CB | RP18AZ36AJVC | RCFZ6021SEAAM | Singlezone Ducted, Centrally Ducted | 34200 | 40500 | 2.5 | 43000 | 2.2
RHEEM |  | 210589388 | HRCU-A-CB | RP18AZ36AJVC | RCFZ6021SEAAM | Singlezone Ducted, Centrally Ducted | 34200 | 40500 | 2.5 | 43000 | 2.2
RHEEM |  | 210589389 | HRCU-A-CB | RP18AZ36AJVC | RCFZ6021SEAAM | Singlezone Ducted, Centrally Ducted | 34200 | 40500 | 2.5 | 43000 | 2.2
RHEEM |  | 210589390 | HRCU-A-CB | RP18AZ36AJVC | RCFZ6021SEAAM | Singlezone Ducted, Centrally Ducted | 34200 | 40500 | 2.5 | 43000 | 2.2
RHEEM |  | 210589391 | HRCU-A-CB | RP18AZ36AJVC | RCFZ6021SEAAM | Singlezone Ducted, Centrally Ducted | 34200 | 40500 | 2.5 | 43000 | 2.2
RHEEM |  | 212609342 | HRCU-A-CB | RP18AZ36AJVC | RCFZ6021SEAAM | Singlezone Ducted, Centrally Ducted | 34200 | 40500 | 2.5 | 43000 | 2.2
RHEEM |  | 212609344 | HRCU-A-CB | RP18AZ36AJVC | RCFZ6021SEAAM | Singlezone Ducted, Centrally Ducted | 34200 | 41000 | 2.5 | 43500 | 2.2
RHEEM |  | 212609350 | HRCU-A-CB | RP18AZ36AJVC | RCFZ6021SEAAM | Singlezone Ducted, Centrally Ducted | 34200 | 40500 | 2.5 | 43000 | 2.2
RHEEM |  | 212609359 | HRCU-A-CB | RP18AZ36AJVC | RCFZ6021SEAAM | Singlezone Ducted, Centrally Ducted | 34200 | 40500 | 2.5 | 43000 | 2.2
RHEEM |  | 212609365 | HRCU-A-CB | RP18AZ36AJVC | RCFZ6021SEAAM | Singlezone Ducted, Centrally Ducted | 34200 | 40500 | 2.5 | 43000 | 2.2
RHEEM |  | 212609368 | HRCU-A-CB | RP18AZ36AJVC | RCFZ6021SEAAM | Singlezone Ducted, Centrally Ducted | 34200 | 40500 | 2.5 | 43000 | 2.2
RHEEM |  | 213163990 | HRCU-A-CB | RP18AZ36AJVC | RCFZ6021SEAAM | Singlezone Ducted, Centrally Ducted | 34200 | 40500 | 2.5 | 43000 | 2.2
RHEEM | Endeavor | 211044463 | HMSV-A-CB | RO3HFZ24AJ1H |  | Multizone All Non-Ducted | 25000 | 15400 | 2.61 | 25500 | 2.09
RHEEM | Endeavor | 211781753 | HRCU-A-CB | RD16AZ30AJHUA | RHMVZ3021SNAUNJ | Singlezone Ducted, Centrally Ducted | 32000 | 21600 | 3.03 | 33000 | 1.93
RHEEM | Endeavor | 210824765 | HMSV-A-CB | RO4HFZ36AJ1H |  | Multizone All Non-Ducted | 36400 | 21400 | 2.64 | 36407 | 2.02
RHEEM | Endeavor | 210824722 | HRCU-A-CB | RO1HHZ12AJ8S | RIMHHZ12AJ8S | Singlezone Ducted, Centrally Ducted | 16000 | 10500 | 3.05 | 16000 | 2.08
RHEEM | Endeavor | 210368094 | HRCU-A-CB-O | RO1HHZ09AJ2H | RIWHHZ09AJ2S | Singlezone Non-Ducted, Wall Placement | 12000 | 7400 | 3.19 | 9480 | 2.17
RHEEM | Endeavor | 210368114 | HRCU-A-CB-O | RO1HHZ18AJ2S | RIWHHZ18AJ2S | Singlezone Non-Ducted, Wall Placement | 21600 | 13600 | 3.11 | 21600 | 2.01
RHEEM | Endeavor | 210368112 | HRCU-A-CB-O | RO1HHZ09AJ3S | RIWHHZ09AJ3S | Singlezone Non-Ducted, Wall Placement | 10000 | 6200 | 2.8 | 6700 | 2.07
RHEEM | Endeavor | 210824705 | HRCU-A-CB-O | RO1HHZ09AJ8S | RICHHZ09AJ8S | Singlezone Non-Ducted, Ceiling Placement | 12000 | 7800 | 3.17 | 10120 | 2.23
RHEEM | Endeavor | 210824712 | HRCU-A-CB-O | RO1HHZ12AJ8S | RICHHZ12AJ8S | Singlezone Non-Ducted, Ceiling Placement | 16000 | 10700 | 2.99 | 16000 | 2.08
RHEEM | Endeavor | 210824718 | HRCU-A-CB-O | RO1HHZ18AJ8S | RICHHZ18AJ8S | Singlezone Non-Ducted, Ceiling Placement | 21600 | 14700 | 2.93 | 17500 | 2.33
RHEEM | Endeavor | 210368088 | HRCU-A-CB-O | RO1HFZ18AJ2H | RIWHFZ18AJ2S | Singlezone Non-Ducted, Wall Placement | 21600 | 14600 | 3.01 | 21600 | 2.3
RHEEM | Endeavor | 210368078 | HRCU-A-CB-O | RO1HFZ12AJ2S | RIFHFZ12AJ2S | Singlezone Non-Ducted, Floor Placement | 16000 | 10600 | 2.61 | 15000 | 2.03
RHEEM | Endeavor | 210368090 | HRCU-A-CB-O | RO1HFZ24AJ2H | RIWHFZ24AJ2S | Singlezone Non-Ducted, Wall Placement | 25200 | 18000 | 2.5 | 25220 | 2.06
RHEEM | Endeavor | 210368128 | HRCU-A-CB-O | RO1HHZ12AJ2S | RIWHHZ12AJ2S | Singlezone Non-Ducted, Wall Placement | 14500 | 8800 | 3.03 | 10700 | 2.45
RHEEM | Endeavor | 211781747 | HRCU-A-CB-O | RO1HHZ18AJ8S | RISHHZ18AJ8S | Singlezone Non-Ducted, Ceiling Placement | 21600 | 15800 | 2.91 | 16800 | 2.22
RHEEM | Endeavor | 211781748 | HRCU-A-CB-O | RO1HHZ24AJ8S | RISHHZ24AJ8S | Singlezone Non-Ducted, Ceiling Placement | 27000 | 17500 | 3.07 | 23600 | 2.08
RHEEM | Endeavor | 211781751 | HRCU-A-CB | RD16AZ24AJVUA | RHMVZ2421MNAUNJ | Singlezone Ducted, Centrally Ducted | 27000 | 18700 | 2.85 | 23000 | 1.94
RHEEM | Endeavor | 211781739 | HRCU-A-CB | RO1HHZ18AJ8S | RIMHHZ18AJ8S | Singlezone Ducted, Compact Ducted | 21600 | 15500 | 2.89 | 16800 | 2.12
RHEEM | Endeavor | 211781740 | HRCU-A-CB | RO1HHZ24AJ8S | RIMHHZ24AJ8S | Singlezone Ducted, Compact Ducted | 27000 | 18100 | 2.9 | 23200 | 2
RHEEM | Endeavor | 211781743 | HRCU-A-CB-O | RO1HHZ18AJ8S | RIGHHZ18AJ8S | Singlezone Non-Ducted, Ceiling Placement | 21600 | 15100 | 3.01 | 16800 | 2.24
RHEEM | Endeavor | 211781744 | HRCU-A-CB-O | RO1HHZ24AJ8S | RIGHHZ24AJ8S | Singlezone Non-Ducted, Ceiling Placement | 27000 | 18000 | 3.08 | 23600 | 2.12
RHEEM | Endeavor | 211781745 | HRCU-A-CB-O | RO1HHZ30AJ8S | RIGHHZ30AJ8S | Singlezone Non-Ducted, Ceiling Placement | 32000 | 20800 | 3.17 | 28000 | 2.12
RHEEM | Endeavor | 210368092 | HRCU-A-CB-O | RO1HFZ30AJ2H | RIWHFZ30AJ2S | Singlezone Non-Ducted, Wall Placement | 32000 | 18900 | 2.56 | 32030 | 2.06
RHEEM | Endeavor | 210368076 | HRCU-A-CB-O | RO1HFZ09AJ2S | RIFHFZ09AJ2S | Singlezone Non-Ducted, Floor Placement | 12000 | 7500 | 2.82 | 14220 | 1.98
RHEEM | Endeavor | 210368080 | HRCU-A-CB-O | RO1HFZ15AJ2S | RIFHFZ15AJ2S | Singlezone Non-Ducted, Floor Placement | 18000 | 11600 | 2.62 | 18960 | 1.91
RHEEM | Endeavor | 210368084 | HRCU-A-CB-O | RO1HFZ12AJ2H | RIFHFZ12AJ2S | Singlezone Non-Ducted, Floor Placement | 16000 | 10600 | 2.61 | 15050 | 1.9
RHEEM | Endeavor | 210368108 | HRCU-A-CB-O | RO1HGZ15AJ1H | RIWHGZ15AJ1S | Singlezone Non-Ducted, Wall Placement | 18000 | 11200 | 3.16 | 21000 | 2.12
RHEEM | Endeavor | 210368098 | HRCU-A-CB-O | RO1HGZ09AJ1S | RIWHGZ09AJ1S | Singlezone Non-Ducted, Wall Placement | 12000 | 7400 | 3.61 | 15400 | 2.15
RHEEM | Endeavor | 210368100 | HRCU-A-CB-O | RO1HGZ09AJ1H | RIWHGZ09AJ1S | Singlezone Non-Ducted, Wall Placement | 12000 | 7400 | 3.5 | 15400 | 2.01
RHEEM | Endeavor | 210368106 | HRCU-A-CB-O | RO1HGZ15AJ1S | RIWHGZ15AJ1S | Singlezone Non-Ducted, Wall Placement | 18000 | 11200 | 3.25 | 21000 | 2.24
RHEEM | Endeavor | 210368126 | HRCU-A-CB-O | RO1HHZ09AJ2S | RIWHHZ09AJ2S | Singlezone Non-Ducted, Wall Placement | 12000 | 7400 | 3.19 | 10200 | 2.35
RHEEM | Endeavor | 210368116 | HRCU-A-CB-O | RO1HHZ24AJ2S | RIWHHZ24AJ2S | Singlezone Non-Ducted, Wall Placement | 25200 | 15700 | 3.05 | 25500 | 2.08
RHEEM | Endeavor | 210368102 | HRCU-A-CB-O | RO1HGZ12AJ1S | RIWHGZ12AJ1S | Singlezone Non-Ducted, Wall Placement | 16000 | 10000 | 3.33 | 16600 | 2.32
RHEEM | Endeavor | 210368104 | HRCU-A-CB-O | RO1HGZ12AJ1H | RIWHGZ12AJ1S | Singlezone Non-Ducted, Wall Placement | 16000 | 10000 | 3.22 | 16600 | 2.16
RUNTRU |  | 207642984 | HRCU-A-CB-O | M4THS2309A11N** | M4MHW2309A1N0** | Singlezone Non-Ducted, Ceiling Placement | 11000 | 7300 | 2.61 | 9000 | 1.93
RUNTRU |  | 207642986 | HRCU-A-CB-O | M4THS2312A11N** | M4MHW2312A1N0** | Singlezone Non-Ducted, Ceiling Placement | 12000 | 7700 | 2.59 | 9200 | 1.93
RUNTRU |  | 210488274 | HMSR-A-CB-O | M4THM1918A12N** |  | Multizone All Non-Ducted | 18000 | 14700 | 2.63 | 13600 | 2.23
RUSSELL |  | 214066929 | HRCU-A-CB | RD17AZ36AJ3N | TCFZ3621MTANM | Singlezone Ducted, Centrally Ducted | 34200 | 23000 | 2.8 | 17800 | 2.3
RUSSELL |  | 214066925 | HRCU-A-CB | RD17AZ36AJ3N | TCFZ3621MTANM | Singlezone Ducted, Centrally Ducted | 34200 | 23000 | 2.7 | 17900 | 2.3
RUSSELL |  | 214066897 | HRCU-A-CB | RD17AZ36AJ3N | TCFZ3621MTANM | Singlezone Ducted, Centrally Ducted | 34200 | 23200 | 2.7 | 18000 | 2.3
RUSSELL |  | 214066894 | HRCU-A-CB | RD17AZ36AJ3N | TCFZ3621MTANM | Singlezone Ducted, Centrally Ducted | 34200 | 23000 | 2.7 | 17900 | 2.3
RUSSELL |  | 214066880 | HRCU-A-CB | RD17AZ36AJ3N | TCFZ3621MTANM | Singlezone Ducted, Centrally Ducted | 34200 | 31400 | 3.65 | 29600 | 1.9
RUSSELL |  | 214066861 | HRCU-A-CB | RD17AZ36AJ3N | TCFZ3621MTANM | Singlezone Ducted, Centrally Ducted | 34200 | 23200 | 2.7 | 17900 | 2.3
RUSSELL |  | 214066821 | HRCU-A-CB | RD17AZ36AJ3N | TCFZ3621MTANM | Singlezone Ducted, Centrally Ducted | 34200 | 23000 | 2.7 | 17900 | 2.3
RUSSELL |  | 214066802 | HRCU-A-CB | RD17AZ36AJ3N | TCFZ3621MTANM | Singlezone Ducted, Centrally Ducted | 34200 | 23000 | 2.7 | 17900 | 2.3
RUSSELL |  | 214066784 | HRCU-A-CB | RD17AZ36AJ3N | TCFZ3621MTANM | Singlezone Ducted, Centrally Ducted | 34200 | 23000 | 2.7 | 17900 | 2.3
RUSSELL |  | 214066775 | HRCU-A-CB | RD17AZ36AJ3N | TCFZ3621MTANM | Singlezone Ducted, Centrally Ducted | 34200 | 31200 | 3.63 | 29400 | 1.9
RUSSELL |  | 214066766 | HRCU-A-CB | RD17AZ36AJ3N | TCFZ3621MTANM | Singlezone Ducted, Centrally Ducted | 34200 | 23200 | 2.7 | 18000 | 2.3
RUSSELL |  | 214066711 | HRCU-A-CB | RD17AZ36AJ3N | TCFZ3621MTANM | Singlezone Ducted, Centrally Ducted | 34200 | 23000 | 2.7 | 17900 | 2.3
RUSSELL |  | 214066703 | HRCU-A-CB | RD17AZ36AJ3N | TCFZ3621MTANM | Singlezone Ducted, Centrally Ducted | 34200 | 23200 | 2.7 | 18000 | 2.3
RUSSELL |  | 214066686 | HRCU-A-CB | RD17AZ36AJ3N | TCFZ3621MTANM | Singlezone Ducted, Centrally Ducted | 34200 | 23000 | 2.8 | 17800 | 2.3
RUSSELL |  | 214066682 | HRCU-A-CB | RD17AZ36AJ3N | TCFZ3621MTANM | Singlezone Ducted, Centrally Ducted | 34200 | 23000 | 2.7 | 17900 | 2.3
RUSSELL |  | 214066655 | HRCU-A-CB | RD17AZ36AJ3N | TCFZ3621MTANM | Singlezone Ducted, Centrally Ducted | 34200 | 23200 | 2.7 | 17900 | 2.3
RUSSELL |  | 214066619 | HRCU-A-CB | RD17AZ36AJ3N | TCFZ3621MTANM | Singlezone Ducted, Centrally Ducted | 34200 | 23000 | 2.7 | 17900 | 2.3
RUSSELL |  | 214066614 | HRCU-A-CB | RD17AZ36AJ3N | TCFZ3621MTANM | Singlezone Ducted, Centrally Ducted | 34200 | 23000 | 2.7 | 17900 | 2.3
RUSSELL |  | 214066592 | HRCU-A-CB | RD17AZ36AJ3N | TCFZ3621MTANM | Singlezone Ducted, Centrally Ducted | 34200 | 23000 | 2.7 | 17900 | 2.3
RUSSELL |  | 214066586 | HRCU-A-CB | RD17AZ36AJ3N | TCFZ3621MTANM | Singlezone Ducted, Centrally Ducted | 34200 | 23200 | 2.7 | 18000 | 2.3
RUSSELL |  | 214066580 | HRCU-A-CB | RD17AZ36AJ3N | TCFZ3621MTANM | Singlezone Ducted, Centrally Ducted | 34200 | 23200 | 2.7 | 18000 | 2.3
RUSSELL |  | 214066575 | HRCU-A-CB | RD17AZ36AJ3N | TCFZ3621MTANM | Singlezone Ducted, Centrally Ducted | 34200 | 23200 | 2.7 | 17900 | 2.3
RUSSELL |  | 214066563 | HRCU-A-CB | RD17AZ36AJ3N | TCFZ3621MTANM | Singlezone Ducted, Centrally Ducted | 34200 | 23200 | 2.7 | 18000 | 2.3
RUSSELL |  | 214066554 | HRCU-A-CB | RD17AZ36AJ3N | TCFZ3621MTANM | Singlezone Ducted, Centrally Ducted | 34200 | 23200 | 2.7 | 17900 | 2.3
RUSSELL |  | 214066553 | HRCU-A-CB | RD17AZ36AJ3N | TCFZ3621MTANM | Singlezone Ducted, Centrally Ducted | 34200 | 23000 | 2.7 | 17900 | 2.3
RUSSELL |  | 214066549 | HRCU-A-CB | RD17AZ36AJ3N | TCFZ3621MTANM | Singlezone Ducted, Centrally Ducted | 34200 | 23000 | 2.7 | 17900 | 2.3
RUSSELL |  | 214066539 | HRCU-A-CB | RD17AZ36AJ3N | TCFZ3621MTANM | Singlezone Ducted, Centrally Ducted | 34200 | 23200 | 2.7 | 17900 | 2.3
RUSSELL |  | 214066484 | HRCU-A-CB | RD17AZ36AJ3N | TCFZ3621MTAAM | Singlezone Ducted, Centrally Ducted | 34200 | 23600 | 2.8 | 18100 | 2.3
RUSSELL |  | 214066479 | HRCU-A-CB | RD17AZ36AJ3N | TCFZ3621MTANM | Singlezone Ducted, Centrally Ducted | 34200 | 23400 | 2.72 | 18100 | 2.3
RUSSELL |  | 214066475 | HRCU-A-CB | RD17AZ36AJ3N | TCFZ3621MTAAM | Singlezone Ducted, Centrally Ducted | 34200 | 23800 | 2.7 | 18400 | 2.2
RUSSELL |  | 214066469 | HRCU-A-CB | RD17AZ36AJ3N | TCFZ3621MTAAM | Singlezone Ducted, Centrally Ducted | 34200 | 23600 | 2.7 | 18300 | 2.3
RUSSELL |  | 214066449 | HRCU-A-CB | RD17AZ36AJ3N | SH2CZ3621MTANA | Singlezone Ducted, Centrally Ducted | 34200 | 23200 | 2.7 | 18000 | 2.3
RUSSELL |  | 214066440 | HRCU-A-CB | RD17AZ36AJ3N | SH2CZ3621MTANN | Singlezone Ducted, Centrally Ducted | 34200 | 22800 | 2.77 | 17800 | 2.3
RUSSELL |  | 214075560 | HRCU-A-CB | RD17AZ24AJ3N | TCFZ2417MTANM | Singlezone Ducted, Centrally Ducted | 22600 | 19000 | 3.2 | 16900 | 2
RUSSELL |  | 214075558 | HRCU-A-CB | RD17AZ24AJ3N | TCFZ2417MTANM | Singlezone Ducted, Centrally Ducted | 22600 | 19000 | 3.2 | 16900 | 2
RUSSELL |  | 214075557 | HRCU-A-CB | RD17AZ24AJ3N | TCFZ2417MTANM | Singlezone Ducted, Centrally Ducted | 22600 | 18900 | 3.22 | 16800 | 2.1
RUSSELL |  | 214075556 | HRCU-A-CB | RD17AZ24AJ3N | TCFZ2417MTANM | Singlezone Ducted, Centrally Ducted | 22600 | 18900 | 3.24 | 16800 | 2.1
RUSSELL |  | 214075552 | HRCU-A-CB | RD17AZ24AJ3N | TCFZ2417MTANM | Singlezone Ducted, Centrally Ducted | 22600 | 19000 | 3.2 | 16900 | 2
RUSSELL |  | 214075539 | HRCU-A-CB | RD17AZ24AJ3N | TCFZ2417MTANM | Singlezone Ducted, Centrally Ducted | 22600 | 19000 | 3.2 | 16900 | 2
RUSSELL |  | 214075537 | HRCU-A-CB | RD17AZ24AJ3N | TCFZ2417MTANM | Singlezone Ducted, Centrally Ducted | 22600 | 19000 | 3.2 | 16900 | 2
RUSSELL |  | 214075535 | HRCU-A-CB | RD17AZ24AJ3N | TCFZ2417MTANM | Singlezone Ducted, Centrally Ducted | 22400 | 19000 | 3.06 | 17000 | 2
RUSSELL |  | 214075518 | HRCU-A-CB | RD17AZ24AJ3N | TCFZ2417MTANM | Singlezone Ducted, Centrally Ducted | 22600 | 18800 | 3.22 | 16800 | 2.1
RUSSELL |  | 214075499 | HRCU-A-CB | RD17AZ24AJ3N | TCFZ2417MTANM | Singlezone Ducted, Centrally Ducted | 22600 | 18900 | 3.22 | 16800 | 2.1
RUSSELL |  | 214075495 | HRCU-A-CB | RD17AZ24AJ3N | TCFZ2417MTANM | Singlezone Ducted, Centrally Ducted | 22600 | 18900 | 3.22 | 16800 | 2.1
RUSSELL |  | 214075487 | HRCU-A-CB | RD17AZ24AJ3N | TCFZ2417MTANM | Singlezone Ducted, Centrally Ducted | 22600 | 19000 | 3.08 | 17000 | 2
RUSSELL |  | 214075486 | HRCU-A-CB | RD17AZ24AJ3N | TCFZ2417MTANM | Singlezone Ducted, Centrally Ducted | 22400 | 19100 | 3.08 | 17100 | 2
RUSSELL |  | 214075472 | HRCU-A-CB | RD17AZ24AJ3N | TCFZ2417MTANM | Singlezone Ducted, Centrally Ducted | 22600 | 19000 | 3.2 | 16900 | 2
RUSSELL |  | 214075464 | HRCU-A-CB | RD17AZ24AJ3N | TCFZ2417MTANM | Singlezone Ducted, Centrally Ducted | 22600 | 19000 | 3.2 | 16900 | 2
RUSSELL |  | 214075461 | HRCU-A-CB | RD17AZ24AJ3N | TCFZ2417MTANM | Singlezone Ducted, Centrally Ducted | 22600 | 18900 | 3.24 | 16800 | 2.1
RUSSELL |  | 214075458 | HRCU-A-CB | RD17AZ24AJ3N | TCFZ2417MTANM | Singlezone Ducted, Centrally Ducted | 22600 | 19000 | 3.08 | 17000 | 2
RUSSELL |  | 214075455 | HRCU-A-CB | RD17AZ24AJ3N | TCFZ2417MTANM | Singlezone Ducted, Centrally Ducted | 22600 | 19000 | 3.2 | 16900 | 2
RUSSELL |  | 214075448 | HRCU-A-CB | RD17AZ24AJ3N | TCFZ2417MTANM | Singlezone Ducted, Centrally Ducted | 22600 | 19000 | 3.2 | 16900 | 2
RUSSELL |  | 214075447 | HRCU-A-CB | RD17AZ24AJ3N | TCFZ2417MTANM | Singlezone Ducted, Centrally Ducted | 22600 | 19000 | 3.2 | 16900 | 2
RUSSELL |  | 214075446 | HRCU-A-CB | RD17AZ24AJ3N | TCFZ2417MTANM | Singlezone Ducted, Centrally Ducted | 22600 | 19000 | 3.2 | 16900 | 2
RUSSELL |  | 214075434 | HRCU-A-CB | RD17AZ24AJ3N | TCFZ2417MTANM | Singlezone Ducted, Centrally Ducted | 22600 | 18900 | 3.24 | 16800 | 2.1
RUSSELL |  | 214075431 | HRCU-A-CB | RD17AZ24AJ3N | TCFZ2417MTANM | Singlezone Ducted, Centrally Ducted | 22600 | 19000 | 3.2 | 16900 | 2
RUSSELL |  | 214075428 | HRCU-A-CB | RD17AZ24AJ3N | TCFZ2417MTANM | Singlezone Ducted, Centrally Ducted | 22600 | 19000 | 3.2 | 16900 | 2
RUSSELL |  | 214075425 | HRCU-A-CB | RD17AZ24AJ3N | TCFZ2417MTANM | Singlezone Ducted, Centrally Ducted | 22600 | 19000 | 3.2 | 16900 | 2
RUSSELL |  | 214075423 | HRCU-A-CB | RD17AZ24AJ3N | TCFZ2417MTANM | Singlezone Ducted, Centrally Ducted | 22600 | 19000 | 3.08 | 17000 | 2
RUSSELL |  | 214075422 | HRCU-A-CB | RD17AZ24AJ3N | TCFZ2417MTANM | Singlezone Ducted, Centrally Ducted | 22600 | 19000 | 3.2 | 16900 | 2
RUSSELL |  | 214075417 | HRCU-A-CB | RD17AZ24AJ3N | TCFZ2417MTANM | Singlezone Ducted, Centrally Ducted | 22600 | 18900 | 3.22 | 16800 | 2
RUSSELL |  | 214075414 | HRCU-A-CB | RD17AZ24AJ3N | TCFZ2417MTANM | Singlezone Ducted, Centrally Ducted | 22600 | 18900 | 3.22 | 16800 | 2
RUSSELL |  | 214075594 | HRCU-A-CB | RD17AZ24AJ3N | TCFZ2417MTANM | Singlezone Ducted, Centrally Ducted | 22400 | 19100 | 3.08 | 17000 | 2
RUSSELL |  | 214075590 | HRCU-A-CB | RD17AZ24AJ3N | TCFZ2417MTANM | Singlezone Ducted, Centrally Ducted | 22600 | 18800 | 3.22 | 16800 | 2.1
RUSSELL |  | 214075588 | HRCU-A-CB | RD17AZ24AJ3N | TCFZ2417MTANM | Singlezone Ducted, Centrally Ducted | 22600 | 19000 | 3.2 | 16900 | 2
RUSSELL |  | 214075584 | HRCU-A-CB | RD17AZ24AJ3N | TCFZ2417MTANM | Singlezone Ducted, Centrally Ducted | 22600 | 19000 | 3.2 | 16900 | 2
RUSSELL |  | 214075582 | HRCU-A-CB | RD17AZ24AJ3N | TCFZ2417MTANM | Singlezone Ducted, Centrally Ducted | 22600 | 19000 | 3.2 | 16900 | 2
RUSSELL |  | 214075577 | HRCU-A-CB | RD17AZ24AJ3N | TCFZ2417MTANM | Singlezone Ducted, Centrally Ducted | 22600 | 18900 | 3.22 | 16800 | 2.1
RUSSELL |  | 214075576 | HRCU-A-CB | RD17AZ24AJ3N | TCFZ2417MTANM | Singlezone Ducted, Centrally Ducted | 22600 | 18900 | 3.24 | 16800 | 2.1
RUSSELL |  | 214075574 | HRCU-A-CB | RD17AZ24AJ3N | TCFZ2417MTANM | Singlezone Ducted, Centrally Ducted | 22600 | 19000 | 3.2 | 16900 | 2
RUSSELL |  | 214075567 | HRCU-A-CB | RD17AZ24AJ3N | TCFZ2417MTANM | Singlezone Ducted, Centrally Ducted | 22600 | 18900 | 3.22 | 16800 | 2.1
RUSSELL |  | 214233328 | HRCU-A-CB | RD17AZ36AJ3N | SH3VZ4821STACN | Singlezone Ducted, Centrally Ducted | 34200 | 31200 | 3.79 | 29400 | 2
RUSSELL |  | 214075923 | HRCU-A-CB | RD17AZ24AJ3N | SH2VZ3617STANN | Singlezone Ducted, Centrally Ducted | 22800 | 15100 | 2.6 | 11900 | 2.19
RUSSELL |  | 214066463 | HRCU-A-CB | RD17AZ36AJ3N | SH2VZ3621MTANA | Singlezone Ducted, Centrally Ducted | 34200 | 23400 | 2.8 | 18000 | 2.3
RUSSELL |  | 214066453 | HRCU-A-CB | RD17AZ36AJ3N | SH2VZ3621MTANN | Singlezone Ducted, Centrally Ducted | 34200 | 23200 | 2.82 | 17900 | 2.3
RUUD |  | 214066919 | HRCU-A-CB | RD17AZ36AJ3N | RCFZ3621MTANM | Singlezone Ducted, Centrally Ducted | 34200 | 31400 | 3.65 | 29600 | 1.9
RUUD |  | 214066909 | HRCU-A-CB | RD17AZ36AJ3N | RCFZ3621MTANM | Singlezone Ducted, Centrally Ducted | 34200 | 23000 | 2.7 | 17900 | 2.3
RUUD |  | 214066884 | HRCU-A-CB | RD17AZ36AJ3N | RCFZ3621MTANM | Singlezone Ducted, Centrally Ducted | 34200 | 23200 | 2.7 | 17900 | 2.3
RUUD |  | 214066869 | HRCU-A-CB | RD17AZ36AJ3N | RCFZ3621MTANM | Singlezone Ducted, Centrally Ducted | 34200 | 23200 | 2.7 | 17900 | 2.3
RUUD |  | 214066859 | HRCU-A-CB | RD17AZ36AJ3N | RCFZ3621MTANM | Singlezone Ducted, Centrally Ducted | 34200 | 23000 | 2.7 | 17900 | 2.3
RUUD |  | 214066845 | HRCU-A-CB | RD17AZ36AJ3N | RCFZ3621MTANM | Singlezone Ducted, Centrally Ducted | 34200 | 23200 | 2.7 | 18000 | 2.3
RUUD |  | 214066843 | HRCU-A-CB | RD17AZ36AJ3N | RCFZ3621MTANM | Singlezone Ducted, Centrally Ducted | 34200 | 23000 | 2.7 | 17900 | 2.3
RUUD |  | 214066842 | HRCU-A-CB | RD17AZ36AJ3N | RCFZ3621MTANM | Singlezone Ducted, Centrally Ducted | 34200 | 23000 | 2.7 | 17900 | 2.3
RUUD |  | 214066836 | HRCU-A-CB | RD17AZ36AJ3N | RCFZ3621MTANM | Singlezone Ducted, Centrally Ducted | 34200 | 23000 | 2.7 | 17900 | 2.3
RUUD |  | 214066827 | HRCU-A-CB | RD17AZ36AJ3N | RCFZ3621MTANM | Singlezone Ducted, Centrally Ducted | 34200 | 23000 | 2.7 | 17900 | 2.3
RUUD |  | 214066760 | HRCU-A-CB | RD17AZ36AJ3N | RCFZ3621MTANM | Singlezone Ducted, Centrally Ducted | 34200 | 23200 | 2.7 | 17900 | 2.3
RUUD |  | 214066750 | HRCU-A-CB | RD17AZ36AJ3N | RCFZ3621MTANM | Singlezone Ducted, Centrally Ducted | 34200 | 23200 | 2.7 | 18000 | 2.3
RUUD |  | 214066745 | HRCU-A-CB | RD17AZ36AJ3N | RCFZ3621MTANM | Singlezone Ducted, Centrally Ducted | 34200 | 23200 | 2.7 | 18000 | 2.3
RUUD |  | 214066720 | HRCU-A-CB | RD17AZ36AJ3N | RCFZ3621MTANM | Singlezone Ducted, Centrally Ducted | 34200 | 23200 | 2.7 | 17900 | 2.3
RUUD |  | 214066714 | HRCU-A-CB | RD17AZ36AJ3N | RCFZ3621MTANM | Singlezone Ducted, Centrally Ducted | 34200 | 23200 | 2.7 | 18000 | 2.3
RUUD |  | 214066700 | HRCU-A-CB | RD17AZ36AJ3N | RCFZ3621MTANM | Singlezone Ducted, Centrally Ducted | 34200 | 23000 | 2.7 | 17900 | 2.3
RUUD |  | 214066693 | HRCU-A-CB | RD17AZ36AJ3N | RCFZ3621MTANM | Singlezone Ducted, Centrally Ducted | 34200 | 23000 | 2.8 | 17800 | 2.3
RUUD |  | 214066691 | HRCU-A-CB | RD17AZ36AJ3N | RCFZ3621MTANM | Singlezone Ducted, Centrally Ducted | 34200 | 23000 | 2.7 | 17900 | 2.3
RUUD |  | 214066684 | HRCU-A-CB | RD17AZ36AJ3N | RCFZ3621MTANM | Singlezone Ducted, Centrally Ducted | 34200 | 23000 | 2.7 | 17900 | 2.3
RUUD |  | 214066638 | HRCU-A-CB | RD17AZ36AJ3N | RCFZ3621MTANM | Singlezone Ducted, Centrally Ducted | 34200 | 23200 | 2.7 | 17900 | 2.3
RUUD |  | 214066578 | HRCU-A-CB | RD17AZ36AJ3N | RCFZ3621MTANM | Singlezone Ducted, Centrally Ducted | 34200 | 23200 | 2.7 | 18000 | 2.3
RUUD |  | 214066574 | HRCU-A-CB | RD17AZ36AJ3N | RCFZ3621MTANM | Singlezone Ducted, Centrally Ducted | 34200 | 23000 | 2.7 | 17900 | 2.3
RUUD |  | 214066559 | HRCU-A-CB | RD17AZ36AJ3N | RCFZ3621MTANM | Singlezone Ducted, Centrally Ducted | 34200 | 23000 | 2.8 | 17800 | 2.3
RUUD |  | 214066533 | HRCU-A-CB | RD17AZ36AJ3N | RCFZ3621MTANM | Singlezone Ducted, Centrally Ducted | 34200 | 23000 | 2.7 | 17900 | 2.3
RUUD |  | 214066524 | HRCU-A-CB | RD17AZ36AJ3N | RCFZ3621MTANM | Singlezone Ducted, Centrally Ducted | 34200 | 23000 | 2.7 | 17900 | 2.3
RUUD |  | 214066511 | HRCU-A-CB | RD17AZ36AJ3N | RCFZ3621MTANM | Singlezone Ducted, Centrally Ducted | 34200 | 23400 | 2.72 | 18100 | 2.3
RUUD |  | 214066508 | HRCU-A-CB | RD17AZ36AJ3N | RCFZ3621MTAAM | Singlezone Ducted, Centrally Ducted | 34200 | 23600 | 2.7 | 18300 | 2.3
RUUD |  | 214066506 | HRCU-A-CB | RD17AZ36AJ3N | RCFZ3624MTANM | Singlezone Ducted, Centrally Ducted | 34200 | 23400 | 2.7 | 18200 | 2.3
RUUD |  | 214066502 | HRCU-A-CB | RD17AZ36AJ3N | RCFZ3624MTANM | Singlezone Ducted, Centrally Ducted | 34200 | 23400 | 2.7 | 18100 | 2.3
RUUD |  | 214066492 | HRCU-A-CB | RD17AZ36AJ3N | RCFZ3621MTAAM | Singlezone Ducted, Centrally Ducted | 34200 | 23600 | 2.7 | 18200 | 2.3
RUUD |  | 214066489 | HRCU-A-CB | RD17AZ36AJ3N | RCFZ3621MTAAM | Singlezone Ducted, Centrally Ducted | 34200 | 23800 | 2.7 | 18300 | 2.2
RUUD |  | 214066487 | HRCU-A-CB | RD17AZ36AJ3N | RCFZ3624MTANM | Singlezone Ducted, Centrally Ducted | 34200 | 23400 | 2.7 | 18100 | 2.3
RUUD |  | 214066482 | HRCU-A-CB | RD17AZ36AJ3N | RCFZ3621MTAAM | Singlezone Ducted, Centrally Ducted | 34200 | 23600 | 2.8 | 18100 | 2.3
RUUD |  | 214066476 | HRCU-A-CB | RD17AZ36AJ3N | RCFZ3621MTAAM | Singlezone Ducted, Centrally Ducted | 34200 | 23600 | 2.7 | 18300 | 2.3
RUUD |  | 214066472 | HRCU-A-CB | RD17AZ36AJ3N | RCFZ3621MTANM | Singlezone Ducted, Centrally Ducted | 34200 | 23400 | 2.72 | 18100 | 2.3
RUUD |  | 214066447 | HRCU-A-CB | RD17AZ36AJ3N | RH2TZ3621MTANN | Singlezone Ducted, Centrally Ducted | 34200 | 22800 | 2.77 | 17800 | 2.3
RUUD |  | 214066443 | HRCU-A-CB | RD17AZ36AJ3N | RH2TZ3621MTANA | Singlezone Ducted, Centrally Ducted | 34200 | 23200 | 2.7 | 18000 | 2.3
RUUD |  | 214075563 | HRCU-A-CB | RD17AZ24AJ3N | RCFZ2417MTANM | Singlezone Ducted, Centrally Ducted | 22400 | 19000 | 3.06 | 17000 | 2
RUUD |  | 214075555 | HRCU-A-CB | RD17AZ24AJ3N | RCFZ2417MTANM | Singlezone Ducted, Centrally Ducted | 22600 | 18900 | 3.22 | 16800 | 2.1
RUUD |  | 214075551 | HRCU-A-CB | RD17AZ24AJ3N | RCFZ2417MTANM | Singlezone Ducted, Centrally Ducted | 22600 | 18800 | 3.22 | 16800 | 2.1
RUUD |  | 214075550 | HRCU-A-CB | RD17AZ24AJ3N | RCFZ2417MTANM | Singlezone Ducted, Centrally Ducted | 22600 | 19000 | 3.2 | 16900 | 2
RUUD |  | 214075541 | HRCU-A-CB | RD17AZ24AJ3N | RCFZ2417MTANM | Singlezone Ducted, Centrally Ducted | 22600 | 19000 | 3.08 | 17000 | 2
RUUD |  | 214075538 | HRCU-A-CB | RD17AZ24AJ3N | RCFZ2417MTANM | Singlezone Ducted, Centrally Ducted | 22600 | 19000 | 3.2 | 16900 | 2
RUUD |  | 214075536 | HRCU-A-CB | RD17AZ24AJ3N | RCFZ2417MTANM | Singlezone Ducted, Centrally Ducted | 22600 | 18900 | 3.22 | 16800 | 2
RUUD |  | 214075533 | HRCU-A-CB | RD17AZ24AJ3N | RCFZ2417MTANM | Singlezone Ducted, Centrally Ducted | 22400 | 19100 | 3.08 | 17100 | 2
RUUD |  | 214075532 | HRCU-A-CB | RD17AZ24AJ3N | RCFZ2417MTANM | Singlezone Ducted, Centrally Ducted | 22600 | 18800 | 3.22 | 16800 | 2.1
RUUD |  | 214075531 | HRCU-A-CB | RD17AZ24AJ3N | RCFZ2417MTANM | Singlezone Ducted, Centrally Ducted | 22600 | 18900 | 3.22 | 16800 | 2.1
RUUD |  | 214075522 | HRCU-A-CB | RD17AZ24AJ3N | RCFZ2417MTANM | Singlezone Ducted, Centrally Ducted | 22600 | 19000 | 3.2 | 16900 | 2
RUUD |  | 214075521 | HRCU-A-CB | RD17AZ24AJ3N | RCFZ2417MTANM | Singlezone Ducted, Centrally Ducted | 22600 | 19000 | 3.2 | 16900 | 2
RUUD |  | 214075520 | HRCU-A-CB | RD17AZ24AJ3N | RCFZ2417MTANM | Singlezone Ducted, Centrally Ducted | 22600 | 19000 | 3.2 | 16900 | 2
RUUD |  | 214075519 | HRCU-A-CB | RD17AZ24AJ3N | RCFZ2417MTANM | Singlezone Ducted, Centrally Ducted | 22600 | 18900 | 3.22 | 16800 | 2.1
RUUD |  | 214075516 | HRCU-A-CB | RD17AZ24AJ3N | RCFZ2417MTANM | Singlezone Ducted, Centrally Ducted | 22600 | 19000 | 3.2 | 16900 | 2
RUUD |  | 214075513 | HRCU-A-CB | RD17AZ24AJ3N | RCFZ2417MTANM | Singlezone Ducted, Centrally Ducted | 22600 | 19000 | 3.2 | 16900 | 2
RUUD |  | 214075512 | HRCU-A-CB | RD17AZ24AJ3N | RCFZ2417MTANM | Singlezone Ducted, Centrally Ducted | 22400 | 19100 | 3.08 | 17000 | 2
RUUD |  | 214075507 | HRCU-A-CB | RD17AZ24AJ3N | RCFZ2417MTANM | Singlezone Ducted, Centrally Ducted | 22600 | 18900 | 3.22 | 16800 | 2.1
RUUD |  | 214075504 | HRCU-A-CB | RD17AZ24AJ3N | RCFZ2417MTANM | Singlezone Ducted, Centrally Ducted | 22600 | 19000 | 3.2 | 16900 | 2
RUUD |  | 214075503 | HRCU-A-CB | RD17AZ24AJ3N | RCFZ2417MTANM | Singlezone Ducted, Centrally Ducted | 22600 | 19000 | 3.2 | 16900 | 2
RUUD |  | 214075492 | HRCU-A-CB | RD17AZ24AJ3N | RCFZ2417MTANM | Singlezone Ducted, Centrally Ducted | 22600 | 19000 | 3.2 | 16900 | 2
RUUD |  | 214075477 | HRCU-A-CB | RD17AZ24AJ3N | RCFZ2417MTANM | Singlezone Ducted, Centrally Ducted | 22600 | 18900 | 3.24 | 16800 | 2.1
RUUD |  | 214075468 | HRCU-A-CB | RD17AZ24AJ3N | RCFZ2417MTANM | Singlezone Ducted, Centrally Ducted | 22600 | 19000 | 3.08 | 17000 | 2
RUUD |  | 214075465 | HRCU-A-CB | RD17AZ24AJ3N | RCFZ2417MTANM | Singlezone Ducted, Centrally Ducted | 22600 | 18900 | 3.22 | 16800 | 2
RUUD |  | 214075462 | HRCU-A-CB | RD17AZ24AJ3N | RCFZ2417MTANM | Singlezone Ducted, Centrally Ducted | 22600 | 19000 | 3.2 | 16900 | 2
RUUD |  | 214075459 | HRCU-A-CB | RD17AZ24AJ3N | RCFZ2417MTANM | Singlezone Ducted, Centrally Ducted | 22600 | 19000 | 3.2 | 16900 | 2
RUUD |  | 214075456 | HRCU-A-CB | RD17AZ24AJ3N | RCFZ2417MTANM | Singlezone Ducted, Centrally Ducted | 22600 | 18900 | 3.24 | 16800 | 2.1
RUUD |  | 214075453 | HRCU-A-CB | RD17AZ24AJ3N | RCFZ2417MTANM | Singlezone Ducted, Centrally Ducted | 22600 | 19000 | 3.2 | 16900 | 2
RUUD |  | 214075449 | HRCU-A-CB | RD17AZ24AJ3N | RCFZ2417MTANM | Singlezone Ducted, Centrally Ducted | 22600 | 18900 | 3.24 | 16800 | 2.1
RUUD |  | 214075437 | HRCU-A-CB | RD17AZ24AJ3N | RCFZ2417MTANM | Singlezone Ducted, Centrally Ducted | 22600 | 18900 | 3.24 | 16800 | 2.1
RUUD |  | 214075435 | HRCU-A-CB | RD17AZ24AJ3N | RCFZ2417MTANM | Singlezone Ducted, Centrally Ducted | 22600 | 19000 | 3.2 | 16900 | 2
RUUD |  | 214075432 | HRCU-A-CB | RD17AZ24AJ3N | RCFZ2417MTANM | Singlezone Ducted, Centrally Ducted | 22600 | 19000 | 3.08 | 17000 | 2
RUUD |  | 214075416 | HRCU-A-CB | RD17AZ24AJ3N | RCFZ2417MTANM | Singlezone Ducted, Centrally Ducted | 22600 | 19000 | 3.2 | 16900 | 2
RUUD |  | 214075411 | HRCU-A-CB | RD17AZ24AJ3N | RCFZ2417MTANM | Singlezone Ducted, Centrally Ducted | 22600 | 18900 | 3.22 | 16800 | 2.1
RUUD |  | 214075408 | HRCU-A-CB | RD17AZ24AJ3N | RCFZ2417MTANM | Singlezone Ducted, Centrally Ducted | 22600 | 19000 | 3.2 | 16900 | 2
RUUD |  | 214075592 | HRCU-A-CB | RD17AZ24AJ3N | RCFZ2417MTANM | Singlezone Ducted, Centrally Ducted | 22600 | 19000 | 3.2 | 16900 | 2
RUUD |  | 214075581 | HRCU-A-CB | RD17AZ24AJ3N | RCFZ2417MTANM | Singlezone Ducted, Centrally Ducted | 22600 | 19000 | 3.2 | 16900 | 2
RUUD |  | 214075573 | HRCU-A-CB | RD17AZ24AJ3N | RCFZ2417MTANM | Singlezone Ducted, Centrally Ducted | 22600 | 19000 | 3.2 | 16900 | 2
RUUD |  | 214233326 | HRCU-A-CB | RD17AZ36AJ3N | RH3VZ4821STACN | Singlezone Ducted, Centrally Ducted | 34200 | 31200 | 3.79 | 29400 | 2
RUUD |  | 214097946 | HRCU-A-CB | RD17AZ48AJ3N | RH3VZ6024STACN | Singlezone Ducted, Centrally Ducted | 45500 | 43000 | 3.76 | 40000 | 2.1
RUUD |  | 214095454 | HRCU-A-CB | RD17AZ24AJ3N | RH3VZ3617STACN | Singlezone Ducted, Centrally Ducted | 22600 | 18700 | 3.22 | 16700 | 2.1
RUUD |  | 214075925 | HRCU-A-CB | RD17AZ24AJ3N | RH2VZ3617STANN | Singlezone Ducted, Centrally Ducted | 22800 | 15100 | 2.6 | 11900 | 2.19
RUUD |  | 214066461 | HRCU-A-CB | RD17AZ36AJ3N | RH2VZ3621MTANA | Singlezone Ducted, Centrally Ducted | 34200 | 23400 | 2.8 | 18000 | 2.3
RUUD |  | 214066457 | HRCU-A-CB | RD17AZ36AJ3N | RH2VZ3621MTANN | Singlezone Ducted, Centrally Ducted | 34200 | 23200 | 2.82 | 17900 | 2.3
RUUD |  | 208553291 | HRCU-A-CB | UP18AZ36AJVC | RHMVZ6021SEACA | Singlezone Ducted, Centrally Ducted | 32000 | 38000 | 2.5 | 40500 | 2.1
RUUD |  | 209872709 | HRCU-A-CB | UP18AZ36AJVC | RCFZ6021SEAAM | Singlezone Ducted, Centrally Ducted | 34200 | 41000 | 2.5 | 43500 | 2.2
RUUD |  | 209872711 | HRCU-A-CB | UP18AZ36AJVC | RCFZ6021SEAAM | Singlezone Ducted, Centrally Ducted | 34200 | 40500 | 2.5 | 43000 | 2.2
RUUD |  | 209872712 | HRCU-A-CB | UP18AZ36AJVC | RCFZ6021SEAAM | Singlezone Ducted, Centrally Ducted | 34200 | 40500 | 2.5 | 43000 | 2.2
RUUD |  | 209872713 | HRCU-A-CB | UP18AZ36AJVC | RCFZ6021SEAAM | Singlezone Ducted, Centrally Ducted | 34200 | 40500 | 2.5 | 43000 | 2.2
RUUD |  | 209872714 | HRCU-A-CB | UP18AZ36AJVC | RCFZ6021SEAAM | Singlezone Ducted, Centrally Ducted | 34200 | 40500 | 2.5 | 43000 | 2.2
RUUD |  | 209872715 | HRCU-A-CB | UP18AZ36AJVC | RCFZ6021SEAAM | Singlezone Ducted, Centrally Ducted | 34200 | 41000 | 2.5 | 43500 | 2.2
RUUD |  | 209872716 | HRCU-A-CB | UP18AZ36AJVC | RCFZ6021SEAAM | Singlezone Ducted, Centrally Ducted | 34200 | 41000 | 2.5 | 43500 | 2.2
RUUD |  | 209872717 | HRCU-A-CB | UP18AZ36AJVC | RCFZ6021SEAAM | Singlezone Ducted, Centrally Ducted | 34200 | 40500 | 2.5 | 43000 | 2.2
RUUD |  | 209872718 | HRCU-A-CB | UP18AZ36AJVC | RCFZ6021SEAAM | Singlezone Ducted, Centrally Ducted | 34200 | 41000 | 2.5 | 43500 | 2.2
RUUD |  | 210589396 | HRCU-A-CB | UP18AZ36AJVC | RCFZ6021SEAAM | Singlezone Ducted, Centrally Ducted | 34200 | 40500 | 2.5 | 43000 | 2.2
RUUD |  | 210589397 | HRCU-A-CB | UP18AZ36AJVC | RCFZ6021SEAAM | Singlezone Ducted, Centrally Ducted | 34200 | 40500 | 2.5 | 43000 | 2.2
RUUD |  | 210589398 | HRCU-A-CB | UP18AZ36AJVC | RCFZ6021SEAAM | Singlezone Ducted, Centrally Ducted | 34200 | 40500 | 2.5 | 43000 | 2.2
RUUD |  | 210589399 | HRCU-A-CB | UP18AZ36AJVC | RCFZ6021SEAAM | Singlezone Ducted, Centrally Ducted | 34200 | 40500 | 2.5 | 43000 | 2.2
RUUD |  | 210589400 | HRCU-A-CB | UP18AZ36AJVC | RCFZ6021SEAAM | Singlezone Ducted, Centrally Ducted | 34200 | 40500 | 2.5 | 43000 | 2.2
RUUD |  | 212609347 | HRCU-A-CB | UP18AZ36AJVC | RCFZ6021SEAAM | Singlezone Ducted, Centrally Ducted | 34200 | 40500 | 2.5 | 43000 | 2.2
RUUD |  | 212609351 | HRCU-A-CB | UP18AZ36AJVC | RCFZ6021SEAAM | Singlezone Ducted, Centrally Ducted | 34200 | 41000 | 2.5 | 43500 | 2.2
RUUD |  | 212609352 | HRCU-A-CB | UP18AZ36AJVC | RCFZ6021SEAAM | Singlezone Ducted, Centrally Ducted | 34200 | 40500 | 2.5 | 43000 | 2.2
RUUD |  | 212609358 | HRCU-A-CB | UP18AZ36AJVC | RCFZ6021SEAAM | Singlezone Ducted, Centrally Ducted | 34200 | 40500 | 2.5 | 43000 | 2.2
RUUD |  | 212609362 | HRCU-A-CB | UP18AZ36AJVC | RCFZ6021SEAAM | Singlezone Ducted, Centrally Ducted | 34200 | 40500 | 2.5 | 43000 | 2.2
RUUD |  | 212609370 | HRCU-A-CB | UP18AZ36AJVC | RCFZ6021SEAAM | Singlezone Ducted, Centrally Ducted | 34200 | 40500 | 2.5 | 43000 | 2.2
RUUD |  | 213163997 | HRCU-A-CB | UP18AZ36AJVC | RCFZ6021SEAAM | Singlezone Ducted, Centrally Ducted | 34200 | 40500 | 2.5 | 43000 | 2.2
RUUD | Endeavor | 211044464 | HMSV-A-CB | RO3HFZ24AJ1H |  | Multizone All Non-Ducted | 25000 | 15400 | 2.61 | 25500 | 2.09
RUUD | Endeavor | 211781770 | HRCU-A-CB | RD16AZ30AJHUA | RHMVZ3021SNAUNJ | Singlezone Ducted, Centrally Ducted | 32000 | 21600 | 3.03 | 33000 | 1.93
RUUD | Endeavor | 210824767 | HMSV-A-CB | RO4HFZ36AJ1H |  | Multizone All Non-Ducted | 36400 | 21400 | 2.64 | 36407 | 2.02
RUUD | Endeavor | 210824724 | HRCU-A-CB | RO1HHZ12AJ8S | RIMHHZ12AJ8S | Singlezone Ducted, Centrally Ducted | 16000 | 10500 | 3.05 | 16000 | 2.08
RUUD | Endeavor | 210368095 | HRCU-A-CB-O | RO1HHZ09AJ2H | UIWHHZ09AJ2S | Singlezone Non-Ducted, Wall Placement | 12000 | 7400 | 3.19 | 9480 | 2.17
RUUD | Endeavor | 210368115 | HRCU-A-CB-O | RO1HHZ18AJ2S | UIWHHZ18AJ2S | Singlezone Non-Ducted, Wall Placement | 21600 | 13600 | 3.11 | 21600 | 2.01
RUUD | Endeavor | 210368113 | HRCU-A-CB-O | RO1HHZ09AJ3S | UIWHHZ09AJ3S | Singlezone Non-Ducted, Wall Placement | 10000 | 6200 | 2.8 | 6700 | 2.07
RUUD | Endeavor | 210824709 | HRCU-A-CB-O | RO1HHZ09AJ8S | RICHHZ09AJ8S | Singlezone Non-Ducted, Ceiling Placement | 12000 | 7800 | 3.17 | 10120 | 2.23
RUUD | Endeavor | 210824714 | HRCU-A-CB-O | RO1HHZ12AJ8S | RICHHZ12AJ8S | Singlezone Non-Ducted, Ceiling Placement | 16000 | 10700 | 2.99 | 16000 | 2.08
RUUD | Endeavor | 210824720 | HRCU-A-CB-O | RO1HHZ18AJ8S | RICHHZ18AJ8S | Singlezone Non-Ducted, Ceiling Placement | 21600 | 14700 | 2.93 | 17500 | 2.33
RUUD | Endeavor | 210368089 | HRCU-A-CB-O | RO1HFZ18AJ2H | UIWHFZ18AJ2S | Singlezone Non-Ducted, Wall Placement | 21600 | 14600 | 3.01 | 21600 | 2.3
RUUD | Endeavor | 210368079 | HRCU-A-CB-O | RO1HFZ12AJ2S | RIFHFZ12AJ2S | Singlezone Non-Ducted, Floor Placement | 16000 | 10600 | 2.61 | 15000 | 2.03
RUUD | Endeavor | 210368091 | HRCU-A-CB-O | RO1HFZ24AJ2H | UIWHFZ24AJ2S | Singlezone Non-Ducted, Wall Placement | 25200 | 18000 | 2.5 | 25220 | 2.06
RUUD | Endeavor | 210368129 | HRCU-A-CB-O | RO1HHZ12AJ2S | UIWHHZ12AJ2S | Singlezone Non-Ducted, Wall Placement | 14500 | 8800 | 3.03 | 10700 | 2.45
RUUD | Endeavor | 211781764 | HRCU-A-CB-O | RO1HHZ18AJ8S | RISHHZ18AJ8S | Singlezone Non-Ducted, Ceiling Placement | 21600 | 15800 | 2.91 | 16800 | 2.22
RUUD | Endeavor | 211781765 | HRCU-A-CB-O | RO1HHZ24AJ8S | RISHHZ24AJ8S | Singlezone Non-Ducted, Ceiling Placement | 27000 | 17500 | 3.07 | 23600 | 2.08
RUUD | Endeavor | 211781768 | HRCU-A-CB | RD16AZ24AJVUA | RHMVZ2421MNAUNJ | Singlezone Ducted, Centrally Ducted | 27000 | 18700 | 2.85 | 23000 | 1.94
RUUD | Endeavor | 211781756 | HRCU-A-CB | RO1HHZ18AJ8S | RIMHHZ18AJ8S | Singlezone Ducted, Compact Ducted | 21600 | 15500 | 2.89 | 16800 | 2.12
RUUD | Endeavor | 211781757 | HRCU-A-CB | RO1HHZ24AJ8S | RIMHHZ24AJ8S | Singlezone Ducted, Compact Ducted | 27000 | 18100 | 2.9 | 23200 | 2
RUUD | Endeavor | 211781760 | HRCU-A-CB-O | RO1HHZ18AJ8S | RIGHHZ18AJ8S | Singlezone Non-Ducted, Ceiling Placement | 21600 | 15100 | 3.01 | 16800 | 2.24
RUUD | Endeavor | 211781761 | HRCU-A-CB-O | RO1HHZ24AJ8S | RIGHHZ24AJ8S | Singlezone Non-Ducted, Ceiling Placement | 27000 | 18000 | 3.08 | 23600 | 2.12
RUUD | Endeavor | 211781762 | HRCU-A-CB-O | RO1HHZ30AJ8S | RIGHHZ30AJ8S | Singlezone Non-Ducted, Ceiling Placement | 32000 | 20800 | 3.17 | 28000 | 2.12
RUUD | Endeavor | 210368093 | HRCU-A-CB-O | RO1HFZ30AJ2H | UIWHFZ30AJ2S | Singlezone Non-Ducted, Wall Placement | 32000 | 18900 | 2.56 | 32030 | 2.06
RUUD | Endeavor | 210368077 | HRCU-A-CB-O | RO1HFZ09AJ2S | RIFHFZ09AJ2S | Singlezone Non-Ducted, Floor Placement | 12000 | 7500 | 2.82 | 14220 | 1.98
RUUD | Endeavor | 210368081 | HRCU-A-CB-O | RO1HFZ15AJ2S | RIFHFZ15AJ2S | Singlezone Non-Ducted, Floor Placement | 18000 | 11600 | 2.62 | 18960 | 1.91
RUUD | Endeavor | 210368085 | HRCU-A-CB-O | RO1HFZ12AJ2H | RIFHFZ12AJ2S | Singlezone Non-Ducted, Floor Placement | 16000 | 10600 | 2.61 | 15050 | 1.9
RUUD | Endeavor | 210368109 | HRCU-A-CB-O | RO1HGZ15AJ1H | UIWHGZ15AJ1S | Singlezone Non-Ducted, Wall Placement | 18000 | 11200 | 3.16 | 21000 | 2.12
RUUD | Endeavor | 210368099 | HRCU-A-CB-O | RO1HGZ09AJ1S | UIWHGZ09AJ1S | Singlezone Non-Ducted, Wall Placement | 12000 | 7400 | 3.61 | 15400 | 2.15
RUUD | Endeavor | 210368101 | HRCU-A-CB-O | RO1HGZ09AJ1H | UIWHGZ09AJ1S | Singlezone Non-Ducted, Wall Placement | 12000 | 7400 | 3.5 | 15400 | 2.01
RUUD | Endeavor | 210368107 | HRCU-A-CB-O | RO1HGZ15AJ1S | UIWHGZ15AJ1S | Singlezone Non-Ducted, Wall Placement | 18000 | 11200 | 3.25 | 21000 | 2.24
RUUD | Endeavor | 210368127 | HRCU-A-CB-O | RO1HHZ09AJ2S | UIWHHZ09AJ2S | Singlezone Non-Ducted, Wall Placement | 12000 | 7400 | 3.19 | 10200 | 2.35
RUUD | Endeavor | 210368117 | HRCU-A-CB-O | RO1HHZ24AJ2S | UIWHHZ24AJ2S | Singlezone Non-Ducted, Wall Placement | 25200 | 15700 | 3.05 | 25500 | 2.08
RUUD | Endeavor | 210368103 | HRCU-A-CB-O | RO1HGZ12AJ1S | UIWHGZ12AJ1S | Singlezone Non-Ducted, Wall Placement | 16000 | 10000 | 3.33 | 16600 | 2.32
RUUD | Endeavor | 210368105 | HRCU-A-CB-O | RO1HGZ12AJ1H | UIWHGZ12AJ1S | Singlezone Non-Ducted, Wall Placement | 16000 | 10000 | 3.22 | 16600 | 2.16
SAMSUNG | FJM Max Heat | 207349917 | HMSR-A-CB-O | AJ020BXS3CH |  | Multizone All Non-Ducted | 22000 | 13100 | 3.28 | 22000 | 1.95
SAMSUNG | DVM S Eco | 205230040 | HMSR-A-CB-O | AM053TXMDCH |  | Multizone All Non-Ducted | 61000 | 36400 | 2.67 | 43000 | 2.14
SAMSUNG | DVM S Eco | 205142810 | HMSR-A-CB-O | AM048TXMDCH |  | Multizone All Non-Ducted | 54000 | 31600 | 2.81 | 38000 | 2.06
SAMSUNG | DVM S Eco | 205142809 | HMSR-A-CB-O | AM036TXMDCH |  | Multizone All Non-Ducted | 42000 | 25000 | 2.93 | 31000 | 2.09
SAMSUNG | DVM S Eco | 202098116 | HMSR-A-CB-O | AM036NXMDCR |  | Multizone All Non-Ducted | 42000 | 25000 | 2.93 | 31000 | 2.09
SAMSUNG | DVM S Eco | 202083810 | HMSR-A-CB-O | AM053NXMDCR |  | Multizone All Non-Ducted | 61000 | 36400 | 2.67 | 43000 | 2.14
SAMSUNG | DVM S Eco | 202057118 | HMSR-A-CB-O | AM048NXMDCR |  | Multizone All Non-Ducted | 54000 | 31600 | 2.81 | 38000 | 2.06
SAMSUNG | FJM Max Heat | 213353370 | HMSR-A-CB-O | AJ036CXS4CH |  | Multizone All Non-Ducted | 36600 | 23000 | 2.84 | 36600 | 2.04
SAMSUNG | FJM Max Heat | 213353367 | HMSR-A-CB-O | AJ020CXS3CH |  | Multizone All Non-Ducted | 22000 | 13400 | 2.95 | 22000 | 1.95
SAMSUNG | FJM Max Heat | 207349920 | HMSR-A-CB-O | AJ036BXS4CH |  | Multizone All Non-Ducted | 36600 | 21600 | 2.89 | 36600 | 2.04
SAMSUNG | WindFree™ Max Heat® 3.0 | 210436265 | HRCU-A-CB-O | AR15CSDACWKX | AR15CSDABWKN | Singlezone Non-Ducted, Wall Placement | 15000 | 20400 | 4.98 | 18000 | 2.03
SAMSUNG | WindFree™ 3.0 (RAC) | 210445759 | HRCU-A-CB-O | AR12CSDABWKX | AR12CSDABWKN | Singlezone Non-Ducted, Wall Placement | 12000 | 11400 | 4.77 | 13800 | 2.11
SAMSUNG | WindFree™ 3.0 (RAC) | 210445757 | HRCU-A-CB-O | AR09CSDABWKX | AR09CSDABWKN | Singlezone Non-Ducted, Wall Placement | 11000 | 10000 | 4.88 | 12000 | 2.25
SAMSUNG | WindFree™ 3.0 (RAC) | 210445761 | HRCU-A-CB-O | AR15CSDABWKX | AR15CSDABWKN | Singlezone Non-Ducted, Wall Placement | 15000 | 20400 | 4.98 | 18000 | 2.03
SAMSUNG | WindFree™ Max Heat® 3.0 | 210436264 | HRCU-A-CB-O | AR12CSDACWKX | AR12CSDABWKN | Singlezone Non-Ducted, Wall Placement | 12000 | 11400 | 4.77 | 13800 | 2.11
SAMSUNG | WindFree™ Max Heat® 3.0 | 210445758 | HRCU-A-CB-O | AR09CSDACWKX | AR09CSDABWKN | Singlezone Non-Ducted, Wall Placement | 11000 | 10000 | 4.88 | 12000 | 2.25
SENVILLE |  | 207641332 | HMSR-A-CB-O | SENA/30HF/MOQ |  | Multizone All Non-Ducted | 28000 | 21000 | 2.5 | 20000 | 2.11
SENVILLE |  | 8858355 | HMSR-A-CB-O | SENA/30HF/MOZ |  | Multizone All Non-Ducted | 28000 | 17200 | 2.8 | 17040 | 1.97
SENVILLE |  | 8858354 | HMSR-A-CB-O | SENA/18HF/MOZ |  | Multizone All Non-Ducted | 19000 | 12000 | 2.79 | 10205 | 1.97
SENVILLE |  | 213732651 | HMSV-A-CB | SENA-18HF-MOB |  | Multizone All Ducted | 20000 | 16000 | 2.61 | 20000 | 1.95
SENVILLE |  | 213732650 | HMSR-A-CB-O | SENA-18HF-MOB |  | Multizone All Non-Ducted | 20000 | 15000 | 2.5 | 20000 | 1.93
SENVILLE |  | 213732652 | HMSV-A-CB | SENA-18HF-MOB |  | Multizone Mix of Ducted and Non-Ducted | 20000 | 15500 | 2.55 | 20000 | 1.95
SENVILLE | SENDC | 213386472 | HRCU-A-CB | SENDC-24HF-OM | SENDC-24HF-IM | Singlezone Ducted, Centrally Ducted | 24000 | 19200 | 2.5 | 24071 | 1.91
SENVILLE |  | 205921390 | HRCU-A-CB | SENA/09HF/OZ | SENA/09HF/ID | Singlezone Ducted, Compact Ducted | 10000 | 7200 | 2.74 | 8300 | 2.06
SENVILLE | SEN series | 207641334 | HMSV-A-CB | SENA/30HF/MOQ |  | Multizone Mix of Ducted and Non-Ducted | 28000 | 21400 | 2.55 | 20000 | 2.13
SENVILLE | SEN series | 207641331 | HMSV-A-CB | SENA/18HF/MOQ |  | Multizone Mix of Ducted and Non-Ducted | 19000 | 14500 | 2.5 | 14000 | 2.17
SENVILLE |  | 210372990 | HRCU-A-CB-O | SENA/12HF/OQ | SENA-12HF-IFU | Singlezone Non-Ducted, Wall Placement | 12000 | 10200 | 2.72 | 12300 | 2.1
SENVILLE |  | 207613965 | HRCU-A-CB-O | SENL/09CD220/OY | SENL/09CD220/IY | Singlezone Non-Ducted, Wall Placement | 10000 | 6900 | 2.53 | 6400 | 1.95
SENVILLE |  | 207641348 | HRCU-A-CB | SENA/24HF/OQ | SENA/24HF/ID | Singlezone Ducted, Compact Ducted | 25000 | 21000 | 2.64 | 27000 | 2
SENVILLE |  | 207641351 | HRCU-A-CB-O | SENA/24HF/OQ | SENA/24HF/IF | Singlezone Non-Ducted, Floor Placement | 25000 | 19000 | 2.64 | 25000 | 2.1
SENVILLE |  | 207641333 | HMSV-A-CB | SENA/30HF/MOQ |  | Multizone All Ducted | 28000 | 22000 | 2.6 | 20000 | 2.14
SENVILLE |  | 207641346 | HRCU-A-CB | SENA/12HF/OQ | SENA/12HF/ID | Singlezone Ducted, Compact Ducted | 12500 | 10600 | 2.51 | 12100 | 1.96
SENVILLE |  | 207641342 | HRCU-A-CB-O | SENA/12HF/OQ | SENA/12HF/ICZ | Singlezone Non-Ducted, Ceiling Placement | 12000 | 9900 | 2.55 | 11500 | 1.9
SENVILLE |  | 207657627 | HRCU-A-CB-O | SENA/09HF/OQ | SENA/09HF/IQ | Singlezone Non-Ducted, Wall Placement | 12000 | 9500 | 2.53 | 11109 | 1.97
SHARP |  | 213927543 | HMSV-A-CB | AE-X3M24BU | AY-XPC9/12/18BU | Multizone All Non-Ducted | 26000 | 25000 | 2.53 | 21200 | 2.34
SHARP | Eco-inverter | 8950554 | HMSV-A-CB | AE-X2M20TU |  | Multizone All Non-Ducted | 22000 | 14000 | 2.89 | 12000 | 2.27
SHARP |  | 209423517 | HRCU-A-CB-O | AE-X15ZU | AY-XPC15ZU | Singlezone Non-Ducted, Wall Placement | 18000 | 11000 | 2.69 | 15300 | 2.11
SHARP |  | 209424784 | HRCU-A-CB-O | AE-X18ZHU | AY-XP18ZHU | Singlezone Non-Ducted, Wall Placement | 21600 | 14000 | 3.21 | 19500 | 2.2
SMART COMFORT | DLC-series | 208447764 | HRCU-A-CB-O | DLCERBH09AAK | DLFEHBH09XAK | Singlezone Non-Ducted, Wall Placement | 10000 | 6000 | 2.51 | 6933 | 1.97
SMART COMFORT | DLC-series | 208447684 | HRCU-A-CB-O | DLCSRBH12AAJ | DLFSHCH12XAJ | Singlezone Non-Ducted, Wall Placement | 12000 | 8400 | 2.8 | 7094 | 2.19
SMART COMFORT | DLC-series | 208447681 | HRCU-A-CB-O | DLCSRBH09AAK | DLFSHCH09XAK | Singlezone Non-Ducted, Wall Placement | 12000 | 9500 | 2.53 | 11109 | 1.97
SMART COMFORT | DLC-series | 208447685 | HRCU-A-CB-O | DLCSRBH06AAK | DLFSHCH06XAK | Singlezone Non-Ducted, Wall Placement | 7000 | 8500 | 2.9 | 8581 | 2.19
SMART COMFORT | DLC-series | 207683383 | HRCU-A-CB-O | DLCSRBH24AAK | DLFSCBH24XAK | Singlezone Non-Ducted, Wall Placement | 25000 | 21000 | 2.64 | 26000 | 1.95
SMART COMFORT | DLC-series | 209948199 | HRCU-A-CB-O | DLCSRBH12AAK | DLFSFBH12XAK | Singlezone Non-Ducted, Wall Placement | 12000 | 10200 | 2.72 | 12300 | 2.1
SMART COMFORT | DLC-series | 211132744 | HRCU-A-CB | DLCSRBH24AAK | DLFSDAH24XHK | Singlezone Ducted, Compact Ducted | 25000 | 21000 | 2.75 | 24000 | 2
SMART COMFORT | DLC-series | 211132703 | HRCU-A-CB | DLCSRBH18AAK | DLFSDAH18XHK | Singlezone Ducted, Compact Ducted | 19000 | 15700 | 2.6 | 18000 | 2.2
SMART COMFORT | DLC-series | 210857458 | HRCU-A-CB-O | DLCSRBH06AAK | DLFSOAH09XAK | Singlezone Non-Ducted, Ceiling Placement | 7100 | 5700 | 2.61 | 8500 | 2.03
SMART COMFORT | Dlseries | 210025749 | HRCU-A-CB | DLCURAH60ABK | DLFUAAH60XAK | Singlezone Ducted, Centrally Ducted | 59000 | 42000 | 2.6 | 54356 | 1.91
SMART COMFORT | DL series | 213372180 | HRCU-A-C | DLCURAH18ABK | DLFULAH24XBX + CI | Singlezone Ducted, Centrally Ducted | 19000 | 14700 | 2.6 | 15000 | 2.2
SMART COMFORT | DLC-series | 206361910 | HRCU-A-CB-O | DLCSRBH12AAK | DLFSHBH12XAK | Singlezone Non-Ducted, Wall Placement | 12000 | 10300 | 2.56 | 12113 | 1.9
SMART COMFORT | DLC-series | 206361908 | HRCU-A-CB-O | DLCSRBH12AAJ | DLFSHBH12XAJ | Singlezone Non-Ducted, Wall Placement | 12000 | 8900 | 2.75 | 6858 | 2.07
SMART COMFORT | DLC-series | 207188929 | HRCU-A-CB-O | DLCSRBH06AAK | DLFSHBH06XAK | Singlezone Non-Ducted, Wall Placement | 7000 | 7500 | 2.5 | 7200 | 1.92
SMART COMFORT | High Tier | 202463659 | HRCU-A-CB-O | DLCPRAH24AAK | DLFPHAH24XAK | Singlezone Non-Ducted, Wall Placement | 24000 | 15450 | 3 | 24000 | 2
SMART COMFORT | Performance Series | 207643169 | HMSV-A-CB | DLCMHBH48EAK |  | Multizone Mix of Ducted and Non-Ducted | 49000 | 31000 | 2.65 | 48000 | 1.9
SMART COMFORT | Performance Series | 207643159 | HMSV-A-CB | DLCMHBH24CAK |  | Multizone All Ducted | 24000 | 18500 | 2.85 | 21500 | 1.95
SMART COMFORT | Performance Series | 207643167 | HMSR-A-CB-O | DLCMHBH48EAK |  | Multizone All Non-Ducted | 48000 | 34000 | 2.83 | 48000 | 2
SMART COMFORT | Performance Series | 207643161 | HMSR-A-CB-O | DLCMHBH30DAK |  | Multizone All Non-Ducted | 30000 | 18500 | 2.98 | 29400 | 1.9
SMART COMFORT |  | 209852124 | HRCU-A-CB | DLCURAH18ABK | DLFUAAH18XAK | Singlezone Ducted, Centrally Ducted | 19000 | 13500 | 2.5 | 18000 | 2
SMART COMFORT | High Tier | 202463658 | HRCU-A-CB-O | DLCPRAH18AAK | DLFPHAH18XAK | Singlezone Non-Ducted, Wall Placement | 18000 | 12300 | 3.19 | 18000 | 2
Star Air Kontrol |  | 211726667 | HMSV-A-CB | SAK-18-21MUZ/220(OUT)* |  | Multizone Mix of Ducted and Non-Ducted | 19000 | 14600 | 2.5 | 14000 | 2.17
STEALTH | ACIQ series | 212394355 | HRCU-A-C | ACIQ-18-HPB | ACIQ-18-ACL | Singlezone Ducted, Centrally Ducted | 19000 | 14700 | 2.6 | 15000 | 2.2
STEALTH | ACIQ series | 213433310 | HRCU-A-CB | ACIQ-24-HPB | ACIQ-24W-P | Singlezone Ducted, Centrally Ducted | 27400 | 19200 | 2.61 | 24000 | 1.91
STEALTH | ACIQ series | 213433309 | HRCU-A-CB | ACIQ-18-HPB | ACIQ-18W-P | Singlezone Ducted, Centrally Ducted | 19000 | 13500 | 2.6 | 18000 | 2
STEALTH | ACIQ series | 213433305 | HRCU-A-CB | ACIQ-18-HPB | ACIQ-18W-WM | Singlezone Ducted, Centrally Ducted | 19000 | 15800 | 2.82 | 18800 | 2.3
STEALTH | ACIQ series | 213433306 | HRCU-A-CB | ACIQ-24-HPB | ACIQ-24W-WM | Singlezone Ducted, Centrally Ducted | 26000 | 20000 | 2.7 | 24000 | 2
STEALTH | ACIQ series | 213492167 | HRCU-A-C | ACIQ-18-HPB | ACIQ-24-ACL | Singlezone Ducted, Centrally Ducted | 19000 | 14700 | 2.6 | 15000 | 2.2
STEALTH | ACIQ | 212316205 | HMSV-A-CB | ACIQ-55Z-HH-M5B |  | Multizone Mix of Ducted and Non-Ducted | 55000 | 34800 | 2.5 | 47000 | 1.94
STEALTH | ES SERIES | 212316211 | HMSV-A-CB | ES-27Z-M3B |  | Multizone Mix of Ducted and Non-Ducted | 28000 | 21400 | 2.55 | 20000 | 2.13
STEALTH | ACIQ | 212316173 | HMSV-A-CB | ACIQ-18Z-HH-M2B |  | Multizone Mix of Ducted and Non-Ducted | 20000 | 15500 | 2.55 | 20000 | 1.95
STEALTH | ES SERIES | 212316208 | HMSV-A-CB | ES-18Z-M2B |  | Multizone Mix of Ducted and Non-Ducted | 19000 | 14500 | 2.5 | 14000 | 2.17
SURE |  | 214066928 | HRCU-A-CB | RD17AZ36AJ3N | TCFZ3621MTANM | Singlezone Ducted, Centrally Ducted | 34200 | 31200 | 3.63 | 29600 | 1.9
SURE |  | 214066915 | HRCU-A-CB | RD17AZ36AJ3N | TCFZ3621MTANM | Singlezone Ducted, Centrally Ducted | 34200 | 23000 | 2.7 | 17900 | 2.3
SURE |  | 214066905 | HRCU-A-CB | RD17AZ36AJ3N | TCFZ3621MTANM | Singlezone Ducted, Centrally Ducted | 34200 | 23000 | 2.7 | 17900 | 2.3
SURE |  | 214066899 | HRCU-A-CB | RD17AZ36AJ3N | TCFZ3621MTANM | Singlezone Ducted, Centrally Ducted | 34200 | 23200 | 2.7 | 18000 | 2.3
SURE |  | 214066865 | HRCU-A-CB | RD17AZ36AJ3N | TCFZ3621MTANM | Singlezone Ducted, Centrally Ducted | 34200 | 23200 | 2.7 | 17900 | 2.3
SURE |  | 214066813 | HRCU-A-CB | RD17AZ36AJ3N | TCFZ3621MTANM | Singlezone Ducted, Centrally Ducted | 34200 | 23000 | 2.7 | 17900 | 2.3
SURE |  | 214066805 | HRCU-A-CB | RD17AZ36AJ3N | TCFZ3621MTANM | Singlezone Ducted, Centrally Ducted | 34200 | 23000 | 2.7 | 17900 | 2.3
SURE |  | 214066798 | HRCU-A-CB | RD17AZ36AJ3N | TCFZ3621MTANM | Singlezone Ducted, Centrally Ducted | 34200 | 23200 | 2.7 | 18000 | 2.3
SURE |  | 214066796 | HRCU-A-CB | RD17AZ36AJ3N | TCFZ3621MTANM | Singlezone Ducted, Centrally Ducted | 34200 | 31400 | 3.65 | 29600 | 1.9
SURE |  | 214066789 | HRCU-A-CB | RD17AZ36AJ3N | TCFZ3621MTANM | Singlezone Ducted, Centrally Ducted | 34200 | 23000 | 2.8 | 17800 | 2.3
SURE |  | 214066783 | HRCU-A-CB | RD17AZ36AJ3N | TCFZ3621MTANM | Singlezone Ducted, Centrally Ducted | 34200 | 23000 | 2.7 | 17900 | 2.3
SURE |  | 214066776 | HRCU-A-CB | RD17AZ36AJ3N | TCFZ3621MTANM | Singlezone Ducted, Centrally Ducted | 34200 | 23000 | 2.7 | 17900 | 2.3
SURE |  | 214066748 | HRCU-A-CB | RD17AZ36AJ3N | TCFZ3621MTANM | Singlezone Ducted, Centrally Ducted | 34200 | 31600 | 3.62 | 29800 | 1.9
SURE |  | 214066736 | HRCU-A-CB | RD17AZ36AJ3N | TCFZ3621MTANM | Singlezone Ducted, Centrally Ducted | 34200 | 23000 | 2.7 | 17900 | 2.3
SURE |  | 214066697 | HRCU-A-CB | RD17AZ36AJ3N | TCFZ3621MTANM | Singlezone Ducted, Centrally Ducted | 34200 | 23200 | 2.7 | 18000 | 2.3
SURE |  | 214066685 | HRCU-A-CB | RD17AZ36AJ3N | TCFZ3621MTANM | Singlezone Ducted, Centrally Ducted | 34200 | 23000 | 2.8 | 17800 | 2.3
SURE |  | 214066665 | HRCU-A-CB | RD17AZ36AJ3N | TCFZ3621MTANM | Singlezone Ducted, Centrally Ducted | 34200 | 23200 | 2.7 | 17900 | 2.3
SURE |  | 214066664 | HRCU-A-CB | RD17AZ36AJ3N | TCFZ3621MTANM | Singlezone Ducted, Centrally Ducted | 34200 | 23000 | 2.7 | 17900 | 2.3
SURE |  | 214066611 | HRCU-A-CB | RD17AZ36AJ3N | TCFZ3621MTANM | Singlezone Ducted, Centrally Ducted | 34200 | 23000 | 2.7 | 17900 | 2.3
SURE |  | 214066607 | HRCU-A-CB | RD17AZ36AJ3N | TCFZ3621MTANM | Singlezone Ducted, Centrally Ducted | 34200 | 23200 | 2.7 | 18000 | 2.3
SURE |  | 214066597 | HRCU-A-CB | RD17AZ36AJ3N | TCFZ3621MTANM | Singlezone Ducted, Centrally Ducted | 34200 | 23200 | 2.7 | 17900 | 2.3
SURE |  | 214066588 | HRCU-A-CB | RD17AZ36AJ3N | TCFZ3621MTANM | Singlezone Ducted, Centrally Ducted | 34200 | 23000 | 2.7 | 17900 | 2.3
SURE |  | 214066581 | HRCU-A-CB | RD17AZ36AJ3N | TCFZ3621MTANM | Singlezone Ducted, Centrally Ducted | 34200 | 23200 | 2.7 | 18000 | 2.3
SURE |  | 214066568 | HRCU-A-CB | RD17AZ36AJ3N | TCFZ3621MTANM | Singlezone Ducted, Centrally Ducted | 34200 | 23000 | 2.7 | 17900 | 2.3
SURE |  | 214066565 | HRCU-A-CB | RD17AZ36AJ3N | TCFZ3621MTANM | Singlezone Ducted, Centrally Ducted | 34200 | 23200 | 2.7 | 18000 | 2.3
SURE |  | 214066558 | HRCU-A-CB | RD17AZ36AJ3N | TCFZ3621MTANM | Singlezone Ducted, Centrally Ducted | 34200 | 23200 | 2.7 | 17900 | 2.3
SURE |  | 214066551 | HRCU-A-CB | RD17AZ36AJ3N | TCFZ3621MTANM | Singlezone Ducted, Centrally Ducted | 34200 | 23000 | 2.7 | 17900 | 2.3
SURE |  | 214066544 | HRCU-A-CB | RD17AZ36AJ3N | TCFZ3621MTANM | Singlezone Ducted, Centrally Ducted | 34200 | 23200 | 2.7 | 17900 | 2.3
SURE |  | 214066496 | HRCU-A-CB | RD17AZ36AJ3N | TCFZ3621MTAAM | Singlezone Ducted, Centrally Ducted | 34200 | 23800 | 2.7 | 18400 | 2.2
SURE |  | 214066494 | HRCU-A-CB | RD17AZ36AJ3N | TCFZ3621MTANM | Singlezone Ducted, Centrally Ducted | 34200 | 23400 | 2.72 | 18100 | 2.3
SURE |  | 214066490 | HRCU-A-CB | RD17AZ36AJ3N | TCFZ3621MTAAM | Singlezone Ducted, Centrally Ducted | 34200 | 23600 | 2.7 | 18300 | 2.3
SURE |  | 214066480 | HRCU-A-CB | RD17AZ36AJ3N | TCFZ3621MTAAM | Singlezone Ducted, Centrally Ducted | 34200 | 23600 | 2.8 | 18100 | 2.3
SURE |  | 214066477 | HRCU-A-CB | RD17AZ36AJ3N | TCFZ3624MTANM | Singlezone Ducted, Centrally Ducted | 34200 | 23400 | 2.7 | 18100 | 2.3
SURE |  | 214066474 | HRCU-A-CB | RD17AZ36AJ3N | TCFZ3621MTAAM | Singlezone Ducted, Centrally Ducted | 34200 | 23600 | 2.7 | 18300 | 2.3
SURE |  | 214066471 | HRCU-A-CB | RD17AZ36AJ3N | TCFZ3621MTANM | Singlezone Ducted, Centrally Ducted | 34200 | 23400 | 2.72 | 18100 | 2.3
SURE |  | 214066448 | HRCU-A-CB | RD17AZ36AJ3N | SH2CZ3621MTANA | Singlezone Ducted, Centrally Ducted | 34200 | 23200 | 2.7 | 18000 | 2.3
SURE |  | 214066441 | HRCU-A-CB | RD17AZ36AJ3N | SH2CZ3621MTANN | Singlezone Ducted, Centrally Ducted | 34200 | 22800 | 2.77 | 17800 | 2.3
SURE |  | 214075561 | HRCU-A-CB | RD17AZ24AJ3N | TCFZ2417MTANM | Singlezone Ducted, Centrally Ducted | 22600 | 19000 | 3.2 | 16900 | 2
SURE |  | 214075554 | HRCU-A-CB | RD17AZ24AJ3N | TCFZ2417MTANM | Singlezone Ducted, Centrally Ducted | 22600 | 18900 | 3.22 | 16800 | 2.1
SURE |  | 214075553 | HRCU-A-CB | RD17AZ24AJ3N | TCFZ2417MTANM | Singlezone Ducted, Centrally Ducted | 22600 | 18900 | 3.24 | 16800 | 2.1
SURE |  | 214075549 | HRCU-A-CB | RD17AZ24AJ3N | TCFZ2417MTANM | Singlezone Ducted, Centrally Ducted | 22600 | 19000 | 3.2 | 16900 | 2
SURE |  | 214075544 | HRCU-A-CB | RD17AZ24AJ3N | TCFZ2417MTANM | Singlezone Ducted, Centrally Ducted | 22600 | 19000 | 3.2 | 16900 | 2
SURE |  | 214075543 | HRCU-A-CB | RD17AZ24AJ3N | TCFZ2417MTANM | Singlezone Ducted, Centrally Ducted | 22400 | 19000 | 3.06 | 17000 | 2
SURE |  | 214075540 | HRCU-A-CB | RD17AZ24AJ3N | TCFZ2417MTANM | Singlezone Ducted, Centrally Ducted | 22600 | 19000 | 3.2 | 16900 | 2
SURE |  | 214075525 | HRCU-A-CB | RD17AZ24AJ3N | TCFZ2417MTANM | Singlezone Ducted, Centrally Ducted | 22600 | 18800 | 3.22 | 16800 | 2.1
SURE |  | 214075514 | HRCU-A-CB | RD17AZ24AJ3N | TCFZ2417MTANM | Singlezone Ducted, Centrally Ducted | 22400 | 19100 | 3.08 | 17000 | 2
SURE |  | 214075509 | HRCU-A-CB | RD17AZ24AJ3N | TCFZ2417MTANM | Singlezone Ducted, Centrally Ducted | 22600 | 18900 | 3.22 | 16800 | 2.1
SURE |  | 214075494 | HRCU-A-CB | RD17AZ24AJ3N | TCFZ2417MTANM | Singlezone Ducted, Centrally Ducted | 22600 | 18900 | 3.22 | 16800 | 2.1
SURE |  | 214075483 | HRCU-A-CB | RD17AZ24AJ3N | TCFZ2417MTANM | Singlezone Ducted, Centrally Ducted | 22600 | 19000 | 3.08 | 17000 | 2
SURE |  | 214075474 | HRCU-A-CB | RD17AZ24AJ3N | TCFZ2417MTANM | Singlezone Ducted, Centrally Ducted | 22600 | 19000 | 3.2 | 16900 | 2
SURE |  | 214075473 | HRCU-A-CB | RD17AZ24AJ3N | TCFZ2417MTANM | Singlezone Ducted, Centrally Ducted | 22600 | 19000 | 3.2 | 16900 | 2
SURE |  | 214075470 | HRCU-A-CB | RD17AZ24AJ3N | TCFZ2417MTANM | Singlezone Ducted, Centrally Ducted | 22400 | 19100 | 3.08 | 17100 | 2
SURE |  | 214075467 | HRCU-A-CB | RD17AZ24AJ3N | TCFZ2417MTANM | Singlezone Ducted, Centrally Ducted | 22600 | 19000 | 3.2 | 16900 | 2
SURE |  | 214075460 | HRCU-A-CB | RD17AZ24AJ3N | TCFZ2417MTANM | Singlezone Ducted, Centrally Ducted | 22600 | 18900 | 3.24 | 16800 | 2.1
SURE |  | 214075454 | HRCU-A-CB | RD17AZ24AJ3N | TCFZ2417MTANM | Singlezone Ducted, Centrally Ducted | 22600 | 19000 | 3.2 | 16900 | 2
SURE |  | 214075451 | HRCU-A-CB | RD17AZ24AJ3N | TCFZ2417MTANM | Singlezone Ducted, Centrally Ducted | 22600 | 19000 | 3.2 | 16900 | 2
SURE |  | 214075450 | HRCU-A-CB | RD17AZ24AJ3N | TCFZ2417MTANM | Singlezone Ducted, Centrally Ducted | 22600 | 19000 | 3.2 | 16900 | 2
SURE |  | 214075441 | HRCU-A-CB | RD17AZ24AJ3N | TCFZ2417MTANM | Singlezone Ducted, Centrally Ducted | 22600 | 19000 | 3.2 | 16900 | 2
SURE |  | 214075438 | HRCU-A-CB | RD17AZ24AJ3N | TCFZ2417MTANM | Singlezone Ducted, Centrally Ducted | 22600 | 18900 | 3.22 | 16800 | 2
SURE |  | 214075436 | HRCU-A-CB | RD17AZ24AJ3N | TCFZ2417MTANM | Singlezone Ducted, Centrally Ducted | 22600 | 19000 | 3.08 | 17000 | 2
SURE |  | 214075433 | HRCU-A-CB | RD17AZ24AJ3N | TCFZ2417MTANM | Singlezone Ducted, Centrally Ducted | 22600 | 19000 | 3.2 | 16900 | 2
SURE |  | 214075427 | HRCU-A-CB | RD17AZ24AJ3N | TCFZ2417MTANM | Singlezone Ducted, Centrally Ducted | 22600 | 19000 | 3.2 | 16900 | 2
SURE |  | 214075424 | HRCU-A-CB | RD17AZ24AJ3N | TCFZ2417MTANM | Singlezone Ducted, Centrally Ducted | 22600 | 19000 | 3.2 | 16900 | 2
SURE |  | 214075420 | HRCU-A-CB | RD17AZ24AJ3N | TCFZ2417MTANM | Singlezone Ducted, Centrally Ducted | 22600 | 18900 | 3.24 | 16800 | 2.1
SURE |  | 214075419 | HRCU-A-CB | RD17AZ24AJ3N | TCFZ2417MTANM | Singlezone Ducted, Centrally Ducted | 22600 | 18900 | 3.22 | 16800 | 2
SURE |  | 214075418 | HRCU-A-CB | RD17AZ24AJ3N | TCFZ2417MTANM | Singlezone Ducted, Centrally Ducted | 22600 | 19000 | 3.08 | 17000 | 2
SURE |  | 214075412 | HRCU-A-CB | RD17AZ24AJ3N | TCFZ2417MTANM | Singlezone Ducted, Centrally Ducted | 22600 | 19000 | 3.2 | 16900 | 2
SURE |  | 214075595 | HRCU-A-CB | RD17AZ24AJ3N | TCFZ2417MTANM | Singlezone Ducted, Centrally Ducted | 22600 | 19000 | 3.2 | 16900 | 2
SURE |  | 214075593 | HRCU-A-CB | RD17AZ24AJ3N | TCFZ2417MTANM | Singlezone Ducted, Centrally Ducted | 22600 | 18900 | 3.22 | 16800 | 2.1
SURE |  | 214075591 | HRCU-A-CB | RD17AZ24AJ3N | TCFZ2417MTANM | Singlezone Ducted, Centrally Ducted | 22600 | 18800 | 3.22 | 16800 | 2.1
SURE |  | 214075589 | HRCU-A-CB | RD17AZ24AJ3N | TCFZ2417MTANM | Singlezone Ducted, Centrally Ducted | 22600 | 19000 | 3.2 | 16900 | 2
SURE |  | 214075586 | HRCU-A-CB | RD17AZ24AJ3N | TCFZ2417MTANM | Singlezone Ducted, Centrally Ducted | 22600 | 18900 | 3.24 | 16800 | 2.1
SURE |  | 214075580 | HRCU-A-CB | RD17AZ24AJ3N | TCFZ2417MTANM | Singlezone Ducted, Centrally Ducted | 22600 | 19000 | 3.2 | 16900 | 2
SURE |  | 214075578 | HRCU-A-CB | RD17AZ24AJ3N | TCFZ2417MTANM | Singlezone Ducted, Centrally Ducted | 22600 | 18900 | 3.22 | 16800 | 2.1
SURE |  | 214075575 | HRCU-A-CB | RD17AZ24AJ3N | TCFZ2417MTANM | Singlezone Ducted, Centrally Ducted | 22600 | 19000 | 3.2 | 16900 | 2
SURE |  | 214233327 | HRCU-A-CB | RD17AZ36AJ3N | SH3VZ4821STACN | Singlezone Ducted, Centrally Ducted | 34200 | 31200 | 3.79 | 29400 | 2
SURE |  | 214075922 | HRCU-A-CB | RD17AZ24AJ3N | SH2VZ3617STANN | Singlezone Ducted, Centrally Ducted | 22800 | 15100 | 2.6 | 11900 | 2.19
SURE |  | 214066462 | HRCU-A-CB | RD17AZ36AJ3N | SH2VZ3621MTANA | Singlezone Ducted, Centrally Ducted | 34200 | 23400 | 2.8 | 18000 | 2.3
SURE |  | 214066458 | HRCU-A-CB | RD17AZ36AJ3N | SH2VZ3621MTANN | Singlezone Ducted, Centrally Ducted | 34200 | 23200 | 2.82 | 17900 | 2.3
TCL |  | 207688892 | HRCU-A-CB-O | TSC-24HA2/I3TI20 | TSC-24HA2/I3TI20-I | Singlezone Non-Ducted, Wall Placement | 24000 | 13900 | 2.75 | 16720 | 1.96
TCL |  | 207688891 | HRCU-A-CB-O | TSC-18HA2/I3TI21 | TSC-18HA2/I3TI21-I | Singlezone Non-Ducted, Wall Placement | 18000 | 10000 | 2.85 | 12600 | 2.21
TCL |  | 209424844 | HMSR-A-CB-O | TUM-27HA2/I2I21-21ES |  | Multizone All Non-Ducted | 26000 | 18100 | 2.95 | 16250 | 2.27
TCL |  | 209424845 | HMSR-A-CB-O | TUM-36HA2/I2I21-21ES |  | Multizone All Non-Ducted | 35600 | 21200 | 2.64 | 23200 | 2.12
TEMPSTAR | DLC-series | 208447756 | HRCU-A-CB-O | DLCERBH09AAK | DLFEHBH09XAK | Singlezone Non-Ducted, Wall Placement | 10000 | 6000 | 2.51 | 6933 | 1.97
TEMPSTAR | DLC-series | 208447676 | HRCU-A-CB-O | DLCSRBH12AAJ | DLFSHCH12XAJ | Singlezone Non-Ducted, Wall Placement | 12000 | 8400 | 2.8 | 7094 | 2.19
TEMPSTAR | DLC-series | 208447673 | HRCU-A-CB-O | DLCSRBH09AAK | DLFSHCH09XAK | Singlezone Non-Ducted, Wall Placement | 12000 | 9500 | 2.53 | 11109 | 1.97
TEMPSTAR | DLC-series | 208447677 | HRCU-A-CB-O | DLCSRBH06AAK | DLFSHCH06XAK | Singlezone Non-Ducted, Wall Placement | 7000 | 8500 | 2.9 | 8581 | 2.19
TEMPSTAR | DLC-series | 207683376 | HRCU-A-CB-O | DLCSRBH24AAK | DLFSCBH24XAK | Singlezone Non-Ducted, Wall Placement | 25000 | 21000 | 2.64 | 26000 | 1.95
TEMPSTAR | DLC-series | 209948198 | HRCU-A-CB-O | DLCSRBH12AAK | DLFSFBH12XAK | Singlezone Non-Ducted, Wall Placement | 12000 | 10200 | 2.72 | 12300 | 2.1
TEMPSTAR | DLC-series | 211132740 | HRCU-A-CB | DLCSRBH24AAK | DLFSDAH24XHK | Singlezone Ducted, Compact Ducted | 25000 | 21000 | 2.75 | 24000 | 2
TEMPSTAR | DLC-series | 211132700 | HRCU-A-CB | DLCSRBH18AAK | DLFSDAH18XHK | Singlezone Ducted, Compact Ducted | 19000 | 15700 | 2.6 | 18000 | 2.2
TEMPSTAR | DLC-series | 210857454 | HRCU-A-CB-O | DLCSRBH06AAK | DLFSOAH09XAK | Singlezone Non-Ducted, Ceiling Placement | 7100 | 5700 | 2.61 | 8500 | 2.03
TEMPSTAR | Dlseries | 210025748 | HRCU-A-CB | DLCURAH60ABK | DLFUAAH60XAK | Singlezone Ducted, Centrally Ducted | 59000 | 42000 | 2.6 | 54356 | 1.91
TEMPSTAR | DL series | 213372172 | HRCU-A-C | DLCURAH18ABK | DLFULAH24XBX + CI | Singlezone Ducted, Centrally Ducted | 19000 | 14700 | 2.6 | 15000 | 2.2
TEMPSTAR | DLC-series | 206361905 | HRCU-A-CB-O | DLCSRBH12AAK | DLFSHBH12XAK | Singlezone Non-Ducted, Wall Placement | 12000 | 10300 | 2.56 | 12113 | 1.9
TEMPSTAR | DLC-series | 206361903 | HRCU-A-CB-O | DLCSRBH12AAJ | DLFSHBH12XAJ | Singlezone Non-Ducted, Wall Placement | 12000 | 8900 | 2.75 | 6858 | 2.07
TEMPSTAR | DLC-series | 207188926 | HRCU-A-CB-O | DLCSRBH06AAK | DLFSHBH06XAK | Singlezone Non-Ducted, Wall Placement | 7000 | 7500 | 2.5 | 7200 | 1.92
TEMPSTAR |  | 201835748 | HRCU-A-CB-O | DLCPRAH09AAK | DLFPHAH09XAK | Singlezone Non-Ducted, Wall Placement | 10000 | 7200 | 2.78 | 13047 | 1.97
TEMPSTAR | High Tier | 202463657 | HRCU-A-CB-O | DLCPRAH24AAK | DLFPHAH24XAK | Singlezone Non-Ducted, Wall Placement | 24000 | 15450 | 3 | 24000 | 2
TEMPSTAR | QuietComfort | 206350468 | HRCU-A-CB | DLCSRBH24AAK | DLFSDAH24XAK | Singlezone Ducted, Compact Ducted | 24600 | 14500 | 2.8 | 27910 | 2.01
TEMPSTAR | Performance Series | 207643148 | HMSV-A-CB | DLCMHBH48EAK |  | Multizone Mix of Ducted and Non-Ducted | 49000 | 31000 | 2.65 | 48000 | 1.9
TEMPSTAR | Performance Series | 207643138 | HMSV-A-CB | DLCMHBH24CAK |  | Multizone All Ducted | 24000 | 18500 | 2.85 | 21500 | 1.95
TEMPSTAR | SMARTCOMFORT DELUXE 18 VS HP | 210458487 | HRCU-A-CB | TVH837GKA2*+TSTAT | EA*4X37L21A* | Singlezone Ducted, Centrally Ducted | 47500 | 30800 | 2.52 | 24400 | 1.98
TEMPSTAR | SMARTCOMFORT DELUXE 18 VS HP | 210459744 | HRCU-A-CB | TVH837GKA2*+TSTAT | EA*4X43L21A* | Singlezone Ducted, Centrally Ducted | 47500 | 30800 | 2.52 | 24400 | 1.98
TEMPSTAR | SMARTCOMFORT DELUXE 18 VS HP | 210461333 | HRCU-A-CB | TVH837GKA2*+TSTAT | EA*4X61L21A* | Singlezone Ducted, Centrally Ducted | 46500 | 30400 | 2.5 | 24200 | 1.96
TEMPSTAR | SMARTCOMFORT DELUXE 18 VS HP | 210461421 | HRCU-A-CB | TVH837GKA2*+TSTAT | EA*4X61L21A* | Singlezone Ducted, Centrally Ducted | 47000 | 30600 | 2.5 | 24400 | 1.98
TEMPSTAR | SMARTCOMFORT DELUXE 18 VS HP | 210461434 | HRCU-A-CB | TVH837GKA2*+TSTAT | EA*4X61L21A* | Singlezone Ducted, Centrally Ducted | 47000 | 30600 | 2.5 | 24400 | 1.98
TEMPSTAR | SMARTCOMFORT DELUXE 18 VS HP | 210461457 | HRCU-A-CB | TVH837GKA2*+TSTAT | EA*4X61L21A* | Singlezone Ducted, Centrally Ducted | 46500 | 30600 | 2.5 | 24400 | 1.96
TEMPSTAR | SMARTCOMFORT DELUXE 18 VS HP | 210461755 | HRCU-A-CB | TVH837GKA2*+TSTAT | EA*4X61L24A* | Singlezone Ducted, Centrally Ducted | 46500 | 30600 | 2.5 | 24200 | 1.98
TEMPSTAR | SMARTCOMFORT DELUXE 18 VS HP | 210461767 | HRCU-A-CB | TVH837GKA2*+TSTAT | EA*4X61L24A* | Singlezone Ducted, Centrally Ducted | 46500 | 30400 | 2.5 | 24200 | 1.98
TEMPSTAR | SMARTCOMFORT DELUXE 18 VS HP | 210461800 | HRCU-A-CB | TVH837GKA2*+TSTAT | EA*4X61L24A* | Singlezone Ducted, Centrally Ducted | 47000 | 30600 | 2.5 | 24400 | 1.96
TEMPSTAR | SMARTCOMFORT DELUXE 18 VS HP | 210461811 | HRCU-A-CB | TVH837GKA2*+TSTAT | EA*4X61L24A* | Singlezone Ducted, Centrally Ducted | 47000 | 30600 | 2.5 | 24400 | 1.98
TEMPSTAR | SMARTCOMFORT DELUXE 18 VS HP | 210461833 | HRCU-A-CB | TVH837GKA2*+TSTAT | EA*4X61L24A* | Singlezone Ducted, Centrally Ducted | 46500 | 30400 | 2.5 | 24000 | 1.96
TEMPSTAR | SMARTCOMFORT DELUXE 18 VS HP | 210461844 | HRCU-A-CB | TVH837GKA2*+TSTAT | EA*4X61L24A* | Singlezone Ducted, Centrally Ducted | 47000 | 30600 | 2.5 | 24400 | 1.98
TEMPSTAR | SMARTCOMFORT DELUXE 18 VS HP | 210461968 | HRCU-A-CB | TVH837GKA2*+TSTAT | EA*4X61L24A* | Singlezone Ducted, Centrally Ducted | 47000 | 30600 | 2.5 | 24400 | 1.98
TEMPSTAR | SMARTCOMFORT DELUXE 18 VS HP | 210462023 | HRCU-A-CB | TVH837GKA2*+TSTAT | EA*4X61L24A* | Singlezone Ducted, Centrally Ducted | 47000 | 30800 | 2.52 | 24400 | 1.98
TEMPSTAR | SMARTCOMFORT DELUXE 18 VS HP | 210464176 | HRCU-A-CB | TVH837GKA2*+TSTAT | EN(A,D,W)4X48L21** | Singlezone Ducted, Centrally Ducted | 47500 | 30800 | 2.5 | 24200 | 1.96
TEMPSTAR | SMARTCOMFORT DELUXE 18 VS HP | 210464311 | HRCU-A-CB | TVH837GKA2*+TSTAT | EN(A,D,W)4X48L21** | Singlezone Ducted, Centrally Ducted | 48000 | 31000 | 2.5 | 24400 | 1.94
TEMPSTAR | SMARTCOMFORT DELUXE 18 VS HP | 210464466 | HRCU-A-CB | TVH837GKA2*+TSTAT | EN(A,D,W)4X48L21** | Singlezone Ducted, Centrally Ducted | 48000 | 31000 | 2.5 | 24400 | 1.94
TEMPSTAR | SMARTCOMFORT DELUXE 18 VS HP | 210464609 | HRCU-A-CB | TVH837GKA2*+TSTAT | EN(A,D)4X48L24** | Singlezone Ducted, Centrally Ducted | 48000 | 31000 | 2.5 | 24400 | 1.96
TEMPSTAR | SMARTCOMFORT DELUXE 18 VS HP | 210464621 | HRCU-A-CB | TVH837GKA2*+TSTAT | EN(A,D)4X48L24** | Singlezone Ducted, Centrally Ducted | 47500 | 30800 | 2.5 | 24200 | 1.96
TEMPSTAR | SMARTCOMFORT DELUXE 18 VS HP | 210464687 | HRCU-A-CB | TVH837GKA2*+TSTAT | EN(A,D)4X48L24** | Singlezone Ducted, Centrally Ducted | 47500 | 30600 | 2.5 | 24200 | 1.94
TEMPSTAR | SMARTCOMFORT DELUXE 18 VS HP | 210464822 | HRCU-A-CB | TVH837GKA2*+TSTAT | EN(A,D)4X48L24** | Singlezone Ducted, Centrally Ducted | 48000 | 31000 | 2.5 | 24400 | 1.94
TEMPSTAR | SMARTCOMFORT DELUXE 18 VS HP | 210465010 | HRCU-A-CB | TVH837GKA2*+TSTAT | EN(A,D,W)4X60L24** | Singlezone Ducted, Centrally Ducted | 47000 | 30600 | 2.5 | 24000 | 1.96
TEMPSTAR | SMARTCOMFORT DELUXE 18 VS HP | 210468214 | HRCU-A-CB | TVH837GKA2*+TSTAT | EHD4X60AAL | Singlezone Ducted, Centrally Ducted | 47000 | 30600 | 2.52 | 24200 | 1.98
TEMPSTAR | SMARTCOMFORT DELUXE 18 VS HP | 210468324 | HRCU-A-CB | TVH837GKA2*+TSTAT | EHD4X60AAL | Singlezone Ducted, Centrally Ducted | 46500 | 30400 | 2.5 | 24200 | 1.98
TEMPSTAR | Performance Series | 207643146 | HMSR-A-CB-O | DLCMHBH48EAK |  | Multizone All Non-Ducted | 48000 | 34000 | 2.83 | 48000 | 2
TEMPSTAR | Performance Series | 207643140 | HMSR-A-CB-O | DLCMHBH30DAK |  | Multizone All Non-Ducted | 30000 | 18500 | 2.98 | 29400 | 1.9
TEMPSTAR | SMARTCOMFORT DELUXE 18 VS HP | 206766040 | HRCU-A-CB | TVH825GKA3* | EA*4X37L21A*+WALLCON | Singlezone Ducted, Centrally Ducted | 21000 | 20400 | 2.54 | 18100 | 2.24
TEMPSTAR | SMARTCOMFORT DELUXE 18 VS HP | 210473247 | HRCU-A-CB | TVH825GKA3* | EA*4X43L21A*+WALLCON | Singlezone Ducted, Centrally Ducted | 21000 | 20400 | 2.54 | 18100 | 2.24
TEMPSTAR | SMARTCOMFORT DELUXE 18 VS HP | 206771279 | HRCU-A-CB | TVH837GKA2* | EA*4X37L21A*+WALLCON | Singlezone Ducted, Centrally Ducted | 33000 | 31800 | 2.52 | 28000 | 2.2
TEMPSTAR | SMARTCOMFORT DELUXE 18 VS HP | 206771333 | HRCU-A-CB | TVH837GKA2* | EA*4X37L21A*+WALLCON | Singlezone Ducted, Centrally Ducted | 32800 | 31800 | 2.54 | 28000 | 2.22
TEMPSTAR | SMARTCOMFORT DELUXE 18 VS HP | 206771351 | HRCU-A-CB | TVH837GKA2* | EA*4X37L21A*+WALLCON | Singlezone Ducted, Centrally Ducted | 32800 | 31800 | 2.54 | 28000 | 2.22
TEMPSTAR | SMARTCOMFORT DELUXE 18 VS HP | 206771360 | HRCU-A-CB | TVH837GKA2* | EA*4X37L21A*+WALLCON | Singlezone Ducted, Centrally Ducted | 32800 | 31800 | 2.54 | 27800 | 2.22
TEMPSTAR | SMARTCOMFORT DELUXE 18 VS HP | 206771630 | HRCU-A-CB | TVH837GKA2* | EA*4X43L21A*+WALLCON | Singlezone Ducted, Centrally Ducted | 33000 | 32000 | 2.52 | 28000 | 2.2
TEMPSTAR | SMARTCOMFORT DELUXE 18 VS HP | 206771648 | HRCU-A-CB | TVH837GKA2* | EA*4X43L21A*+WALLCON | Singlezone Ducted, Centrally Ducted | 32800 | 31800 | 2.54 | 28000 | 2.2
TEMPSTAR | SMARTCOMFORT DELUXE 18 VS HP | 206771702 | HRCU-A-CB | TVH837GKA2* | EA*4X43L21A*+WALLCON | Singlezone Ducted, Centrally Ducted | 32800 | 31800 | 2.54 | 27800 | 2.22
TEMPSTAR | SMARTCOMFORT DELUXE 18 VS HP | 206771720 | HRCU-A-CB | TVH837GKA2* | EA*4X43L21A*+WALLCON | Singlezone Ducted, Centrally Ducted | 32800 | 31800 | 2.54 | 27800 | 2.22
TEMPSTAR | SMARTCOMFORT DELUXE 18 VS HP | 206771729 | HRCU-A-CB | TVH837GKA2* | EA*4X43L21A*+WALLCON | Singlezone Ducted, Centrally Ducted | 32800 | 31800 | 2.56 | 27800 | 2.22
TEMPSTAR | SMARTCOMFORT DELUXE 18 VS HP | 206771783 | HRCU-A-CB | TVH837GKA2* | EA*4X48L21A*+WALLCON | Singlezone Ducted, Centrally Ducted | 32600 | 31400 | 2.52 | 27800 | 2.2
TEMPSTAR | SMARTCOMFORT DELUXE 18 VS HP | 206771837 | HRCU-A-CB | TVH837GKA2* | EA*4X48L21A*+WALLCON | Singlezone Ducted, Centrally Ducted | 32400 | 31400 | 2.52 | 27600 | 2.2
TEMPSTAR | SMARTCOMFORT DELUXE 18 VS HP | 206771855 | HRCU-A-CB | TVH837GKA2* | EA*4X48L21A*+WALLCON | Singlezone Ducted, Centrally Ducted | 32400 | 31400 | 2.52 | 27600 | 2.2
TEMPSTAR | SMARTCOMFORT DELUXE 18 VS HP | 206771864 | HRCU-A-CB | TVH837GKA2* | EA*4X48L21A*+WALLCON | Singlezone Ducted, Centrally Ducted | 32400 | 31400 | 2.52 | 27600 | 2.2
TEMPSTAR | SMARTCOMFORT DELUXE 18 VS HP | 206771900 | HRCU-A-CB | TVH837GKA2* | EA*4X48L24A*+WALLCON | Singlezone Ducted, Centrally Ducted | 32400 | 31400 | 2.52 | 27600 | 2.2
TEMPSTAR | SMARTCOMFORT DELUXE 18 VS HP | 206771909 | HRCU-A-CB | TVH837GKA2* | EA*4X48L24A*+WALLCON | Singlezone Ducted, Centrally Ducted | 32400 | 31400 | 2.54 | 27600 | 2.22
TEMPSTAR | SMARTCOMFORT DELUXE 18 VS HP | 206771918 | HRCU-A-CB | TVH837GKA2* | EA*4X48L24A*+WALLCON | Singlezone Ducted, Centrally Ducted | 32400 | 31400 | 2.54 | 27600 | 2.22
TEMPSTAR | SMARTCOMFORT DELUXE 18 VS HP | 206771936 | HRCU-A-CB | TVH837GKA2* | EA*4X48L24A*+WALLCON | Singlezone Ducted, Centrally Ducted | 32400 | 31400 | 2.52 | 27600 | 2.22
TEMPSTAR | SMARTCOMFORT DELUXE 18 VS HP | 206771945 | HRCU-A-CB | TVH837GKA2* | EA*4X48L24A*+WALLCON | Singlezone Ducted, Centrally Ducted | 32600 | 31400 | 2.52 | 27800 | 2.2
TEMPSTAR | SMARTCOMFORT DELUXE 18 VS HP | 206771963 | HRCU-A-CB | TVH837GKA2* | EA*4X48L24A*+WALLCON | Singlezone Ducted, Centrally Ducted | 32400 | 31400 | 2.52 | 27600 | 2.22
TEMPSTAR | SMARTCOMFORT DELUXE 18 VS HP | 210470274 | HRCU-A-CB | TVH837GKA2* | EA*4X60L24A*+WALLCON | Singlezone Ducted, Centrally Ducted | 31800 | 31000 | 2.5 | 27400 | 2.2
TEMPSTAR | SMARTCOMFORT DELUXE 18 VS HP | 210470285 | HRCU-A-CB | TVH837GKA2* | EA*4X60L24A*+WALLCON | Singlezone Ducted, Centrally Ducted | 31800 | 31000 | 2.52 | 27400 | 2.22
TEMPSTAR | SMARTCOMFORT DELUXE 18 VS HP | 210470296 | HRCU-A-CB | TVH837GKA2* | EA*4X60L24A*+WALLCON | Singlezone Ducted, Centrally Ducted | 31800 | 31000 | 2.52 | 27400 | 2.22
TEMPSTAR | SMARTCOMFORT DELUXE 18 VS HP | 210470318 | HRCU-A-CB | TVH837GKA2* | EA*4X60L24A*+WALLCON | Singlezone Ducted, Centrally Ducted | 31800 | 31000 | 2.52 | 27400 | 2.22
TEMPSTAR | SMARTCOMFORT DELUXE 18 VS HP | 210470329 | HRCU-A-CB | TVH837GKA2* | EA*4X60L24A*+WALLCON | Singlezone Ducted, Centrally Ducted | 32000 | 31200 | 2.5 | 27600 | 2.2
TEMPSTAR | SMARTCOMFORT DELUXE 18 VS HP | 210470351 | HRCU-A-CB | TVH837GKA2* | EA*4X60L24A*+WALLCON | Singlezone Ducted, Centrally Ducted | 31800 | 31000 | 2.52 | 27400 | 2.22
TEMPSTAR | SMARTCOMFORT DELUXE 18 VS HP | 210470439 | HRCU-A-CB | TVH837GKA2* | EA*4X61L21A*+WALLCON | Singlezone Ducted, Centrally Ducted | 32200 | 31400 | 2.5 | 27800 | 2.2
TEMPSTAR | SMARTCOMFORT DELUXE 18 VS HP | 210470450 | HRCU-A-CB | TVH837GKA2* | EA*4X61L21A*+WALLCON | Singlezone Ducted, Centrally Ducted | 32000 | 31200 | 2.52 | 27600 | 2.22
TEMPSTAR | SMARTCOMFORT DELUXE 18 VS HP | 210470472 | HRCU-A-CB | TVH837GKA2* | EA*4X61L21A*+WALLCON | Singlezone Ducted, Centrally Ducted | 32000 | 31200 | 2.52 | 27600 | 2.22
TEMPSTAR | SMARTCOMFORT DELUXE 18 VS HP | 210470494 | HRCU-A-CB | TVH837GKA2* | EA*4X61L21A*+WALLCON | Singlezone Ducted, Centrally Ducted | 32000 | 31200 | 2.52 | 27600 | 2.22
TEMPSTAR | SMARTCOMFORT DELUXE 18 VS HP | 210470505 | HRCU-A-CB | TVH837GKA2* | EA*4X61L21A*+WALLCON | Singlezone Ducted, Centrally Ducted | 32000 | 31200 | 2.54 | 27600 | 2.22
TEMPSTAR | SMARTCOMFORT DELUXE 18 VS HP | 210470560 | HRCU-A-CB | TVH837GKA2* | EA*4X61L24A*+WALLCON | Singlezone Ducted, Centrally Ducted | 32000 | 31200 | 2.52 | 27600 | 2.22
TEMPSTAR | SMARTCOMFORT DELUXE 18 VS HP | 210470571 | HRCU-A-CB | TVH837GKA2* | EA*4X61L24A*+WALLCON | Singlezone Ducted, Centrally Ducted | 32000 | 31200 | 2.54 | 27400 | 2.24
TEMPSTAR | SMARTCOMFORT DELUXE 18 VS HP | 210470582 | HRCU-A-CB | TVH837GKA2* | EA*4X61L24A*+WALLCON | Singlezone Ducted, Centrally Ducted | 32000 | 31200 | 2.54 | 27600 | 2.22
TEMPSTAR | SMARTCOMFORT DELUXE 18 VS HP | 210470604 | HRCU-A-CB | TVH837GKA2* | EA*4X61L24A*+WALLCON | Singlezone Ducted, Centrally Ducted | 32000 | 31200 | 2.54 | 27600 | 2.22
TEMPSTAR | SMARTCOMFORT DELUXE 18 VS HP | 210470615 | HRCU-A-CB | TVH837GKA2* | EA*4X61L24A*+WALLCON | Singlezone Ducted, Centrally Ducted | 32000 | 31200 | 2.52 | 27600 | 2.22
TEMPSTAR | SMARTCOMFORT DELUXE 18 VS HP | 210470637 | HRCU-A-CB | TVH837GKA2* | EA*4X61L24A*+WALLCON | Singlezone Ducted, Centrally Ducted | 32000 | 31200 | 2.54 | 27600 | 2.22
TEMPSTAR |  | 209852113 | HRCU-A-CB | DLCURAH18ABK | DLFUAAH18XAK | Singlezone Ducted, Centrally Ducted | 19000 | 13500 | 2.5 | 18000 | 2
TEMPSTAR | QuietComfort | 207826608 | HMSV-A-CB | DLCSRBH24AAK | DLFSABH24XBK | Singlezone Ducted, Centrally Ducted | 26000 | 16200 | 2.79 | 21526 | 1.95
TEMPSTAR | High Tier | 202463656 | HRCU-A-CB-O | DLCPRAH18AAK | DLFPHAH18XAK | Singlezone Non-Ducted, Wall Placement | 18000 | 12300 | 3.19 | 18000 | 2
TOSHIBA CARRIER | Toshiba-Carrier VRF | 10052879 | HMSR-A-CB-O | MCY-MAP0487HS-UL |  | Multizone All Non-Ducted | 54000 | 32000 | 2.87 | 38800 | 2.09
TOSOT | Lomo Plus | 10062019 | HRCU-A-CB-O | TW12HQ3D6DO | TW12HQ3D6DI | Singlezone Non-Ducted, Wall Placement | 12200 | 8100 | 2.86 | 13000 | 1.91
TOSOT | Pular | 211177521 | HRCU-A-CB-O | TW12HXP2A1DO | TW12HXP2A1DI | Singlezone Non-Ducted, Wall Placement | 12000 | 7000 | 2.81 | 9000 | 1.9
TOSOT | Pular | 210485386 | HRCU-A-CB-O | TWH12AG25A2DO | TWH12AG25A2DI | Singlezone Non-Ducted, Wall Placement | 12000 | 7000 | 2.81 | 9000 | 1.9
TOSOT | 17 SEER DC inverter rooftop unit | 213386671 | HSP-A | TK-H02TCNAA-TU |  | Multizone All Ducted | 24000 | 23400 | 3.63 | 24000 | 2.61
TOSOT | Pular | 213319288 | HRCU-A-CB-O | TW12HP2AIDO | TW12HP2AIDI | Singlezone Non-Ducted, Wall Placement | 13000 | 7700 | 2.59 | 9110 | 1.98
TOSOT | Lomo | 9108746 | HRCU-A-CB-O | TW12HQ2C2DO | TW12HQ2C2DI | Singlezone Non-Ducted, Wall Placement | 13000 | 7700 | 2.59 | 9110 | 1.98
TOSOT | Lomo Plus | 10062018 | HRCU-A-CB-O | TW09HQ3D6DO | TW09HQ3D6DI | Singlezone Non-Ducted, Wall Placement | 9000 | 5600 | 2.88 | 12977 | 2.09
TOSOT | Pular | 211177522 | HRCU-A-CB-O | TW18HXP2A1DO | TW18HXP2A1DI | Singlezone Non-Ducted, Wall Placement | 18000 | 11000 | 2.8 | 13500 | 1.9
TOSOT | Pular | 210921188 | HRCU-A-CB-O | TWH18AG25A2DO | TWH18AG25A2DI | Singlezone Non-Ducted, Wall Placement | 18000 | 11000 | 2.8 | 13500 | 1.9
TOSOT | Lomo | 10062021 | HRCU-A-CB-O | TW24HQ3D6DO | TW24HQ3D6DI | Singlezone Non-Ducted, Wall Placement | 24000 | 15500 | 2.86 | 24000 | 1.9
TOSOT | M-Series | 211164239 | HMSR-A-CB-O | TM18HX4O |  | Multizone All Non-Ducted | 18000 | 14700 | 2.63 | 13600 | 2.23
TOSOT | M-Series | 211727021 | HMSR-A-CB-O | TM18HMO |  | Multizone All Non-Ducted | 18000 | 14700 | 2.63 | 13600 | 2.23
TRANE |  | 207526359 | HRCU-A-CB | 4TWV8X48A1 | TEM8A0C60V51+TDR | Singlezone Ducted, Centrally Ducted | 44500 | 36800 | 4.49 | 28520 | 1.92
TRANE |  | 10093495 | HRCU-A-CB | 4TWV0036A1 | TAM9A0B30V31 | Singlezone Ducted, Centrally Ducted | 32600 | 26200 | 3.17 | 20220 | 1.92
TRANE |  | 207526400 | HRCU-A-CB | 4TWV8X36A1 | 4TXCB006DS3 | Singlezone Ducted, Centrally Ducted | 33000 | 26600 | 3.3 | 21000 | 1.92
TRANE |  | 207526474 | HRCU-A-CB | 4TWV8X36A1 | 4TXCB006DS3 | Singlezone Ducted, Centrally Ducted | 33000 | 26600 | 3.3 | 21000 | 1.92
TRANE |  | 207526475 | HRCU-A-CB | 4TWV8X36A1 | 4TXCB006DS3 | Singlezone Ducted, Centrally Ducted | 32800 | 26400 | 3.31 | 20800 | 1.9
TRANE |  | 207526473 | HRCU-A-CB | 4TWV8X36A1 | 4TXCB006DS3 | Singlezone Ducted, Centrally Ducted | 33000 | 26400 | 3.31 | 20740 | 1.9
TRANE |  | 207629143 | HRCU-A-CB-O | 4TXK2509A10N0** | 4MXW2509A10N0** | Singlezone Non-Ducted, Ceiling Placement | 11000 | 7300 | 2.61 | 9000 | 1.93
TRANE |  | 210435405 | HMSR-A-CB-O | 4TXM2118A12N0** |  | Multizone All Non-Ducted | 18000 | 14700 | 2.63 | 13600 | 2.23
TRANE |  | 207629149 | HRCU-A-CB-O | 4TXK2512A10N0** | 4MXW2512A10N0** | Singlezone Non-Ducted, Ceiling Placement | 12000 | 7700 | 2.59 | 9200 | 1.93
TRANE / MITSUBISHI ELECTRIC | M-Series | 209832988 | HRCU-A-CB-O | NTXSPB09B112A* | MSZ-FS09NA*** | Singlezone Non-Ducted, Wall Placement | 9600 | 5900 | 2.98 | 11590 | 2.21
Trane / Mitsubishi Electric | Smart Multi | 211016479 | HMSV-A-CB | NTXMSM60A182B* |  | Multizone Mix of Ducted and Non-Ducted | 66000 | 41000 | 2.69 | 46500 | 1.9
Trane / Mitsubishi Electric | Smart Multi | 211016627 | HMSV-A-CB | NTXMSM48A182B* |  | Multizone Mix of Ducted and Non-Ducted | 50000 | 33200 | 2.54 | 35400 | 2.02
Trane / Mitsubishi Electric | Smart Multi | 211016466 | HMSV-A-CB | NTXMSM36A142B* |  | Multizone Mix of Ducted and Non-Ducted | 41000 | 26400 | 2.73 | 29000 | 2.1
Trane / Mitsubishi Electric | Smart Multi | 211016472 | HMSV-A-CB | NTXMSH42A152B* |  | Multizone Mix of Ducted and Non-Ducted | 48000 | 32000 | 2.63 | 44000 | 1.92
Trane / Mitsubishi Electric | Smart Multi | 211016469 | HMSV-A-CB | NTXMSH36A142B* |  | Multizone Mix of Ducted and Non-Ducted | 42000 | 29600 | 2.74 | 38500 | 1.92
TRANE / MITSUBISHI ELECTRIC |  | 212925488 | HMSR-A-CB-O | NTXMMX20A122C** |  | Multizone All Non-Ducted | 22000 | 13500 | 2.91 | 11100 | 2.03
TRANE / MITSUBISHI ELECTRIC |  | 209424923 | HMSR-A-CB-O | NTXMMX20A122C* |  | Multizone All Non-Ducted | 22000 | 13500 | 2.91 | 11100 | 2.03
TRANE / MITSUBISHI ELECTRIC | M-Series | 207705480 | HRCU-A-CB-O | MUZ-GS12NA*** | NTXWST12B112** | Singlezone Non-Ducted, Wall Placement | 14400 | 9000 | 2.64 | 10100 | 2
TRANE / MITSUBISHI ELECTRIC | M-Series | 207705482 | HRCU-A-CB-O | MUZ-GS15NA*** | NTXWST15B112** | Singlezone Non-Ducted, Wall Placement | 18000 | 12100 | 2.67 | 14000 | 2.03
TRANE / MITSUBISHI ELECTRIC | P-Series | 211497102 | HRCU-A-CB-O | TRUZA0241HA70** | TPLA0A0241EA*** | Singlezone Non-Ducted, Ceiling Placement | 29000 | 14900 | 2.73 | 13000 | 2.72
TRANE / MITSUBISHI ELECTRIC | P-Series H2i | 211497074 | HRCU-A-CB-O | TRUZH0241HA10NA | TPLA0A0241EA*** | Singlezone Non-Ducted, Ceiling Placement | 28000 | 17300 | 2.79 | 26000 | 1.92
TRANE / MITSUBISHI ELECTRIC | NV-Series | 211497097 | HRCU-A-CB-O | NTXSKS09A112AA | NTXCKS09A112** | Singlezone Non-Ducted, Ceiling Placement | 11000 | 6900 | 2.5 | 5600 | 3.04
TRANE / MITSUBISHI ELECTRIC | NV-Series | 207702765 | HRCU-A-CB | NTXSKS18A112** | PEAD-A18AA* | Singlezone Ducted, Compact Ducted | 21600 | 14000 | 2.85 | 12000 | 2.86
TRANE / MITSUBISHI ELECTRIC | NV-Series | 207702767 | HRCU-A-CB | NTXSKS18A112** | TPEADA0181AA*** | Singlezone Ducted, Compact Ducted | 21600 | 14000 | 2.85 | 12000 | 2.86
TRANE / MITSUBISHI ELECTRIC | P-Series H2i | 211497058 | HRCU-A-CB | TRUZH0361KA00NA | TPVA0A0361AA*** | Singlezone Ducted, Centrally Ducted | 40000 | 24600 | 2.55 | 38000 | 2
TRANE / MITSUBISHI ELECTRIC | NV-Series | 211497070 | HRCU-A-CB | NTXSKS18A112AA | NAXAMT18A112** | Singlezone Ducted, Centrally Ducted | 21600 | 14000 | 2.81 | 12200 | 2.88
TRANE / MITSUBISHI ELECTRIC | NV-Series | 202392239 | HRCU-A-CB | NTXSKS18A112AA | NTXAMT18A112AA | Singlezone Ducted, Centrally Ducted | 21600 | 14000 | 2.81 | 12200 | 2.88
TRANE / MITSUBISHI ELECTRIC | P-Series H2i | 211497076 | HRCU-A-CB-O | TRUZH0361KA00NA | TPLA0A0361EA*** | Singlezone Non-Ducted, Ceiling Placement | 40000 | 24200 | 2.62 | 38000 | 2.04
TRANE / MITSUBISHI ELECTRIC | NV-Series | 207702735 | HRCU-A-CB | NTXSKH12A112** | PEAD-A12AA* | Singlezone Ducted, Compact Ducted | 15000 | 8800 | 2.66 | 15000 | 2.09
TRANE / MITSUBISHI ELECTRIC | NV-Series | 207702736 | HRCU-A-CB | NTXSKH12A112** | TPEADA0121AA*** | Singlezone Ducted, Compact Ducted | 15000 | 8800 | 2.66 | 15000 | 2.09
TRANE / MITSUBISHI ELECTRIC | M-Series | 202392223 | HRCU-A-CB | NTXSKS12A112AA | NTXAMT12A112AA | Singlezone Ducted, Centrally Ducted | 15000 | 9900 | 2.59 | 7800 | 2.75
TRANE / MITSUBISHI ELECTRIC | M-Series | 211497069 | HRCU-A-CB | NTXSKS12A112AA | NAXAMT12A112** | Singlezone Ducted, Centrally Ducted | 15000 | 9900 | 2.59 | 7800 | 2.75
TRANE / MITSUBISHI ELECTRIC | M-Series | 211497094 | HRCU-A-CB-O | NTXSKS18A112AA | NTXCKS18A112** | Singlezone Non-Ducted, Ceiling Placement | 19700 | 12900 | 2.68 | 9800 | 2.37
TRANE / MITSUBISHI ELECTRIC | M-Series | 207699141 | HRCU-A-CB-O | NTXSKS12A112** | NTXUKS12A112** | Singlezone Non-Ducted, Ceiling Placement | 15400 | 9900 | 2.84 | 7900 | 2.36
TRANE / MITSUBISHI ELECTRIC | P-Series | 211497113 | HRCU-A-CB | TRUZA0241HA70** | TPVA0A0241AA*** | Singlezone Ducted, Centrally Ducted | 28000 | 15000 | 2.5 | 14500 | 2.24
TRANE / MITSUBISHI ELECTRIC | NV-Series | 207702759 | HRCU-A-CB | NTXSKS12A112** | PEAD-A12AA* | Singlezone Ducted, Compact Ducted | 15000 | 9700 | 2.66 | 7900 | 2.86
TRANE / MITSUBISHI ELECTRIC | NV-Series | 207702760 | HRCU-A-CB | NTXSKS12A112** | TPEADA0121AA*** | Singlezone Ducted, Compact Ducted | 15000 | 9700 | 2.66 | 7900 | 2.86
TRANE / MITSUBISHI ELECTRIC | P-Series | 207702848 | HRCU-A-CB | TRUZH0241HA10** | TPEADA0241AA*** | Singlezone Ducted, Compact Ducted | 28000 | 18000 | 2.51 | 25000 | 1.91
TRANE / MITSUBISHI ELECTRIC | NV-Series | 212925516 | HMSR-A-CB-O | NTXMPH30A132C** |  | Multizone All Non-Ducted | 28600 | 18000 | 2.65 | 28600 | 1.95
TRANE / MITSUBISHI ELECTRIC | NV-Series | 212925533 | HMSR-A-CB-O | NTXMPH24A132C** |  | Multizone All Non-Ducted | 25000 | 14500 | 2.62 | 25000 | 1.95
TRANE / MITSUBISHI ELECTRIC | NV-Series | 202373719 | HRCU-A-CB-O | NTXSPF18A112A* | NTXFKS18A112A* | Singlezone Non-Ducted, Floor Placement | 21000 | 12800 | 2.62 | 21000 | 2.05
TRANE / MITSUBISHI ELECTRIC | NV-Series | 202373717 | HRCU-A-CB-O | NTXSPF12A112A* | NTXFKS12A112A* | Singlezone Non-Ducted, Floor Placement | 13000 | 8800 | 2.77 | 13000 | 2.1
TRANE / MITSUBISHI ELECTRIC | M-Series | 213361523 | HRCU-A-CB-O | NTXSPB18B112A* | NAXWPH18B112A* | Singlezone Non-Ducted, Wall Placement | 19000 | 12800 | 2.93 | 23000 | 2.07
TRANE / MITSUBISHI ELECTRIC | M-Series | 213361521 | HRCU-A-CB-O | NTXSPB15B112A* | NAXWPH15B112A* | Singlezone Non-Ducted, Wall Placement | 16000 | 10000 | 3.08 | 19360 | 2.08
TRANE / MITSUBISHI ELECTRIC | M-Series | 213361519 | HRCU-A-CB-O | NTXSPB12B112A* | NAXWPH12B112A* | Singlezone Non-Ducted, Wall Placement | 12300 | 8400 | 3.33 | 14690 | 2.25
TRANE / MITSUBISHI ELECTRIC | M-Series | 213361517 | HRCU-A-CB-O | NTXSPB09B112A* | NAXWPH09B112A* | Singlezone Non-Ducted, Wall Placement | 9600 | 5900 | 2.98 | 11590 | 2.21
TRANE / MITSUBISHI ELECTRIC | M-Series | 213361515 | HRCU-A-CB-O | NTXSPB06B112A* | NAXWPH06B112A* | Singlezone Non-Ducted, Wall Placement | 8700 | 5900 | 3.33 | 10500 | 2.23
TRANE / MITSUBISHI ELECTRIC | M-Series | 213361522 | HRCU-A-CB-O | NTXSPB18B112A* | NTXWPH18B112A* | Singlezone Non-Ducted, Wall Placement | 19000 | 12800 | 2.93 | 23000 | 2.07
TRANE / MITSUBISHI ELECTRIC | M-Series | 213361520 | HRCU-A-CB-O | NTXSPB15B112A* | NTXWPH15B112A* | Singlezone Non-Ducted, Wall Placement | 16000 | 10000 | 3.08 | 19360 | 2.08
TRANE / MITSUBISHI ELECTRIC | M-Series | 213361518 | HRCU-A-CB-O | NTXSPB12B112A* | NTXWPH12B112A* | Singlezone Non-Ducted, Wall Placement | 12300 | 8400 | 3.33 | 14690 | 2.25
TRANE / MITSUBISHI ELECTRIC | M-Series | 213361516 | HRCU-A-CB-O | NTXSPB09B112A* | NTXWPH09B112A* | Singlezone Non-Ducted, Wall Placement | 9600 | 5900 | 2.98 | 11590 | 2.21
TRANE / MITSUBISHI ELECTRIC | M-Series | 213361514 | HRCU-A-CB-O | NTXSPB06B112A* | NTXWPH06B112A* | Singlezone Non-Ducted, Wall Placement | 8700 | 5900 | 3.33 | 10500 | 2.23
TRANE / MITSUBISHI ELECTRIC | M-Series | 209832993 | HRCU-A-CB-O | NTXSPB12B112A* | MSZ-FS12NA*** | Singlezone Non-Ducted, Wall Placement | 12300 | 8400 | 3.33 | 14690 | 2.25
TRANE / MITSUBISHI ELECTRIC | Nv-Series | 207525861 | HMSV-A-CB | NTXMSH36A142A* |  | Multizone Mix of Ducted and Non-Ducted | 42000 | 29600 | 2.75 | 42000 | 1.95
TRANE / MITSUBISHI ELECTRIC | Smart Multi | 207517164 | HMSR-A-CB-O | NTXMSH42A152A* |  | Multizone All Non-Ducted | 48000 | 32000 | 2.8 | 48000 | 2
TRANE / MITSUBISHI ELECTRIC | Smart Multi | 207518837 | HMSV-A-CB | NTXMSH36A142A* |  | Multizone All Ducted | 42000 | 26600 | 2.7 | 42000 | 1.9
TRANE / MITSUBISHI ELECTRIC | Smart Multi | 207517163 | HMSR-A-CB-O | NTXMSH36A142A* |  | Multizone All Non-Ducted | 42000 | 32600 | 2.8 | 42000 | 2
TRANE / MITSUBISHI ELECTRIC |  | 211497108 | HRCU-A-CB-O | TRUZA0361KA70** | TPLA0A0361EA*** | Singlezone Non-Ducted, Ceiling Placement | 42000 | 22000 | 2.59 | 21600 | 2.43
TRANE / MITSUBISHI ELECTRIC |  | 211497105 | HRCU-A-CB-O | TRUZA0301HA70** | TPLA0A0301EA*** | Singlezone Non-Ducted, Ceiling Placement | 32600 | 18100 | 2.82 | 16800 | 2.9
TRANE / MITSUBISHI ELECTRIC |  | 207702832 | HRCU-A-CB | TRUZA0241HA70** | TPEADA0241AA*** | Singlezone Ducted, Compact Ducted | 29400 | 15400 | 2.51 | 14300 | 2.33
TRANE / MITSUBISHI ELECTRIC | M-Series | 209833000 | HRCU-A-CB-O | MUZ-FS18NA*** | NTXWPH18B112A* | Singlezone Non-Ducted, Wall Placement | 19000 | 12800 | 3.23 | 23000 | 2.15
TRANE / MITSUBISHI ELECTRIC | M-Series | 209832990 | HRCU-A-CB-O | MUZ-FS12NA*** | NTXWPH12B112A* | Singlezone Non-Ducted, Wall Placement | 12300 | 8400 | 4.04 | 14690 | 2.42
TRANE / MITSUBISHI ELECTRIC | M-Series | 209832985 | HRCU-A-CB-O | MUZ-FS09NA*** | NTXWPH09B112A* | Singlezone Non-Ducted, Wall Placement | 9600 | 5900 | 3.84 | 11590 | 2.41
TRANE / MITSUBISHI ELECTRIC | M-Series | 209832980 | HRCU-A-CB-O | MUZ-FS06NA*** | NTXWPH06B112A* | Singlezone Non-Ducted, Wall Placement | 8700 | 5900 | 4.43 | 10500 | 2.46
TRANE / MITSUBISHI ELECTRIC | M-Series H2i | 202373716 | HRCU-A-CB-O | NTXSPF09A112A* | NTXFKS09A112A* | Singlezone Non-Ducted, Floor Placement | 11000 | 7500 | 2.75 | 11000 | 2.01
TRANE / MITSUBISHI ELECTRIC | M-Series | 207699145 | HRCU-A-CB-O | NTXSKS09A112** | NTXUKS09A112** | Singlezone Non-Ducted, Ceiling Placement | 12000 | 7700 | 3.22 | 6100 | 3.08
TRANE / MITSUBISHI ELECTRIC | M-Series | 211497095 | HRCU-A-CB-O | NTXSKS15A112AA | NTXCKS15A112** | Singlezone Non-Ducted, Ceiling Placement | 18000 | 11900 | 2.7 | 8900 | 2.29
TRANE / MITSUBISHI ELECTRIC | Nv-Series | 207517167 | HMSR-A-CB-O | NTXMSH48A182A* |  | Multizone All Non-Ducted | 54000 | 39000 | 2.7 | 54000 | 2
TRANE / MITSUBISHI ELECTRIC | Smart Multi | 207517162 | HMSR-A-CB-O | NTXMSM36A142A* |  | Multizone All Non-Ducted | 42000 | 26400 | 2.8 | 25200 | 2.2
TRANE / MITSUBISHI ELECTRIC | Smart Multi | 207518835 | HMSV-A-CB | NTXMSM36A142A* |  | Multizone All Ducted | 42000 | 26600 | 2.7 | 25200 | 1.99
TRANE / MITSUBISHI ELECTRIC | Smart Multi | 207525860 | HMSV-A-CB | NTXMSM36A142A* |  | Multizone Mix of Ducted and Non-Ducted | 42000 | 26400 | 2.73 | 25200 | 2.09
TRANE / MITSUBISHI ELECTRIC | Smart Multi | 207525863 | HMSV-A-CB | NTXMSM48A182A* |  | Multizone Mix of Ducted and Non-Ducted | 54000 | 33200 | 2.53 | 32400 | 2.04
TRANE / MITSUBISHI ELECTRIC | M-Series | 207705522 | HRCU-A-CB-O | NTXSST24B112** | NAXWST24B112** | Singlezone Non-Ducted, Wall Placement | 27600 | 17600 | 2.67 | 19640 | 2.25
TRANE / MITSUBISHI ELECTRIC | M-Series | 207705516 | HRCU-A-CB-O | NTXSST24B112** | NTXWST24B112** | Singlezone Non-Ducted, Wall Placement | 27600 | 17600 | 2.67 | 19640 | 2.25
TRANE / MITSUBISHI ELECTRIC | M-Series | 207705510 | HRCU-A-CB-O | NTXSST24B112** | MSZ-GS24NA*** | Singlezone Non-Ducted, Wall Placement | 27600 | 17600 | 2.67 | 19640 | 2.25
TRANE / MITSUBISHI ELECTRIC | M-Series | 207705520 | HRCU-A-CB-O | NTXSST15B112** | NAXWST15B112** | Singlezone Non-Ducted, Wall Placement | 18000 | 12100 | 2.67 | 14400 | 2.09
TRANE / MITSUBISHI ELECTRIC | M-Series | 207705513 | HRCU-A-CB-O | NTXSST15B112** | NTXWST15B112** | Singlezone Non-Ducted, Wall Placement | 18000 | 12100 | 2.67 | 14400 | 2.09
TRANE / MITSUBISHI ELECTRIC | M-Series | 207705508 | HRCU-A-CB-O | NTXSST15B112** | MSZ-GS15NA*** | Singlezone Non-Ducted, Wall Placement | 18000 | 12100 | 2.67 | 14400 | 2.09
TRANE / MITSUBISHI ELECTRIC | M-Series | 207705517 | HRCU-A-CB-O | NTXSST09B112** | NAXWST09B112** | Singlezone Non-Ducted, Wall Placement | 10900 | 6500 | 2.61 | 7900 | 2.12
TRANE / MITSUBISHI ELECTRIC | M-Series | 207705511 | HRCU-A-CB-O | NTXSST09B112** | NTXWST09B112** | Singlezone Non-Ducted, Wall Placement | 10900 | 6500 | 2.61 | 7900 | 2.12
TRANE / MITSUBISHI ELECTRIC | M-Series | 207705505 | HRCU-A-CB-O | NTXSST09B112** | MSZ-GS09NA*** | Singlezone Non-Ducted, Wall Placement | 10900 | 6500 | 2.61 | 7900 | 2.12
TRANE / MITSUBISHI ELECTRIC | M-Series | 207705528 | HRCU-A-CB-O | NTXSSH24A112** | MSZ-GS24NA*** | Singlezone Non-Ducted, Wall Placement | 21200 | 13300 | 2.78 | 21200 | 1.95
TRANE / MITSUBISHI ELECTRIC | M-Series | 207705535 | HRCU-A-CB-O | NTXSSH24A112** | NTXWST24B112** | Singlezone Non-Ducted, Wall Placement | 21200 | 13300 | 2.78 | 21200 | 1.95
TRANE / MITSUBISHI ELECTRIC | M-Series | 207705541 | HRCU-A-CB-O | NTXSSH24A112** | NAXWST24B112** | Singlezone Non-Ducted, Wall Placement | 21200 | 13300 | 2.78 | 21200 | 1.95
TRANE / MITSUBISHI ELECTRIC | M-Series | 207705526 | HRCU-A-CB-O | NTXSSH15A112** | MSZ-GS15NA*** | Singlezone Non-Ducted, Wall Placement | 14000 | 8700 | 2.68 | 14000 | 1.91
TRANE / MITSUBISHI ELECTRIC | M-Series | 207705532 | HRCU-A-CB-O | NTXSSH15A112** | NTXWST15B112** | Singlezone Non-Ducted, Wall Placement | 14000 | 8700 | 2.68 | 14000 | 1.91
TRANE / MITSUBISHI ELECTRIC | M-Series | 207705539 | HRCU-A-CB-O | NTXSSH15A112** | NAXWST15B112** | Singlezone Non-Ducted, Wall Placement | 14000 | 8700 | 2.68 | 14000 | 1.91
TRANE / MITSUBISHI ELECTRIC | M-Series | 207705524 | HRCU-A-CB-O | NTXSSH09A112** | MSZ-GS09NA*** | Singlezone Non-Ducted, Wall Placement | 9600 | 5700 | 2.57 | 9600 | 2.01
TRANE / MITSUBISHI ELECTRIC | M-Series | 207705529 | HRCU-A-CB-O | NTXSSH09A112** | NTXWST09B112** | Singlezone Non-Ducted, Wall Placement | 9600 | 5700 | 2.57 | 9600 | 2.01
TRANE / MITSUBISHI ELECTRIC | M-Series | 207705536 | HRCU-A-CB-O | NTXSSH09A112** | NAXWST09B112** | Singlezone Non-Ducted, Wall Placement | 9600 | 5700 | 2.57 | 9600 | 2.01
TRANE / MITSUBISHI ELECTRIC | M-Series | 209832262 | HRCU-A-CB-O | NTXSPH18B112A* | NTXWPH18B112A* | Singlezone Non-Ducted, Wall Placement | 19000 | 12800 | 3.23 | 23000 | 2.15
TRANE / MITSUBISHI ELECTRIC | M-Series | 209833001 | HRCU-A-CB-O | NTXSPH18B112A* | MSZ-FS18NA*** | Singlezone Non-Ducted, Wall Placement | 19000 | 12800 | 3.23 | 23000 | 2.15
TRANE / MITSUBISHI ELECTRIC | M-Series | 209833002 | HRCU-A-CB-O | NTXSPH18B112A* | NAXWPH18B112A* | Singlezone Non-Ducted, Wall Placement | 19000 | 12800 | 3.23 | 23000 | 2.15
TRANE / MITSUBISHI ELECTRIC | M-Series | 209832261 | HRCU-A-CB-O | NTXSPH15B112A* | NTXWPH15B112A* | Singlezone Non-Ducted, Wall Placement | 16000 | 10000 | 3.53 | 19360 | 2.17
TRANE / MITSUBISHI ELECTRIC | M-Series | 209832996 | HRCU-A-CB-O | NTXSPH15B112A* | MSZ-FS15NA*** | Singlezone Non-Ducted, Wall Placement | 16000 | 10000 | 3.53 | 19360 | 2.17
TRANE / MITSUBISHI ELECTRIC | M-Series | 209832997 | HRCU-A-CB-O | NTXSPH15B112A* | NAXWPH15B112A* | Singlezone Non-Ducted, Wall Placement | 16000 | 10000 | 3.53 | 19360 | 2.17
TRANE / MITSUBISHI ELECTRIC | M-Series | 209832260 | HRCU-A-CB-O | NTXSPH12B112A* | NTXWPH12B112A* | Singlezone Non-Ducted, Wall Placement | 12300 | 8400 | 4.04 | 14690 | 2.42
TRANE / MITSUBISHI ELECTRIC | M-Series | 209832991 | HRCU-A-CB-O | NTXSPH12B112A* | MSZ-FS12NA*** | Singlezone Non-Ducted, Wall Placement | 12300 | 8400 | 4.04 | 14690 | 2.42
TRANE / MITSUBISHI ELECTRIC | M-Series | 209832992 | HRCU-A-CB-O | NTXSPH12B112A* | NAXWPH12B112A* | Singlezone Non-Ducted, Wall Placement | 12300 | 8400 | 4.04 | 14690 | 2.42
TRANE / MITSUBISHI ELECTRIC | M-Series | 209832259 | HRCU-A-CB-O | NTXSPH09B112A* | NTXWPH09B112A* | Singlezone Non-Ducted, Wall Placement | 9600 | 5900 | 3.84 | 11590 | 2.41
TRANE / MITSUBISHI ELECTRIC | M-Series | 209832986 | HRCU-A-CB-O | NTXSPH09B112A* | MSZ-FS09NA*** | Singlezone Non-Ducted, Wall Placement | 9600 | 5900 | 3.84 | 11590 | 2.41
TRANE / MITSUBISHI ELECTRIC | M-Series | 209832987 | HRCU-A-CB-O | NTXSPH09B112A* | NAXWPH09B112A* | Singlezone Non-Ducted, Wall Placement | 9600 | 5900 | 3.84 | 11590 | 2.41
TRANE / MITSUBISHI ELECTRIC | M-Series | 209832258 | HRCU-A-CB-O | NTXSPH06B112A* | NTXWPH06B112A* | Singlezone Non-Ducted, Wall Placement | 8700 | 5900 | 4.43 | 10500 | 2.46
TRANE / MITSUBISHI ELECTRIC | M-Series | 209832981 | HRCU-A-CB-O | NTXSPH06B112A* | MSZ-FS06NA*** | Singlezone Non-Ducted, Wall Placement | 8700 | 5900 | 4.43 | 10500 | 2.46
TRANE / MITSUBISHI ELECTRIC | M-Series | 209832982 | HRCU-A-CB-O | NTXSPH06B112A* | NAXWPH06B112A* | Singlezone Non-Ducted, Wall Placement | 8700 | 5900 | 4.43 | 10500 | 2.46
TRANE / MITSUBISHI ELECTRIC | M-Series | 209833003 | HRCU-A-CB-O | NTXSPB18B112A* | MSZ-FS18NA*** | Singlezone Non-Ducted, Wall Placement | 19000 | 12800 | 2.93 | 23000 | 2.07
TRANE / MITSUBISHI ELECTRIC | M-Series | 209832998 | HRCU-A-CB-O | NTXSPB15B112A* | MSZ-FS15NA*** | Singlezone Non-Ducted, Wall Placement | 16000 | 10000 | 3.08 | 19360 | 2.08
TRANE / MITSUBISHI ELECTRIC | M-Series | 209832983 | HRCU-A-CB-O | NTXSPB06B112A* | MSZ-FS06NA*** | Singlezone Non-Ducted, Wall Placement | 8700 | 5900 | 3.33 | 10500 | 2.23
TRANE / MITSUBISHI ELECTRIC | M-Series | 207705497 | HRCU-A-CB-O | MUZ-GS24NAHZ*** | NTXWST24B112** | Singlezone Non-Ducted, Wall Placement | 21200 | 13300 | 2.78 | 21200 | 1.95
TRANE / MITSUBISHI ELECTRIC | M-Series | 207705484 | HRCU-A-CB-O | MUZ-GS24NA*** | NTXWST24B112** | Singlezone Non-Ducted, Wall Placement | 27600 | 17600 | 2.67 | 19640 | 2.25
TRANE / MITSUBISHI ELECTRIC | M-Series | 207705495 | HRCU-A-CB-O | MUZ-GS15NAHZ*** | NTXWST15B112** | Singlezone Non-Ducted, Wall Placement | 14000 | 8700 | 2.68 | 14000 | 1.91
TRANE / MITSUBISHI ELECTRIC | M-Series | 207705492 | HRCU-A-CB-O | MUZ-GS09NAHZ*** | NTXWST09B112** | Singlezone Non-Ducted, Wall Placement | 9600 | 5700 | 2.57 | 9600 | 2.01
TRANE / MITSUBISHI ELECTRIC | M-Series | 207705479 | HRCU-A-CB-O | MUZ-GS09NA*** | NTXWST09B112** | Singlezone Non-Ducted, Wall Placement | 10900 | 6500 | 2.61 | 7900 | 2.12
TRANE / MITSUBISHI ELECTRIC | M-Series | 209832995 | HRCU-A-CB-O | MUZ-FS15NA*** | NTXWPH15B112A* | Singlezone Non-Ducted, Wall Placement | 16000 | 10000 | 3.53 | 19360 | 2.17
TRANE / MITSUBISHI ELECTRIC | Smart Multi | 207518839 | HMSR-A-CB-O | NTXMSM48A182A* |  | Multizone All Non-Ducted | 54000 | 31400 | 2.7 | 32400 | 2.1
TRANE / MITSUBISHI ELECTRIC | Smart Multi | 207517169 | HMSR-A-CB-O | NTXMSM60A182A* |  | Multizone All Non-Ducted | 66000 | 41500 | 2.9 | 57000 | 2
Trane / Mitsubishi Electric | Smart Multi | 211016465 | HMSV-A-CB | NTXMSM36A142B* |  | Multizone All Ducted | 41000 | 26600 | 2.7 | 29000 | 2
TRANE / MITSUBISHI ELECTRIC | P-Series | 206720350 | HRCU-A-CB-O | TRUZH0241HA10** | PLA-A24EA**** | Singlezone Non-Ducted, Ceiling Placement | 28000 | 17300 | 2.79 | 26000 | 1.92
TRANE / MITSUBISHI ELECTRIC | P-Series | 206720342 | HRCU-A-CB-O | TRUZA0361KA70** | PLA-A36EA**** | Singlezone Non-Ducted, Ceiling Placement | 42000 | 22000 | 2.59 | 21600 | 2.43
TRANE / MITSUBISHI ELECTRIC | P-Series | 206720337 | HRCU-A-CB-O | TRUZA0301HA70** | PLA-A30EA**** | Singlezone Non-Ducted, Ceiling Placement | 32600 | 18100 | 2.82 | 16800 | 2.9
TRANE / MITSUBISHI ELECTRIC | P-Series | 206720332 | HRCU-A-CB-O | TRUZA0241HA70** | PLA-A24EA**** | Singlezone Non-Ducted, Ceiling Placement | 29000 | 14900 | 2.73 | 13000 | 2.72
TRANE / MITSUBISHI ELECTRIC | P-Series | 206720333 | HRCU-A-CB | TRUZA0241HA70** | PVA-A24AA**** | Singlezone Ducted, Centrally Ducted | 28000 | 15000 | 2.5 | 14500 | 2.24
TRANE / MITSUBISHI ELECTRIC | P-Series | 206720365 | HRCU-A-CB | TRUZA0241HA70** | PEAD-A24AA* | Singlezone Ducted, Compact Ducted | 29400 | 15400 | 2.51 | 14300 | 2.33
TRANE / MITSUBISHI ELECTRIC | M-Series | 207702813 | HRCU-A-CB | SUZ-KA18NA2 | TPEADA0181AA*** | Singlezone Ducted, Compact Ducted | 21600 | 14000 | 2.85 | 12000 | 2.86
TRANE / MITSUBISHI ELECTRIC | M-Series | 207699131 | HRCU-A-CB-O | SUZ-KA18NA2 | NTXUKS18A112** | Singlezone Non-Ducted, Ceiling Placement | 20000 | 13100 | 2.63 | 10700 | 2.55
TRANE / MITSUBISHI ELECTRIC | M-Series | 207702807 | HRCU-A-CB | SUZ-KA12NAHZ | TPEADA0121AA*** | Singlezone Ducted, Compact Ducted | 15000 | 8800 | 2.66 | 15000 | 2.09
TRANE / MITSUBISHI ELECTRIC | M-Series | 207699129 | HRCU-A-CB-O | SUZ-KA12NA2 | NTXUKS12A112** | Singlezone Non-Ducted, Ceiling Placement | 15400 | 9900 | 2.84 | 7900 | 2.36
TRANE / MITSUBISHI ELECTRIC | M-Series | 207702805 | HRCU-A-CB | SUZ-KA12NA2 | TPEADA0121AA*** | Singlezone Ducted, Compact Ducted | 15000 | 9700 | 2.66 | 7900 | 2.86
TRANE / MITSUBISHI ELECTRIC | M-Series | 204629199 | HRCU-A-CB-O | SUZ-KA09NA2 | NTXCKS09A112A* | Singlezone Non-Ducted, Ceiling Placement | 11000 | 6900 | 2.5 | 5600 | 3.04
TRANE / MITSUBISHI ELECTRIC | M-Series | 207699144 | HRCU-A-CB | SUZ-KA09NA2 | TPEADA0091AA*** | Singlezone Ducted, Compact Ducted | 12000 | 7600 | 2.53 | 6100 | 2.93
TRANE / MITSUBISHI ELECTRIC | P-Series H2i | 206717836 | HRCU-A-CB-O | PUZ-HA24NHA1 | TPLA0A0241EA70A | Singlezone Non-Ducted, Ceiling Placement | 28000 | 17300 | 2.79 | 26000 | 1.92
TRANE / MITSUBISHI ELECTRIC | P-Series H2i | 206717835 | HRCU-A-CB-O | PUZ-HA24NHA1 | TPKA0A0241KA70A | Singlezone Non-Ducted, Wall Placement | 28000 | 17200 | 2.51 | 26000 | 1.91
TRANE / MITSUBISHI ELECTRIC | P-Series | 206720320 | HRCU-A-CB-O | PUZ-A36NKA7*** | TPLA0A0361EA70* | Singlezone Non-Ducted, Ceiling Placement | 42000 | 22000 | 2.5 | 21600 | 2.43
TRANE / MITSUBISHI ELECTRIC | P-Series | 207702783 | HRCU-A-CB | PUZ-A36NKA7*** | TPEADA0361AA*** | Singlezone Ducted, Compact Ducted | 40500 | 20400 | 2.54 | 19800 | 2.23
TRANE / MITSUBISHI ELECTRIC | P-Series | 206720316 | HRCU-A-CB-O | PUZ-A30NHA7*** | TPLA0A0301EA70* | Singlezone Non-Ducted, Ceiling Placement | 32600 | 18100 | 2.82 | 16800 | 2.9
TRANE / MITSUBISHI ELECTRIC | P-Series | 207702781 | HRCU-A-CB | PUZ-A24NHA7*** | TPEADA0241AA*** | Singlezone Ducted, Compact Ducted | 29400 | 15400 | 2.77 | 14300 | 2.33
TRANE / MITSUBISHI ELECTRIC | P-Series | 206720313 | HRCU-A-CB | PUZ-A24NHA7*** | TPVA0A0241AA70* | Singlezone Ducted, Centrally Ducted | 28000 | 15000 | 2.5 | 14500 | 2.24
TRANE / MITSUBISHI ELECTRIC | P-Series | 206720310 | HRCU-A-CB-O | PUZ-A24NHA7*** | TPCA0A0241KA70* | Singlezone Non-Ducted, Ceiling Placement | 28000 | 15400 | 2.65 | 14900 | 2.3
TRANE / MITSUBISHI ELECTRIC | P-Series | 206720358 | HRCU-A-CB-O | PUZ-A24NHA7*** | TPKA0A0241KA70* | Singlezone Non-Ducted, Wall Placement | 28000 | 15700 | 2.63 | 15200 | 1.94
TRANE / MITSUBISHI ELECTRIC | P-Series | 206720312 | HRCU-A-CB-O | PUZ-A24NHA7*** | TPLA0A0241EA70* | Singlezone Non-Ducted, Ceiling Placement | 29000 | 14900 | 2.73 | 13000 | 2.72
TRANE / MITSUBISHI ELECTRIC | NV-Series | 206709470 | HRCU-A-CB-O | NTXSPF18A112A* | NAXFKS18A112A* | Singlezone Non-Ducted, Floor Placement | 21000 | 12800 | 2.62 | 21000 | 2.05
TRANE / MITSUBISHI ELECTRIC | NV-Series | 206709489 | HRCU-A-CB-O | NTXSPF12A112A* | MFZ-KJ12NA*** | Singlezone Non-Ducted, Floor Placement | 13000 | 8800 | 2.77 | 13000 | 2.1
TRANE / MITSUBISHI ELECTRIC | NV-Series | 206709468 | HRCU-A-CB-O | NTXSPF12A112A* | NAXFKS12A112A* | Singlezone Non-Ducted, Floor Placement | 13000 | 8800 | 2.77 | 13000 | 2.1
TRANE / MITSUBISHI ELECTRIC | M-Series H2i | 206709467 | HRCU-A-CB-O | NTXSPF09A112A* | NAXFKS09A112A* | Singlezone Non-Ducted, Floor Placement | 11000 | 7500 | 2.75 | 11000 | 2.01
TRANE / MITSUBISHI ELECTRIC | NV-Series | 204629302 | HRCU-A-CB | NTXSKS18A112A* | SVZ-KP18NA | Singlezone Ducted, Centrally Ducted | 21600 | 14000 | 2.81 | 12200 | 2.88
TRANE / MITSUBISHI ELECTRIC | M-Series | 204629289 | HRCU-A-CB-O | NTXSKS18A112A* | SLZ-KF18NA.TH | Singlezone Non-Ducted, Ceiling Placement | 19700 | 12900 | 2.68 | 9800 | 2.37
TRANE / MITSUBISHI ELECTRIC | M-Series | 207699142 | HRCU-A-CB-O | NTXSKS18A112** | MLZ-KP18NA* | Singlezone Non-Ducted, Ceiling Placement | 20000 | 13100 | 2.63 | 10700 | 2.55
TRANE / MITSUBISHI ELECTRIC | M-Series | 204629301 | HRCU-A-CB | NTXSKS12A112* | SVZ-KP12NA | Singlezone Ducted, Centrally Ducted | 15000 | 9900 | 2.59 | 7800 | 2.75
TRANE / MITSUBISHI ELECTRIC | M-Series | 207699140 | HRCU-A-CB-O | NTXSKS12A112* | MLZ-KP12NA* | Singlezone Non-Ducted, Ceiling Placement | 15400 | 9900 | 2.84 | 7900 | 2.36
TRANE / MITSUBISHI ELECTRIC | M-Series | 207699139 | HRCU-A-CB-O | NTXSKS09A112** | MLZ-KP09NA* | Singlezone Non-Ducted, Ceiling Placement | 12000 | 7700 | 3.22 | 6100 | 3.08
TRANE / MITSUBISHI ELECTRIC | M-Series | 213879429 | HRCU-A-CB-O | MUZ-FS18NAH*** | NTXWPH18B112A* | Singlezone Non-Ducted, Wall Placement | 19000 | 12800 | 2.93 | 23000 | 2.07
TRANE / MITSUBISHI ELECTRIC | M-Series | 213879428 | HRCU-A-CB-O | MUZ-FS15NAH*** | NTXWPH15B112A* | Singlezone Non-Ducted, Wall Placement | 16000 | 10000 | 3.08 | 19360 | 2.08
TRANE / MITSUBISHI ELECTRIC | M-Series | 213879427 | HRCU-A-CB-O | MUZ-FS12NAH*** | NTXWPH12B112A* | Singlezone Non-Ducted, Wall Placement | 12300 | 8400 | 3.33 | 14690 | 2.25
TRANE / MITSUBISHI ELECTRIC | M-Series | 213879426 | HRCU-A-CB-O | MUZ-FS09NAH*** | NTXWPH09B112A* | Singlezone Non-Ducted, Wall Placement | 9600 | 5900 | 2.98 | 11590 | 2.21
TRANE / MITSUBISHI ELECTRIC | M-Series | 213879425 | HRCU-A-CB-O | MUZ-FS06NAH*** | NTXWPH06B112A* | Singlezone Non-Ducted, Wall Placement | 8700 | 5900 | 3.33 | 10500 | 2.23
WEATHERMAKER | 38M series | 213372228 | HRCU-A-C | 38MURAQ18AB3 | 40MULAQ24XBX + CI | Singlezone Ducted, Centrally Ducted | 19000 | 14700 | 2.6 | 15000 | 2.2
WEATHERMAKER | Mid-Tier | 206350322 | HRCU-A-CB-O | 38MARBQ12AA1 | DHMAHBQ12XA1 | Singlezone Non-Ducted, Wall Placement | 12100 | 7400 | 2.68 | 6980 | 2.18
WEATHERMAKER | Mid-Tier | 206396059 | HRCU-A-CB-O | 38MAQB12R--3 | DHMAHBQ12XA3 | Singlezone Non-Ducted, Wall Placement | 12000 | 7500 | 2.56 | 12010 | 1.98
WEATHERMAKER | Mid-Tier | 206350369 | HRCU-A-CB | 38MARBQ24AA3 | 40MBDQ24--3 | Singlezone Ducted, Compact Ducted | 24600 | 14500 | 2.8 | 27910 | 2.01
WEATHERMAKER | Mid-Tier | 207642943 | HMSV-A-CB | 38MGHBQ24CA3 |  | Multizone All Ducted | 24000 | 18500 | 2.85 | 21500 | 1.95
WEATHERMAKER | Mid-Tier | 207642951 | HMSR-A-CB-O | 38MGHBQ48EA3 |  | Multizone All Non-Ducted | 49000 | 30000 | 2.5 | 48000 | 2
WEATHERMAKER | Mid-Tier | 207642945 | HMSR-A-CB-O | 38MGHBQ30DA3 |  | Multizone All Non-Ducted | 30000 | 17500 | 2.82 | 29400 | 1.9
WEATHERMAKER |  | 208447912 | HRCU-A-CB | 38MURAQ18AB3 | 40MUAAQ18XA3 | Singlezone Ducted, Centrally Ducted | 19000 | 13500 | 2.5 | 18000 | 2
WELLS | WSA Series | 214421470 | HRCU-A-CB-O | WSA-12HFMO | WSA-12HFMI | Singlezone Non-Ducted, Wall Placement | 12000 | 10300 | 2.56 | 12113 | 1.9
WELLS | WSA Series | 214421469 | HRCU-A-CB-O | WSA-09HFMO | WSA-09HFMI | Singlezone Non-Ducted, Wall Placement | 12000 | 9300 | 2.5 | 11300 | 1.9
WELLS |  | 213286781 | HMSR-A-CB-O | WMCA-48HFMO |  | Multizone All Non-Ducted | 49000 | 39000 | 2.5 | 46000 | 2.05
WELLS |  | 213286775 | HMSR-A-CB-O | WMCA-18HFMO |  | Multizone All Non-Ducted | 20000 | 13500 | 2.5 | 20000 | 2
WELLS |  | 213286760 | HMSR-A-CB-O | WMMA-18HFMO |  | Multizone All Non-Ducted | 19000 | 14400 | 2.5 | 14000 | 2.22
WELLS |  | 213307896 | HMSR-A-CB-O | WMCA-36HFMO |  | Multizone All Non-Ducted | 36000 | 27400 | 2.5 | 36000 | 1.95
WESTINGHOUSE |  | 207337195 | HRCU-A-CB-O | WHZ12SZA21S | WHZ12WMA21S | Singlezone Non-Ducted, Wall Placement | 12000 | 7000 | 2.77 | 9730 | 1.95
WESTINGHOUSE |  | 207337194 | HRCU-A-CB-O | WHZ09SZA21S | WHZ09WMA21S | Singlezone Non-Ducted, Wall Placement | 10000 | 6000 | 2.88 | 8050 | 2.05
WESTINGHOUSE |  | 207237538 | HRCU-A-CB-O | WHU24SZA21S | WHU24CTA21S | Singlezone Non-Ducted, Ceiling Placement | 26000 | 19000 | 2.61 | 19000 | 2.2
WESTINGHOUSE |  | 207237537 | HRCU-A-CB-O | WHU18SZA21S | WHU18CTA21S | Singlezone Non-Ducted, Ceiling Placement | 18800 | 12000 | 2.64 | 13200 | 2.36
WESTINGHOUSE |  | 207237536 | HRCU-A-CB-O | WHU12SZA21S | WHU12CTA21S | Singlezone Non-Ducted, Ceiling Placement | 12000 | 7600 | 2.72 | 8500 | 2.31
WESTINGHOUSE |  | 207237535 | HRCU-A-CB-O | WHU09SZA21S | WHU09CTA21S | Singlezone Non-Ducted, Ceiling Placement | 10000 | 7200 | 2.81 | 8300 | 2.25
WESTINGHOUSE |  | 207237540 | HRCU-A-CB | WHU09SZA21S | WHU09DHA21S | Singlezone Ducted, Compact Ducted | 10000 | 6500 | 2.65 | 7100 | 2.1
WILLIS | MultiHeat | 214810331 | HMSR-A-CB-O | MZUHW18KCH21S2-O |  | Multizone All Non-Ducted | 18000 | 14700 | 2.63 | 13600 | 2.23
WILLIS | Heatfinity | 214609738 | HRCU-A-CB-O | PUHW12KCH24S2-O | PUHW12KCH24S2-I | Singlezone Non-Ducted, Wall Placement | 12000 | 7000 | 2.81 | 9000 | 1.9
WILLIS | Heatfinity | 214609736 | HRCU-A-CB-O | PUHW18KCH23S2-O | PUHW18KCH23S2-I | Singlezone Non-Ducted, Wall Placement | 18000 | 10800 | 2.64 | 13500 | 1.9
YORK | LX SERIES | 214395639 | HRCU-A-CB | HH860E2S11 | CTF60D5CGS1+JMVT20DC2N1 | Singlezone Ducted, Centrally Ducted | 44500 | 33000 | 2.56 | 33400 | 2
YORK | LX SERIES | 214396148 | HRCU-A-CB | HH860E2S11 | CTF60C5CGS1+JMET16CS2N1 | Singlezone Ducted, Centrally Ducted | 45500 | 34400 | 2.58 | 34200 | 2
YORK | LX SERIES | 214395737 | HRCU-A-CB | HH860E2S11 | CTF60C5CGS1 | Singlezone Ducted, Centrally Ducted | 45500 | 33800 | 2.52 | 34000 | 2
YORK | LX SERIES | 214396181 | HRCU-A-CB | HH860E2S11 | CTF60D5CHS1+JMC20D2SN1 | Singlezone Ducted, Centrally Ducted | 53000 | 36600 | 2.6 | 38000 | 2
YORK | LX SERIES | 214395866 | HRCU-A-CB | HH860E2S11 | CTF60C5CGS1 | Singlezone Ducted, Centrally Ducted | 44500 | 33000 | 2.5 | 33400 | 2
YORK | LX SERIES | 214395645 | HRCU-A-CB | HH860E2S11 | CTF60C5CGS1 | Singlezone Ducted, Centrally Ducted | 45000 | 33400 | 2.5 | 33800 | 2
YORK | LX SERIES | 214395644 | HRCU-A-CB | HH860E2S11 | CTF60C5CGS1 | Singlezone Ducted, Centrally Ducted | 45000 | 33400 | 2.5 | 33800 | 2
YORK | LX SERIES | 214395853 | HRCU-A-CB | HH860E2S11 | CTF60C5CGS1+JME16C2SN1 | Singlezone Ducted, Centrally Ducted | 45500 | 34200 | 2.58 | 33800 | 2
YORK | LX SERIES | 214396149 | HRCU-A-CB | HH860E2S11 | CTF60C5CGS1 | Singlezone Ducted, Centrally Ducted | 44500 | 32600 | 2.5 | 33400 | 2
YORK | LX SERIES | 214395844 | HRCU-A-CB | HH860E2S11 | CTF60C5CGS1+JMC17C2SN1 | Singlezone Ducted, Centrally Ducted | 44000 | 32400 | 2.5 | 33200 | 2
YORK | LX SERIES | 214609029 | HRCU-A-CB | HH860E2S11 | CTF60C5CGS1 | Singlezone Ducted, Centrally Ducted | 47000 | 33800 | 2.5 | 34000 | 2
YORK | LX SERIES | 214395954 | HRCU-A-CB | HH860E2S11 | CTF60C5CGS1 | Singlezone Ducted, Centrally Ducted | 44500 | 32800 | 2.5 | 33400 | 2
YORK | LX SERIES | 214396151 | HRCU-A-CB | HH860E2S11 | CTF60D5CGS1+JME18D2SN1 | Singlezone Ducted, Centrally Ducted | 45500 | 34400 | 2.62 | 33800 | 2
YORK | LX SERIES | 214395745 | HRCU-A-CB | HH860E2S11 | CTF60D5CGS1+JMC20D2SN1 | Singlezone Ducted, Centrally Ducted | 44500 | 33000 | 2.56 | 33400 | 2
YORK | LX SERIES | 214396046 | HRCU-A-CB | HH860E2S11 | CTF60C5CGS1+JMC16C2SN1 | Singlezone Ducted, Centrally Ducted | 44000 | 32400 | 2.5 | 33200 | 2
YORK | LX SERIES | 214395741 | HRCU-A-CB | HH860E2S11 | CTF60C5CGS1+JMVT17CC2N1 | Singlezone Ducted, Centrally Ducted | 44000 | 32400 | 2.5 | 33200 | 2
YORK | LX SERIES | 214396084 | HRCU-A-CB | HH860E2S11 | CTF60D5CHS1+JME18D2SN1 | Singlezone Ducted, Centrally Ducted | 53500 | 36600 | 2.62 | 38500 | 2
YORK | LX SERIES | 214395677 | HRCU-A-CB | HH860E2S11 | CTF60D5CHS1+JMET18DS2N1 | Singlezone Ducted, Centrally Ducted | 53500 | 36600 | 2.6 | 38500 | 2
YORK | LX SERIES | 214395876 | HRCU-A-CB | HH824E2S11 | CTF30B5ACS1+JMET12BS2N1 | Singlezone Ducted, Centrally Ducted | 23000 | 18400 | 2.78 | 18100 | 2
YORK | LX SERIES | 214396074 | HRCU-A-CB | HH824E2S11 | CTF30B5ACS1+JMC12B2SN1 | Singlezone Ducted, Centrally Ducted | 23000 | 18600 | 2.84 | 18300 | 2
YORK | LX SERIES | 214395763 | HRCU-A-CB | HH824E2S11 | CTF36B5ADS1+JMVT12BC2N1 | Singlezone Ducted, Centrally Ducted | 23000 | 18200 | 2.88 | 17700 | 2
YORK | LX SERIES | 214396171 | HRCU-A-CB | HH824E2S11 | CTF30B5ACS1+JMET08BS2N1 | Singlezone Ducted, Centrally Ducted | 23000 | 18200 | 2.74 | 17900 | 2
YORK | LX SERIES | 214395659 | HRCU-A-CB | HH824E2S11 | CTF36B5ADS1+JMET12BS2N1 | Singlezone Ducted, Centrally Ducted | 22800 | 17700 | 2.77 | 17400 | 2
YORK | LX SERIES | 214396165 | HRCU-A-CB | HH824E2S11 | CTF36B5ADS1+JMET08BS2N1 | Singlezone Ducted, Centrally Ducted | 22400 | 17400 | 2.71 | 17100 | 2
YORK | LX SERIES | 214395970 | HRCU-A-CB | HH824E2S11 | CTF30B5ACS1+JMVT12BC2N1 | Singlezone Ducted, Centrally Ducted | 23000 | 18600 | 2.84 | 18300 | 2
YORK | LX SERIES | 214395764 | HRCU-A-CB | HH824E2S11 | CTF36B5ADS1+JME12B2SN1 | Singlezone Ducted, Centrally Ducted | 23000 | 18200 | 2.88 | 17700 | 2
YORK | LX SERIES | 214395771 | HRCU-A-CB | HH824E2S11 | CTF30B5ACS1+JME08B2SN1 | Singlezone Ducted, Centrally Ducted | 23000 | 18400 | 2.79 | 18000 | 2
YORK | LX SERIES | 214396166 | HRCU-A-CB | HH824E2S11 | CTF36B5ADS1+JME08B2SN1 | Singlezone Ducted, Centrally Ducted | 22800 | 17600 | 2.77 | 17400 | 2
YORK | LX SERIES | 214395773 | HRCU-A-CB | HH824E2S11 | CTF30B5ACS1+JME12B2SN1 | Singlezone Ducted, Centrally Ducted | 23000 | 18700 | 2.85 | 18400 | 2
YORK | LX SERIES | 214395867 | HRCU-A-CB | HH824E2S11 | CTF36B5ADS1+JMC12B2SN1 | Singlezone Ducted, Centrally Ducted | 23000 | 18200 | 2.88 | 17700 | 2
YORK | HMH7 | 211379736 | HRCU-A-CB | HMH72B341 | XAHC48FBCN1 | Singlezone Ducted, Centrally Ducted | 32400 | 25400 | 2.5 | 23800 | 2.06
YORK | LX SERIES | 214395661 | HRCU-A-CB | HH824E2S11 | CTF36B5ADS1 | Singlezone Ducted, Centrally Ducted | 23000 | 18400 | 2.78 | 17900 | 2
YORK | LX SERIES | 214395959 | HRCU-A-CB | HH860E2S11 | CTM60C5CGS1 | Singlezone Ducted, Centrally Ducted | 44500 | 33000 | 2.5 | 33400 | 2
YORK | LX SERIES | 214395944 | HRCU-A-CB | HH860E2S11 | CTM60C5CGS1+JME16C2SN1 | Singlezone Ducted, Centrally Ducted | 44000 | 32200 | 2.5 | 33000 | 2
YORK | LX SERIES | 214395943 | HRCU-A-CB | HH860E2S11 | CTM60C5CGS1+JMC16C2SN1 | Singlezone Ducted, Centrally Ducted | 44500 | 33000 | 2.54 | 33400 | 2
YORK | LX SERIES | 214395934 | HRCU-A-CB | HH860E2S11 | JHE48D5CG2SS1 | Singlezone Ducted, Centrally Ducted | 44500 | 33200 | 2.56 | 33400 | 2
YORK | LX SERIES | 214396001 | HRCU-A-CB | HH836E2S11 | CTF36B5CDS1+JMVT12BC2N1 | Singlezone Ducted, Centrally Ducted | 31000 | 27200 | 2.5 | 25000 | 2
YORK | LX SERIES | 214396090 | HRCU-A-CB | HH860E2S11 | CTF60D5CHS1 | Singlezone Ducted, Centrally Ducted | 53500 | 37000 | 2.6 | 39000 | 2
YORK | LX SERIES | 214396089 | HRCU-A-CB | HH860E2S11 | JHC60D5CH2SS1 | Singlezone Ducted, Centrally Ducted | 53000 | 36200 | 2.6 | 38000 | 2
YORK | LX SERIES | 214396087 | HRCU-A-CB | HH860E2S11 | CTF60C5CHS1 | Singlezone Ducted, Centrally Ducted | 53500 | 36600 | 2.56 | 38500 | 2
YORK | LX SERIES | 214396083 | HRCU-A-CB | HH860E2S11 | CTF60D5CHS1+JMVT20DC2N1 | Singlezone Ducted, Centrally Ducted | 53000 | 36600 | 2.6 | 38000 | 2
YORK | LX SERIES | 214396179 | HRCU-A-CB | HH824E2S11 | CTF30B5ACS1 | Singlezone Ducted, Centrally Ducted | 23000 | 18200 | 2.67 | 17700 | 2
YORK | LX SERIES | 214396178 | HRCU-A-CB | HH824E2S11 | CTF30B5ACS1 | Singlezone Ducted, Centrally Ducted | 23000 | 18200 | 2.67 | 17700 | 2
YORK | LX SERIES | 214396177 | HRCU-A-CB | HH824E2S11 | CTF30B5ACS1 | Singlezone Ducted, Centrally Ducted | 23000 | 18200 | 2.67 | 17700 | 2
YORK | LX SERIES | 214396176 | HRCU-A-CB | HH824E2S11 | CTF30B5ACS1 | Singlezone Ducted, Centrally Ducted | 23000 | 18400 | 2.72 | 18000 | 2
YORK | LX SERIES | 214396175 | HRCU-A-CB | HH824E2S11 | CTF30B5ACS1 | Singlezone Ducted, Centrally Ducted | 23000 | 18400 | 2.72 | 18000 | 2
YORK | LX SERIES | 214396174 | HRCU-A-CB | HH824E2S11 | CTM30B5ACS1 | Singlezone Ducted, Centrally Ducted | 23000 | 18700 | 2.7 | 18300 | 2
YORK | LX SERIES | 214396173 | HRCU-A-CB | HH824E2S11 | CTF30B5ACS1 | Singlezone Ducted, Centrally Ducted | 23000 | 18800 | 2.71 | 18400 | 2
YORK | LX SERIES | 214396172 | HRCU-A-CB | HH824E2S11 | CTF30B5ACS1 | Singlezone Ducted, Centrally Ducted | 23000 | 18700 | 2.74 | 18300 | 2
YORK | LX SERIES | 214396169 | HRCU-A-CB | HH824E2S11 | CTF30A5ADS1 | Singlezone Ducted, Centrally Ducted | 23000 | 18600 | 2.85 | 18100 | 2
YORK | LX SERIES | 214396168 | HRCU-A-CB | HH824E2S11 | CTF36B5ADS1 | Singlezone Ducted, Centrally Ducted | 23000 | 18500 | 2.78 | 18000 | 2
YORK | LX SERIES | 214396167 | HRCU-A-CB | HH824E2S11 | CTF36B5ADS1 | Singlezone Ducted, Centrally Ducted | 23000 | 18000 | 2.76 | 17600 | 2
YORK | Mini-VRF | 203994967 | HMSR-A-CB-O | YVAHP036B21S* | YIC4012B21S, YIC4012B21S, YIC4012B21S | Multizone All Non-Ducted | 40000 | 23800 | 3.24 | 37600 | 2.53
YORK | HMH7 | 211379012 | HRCU-A-CB | HMH72B341 | XAHD48FXXN1+TXV | Singlezone Ducted, Centrally Ducted | 31800 | 25000 | 2.5 | 23200 | 2.02
YORK | Mini-VRF | 203995168 | HMSV-A-CB | YVAHP048B21S* | NULL | Multizone Mix of Ducted and Non-Ducted | 54000 | 32000 | 2.88 | 39050 | 2.54
YORK | Mini-VRF | 203994968 | HMSV-A-CB | YVAHP048B21S* | YIC4012B21S, YIC4012B21S, YIC4012B21S, YIC4012B21S | Multizone All Non-Ducted | 54000 | 32000 | 2.86 | 36800 | 2.57
YORK | Mini-VRF | 203994974 | HMSV-A-CB | YVAHP048B21S* | YIDM024B21S, YIDM024B21S | Multizone All Ducted | 54000 | 32000 | 2.9 | 41300 | 2.51
YORK | Mini-VRF | 203995167 | HMSV-A-CB | YVAHP036B21S* | NULL | Multizone Mix of Ducted and Non-Ducted | 40000 | 23800 | 3.07 | 38950 | 2.46
YORK | Mini-VRF | 203994973 | HMSV-A-CB | YVAHP036B21S* | YIDM018B21S, YIDM018B21S | Multizone All Ducted | 40000 | 23800 | 2.92 | 40300 | 2.4
YORK | HMH7 | 211379952 | HRCU-A-CB | HMH72B341 | XAFD48FXXN1+TXV | Singlezone Ducted, Centrally Ducted | 32400 | 25400 | 2.56 | 23600 | 2.08
ZERO | ZMSB Series | 214232448 | HRCU-A-CB-O | ZMSB-12HV-USHHC | ZMSB-12HV-USHHC | Singlezone Non-Ducted, Wall Placement | 12000 | 10300 | 2.56 | 12113 | 1.9
ZERO | ZMSB Series | 214421475 | HRCU-A-CB-O | ZMSB-12HV-USHHC-O | ZMSB-12HV-USHHC-I | Singlezone Non-Ducted, Wall Placement | 12000 | 10300 | 2.56 | 12113 | 1.9
ZERO | ZMSB Series | 214421474 | HRCU-A-CB-O | ZMSB-09HV-USHHC-O | ZMSB-09HV-USHHC-I | Singlezone Non-Ducted, Wall Placement | 12000 | 9300 | 2.5 | 11300 | 1.9
ZERO | ZMSB Series | 214232447 | HRCU-A-CB-O | ZMSB-09HV-USHHC | ZMSB-09HV-USHHC | Singlezone Non-Ducted, Wall Placement | 12000 | 9300 | 2.5 | 11300 | 1.9
ZERO | Z3SOV Series | 214723151 | HMSV-A-CB | Z3SOV-18HDM-US |  | Multizone Mix of Ducted and Non-Ducted | 19000 | 14600 | 2.5 | 14000 | 2.19
ZERO | Z3SOV Series | 214723149 | HMSR-A-CB-O | Z3SOV-18HDM-US |  | Multizone All Non-Ducted | 19000 | 14400 | 2.5 | 14000 | 2.19
ZERO |  | 213917750 | HRCU-A-CB-O | ZMSB-18HV-USHH | ZMSB-18HV-USHH | Singlezone Non-Ducted, Wall Placement | 18000 | 14100 | 2.65 | 12829 | 2.35
ZERO |  | 213917748 | HRCU-A-CB-O | ZMSB-09HV-USHH | ZMSB-09HV-USHH | Singlezone Non-Ducted, Wall Placement | 10000 | 8100 | 2.7 | 8564 | 2.22
ZERO |  | 213917749 | HRCU-A-CB-O | ZMSB-12HV-USHH | ZMSB-12HV-USHH | Singlezone Non-Ducted, Wall Placement | 12000 | 10000 | 2.69 | 8820 | 2.25

## November 2023
APS Eligible Small ASHP Models |  |  | Disclaimer: The Massachusetts Department of Energy Resources (DOER) has not investigated, and expressly disclaims any duty to investigate, any company, product, service, process, procedure, design, or the like, which may be presented on the aforementioned list. The presentation of these companies does not constitute endorsement, warranty, or guaranty, by DOER of any company, product, service, process, procedure, design, or the like.
Updated November 2023
Brand (if applicable) | Model Name (if applicable) | AHRI Certificate No. | AHRI Type | Outdoor Unit Model | Indoor Unit Model | Ducting Configuration | Rated Capacity 47°F (btu/hr) | Rated Capacity 17°F (btu/hr) | COP at Rated Capacity 17°F | Maximum Capacity 5°F (btu/hr) | COP at Max. Capacity 5°F
ACD | OCD-23 | 201863350 | HRCU-A-CB-O | OCD09KCH23S-O | OCD09KCH23S-I | Singlezone Non-ducted Wall Placement | 11000 | 6800 | 2.66 | 12976 | 2.09
ACD | OCD-23 | 201863352 | HRCU-A-CB-O | OCD18KCH20S-O | OCD18KCH20S-I | Singlezone Non-ducted Wall Placement | 19800 | 12400 | 2.51 | 21500 | 2.03
ACD | OCD-23 | 201863351 | HRCU-A-CB-O | OCD12KCH22S-O | OCD12KCH22S-I | Singlezone Non-ducted Wall Placement | 13000 | 7100 | 2.81 | 8000 | 2.73
ACD | OCD-23 | 201863353 | HRCU-A-CB-O | OCD24KCH20S-O | OCD24KCH20S-I | Singlezone Non-ducted Wall Placement | 23000 | 14600 | 2.73 | 22553 | 2.07
ACD | UHD-38 | 202110484 | HRCU-A-CB-O | UHD12KCH31S-O | UHD12KCH31S-I | Singlezone Non-ducted Wall Placement | 12200 | 8100 | 3.21 | 8000 | 2.73
ACD | MPD-22 | 202110503 | HMSV-A-CB | MPD36KCH21S-O |  | Multizone All Non-ducted | 42500 | 26500 | 2.88 | 21356 | 2.01
ACD | UHD-38 | 202110485 | HRCU-A-CB-O | UHD18KCH25S-O | UHD18KCH25S-I | Singlezone Non-ducted Wall Placement | 18000 | 14200 | 2.87 | 21500 | 2.03
ACD | UHD-38 | 202132789 | HRCU-A-CB-O | UHD24KCH22S-O | UHD24KCH22S-I | Singlezone Non-ducted Wall Placement | 24000 | 15500 | 2.89 | 22553 | 2.07
ACD | MPD-22 | 202110503 | HMSV-A-CB | MPD36KCH21S-O |  | Multizone All Non-ducted | 42500 | 26500 | 2.88 | 21356 | 2.01
ACD | UHD-38 | 202110485 | HRCU-A-CB-O | UHD18KCH25S-O | UHD18KCH25S-I | Singlezone Non-ducted Wall Placement | 18000 | 14200 | 2.87 | 21500 | 2.03
ACD | UHD-38 | 202132789 | HRCU-A-CB-O | UHD24KCH22S-O | UHD24KCH22S-I | Singlezone Non-ducted Wall Placement | 24000 | 15500 | 2.89 | 22553 | 2.07
ACD | OCD-23 | 201863350 | HRCU-A-CB-O | OCD09KCH23S-O | OCD09KCH23S-I | Singlezone Non-ducted Wall Placement | 11000 | 6800 | 2.66 | 12976 | 2.09
ACD | OCD-23 | 201863352 | HRCU-A-CB-O | OCD18KCH20S-O | OCD18KCH20S-I | Singlezone Non-ducted Wall Placement | 19800 | 12400 | 2.51 | 21500 | 2.03
ACD | OCD-23 | 201863351 | HRCU-A-CB-O | OCD12KCH22S-O | OCD12KCH22S-I | Singlezone Non-ducted Wall Placement | 13000 | 7100 | 2.81 | 8000 | 2.73
ACD | OCD-23 | 201863353 | HRCU-A-CB-O | OCD24KCH20S-O | OCD24KCH20S-I | Singlezone Non-ducted Wall Placement | 23000 | 14600 | 2.73 | 22553 | 2.07
ACD | UHD-38 | 202110484 | HRCU-A-CB-O | UHD12KCH31S-O | UHD12KCH31S-I | Singlezone Non-ducted Wall Placement | 12200 | 8100 | 3.21 | 8000 | 2.73
AireForce | AIREFORCE FSH1BG SERIES | 202134879 | HRCU-A-CB | FSH1BG4CVRX36K | C6B(A,H)-X36(C,U)-C | Singlezone Ducted, Centrally Ducted | 34200 | 21800 | 2.66 | 20250 | 2.28
AireForce | AIREFORCE FSH1BG SERIES | 202134878 | HRCU-A-CB | FSH1BG4CVRX36K | C6B(A,H)-X36(C,U)-C | Singlezone Ducted, Centrally Ducted | 34200 | 21800 | 2.66 | 20250 | 2.28
AireForce | AIREFORCE FSH1BG SERIES | 202134877 | HRCU-A-CB | FSH1BG4CVRX36K | C6B(A,H)-X36(C,U)-B | Singlezone Ducted, Centrally Ducted | 34400 | 21800 | 2.66 | 20150 | 2.27
AireForce | AIREFORCE FSH1BG SERIES | 202134873 | HRCU-A-CB | FSH1BG4CVRX24K | C6B(A,H)-X26(C,U)-B | Singlezone Ducted, Centrally Ducted | 22400 | 14200 | 2.77 | 12650 | 2.12
AireForce | AIREFORCE FSH1BG SERIES | 202134872 | HRCU-A-CB | FSH1BG4CVRX24K | C6B(A,H)-X26(C,U)-B | Singlezone Ducted, Centrally Ducted | 22200 | 14100 | 2.58 | 12800 | 2.03
AireForce | AIREFORCE FSH1BG SERIES | 202134871 | HRCU-A-CB | FSH1BG4CVRX24K | C6B(A,H)-X26(C,U)-B | Singlezone Ducted, Centrally Ducted | 22200 | 14100 | 2.58 | 12800 | 2.03
AireForce | AIREFORCE FSH1BG SERIES | 202134880 | HRCU-A-CB | FSH1BG4CVRX36K | B6VMAX36K-B | Singlezone Ducted, Centrally Ducted | 34400 | 21800 | 2.66 | 20150 | 2.27
AireForce | AIREFORCE FSH1BG SERIES | 202134874 | HRCU-A-CB | FSH1BG4CVRX24K | B6VMAX24K-B | Singlezone Ducted, Centrally Ducted | 22400 | 14200 | 2.77 | 12650 | 2.12
AireForce | AIREFORCE FSH1BG SERIES | 202134883 | HRCU-A-CB | FSH1BG4CVRX48K | C6B(A,H)-X48(C,U)-C | Singlezone Ducted, Centrally Ducted | 44000 | 27800 | 2.63 | 27550 | 2.21
AireForce | AIREFORCE FSH1BG SERIES | 202134884 | HRCU-A-CB | FSH1BG4CVRX48K | B6VMAX48K-C | Singlezone Ducted, Centrally Ducted | 44000 | 27800 | 2.63 | 27550 | 2.21
AireForce | AIREFORCE FSH1BG SERIES | 202134872 | HRCU-A-CB | FSH1BG4CVRX24K | C6B(A,H)-X26(C,U)-B | Singlezone Ducted, Centrally Ducted | 22200 | 14100 | 2.58 | 12800 | 2.03
AireForce | AIREFORCE FSH1BG SERIES | 202134871 | HRCU-A-CB | FSH1BG4CVRX24K | C6B(A,H)-X26(C,U)-B | Singlezone Ducted, Centrally Ducted | 22200 | 14100 | 2.58 | 12800 | 2.03
AireForce | AIREFORCE FSH1BG SERIES | 202134880 | HRCU-A-CB | FSH1BG4CVRX36K | B6VMAX36K-B | Singlezone Ducted, Centrally Ducted | 34400 | 21800 | 2.66 | 20150 | 2.27
AireForce | AIREFORCE FSH1BG SERIES | 202134874 | HRCU-A-CB | FSH1BG4CVRX24K | B6VMAX24K-B | Singlezone Ducted, Centrally Ducted | 22400 | 14200 | 2.77 | 12650 | 2.12
AireForce | AIREFORCE FSH1BG SERIES | 202134883 | HRCU-A-CB | FSH1BG4CVRX48K | C6B(A,H)-X48(C,U)-C | Singlezone Ducted, Centrally Ducted | 44000 | 27800 | 2.63 | 27550 | 2.21
AireForce | AIREFORCE FSH1BG SERIES | 202134884 | HRCU-A-CB | FSH1BG4CVRX48K | B6VMAX48K-C | Singlezone Ducted, Centrally Ducted | 44000 | 27800 | 2.63 | 27550 | 2.21
AireForce | AIREFORCE FSH1BG SERIES | 202134879 | HRCU-A-CB | FSH1BG4CVRX36K | C6B(A,H)-X36(C,U)-C | Singlezone Ducted, Centrally Ducted | 34200 | 21800 | 2.66 | 20250 | 2.28
AireForce | AIREFORCE FSH1BG SERIES | 202134878 | HRCU-A-CB | FSH1BG4CVRX36K | C6B(A,H)-X36(C,U)-C | Singlezone Ducted, Centrally Ducted | 34200 | 21800 | 2.66 | 20250 | 2.28
AireForce | AIREFORCE FSH1BG SERIES | 202134877 | HRCU-A-CB | FSH1BG4CVRX36K | C6B(A,H)-X36(C,U)-B | Singlezone Ducted, Centrally Ducted | 34400 | 21800 | 2.66 | 20150 | 2.27
AireForce | AIREFORCE FSH1BG SERIES | 202134873 | HRCU-A-CB | FSH1BG4CVRX24K | C6B(A,H)-X26(C,U)-B | Singlezone Ducted, Centrally Ducted | 22400 | 14200 | 2.77 | 12650 | 2.12
AIRQUEST | QuietComfort | 205921381 | HRCU-A-CB | DLCSRAH24AAK | DLFSAAH24XAK | Singlezone Ducted, Centrally Ducted | 29000 | 17500 | 2.56 | 26970 | 1.91
AIRQUEST | QuietComfort | 205921381 | HRCU-A-CB | DLCSRAH24AAK | DLFSAAH24XAK | Singlezone Ducted, Centrally Ducted | 29000 | 17500 | 2.56 | 26970 | 1.91
AMANA | AVZC20 | 10324707 | HRCU-A-CB | AVZC200601A* | CA*F4961*6D*+MBVC2000**-1A*+TX | Singlezone Ducted, Centrally Ducted | 50000 | 34000 | 2.87 | 26000 | 1.98
AMANA | AVZC20 | 10324706 | HRCU-A-CB | AVZC200481A* | CA*F4961*6D*+MBVC2000**-1A*+TX | Singlezone Ducted, Centrally Ducted | 45500 | 34000 | 3.4 | 26000 | 1.97
AMANA | AVZC20 | 10324704 | HRCU-A-CB | AVZC200241A* | CA*F3642*6D*+MBVC1200**-1A*+TX | Singlezone Ducted, Centrally Ducted | 23600 | 15200 | 2.99 | 11400 | 2.09
AMANA | AVZC20 | 10324707 | HRCU-A-CB | AVZC200601A* | CA*F4961*6D*+MBVC2000**-1A*+TX | Singlezone Ducted, Centrally Ducted | 50000 | 34000 | 2.87 | 26000 | 1.98
AMANA | AVZC20 | 10324706 | HRCU-A-CB | AVZC200481A* | CA*F4961*6D*+MBVC2000**-1A*+TX | Singlezone Ducted, Centrally Ducted | 45500 | 34000 | 3.4 | 26000 | 1.97
AMANA | AVZC20 | 10324704 | HRCU-A-CB | AVZC200241A* | CA*F3642*6D*+MBVC1200**-1A*+TX | Singlezone Ducted, Centrally Ducted | 23600 | 15200 | 2.99 | 11400 | 2.09
AMANA | ASZS6 | 212614868 | HRCU-A-CB | ASZS60241EA* | AHVE36CP1400A* | Ducted Indoor Units | 23000 | 16000 | 2.65 | 16100 | 2
AMANA | ASZS6 | 212614943 | HRCU-A-CB | ASZS60241EA* | AHVE36CP0400A* | Ducted Indoor Units | 23000 | 16000 | 2.65 | 16100 | 2
AMANA | ASZS6 | 212614944 | HRCU-A-CB | ASZS60241EA* | CA*EA2422*4A*+MBVC1200**-1A* | Ducted Indoor Units | 23000 | 16000 | 2.65 | 16100 | 2
AMANA | ASZS6 | 212614945 | HRCU-A-CB | ASZS60241EA* | CA*EA2422*4A*+MBVC1600**-1A* | Ducted Indoor Units | 23000 | 16000 | 2.65 | 16100 | 2
AMANA | ASZS6 | 212614946 | HRCU-A-CB | ASZS60241EA* | CA*EA2422*4A* | Ducted Indoor Units | 23000 | 16000 | 2.65 | 16100 | 2
AMANA | ASZS6 | 212614947 | HRCU-A-CB | ASZS60241EA* | CA*EA2422*4A* | Ducted Indoor Units | 23000 | 16000 | 2.65 | 16100 | 2
AMANA | ASZS6 | 212614948 | HRCU-A-CB | ASZS60241EA* | CA*EA2422*4A* | Ducted Indoor Units | 23000 | 16000 | 2.65 | 16100 | 2
AMANA | ASZS6 | 212614949 | HRCU-A-CB | ASZS60241EA* | CA*EA2422*4A* | Ducted Indoor Units | 23000 | 16000 | 2.65 | 16100 | 2
AMANA | ASZS6 | 212614950 | HRCU-A-CB | ASZS60241EA* | CA*EA2422*4A* | Ducted Indoor Units | 23000 | 16000 | 2.65 | 16100 | 2
AMANA | ASZS6 | 212614951 | HRCU-A-CB | ASZS60241EA* | CA*EA2422*4A* | Ducted Indoor Units | 23000 | 16000 | 2.65 | 16100 | 2
AMANA | ASZS6 | 212614952 | HRCU-A-CB | ASZS60241EA* | CA*EA2422*4A* | Ducted Indoor Units | 23000 | 16000 | 2.65 | 16100 | 2
AMANA | ASZS6 | 212614953 | HRCU-A-CB | ASZS60241EA* | CA*EA2422*4A* | Ducted Indoor Units | 23000 | 16000 | 2.65 | 16100 | 2
AMANA | ASZS6 | 212614954 | HRCU-A-CB | ASZS60241EA* | CA*EA2422*4A* | Ducted Indoor Units | 23000 | 16000 | 2.65 | 16100 | 2
AMANA | ASZS6 | 212614955 | HRCU-A-CB | ASZS60241EA* | CA*EA2422*4A* | Ducted Indoor Units | 23000 | 16000 | 2.65 | 16100 | 2
AMANA | ASZS6 | 212614956 | HRCU-A-CB | ASZS60241EA* | CA*EA2422*4A* | Ducted Indoor Units | 23000 | 16000 | 2.65 | 16100 | 2
AMANA | ASZS6 | 212614957 | HRCU-A-CB | ASZS60241EA* | CA*EA2422*4A* | Ducted Indoor Units | 23000 | 16000 | 2.65 | 16100 | 2
AMANA | ASZS6 | 212614958 | HRCU-A-CB | ASZS60241EA* | CA*EA2422*4A* | Ducted Indoor Units | 23000 | 16000 | 2.65 | 16100 | 2
AMANA | ASZS6 | 212614959 | HRCU-A-CB | ASZS60241EA* | CA*EA2422*4A* | Ducted Indoor Units | 23000 | 16000 | 2.65 | 16100 | 2
AMANA | ASZS6 | 212614960 | HRCU-A-CB | ASZS60241EA* | CA*EA2422*4A* | Ducted Indoor Units | 23000 | 16000 | 2.65 | 16100 | 2
AMANA | ASZS6 | 212614961 | HRCU-A-CB | ASZS60241EA* | CA*EA2422*4A* | Ducted Indoor Units | 23000 | 16000 | 2.65 | 16100 | 2
AMANA | ASZS6 | 212614962 | HRCU-A-CB | ASZS60241EA* | CA*EA2422*4A* | Ducted Indoor Units | 23000 | 16000 | 2.65 | 16100 | 2
AMANA | ASZS6 | 212614963 | HRCU-A-CB | ASZS60241EA* | CA*EA2422*4A* | Ducted Indoor Units | 23000 | 16000 | 2.65 | 16100 | 2
AMANA | ASZS6 | 212614964 | HRCU-A-CB | ASZS60241EA* | CA*EA2422*4A* | Ducted Indoor Units | 23000 | 16000 | 2.65 | 16100 | 2
AMANA | ASZS6 | 212614965 | HRCU-A-CB | ASZS60241EA* | CA*EA3026*4A*+MBVC1200**-1A* | Ducted Indoor Units | 23000 | 16000 | 2.65 | 16100 | 2
AMANA | ASZS6 | 212614966 | HRCU-A-CB | ASZS60241EA* | CA*EA3026*4A*+MBVC1600**-1A* | Ducted Indoor Units | 23000 | 16000 | 2.65 | 16100 | 2
AMANA | ASZS6 | 212614967 | HRCU-A-CB | ASZS60241EA* | CA*EA3026*4A* | Ducted Indoor Units | 23000 | 16000 | 2.65 | 16100 | 2
AMANA | ASZS6 | 212614968 | HRCU-A-CB | ASZS60241EA* | CA*EA3026*4A* | Ducted Indoor Units | 23000 | 16000 | 2.65 | 16100 | 2
AMANA | ASZS6 | 212614969 | HRCU-A-CB | ASZS60241EA* | CA*EA3026*4A* | Ducted Indoor Units | 23000 | 16000 | 2.65 | 16100 | 2
AMANA | ASZS6 | 212614970 | HRCU-A-CB | ASZS60241EA* | CA*EA3026*4A* | Ducted Indoor Units | 23000 | 16000 | 2.65 | 16100 | 2
AMANA | ASZS6 | 212614971 | HRCU-A-CB | ASZS60241EA* | CA*EA3026*4A* | Ducted Indoor Units | 23000 | 16000 | 2.65 | 16100 | 2
AMANA | ASZS6 | 212614972 | HRCU-A-CB | ASZS60241EA* | CA*EA3026*4A* | Ducted Indoor Units | 23000 | 16000 | 2.65 | 16100 | 2
AMANA | ASZS6 | 212614973 | HRCU-A-CB | ASZS60241EA* | CA*EA3026*4A* | Ducted Indoor Units | 23000 | 16000 | 2.65 | 16100 | 2
AMANA | ASZS6 | 212614974 | HRCU-A-CB | ASZS60241EA* | CA*EA3026*4A* | Ducted Indoor Units | 23000 | 16000 | 2.65 | 16100 | 2
AMANA | ASZS6 | 212614975 | HRCU-A-CB | ASZS60241EA* | CA*EA3026*4A* | Ducted Indoor Units | 23000 | 16000 | 2.65 | 16100 | 2
AMANA | ASZS6 | 212614976 | HRCU-A-CB | ASZS60241EA* | CA*EA3026*4A* | Ducted Indoor Units | 23000 | 16000 | 2.65 | 16100 | 2
AMANA | ASZS6 | 212614977 | HRCU-A-CB | ASZS60241EA* | CA*EA3026*4A* | Ducted Indoor Units | 23000 | 16000 | 2.65 | 16100 | 2
AMANA | ASZS6 | 212614978 | HRCU-A-CB | ASZS60241EA* | CA*EA3026*4A* | Ducted Indoor Units | 23000 | 16000 | 2.65 | 16100 | 2
AMANA | ASZS6 | 212614979 | HRCU-A-CB | ASZS60241EA* | CA*EA3026*4A* | Ducted Indoor Units | 23000 | 16000 | 2.65 | 16100 | 2
AMANA | ASZS6 | 212614980 | HRCU-A-CB | ASZS60241EA* | CA*EA3026*4A* | Ducted Indoor Units | 23000 | 16000 | 2.65 | 16100 | 2
AMANA | ASZS6 | 212614981 | HRCU-A-CB | ASZS60241EA* | CA*EA3026*4A* | Ducted Indoor Units | 23000 | 16000 | 2.65 | 16100 | 2
AMANA | ASZS6 | 212614982 | HRCU-A-CB | ASZS60241EA* | CA*EA3026*4A* | Ducted Indoor Units | 23000 | 16000 | 2.65 | 16100 | 2
AMANA | ASZS6 | 212614983 | HRCU-A-CB | ASZS60241EA* | CA*EA3026*4A* | Ducted Indoor Units | 23000 | 16000 | 2.65 | 16100 | 2
AMANA | ASZS6 | 212614984 | HRCU-A-CB | ASZS60241EA* | CA*EA3026*4A* | Ducted Indoor Units | 23000 | 16000 | 2.65 | 16100 | 2
AMANA | ASZS6 | 212614985 | HRCU-A-CB | ASZS60241EA* | CA*EA3026*4A* | Ducted Indoor Units | 23000 | 16000 | 2.65 | 16100 | 2
AMANA | ASZS6 | 212614869 | HRCU-A-CB | ASZS60361EA* | AHVE48DP1400A* | Ducted Indoor Units | 34200 | 23000 | 2.59 | 30000 | 2.11
AMANA | ASZS6 | 212614986 | HRCU-A-CB | ASZS60361EA* | AHVE60DP1400A* | Ducted Indoor Units | 34200 | 23000 | 2.59 | 30000 | 2.11
AMANA | ASZS6 | 212614987 | HRCU-A-CB | ASZS60361EA* | AHVE60DP0400A* | Ducted Indoor Units | 34200 | 23000 | 2.59 | 30000 | 2.11
AMANA | ASZS6 | 212614988 | HRCU-A-CB | ASZS60361EA* | AHVE48DP0400A* | Ducted Indoor Units | 34200 | 23000 | 2.59 | 30000 | 2.11
AMANA | ASZS6 | 212614989 | HRCU-A-CB | ASZS60361EA* | CA*EA6030*4A*+MBVC2000**-1A* | Ducted Indoor Units | 34200 | 23000 | 2.59 | 30000 | 2.11
AMANA | ASZS6 | 212614990 | HRCU-A-CB | ASZS60361EA* | CA*EA4830*4A*+MBVC1600**-1A* | Ducted Indoor Units | 34200 | 23000 | 2.59 | 29000 | 2
AMANA | ASZS6 | 212614991 | HRCU-A-CB | ASZS60361EA* | CA*EA6030*4A* | Ducted Indoor Units | 34200 | 23000 | 2.59 | 30000 | 2.11
AMANA | ASZS6 | 212614992 | HRCU-A-CB | ASZS60361EA* | CA*EA4830*4A* | Ducted Indoor Units | 34200 | 23000 | 2.59 | 29000 | 2.04
AMANA | ASZS6 | 212614994 | HRCU-A-CB | ASZS60361EA* | CA*EA6030*4A* | Ducted Indoor Units | 34200 | 23000 | 2.59 | 30000 | 2.11
AMANA | ASZS6 | 212614995 | HRCU-A-CB | ASZS60361EA* | CA*EA4830*4A* | Ducted Indoor Units | 34200 | 23000 | 2.59 | 29000 | 2
AMANA | ASZS6 | 212614996 | HRCU-A-CB | ASZS60361EA* | CA*EA4830*4A* | Ducted Indoor Units | 34200 | 23000 | 2.59 | 29000 | 2
AMANA | ASZS6 | 212614997 | HRCU-A-CB | ASZS60361EA* | CA*EA4830*4A* | Ducted Indoor Units | 34200 | 23000 | 2.59 | 29000 | 2
AMANA | ASZS6 | 212614998 | HRCU-A-CB | ASZS60361EA* | CA*EA6030*4A* | Ducted Indoor Units | 34200 | 23000 | 2.59 | 30000 | 2.11
AMANA | ASZS6 | 212614999 | HRCU-A-CB | ASZS60361EA* | CA*EA4830*4A* | Ducted Indoor Units | 34200 | 23000 | 2.59 | 29000 | 2
AMANA | ASZS6 | 212615000 | HRCU-A-CB | ASZS60361EA* | CA*EA4830*4A* | Ducted Indoor Units | 34200 | 23000 | 2.59 | 29000 | 2
AMANA | ASZS6 | 212614993 | HRCU-A-CB | ASZS60361EA* | CA*EA4830*4A* | Ducted Indoor Units | 34200 | 23000 | 2.59 | 29000 | 2
AMANA | ASZS6 | 212615001 | HRCU-A-CB | ASZS60361EA* | CA*EA4830*4A* | Ducted Indoor Units | 34200 | 23000 | 2.59 | 29000 | 2
AMANA | ASZS6 | 212615002 | HRCU-A-CB | ASZS60361EA* | CA*EA4830*4A* | Ducted Indoor Units | 34200 | 23000 | 2.59 | 29000 | 2
AMANA | ASZS6 | 212614870 | HRCU-A-CB | ASZS60421EA* | AHVE60DP1400A* | Ducted Indoor Units | 40000 | 28000 | 2.67 | 30600 | 2.19
AMANA | ASZS6 | 212615003 | HRCU-A-CB | ASZS60421EA* | AHVE60DP0400A* | Ducted Indoor Units | 40000 | 28000 | 2.67 | 30600 | 2.19
AMANA | ASZS6 | 212615004 | HRCU-A-CB | ASZS60421EA* | CA*EA6030*4A*+MBVC2000**-1A* | Ducted Indoor Units | 40000 | 28000 | 2.67 | 30600 | 2.19
AMANA | ASZS6 | 212615005 | HRCU-A-CB | ASZS60421EA* | CA*EA6030*4A* | Ducted Indoor Units | 40000 | 28000 | 2.67 | 30600 | 2.19
AMANA | ASZS6 | 212615006 | HRCU-A-CB | ASZS60421EA* | CA*EA6030*4A* | Ducted Indoor Units | 40000 | 28000 | 2.67 | 30600 | 2.19
AMANA | ASZS6 | 212614871 | HRCU-A-CB | ASZS60481EA* | AHVE60DP1400A* | Ducted Indoor Units | 44000 | 28000 | 2.67 | 31000 | 2.22
AMANA | ASZS6 | 212615007 | HRCU-A-CB | ASZS60481EA* | AHVE60DP0400A* | Ducted Indoor Units | 44000 | 28000 | 2.67 | 31000 | 2.22
AMANA | ASZS6 | 212615008 | HRCU-A-CB | ASZS60481EA* | CA*EA6030*4A*+MBVC2000**-1A* | Ducted Indoor Units | 44000 | 28000 | 2.67 | 31000 | 2.22
AMANA | ASZS6 | 212615009 | HRCU-A-CB | ASZS60481EA* | CA*EA6030*4A* | Ducted Indoor Units | 44000 | 28000 | 2.67 | 31000 | 2.22
AMANA | ASZS6 | 212615010 | HRCU-A-CB | ASZS60481EA* | CA*EA6030*4A* | Ducted Indoor Units | 44000 | 28000 | 2.67 | 31000 | 2.22
AMERICAN STANDARD | Platinum 20 | 8759144 | HRCU-A-CB | 4A6V0036A1 | 4PX*CU48BS3 | Singlezone Ducted, Centrally Ducted | 33200 | 26600 | 3.22 | 20220 | 1.9
AMERICAN STANDARD | Platinum 20 | 10093447 | HRCU-A-CB | 4A6V0036A1 | 284ANV036 | Singlezone Ducted, Centrally Ducted | 32600 | 26200 | 3.17 | 20220 | 1.92
AMERICAN STANDARD | Platinum 18 | 10093457 | HRCU-A-CB | 4A6V8036A1 |  | Singlezone Ducted, Centrally Ducted | 32200 | 26200 | 3.25 | 20500 | 1.91
AMERICAN STANDARD | Platinum 18 | 10093459 | HRCU-A-CB | 4A6V8037A1 | TAM9A0B30V31 | Singlezone Ducted, Centrally Ducted | 32600 | 26200 | 3.17 | 20220 | 1.92
AMERICAN STANDARD | Platinum 20 | 10153441 | HRCU-A-CB | 4A6V0036A1 | TEM8A0C48V41+TDR | Singlezone Ducted, Centrally Ducted | 31000 | 25200 | 3.08 | 19700 | 1.94
AMERICAN STANDARD | Platinum 20 | 10153442 | HRCU-A-CB | 4A6V0036A1 | TEM8A0D48V41+TDR | Singlezone Ducted, Centrally Ducted | 31800 | 25800 | 3.05 | 20000 | 1.97
AMERICAN STANDARD | Platinum 20 | 8938521 | HRCU-A-CB | 4A6V0036A1 | 4TXFH036CZ3 | Singlezone Ducted, Centrally Ducted | 32200 | 26400 | 3.25 | 20740 | 1.92
AMERICAN STANDARD | AccuComfort Platinum 20 | 6749789 | HRCU-A-CB | 4A6V0024A1 | *AM8C0B30V21 | Singlezone Ducted, Centrally Ducted | 20200 | 16800 | 2.5 | 13000 | 2.07
AMERICAN STANDARD | AccuComfort Platinum 18 | 6750455 | HRCU-A-CB | 4A6V8024A1 | *AM8C0B30V21 | Singlezone Ducted, Centrally Ducted | 20000 | 16800 | 2.5 | 13000 | 2.07
AMERICAN STANDARD | Platinum 20 | 8759144 | HRCU-A-CB | 4A6V0036A1 | 4PX*CU48BS3 | Singlezone Ducted, Centrally Ducted | 33200 | 26600 | 3.22 | 20220 | 1.9
AMERICAN STANDARD | AccuComfort Platinum 20 | 6749789 | HRCU-A-CB | 4A6V0024A1 | *AM8C0B30V21 | Singlezone Ducted, Centrally Ducted | 20200 | 16800 | 2.5 | 13000 | 2.07
AMERICAN STANDARD |  | 9150128 | HRCU-A-CB-O | 4TXK3824A10NU** | 4MXW3824A10NU** | Singlezone Non-ducted Wall Placement | 24000 | 15500 | 2.89 | 24233 | 2.23
AMERICAN STANDARD | AccuComfort Platinum 18 | 10093463 | HRCU-A-CB | 4A6V8048A1 | TAM9A0C48V41 | Singlezone Ducted, Centrally Ducted | 41000 | 34400 | 4.27 | 28780 | 1.93
AMERICAN STANDARD | Platinum 20 | 10153439 | HRCU-A-CB | 4A6V0036A1 | TEM8A0C36V31+TDR | Singlezone Ducted, Centrally Ducted | 31800 | 25600 | 3.07 | 19500 | 1.94
AMERICAN STANDARD | Platinum 20 | 10093447 | HRCU-A-CB | 4A6V0036A1 | TAM9A0B30V31 | Singlezone Ducted, Centrally Ducted | 32600 | 26200 | 3.17 | 20220 | 1.92
AMERICAN STANDARD | Platinum 18 | 10093457 | HRCU-A-CB | 4A6V8036A1 | TAM9A0C36V31 | Singlezone Ducted, Centrally Ducted | 32200 | 26200 | 3.25 | 20500 | 1.91
AMERICAN STANDARD | Platinum 18 | 10093459 | HRCU-A-CB | 4A6V8037A1 | TAM9A0B30V31 | Singlezone Ducted, Centrally Ducted | 32600 | 26200 | 3.17 | 20220 | 1.92
AMERICAN STANDARD | Platinum 20 | 10153441 | HRCU-A-CB | 4A6V0036A1 | TEM8A0C48V41+TDR | Singlezone Ducted, Centrally Ducted | 31000 | 25200 | 3.08 | 19700 | 1.94
AMERICAN STANDARD | Platinum 20 | 10153442 | HRCU-A-CB | 4A6V0036A1 | TEM8A0D48V41+TDR | Singlezone Ducted, Centrally Ducted | 31800 | 25800 | 3.05 | 20000 | 1.97
AMERICAN STANDARD | Platinum 20 | 8938521 | HRCU-A-CB | 4A6V0036A1 | 4TXFH036CZ3 | Singlezone Ducted, Centrally Ducted | 32200 | 26400 | 3.25 | 20740 | 1.92
AMERICAN STANDARD | AccuComfort Platinum 18 | 6750455 | HRCU-A-CB | 4A6V8024A1 | *AM8C0B30V21 | Singlezone Ducted, Centrally Ducted | 20000 | 16800 | 2.5 | 13000 | 2.07
AMERICAN STANDARD |  | 7151530 | HRCU-A-CB-O | 4TXK2709A10N0AA | 4MXW2709A10N0AA | Singlezone Non-ducted Wall Placement | 9800 | 5800 | 2.7 | 8000 | 2.13
AMERICAN STANDARD |  | 7151534 | HRCU-A-CB-O | 4TXK2718A10N0AA | 4MXW2718A10N0AA | Singlezone Non-ducted Wall Placement | 19000 | 12100 | 2.81 | 15400 | 1.97
AMERICAN STANDARD |  | 7151532 | HRCU-A-CB-O | 4TXK2712A10NAA | 4MXW2712A10N0AA | Singlezone Non-ducted Wall Placement | 13000 | 8000 | 3.13 | 8300 | 2.15
AMERICAN STANDARD |  | 9150124 | HRCU-A-CB-O | 4TXK3812A10NU** | 4MXW3812A10NU** | Singlezone Non-ducted Wall Placement | 12200 | 8100 | 3.21 | 13304 | 2.18
AMERICAN STANDARD | Platinum 18 | 10153458 | HRCU-A-CB | 4A6V8037A1 | TEM8A0C36V31+TDR | Singlezone Ducted, Centrally Ducted | 31800 | 25600 | 3.07 | 19500 | 1.94
AMERICAN STANDARD |  | 202703127 | HRCU-A-CB-O | 4TXK2324A10N0** | 4MXW2324A10N0** | Singlezone Non-ducted Wall Placement | 23000 | 14600 | 2.61 | 22861 | 2.02
American Standard / Mitsubishi Electric |  | 204276764 | HRCU-A-CB-O | ASUZH0241HA00NA | APKA0A0241KA70A | Singlezone Non-ducted Wall Placement | 26000 | 17200 | 2.75 | 26000 | 2
American Standard / Mitsubishi Electric |  | 204813304 | HRCU-A-CB-O | ASUZA0361KA70B* | APLA0A0361EA70A | Singlezone Non-ducted, Ceiling Placement | 38000 | 22000 | 2.59 | 21600 | 2.43
American Standard / Mitsubishi Electric |  | 202732311 | HMSV-A-CB | NAXMPH20A122AA | NAXWPH09A112AANAXWPH09A112AA | Multizone All Non-ducted | 22000 | 13000 | 2.63 | 22000 | 2.07
American Standard / Mitsubishi Electric |  | 204813306 | HRCU-A-CB-O | ASUZA0361KA70N* | APLA0A0361EA70A | Singlezone Non-ducted, Ceiling Placement | 38000 | 22000 | 2.59 | 21600 | 2.43
American Standard / Mitsubishi Electric |  | 204276539 | HRCU-A-CB-O | ASUZH0241HA00NA | APLA0A0241EA70A | Singlezone Non-ducted, Ceiling Placement | 26000 | 17300 | 3.09 | 26000 | 2.01
American Standard / Mitsubishi Electric |  | 204813295 | HRCU-A-CB-O | ASUZA0121KA70N* | APLA0A0121EA70A | Singlezone Non-ducted, Ceiling Placement | 14000 | 10100 | 2.53 | 13000 | 2.01
American Standard / Mitsubishi Electric |  | 204813293 | HRCU-A-CB-O | ASUZA0121KA70B* | APLA0A0121EA70A | Singlezone Non-ducted, Ceiling Placement | 14000 | 10100 | 2.53 | 13000 | 2.01
American Standard / Mitsubishi Electric | Nv Series Pro Heat | 204926523 | HMSV-A-CB | NAXMPH36A142B* |  | Multizone Mix of Non-ducted and Ducted | 45000 | 32000 | 2.69 | 45000 | 2
American Standard / Mitsubishi Electric | Nv Series Pro Heat | 204793327 | HRCU-A-CB | NAXSKH12A112AA | APEADA0121AA70A | Singlezone Ducted, "Compact Ducted" | 15000 | 9000 | 2.72 | 15000 | 2.09
American Standard / Mitsubishi Electric | Nv Series Pro Heat | 204834288 | HMSV-A-CB-O | NAXMPH36A142B* |  | Multizone All Non-ducted | 45000 | 30000 | 2.85 | 45000 | 2
American Standard / Mitsubishi Electric | Nv Series Pro Heat | 204834289 | HMSV-A-CB | NAXMPH36A142B* |  | Multizone All Ducted | 45000 | 34000 | 2.59 | 45000 | 2
American Standard / Mitsubishi Electric | Nv Series Pro Heat | 204834290 | HMSV-A-CB-O | NAXMPH42A152B* |  | Multizone All Non-ducted | 48000 | 32000 | 2.8 | 48000 | 2
American Standard / Mitsubishi Electric | Nv Series Pro Heat | 204793325 | HRCU-A-CB | NAXSKH12A112AA | NAXDKS12A112AA | Singlezone Ducted, "Compact Ducted" | 15000 | 9000 | 2.56 | 15000 | 2.2
American Standard / Mitsubishi Electric | M-Series | 202392238 | HRCU-A-CB-O | NAXSKS18A112AA | NAXCKS18A112AA | Singlezone Non-ducted, Ceiling Placement | 19700 | 12900 | 2.68 | 9800 | 2.37
American Standard / Mitsubishi Electric | M-Series | 202392234 | HRCU-A-CB-O | NAXSKS18A112AA | NAXUKS18A112AA | Singlezone Non-ducted, Ceiling Placement | 20000 | 13100 | 2.63 | 10700 | 2.55
American Standard / Mitsubishi Electric | M-Series | 202392232 | HRCU-A-CB | NAXSKS18A112AA | NAXDKS18A112AA | Singlezone Ducted, "Compact Ducted" | 21600 | 13900 | 2.87 | 12000 | 2.88
American Standard / Mitsubishi Electric | M-Series | 202392226 | HRCU-A-CB | NAXSKS15A112AA | NAXDKS15A112AA | Singlezone Ducted, "Compact Ducted" | 18000 | 11700 | 2.68 | 10000 | 2.55
American Standard / Mitsubishi Electric | M-Series | 202392220 | HRCU-A-CB-O | NAXSKS12A112AA | NAXUKS12A112AA | Singlezone Non-ducted, Ceiling Placement | 15400 | 9900 | 2.84 | 7900 | 2.36
American Standard / Mitsubishi Electric | M-Series | 202392214 | HRCU-A-CB-O | NAXSKS09A112AA | NAXCKS09A112AA | Singlezone Non-ducted, Ceiling Placement | 11000 | 6900 | 2.5 | 5600 | 3.04
American Standard / Mitsubishi Electric | M-Series | 202392210 | HRCU-A-CB-O | NAXSKS09A112AA | NAXUKS09A112AA | Singlezone Non-ducted, Ceiling Placement | 12000 | 7700 | 3.22 | 6100 | 3.08
American Standard / Mitsubishi Electric | M-Series | 202373696 | HRCU-A-CB-O | NAXSST24A112AA | NAXWST24A112AA | Singlezone Non-ducted Wall Placement | 27600 | 16000 | 2.65 | 20200 | 1.98
American Standard / Mitsubishi Electric | M-Series H2i | 202373687 | HRCU-A-CB-O | NAXSPB12A112AA | NAXWPH12A112AA | Singlezone Non-ducted Wall Placement | 13600 | 8100 | 2.83 | 13600 | 2.07
American Standard / Mitsubishi Electric | M-Series H2i | 202373685 | HRCU-A-CB-O | NAXSPB09A112AA | NAXWPH09A112AA | Singlezone Non-ducted Wall Placement | 10900 | 6700 | 2.73 | 10900 | 2.73
American Standard / Mitsubishi Electric | M-Series H2i | 202373705 | HMSV-A-CB | NAXMPH42A152AA |  | Multizone All Non-ducted | 48000 | 35800 | 2.87 | 48000 | 2.51
American Standard / Mitsubishi Electric | M-Series | 202373692 | HRCU-A-CB-O | NAXSST09A112AA | NAXWST09A112AA | Singlezone Non-ducted Wall Placement | 10900 | 6700 | 3.12 | 8000 | 2.76
American Standard / Mitsubishi Electric | M-Series H2i | 202373690 | HRCU-A-CB-O | NAXSPH18A112AA | NAXWPH18A112AA | Singlezone Non-ducted Wall Placement | 20300 | 13700 | 3.04 | 20300 | 2.01
American Standard / Mitsubishi Electric | M-Series H2i | 202354897 | HMSV-A-CB | NAXMPH36A142AA |  | Multizone All Non-ducted | 45000 | 34000 | 2.85 | 45000 | 2.42
American Standard / Mitsubishi Electric | M-Series H2i | 202354893 | HMSV-A-CB | NAXMPH24A132AA |  | Multizone All Non-ducted | 25000 | 14000 | 2.53 | 25000 | 1.92
American Standard / Mitsubishi Electric | M-Series | 202373695 | HRCU-A-CB-O | NAXSST18A112AA | NAXWST18A112AA | Singlezone Non-ducted Wall Placement | 21600 | 13800 | 2.73 | 15100 | 2.35
American Standard / Mitsubishi Electric | M-Series | 202373708 | HMSV-A-CB | NAXMMX60A182AA |  | Multizone All Non-ducted | 66000 | 41500 | 2.5 | 57000 | 2.07
American Standard / Mitsubishi Electric | M-Series H2i | 202373691 | HRCU-A-CB-O | NAXSPB18A112AA | NAXWPH18A112AA | Singlezone Non-ducted Wall Placement | 20300 | 12480 | 2.93 | 20900 | 2.06
American Standard / Mitsubishi Electric | M-Series H2i | 202373686 | HRCU-A-CB-O | NAXSPH12A112AA | NAXWPH12A112AA | Singlezone Non-ducted Wall Placement | 13600 | 8000 | 3.26 | 13600 | 2.21
American Standard / Mitsubishi Electric | M-Series | 202373693 | HRCU-A-CB-O | NAXSST12A112AA | NAXWST12A112AA | Singlezone Non-ducted Wall Placement | 14400 | 9200 | 3.1 | 10200 | 2.93
American Standard / Mitsubishi Electric | M-Series H2i | 202373682 | HRCU-A-CB-O | NAXSPH06A112AA | NAXWPH06A112AA | Singlezone Non-ducted Wall Placement | 8700 | 5900 | 3.46 | 8700 | 2.8
American Standard / Mitsubishi Electric | M-Series H2i | 202373679 | HRCU-A-CB-O | NAXSPF18A112AA | NAXFKS18A112AA | Singlezone Non-ducted, Floor Placement | 21000 | 12800 | 2.62 | 21000 | 2.05
American Standard / Mitsubishi Electric | M-Series H2i | 202373677 | HRCU-A-CB-O | NAXSPF12A112AA | NAXFKS12A112AA | Singlezone Non-ducted, Floor Placement | 13000 | 8800 | 2.77 | 13000 | 2.1
American Standard / Mitsubishi Electric | M-Series H2i | 202373684 | HRCU-A-CB-O | NAXSPH09A112AA | NAXWPH09A112AA | Singlezone Non-ducted Wall Placement | 10900 | 6700 | 3.27 | 10900 | 2.37
American Standard / Mitsubishi Electric | M-Series H2i | 202366328 | HMSV-A-CB | NAXMPH36A142AA |  | Multizone Mix of Non-ducted and Ducted | 45000 | 35000 | 2.54 | 47360 | 2.24
American Standard / Mitsubishi Electric | M-Series H2i | 202373683 | HRCU-A-CB-O | NAXSPB06A112AA | NAXWPH06A112AA | Singlezone Non-ducted Wall Placement | 8700 | 5900 | 2.74 | 8700 | 2.45
American Standard / Mitsubishi Electric | M-Series | 202373702 | HMSV-A-CB | NAXMMX20A122AA |  | Multizone All Non-ducted | 22000 | 12500 | 2.82 | 11100 | 2.03
American Standard / Mitsubishi Electric | M-Series | 202392208 | HRCU-A-CB | NAXSKS09A112AA | NAXDKS09A112AA | Singlezone Ducted, "Compact Ducted" | 12000 | 7600 | 2.53 | 6000 | 2.44
American Standard / Mitsubishi Electric | M-Series H2i | 202373676 | HRCU-A-CB-O | NAXSPF09A112AA | NAXFKS09A112AA | Singlezone Non-ducted, Floor Placement | 11000 | 7500 | 2.75 | 11000 | 2.01
American Standard / Mitsubishi Electric | M-Series | 202392224 | HRCU-A-CB | NAXSKS12A112AA | NAXAMT12A112AA | Singlezone Ducted, "Compact Ducted" | 15000 | 9900 | 2.59 | 7800 | 2.75
American Standard / Mitsubishi Electric | M-Series | 202392212 | HRCU-A-CB | NAXSKS09A112AA | PEAD-A09AA7 | Singlezone Ducted, "Compact Ducted" | 12000 | 7600 | 2.53 | 6100 | 2.93
American Standard / Mitsubishi Electric | M-Series | 202392240 | HRCU-A-CB | NAXSKS18A112AA | NAXAMT18A112AA | Singlezone Ducted, Centrally Ducted | 21600 | 14000 | 2.81 | 12200 | 2.88
Ameristar |  | 203162806 | HRCU-A-CB-O | M4THS1824A11N** | M4MHW1824A1N0** | Singlezone Non-ducted Wall Placement | 23000 | 14600 | 2.61 | 22861 | 2.02
ARCOAIRE | DuraComfort | 205921372 | HRCU-A-CB | DLCSRAH24AAK | DLFSAAH24XAK | Singlezone Ducted, Centrally Ducted | 29000 | 17500 | 2.56 | 26970 | 1.91
ARCOAIRE | Mid-tier | 201835537 | HRCU-A-CB-O | DLCSRAH18AAK | DLFSCAH18XAK | Singlezone Non-ducted, Ceiling Placement | 18000 | 12000 | 2.59 | 15710 | 2.4
ARCOAIRE | High Tier | 202463643 | HRCU-A-CB-O | DLCPRAH24AAK | DLFPHAH24XAK | Singlezone Non-ducted Wall Placement | 24000 | 15450 | 3 | 24000 | 2
ARCOAIRE | High Tier | 202463642 | HRCU-A-CB-O | DLCPRAH18AAK | DLFPHAH18XAK | Singlezone Non-ducted Wall Placement | 18000 | 12300 | 3.19 | 18000 | 2
ARCOAIRE |  | 201835538 | HRCU-A-CB | DLCSRAH24AAK | DLFSDAH24XAK | Singlezone Ducted, "Compact Ducted" | 24000 | 17400 | 2.96 | 30000 | 1.93
ARCOAIRE |  | 201835514 | HRCU-A-CB-O | DLCSRAH12AAJ | DLFSHAH12XAJ | Singlezone Non-ducted Wall Placement | 11800 | 7100 | 2.57 | 7800 | 2.01
ARCOAIRE |  | 201835506 | HRCU-A-CB-O | DLCPRAH09AAK | DLFPHAH09XAK | Singlezone Non-ducted Wall Placement | 10000 | 7200 | 2.78 | 13047 | 1.97
ARCOAIRE | Mid-tier | 201835515 | HRCU-A-CB-O | DLCSRAH09AAK | DLFSHAH09XAK | Singlezone Non-ducted Wall Placement | 12000 | 7500 | 2.65 | 9840 | 2.1
ARCOAIRE | Mid-tier | 201835532 | HRCU-A-CB-O | DLCSRAH09AAK | DLFSCAH09XAK | Singlezone Non-ducted, Ceiling Placement | 10000 | 6700 | 2.58 | 11870 | 1.94
AZUR |  | 205417847 | HRCU-A-CB-O | AZ-18CA22EXT | AZ-18CA22INT | Singlezone Non-ducted Wall Placement | 19000 | 11600 | 2.7 | 12730 | 2.16
AZUR |  | 205417845 | HRCU-A-CB-O | AZ-12CA22EXT | AZ-12CA22INT | Singlezone Non-ducted Wall Placement | 13000 | 7500 | 2.71 | 7823 | 2.12
BOSCH | IDS2.0 | 202868494 | HRCU-A-CB | BOVA-36HDN1-M20G | BVA-24WN1-M20 | Singlezone Ducted, Centrally Ducted | 24000 | 23000 | 2.6 | 20000 | 2.5
BOSCH | Bosch Climate 5000 ductless minisplit series | 9966839 | HRCU-A-CB-O | BMS500-AAS012-0CSXXA | BMS500-AAU012-0AHXXA | Singlezone Non-ducted Wall Placement | 12000 | 7500 | 2.56 | 5736 | 2.03
BOSCH | Bosch Climate 5000 ductless minisplit series | 204014467 | HRCU-A-CB | BMS500-AAS009-1CSXHB | BMS500-AAU009-1AHDXB | Singlezone Ducted, "Compact Ducted" | 10000 | 7200 | 2.74 | 8343 | 2.07
BOSCH | Bosch Climate 5000 ductless minisplit series | 203991162 | HRCU-A-CB | BMS500-AAS024-1CSXRA | BMS500-AAU024-1AHDXB | Singlezone Ducted, "Compact Ducted" | 24400 | 16000 | 2.69 | 18533 | 2.04
BOSCH | IDS2.0 | 203025032 | HRCU-A-CB | BOVA-60HDN1-M20G | BMA*4860DNTF | Singlezone Ducted, Centrally Ducted | 54000 | 38000 | 2.6 | 34000 | 2.5
BOSCH | IDS2.0 | 203025029 | HRCU-A-CB | BOVA-60HDN1-M20G | BMA*4860DNTF | Singlezone Ducted, Centrally Ducted | 54000 | 38000 | 2.6 | 34000 | 2.5
BOSCH | IDS2.0 | 203025026 | HRCU-A-CB | BOVA-60HDN1-M20G | BMA*4248DNTF | Singlezone Ducted, Centrally Ducted | 47000 | 35000 | 2.5 | 31800 | 2.39
BOSCH | IDS2.0 | 203025020 | HRCU-A-CB | BOVA-60HDN1-M20G | BMA*4248CNTF | Singlezone Ducted, Centrally Ducted | 46500 | 35000 | 2.5 | 31600 | 2.41
BOSCH | IDS2.0 | 203025023 | HRCU-A-CB | BOVA-60HDN1-M20G | BMA*4248DNTF | Singlezone Ducted, Centrally Ducted | 47000 | 35000 | 2.5 | 31800 | 2.39
BOSCH | IDS2.0 | 202868497 | HRCU-A-CB | BOVA-60HDN1-M20G | BVA-60WN1-M20 | Singlezone Ducted, Centrally Ducted | 56000 | 44000 | 2.5 | 40000 | 2.38
BOSCH | IDS2.0 | 202868496 | HRCU-A-CB | BOVA-36HDN1-M20G | BVA-36WN1-M20 | Singlezone Ducted, Centrally Ducted | 34200 | 28000 | 2.6 | 23000 | 2.41
BOSCH | IDS1.0 | 8860510 | HRCU-A-CB | BOVA-60HDN1-M18M | BVA-48WN1-M18 | Singlezone Ducted, Centrally Ducted | 46500 | 35000 | 2.64 | 34400 | 2.85
BOSCH | IDS1.0 | 8860508 | HRCU-A-CB | BOVA-36HDN1-M18M | BVA-24WN1-M18 | Singlezone Ducted, Centrally Ducted | 24000 | 19000 | 2.64 | 18500 | 2.21
BOSCH |  | 10333757 | HRCU-A-CB | BOVA-60HDN1-M18M | BVA-36WN1-M18B | Singlezone Ducted, Centrally Ducted | 35200 | 24000 | 2.71 | 28000 | 2.05
BOSCH | Bosch Climate 5000 ductless minisplit series | 9966837 | HRCU-A-CB-O | BMS500-AAS009-0CSXXA | BMS500-AAU009-0AHXXA | Singlezone Non-ducted Wall Placement | 9800 | 5800 | 2.74 | 6516 | 2.05
BOSCH | Bosch Climate 5000 ductless minisplit series | 9966838 | HRCU-A-CB-O | BMS500-AAS009-1CSXXA | BMS500-AAU009-1AHXXA | Singlezone Non-ducted Wall Placement | 9800 | 6300 | 2.68 | 6609 | 1.92
BOSCH | Bosch Climate 5000 ductless minisplit series | 203991148 | HRCU-A-CB-O | BMS500-AAS009-1CSXRA | BMS500-AAU009-1AHWXB | Singlezone Non-ducted Wall Placement | 9800 | 5800 | 2.74 | 7990 | 1.98
BOSCH | Bosch Climate 5000 ductless minisplit series | 203991167 | HRCU-A-CB-O | BMS500-AAS012-1CSXRA | BMS500-AAU012-1AHCXB | Singlezone Non-ducted, Ceiling Placement | 12000 | 7500 | 2.68 | 7332 | 2.11
BOSCH | Bosch Climate 5000 ductless minisplit series | 203991169 | HRCU-A-CB-O | BMS500-AAS024-1CSXRA | BMS500-AAU024-1AHCXB | Singlezone Non-ducted, Ceiling Placement | 24400 | 15800 | 2.56 | 16933 | 1.95
BOSCH | Bosch Climate 5000 ductless minisplit series | 203991150 | HRCU-A-CB-O | BMS500-AAS018-1CSXRA | BMS500-AAU018-1AHWXB | Singlezone Non-ducted Wall Placement | 18000 | 11400 | 2.72 | 11178 | 2.02
BOSCH | Bosch Climate 5000 ductless minisplit series | 203991161 | HRCU-A-CB | BMS500-AAS018-1CSXRA | BMS500-AAU018-1AHDXB | Singlezone Ducted, "Compact Ducted" | 18000 | 12000 | 2.61 | 10352 | 1.96
BOSCH | Bosch Climate 5000 ductless minisplit series | 203991174 | HMSV-A-CB | BMS500-AAM027-1CSXRA |  | Multizone All Non-ducted | 28000 | 17200 | 2.8 | 17040 | 1.97
BOSCH | Bosch Climate 5000 ductless minisplit series | 203991186 | HMSV-A-CB | BMS500-AAM036-1CSXHB |  | Multizone All Non-ducted | 36000 | 23200 | 2.78 | 36037 | 1.96
BOSCH | Bosch Climate 5000 ductless minisplit series | 203991172 | HMSV-A-CB | BMS500-AAM018-1CSXRA |  | Multizone All Non-ducted | 19000 | 12000 | 2.79 | 10205 | 1.97
BROAN | BROAN FSH1BG SERIES | 10254874 | HRCU-A-CB | FSH1BG4CVRX24K | C6B(A,H)-X26(C,U)-B | Singlezone Ducted, Centrally Ducted | 22200 | 14100 | 2.58 | 12800 | 2.03
BROAN | BROAN FSH1BG SERIES | 10254870 | HRCU-A-CB | FSH1BG4CVRX24K | C6B(A,H)-X26(C,U)-B | Singlezone Ducted, Centrally Ducted | 22200 | 14100 | 2.58 | 12800 | 2.03
BROAN | BROAN FSH1BG SERIES | 10254884 | HRCU-A-CB | FSH1BG4CVRX36K | B6VMAX36K-B | Singlezone Ducted, Centrally Ducted | 34400 | 21800 | 2.66 | 20150 | 2.27
BROAN | BROAN FSH1BG SERIES | 10254865 | HRCU-A-CB | FSH1BG4CVRX24K | B6VMAX24K-B | Singlezone Ducted, Centrally Ducted | 22400 | 14200 | 2.77 | 12650 | 2.12
BROAN | BROAN FSH1BG SERIES | 10254926 | HRCU-A-CB | FSH1BG4CVRX48K | C6B(A,H)-X48(C,U)-C | Singlezone Ducted, Centrally Ducted | 44000 | 27800 | 2.63 | 27550 | 2.21
BROAN | BROAN FSH1BG SERIES | 10254912 | HRCU-A-CB | FSH1BG4CVRX48K | B6VMAX48K-C | Singlezone Ducted, Centrally Ducted | 44000 | 27800 | 2.63 | 27550 | 2.21
BROAN | BROAN FSH1BG SERIES | 10254907 | HRCU-A-CB | FSH1BG4CVRX36K | C6B(A,H)-X36(C,U)-C | Singlezone Ducted, Centrally Ducted | 34200 | 21800 | 2.66 | 20250 | 2.28
BROAN | BROAN FSH1BG SERIES | 10254903 | HRCU-A-CB | FSH1BG4CVRX36K | C6B(A,H)-X36(C,U)-C | Singlezone Ducted, Centrally Ducted | 34200 | 21800 | 2.66 | 20250 | 2.28
BROAN | BROAN FSH1BG SERIES | 10254898 | HRCU-A-CB | FSH1BG4CVRX36K | C6B(A,H)-X36(C,U)-B | Singlezone Ducted, Centrally Ducted | 22400 | 14200 | 2.77 | 12650 | 2.12
BROAN | BROAN FSH1BG SERIES | 10254879 | HRCU-A-CB | FSH1BG4CVRX24K | C6B(A,H)-X26(C,U)-B | Singlezone Ducted, Centrally Ducted | 22400 | 14200 | 2.77 | 12650 | 2.12
BRYANT | Preferred | 205921388 | HRCU-A-CB | 38MAQB24R--3 | 40MBAAQ24XA3 | Singlezone Ducted, Centrally Ducted | 29000 | 17500 | 2.56 | 26970 | 1.91
BRYANT | Preferred Series | 8738645 | HRCU-A-CB-O | 38MAQB12R--3 | 619PEQ012BBMA | Singlezone Non-ducted Wall Placement | 12000 | 7800 | 2.66 | 12010 | 1.98
BRYANT |  | 205273717 | HRCU-A-CB | 284ANV024*0**A* | FE4AN(B,F)003L+UI | Singlezone Ducted, Centrally Ducted | 24000 | 24200 | 2.6 | 17792 | 2.19
BRYANT |  | 205273718 | HRCU-A-CB | 284ANV024*0**A* | FE4AN(B,F)005L+UI | Singlezone Ducted, Centrally Ducted | 24000 | 23600 | 2.78 | 17351 | 2.34
BRYANT |  | 205273797 | HRCU-A-CB | 284ANV024*0**A* | CNPV*6024AL*+UI | Singlezone Ducted, Centrally Ducted | 24000 | 23800 | 2.76 | 17498 | 2.33
BRYANT |  | 205273802 | HRCU-A-CB | 284ANV024*0**A* | CSPH*3612AL*+UI | Singlezone Ducted, Centrally Ducted | 24000 | 24200 | 2.68 | 17792 | 2.26
BRYANT |  | 205273804 | HRCU-A-CB | 284ANV024*0**A* | CSPH*3612AL*+UI | Singlezone Ducted, Centrally Ducted | 24000 | 24200 | 2.66 | 17792 | 2.25
BRYANT |  | 205273803 | HRCU-A-CB | 284ANV024*0**A* | CSPH*3612AL*+UI | Singlezone Ducted, Centrally Ducted | 24000 | 24200 | 2.68 | 17792 | 2.26
BRYANT |  | 205273805 | HRCU-A-CB | 284ANV024*0**A* | CSPH*3612AL*+UI | Singlezone Ducted, Centrally Ducted | 24000 | 24200 | 2.68 | 17792 | 2.26
BRYANT |  | 205273806 | HRCU-A-CB | 284ANV024*0**A* | CSPH*3612AL*+UI | Singlezone Ducted, Centrally Ducted | 24000 | 24200 | 2.68 | 17792 | 2.26
BRYANT |  | 205273892 | HRCU-A-CB | 284ANV024*0**A* | CNPV*4821AL*+UI | Singlezone Ducted, Centrally Ducted | 24000 | 24200 | 2.68 | 17792 | 2.26
BRYANT |  | 205273893 | HRCU-A-CB | 284ANV024*0**A* | CNPV*4821AL*+UI | Singlezone Ducted, Centrally Ducted | 24000 | 24200 | 2.68 | 17792 | 2.26
BRYANT |  | 205273894 | HRCU-A-CB | 284ANV024*0**A* | CNPV*4824AL*+UI | Singlezone Ducted, Centrally Ducted | 24000 | 24200 | 2.72 | 17792 | 2.3
BRYANT |  | 205273895 | HRCU-A-CB | 284ANV024*0**A* | CNPV*4824AL*+UI | Singlezone Ducted, Centrally Ducted | 24000 | 24000 | 2.74 | 17645 | 2.31
BRYANT |  | 205273897 | HRCU-A-CB | 284ANV024*0**A* | CNPV*4824AL*+UI | Singlezone Ducted, Centrally Ducted | 24000 | 24000 | 2.72 | 17645 | 2.3
BRYANT |  | 205273898 | HRCU-A-CB | 284ANV024*0**A* | CNPV*6024AL*+UI | Singlezone Ducted, Centrally Ducted | 24000 | 23800 | 2.74 | 17498 | 2.31
BRYANT |  | 205273900 | HRCU-A-CB | 284ANV024*0**A* | CNPV*6024AL*+UI | Singlezone Ducted, Centrally Ducted | 24000 | 23800 | 2.76 | 17498 | 2.33
BRYANT |  | 205273896 | HRCU-A-CB | 284ANV024*0**A* | CNPV*4824AL*+UI | Singlezone Ducted, Centrally Ducted | 24000 | 24000 | 2.74 | 17645 | 2.31
BRYANT |  | 205273899 | HRCU-A-CB | 284ANV024*0**A* | CNPV*6024AL*+UI | Singlezone Ducted, Centrally Ducted | 24000 | 23800 | 2.76 | 17498 | 2.33
BRYANT |  | 205273901 | HRCU-A-CB | 284ANV024*0**A* | CNPV*6024AL*+UI | Singlezone Ducted, Centrally Ducted | 24000 | 23800 | 2.74 | 17498 | 2.31
BRYANT |  | 205273903 | HRCU-A-CB | 284ANV024*0**A* | CSPH*3612AL*+UI | Singlezone Ducted, Centrally Ducted | 24000 | 24200 | 2.66 | 17792 | 2.25
BRYANT |  | 205273904 | HRCU-A-CB | 284ANV024*0**A* | CSPH*3612AL*+UI | Singlezone Ducted, Centrally Ducted | 24000 | 24200 | 2.66 | 17792 | 2.25
BRYANT |  | 205273902 | HRCU-A-CB | 284ANV024*0**A* | CSPH*3612AL*+UI | Singlezone Ducted, Centrally Ducted | 24000 | 24400 | 2.62 | 17940 | 2.21
BRYANT |  | 205273907 | HRCU-A-CB | 284ANV024*0**A* | CSPH*3612AL*+UI | Singlezone Ducted, Centrally Ducted | 24000 | 24400 | 2.64 | 17940 | 2.23
BRYANT |  | 205273905 | HRCU-A-CB | 284ANV024*0**A* | CSPH*3612AL*+UI | Singlezone Ducted, Centrally Ducted | 24000 | 24200 | 2.68 | 17792 | 2.26
BRYANT |  | 205273906 | HRCU-A-CB | 284ANV024*0**A* | CSPH*3612AL*+UI | Singlezone Ducted, Centrally Ducted | 24000 | 24200 | 2.68 | 17792 | 2.26
BRYANT |  | 205273908 | HRCU-A-CB | 284ANV024*0**A* | CSPH*3612AL*+UI | Singlezone Ducted, Centrally Ducted | 24000 | 24400 | 2.64 | 17940 | 2.23
BRYANT |  | 205273910 | HRCU-A-CB | 284ANV024*0**A* | CSPH*4212AL*+UI | Singlezone Ducted, Centrally Ducted | 24000 | 24400 | 2.66 | 17940 | 2.25
BRYANT |  | 205273909 | HRCU-A-CB | 284ANV024*0**A* | CSPH*3612AL*+UI | Singlezone Ducted, Centrally Ducted | 24000 | 24200 | 2.68 | 17792 | 2.26
BRYANT |  | 205273912 | HRCU-A-CB | 284ANV024*0**A* | CSPH*4212AL*+UI | Singlezone Ducted, Centrally Ducted | 24000 | 24200 | 2.7 | 17792 | 2.28
BRYANT |  | 205273911 | HRCU-A-CB | 284ANV024*0**A* | CSPH*4212AL*+UI | Singlezone Ducted, Centrally Ducted | 24000 | 24200 | 2.7 | 17792 | 2.28
BRYANT |  | 205273914 | HRCU-A-CB | 284ANV024*0**A* | CSPH*4212AL*+UI | Singlezone Ducted, Centrally Ducted | 24000 | 24000 | 2.72 | 17645 | 2.3
BRYANT |  | 205273913 | HRCU-A-CB | 284ANV024*0**A* | CSPH*4212AL*+UI | Singlezone Ducted, Centrally Ducted | 24000 | 24000 | 2.72 | 17645 | 2.3
BRYANT |  | 205273915 | HRCU-A-CB | 284ANV024*0**A* | CSPH*4212AL*+UI | Singlezone Ducted, Centrally Ducted | 24000 | 24400 | 2.66 | 17940 | 2.25
BRYANT |  | 205273916 | HRCU-A-CB | 284ANV024*0**A* | CSPH*4212AL*+UI | Singlezone Ducted, Centrally Ducted | 24000 | 24200 | 2.68 | 17792 | 2.26
BRYANT |  | 205273923 | HRCU-A-CB | 284ANV024*0**A* | CSPH*4812AL*+UI | Singlezone Ducted, Centrally Ducted | 24000 | 24200 | 2.7 | 17792 | 2.28
BRYANT |  | 205273918 | HRCU-A-CB | 284ANV024*0**A* | CSPH*4812AL*+UI | Singlezone Ducted, Centrally Ducted | 24000 | 24200 | 2.7 | 17792 | 2.28
BRYANT |  | 205273917 | HRCU-A-CB | 284ANV024*0**A* | CSPH*4212AL*+UI | Singlezone Ducted, Centrally Ducted | 24000 | 24200 | 2.72 | 17792 | 2.3
BRYANT |  | 205273919 | HRCU-A-CB | 284ANV024*0**A* | CSPH*4812AL*+UI | Singlezone Ducted, Centrally Ducted | 24000 | 24200 | 2.72 | 17792 | 2.3
BRYANT |  | 205273920 | HRCU-A-CB | 284ANV024*0**A* | CSPH*4812AL*+UI | Singlezone Ducted, Centrally Ducted | 24000 | 24200 | 2.72 | 17792 | 2.3
BRYANT |  | 205273921 | HRCU-A-CB | 284ANV024*0**A* | CSPH*4812AL*+UI | Singlezone Ducted, Centrally Ducted | 24000 | 24000 | 2.74 | 17645 | 2.31
BRYANT |  | 205273922 | HRCU-A-CB | 284ANV024*0**A* | CSPH*4812AL*+UI | Singlezone Ducted, Centrally Ducted | 24000 | 24000 | 2.74 | 17645 | 2.31
BRYANT |  | 205273925 | HRCU-A-CB | 284ANV024*0**A* | CSPH*4812AL*+UI | Singlezone Ducted, Centrally Ducted | 24000 | 24000 | 2.74 | 17645 | 2.31
BRYANT |  | 205273924 | HRCU-A-CB | 284ANV024*0**A* | CSPH*4812AL*+UI | Singlezone Ducted, Centrally Ducted | 24000 | 24200 | 2.7 | 17792 | 2.28
BRYANT |  | 205273927 | HRCU-A-CB | 284ANV024*0**A* | CSPH*6012AL*+UI | Singlezone Ducted, Centrally Ducted | 24000 | 23800 | 2.76 | 17498 | 2.33
BRYANT |  | 205273926 | HRCU-A-CB | 284ANV024*0**A* | CSPH*6012AL*+UI | Singlezone Ducted, Centrally Ducted | 24000 | 24000 | 2.72 | 17645 | 2.3
BRYANT |  | 205273929 | HRCU-A-CB | 284ANV024*0**A* | CSPH*6012AL*+UI | Singlezone Ducted, Centrally Ducted | 24000 | 23800 | 2.78 | 17498 | 2.34
BRYANT |  | 205273928 | HRCU-A-CB | 284ANV024*0**A* | CSPH*6012AL*+UI | Singlezone Ducted, Centrally Ducted | 24000 | 23800 | 2.76 | 17498 | 2.33
BRYANT |  | 205273931 | HRCU-A-CB | 284ANV024*0**A* | CSPH*6012AL*+UI | Singlezone Ducted, Centrally Ducted | 24000 | 24000 | 2.72 | 17645 | 2.3
BRYANT |  | 205273930 | HRCU-A-CB | 284ANV024*0**A* | CSPH*6012AL*+UI | Singlezone Ducted, Centrally Ducted | 24000 | 23800 | 2.78 | 17498 | 2.34
BRYANT |  | 205273836 | HRCU-A-CB | 284ANV024*0**A* | CAP**3617AL*+UI | Singlezone Ducted, Centrally Ducted | 24000 | 24400 | 2.54 | 17940 | 2.15
BRYANT |  | 205273837 | HRCU-A-CB | 284ANV024*0**A* | CAP**3617AL*+UI | Singlezone Ducted, Centrally Ducted | 24000 | 24400 | 2.54 | 17940 | 2.15
BRYANT |  | 205273839 | HRCU-A-CB | 284ANV024*0**A* | CAP**3621AL*+UI | Singlezone Ducted, Centrally Ducted | 24000 | 24200 | 2.58 | 17792 | 2.17
BRYANT |  | 205273838 | HRCU-A-CB | 284ANV024*0**A* | CAP**3621AL*+UI | Singlezone Ducted, Centrally Ducted | 24000 | 24400 | 2.54 | 17940 | 2.15
BRYANT |  | 205273841 | HRCU-A-CB | 284ANV024*0**A* | CAP**3621AL*+UI | Singlezone Ducted, Centrally Ducted | 24000 | 24200 | 2.6 | 17792 | 2.19
BRYANT |  | 205273840 | HRCU-A-CB | 284ANV024*0**A* | CAP**3621AL*+UI | Singlezone Ducted, Centrally Ducted | 24000 | 24200 | 2.58 | 17792 | 2.17
BRYANT |  | 205273843 | HRCU-A-CB | 284ANV024*0**A* | CAP**3621AL*+UI | Singlezone Ducted, Centrally Ducted | 24000 | 24400 | 2.56 | 17940 | 2.15
BRYANT |  | 205273842 | HRCU-A-CB | 284ANV024*0**A* | CAP**3621AL*+UI | Singlezone Ducted, Centrally Ducted | 24000 | 24400 | 2.54 | 17940 | 2.15
BRYANT |  | 205273844 | HRCU-A-CB | 284ANV024*0**A* | CAP**4221AL*+UI | Singlezone Ducted, Centrally Ducted | 24000 | 24400 | 2.58 | 17940 | 2.17
BRYANT |  | 205273859 | HRCU-A-CB | 284ANV024*0**A* | CAP**4821AL*+UI | Singlezone Ducted, Centrally Ducted | 24000 | 24000 | 2.72 | 17645 | 2.3
BRYANT |  | 205273860 | HRCU-A-CB | 284ANV024*0**A* | CAP**4824AL*+UI | Singlezone Ducted, Centrally Ducted | 24000 | 24000 | 2.74 | 17645 | 2.31
BRYANT |  | 205273861 | HRCU-A-CB | 284ANV024*0**A* | CAP**4824AL*+UI | Singlezone Ducted, Centrally Ducted | 24000 | 23800 | 2.76 | 17498 | 2.33
BRYANT |  | 205273862 | HRCU-A-CB | 284ANV024*0**A* | CAP**4824AL*+UI | Singlezone Ducted, Centrally Ducted | 24000 | 23800 | 2.76 | 17498 | 2.33
BRYANT |  | 205273865 | HRCU-A-CB | 284ANV024*0**A* | CAP**6024AL*+UI | Singlezone Ducted, Centrally Ducted | 24000 | 23600 | 2.76 | 17351 | 2.32
BRYANT |  | 205273864 | HRCU-A-CB | 284ANV024*0**A* | CAP**6024AL*+UI | Singlezone Ducted, Centrally Ducted | 24000 | 23600 | 2.74 | 17351 | 2.31
BRYANT |  | 205273863 | HRCU-A-CB | 284ANV024*0**A* | CAP**4824AL*+UI | Singlezone Ducted, Centrally Ducted | 24000 | 24000 | 2.76 | 17645 | 2.33
BRYANT |  | 205273866 | HRCU-A-CB | 284ANV024*0**A* | CAP**6024AL*+UI | Singlezone Ducted, Centrally Ducted | 24000 | 23600 | 2.78 | 17351 | 2.34
BRYANT |  | 205273867 | HRCU-A-CB | 284ANV024*0**A* | CAP**6024AL*+UI | Singlezone Ducted, Centrally Ducted | 24000 | 23600 | 2.76 | 17351 | 2.32
BRYANT |  | 205273868 | HRCU-A-CB | 284ANV024*0**A* | CNPV*3617AL*+UI | Singlezone Ducted, Centrally Ducted | 24000 | 24600 | 2.5 | 18087 | 2.11
BRYANT |  | 205273870 | HRCU-A-CB | 284ANV024*0**A* | CNPV*3617AL*+UI | Singlezone Ducted, Centrally Ducted | 24000 | 24600 | 2.5 | 18087 | 2.11
BRYANT |  | 205273871 | HRCU-A-CB | 284ANV024*0**A* | CNPV*3617AL*+UI | Singlezone Ducted, Centrally Ducted | 24000 | 24400 | 2.52 | 17940 | 2.13
BRYANT |  | 205273873 | HRCU-A-CB | 284ANV024*0**A* | CNPV*3621AL*+UI | Singlezone Ducted, Centrally Ducted | 24000 | 24400 | 2.52 | 17940 | 2.13
BRYANT |  | 205273872 | HRCU-A-CB | 284ANV024*0**A* | CNPV*3621AL*+UI | Singlezone Ducted, Centrally Ducted | 24000 | 24600 | 2.5 | 18087 | 2.11
BRYANT |  | 205273875 | HRCU-A-CB | 284ANV024*0**A* | CNPV*3621AL*+UI | Singlezone Ducted, Centrally Ducted | 24000 | 24200 | 2.54 | 17792 | 2.15
BRYANT |  | 205273878 | HRCU-A-CB | 284ANV024*0**A* | CNPV*4217AL*+UI | Singlezone Ducted, Centrally Ducted | 24000 | 24400 | 2.62 | 17940 | 2.21
BRYANT |  | 205273874 | HRCU-A-CB | 284ANV024*0**A* | CNPV*3621AL*+UI | Singlezone Ducted, Centrally Ducted | 24000 | 24400 | 2.54 | 17940 | 2.15
BRYANT |  | 205273876 | HRCU-A-CB | 284ANV024*0**A* | CNPV*3621AL*+UI | Singlezone Ducted, Centrally Ducted | 24000 | 24600 | 2.5 | 18087 | 2.11
BRYANT |  | 205273877 | HRCU-A-CB | 284ANV024*0**A* | CNPV*3621AL*+UI | Singlezone Ducted, Centrally Ducted | 24000 | 24400 | 2.52 | 17940 | 2.13
BRYANT |  | 205273879 | HRCU-A-CB | 284ANV024*0**A* | CNPV*4217AL*+UI | Singlezone Ducted, Centrally Ducted | 24000 | 24200 | 2.66 | 17792 | 2.25
BRYANT |  | 205273880 | HRCU-A-CB | 284ANV024*0**A* | CNPV*4217AL*+UI | Singlezone Ducted, Centrally Ducted | 24000 | 24400 | 2.62 | 17940 | 2.21
BRYANT |  | 205273881 | HRCU-A-CB | 284ANV024*0**A* | CNPV*4217AL*+UI | Singlezone Ducted, Centrally Ducted | 24000 | 24400 | 2.64 | 17940 | 2.23
BRYANT |  | 205273882 | HRCU-A-CB | 284ANV024*0**A* | CNPV*4221AL*+UI | Singlezone Ducted, Centrally Ducted | 24000 | 24400 | 2.58 | 17940 | 2.17
BRYANT |  | 205273884 | HRCU-A-CB | 284ANV024*0**A* | CNPV*4221AL*+UI | Singlezone Ducted, Centrally Ducted | 24000 | 24200 | 2.6 | 17792 | 2.19
BRYANT |  | 205273883 | HRCU-A-CB | 284ANV024*0**A* | CNPV*4221AL*+UI | Singlezone Ducted, Centrally Ducted | 24000 | 24400 | 2.6 | 17940 | 2.19
BRYANT |  | 205273885 | HRCU-A-CB | 284ANV024*0**A* | CNPV*4221AL*+UI | Singlezone Ducted, Centrally Ducted | 24000 | 24200 | 2.62 | 17792 | 2.21
BRYANT |  | 205273889 | HRCU-A-CB | 284ANV024*0**A* | CNPV*4821AL*+UI | Singlezone Ducted, Centrally Ducted | 24000 | 24200 | 2.7 | 17792 | 2.28
BRYANT |  | 205273886 | HRCU-A-CB | 284ANV024*0**A* | CNPV*4221AL*+UI | Singlezone Ducted, Centrally Ducted | 24000 | 24400 | 2.58 | 17940 | 2.17
BRYANT |  | 205273887 | HRCU-A-CB | 284ANV024*0**A* | CNPV*4221AL*+UI | Singlezone Ducted, Centrally Ducted | 24000 | 24400 | 2.58 | 17940 | 2.17
BRYANT |  | 205273888 | HRCU-A-CB | 284ANV024*0**A* | CNPV*4821AL*+UI | Singlezone Ducted, Centrally Ducted | 24000 | 24200 | 2.68 | 17792 | 2.26
BRYANT |  | 205273890 | HRCU-A-CB | 284ANV024*0**A* | CNPV*4821AL*+UI | Singlezone Ducted, Centrally Ducted | 24000 | 24200 | 2.72 | 17792 | 2.3
BRYANT |  | 205273891 | HRCU-A-CB | 284ANV024*0**A* | CNPV*4821AL*+UI | Singlezone Ducted, Centrally Ducted | 24000 | 24000 | 2.74 | 17645 | 2.31
BRYANT |  | 205273808 | HRCU-A-CB | 284ANV024*0**A* | CSPH*4212AL*+UI | Singlezone Ducted, Centrally Ducted | 24000 | 24200 | 2.68 | 17792 | 2.26
BRYANT |  | 205273809 | HRCU-A-CB | 284ANV024*0**A* | CSPH*4212AL*+UI | Singlezone Ducted, Centrally Ducted | 24000 | 24200 | 2.68 | 17792 | 2.26
BRYANT |  | 205273988 | HRCU-A-CB | 284ANV036*0**A* | CAP**4321AL*+UI | Singlezone Ducted, Centrally Ducted | 35400 | 33600 | 2.52 | 28445 | 2.14
BRYANT |  | 205273989 | HRCU-A-CB | 284ANV036*0**A* | CAP**4321AL*+UI | Singlezone Ducted, Centrally Ducted | 35200 | 33400 | 2.54 | 28276 | 2.16
BRYANT |  | 205274007 | HRCU-A-CB | 284ANV036*0**A* | CAP**4824AL*+UI | Singlezone Ducted, Centrally Ducted | 35200 | 33200 | 2.52 | 28107 | 2.14
BRYANT |  | 205274008 | HRCU-A-CB | 284ANV036*0**A* | CAP**4824AL*+UI | Singlezone Ducted, Centrally Ducted | 35200 | 33000 | 2.54 | 27937 | 2.16
BRYANT |  | 205274015 | HRCU-A-CB | 284ANV036*0**A* | CAP**4824AL*+UI | Singlezone Ducted, Centrally Ducted | 35200 | 33200 | 2.52 | 28107 | 2.14
BRYANT |  | 205274018 | HRCU-A-CB | 284ANV036*0**A* | CAP**6024AL*+UI | Singlezone Ducted, Centrally Ducted | 34400 | 32800 | 2.52 | 27768 | 2.14
BRYANT |  | 205274019 | HRCU-A-CB | 284ANV036*0**A* | CAP**6024AL*+UI | Singlezone Ducted, Centrally Ducted | 34400 | 32600 | 2.54 | 27599 | 2.16
BRYANT |  | 205274020 | HRCU-A-CB | 284ANV036*0**A* | CAP**6024AL*+UI | Singlezone Ducted, Centrally Ducted | 34400 | 32800 | 2.52 | 27768 | 2.14
BRYANT |  | 205274021 | HRCU-A-CB | 284ANV036*0**A* | CAP**6024AL*+UI | Singlezone Ducted, Centrally Ducted | 34600 | 33000 | 2.5 | 27937 | 2.13
BRYANT |  | 205274022 | HRCU-A-CB | 284ANV036*0**A* | CAP**6024AL*+UI | Singlezone Ducted, Centrally Ducted | 34600 | 32800 | 2.52 | 27768 | 2.14
BRYANT |  | 205274023 | HRCU-A-CB | 284ANV036*0**A* | CAP**6024AL*+UI | Singlezone Ducted, Centrally Ducted | 34600 | 33000 | 2.5 | 27937 | 2.13
BRYANT |  | 205274024 | HRCU-A-CB | 284ANV036*0**A* | CAP**6024AL*+UI | Singlezone Ducted, Centrally Ducted | 34600 | 33000 | 2.5 | 27937 | 2.13
BRYANT |  | 205274025 | HRCU-A-CB | 284ANV036*0**A* | CAP**6024AL*+UI | Singlezone Ducted, Centrally Ducted | 34600 | 32800 | 2.52 | 27768 | 2.14
BRYANT |  | 205274026 | HRCU-A-CB | 284ANV036*0**A* | CAP**6024AL*+UI | Singlezone Ducted, Centrally Ducted | 34400 | 32800 | 2.52 | 27768 | 2.14
BRYANT |  | 205274031 | HRCU-A-CB | 284ANV036*0**A* | CAP**6121AL*+UI | Singlezone Ducted, Centrally Ducted | 34800 | 33000 | 2.54 | 27937 | 2.16
BRYANT |  | 205274030 | HRCU-A-CB | 284ANV036*0**A* | CAP**6121AL*+UI | Singlezone Ducted, Centrally Ducted | 35200 | 33200 | 2.5 | 28107 | 2.12
BRYANT |  | 205274037 | HRCU-A-CB | 284ANV036*0**A* | CAP**6121AL*+UI | Singlezone Ducted, Centrally Ducted | 35000 | 33000 | 2.54 | 27937 | 2.16
BRYANT |  | 205274036 | HRCU-A-CB | 284ANV036*0**A* | CAP**6121AL*+UI | Singlezone Ducted, Centrally Ducted | 35000 | 33200 | 2.52 | 28107 | 2.14
BRYANT |  | 205274038 | HRCU-A-CB | 284ANV036*0**A* | CAP**6121AL*+UI | Singlezone Ducted, Centrally Ducted | 35000 | 33200 | 2.52 | 28107 | 2.14
BRYANT |  | 205274041 | HRCU-A-CB | 284ANV036*0**A* | CAP**6121AL*+UI | Singlezone Ducted, Centrally Ducted | 35000 | 33000 | 2.54 | 27937 | 2.16
BRYANT |  | 205274043 | HRCU-A-CB | 284ANV036*0**A* | CAP**6124AL*+UI | Singlezone Ducted, Centrally Ducted | 35000 | 33200 | 2.52 | 28107 | 2.14
BRYANT |  | 205274040 | HRCU-A-CB | 284ANV036*0**A* | CAP**6121AL*+UI | Singlezone Ducted, Centrally Ducted | 35000 | 33200 | 2.52 | 28107 | 2.14
BRYANT |  | 205274039 | HRCU-A-CB | 284ANV036*0**A* | CAP**6121AL*+UI | Singlezone Ducted, Centrally Ducted | 35000 | 33000 | 2.54 | 27937 | 2.16
BRYANT |  | 205274044 | HRCU-A-CB | 284ANV036*0**A* | CAP**6124AL*+UI | Singlezone Ducted, Centrally Ducted | 34800 | 33000 | 2.56 | 27937 | 2.18
BRYANT |  | 205274045 | HRCU-A-CB | 284ANV036*0**A* | CAP**6124AL*+UI | Singlezone Ducted, Centrally Ducted | 34600 | 32800 | 2.56 | 27768 | 2.18
BRYANT |  | 205274047 | HRCU-A-CB | 284ANV036*0**A* | CAP**6124AL*+UI | Singlezone Ducted, Centrally Ducted | 35000 | 33200 | 2.52 | 28107 | 2.14
BRYANT |  | 205274049 | HRCU-A-CB | 284ANV036*0**A* | CAP**6124AL*+UI | Singlezone Ducted, Centrally Ducted | 35000 | 33000 | 2.54 | 27937 | 2.16
BRYANT |  | 205274046 | HRCU-A-CB | 284ANV036*0**A* | CAP**6124AL*+UI | Singlezone Ducted, Centrally Ducted | 34800 | 33000 | 2.56 | 27937 | 2.18
BRYANT |  | 205274048 | HRCU-A-CB | 284ANV036*0**A* | CAP**6124AL*+UI | Singlezone Ducted, Centrally Ducted | 34800 | 33000 | 2.54 | 27937 | 2.16
BRYANT |  | 205274050 | HRCU-A-CB | 284ANV036*0**A* | CAP**6124AL*+UI | Singlezone Ducted, Centrally Ducted | 35000 | 33200 | 2.52 | 28107 | 2.14
BRYANT |  | 205274052 | HRCU-A-CB | 284ANV036*0**A* | CAP**6124AL*+UI | Singlezone Ducted, Centrally Ducted | 34800 | 33000 | 2.54 | 27937 | 2.16
BRYANT |  | 205274051 | HRCU-A-CB | 284ANV036*0**A* | CAP**6124AL*+UI | Singlezone Ducted, Centrally Ducted | 34800 | 33000 | 2.54 | 27937 | 2.16
BRYANT |  | 205274094 | HRCU-A-CB | 284ANV036*0**A* | CNPV*4824AL*+UI | Singlezone Ducted, Centrally Ducted | 35200 | 33200 | 2.5 | 28107 | 2.12
BRYANT |  | 205274104 | HRCU-A-CB | 284ANV036*0**A* | CNPV*6024AL*+UI | Singlezone Ducted, Centrally Ducted | 35000 | 33000 | 2.5 | 27937 | 2.13
BRYANT |  | 205274105 | HRCU-A-CB | 284ANV036*0**A* | CNPV*6024AL*+UI | Singlezone Ducted, Centrally Ducted | 34800 | 32800 | 2.52 | 27768 | 2.14
BRYANT |  | 205274106 | HRCU-A-CB | 284ANV036*0**A* | CNPV*6024AL*+UI | Singlezone Ducted, Centrally Ducted | 35000 | 33000 | 2.5 | 27937 | 2.13
BRYANT |  | 205274108 | HRCU-A-CB | 284ANV036*0**A* | CNPV*6024AL*+UI | Singlezone Ducted, Centrally Ducted | 35000 | 33000 | 2.5 | 27937 | 2.13
BRYANT |  | 205274111 | HRCU-A-CB | 284ANV036*0**A* | CNPV*6024AL*+UI | Singlezone Ducted, Centrally Ducted | 35000 | 33000 | 2.5 | 27937 | 2.13
BRYANT |  | 205274112 | HRCU-A-CB | 284ANV036*0**A* | CNPV*6024AL*+UI | Singlezone Ducted, Centrally Ducted | 35000 | 33000 | 2.5 | 27937 | 2.13
BRYANT |  | 205274175 | HRCU-A-CB | 284ANV036*0**A* | CSPH*6012AL*+UI | Singlezone Ducted, Centrally Ducted | 34600 | 32800 | 2.58 | 27768 | 2.19
BRYANT |  | 205274174 | HRCU-A-CB | 284ANV036*0**A* | CSPH*6012AL*+UI | Singlezone Ducted, Centrally Ducted | 34600 | 32800 | 2.56 | 27768 | 2.18
BRYANT |  | 205274182 | HRCU-A-CB | 284ANV036*0**A* | CSPH*6012AL*+UI | Singlezone Ducted, Centrally Ducted | 34800 | 33000 | 2.56 | 27937 | 2.18
BRYANT |  | 205274178 | HRCU-A-CB | 284ANV036*0**A* | CSPH*6012AL*+UI | Singlezone Ducted, Centrally Ducted | 34800 | 33000 | 2.56 | 27937 | 2.18
BRYANT |  | 205274185 | HRCU-A-CB | 284ANV036*0**A* | CSPH*6012AL*+UI | Singlezone Ducted, Centrally Ducted | 34800 | 33000 | 2.56 | 27937 | 2.18
BRYANT |  | 205274187 | HRCU-A-CB | 284ANV036*0**A* | CSPH*6012AL*+UI | Singlezone Ducted, Centrally Ducted | 34800 | 33000 | 2.54 | 27937 | 2.16
BRYANT |  | 205274188 | HRCU-A-CB | 284ANV036*0**A* | CSPH*6012AL*+UI | Singlezone Ducted, Centrally Ducted | 34800 | 33000 | 2.56 | 27937 | 2.18
BRYANT |  | 205274231 | HRCU-A-CB | 284ANV060*0**A* | FE4ANB006L+UI | Singlezone Ducted, Centrally Ducted | 59000 | 49500 | 2.66 | 34460 | 2.13
BRYANT |  | 205274253 | HRCU-A-CB | 284ANV060*0**A* | CNPV*6124AL*+UI | Singlezone Ducted, Centrally Ducted | 59000 | 50500 | 2.54 | 35156 | 2.03
BRYANT |  | 205273719 | HRCU-A-CB | 284ANV024*0**A* | CAP**3617AL*+UI | Singlezone Ducted, Centrally Ducted | 24000 | 24600 | 2.54 | 18087 | 2.14
BRYANT |  | 205274254 | HRCU-A-CB | 284ANV060*0**A* | CNPV*6124AL*+UI | Singlezone Ducted, Centrally Ducted | 59000 | 50000 | 2.58 | 34808 | 2.06
BRYANT |  | 205273720 | HRCU-A-CB | 284ANV024*0**A* | CAP**3617AL*+UI | Singlezone Ducted, Centrally Ducted | 24000 | 24400 | 2.54 | 17940 | 2.15
BRYANT |  | 205273723 | HRCU-A-CB | 284ANV024*0**A* | CAP**3621AL*+UI | Singlezone Ducted, Centrally Ducted | 24000 | 24400 | 2.54 | 17940 | 2.15
BRYANT |  | 205273725 | HRCU-A-CB | 284ANV024*0**A* | CAP**3621AL*+UI | Singlezone Ducted, Centrally Ducted | 24000 | 24400 | 2.56 | 17940 | 2.15
BRYANT |  | 205273724 | HRCU-A-CB | 284ANV024*0**A* | CAP**3621AL*+UI | Singlezone Ducted, Centrally Ducted | 24000 | 24400 | 2.56 | 17940 | 2.15
BRYANT |  | 205273732 | HRCU-A-CB | 284ANV024*0**A* | CAP**4221AL*+UI | Singlezone Ducted, Centrally Ducted | 24000 | 24200 | 2.6 | 17792 | 2.19
BRYANT |  | 205273730 | HRCU-A-CB | 284ANV024*0**A* | CAP**4221AL*+UI | Singlezone Ducted, Centrally Ducted | 24000 | 24400 | 2.58 | 17940 | 2.17
BRYANT |  | 205273742 | HRCU-A-CB | 284ANV024*0**A* | CAP**4821AL*+UI | Singlezone Ducted, Centrally Ducted | 24000 | 24200 | 2.7 | 17792 | 2.28
BRYANT |  | 205273731 | HRCU-A-CB | 284ANV024*0**A* | CAP**4221AL*+UI | Singlezone Ducted, Centrally Ducted | 24000 | 24400 | 2.6 | 17940 | 2.19
BRYANT |  | 205273737 | HRCU-A-CB | 284ANV024*0**A* | CAP**4224AL*+UI | Singlezone Ducted, Centrally Ducted | 24000 | 24200 | 2.6 | 17792 | 2.19
BRYANT |  | 205273759 | HRCU-A-CB | 284ANV024*0**A* | CNPV*3617AL*+UI | Singlezone Ducted, Centrally Ducted | 24000 | 24600 | 2.5 | 18087 | 2.11
BRYANT |  | 205273760 | HRCU-A-CB | 284ANV024*0**A* | CNPV*3617AL*+UI | Singlezone Ducted, Centrally Ducted | 24000 | 24400 | 2.52 | 17940 | 2.13
BRYANT |  | 205273763 | HRCU-A-CB | 284ANV024*0**A* | CNPV*3621AL*+UI | Singlezone Ducted, Centrally Ducted | 24000 | 24600 | 2.5 | 18087 | 2.11
BRYANT |  | 205273764 | HRCU-A-CB | 284ANV024*0**A* | CNPV*3621AL*+UI | Singlezone Ducted, Centrally Ducted | 24000 | 24400 | 2.52 | 17940 | 2.13
BRYANT |  | 205273774 | HRCU-A-CB | 284ANV024*0**A* | CNPV*4221AL*+UI | Singlezone Ducted, Centrally Ducted | 24000 | 24400 | 2.56 | 17940 | 2.15
BRYANT |  | 205273770 | HRCU-A-CB | 284ANV024*0**A* | CNPV*4217AL*+UI | Singlezone Ducted, Centrally Ducted | 24000 | 24400 | 2.62 | 17940 | 2.21
BRYANT |  | 205273765 | HRCU-A-CB | 284ANV024*0**A* | CNPV*3621AL*+UI | Singlezone Ducted, Centrally Ducted | 24000 | 24400 | 2.52 | 17940 | 2.13
BRYANT |  | 205273771 | HRCU-A-CB | 284ANV024*0**A* | CNPV*4217AL*+UI | Singlezone Ducted, Centrally Ducted | 24000 | 24400 | 2.64 | 17940 | 2.23
BRYANT |  | 205273775 | HRCU-A-CB | 284ANV024*0**A* | CNPV*4221AL*+UI | Singlezone Ducted, Centrally Ducted | 24000 | 24400 | 2.58 | 17940 | 2.17
BRYANT |  | 205273798 | HRCU-A-CB | 284ANV024*0**A* | CSPH*3612AL*+UI | Singlezone Ducted, Centrally Ducted | 24000 | 24400 | 2.62 | 17940 | 2.21
BRYANT |  | 205273776 | HRCU-A-CB | 284ANV024*0**A* | CNPV*4221AL*+UI | Singlezone Ducted, Centrally Ducted | 24000 | 24400 | 2.6 | 17940 | 2.19
BRYANT |  | 205273781 | HRCU-A-CB | 284ANV024*0**A* | CNPV*4821AL*+UI | Singlezone Ducted, Centrally Ducted | 24000 | 24400 | 2.68 | 17940 | 2.26
BRYANT |  | 205273800 | HRCU-A-CB | 284ANV024*0**A* | CSPH*3612AL*+UI | Singlezone Ducted, Centrally Ducted | 24000 | 24400 | 2.64 | 17940 | 2.23
BRYANT |  | 205273801 | HRCU-A-CB | 284ANV024*0**A* | CSPH*3612AL*+UI | Singlezone Ducted, Centrally Ducted | 24000 | 24200 | 2.68 | 17792 | 2.26
BRYANT |  | 205273799 | HRCU-A-CB | 284ANV024*0**A* | CSPH*3612AL*+UI | Singlezone Ducted, Centrally Ducted | 24000 | 24400 | 2.64 | 17940 | 2.23
BRYANT |  | 205273807 | HRCU-A-CB | 284ANV024*0**A* | CSPH*4212AL*+UI | Singlezone Ducted, Centrally Ducted | 24000 | 24400 | 2.66 | 17940 | 2.25
BRYANT |  | 205273817 | HRCU-A-CB | 284ANV024*0**A* | CSPH*4812AL*+UI | Singlezone Ducted, Centrally Ducted | 24000 | 24200 | 2.7 | 17792 | 2.28
BRYANT |  | 205273818 | HRCU-A-CB | 284ANV024*0**A* | CSPH*4812AL*+UI | Singlezone Ducted, Centrally Ducted | 24000 | 24200 | 2.7 | 17792 | 2.28
BRYANT |  | 205273816 | HRCU-A-CB | 284ANV024*0**A* | CSPH*4812AL*+UI | Singlezone Ducted, Centrally Ducted | 24000 | 24400 | 2.68 | 17940 | 2.26
BRYANT |  | 205273825 | HRCU-A-CB | 284ANV024*0**A* | CSPH*6012AL*+UI | Singlezone Ducted, Centrally Ducted | 24000 | 24000 | 2.72 | 17645 | 2.3
BRYANT |  | 205273947 | HRCU-A-CB | 284ANV036*0**A* | CAP**3721AL*+UI | Singlezone Ducted, Centrally Ducted | 35400 | 33600 | 2.52 | 28445 | 2.14
BRYANT |  | 205273950 | HRCU-A-CB | 284ANV036*0**A* | CAP**3721AL*+UI | Singlezone Ducted, Centrally Ducted | 35400 | 33600 | 2.52 | 28445 | 2.14
BRYANT |  | 205273949 | HRCU-A-CB | 284ANV036*0**A* | CAP**3721AL*+UI | Singlezone Ducted, Centrally Ducted | 35400 | 33600 | 2.52 | 28445 | 2.14
BRYANT |  | 205273987 | HRCU-A-CB | 284ANV036*0**A* | CAP**4321AL*+UI | Singlezone Ducted, Centrally Ducted | 35200 | 33400 | 2.54 | 28276 | 2.16
BRYANT |  | 205273980 | HRCU-A-CB | 284ANV036*0**A* | CAP**4321AL*+UI | Singlezone Ducted, Centrally Ducted | 35200 | 33400 | 2.54 | 28276 | 2.16
BRYANT |  | 205273985 | HRCU-A-CB | 284ANV036*0**A* | CAP**4321AL*+UI | Singlezone Ducted, Centrally Ducted | 35200 | 33400 | 2.54 | 28276 | 2.16
BRYANT |  | 205273951 | HRCU-A-CB | 284ANV036*0**A* | CAP**3721AL*+UI | Singlezone Ducted, Centrally Ducted | 35400 | 33600 | 2.52 | 28445 | 2.14
BRYANT |  | 205274156 | HRCU-A-CB | 284ANV036*0**A* | CSPH*4812AL*+UI | Singlezone Ducted, Centrally Ducted | 35200 | 33200 | 2.52 | 28107 | 2.14
BRYANT |  | 205274155 | HRCU-A-CB | 284ANV036*0**A* | CSPH*4812AL*+UI | Singlezone Ducted, Centrally Ducted | 35200 | 33400 | 2.5 | 28276 | 2.12
BRYANT |  | 205274159 | HRCU-A-CB | 284ANV036*0**A* | CSPH*4812AL*+UI | Singlezone Ducted, Centrally Ducted | 35200 | 33400 | 2.5 | 28276 | 2.12
BRYANT |  | 205274163 | HRCU-A-CB | 284ANV036*0**A* | CSPH*4812AL*+UI | Singlezone Ducted, Centrally Ducted | 35400 | 33400 | 2.5 | 28276 | 2.12
BRYANT |  | 205274166 | HRCU-A-CB | 284ANV036*0**A* | CSPH*4812AL*+UI | Singlezone Ducted, Centrally Ducted | 35400 | 33400 | 2.5 | 28276 | 2.12
BRYANT |  | 205274168 | HRCU-A-CB | 284ANV036*0**A* | CSPH*4812AL*+UI | Singlezone Ducted, Centrally Ducted | 35400 | 33400 | 2.5 | 28276 | 2.12
BRYANT |  | 205274169 | HRCU-A-CB | 284ANV036*0**A* | CSPH*4812AL*+UI | Singlezone Ducted, Centrally Ducted | 35400 | 33400 | 2.5 | 28276 | 2.12
BRYANT |  | 205274172 | HRCU-A-CB | 284ANV036*0**A* | CSPH*6012AL*+UI | Singlezone Ducted, Centrally Ducted | 35200 | 33400 | 2.5 | 28276 | 2.12
BRYANT |  | 205274183 | HRCU-A-CB | 284ANV036*0**A* | CSPH*6012AL*+UI | Singlezone Ducted, Centrally Ducted | 34800 | 33000 | 2.54 | 27937 | 2.16
BRYANT |  | 205274173 | HRCU-A-CB | 284ANV036*0**A* | CSPH*6012AL*+UI | Singlezone Ducted, Centrally Ducted | 35000 | 33200 | 2.52 | 28107 | 2.14
BRYANT |  | 205274184 | HRCU-A-CB | 284ANV036*0**A* | CSPH*6012AL*+UI | Singlezone Ducted, Centrally Ducted | 34800 | 33000 | 2.54 | 27937 | 2.16
BRYANT |  | 205274181 | HRCU-A-CB | 284ANV036*0**A* | CSPH*6012AL*+UI | Singlezone Ducted, Centrally Ducted | 34800 | 33000 | 2.54 | 27937 | 2.16
BRYANT |  | 205274199 | HRCU-A-CB | 284ANV048*0**A* | CAP**6024AL*+UI | Singlezone Ducted, Centrally Ducted | 48000 | 42500 | 2.52 | 31130 | 2.25
BRYANT |  | 205274201 | HRCU-A-CB | 284ANV048*0**A* | CAP**6024AL*+UI | Singlezone Ducted, Centrally Ducted | 48000 | 43000 | 2.5 | 31496 | 2.23
BRYANT |  | 205274200 | HRCU-A-CB | 284ANV048*0**A* | CAP**6024AL*+UI | Singlezone Ducted, Centrally Ducted | 48000 | 42500 | 2.52 | 31130 | 2.25
BRYANT |  | 205274203 | HRCU-A-CB | 284ANV048*0**A* | CAP**6121AL*+UI | Singlezone Ducted, Centrally Ducted | 48000 | 43000 | 2.52 | 31496 | 2.25
BRYANT |  | 205274202 | HRCU-A-CB | 284ANV048*0**A* | CAP**6121AL*+UI | Singlezone Ducted, Centrally Ducted | 48000 | 43000 | 2.52 | 31496 | 2.25
BRYANT |  | 205274206 | HRCU-A-CB | 284ANV048*0**A* | CAP**6124AL*+UI | Singlezone Ducted, Centrally Ducted | 48000 | 42500 | 2.56 | 31130 | 2.29
BRYANT |  | 205274204 | HRCU-A-CB | 284ANV048*0**A* | CAP**6121AL*+UI | Singlezone Ducted, Centrally Ducted | 48000 | 43000 | 2.52 | 31496 | 2.25
BRYANT |  | 205274205 | HRCU-A-CB | 284ANV048*0**A* | CAP**6121AL*+UI | Singlezone Ducted, Centrally Ducted | 48000 | 43000 | 2.52 | 31496 | 2.25
BRYANT |  | 205274207 | HRCU-A-CB | 284ANV048*0**A* | CAP**6124AL*+UI | Singlezone Ducted, Centrally Ducted | 48000 | 43000 | 2.54 | 31496 | 2.27
BRYANT |  | 205274208 | HRCU-A-CB | 284ANV048*0**A* | CAP**6124AL*+UI | Singlezone Ducted, Centrally Ducted | 48000 | 43000 | 2.52 | 31496 | 2.25
BRYANT |  | 205274223 | HRCU-A-CB | 284ANV048*0**A* | CSPH*6012AL*+UI | Singlezone Ducted, Centrally Ducted | 48000 | 43000 | 2.52 | 31496 | 2.25
BRYANT |  | 205274222 | HRCU-A-CB | 284ANV048*0**A* | CSPH*6012AL*+UI | Singlezone Ducted, Centrally Ducted | 48000 | 42500 | 2.54 | 31130 | 2.27
BRYANT |  | 205274221 | HRCU-A-CB | 284ANV048*0**A* | CSPH*6012AL*+UI | Singlezone Ducted, Centrally Ducted | 48000 | 42500 | 2.52 | 31130 | 2.25
BRYANT |  | 205274225 | HRCU-A-CB | 284ANV048*0**A* | CSPH*6012AL*+UI | Singlezone Ducted, Centrally Ducted | 48000 | 43000 | 2.52 | 31496 | 2.25
BRYANT |  | 205274226 | HRCU-A-CB | 284ANV048*0**A* | CSPH*6012AL*+UI | Singlezone Ducted, Centrally Ducted | 48000 | 43000 | 2.5 | 31496 | 2.23
BRYANT |  | 205274228 | HRCU-A-CB | 284ANV048*0**A* | CSPH*6012AL*+UI | Singlezone Ducted, Centrally Ducted | 48000 | 43000 | 2.52 | 31496 | 2.25
BRYANT |  | 205274230 | HRCU-A-CB | 284ANV048*0**A* | CSPH*6012AL*+UI | Singlezone Ducted, Centrally Ducted | 48000 | 43000 | 2.52 | 31496 | 2.25
BRYANT |  | 205274243 | HRCU-A-CB | 284ANV060*0**A* | CAP**6121AL*+UI | Singlezone Ducted, Centrally Ducted | 59000 | 50500 | 2.5 | 35156 | 2
BRYANT |  | 205274246 | HRCU-A-CB | 284ANV060*0**A* | CAP**6124AL*+UI | Singlezone Ducted, Centrally Ducted | 59000 | 50500 | 2.52 | 35156 | 2.01
BRYANT |  | 205274249 | HRCU-A-CB | 284ANV060*0**A* | CAP**6124AL*+UI | Singlezone Ducted, Centrally Ducted | 59000 | 50500 | 2.52 | 35156 | 2.01
BRYANT |  | 205274250 | HRCU-A-CB | 284ANV060*0**A* | CAP**6124AL*+UI | Singlezone Ducted, Centrally Ducted | 59000 | 50500 | 2.52 | 35156 | 2.01
BRYANT |  | 205274255 | HRCU-A-CB | 284ANV060*0**A* | CNPV*6124AL*+UI | Singlezone Ducted, Centrally Ducted | 59000 | 50500 | 2.54 | 35156 | 2.03
BRYANT |  | 205274256 | HRCU-A-CB | 284ANV060*0**A* | CNPV*6124AL*+UI | Singlezone Ducted, Centrally Ducted | 59000 | 50500 | 2.52 | 35156 | 2.01
BRYANT |  | 205274257 | HRCU-A-CB | 284ANV060*0**A* | CNPV*6124AL*+UI | Singlezone Ducted, Centrally Ducted | 59000 | 50000 | 2.54 | 34808 | 2.03
BRYANT |  | 205274261 | HRCU-A-CB | 284ANV060*0**A* | CNPV*6124AL*+UI | Singlezone Ducted, Centrally Ducted | 59000 | 50000 | 2.54 | 34808 | 2.03
BRYANT |  | 205274258 | HRCU-A-CB | 284ANV060*0**A* | CNPV*6124AL*+UI | Singlezone Ducted, Centrally Ducted | 59000 | 50500 | 2.52 | 35156 | 2.01
BRYANT |  | 205274259 | HRCU-A-CB | 284ANV060*0**A* | CNPV*6124AL*+UI | Singlezone Ducted, Centrally Ducted | 59000 | 50500 | 2.52 | 35156 | 2.01
BRYANT |  | 205274260 | HRCU-A-CB | 284ANV060*0**A* | CNPV*6124AL*+UI | Singlezone Ducted, Centrally Ducted | 59000 | 50000 | 2.54 | 34808 | 2.03
BRYANT |  | 205273941 | HRCU-A-CB | 284ANV036*0**A* | CAP**3721AL*+UI | Singlezone Ducted, Centrally Ducted | 35600 | 33800 | 2.5 | 28615 | 2.12
BRYANT |  | 205273942 | HRCU-A-CB | 284ANV036*0**A* | CAP**3721AL*+UI | Singlezone Ducted, Centrally Ducted | 35400 | 33400 | 2.54 | 28276 | 2.16
BRYANT |  | 205273948 | HRCU-A-CB | 284ANV036*0**A* | CAP**3721AL*+UI | Singlezone Ducted, Centrally Ducted | 35400 | 33600 | 2.5 | 28445 | 2.13
BRYANT |  | 205273946 | HRCU-A-CB | 284ANV036*0**A* | CAP**3721AL*+UI | Singlezone Ducted, Centrally Ducted | 35400 | 33600 | 2.5 | 28445 | 2.13
BRYANT |  | 205273984 | HRCU-A-CB | 284ANV036*0**A* | CAP**4321AL*+UI | Singlezone Ducted, Centrally Ducted | 35400 | 33600 | 2.52 | 28445 | 2.14
BRYANT |  | 205273979 | HRCU-A-CB | 284ANV036*0**A* | CAP**4321AL*+UI | Singlezone Ducted, Centrally Ducted | 35400 | 33600 | 2.5 | 28445 | 2.13
BRYANT |  | 205273986 | HRCU-A-CB | 284ANV036*0**A* | CAP**4321AL*+UI | Singlezone Ducted, Centrally Ducted | 35400 | 33600 | 2.52 | 28445 | 2.14
BRYANT |  | 205274000 | HRCU-A-CB | 284ANV036*0**A* | CAP**4821AL*+UI | Singlezone Ducted, Centrally Ducted | 35200 | 33400 | 2.5 | 28276 | 2.12
BRYANT |  | 205273994 | HRCU-A-CB | 284ANV036*0**A* | CAP**4821AL*+UI | Singlezone Ducted, Centrally Ducted | 35200 | 33200 | 2.5 | 28107 | 2.12
BRYANT |  | 205274003 | HRCU-A-CB | 284ANV036*0**A* | CAP**4821AL*+UI | Singlezone Ducted, Centrally Ducted | 35200 | 33400 | 2.5 | 28276 | 2.12
BRYANT |  | 205274002 | HRCU-A-CB | 284ANV036*0**A* | CAP**4821AL*+UI | Singlezone Ducted, Centrally Ducted | 35200 | 33400 | 2.5 | 28276 | 2.12
BRYANT |  | 205274004 | HRCU-A-CB | 284ANV036*0**A* | CAP**4821AL*+UI | Singlezone Ducted, Centrally Ducted | 35200 | 33400 | 2.5 | 28276 | 2.12
BRYANT |  | 205274009 | HRCU-A-CB | 284ANV036*0**A* | CAP**4824AL*+UI | Singlezone Ducted, Centrally Ducted | 35200 | 33200 | 2.52 | 28107 | 2.14
BRYANT |  | 205274011 | HRCU-A-CB | 284ANV036*0**A* | CAP**4824AL*+UI | Singlezone Ducted, Centrally Ducted | 35200 | 33200 | 2.52 | 28107 | 2.14
BRYANT |  | 205274014 | HRCU-A-CB | 284ANV036*0**A* | CAP**4824AL*+UI | Singlezone Ducted, Centrally Ducted | 35200 | 33200 | 2.52 | 28107 | 2.14
BRYANT |  | 205274017 | HRCU-A-CB | 284ANV036*0**A* | CAP**6024AL*+UI | Singlezone Ducted, Centrally Ducted | 34800 | 33000 | 2.5 | 27937 | 2.13
BRYANT |  | 205274137 | HRCU-A-CB | 284ANV036*0**A* | CSPH*4212AL*+UI | Singlezone Ducted, Centrally Ducted | 35200 | 33400 | 2.5 | 28276 | 2.12
BRYANT | Bryant® Extreme Heat Pump | 9893664 | HRCU-A-CB | 280ANV036*0**A* | CAP**4821AL*+UI & 98(6*B,7*A)60080V21*** | Singlezone Ducted, Centrally Ducted | 33600 | 30000 | 2.51 | 25934 | 2.35
BRYANT | Evolution Series | 9893556 | HRCU-A-CB | 280ANV036000 | FE4ANB006L+UI | Singlezone Ducted, Centrally Ducted | 33400 | 31600 | 2.81 | 23600 | 2.2
BRYANT | Bryant® Extreme Heat Pump | 9893555 | HRCU-A-CB | 280ANV024*0**A* | CSPH*6012AL*+UI & 98(6*B,7*A)60080V21*** | Singlezone Ducted, Centrally Ducted | 23200 | 25000 | 2.82 | 20924 | 2.43
BRYANT | Bryant® Extreme Heat Pump | 9893554 | HRCU-A-CB | 280ANV024*0**A* | CSPH*6012AL*+UI & 98(6*B,7MA)60060V21*** | Singlezone Ducted, Centrally Ducted | 23200 | 25000 | 2.73 | 20924 | 2.43
BRYANT | Bryant® Extreme Heat Pump | 9893546 | HRCU-A-CB | 280ANV024*0**A* | CSPH*3612AL*+UI & 98(6*B,7*A)60080V21*** | Singlezone Ducted, Centrally Ducted | 23200 | 25000 | 2.62 | 20924 | 2.33
BRYANT | Bryant® Extreme Heat Pump | 9893545 | HRCU-A-CB | 280ANV024*0**A* | CSPH*3612AL*+UI & 98(6*B,7MA)60060V21*** | Singlezone Ducted, Centrally Ducted | 23200 | 25200 | 2.62 | 20924 | 2.33
BRYANT | Bryant® Extreme Heat Pump | 9893542 | HRCU-A-CB | 280ANV024*0**A* | CNPV*6024AL*+UI & 98(6*B,7MA)60060V21*** | Singlezone Ducted, Centrally Ducted | 23400 | 25000 | 2.67 | 21138 | 2.38
BRYANT | Bryant® Extreme Heat Pump | 9893540 | HRCU-A-CB | 280ANV024*0**A* | CNPV*4824AL*+UI & 98(6*B,7*A)60080V21*** | Singlezone Ducted, Centrally Ducted | 23000 | 25000 | 2.68 | 20711 | 2.39
BRYANT | Bryant® Extreme Heat Pump | 9893538 | HRCU-A-CB | 280ANV024*0**A* | CNPV*4221AL*+UI & 98(6*B,7*A)66100V21*** | Singlezone Ducted, Centrally Ducted | 23200 | 25000 | 2.57 | 20924 | 2.29
BRYANT | Bryant® Extreme Heat Pump | 9893539 | HRCU-A-CB | 280ANV024*0**A* | CNPV*4824AL*+UI & 98(6*B,7MA)60060V21*** | Singlezone Ducted, Centrally Ducted | 23200 | 25000 | 2.67 | 20924 | 2.39
BRYANT | Bryant® Extreme Heat Pump | 9893534 | HRCU-A-CB | 280ANV024*0**A* | CNPV*3621AL*+UI & 98(6*B,7*A)60080V21*** | Singlezone Ducted, Centrally Ducted | 23400 | 25200 | 2.5 | 21138 | 2.22
BRYANT | Bryant® Extreme Heat Pump | 9893511 | HRCU-A-CB | 280ANV024*0**A* | CSPH*6012AL*+UI & 98(6*B,7*A)66120V24*** | Singlezone Ducted, Centrally Ducted | 23400 | 25000 | 2.73 | 21138 | 2.44
BRYANT | Bryant® Extreme Heat Pump | 9893510 | HRCU-A-CB | 280ANV024*0**A* | CSPH*6012AL*+UI & 98(6*B,7*A)42080V17*** | Singlezone Ducted, Centrally Ducted | 23400 | 25000 | 2.73 | 21138 | 2.44
BRYANT | Bryant® Extreme Heat Pump | 9893506 | HRCU-A-CB | 280ANV024*0**A* | CSPH*4812AL*+UI & 98(6*B,7*A)42060V17*** | Singlezone Ducted, Centrally Ducted | 23400 | 25000 | 2.7 | 21138 | 2.41
BRYANT | Bryant® Extreme Heat Pump | 9893504 | HRCU-A-CB | 280ANV024*0**A* | CSPH*4212AL*+UI & 98(6*B,7*A)42080V17*** | Singlezone Ducted, Centrally Ducted | 23800 | 25000 | 2.67 | 21565 | 2.38
BRYANT | Bryant® Extreme Heat Pump | 9893505 | HRCU-A-CB | 280ANV024*0**A* | CSPH*4212AL*+UI & 98(6*B,7*A)66120V24*** | Singlezone Ducted, Centrally Ducted | 23600 | 25000 | 2.67 | 21352 | 2.38
BRYANT | Bryant® Extreme Heat Pump | 9893500 | HRCU-A-CB | 280ANV024*0**A* | CSPH*3612AL*+UI & 98(6*B,7*A)42060V17*** | Singlezone Ducted, Centrally Ducted | 24000 | 25200 | 2.62 | 21779 | 2.33
BRYANT | Bryant® Extreme Heat Pump | 9893499 | HRCU-A-CB | 280ANV024*0**A* | CNPV*6024AL*+UI & 98(6*B,7*A)66120V24*** | Singlezone Ducted, Centrally Ducted | 23400 | 25000 | 2.7 | 21138 | 2.41
BRYANT | Bryant® Extreme Heat Pump | 9893496 | HRCU-A-CB | 280ANV024*0**A* | CNPV*4821AL*+UI & 98(6*B,7*A)42060V17*** | Singlezone Ducted, Centrally Ducted | 23400 | 25000 | 2.67 | 21138 | 2.38
BRYANT | Bryant® Extreme Heat Pump | 9893498 | HRCU-A-CB | 280ANV024*0**A* | CNPV*4824AL*+UI & 98(6*B,7*A)66120V24*** | Singlezone Ducted, Centrally Ducted | 23200 | 25000 | 2.7 | 20924 | 2.41
BRYANT | Bryant® Extreme Heat Pump | 9893497 | HRCU-A-CB | 280ANV024*0**A* | CNPV*4821AL*+UI & 98(6*B,7*A)42080V17*** | Singlezone Ducted, Centrally Ducted | 23200 | 25000 | 2.67 | 20924 | 2.39
BRYANT | Bryant® Extreme Heat Pump | 9893495 | HRCU-A-CB | 280ANV024*0**A* | CNPV*4221AL*+UI & 98(6*B,7*A)42080V17*** | Singlezone Ducted, Centrally Ducted | 23400 | 25200 | 2.54 | 21138 | 2.26
BRYANT | Bryant® Extreme Heat Pump | 9893494 | HRCU-A-CB | 280ANV024*0**A* | CNPV*4221AL*+UI & 98(6*B,7*A)42060V17*** | Singlezone Ducted, Centrally Ducted | 23600 | 25200 | 2.54 | 21352 | 2.26
BRYANT | Bryant® Extreme Heat Pump | 9893493 | HRCU-A-CB | 280ANV024*0**A* | CNPV*4217AL*+UI & 98(6*B,7*A)42080V17*** | Singlezone Ducted, Centrally Ducted | 23400 | 25200 | 2.62 | 21138 | 2.33
BRYANT | Bryant® Extreme Heat Pump | 9893492 | HRCU-A-CB | 280ANV024*0**A* | CNPV*4217AL*+UI & 98(6*B,7*A)42060V17*** | Singlezone Ducted, Centrally Ducted | 23400 | 25200 | 2.62 | 21138 | 2.33
BRYANT | Bryant® Extreme Heat Pump | 9893491 | HRCU-A-CB | 280ANV024*0**A* | CNPV*3621AL*+UI & 98(6*B,7*A)42080V17*** | Singlezone Ducted, Centrally Ducted | 24000 | 25200 | 2.5 | 21779 | 2.22
BRYANT | Bryant® Extreme Heat Pump | 9893489 | HRCU-A-CB | 280ANV024*0**A* | CNPV*3617AL*+UI & 98(6*B,7*A)42080V17*** | Singlezone Ducted, Centrally Ducted | 24000 | 25200 | 2.5 | 21779 | 2.22
BRYANT | Bryant® Extreme Heat Pump | 9893487 | HRCU-A-CB | 280ANV024*0**A* | CAP**6024AL*+UI & 98(6*B,7*A)66120V24*** | Singlezone Ducted, Centrally Ducted | 22600 | 24400 | 2.71 | 20497 | 2.41
BRYANT | Bryant® Extreme Heat Pump | 9893483 | HRCU-A-CB | 280ANV024*0**A* | CAP**4821AL*+UI & 98(6*B,7*A)42080V17*** | Singlezone Ducted, Centrally Ducted | 23200 | 24800 | 2.68 | 20924 | 2.39
BRYANT | Bryant® Extreme Heat Pump | 9893482 | HRCU-A-CB | 280ANV024*0**A* | CAP**4821AL*+UI & 98(6*B,7*A)42060V17*** | Singlezone Ducted, Centrally Ducted | 23200 | 25000 | 2.67 | 20924 | 2.39
BRYANT | Bryant® Extreme Heat Pump | 9893479 | HRCU-A-CB | 280ANV024*0**A* | CAP**4224AL*+UI & 98(6*B,7*A)66120V24*** | Singlezone Ducted, Centrally Ducted | 23600 | 25000 | 2.57 | 21352 | 2.28
BRYANT | Evolution Series | 9893463 | HRCU-A-CB | 280ANV024000 | FE4AN(B,F)003+UI | Singlezone Ducted, Centrally Ducted | 23800 | 25000 | 2.54 | 19800 | 2.07
BRYANT | Evolution Series | 9893462 | HRCU-A-CB | 280ANV024000 | FE4ANF002L+UI | Singlezone Ducted, Centrally Ducted | 24000 | 25200 | 2.56 | 19800 | 2.07
BRYANT | Preferred Series | 9854627 | HMSV-A-CB | 38MGRQ30D--3 |  | Multizone All Non-ducted | 28000 | 17400 | 2.79 | 28220 | 2.04
BRYANT | Preferred Series | 9118478 | HMSV-A-CB | 38MGRQ48E--3 |  | Multizone All Non-ducted | 48000 | 29600 | 2.7 | 36340 | 1.98
BRYANT | Preferred Series | 9118474 | HMSV-A-CB | 38MGRQ36D--3 |  | Multizone All Non-ducted | 36000 | 23200 | 2.79 | 36080 | 1.96
BRYANT |  | 204431323 | HRCU-A-CB | 280ANV036*0**A* | CSPH*6012AL*+UI | Singlezone Ducted, Centrally Ducted | 33400 | 32200 | 2.5 | 26340 | 2.12
BRYANT |  | 204431315 | HRCU-A-CB | 280ANV036*0**A* | CSPH*6012AL*+UI | Singlezone Ducted, Centrally Ducted | 33200 | 32200 | 2.5 | 26340 | 2.12
BRYANT |  | 204431334 | HRCU-A-CB | 280ANV036*0**A* | CSPH*6012AL*+UI | Singlezone Ducted, Centrally Ducted | 33800 | 32200 | 2.5 | 26340 | 2.12
BRYANT |  | 204430510 | HRCU-A-CB | 280ANV036*0**A* | CAP**6124AL*+UI | Singlezone Ducted, Centrally Ducted | 34200 | 32200 | 2.5 | 26340 | 2.12
BRYANT |  | 204430491 | HRCU-A-CB | 280ANV036*0**A* | CAP**6124AL*+UI | Singlezone Ducted, Centrally Ducted | 34200 | 32200 | 2.5 | 26340 | 2.12
BRYANT |  | 204431312 | HRCU-A-CB | 280ANV036*0**A* | CSPH*6012AL*+UI | Singlezone Ducted, Centrally Ducted | 27800 | 32200 | 2.5 | 26340 | 2.12
BRYANT |  | 204430501 | HRCU-A-CB | 280ANV036*0**A* | CAP**6124AL*+UI | Singlezone Ducted, Centrally Ducted | 34200 | 32200 | 2.5 | 26340 | 2.12
BRYANT |  | 204431355 | HRCU-A-CB | 280ANV036*0**A* | CSPH*6012AL*+UI | Singlezone Ducted, Centrally Ducted | 34400 | 32200 | 2.5 | 26340 | 2.12
BRYANT |  | 204431345 | HRCU-A-CB | 280ANV036*0**A* | CSPH*6012AL*+UI | Singlezone Ducted, Centrally Ducted | 34400 | 32200 | 2.5 | 26340 | 2.12
BRYANT |  | 205273932 | HRCU-A-CB | 284ANV024*0**A* | CSPH*6012AL*+UI | Singlezone Ducted, Centrally Ducted | 24000 | 24000 | 2.74 | 17645 | 2.31
BRYANT |  | 205273933 | HRCU-A-CB | 284ANV024*0**A* | CSPH*6012AL*+UI | Singlezone Ducted, Centrally Ducted | 24000 | 23800 | 2.78 | 17498 | 2.34
BRYANT |  | 205273716 | HRCU-A-CB | 284ANV024*0**A* | FE4ANF002L+UI | Singlezone Ducted, Centrally Ducted | 24000 | 24400 | 2.62 | 17940 | 2.21
BRYANT |  | 205273721 | HRCU-A-CB | 284ANV024*0**A* | CAP**3617AL*+UI | Singlezone Ducted, Centrally Ducted | 24000 | 24400 | 2.56 | 17940 | 2.15
BRYANT |  | 205273726 | HRCU-A-CB | 284ANV024*0**A* | CAP**3621AL*+UI | Singlezone Ducted, Centrally Ducted | 24000 | 24200 | 2.58 | 17792 | 2.17
BRYANT |  | 205273722 | HRCU-A-CB | 284ANV024*0**A* | CAP**3617AL*+UI | Singlezone Ducted, Centrally Ducted | 24000 | 24200 | 2.58 | 17792 | 2.17
BRYANT |  | 205273728 | HRCU-A-CB | 284ANV024*0**A* | CAP**3621AL*+UI | Singlezone Ducted, Centrally Ducted | 24000 | 24200 | 2.6 | 17792 | 2.19
BRYANT |  | 205273727 | HRCU-A-CB | 284ANV024*0**A* | CAP**3621AL*+UI | Singlezone Ducted, Centrally Ducted | 24000 | 24200 | 2.58 | 17792 | 2.17
BRYANT |  | 205273729 | HRCU-A-CB | 284ANV024*0**A* | CAP**3621AL*+UI | Singlezone Ducted, Centrally Ducted | 24000 | 24200 | 2.6 | 17792 | 2.19
BRYANT |  | 205273733 | HRCU-A-CB | 284ANV024*0**A* | CAP**4221AL*+UI | Singlezone Ducted, Centrally Ducted | 24000 | 24200 | 2.62 | 17792 | 2.21
BRYANT |  | 205273734 | HRCU-A-CB | 284ANV024*0**A* | CAP**4221AL*+UI | Singlezone Ducted, Centrally Ducted | 24000 | 24200 | 2.64 | 17792 | 2.23
BRYANT |  | 205273735 | HRCU-A-CB | 284ANV024*0**A* | CAP**4221AL*+UI | Singlezone Ducted, Centrally Ducted | 24000 | 24200 | 2.64 | 17792 | 2.23
BRYANT |  | 205273736 | HRCU-A-CB | 284ANV024*0**A* | CAP**4221AL*+UI | Singlezone Ducted, Centrally Ducted | 24000 | 24200 | 2.64 | 17792 | 2.23
BRYANT |  | 205273743 | HRCU-A-CB | 284ANV024*0**A* | CAP**4821AL*+UI | Singlezone Ducted, Centrally Ducted | 24000 | 24000 | 2.72 | 17645 | 2.3
BRYANT |  | 205273738 | HRCU-A-CB | 284ANV024*0**A* | CAP**4224AL*+UI | Singlezone Ducted, Centrally Ducted | 24000 | 24200 | 2.62 | 17792 | 2.21
BRYANT |  | 205273740 | HRCU-A-CB | 284ANV024*0**A* | CAP**4224AL*+UI | Singlezone Ducted, Centrally Ducted | 24000 | 24200 | 2.62 | 17792 | 2.21
BRYANT |  | 205273739 | HRCU-A-CB | 284ANV024*0**A* | CAP**4224AL*+UI | Singlezone Ducted, Centrally Ducted | 24000 | 24200 | 2.64 | 17792 | 2.23
BRYANT |  | 205273741 | HRCU-A-CB | 284ANV024*0**A* | CAP**4224AL*+UI | Singlezone Ducted, Centrally Ducted | 24000 | 24200 | 2.64 | 17792 | 2.23
BRYANT |  | 205273744 | HRCU-A-CB | 284ANV024*0**A* | CAP**4821AL*+UI | Singlezone Ducted, Centrally Ducted | 24000 | 24000 | 2.72 | 17645 | 2.3
BRYANT |  | 205273745 | HRCU-A-CB | 284ANV024*0**A* | CAP**4821AL*+UI | Singlezone Ducted, Centrally Ducted | 24000 | 24000 | 2.74 | 17645 | 2.31
BRYANT |  | 205273746 | HRCU-A-CB | 284ANV024*0**A* | CAP**4821AL*+UI | Singlezone Ducted, Centrally Ducted | 24000 | 24000 | 2.76 | 17645 | 2.33
BRYANT |  | 205273747 | HRCU-A-CB | 284ANV024*0**A* | CAP**4821AL*+UI | Singlezone Ducted, Centrally Ducted | 24000 | 23800 | 2.76 | 17498 | 2.33
BRYANT |  | 205273748 | HRCU-A-CB | 284ANV024*0**A* | CAP**4821AL*+UI | Singlezone Ducted, Centrally Ducted | 24000 | 23800 | 2.76 | 17498 | 2.33
BRYANT |  | 205273749 | HRCU-A-CB | 284ANV024*0**A* | CAP**4824AL*+UI | Singlezone Ducted, Centrally Ducted | 24000 | 24000 | 2.72 | 17645 | 2.3
BRYANT |  | 205273750 | HRCU-A-CB | 284ANV024*0**A* | CAP**4824AL*+UI | Singlezone Ducted, Centrally Ducted | 24000 | 24000 | 2.74 | 17645 | 2.31
BRYANT |  | 205273751 | HRCU-A-CB | 284ANV024*0**A* | CAP**4824AL*+UI | Singlezone Ducted, Centrally Ducted | 24000 | 23800 | 2.76 | 17498 | 2.33
BRYANT |  | 205273752 | HRCU-A-CB | 284ANV024*0**A* | CAP**4824AL*+UI | Singlezone Ducted, Centrally Ducted | 24000 | 24000 | 2.74 | 17645 | 2.31
BRYANT |  | 205273753 | HRCU-A-CB | 284ANV024*0**A* | CAP**4824AL*+UI | Singlezone Ducted, Centrally Ducted | 24000 | 23800 | 2.76 | 17498 | 2.33
BRYANT |  | 205273758 | HRCU-A-CB | 284ANV024*0**A* | CAP**6024AL*+UI | Singlezone Ducted, Centrally Ducted | 24000 | 23600 | 2.76 | 17351 | 2.32
BRYANT |  | 205273755 | HRCU-A-CB | 284ANV024*0**A* | CAP**6024AL*+UI | Singlezone Ducted, Centrally Ducted | 24000 | 23600 | 2.76 | 17351 | 2.32
BRYANT |  | 205273754 | HRCU-A-CB | 284ANV024*0**A* | CAP**6024AL*+UI | Singlezone Ducted, Centrally Ducted | 24000 | 23800 | 2.72 | 17498 | 2.29
BRYANT |  | 205273756 | HRCU-A-CB | 284ANV024*0**A* | CAP**6024AL*+UI | Singlezone Ducted, Centrally Ducted | 24000 | 23600 | 2.76 | 17351 | 2.32
BRYANT |  | 205273757 | HRCU-A-CB | 284ANV024*0**A* | CAP**6024AL*+UI | Singlezone Ducted, Centrally Ducted | 24000 | 23600 | 2.76 | 17351 | 2.32
BRYANT |  | 205273761 | HRCU-A-CB | 284ANV024*0**A* | CNPV*3617AL*+UI | Singlezone Ducted, Centrally Ducted | 24000 | 24400 | 2.52 | 17940 | 2.13
BRYANT |  | 205273762 | HRCU-A-CB | 284ANV024*0**A* | CNPV*3617AL*+UI | Singlezone Ducted, Centrally Ducted | 24000 | 24200 | 2.54 | 17792 | 2.15
BRYANT |  | 205273766 | HRCU-A-CB | 284ANV024*0**A* | CNPV*3621AL*+UI | Singlezone Ducted, Centrally Ducted | 24000 | 24400 | 2.54 | 17940 | 2.15
BRYANT |  | 205273767 | HRCU-A-CB | 284ANV024*0**A* | CNPV*3621AL*+UI | Singlezone Ducted, Centrally Ducted | 24000 | 24400 | 2.54 | 17940 | 2.15
BRYANT |  | 205273768 | HRCU-A-CB | 284ANV024*0**A* | CNPV*3621AL*+UI | Singlezone Ducted, Centrally Ducted | 24000 | 24200 | 2.56 | 17792 | 2.15
BRYANT |  | 205273769 | HRCU-A-CB | 284ANV024*0**A* | CNPV*3621AL*+UI | Singlezone Ducted, Centrally Ducted | 24000 | 24200 | 2.54 | 17792 | 2.15
BRYANT |  | 205273772 | HRCU-A-CB | 284ANV024*0**A* | CNPV*4217AL*+UI | Singlezone Ducted, Centrally Ducted | 24000 | 24200 | 2.66 | 17792 | 2.25
BRYANT |  | 205273773 | HRCU-A-CB | 284ANV024*0**A* | CNPV*4217AL*+UI | Singlezone Ducted, Centrally Ducted | 24000 | 24200 | 2.68 | 17792 | 2.26
BRYANT |  | 205273777 | HRCU-A-CB | 284ANV024*0**A* | CNPV*4221AL*+UI | Singlezone Ducted, Centrally Ducted | 24000 | 24200 | 2.62 | 17792 | 2.21
BRYANT |  | 205273778 | HRCU-A-CB | 284ANV024*0**A* | CNPV*4221AL*+UI | Singlezone Ducted, Centrally Ducted | 24000 | 24200 | 2.62 | 17792 | 2.21
BRYANT |  | 205273779 | HRCU-A-CB | 284ANV024*0**A* | CNPV*4221AL*+UI | Singlezone Ducted, Centrally Ducted | 24000 | 24200 | 2.62 | 17792 | 2.21
BRYANT |  | 205273780 | HRCU-A-CB | 284ANV024*0**A* | CNPV*4221AL*+UI | Singlezone Ducted, Centrally Ducted | 24000 | 24200 | 2.62 | 17792 | 2.21
BRYANT |  | 205273782 | HRCU-A-CB | 284ANV024*0**A* | CNPV*4821AL*+UI | Singlezone Ducted, Centrally Ducted | 24000 | 24200 | 2.7 | 17792 | 2.28
BRYANT |  | 205273786 | HRCU-A-CB | 284ANV024*0**A* | CNPV*4821AL*+UI | Singlezone Ducted, Centrally Ducted | 24000 | 24000 | 2.74 | 17645 | 2.31
BRYANT |  | 205273783 | HRCU-A-CB | 284ANV024*0**A* | CNPV*4821AL*+UI | Singlezone Ducted, Centrally Ducted | 24000 | 24200 | 2.7 | 17792 | 2.28
BRYANT |  | 205273784 | HRCU-A-CB | 284ANV024*0**A* | CNPV*4821AL*+UI | Singlezone Ducted, Centrally Ducted | 24000 | 24000 | 2.72 | 17645 | 2.3
BRYANT |  | 205273785 | HRCU-A-CB | 284ANV024*0**A* | CNPV*4821AL*+UI | Singlezone Ducted, Centrally Ducted | 24000 | 24000 | 2.72 | 17645 | 2.3
BRYANT |  | 205273789 | HRCU-A-CB | 284ANV024*0**A* | CNPV*4824AL*+UI | Singlezone Ducted, Centrally Ducted | 24000 | 24000 | 2.72 | 17645 | 2.3
BRYANT |  | 205273787 | HRCU-A-CB | 284ANV024*0**A* | CNPV*4821AL*+UI | Singlezone Ducted, Centrally Ducted | 24000 | 24000 | 2.74 | 17645 | 2.31
BRYANT |  | 205273788 | HRCU-A-CB | 284ANV024*0**A* | CNPV*4824AL*+UI | Singlezone Ducted, Centrally Ducted | 24000 | 24200 | 2.7 | 17792 | 2.28
BRYANT |  | 205273790 | HRCU-A-CB | 284ANV024*0**A* | CNPV*4824AL*+UI | Singlezone Ducted, Centrally Ducted | 24000 | 24000 | 2.72 | 17645 | 2.3
BRYANT |  | 205273791 | HRCU-A-CB | 284ANV024*0**A* | CNPV*4824AL*+UI | Singlezone Ducted, Centrally Ducted | 24000 | 24000 | 2.72 | 17645 | 2.3
BRYANT |  | 205273792 | HRCU-A-CB | 284ANV024*0**A* | CNPV*4824AL*+UI | Singlezone Ducted, Centrally Ducted | 24000 | 24000 | 2.74 | 17645 | 2.31
BRYANT |  | 205273794 | HRCU-A-CB | 284ANV024*0**A* | CNPV*6024AL*+UI | Singlezone Ducted, Centrally Ducted | 24000 | 23800 | 2.74 | 17498 | 2.31
BRYANT |  | 205273793 | HRCU-A-CB | 284ANV024*0**A* | CNPV*6024AL*+UI | Singlezone Ducted, Centrally Ducted | 24000 | 24000 | 2.72 | 17645 | 2.3
BRYANT |  | 205273796 | HRCU-A-CB | 284ANV024*0**A* | CNPV*6024AL*+UI | Singlezone Ducted, Centrally Ducted | 24000 | 23800 | 2.74 | 17498 | 2.31
BRYANT |  | 205273795 | HRCU-A-CB | 284ANV024*0**A* | CNPV*6024AL*+UI | Singlezone Ducted, Centrally Ducted | 24000 | 23800 | 2.74 | 17498 | 2.31
BRYANT |  | 205273936 | HRCU-A-CB | 284ANV036*0**A* | FE4ANB006L+UI | Singlezone Ducted, Centrally Ducted | 34000 | 32400 | 2.62 | 27430 | 2.23
BRYANT |  | 205273934 | HRCU-A-CB | 284ANV036*0**A* | FE4AN(B,F)005L+UI | Singlezone Ducted, Centrally Ducted | 35000 | 32800 | 2.54 | 27768 | 2.16
BRYANT |  | 205274190 | HRCU-A-CB | 284ANV048*0**A* | FE4ANB006L+UI | Singlezone Ducted, Centrally Ducted | 46000 | 42500 | 2.6 | 31130 | 2.32
BRYANT |  | 205273810 | HRCU-A-CB | 284ANV024*0**A* | CSPH*4212AL*+UI | Singlezone Ducted, Centrally Ducted | 24000 | 24200 | 2.7 | 17792 | 2.28
BRYANT |  | 205273812 | HRCU-A-CB | 284ANV024*0**A* | CSPH*4212AL*+UI | Singlezone Ducted, Centrally Ducted | 24000 | 24200 | 2.7 | 17792 | 2.28
BRYANT |  | 205273819 | HRCU-A-CB | 284ANV024*0**A* | CSPH*4812AL*+UI | Singlezone Ducted, Centrally Ducted | 24000 | 24000 | 2.74 | 17645 | 2.31
BRYANT |  | 205273811 | HRCU-A-CB | 284ANV024*0**A* | CSPH*4212AL*+UI | Singlezone Ducted, Centrally Ducted | 24000 | 24000 | 2.72 | 17645 | 2.3
BRYANT |  | 205273813 | HRCU-A-CB | 284ANV024*0**A* | CSPH*4212AL*+UI | Singlezone Ducted, Centrally Ducted | 24000 | 24200 | 2.7 | 17792 | 2.28
BRYANT |  | 205273815 | HRCU-A-CB | 284ANV024*0**A* | CSPH*4212AL*+UI | Singlezone Ducted, Centrally Ducted | 24000 | 24000 | 2.72 | 17645 | 2.3
BRYANT |  | 205273814 | HRCU-A-CB | 284ANV024*0**A* | CSPH*4212AL*+UI | Singlezone Ducted, Centrally Ducted | 24000 | 24000 | 2.72 | 17645 | 2.3
BRYANT |  | 205273820 | HRCU-A-CB | 284ANV024*0**A* | CSPH*4812AL*+UI | Singlezone Ducted, Centrally Ducted | 24000 | 24000 | 2.74 | 17645 | 2.31
BRYANT |  | 205273822 | HRCU-A-CB | 284ANV024*0**A* | CSPH*4812AL*+UI | Singlezone Ducted, Centrally Ducted | 24000 | 24200 | 2.72 | 17792 | 2.3
BRYANT |  | 205273821 | HRCU-A-CB | 284ANV024*0**A* | CSPH*4812AL*+UI | Singlezone Ducted, Centrally Ducted | 24000 | 24000 | 2.74 | 17645 | 2.31
BRYANT |  | 205273823 | HRCU-A-CB | 284ANV024*0**A* | CSPH*4812AL*+UI | Singlezone Ducted, Centrally Ducted | 24000 | 24000 | 2.74 | 17645 | 2.31
BRYANT |  | 205273826 | HRCU-A-CB | 284ANV024*0**A* | CSPH*6012AL*+UI | Singlezone Ducted, Centrally Ducted | 24000 | 24000 | 2.74 | 17645 | 2.31
BRYANT |  | 205273824 | HRCU-A-CB | 284ANV024*0**A* | CSPH*4812AL*+UI | Singlezone Ducted, Centrally Ducted | 24000 | 24000 | 2.74 | 17645 | 2.31
BRYANT |  | 205273828 | HRCU-A-CB | 284ANV024*0**A* | CSPH*6012AL*+UI | Singlezone Ducted, Centrally Ducted | 24000 | 23800 | 2.76 | 17498 | 2.33
BRYANT |  | 205273829 | HRCU-A-CB | 284ANV024*0**A* | CSPH*6012AL*+UI | Singlezone Ducted, Centrally Ducted | 24000 | 23800 | 2.78 | 17498 | 2.34
BRYANT |  | 205273830 | HRCU-A-CB | 284ANV024*0**A* | CSPH*6012AL*+UI | Singlezone Ducted, Centrally Ducted | 24000 | 23800 | 2.76 | 17498 | 2.33
BRYANT |  | 205273827 | HRCU-A-CB | 284ANV024*0**A* | CSPH*6012AL*+UI | Singlezone Ducted, Centrally Ducted | 24000 | 23800 | 2.74 | 17498 | 2.31
BRYANT |  | 205273831 | HRCU-A-CB | 284ANV024*0**A* | CSPH*6012AL*+UI | Singlezone Ducted, Centrally Ducted | 24000 | 23800 | 2.76 | 17498 | 2.33
BRYANT |  | 205273833 | HRCU-A-CB | 284ANV024*0**A* | CSPH*6012AL*+UI | Singlezone Ducted, Centrally Ducted | 24000 | 23800 | 2.78 | 17498 | 2.34
BRYANT |  | 205273832 | HRCU-A-CB | 284ANV024*0**A* | CSPH*6012AL*+UI | Singlezone Ducted, Centrally Ducted | 24000 | 23800 | 2.78 | 17498 | 2.34
BRYANT |  | 205273834 | HRCU-A-CB | 284ANV024*0**A* | CAP**3617AL*+UI | Singlezone Ducted, Centrally Ducted | 24000 | 24400 | 2.54 | 17940 | 2.15
BRYANT |  | 205273835 | HRCU-A-CB | 284ANV024*0**A* | CAP**3617AL*+UI | Singlezone Ducted, Centrally Ducted | 24000 | 24400 | 2.56 | 17940 | 2.15
BRYANT |  | 205273845 | HRCU-A-CB | 284ANV024*0**A* | CAP**4221AL*+UI | Singlezone Ducted, Centrally Ducted | 24000 | 24200 | 2.62 | 17792 | 2.21
BRYANT |  | 205273847 | HRCU-A-CB | 284ANV024*0**A* | CAP**4221AL*+UI | Singlezone Ducted, Centrally Ducted | 24000 | 24200 | 2.64 | 17792 | 2.23
BRYANT |  | 205273846 | HRCU-A-CB | 284ANV024*0**A* | CAP**4221AL*+UI | Singlezone Ducted, Centrally Ducted | 24000 | 24200 | 2.62 | 17792 | 2.21
BRYANT |  | 205273848 | HRCU-A-CB | 284ANV024*0**A* | CAP**4221AL*+UI | Singlezone Ducted, Centrally Ducted | 24000 | 24400 | 2.58 | 17940 | 2.17
BRYANT |  | 205273849 | HRCU-A-CB | 284ANV024*0**A* | CAP**4221AL*+UI | Singlezone Ducted, Centrally Ducted | 24000 | 24400 | 2.6 | 17940 | 2.19
BRYANT |  | 205273850 | HRCU-A-CB | 284ANV024*0**A* | CAP**4224AL*+UI | Singlezone Ducted, Centrally Ducted | 24000 | 24200 | 2.62 | 17792 | 2.21
BRYANT |  | 205273851 | HRCU-A-CB | 284ANV024*0**A* | CAP**4224AL*+UI | Singlezone Ducted, Centrally Ducted | 24000 | 24200 | 2.64 | 17792 | 2.23
BRYANT |  | 205273853 | HRCU-A-CB | 284ANV024*0**A* | CAP**4224AL*+UI | Singlezone Ducted, Centrally Ducted | 24000 | 24200 | 2.64 | 17792 | 2.23
BRYANT |  | 205273852 | HRCU-A-CB | 284ANV024*0**A* | CAP**4224AL*+UI | Singlezone Ducted, Centrally Ducted | 24000 | 24000 | 2.64 | 17645 | 2.23
BRYANT |  | 205273854 | HRCU-A-CB | 284ANV024*0**A* | CAP**4821AL*+UI | Singlezone Ducted, Centrally Ducted | 24000 | 24200 | 2.7 | 17792 | 2.28
BRYANT |  | 205273855 | HRCU-A-CB | 284ANV024*0**A* | CAP**4821AL*+UI | Singlezone Ducted, Centrally Ducted | 24000 | 24000 | 2.74 | 17645 | 2.31
BRYANT |  | 205273856 | HRCU-A-CB | 284ANV024*0**A* | CAP**4821AL*+UI | Singlezone Ducted, Centrally Ducted | 24000 | 24000 | 2.74 | 17645 | 2.31
BRYANT |  | 205273857 | HRCU-A-CB | 284ANV024*0**A* | CAP**4821AL*+UI | Singlezone Ducted, Centrally Ducted | 24000 | 23800 | 2.76 | 17498 | 2.33
BRYANT |  | 205273858 | HRCU-A-CB | 284ANV024*0**A* | CAP**4821AL*+UI | Singlezone Ducted, Centrally Ducted | 24000 | 24200 | 2.7 | 17792 | 2.28
BRYANT |  | 205273869 | HRCU-A-CB | 284ANV024*0**A* | CNPV*3617AL*+UI | Singlezone Ducted, Centrally Ducted | 24000 | 24400 | 2.52 | 17940 | 2.13
BRYANT | Evolution | 202463637 | HRCU-A-CB-O | 38MPRAQ24AA3 | 619PHAQ24XA3 | Singlezone Non-ducted Wall Placement | 24000 | 15450 | 3 | 24000 | 2
BRYANT | Evolution | 202463636 | HRCU-A-CB-O | 38MPRAQ18AA3 | 619PHAQ18XA3 | Singlezone Non-ducted Wall Placement | 18000 | 12300 | 3.19 | 18000 | 2
BRYANT | Evolution | 201753409 | HRCU-A-CB-O | 38MPRAQ09AA3 | 619PHAQ09XA3 | Singlezone Non-ducted Wall Placement | 10000 | 7200 | 2.78 | 13000 | 2.01
BRYANT | Bryant® Extreme Heat Pump | 9893695 | HRCU-A-CB | 280ANV036*0**A* | CSPH*4812AL*+UI & 98(6*B,7*A)66100V21*** | Singlezone Ducted, Centrally Ducted | 33800 | 30000 | 2.54 | 25934 | 2.39
BRYANT | Bryant® Extreme Heat Pump | 9893692 | HRCU-A-CB | 280ANV036*0**A* | CSPH*4212AL*+UI & 98(6*B,7*A)66100V21*** | Singlezone Ducted, Centrally Ducted | 33800 | 30000 | 2.54 | 25934 | 2.39
BRYANT | Bryant® Extreme Heat Pump | 9893694 | HRCU-A-CB | 280ANV036*0**A* | CSPH*4812AL*+UI & 98(6*B,7*A)60080V21*** | Singlezone Ducted, Centrally Ducted | 33800 | 30000 | 2.54 | 25934 | 2.35
BRYANT | Bryant® Extreme Heat Pump | 9893691 | HRCU-A-CB | 280ANV036*0**A* | CSPH*4212AL*+UI & 98(6*B,7*A)60080V21*** | Singlezone Ducted, Centrally Ducted | 34000 | 30200 | 2.54 | 26191 | 2.33
BRYANT | Bryant® Extreme Heat Pump | 9893683 | HRCU-A-CB | 280ANV036*0**A* | CNPV*4824AL*+UI & 98(6*B,7*A)66100V21*** | Singlezone Ducted, Centrally Ducted | 33800 | 30000 | 2.54 | 25934 | 2.37
BRYANT | Bryant® Extreme Heat Pump | 9893682 | HRCU-A-CB | 280ANV036*0**A* | CNPV*4824AL*+UI & 98(6*B,7*A)60080V21*** | Singlezone Ducted, Centrally Ducted | 33800 | 30000 | 2.51 | 25934 | 2.32
BRYANT | Bryant® Extreme Heat Pump | 9893680 | HRCU-A-CB | 280ANV036*0**A* | CNPV*4821AL*+UI & 98(6*B,7*A)66100V21*** | Singlezone Ducted, Centrally Ducted | 33800 | 30000 | 2.54 | 25934 | 2.37
BRYANT | Bryant® Extreme Heat Pump | 9893679 | HRCU-A-CB | 280ANV036*0**A* | CNPV*4821AL*+UI & 98(6*B,7*A)60080V21*** | Singlezone Ducted, Centrally Ducted | 33800 | 30000 | 2.51 | 25934 | 2.32
BRYANT | Bryant® Extreme Heat Pump | 9893668 | HRCU-A-CB | 280ANV036*0**A* | CAP**4824AL*+UI & 98(6*B,7*A)66100V21*** | Singlezone Ducted, Centrally Ducted | 33600 | 29800 | 2.54 | 25934 | 2.39
BRYANT | Bryant® Extreme Heat Pump | 9893667 | HRCU-A-CB | 280ANV036*0**A* | CAP**4824AL*+UI & 98(6*B,7*A)60080V21*** | Singlezone Ducted, Centrally Ducted | 33600 | 29800 | 2.54 | 25934 | 2.32
BRYANT | Bryant® Extreme Heat Pump | 9893665 | HRCU-A-CB | 280ANV036*0**A* | CAP**4821AL*+UI & 98(6*B,7*A)66100V21*** | Singlezone Ducted, Centrally Ducted | 33600 | 29800 | 2.54 | 25934 | 2.37
BRYANT | Bryant® Extreme Heat Pump | 9893647 | HRCU-A-CB | 280ANV036*0**A* | CSPH*4212AL*+UI & 98(6*B,7*A)66120V24*** | Singlezone Ducted, Centrally Ducted | 34600 | 30200 | 2.51 | 26705 | 2.3
BRYANT | Evolution Series | 9893614 | HRCU-A-CB | 280ANV036000 | FE4AN(B,F)005L+UI | Singlezone Ducted, Centrally Ducted | 33400 | 31600 | 2.62 | 23600 | 2.06
BRYANT | Bryant® Extreme Heat Pump | 9893553 | HRCU-A-CB | 280ANV024*0**A* | CSPH*4812AL*+UI & 98(6*B,7*A)66100V21*** | Singlezone Ducted, Centrally Ducted | 23000 | 24800 | 2.71 | 20711 | 2.41
BRYANT | Bryant® Extreme Heat Pump | 9893552 | HRCU-A-CB | 280ANV024*0**A* | CSPH*4812AL*+UI & 98(6*B,7*A)60080V21*** | Singlezone Ducted, Centrally Ducted | 23000 | 25000 | 2.71 | 20711 | 2.41
BRYANT | Bryant® Extreme Heat Pump | 9893551 | HRCU-A-CB | 280ANV024*0**A* | CSPH*4812AL*+UI & 98(6*B,7MA)60060V21*** | Singlezone Ducted, Centrally Ducted | 23200 | 25000 | 2.7 | 20924 | 2.41
BRYANT | Bryant® Extreme Heat Pump | 9893550 | HRCU-A-CB | 280ANV024*0**A* | CSPH*4212AL*+UI & 98(6*B,7*A)66100V21*** | Singlezone Ducted, Centrally Ducted | 23000 | 25000 | 2.68 | 20711 | 2.39
BRYANT | Bryant® Extreme Heat Pump | 9893547 | HRCU-A-CB | 280ANV024*0**A* | CSPH*3612AL*+UI & 98(6*B,7*A)66100V21*** | Singlezone Ducted, Centrally Ducted | 23200 | 25000 | 2.62 | 20924 | 2.33
BRYANT | Bryant® Extreme Heat Pump | 9893548 | HRCU-A-CB | 280ANV024*0**A* | CSPH*4212AL*+UI & 98(6*B,7MA)60060V21*** | Singlezone Ducted, Centrally Ducted | 23200 | 25000 | 2.67 | 20924 | 2.39
BRYANT | Bryant® Extreme Heat Pump | 9893549 | HRCU-A-CB | 280ANV024*0**A* | CSPH*4212AL*+UI & 98(6*B,7*A)60080V21*** | Singlezone Ducted, Centrally Ducted | 23200 | 25000 | 2.7 | 20924 | 2.41
BRYANT | Bryant® Extreme Heat Pump | 9893544 | HRCU-A-CB | 280ANV024*0**A* | CNPV*6024AL*+UI & 98(6*B,7*A)66100V21*** | Singlezone Ducted, Centrally Ducted | 23200 | 25000 | 2.7 | 20924 | 2.41
BRYANT | Bryant® Extreme Heat Pump | 9893543 | HRCU-A-CB | 280ANV024*0**A* | CNPV*6024AL*+UI & 98(6*B,7*A)60080V21*** | Singlezone Ducted, Centrally Ducted | 23200 | 25000 | 2.7 | 20924 | 2.41
BRYANT | Bryant® Extreme Heat Pump | 9893541 | HRCU-A-CB | 280ANV024*0**A* | CNPV*4824AL*+UI & 98(6*B,7*A)66100V21*** | Singlezone Ducted, Centrally Ducted | 23000 | 25000 | 2.71 | 20711 | 2.41
BRYANT | Bryant® Extreme Heat Pump | 9893537 | HRCU-A-CB | 280ANV024*0**A* | CNPV*4221AL*+UI & 98(6*B,7*A)60080V21*** | Singlezone Ducted, Centrally Ducted | 23200 | 25200 | 2.56 | 20924 | 2.29
BRYANT | Bryant® Extreme Heat Pump | 9893536 | HRCU-A-CB | 280ANV024*0**A* | CNPV*4221AL*+UI & 98(6*B,7MA)60060V21*** | Singlezone Ducted, Centrally Ducted | 23400 | 25200 | 2.54 | 21138 | 2.26
BRYANT | Bryant® Extreme Heat Pump | 9893535 | HRCU-A-CB | 280ANV024*0**A* | CNPV*3621AL*+UI & 98(6*B,7*A)66100V21*** | Singlezone Ducted, Centrally Ducted | 23400 | 25200 | 2.5 | 21138 | 2.22
BRYANT | Bryant® Extreme Heat Pump | 9893532 | HRCU-A-CB | 280ANV024*0**A* | CAP**6024AL*+UI & 98(6*B,7*A)66100V21*** | Singlezone Ducted, Centrally Ducted | 23000 | 24800 | 2.71 | 20711 | 2.41
BRYANT | Bryant® Extreme Heat Pump | 9893531 | HRCU-A-CB | 280ANV024*0**A* | CAP**6024AL*+UI & 98(6*B,7*A)60080V21*** | Singlezone Ducted, Centrally Ducted | 23000 | 24800 | 2.71 | 20711 | 2.41
BRYANT | Bryant® Extreme Heat Pump | 9893530 | HRCU-A-CB | 280ANV024*0**A* | CAP**6024AL*+UI & 98(6*B,7MA)60060V21*** | Singlezone Ducted, Centrally Ducted | 23000 | 24800 | 2.68 | 20711 | 2.39
BRYANT | Bryant® Extreme Heat Pump | 9893528 | HRCU-A-CB | 280ANV024*0**A* | CAP**6021AL*+UI & 98(6*B,7*A)60080V21*** | Singlezone Ducted, Centrally Ducted | 23000 | 24800 | 2.71 | 20711 | 2.41
BRYANT | Bryant® Extreme Heat Pump | 9893527 | HRCU-A-CB | 280ANV024*0**A* | CAP**6021AL*+UI & 98(6*B,7MA)60060V21*** | Singlezone Ducted, Centrally Ducted | 23000 | 24800 | 2.68 | 20711 | 2.39
BRYANT | Bryant® Extreme Heat Pump | 9893529 | HRCU-A-CB | 280ANV024*0**A* | CAP**6021AL*+UI & 98(6*B,7*A)66100V21*** | Singlezone Ducted, Centrally Ducted | 23000 | 24800 | 2.71 | 20711 | 2.41
BRYANT | Bryant® Extreme Heat Pump | 9893526 | HRCU-A-CB | 280ANV024*0**A* | CAP**4824AL*+UI & 98(6*B,7*A)66100V21*** | Singlezone Ducted, Centrally Ducted | 22800 | 24800 | 2.74 | 20711 | 2.44
BRYANT | Bryant® Extreme Heat Pump | 9893525 | HRCU-A-CB | 280ANV024*0**A* | CAP**4824AL*+UI & 98(6*B,7*A)60080V21*** | Singlezone Ducted, Centrally Ducted | 22800 | 24800 | 2.71 | 20711 | 2.41
BRYANT | Bryant® Extreme Heat Pump | 9893524 | HRCU-A-CB | 280ANV024*0**A* | CAP**4824AL*+UI & 98(6*B,7MA)60060V21*** | Singlezone Ducted, Centrally Ducted | 22800 | 24800 | 2.71 | 20711 | 2.41
BRYANT | Bryant® Extreme Heat Pump | 9893523 | HRCU-A-CB | 280ANV024*0**A* | CAP**4821AL*+UI & 98(6*B,7*A)66100V21*** | Singlezone Ducted, Centrally Ducted | 22800 | 24800 | 2.71 | 20711 | 2.41
BRYANT | Bryant® Extreme Heat Pump | 9893522 | HRCU-A-CB | 280ANV024*0**A* | CAP**4821AL*+UI & 98(6*B,7*A)60080V21*** | Singlezone Ducted, Centrally Ducted | 22800 | 24800 | 2.71 | 20711 | 2.41
BRYANT | Bryant® Extreme Heat Pump | 9893520 | HRCU-A-CB | 280ANV024*0**A* | CAP**4224AL*+UI & 98(6*B,7*A)66100V21*** | Singlezone Ducted, Centrally Ducted | 23000 | 25000 | 2.57 | 20711 | 2.28
BRYANT | Bryant® Extreme Heat Pump | 9893519 | HRCU-A-CB | 280ANV024*0**A* | CAP**4224AL*+UI & 98(6*B,7*A)60080V21*** | Singlezone Ducted, Centrally Ducted | 23000 | 25000 | 2.57 | 20711 | 2.28
BRYANT | Bryant® Extreme Heat Pump | 9893521 | HRCU-A-CB | 280ANV024*0**A* | CAP**4821AL*+UI & 98(6*B,7MA)60060V21*** | Singlezone Ducted, Centrally Ducted | 22800 | 24800 | 2.71 | 20711 | 2.41
BRYANT | Bryant® Extreme Heat Pump | 9893517 | HRCU-A-CB | 280ANV024*0**A* | CAP**4221AL*+UI & 98(6*B,7*A)66100V21*** | Singlezone Ducted, Centrally Ducted | 23000 | 25000 | 2.57 | 20711 | 2.28
BRYANT | Bryant® Extreme Heat Pump | 9893516 | HRCU-A-CB | 280ANV024*0**A* | CAP**4221AL*+UI & 98(6*B,7*A)60080V21*** | Singlezone Ducted, Centrally Ducted | 23000 | 25000 | 2.57 | 20711 | 2.28
BRYANT | Bryant® Extreme Heat Pump | 9893514 | HRCU-A-CB | 280ANV024*0**A* | CAP**3621AL*+UI & 98(6*B,7*A)66100V21*** | Singlezone Ducted, Centrally Ducted | 23000 | 25000 | 2.52 | 20711 | 2.24
BRYANT | Bryant® Extreme Heat Pump | 9893509 | HRCU-A-CB | 280ANV024*0**A* | CSPH*6012AL*+UI & 98(6*B,7*A)42060V17*** | Singlezone Ducted, Centrally Ducted | 23600 | 25000 | 2.7 | 21352 | 2.41
BRYANT | Bryant® Extreme Heat Pump | 9893508 | HRCU-A-CB | 280ANV024*0**A* | CSPH*4812AL*+UI & 98(6*B,7*A)66120V24*** | Singlezone Ducted, Centrally Ducted | 23200 | 25000 | 2.73 | 20924 | 2.43
BRYANT | Bryant® Extreme Heat Pump | 9893507 | HRCU-A-CB | 280ANV024*0**A* | CSPH*4812AL*+UI & 98(6*B,7*A)42080V17*** | Singlezone Ducted, Centrally Ducted | 23400 | 25000 | 2.7 | 21138 | 2.41
BRYANT | Bryant® Extreme Heat Pump | 9893503 | HRCU-A-CB | 280ANV024*0**A* | CSPH*4212AL*+UI & 98(6*B,7*A)42060V17*** | Singlezone Ducted, Centrally Ducted | 23800 | 25200 | 2.68 | 21565 | 2.38
BRYANT | Bryant® Extreme Heat Pump | 9893502 | HRCU-A-CB | 280ANV024*0**A* | CSPH*3612AL*+UI & 98(6*B,7*A)66120V24*** | Singlezone Ducted, Centrally Ducted | 23800 | 25000 | 2.65 | 21565 | 2.36
BRYANT | Bryant® Extreme Heat Pump | 9893501 | HRCU-A-CB | 280ANV024*0**A* | CSPH*3612AL*+UI & 98(6*B,7*A)42080V17*** | Singlezone Ducted, Centrally Ducted | 23800 | 25200 | 2.65 | 21565 | 2.36
BRYANT | Bryant® Extreme Heat Pump | 9893486 | HRCU-A-CB | 280ANV024*0**A* | CAP**6021AL*+UI & 98(6*B,7*A)42080V17*** | Singlezone Ducted, Centrally Ducted | 22800 | 24600 | 2.71 | 20711 | 2.41
BRYANT | Bryant® Extreme Heat Pump | 9893485 | HRCU-A-CB | 280ANV024*0**A* | CAP**6021AL*+UI & 98(6*B,7*A)42060V17*** | Singlezone Ducted, Centrally Ducted | 22800 | 24600 | 2.71 | 20711 | 2.41
BRYANT | Bryant® Extreme Heat Pump | 9893484 | HRCU-A-CB | 280ANV024*0**A* | CAP**4824AL*+UI & 98(6*B,7*A)66120V24*** | Singlezone Ducted, Centrally Ducted | 23000 | 24800 | 2.68 | 20711 | 2.39
BRYANT | Bryant® Extreme Heat Pump | 9893478 | HRCU-A-CB | 280ANV024*0**A* | CAP**4221AL*+UI & 98(6*B,7*A)42080V17*** | Singlezone Ducted, Centrally Ducted | 23800 | 25200 | 2.56 | 21565 | 2.28
BRYANT | Bryant® Extreme Heat Pump | 9893477 | HRCU-A-CB | 280ANV024*0**A* | CAP**4221AL*+UI & 98(6*B,7*A)42060V17*** | Singlezone Ducted, Centrally Ducted | 23800 | 25200 | 2.54 | 21565 | 2.27
BRYANT | Bryant® Extreme Heat Pump | 9893476 | HRCU-A-CB | 280ANV024*0**A* | CAP**3621AL*+UI & 98(6*B,7*A)42080V17*** | Singlezone Ducted, Centrally Ducted | 24000 | 25200 | 2.51 | 21779 | 2.24
BRYANT | Bryant® Extreme Heat Pump | 9893475 | HRCU-A-CB | 280ANV024*0**A* | CAP**3621AL*+UI & 98(6*B,7*A)42060V17*** | Singlezone Ducted, Centrally Ducted | 24000 | 25200 | 2.5 | 21779 | 2.22
BRYANT | Bryant® Extreme Heat Pump | 9893474 | HRCU-A-CB | 280ANV024*0**A* | CAP**3617AL*+UI & 98(6*B,7*A)42080V17*** | Singlezone Ducted, Centrally Ducted | 24000 | 25200 | 2.51 | 21779 | 2.24
BRYANT | Bryant® Extreme Heat Pump | 9893473 | HRCU-A-CB | 280ANV024*0**A* | CAP**3617AL*+UI & 98(6*B,7*A)42060V17*** | Singlezone Ducted, Centrally Ducted | 24000 | 25200 | 2.5 | 21779 | 2.22
BRYANT | Preferred Series | 9118462 | HMSV-A-CB | 38MGRQ18B--3 |  | Multizone All Non-ducted | 19000 | 12000 | 2.81 | 13990 | 2.15
BRYANT | Preferred Series | 8738646 | HRCU-A-CB-O | 38MAQB09R--3 | 619PEQ009BBMA | Singlezone Non-ducted Wall Placement | 10900 | 6900 | 2.73 | 10900 | 1.98
BRYANT | Preferred | 8738647 | HRCU-A-CB-O | 38MAQB12R--1 | 619PAQ012BBMA | Singlezone Non-ducted Wall Placement | 12000 | 7600 | 2.59 | 6490 | 1.94
Bryant |  | 207683299 | HRCU-A-CB-O | 38MARBQ24AA3 | 40MBCAQ24XA3 | Mini-Splits | 25000 | 21000 | 2.64 | 26000 | 1.95
C&H | Single Zone Sophia Series Duct | 204098422 | HRCU-A-CB | CH-18SPH-230VO | CH-18LCDTU/I | Singlezone Ducted, "Compact Ducted" | 18000 | 12000 | 2.61 | 10352 | 1.96
C&H | Single Zone Dakota Hyper Duct | 204098424 | HRCU-A-CB | CH-09DKT230VO | CH-09LCDTU/I | Singlezone Ducted, "Compact Ducted" | 10000 | 7200 | 2.74 | 8343 | 2.07
C&H | Multi Zone Sophia Outdoor with Non-ducted Indoor | 205104722 | HMSV-A-CB | CH18MSPH230VO |  | Multizone All Non-ducted | 19000 | 12000 | 2.79 | 10205 | 1.97
C&H | Multi Zone Sophia Outdoor with Non-ducted Indoor | 202832586 | HMSV-A-CB | CH28MSPH230VO |  | Multizone All Non-ducted | 28000 | 17200 | 2.8 | 17040 | 1.97
C&H | Single Zone Sophia Outdoor + Dakota High Wall Indoor | 205104726 | HRCU-A-CB-O | CH-18SPH-230VO | CH-18DKT230VI | Singlezone Non-ducted Wall Placement | 18000 | 11400 | 2.72 | 11178 | 2.02
C&H | Multi Zone Sophia Hyper Outdoor with Non-ducted Indoor | 205047864 | HMSV-A-CB | CH-HYP36MSPH-230VO |  | Multizone All Non-ducted | 36000 | 23200 | 2.78 | 36037 | 1.96
C&H | Single Zone Sophia Series Floor-Ceiling | 204098432 | HRCU-A-CB-O | CH-18SPH-230VO | CH-18MSPHFC-230VI | Singlezone Non-ducted, Floor Placement | 18000 | 12000 | 2.71 | 10508 | 1.94
C&H | Single Zone Sophia Series Ceiling Cassette | 204098413 | HRCU-A-CB-O | CH-12SPH-230VO | CH-12MSPHCT-230VI | Singlezone Non-ducted, Ceiling Placement | 12000 | 7500 | 2.68 | 7332 | 2.11
C&H |  | 205263856 | HRCU-A-CB | CH-18SPH-230VO | CH-M18DTUI | Singlezone Ducted, "Compact Ducted" | 18000 | 12000 | 2.61 | 10352 | 1.96
C&H |  | 205263859 | HRCU-A-CB | CH-24SPH-230VO | CH-M24DTUI | Singlezone Ducted, "Compact Ducted" | 24400 | 16000 | 2.69 | 18533 | 2.04
C&H |  | 205263851 | HRCU-A-CB | CH-HYP09SPH230VO | CH-M09DTUI | Singlezone Ducted, "Compact Ducted" | 10000 | 7200 | 2.74 | 8343 | 2.07
C&H |  | 205263879 | HRCU-A-CB-O | CH-18SPH-230VO | CH-D18MSPHWM-230VI | Singlezone Non-ducted Wall Placement | 18000 | 11400 | 2.72 | 11178 | 2.02
C&H |  | 205263877 | HRCU-A-CB-O | CH-09SPH-230VO | CH-D09MSPHWM-230VI | Singlezone Non-ducted Wall Placement | 9800 | 5800 | 2.74 | 7989 | 2
C&H |  | 205263869 | HRCU-A-CB-O | CH-18SPH-230VO | CH-18MSPHWM-230VI | Singlezone Non-ducted Wall Placement | 18000 | 10400 | 2.72 | 10953 | 1.9
C&H | Single Zone Sophia Duct | 204098423 | HRCU-A-CB | CH-24SPH-230VO | CH-24LCDTU/I | Singlezone Ducted, "Compact Ducted" | 24400 | 16000 | 2.69 | 18533 | 2.04
C&H | Single Zone Sophia Series High Wall | 9119326 | HRCU-A-CB-O | CH-18SPH-230VO | CH-18SPH-230VI | Singlezone Non-ducted Wall Placement | 18000 | 10400 | 2.72 | 10953 | 1.9
C&H | Single Zone Sophia Series High Wall | 9119324 | HRCU-A-CB-O | CH-09SPH-230VO | CH-09SPH-230VI | Singlezone Non-ducted Wall Placement | 9800 | 6400 | 2.76 | 7801 | 1.91
C&H | Single Zone Sophia Series Floor-Ceiling | 204098433 | HRCU-A-CB-O | CH-24SPH-230VO | CH-24MSPHFC-230VI | Singlezone Non-ducted, Floor Placement | 24000 | 15000 | 2.85 | 17817 | 1.9
C&H | Single Zone Sophia Series Ceiling Cassette | 204098415 | HRCU-A-CB-O | CH-24SPH-230VO | CH-24MSPHCT-230VI | Singlezone Non-ducted, Ceiling Placement | 24400 | 15800 | 2.56 | 16933 | 1.95
C&H | Single Zone Sophia Outdoor + Dakota High Wall Indoor | 205047857 | HRCU-A-CB-O | CH-09SPH-230VO | CH-09DKT230VI | Singlezone Non-ducted Wall Placement | 9800 | 5800 | 2.74 | 7989 | 2
CanAir |  | 205816493 | HRCU-A-CB-O | C23SCH18H22 | C23SEH18H21 | Singlezone Non-ducted Wall Placement | 18000 | 10900 | 2.58 | 11178 | 2.02
CanAir |  | 205816494 | HRCU-A-CB-O | C23SCH24H22 | C23SEH24H21 | Singlezone Non-ducted Wall Placement | 30000 | 19400 | 2.95 | 26000 | 2.07
CanAir |  | 205306868 | HMSV-A-CB | C23MC327H21 |  | Multizone All Non-ducted | 24000 | 17200 | 2.8 | 17040 | 1.97
CanAir |  | 205306867 | HMSV-A-CB | C23MC218H21 |  | Multizone All Non-ducted | 19000 | 12000 | 2.79 | 10205 | 1.97
CARRIER | Performance | 205921384 | HRCU-A-CB | 38MAQB24R--3 | 40MBAAQ24XA3 | Singlezone Ducted, Centrally Ducted | 29000 | 17500 | 2.56 | 26970 | 1.91
CARRIER |  | 205272682 | HRCU-A-CB | 25VNA436A*030* | CNPV*6024AL*+UI | Singlezone Ducted, Centrally Ducted | 35000 | 33000 | 2.5 | 27937 | 2.13
CARRIER |  | 205272683 | HRCU-A-CB | 25VNA436A*030* | CNPV*6024AL*+UI | Singlezone Ducted, Centrally Ducted | 35000 | 33000 | 2.5 | 27937 | 2.13
CARRIER |  | 205272745 | HRCU-A-CB | 25VNA436A*030* | CSPH*6012AL*+UI | Singlezone Ducted, Centrally Ducted | 34600 | 32800 | 2.56 | 27768 | 2.18
CARRIER |  | 205272746 | HRCU-A-CB | 25VNA436A*030* | CSPH*6012AL*+UI | Singlezone Ducted, Centrally Ducted | 34600 | 32800 | 2.58 | 27768 | 2.19
CARRIER |  | 205272758 | HRCU-A-CB | 25VNA436A*030* | CSPH*6012AL*+UI | Singlezone Ducted, Centrally Ducted | 34800 | 33000 | 2.54 | 27937 | 2.16
CARRIER |  | 205272749 | HRCU-A-CB | 25VNA436A*030* | CSPH*6012AL*+UI | Singlezone Ducted, Centrally Ducted | 34800 | 33000 | 2.56 | 27937 | 2.18
CARRIER |  | 205272756 | HRCU-A-CB | 25VNA436A*030* | CSPH*6012AL*+UI | Singlezone Ducted, Centrally Ducted | 34800 | 33000 | 2.56 | 27937 | 2.18
CARRIER |  | 205272753 | HRCU-A-CB | 25VNA436A*030* | CSPH*6012AL*+UI | Singlezone Ducted, Centrally Ducted | 34800 | 33000 | 2.56 | 27937 | 2.18
CARRIER |  | 205272759 | HRCU-A-CB | 25VNA436A*030* | CSPH*6012AL*+UI | Singlezone Ducted, Centrally Ducted | 34800 | 33000 | 2.56 | 27937 | 2.18
CARRIER |  | 205272802 | HRCU-A-CB | 25VNA460A*030* | FE4ANB006L+UI | Singlezone Ducted, Centrally Ducted | 59000 | 49500 | 2.66 | 34460 | 2.13
CARRIER |  | 205272824 | HRCU-A-CB | 25VNA460A*030* | CNPV*6124AL*+UI | Singlezone Ducted, Centrally Ducted | 59000 | 50500 | 2.54 | 35156 | 2.03
CARRIER |  | 205272825 | HRCU-A-CB | 25VNA460A*030* | CNPV*6124AL*+UI | Singlezone Ducted, Centrally Ducted | 59000 | 50000 | 2.58 | 34808 | 2.06
CARRIER |  | 205272505 | HRCU-A-CB | 25VNA436A*030* | FE4AN(B,F)005L+UI | Singlezone Ducted, Centrally Ducted | 35000 | 32800 | 2.54 | 27768 | 2.16
CARRIER |  | 205272761 | HRCU-A-CB | 25VNA448A*030* | FE4ANB006L+UI | Singlezone Ducted, Centrally Ducted | 46000 | 42500 | 2.6 | 31130 | 2.32
CARRIER |  | 205272507 | HRCU-A-CB | 25VNA436A*030* | FE4ANB006L+UI | Singlezone Ducted, Centrally Ducted | 34000 | 32400 | 2.62 | 27430 | 2.23
CARRIER |  | 8738636 | HRCU-A-CB-O | 38MAQB12R--3 | 40MAQB12B--3 | Singlezone Non-ducted Wall Placement | 12000 | 7800 | 2.66 | 12010 | 1.98
CARRIER |  | 205272415 | HRCU-A-CB | 25VNA424A*030* | CAP**4221AL*+UI | Singlezone Ducted, Centrally Ducted | 24000 | 24400 | 2.58 | 17940 | 2.17
CARRIER |  | 205272416 | HRCU-A-CB | 25VNA424A*030* | CAP**4221AL*+UI | Singlezone Ducted, Centrally Ducted | 24000 | 24200 | 2.62 | 17792 | 2.21
CARRIER |  | 205272418 | HRCU-A-CB | 25VNA424A*030* | CAP**4221AL*+UI | Singlezone Ducted, Centrally Ducted | 24000 | 24200 | 2.64 | 17792 | 2.23
CARRIER |  | 205272417 | HRCU-A-CB | 25VNA424A*030* | CAP**4221AL*+UI | Singlezone Ducted, Centrally Ducted | 24000 | 24200 | 2.62 | 17792 | 2.21
CARRIER |  | 205272419 | HRCU-A-CB | 25VNA424A*030* | CAP**4221AL*+UI | Singlezone Ducted, Centrally Ducted | 24000 | 24400 | 2.58 | 17940 | 2.17
CARRIER |  | 205272420 | HRCU-A-CB | 25VNA424A*030* | CAP**4221AL*+UI | Singlezone Ducted, Centrally Ducted | 24000 | 24400 | 2.6 | 17940 | 2.19
CARRIER |  | 205272421 | HRCU-A-CB | 25VNA424A*030* | CAP**4224AL*+UI | Singlezone Ducted, Centrally Ducted | 24000 | 24200 | 2.62 | 17792 | 2.21
CARRIER |  | 205272423 | HRCU-A-CB | 25VNA424A*030* | CAP**4224AL*+UI | Singlezone Ducted, Centrally Ducted | 24000 | 24000 | 2.64 | 17645 | 2.23
CARRIER |  | 205272422 | HRCU-A-CB | 25VNA424A*030* | CAP**4224AL*+UI | Singlezone Ducted, Centrally Ducted | 24000 | 24200 | 2.64 | 17792 | 2.23
CARRIER |  | 205272424 | HRCU-A-CB | 25VNA424A*030* | CAP**4224AL*+UI | Singlezone Ducted, Centrally Ducted | 24000 | 24200 | 2.64 | 17792 | 2.23
CARRIER |  | 205272425 | HRCU-A-CB | 25VNA424A*030* | CAP**4821AL*+UI | Singlezone Ducted, Centrally Ducted | 24000 | 24200 | 2.7 | 17792 | 2.28
CARRIER |  | 205272426 | HRCU-A-CB | 25VNA424A*030* | CAP**4821AL*+UI | Singlezone Ducted, Centrally Ducted | 24000 | 24000 | 2.74 | 17645 | 2.31
CARRIER |  | 205272428 | HRCU-A-CB | 25VNA424A*030* | CAP**4821AL*+UI | Singlezone Ducted, Centrally Ducted | 24000 | 23800 | 2.76 | 17498 | 2.33
CARRIER |  | 205272427 | HRCU-A-CB | 25VNA424A*030* | CAP**4821AL*+UI | Singlezone Ducted, Centrally Ducted | 24000 | 24000 | 2.74 | 17645 | 2.31
CARRIER |  | 205272430 | HRCU-A-CB | 25VNA424A*030* | CAP**4821AL*+UI | Singlezone Ducted, Centrally Ducted | 24000 | 24000 | 2.72 | 17645 | 2.3
CARRIER |  | 205272429 | HRCU-A-CB | 25VNA424A*030* | CAP**4821AL*+UI | Singlezone Ducted, Centrally Ducted | 24000 | 24200 | 2.7 | 17792 | 2.28
CARRIER |  | 205272431 | HRCU-A-CB | 25VNA424A*030* | CAP**4824AL*+UI | Singlezone Ducted, Centrally Ducted | 24000 | 24000 | 2.74 | 17645 | 2.31
CARRIER |  | 205272432 | HRCU-A-CB | 25VNA424A*030* | CAP**4824AL*+UI | Singlezone Ducted, Centrally Ducted | 24000 | 23800 | 2.76 | 17498 | 2.33
CARRIER |  | 205272433 | HRCU-A-CB | 25VNA424A*030* | CAP**4824AL*+UI | Singlezone Ducted, Centrally Ducted | 24000 | 23800 | 2.76 | 17498 | 2.33
CARRIER |  | 205272436 | HRCU-A-CB | 25VNA424A*030* | CAP**6024AL*+UI | Singlezone Ducted, Centrally Ducted | 24000 | 23600 | 2.76 | 17351 | 2.32
CARRIER |  | 205272434 | HRCU-A-CB | 25VNA424A*030* | CAP**4824AL*+UI | Singlezone Ducted, Centrally Ducted | 24000 | 24000 | 2.76 | 17645 | 2.33
CARRIER |  | 205272437 | HRCU-A-CB | 25VNA424A*030* | CAP**6024AL*+UI | Singlezone Ducted, Centrally Ducted | 24000 | 23600 | 2.78 | 17351 | 2.34
CARRIER |  | 205272440 | HRCU-A-CB | 25VNA424A*030* | CNPV*3617AL*+UI | Singlezone Ducted, Centrally Ducted | 24000 | 24400 | 2.52 | 17940 | 2.13
CARRIER |  | 205272435 | HRCU-A-CB | 25VNA424A*030* | CAP**6024AL*+UI | Singlezone Ducted, Centrally Ducted | 24000 | 23600 | 2.74 | 17351 | 2.31
CARRIER |  | 205272439 | HRCU-A-CB | 25VNA424A*030* | CNPV*3617AL*+UI | Singlezone Ducted, Centrally Ducted | 24000 | 24600 | 2.5 | 18087 | 2.11
CARRIER |  | 205272438 | HRCU-A-CB | 25VNA424A*030* | CAP**6024AL*+UI | Singlezone Ducted, Centrally Ducted | 24000 | 23600 | 2.76 | 17351 | 2.32
CARRIER |  | 205272441 | HRCU-A-CB | 25VNA424A*030* | CNPV*3617AL*+UI | Singlezone Ducted, Centrally Ducted | 24000 | 24600 | 2.5 | 18087 | 2.11
CARRIER |  | 205272442 | HRCU-A-CB | 25VNA424A*030* | CNPV*3617AL*+UI | Singlezone Ducted, Centrally Ducted | 24000 | 24400 | 2.52 | 17940 | 2.13
CARRIER |  | 205272447 | HRCU-A-CB | 25VNA424A*030* | CNPV*3621AL*+UI | Singlezone Ducted, Centrally Ducted | 24000 | 24600 | 2.5 | 18087 | 2.11
CARRIER |  | 205272443 | HRCU-A-CB | 25VNA424A*030* | CNPV*3621AL*+UI | Singlezone Ducted, Centrally Ducted | 24000 | 24600 | 2.5 | 18087 | 2.11
CARRIER |  | 205272448 | HRCU-A-CB | 25VNA424A*030* | CNPV*3621AL*+UI | Singlezone Ducted, Centrally Ducted | 24000 | 24400 | 2.52 | 17940 | 2.13
CARRIER |  | 205272444 | HRCU-A-CB | 25VNA424A*030* | CNPV*3621AL*+UI | Singlezone Ducted, Centrally Ducted | 24000 | 24400 | 2.52 | 17940 | 2.13
CARRIER |  | 205272445 | HRCU-A-CB | 25VNA424A*030* | CNPV*3621AL*+UI | Singlezone Ducted, Centrally Ducted | 24000 | 24400 | 2.54 | 17940 | 2.15
CARRIER |  | 205272446 | HRCU-A-CB | 25VNA424A*030* | CNPV*3621AL*+UI | Singlezone Ducted, Centrally Ducted | 24000 | 24200 | 2.54 | 17792 | 2.15
CARRIER |  | 205272449 | HRCU-A-CB | 25VNA424A*030* | CNPV*4217AL*+UI | Singlezone Ducted, Centrally Ducted | 24000 | 24400 | 2.62 | 17940 | 2.21
CARRIER |  | 205272451 | HRCU-A-CB | 25VNA424A*030* | CNPV*4217AL*+UI | Singlezone Ducted, Centrally Ducted | 24000 | 24400 | 2.62 | 17940 | 2.21
CARRIER |  | 205272450 | HRCU-A-CB | 25VNA424A*030* | CNPV*4217AL*+UI | Singlezone Ducted, Centrally Ducted | 24000 | 24200 | 2.66 | 17792 | 2.25
CARRIER |  | 205272452 | HRCU-A-CB | 25VNA424A*030* | CNPV*4217AL*+UI | Singlezone Ducted, Centrally Ducted | 24000 | 24400 | 2.64 | 17940 | 2.23
CARRIER |  | 205272457 | HRCU-A-CB | 25VNA424A*030* | CNPV*4221AL*+UI | Singlezone Ducted, Centrally Ducted | 24000 | 24400 | 2.58 | 17940 | 2.17
CARRIER |  | 205272453 | HRCU-A-CB | 25VNA424A*030* | CNPV*4221AL*+UI | Singlezone Ducted, Centrally Ducted | 24000 | 24400 | 2.58 | 17940 | 2.17
CARRIER |  | 205272454 | HRCU-A-CB | 25VNA424A*030* | CNPV*4221AL*+UI | Singlezone Ducted, Centrally Ducted | 24000 | 24400 | 2.6 | 17940 | 2.19
CARRIER |  | 205272455 | HRCU-A-CB | 25VNA424A*030* | CNPV*4221AL*+UI | Singlezone Ducted, Centrally Ducted | 24000 | 24200 | 2.6 | 17792 | 2.19
CARRIER |  | 205272456 | HRCU-A-CB | 25VNA424A*030* | CNPV*4221AL*+UI | Singlezone Ducted, Centrally Ducted | 24000 | 24200 | 2.62 | 17792 | 2.21
CARRIER |  | 205272459 | HRCU-A-CB | 25VNA424A*030* | CNPV*4821AL*+UI | Singlezone Ducted, Centrally Ducted | 24000 | 24200 | 2.68 | 17792 | 2.26
CARRIER |  | 205272458 | HRCU-A-CB | 25VNA424A*030* | CNPV*4221AL*+UI | Singlezone Ducted, Centrally Ducted | 24000 | 24400 | 2.58 | 17940 | 2.17
CARRIER |  | 205272460 | HRCU-A-CB | 25VNA424A*030* | CNPV*4821AL*+UI | Singlezone Ducted, Centrally Ducted | 24000 | 24200 | 2.7 | 17792 | 2.28
CARRIER |  | 205272462 | HRCU-A-CB | 25VNA424A*030* | CNPV*4821AL*+UI | Singlezone Ducted, Centrally Ducted | 24000 | 24000 | 2.74 | 17645 | 2.31
CARRIER |  | 205272465 | HRCU-A-CB | 25VNA424A*030* | CNPV*4824AL*+UI | Singlezone Ducted, Centrally Ducted | 24000 | 24200 | 2.72 | 17792 | 2.3
CARRIER |  | 205272461 | HRCU-A-CB | 25VNA424A*030* | CNPV*4821AL*+UI | Singlezone Ducted, Centrally Ducted | 24000 | 24200 | 2.72 | 17792 | 2.3
CARRIER |  | 205272464 | HRCU-A-CB | 25VNA424A*030* | CNPV*4821AL*+UI | Singlezone Ducted, Centrally Ducted | 24000 | 24200 | 2.68 | 17792 | 2.26
CARRIER |  | 205272463 | HRCU-A-CB | 25VNA424A*030* | CNPV*4821AL*+UI | Singlezone Ducted, Centrally Ducted | 24000 | 24200 | 2.68 | 17792 | 2.26
CARRIER |  | 205272466 | HRCU-A-CB | 25VNA424A*030* | CNPV*4824AL*+UI | Singlezone Ducted, Centrally Ducted | 24000 | 24000 | 2.74 | 17645 | 2.31
CARRIER |  | 205272467 | HRCU-A-CB | 25VNA424A*030* | CNPV*4824AL*+UI | Singlezone Ducted, Centrally Ducted | 24000 | 24000 | 2.74 | 17645 | 2.31
CARRIER |  | 205272468 | HRCU-A-CB | 25VNA424A*030* | CNPV*4824AL*+UI | Singlezone Ducted, Centrally Ducted | 24000 | 24000 | 2.72 | 17645 | 2.3
CARRIER |  | 205272470 | HRCU-A-CB | 25VNA424A*030* | CNPV*6024AL*+UI | Singlezone Ducted, Centrally Ducted | 24000 | 23800 | 2.76 | 17498 | 2.33
CARRIER |  | 205272469 | HRCU-A-CB | 25VNA424A*030* | CNPV*6024AL*+UI | Singlezone Ducted, Centrally Ducted | 24000 | 23800 | 2.74 | 17498 | 2.31
CARRIER |  | 205272471 | HRCU-A-CB | 25VNA424A*030* | CNPV*6024AL*+UI | Singlezone Ducted, Centrally Ducted | 24000 | 23800 | 2.76 | 17498 | 2.33
CARRIER |  | 205272472 | HRCU-A-CB | 25VNA424A*030* | CNPV*6024AL*+UI | Singlezone Ducted, Centrally Ducted | 24000 | 23800 | 2.74 | 17498 | 2.31
CARRIER |  | 205272474 | HRCU-A-CB | 25VNA424A*030* | CSPH*3612AL*+UI | Singlezone Ducted, Centrally Ducted | 24000 | 24200 | 2.66 | 17792 | 2.25
CARRIER |  | 205272473 | HRCU-A-CB | 25VNA424A*030* | CSPH*3612AL*+UI | Singlezone Ducted, Centrally Ducted | 24000 | 24400 | 2.62 | 17940 | 2.21
CARRIER |  | 205272475 | HRCU-A-CB | 25VNA424A*030* | CSPH*3612AL*+UI | Singlezone Ducted, Centrally Ducted | 24000 | 24200 | 2.66 | 17792 | 2.25
CARRIER |  | 205272476 | HRCU-A-CB | 25VNA424A*030* | CSPH*3612AL*+UI | Singlezone Ducted, Centrally Ducted | 24000 | 24200 | 2.68 | 17792 | 2.26
CARRIER |  | 205272478 | HRCU-A-CB | 25VNA424A*030* | CSPH*3612AL*+UI | Singlezone Ducted, Centrally Ducted | 24000 | 24400 | 2.64 | 17940 | 2.23
CARRIER |  | 205272477 | HRCU-A-CB | 25VNA424A*030* | CSPH*3612AL*+UI | Singlezone Ducted, Centrally Ducted | 24000 | 24200 | 2.68 | 17792 | 2.26
CARRIER |  | 205272479 | HRCU-A-CB | 25VNA424A*030* | CSPH*3612AL*+UI | Singlezone Ducted, Centrally Ducted | 24000 | 24400 | 2.64 | 17940 | 2.23
CARRIER |  | 205272480 | HRCU-A-CB | 25VNA424A*030* | CSPH*3612AL*+UI | Singlezone Ducted, Centrally Ducted | 24000 | 24200 | 2.68 | 17792 | 2.26
CARRIER |  | 205272481 | HRCU-A-CB | 25VNA424A*030* | CSPH*4212AL*+UI | Singlezone Ducted, Centrally Ducted | 24000 | 24400 | 2.66 | 17940 | 2.25
CARRIER |  | 205272483 | HRCU-A-CB | 25VNA424A*030* | CSPH*4212AL*+UI | Singlezone Ducted, Centrally Ducted | 24000 | 24200 | 2.7 | 17792 | 2.28
CARRIER |  | 205272482 | HRCU-A-CB | 25VNA424A*030* | CSPH*4212AL*+UI | Singlezone Ducted, Centrally Ducted | 24000 | 24200 | 2.7 | 17792 | 2.28
CARRIER |  | 205272485 | HRCU-A-CB | 25VNA424A*030* | CSPH*4212AL*+UI | Singlezone Ducted, Centrally Ducted | 24000 | 24000 | 2.72 | 17645 | 2.3
CARRIER |  | 205272484 | HRCU-A-CB | 25VNA424A*030* | CSPH*4212AL*+UI | Singlezone Ducted, Centrally Ducted | 24000 | 24000 | 2.72 | 17645 | 2.3
CARRIER |  | 205272486 | HRCU-A-CB | 25VNA424A*030* | CSPH*4212AL*+UI | Singlezone Ducted, Centrally Ducted | 24000 | 24400 | 2.66 | 17940 | 2.25
CARRIER |  | 205272491 | HRCU-A-CB | 25VNA424A*030* | CSPH*4812AL*+UI | Singlezone Ducted, Centrally Ducted | 24000 | 24200 | 2.72 | 17792 | 2.3
CARRIER |  | 205272488 | HRCU-A-CB | 25VNA424A*030* | CSPH*4212AL*+UI | Singlezone Ducted, Centrally Ducted | 24000 | 24200 | 2.72 | 17792 | 2.3
CARRIER |  | 205272487 | HRCU-A-CB | 25VNA424A*030* | CSPH*4212AL*+UI | Singlezone Ducted, Centrally Ducted | 24000 | 24200 | 2.68 | 17792 | 2.26
CARRIER |  | 205272489 | HRCU-A-CB | 25VNA424A*030* | CSPH*4812AL*+UI | Singlezone Ducted, Centrally Ducted | 24000 | 24200 | 2.7 | 17792 | 2.28
CARRIER |  | 205272490 | HRCU-A-CB | 25VNA424A*030* | CSPH*4812AL*+UI | Singlezone Ducted, Centrally Ducted | 24000 | 24200 | 2.72 | 17792 | 2.3
CARRIER |  | 205272492 | HRCU-A-CB | 25VNA424A*030* | CSPH*4812AL*+UI | Singlezone Ducted, Centrally Ducted | 24000 | 24000 | 2.74 | 17645 | 2.31
CARRIER |  | 205272493 | HRCU-A-CB | 25VNA424A*030* | CSPH*4812AL*+UI | Singlezone Ducted, Centrally Ducted | 24000 | 24000 | 2.74 | 17645 | 2.31
CARRIER |  | 205272494 | HRCU-A-CB | 25VNA424A*030* | CSPH*4812AL*+UI | Singlezone Ducted, Centrally Ducted | 24000 | 24200 | 2.7 | 17792 | 2.28
CARRIER |  | 205272495 | HRCU-A-CB | 25VNA424A*030* | CSPH*4812AL*+UI | Singlezone Ducted, Centrally Ducted | 24000 | 24200 | 2.7 | 17792 | 2.28
CARRIER |  | 205272496 | HRCU-A-CB | 25VNA424A*030* | CSPH*4812AL*+UI | Singlezone Ducted, Centrally Ducted | 24000 | 24000 | 2.74 | 17645 | 2.31
CARRIER |  | 205272497 | HRCU-A-CB | 25VNA424A*030* | CSPH*6012AL*+UI | Singlezone Ducted, Centrally Ducted | 24000 | 24000 | 2.72 | 17645 | 2.3
CARRIER |  | 205272499 | HRCU-A-CB | 25VNA424A*030* | CSPH*6012AL*+UI | Singlezone Ducted, Centrally Ducted | 24000 | 23800 | 2.76 | 17498 | 2.33
CARRIER |  | 205272498 | HRCU-A-CB | 25VNA424A*030* | CSPH*6012AL*+UI | Singlezone Ducted, Centrally Ducted | 24000 | 23800 | 2.76 | 17498 | 2.33
CARRIER |  | 205272500 | HRCU-A-CB | 25VNA424A*030* | CSPH*6012AL*+UI | Singlezone Ducted, Centrally Ducted | 24000 | 23800 | 2.78 | 17498 | 2.34
CARRIER |  | 205272501 | HRCU-A-CB | 25VNA424A*030* | CSPH*6012AL*+UI | Singlezone Ducted, Centrally Ducted | 24000 | 23800 | 2.78 | 17498 | 2.34
CARRIER |  | 205272502 | HRCU-A-CB | 25VNA424A*030* | CSPH*6012AL*+UI | Singlezone Ducted, Centrally Ducted | 24000 | 24000 | 2.72 | 17645 | 2.3
CARRIER |  | 205272503 | HRCU-A-CB | 25VNA424A*030* | CSPH*6012AL*+UI | Singlezone Ducted, Centrally Ducted | 24000 | 24000 | 2.74 | 17645 | 2.31
CARRIER |  | 205272504 | HRCU-A-CB | 25VNA424A*030* | CSPH*6012AL*+UI | Singlezone Ducted, Centrally Ducted | 24000 | 23800 | 2.78 | 17498 | 2.34
CARRIER |  | 205272288 | HRCU-A-CB | 25VNA424A*030* | FE4AN(B,F)003L+UI | Singlezone Ducted, Centrally Ducted | 24000 | 24200 | 2.6 | 17792 | 2.19
CARRIER |  | 205272289 | HRCU-A-CB | 25VNA424A*030* | FE4AN(B,F)005L+UI | Singlezone Ducted, Centrally Ducted | 24000 | 23600 | 2.78 | 17351 | 2.34
CARRIER |  | 205272287 | HRCU-A-CB | 25VNA424A*030* | FE4ANF002L+UI | Singlezone Ducted, Centrally Ducted | 24000 | 24400 | 2.62 | 17940 | 2.21
CARRIER |  | 205272292 | HRCU-A-CB | 25VNA424A*030* | CAP**3617AL*+UI | Singlezone Ducted, Centrally Ducted | 24000 | 24400 | 2.56 | 17940 | 2.15
CARRIER |  | 205272293 | HRCU-A-CB | 25VNA424A*030* | CAP**3617AL*+UI | Singlezone Ducted, Centrally Ducted | 24000 | 24200 | 2.58 | 17792 | 2.17
CARRIER |  | 205272297 | HRCU-A-CB | 25VNA424A*030* | CAP**3621AL*+UI | Singlezone Ducted, Centrally Ducted | 24000 | 24200 | 2.58 | 17792 | 2.17
CARRIER |  | 205272298 | HRCU-A-CB | 25VNA424A*030* | CAP**3621AL*+UI | Singlezone Ducted, Centrally Ducted | 24000 | 24200 | 2.58 | 17792 | 2.17
CARRIER |  | 205272299 | HRCU-A-CB | 25VNA424A*030* | CAP**3621AL*+UI | Singlezone Ducted, Centrally Ducted | 24000 | 24200 | 2.6 | 17792 | 2.19
CARRIER |  | 205272300 | HRCU-A-CB | 25VNA424A*030* | CAP**3621AL*+UI | Singlezone Ducted, Centrally Ducted | 24000 | 24200 | 2.6 | 17792 | 2.19
CARRIER |  | 205272304 | HRCU-A-CB | 25VNA424A*030* | CAP**4221AL*+UI | Singlezone Ducted, Centrally Ducted | 24000 | 24200 | 2.62 | 17792 | 2.21
CARRIER |  | 205272305 | HRCU-A-CB | 25VNA424A*030* | CAP**4221AL*+UI | Singlezone Ducted, Centrally Ducted | 24000 | 24200 | 2.64 | 17792 | 2.23
CARRIER |  | 205272306 | HRCU-A-CB | 25VNA424A*030* | CAP**4221AL*+UI | Singlezone Ducted, Centrally Ducted | 24000 | 24200 | 2.64 | 17792 | 2.23
CARRIER |  | 205272307 | HRCU-A-CB | 25VNA424A*030* | CAP**4221AL*+UI | Singlezone Ducted, Centrally Ducted | 24000 | 24200 | 2.64 | 17792 | 2.23
CARRIER |  | 205272309 | HRCU-A-CB | 25VNA424A*030* | CAP**4224AL*+UI | Singlezone Ducted, Centrally Ducted | 24000 | 24200 | 2.62 | 17792 | 2.21
CARRIER |  | 205272310 | HRCU-A-CB | 25VNA424A*030* | CAP**4224AL*+UI | Singlezone Ducted, Centrally Ducted | 24000 | 24200 | 2.64 | 17792 | 2.23
CARRIER |  | 205272311 | HRCU-A-CB | 25VNA424A*030* | CAP**4224AL*+UI | Singlezone Ducted, Centrally Ducted | 24000 | 24200 | 2.62 | 17792 | 2.21
CARRIER |  | 205272314 | HRCU-A-CB | 25VNA424A*030* | CAP**4821AL*+UI | Singlezone Ducted, Centrally Ducted | 24000 | 24000 | 2.72 | 17645 | 2.3
CARRIER |  | 205272312 | HRCU-A-CB | 25VNA424A*030* | CAP**4224AL*+UI | Singlezone Ducted, Centrally Ducted | 24000 | 24200 | 2.64 | 17792 | 2.23
CARRIER |  | 205272315 | HRCU-A-CB | 25VNA424A*030* | CAP**4821AL*+UI | Singlezone Ducted, Centrally Ducted | 24000 | 24000 | 2.72 | 17645 | 2.3
CARRIER |  | 205272316 | HRCU-A-CB | 25VNA424A*030* | CAP**4821AL*+UI | Singlezone Ducted, Centrally Ducted | 24000 | 24000 | 2.74 | 17645 | 2.31
CARRIER |  | 205272317 | HRCU-A-CB | 25VNA424A*030* | CAP**4821AL*+UI | Singlezone Ducted, Centrally Ducted | 24000 | 24000 | 2.76 | 17645 | 2.33
CARRIER |  | 205272318 | HRCU-A-CB | 25VNA424A*030* | CAP**4821AL*+UI | Singlezone Ducted, Centrally Ducted | 24000 | 23800 | 2.76 | 17498 | 2.33
CARRIER |  | 205272319 | HRCU-A-CB | 25VNA424A*030* | CAP**4821AL*+UI | Singlezone Ducted, Centrally Ducted | 24000 | 23800 | 2.76 | 17498 | 2.33
CARRIER |  | 205272320 | HRCU-A-CB | 25VNA424A*030* | CAP**4824AL*+UI | Singlezone Ducted, Centrally Ducted | 24000 | 24000 | 2.72 | 17645 | 2.3
CARRIER |  | 205272321 | HRCU-A-CB | 25VNA424A*030* | CAP**4824AL*+UI | Singlezone Ducted, Centrally Ducted | 24000 | 24000 | 2.74 | 17645 | 2.31
CARRIER |  | 205272322 | HRCU-A-CB | 25VNA424A*030* | CAP**4824AL*+UI | Singlezone Ducted, Centrally Ducted | 24000 | 23800 | 2.76 | 17498 | 2.33
CARRIER |  | 205272324 | HRCU-A-CB | 25VNA424A*030* | CAP**4824AL*+UI | Singlezone Ducted, Centrally Ducted | 24000 | 23800 | 2.76 | 17498 | 2.33
CARRIER |  | 205272323 | HRCU-A-CB | 25VNA424A*030* | CAP**4824AL*+UI | Singlezone Ducted, Centrally Ducted | 24000 | 24000 | 2.74 | 17645 | 2.31
CARRIER |  | 205272325 | HRCU-A-CB | 25VNA424A*030* | CAP**6024AL*+UI | Singlezone Ducted, Centrally Ducted | 24000 | 23800 | 2.72 | 17498 | 2.29
CARRIER |  | 205272326 | HRCU-A-CB | 25VNA424A*030* | CAP**6024AL*+UI | Singlezone Ducted, Centrally Ducted | 24000 | 23600 | 2.76 | 17351 | 2.32
CARRIER |  | 205272327 | HRCU-A-CB | 25VNA424A*030* | CAP**6024AL*+UI | Singlezone Ducted, Centrally Ducted | 24000 | 23600 | 2.76 | 17351 | 2.32
CARRIER |  | 205272328 | HRCU-A-CB | 25VNA424A*030* | CAP**6024AL*+UI | Singlezone Ducted, Centrally Ducted | 24000 | 23600 | 2.76 | 17351 | 2.32
CARRIER |  | 205272329 | HRCU-A-CB | 25VNA424A*030* | CAP**6024AL*+UI | Singlezone Ducted, Centrally Ducted | 24000 | 23600 | 2.76 | 17351 | 2.32
CARRIER |  | 205272337 | HRCU-A-CB | 25VNA424A*030* | CNPV*3621AL*+UI | Singlezone Ducted, Centrally Ducted | 24000 | 24400 | 2.54 | 17940 | 2.15
CARRIER |  | 205272333 | HRCU-A-CB | 25VNA424A*030* | CNPV*3617AL*+UI | Singlezone Ducted, Centrally Ducted | 24000 | 24200 | 2.54 | 17792 | 2.15
CARRIER |  | 205272332 | HRCU-A-CB | 25VNA424A*030* | CNPV*3617AL*+UI | Singlezone Ducted, Centrally Ducted | 24000 | 24400 | 2.52 | 17940 | 2.13
CARRIER |  | 205272338 | HRCU-A-CB | 25VNA424A*030* | CNPV*3621AL*+UI | Singlezone Ducted, Centrally Ducted | 24000 | 24400 | 2.54 | 17940 | 2.15
CARRIER |  | 205272339 | HRCU-A-CB | 25VNA424A*030* | CNPV*3621AL*+UI | Singlezone Ducted, Centrally Ducted | 24000 | 24200 | 2.56 | 17792 | 2.15
CARRIER |  | 205272340 | HRCU-A-CB | 25VNA424A*030* | CNPV*3621AL*+UI | Singlezone Ducted, Centrally Ducted | 24000 | 24200 | 2.54 | 17792 | 2.15
CARRIER |  | 205272343 | HRCU-A-CB | 25VNA424A*030* | CNPV*4217AL*+UI | Singlezone Ducted, Centrally Ducted | 24000 | 24200 | 2.66 | 17792 | 2.25
CARRIER |  | 205272344 | HRCU-A-CB | 25VNA424A*030* | CNPV*4217AL*+UI | Singlezone Ducted, Centrally Ducted | 24000 | 24200 | 2.68 | 17792 | 2.26
CARRIER |  | 205272349 | HRCU-A-CB | 25VNA424A*030* | CNPV*4221AL*+UI | Singlezone Ducted, Centrally Ducted | 24000 | 24200 | 2.62 | 17792 | 2.21
CARRIER |  | 205272348 | HRCU-A-CB | 25VNA424A*030* | CNPV*4221AL*+UI | Singlezone Ducted, Centrally Ducted | 24000 | 24200 | 2.62 | 17792 | 2.21
CARRIER |  | 205272350 | HRCU-A-CB | 25VNA424A*030* | CNPV*4221AL*+UI | Singlezone Ducted, Centrally Ducted | 24000 | 24200 | 2.62 | 17792 | 2.21
CARRIER |  | 205272351 | HRCU-A-CB | 25VNA424A*030* | CNPV*4221AL*+UI | Singlezone Ducted, Centrally Ducted | 24000 | 24200 | 2.62 | 17792 | 2.21
CARRIER |  | 205272353 | HRCU-A-CB | 25VNA424A*030* | CNPV*4821AL*+UI | Singlezone Ducted, Centrally Ducted | 24000 | 24200 | 2.7 | 17792 | 2.28
CARRIER |  | 205272354 | HRCU-A-CB | 25VNA424A*030* | CNPV*4821AL*+UI | Singlezone Ducted, Centrally Ducted | 24000 | 24200 | 2.7 | 17792 | 2.28
CARRIER |  | 205272358 | HRCU-A-CB | 25VNA424A*030* | CNPV*4821AL*+UI | Singlezone Ducted, Centrally Ducted | 24000 | 24000 | 2.74 | 17645 | 2.31
CARRIER |  | 205272355 | HRCU-A-CB | 25VNA424A*030* | CNPV*4821AL*+UI | Singlezone Ducted, Centrally Ducted | 24000 | 24000 | 2.72 | 17645 | 2.3
CARRIER |  | 205272356 | HRCU-A-CB | 25VNA424A*030* | CNPV*4821AL*+UI | Singlezone Ducted, Centrally Ducted | 24000 | 24000 | 2.72 | 17645 | 2.3
CARRIER |  | 205272357 | HRCU-A-CB | 25VNA424A*030* | CNPV*4821AL*+UI | Singlezone Ducted, Centrally Ducted | 24000 | 24000 | 2.74 | 17645 | 2.31
CARRIER |  | 205272359 | HRCU-A-CB | 25VNA424A*030* | CNPV*4824AL*+UI | Singlezone Ducted, Centrally Ducted | 24000 | 24200 | 2.7 | 17792 | 2.28
CARRIER |  | 205272360 | HRCU-A-CB | 25VNA424A*030* | CNPV*4824AL*+UI | Singlezone Ducted, Centrally Ducted | 24000 | 24000 | 2.72 | 17645 | 2.3
CARRIER |  | 205272361 | HRCU-A-CB | 25VNA424A*030* | CNPV*4824AL*+UI | Singlezone Ducted, Centrally Ducted | 24000 | 24000 | 2.72 | 17645 | 2.3
CARRIER |  | 205272362 | HRCU-A-CB | 25VNA424A*030* | CNPV*4824AL*+UI | Singlezone Ducted, Centrally Ducted | 24000 | 24000 | 2.72 | 17645 | 2.3
CARRIER |  | 205272363 | HRCU-A-CB | 25VNA424A*030* | CNPV*4824AL*+UI | Singlezone Ducted, Centrally Ducted | 24000 | 24000 | 2.74 | 17645 | 2.31
CARRIER |  | 205272364 | HRCU-A-CB | 25VNA424A*030* | CNPV*6024AL*+UI | Singlezone Ducted, Centrally Ducted | 24000 | 24000 | 2.72 | 17645 | 2.3
CARRIER |  | 205272365 | HRCU-A-CB | 25VNA424A*030* | CNPV*6024AL*+UI | Singlezone Ducted, Centrally Ducted | 24000 | 23800 | 2.74 | 17498 | 2.31
CARRIER |  | 205272373 | HRCU-A-CB | 25VNA424A*030* | CSPH*3612AL*+UI | Singlezone Ducted, Centrally Ducted | 24000 | 24200 | 2.68 | 17792 | 2.26
CARRIER |  | 205272366 | HRCU-A-CB | 25VNA424A*030* | CNPV*6024AL*+UI | Singlezone Ducted, Centrally Ducted | 24000 | 23800 | 2.74 | 17498 | 2.31
CARRIER |  | 205272367 | HRCU-A-CB | 25VNA424A*030* | CNPV*6024AL*+UI | Singlezone Ducted, Centrally Ducted | 24000 | 23800 | 2.74 | 17498 | 2.31
CARRIER |  | 205272368 | HRCU-A-CB | 25VNA424A*030* | CNPV*6024AL*+UI | Singlezone Ducted, Centrally Ducted | 24000 | 23800 | 2.76 | 17498 | 2.33
CARRIER |  | 205272377 | HRCU-A-CB | 25VNA424A*030* | CSPH*3612AL*+UI | Singlezone Ducted, Centrally Ducted | 24000 | 24200 | 2.68 | 17792 | 2.26
CARRIER |  | 205272374 | HRCU-A-CB | 25VNA424A*030* | CSPH*3612AL*+UI | Singlezone Ducted, Centrally Ducted | 24000 | 24200 | 2.68 | 17792 | 2.26
CARRIER |  | 205272375 | HRCU-A-CB | 25VNA424A*030* | CSPH*3612AL*+UI | Singlezone Ducted, Centrally Ducted | 24000 | 24200 | 2.66 | 17792 | 2.25
CARRIER |  | 205272376 | HRCU-A-CB | 25VNA424A*030* | CSPH*3612AL*+UI | Singlezone Ducted, Centrally Ducted | 24000 | 24200 | 2.68 | 17792 | 2.26
CARRIER |  | 205272381 | HRCU-A-CB | 25VNA424A*030* | CSPH*4212AL*+UI | Singlezone Ducted, Centrally Ducted | 24000 | 24200 | 2.7 | 17792 | 2.28
CARRIER |  | 205272382 | HRCU-A-CB | 25VNA424A*030* | CSPH*4212AL*+UI | Singlezone Ducted, Centrally Ducted | 24000 | 24000 | 2.72 | 17645 | 2.3
CARRIER |  | 205272385 | HRCU-A-CB | 25VNA424A*030* | CSPH*4212AL*+UI | Singlezone Ducted, Centrally Ducted | 24000 | 24000 | 2.72 | 17645 | 2.3
CARRIER |  | 205272383 | HRCU-A-CB | 25VNA424A*030* | CSPH*4212AL*+UI | Singlezone Ducted, Centrally Ducted | 24000 | 24200 | 2.7 | 17792 | 2.28
CARRIER |  | 205272384 | HRCU-A-CB | 25VNA424A*030* | CSPH*4212AL*+UI | Singlezone Ducted, Centrally Ducted | 24000 | 24200 | 2.7 | 17792 | 2.28
CARRIER |  | 205272386 | HRCU-A-CB | 25VNA424A*030* | CSPH*4212AL*+UI | Singlezone Ducted, Centrally Ducted | 24000 | 24000 | 2.72 | 17645 | 2.3
CARRIER |  | 205272390 | HRCU-A-CB | 25VNA424A*030* | CSPH*4812AL*+UI | Singlezone Ducted, Centrally Ducted | 24000 | 24000 | 2.74 | 17645 | 2.31
CARRIER |  | 205272391 | HRCU-A-CB | 25VNA424A*030* | CSPH*4812AL*+UI | Singlezone Ducted, Centrally Ducted | 24000 | 24000 | 2.74 | 17645 | 2.31
CARRIER |  | 205272392 | HRCU-A-CB | 25VNA424A*030* | CSPH*4812AL*+UI | Singlezone Ducted, Centrally Ducted | 24000 | 24000 | 2.74 | 17645 | 2.31
CARRIER |  | 205272394 | HRCU-A-CB | 25VNA424A*030* | CSPH*4812AL*+UI | Singlezone Ducted, Centrally Ducted | 24000 | 24000 | 2.74 | 17645 | 2.31
CARRIER |  | 205272393 | HRCU-A-CB | 25VNA424A*030* | CSPH*4812AL*+UI | Singlezone Ducted, Centrally Ducted | 24000 | 24200 | 2.72 | 17792 | 2.3
CARRIER |  | 205272395 | HRCU-A-CB | 25VNA424A*030* | CSPH*4812AL*+UI | Singlezone Ducted, Centrally Ducted | 24000 | 24000 | 2.74 | 17645 | 2.31
CARRIER |  | 205272397 | HRCU-A-CB | 25VNA424A*030* | CSPH*6012AL*+UI | Singlezone Ducted, Centrally Ducted | 24000 | 24000 | 2.74 | 17645 | 2.31
CARRIER |  | 205272398 | HRCU-A-CB | 25VNA424A*030* | CSPH*6012AL*+UI | Singlezone Ducted, Centrally Ducted | 24000 | 23800 | 2.74 | 17498 | 2.31
CARRIER |  | 205272399 | HRCU-A-CB | 25VNA424A*030* | CSPH*6012AL*+UI | Singlezone Ducted, Centrally Ducted | 24000 | 23800 | 2.76 | 17498 | 2.33
CARRIER |  | 205272400 | HRCU-A-CB | 25VNA424A*030* | CSPH*6012AL*+UI | Singlezone Ducted, Centrally Ducted | 24000 | 23800 | 2.78 | 17498 | 2.34
CARRIER |  | 205272401 | HRCU-A-CB | 25VNA424A*030* | CSPH*6012AL*+UI | Singlezone Ducted, Centrally Ducted | 24000 | 23800 | 2.76 | 17498 | 2.33
CARRIER |  | 205272405 | HRCU-A-CB | 25VNA424A*030* | CAP**3617AL*+UI | Singlezone Ducted, Centrally Ducted | 24000 | 24400 | 2.54 | 17940 | 2.15
CARRIER |  | 205272403 | HRCU-A-CB | 25VNA424A*030* | CSPH*6012AL*+UI | Singlezone Ducted, Centrally Ducted | 24000 | 23800 | 2.78 | 17498 | 2.34
CARRIER |  | 205272402 | HRCU-A-CB | 25VNA424A*030* | CSPH*6012AL*+UI | Singlezone Ducted, Centrally Ducted | 24000 | 23800 | 2.76 | 17498 | 2.33
CARRIER |  | 205272404 | HRCU-A-CB | 25VNA424A*030* | CSPH*6012AL*+UI | Singlezone Ducted, Centrally Ducted | 24000 | 23800 | 2.78 | 17498 | 2.34
CARRIER |  | 205272406 | HRCU-A-CB | 25VNA424A*030* | CAP**3617AL*+UI | Singlezone Ducted, Centrally Ducted | 24000 | 24400 | 2.56 | 17940 | 2.15
CARRIER |  | 205272407 | HRCU-A-CB | 25VNA424A*030* | CAP**3617AL*+UI | Singlezone Ducted, Centrally Ducted | 24000 | 24400 | 2.54 | 17940 | 2.15
CARRIER |  | 205272408 | HRCU-A-CB | 25VNA424A*030* | CAP**3617AL*+UI | Singlezone Ducted, Centrally Ducted | 24000 | 24400 | 2.54 | 17940 | 2.15
CARRIER |  | 205272410 | HRCU-A-CB | 25VNA424A*030* | CAP**3621AL*+UI | Singlezone Ducted, Centrally Ducted | 24000 | 24200 | 2.58 | 17792 | 2.17
CARRIER |  | 205272409 | HRCU-A-CB | 25VNA424A*030* | CAP**3621AL*+UI | Singlezone Ducted, Centrally Ducted | 24000 | 24400 | 2.54 | 17940 | 2.15
CARRIER |  | 205272411 | HRCU-A-CB | 25VNA424A*030* | CAP**3621AL*+UI | Singlezone Ducted, Centrally Ducted | 24000 | 24200 | 2.58 | 17792 | 2.17
CARRIER |  | 205272412 | HRCU-A-CB | 25VNA424A*030* | CAP**3621AL*+UI | Singlezone Ducted, Centrally Ducted | 24000 | 24200 | 2.6 | 17792 | 2.19
CARRIER |  | 205272413 | HRCU-A-CB | 25VNA424A*030* | CAP**3621AL*+UI | Singlezone Ducted, Centrally Ducted | 24000 | 24400 | 2.54 | 17940 | 2.15
CARRIER |  | 205272414 | HRCU-A-CB | 25VNA424A*030* | CAP**3621AL*+UI | Singlezone Ducted, Centrally Ducted | 24000 | 24400 | 2.56 | 17940 | 2.15
CARRIER |  | 205272290 | HRCU-A-CB | 25VNA424A*030* | CAP**3617AL*+UI | Singlezone Ducted, Centrally Ducted | 24000 | 24600 | 2.54 | 18087 | 2.14
CARRIER |  | 205272291 | HRCU-A-CB | 25VNA424A*030* | CAP**3617AL*+UI | Singlezone Ducted, Centrally Ducted | 24000 | 24400 | 2.54 | 17940 | 2.15
CARRIER |  | 205272294 | HRCU-A-CB | 25VNA424A*030* | CAP**3621AL*+UI | Singlezone Ducted, Centrally Ducted | 24000 | 24400 | 2.54 | 17940 | 2.15
CARRIER |  | 205272295 | HRCU-A-CB | 25VNA424A*030* | CAP**3621AL*+UI | Singlezone Ducted, Centrally Ducted | 24000 | 24400 | 2.56 | 17940 | 2.15
CARRIER |  | 205272296 | HRCU-A-CB | 25VNA424A*030* | CAP**3621AL*+UI | Singlezone Ducted, Centrally Ducted | 24000 | 24400 | 2.56 | 17940 | 2.15
CARRIER |  | 205272301 | HRCU-A-CB | 25VNA424A*030* | CAP**4221AL*+UI | Singlezone Ducted, Centrally Ducted | 24000 | 24400 | 2.58 | 17940 | 2.17
CARRIER |  | 205272302 | HRCU-A-CB | 25VNA424A*030* | CAP**4221AL*+UI | Singlezone Ducted, Centrally Ducted | 24000 | 24400 | 2.6 | 17940 | 2.19
CARRIER |  | 205272303 | HRCU-A-CB | 25VNA424A*030* | CAP**4221AL*+UI | Singlezone Ducted, Centrally Ducted | 24000 | 24200 | 2.6 | 17792 | 2.19
CARRIER |  | 205272313 | HRCU-A-CB | 25VNA424A*030* | CAP**4821AL*+UI | Singlezone Ducted, Centrally Ducted | 24000 | 24200 | 2.7 | 17792 | 2.28
CARRIER |  | 205272308 | HRCU-A-CB | 25VNA424A*030* | CAP**4224AL*+UI | Singlezone Ducted, Centrally Ducted | 24000 | 24200 | 2.6 | 17792 | 2.19
CARRIER |  | 205272330 | HRCU-A-CB | 25VNA424A*030* | CNPV*3617AL*+UI | Singlezone Ducted, Centrally Ducted | 24000 | 24600 | 2.5 | 18087 | 2.11
CARRIER |  | 205272335 | HRCU-A-CB | 25VNA424A*030* | CNPV*3621AL*+UI | Singlezone Ducted, Centrally Ducted | 24000 | 24400 | 2.52 | 17940 | 2.13
CARRIER |  | 205272331 | HRCU-A-CB | 25VNA424A*030* | CNPV*3617AL*+UI | Singlezone Ducted, Centrally Ducted | 24000 | 24400 | 2.52 | 17940 | 2.13
CARRIER |  | 205272334 | HRCU-A-CB | 25VNA424A*030* | CNPV*3621AL*+UI | Singlezone Ducted, Centrally Ducted | 24000 | 24600 | 2.5 | 18087 | 2.11
CARRIER |  | 205272336 | HRCU-A-CB | 25VNA424A*030* | CNPV*3621AL*+UI | Singlezone Ducted, Centrally Ducted | 24000 | 24400 | 2.52 | 17940 | 2.13
CARRIER |  | 205272341 | HRCU-A-CB | 25VNA424A*030* | CNPV*4217AL*+UI | Singlezone Ducted, Centrally Ducted | 24000 | 24400 | 2.62 | 17940 | 2.21
CARRIER |  | 205272342 | HRCU-A-CB | 25VNA424A*030* | CNPV*4217AL*+UI | Singlezone Ducted, Centrally Ducted | 24000 | 24400 | 2.64 | 17940 | 2.23
CARRIER |  | 205272345 | HRCU-A-CB | 25VNA424A*030* | CNPV*4221AL*+UI | Singlezone Ducted, Centrally Ducted | 24000 | 24400 | 2.56 | 17940 | 2.15
CARRIER |  | 205272347 | HRCU-A-CB | 25VNA424A*030* | CNPV*4221AL*+UI | Singlezone Ducted, Centrally Ducted | 24000 | 24400 | 2.6 | 17940 | 2.19
CARRIER |  | 205272346 | HRCU-A-CB | 25VNA424A*030* | CNPV*4221AL*+UI | Singlezone Ducted, Centrally Ducted | 24000 | 24400 | 2.58 | 17940 | 2.17
CARRIER |  | 205272352 | HRCU-A-CB | 25VNA424A*030* | CNPV*4821AL*+UI | Singlezone Ducted, Centrally Ducted | 24000 | 24400 | 2.68 | 17940 | 2.26
CARRIER |  | 205272369 | HRCU-A-CB | 25VNA424A*030* | CSPH*3612AL*+UI | Singlezone Ducted, Centrally Ducted | 24000 | 24400 | 2.62 | 17940 | 2.21
CARRIER |  | 205272370 | HRCU-A-CB | 25VNA424A*030* | CSPH*3612AL*+UI | Singlezone Ducted, Centrally Ducted | 24000 | 24400 | 2.64 | 17940 | 2.23
CARRIER |  | 205272379 | HRCU-A-CB | 25VNA424A*030* | CSPH*4212AL*+UI | Singlezone Ducted, Centrally Ducted | 24000 | 24200 | 2.68 | 17792 | 2.26
CARRIER |  | 205272371 | HRCU-A-CB | 25VNA424A*030* | CSPH*3612AL*+UI | Singlezone Ducted, Centrally Ducted | 24000 | 24400 | 2.64 | 17940 | 2.23
CARRIER |  | 205272380 | HRCU-A-CB | 25VNA424A*030* | CSPH*4212AL*+UI | Singlezone Ducted, Centrally Ducted | 24000 | 24200 | 2.68 | 17792 | 2.26
CARRIER |  | 205272387 | HRCU-A-CB | 25VNA424A*030* | CSPH*4812AL*+UI | Singlezone Ducted, Centrally Ducted | 24000 | 24400 | 2.68 | 17940 | 2.26
CARRIER |  | 205272372 | HRCU-A-CB | 25VNA424A*030* | CSPH*3612AL*+UI | Singlezone Ducted, Centrally Ducted | 24000 | 24200 | 2.68 | 17792 | 2.26
CARRIER |  | 205272378 | HRCU-A-CB | 25VNA424A*030* | CSPH*4212AL*+UI | Singlezone Ducted, Centrally Ducted | 24000 | 24400 | 2.66 | 17940 | 2.25
CARRIER |  | 205272388 | HRCU-A-CB | 25VNA424A*030* | CSPH*4812AL*+UI | Singlezone Ducted, Centrally Ducted | 24000 | 24200 | 2.7 | 17792 | 2.28
CARRIER |  | 205272389 | HRCU-A-CB | 25VNA424A*030* | CSPH*4812AL*+UI | Singlezone Ducted, Centrally Ducted | 24000 | 24200 | 2.7 | 17792 | 2.28
CARRIER |  | 205272396 | HRCU-A-CB | 25VNA424A*030* | CSPH*6012AL*+UI | Singlezone Ducted, Centrally Ducted | 24000 | 24000 | 2.72 | 17645 | 2.3
CARRIER |  | 205272518 | HRCU-A-CB | 25VNA436A*030* | CAP**3721AL*+UI | Singlezone Ducted, Centrally Ducted | 35400 | 33600 | 2.52 | 28445 | 2.14
CARRIER |  | 205272520 | HRCU-A-CB | 25VNA436A*030* | CAP**3721AL*+UI | Singlezone Ducted, Centrally Ducted | 35400 | 33600 | 2.52 | 28445 | 2.14
CARRIER |  | 205272551 | HRCU-A-CB | 25VNA436A*030* | CAP**4321AL*+UI | Singlezone Ducted, Centrally Ducted | 35200 | 33400 | 2.54 | 28276 | 2.16
CARRIER |  | 205272521 | HRCU-A-CB | 25VNA436A*030* | CAP**3721AL*+UI | Singlezone Ducted, Centrally Ducted | 35400 | 33600 | 2.52 | 28445 | 2.14
CARRIER |  | 205272522 | HRCU-A-CB | 25VNA436A*030* | CAP**3721AL*+UI | Singlezone Ducted, Centrally Ducted | 35400 | 33600 | 2.52 | 28445 | 2.14
CARRIER |  | 205272556 | HRCU-A-CB | 25VNA436A*030* | CAP**4321AL*+UI | Singlezone Ducted, Centrally Ducted | 35200 | 33400 | 2.54 | 28276 | 2.16
CARRIER |  | 205272560 | HRCU-A-CB | 25VNA436A*030* | CAP**4321AL*+UI | Singlezone Ducted, Centrally Ducted | 35200 | 33400 | 2.54 | 28276 | 2.16
CARRIER |  | 205272578 | HRCU-A-CB | 25VNA436A*030* | CAP**4824AL*+UI | Singlezone Ducted, Centrally Ducted | 35200 | 33200 | 2.52 | 28107 | 2.14
CARRIER |  | 205272559 | HRCU-A-CB | 25VNA436A*030* | CAP**4321AL*+UI | Singlezone Ducted, Centrally Ducted | 35400 | 33600 | 2.52 | 28445 | 2.14
CARRIER |  | 205272558 | HRCU-A-CB | 25VNA436A*030* | CAP**4321AL*+UI | Singlezone Ducted, Centrally Ducted | 35200 | 33400 | 2.54 | 28276 | 2.16
CARRIER |  | 205272579 | HRCU-A-CB | 25VNA436A*030* | CAP**4824AL*+UI | Singlezone Ducted, Centrally Ducted | 35200 | 33000 | 2.54 | 27937 | 2.16
CARRIER |  | 205272586 | HRCU-A-CB | 25VNA436A*030* | CAP**4824AL*+UI | Singlezone Ducted, Centrally Ducted | 35200 | 33200 | 2.52 | 28107 | 2.14
CARRIER |  | 205272589 | HRCU-A-CB | 25VNA436A*030* | CAP**6024AL*+UI | Singlezone Ducted, Centrally Ducted | 34400 | 32800 | 2.52 | 27768 | 2.14
CARRIER |  | 205272590 | HRCU-A-CB | 25VNA436A*030* | CAP**6024AL*+UI | Singlezone Ducted, Centrally Ducted | 34400 | 32600 | 2.54 | 27599 | 2.16
CARRIER |  | 205272593 | HRCU-A-CB | 25VNA436A*030* | CAP**6024AL*+UI | Singlezone Ducted, Centrally Ducted | 34600 | 32800 | 2.52 | 27768 | 2.14
CARRIER |  | 205272592 | HRCU-A-CB | 25VNA436A*030* | CAP**6024AL*+UI | Singlezone Ducted, Centrally Ducted | 34600 | 33000 | 2.5 | 27937 | 2.13
CARRIER |  | 205272591 | HRCU-A-CB | 25VNA436A*030* | CAP**6024AL*+UI | Singlezone Ducted, Centrally Ducted | 34400 | 32800 | 2.52 | 27768 | 2.14
CARRIER |  | 205272594 | HRCU-A-CB | 25VNA436A*030* | CAP**6024AL*+UI | Singlezone Ducted, Centrally Ducted | 34600 | 33000 | 2.5 | 27937 | 2.13
CARRIER |  | 205272596 | HRCU-A-CB | 25VNA436A*030* | CAP**6024AL*+UI | Singlezone Ducted, Centrally Ducted | 34600 | 32800 | 2.52 | 27768 | 2.14
CARRIER |  | 205272595 | HRCU-A-CB | 25VNA436A*030* | CAP**6024AL*+UI | Singlezone Ducted, Centrally Ducted | 34600 | 33000 | 2.5 | 27937 | 2.13
CARRIER |  | 205272602 | HRCU-A-CB | 25VNA436A*030* | CAP**6121AL*+UI | Singlezone Ducted, Centrally Ducted | 34800 | 33000 | 2.54 | 27937 | 2.16
CARRIER |  | 205272597 | HRCU-A-CB | 25VNA436A*030* | CAP**6024AL*+UI | Singlezone Ducted, Centrally Ducted | 34400 | 32800 | 2.52 | 27768 | 2.14
CARRIER |  | 205272601 | HRCU-A-CB | 25VNA436A*030* | CAP**6121AL*+UI | Singlezone Ducted, Centrally Ducted | 35200 | 33200 | 2.5 | 28107 | 2.12
CARRIER |  | 205272608 | HRCU-A-CB | 25VNA436A*030* | CAP**6121AL*+UI | Singlezone Ducted, Centrally Ducted | 35000 | 33000 | 2.54 | 27937 | 2.16
CARRIER |  | 205272607 | HRCU-A-CB | 25VNA436A*030* | CAP**6121AL*+UI | Singlezone Ducted, Centrally Ducted | 35000 | 33200 | 2.52 | 28107 | 2.14
CARRIER |  | 205272609 | HRCU-A-CB | 25VNA436A*030* | CAP**6121AL*+UI | Singlezone Ducted, Centrally Ducted | 35000 | 33200 | 2.52 | 28107 | 2.14
CARRIER |  | 205272610 | HRCU-A-CB | 25VNA436A*030* | CAP**6121AL*+UI | Singlezone Ducted, Centrally Ducted | 35000 | 33000 | 2.54 | 27937 | 2.16
CARRIER |  | 205272611 | HRCU-A-CB | 25VNA436A*030* | CAP**6121AL*+UI | Singlezone Ducted, Centrally Ducted | 35000 | 33200 | 2.52 | 28107 | 2.14
CARRIER |  | 205272612 | HRCU-A-CB | 25VNA436A*030* | CAP**6121AL*+UI | Singlezone Ducted, Centrally Ducted | 35000 | 33000 | 2.54 | 27937 | 2.16
CARRIER |  | 205272614 | HRCU-A-CB | 25VNA436A*030* | CAP**6124AL*+UI | Singlezone Ducted, Centrally Ducted | 35000 | 33200 | 2.52 | 28107 | 2.14
CARRIER |  | 205272615 | HRCU-A-CB | 25VNA436A*030* | CAP**6124AL*+UI | Singlezone Ducted, Centrally Ducted | 34800 | 33000 | 2.56 | 27937 | 2.18
CARRIER |  | 205272616 | HRCU-A-CB | 25VNA436A*030* | CAP**6124AL*+UI | Singlezone Ducted, Centrally Ducted | 34600 | 32800 | 2.56 | 27768 | 2.18
CARRIER |  | 205272619 | HRCU-A-CB | 25VNA436A*030* | CAP**6124AL*+UI | Singlezone Ducted, Centrally Ducted | 34800 | 33000 | 2.54 | 27937 | 2.16
CARRIER |  | 205272620 | HRCU-A-CB | 25VNA436A*030* | CAP**6124AL*+UI | Singlezone Ducted, Centrally Ducted | 35000 | 33000 | 2.54 | 27937 | 2.16
CARRIER |  | 205272617 | HRCU-A-CB | 25VNA436A*030* | CAP**6124AL*+UI | Singlezone Ducted, Centrally Ducted | 34800 | 33000 | 2.56 | 27937 | 2.18
CARRIER |  | 205272618 | HRCU-A-CB | 25VNA436A*030* | CAP**6124AL*+UI | Singlezone Ducted, Centrally Ducted | 35000 | 33200 | 2.52 | 28107 | 2.14
CARRIER |  | 205272621 | HRCU-A-CB | 25VNA436A*030* | CAP**6124AL*+UI | Singlezone Ducted, Centrally Ducted | 35000 | 33200 | 2.52 | 28107 | 2.14
CARRIER |  | 205272622 | HRCU-A-CB | 25VNA436A*030* | CAP**6124AL*+UI | Singlezone Ducted, Centrally Ducted | 34800 | 33000 | 2.54 | 27937 | 2.16
CARRIER |  | 205272623 | HRCU-A-CB | 25VNA436A*030* | CAP**6124AL*+UI | Singlezone Ducted, Centrally Ducted | 34800 | 33000 | 2.54 | 27937 | 2.16
CARRIER |  | 205272665 | HRCU-A-CB | 25VNA436A*030* | CNPV*4824AL*+UI | Singlezone Ducted, Centrally Ducted | 35200 | 33200 | 2.5 | 28107 | 2.12
CARRIER |  | 205272675 | HRCU-A-CB | 25VNA436A*030* | CNPV*6024AL*+UI | Singlezone Ducted, Centrally Ducted | 35000 | 33000 | 2.5 | 27937 | 2.13
CARRIER |  | 205272676 | HRCU-A-CB | 25VNA436A*030* | CNPV*6024AL*+UI | Singlezone Ducted, Centrally Ducted | 34800 | 32800 | 2.52 | 27768 | 2.14
CARRIER |  | 205272677 | HRCU-A-CB | 25VNA436A*030* | CNPV*6024AL*+UI | Singlezone Ducted, Centrally Ducted | 35000 | 33000 | 2.5 | 27937 | 2.13
CARRIER |  | 205272679 | HRCU-A-CB | 25VNA436A*030* | CNPV*6024AL*+UI | Singlezone Ducted, Centrally Ducted | 35000 | 33000 | 2.5 | 27937 | 2.13
CARRIER |  | 205272708 | HRCU-A-CB | 25VNA436A*030* | CSPH*4212AL*+UI | Singlezone Ducted, Centrally Ducted | 35200 | 33400 | 2.5 | 28276 | 2.12
CARRIER |  | 205272726 | HRCU-A-CB | 25VNA436A*030* | CSPH*4812AL*+UI | Singlezone Ducted, Centrally Ducted | 35200 | 33400 | 2.5 | 28276 | 2.12
CARRIER |  | 205272727 | HRCU-A-CB | 25VNA436A*030* | CSPH*4812AL*+UI | Singlezone Ducted, Centrally Ducted | 35200 | 33200 | 2.52 | 28107 | 2.14
CARRIER |  | 205272730 | HRCU-A-CB | 25VNA436A*030* | CSPH*4812AL*+UI | Singlezone Ducted, Centrally Ducted | 35200 | 33400 | 2.5 | 28276 | 2.12
CARRIER |  | 205272734 | HRCU-A-CB | 25VNA436A*030* | CSPH*4812AL*+UI | Singlezone Ducted, Centrally Ducted | 35400 | 33400 | 2.5 | 28276 | 2.12
CARRIER |  | 205272737 | HRCU-A-CB | 25VNA436A*030* | CSPH*4812AL*+UI | Singlezone Ducted, Centrally Ducted | 35400 | 33400 | 2.5 | 28276 | 2.12
CARRIER |  | 205272739 | HRCU-A-CB | 25VNA436A*030* | CSPH*4812AL*+UI | Singlezone Ducted, Centrally Ducted | 35400 | 33400 | 2.5 | 28276 | 2.12
CARRIER |  | 205272740 | HRCU-A-CB | 25VNA436A*030* | CSPH*4812AL*+UI | Singlezone Ducted, Centrally Ducted | 35400 | 33400 | 2.5 | 28276 | 2.12
CARRIER |  | 205272743 | HRCU-A-CB | 25VNA436A*030* | CSPH*6012AL*+UI | Singlezone Ducted, Centrally Ducted | 35200 | 33400 | 2.5 | 28276 | 2.12
CARRIER |  | 205272744 | HRCU-A-CB | 25VNA436A*030* | CSPH*6012AL*+UI | Singlezone Ducted, Centrally Ducted | 35000 | 33200 | 2.52 | 28107 | 2.14
CARRIER |  | 205272755 | HRCU-A-CB | 25VNA436A*030* | CSPH*6012AL*+UI | Singlezone Ducted, Centrally Ducted | 34800 | 33000 | 2.54 | 27937 | 2.16
CARRIER |  | 205272752 | HRCU-A-CB | 25VNA436A*030* | CSPH*6012AL*+UI | Singlezone Ducted, Centrally Ducted | 34800 | 33000 | 2.54 | 27937 | 2.16
CARRIER |  | 205272754 | HRCU-A-CB | 25VNA436A*030* | CSPH*6012AL*+UI | Singlezone Ducted, Centrally Ducted | 34800 | 33000 | 2.54 | 27937 | 2.16
CARRIER |  | 205272770 | HRCU-A-CB | 25VNA448A*030* | CAP**6024AL*+UI | Singlezone Ducted, Centrally Ducted | 48000 | 42500 | 2.52 | 31130 | 2.25
CARRIER |  | 205272773 | HRCU-A-CB | 25VNA448A*030* | CAP**6121AL*+UI | Singlezone Ducted, Centrally Ducted | 48000 | 43000 | 2.52 | 31496 | 2.25
CARRIER |  | 205272772 | HRCU-A-CB | 25VNA448A*030* | CAP**6024AL*+UI | Singlezone Ducted, Centrally Ducted | 48000 | 43000 | 2.5 | 31496 | 2.23
CARRIER |  | 205272771 | HRCU-A-CB | 25VNA448A*030* | CAP**6024AL*+UI | Singlezone Ducted, Centrally Ducted | 48000 | 42500 | 2.52 | 31130 | 2.25
CARRIER |  | 205272774 | HRCU-A-CB | 25VNA448A*030* | CAP**6121AL*+UI | Singlezone Ducted, Centrally Ducted | 48000 | 43000 | 2.52 | 31496 | 2.25
CARRIER |  | 205272779 | HRCU-A-CB | 25VNA448A*030* | CAP**6124AL*+UI | Singlezone Ducted, Centrally Ducted | 48000 | 43000 | 2.52 | 31496 | 2.25
CARRIER |  | 205272776 | HRCU-A-CB | 25VNA448A*030* | CAP**6121AL*+UI | Singlezone Ducted, Centrally Ducted | 48000 | 43000 | 2.52 | 31496 | 2.25
CARRIER |  | 205272775 | HRCU-A-CB | 25VNA448A*030* | CAP**6121AL*+UI | Singlezone Ducted, Centrally Ducted | 48000 | 43000 | 2.52 | 31496 | 2.25
CARRIER |  | 205272777 | HRCU-A-CB | 25VNA448A*030* | CAP**6124AL*+UI | Singlezone Ducted, Centrally Ducted | 48000 | 42500 | 2.56 | 31130 | 2.29
CARRIER |  | 205272778 | HRCU-A-CB | 25VNA448A*030* | CAP**6124AL*+UI | Singlezone Ducted, Centrally Ducted | 48000 | 43000 | 2.54 | 31496 | 2.27
CARRIER |  | 205272792 | HRCU-A-CB | 25VNA448A*030* | CSPH*6012AL*+UI | Singlezone Ducted, Centrally Ducted | 48000 | 42500 | 2.52 | 31130 | 2.25
CARRIER |  | 205272794 | HRCU-A-CB | 25VNA448A*030* | CSPH*6012AL*+UI | Singlezone Ducted, Centrally Ducted | 48000 | 43000 | 2.52 | 31496 | 2.25
CARRIER |  | 205272793 | HRCU-A-CB | 25VNA448A*030* | CSPH*6012AL*+UI | Singlezone Ducted, Centrally Ducted | 48000 | 42500 | 2.54 | 31130 | 2.27
CARRIER |  | 205272796 | HRCU-A-CB | 25VNA448A*030* | CSPH*6012AL*+UI | Singlezone Ducted, Centrally Ducted | 48000 | 43000 | 2.52 | 31496 | 2.25
CARRIER |  | 205272797 | HRCU-A-CB | 25VNA448A*030* | CSPH*6012AL*+UI | Singlezone Ducted, Centrally Ducted | 48000 | 43000 | 2.5 | 31496 | 2.23
CARRIER |  | 205272799 | HRCU-A-CB | 25VNA448A*030* | CSPH*6012AL*+UI | Singlezone Ducted, Centrally Ducted | 48000 | 43000 | 2.52 | 31496 | 2.25
CARRIER |  | 205272801 | HRCU-A-CB | 25VNA448A*030* | CSPH*6012AL*+UI | Singlezone Ducted, Centrally Ducted | 48000 | 43000 | 2.52 | 31496 | 2.25
CARRIER |  | 205272817 | HRCU-A-CB | 25VNA460A*030* | CAP**6124AL*+UI | Singlezone Ducted, Centrally Ducted | 59000 | 50500 | 2.52 | 35156 | 2.01
CARRIER |  | 205272820 | HRCU-A-CB | 25VNA460A*030* | CAP**6124AL*+UI | Singlezone Ducted, Centrally Ducted | 59000 | 50500 | 2.52 | 35156 | 2.01
CARRIER |  | 205272814 | HRCU-A-CB | 25VNA460A*030* | CAP**6121AL*+UI | Singlezone Ducted, Centrally Ducted | 59000 | 50500 | 2.5 | 35156 | 2
CARRIER |  | 205272821 | HRCU-A-CB | 25VNA460A*030* | CAP**6124AL*+UI | Singlezone Ducted, Centrally Ducted | 59000 | 50500 | 2.52 | 35156 | 2.01
CARRIER |  | 205272826 | HRCU-A-CB | 25VNA460A*030* | CNPV*6124AL*+UI | Singlezone Ducted, Centrally Ducted | 59000 | 50500 | 2.54 | 35156 | 2.03
CARRIER |  | 205272828 | HRCU-A-CB | 25VNA460A*030* | CNPV*6124AL*+UI | Singlezone Ducted, Centrally Ducted | 59000 | 50000 | 2.54 | 34808 | 2.03
CARRIER |  | 205272827 | HRCU-A-CB | 25VNA460A*030* | CNPV*6124AL*+UI | Singlezone Ducted, Centrally Ducted | 59000 | 50500 | 2.52 | 35156 | 2.01
CARRIER |  | 205272831 | HRCU-A-CB | 25VNA460A*030* | CNPV*6124AL*+UI | Singlezone Ducted, Centrally Ducted | 59000 | 50000 | 2.54 | 34808 | 2.03
CARRIER |  | 205272829 | HRCU-A-CB | 25VNA460A*030* | CNPV*6124AL*+UI | Singlezone Ducted, Centrally Ducted | 59000 | 50500 | 2.52 | 35156 | 2.01
CARRIER |  | 205272832 | HRCU-A-CB | 25VNA460A*030* | CNPV*6124AL*+UI | Singlezone Ducted, Centrally Ducted | 59000 | 50000 | 2.54 | 34808 | 2.03
CARRIER |  | 205272830 | HRCU-A-CB | 25VNA460A*030* | CNPV*6124AL*+UI | Singlezone Ducted, Centrally Ducted | 59000 | 50500 | 2.52 | 35156 | 2.01
CARRIER |  | 205272512 | HRCU-A-CB | 25VNA436A*030* | CAP**3721AL*+UI | Singlezone Ducted, Centrally Ducted | 35600 | 33800 | 2.5 | 28615 | 2.12
CARRIER |  | 205272517 | HRCU-A-CB | 25VNA436A*030* | CAP**3721AL*+UI | Singlezone Ducted, Centrally Ducted | 35400 | 33600 | 2.5 | 28445 | 2.13
CARRIER |  | 205272513 | HRCU-A-CB | 25VNA436A*030* | CAP**3721AL*+UI | Singlezone Ducted, Centrally Ducted | 35400 | 33400 | 2.54 | 28276 | 2.16
CARRIER |  | 205272519 | HRCU-A-CB | 25VNA436A*030* | CAP**3721AL*+UI | Singlezone Ducted, Centrally Ducted | 35400 | 33600 | 2.5 | 28445 | 2.13
CARRIER |  | 205272550 | HRCU-A-CB | 25VNA436A*030* | CAP**4321AL*+UI | Singlezone Ducted, Centrally Ducted | 35400 | 33600 | 2.5 | 28445 | 2.13
CARRIER |  | 205272555 | HRCU-A-CB | 25VNA436A*030* | CAP**4321AL*+UI | Singlezone Ducted, Centrally Ducted | 35400 | 33600 | 2.52 | 28445 | 2.14
CARRIER |  | 205272557 | HRCU-A-CB | 25VNA436A*030* | CAP**4321AL*+UI | Singlezone Ducted, Centrally Ducted | 35400 | 33600 | 2.52 | 28445 | 2.14
CARRIER |  | 205272565 | HRCU-A-CB | 25VNA436A*030* | CAP**4821AL*+UI | Singlezone Ducted, Centrally Ducted | 35200 | 33200 | 2.5 | 28107 | 2.12
CARRIER |  | 205272571 | HRCU-A-CB | 25VNA436A*030* | CAP**4821AL*+UI | Singlezone Ducted, Centrally Ducted | 35200 | 33400 | 2.5 | 28276 | 2.12
CARRIER |  | 205272573 | HRCU-A-CB | 25VNA436A*030* | CAP**4821AL*+UI | Singlezone Ducted, Centrally Ducted | 35200 | 33400 | 2.5 | 28276 | 2.12
CARRIER |  | 205272574 | HRCU-A-CB | 25VNA436A*030* | CAP**4821AL*+UI | Singlezone Ducted, Centrally Ducted | 35200 | 33400 | 2.5 | 28276 | 2.12
CARRIER |  | 205272575 | HRCU-A-CB | 25VNA436A*030* | CAP**4821AL*+UI | Singlezone Ducted, Centrally Ducted | 35200 | 33400 | 2.5 | 28276 | 2.12
CARRIER |  | 205272580 | HRCU-A-CB | 25VNA436A*030* | CAP**4824AL*+UI | Singlezone Ducted, Centrally Ducted | 35200 | 33200 | 2.52 | 28107 | 2.14
CARRIER |  | 205272585 | HRCU-A-CB | 25VNA436A*030* | CAP**4824AL*+UI | Singlezone Ducted, Centrally Ducted | 35200 | 33200 | 2.52 | 28107 | 2.14
CARRIER |  | 205272582 | HRCU-A-CB | 25VNA436A*030* | CAP**4824AL*+UI | Singlezone Ducted, Centrally Ducted | 35200 | 33200 | 2.52 | 28107 | 2.14
CARRIER |  | 205272588 | HRCU-A-CB | 25VNA436A*030* | CAP**6024AL*+UI | Singlezone Ducted, Centrally Ducted | 34800 | 33000 | 2.5 | 27937 | 2.13
CARRIER | Infinity® 20 Heat Pump with Greenspeed® Intelligence | 9892746 | HRCU-A-CB | 25VNA036A*030* | CSPH*4812AL*+UI & 59*N*A100V21**22 | Singlezone Ducted, Centrally Ducted | 33800 | 30000 | 2.54 | 25934 | 2.39
CARRIER | Infinity® 20 Heat Pump with Greenspeed® Intelligence | 9892734 | HRCU-A-CB | 25VNA036A*030* | CNPV*4824AL*+UI & 59*N*A100V21**22 | Singlezone Ducted, Centrally Ducted | 33800 | 30000 | 2.54 | 25934 | 2.37
CARRIER | Infinity® 20 Heat Pump with Greenspeed® Intelligence | 9892733 | HRCU-A-CB | 25VNA036A*030* | CNPV*4824AL*+UI & 59*N*A080V21**20 | Singlezone Ducted, Centrally Ducted | 33800 | 30000 | 2.51 | 25934 | 2.32
CARRIER | Infinity® 20 Heat Pump with Greenspeed® Intelligence | 9892731 | HRCU-A-CB | 25VNA036A*030* | CNPV*4821AL*+UI & 59*N*A100V21**22 | Singlezone Ducted, Centrally Ducted | 33800 | 30000 | 2.54 | 25934 | 2.37
CARRIER | Infinity® 20 Heat Pump with Greenspeed® Intelligence | 9892730 | HRCU-A-CB | 25VNA036A*030* | CNPV*4821AL*+UI & 59*N*A080V21**20 | Singlezone Ducted, Centrally Ducted | 33800 | 30000 | 2.51 | 25934 | 2.32
CARRIER | Infinity® 20 Heat Pump with Greenspeed® Intelligence | 9892718 | HRCU-A-CB | 25VNA036A*030* | CAP**4824AL*+UI & 59*N*A080V21**20 | Singlezone Ducted, Centrally Ducted | 33600 | 29800 | 2.54 | 25934 | 2.32
CARRIER | Infinity® 20 Heat Pump with Greenspeed® Intelligence | 9892719 | HRCU-A-CB | 25VNA036A*030* | CAP**4824AL*+UI & 59*N*A100V21**22 | Singlezone Ducted, Centrally Ducted | 33600 | 29800 | 2.54 | 25934 | 2.39
CARRIER | Infinity® 20 Heat Pump with Greenspeed® Intelligence | 9892716 | HRCU-A-CB | 25VNA036A*030* | CAP**4821AL*+UI & 59*N*A100V21**22 | Singlezone Ducted, Centrally Ducted | 33600 | 29800 | 2.54 | 25934 | 2.37
CARRIER | Infinity® 20 Heat Pump with Greenspeed® Intelligence | 9892715 | HRCU-A-CB | 25VNA036A*030* | CAP**4821AL*+UI & 59*N*A080V21**20 | Singlezone Ducted, Centrally Ducted | 33600 | 30000 | 2.51 | 25934 | 2.35
CARRIER | Infinity® 20 Heat Pump with Greenspeed® Intelligence | 9892698 | HRCU-A-CB | 25VNA036A*030* | CSPH*4212AL*+UI & 59*N*A120V24**22 | Singlezone Ducted, Centrally Ducted | 34600 | 30200 | 2.51 | 26705 | 2.3
CARRIER |  | 9892665 | HRCU-A-CB | 25VNA036A*030* | FE4AN(B,F)005L+UI | Singlezone Ducted, Centrally Ducted | 33400 | 31600 | 2.62 | 23600 | 2.06
CARRIER |  | 9892607 | HRCU-A-CB | 25VNA036A*030* | FE4ANB006L+UI | Singlezone Ducted, Centrally Ducted | 33400 | 31600 | 2.81 | 23600 | 2.2
CARRIER | Infinity® 20 Heat Pump with Greenspeed® Intelligence | 9892606 | HRCU-A-CB | 25VNA024A*030* | CSPH*6012AL*+UI & 59*N*A100V21**22 | Singlezone Ducted, Centrally Ducted | 23200 | 25000 | 2.82 | 20924 | 2.43
CARRIER | Infinity® 20 Heat Pump with Greenspeed® Intelligence | 9892605 | HRCU-A-CB | 25VNA024A*030* | CSPH*6012AL*+UI & 59*N*A080V21**20 | Singlezone Ducted, Centrally Ducted | 23200 | 25000 | 2.82 | 20924 | 2.43
CARRIER | Infinity® 20 Heat Pump with Greenspeed® Intelligence | 9892604 | HRCU-A-CB | 25VNA024A*030* | CSPH*6012AL*+UI & 59MN7A060V21**20 | Singlezone Ducted, Centrally Ducted | 23200 | 25000 | 2.73 | 20924 | 2.43
CARRIER | Infinity® 20 Heat Pump with Greenspeed® Intelligence | 9892602 | HRCU-A-CB | 25VNA024A*030* | CSPH*4812AL*+UI & 59*N*A080V21**20 | Singlezone Ducted, Centrally Ducted | 23000 | 25000 | 2.71 | 20711 | 2.41
CARRIER | Infinity® 20 Heat Pump with Greenspeed® Intelligence | 9892603 | HRCU-A-CB | 25VNA024A*030* | CSPH*4812AL*+UI & 59*N*A100V21**22 | Singlezone Ducted, Centrally Ducted | 23000 | 24800 | 2.71 | 20711 | 2.41
CARRIER | Infinity® 20 Heat Pump with Greenspeed® Intelligence | 9892601 | HRCU-A-CB | 25VNA024A*030* | CSPH*4812AL*+UI & 59MN7A060V21**20 | Singlezone Ducted, Centrally Ducted | 23200 | 25000 | 2.7 | 20924 | 2.41
CARRIER | Infinity® 20 Heat Pump with Greenspeed® Intelligence | 9892600 | HRCU-A-CB | 25VNA024A*030* | CSPH*4212AL*+UI & 59*N*A100V21**22 | Singlezone Ducted, Centrally Ducted | 23000 | 25000 | 2.68 | 20711 | 2.39
CARRIER | Infinity® 20 Heat Pump with Greenspeed® Intelligence | 9892599 | HRCU-A-CB | 25VNA024A*030* | CSPH*4212AL*+UI & 59*N*A080V21**20 | Singlezone Ducted, Centrally Ducted | 23200 | 25000 | 2.7 | 20924 | 2.41
CARRIER | Infinity® 20 Heat Pump with Greenspeed® Intelligence | 9892590 | HRCU-A-CB | 25VNA024A*030* | CNPV*4824AL*+UI & 59*N*A080V21**20 | Singlezone Ducted, Centrally Ducted | 23000 | 25000 | 2.68 | 20711 | 2.39
CARRIER | Infinity® 20 Heat Pump with Greenspeed® Intelligence | 9892589 | HRCU-A-CB | 25VNA024A*030* | CNPV*4824AL*+UI & 59MN7A060V21**20 | Singlezone Ducted, Centrally Ducted | 23200 | 25000 | 2.67 | 20924 | 2.39
CARRIER | Infinity® 20 Heat Pump with Greenspeed® Intelligence | 9892588 | HRCU-A-CB | 25VNA024A*030* | CNPV*4221AL*+UI & 59*N*A100V21**22 | Singlezone Ducted, Centrally Ducted | 23200 | 25000 | 2.57 | 20924 | 2.29
CARRIER | Infinity® 20 Heat Pump with Greenspeed® Intelligence | 9892587 | HRCU-A-CB | 25VNA024A*030* | CNPV*4221AL*+UI & 59*N*A080V21**20 | Singlezone Ducted, Centrally Ducted | 23200 | 25200 | 2.56 | 20924 | 2.29
CARRIER | Infinity® 20 Heat Pump with Greenspeed® Intelligence | 9892586 | HRCU-A-CB | 25VNA024A*030* | CNPV*4221AL*+UI & 59MN7A060V21**20 | Singlezone Ducted, Centrally Ducted | 23400 | 25200 | 2.54 | 21138 | 2.26
CARRIER | Infinity® 20 Heat Pump with Greenspeed® Intelligence | 9892585 | HRCU-A-CB | 25VNA024A*030* | CNPV*3621AL*+UI & 59*N*A100V21**22 | Singlezone Ducted, Centrally Ducted | 23400 | 25200 | 2.5 | 21138 | 2.22
CARRIER | Infinity® 20 Heat Pump with Greenspeed® Intelligence | 9892584 | HRCU-A-CB | 25VNA024A*030* | CNPV*3621AL*+UI & 59*N*A080V21**20 | Singlezone Ducted, Centrally Ducted | 23400 | 25200 | 2.5 | 21138 | 2.22
CARRIER | Infinity® 20 Heat Pump with Greenspeed® Intelligence | 9892582 | HRCU-A-CB | 25VNA024A*030* | CAP**6024AL*+UI & 59*N*A100V21**22 | Singlezone Ducted, Centrally Ducted | 23000 | 24800 | 2.71 | 20711 | 2.41
CARRIER | Infinity® 20 Heat Pump with Greenspeed® Intelligence | 9892581 | HRCU-A-CB | 25VNA024A*030* | CAP**6024AL*+UI & 59*N*A080V21**20 | Singlezone Ducted, Centrally Ducted | 23000 | 24800 | 2.71 | 20711 | 2.41
CARRIER | Infinity® 20 Heat Pump with Greenspeed® Intelligence | 9892580 | HRCU-A-CB | 25VNA024A*030* | CAP**6024AL*+UI & 59MN7A060V21**20 | Singlezone Ducted, Centrally Ducted | 23000 | 24800 | 2.68 | 20711 | 2.39
CARRIER | Infinity® 20 Heat Pump with Greenspeed® Intelligence | 9892579 | HRCU-A-CB | 25VNA024A*030* | CAP**6021AL*+UI & 59*N*A100V21**22 | Singlezone Ducted, Centrally Ducted | 23000 | 24800 | 2.71 | 20711 | 2.41
CARRIER | Infinity® 20 Heat Pump with Greenspeed® Intelligence | 9892577 | HRCU-A-CB | 25VNA024A*030* | CAP**6021AL*+UI & 59MN7A060V21**20 | Singlezone Ducted, Centrally Ducted | 23000 | 24800 | 2.68 | 20711 | 2.39
CARRIER | Infinity | 202463634 | HRCU-A-CB-O | 38MPRAQ18AA3 | 40MPHAQ18XA3 | Singlezone Non-ducted Wall Placement | 18000 | 12300 | 3.19 | 18000 | 2
CARRIER | Infinity | 202463635 | HRCU-A-CB-O | 38MPRAQ24AA3 | 40MPHAQ24XA3 | Singlezone Non-ducted Wall Placement | 24000 | 15450 | 3 | 24000 | 2
CARRIER | Infinity | 201753408 | HRCU-A-CB-O | 38MPRAQ09AA3 | 40MPHAQ09XA3 | Singlezone Non-ducted Wall Placement | 10000 | 7200 | 2.78 | 13000 | 2.01
CARRIER | Infinity | 201753411 | HRCU-A-CB-O | 38MPRAQ12AA3 | 40MPHAQ12XA3 | Singlezone Non-ducted Wall Placement | 12000 | 6800 | 2.66 | 13887 | 2
CARRIER | Infinity® 20 Heat Pump with Greenspeed® Intelligence | 9892578 | HRCU-A-CB | 25VNA024A*030* | CAP**6021AL*+UI & 59*N*A080V21**20 | Singlezone Ducted, Centrally Ducted | 23000 | 24800 | 2.71 | 20711 | 2.41
CARRIER | Infinity® 20 Heat Pump with Greenspeed® Intelligence | 9892576 | HRCU-A-CB | 25VNA024A*030* | CAP**4824AL*+UI & 59*N*A100V21**22 | Singlezone Ducted, Centrally Ducted | 22800 | 24800 | 2.74 | 20711 | 2.44
CARRIER | Infinity® 20 Heat Pump with Greenspeed® Intelligence | 9892575 | HRCU-A-CB | 25VNA024A*030* | CAP**4824AL*+UI & 59*N*A080V21**20 | Singlezone Ducted, Centrally Ducted | 22800 | 24800 | 2.71 | 20711 | 2.41
CARRIER | Infinity® 20 Heat Pump with Greenspeed® Intelligence | 9892574 | HRCU-A-CB | 25VNA024A*030* | CAP**4824AL*+UI & 59MN7A060V21**20 | Singlezone Ducted, Centrally Ducted | 22800 | 24800 | 2.71 | 20711 | 2.41
CARRIER | Infinity® 20 Heat Pump with Greenspeed® Intelligence | 9892573 | HRCU-A-CB | 25VNA024A*030* | CAP**4821AL*+UI & 59*N*A100V21**22 | Singlezone Ducted, Centrally Ducted | 22800 | 24800 | 2.71 | 20711 | 2.41
CARRIER | Infinity® 20 Heat Pump with Greenspeed® Intelligence | 9892571 | HRCU-A-CB | 25VNA024A*030* | CAP**4821AL*+UI & 59MN7A060V21**20 | Singlezone Ducted, Centrally Ducted | 22800 | 24800 | 2.71 | 20711 | 2.41
CARRIER | Infinity® 20 Heat Pump with Greenspeed® Intelligence | 9892572 | HRCU-A-CB | 25VNA024A*030* | CAP**4821AL*+UI & 59*N*A080V21**20 | Singlezone Ducted, Centrally Ducted | 22800 | 24800 | 2.71 | 20711 | 2.41
CARRIER | Infinity® 20 Heat Pump with Greenspeed® Intelligence | 9892570 | HRCU-A-CB | 25VNA024A*030* | CAP**4224AL*+UI & 59*N*A100V21**22 | Singlezone Ducted, Centrally Ducted | 23000 | 25000 | 2.57 | 20711 | 2.28
CARRIER | Infinity® 20 Heat Pump with Greenspeed® Intelligence | 9892569 | HRCU-A-CB | 25VNA024A*030* | CAP**4224AL*+UI & 59*N*A080V21**20 | Singlezone Ducted, Centrally Ducted | 23000 | 25000 | 2.57 | 20711 | 2.28
CARRIER | Infinity® 20 Heat Pump with Greenspeed® Intelligence | 9892567 | HRCU-A-CB | 25VNA024A*030* | CAP**4221AL*+UI & 59*N*A100V21**22 | Singlezone Ducted, Centrally Ducted | 23000 | 25000 | 2.57 | 20711 | 2.28
CARRIER | Infinity® 20 Heat Pump with Greenspeed® Intelligence | 9892566 | HRCU-A-CB | 25VNA024A*030* | CAP**4221AL*+UI & 59*N*A080V21**20 | Singlezone Ducted, Centrally Ducted | 23000 | 25000 | 2.57 | 20711 | 2.28
CARRIER | Infinity® 20 Heat Pump with Greenspeed® Intelligence | 9892564 | HRCU-A-CB | 25VNA024A*030* | CAP**3621AL*+UI & 59*N*A100V21**22 | Singlezone Ducted, Centrally Ducted | 23000 | 25000 | 2.52 | 20711 | 2.24
CARRIER | Infinity® 20 Heat Pump with Greenspeed® Intelligence | 9892561 | HRCU-A-CB | 25VNA024A*030* | CSPH*6012AL*+UI & 59*N*A120V24**22 | Singlezone Ducted, Centrally Ducted | 23400 | 25000 | 2.73 | 21138 | 2.44
CARRIER | Infinity® 20 Heat Pump with Greenspeed® Intelligence | 9892560 | HRCU-A-CB | 25VNA024A*030* | CSPH*6012AL*+UI & 59*N*A080V17**14 | Singlezone Ducted, Centrally Ducted | 23400 | 25000 | 2.73 | 21138 | 2.44
CARRIER | Infinity® 20 Heat Pump with Greenspeed® Intelligence | 9892559 | HRCU-A-CB | 25VNA024A*030* | CSPH*6012AL*+UI & 59*N*A060V17**14 | Singlezone Ducted, Centrally Ducted | 23600 | 25000 | 2.7 | 21352 | 2.41
CARRIER | Infinity® 20 Heat Pump with Greenspeed® Intelligence | 9892558 | HRCU-A-CB | 25VNA024A*030* | CSPH*4812AL*+UI & 59*N*A120V24**22 | Singlezone Ducted, Centrally Ducted | 23200 | 25000 | 2.73 | 20924 | 2.43
CARRIER | Infinity® 20 Heat Pump with Greenspeed® Intelligence | 9892556 | HRCU-A-CB | 25VNA024A*030* | CSPH*4812AL*+UI & 59*N*A060V17**14 | Singlezone Ducted, Centrally Ducted | 23400 | 25000 | 2.7 | 21138 | 2.41
CARRIER | Infinity® 20 Heat Pump with Greenspeed® Intelligence | 9892555 | HRCU-A-CB | 25VNA024A*030* | CSPH*4212AL*+UI & 59*N*A120V24**22 | Singlezone Ducted, Centrally Ducted | 23600 | 25000 | 2.67 | 21352 | 2.38
CARRIER | Infinity® 20 Heat Pump with Greenspeed® Intelligence | 9892554 | HRCU-A-CB | 25VNA024A*030* | CSPH*4212AL*+UI & 59*N*A080V17**14 | Singlezone Ducted, Centrally Ducted | 23800 | 25000 | 2.67 | 21565 | 2.38
CARRIER | Infinity® 20 Heat Pump with Greenspeed® Intelligence | 9892550 | HRCU-A-CB | 25VNA024A*030* | CSPH*3612AL*+UI & 59*N*A060V17**14 | Singlezone Ducted, Centrally Ducted | 24000 | 25200 | 2.62 | 21779 | 2.33
CARRIER | Infinity® 20 Heat Pump with Greenspeed® Intelligence | 9892544 | HRCU-A-CB | 25VNA024A*030* | CNPV*4221AL*+UI & 59*N*A060V17**14 | Singlezone Ducted, Centrally Ducted | 23600 | 25200 | 2.54 | 21352 | 2.26
CARRIER | Infinity® 20 Heat Pump with Greenspeed® Intelligence | 9892543 | HRCU-A-CB | 25VNA024A*030* | CNPV*4217AL*+UI & 59*N*A080V17**14 | Singlezone Ducted, Centrally Ducted | 23400 | 25200 | 2.62 | 21138 | 2.33
CARRIER | Infinity® 20 Heat Pump with Greenspeed® Intelligence | 9892542 | HRCU-A-CB | 25VNA024A*030* | CNPV*4217AL*+UI & 59*N*A060V17**14 | Singlezone Ducted, Centrally Ducted | 23400 | 25200 | 2.62 | 21138 | 2.33
CARRIER | Infinity® 20 Heat Pump with Greenspeed® Intelligence | 9892541 | HRCU-A-CB | 25VNA024A*030* | CNPV*3621AL*+UI & 59*N*A080V17**14 | Singlezone Ducted, Centrally Ducted | 24000 | 25200 | 2.5 | 21779 | 2.22
CARRIER | Infinity® 20 Heat Pump with Greenspeed® Intelligence | 9892539 | HRCU-A-CB | 25VNA024A*030* | CNPV*3617AL*+UI & 59*N*A080V17**14 | Singlezone Ducted, Centrally Ducted | 24000 | 25200 | 2.5 | 21779 | 2.22
CARRIER | Infinity® 20 Heat Pump with Greenspeed® Intelligence | 9892537 | HRCU-A-CB | 25VNA024A*030* | CAP**6024AL*+UI & 59*N*A120V24**22 | Singlezone Ducted, Centrally Ducted | 22600 | 24400 | 2.71 | 20497 | 2.41
CARRIER | Infinity® 20 Heat Pump with Greenspeed® Intelligence | 9892536 | HRCU-A-CB | 25VNA024A*030* | CAP**6021AL*+UI & 59*N*A080V17**14 | Singlezone Ducted, Centrally Ducted | 22800 | 24600 | 2.71 | 20711 | 2.41
CARRIER | Infinity® 20 Heat Pump with Greenspeed® Intelligence | 9892534 | HRCU-A-CB | 25VNA024A*030* | CAP**4824AL*+UI & 59*N*A120V24**22 | Singlezone Ducted, Centrally Ducted | 23000 | 24800 | 2.68 | 20711 | 2.39
CARRIER | Infinity® 20 Heat Pump with Greenspeed® Intelligence | 9892535 | HRCU-A-CB | 25VNA024A*030* | CAP**6021AL*+UI & 59*N*A060V17**14 | Singlezone Ducted, Centrally Ducted | 22800 | 24600 | 2.71 | 20711 | 2.41
CARRIER | Infinity® 20 Heat Pump with Greenspeed® Intelligence | 9892533 | HRCU-A-CB | 25VNA024A*030* | CAP**4821AL*+UI & 59*N*A080V17**14 | Singlezone Ducted, Centrally Ducted | 23200 | 24800 | 2.68 | 20924 | 2.39
CARRIER | Infinity® 20 Heat Pump with Greenspeed® Intelligence | 9892532 | HRCU-A-CB | 25VNA024A*030* | CAP**4821AL*+UI & 59*N*A060V17**14 | Singlezone Ducted, Centrally Ducted | 23200 | 25000 | 2.67 | 20924 | 2.39
CARRIER | Infinity® 20 Heat Pump with Greenspeed® Intelligence | 9892529 | HRCU-A-CB | 25VNA024A*030* | CAP**4224AL*+UI & 59*N*A120V24**22 | Singlezone Ducted, Centrally Ducted | 23600 | 25000 | 2.57 | 21352 | 2.28
CARRIER | Infinity® 20 Heat Pump with Greenspeed® Intelligence | 9892527 | HRCU-A-CB | 25VNA024A*030* | CAP**4221AL*+UI & 59*N*A060V17**14 | Singlezone Ducted, Centrally Ducted | 23800 | 25200 | 2.54 | 21565 | 2.27
CARRIER | Infinity® 20 Heat Pump with Greenspeed® Intelligence | 9892528 | HRCU-A-CB | 25VNA024A*030* | CAP**4221AL*+UI & 59*N*A080V17**14 | Singlezone Ducted, Centrally Ducted | 23800 | 25200 | 2.56 | 21565 | 2.28
CARRIER | Infinity® 20 Heat Pump with Greenspeed® Intelligence | 9892526 | HRCU-A-CB | 25VNA024A*030* | CAP**3621AL*+UI & 59*N*A080V17**14 | Singlezone Ducted, Centrally Ducted | 24000 | 25200 | 2.51 | 21779 | 2.24
CARRIER | Infinity® 20 Heat Pump with Greenspeed® Intelligence | 9892525 | HRCU-A-CB | 25VNA024A*030* | CAP**3621AL*+UI & 59*N*A060V17**14 | Singlezone Ducted, Centrally Ducted | 24000 | 25200 | 2.5 | 21779 | 2.22
CARRIER | Infinity® 20 Heat Pump with Greenspeed® Intelligence | 9892524 | HRCU-A-CB | 25VNA024A*030* | CAP**3617AL*+UI & 59*N*A080V17**14 | Singlezone Ducted, Centrally Ducted | 24000 | 25200 | 2.51 | 21779 | 2.24
CARRIER | Infinity® 20 Heat Pump with Greenspeed® Intelligence | 9892523 | HRCU-A-CB | 25VNA024A*030* | CAP**3617AL*+UI & 59*N*A060V17**14 | Singlezone Ducted, Centrally Ducted | 24000 | 25200 | 2.5 | 21779 | 2.22
CARRIER |  | 9892513 | HRCU-A-CB | 25VNA024A*030* | FE4AN(B,F)003L+UI | Singlezone Ducted, Centrally Ducted | 23800 | 25000 | 2.54 | 19800 | 2.07
CARRIER |  | 9892512 | HRCU-A-CB | 25VNA024A*030* | FE4ANF002L + UI | Singlezone Ducted, Centrally Ducted | 24000 | 25200 | 2.56 | 19800 | 2.07
CARRIER |  | 9854626 | HMSV-A-CB | 38MGRQ30D--3 |  | Multizone All Non-ducted | 28000 | 17400 | 2.79 | 28220 | 2.04
CARRIER |  | 9118477 | HMSV-A-CB | 38MGRQ48E--3 |  | Multizone All Non-ducted | 48000 | 29600 | 2.7 | 36340 | 1.98
CARRIER |  | 8738635 | HRCU-A-CB-O | 38MAQB09R--3 | 40MAQB09B--3 | Singlezone Non-ducted Wall Placement | 10900 | 6900 | 2.73 | 10900 | 1.98
CARRIER |  | 7992958 | HRCU-A-CB-O | 38GRQB18---301 | 40GRQB18H--301 | Singlezone Non-ducted Wall Placement | 19000 | 12717 | 2.5 | 19190 | 2.85
CARRIER |  | 7992956 | HRCU-A-CB-O | 38GRQB12---301 | 40GRQB12H--301 | Singlezone Non-ducted Wall Placement | 13000 | 13000 | 3.15 | 13000 | 2.76
CARRIER |  | 7992954 | HRCU-A-CB-O | 38GRQB09---301 | 40GRQB09H--301 | Singlezone Non-ducted Wall Placement | 9000 | 5500 | 2.88 | 10488 | 1.98
CARRIER |  | 204431332 | HRCU-A-CB | 25VNA036A*030* | CSPH*6012AL*+UI | Singlezone Ducted, Centrally Ducted | 33800 | 32200 | 2.5 | 26340 | 2.02
CARRIER |  | 204430428 | HRCU-A-CB | 25VNA036A*030* | CAP**6024AL*+UI | Singlezone Ducted, Centrally Ducted | 32800 | 32200 | 2.5 | 26340 | 1.98
CARRIER |  | 204431313 | HRCU-A-CB | 25VNA036A*030* | CSPH*6012AL*+UI | Singlezone Ducted, Centrally Ducted | 33200 | 32200 | 2.5 | 26340 | 2.02
CARRIER |  | 204430081 | HRCU-A-CB | 25VNA024A*030* | CSPH*2412AL*+UI | Singlezone Ducted, Centrally Ducted | 24600 | 25200 | 2.55 | 20007 | 1.95
CARRIER |  | 204430448 | HRCU-A-CB | 25VNA036A*030* | CAP**6024AL*+UI | Singlezone Ducted, Centrally Ducted | 33200 | 32600 | 2.51 | 26668 | 1.95
CARRIER |  | 204430104 | HRCU-A-CB | 25VNA024A*030* | CSPH*3012AL*+UI | Singlezone Ducted, Centrally Ducted | 24600 | 25400 | 2.63 | 20166 | 2.02
CARRIER |  | 204431343 | HRCU-A-CB | 25VNA036A*030* | CSPH*6012AL*+UI | Singlezone Ducted, Centrally Ducted | 34400 | 32200 | 2.5 | 26340 | 2.02
CARRIER |  | 204431352 | HRCU-A-CB | 25VNA036A*030* | CSPH*6012AL*+UI | Singlezone Ducted, Centrally Ducted | 34400 | 32200 | 2.5 | 26340 | 2.02
CARRIER |  | 204430503 | HRCU-A-CB | 25VNA036A*030* | CAP**6124AL*+UI | Singlezone Ducted, Centrally Ducted | 34200 | 32200 | 2.5 | 26340 | 2
CARRIER |  | 204430478 | HRCU-A-CB | 25VNA036A*030* | CAP**6121AL*+UI | Singlezone Ducted, Centrally Ducted | 34200 | 32400 | 2.5 | 26504 | 2
CARRIER |  | 204430492 | HRCU-A-CB | 25VNA036A*030* | CAP**6124AL*+UI | Singlezone Ducted, Centrally Ducted | 34200 | 32200 | 2.5 | 26340 | 2
CARRIER |  | 204431316 | HRCU-A-CB | 25VNA036A*030* | CSPH*6012AL*+UI | Singlezone Ducted, Centrally Ducted | 33800 | 33000 | 2.57 | 26995 | 1.95
CARRIER |  | 204430511 | HRCU-A-CB | 25VNA036A*030* | CAP**6124AL*+UI | Singlezone Ducted, Centrally Ducted | 34400 | 32600 | 2.53 | 26668 | 1.97
CARRIER |  | 204430484 | HRCU-A-CB | 25VNA036A*030* | CAP**6121AL*+UI | Singlezone Ducted, Centrally Ducted | 34400 | 32600 | 2.51 | 26668 | 1.97
CARRIER |  | 204430461 | HRCU-A-CB | 25VNA036A*030* | CAP**6121AL*+UI | Singlezone Ducted, Centrally Ducted | 34600 | 33000 | 2.55 | 26995 | 1.93
CARRIER | Infinity® 20 Heat Pump with Greenspeed® Intelligence | 9892745 | HRCU-A-CB | 25VNA036A*030* | CSPH*4812AL*+UI & 59*N*A080V21**20 | Singlezone Ducted, Centrally Ducted | 33800 | 30000 | 2.54 | 25934 | 2.35
CARRIER | Infinity® 20 Heat Pump with Greenspeed® Intelligence | 9892743 | HRCU-A-CB | 25VNA036A*030* | CSPH*4212AL*+UI & 59*N*A100V21**22 | Singlezone Ducted, Centrally Ducted | 33800 | 30000 | 2.54 | 25934 | 2.39
CARRIER | Infinity® 20 Heat Pump with Greenspeed® Intelligence | 9892742 | HRCU-A-CB | 25VNA036A*030* | CSPH*4212AL*+UI & 59*N*A080V21**20 | Singlezone Ducted, Centrally Ducted | 34000 | 30200 | 2.54 | 26191 | 2.33
CARRIER | Infinity® 20 Heat Pump with Greenspeed® Intelligence | 9892598 | HRCU-A-CB | 25VNA024A*030* | CSPH*4212AL*+UI & 59MN7A060V21**20 | Singlezone Ducted, Centrally Ducted | 23200 | 25000 | 2.67 | 20924 | 2.39
CARRIER | Infinity® 20 Heat Pump with Greenspeed® Intelligence | 9892597 | HRCU-A-CB | 25VNA024A*030* | CSPH*3612AL*+UI & 59*N*A100V21**22 | Singlezone Ducted, Centrally Ducted | 23200 | 25000 | 2.62 | 20924 | 2.33
CARRIER | Infinity® 20 Heat Pump with Greenspeed® Intelligence | 9892595 | HRCU-A-CB | 25VNA024A*030* | CSPH*3612AL*+UI & 59MN7A060V21**20 | Singlezone Ducted, Centrally Ducted | 23200 | 25200 | 2.62 | 20924 | 2.33
CARRIER | Infinity® 20 Heat Pump with Greenspeed® Intelligence | 9892596 | HRCU-A-CB | 25VNA024A*030* | CSPH*3612AL*+UI & 59*N*A080V21**20 | Singlezone Ducted, Centrally Ducted | 23200 | 25000 | 2.62 | 20924 | 2.33
CARRIER | Infinity® 20 Heat Pump with Greenspeed® Intelligence | 9892594 | HRCU-A-CB | 25VNA024A*030* | CNPV*6024AL*+UI & 59*N*A100V21**22 | Singlezone Ducted, Centrally Ducted | 23200 | 25000 | 2.7 | 20924 | 2.41
CARRIER | Infinity® 20 Heat Pump with Greenspeed® Intelligence | 9892593 | HRCU-A-CB | 25VNA024A*030* | CNPV*6024AL*+UI & 59*N*A080V21**20 | Singlezone Ducted, Centrally Ducted | 23200 | 25000 | 2.7 | 20924 | 2.41
CARRIER | Infinity® 20 Heat Pump with Greenspeed® Intelligence | 9892592 | HRCU-A-CB | 25VNA024A*030* | CNPV*6024AL*+UI & 59MN7A060V21**20 | Singlezone Ducted, Centrally Ducted | 23400 | 25000 | 2.67 | 21138 | 2.38
CARRIER | Infinity® 20 Heat Pump with Greenspeed® Intelligence | 9892591 | HRCU-A-CB | 25VNA024A*030* | CNPV*4824AL*+UI & 59*N*A100V21**22 | Singlezone Ducted, Centrally Ducted | 23000 | 25000 | 2.71 | 20711 | 2.41
CARRIER | Infinity® 20 Heat Pump with Greenspeed® Intelligence | 9892557 | HRCU-A-CB | 25VNA024A*030* | CSPH*4812AL*+UI & 59*N*A080V17**14 | Singlezone Ducted, Centrally Ducted | 23400 | 25000 | 2.7 | 21138 | 2.41
CARRIER | Infinity® 20 Heat Pump with Greenspeed® Intelligence | 9892551 | HRCU-A-CB | 25VNA024A*030* | CSPH*3612AL*+UI & 59*N*A080V17**14 | Singlezone Ducted, Centrally Ducted | 23800 | 25200 | 2.65 | 21565 | 2.36
CARRIER | Infinity® 20 Heat Pump with Greenspeed® Intelligence | 9892553 | HRCU-A-CB | 25VNA024A*030* | CSPH*4212AL*+UI & 59*N*A060V17**14 | Singlezone Ducted, Centrally Ducted | 23800 | 25200 | 2.68 | 21565 | 2.38
CARRIER | Infinity® 20 Heat Pump with Greenspeed® Intelligence | 9892552 | HRCU-A-CB | 25VNA024A*030* | CSPH*3612AL*+UI & 59*N*A120V24**22 | Singlezone Ducted, Centrally Ducted | 23800 | 25000 | 2.65 | 21565 | 2.36
CARRIER | Infinity® 20 Heat Pump with Greenspeed® Intelligence | 9892549 | HRCU-A-CB | 25VNA024A*030* | CNPV*6024AL*+UI & 59*N*A120V24**22 | Singlezone Ducted, Centrally Ducted | 23400 | 25000 | 2.7 | 21138 | 2.41
CARRIER | Infinity® 20 Heat Pump with Greenspeed® Intelligence | 9892548 | HRCU-A-CB | 25VNA024A*030* | CNPV*4824AL*+UI & 59*N*A120V24**22 | Singlezone Ducted, Centrally Ducted | 23200 | 25000 | 2.7 | 20924 | 2.41
CARRIER | Infinity® 20 Heat Pump with Greenspeed® Intelligence | 9892547 | HRCU-A-CB | 25VNA024A*030* | CNPV*4821AL*+UI & 59*N*A080V17**14 | Singlezone Ducted, Centrally Ducted | 23200 | 25000 | 2.67 | 20924 | 2.39
CARRIER | Infinity® 20 Heat Pump with Greenspeed® Intelligence | 9892546 | HRCU-A-CB | 25VNA024A*030* | CNPV*4821AL*+UI & 59*N*A060V17**14 | Singlezone Ducted, Centrally Ducted | 23400 | 25000 | 2.67 | 21138 | 2.38
CARRIER | Infinity® 20 Heat Pump with Greenspeed® Intelligence | 9892545 | HRCU-A-CB | 25VNA024A*030* | CNPV*4221AL*+UI & 59*N*A080V17**14 | Singlezone Ducted, Centrally Ducted | 23400 | 25200 | 2.54 | 21138 | 2.26
CARRIER |  | 9118473 | HMSV-A-CB | 38MGRQ36D--3 |  | Multizone All Non-ducted | 36000 | 23200 | 2.79 | 36080 | 1.96
CARRIER |  | 9118461 | HMSV-A-CB | 38MGRQ18B--3 |  | Multizone All Non-ducted | 19000 | 12000 | 2.81 | 13990 | 2.15
CARRIER | Performance | 8738634 | HRCU-A-CB-O | 38MAQB12R--1 | 40MAQB12B--1 | Singlezone Non-ducted Wall Placement | 12000 | 7600 | 2.59 | 6490 | 1.94
CARRIER |  | 204430066 | HRCU-A-CB | 25VNA024A*030* | CNPV*4221AL*+UI | Singlezone Ducted, Centrally Ducted | 23200 | 25200 | 2.59 | 20007 | 1.99
CARRIER |  | 204430052 | HRCU-A-CB | 25VNA024A*030* | CNPV*3621AL*+UI | Singlezone Ducted, Centrally Ducted | 23400 | 25000 | 2.57 | 19213 | 1.91
CARRIER |  | 204430122 | HRCU-A-CB | 25VNA024A*030* | CSPH*3012AL*+UI | Singlezone Ducted, Centrally Ducted | 24400 | 25200 | 2.61 | 20007 | 2
CARRIER |  | 204430114 | HRCU-A-CB | 25VNA024A*030* | CSPH*3012AL*+UI | Singlezone Ducted, Centrally Ducted | 24400 | 25200 | 2.61 | 20007 | 2
CARRIER |  | 204430027 | HRCU-A-CB | 25VNA024A*030* | CNPV*3017AL*+UI | Singlezone Ducted, Centrally Ducted | 24600 | 25200 | 2.62 | 20007 | 2.01
Carrier |  | 207683292 | HRCU-A-CB-O | 38MARBQ24AA3 | 40MBCAQ24XA3 | Mini-Splits | 25000 | 21000 | 2.64 | 26000 | 1.95
CENTURY |  | 201862959 | HMSV-A-CB | A-VMH36QU-1 |  | Multizone All Non-ducted | 36000 | 23200 | 2.78 | 36000 | 1.96
CENTURY |  | 201862958 | HMSV-A-CB | A-VMH28TU-1 |  | Multizone All Non-ducted | 31400 | 18000 | 2.75 | 26357 | 1.97
CHAMPION HEATING AND COOLING |  | 10309109 | HRCU-A-CB | HL20B4821 | CM50DE3A1+MVC20DN21 | Singlezone Ducted, Centrally Ducted | 58000 | 42500 | 2.56 | 34000 | 2.51
CHAMPION HEATING AND COOLING | HMH7 | 211386841 | HRCU-A-CB | HMH72B341 | XAFC36DXXN1+TXV |  | 34000 | 25800 | 2.52 | 24400 | 2.08
CHAMPION HEATING AND COOLING | HMH7 | 211386856 | HRCU-A-CB | HMH72B341 | XAFC36DBCN1 |  | 34000 | 25800 | 2.52 | 24400 | 2.08
CHAMPION HEATING AND COOLING | HMH7 | 211387243 | HRCU-A-CB | HMH72B341 | XAFB30CXXN1+TXV |  | 34000 | 26600 | 2.5 | 23800 | 2
CHAMPION HEATING AND COOLING | HMH7 | 211387257 | HRCU-A-CB | HMH72B341 | XAUB30CXXN1+TXV |  | 34000 | 26600 | 2.5 | 23800 | 2
CHAMPION HEATING AND COOLING | HMH7 | 211392468 | HRCU-A-CB | HMH72B341 | XAFB30CXXN1+TXV |  | 34000 | 26800 | 2.54 | 23800 | 2.02
CHAMPION HEATING AND COOLING | HMH7 | 211392483 | HRCU-A-CB | HMH72B341 | XAFB30CXXN1+TXV |  | 34000 | 26800 | 2.54 | 23800 | 2.02
CHAMPION HEATING AND COOLING | HMH7 | 211392498 | HRCU-A-CB | HMH72B341 | XAUB30CXXN1+TXV |  | 34000 | 26800 | 2.54 | 23800 | 2.02
CHAMPION HEATING AND COOLING | HMH7 | 211392513 | HRCU-A-CB | HMH72B341 | XAUB30CXXN1+TXV |  | 34000 | 26800 | 2.54 | 23800 | 2.02
CHAMPION HEATING AND COOLING | HMH7 | 211393449 | HRCU-A-CB | HMH72B341 | XAFC36DXXN1+TXV |  | 34000 | 25600 | 2.54 | 24200 | 2.1
CHAMPION HEATING AND COOLING | HMH7 | 211393464 | HRCU-A-CB | HMH72B341 | XAFC36DBCN1 |  | 34000 | 25600 | 2.54 | 24200 | 2.1
CHAMPION HEATING AND COOLING | HMH7 | 211393638 | HRCU-A-CB | HMH72B341 | JHETB36DBCS2N1 |  | 33800 | 25400 | 2.56 | 23800 | 2.12
CHAMPION HEATING AND COOLING | HMH7 | 211393920 | HRCU-A-CB | HMH72B341 | XAFD48FXXN1+TXV |  | 32400 | 25400 | 2.54 | 23600 | 2.06
CHAMPION HEATING AND COOLING | HMH7 | 211393935 | HRCU-A-CB | HMH72B341 | XAFD48FBCN1 |  | 32400 | 25400 | 2.54 | 23600 | 2.06
CHAMPION HEATING AND COOLING | HMH7 | 211394334 | HRCU-A-CB | HMH72B341 | XAFD48FXXN1+TXV |  | 32400 | 25400 | 2.58 | 23800 | 2.1
CHAMPION HEATING AND COOLING | HMH7 | 211394347 | HRCU-A-CB | HMH72B341 | XAFD48FXXN1+TXV |  | 32400 | 25400 | 2.58 | 23800 | 2.1
CHAMPION HEATING AND COOLING | HMH7 | 211394364 | HRCU-A-CB | HMH72B341 | XAFD48FBCN1 |  | 32400 | 25400 | 2.58 | 23800 | 2.1
CHAMPION HEATING AND COOLING | HMH7 | 211394379 | HRCU-A-CB | HMH72B341 | XAFD48FBCN1 |  | 32400 | 25400 | 2.58 | 23800 | 2.1
CHAMPION HEATING AND COOLING | HMH7 | 211394903 | HRCU-A-CB | HMH72B341 | XAFC48FXXN1+TXV |  | 32400 | 25400 | 2.56 | 23800 | 2.08
CHAMPION HEATING AND COOLING | HMH7 | 211394917 | HRCU-A-CB | HMH72B341 | XAFC48FXXN1+TXV |  | 32400 | 25400 | 2.56 | 23800 | 2.08
CHAMPION HEATING AND COOLING | HMH7 | 211394936 | HRCU-A-CB | HMH72B341 | XAFC48FBCN1 |  | 32400 | 25400 | 2.56 | 23800 | 2.08
CHAMPION HEATING AND COOLING | HMH7 | 211394949 | HRCU-A-CB | HMH72B341 | XAUC48FXXN1+TXV |  | 32400 | 25400 | 2.56 | 23800 | 2.08
CHAMPION HEATING AND COOLING | HMH7 | 211394964 | HRCU-A-CB | HMH72B341 | XAFC48FBCN1 |  | 32400 | 25400 | 2.56 | 23800 | 2.08
CHAMPION HEATING AND COOLING | HMH7 | 211394979 | HRCU-A-CB | HMH72B341 | XAUC48FXXN1+TXV |  | 32400 | 25400 | 2.56 | 23800 | 2.08
CHAMPION HEATING AND COOLING | HMH7 | 211396432 | HRCU-A-CB | HMH72B341 | XAHD48FXXN1+TXV |  | 32400 | 25200 | 2.52 | 23800 | 2.06
CHAMPION HEATING AND COOLING | HMH7 | 211396454 | HRCU-A-CB | HMH72B341 | XAHD48FXXN1+TXV |  | 32400 | 25200 | 2.52 | 23800 | 2.06
CHAMPION HEATING AND COOLING | HMH7 | 211396479 | HRCU-A-CB | HMH72B341 | XAHD48FBCN1 |  | 32400 | 25200 | 2.52 | 23800 | 2.06
CHAMPION HEATING AND COOLING | HMH7 | 211396500 | HRCU-A-CB | HMH72B341 | XAHD48FBCN1 |  | 32400 | 25200 | 2.52 | 23800 | 2.06
CHAMPION HEATING AND COOLING | HMH7 | 211397050 | HRCU-A-CB | HMH72B341 | XAHC48FXXN1+TXV |  | 32400 | 25200 | 2.52 | 23800 | 2.06
CHAMPION HEATING AND COOLING | HMH7 | 211397065 | HRCU-A-CB | HMH72B341 | XAHC48FXXN1+TXV |  | 32400 | 25200 | 2.52 | 23800 | 2.06
CHAMPION HEATING AND COOLING | HMH7 | 211397080 | HRCU-A-CB | HMH72B341 | XAHC48FXXN1+TXV |  | 32400 | 25200 | 2.52 | 23800 | 2.06
CHAMPION HEATING AND COOLING | HMH7 | 211397096 | HRCU-A-CB | HMH72B341 | XAHC48FXXN1+TXV |  | 32400 | 25200 | 2.52 | 23800 | 2.06
CHAMPION HEATING AND COOLING | HMH7 | 211397110 | HRCU-A-CB | HMH72B341 | XAHC48FXXN1+TXV |  | 32400 | 25200 | 2.52 | 23800 | 2.06
CHAMPION HEATING AND COOLING | HMH7 | 211397131 | HRCU-A-CB | HMH72B341 | XAHC48FBCN1 |  | 32400 | 25200 | 2.52 | 23800 | 2.06
CHAMPION HEATING AND COOLING | HMH7 | 211397146 | HRCU-A-CB | HMH72B341 | XAHC48FBCN1 |  | 32400 | 25200 | 2.52 | 23800 | 2.06
CHAMPION HEATING AND COOLING | HMH7 | 211397161 | HRCU-A-CB | HMH72B341 | XAHC48FBCN1 |  | 32400 | 25200 | 2.52 | 23800 | 2.06
CHAMPION HEATING AND COOLING | HMH7 | 211397168 | HRCU-A-CB | HMH72B341 | XAHC48FBCN1 |  | 32400 | 25200 | 2.52 | 23800 | 2.06
CHAMPION HEATING AND COOLING | HMH7 | 211397182 | HRCU-A-CB | HMH72B341 | XAHC48FBCN1 |  | 32400 | 25200 | 2.52 | 23800 | 2.06
CHAMPION HEATING AND COOLING | HMH7 | 211386411 | HRCU-A-CB | HMH72B341 | XAFD48FXXN1+TXV |  | 32400 | 25400 | 2.58 | 23800 | 2.1
CHAMPION HEATING AND COOLING | HMH7 | 211386424 | HRCU-A-CB | HMH72B341 | XAFD48FBCN1 |  | 32400 | 25400 | 2.58 | 23800 | 2.1
CHAMPION HEATING AND COOLING | HMH7 | 211390177 | HRCU-A-CB | HMH72B341 | XAFC36DXXN1+TXV |  | 34000 | 25400 | 2.54 | 24000 | 2.1
CHAMPION HEATING AND COOLING | HMH7 | 211390260 | HRCU-A-CB | HMH72B341 | XAFC36DBCN1 |  | 34000 | 25400 | 2.54 | 24000 | 2.1
CHAMPION HEATING AND COOLING | HMH7 | 211391824 | HRCU-A-CB | HMH72B341 | XAFB36DXXN1+TXV |  | 33800 | 25400 | 2.5 | 23800 | 2.06
CHAMPION HEATING AND COOLING | HMH7 | 211391838 | HRCU-A-CB | HMH72B341 | XAFB36DXXN1+TXV |  | 33800 | 25400 | 2.5 | 23800 | 2.06
CHAMPION HEATING AND COOLING | HMH7 | 211391852 | HRCU-A-CB | HMH72B341 | XAFB36DBCN1 |  | 33800 | 25400 | 2.5 | 23800 | 2.06
CHAMPION HEATING AND COOLING | HMH7 | 211391867 | HRCU-A-CB | HMH72B341 | XAUB36DXXN1+TXV |  | 33800 | 25400 | 2.5 | 23800 | 2.06
CHAMPION HEATING AND COOLING | HMH7 | 211391882 | HRCU-A-CB | HMH72B341 | XAFB36DBCN1 |  | 33800 | 25400 | 2.5 | 23800 | 2.06
CHAMPION HEATING AND COOLING | HMH7 | 211391897 | HRCU-A-CB | HMH72B341 | XAUB36DXXN1+TXV |  | 33800 | 25400 | 2.5 | 23800 | 2.06
CHAMPION HEATING AND COOLING | HMH7 | 211392358 | HRCU-A-CB | HMH72B341 | XAFC30CXXN1+TXV |  | 34000 | 26800 | 2.54 | 23800 | 2.02
CHAMPION HEATING AND COOLING | HMH7 | 211392373 | HRCU-A-CB | HMH72B341 | XAFC30CXXN1+TXV |  | 34000 | 26800 | 2.54 | 23800 | 2.02
CHAMPION HEATING AND COOLING | HMH7 | 211393624 | HRCU-A-CB | HMH72B341 | JHVTB36DBCC2N1 |  | 33800 | 25200 | 2.54 | 23800 | 2.1
CHAMPION HEATING AND COOLING | HMH7 | 211393830 | HRCU-A-CB | HMH72B341 | XAFD48FXXN1+TXV |  | 32400 | 25400 | 2.56 | 23800 | 2.08
CHAMPION HEATING AND COOLING | HMH7 | 211393845 | HRCU-A-CB | HMH72B341 | XAFD48FBCN1 |  | 32400 | 25400 | 2.56 | 23800 | 2.08
CHAMPION HEATING AND COOLING | HMH7 | 211395079 | HRCU-A-CB | HMH72B341 | XAHC48FXXN1+TXV |  | 31800 | 24800 | 2.5 | 23200 | 2.02
CHAMPION HEATING AND COOLING | HMH7 | 211395096 | HRCU-A-CB | HMH72B341 | XAHC48FXXN1+TXV |  | 31800 | 24800 | 2.5 | 23200 | 2.02
CHAMPION HEATING AND COOLING | HMH7 | 211395128 | HRCU-A-CB | HMH72B341 | XAHC48FBCN1 |  | 31800 | 24800 | 2.5 | 23200 | 2.02
CHAMPION HEATING AND COOLING | HMH7 | 211395151 | HRCU-A-CB | HMH72B341 | XAHC48FBCN1 |  | 31800 | 24800 | 2.5 | 23200 | 2.02
CHAMPION HEATING AND COOLING | HMH7 | 211395933 | HRCU-A-CB | HMH72B341 | XAHD48FXXN1+TXV |  | 31800 | 24800 | 2.5 | 23200 | 2.02
CHAMPION HEATING AND COOLING | HMH7 | 211395946 | HRCU-A-CB | HMH72B341 | XAHD48FBCN1 |  | 31800 | 24800 | 2.5 | 23200 | 2.02
CHAMPION HEATING AND COOLING | HMH7 | 211396653 | HRCU-A-CB | HMH72B341 | XAFC48FXXN1+TXV |  | 33000 | 25600 | 2.56 | 24200 | 2.1
CHAMPION HEATING AND COOLING | HMH7 | 211396694 | HRCU-A-CB | HMH72B341 | XAFC48FBCN1 |  | 33000 | 25600 | 2.56 | 24200 | 2.1
CHAMPION HEATING AND COOLING | HMH7 | 211396710 | HRCU-A-CB | HMH72B341 | XAUC48FXXN1+TXV |  | 33000 | 25600 | 2.56 | 24200 | 2.1
CHAMPION HEATING AND COOLING | HMH7 | 211397222 | HRCU-A-CB | HMH72B341 | XAHD48FXXN1+TXV |  | 32400 | 25400 | 2.5 | 24000 | 2.06
CHAMPION HEATING AND COOLING | HMH7 | 211397305 | HRCU-A-CB | HMH72B341 | XAHD48FBCN1 |  | 32400 | 25400 | 2.5 | 24000 | 2.06
CHAMPION HEATING AND COOLING | HMH7 | 211386145 | HRCU-A-CB | HMH72B341 | XAFC48FXXN1+TXV |  | 32400 | 25400 | 2.56 | 23800 | 2.08
CHAMPION HEATING AND COOLING | HMH7 | 211386159 | HRCU-A-CB | HMH72B341 | XAFC48FBCN1 |  | 32400 | 25400 | 2.56 | 23800 | 2.08
CHAMPION HEATING AND COOLING | HMH7 | 211386174 | HRCU-A-CB | HMH72B341 | XAUC48FXXN1+TXV |  | 32400 | 25400 | 2.56 | 23800 | 2.08
CHAMPION HEATING AND COOLING | HMH7 | 211386363 | HRCU-A-CB | HMH72B341 | XAHD48FXXN1+TXV |  | 32000 | 24800 | 2.54 | 23200 | 2.06
CHAMPION HEATING AND COOLING | HMH7 | 211386375 | HRCU-A-CB | HMH72B341 | XAHD48FBCN1 |  | 32000 | 24800 | 2.54 | 23200 | 2.06
CHAMPION HEATING AND COOLING | HMH7 | 211388619 | HRCU-A-CB | HMH72B341 | XAFC36DXXN1+TXV |  | 33600 | 25200 | 2.52 | 23800 | 2.08
CHAMPION HEATING AND COOLING | HMH7 | 211388634 | HRCU-A-CB | HMH72B341 | XAFC36DBCN1 |  | 33600 | 25200 | 2.52 | 23800 | 2.08
CHAMPION HEATING AND COOLING | HMH7 | 211388709 | HRCU-A-CB | HMH72B341 | XAFC36DXXN1+TXV |  | 33600 | 25200 | 2.52 | 23800 | 2.08
CHAMPION HEATING AND COOLING | HMH7 | 211388723 | HRCU-A-CB | HMH72B341 | XAFC36DBCN1 |  | 33600 | 25200 | 2.52 | 23800 | 2.08
CHAMPION HEATING AND COOLING | HMH7 | 211389280 | HRCU-A-CB | HMH72B341 | XAHC36DXXN1+TXV |  | 33800 | 25400 | 2.5 | 24200 | 2.08
CHAMPION HEATING AND COOLING | HMH7 | 211389310 | HRCU-A-CB | HMH72B341 | XAHC36DBCN1 |  | 33800 | 25400 | 2.5 | 24200 | 2.08
CHAMPION HEATING AND COOLING | HMH7 | 211392058 | HRCU-A-CB | HMH72B341 | XAFC36DXXN1+TXV |  | 33600 | 25200 | 2.52 | 23600 | 2.08
CHAMPION HEATING AND COOLING | HMH7 | 211392066 | HRCU-A-CB | HMH72B341 | XAFC36DXXN1+TXV |  | 33600 | 25200 | 2.52 | 23600 | 2.08
CHAMPION HEATING AND COOLING | HMH7 | 211392081 | HRCU-A-CB | HMH72B341 | XAFC36DBCN1 |  | 33600 | 25200 | 2.52 | 23600 | 2.08
CHAMPION HEATING AND COOLING | HMH7 | 211392096 | HRCU-A-CB | HMH72B341 | XAFC36DBCN1 |  | 33600 | 25200 | 2.52 | 23600 | 2.08
CHAMPION HEATING AND COOLING | HMH7 | 211393360 | HRCU-A-CB | HMH72B341 | XAFC36DXXN1+TXV |  | 34000 | 25400 | 2.56 | 24000 | 2.12
CHAMPION HEATING AND COOLING | HMH7 | 211393375 | HRCU-A-CB | HMH72B341 | XAFC36DBCN1 |  | 34000 | 25400 | 2.56 | 24000 | 2.12
CHAMPION HEATING AND COOLING | HMH7 | 211394698 | HRCU-A-CB | HMH72B341 | XAHD48FXXN1+TXV |  | 31800 | 24800 | 2.52 | 23200 | 2.04
CHAMPION HEATING AND COOLING | HMH7 | 211394712 | HRCU-A-CB | HMH72B341 | XAHD48FXXN1+TXV |  | 31800 | 24800 | 2.52 | 23200 | 2.04
CHAMPION HEATING AND COOLING | HMH7 | 211394729 | HRCU-A-CB | HMH72B341 | XAHD48FBCN1 |  | 31800 | 24800 | 2.52 | 23200 | 2.04
CHAMPION HEATING AND COOLING | HMH7 | 211394744 | HRCU-A-CB | HMH72B341 | XAHD48FBCN1 |  | 31800 | 24800 | 2.52 | 23200 | 2.04
CHAMPION HEATING AND COOLING | HMH7 | 211394836 | HRCU-A-CB | HMH72B341 | XAFD48FXXN1+TXV |  | 32400 | 25400 | 2.58 | 23600 | 2.08
CHAMPION HEATING AND COOLING | HMH7 | 211394850 | HRCU-A-CB | HMH72B341 | XAFD48FXXN1+TXV |  | 32400 | 25400 | 2.58 | 23600 | 2.08
CHAMPION HEATING AND COOLING | HMH7 | 211394871 | HRCU-A-CB | HMH72B341 | XAFD48FBCN1 |  | 32400 | 25400 | 2.58 | 23600 | 2.08
CHAMPION HEATING AND COOLING | HMH7 | 211394884 | HRCU-A-CB | HMH72B341 | XAFD48FBCN1 |  | 32400 | 25400 | 2.58 | 23600 | 2.08
CHAMPION HEATING AND COOLING | HMH7 | 211395005 | HRCU-A-CB | HMH72B341 | XAHD48FXXN1+TXV |  | 31800 | 25000 | 2.5 | 23200 | 2.02
CHAMPION HEATING AND COOLING | HMH7 | 211395019 | HRCU-A-CB | HMH72B341 | XAHD48FXXN1+TXV |  | 31800 | 25000 | 2.5 | 23200 | 2.02
CHAMPION HEATING AND COOLING | HMH7 | 211395037 | HRCU-A-CB | HMH72B341 | XAHD48FBCN1 |  | 31800 | 25000 | 2.5 | 23200 | 2.02
CHAMPION HEATING AND COOLING | HMH7 | 211395048 | HRCU-A-CB | HMH72B341 | XAHD48FBCN1 |  | 31800 | 25000 | 2.5 | 23200 | 2.02
CHAMPION HEATING AND COOLING | HMH7 | 211395960 | HRCU-A-CB | HMH72B341 | XAHC48FXXN1+TXV |  | 31800 | 24800 | 2.5 | 23200 | 2.02
CHAMPION HEATING AND COOLING | HMH7 | 211395973 | HRCU-A-CB | HMH72B341 | XAHC48FBCN1 |  | 31800 | 24800 | 2.5 | 23200 | 2.02
CHAMPION HEATING AND COOLING | HMH7 | 211397382 | HRCU-A-CB | HMH72B341 | XAHC48FXXN1+TXV |  | 32400 | 25400 | 2.5 | 24000 | 2.04
CHAMPION HEATING AND COOLING | HMH7 | 211397463 | HRCU-A-CB | HMH72B341 | XAHC48FBCN1 |  | 32400 | 25400 | 2.5 | 24000 | 2.04
CHAMPION HEATING AND COOLING | HMH7 | 211398157 | HRCU-A-CB | HMH72B341 | XAHC48FXXN1+TXV |  | 31600 | 24800 | 2.52 | 23200 | 2.04
CHAMPION HEATING AND COOLING | HMH7 | 211398167 | HRCU-A-CB | HMH72B341 | XAHC48FXXN1+TXV |  | 31600 | 24800 | 2.52 | 23200 | 2.04
CHAMPION HEATING AND COOLING | HMH7 | 211398182 | HRCU-A-CB | HMH72B341 | XAHC48FBCN1 |  | 31600 | 24800 | 2.52 | 23200 | 2.04
CHAMPION HEATING AND COOLING | HMH7 | 211398197 | HRCU-A-CB | HMH72B341 | XAHC48FBCN1 |  | 31600 | 24800 | 2.52 | 23200 | 2.04
CHAMPION HEATING AND COOLING | HMH7 | 211398517 | HRCU-A-CB | HMH72B341 | XAFC48FXXN1+TXV |  | 32400 | 25400 | 2.56 | 23600 | 2.06
CHAMPION HEATING AND COOLING | HMH7 | 211398532 | HRCU-A-CB | HMH72B341 | XAFC48FXXN1+TXV |  | 32400 | 25400 | 2.56 | 23600 | 2.06
CHAMPION HEATING AND COOLING | HMH7 | 211398547 | HRCU-A-CB | HMH72B341 | XAFC48FBCN1 |  | 32400 | 25400 | 2.56 | 23600 | 2.06
CHAMPION HEATING AND COOLING | HMH7 | 211398562 | HRCU-A-CB | HMH72B341 | XAUC48FXXN1+TXV |  | 32400 | 25400 | 2.56 | 23600 | 2.06
CHAMPION HEATING AND COOLING | HMH7 | 211398577 | HRCU-A-CB | HMH72B341 | XAFC48FBCN1 |  | 32400 | 25400 | 2.56 | 23600 | 2.06
CHAMPION HEATING AND COOLING | HMH7 | 211398592 | HRCU-A-CB | HMH72B341 | XAUC48FXXN1+TXV |  | 32400 | 25400 | 2.56 | 23600 | 2.06
CHAMPION HEATING AND COOLING | HMH7 | 211385833 | HRCU-A-CB | HMH72B341 | XAFC48FXXN1+TXV |  | 32200 | 25200 | 2.56 | 23400 | 2.06
CHAMPION HEATING AND COOLING | HMH7 | 211385845 | HRCU-A-CB | HMH72B341 | XAFC48FXXN1+TXV |  | 32200 | 25200 | 2.56 | 23400 | 2.06
CHAMPION HEATING AND COOLING | HMH7 | 211385858 | HRCU-A-CB | HMH72B341 | XAFC48FBCN1 |  | 32200 | 25200 | 2.56 | 23400 | 2.06
CHAMPION HEATING AND COOLING | HMH7 | 211385873 | HRCU-A-CB | HMH72B341 | XAUC48FXXN1+TXV |  | 32200 | 25200 | 2.56 | 23400 | 2.06
CHAMPION HEATING AND COOLING | HMH7 | 211385890 | HRCU-A-CB | HMH72B341 | XAFC48FBCN1 |  | 32200 | 25200 | 2.56 | 23400 | 2.06
CHAMPION HEATING AND COOLING | HMH7 | 211385906 | HRCU-A-CB | HMH72B341 | XAUC48FXXN1+TXV |  | 32200 | 25200 | 2.56 | 23400 | 2.06
CHAMPION HEATING AND COOLING | HMH7 | 211386056 | HRCU-A-CB | HMH72B341 | XAHD48FXXN1+TXV |  | 32000 | 25000 | 2.52 | 23400 | 2.04
CHAMPION HEATING AND COOLING | HMH7 | 211386071 | HRCU-A-CB | HMH72B341 | XAHD48FBCN1 |  | 32000 | 25000 | 2.52 | 23400 | 2.04
CHAMPION HEATING AND COOLING | HMH7 | 211387052 | HRCU-A-CB | HMH72B341 | XAFB30CXXN1+TXV |  | 34000 | 26800 | 2.54 | 23800 | 2.02
CHAMPION HEATING AND COOLING | HMH7 | 211387065 | HRCU-A-CB | HMH72B341 | XAUB30CXXN1+TXV |  | 34000 | 26800 | 2.54 | 23800 | 2.02
CHAMPION HEATING AND COOLING | HMH7 | 211387185 | HRCU-A-CB | HMH72B341 | XAFC30CXXN1+TXV |  | 34000 | 26600 | 2.52 | 23800 | 2
CHAMPION HEATING AND COOLING | HMH7 | 211387627 | HRCU-A-CB | HMH72B341 | XAFC36DXXN1+TXV |  | 33800 | 25400 | 2.52 | 23800 | 2.08
CHAMPION HEATING AND COOLING | HMH7 | 211387636 | HRCU-A-CB | HMH72B341 | XAFC36DXXN1+TXV |  | 33800 | 25400 | 2.52 | 23800 | 2.08
CHAMPION HEATING AND COOLING | HMH7 | 211387646 | HRCU-A-CB | HMH72B341 | XAFC36DBCN1 |  | 33800 | 25400 | 2.52 | 23800 | 2.08
CHAMPION HEATING AND COOLING | HMH7 | 211387653 | HRCU-A-CB | HMH72B341 | XAFC36DBCN1 |  | 33800 | 25400 | 2.52 | 23800 | 2.08
CHAMPION HEATING AND COOLING | HMH7 | 211389380 | HRCU-A-CB | HMH72B341 | XAFC36DXXN1+TXV |  | 34000 | 25800 | 2.56 | 24600 | 2.12
CHAMPION HEATING AND COOLING | HMH7 | 211389409 | HRCU-A-CB | HMH72B341 | XAFC36DBCN1 |  | 34000 | 25800 | 2.56 | 24600 | 2.12
CHAMPION HEATING AND COOLING | HMH7 | 211390163 | HRCU-A-CB | HMH72B341 | XAFC36DXXN1+TXV |  | 34000 | 25400 | 2.54 | 24000 | 2.1
CHAMPION HEATING AND COOLING | HMH7 | 211390191 | HRCU-A-CB | HMH72B341 | XAFC36DXXN1+TXV |  | 34000 | 25400 | 2.54 | 24000 | 2.1
CHAMPION HEATING AND COOLING | HMH7 | 211390205 | HRCU-A-CB | HMH72B341 | XAFC36DXXN1+TXV |  | 34000 | 25400 | 2.54 | 24000 | 2.1
CHAMPION HEATING AND COOLING | HMH7 | 211390219 | HRCU-A-CB | HMH72B341 | XAFC36DXXN1+TXV |  | 34000 | 25400 | 2.54 | 24000 | 2.1
CHAMPION HEATING AND COOLING | HMH7 | 211390245 | HRCU-A-CB | HMH72B341 | XAFC36DBCN1 |  | 34000 | 25400 | 2.54 | 24000 | 2.1
CHAMPION HEATING AND COOLING | HMH7 | 211390274 | HRCU-A-CB | HMH72B341 | XAFC36DBCN1 |  | 34000 | 25400 | 2.54 | 24000 | 2.1
CHAMPION HEATING AND COOLING | HMH7 | 211390287 | HRCU-A-CB | HMH72B341 | XAFC36DBCN1 |  | 34000 | 25400 | 2.54 | 24000 | 2.1
CHAMPION HEATING AND COOLING | HMH7 | 211390301 | HRCU-A-CB | HMH72B341 | XAFC36DBCN1 |  | 34000 | 25400 | 2.54 | 24000 | 2.1
CHAMPION HEATING AND COOLING | HMH7 | 211391002 | HRCU-A-CB | HMH72B341 | XAFB36DXXN1+TXV |  | 34000 | 25600 | 2.5 | 24200 | 2.06
CHAMPION HEATING AND COOLING | HMH7 | 211391017 | HRCU-A-CB | HMH72B341 | XAFB36DXXN1+TXV |  | 34000 | 25600 | 2.5 | 24200 | 2.06
CHAMPION HEATING AND COOLING | HMH7 | 211391032 | HRCU-A-CB | HMH72B341 | XAFB36DXXN1+TXV |  | 34000 | 25600 | 2.5 | 24200 | 2.06
CHAMPION HEATING AND COOLING | HMH7 | 211391047 | HRCU-A-CB | HMH72B341 | XAFB36DBCN1 |  | 34000 | 25600 | 2.5 | 24200 | 2.06
CHAMPION HEATING AND COOLING | HMH7 | 211391062 | HRCU-A-CB | HMH72B341 | XAUB36DXXN1+TXV |  | 34000 | 25600 | 2.5 | 24200 | 2.06
CHAMPION HEATING AND COOLING | HMH7 | 211391077 | HRCU-A-CB | HMH72B341 | XAFB36DBCN1 |  | 34000 | 25600 | 2.5 | 24200 | 2.06
CHAMPION HEATING AND COOLING | HMH7 | 211391092 | HRCU-A-CB | HMH72B341 | XAUB36DXXN1+TXV |  | 34000 | 25600 | 2.5 | 24200 | 2.06
CHAMPION HEATING AND COOLING | HMH7 | 211391107 | HRCU-A-CB | HMH72B341 | XAFB36DBCN1 |  | 34000 | 25600 | 2.5 | 24200 | 2.06
CHAMPION HEATING AND COOLING | HMH7 | 211391122 | HRCU-A-CB | HMH72B341 | XAUB36DXXN1+TXV |  | 34000 | 25600 | 2.5 | 24200 | 2.06
CHAMPION HEATING AND COOLING | HMH7 | 211392836 | HRCU-A-CB | HMH72B341 | XAFB36DXXN1+TXV |  | 33600 | 25200 | 2.5 | 23800 | 2.06
CHAMPION HEATING AND COOLING | HMH7 | 211392851 | HRCU-A-CB | HMH72B341 | XAFB36DXXN1+TXV |  | 33600 | 25200 | 2.5 | 23800 | 2.06
CHAMPION HEATING AND COOLING | HMH7 | 211392866 | HRCU-A-CB | HMH72B341 | XAFB36DBCN1 |  | 33600 | 25200 | 2.5 | 23800 | 2.06
CHAMPION HEATING AND COOLING | HMH7 | 211392881 | HRCU-A-CB | HMH72B341 | XAUB36DXXN1+TXV |  | 33600 | 25200 | 2.5 | 23800 | 2.06
CHAMPION HEATING AND COOLING | HMH7 | 211392888 | HRCU-A-CB | HMH72B341 | XAFB36DBCN1 |  | 33600 | 25200 | 2.5 | 23800 | 2.06
CHAMPION HEATING AND COOLING | HMH7 | 211392902 | HRCU-A-CB | HMH72B341 | XAUB36DXXN1+TXV |  | 33600 | 25200 | 2.5 | 23800 | 2.06
CHAMPION HEATING AND COOLING | HMH7 | 211393538 | HRCU-A-CB | HMH72B341 | XAFB36DXXN1+TXV |  | 33800 | 25400 | 2.5 | 23800 | 2.06
CHAMPION HEATING AND COOLING | HMH7 | 211393553 | HRCU-A-CB | HMH72B341 | XAFB36DBCN1 |  | 33800 | 25400 | 2.5 | 23800 | 2.06
CHAMPION HEATING AND COOLING | HMH7 | 211393568 | HRCU-A-CB | HMH72B341 | XAUB36DXXN1+TXV |  | 33800 | 25400 | 2.5 | 23800 | 2.06
CHAMPION HEATING AND COOLING | HMH7 | 211238539 | HRCU-A-CB | HMH72B341 | JHETC36DBCS2N1 |  | 33600 | 25000 | 2.58 | 23600 | 2.12
CHAMPION HEATING AND COOLING | HMH7 | 211393800 | HRCU-A-CB | HMH72B341 | XAHD48FXXN1+TXV |  | 32000 | 25000 | 2.52 | 23400 | 2.04
CHAMPION HEATING AND COOLING | HMH7 | 211393815 | HRCU-A-CB | HMH72B341 | XAHD48FBCN1 |  | 32000 | 25000 | 2.52 | 23400 | 2.04
CHAMPION HEATING AND COOLING | HMH7 | 211393995 | HRCU-A-CB | HMH72B341 | XAHD48FXXN1+TXV |  | 31800 | 25000 | 2.5 | 23200 | 2.02
CHAMPION HEATING AND COOLING | HMH7 | 211394010 | HRCU-A-CB | HMH72B341 | XAHD48FBCN1 |  | 31800 | 25000 | 2.5 | 23200 | 2.02
CHAMPION HEATING AND COOLING | HMH7 | 211394597 | HRCU-A-CB | HMH72B341 | XAFC48FXXN1+TXV |  | 33000 | 25800 | 2.56 | 24200 | 2.1
CHAMPION HEATING AND COOLING | HMH7 | 211394612 | HRCU-A-CB | HMH72B341 | XAFC48FXXN1+TXV |  | 33000 | 25800 | 2.56 | 24200 | 2.1
CHAMPION HEATING AND COOLING | HMH7 | 211394629 | HRCU-A-CB | HMH72B341 | XAFC48FBCN1 |  | 33000 | 25800 | 2.56 | 24200 | 2.1
CHAMPION HEATING AND COOLING | HMH7 | 211394644 | HRCU-A-CB | HMH72B341 | XAUC48FXXN1+TXV |  | 33000 | 25800 | 2.56 | 24200 | 2.1
CHAMPION HEATING AND COOLING | HMH7 | 211394656 | HRCU-A-CB | HMH72B341 | XAFC48FBCN1 |  | 33000 | 25800 | 2.56 | 24200 | 2.1
CHAMPION HEATING AND COOLING | HMH7 | 211394671 | HRCU-A-CB | HMH72B341 | XAUC48FXXN1+TXV |  | 33000 | 25800 | 2.56 | 24200 | 2.1
CHAMPION HEATING AND COOLING | HMH7 | 211395301 | HRCU-A-CB | HMH72B341 | XAFC48FXXN1+TXV |  | 32400 | 25400 | 2.54 | 23600 | 2.06
CHAMPION HEATING AND COOLING | HMH7 | 211395326 | HRCU-A-CB | HMH72B341 | XAFC48FXXN1+TXV |  | 32400 | 25400 | 2.54 | 23600 | 2.06
CHAMPION HEATING AND COOLING | HMH7 | 211395354 | HRCU-A-CB | HMH72B341 | XAFC48FBCN1 |  | 32400 | 25400 | 2.54 | 23600 | 2.06
CHAMPION HEATING AND COOLING | HMH7 | 211395371 | HRCU-A-CB | HMH72B341 | XAUC48FXXN1+TXV |  | 32400 | 25400 | 2.54 | 23600 | 2.06
CHAMPION HEATING AND COOLING | HMH7 | 211395395 | HRCU-A-CB | HMH72B341 | XAFC48FBCN1 |  | 32400 | 25400 | 2.54 | 23600 | 2.06
CHAMPION HEATING AND COOLING | HMH7 | 211395414 | HRCU-A-CB | HMH72B341 | XAUC48FXXN1+TXV |  | 32400 | 25400 | 2.54 | 23600 | 2.06
CHAMPION HEATING AND COOLING | HMH7 | 211396980 | HRCU-A-CB | HMH72B341 | XAHC48FXXN1+TXV |  | 31600 | 24800 | 2.5 | 23000 | 2.02
CHAMPION HEATING AND COOLING | HMH7 | 211396990 | HRCU-A-CB | HMH72B341 | XAHC48FBCN1 |  | 31600 | 24800 | 2.5 | 23000 | 2.02
CHAMPION HEATING AND COOLING | HMH7 | 211398607 | HRCU-A-CB | HMH72B341 | XAHC48FXXN1+TXV |  | 31800 | 25000 | 2.5 | 23200 | 2.02
CHAMPION HEATING AND COOLING | HMH7 | 211398622 | HRCU-A-CB | HMH72B341 | XAHC48FXXN1+TXV |  | 31800 | 25000 | 2.5 | 23200 | 2.02
CHAMPION HEATING AND COOLING | HMH7 | 211398634 | HRCU-A-CB | HMH72B341 | XAHC48FBCN1 |  | 31800 | 25000 | 2.5 | 23200 | 2.02
CHAMPION HEATING AND COOLING | HMH7 | 211398644 | HRCU-A-CB | HMH72B341 | XAHC48FBCN1 |  | 31800 | 25000 | 2.5 | 23200 | 2.02
CHAMPION HEATING AND COOLING | HMH7 | 211386191 | HRCU-A-CB | HMH72B341 | XAHD48FXXN1+TXV |  | 32400 | 25200 | 2.5 | 23600 | 2.04
CHAMPION HEATING AND COOLING | HMH7 | 211386202 | HRCU-A-CB | HMH72B341 | XAHD48FBCN1 |  | 32400 | 25200 | 2.5 | 23600 | 2.04
CHAMPION HEATING AND COOLING | HMH7 | 211386387 | HRCU-A-CB | HMH72B341 | XAHC48FXXN1+TXV |  | 32000 | 24800 | 2.54 | 23200 | 2.06
CHAMPION HEATING AND COOLING | HMH7 | 211386400 | HRCU-A-CB | HMH72B341 | XAHC48FBCN1 |  | 32000 | 24800 | 2.54 | 23200 | 2.06
CHAMPION HEATING AND COOLING | HMH7 | 211386660 | HRCU-A-CB | HMH72B341 | JHVTC42FBCC2N1 |  | 32400 | 25000 | 2.62 | 23400 | 2.12
CHAMPION HEATING AND COOLING | HMH7 | 211388835 | HRCU-A-CB | HMH72B341 | XAFC36DXXN1+TXV |  | 34000 | 25800 | 2.5 | 24400 | 2.06
CHAMPION HEATING AND COOLING | HMH7 | 211388850 | HRCU-A-CB | HMH72B341 | XAFC36DBCN1 |  | 34000 | 25800 | 2.5 | 24400 | 2.06
CHAMPION HEATING AND COOLING | HMH7 | 211389369 | HRCU-A-CB | HMH72B341 | XAFC36DXXN1+TXV |  | 33800 | 25200 | 2.56 | 23800 | 2.1
CHAMPION HEATING AND COOLING | HMH7 | 211389394 | HRCU-A-CB | HMH72B341 | XAFC36DBCN1 |  | 33800 | 25200 | 2.56 | 23800 | 2.1
CHAMPION HEATING AND COOLING | HMH7 | 211389699 | HRCU-A-CB | HMH72B341 | XAFC36DXXN1+TXV |  | 33600 | 25200 | 2.5 | 23600 | 2.06
CHAMPION HEATING AND COOLING | HMH7 | 211389713 | HRCU-A-CB | HMH72B341 | XAFC36DBCN1 |  | 33600 | 25200 | 2.5 | 23600 | 2.06
CHAMPION HEATING AND COOLING | HMH7 | 211391742 | HRCU-A-CB | HMH72B341 | XAFC36DXXN1+TXV |  | 33800 | 25400 | 2.5 | 23800 | 2.06
CHAMPION HEATING AND COOLING | HMH7 | 211391753 | HRCU-A-CB | HMH72B341 | XAFC36DXXN1+TXV |  | 33800 | 25400 | 2.5 | 23800 | 2.06
CHAMPION HEATING AND COOLING | HMH7 | 211391768 | HRCU-A-CB | HMH72B341 | XAFC36DBCN1 |  | 33800 | 25400 | 2.5 | 23800 | 2.06
CHAMPION HEATING AND COOLING | HMH7 | 211391783 | HRCU-A-CB | HMH72B341 | XAFC36DBCN1 |  | 33800 | 25400 | 2.5 | 23800 | 2.06
CHAMPION HEATING AND COOLING | HMH7 | 211394085 | HRCU-A-CB | HMH72B341 | XAFC48FXXN1+TXV |  | 32800 | 25800 | 2.52 | 24200 | 2.06
CHAMPION HEATING AND COOLING | HMH7 | 211394098 | HRCU-A-CB | HMH72B341 | XAFC48FBCN1 |  | 32800 | 25800 | 2.52 | 24200 | 2.06
CHAMPION HEATING AND COOLING | HMH7 | 211394113 | HRCU-A-CB | HMH72B341 | XAUC48FXXN1+TXV |  | 32800 | 25800 | 2.52 | 24200 | 2.06
CHAMPION HEATING AND COOLING | HMH7 | 211394400 | HRCU-A-CB | HMH72B341 | XAHD48FXXN1+TXV |  | 32400 | 25200 | 2.5 | 23800 | 2.06
CHAMPION HEATING AND COOLING | HMH7 | 211394413 | HRCU-A-CB | HMH72B341 | XAHD48FXXN1+TXV |  | 32400 | 25200 | 2.5 | 23800 | 2.06
CHAMPION HEATING AND COOLING | HMH7 | 211394431 | HRCU-A-CB | HMH72B341 | XAHD48FBCN1 |  | 32400 | 25200 | 2.5 | 23800 | 2.06
CHAMPION HEATING AND COOLING | HMH7 | 211394446 | HRCU-A-CB | HMH72B341 | XAHD48FBCN1 |  | 32400 | 25200 | 2.5 | 23800 | 2.06
CHAMPION HEATING AND COOLING | HMH7 | 211394467 | HRCU-A-CB | HMH72B341 | XAHC48FXXN1+TXV |  | 32000 | 25000 | 2.52 | 23400 | 2.04
CHAMPION HEATING AND COOLING | HMH7 | 211394480 | HRCU-A-CB | HMH72B341 | XAHC48FXXN1+TXV |  | 32000 | 25000 | 2.52 | 23400 | 2.04
CHAMPION HEATING AND COOLING | HMH7 | 211394500 | HRCU-A-CB | HMH72B341 | XAHC48FBCN1 |  | 32000 | 25000 | 2.52 | 23400 | 2.04
CHAMPION HEATING AND COOLING | HMH7 | 211394512 | HRCU-A-CB | HMH72B341 | XAHC48FBCN1 |  | 32000 | 25000 | 2.52 | 23400 | 2.04
CHAMPION HEATING AND COOLING | HMH7 | 211395185 | HRCU-A-CB | HMH72B341 | XAFD48FXXN1+TXV |  | 32400 | 25400 | 2.54 | 23600 | 2.06
CHAMPION HEATING AND COOLING | HMH7 | 211395211 | HRCU-A-CB | HMH72B341 | XAFD48FXXN1+TXV |  | 32400 | 25400 | 2.54 | 23600 | 2.06
CHAMPION HEATING AND COOLING | HMH7 | 211395241 | HRCU-A-CB | HMH72B341 | XAFD48FBCN1 |  | 32400 | 25400 | 2.54 | 23600 | 2.06
CHAMPION HEATING AND COOLING | HMH7 | 211395265 | HRCU-A-CB | HMH72B341 | XAFD48FBCN1 |  | 32400 | 25400 | 2.54 | 23600 | 2.06
CHAMPION HEATING AND COOLING | HMH7 | 211396017 | HRCU-A-CB | HMH72B341 | XAFC48FXXN1+TXV |  | 32400 | 25400 | 2.56 | 23600 | 2.06
CHAMPION HEATING AND COOLING | HMH7 | 211396031 | HRCU-A-CB | HMH72B341 | XAFC48FBCN1 |  | 32400 | 25400 | 2.56 | 23600 | 2.06
CHAMPION HEATING AND COOLING | HMH7 | 211396044 | HRCU-A-CB | HMH72B341 | XAUC48FXXN1+TXV |  | 32400 | 25400 | 2.56 | 23600 | 2.06
CHAMPION HEATING AND COOLING | HMH7 | 211396119 | HRCU-A-CB | HMH72B341 | XAFD48FXXN1+TXV |  | 33400 | 26000 | 2.5 | 24600 | 2.08
CHAMPION HEATING AND COOLING | HMH7 | 211396134 | HRCU-A-CB | HMH72B341 | XAFD48FBCN1 |  | 33400 | 26000 | 2.5 | 24600 | 2.08
CHAMPION HEATING AND COOLING | HMH7 | 211397005 | HRCU-A-CB | HMH72B341 | XAFC48FXXN1+TXV |  | 32200 | 25400 | 2.54 | 23600 | 2.04
CHAMPION HEATING AND COOLING | HMH7 | 211397020 | HRCU-A-CB | HMH72B341 | XAFC48FBCN1 |  | 32200 | 25400 | 2.54 | 23600 | 2.04
CHAMPION HEATING AND COOLING | HMH7 | 211397035 | HRCU-A-CB | HMH72B341 | XAUC48FXXN1+TXV |  | 32200 | 25400 | 2.54 | 23600 | 2.04
CHAMPION HEATING AND COOLING | HMH7 | 211397206 | HRCU-A-CB | HMH72B341 | XAHD48FXXN1+TXV |  | 32400 | 25200 | 2.5 | 23800 | 2.06
CHAMPION HEATING AND COOLING | HMH7 | 211397237 | HRCU-A-CB | HMH72B341 | XAHD48FXXN1+TXV |  | 32400 | 25200 | 2.5 | 23800 | 2.06
CHAMPION HEATING AND COOLING | HMH7 | 211397252 | HRCU-A-CB | HMH72B341 | XAHD48FXXN1+TXV |  | 32400 | 25200 | 2.5 | 23800 | 2.06
CHAMPION HEATING AND COOLING | HMH7 | 211397267 | HRCU-A-CB | HMH72B341 | XAHD48FXXN1+TXV |  | 32400 | 25200 | 2.5 | 23800 | 2.06
CHAMPION HEATING AND COOLING | HMH7 | 211397290 | HRCU-A-CB | HMH72B341 | XAHD48FBCN1 |  | 32400 | 25200 | 2.5 | 23800 | 2.06
CHAMPION HEATING AND COOLING | HMH7 | 211397317 | HRCU-A-CB | HMH72B341 | XAHD48FBCN1 |  | 32400 | 25200 | 2.5 | 23800 | 2.06
CHAMPION HEATING AND COOLING | HMH7 | 211397331 | HRCU-A-CB | HMH72B341 | XAHD48FBCN1 |  | 32400 | 25200 | 2.5 | 23800 | 2.06
CHAMPION HEATING AND COOLING | HMH7 | 211397347 | HRCU-A-CB | HMH72B341 | XAHD48FBCN1 |  | 32400 | 25200 | 2.5 | 23800 | 2.06
CHAMPION HEATING AND COOLING | HMH7 | 211397702 | HRCU-A-CB | HMH72B341 | XAFC48FXXN1+TXV |  | 33200 | 25800 | 2.54 | 24400 | 2.1
CHAMPION HEATING AND COOLING | HMH7 | 211397726 | HRCU-A-CB | HMH72B341 | XAFC48FXXN1+TXV |  | 33200 | 25800 | 2.54 | 24400 | 2.1
CHAMPION HEATING AND COOLING | HMH7 | 211397741 | HRCU-A-CB | HMH72B341 | XAFC48FXXN1+TXV |  | 33200 | 25800 | 2.54 | 24400 | 2.1
CHAMPION HEATING AND COOLING | HMH7 | 211397756 | HRCU-A-CB | HMH72B341 | XAFC48FXXN1+TXV |  | 33200 | 25800 | 2.54 | 24400 | 2.1
CHAMPION HEATING AND COOLING | HMH7 | 211397783 | HRCU-A-CB | HMH72B341 | XAFC48FBCN1 |  | 33200 | 25800 | 2.54 | 24400 | 2.1
CHAMPION HEATING AND COOLING | HMH7 | 211397798 | HRCU-A-CB | HMH72B341 | XAUC48FXXN1+TXV |  | 33200 | 25800 | 2.54 | 24400 | 2.1
CHAMPION HEATING AND COOLING | HMH7 | 211397835 | HRCU-A-CB | HMH72B341 | XAFC48FBCN1 |  | 33200 | 25800 | 2.54 | 24400 | 2.1
CHAMPION HEATING AND COOLING | HMH7 | 211397850 | HRCU-A-CB | HMH72B341 | XAUC48FXXN1+TXV |  | 33200 | 25800 | 2.54 | 24400 | 2.1
CHAMPION HEATING AND COOLING | HMH7 | 211397865 | HRCU-A-CB | HMH72B341 | XAFC48FBCN1 |  | 33200 | 25800 | 2.54 | 24400 | 2.1
CHAMPION HEATING AND COOLING | HMH7 | 211397877 | HRCU-A-CB | HMH72B341 | XAUC48FXXN1+TXV |  | 33200 | 25800 | 2.54 | 24400 | 2.1
CHAMPION HEATING AND COOLING | HMH7 | 211397891 | HRCU-A-CB | HMH72B341 | XAFC48FBCN1 |  | 33200 | 25800 | 2.54 | 24400 | 2.1
CHAMPION HEATING AND COOLING | HMH7 | 211397906 | HRCU-A-CB | HMH72B341 | XAUC48FXXN1+TXV |  | 33200 | 25800 | 2.54 | 24400 | 2.1
CHAMPION HEATING AND COOLING | HMH7 | 211398213 | HRCU-A-CB | HMH72B341 | XAFD48FXXN1+TXV |  | 32400 | 25200 | 2.56 | 23600 | 2.08
CHAMPION HEATING AND COOLING | HMH7 | 211398228 | HRCU-A-CB | HMH72B341 | XAFD48FXXN1+TXV |  | 32400 | 25200 | 2.56 | 23600 | 2.08
CHAMPION HEATING AND COOLING | HMH7 | 211398243 | HRCU-A-CB | HMH72B341 | XAFD48FBCN1 |  | 32400 | 25200 | 2.56 | 23600 | 2.08
CHAMPION HEATING AND COOLING | HMH7 | 211398258 | HRCU-A-CB | HMH72B341 | XAFD48FBCN1 |  | 32400 | 25200 | 2.56 | 23600 | 2.08
CHAMPION HEATING AND COOLING | HMH7 | 211398409 | HRCU-A-CB | HMH72B341 | XAHC48FXXN1+TXV |  | 31800 | 24800 | 2.52 | 23200 | 2.04
CHAMPION HEATING AND COOLING | HMH7 | 211398424 | HRCU-A-CB | HMH72B341 | XAHC48FXXN1+TXV |  | 31800 | 24800 | 2.52 | 23200 | 2.04
CHAMPION HEATING AND COOLING | HMH7 | 211398439 | HRCU-A-CB | HMH72B341 | XAHC48FBCN1 |  | 31800 | 24800 | 2.52 | 23200 | 2.04
CHAMPION HEATING AND COOLING | HMH7 | 211398454 | HRCU-A-CB | HMH72B341 | XAHC48FBCN1 |  | 31800 | 24800 | 2.52 | 23200 | 2.04
CHAMPION HEATING AND COOLING | HMH7 | 211398798 | HRCU-A-CB | HMH72B341 | XAHC48FXXN1+TXV |  | 31600 | 24800 | 2.52 | 23000 | 2.04
CHAMPION HEATING AND COOLING | HMH7 | 211398811 | HRCU-A-CB | HMH72B341 | XAHC48FXXN1+TXV |  | 31600 | 24800 | 2.52 | 23000 | 2.04
CHAMPION HEATING AND COOLING | HMH7 | 211398826 | HRCU-A-CB | HMH72B341 | XAHC48FBCN1 |  | 31600 | 24800 | 2.52 | 23000 | 2.04
CHAMPION HEATING AND COOLING | HMH7 | 211398841 | HRCU-A-CB | HMH72B341 | XAHC48FBCN1 |  | 31600 | 24800 | 2.52 | 23000 | 2.04
CHAMPION HEATING AND COOLING | HMH7 | 211386209 | HRCU-A-CB | HMH72B341 | XAHC48FXXN1+TXV |  | 32400 | 25200 | 2.5 | 23600 | 2.04
CHAMPION HEATING AND COOLING | HMH7 | 211386222 | HRCU-A-CB | HMH72B341 | XAHC48FBCN1 |  | 32400 | 25200 | 2.5 | 23600 | 2.04
CHAMPION HEATING AND COOLING | HMH7 | 211386438 | HRCU-A-CB | HMH72B341 | XAFC48FXXN1+TXV |  | 32400 | 25400 | 2.58 | 23800 | 2.1
CHAMPION HEATING AND COOLING | HMH7 | 211386452 | HRCU-A-CB | HMH72B341 | XAFC48FBCN1 |  | 32400 | 25400 | 2.58 | 23800 | 2.1
CHAMPION HEATING AND COOLING | HMH7 | 211386466 | HRCU-A-CB | HMH72B341 | XAUC48FXXN1+TXV |  | 32400 | 25400 | 2.58 | 23800 | 2.1
CHAMPION HEATING AND COOLING | HMH7 | 211386535 | HRCU-A-CB | HMH72B341 | XAFD48FXXN1+TXV |  | 32600 | 25600 | 2.56 | 24000 | 2.08
CHAMPION HEATING AND COOLING | HMH7 | 211386547 | HRCU-A-CB | HMH72B341 | XAFD48FBCN1 |  | 32600 | 25600 | 2.56 | 24000 | 2.08
CHAMPION HEATING AND COOLING | HMH7 | 211387304 | HRCU-A-CB | HMH72B341 | XAFC36DXXN1+TXV |  | 34000 | 26000 | 2.56 | 24800 | 2.12
CHAMPION HEATING AND COOLING | HMH7 | 211387318 | HRCU-A-CB | HMH72B341 | XAFC36DXXN1+TXV |  | 34000 | 26000 | 2.56 | 24800 | 2.12
CHAMPION HEATING AND COOLING | HMH7 | 211387340 | HRCU-A-CB | HMH72B341 | XAFC36DBCN1 |  | 34000 | 26000 | 2.56 | 24800 | 2.12
CHAMPION HEATING AND COOLING | HMH7 | 211387356 | HRCU-A-CB | HMH72B341 | XAFC36DBCN1 |  | 34000 | 26000 | 2.56 | 24800 | 2.12
CHAMPION HEATING AND COOLING | HMH7 | 211387805 | HRCU-A-CB | HMH72B341 | XAFC36DXXN1+TXV |  | 34000 | 25800 | 2.5 | 24400 | 2.06
CHAMPION HEATING AND COOLING | HMH7 | 211387814 | HRCU-A-CB | HMH72B341 | XAFC36DXXN1+TXV |  | 34000 | 25800 | 2.5 | 24400 | 2.06
CHAMPION HEATING AND COOLING | HMH7 | 211387826 | HRCU-A-CB | HMH72B341 | XAFC36DBCN1 |  | 34000 | 25800 | 2.5 | 24400 | 2.06
CHAMPION HEATING AND COOLING | HMH7 | 211387835 | HRCU-A-CB | HMH72B341 | XAFC36DBCN1 |  | 34000 | 25800 | 2.5 | 24400 | 2.06
CHAMPION HEATING AND COOLING | HMH7 | 211388880 | HRCU-A-CB | HMH72B341 | XAFB36DXXN1+TXV |  | 33800 | 25400 | 2.5 | 24000 | 2.06
CHAMPION HEATING AND COOLING | HMH7 | 211388890 | HRCU-A-CB | HMH72B341 | XAFB36DBCN1 |  | 33800 | 25400 | 2.5 | 24000 | 2.06
CHAMPION HEATING AND COOLING | HMH7 | 211388902 | HRCU-A-CB | HMH72B341 | XAUB36DXXN1+TXV |  | 33800 | 25400 | 2.5 | 24000 | 2.06
CHAMPION HEATING AND COOLING | HMH7 | 211392610 | HRCU-A-CB | HMH72B341 | XAFB36DXXN1+TXV |  | 33800 | 25400 | 2.5 | 23800 | 2.06
CHAMPION HEATING AND COOLING | HMH7 | 211392625 | HRCU-A-CB | HMH72B341 | XAFB36DXXN1+TXV |  | 33800 | 25400 | 2.5 | 23800 | 2.06
CHAMPION HEATING AND COOLING | HMH7 | 211392640 | HRCU-A-CB | HMH72B341 | XAFB36DBCN1 |  | 33800 | 25400 | 2.5 | 23800 | 2.06
CHAMPION HEATING AND COOLING | HMH7 | 211392655 | HRCU-A-CB | HMH72B341 | XAUB36DXXN1+TXV |  | 33800 | 25400 | 2.5 | 23800 | 2.06
CHAMPION HEATING AND COOLING | HMH7 | 211392669 | HRCU-A-CB | HMH72B341 | XAFB36DBCN1 |  | 33800 | 25400 | 2.5 | 23800 | 2.06
CHAMPION HEATING AND COOLING | HMH7 | 211392684 | HRCU-A-CB | HMH72B341 | XAUB36DXXN1+TXV |  | 33800 | 25400 | 2.5 | 23800 | 2.06
CHAMPION HEATING AND COOLING | HMH7 | 211393022 | HRCU-A-CB | HMH72B341 | XAFC36DXXN1+TXV |  | 34000 | 26200 | 2.54 | 25000 | 2.12
CHAMPION HEATING AND COOLING | HMH7 | 211393037 | HRCU-A-CB | HMH72B341 | XAFC36DBCN1 |  | 34000 | 26200 | 2.54 | 25000 | 2.12
CHAMPION HEATING AND COOLING | HMH7 | 211394156 | HRCU-A-CB | HMH72B341 | XAFC48FXXN1+TXV |  | 32800 | 25800 | 2.5 | 24200 | 2.04
CHAMPION HEATING AND COOLING | HMH7 | 211394167 | HRCU-A-CB | HMH72B341 | XAFC48FBCN1 |  | 32800 | 25800 | 2.5 | 24200 | 2.04
CHAMPION HEATING AND COOLING | HMH7 | 211394182 | HRCU-A-CB | HMH72B341 | XAUC48FXXN1+TXV |  | 32800 | 25800 | 2.5 | 24200 | 2.04
CHAMPION HEATING AND COOLING | HMH7 | 211394765 | HRCU-A-CB | HMH72B341 | XAHC48FXXN1+TXV |  | 31800 | 24800 | 2.52 | 23200 | 2.04
CHAMPION HEATING AND COOLING | HMH7 | 211394779 | HRCU-A-CB | HMH72B341 | XAHC48FXXN1+TXV |  | 31800 | 24800 | 2.52 | 23200 | 2.04
CHAMPION HEATING AND COOLING | HMH7 | 211394800 | HRCU-A-CB | HMH72B341 | XAHC48FBCN1 |  | 31800 | 24800 | 2.52 | 23200 | 2.04
CHAMPION HEATING AND COOLING | HMH7 | 211394815 | HRCU-A-CB | HMH72B341 | XAHC48FBCN1 |  | 31800 | 24800 | 2.52 | 23200 | 2.04
CHAMPION HEATING AND COOLING | HMH7 | 211396253 | HRCU-A-CB | HMH72B341 | XAFC48FXXN1+TXV |  | 32400 | 25600 | 2.52 | 23800 | 2.04
CHAMPION HEATING AND COOLING | HMH7 | 211396275 | HRCU-A-CB | HMH72B341 | XAFC48FBCN1 |  | 32400 | 25600 | 2.52 | 23800 | 2.04
CHAMPION HEATING AND COOLING | HMH7 | 211396295 | HRCU-A-CB | HMH72B341 | XAUC48FXXN1+TXV |  | 32400 | 25600 | 2.52 | 23800 | 2.04
CHAMPION HEATING AND COOLING | HMH7 | 211396837 | HRCU-A-CB | HMH72B341 | XAFD48FXXN1+TXV |  | 33200 | 25800 | 2.54 | 24400 | 2.08
CHAMPION HEATING AND COOLING | HMH7 | 211396852 | HRCU-A-CB | HMH72B341 | XAFD48FXXN1+TXV |  | 33200 | 25800 | 2.54 | 24400 | 2.08
CHAMPION HEATING AND COOLING | HMH7 | 211396867 | HRCU-A-CB | HMH72B341 | XAFD48FBCN1 |  | 33200 | 25800 | 2.54 | 24400 | 2.08
CHAMPION HEATING AND COOLING | HMH7 | 211396882 | HRCU-A-CB | HMH72B341 | XAFD48FBCN1 |  | 33200 | 25800 | 2.54 | 24400 | 2.08
CHAMPION HEATING AND COOLING | HMH7 | 211398099 | HRCU-A-CB | HMH72B341 | XAHD48FXXN1+TXV |  | 31800 | 24800 | 2.52 | 23200 | 2.04
CHAMPION HEATING AND COOLING | HMH7 | 211398114 | HRCU-A-CB | HMH72B341 | XAHD48FXXN1+TXV |  | 31800 | 24800 | 2.52 | 23200 | 2.04
CHAMPION HEATING AND COOLING | HMH7 | 211398129 | HRCU-A-CB | HMH72B341 | XAHD48FBCN1 |  | 31800 | 24800 | 2.52 | 23200 | 2.04
CHAMPION HEATING AND COOLING | HMH7 | 211398144 | HRCU-A-CB | HMH72B341 | XAHD48FBCN1 |  | 31800 | 24800 | 2.52 | 23200 | 2.04
CHAMPION HEATING AND COOLING | HMH7 | 211398353 | HRCU-A-CB | HMH72B341 | XAHD48FXXN1+TXV |  | 31600 | 24800 | 2.5 | 23200 | 2.02
CHAMPION HEATING AND COOLING | HMH7 | 211398365 | HRCU-A-CB | HMH72B341 | XAHD48FXXN1+TXV |  | 31600 | 24800 | 2.5 | 23200 | 2.02
CHAMPION HEATING AND COOLING | HMH7 | 211398380 | HRCU-A-CB | HMH72B341 | XAHD48FBCN1 |  | 31600 | 24800 | 2.5 | 23200 | 2.02
CHAMPION HEATING AND COOLING | HMH7 | 211398394 | HRCU-A-CB | HMH72B341 | XAHD48FBCN1 |  | 31600 | 24800 | 2.5 | 23200 | 2.02
CHAMPION HEATING AND COOLING | HMH7 | 211398469 | HRCU-A-CB | HMH72B341 | XAFD48FXXN1+TXV |  | 32400 | 25400 | 2.56 | 23600 | 2.08
CHAMPION HEATING AND COOLING | HMH7 | 211398477 | HRCU-A-CB | HMH72B341 | XAFD48FXXN1+TXV |  | 32400 | 25400 | 2.56 | 23600 | 2.08
CHAMPION HEATING AND COOLING | HMH7 | 211398488 | HRCU-A-CB | HMH72B341 | XAFD48FBCN1 |  | 32400 | 25400 | 2.56 | 23600 | 2.08
CHAMPION HEATING AND COOLING | HMH7 | 211398502 | HRCU-A-CB | HMH72B341 | XAFD48FBCN1 |  | 32400 | 25400 | 2.56 | 23600 | 2.08
CHAMPION HEATING AND COOLING | HMH7 | 211398748 | HRCU-A-CB | HMH72B341 | XAHD48FXXN1+TXV |  | 31600 | 24800 | 2.52 | 23000 | 2.02
CHAMPION HEATING AND COOLING | HMH7 | 211398763 | HRCU-A-CB | HMH72B341 | XAHD48FXXN1+TXV |  | 31600 | 24800 | 2.52 | 23000 | 2.02
CHAMPION HEATING AND COOLING | HMH7 | 211398776 | HRCU-A-CB | HMH72B341 | XAHD48FBCN1 |  | 31600 | 24800 | 2.52 | 23000 | 2.02
CHAMPION HEATING AND COOLING | HMH7 | 211398790 | HRCU-A-CB | HMH72B341 | XAHD48FBCN1 |  | 31600 | 24800 | 2.52 | 23000 | 2.02
CHAMPION HEATING AND COOLING | HMH7 | 211398856 | HRCU-A-CB | HMH72B341 | XAFD48FXXN1+TXV |  | 32200 | 25200 | 2.56 | 23400 | 2.06
CHAMPION HEATING AND COOLING | HMH7 | 211398868 | HRCU-A-CB | HMH72B341 | XAFD48FXXN1+TXV |  | 32200 | 25200 | 2.56 | 23400 | 2.06
CHAMPION HEATING AND COOLING | HMH7 | 211398882 | HRCU-A-CB | HMH72B341 | XAFD48FBCN1 |  | 32200 | 25200 | 2.56 | 23400 | 2.06
CHAMPION HEATING AND COOLING | HMH7 | 211398896 | HRCU-A-CB | HMH72B341 | XAFD48FBCN1 |  | 32200 | 25200 | 2.56 | 23400 | 2.06
CHAMPION HEATING AND COOLING | HMH7 | 211386595 | HRCU-A-CB | HMH72B341 | XAHC48FXXN1+JMET12CS2N1+TXV |  | 32000 | 24800 | 2.56 | 23400 | 2.08
CHAMPION HEATING AND COOLING | HMH7 | 211386610 | HRCU-A-CB | HMH72B341 | XAHC48FBCN1+JMET12CS2N1 |  | 32000 | 24800 | 2.56 | 23400 | 2.08
CHAMPION HEATING AND COOLING | HMH7 | 211386623 | HRCU-A-CB | HMH72B341 | XAFC48FXXN1+JMET12CS2N1+TXV |  | 32600 | 25400 | 2.6 | 23800 | 2.12
CHAMPION HEATING AND COOLING | HMH7 | 211386635 | HRCU-A-CB | HMH72B341 | XAFC48FBCN1+JMET12CS2N1 |  | 32600 | 25400 | 2.6 | 23800 | 2.12
CHAMPION HEATING AND COOLING | HMH7 | 211386648 | HRCU-A-CB | HMH72B341 | XAUC48FXXN1+JMET12CS2N1+TXV |  | 32600 | 25400 | 2.6 | 23800 | 2.12
CHAMPION HEATING AND COOLING | HMH7 | 211386674 | HRCU-A-CB | HMH72B341 | JHETC42FBCS2N1 |  | 32200 | 25200 | 2.6 | 23400 | 2.08
CLIMA SMART |  | 211257104 | HRCU-A-CB-O | MCH12-CS-S23-O | MCH12-CS-S23-I | Mini-Splits | 12000 | 7100 | 3.02 | 8970 | 2.19
COLEMAN |  | 10309106 | HRCU-A-CB | HC20B4821 | CM50DE3A1+MVC20DN21 | Singlezone Ducted, Centrally Ducted | 58000 | 42500 | 2.56 | 34000 | 2.51
COLEMAN | HMH7 | 211386833 | HRCU-A-CB | HMH72B341 | XAFC36DXXN1+TXV |  | 34000 | 25800 | 2.52 | 24400 | 2.08
COLEMAN | HMH7 | 211386849 | HRCU-A-CB | HMH72B341 | XAFC36DBCN1 |  | 34000 | 25800 | 2.52 | 24400 | 2.08
COLEMAN | HMH7 | 211387234 | HRCU-A-CB | HMH72B341 | XAFB30CXXN1+TXV |  | 34000 | 26600 | 2.5 | 23800 | 2
COLEMAN | HMH7 | 211387248 | HRCU-A-CB | HMH72B341 | XAUB30CXXN1+TXV |  | 34000 | 26600 | 2.5 | 23800 | 2
COLEMAN | HMH7 | 211392459 | HRCU-A-CB | HMH72B341 | XAFB30CXXN1+TXV |  | 34000 | 26800 | 2.54 | 23800 | 2.02
COLEMAN | HMH7 | 211392474 | HRCU-A-CB | HMH72B341 | XAFB30CXXN1+TXV |  | 34000 | 26800 | 2.54 | 23800 | 2.02
COLEMAN | HMH7 | 211392489 | HRCU-A-CB | HMH72B341 | XAUB30CXXN1+TXV |  | 34000 | 26800 | 2.54 | 23800 | 2.02
COLEMAN | HMH7 | 211392504 | HRCU-A-CB | HMH72B341 | XAUB30CXXN1+TXV |  | 34000 | 26800 | 2.54 | 23800 | 2.02
COLEMAN | HMH7 | 211393440 | HRCU-A-CB | HMH72B341 | XAFC36DXXN1+TXV |  | 34000 | 25600 | 2.54 | 24200 | 2.1
COLEMAN | HMH7 | 211393455 | HRCU-A-CB | HMH72B341 | XAFC36DBCN1 |  | 34000 | 25600 | 2.54 | 24200 | 2.1
COLEMAN | HMH7 | 211393629 | HRCU-A-CB | HMH72B341 | JHETB36DBCS2N1 |  | 33800 | 25400 | 2.56 | 23800 | 2.12
COLEMAN | HMH7 | 211393911 | HRCU-A-CB | HMH72B341 | XAFD48FXXN1+TXV |  | 32400 | 25400 | 2.54 | 23600 | 2.06
COLEMAN | HMH7 | 211393926 | HRCU-A-CB | HMH72B341 | XAFD48FBCN1 |  | 32400 | 25400 | 2.54 | 23600 | 2.06
COLEMAN | HMH7 | 211394325 | HRCU-A-CB | HMH72B341 | XAFD48FXXN1+TXV |  | 32400 | 25400 | 2.58 | 23800 | 2.1
COLEMAN | HMH7 | 211394339 | HRCU-A-CB | HMH72B341 | XAFD48FXXN1+TXV |  | 32400 | 25400 | 2.58 | 23800 | 2.1
COLEMAN | HMH7 | 211394353 | HRCU-A-CB | HMH72B341 | XAFD48FXXN1+TXV |  | 32400 | 25400 | 2.58 | 23800 | 2.1
COLEMAN | HMH7 | 211394360 | HRCU-A-CB | HMH72B341 | XAFD48FBCN1 |  | 32400 | 25400 | 2.58 | 23800 | 2.1
COLEMAN | HMH7 | 211394370 | HRCU-A-CB | HMH72B341 | XAFD48FBCN1 |  | 32400 | 25400 | 2.58 | 23800 | 2.1
COLEMAN | HMH7 | 211394385 | HRCU-A-CB | HMH72B341 | XAFD48FBCN1 |  | 32400 | 25400 | 2.58 | 23800 | 2.1
COLEMAN | HMH7 | 211394895 | HRCU-A-CB | HMH72B341 | XAFC48FXXN1+TXV |  | 32400 | 25400 | 2.56 | 23800 | 2.08
COLEMAN | HMH7 | 211394909 | HRCU-A-CB | HMH72B341 | XAFC48FXXN1+TXV |  | 32400 | 25400 | 2.56 | 23800 | 2.08
COLEMAN | HMH7 | 211394923 | HRCU-A-CB | HMH72B341 | XAFC48FXXN1+TXV |  | 32400 | 25400 | 2.56 | 23800 | 2.08
COLEMAN | HMH7 | 211394929 | HRCU-A-CB | HMH72B341 | XAFC48FBCN1 |  | 32400 | 25400 | 2.56 | 23800 | 2.08
COLEMAN | HMH7 | 211394941 | HRCU-A-CB | HMH72B341 | XAUC48FXXN1+TXV |  | 32400 | 25400 | 2.56 | 23800 | 2.08
COLEMAN | HMH7 | 211394955 | HRCU-A-CB | HMH72B341 | XAFC48FBCN1 |  | 32400 | 25400 | 2.56 | 23800 | 2.08
COLEMAN | HMH7 | 211394970 | HRCU-A-CB | HMH72B341 | XAUC48FXXN1+TXV |  | 32400 | 25400 | 2.56 | 23800 | 2.08
COLEMAN | HMH7 | 211394985 | HRCU-A-CB | HMH72B341 | XAFC48FBCN1 |  | 32400 | 25400 | 2.56 | 23800 | 2.08
COLEMAN | HMH7 | 211394991 | HRCU-A-CB | HMH72B341 | XAUC48FXXN1+TXV |  | 32400 | 25400 | 2.56 | 23800 | 2.08
COLEMAN | HMH7 | 211396419 | HRCU-A-CB | HMH72B341 | XAHD48FXXN1+TXV |  | 32400 | 25200 | 2.52 | 23800 | 2.06
COLEMAN | HMH7 | 211396439 | HRCU-A-CB | HMH72B341 | XAHD48FXXN1+TXV |  | 32400 | 25200 | 2.52 | 23800 | 2.06
COLEMAN | HMH7 | 211396464 | HRCU-A-CB | HMH72B341 | XAHD48FBCN1 |  | 32400 | 25200 | 2.52 | 23800 | 2.06
COLEMAN | HMH7 | 211396487 | HRCU-A-CB | HMH72B341 | XAHD48FBCN1 |  | 32400 | 25200 | 2.52 | 23800 | 2.06
COLEMAN | HMH7 | 211397041 | HRCU-A-CB | HMH72B341 | XAHC48FXXN1+TXV |  | 32400 | 25200 | 2.52 | 23800 | 2.06
COLEMAN | HMH7 | 211397056 | HRCU-A-CB | HMH72B341 | XAHC48FXXN1+TXV |  | 32400 | 25200 | 2.52 | 23800 | 2.06
COLEMAN | HMH7 | 211397071 | HRCU-A-CB | HMH72B341 | XAHC48FXXN1+TXV |  | 32400 | 25200 | 2.52 | 23800 | 2.06
COLEMAN | HMH7 | 211397086 | HRCU-A-CB | HMH72B341 | XAHC48FXXN1+TXV |  | 32400 | 25200 | 2.52 | 23800 | 2.06
COLEMAN | HMH7 | 211397101 | HRCU-A-CB | HMH72B341 | XAHC48FXXN1+TXV |  | 32400 | 25200 | 2.52 | 23800 | 2.06
COLEMAN | HMH7 | 211719714 | HRCU-A-CB | HMH72B341 | XAHC48FXXN1+TXV |  | 32400 | 25200 | 2.52 | 23800 | 2.06
COLEMAN | HMH7 | 211397119 | HRCU-A-CB | HMH72B341 | XAHC48FXXN1+TXV |  | 32400 | 25200 | 2.52 | 23800 | 2.06
COLEMAN | HMH7 | 211397126 | HRCU-A-CB | HMH72B341 | XAHC48FBCN1 |  | 32400 | 25200 | 2.52 | 23800 | 2.06
COLEMAN | HMH7 | 211397137 | HRCU-A-CB | HMH72B341 | XAHC48FBCN1 |  | 32400 | 25200 | 2.52 | 23800 | 2.06
COLEMAN | HMH7 | 211397152 | HRCU-A-CB | HMH72B341 | XAHC48FBCN1 |  | 32400 | 25200 | 2.52 | 23800 | 2.06
COLEMAN | HMH7 | 211397165 | HRCU-A-CB | HMH72B341 | XAHC48FBCN1 |  | 32400 | 25200 | 2.52 | 23800 | 2.06
COLEMAN | HMH7 | 211397173 | HRCU-A-CB | HMH72B341 | XAHC48FBCN1 |  | 32400 | 25200 | 2.52 | 23800 | 2.06
COLEMAN | HMH7 | 211719715 | HRCU-A-CB | HMH72B341 | XAHC48FBCN1 |  | 32400 | 25200 | 2.52 | 23800 | 2.06
COLEMAN | HMH7 | 211397192 | HRCU-A-CB | HMH72B341 | XAHC48FBCN1 |  | 32400 | 25200 | 2.52 | 23800 | 2.06
COLEMAN | HMH7 | 211386405 | HRCU-A-CB | HMH72B341 | XAFD48FXXN1+TXV |  | 32400 | 25400 | 2.58 | 23800 | 2.1
COLEMAN | HMH7 | 211386416 | HRCU-A-CB | HMH72B341 | XAFD48FBCN1 |  | 32400 | 25400 | 2.58 | 23800 | 2.1
COLEMAN | HMH7 | 211390169 | HRCU-A-CB | HMH72B341 | XAFC36DXXN1+TXV |  | 34000 | 25400 | 2.54 | 24000 | 2.1
COLEMAN | HMH7 | 211390251 | HRCU-A-CB | HMH72B341 | XAFC36DBCN1 |  | 34000 | 25400 | 2.54 | 24000 | 2.1
COLEMAN | HMH7 | 211391815 | HRCU-A-CB | HMH72B341 | XAFB36DXXN1+TXV |  | 33800 | 25400 | 2.5 | 23800 | 2.06
COLEMAN | HMH7 | 211391829 | HRCU-A-CB | HMH72B341 | XAFB36DXXN1+TXV |  | 33800 | 25400 | 2.5 | 23800 | 2.06
COLEMAN | HMH7 | 211391844 | HRCU-A-CB | HMH72B341 | XAFB36DBCN1 |  | 33800 | 25400 | 2.5 | 23800 | 2.06
COLEMAN | HMH7 | 211391858 | HRCU-A-CB | HMH72B341 | XAUB36DXXN1+TXV |  | 33800 | 25400 | 2.5 | 23800 | 2.06
COLEMAN | HMH7 | 211391873 | HRCU-A-CB | HMH72B341 | XAFB36DBCN1 |  | 33800 | 25400 | 2.5 | 23800 | 2.06
COLEMAN | HMH7 | 211391888 | HRCU-A-CB | HMH72B341 | XAUB36DXXN1+TXV |  | 33800 | 25400 | 2.5 | 23800 | 2.06
COLEMAN | HMH7 | 211392349 | HRCU-A-CB | HMH72B341 | XAFC30CXXN1+TXV |  | 34000 | 26800 | 2.54 | 23800 | 2.02
COLEMAN | HMH7 | 211392364 | HRCU-A-CB | HMH72B341 | XAFC30CXXN1+TXV |  | 34000 | 26800 | 2.54 | 23800 | 2.02
COLEMAN | HMH7 | 211393616 | HRCU-A-CB | HMH72B341 | JHVTB36DBCC2N1 |  | 33800 | 25200 | 2.54 | 23800 | 2.1
COLEMAN | HMH7 | 211393821 | HRCU-A-CB | HMH72B341 | XAFD48FXXN1+TXV |  | 32400 | 25400 | 2.56 | 23800 | 2.08
COLEMAN | HMH7 | 211393836 | HRCU-A-CB | HMH72B341 | XAFD48FBCN1 |  | 32400 | 25400 | 2.56 | 23800 | 2.08
COLEMAN | HMH7 | 211395065 | HRCU-A-CB | HMH72B341 | XAHC48FXXN1+TXV |  | 31800 | 24800 | 2.5 | 23200 | 2.02
COLEMAN | HMH7 | 211395085 | HRCU-A-CB | HMH72B341 | XAHC48FXXN1+TXV |  | 31800 | 24800 | 2.5 | 23200 | 2.02
COLEMAN | HMH7 | 211395106 | HRCU-A-CB | HMH72B341 | XAHC48FXXN1+TXV |  | 31800 | 24800 | 2.5 | 23200 | 2.02
COLEMAN | HMH7 | 211395113 | HRCU-A-CB | HMH72B341 | XAHC48FBCN1 |  | 31800 | 24800 | 2.5 | 23200 | 2.02
COLEMAN | HMH7 | 211395138 | HRCU-A-CB | HMH72B341 | XAHC48FBCN1 |  | 31800 | 24800 | 2.5 | 23200 | 2.02
COLEMAN | HMH7 | 211395161 | HRCU-A-CB | HMH72B341 | XAHC48FBCN1 |  | 31800 | 24800 | 2.5 | 23200 | 2.02
COLEMAN | HMH7 | 211395924 | HRCU-A-CB | HMH72B341 | XAHD48FXXN1+TXV |  | 31800 | 24800 | 2.5 | 23200 | 2.02
COLEMAN | HMH7 | 211395939 | HRCU-A-CB | HMH72B341 | XAHD48FBCN1 |  | 31800 | 24800 | 2.5 | 23200 | 2.02
COLEMAN | HMH7 | 211396643 | HRCU-A-CB | HMH72B341 | XAFC48FXXN1+TXV |  | 33000 | 25600 | 2.56 | 24200 | 2.1
COLEMAN | HMH7 | 211396685 | HRCU-A-CB | HMH72B341 | XAFC48FBCN1 |  | 33000 | 25600 | 2.56 | 24200 | 2.1
COLEMAN | HMH7 | 211396701 | HRCU-A-CB | HMH72B341 | XAUC48FXXN1+TXV |  | 33000 | 25600 | 2.56 | 24200 | 2.1
COLEMAN | HMH7 | 211397212 | HRCU-A-CB | HMH72B341 | XAHD48FXXN1+TXV |  | 32400 | 25400 | 2.5 | 24000 | 2.06
COLEMAN | HMH7 | 211397296 | HRCU-A-CB | HMH72B341 | XAHD48FBCN1 |  | 32400 | 25400 | 2.5 | 24000 | 2.06
COLEMAN | HMH7 | 211386134 | HRCU-A-CB | HMH72B341 | XAFC48FXXN1+TXV |  | 32400 | 25400 | 2.56 | 23800 | 2.08
COLEMAN | HMH7 | 211386151 | HRCU-A-CB | HMH72B341 | XAFC48FBCN1 |  | 32400 | 25400 | 2.56 | 23800 | 2.08
COLEMAN | HMH7 | 211386165 | HRCU-A-CB | HMH72B341 | XAUC48FXXN1+TXV |  | 32400 | 25400 | 2.56 | 23800 | 2.08
COLEMAN | HMH7 | 211386356 | HRCU-A-CB | HMH72B341 | XAHD48FXXN1+TXV |  | 32000 | 24800 | 2.54 | 23200 | 2.06
COLEMAN | HMH7 | 211386368 | HRCU-A-CB | HMH72B341 | XAHD48FBCN1 |  | 32000 | 24800 | 2.54 | 23200 | 2.06
COLEMAN | HMH7 | 211388611 | HRCU-A-CB | HMH72B341 | XAFC36DXXN1+TXV |  | 33600 | 25200 | 2.52 | 23800 | 2.08
COLEMAN | HMH7 | 211388625 | HRCU-A-CB | HMH72B341 | XAFC36DBCN1 |  | 33600 | 25200 | 2.52 | 23800 | 2.08
COLEMAN | HMH7 | 211388700 | HRCU-A-CB | HMH72B341 | XAFC36DXXN1+TXV |  | 33600 | 25200 | 2.52 | 23800 | 2.08
COLEMAN | HMH7 | 211388714 | HRCU-A-CB | HMH72B341 | XAFC36DBCN1 |  | 33600 | 25200 | 2.52 | 23800 | 2.08
COLEMAN | HMH7 | 211389271 | HRCU-A-CB | HMH72B341 | XAHC36DXXN1+TXV |  | 33800 | 25400 | 2.5 | 24200 | 2.08
COLEMAN | HMH7 | 211389301 | HRCU-A-CB | HMH72B341 | XAHC36DBCN1 |  | 33800 | 25400 | 2.5 | 24200 | 2.08
COLEMAN | HMH7 | 211392053 | HRCU-A-CB | HMH72B341 | XAFC36DXXN1+TXV |  | 33600 | 25200 | 2.52 | 23600 | 2.08
COLEMAN | HMH7 | 211392060 | HRCU-A-CB | HMH72B341 | XAFC36DXXN1+TXV |  | 33600 | 25200 | 2.52 | 23600 | 2.08
COLEMAN | HMH7 | 211392072 | HRCU-A-CB | HMH72B341 | XAFC36DBCN1 |  | 33600 | 25200 | 2.52 | 23600 | 2.08
COLEMAN | HMH7 | 211392087 | HRCU-A-CB | HMH72B341 | XAFC36DBCN1 |  | 33600 | 25200 | 2.52 | 23600 | 2.08
COLEMAN | HMH7 | 211393352 | HRCU-A-CB | HMH72B341 | XAFC36DXXN1+TXV |  | 34000 | 25400 | 2.56 | 24000 | 2.12
COLEMAN | HMH7 | 211393366 | HRCU-A-CB | HMH72B341 | XAFC36DBCN1 |  | 34000 | 25400 | 2.56 | 24000 | 2.12
COLEMAN | HMH7 | 211394689 | HRCU-A-CB | HMH72B341 | XAHD48FXXN1+TXV |  | 31800 | 24800 | 2.52 | 23200 | 2.04
COLEMAN | HMH7 | 211394703 | HRCU-A-CB | HMH72B341 | XAHD48FXXN1+TXV |  | 31800 | 24800 | 2.52 | 23200 | 2.04
COLEMAN | HMH7 | 211394716 | HRCU-A-CB | HMH72B341 | XAHD48FXXN1+TXV |  | 31800 | 24800 | 2.52 | 23200 | 2.04
COLEMAN | HMH7 | 211394721 | HRCU-A-CB | HMH72B341 | XAHD48FBCN1 |  | 31800 | 24800 | 2.52 | 23200 | 2.04
COLEMAN | HMH7 | 211394735 | HRCU-A-CB | HMH72B341 | XAHD48FBCN1 |  | 31800 | 24800 | 2.52 | 23200 | 2.04
COLEMAN | HMH7 | 211394750 | HRCU-A-CB | HMH72B341 | XAHD48FBCN1 |  | 31800 | 24800 | 2.52 | 23200 | 2.04
COLEMAN | HMH7 | 211394827 | HRCU-A-CB | HMH72B341 | XAFD48FXXN1+TXV |  | 32400 | 25400 | 2.58 | 23600 | 2.08
COLEMAN | HMH7 | 211394841 | HRCU-A-CB | HMH72B341 | XAFD48FXXN1+TXV |  | 32400 | 25400 | 2.58 | 23600 | 2.08
COLEMAN | HMH7 | 211394856 | HRCU-A-CB | HMH72B341 | XAFD48FXXN1+TXV |  | 32400 | 25400 | 2.58 | 23600 | 2.08
COLEMAN | HMH7 | 211394862 | HRCU-A-CB | HMH72B341 | XAFD48FBCN1 |  | 32400 | 25400 | 2.58 | 23600 | 2.08
COLEMAN | HMH7 | 211394876 | HRCU-A-CB | HMH72B341 | XAFD48FBCN1 |  | 32400 | 25400 | 2.58 | 23600 | 2.08
COLEMAN | HMH7 | 211394890 | HRCU-A-CB | HMH72B341 | XAFD48FBCN1 |  | 32400 | 25400 | 2.58 | 23600 | 2.08
COLEMAN | HMH7 | 211394996 | HRCU-A-CB | HMH72B341 | XAHD48FXXN1+TXV |  | 31800 | 25000 | 2.5 | 23200 | 2.02
COLEMAN | HMH7 | 211395010 | HRCU-A-CB | HMH72B341 | XAHD48FXXN1+TXV |  | 31800 | 25000 | 2.5 | 23200 | 2.02
COLEMAN | HMH7 | 211395024 | HRCU-A-CB | HMH72B341 | XAHD48FXXN1+TXV |  | 31800 | 25000 | 2.5 | 23200 | 2.02
COLEMAN | HMH7 | 211395030 | HRCU-A-CB | HMH72B341 | XAHD48FBCN1 |  | 31800 | 25000 | 2.5 | 23200 | 2.02
COLEMAN | HMH7 | 211395042 | HRCU-A-CB | HMH72B341 | XAHD48FBCN1 |  | 31800 | 25000 | 2.5 | 23200 | 2.02
COLEMAN | HMH7 | 211395055 | HRCU-A-CB | HMH72B341 | XAHD48FBCN1 |  | 31800 | 25000 | 2.5 | 23200 | 2.02
COLEMAN | HMH7 | 211395951 | HRCU-A-CB | HMH72B341 | XAHC48FXXN1+TXV |  | 31800 | 24800 | 2.5 | 23200 | 2.02
COLEMAN | HMH7 | 211395965 | HRCU-A-CB | HMH72B341 | XAHC48FBCN1 |  | 31800 | 24800 | 2.5 | 23200 | 2.02
COLEMAN | HMH7 | 211397377 | HRCU-A-CB | HMH72B341 | XAHC48FXXN1+TXV |  | 32400 | 25400 | 2.5 | 24000 | 2.04
COLEMAN | HMH7 | 211397454 | HRCU-A-CB | HMH72B341 | XAHC48FBCN1 |  | 32400 | 25400 | 2.5 | 24000 | 2.04
COLEMAN | HMH7 | 211398150 | HRCU-A-CB | HMH72B341 | XAHC48FXXN1+TXV |  | 31600 | 24800 | 2.52 | 23200 | 2.04
COLEMAN | HMH7 | 211398159 | HRCU-A-CB | HMH72B341 | XAHC48FXXN1+TXV |  | 31600 | 24800 | 2.52 | 23200 | 2.04
COLEMAN | HMH7 | 211398173 | HRCU-A-CB | HMH72B341 | XAHC48FBCN1 |  | 31600 | 24800 | 2.52 | 23200 | 2.04
COLEMAN | HMH7 | 211398188 | HRCU-A-CB | HMH72B341 | XAHC48FBCN1 |  | 31600 | 24800 | 2.52 | 23200 | 2.04
COLEMAN | HMH7 | 211398508 | HRCU-A-CB | HMH72B341 | XAFC48FXXN1+TXV |  | 32400 | 25400 | 2.56 | 23600 | 2.06
COLEMAN | HMH7 | 211398523 | HRCU-A-CB | HMH72B341 | XAFC48FXXN1+TXV |  | 32400 | 25400 | 2.56 | 23600 | 2.06
COLEMAN | HMH7 | 211398538 | HRCU-A-CB | HMH72B341 | XAFC48FBCN1 |  | 32400 | 25400 | 2.56 | 23600 | 2.06
COLEMAN | HMH7 | 211398553 | HRCU-A-CB | HMH72B341 | XAUC48FXXN1+TXV |  | 32400 | 25400 | 2.56 | 23600 | 2.06
COLEMAN | HMH7 | 211398568 | HRCU-A-CB | HMH72B341 | XAFC48FBCN1 |  | 32400 | 25400 | 2.56 | 23600 | 2.06
COLEMAN | HMH7 | 211398583 | HRCU-A-CB | HMH72B341 | XAUC48FXXN1+TXV |  | 32400 | 25400 | 2.56 | 23600 | 2.06
COLEMAN | HMH7 | 211385828 | HRCU-A-CB | HMH72B341 | XAFC48FXXN1+TXV |  | 32200 | 25200 | 2.56 | 23400 | 2.06
COLEMAN | HMH7 | 211385837 | HRCU-A-CB | HMH72B341 | XAFC48FXXN1+TXV |  | 32200 | 25200 | 2.56 | 23400 | 2.06
COLEMAN | HMH7 | 211385851 | HRCU-A-CB | HMH72B341 | XAFC48FBCN1 |  | 32200 | 25200 | 2.56 | 23400 | 2.06
COLEMAN | HMH7 | 211385865 | HRCU-A-CB | HMH72B341 | XAUC48FXXN1+TXV |  | 32200 | 25200 | 2.56 | 23400 | 2.06
COLEMAN | HMH7 | 211385881 | HRCU-A-CB | HMH72B341 | XAFC48FBCN1 |  | 32200 | 25200 | 2.56 | 23400 | 2.06
COLEMAN | HMH7 | 211385897 | HRCU-A-CB | HMH72B341 | XAUC48FXXN1+TXV |  | 32200 | 25200 | 2.56 | 23400 | 2.06
COLEMAN | HMH7 | 211386048 | HRCU-A-CB | HMH72B341 | XAHD48FXXN1+TXV |  | 32000 | 25000 | 2.52 | 23400 | 2.04
COLEMAN | HMH7 | 211386063 | HRCU-A-CB | HMH72B341 | XAHD48FBCN1 |  | 32000 | 25000 | 2.52 | 23400 | 2.04
COLEMAN | HMH7 | 211387044 | HRCU-A-CB | HMH72B341 | XAFB30CXXN1+TXV |  | 34000 | 26800 | 2.54 | 23800 | 2.02
COLEMAN | HMH7 | 211387057 | HRCU-A-CB | HMH72B341 | XAUB30CXXN1+TXV |  | 34000 | 26800 | 2.54 | 23800 | 2.02
COLEMAN | HMH7 | 211387178 | HRCU-A-CB | HMH72B341 | XAFC30CXXN1+TXV |  | 34000 | 26600 | 2.52 | 23800 | 2
COLEMAN | HMH7 | 211387622 | HRCU-A-CB | HMH72B341 | XAFC36DXXN1+TXV |  | 33800 | 25400 | 2.52 | 23800 | 2.08
COLEMAN | HMH7 | 211387631 | HRCU-A-CB | HMH72B341 | XAFC36DXXN1+TXV |  | 33800 | 25400 | 2.52 | 23800 | 2.08
COLEMAN | HMH7 | 211387639 | HRCU-A-CB | HMH72B341 | XAFC36DXXN1+TXV |  | 33800 | 25400 | 2.52 | 23800 | 2.08
COLEMAN | HMH7 | 211387642 | HRCU-A-CB | HMH72B341 | XAFC36DBCN1 |  | 33800 | 25400 | 2.52 | 23800 | 2.08
COLEMAN | HMH7 | 211387648 | HRCU-A-CB | HMH72B341 | XAFC36DBCN1 |  | 33800 | 25400 | 2.52 | 23800 | 2.08
COLEMAN | HMH7 | 211387656 | HRCU-A-CB | HMH72B341 | XAFC36DBCN1 |  | 33800 | 25400 | 2.52 | 23800 | 2.08
COLEMAN | HMH7 | 211389374 | HRCU-A-CB | HMH72B341 | XAFC36DXXN1+TXV |  | 34000 | 25800 | 2.56 | 24600 | 2.12
COLEMAN | HMH7 | 211389400 | HRCU-A-CB | HMH72B341 | XAFC36DBCN1 |  | 34000 | 25800 | 2.56 | 24600 | 2.12
COLEMAN | HMH7 | 211390155 | HRCU-A-CB | HMH72B341 | XAFC36DXXN1+TXV |  | 34000 | 25400 | 2.54 | 24000 | 2.1
COLEMAN | HMH7 | 211390183 | HRCU-A-CB | HMH72B341 | XAFC36DXXN1+TXV |  | 34000 | 25400 | 2.54 | 24000 | 2.1
COLEMAN | HMH7 | 211390196 | HRCU-A-CB | HMH72B341 | XAFC36DXXN1+TXV |  | 34000 | 25400 | 2.54 | 24000 | 2.1
COLEMAN | HMH7 | 211390210 | HRCU-A-CB | HMH72B341 | XAFC36DXXN1+TXV |  | 34000 | 25400 | 2.54 | 24000 | 2.1
COLEMAN | HMH7 | 211390225 | HRCU-A-CB | HMH72B341 | XAFC36DXXN1+TXV |  | 34000 | 25400 | 2.54 | 24000 | 2.1
COLEMAN | HMH7 | 211390231 | HRCU-A-CB | HMH72B341 | XAFC36DXXN1+TXV |  | 34000 | 25400 | 2.54 | 24000 | 2.1
COLEMAN | HMH7 | 211390237 | HRCU-A-CB | HMH72B341 | XAFC36DBCN1 |  | 34000 | 25400 | 2.54 | 24000 | 2.1
COLEMAN | HMH7 | 211390265 | HRCU-A-CB | HMH72B341 | XAFC36DBCN1 |  | 34000 | 25400 | 2.54 | 24000 | 2.1
COLEMAN | HMH7 | 211390279 | HRCU-A-CB | HMH72B341 | XAFC36DBCN1 |  | 34000 | 25400 | 2.54 | 24000 | 2.1
COLEMAN | HMH7 | 211390293 | HRCU-A-CB | HMH72B341 | XAFC36DBCN1 |  | 34000 | 25400 | 2.54 | 24000 | 2.1
COLEMAN | HMH7 | 211390307 | HRCU-A-CB | HMH72B341 | XAFC36DBCN1 |  | 34000 | 25400 | 2.54 | 24000 | 2.1
COLEMAN | HMH7 | 211390312 | HRCU-A-CB | HMH72B341 | XAFC36DBCN1 |  | 34000 | 25400 | 2.54 | 24000 | 2.1
COLEMAN | HMH7 | 211390993 | HRCU-A-CB | HMH72B341 | XAFB36DXXN1+TXV |  | 34000 | 25600 | 2.5 | 24200 | 2.06
COLEMAN | HMH7 | 211391008 | HRCU-A-CB | HMH72B341 | XAFB36DXXN1+TXV |  | 34000 | 25600 | 2.5 | 24200 | 2.06
COLEMAN | HMH7 | 211391023 | HRCU-A-CB | HMH72B341 | XAFB36DXXN1+TXV |  | 34000 | 25600 | 2.5 | 24200 | 2.06
COLEMAN | HMH7 | 211719788 | HRCU-A-CB | HMH72B341 | XAFB36DXXN1+TXV |  | 34000 | 25600 | 2.5 | 24200 | 2.06
COLEMAN | HMH7 | 211391038 | HRCU-A-CB | HMH72B341 | XAFB36DBCN1 |  | 34000 | 25600 | 2.5 | 24200 | 2.06
COLEMAN | HMH7 | 211391053 | HRCU-A-CB | HMH72B341 | XAUB36DXXN1+TXV |  | 34000 | 25600 | 2.5 | 24200 | 2.06
COLEMAN | HMH7 | 211391068 | HRCU-A-CB | HMH72B341 | XAFB36DBCN1 |  | 34000 | 25600 | 2.5 | 24200 | 2.06
COLEMAN | HMH7 | 211391083 | HRCU-A-CB | HMH72B341 | XAUB36DXXN1+TXV |  | 34000 | 25600 | 2.5 | 24200 | 2.06
COLEMAN | HMH7 | 211391098 | HRCU-A-CB | HMH72B341 | XAFB36DBCN1 |  | 34000 | 25600 | 2.5 | 24200 | 2.06
COLEMAN | HMH7 | 211391113 | HRCU-A-CB | HMH72B341 | XAUB36DXXN1+TXV |  | 34000 | 25600 | 2.5 | 24200 | 2.06
COLEMAN | HMH7 | 211719783 | HRCU-A-CB | HMH72B341 | XAFB36DBCN1 |  | 34000 | 25600 | 2.5 | 24200 | 2.06
COLEMAN | HMH7 | 211719785 | HRCU-A-CB | HMH72B341 | XAUB36DXXN1+TXV |  | 34000 | 25600 | 2.5 | 24200 | 2.06
COLEMAN | HMH7 | 211392827 | HRCU-A-CB | HMH72B341 | XAFB36DXXN1+TXV |  | 33600 | 25200 | 2.5 | 23800 | 2.06
COLEMAN | HMH7 | 211392842 | HRCU-A-CB | HMH72B341 | XAFB36DXXN1+TXV |  | 33600 | 25200 | 2.5 | 23800 | 2.06
COLEMAN | HMH7 | 211392857 | HRCU-A-CB | HMH72B341 | XAFB36DBCN1 |  | 33600 | 25200 | 2.5 | 23800 | 2.06
COLEMAN | HMH7 | 211392872 | HRCU-A-CB | HMH72B341 | XAUB36DXXN1+TXV |  | 33600 | 25200 | 2.5 | 23800 | 2.06
COLEMAN | HMH7 | 211392884 | HRCU-A-CB | HMH72B341 | XAFB36DBCN1 |  | 33600 | 25200 | 2.5 | 23800 | 2.06
COLEMAN | HMH7 | 211392894 | HRCU-A-CB | HMH72B341 | XAUB36DXXN1+TXV |  | 33600 | 25200 | 2.5 | 23800 | 2.06
COLEMAN | HMH7 | 211393529 | HRCU-A-CB | HMH72B341 | XAFB36DXXN1+TXV |  | 33800 | 25400 | 2.5 | 23800 | 2.06
COLEMAN | HMH7 | 211393544 | HRCU-A-CB | HMH72B341 | XAFB36DBCN1 |  | 33800 | 25400 | 2.5 | 23800 | 2.06
COLEMAN | HMH7 | 211393559 | HRCU-A-CB | HMH72B341 | XAUB36DXXN1+TXV |  | 33800 | 25400 | 2.5 | 23800 | 2.06
COLEMAN | HMH7 | 211238543 | HRCU-A-CB | HMH72B341 | JHETC36DBCS2N1 |  | 33600 | 25000 | 2.58 | 23600 | 2.12
COLEMAN | HMH7 | 211393791 | HRCU-A-CB | HMH72B341 | XAHD48FXXN1+TXV |  | 32000 | 25000 | 2.52 | 23400 | 2.04
COLEMAN | HMH7 | 211393806 | HRCU-A-CB | HMH72B341 | XAHD48FBCN1 |  | 32000 | 25000 | 2.52 | 23400 | 2.04
COLEMAN | HMH7 | 211393986 | HRCU-A-CB | HMH72B341 | XAHD48FXXN1+TXV |  | 31800 | 25000 | 2.5 | 23200 | 2.02
COLEMAN | HMH7 | 211394001 | HRCU-A-CB | HMH72B341 | XAHD48FBCN1 |  | 31800 | 25000 | 2.5 | 23200 | 2.02
COLEMAN | HMH7 | 211394588 | HRCU-A-CB | HMH72B341 | XAFC48FXXN1+TXV |  | 33000 | 25800 | 2.56 | 24200 | 2.1
COLEMAN | HMH7 | 211394603 | HRCU-A-CB | HMH72B341 | XAFC48FXXN1+TXV |  | 33000 | 25800 | 2.56 | 24200 | 2.1
COLEMAN | HMH7 | 211394618 | HRCU-A-CB | HMH72B341 | XAFC48FXXN1+TXV |  | 33000 | 25800 | 2.56 | 24200 | 2.1
COLEMAN | HMH7 | 211394624 | HRCU-A-CB | HMH72B341 | XAFC48FBCN1 |  | 33000 | 25800 | 2.56 | 24200 | 2.1
COLEMAN | HMH7 | 211394635 | HRCU-A-CB | HMH72B341 | XAUC48FXXN1+TXV |  | 33000 | 25800 | 2.56 | 24200 | 2.1
COLEMAN | HMH7 | 211394650 | HRCU-A-CB | HMH72B341 | XAFC48FBCN1 |  | 33000 | 25800 | 2.56 | 24200 | 2.1
COLEMAN | HMH7 | 211394662 | HRCU-A-CB | HMH72B341 | XAUC48FXXN1+TXV |  | 33000 | 25800 | 2.56 | 24200 | 2.1
COLEMAN | HMH7 | 211394677 | HRCU-A-CB | HMH72B341 | XAFC48FBCN1 |  | 33000 | 25800 | 2.56 | 24200 | 2.1
COLEMAN | HMH7 | 211394683 | HRCU-A-CB | HMH72B341 | XAUC48FXXN1+TXV |  | 33000 | 25800 | 2.56 | 24200 | 2.1
COLEMAN | HMH7 | 211395285 | HRCU-A-CB | HMH72B341 | XAFC48FXXN1+TXV |  | 32400 | 25400 | 2.54 | 23600 | 2.06
COLEMAN | HMH7 | 211395311 | HRCU-A-CB | HMH72B341 | XAFC48FXXN1+TXV |  | 32400 | 25400 | 2.54 | 23600 | 2.06
COLEMAN | HMH7 | 211395334 | HRCU-A-CB | HMH72B341 | XAFC48FXXN1+TXV |  | 32400 | 25400 | 2.54 | 23600 | 2.06
COLEMAN | HMH7 | 211395343 | HRCU-A-CB | HMH72B341 | XAFC48FBCN1 |  | 32400 | 25400 | 2.54 | 23600 | 2.06
COLEMAN | HMH7 | 211395362 | HRCU-A-CB | HMH72B341 | XAUC48FXXN1+TXV |  | 32400 | 25400 | 2.54 | 23600 | 2.06
COLEMAN | HMH7 | 211395381 | HRCU-A-CB | HMH72B341 | XAFC48FBCN1 |  | 32400 | 25400 | 2.54 | 23600 | 2.06
COLEMAN | HMH7 | 211395402 | HRCU-A-CB | HMH72B341 | XAUC48FXXN1+TXV |  | 32400 | 25400 | 2.54 | 23600 | 2.06
COLEMAN | HMH7 | 211395424 | HRCU-A-CB | HMH72B341 | XAFC48FBCN1 |  | 32400 | 25400 | 2.54 | 23600 | 2.06
COLEMAN | HMH7 | 211395435 | HRCU-A-CB | HMH72B341 | XAUC48FXXN1+TXV |  | 32400 | 25400 | 2.54 | 23600 | 2.06
COLEMAN | HMH7 | 211396972 | HRCU-A-CB | HMH72B341 | XAHC48FXXN1+TXV |  | 31600 | 24800 | 2.5 | 23000 | 2.02
COLEMAN | HMH7 | 211396982 | HRCU-A-CB | HMH72B341 | XAHC48FBCN1 |  | 31600 | 24800 | 2.5 | 23000 | 2.02
COLEMAN | HMH7 | 211398598 | HRCU-A-CB | HMH72B341 | XAHC48FXXN1+TXV |  | 31800 | 25000 | 2.5 | 23200 | 2.02
COLEMAN | HMH7 | 211398613 | HRCU-A-CB | HMH72B341 | XAHC48FXXN1+TXV |  | 31800 | 25000 | 2.5 | 23200 | 2.02
COLEMAN | HMH7 | 211398628 | HRCU-A-CB | HMH72B341 | XAHC48FBCN1 |  | 31800 | 25000 | 2.5 | 23200 | 2.02
COLEMAN | HMH7 | 211398636 | HRCU-A-CB | HMH72B341 | XAHC48FBCN1 |  | 31800 | 25000 | 2.5 | 23200 | 2.02
COLEMAN | HMH7 | 211386179 | HRCU-A-CB | HMH72B341 | XAHD48FXXN1+TXV |  | 32400 | 25200 | 2.5 | 23600 | 2.04
COLEMAN | HMH7 | 211386196 | HRCU-A-CB | HMH72B341 | XAHD48FBCN1 |  | 32400 | 25200 | 2.5 | 23600 | 2.04
COLEMAN | HMH7 | 211386380 | HRCU-A-CB | HMH72B341 | XAHC48FXXN1+TXV |  | 32000 | 24800 | 2.54 | 23200 | 2.06
COLEMAN | HMH7 | 211386392 | HRCU-A-CB | HMH72B341 | XAHC48FBCN1 |  | 32000 | 24800 | 2.54 | 23200 | 2.06
COLEMAN | HMH7 | 211386653 | HRCU-A-CB | HMH72B341 | JHVTC42FBCC2N1 |  | 32400 | 25000 | 2.62 | 23400 | 2.12
COLEMAN | HMH7 | 211388826 | HRCU-A-CB | HMH72B341 | XAFC36DXXN1+TXV |  | 34000 | 25800 | 2.5 | 24400 | 2.06
COLEMAN | HMH7 | 211388841 | HRCU-A-CB | HMH72B341 | XAFC36DBCN1 |  | 34000 | 25800 | 2.5 | 24400 | 2.06
COLEMAN | HMH7 | 211389360 | HRCU-A-CB | HMH72B341 | XAFC36DXXN1+TXV |  | 33800 | 25200 | 2.56 | 23800 | 2.1
COLEMAN | HMH7 | 211389385 | HRCU-A-CB | HMH72B341 | XAFC36DBCN1 |  | 33800 | 25200 | 2.56 | 23800 | 2.1
COLEMAN | HMH7 | 211389690 | HRCU-A-CB | HMH72B341 | XAFC36DXXN1+TXV |  | 33600 | 25200 | 2.5 | 23600 | 2.06
COLEMAN | HMH7 | 211389705 | HRCU-A-CB | HMH72B341 | XAFC36DBCN1 |  | 33600 | 25200 | 2.5 | 23600 | 2.06
COLEMAN | HMH7 | 211391734 | HRCU-A-CB | HMH72B341 | XAFC36DXXN1+TXV |  | 33800 | 25400 | 2.5 | 23800 | 2.06
COLEMAN | HMH7 | 211391745 | HRCU-A-CB | HMH72B341 | XAFC36DXXN1+TXV |  | 33800 | 25400 | 2.5 | 23800 | 2.06
COLEMAN | HMH7 | 211391759 | HRCU-A-CB | HMH72B341 | XAFC36DBCN1 |  | 33800 | 25400 | 2.5 | 23800 | 2.06
COLEMAN | HMH7 | 211391774 | HRCU-A-CB | HMH72B341 | XAFC36DBCN1 |  | 33800 | 25400 | 2.5 | 23800 | 2.06
COLEMAN | HMH7 | 211394076 | HRCU-A-CB | HMH72B341 | XAFC48FXXN1+TXV |  | 32800 | 25800 | 2.52 | 24200 | 2.06
COLEMAN | HMH7 | 211394091 | HRCU-A-CB | HMH72B341 | XAFC48FBCN1 |  | 32800 | 25800 | 2.52 | 24200 | 2.06
COLEMAN | HMH7 | 211394104 | HRCU-A-CB | HMH72B341 | XAUC48FXXN1+TXV |  | 32800 | 25800 | 2.52 | 24200 | 2.06
COLEMAN | HMH7 | 211394391 | HRCU-A-CB | HMH72B341 | XAHD48FXXN1+TXV |  | 32400 | 25200 | 2.5 | 23800 | 2.06
COLEMAN | HMH7 | 211394404 | HRCU-A-CB | HMH72B341 | XAHD48FXXN1+TXV |  | 32400 | 25200 | 2.5 | 23800 | 2.06
COLEMAN | HMH7 | 211394416 | HRCU-A-CB | HMH72B341 | XAHD48FXXN1+TXV |  | 32400 | 25200 | 2.5 | 23800 | 2.06
COLEMAN | HMH7 | 211394422 | HRCU-A-CB | HMH72B341 | XAHD48FBCN1 |  | 32400 | 25200 | 2.5 | 23800 | 2.06
COLEMAN | HMH7 | 211394437 | HRCU-A-CB | HMH72B341 | XAHD48FBCN1 |  | 32400 | 25200 | 2.5 | 23800 | 2.06
COLEMAN | HMH7 | 211394452 | HRCU-A-CB | HMH72B341 | XAHD48FBCN1 |  | 32400 | 25200 | 2.5 | 23800 | 2.06
COLEMAN | HMH7 | 211394458 | HRCU-A-CB | HMH72B341 | XAHC48FXXN1+TXV |  | 32000 | 25000 | 2.52 | 23400 | 2.04
COLEMAN | HMH7 | 211394473 | HRCU-A-CB | HMH72B341 | XAHC48FXXN1+TXV |  | 32000 | 25000 | 2.52 | 23400 | 2.04
COLEMAN | HMH7 | 211394486 | HRCU-A-CB | HMH72B341 | XAHC48FXXN1+TXV |  | 32000 | 25000 | 2.52 | 23400 | 2.04
COLEMAN | HMH7 | 211394492 | HRCU-A-CB | HMH72B341 | XAHC48FBCN1 |  | 32000 | 25000 | 2.52 | 23400 | 2.04
COLEMAN | HMH7 | 211394504 | HRCU-A-CB | HMH72B341 | XAHC48FBCN1 |  | 32000 | 25000 | 2.52 | 23400 | 2.04
COLEMAN | HMH7 | 211394517 | HRCU-A-CB | HMH72B341 | XAHC48FBCN1 |  | 32000 | 25000 | 2.52 | 23400 | 2.04
COLEMAN | HMH7 | 211395170 | HRCU-A-CB | HMH72B341 | XAFD48FXXN1+TXV |  | 32400 | 25400 | 2.54 | 23600 | 2.06
COLEMAN | HMH7 | 211395195 | HRCU-A-CB | HMH72B341 | XAFD48FXXN1+TXV |  | 32400 | 25400 | 2.54 | 23600 | 2.06
COLEMAN | HMH7 | 211395219 | HRCU-A-CB | HMH72B341 | XAFD48FXXN1+TXV |  | 32400 | 25400 | 2.54 | 23600 | 2.06
COLEMAN | HMH7 | 211395229 | HRCU-A-CB | HMH72B341 | XAFD48FBCN1 |  | 32400 | 25400 | 2.54 | 23600 | 2.06
COLEMAN | HMH7 | 211395250 | HRCU-A-CB | HMH72B341 | XAFD48FBCN1 |  | 32400 | 25400 | 2.54 | 23600 | 2.06
COLEMAN | HMH7 | 211395275 | HRCU-A-CB | HMH72B341 | XAFD48FBCN1 |  | 32400 | 25400 | 2.54 | 23600 | 2.06
COLEMAN | HMH7 | 211396009 | HRCU-A-CB | HMH72B341 | XAFC48FXXN1+TXV |  | 32400 | 25400 | 2.56 | 23600 | 2.06
COLEMAN | HMH7 | 211396024 | HRCU-A-CB | HMH72B341 | XAFC48FBCN1 |  | 32400 | 25400 | 2.56 | 23600 | 2.06
COLEMAN | HMH7 | 211396036 | HRCU-A-CB | HMH72B341 | XAUC48FXXN1+TXV |  | 32400 | 25400 | 2.56 | 23600 | 2.06
COLEMAN | HMH7 | 211396111 | HRCU-A-CB | HMH72B341 | XAFD48FXXN1+TXV |  | 33400 | 26000 | 2.5 | 24600 | 2.08
COLEMAN | HMH7 | 211396126 | HRCU-A-CB | HMH72B341 | XAFD48FBCN1 |  | 33400 | 26000 | 2.5 | 24600 | 2.08
COLEMAN | HMH7 | 211396996 | HRCU-A-CB | HMH72B341 | XAFC48FXXN1+TXV |  | 32200 | 25400 | 2.54 | 23600 | 2.04
COLEMAN | HMH7 | 211397011 | HRCU-A-CB | HMH72B341 | XAFC48FBCN1 |  | 32200 | 25400 | 2.54 | 23600 | 2.04
COLEMAN | HMH7 | 211397026 | HRCU-A-CB | HMH72B341 | XAUC48FXXN1+TXV |  | 32200 | 25400 | 2.54 | 23600 | 2.04
COLEMAN | HMH7 | 211397198 | HRCU-A-CB | HMH72B341 | XAHD48FXXN1+TXV |  | 32400 | 25200 | 2.5 | 23800 | 2.06
COLEMAN | HMH7 | 211397228 | HRCU-A-CB | HMH72B341 | XAHD48FXXN1+TXV |  | 32400 | 25200 | 2.5 | 23800 | 2.06
COLEMAN | HMH7 | 211397243 | HRCU-A-CB | HMH72B341 | XAHD48FXXN1+TXV |  | 32400 | 25200 | 2.5 | 23800 | 2.06
COLEMAN | HMH7 | 211397258 | HRCU-A-CB | HMH72B341 | XAHD48FXXN1+TXV |  | 32400 | 25200 | 2.5 | 23800 | 2.06
COLEMAN | HMH7 | 211397273 | HRCU-A-CB | HMH72B341 | XAHD48FXXN1+TXV |  | 32400 | 25200 | 2.5 | 23800 | 2.06
COLEMAN | HMH7 | 211397275 | HRCU-A-CB | HMH72B341 | XAHD48FXXN1+TXV |  | 32400 | 25200 | 2.5 | 23800 | 2.06
COLEMAN | HMH7 | 211397281 | HRCU-A-CB | HMH72B341 | XAHD48FBCN1 |  | 32400 | 25200 | 2.5 | 23800 | 2.06
COLEMAN | HMH7 | 211397310 | HRCU-A-CB | HMH72B341 | XAHD48FBCN1 |  | 32400 | 25200 | 2.5 | 23800 | 2.06
COLEMAN | HMH7 | 211397323 | HRCU-A-CB | HMH72B341 | XAHD48FBCN1 |  | 32400 | 25200 | 2.5 | 23800 | 2.06
COLEMAN | HMH7 | 211397338 | HRCU-A-CB | HMH72B341 | XAHD48FBCN1 |  | 32400 | 25200 | 2.5 | 23800 | 2.06
COLEMAN | HMH7 | 211397353 | HRCU-A-CB | HMH72B341 | XAHD48FBCN1 |  | 32400 | 25200 | 2.5 | 23800 | 2.06
COLEMAN | HMH7 | 211397359 | HRCU-A-CB | HMH72B341 | XAHD48FBCN1 |  | 32400 | 25200 | 2.5 | 23800 | 2.06
COLEMAN | HMH7 | 211397694 | HRCU-A-CB | HMH72B341 | XAFC48FXXN1+TXV |  | 33200 | 25800 | 2.54 | 24400 | 2.1
COLEMAN | HMH7 | 211397717 | HRCU-A-CB | HMH72B341 | XAFC48FXXN1+TXV |  | 33200 | 25800 | 2.54 | 24400 | 2.1
COLEMAN | HMH7 | 211397732 | HRCU-A-CB | HMH72B341 | XAFC48FXXN1+TXV |  | 33200 | 25800 | 2.54 | 24400 | 2.1
COLEMAN | HMH7 | 211397747 | HRCU-A-CB | HMH72B341 | XAFC48FXXN1+TXV |  | 33200 | 25800 | 2.54 | 24400 | 2.1
COLEMAN | HMH7 | 211397762 | HRCU-A-CB | HMH72B341 | XAFC48FXXN1+TXV |  | 33200 | 25800 | 2.54 | 24400 | 2.1
COLEMAN | HMH7 | 211397768 | HRCU-A-CB | HMH72B341 | XAFC48FXXN1+TXV |  | 33200 | 25800 | 2.54 | 24400 | 2.1
COLEMAN | HMH7 | 211397774 | HRCU-A-CB | HMH72B341 | XAFC48FBCN1 |  | 33200 | 25800 | 2.54 | 24400 | 2.1
COLEMAN | HMH7 | 211397789 | HRCU-A-CB | HMH72B341 | XAUC48FXXN1+TXV |  | 33200 | 25800 | 2.54 | 24400 | 2.1
COLEMAN | HMH7 | 211397826 | HRCU-A-CB | HMH72B341 | XAFC48FBCN1 |  | 33200 | 25800 | 2.54 | 24400 | 2.1
COLEMAN | HMH7 | 211397841 | HRCU-A-CB | HMH72B341 | XAUC48FXXN1+TXV |  | 33200 | 25800 | 2.54 | 24400 | 2.1
COLEMAN | HMH7 | 211397856 | HRCU-A-CB | HMH72B341 | XAFC48FBCN1 |  | 33200 | 25800 | 2.54 | 24400 | 2.1
COLEMAN | HMH7 | 211397871 | HRCU-A-CB | HMH72B341 | XAUC48FXXN1+TXV |  | 33200 | 25800 | 2.54 | 24400 | 2.1
COLEMAN | HMH7 | 211397882 | HRCU-A-CB | HMH72B341 | XAFC48FBCN1 |  | 33200 | 25800 | 2.54 | 24400 | 2.1
COLEMAN | HMH7 | 211397897 | HRCU-A-CB | HMH72B341 | XAUC48FXXN1+TXV |  | 33200 | 25800 | 2.54 | 24400 | 2.1
COLEMAN | HMH7 | 211397912 | HRCU-A-CB | HMH72B341 | XAFC48FBCN1 |  | 33200 | 25800 | 2.54 | 24400 | 2.1
COLEMAN | HMH7 | 211397918 | HRCU-A-CB | HMH72B341 | XAUC48FXXN1+TXV |  | 33200 | 25800 | 2.54 | 24400 | 2.1
COLEMAN | HMH7 | 211397924 | HRCU-A-CB | HMH72B341 | XAFC48FBCN1 |  | 33200 | 25800 | 2.54 | 24400 | 2.1
COLEMAN | HMH7 | 211397930 | HRCU-A-CB | HMH72B341 | XAUC48FXXN1+TXV |  | 33200 | 25800 | 2.54 | 24400 | 2.1
COLEMAN | HMH7 | 211398204 | HRCU-A-CB | HMH72B341 | XAFD48FXXN1+TXV |  | 32400 | 25200 | 2.56 | 23600 | 2.08
COLEMAN | HMH7 | 211398219 | HRCU-A-CB | HMH72B341 | XAFD48FXXN1+TXV |  | 32400 | 25200 | 2.56 | 23600 | 2.08
COLEMAN | HMH7 | 211398234 | HRCU-A-CB | HMH72B341 | XAFD48FBCN1 |  | 32400 | 25200 | 2.56 | 23600 | 2.08
COLEMAN | HMH7 | 211398249 | HRCU-A-CB | HMH72B341 | XAFD48FBCN1 |  | 32400 | 25200 | 2.56 | 23600 | 2.08
COLEMAN | HMH7 | 211398400 | HRCU-A-CB | HMH72B341 | XAHC48FXXN1+TXV |  | 31800 | 24800 | 2.52 | 23200 | 2.04
COLEMAN | HMH7 | 211398415 | HRCU-A-CB | HMH72B341 | XAHC48FXXN1+TXV |  | 31800 | 24800 | 2.52 | 23200 | 2.04
COLEMAN | HMH7 | 211398430 | HRCU-A-CB | HMH72B341 | XAHC48FBCN1 |  | 31800 | 24800 | 2.52 | 23200 | 2.04
COLEMAN | HMH7 | 211398445 | HRCU-A-CB | HMH72B341 | XAHC48FBCN1 |  | 31800 | 24800 | 2.52 | 23200 | 2.04
COLEMAN | HMH7 | 211398795 | HRCU-A-CB | HMH72B341 | XAHC48FXXN1+TXV |  | 31600 | 24800 | 2.52 | 23000 | 2.04
COLEMAN | HMH7 | 211398802 | HRCU-A-CB | HMH72B341 | XAHC48FXXN1+TXV |  | 31600 | 24800 | 2.52 | 23000 | 2.04
COLEMAN | HMH7 | 211398817 | HRCU-A-CB | HMH72B341 | XAHC48FBCN1 |  | 31600 | 24800 | 2.52 | 23000 | 2.04
COLEMAN | HMH7 | 211398832 | HRCU-A-CB | HMH72B341 | XAHC48FBCN1 |  | 31600 | 24800 | 2.52 | 23000 | 2.04
COLEMAN | HMH7 | 211386204 | HRCU-A-CB | HMH72B341 | XAHC48FXXN1+TXV |  | 32400 | 25200 | 2.5 | 23600 | 2.04
COLEMAN | HMH7 | 211386214 | HRCU-A-CB | HMH72B341 | XAHC48FBCN1 |  | 32400 | 25200 | 2.5 | 23600 | 2.04
COLEMAN | HMH7 | 211386429 | HRCU-A-CB | HMH72B341 | XAFC48FXXN1+TXV |  | 32400 | 25400 | 2.58 | 23800 | 2.1
COLEMAN | HMH7 | 211386444 | HRCU-A-CB | HMH72B341 | XAFC48FBCN1 |  | 32400 | 25400 | 2.58 | 23800 | 2.1
COLEMAN | HMH7 | 211386458 | HRCU-A-CB | HMH72B341 | XAUC48FXXN1+TXV |  | 32400 | 25400 | 2.58 | 23800 | 2.1
COLEMAN | HMH7 | 211386528 | HRCU-A-CB | HMH72B341 | XAFD48FXXN1+TXV |  | 32600 | 25600 | 2.56 | 24000 | 2.08
COLEMAN | HMH7 | 211386540 | HRCU-A-CB | HMH72B341 | XAFD48FBCN1 |  | 32600 | 25600 | 2.56 | 24000 | 2.08
COLEMAN | HMH7 | 211387296 | HRCU-A-CB | HMH72B341 | XAFC36DXXN1+TXV |  | 34000 | 26000 | 2.56 | 24800 | 2.12
COLEMAN | HMH7 | 211387310 | HRCU-A-CB | HMH72B341 | XAFC36DXXN1+TXV |  | 34000 | 26000 | 2.56 | 24800 | 2.12
COLEMAN | HMH7 | 211387323 | HRCU-A-CB | HMH72B341 | XAFC36DXXN1+TXV |  | 34000 | 26000 | 2.56 | 24800 | 2.12
COLEMAN | HMH7 | 211387330 | HRCU-A-CB | HMH72B341 | XAFC36DBCN1 |  | 34000 | 26000 | 2.56 | 24800 | 2.12
COLEMAN | HMH7 | 211387346 | HRCU-A-CB | HMH72B341 | XAFC36DBCN1 |  | 34000 | 26000 | 2.56 | 24800 | 2.12
COLEMAN | HMH7 | 211387361 | HRCU-A-CB | HMH72B341 | XAFC36DBCN1 |  | 34000 | 26000 | 2.56 | 24800 | 2.12
COLEMAN | HMH7 | 211387800 | HRCU-A-CB | HMH72B341 | XAFC36DXXN1+TXV |  | 34000 | 25800 | 2.5 | 24400 | 2.06
COLEMAN | HMH7 | 211387809 | HRCU-A-CB | HMH72B341 | XAFC36DXXN1+TXV |  | 34000 | 25800 | 2.5 | 24400 | 2.06
COLEMAN | HMH7 | 211387817 | HRCU-A-CB | HMH72B341 | XAFC36DXXN1+TXV |  | 34000 | 25800 | 2.5 | 24400 | 2.06
COLEMAN | HMH7 | 211387821 | HRCU-A-CB | HMH72B341 | XAFC36DBCN1 |  | 34000 | 25800 | 2.5 | 24400 | 2.06
COLEMAN | HMH7 | 211387831 | HRCU-A-CB | HMH72B341 | XAFC36DBCN1 |  | 34000 | 25800 | 2.5 | 24400 | 2.06
COLEMAN | HMH7 | 211387837 | HRCU-A-CB | HMH72B341 | XAFC36DBCN1 |  | 34000 | 25800 | 2.5 | 24400 | 2.06
COLEMAN | HMH7 | 211388871 | HRCU-A-CB | HMH72B341 | XAFB36DXXN1+TXV |  | 33800 | 25400 | 2.5 | 24000 | 2.06
COLEMAN | HMH7 | 211388886 | HRCU-A-CB | HMH72B341 | XAFB36DBCN1 |  | 33800 | 25400 | 2.5 | 24000 | 2.06
COLEMAN | HMH7 | 211388893 | HRCU-A-CB | HMH72B341 | XAUB36DXXN1+TXV |  | 33800 | 25400 | 2.5 | 24000 | 2.06
COLEMAN | HMH7 | 211392601 | HRCU-A-CB | HMH72B341 | XAFB36DXXN1+TXV |  | 33800 | 25400 | 2.5 | 23800 | 2.06
COLEMAN | HMH7 | 211392616 | HRCU-A-CB | HMH72B341 | XAFB36DXXN1+TXV |  | 33800 | 25400 | 2.5 | 23800 | 2.06
COLEMAN | HMH7 | 211392631 | HRCU-A-CB | HMH72B341 | XAFB36DBCN1 |  | 33800 | 25400 | 2.5 | 23800 | 2.06
COLEMAN | HMH7 | 211392646 | HRCU-A-CB | HMH72B341 | XAUB36DXXN1+TXV |  | 33800 | 25400 | 2.5 | 23800 | 2.06
COLEMAN | HMH7 | 211392660 | HRCU-A-CB | HMH72B341 | XAFB36DBCN1 |  | 33800 | 25400 | 2.5 | 23800 | 2.06
COLEMAN | HMH7 | 211392675 | HRCU-A-CB | HMH72B341 | XAUB36DXXN1+TXV |  | 33800 | 25400 | 2.5 | 23800 | 2.06
COLEMAN | HMH7 | 211393012 | HRCU-A-CB | HMH72B341 | XAFC36DXXN1+TXV |  | 34000 | 26200 | 2.54 | 25000 | 2.12
COLEMAN | HMH7 | 211393028 | HRCU-A-CB | HMH72B341 | XAFC36DBCN1 |  | 34000 | 26200 | 2.54 | 25000 | 2.12
COLEMAN | HMH7 | 211394147 | HRCU-A-CB | HMH72B341 | XAFC48FXXN1+TXV |  | 32800 | 25800 | 2.5 | 24200 | 2.04
COLEMAN | HMH7 | 211394160 | HRCU-A-CB | HMH72B341 | XAFC48FBCN1 |  | 32800 | 25800 | 2.5 | 24200 | 2.04
COLEMAN | HMH7 | 211394173 | HRCU-A-CB | HMH72B341 | XAUC48FXXN1+TXV |  | 32800 | 25800 | 2.5 | 24200 | 2.04
COLEMAN | HMH7 | 211394756 | HRCU-A-CB | HMH72B341 | XAHC48FXXN1+TXV |  | 31800 | 24800 | 2.52 | 23200 | 2.04
COLEMAN | HMH7 | 211394770 | HRCU-A-CB | HMH72B341 | XAHC48FXXN1+TXV |  | 31800 | 24800 | 2.52 | 23200 | 2.04
COLEMAN | HMH7 | 211394785 | HRCU-A-CB | HMH72B341 | XAHC48FXXN1+TXV |  | 31800 | 24800 | 2.52 | 23200 | 2.04
COLEMAN | HMH7 | 211394791 | HRCU-A-CB | HMH72B341 | XAHC48FBCN1 |  | 31800 | 24800 | 2.52 | 23200 | 2.04
COLEMAN | HMH7 | 211394806 | HRCU-A-CB | HMH72B341 | XAHC48FBCN1 |  | 31800 | 24800 | 2.52 | 23200 | 2.04
COLEMAN | HMH7 | 211394821 | HRCU-A-CB | HMH72B341 | XAHC48FBCN1 |  | 31800 | 24800 | 2.52 | 23200 | 2.04
COLEMAN | HMH7 | 211396238 | HRCU-A-CB | HMH72B341 | XAFC48FXXN1+TXV |  | 32400 | 25600 | 2.52 | 23800 | 2.04
COLEMAN | HMH7 | 211396261 | HRCU-A-CB | HMH72B341 | XAFC48FBCN1 |  | 32400 | 25600 | 2.52 | 23800 | 2.04
COLEMAN | HMH7 | 211396282 | HRCU-A-CB | HMH72B341 | XAUC48FXXN1+TXV |  | 32400 | 25600 | 2.52 | 23800 | 2.04
COLEMAN | HMH7 | 211396828 | HRCU-A-CB | HMH72B341 | XAFD48FXXN1+TXV |  | 33200 | 25800 | 2.54 | 24400 | 2.08
COLEMAN | HMH7 | 211396843 | HRCU-A-CB | HMH72B341 | XAFD48FXXN1+TXV |  | 33200 | 25800 | 2.54 | 24400 | 2.08
COLEMAN | HMH7 | 211396858 | HRCU-A-CB | HMH72B341 | XAFD48FBCN1 |  | 33200 | 25800 | 2.54 | 24400 | 2.08
COLEMAN | HMH7 | 211396873 | HRCU-A-CB | HMH72B341 | XAFD48FBCN1 |  | 33200 | 25800 | 2.54 | 24400 | 2.08
COLEMAN | HMH7 | 211398090 | HRCU-A-CB | HMH72B341 | XAHD48FXXN1+TXV |  | 31800 | 24800 | 2.52 | 23200 | 2.04
COLEMAN | HMH7 | 211398105 | HRCU-A-CB | HMH72B341 | XAHD48FXXN1+TXV |  | 31800 | 24800 | 2.52 | 23200 | 2.04
COLEMAN | HMH7 | 211398120 | HRCU-A-CB | HMH72B341 | XAHD48FBCN1 |  | 31800 | 24800 | 2.52 | 23200 | 2.04
COLEMAN | HMH7 | 211398135 | HRCU-A-CB | HMH72B341 | XAHD48FBCN1 |  | 31800 | 24800 | 2.52 | 23200 | 2.04
COLEMAN | HMH7 | 211398344 | HRCU-A-CB | HMH72B341 | XAHD48FXXN1+TXV |  | 31600 | 24800 | 2.5 | 23200 | 2.02
COLEMAN | HMH7 | 211398357 | HRCU-A-CB | HMH72B341 | XAHD48FXXN1+TXV |  | 31600 | 24800 | 2.5 | 23200 | 2.02
COLEMAN | HMH7 | 211398371 | HRCU-A-CB | HMH72B341 | XAHD48FBCN1 |  | 31600 | 24800 | 2.5 | 23200 | 2.02
COLEMAN | HMH7 | 211398386 | HRCU-A-CB | HMH72B341 | XAHD48FBCN1 |  | 31600 | 24800 | 2.5 | 23200 | 2.02
COLEMAN | HMH7 | 211398460 | HRCU-A-CB | HMH72B341 | XAFD48FXXN1+TXV |  | 32400 | 25400 | 2.56 | 23600 | 2.08
COLEMAN | HMH7 | 211398474 | HRCU-A-CB | HMH72B341 | XAFD48FXXN1+TXV |  | 32400 | 25400 | 2.56 | 23600 | 2.08
COLEMAN | HMH7 | 211398479 | HRCU-A-CB | HMH72B341 | XAFD48FBCN1 |  | 32400 | 25400 | 2.56 | 23600 | 2.08
COLEMAN | HMH7 | 211398494 | HRCU-A-CB | HMH72B341 | XAFD48FBCN1 |  | 32400 | 25400 | 2.56 | 23600 | 2.08
COLEMAN | HMH7 | 211398739 | HRCU-A-CB | HMH72B341 | XAHD48FXXN1+TXV |  | 31600 | 24800 | 2.52 | 23000 | 2.02
COLEMAN | HMH7 | 211398754 | HRCU-A-CB | HMH72B341 | XAHD48FXXN1+TXV |  | 31600 | 24800 | 2.52 | 23000 | 2.02
COLEMAN | HMH7 | 211398768 | HRCU-A-CB | HMH72B341 | XAHD48FBCN1 |  | 31600 | 24800 | 2.52 | 23000 | 2.02
COLEMAN | HMH7 | 211398782 | HRCU-A-CB | HMH72B341 | XAHD48FBCN1 |  | 31600 | 24800 | 2.52 | 23000 | 2.02
COLEMAN | HMH7 | 211398847 | HRCU-A-CB | HMH72B341 | XAFD48FXXN1+TXV |  | 32200 | 25200 | 2.56 | 23400 | 2.06
COLEMAN | HMH7 | 211398861 | HRCU-A-CB | HMH72B341 | XAFD48FXXN1+TXV |  | 32200 | 25200 | 2.56 | 23400 | 2.06
COLEMAN | HMH7 | 211398874 | HRCU-A-CB | HMH72B341 | XAFD48FBCN1 |  | 32200 | 25200 | 2.56 | 23400 | 2.06
COLEMAN | HMH7 | 211398888 | HRCU-A-CB | HMH72B341 | XAFD48FBCN1 |  | 32200 | 25200 | 2.56 | 23400 | 2.06
COLEMAN | HMH7 | 211386587 | HRCU-A-CB | HMH72B341 | XAHC48FXXN1+JMET12CS2N1+TXV |  | 32000 | 24800 | 2.56 | 23400 | 2.08
COLEMAN | HMH7 | 211386601 | HRCU-A-CB | HMH72B341 | XAHC48FBCN1+JMET12CS2N1 |  | 32000 | 24800 | 2.56 | 23400 | 2.08
COLEMAN | HMH7 | 211386615 | HRCU-A-CB | HMH72B341 | XAFC48FXXN1+JMET12CS2N1+TXV |  | 32600 | 25400 | 2.6 | 23800 | 2.12
COLEMAN | HMH7 | 211386627 | HRCU-A-CB | HMH72B341 | XAFC48FBCN1+JMET12CS2N1 |  | 32600 | 25400 | 2.6 | 23800 | 2.12
COLEMAN | HMH7 | 211386641 | HRCU-A-CB | HMH72B341 | XAUC48FXXN1+JMET12CS2N1+TXV |  | 32600 | 25400 | 2.6 | 23800 | 2.12
COLEMAN | HMH7 | 211386666 | HRCU-A-CB | HMH72B341 | JHETC42FBCS2N1 |  | 32200 | 25200 | 2.6 | 23400 | 2.08
COMFORT-AIRE |  | 205747696 | HRCU-A-CB-O | A-VMH18SU-1B | B-VMH18SU-1B | Singlezone Non-ducted Wall Placement | 18000 | 10900 | 2.58 | 11178 | 2.02
COMFORT-AIRE |  | 206221394 | HRCU-A-CB-O | A-VMH24SU-1A | B-VMH24SU-1A | Singlezone Non-ducted Wall Placement | 30000 | 19400 | 2.95 | 26000 | 2.07
COMFORT-AIRE |  | 201810036 | HMSV-A-CB | A-VMH36QU-1 |  | Multizone All Non-ducted | 36000 | 23200 | 2.78 | 36000 | 1.96
COMFORT-AIRE |  | 201810035 | HMSV-A-CB | A-VMH28TU-1 |  | Multizone All Non-ducted | 31400 | 18000 | 2.75 | 26357 | 1.97
COMFORTMAKER | SoftSound | 205921373 | HRCU-A-CB | DLCSRAH24AAK | DLFSAAH24XAK | Singlezone Ducted, Centrally Ducted | 29000 | 17500 | 2.56 | 26970 | 1.91
COMFORTMAKER | High Tier | 202463645 | HRCU-A-CB-O | DLCPRAH24AAK | DLFPHAH24XAK | Singlezone Non-ducted Wall Placement | 24000 | 15450 | 3 | 24000 | 2
COMFORTMAKER | High Tier | 202463644 | HRCU-A-CB-O | DLCPRAH18AAK | DLFPHAH18XAK | Singlezone Non-ducted Wall Placement | 18000 | 12300 | 3.19 | 18000 | 2
COMFORTMAKER | Mid-tier | 201835586 | HRCU-A-CB-O | DLCSRAH18AAK | DLFSCAH18XAK | Singlezone Non-ducted, Ceiling Placement | 18000 | 12000 | 2.59 | 15710 | 2.4
COMFORTMAKER |  | 201835587 | HRCU-A-CB | DLCSRAH24AAK | DLFSDAH24XAK | Singlezone Ducted, "Compact Ducted" | 24000 | 17400 | 2.96 | 30000 | 1.93
COMFORTMAKER |  | 201835562 | HRCU-A-CB-O | DLCSRAH12AAJ | DLFSHAH12XAJ | Singlezone Non-ducted Wall Placement | 11800 | 7100 | 2.57 | 7800 | 2.01
COMFORTMAKER |  | 201835554 | HRCU-A-CB-O | DLCPRAH09AAK | DLFPHAH09XAK | Singlezone Non-ducted Wall Placement | 10000 | 7200 | 2.78 | 13047 | 1.97
COMFORTMAKER | Mid-tier | 201835563 | HRCU-A-CB-O | DLCSRAH09AAK | DLFSHAH09XAK | Singlezone Non-ducted Wall Placement | 12000 | 7500 | 2.65 | 9840 | 2.1
COMFORTMAKER | Mid-tier | 201835581 | HRCU-A-CB-O | DLCSRAH09AAK | DLFSCAH09XAK | Singlezone Non-ducted, Ceiling Placement | 10000 | 6700 | 2.58 | 11870 | 1.94
COMFORTSTAR |  | 201763956 | HMSV-A-CB | CM2-18-2Z |  | Multizone All Non-ducted | 19000 | 12000 | 2.79 | 10205 | 1.97
COMFORTSTAR |  | 10595506 | HRCU-A-CB | CPP024CD(O) | CPA-24B | Singlezone Ducted, "Compact Ducted" | 24400 | 16000 | 2.69 | 18533 | 2.04
COMFORTSTAR |  | 9119315 | HRCU-A-CB-O | CPP024CD(O) | FPA-24 | Singlezone Non-ducted, Floor Placement | 24000 | 15000 | 2.85 | 17817 | 1.9
COMFORTSTAR |  | 202575861 | HRCU-A-CB-O | CPP018CD(O) | CXH018CD(I) | Singlezone Non-ducted Wall Placement | 18000 | 11400 | 2.72 | 11178 | 2.02
COMFORTSTAR |  | 202575859 | HRCU-A-CB-O | CPP009CD(O) | CXH009CD(I) | Singlezone Non-ducted Wall Placement | 9800 | 5800 | 2.74 | 7989 | 2
COMFORTSTAR |  | 202575855 | HRCU-A-CB-O | CPP018CD(O) | CXH018CD(I)-WIFI | Singlezone Non-ducted Wall Placement | 18000 | 11400 | 2.72 | 11178 | 2.02
COMFORTSTAR |  | 202575873 | HMSV-A-CB | CM4-36-4ZX |  | Multizone All Non-ducted | 36000 | 23200 | 2.78 | 36037 | 1.96
COMFORTSTAR |  | 202575853 | HRCU-A-CB-O | CPP009CD(O) | CXH009CD(I)-WIFI | Singlezone Non-ducted Wall Placement | 9800 | 5800 | 2.74 | 7989 | 2
COMFORTSTAR |  | 10595505 | HRCU-A-CB | CPP018CD(O) | CPA-18B | Singlezone Ducted, "Compact Ducted" | 18000 | 12000 | 2.61 | 10352 | 1.96
COMFORTSTAR |  | 9119312 | HRCU-A-CB-O | CPP018CD(O) | FPA-18 | Singlezone Non-ducted, Floor Placement | 18000 | 12000 | 2.71 | 10508 | 1.94
COMFORTSTAR |  | 9119310 | HRCU-A-CB-O | CPP012CD(O) | TPA-12 | Singlezone Non-ducted, Ceiling Placement | 12000 | 7500 | 2.68 | 7332 | 2.11
COMFORTSTAR |  | 202575866 | HRCU-A-CB | CXH009CD(O) | CPA-09B | Singlezone Ducted, "Compact Ducted" | 10000 | 7200 | 2.74 | 8343 | 2.07
COMFORTSTAR |  | 201763958 | HMSV-A-CB | CM3-27-3Z |  | Multizone All Non-ducted | 28000 | 17200 | 2.8 | 17040 | 1.97
COMFORTSTAR |  | 8854582 | HRCU-A-CB-O | CPP009CD(O) | CPP009CD(I) | Singlezone Non-ducted Wall Placement | 9800 | 6400 | 2.76 | 7801 | 1.91
COMFORTSTAR |  | 8854585 | HRCU-A-CB-O | CPP018CD(O) | CPP018CD(I) | Singlezone Non-ducted Wall Placement | 18000 | 10400 | 2.72 | 10953 | 1.9
COMFORTSTAR |  | 9119316 | HRCU-A-CB-O | CPP024CD(O) | TPA-24 | Singlezone Non-ducted, Ceiling Placement | 24400 | 15800 | 2.56 | 16933 | 1.95
CONTINENTAL |  | 203363517 | HMSV-A-CB | CMZH-27-O |  | Multizone All Non-ducted | 28000 | 17200 | 2.8 | 17040 | 1.97
CONTINENTAL |  | 203363526 | HRCU-A-CB-O | CH21-18-O | CH21-18-I | Singlezone Non-ducted Wall Placement | 18000 | 10400 | 2.72 | 10953 | 1.9
CONTINENTAL |  | 205309940 | HRCU-A-CB-O | CH21-18-O | CH25-18-I | Singlezone Non-ducted Wall Placement | 18000 | 11400 | 2.72 | 11178 | 2.02
DAIKIN |  | 204717600 | HRCU-A-CB-O | RXL12QMVJU9 | FTX12NMVJU | Singlezone Non-ducted Wall Placement | 13400 | 8800 | 2.87 | 14330 | 2.26
DAIKIN | MXL Aurora Series | 205663354 | HMSV-A-CB-O | 2MXL18QMVJU* |  | Multizone All Non-ducted | 18900 | 11400 | 2.91 | 18930 | 2.12
DAIKIN |  | 205776148 | HRCU-A-CB | RX15RMVJU* | FDMQ15RVJU | Singlezone Ducted, "Compact Ducted" | 18000 | 11500 | 2.88 | 9220 | 2.29
DAIKIN |  | 205776150 | HRCU-A-CB | RX18RMVJU9* | FDMQ18RVJU | Singlezone Ducted, "Compact Ducted" | 21600 | 13600 | 2.69 | 12470 | 2.21
DAIKIN |  | 205776151 | HRCU-A-CB | RX24RMVJU* | FDMQ24RVJU | Singlezone Ducted, "Compact Ducted" | 24000 | 15000 | 2.78 | 13760 | 2.24
DAIKIN |  | 205782845 | HRCU-A-CB-O | RX09AXVJU | FTX09AXVJU | Singlezone Non-ducted Wall Placement | 10000 | 5700 | 2.65 | 6839 | 2.39
DAIKIN |  | 205782846 | HRCU-A-CB-O | RX12AXVJU | FTX12AXVJU | Singlezone Non-ducted Wall Placement | 13500 | 8600 | 2.9 | 8449 | 2.34
DAIKIN |  | 201851573 | HRCU-A-CB | RX18RMVJU | FDMQ18RVJU | Singlezone Ducted, "Compact Ducted" | 21600 | 13600 | 2.69 | 12470 | 2.21
DAIKIN |  | 201851574 | HRCU-A-CB | RX24RMVJU | FDMQ24RVJU | Singlezone Ducted, "Compact Ducted" | 24000 | 15000 | 2.78 | 13760 | 2.24
DAIKIN | Sky air | 202517170 | HRCU-A-CB-O | RZQ30TAVJU | FTQ30TAVJU*A* | Singlezone Ducted, Centrally Ducted | 34000 | 24000 | 2.91 | 34000 | 2.09
DAIKIN | Aurora Series | 205663349 | HRCU-A-CB-O | RXL15QMVJU* | FTX15NMVJU | Singlezone Non-ducted Wall Placement | 18300 | 11500 | 2.88 | 18254 | 2.27
DAIKIN | SkyAir | 202514058 | HRCU-A-CB | RZQ18TAVJU | FBQ18PVJU | Singlezone Ducted, "Compact Ducted" | 20000 | 13200 | 2.56 | 27939 | 1.93
DAIKIN | DZ20VC | 10595346 | HRCU-A-CB | DZ20VC0241B* | CHPF3642C6C*+MBVC1200**-1A*+TXV | Singlezone Ducted, Centrally Ducted | 23400 | 13000 | 2.61 | 11648 | 2.13
DAIKIN | DZ20VC | 10324715 | HRCU-A-CB | DZ20VC0601B | CA*F4961*6D*+MBVC2000**-1A*+TXV | Singlezone Ducted, Centrally Ducted | 50000 | 32000 | 2.7 | 26000 | 1.98
DAIKIN | DZ20VC | 10324709 | HRCU-A-CB | DZ20VC0241B* | CA*F3642*6D*+MBVC1200**-1A*+TXV | Singlezone Ducted, Centrally Ducted | 23600 | 13000 | 2.56 | 11400 | 2.09
DAIKIN | DZ20VC | 10324713 | HRCU-A-CB | DZ20VC0481B* | CA*F4961*6D*+MBVC2000**-1A*+TXV | Singlezone Ducted, Centrally Ducted | 45500 | 28400 | 2.84 | 26000 | 1.97
DAIKIN |  | 201986969 | HRCU-A-CB-O | RX12RMVJU | FFQ12Q2VJU | Singlezone Non-ducted, Ceiling Placement | 13500 | 8300 | 2.9 | 8420 | 2.07
DAIKIN |  | 202521824 | HMSV-A-CB | 4MXL36TVJU |  | Multizone All Non-ducted | 36600 | 22400 | 2.78 | 36600 | 2
DAIKIN |  | 201986968 | HRCU-A-CB-O | RX09RMVJU | FFQ09Q2VJU | Singlezone Non-ducted, Ceiling Placement | 10000 | 6000 | 3.08 | 6920 | 2.16
DAIKIN |  | 201851577 | HMSV-A-CB | 3MXL24RMVJU |  | Multizone All Non-ducted | 24000 | 15500 | 2.61 | 21600 | 2.17
DAIKIN |  | 201871420 | HRCU-A-CB-O | RX18RMVJU | FFQ18Q2VJU | Singlezone Non-ducted, Ceiling Placement | 21600 | 14200 | 2.67 | 10900 | 2.03
DAIKIN |  | 201851575 | HMSV-A-CB | 3MXS24RMVJU |  | Multizone All Non-ducted | 24000 | 15500 | 2.61 | 18930 | 2.26
DAIKIN |  | 201871419 | HRCU-A-CB-O | RX15RMVJU | FFQ15Q2VJU | Singlezone Non-ducted, Ceiling Placement | 16200 | 10600 | 2.8 | 8160 | 2.26
DAIKIN |  | 201851572 | HRCU-A-CB | RX15RMVJU | FDMQ15RVJU | Singlezone Ducted, "Compact Ducted" | 18000 | 11500 | 2.88 | 9220 | 2.29
DAIKIN | Vista | 10318063 | HRCU-A-CB-O | RX18QMVJU | FFQ18Q2VJU | Singlezone Non-ducted, Ceiling Placement | 21600 | 14200 | 3.13 | 9700 | 2.24
DAIKIN | Vista | 9966775 | HRCU-A-CB-O | RX15QMVJU | FFQ15Q2VJU | Singlezone Non-ducted, Ceiling Placement | 16200 | 10600 | 3.57 | 7270 | 2.48
DAIKIN | MXL Aurora Series | 8849535 | HMSV-A-CB | 2MXL18QMVJU |  | Multizone All Non-ducted | 18940 | 12000 | 3.06 | 18930 | 2.12
DAIKIN | Vista | 9966569 | HRCU-A-CB-O | RX09QMVJU | FFQ09Q2VJU | Singlezone Non-ducted, Ceiling Placement | 10000 | 6000 | 3.91 | 6270 | 2.42
DAIKIN | MXL Aurora Series | 8849539 | HMSV-A-CB | 3MXL24QMVJU |  | Multizone All Non-ducted | 24000 | 15500 | 3.36 | 21600 | 2.17
DAIKIN | Vista | 9966684 | HRCU-A-CB-O | RX12QMVJU | FFQ12Q2VJU | Singlezone Non-ducted, Ceiling Placement | 13500 | 8300 | 3.47 | 7500 | 2.29
DAIKIN | MXS Series | 8103542 | HMSV-A-CB | 2MXS18NMVJU |  | Multizone All Non-ducted | 18900 | 12000 | 3.17 | 13150 | 2.75
DAIKIN | LV Series | 5265758 | HRCU-A-CB-O | RXS24LVJU | FTXS24LVJU | Singlezone Non-ducted Wall Placement | 25400 | 16400 | 3.12 | 14028 | 2.26
DAIKIN | MXS Series | 8103869 | HMSV-A-CB | 3MXS24NMVJU |  | Multizone All Non-ducted | 24000 | 15500 | 3.52 | 18930 | 2.26
DAIKIN | LV Series | 5265757 | HRCU-A-CB-O | RXS18LVJU | FTXS18LVJU | Singlezone Non-ducted Wall Placement | 21600 | 13900 | 3.42 | 11924 | 2.5
DAIKIN | LV Series | 5265756 | HRCU-A-CB-O | RXS15LVJU | FTXS15LVJU | Singlezone Non-ducted Wall Placement | 18000 | 11900 | 3.79 | 9972 | 2.68
DAIKIN | LV Series | 5265755 | HRCU-A-CB-O | RXS12LVJU | FTXS12LVJU | Singlezone Non-ducted Wall Placement | 14400 | 9200 | 4.02 | 8051 | 2.81
DAIKIN | LV Series | 5265753 | HRCU-A-CB-O | RXS09LVJU | FTXS09LVJU | Singlezone Non-ducted Wall Placement | 12000 | 7700 | 4.1 | 6968 | 2.43
DAIKIN | Aurora Series | 8849330 | HRCU-A-CB-O | RXL15QMVJU | FTX15NMVJU | Singlezone Non-ducted Wall Placement | 18300 | 11500 | 2.88 | 18254 | 2.27
DAIKIN | Aurora Series | 8849445 | HRCU-A-CB-O | RXL15QMVJU | FVXS15NVJU | Singlezone Non-ducted, Floor Placement | 18056 | 11500 | 2.76 | 18015 | 2.4
DAIKIN | Aurora Series | 8849459 | HRCU-A-CB-O | RXL09QMVJU | FVXS09NVJU | Singlezone Non-ducted, Floor Placement | 10089 | 6200 | 2.88 | 10065 | 2.14
DAIKIN | Aurora Series | 8849533 | HRCU-A-CB-O | RXL09QMVJU | FTX09NMVJU | Singlezone Non-ducted Wall Placement | 10900 | 6700 | 2.98 | 10918 | 1.98
DAIKIN | Aurora Series | 8849458 | HRCU-A-CB-O | RXL12QMVJU | FTX12NMVJU | Singlezone Non-ducted Wall Placement | 13600 | 8300 | 2.7 | 14330 | 2.26
DAIKIN | Daikin Fit | 212614865 | HRCU-A-CB | DZ6VSA361EA* | DFVE48DP1400A* | Ducted Indoor Units | 34200 | 23000 | 2.59 | 30000 | 2.11
DAIKIN | Daikin Fit | 212614915 | HRCU-A-CB | DZ6VSA361EA* | DFVE60DP1400A* | Ducted Indoor Units | 34200 | 23000 | 2.59 | 30000 | 2.11
DAIKIN | Daikin Fit | 212614916 | HRCU-A-CB | DZ6VSA361EA* | DFVE60DP0400A* | Ducted Indoor Units | 34200 | 23000 | 2.59 | 30000 | 2.11
DAIKIN | Daikin Fit | 212614917 | HRCU-A-CB | DZ6VSA361EA* | DFVE48DP0400A* | Ducted Indoor Units | 34200 | 23000 | 2.59 | 30000 | 2.11
DAIKIN | Daikin Fit | 212614918 | HRCU-A-CB | DZ6VSA361EA* | CA*EA6030*4A*+MBVC2000**-1A* | Ducted Indoor Units | 34200 | 23000 | 2.59 | 30000 | 2.11
DAIKIN | Daikin Fit | 212614919 | HRCU-A-CB | DZ6VSA361EA* | CA*EA4830*4A*+MBVC1600**-1A* | Ducted Indoor Units | 34200 | 23000 | 2.59 | 29000 | 2
DAIKIN | Daikin Fit | 212614920 | HRCU-A-CB | DZ6VSA361EA* | CA*EA6030*4A* | Ducted Indoor Units | 34200 | 23000 | 2.59 | 30000 | 2.11
DAIKIN | Daikin Fit | 212614921 | HRCU-A-CB | DZ6VSA361EA* | CA*EA4830*4A* | Ducted Indoor Units | 34200 | 23000 | 2.59 | 29000 | 2.04
DAIKIN | Daikin Fit | 212614922 | HRCU-A-CB | DZ6VSA361EA* | CA*EA6030*4A* | Ducted Indoor Units | 34200 | 23000 | 2.59 | 30000 | 2.11
DAIKIN | Daikin Fit | 212614923 | HRCU-A-CB | DZ6VSA361EA* | CA*EA6030*4A* | Ducted Indoor Units | 34200 | 23000 | 2.59 | 30000 | 2.11
DAIKIN | Daikin Fit | 212614924 | HRCU-A-CB | DZ6VSA361EA* | CA*EA4830*4A* | Ducted Indoor Units | 34200 | 23000 | 2.59 | 29000 | 2
DAIKIN | Daikin Fit | 212614925 | HRCU-A-CB | DZ6VSA361EA* | CA*EA4830*4A* | Ducted Indoor Units | 34200 | 23000 | 2.59 | 29000 | 2
DAIKIN | Daikin Fit | 212614926 | HRCU-A-CB | DZ6VSA361EA* | CA*EA4830*4A* | Ducted Indoor Units | 34200 | 23000 | 2.59 | 29000 | 2
DAIKIN | Daikin Fit | 212614927 | HRCU-A-CB | DZ6VSA361EA* | CA*EA6030*4A* | Ducted Indoor Units | 34200 | 23000 | 2.59 | 30000 | 2.11
DAIKIN | Daikin Fit | 212614928 | HRCU-A-CB | DZ6VSA361EA* | CA*EA4830*4A* | Ducted Indoor Units | 34200 | 23000 | 2.59 | 29000 | 2
DAIKIN | Daikin Fit | 212614929 | HRCU-A-CB | DZ6VSA361EA* | CA*EA4830*4A* | Ducted Indoor Units | 34200 | 23000 | 2.59 | 29000 | 2
DAIKIN | Daikin Fit | 212614930 | HRCU-A-CB | DZ6VSA361EA* | CA*EA4830*4A* | Ducted Indoor Units | 34200 | 23000 | 2.59 | 29000 | 2
DAIKIN | Daikin Fit | 212614931 | HRCU-A-CB | DZ6VSA361EA* | CA*EA4830*4A* | Ducted Indoor Units | 34200 | 23000 | 2.59 | 29000 | 2
DAIKIN | Daikin Fit | 212614932 | HRCU-A-CB | DZ6VSA361EA* | CA*EA4830*4A* | Ducted Indoor Units | 34200 | 23000 | 2.59 | 29000 | 2
DAIKIN | Daikin Fit | 212614866 | HRCU-A-CB | DZ6VSA421EA* | DFVE60DP1400A* | Ducted Indoor Units | 40000 | 28000 | 2.67 | 30600 | 2.19
DAIKIN | Daikin Fit | 212614933 | HRCU-A-CB | DZ6VSA421EA* | DFVE60DP0400A* | Ducted Indoor Units | 40000 | 28000 | 2.67 | 30600 | 2.19
DAIKIN | Daikin Fit | 212614934 | HRCU-A-CB | DZ6VSA421EA* | CA*EA6030*4A*+MBVC2000**-1A* | Ducted Indoor Units | 40000 | 28000 | 2.67 | 30600 | 2.19
DAIKIN | Daikin Fit | 212614935 | HRCU-A-CB | DZ6VSA421EA* | CA*EA6030*4A* | Ducted Indoor Units | 40000 | 28000 | 2.67 | 30600 | 2.19
DAIKIN | Daikin Fit | 212614936 | HRCU-A-CB | DZ6VSA421EA* | CA*EA6030*4A* | Ducted Indoor Units | 40000 | 28000 | 2.67 | 30600 | 2.19
DAIKIN | Daikin Fit | 212614937 | HRCU-A-CB | DZ6VSA421EA* | CA*EA6030*4A* | Ducted Indoor Units | 40000 | 28000 | 2.67 | 30600 | 2.19
DAIKIN | Daikin Fit | 212614867 | HRCU-A-CB | DZ6VSA481EA* | DFVE60DP1400A* | Ducted Indoor Units | 44000 | 28000 | 2.67 | 31000 | 2.22
DAIKIN | Daikin Fit | 212614938 | HRCU-A-CB | DZ6VSA481EA* | DFVE60DP0400A* | Ducted Indoor Units | 44000 | 28000 | 2.67 | 31000 | 2.22
DAIKIN | Daikin Fit | 212614939 | HRCU-A-CB | DZ6VSA481EA* | CA*EA6030*4A*+MBVC2000**-1A* | Ducted Indoor Units | 44000 | 28000 | 2.67 | 31000 | 2.22
DAIKIN | Daikin Fit | 212614940 | HRCU-A-CB | DZ6VSA481EA* | CA*EA6030*4A* | Ducted Indoor Units | 44000 | 28000 | 2.67 | 31000 | 2.22
DAIKIN | Daikin Fit | 212614941 | HRCU-A-CB | DZ6VSA481EA* | CA*EA6030*4A* | Ducted Indoor Units | 44000 | 28000 | 2.67 | 31000 | 2.22
DAIKIN | Daikin Fit | 212614942 | HRCU-A-CB | DZ6VSA481EA* | CA*EA6030*4A* | Ducted Indoor Units | 44000 | 28000 | 2.67 | 31000 | 2.22
DAY & NIGHT | Constant Comfort | 205921374 | HRCU-A-CB | DLCSRAH24AAK | DLFSAAH24XAK | Singlezone Ducted, Centrally Ducted | 29000 | 17500 | 2.56 | 26970 | 1.91
DAY & NIGHT | High Tier | 202463646 | HRCU-A-CB-O | DLCPRAH18AAK | DLFPHAH18XAK | Singlezone Non-ducted Wall Placement | 18000 | 12300 | 3.19 | 18000 | 2
DAY & NIGHT | High Tier | 202463647 | HRCU-A-CB-O | DLCPRAH24AAK | DLFPHAH24XAK | Singlezone Non-ducted Wall Placement | 24000 | 15450 | 3 | 24000 | 2
DAY & NIGHT | Mid-tier | 201835634 | HRCU-A-CB-O | DLCSRAH18AAK | DLFSCAH18XAK | Singlezone Non-ducted, Ceiling Placement | 18000 | 12000 | 2.59 | 15710 | 2.4
DAY & NIGHT |  | 201835635 | HRCU-A-CB | DLCSRAH24AAK | DLFSDAH24XAK | Singlezone Ducted, "Compact Ducted" | 24000 | 17400 | 2.96 | 30000 | 1.93
DAY & NIGHT |  | 201835610 | HRCU-A-CB-O | DLCSRAH12AAJ | DLFSHAH12XAJ | Singlezone Non-ducted Wall Placement | 11800 | 7100 | 2.57 | 7800 | 2.01
DAY & NIGHT |  | 201835602 | HRCU-A-CB-O | DLCPRAH09AAK | DLFPHAH09XAK | Singlezone Non-ducted Wall Placement | 10000 | 7200 | 2.78 | 13047 | 1.97
DAY & NIGHT | Mid-tier | 201835611 | HRCU-A-CB-O | DLCSRAH09AAK | DLFSHAH09XAK | Singlezone Non-ducted Wall Placement | 12000 | 7500 | 2.65 | 9840 | 2.1
DAY & NIGHT | Mid-tier | 201835629 | HRCU-A-CB-O | DLCSRAH09AAK | DLFSCAH09XAK | Singlezone Non-ducted, Ceiling Placement | 10000 | 6700 | 2.58 | 11870 | 1.94
DIRECT AIR |  | 203269784 | HMSV-A-CB | M4OH-36HFN1-M |  | Multizone All Non-ducted | 36000 | 23200 | 2.78 | 36037 | 1.96
DIRECT AIR |  | 9680950 | HRCU-A-CB-O | MOD31-24HFN1-MT0W | CS11M-23HRFN1-MT0W | Singlezone Non-ducted Wall Placement | 25000 | 15300 | 2.7 | 18099 | 2.07
DIRECT AIR |  | 9680949 | HRCU-A-CB-O | MOCA31-18HFN1-MT0W | CS11M-18HRFN1-MT0W | Singlezone Non-ducted Wall Placement | 18000 | 11400 | 2.72 | 11178 | 2.02
DIRECT AIR |  | 9680947 | HRCU-A-CB-O | MOBA30-09HFN1-MT0W | CS11M-09HRFN1-MX0W(A) | Singlezone Non-ducted Wall Placement | 9800 | 5800 | 2.74 | 7990 | 1.98
DIRECT AIR |  | 9680948 | HRCU-A-CB-O | MOCA31-18HFN1-MT0W | CS11M-12HRFN1-MU5W | Singlezone Non-ducted Wall Placement | 12000 | 7700 | 2.75 | 9134 | 1.94
DIRECT AIR |  | 8994012 | HMSV-A-CB | M3OF-27HFN1-M |  | Multizone All Non-ducted | 28000 | 17200 | 2.82 | 16820 | 1.95
DIRECT AIR |  | 8989603 | HRCU-A-CB-O | MOBA30-09HFN1-MT0W | MSAEB-09HRFN1-MT0W | Singlezone Non-ducted Wall Placement | 9800 | 6300 | 2.68 | 6609 | 1.92
DIRECT AIR |  | 8775853 | HRCU-A-CB-O | MOD31-24HFN1-MT0W | MUEU-24HRFN1-M(C) | Singlezone Non-ducted Wall Placement | 24000 | 15000 | 2.85 | 17705 | 2.02
DIRECT AIR |  | 8775850 | HRCU-A-CB-O | MOCA31-18HFN1-MT0W | MUEU-18HRFN1-M(C) | Singlezone Non-ducted Wall Placement | 18000 | 12000 | 2.71 | 10274 | 2.11
DIRECT AIR |  | 8775849 | HRCU-A-CB-O | MOCA31-18HFN1-MT0W | CCA3U-18HRFN1-M(C) | Singlezone Non-ducted Wall Placement | 18000 | 12000 | 2.77 | 9410 | 1.98
DIRECT AIR |  | 8775842 | HRCU-A-CB-O | MOBA30-09HFN1-MT0W | CCA3U-09HRFN1-M(C) | Singlezone Non-ducted Wall Placement | 10000 | 5800 | 2.66 | 7878 | 1.97
DUCTLESSAIRE |  | 9150139 | HRCU-A-CB-O | DA1821-H2-O | DA1821-H2-I | Singlezone Non-ducted Wall Placement | 18000 | 10400 | 2.72 | 10953 | 1.9
ECOER |  | 202110530 | HRCU-A-CB | EODA18H-4860 | GN1836-P1 | Singlezone Ducted, Centrally Ducted | 36000 | 24000 | 2.5 | 26000 | 2.08
ECOER |  | 202110529 | HRCU-A-CB | EODA18H-4860 | EAHATN-36 | Singlezone Ducted, Centrally Ducted | 36000 | 24000 | 2.5 | 26000 | 2.08
ELIOS |  | 203238504 | HMSV-A-CB | DE18HOM23230X2 |  | Multizone All Non-ducted | 19000 | 12000 | 2.79 | 10205 | 1.97
ELIOS |  | 205300168 | HRCU-A-CB | DE18HOS23230E2 | DM18HIDU230X5 | Singlezone Ducted, "Compact Ducted" | 18000 | 12000 | 2.61 | 10352 | 1.96
ELIOS |  | 205300169 | HRCU-A-CB | DE24HOS23230E2 | DM24HIDU230X5 | Singlezone Ducted, "Compact Ducted" | 24400 | 16000 | 2.69 | 18533 | 2.04
ELIOS |  | 205300173 | HRCU-A-CB | DE09HOS25230E3 | DM09HIDU230X5 | Singlezone Ducted, "Compact Ducted" | 10000 | 7200 | 2.74 | 8343 | 2.07
ELIOS |  | 205300178 | HRCU-A-CB-O | DE12HOS23230E2 | DM12HICU230X5 | Singlezone Non-ducted, Ceiling Placement | 12000 | 7500 | 2.68 | 7332 | 2.11
ELIOS |  | 205300180 | HRCU-A-CB-O | DE24HOS23230E2 | DM24HICU230X5 | Singlezone Non-ducted, Ceiling Placement | 24400 | 15800 | 2.56 | 16933 | 1.95
ELIOS |  | 203238496 | HRCU-A-CB | DE24HOS23230E2 | DE24HIDU230X5 | Singlezone Ducted, "Compact Ducted" | 24400 | 16000 | 2.69 | 18533 | 2.04
ELIOS |  | 203238495 | HRCU-A-CB | DE18HOS23230E2 | DE18HIDU230X5 | Singlezone Ducted, "Compact Ducted" | 18000 | 12000 | 2.61 | 10352 | 1.96
ELIOS |  | 204005778 | HRCU-A-CB | DE09HOS25230E3 | DE09HIDU230X5 | Singlezone Ducted, "Compact Ducted" | 10000 | 7200 | 2.74 | 8343 | 2.07
ELIOS |  | 203238488 | HRCU-A-CB-O | DE18HOS23230E2 | DE18HIW23230E3 | Singlezone Non-ducted Wall Placement | 18000 | 11400 | 2.72 | 11178 | 2.02
ELIOS |  | 203238486 | HRCU-A-CB-O | DE09HOS23230E2 | DE09HIW23230E3 | Singlezone Non-ducted Wall Placement | 9800 | 5800 | 2.74 | 7989 | 2
ELIOS |  | 204005786 | HMSV-A-CB | DE36HOM25230X3 |  | Multizone All Non-ducted | 36000 | 23200 | 2.78 | 36037 | 1.96
ELIOS |  | 203238503 | HRCU-A-CB-O | DE24HOS23230E2 | DE24HICU230X5 | Singlezone Non-ducted, Ceiling Placement | 24400 | 15800 | 2.56 | 16933 | 1.95
ELIOS |  | 203238506 | HMSV-A-CB | DE27HOM23230X2 |  | Multizone All Non-ducted | 28000 | 17200 | 2.8 | 17040 | 1.97
ELIOS |  | 203238499 | HRCU-A-CB-O | DE12HOS23230E2 | DE12HICU230X5 | Singlezone Non-ducted, Ceiling Placement | 12000 | 7500 | 2.68 | 7332 | 2.11
EMI |  | 8993363 | HRCU-A-CB-O | SZ1H09DAA | WALH09DAA | Singlezone Non-ducted Wall Placement | 9800 | 6400 | 2.76 | 7801 | 1.91
EMI |  | 8993367 | HRCU-A-CB-O | SZ1H18DAA | WALH18DAA | Singlezone Non-ducted Wall Placement | 18000 | 10400 | 2.72 | 10953 | 1.9
EMI |  | 204853571 | HMSV-A-CB | MZ2H18DAA |  | Multizone All Non-ducted | 19000 | 12000 | 2.79 | 10205 | 1.97
EMI |  | 204853572 | HMSV-A-CB | MZ3H27DAA |  | Multizone All Non-ducted | 28000 | 17200 | 2.8 | 17040 | 1.97
EMI |  | 203514060 | HMSV-A-CB | DHMZ436DA |  | Multizone All Non-ducted | 36000 | 23200 | 2.78 | 36037 | 1.96
FRASER-JOHNSTON |  | 10309108 | HRCU-A-CB | HL20B4821 | CM50DE3A1+MVC20DN21 | Singlezone Ducted, Centrally Ducted | 58000 | 42500 | 2.56 | 34000 | 2.51
FRASER-JOHNSTON | HMH7 | 211386838 | HRCU-A-CB | HMH72B341 | XAFC36DXXN1+TXV |  | 34000 | 25800 | 2.52 | 24400 | 2.08
FRASER-JOHNSTON | HMH7 | 211386854 | HRCU-A-CB | HMH72B341 | XAFC36DBCN1 |  | 34000 | 25800 | 2.52 | 24400 | 2.08
FRASER-JOHNSTON | HMH7 | 211387239 | HRCU-A-CB | HMH72B341 | XAFB30CXXN1+TXV |  | 34000 | 26600 | 2.5 | 23800 | 2
FRASER-JOHNSTON | HMH7 | 211387253 | HRCU-A-CB | HMH72B341 | XAUB30CXXN1+TXV |  | 34000 | 26600 | 2.5 | 23800 | 2
FRASER-JOHNSTON | HMH7 | 211392465 | HRCU-A-CB | HMH72B341 | XAFB30CXXN1+TXV |  | 34000 | 26800 | 2.54 | 23800 | 2.02
FRASER-JOHNSTON | HMH7 | 211392480 | HRCU-A-CB | HMH72B341 | XAFB30CXXN1+TXV |  | 34000 | 26800 | 2.54 | 23800 | 2.02
FRASER-JOHNSTON | HMH7 | 211392495 | HRCU-A-CB | HMH72B341 | XAUB30CXXN1+TXV |  | 34000 | 26800 | 2.54 | 23800 | 2.02
FRASER-JOHNSTON | HMH7 | 211392510 | HRCU-A-CB | HMH72B341 | XAUB30CXXN1+TXV |  | 34000 | 26800 | 2.54 | 23800 | 2.02
FRASER-JOHNSTON | HMH7 | 211393446 | HRCU-A-CB | HMH72B341 | XAFC36DXXN1+TXV |  | 34000 | 25600 | 2.54 | 24200 | 2.1
FRASER-JOHNSTON | HMH7 | 211393461 | HRCU-A-CB | HMH72B341 | XAFC36DBCN1 |  | 34000 | 25600 | 2.54 | 24200 | 2.1
FRASER-JOHNSTON | HMH7 | 211393635 | HRCU-A-CB | HMH72B341 | JHETB36DBCS2N1 |  | 33800 | 25400 | 2.56 | 23800 | 2.12
FRASER-JOHNSTON | HMH7 | 211393917 | HRCU-A-CB | HMH72B341 | XAFD48FXXN1+TXV |  | 32400 | 25400 | 2.54 | 23600 | 2.06
FRASER-JOHNSTON | HMH7 | 211393932 | HRCU-A-CB | HMH72B341 | XAFD48FBCN1 |  | 32400 | 25400 | 2.54 | 23600 | 2.06
FRASER-JOHNSTON | HMH7 | 211394331 | HRCU-A-CB | HMH72B341 | XAFD48FXXN1+TXV |  | 32400 | 25400 | 2.58 | 23800 | 2.1
FRASER-JOHNSTON | HMH7 | 211394345 | HRCU-A-CB | HMH72B341 | XAFD48FXXN1+TXV |  | 32400 | 25400 | 2.58 | 23800 | 2.1
FRASER-JOHNSTON | HMH7 | 211394363 | HRCU-A-CB | HMH72B341 | XAFD48FBCN1 |  | 32400 | 25400 | 2.58 | 23800 | 2.1
FRASER-JOHNSTON | HMH7 | 211394376 | HRCU-A-CB | HMH72B341 | XAFD48FBCN1 |  | 32400 | 25400 | 2.58 | 23800 | 2.1
FRASER-JOHNSTON | HMH7 | 211394900 | HRCU-A-CB | HMH72B341 | XAFC48FXXN1+TXV |  | 32400 | 25400 | 2.56 | 23800 | 2.08
FRASER-JOHNSTON | HMH7 | 211394915 | HRCU-A-CB | HMH72B341 | XAFC48FXXN1+TXV |  | 32400 | 25400 | 2.56 | 23800 | 2.08
FRASER-JOHNSTON | HMH7 | 211394934 | HRCU-A-CB | HMH72B341 | XAFC48FBCN1 |  | 32400 | 25400 | 2.56 | 23800 | 2.08
FRASER-JOHNSTON | HMH7 | 211394946 | HRCU-A-CB | HMH72B341 | XAUC48FXXN1+TXV |  | 32400 | 25400 | 2.56 | 23800 | 2.08
FRASER-JOHNSTON | HMH7 | 211394961 | HRCU-A-CB | HMH72B341 | XAFC48FBCN1 |  | 32400 | 25400 | 2.56 | 23800 | 2.08
FRASER-JOHNSTON | HMH7 | 211394976 | HRCU-A-CB | HMH72B341 | XAUC48FXXN1+TXV |  | 32400 | 25400 | 2.56 | 23800 | 2.08
FRASER-JOHNSTON | HMH7 | 211396428 | HRCU-A-CB | HMH72B341 | XAHD48FXXN1+TXV |  | 32400 | 25200 | 2.52 | 23800 | 2.06
FRASER-JOHNSTON | HMH7 | 211396449 | HRCU-A-CB | HMH72B341 | XAHD48FXXN1+TXV |  | 32400 | 25200 | 2.52 | 23800 | 2.06
FRASER-JOHNSTON | HMH7 | 211396473 | HRCU-A-CB | HMH72B341 | XAHD48FBCN1 |  | 32400 | 25200 | 2.52 | 23800 | 2.06
FRASER-JOHNSTON | HMH7 | 211396496 | HRCU-A-CB | HMH72B341 | XAHD48FBCN1 |  | 32400 | 25200 | 2.52 | 23800 | 2.06
FRASER-JOHNSTON | HMH7 | 211397047 | HRCU-A-CB | HMH72B341 | XAHC48FXXN1+TXV |  | 32400 | 25200 | 2.52 | 23800 | 2.06
FRASER-JOHNSTON | HMH7 | 211397062 | HRCU-A-CB | HMH72B341 | XAHC48FXXN1+TXV |  | 32400 | 25200 | 2.52 | 23800 | 2.06
FRASER-JOHNSTON | HMH7 | 211397077 | HRCU-A-CB | HMH72B341 | XAHC48FXXN1+TXV |  | 32400 | 25200 | 2.52 | 23800 | 2.06
FRASER-JOHNSTON | HMH7 | 211397092 | HRCU-A-CB | HMH72B341 | XAHC48FXXN1+TXV |  | 32400 | 25200 | 2.52 | 23800 | 2.06
FRASER-JOHNSTON | HMH7 | 211397107 | HRCU-A-CB | HMH72B341 | XAHC48FXXN1+TXV |  | 32400 | 25200 | 2.52 | 23800 | 2.06
FRASER-JOHNSTON | HMH7 | 211397130 | HRCU-A-CB | HMH72B341 | XAHC48FBCN1 |  | 32400 | 25200 | 2.52 | 23800 | 2.06
FRASER-JOHNSTON | HMH7 | 211397143 | HRCU-A-CB | HMH72B341 | XAHC48FBCN1 |  | 32400 | 25200 | 2.52 | 23800 | 2.06
FRASER-JOHNSTON | HMH7 | 211397158 | HRCU-A-CB | HMH72B341 | XAHC48FBCN1 |  | 32400 | 25200 | 2.52 | 23800 | 2.06
FRASER-JOHNSTON | HMH7 | 211397167 | HRCU-A-CB | HMH72B341 | XAHC48FBCN1 |  | 32400 | 25200 | 2.52 | 23800 | 2.06
FRASER-JOHNSTON | HMH7 | 211397179 | HRCU-A-CB | HMH72B341 | XAHC48FBCN1 |  | 32400 | 25200 | 2.52 | 23800 | 2.06
FRASER-JOHNSTON | HMH7 | 211386409 | HRCU-A-CB | HMH72B341 | XAFD48FXXN1+TXV |  | 32400 | 25400 | 2.58 | 23800 | 2.1
FRASER-JOHNSTON | HMH7 | 211386421 | HRCU-A-CB | HMH72B341 | XAFD48FBCN1 |  | 32400 | 25400 | 2.58 | 23800 | 2.1
FRASER-JOHNSTON | HMH7 | 211390174 | HRCU-A-CB | HMH72B341 | XAFC36DXXN1+TXV |  | 34000 | 25400 | 2.54 | 24000 | 2.1
FRASER-JOHNSTON | HMH7 | 211390257 | HRCU-A-CB | HMH72B341 | XAFC36DBCN1 |  | 34000 | 25400 | 2.54 | 24000 | 2.1
FRASER-JOHNSTON | HMH7 | 211391821 | HRCU-A-CB | HMH72B341 | XAFB36DXXN1+TXV |  | 33800 | 25400 | 2.5 | 23800 | 2.06
FRASER-JOHNSTON | HMH7 | 211391835 | HRCU-A-CB | HMH72B341 | XAFB36DXXN1+TXV |  | 33800 | 25400 | 2.5 | 23800 | 2.06
FRASER-JOHNSTON | HMH7 | 211391850 | HRCU-A-CB | HMH72B341 | XAFB36DBCN1 |  | 33800 | 25400 | 2.5 | 23800 | 2.06
FRASER-JOHNSTON | HMH7 | 211391864 | HRCU-A-CB | HMH72B341 | XAUB36DXXN1+TXV |  | 33800 | 25400 | 2.5 | 23800 | 2.06
FRASER-JOHNSTON | HMH7 | 211391879 | HRCU-A-CB | HMH72B341 | XAFB36DBCN1 |  | 33800 | 25400 | 2.5 | 23800 | 2.06
FRASER-JOHNSTON | HMH7 | 211391894 | HRCU-A-CB | HMH72B341 | XAUB36DXXN1+TXV |  | 33800 | 25400 | 2.5 | 23800 | 2.06
FRASER-JOHNSTON | HMH7 | 211392355 | HRCU-A-CB | HMH72B341 | XAFC30CXXN1+TXV |  | 34000 | 26800 | 2.54 | 23800 | 2.02
FRASER-JOHNSTON | HMH7 | 211392370 | HRCU-A-CB | HMH72B341 | XAFC30CXXN1+TXV |  | 34000 | 26800 | 2.54 | 23800 | 2.02
FRASER-JOHNSTON | HMH7 | 211393621 | HRCU-A-CB | HMH72B341 | JHVTB36DBCC2N1 |  | 33800 | 25200 | 2.54 | 23800 | 2.1
FRASER-JOHNSTON | HMH7 | 211393827 | HRCU-A-CB | HMH72B341 | XAFD48FXXN1+TXV |  | 32400 | 25400 | 2.56 | 23800 | 2.08
FRASER-JOHNSTON | HMH7 | 211393842 | HRCU-A-CB | HMH72B341 | XAFD48FBCN1 |  | 32400 | 25400 | 2.56 | 23800 | 2.08
FRASER-JOHNSTON | HMH7 | 211395074 | HRCU-A-CB | HMH72B341 | XAHC48FXXN1+TXV |  | 31800 | 24800 | 2.5 | 23200 | 2.02
FRASER-JOHNSTON | HMH7 | 211395090 | HRCU-A-CB | HMH72B341 | XAHC48FXXN1+TXV |  | 31800 | 24800 | 2.5 | 23200 | 2.02
FRASER-JOHNSTON | HMH7 | 211395124 | HRCU-A-CB | HMH72B341 | XAHC48FBCN1 |  | 31800 | 24800 | 2.5 | 23200 | 2.02
FRASER-JOHNSTON | HMH7 | 211395146 | HRCU-A-CB | HMH72B341 | XAHC48FBCN1 |  | 31800 | 24800 | 2.5 | 23200 | 2.02
FRASER-JOHNSTON | HMH7 | 211395930 | HRCU-A-CB | HMH72B341 | XAHD48FXXN1+TXV |  | 31800 | 24800 | 2.5 | 23200 | 2.02
FRASER-JOHNSTON | HMH7 | 211395943 | HRCU-A-CB | HMH72B341 | XAHD48FBCN1 |  | 31800 | 24800 | 2.5 | 23200 | 2.02
FRASER-JOHNSTON | HMH7 | 211396650 | HRCU-A-CB | HMH72B341 | XAFC48FXXN1+TXV |  | 33000 | 25600 | 2.56 | 24200 | 2.1
FRASER-JOHNSTON | HMH7 | 211396691 | HRCU-A-CB | HMH72B341 | XAFC48FBCN1 |  | 33000 | 25600 | 2.56 | 24200 | 2.1
FRASER-JOHNSTON | HMH7 | 211396707 | HRCU-A-CB | HMH72B341 | XAUC48FXXN1+TXV |  | 33000 | 25600 | 2.56 | 24200 | 2.1
FRASER-JOHNSTON | HMH7 | 211397219 | HRCU-A-CB | HMH72B341 | XAHD48FXXN1+TXV |  | 32400 | 25400 | 2.5 | 24000 | 2.06
FRASER-JOHNSTON | HMH7 | 211397302 | HRCU-A-CB | HMH72B341 | XAHD48FBCN1 |  | 32400 | 25400 | 2.5 | 24000 | 2.06
FRASER-JOHNSTON | HMH7 | 211386142 | HRCU-A-CB | HMH72B341 | XAFC48FXXN1+TXV |  | 32400 | 25400 | 2.56 | 23800 | 2.08
FRASER-JOHNSTON | HMH7 | 211386157 | HRCU-A-CB | HMH72B341 | XAFC48FBCN1 |  | 32400 | 25400 | 2.56 | 23800 | 2.08
FRASER-JOHNSTON | HMH7 | 211386171 | HRCU-A-CB | HMH72B341 | XAUC48FXXN1+TXV |  | 32400 | 25400 | 2.56 | 23800 | 2.08
FRASER-JOHNSTON | HMH7 | 211386361 | HRCU-A-CB | HMH72B341 | XAHD48FXXN1+TXV |  | 32000 | 24800 | 2.54 | 23200 | 2.06
FRASER-JOHNSTON | HMH7 | 211386372 | HRCU-A-CB | HMH72B341 | XAHD48FBCN1 |  | 32000 | 24800 | 2.54 | 23200 | 2.06
FRASER-JOHNSTON | HMH7 | 211388616 | HRCU-A-CB | HMH72B341 | XAFC36DXXN1+TXV |  | 33600 | 25200 | 2.52 | 23800 | 2.08
FRASER-JOHNSTON | HMH7 | 211388631 | HRCU-A-CB | HMH72B341 | XAFC36DBCN1 |  | 33600 | 25200 | 2.52 | 23800 | 2.08
FRASER-JOHNSTON | HMH7 | 211388706 | HRCU-A-CB | HMH72B341 | XAFC36DXXN1+TXV |  | 33600 | 25200 | 2.52 | 23800 | 2.08
FRASER-JOHNSTON | HMH7 | 211388720 | HRCU-A-CB | HMH72B341 | XAFC36DBCN1 |  | 33600 | 25200 | 2.52 | 23800 | 2.08
FRASER-JOHNSTON | HMH7 | 211389277 | HRCU-A-CB | HMH72B341 | XAHC36DXXN1+TXV |  | 33800 | 25400 | 2.5 | 24200 | 2.08
FRASER-JOHNSTON | HMH7 | 211389307 | HRCU-A-CB | HMH72B341 | XAHC36DBCN1 |  | 33800 | 25400 | 2.5 | 24200 | 2.08
FRASER-JOHNSTON | HMH7 | 211392057 | HRCU-A-CB | HMH72B341 | XAFC36DXXN1+TXV |  | 33600 | 25200 | 2.52 | 23600 | 2.08
FRASER-JOHNSTON | HMH7 | 211392063 | HRCU-A-CB | HMH72B341 | XAFC36DXXN1+TXV |  | 33600 | 25200 | 2.52 | 23600 | 2.08
FRASER-JOHNSTON | HMH7 | 211392078 | HRCU-A-CB | HMH72B341 | XAFC36DBCN1 |  | 33600 | 25200 | 2.52 | 23600 | 2.08
FRASER-JOHNSTON | HMH7 | 211392093 | HRCU-A-CB | HMH72B341 | XAFC36DBCN1 |  | 33600 | 25200 | 2.52 | 23600 | 2.08
FRASER-JOHNSTON | HMH7 | 211393358 | HRCU-A-CB | HMH72B341 | XAFC36DXXN1+TXV |  | 34000 | 25400 | 2.56 | 24000 | 2.12
FRASER-JOHNSTON | HMH7 | 211393372 | HRCU-A-CB | HMH72B341 | XAFC36DBCN1 |  | 34000 | 25400 | 2.56 | 24000 | 2.12
FRASER-JOHNSTON | HMH7 | 211394695 | HRCU-A-CB | HMH72B341 | XAHD48FXXN1+TXV |  | 31800 | 24800 | 2.52 | 23200 | 2.04
FRASER-JOHNSTON | HMH7 | 211394709 | HRCU-A-CB | HMH72B341 | XAHD48FXXN1+TXV |  | 31800 | 24800 | 2.52 | 23200 | 2.04
FRASER-JOHNSTON | HMH7 | 211394727 | HRCU-A-CB | HMH72B341 | XAHD48FBCN1 |  | 31800 | 24800 | 2.52 | 23200 | 2.04
FRASER-JOHNSTON | HMH7 | 211394741 | HRCU-A-CB | HMH72B341 | XAHD48FBCN1 |  | 31800 | 24800 | 2.52 | 23200 | 2.04
FRASER-JOHNSTON | HMH7 | 211394833 | HRCU-A-CB | HMH72B341 | XAFD48FXXN1+TXV |  | 32400 | 25400 | 2.58 | 23600 | 2.08
FRASER-JOHNSTON | HMH7 | 211394847 | HRCU-A-CB | HMH72B341 | XAFD48FXXN1+TXV |  | 32400 | 25400 | 2.58 | 23600 | 2.08
FRASER-JOHNSTON | HMH7 | 211394868 | HRCU-A-CB | HMH72B341 | XAFD48FBCN1 |  | 32400 | 25400 | 2.58 | 23600 | 2.08
FRASER-JOHNSTON | HMH7 | 211394881 | HRCU-A-CB | HMH72B341 | XAFD48FBCN1 |  | 32400 | 25400 | 2.58 | 23600 | 2.08
FRASER-JOHNSTON | HMH7 | 211395002 | HRCU-A-CB | HMH72B341 | XAHD48FXXN1+TXV |  | 31800 | 25000 | 2.5 | 23200 | 2.02
FRASER-JOHNSTON | HMH7 | 211395016 | HRCU-A-CB | HMH72B341 | XAHD48FXXN1+TXV |  | 31800 | 25000 | 2.5 | 23200 | 2.02
FRASER-JOHNSTON | HMH7 | 211395034 | HRCU-A-CB | HMH72B341 | XAHD48FBCN1 |  | 31800 | 25000 | 2.5 | 23200 | 2.02
FRASER-JOHNSTON | HMH7 | 211395046 | HRCU-A-CB | HMH72B341 | XAHD48FBCN1 |  | 31800 | 25000 | 2.5 | 23200 | 2.02
FRASER-JOHNSTON | HMH7 | 211395957 | HRCU-A-CB | HMH72B341 | XAHC48FXXN1+TXV |  | 31800 | 24800 | 2.5 | 23200 | 2.02
FRASER-JOHNSTON | HMH7 | 211395970 | HRCU-A-CB | HMH72B341 | XAHC48FBCN1 |  | 31800 | 24800 | 2.5 | 23200 | 2.02
FRASER-JOHNSTON | HMH7 | 211397379 | HRCU-A-CB | HMH72B341 | XAHC48FXXN1+TXV |  | 32400 | 25400 | 2.5 | 24000 | 2.04
FRASER-JOHNSTON | HMH7 | 211397460 | HRCU-A-CB | HMH72B341 | XAHC48FBCN1 |  | 32400 | 25400 | 2.5 | 24000 | 2.04
FRASER-JOHNSTON | HMH7 | 211398156 | HRCU-A-CB | HMH72B341 | XAHC48FXXN1+TXV |  | 31600 | 24800 | 2.52 | 23200 | 2.04
FRASER-JOHNSTON | HMH7 | 211398164 | HRCU-A-CB | HMH72B341 | XAHC48FXXN1+TXV |  | 31600 | 24800 | 2.52 | 23200 | 2.04
FRASER-JOHNSTON | HMH7 | 211398179 | HRCU-A-CB | HMH72B341 | XAHC48FBCN1 |  | 31600 | 24800 | 2.52 | 23200 | 2.04
FRASER-JOHNSTON | HMH7 | 211398194 | HRCU-A-CB | HMH72B341 | XAHC48FBCN1 |  | 31600 | 24800 | 2.52 | 23200 | 2.04
FRASER-JOHNSTON | HMH7 | 211398514 | HRCU-A-CB | HMH72B341 | XAFC48FXXN1+TXV |  | 32400 | 25400 | 2.56 | 23600 | 2.06
FRASER-JOHNSTON | HMH7 | 211398529 | HRCU-A-CB | HMH72B341 | XAFC48FXXN1+TXV |  | 32400 | 25400 | 2.56 | 23600 | 2.06
FRASER-JOHNSTON | HMH7 | 211398544 | HRCU-A-CB | HMH72B341 | XAFC48FBCN1 |  | 32400 | 25400 | 2.56 | 23600 | 2.06
FRASER-JOHNSTON | HMH7 | 211398559 | HRCU-A-CB | HMH72B341 | XAUC48FXXN1+TXV |  | 32400 | 25400 | 2.56 | 23600 | 2.06
FRASER-JOHNSTON | HMH7 | 211398575 | HRCU-A-CB | HMH72B341 | XAFC48FBCN1 |  | 32400 | 25400 | 2.56 | 23600 | 2.06
FRASER-JOHNSTON | HMH7 | 211398589 | HRCU-A-CB | HMH72B341 | XAUC48FXXN1+TXV |  | 32400 | 25400 | 2.56 | 23600 | 2.06
FRASER-JOHNSTON | HMH7 | 211385831 | HRCU-A-CB | HMH72B341 | XAFC48FXXN1+TXV |  | 32200 | 25200 | 2.56 | 23400 | 2.06
FRASER-JOHNSTON | HMH7 | 211385843 | HRCU-A-CB | HMH72B341 | XAFC48FXXN1+TXV |  | 32200 | 25200 | 2.56 | 23400 | 2.06
FRASER-JOHNSTON | HMH7 | 211385856 | HRCU-A-CB | HMH72B341 | XAFC48FBCN1 |  | 32200 | 25200 | 2.56 | 23400 | 2.06
FRASER-JOHNSTON | HMH7 | 211385870 | HRCU-A-CB | HMH72B341 | XAUC48FXXN1+TXV |  | 32200 | 25200 | 2.56 | 23400 | 2.06
FRASER-JOHNSTON | HMH7 | 211385887 | HRCU-A-CB | HMH72B341 | XAFC48FBCN1 |  | 32200 | 25200 | 2.56 | 23400 | 2.06
FRASER-JOHNSTON | HMH7 | 211385903 | HRCU-A-CB | HMH72B341 | XAUC48FXXN1+TXV |  | 32200 | 25200 | 2.56 | 23400 | 2.06
FRASER-JOHNSTON | HMH7 | 211386053 | HRCU-A-CB | HMH72B341 | XAHD48FXXN1+TXV |  | 32000 | 25000 | 2.52 | 23400 | 2.04
FRASER-JOHNSTON | HMH7 | 211386068 | HRCU-A-CB | HMH72B341 | XAHD48FBCN1 |  | 32000 | 25000 | 2.52 | 23400 | 2.04
FRASER-JOHNSTON | HMH7 | 211387049 | HRCU-A-CB | HMH72B341 | XAFB30CXXN1+TXV |  | 34000 | 26800 | 2.54 | 23800 | 2.02
FRASER-JOHNSTON | HMH7 | 211387062 | HRCU-A-CB | HMH72B341 | XAUB30CXXN1+TXV |  | 34000 | 26800 | 2.54 | 23800 | 2.02
FRASER-JOHNSTON | HMH7 | 211387182 | HRCU-A-CB | HMH72B341 | XAFC30CXXN1+TXV |  | 34000 | 26600 | 2.52 | 23800 | 2
FRASER-JOHNSTON | HMH7 | 211387625 | HRCU-A-CB | HMH72B341 | XAFC36DXXN1+TXV |  | 33800 | 25400 | 2.52 | 23800 | 2.08
FRASER-JOHNSTON | HMH7 | 211387634 | HRCU-A-CB | HMH72B341 | XAFC36DXXN1+TXV |  | 33800 | 25400 | 2.52 | 23800 | 2.08
FRASER-JOHNSTON | HMH7 | 211387645 | HRCU-A-CB | HMH72B341 | XAFC36DBCN1 |  | 33800 | 25400 | 2.52 | 23800 | 2.08
FRASER-JOHNSTON | HMH7 | 211387651 | HRCU-A-CB | HMH72B341 | XAFC36DBCN1 |  | 33800 | 25400 | 2.52 | 23800 | 2.08
FRASER-JOHNSTON | HMH7 | 211389379 | HRCU-A-CB | HMH72B341 | XAFC36DXXN1+TXV |  | 34000 | 25800 | 2.56 | 24600 | 2.12
FRASER-JOHNSTON | HMH7 | 211389406 | HRCU-A-CB | HMH72B341 | XAFC36DBCN1 |  | 34000 | 25800 | 2.56 | 24600 | 2.12
FRASER-JOHNSTON | HMH7 | 211390160 | HRCU-A-CB | HMH72B341 | XAFC36DXXN1+TXV |  | 34000 | 25400 | 2.54 | 24000 | 2.1
FRASER-JOHNSTON | HMH7 | 211390189 | HRCU-A-CB | HMH72B341 | XAFC36DXXN1+TXV |  | 34000 | 25400 | 2.54 | 24000 | 2.1
FRASER-JOHNSTON | HMH7 | 211390202 | HRCU-A-CB | HMH72B341 | XAFC36DXXN1+TXV |  | 34000 | 25400 | 2.54 | 24000 | 2.1
FRASER-JOHNSTON | HMH7 | 211390216 | HRCU-A-CB | HMH72B341 | XAFC36DXXN1+TXV |  | 34000 | 25400 | 2.54 | 24000 | 2.1
FRASER-JOHNSTON | HMH7 | 211390242 | HRCU-A-CB | HMH72B341 | XAFC36DBCN1 |  | 34000 | 25400 | 2.54 | 24000 | 2.1
FRASER-JOHNSTON | HMH7 | 211390271 | HRCU-A-CB | HMH72B341 | XAFC36DBCN1 |  | 34000 | 25400 | 2.54 | 24000 | 2.1
FRASER-JOHNSTON | HMH7 | 211390285 | HRCU-A-CB | HMH72B341 | XAFC36DBCN1 |  | 34000 | 25400 | 2.54 | 24000 | 2.1
FRASER-JOHNSTON | HMH7 | 211390298 | HRCU-A-CB | HMH72B341 | XAFC36DBCN1 |  | 34000 | 25400 | 2.54 | 24000 | 2.1
FRASER-JOHNSTON | HMH7 | 211390999 | HRCU-A-CB | HMH72B341 | XAFB36DXXN1+TXV |  | 34000 | 25600 | 2.5 | 24200 | 2.06
FRASER-JOHNSTON | HMH7 | 211391014 | HRCU-A-CB | HMH72B341 | XAFB36DXXN1+TXV |  | 34000 | 25600 | 2.5 | 24200 | 2.06
FRASER-JOHNSTON | HMH7 | 211391029 | HRCU-A-CB | HMH72B341 | XAFB36DXXN1+TXV |  | 34000 | 25600 | 2.5 | 24200 | 2.06
FRASER-JOHNSTON | HMH7 | 211391044 | HRCU-A-CB | HMH72B341 | XAFB36DBCN1 |  | 34000 | 25600 | 2.5 | 24200 | 2.06
FRASER-JOHNSTON | HMH7 | 211391059 | HRCU-A-CB | HMH72B341 | XAUB36DXXN1+TXV |  | 34000 | 25600 | 2.5 | 24200 | 2.06
FRASER-JOHNSTON | HMH7 | 211391074 | HRCU-A-CB | HMH72B341 | XAFB36DBCN1 |  | 34000 | 25600 | 2.5 | 24200 | 2.06
FRASER-JOHNSTON | HMH7 | 211391089 | HRCU-A-CB | HMH72B341 | XAUB36DXXN1+TXV |  | 34000 | 25600 | 2.5 | 24200 | 2.06
FRASER-JOHNSTON | HMH7 | 211391104 | HRCU-A-CB | HMH72B341 | XAFB36DBCN1 |  | 34000 | 25600 | 2.5 | 24200 | 2.06
FRASER-JOHNSTON | HMH7 | 211391119 | HRCU-A-CB | HMH72B341 | XAUB36DXXN1+TXV |  | 34000 | 25600 | 2.5 | 24200 | 2.06
FRASER-JOHNSTON | HMH7 | 211392833 | HRCU-A-CB | HMH72B341 | XAFB36DXXN1+TXV |  | 33600 | 25200 | 2.5 | 23800 | 2.06
FRASER-JOHNSTON | HMH7 | 211392848 | HRCU-A-CB | HMH72B341 | XAFB36DXXN1+TXV |  | 33600 | 25200 | 2.5 | 23800 | 2.06
FRASER-JOHNSTON | HMH7 | 211392863 | HRCU-A-CB | HMH72B341 | XAFB36DBCN1 |  | 33600 | 25200 | 2.5 | 23800 | 2.06
FRASER-JOHNSTON | HMH7 | 211392878 | HRCU-A-CB | HMH72B341 | XAUB36DXXN1+TXV |  | 33600 | 25200 | 2.5 | 23800 | 2.06
FRASER-JOHNSTON | HMH7 | 211392886 | HRCU-A-CB | HMH72B341 | XAFB36DBCN1 |  | 33600 | 25200 | 2.5 | 23800 | 2.06
FRASER-JOHNSTON | HMH7 | 211392899 | HRCU-A-CB | HMH72B341 | XAUB36DXXN1+TXV |  | 33600 | 25200 | 2.5 | 23800 | 2.06
FRASER-JOHNSTON | HMH7 | 211393535 | HRCU-A-CB | HMH72B341 | XAFB36DXXN1+TXV |  | 33800 | 25400 | 2.5 | 23800 | 2.06
FRASER-JOHNSTON | HMH7 | 211393550 | HRCU-A-CB | HMH72B341 | XAFB36DBCN1 |  | 33800 | 25400 | 2.5 | 23800 | 2.06
FRASER-JOHNSTON | HMH7 | 211393565 | HRCU-A-CB | HMH72B341 | XAUB36DXXN1+TXV |  | 33800 | 25400 | 2.5 | 23800 | 2.06
FRASER-JOHNSTON | HMH7 | 211238540 | HRCU-A-CB | HMH72B341 | JHETC36DBCS2N1 |  | 33600 | 25000 | 2.58 | 23600 | 2.12
FRASER-JOHNSTON | HMH7 | 211393797 | HRCU-A-CB | HMH72B341 | XAHD48FXXN1+TXV |  | 32000 | 25000 | 2.52 | 23400 | 2.04
FRASER-JOHNSTON | HMH7 | 211393812 | HRCU-A-CB | HMH72B341 | XAHD48FBCN1 |  | 32000 | 25000 | 2.52 | 23400 | 2.04
FRASER-JOHNSTON | HMH7 | 211393992 | HRCU-A-CB | HMH72B341 | XAHD48FXXN1+TXV |  | 31800 | 25000 | 2.5 | 23200 | 2.02
FRASER-JOHNSTON | HMH7 | 211394007 | HRCU-A-CB | HMH72B341 | XAHD48FBCN1 |  | 31800 | 25000 | 2.5 | 23200 | 2.02
FRASER-JOHNSTON | HMH7 | 211394594 | HRCU-A-CB | HMH72B341 | XAFC48FXXN1+TXV |  | 33000 | 25800 | 2.56 | 24200 | 2.1
FRASER-JOHNSTON | HMH7 | 211394609 | HRCU-A-CB | HMH72B341 | XAFC48FXXN1+TXV |  | 33000 | 25800 | 2.56 | 24200 | 2.1
FRASER-JOHNSTON | HMH7 | 211394628 | HRCU-A-CB | HMH72B341 | XAFC48FBCN1 |  | 33000 | 25800 | 2.56 | 24200 | 2.1
FRASER-JOHNSTON | HMH7 | 211394641 | HRCU-A-CB | HMH72B341 | XAUC48FXXN1+TXV |  | 33000 | 25800 | 2.56 | 24200 | 2.1
FRASER-JOHNSTON | HMH7 | 211394654 | HRCU-A-CB | HMH72B341 | XAFC48FBCN1 |  | 33000 | 25800 | 2.56 | 24200 | 2.1
FRASER-JOHNSTON | HMH7 | 211394668 | HRCU-A-CB | HMH72B341 | XAUC48FXXN1+TXV |  | 33000 | 25800 | 2.56 | 24200 | 2.1
FRASER-JOHNSTON | HMH7 | 211395295 | HRCU-A-CB | HMH72B341 | XAFC48FXXN1+TXV |  | 32400 | 25400 | 2.54 | 23600 | 2.06
FRASER-JOHNSTON | HMH7 | 211395321 | HRCU-A-CB | HMH72B341 | XAFC48FXXN1+TXV |  | 32400 | 25400 | 2.54 | 23600 | 2.06
FRASER-JOHNSTON | HMH7 | 211395350 | HRCU-A-CB | HMH72B341 | XAFC48FBCN1 |  | 32400 | 25400 | 2.54 | 23600 | 2.06
FRASER-JOHNSTON | HMH7 | 211395368 | HRCU-A-CB | HMH72B341 | XAUC48FXXN1+TXV |  | 32400 | 25400 | 2.54 | 23600 | 2.06
FRASER-JOHNSTON | HMH7 | 211395390 | HRCU-A-CB | HMH72B341 | XAFC48FBCN1 |  | 32400 | 25400 | 2.54 | 23600 | 2.06
FRASER-JOHNSTON | HMH7 | 211395409 | HRCU-A-CB | HMH72B341 | XAUC48FXXN1+TXV |  | 32400 | 25400 | 2.54 | 23600 | 2.06
FRASER-JOHNSTON | HMH7 | 211396978 | HRCU-A-CB | HMH72B341 | XAHC48FXXN1+TXV |  | 31600 | 24800 | 2.5 | 23000 | 2.02
FRASER-JOHNSTON | HMH7 | 211396987 | HRCU-A-CB | HMH72B341 | XAHC48FBCN1 |  | 31600 | 24800 | 2.5 | 23000 | 2.02
FRASER-JOHNSTON | HMH7 | 211398604 | HRCU-A-CB | HMH72B341 | XAHC48FXXN1+TXV |  | 31800 | 25000 | 2.5 | 23200 | 2.02
FRASER-JOHNSTON | HMH7 | 211398619 | HRCU-A-CB | HMH72B341 | XAHC48FXXN1+TXV |  | 31800 | 25000 | 2.5 | 23200 | 2.02
FRASER-JOHNSTON | HMH7 | 211398633 | HRCU-A-CB | HMH72B341 | XAHC48FBCN1 |  | 31800 | 25000 | 2.5 | 23200 | 2.02
FRASER-JOHNSTON | HMH7 | 211398641 | HRCU-A-CB | HMH72B341 | XAHC48FBCN1 |  | 31800 | 25000 | 2.5 | 23200 | 2.02
FRASER-JOHNSTON | HMH7 | 211386183 | HRCU-A-CB | HMH72B341 | XAHD48FXXN1+TXV |  | 32400 | 25200 | 2.5 | 23600 | 2.04
FRASER-JOHNSTON | HMH7 | 211386200 | HRCU-A-CB | HMH72B341 | XAHD48FBCN1 |  | 32400 | 25200 | 2.5 | 23600 | 2.04
FRASER-JOHNSTON | HMH7 | 211386384 | HRCU-A-CB | HMH72B341 | XAHC48FXXN1+TXV |  | 32000 | 24800 | 2.54 | 23200 | 2.06
FRASER-JOHNSTON | HMH7 | 211386397 | HRCU-A-CB | HMH72B341 | XAHC48FBCN1 |  | 32000 | 24800 | 2.54 | 23200 | 2.06
FRASER-JOHNSTON | HMH7 | 211386658 | HRCU-A-CB | HMH72B341 | JHVTC42FBCC2N1 |  | 32400 | 25000 | 2.62 | 23400 | 2.12
FRASER-JOHNSTON | HMH7 | 211388832 | HRCU-A-CB | HMH72B341 | XAFC36DXXN1+TXV |  | 34000 | 25800 | 2.5 | 24400 | 2.06
FRASER-JOHNSTON | HMH7 | 211388847 | HRCU-A-CB | HMH72B341 | XAFC36DBCN1 |  | 34000 | 25800 | 2.5 | 24400 | 2.06
FRASER-JOHNSTON | HMH7 | 211389366 | HRCU-A-CB | HMH72B341 | XAFC36DXXN1+TXV |  | 33800 | 25200 | 2.56 | 23800 | 2.1
FRASER-JOHNSTON | HMH7 | 211389391 | HRCU-A-CB | HMH72B341 | XAFC36DBCN1 |  | 33800 | 25200 | 2.56 | 23800 | 2.1
FRASER-JOHNSTON | HMH7 | 211389696 | HRCU-A-CB | HMH72B341 | XAFC36DXXN1+TXV |  | 33600 | 25200 | 2.5 | 23600 | 2.06
FRASER-JOHNSTON | HMH7 | 211389710 | HRCU-A-CB | HMH72B341 | XAFC36DBCN1 |  | 33600 | 25200 | 2.5 | 23600 | 2.06
FRASER-JOHNSTON | HMH7 | 211391740 | HRCU-A-CB | HMH72B341 | XAFC36DXXN1+TXV |  | 33800 | 25400 | 2.5 | 23800 | 2.06
FRASER-JOHNSTON | HMH7 | 211391750 | HRCU-A-CB | HMH72B341 | XAFC36DXXN1+TXV |  | 33800 | 25400 | 2.5 | 23800 | 2.06
FRASER-JOHNSTON | HMH7 | 211391765 | HRCU-A-CB | HMH72B341 | XAFC36DBCN1 |  | 33800 | 25400 | 2.5 | 23800 | 2.06
FRASER-JOHNSTON | HMH7 | 211391780 | HRCU-A-CB | HMH72B341 | XAFC36DBCN1 |  | 33800 | 25400 | 2.5 | 23800 | 2.06
FRASER-JOHNSTON | HMH7 | 211394082 | HRCU-A-CB | HMH72B341 | XAFC48FXXN1+TXV |  | 32800 | 25800 | 2.52 | 24200 | 2.06
FRASER-JOHNSTON | HMH7 | 211394097 | HRCU-A-CB | HMH72B341 | XAFC48FBCN1 |  | 32800 | 25800 | 2.52 | 24200 | 2.06
FRASER-JOHNSTON | HMH7 | 211394110 | HRCU-A-CB | HMH72B341 | XAUC48FXXN1+TXV |  | 32800 | 25800 | 2.52 | 24200 | 2.06
FRASER-JOHNSTON | HMH7 | 211394398 | HRCU-A-CB | HMH72B341 | XAHD48FXXN1+TXV |  | 32400 | 25200 | 2.5 | 23800 | 2.06
FRASER-JOHNSTON | HMH7 | 211394410 | HRCU-A-CB | HMH72B341 | XAHD48FXXN1+TXV |  | 32400 | 25200 | 2.5 | 23800 | 2.06
FRASER-JOHNSTON | HMH7 | 211394428 | HRCU-A-CB | HMH72B341 | XAHD48FBCN1 |  | 32400 | 25200 | 2.5 | 23800 | 2.06
FRASER-JOHNSTON | HMH7 | 211394443 | HRCU-A-CB | HMH72B341 | XAHD48FBCN1 |  | 32400 | 25200 | 2.5 | 23800 | 2.06
FRASER-JOHNSTON | HMH7 | 211394464 | HRCU-A-CB | HMH72B341 | XAHC48FXXN1+TXV |  | 32000 | 25000 | 2.52 | 23400 | 2.04
FRASER-JOHNSTON | HMH7 | 211394477 | HRCU-A-CB | HMH72B341 | XAHC48FXXN1+TXV |  | 32000 | 25000 | 2.52 | 23400 | 2.04
FRASER-JOHNSTON | HMH7 | 211394498 | HRCU-A-CB | HMH72B341 | XAHC48FBCN1 |  | 32000 | 25000 | 2.52 | 23400 | 2.04
FRASER-JOHNSTON | HMH7 | 211394509 | HRCU-A-CB | HMH72B341 | XAHC48FBCN1 |  | 32000 | 25000 | 2.52 | 23400 | 2.04
FRASER-JOHNSTON | HMH7 | 211395180 | HRCU-A-CB | HMH72B341 | XAFD48FXXN1+TXV |  | 32400 | 25400 | 2.54 | 23600 | 2.06
FRASER-JOHNSTON | HMH7 | 211395206 | HRCU-A-CB | HMH72B341 | XAFD48FXXN1+TXV |  | 32400 | 25400 | 2.54 | 23600 | 2.06
FRASER-JOHNSTON | HMH7 | 211395238 | HRCU-A-CB | HMH72B341 | XAFD48FBCN1 |  | 32400 | 25400 | 2.54 | 23600 | 2.06
FRASER-JOHNSTON | HMH7 | 211395259 | HRCU-A-CB | HMH72B341 | XAFD48FBCN1 |  | 32400 | 25400 | 2.54 | 23600 | 2.06
FRASER-JOHNSTON | HMH7 | 211396015 | HRCU-A-CB | HMH72B341 | XAFC48FXXN1+TXV |  | 32400 | 25400 | 2.56 | 23600 | 2.06
FRASER-JOHNSTON | HMH7 | 211396029 | HRCU-A-CB | HMH72B341 | XAFC48FBCN1 |  | 32400 | 25400 | 2.56 | 23600 | 2.06
FRASER-JOHNSTON | HMH7 | 211396041 | HRCU-A-CB | HMH72B341 | XAUC48FXXN1+TXV |  | 32400 | 25400 | 2.56 | 23600 | 2.06
FRASER-JOHNSTON | HMH7 | 211396116 | HRCU-A-CB | HMH72B341 | XAFD48FXXN1+TXV |  | 33400 | 26000 | 2.5 | 24600 | 2.08
FRASER-JOHNSTON | HMH7 | 211396132 | HRCU-A-CB | HMH72B341 | XAFD48FBCN1 |  | 33400 | 26000 | 2.5 | 24600 | 2.08
FRASER-JOHNSTON | HMH7 | 211397002 | HRCU-A-CB | HMH72B341 | XAFC48FXXN1+TXV |  | 32200 | 25400 | 2.54 | 23600 | 2.04
FRASER-JOHNSTON | HMH7 | 211397017 | HRCU-A-CB | HMH72B341 | XAFC48FBCN1 |  | 32200 | 25400 | 2.54 | 23600 | 2.04
FRASER-JOHNSTON | HMH7 | 211397032 | HRCU-A-CB | HMH72B341 | XAUC48FXXN1+TXV |  | 32200 | 25400 | 2.54 | 23600 | 2.04
FRASER-JOHNSTON | HMH7 | 211397203 | HRCU-A-CB | HMH72B341 | XAHD48FXXN1+TXV |  | 32400 | 25200 | 2.5 | 23800 | 2.06
FRASER-JOHNSTON | HMH7 | 211397234 | HRCU-A-CB | HMH72B341 | XAHD48FXXN1+TXV |  | 32400 | 25200 | 2.5 | 23800 | 2.06
FRASER-JOHNSTON | HMH7 | 211397249 | HRCU-A-CB | HMH72B341 | XAHD48FXXN1+TXV |  | 32400 | 25200 | 2.5 | 23800 | 2.06
FRASER-JOHNSTON | HMH7 | 211397264 | HRCU-A-CB | HMH72B341 | XAHD48FXXN1+TXV |  | 32400 | 25200 | 2.5 | 23800 | 2.06
FRASER-JOHNSTON | HMH7 | 211397287 | HRCU-A-CB | HMH72B341 | XAHD48FBCN1 |  | 32400 | 25200 | 2.5 | 23800 | 2.06
FRASER-JOHNSTON | HMH7 | 211397314 | HRCU-A-CB | HMH72B341 | XAHD48FBCN1 |  | 32400 | 25200 | 2.5 | 23800 | 2.06
FRASER-JOHNSTON | HMH7 | 211397328 | HRCU-A-CB | HMH72B341 | XAHD48FBCN1 |  | 32400 | 25200 | 2.5 | 23800 | 2.06
FRASER-JOHNSTON | HMH7 | 211397344 | HRCU-A-CB | HMH72B341 | XAHD48FBCN1 |  | 32400 | 25200 | 2.5 | 23800 | 2.06
FRASER-JOHNSTON | HMH7 | 211397699 | HRCU-A-CB | HMH72B341 | XAFC48FXXN1+TXV |  | 33200 | 25800 | 2.54 | 24400 | 2.1
FRASER-JOHNSTON | HMH7 | 211397723 | HRCU-A-CB | HMH72B341 | XAFC48FXXN1+TXV |  | 33200 | 25800 | 2.54 | 24400 | 2.1
FRASER-JOHNSTON | HMH7 | 211397738 | HRCU-A-CB | HMH72B341 | XAFC48FXXN1+TXV |  | 33200 | 25800 | 2.54 | 24400 | 2.1
FRASER-JOHNSTON | HMH7 | 211397753 | HRCU-A-CB | HMH72B341 | XAFC48FXXN1+TXV |  | 33200 | 25800 | 2.54 | 24400 | 2.1
FRASER-JOHNSTON | HMH7 | 211397780 | HRCU-A-CB | HMH72B341 | XAFC48FBCN1 |  | 33200 | 25800 | 2.54 | 24400 | 2.1
FRASER-JOHNSTON | HMH7 | 211397795 | HRCU-A-CB | HMH72B341 | XAUC48FXXN1+TXV |  | 33200 | 25800 | 2.54 | 24400 | 2.1
FRASER-JOHNSTON | HMH7 | 211397832 | HRCU-A-CB | HMH72B341 | XAFC48FBCN1 |  | 33200 | 25800 | 2.54 | 24400 | 2.1
FRASER-JOHNSTON | HMH7 | 211397847 | HRCU-A-CB | HMH72B341 | XAUC48FXXN1+TXV |  | 33200 | 25800 | 2.54 | 24400 | 2.1
FRASER-JOHNSTON | HMH7 | 211397862 | HRCU-A-CB | HMH72B341 | XAFC48FBCN1 |  | 33200 | 25800 | 2.54 | 24400 | 2.1
FRASER-JOHNSTON | HMH7 | 211397876 | HRCU-A-CB | HMH72B341 | XAUC48FXXN1+TXV |  | 33200 | 25800 | 2.54 | 24400 | 2.1
FRASER-JOHNSTON | HMH7 | 211397888 | HRCU-A-CB | HMH72B341 | XAFC48FBCN1 |  | 33200 | 25800 | 2.54 | 24400 | 2.1
FRASER-JOHNSTON | HMH7 | 211397903 | HRCU-A-CB | HMH72B341 | XAUC48FXXN1+TXV |  | 33200 | 25800 | 2.54 | 24400 | 2.1
FRASER-JOHNSTON | HMH7 | 211398210 | HRCU-A-CB | HMH72B341 | XAFD48FXXN1+TXV |  | 32400 | 25200 | 2.56 | 23600 | 2.08
FRASER-JOHNSTON | HMH7 | 211398225 | HRCU-A-CB | HMH72B341 | XAFD48FXXN1+TXV |  | 32400 | 25200 | 2.56 | 23600 | 2.08
FRASER-JOHNSTON | HMH7 | 211398240 | HRCU-A-CB | HMH72B341 | XAFD48FBCN1 |  | 32400 | 25200 | 2.56 | 23600 | 2.08
FRASER-JOHNSTON | HMH7 | 211398255 | HRCU-A-CB | HMH72B341 | XAFD48FBCN1 |  | 32400 | 25200 | 2.56 | 23600 | 2.08
FRASER-JOHNSTON | HMH7 | 211398406 | HRCU-A-CB | HMH72B341 | XAHC48FXXN1+TXV |  | 31800 | 24800 | 2.52 | 23200 | 2.04
FRASER-JOHNSTON | HMH7 | 211398421 | HRCU-A-CB | HMH72B341 | XAHC48FXXN1+TXV |  | 31800 | 24800 | 2.52 | 23200 | 2.04
FRASER-JOHNSTON | HMH7 | 211398436 | HRCU-A-CB | HMH72B341 | XAHC48FBCN1 |  | 31800 | 24800 | 2.52 | 23200 | 2.04
FRASER-JOHNSTON | HMH7 | 211398451 | HRCU-A-CB | HMH72B341 | XAHC48FBCN1 |  | 31800 | 24800 | 2.52 | 23200 | 2.04
FRASER-JOHNSTON | HMH7 | 211398797 | HRCU-A-CB | HMH72B341 | XAHC48FXXN1+TXV |  | 31600 | 24800 | 2.52 | 23000 | 2.04
FRASER-JOHNSTON | HMH7 | 211398808 | HRCU-A-CB | HMH72B341 | XAHC48FXXN1+TXV |  | 31600 | 24800 | 2.52 | 23000 | 2.04
FRASER-JOHNSTON | HMH7 | 211398823 | HRCU-A-CB | HMH72B341 | XAHC48FBCN1 |  | 31600 | 24800 | 2.52 | 23000 | 2.04
FRASER-JOHNSTON | HMH7 | 211398838 | HRCU-A-CB | HMH72B341 | XAHC48FBCN1 |  | 31600 | 24800 | 2.52 | 23000 | 2.04
FRASER-JOHNSTON | HMH7 | 211386208 | HRCU-A-CB | HMH72B341 | XAHC48FXXN1+TXV |  | 32400 | 25200 | 2.5 | 23600 | 2.04
FRASER-JOHNSTON | HMH7 | 211386219 | HRCU-A-CB | HMH72B341 | XAHC48FBCN1 |  | 32400 | 25200 | 2.5 | 23600 | 2.04
FRASER-JOHNSTON | HMH7 | 211386435 | HRCU-A-CB | HMH72B341 | XAFC48FXXN1+TXV |  | 32400 | 25400 | 2.58 | 23800 | 2.1
FRASER-JOHNSTON | HMH7 | 211386449 | HRCU-A-CB | HMH72B341 | XAFC48FBCN1 |  | 32400 | 25400 | 2.58 | 23800 | 2.1
FRASER-JOHNSTON | HMH7 | 211386464 | HRCU-A-CB | HMH72B341 | XAUC48FXXN1+TXV |  | 32400 | 25400 | 2.58 | 23800 | 2.1
FRASER-JOHNSTON | HMH7 | 211386533 | HRCU-A-CB | HMH72B341 | XAFD48FXXN1+TXV |  | 32600 | 25600 | 2.56 | 24000 | 2.08
FRASER-JOHNSTON | HMH7 | 211386545 | HRCU-A-CB | HMH72B341 | XAFD48FBCN1 |  | 32600 | 25600 | 2.56 | 24000 | 2.08
FRASER-JOHNSTON | HMH7 | 211387301 | HRCU-A-CB | HMH72B341 | XAFC36DXXN1+TXV |  | 34000 | 26000 | 2.56 | 24800 | 2.12
FRASER-JOHNSTON | HMH7 | 211387315 | HRCU-A-CB | HMH72B341 | XAFC36DXXN1+TXV |  | 34000 | 26000 | 2.56 | 24800 | 2.12
FRASER-JOHNSTON | HMH7 | 211387336 | HRCU-A-CB | HMH72B341 | XAFC36DBCN1 |  | 34000 | 26000 | 2.56 | 24800 | 2.12
FRASER-JOHNSTON | HMH7 | 211387353 | HRCU-A-CB | HMH72B341 | XAFC36DBCN1 |  | 34000 | 26000 | 2.56 | 24800 | 2.12
FRASER-JOHNSTON | HMH7 | 211387803 | HRCU-A-CB | HMH72B341 | XAFC36DXXN1+TXV |  | 34000 | 25800 | 2.5 | 24400 | 2.06
FRASER-JOHNSTON | HMH7 | 211387812 | HRCU-A-CB | HMH72B341 | XAFC36DXXN1+TXV |  | 34000 | 25800 | 2.5 | 24400 | 2.06
FRASER-JOHNSTON | HMH7 | 211387825 | HRCU-A-CB | HMH72B341 | XAFC36DBCN1 |  | 34000 | 25800 | 2.5 | 24400 | 2.06
FRASER-JOHNSTON | HMH7 | 211387834 | HRCU-A-CB | HMH72B341 | XAFC36DBCN1 |  | 34000 | 25800 | 2.5 | 24400 | 2.06
FRASER-JOHNSTON | HMH7 | 211388877 | HRCU-A-CB | HMH72B341 | XAFB36DXXN1+TXV |  | 33800 | 25400 | 2.5 | 24000 | 2.06
FRASER-JOHNSTON | HMH7 | 211388889 | HRCU-A-CB | HMH72B341 | XAFB36DBCN1 |  | 33800 | 25400 | 2.5 | 24000 | 2.06
FRASER-JOHNSTON | HMH7 | 211388899 | HRCU-A-CB | HMH72B341 | XAUB36DXXN1+TXV |  | 33800 | 25400 | 2.5 | 24000 | 2.06
FRASER-JOHNSTON | HMH7 | 211392607 | HRCU-A-CB | HMH72B341 | XAFB36DXXN1+TXV |  | 33800 | 25400 | 2.5 | 23800 | 2.06
FRASER-JOHNSTON | HMH7 | 211392622 | HRCU-A-CB | HMH72B341 | XAFB36DXXN1+TXV |  | 33800 | 25400 | 2.5 | 23800 | 2.06
FRASER-JOHNSTON | HMH7 | 211392637 | HRCU-A-CB | HMH72B341 | XAFB36DBCN1 |  | 33800 | 25400 | 2.5 | 23800 | 2.06
FRASER-JOHNSTON | HMH7 | 211392652 | HRCU-A-CB | HMH72B341 | XAUB36DXXN1+TXV |  | 33800 | 25400 | 2.5 | 23800 | 2.06
FRASER-JOHNSTON | HMH7 | 211392666 | HRCU-A-CB | HMH72B341 | XAFB36DBCN1 |  | 33800 | 25400 | 2.5 | 23800 | 2.06
FRASER-JOHNSTON | HMH7 | 211392681 | HRCU-A-CB | HMH72B341 | XAUB36DXXN1+TXV |  | 33800 | 25400 | 2.5 | 23800 | 2.06
FRASER-JOHNSTON | HMH7 | 211393018 | HRCU-A-CB | HMH72B341 | XAFC36DXXN1+TXV |  | 34000 | 26200 | 2.54 | 25000 | 2.12
FRASER-JOHNSTON | HMH7 | 211393034 | HRCU-A-CB | HMH72B341 | XAFC36DBCN1 |  | 34000 | 26200 | 2.54 | 25000 | 2.12
FRASER-JOHNSTON | HMH7 | 211394153 | HRCU-A-CB | HMH72B341 | XAFC48FXXN1+TXV |  | 32800 | 25800 | 2.5 | 24200 | 2.04
FRASER-JOHNSTON | HMH7 | 211394164 | HRCU-A-CB | HMH72B341 | XAFC48FBCN1 |  | 32800 | 25800 | 2.5 | 24200 | 2.04
FRASER-JOHNSTON | HMH7 | 211394179 | HRCU-A-CB | HMH72B341 | XAUC48FXXN1+TXV |  | 32800 | 25800 | 2.5 | 24200 | 2.04
FRASER-JOHNSTON | HMH7 | 211394762 | HRCU-A-CB | HMH72B341 | XAHC48FXXN1+TXV |  | 31800 | 24800 | 2.52 | 23200 | 2.04
FRASER-JOHNSTON | HMH7 | 211394776 | HRCU-A-CB | HMH72B341 | XAHC48FXXN1+TXV |  | 31800 | 24800 | 2.52 | 23200 | 2.04
FRASER-JOHNSTON | HMH7 | 211394797 | HRCU-A-CB | HMH72B341 | XAHC48FBCN1 |  | 31800 | 24800 | 2.52 | 23200 | 2.04
FRASER-JOHNSTON | HMH7 | 211394812 | HRCU-A-CB | HMH72B341 | XAHC48FBCN1 |  | 31800 | 24800 | 2.52 | 23200 | 2.04
FRASER-JOHNSTON | HMH7 | 211396248 | HRCU-A-CB | HMH72B341 | XAFC48FXXN1+TXV |  | 32400 | 25600 | 2.52 | 23800 | 2.04
FRASER-JOHNSTON | HMH7 | 211396270 | HRCU-A-CB | HMH72B341 | XAFC48FBCN1 |  | 32400 | 25600 | 2.52 | 23800 | 2.04
FRASER-JOHNSTON | HMH7 | 211396292 | HRCU-A-CB | HMH72B341 | XAUC48FXXN1+TXV |  | 32400 | 25600 | 2.52 | 23800 | 2.04
FRASER-JOHNSTON | HMH7 | 211396834 | HRCU-A-CB | HMH72B341 | XAFD48FXXN1+TXV |  | 33200 | 25800 | 2.54 | 24400 | 2.08
FRASER-JOHNSTON | HMH7 | 211396849 | HRCU-A-CB | HMH72B341 | XAFD48FXXN1+TXV |  | 33200 | 25800 | 2.54 | 24400 | 2.08
FRASER-JOHNSTON | HMH7 | 211396864 | HRCU-A-CB | HMH72B341 | XAFD48FBCN1 |  | 33200 | 25800 | 2.54 | 24400 | 2.08
FRASER-JOHNSTON | HMH7 | 211396879 | HRCU-A-CB | HMH72B341 | XAFD48FBCN1 |  | 33200 | 25800 | 2.54 | 24400 | 2.08
FRASER-JOHNSTON | HMH7 | 211398096 | HRCU-A-CB | HMH72B341 | XAHD48FXXN1+TXV |  | 31800 | 24800 | 2.52 | 23200 | 2.04
FRASER-JOHNSTON | HMH7 | 211398111 | HRCU-A-CB | HMH72B341 | XAHD48FXXN1+TXV |  | 31800 | 24800 | 2.52 | 23200 | 2.04
FRASER-JOHNSTON | HMH7 | 211398126 | HRCU-A-CB | HMH72B341 | XAHD48FBCN1 |  | 31800 | 24800 | 2.52 | 23200 | 2.04
FRASER-JOHNSTON | HMH7 | 211398141 | HRCU-A-CB | HMH72B341 | XAHD48FBCN1 |  | 31800 | 24800 | 2.52 | 23200 | 2.04
FRASER-JOHNSTON | HMH7 | 211398350 | HRCU-A-CB | HMH72B341 | XAHD48FXXN1+TXV |  | 31600 | 24800 | 2.5 | 23200 | 2.02
FRASER-JOHNSTON | HMH7 | 211398362 | HRCU-A-CB | HMH72B341 | XAHD48FXXN1+TXV |  | 31600 | 24800 | 2.5 | 23200 | 2.02
FRASER-JOHNSTON | HMH7 | 211398377 | HRCU-A-CB | HMH72B341 | XAHD48FBCN1 |  | 31600 | 24800 | 2.5 | 23200 | 2.02
FRASER-JOHNSTON | HMH7 | 211398392 | HRCU-A-CB | HMH72B341 | XAHD48FBCN1 |  | 31600 | 24800 | 2.5 | 23200 | 2.02
FRASER-JOHNSTON | HMH7 | 211398466 | HRCU-A-CB | HMH72B341 | XAFD48FXXN1+TXV |  | 32400 | 25400 | 2.56 | 23600 | 2.08
FRASER-JOHNSTON | HMH7 | 211398476 | HRCU-A-CB | HMH72B341 | XAFD48FXXN1+TXV |  | 32400 | 25400 | 2.56 | 23600 | 2.08
FRASER-JOHNSTON | HMH7 | 211398485 | HRCU-A-CB | HMH72B341 | XAFD48FBCN1 |  | 32400 | 25400 | 2.56 | 23600 | 2.08
FRASER-JOHNSTON | HMH7 | 211398499 | HRCU-A-CB | HMH72B341 | XAFD48FBCN1 |  | 32400 | 25400 | 2.56 | 23600 | 2.08
FRASER-JOHNSTON | HMH7 | 211398745 | HRCU-A-CB | HMH72B341 | XAHD48FXXN1+TXV |  | 31600 | 24800 | 2.52 | 23000 | 2.02
FRASER-JOHNSTON | HMH7 | 211398760 | HRCU-A-CB | HMH72B341 | XAHD48FXXN1+TXV |  | 31600 | 24800 | 2.52 | 23000 | 2.02
FRASER-JOHNSTON | HMH7 | 211398773 | HRCU-A-CB | HMH72B341 | XAHD48FBCN1 |  | 31600 | 24800 | 2.52 | 23000 | 2.02
FRASER-JOHNSTON | HMH7 | 211398787 | HRCU-A-CB | HMH72B341 | XAHD48FBCN1 |  | 31600 | 24800 | 2.52 | 23000 | 2.02
FRASER-JOHNSTON | HMH7 | 211398853 | HRCU-A-CB | HMH72B341 | XAFD48FXXN1+TXV |  | 32200 | 25200 | 2.56 | 23400 | 2.06
FRASER-JOHNSTON | HMH7 | 211398866 | HRCU-A-CB | HMH72B341 | XAFD48FXXN1+TXV |  | 32200 | 25200 | 2.56 | 23400 | 2.06
FRASER-JOHNSTON | HMH7 | 211398879 | HRCU-A-CB | HMH72B341 | XAFD48FBCN1 |  | 32200 | 25200 | 2.56 | 23400 | 2.06
FRASER-JOHNSTON | HMH7 | 211398893 | HRCU-A-CB | HMH72B341 | XAFD48FBCN1 |  | 32200 | 25200 | 2.56 | 23400 | 2.06
FRASER-JOHNSTON | HMH7 | 211386592 | HRCU-A-CB | HMH72B341 | XAHC48FXXN1+JMET12CS2N1+TXV |  | 32000 | 24800 | 2.56 | 23400 | 2.08
FRASER-JOHNSTON | HMH7 | 211386607 | HRCU-A-CB | HMH72B341 | XAHC48FBCN1+JMET12CS2N1 |  | 32000 | 24800 | 2.56 | 23400 | 2.08
FRASER-JOHNSTON | HMH7 | 211386621 | HRCU-A-CB | HMH72B341 | XAFC48FXXN1+JMET12CS2N1+TXV |  | 32600 | 25400 | 2.6 | 23800 | 2.12
FRASER-JOHNSTON | HMH7 | 211386632 | HRCU-A-CB | HMH72B341 | XAFC48FBCN1+JMET12CS2N1 |  | 32600 | 25400 | 2.6 | 23800 | 2.12
FRASER-JOHNSTON | HMH7 | 211386645 | HRCU-A-CB | HMH72B341 | XAUC48FXXN1+JMET12CS2N1+TXV |  | 32600 | 25400 | 2.6 | 23800 | 2.12
FRASER-JOHNSTON | HMH7 | 211386672 | HRCU-A-CB | HMH72B341 | JHETC42FBCS2N1 |  | 32200 | 25200 | 2.6 | 23400 | 2.08
FRIEDRICH | Floating Air Pro | 203383864 | HRCU-A-CB-O | FRHSR12A3A | FRHSW12A3A | Singlezone Non-ducted Wall Placement | 13000 | 8000 | 3.17 | 7865 | 2.35
FRIEDRICH | Floating Air Pro | 203383866 | HRCU-A-CB-O | FPHSR12A3A | FPHFW12A3A | Singlezone Non-ducted Wall Placement | 13000 | 7500 | 2.71 | 7824 | 1.98
FRIEDRICH | Floating Air Pro | 205104716 | HRCU-A-CB-O | FPHFR12A3A | FPHFC12A3B | Singlezone Non-ducted, Ceiling Placement | 12000 | 7000 | 2.53 | 7377 | 2.08
FRIEDRICH | Floating Air Pro | 205104719 | HRCU-A-CB-O | FPHFR18A3A | FPHFC18A3B | Singlezone Non-ducted, Ceiling Placement | 18000 | 11000 | 2.54 | 14750 | 2.3
FRIEDRICH | Floating Air Pro | 201763897 | HRCU-A-CB-O | MRH09Y3JA | MWH09Y3JA | Singlezone Non-ducted Wall Placement | 10500 | 6500 | 2.68 | 8052 | 2.15
FRIEDRICH | Floating Air Pro | 201763898 | HRCU-A-CB-O | MRH12Y3JA | MWH12Y3JA | Singlezone Non-ducted Wall Placement | 13000 | 8000 | 3.17 | 7865 | 2.35
FRIEDRICH | Floating Air Pro | 203383868 | HRCU-A-CB-O | FPHSR12A1A | FPHSW12A1A | Singlezone Non-ducted Wall Placement | 13000 | 7500 | 2.71 | 7377 | 2.08
FRIEDRICH | Floating Air Pro | 203383869 | HRCU-A-CB-O | FPHSR18A3A | FPHFW18A3A | Singlezone Non-ducted Wall Placement | 19000 | 11600 | 2.7 | 12730 | 2.16
FRIEDRICH | Floating Air Pro | 203383865 | HRCU-A-CB-O | FPHSR09A3A | FPHFW09A3A | Singlezone Non-ducted Wall Placement | 9500 | 5000 | 2.62 | 7438 | 2.12
FRIEDRICH | Floating Air Pro | 203383863 | HRCU-A-CB-O | FRHSR09A3A | FRHSW09A3A | Singlezone Non-ducted Wall Placement | 10500 | 6500 | 2.68 | 8052 | 2.15
FRIEDRICH | J-Series | 7086358 | HRCU-A-CB-O | MRH12Y3J | MWH12Y3J | Singlezone Non-ducted Wall Placement | 13600 | 8800 | 3.11 | 7500 | 2.31
FRIEDRICH |  | 10221177 | HRCU-A-CB-O | MRAD18Y3J | MWAD18Y3J | Singlezone Non-ducted Wall Placement | 19800 | 12471 | 2.67 | 8680 | 1.96
FRIGIDAIRE | FRIGIDAIRE FSH1BG SERIES | 10254908 | HRCU-A-CB | FSH1BG4CVRX36K | C6B(A,H)-X36(C,U)-C | Singlezone Ducted, Centrally Ducted | 34200 | 21800 | 2.66 | 20250 | 2.28
FRIGIDAIRE | FRIGIDAIRE FSH1BG SERIES | 10254904 | HRCU-A-CB | FSH1BG4CVRX36K | C6B(A,H)-X36(C,U)-C | Singlezone Ducted, Centrally Ducted | 34200 | 21800 | 2.66 | 20250 | 2.28
FRIGIDAIRE | FRIGIDAIRE FSH1BG SERIES | 10254899 | HRCU-A-CB | FSH1BG4CVRX36K | C6B(A,H)-X36(C,U)-B | Singlezone Ducted, Centrally Ducted | 34400 | 21800 | 2.66 | 20150 | 2.27
FRIGIDAIRE | FRIGIDAIRE FSH1BG SERIES | 10254880 | HRCU-A-CB | FSH1BG4CVRX24K | C6B(A,H)-X26(C,U)-B | Singlezone Ducted, Centrally Ducted | 22400 | 14200 | 2.77 | 12650 | 2.12
FRIGIDAIRE | FRIGIDAIRE FSH1BG SERIES | 10254875 | HRCU-A-CB | FSH1BG4CVRX24K | C6B(A,H)-X26(C,U)-B | Singlezone Ducted, Centrally Ducted | 22200 | 14100 | 2.58 | 12800 | 2.03
FRIGIDAIRE | FRIGIDAIRE FSH1BG SERIES | 10254871 | HRCU-A-CB | FSH1BG4CVRX24K | C6B(A,H)-X26(C,U)-B | Singlezone Ducted, Centrally Ducted | 22200 | 14100 | 2.58 | 12800 | 2.03
FRIGIDAIRE | FRIGIDAIRE FSH1BG SERIES | 10254885 | HRCU-A-CB | FSH1BG4CVRX36K | B6VMAX36K-B | Singlezone Ducted, Centrally Ducted | 34400 | 21800 | 2.66 | 20150 | 2.27
FRIGIDAIRE | FRIGIDAIRE FSH1BG SERIES | 10254866 | HRCU-A-CB | FSH1BG4CVRX24K | B6VMAX24K-B | Singlezone Ducted, Centrally Ducted | 22400 | 14200 | 2.77 | 12650 | 2.12
FRIGIDAIRE | FRIGIDAIRE FSH1BG SERIES | 10254927 | HRCU-A-CB | FSH1BG4CVRX48K | C6B(A,H)-X48(C,U)-C | Singlezone Ducted, Centrally Ducted | 44000 | 27800 | 2.63 | 27550 | 2.21
FRIGIDAIRE | FRIGIDAIRE FSH1BG SERIES | 10254913 | HRCU-A-CB | FSH1BG4CVRX48K | B6VMAX48K-C | Singlezone Ducted, Centrally Ducted | 44000 | 27800 | 2.63 | 27550 | 2.21
FUJITSU | AIRSTAGE J-II Series | 8693479 | HMSV-A-CB | AOU36RLAVM |  | Multizone All Ducted | 42000 | 26400 | 2.8 | 37900 | 2.68
FUJITSU | AIRSTAGE J-II Series | 8693481 | HMSV-A-CB | AOU36RLAVM |  | Multizone Mix of Non-ducted and Ducted | 42000 | 26000 | 2.79 | 37900 | 2.72
FUJITSU | Halcyon Multi-room Mini-Split Systems | 6998278 | HMSV-A-CB | AOU18RLXFZ | ASU12RLF1ASU7RLF1 | Multizone All Ducted | 22000 | 13900 | 2.59 | 14100 | 2.01
FUJITSU | Halcyon Multi-room Mini-Split Systems | 6998277 | HMSV-A-CB | AOU18RLXFZ | ASU12RLF1ASU9RLF1 | Multizone All Ducted | 22000 | 13900 | 2.59 | 13900 | 1.98
FUJITSU | Halcyon Single-room Mini-Split Systems Wall Mounted RLS3HY Series | 8703350 | HRCU-A-CB-O | AOU12RLS3 | ASU12RLS3Y | Singlezone Non-ducted Wall Placement | 16000 | 9600 | 3.31 | 16500 | 2.3
FUJITSU | J-Series | 8693480 | HMSV-A-CB | AOU36RLAVM |  | Multizone All Non-ducted | 42000 | 25800 | 2.8 | 37900 | 2.74
FUJITSU | Halcyon Multi-room Mini-Split Systems | 8033586 | HMSV-A-CB | AOU24RLXFZH |  | Multizone All Non-ducted | 25000 | 15400 | 2.61 | 25500 | 2.09
FUJITSU | J-Series | 8693477 | HMSV-A-CB | AOU48RLAVM |  | Multizone All Non-ducted | 54000 | 33000 | 2.84 | 41300 | 2.94
FUJITSU | Halcyon Multi-room Mini-Split Systems | 8908615 | HMSV-A-CB | AOU36RLXFZH |  | Multizone All Non-ducted | 36400 | 21400 | 2.64 | 36407 | 2.02
FUJITSU | Halcyon Single-room Mini-Split Systems Wall mounted RLS3 Series | 8703348 | HRCU-A-CB-O | AOU9RLS3 | ASU9RLS3Y | Singlezone Non-ducted Wall Placement | 12000 | 7000 | 3.48 | 15000 | 2.09
FUJITSU | Halcyon Single-room Mini-Split Systems Wall Mounted RLS3HY Series | 8703508 | HRCU-A-CB-O | AOU15RLS3H | ASU15RLS3Y | Singlezone Non-ducted Wall Placement | 18000 | 11200 | 3.07 | 20500 | 2.07
FUJITSU | Halcyon Single-room Mini-Split Systems Slim | 202534923 | HRCU-A-CB | AOU18RGLX | ARU18RGLX | Singlezone Ducted, "Compact Ducted" | 21000 | 12700 | 2.5 | 17990 | 2.45
FUJITSU | Halcyon Single-room Mini-Split Systems Wall Mounted RLF/RLX Series | 8718495 | HRCU-A-CB-O | AOU18RLXFW1 | ASU18RLF | Singlezone Non-ducted Wall Placement | 21600 | 14600 | 3.08 | 21600 | 2.43
FUJITSU | Halcyon Single-room Mini-Split Systems Wall Mounted RLF/RLX Series | 8779045 | HRCU-A-CB-O | AOU18RLXFWH | ASU18RLF | Singlezone Non-ducted Wall Placement | 21600 | 14600 | 3.01 | 21600 | 2.3
FUJITSU | Halcyon Single-room Mini-Split Systems Wall Mounted RLS3H Series | 8703506 | HRCU-A-CB-O | AOU12RLS3H | ASU12RLS3Y | Singlezone Non-ducted Wall Placement | 16000 | 9600 | 3.2 | 16500 | 2.15
FUJITSU | Halcyon Single-room Mini-Split Systems Wall mounted H Series | 8703349 | HRCU-A-CB-O | AOU9RLS3H | ASU9RLS3Y | Singlezone Non-ducted Wall Placement | 12000 | 7000 | 3.36 | 15000 | 1.95
FUJITSU | Halcyon Single-room Mini-Split Systems Wall mounted RLS3 Series | 8703507 | HRCU-A-CB-O | AOU15RLS3 | ASU15RLS3Y | Singlezone Non-ducted Wall Placement | 18000 | 11200 | 3.16 | 20500 | 2.18
FUJITSU | Halcyon Single-room Mini-Split Systems Wall Mounted RLF Series | 6961729 | HRCU-A-CB-O | AOU12RLFW1 | ASU12RLF1 | Singlezone Non-ducted Wall Placement | 16000 | 9400 | 2.87 | 12150 | 2.01
FUJITSU | Halcyon Single-room Mini-Split Systems Wall Mounted RLF Series | 6961728 | HRCU-A-CB-O | AOU9RLFW1 | ASU9RLF1 | Singlezone Non-ducted Wall Placement | 12000 | 7600 | 3.14 | 8530 | 1.97
FUJITSU | Halcyon Single-room Mini-Split Systems Compact Cassette | 5751313 | HRCU-A-CB-O | AOU12RLFC | AUU12RLF | Singlezone Non-ducted Wall Placement | 16000 | 10200 | 2.58 | 16500 | 2.15
FUJITSU | Halcyon Single-room Mini-Split Systems Wall Mounted RLB Series | 7937663 | HRCU-A-CB-O | AOU18RLB | ASU18RLB | Singlezone Non-ducted Wall Placement | 18000 | 11500 | 2.93 | 15400 | 2.07
FUJITSU | Halcyon Single-room Mini-Split Systems Floor Mounted RLFFH Series | 6936996 | HRCU-A-CB-O | AOU12RLFF | AGU12RLF | Singlezone Non-ducted, Floor Placement | 16000 | 10600 | 2.61 | 15000 | 2.03
FUJITSU | Halcyon Single-room Mini-Split Systems Floor Mounted RLFFH Series | 6936995 | HRCU-A-CB-O | AOU9RLFF | AGU9RLF | Singlezone Non-ducted, Floor Placement | 12000 | 7500 | 2.82 | 14000 | 1.95
FUJITSU | Halcyon Single-room Mini-Split Systems | 8779046 | HRCU-A-CB-O | AOU24RLXFWH | ASU24RLF | Singlezone Non-ducted Wall Placement | 25200 | 18000 | 2.5 | 25220 | 2.06
FUJITSU | Halcyon Single-room Mini-Split Systems | 8718545 | HRCU-A-CB-O | AOU24RLXFW1 | ASU24RLF | Singlezone Non-ducted Wall Placement | 25200 | 18000 | 2.69 | 25220 | 2.15
FUJITSU | Halcyon Multi-room Mini-Split Systems | 204740071 | HRCU-A-CB-O | AOUG15LZAH1 | ASUG15LZAS | Singlezone Non-ducted Wall Placement | 18000 | 11200 | 3.16 | 21000 | 2.12
FUJITSU | Halcyon Multi-room Mini-Split Systems | 204740070 | HRCU-A-CB-O | AOUG15LZAS1 | ASUG15LZAS | Singlezone Non-ducted Wall Placement | 18000 | 11200 | 3.25 | 21000 | 2.24
FUJITSU | Halcyon Multi-room Mini-Split Systems | 204740069 | HRCU-A-CB-O | AOUG12LZAH1 | ASUG12LZAS | Singlezone Non-ducted Wall Placement | 16000 | 10000 | 3.22 | 16600 | 2.16
FUJITSU | Halcyon Multi-room Mini-Split Systems | 204740068 | HRCU-A-CB-O | AOUG12LZAS1 | ASUG12LZAS | Singlezone Non-ducted Wall Placement | 16000 | 10000 | 3.33 | 16600 | 2.32
FUJITSU | Halcyon Multi-room Mini-Split Systems | 204752938 | HRCU-A-CB-O | AOUG12LMAS1 | ASUG12LMAS | Singlezone Non-ducted Wall Placement | 16000 | 10300 | 2.9 | 10700 | 2.45
FUJITSU | Halcyon Multi-room Mini-Split Systems | 204740066 | HRCU-A-CB-O | AOUG09LZAS1 | ASUG09LZAS | Singlezone Non-ducted Wall Placement | 12000 | 7400 | 3.61 | 15400 | 2.15
FUJITSU | Halcyon Multi-room Mini-Split Systems | 204752937 | HRCU-A-CB-O | AOUG09LMAS1 | ASUG09LMAS | Singlezone Non-ducted Wall Placement | 12000 | 7400 | 3.19 | 8500 | 2.03
FUJITSU | Halcyon Multi-room Mini-Split Systems | 204740067 | HRCU-A-CB-O | AOUG09LZAH1 | ASUG09LZAS | Singlezone Non-ducted Wall Placement | 12000 | 7400 | 3.5 | 15400 | 2.01
GE Appliances |  | 205291990 | HRCU-A-CB-O | ASH118URDSD* | ASYW18URDWD* | Singlezone Non-ducted Wall Placement | 20000 | 15300 | 2.7 | 25000 | 2.27
GE Appliances | Endure | 204878533 | HMSV-A-CB | ASH436NCDW** |  | Multizone All Non-ducted | 36000 | 22000 | 2.5 | 36000 | 2
GE Appliances | Summit | 202588313 | HRCU-A-CB | ASH118PRDWA | ASYW18PRDWB | Singlezone Non-ducted Wall Placement | 22000 | 14000 | 2.5 | 17000 | 1.9
GE Appliances |  | 205291989 | HRCU-A-CB-O | ASH112URDSD* | ASYW12URDWD* | Singlezone Non-ducted Wall Placement | 14500 | 9300 | 3.21 | 17000 | 2.31
GE Appliances |  | 205291988 | HRCU-A-CB-O | ASH109URDSD* | ASYW09URDWD* | Singlezone Non-ducted Wall Placement | 10000 | 6500 | 2.89 | 12000 | 2.11
GE Appliances |  | 203862745 | HMSV-A-CB | ASH220NCDWA |  | Multizone All Non-ducted | 20000 | 14000 | 2.77 | 20000 | 2.03
GIBSON | Lomo | 9000997 | HRCU-A-CB-O | GXH09(2.6)LSK4DH | GHH09(2.6)LUK4DH | Singlezone Non-ducted Wall Placement | 11000 | 6800 | 2.66 | 8680 | 2.04
GIBSON | U-Crown | 9135472 | HRCU-A-CB-O | GXH09(2.6)KSK4DH | GHH09(2.6)KSK4DH | Singlezone Non-ducted Wall Placement | 9000 | 5500 | 2.88 | 10488 | 1.98
GIBSON | Lomo | 9001000 | HRCU-A-CB-O | GXH24(7.0)LSK4DH | GHH24(7.0)LUK4DH | Singlezone Non-ducted Wall Placement | 23000 | 14600 | 2.61 | 22861 | 2.02
GIBSON | U-Crown | 9135474 | HRCU-A-CB-O | GXH18(5.2)KSK4DH | GHH18(5.2)KSK4DH | Singlezone Non-ducted Wall Placement | 19000 | 12700 | 2.5 | 19190 | 2.85
GIBSON | Lomo | 9000998 | HRCU-A-CB-O | GXH12(3.5)LSK4DH | GHH12(3.5)LUK4DH | Singlezone Non-ducted Wall Placement | 13000 | 7100 | 2.6 | 8611 | 1.91
GIBSON | Flex Match | 9965378 | HMSV-A-CB | GXH42(12.3)FMK4DH |  | Multizone Mix of Non-ducted and Ducted | 42500 | 26500 | 2.88 | 21356 | 2.01
GREE |  | 206335348 | HRCU-A-CB-O | MULTIE24HP230V1AO |  | Multizone All Non-ducted | 25600 | 13200 | 2.58 | 14270 | 2.09
GREE | Sapphire | 10157571 | HRCU-A-CB-O | SAP24HP230V1AO | SAP24HP230V1AH | Singlezone Non-ducted Wall Placement | 24000 | 15500 | 2.86 | 26443 | 2.15
GREE | Vireo | 9959454 | HRCU-A-CB-O | VIR12HP230V1BO | VIR12HP230V1BH | Singlezone Non-ducted Wall Placement | 13000 | 7100 | 2.6 | 9065 | 2.04
GREE | Sapphire | 10149900 | HRCU-A-CB-O | SAP09HP230V1AO | SAP09HP230V1AH | Singlezone Non-ducted Wall Placement | 9000 | 5600 | 2.88 | 12976 | 2.09
GREE | GMV5 Mini | 8654211 | HMSV-A-CB | GMV-48WL/B-T(U) |  | Multizone All Non-ducted | 54000 | 38000 | 2.6 | 54000 | 2
GREE |  | 205564529 | HRCU-A-CB | GUD36W/A-D(U) | GUD24A/A-D(U) | Singlezone Ducted, Centrally Ducted | 24000 | 16300 | 2.7 | 24000 | 2.1
GREE |  | 202360989 | HRCU-A-CB-O | GWH09ACD-D3DNA1A/O | GWH09QD-D3DN***/I | Singlezone Non-ducted Wall Placement | 9000 | 5600 | 2.88 | 12977 | 2.09
GREE |  | 9116197 | HRCU-A-CB-O | GWH12YD-D3DNA1A/O | GWH12QD-D3DN***/I | Singlezone Non-ducted Wall Placement | 12200 | 8100 | 2.86 | 13000 | 2.08
GREE |  | 9102794 | HRCU-A-CB-O | GWH24YE-D3DNA1A/O | GWH24QE-D3DN***/I | Singlezone Non-ducted Wall Placement | 24000 | 15500 | 2.86 | 26443 | 2.15
GREE |  | 9102074 | HRCU-A-CB-O | GWH18YE-D3DNA1A/O | GWH18QE-D3DN***/I | Singlezone Non-ducted Wall Placement | 18000 | 14200 | 2.87 | 21500 | 2.03
GREE | Extreme Series | 9944775 | HRCU-A-CB-O | GWH09YD-D3DNA1A/O | GWH09AAD-D3DN***/I | Singlezone Non-ducted Wall Placement | 9000 | 5600 | 2.88 | 12977 | 2.09
GREE | U-Crown Series | 7607465 | HRCU-A-CB-O | GWH09UC-D3DNA4C/O | GWH09UC-D3DN***/I | Singlezone Non-ducted Wall Placement | 9000 | 5500 | 2.83 | 10488 | 2.05
GREE | Extreme Series | 9123256 | HRCU-A-CB-O | GWH24YE-D3DNA1A/O | GWH24AAE-D3DN***/I | Singlezone Non-ducted Wall Placement | 24000 | 15500 | 2.86 | 26443 | 2.15
GREE |  | 204325176 | HRCU-A-CB-O | GWH09ACD-D3DNA1A/O | GWH09AAD-D3DN***/I | Singlezone Non-ducted Wall Placement | 9000 | 5600 | 2.88 | 12977 | 2.09
GREE | Extreme Series | 9944776 | HRCU-A-CB-O | GWH12YD-D3DNA1A/O | GWH12AAD-D3DN***/I | Singlezone Non-ducted Wall Placement | 12200 | 8100 | 2.86 | 13000 | 2.08
GREE | Sapphire | 10149903 | HRCU-A-CB-O | SAP12HP230V1AO | SAP12HP230V1AH | Singlezone Non-ducted Wall Placement | 12200 | 8100 | 2.86 | 13000 | 2.08
GREE | U-Crown Series | 7607467 | HRCU-A-CB-O | GWH12UC-D3DNA4C/O | GWH12UC-D3DN***/I | Singlezone Non-ducted Wall Placement | 13000 | 8500 | 2.54 | 13000 | 2.76
GREE | Lomo 23 Series | 7091971 | HRCU-A-CB-O | GWH12QC-D3DNA1D/O | GWH12QC-D3DN***/I | Singlezone Non-ducted Wall Placement | 13000 | 7100 | 2.6 | 9065 | 2.04
GREE | Free Match G-Series | 9084227 | HMSV-A-CB | GWHD(36)ND3GO |  | Multizone All Non-ducted | 42500 | 26500 | 2.88 | 21356 | 2.01
GREE | U-Crown Series | 7607469 | HRCU-A-CB-O | GWH18UC-D3DNA4C/O | GWH18UC-D3DN***/I | Singlezone Non-ducted Wall Placement | 19000 | 12717 | 2.5 | 19190 | 2.85
HAIER | Advanced | 10092556 | HRCU-A-CB-O | 1U18ES2VHA | AW18ES2VH | Singlezone Non-ducted Wall Placement | 22000 | 14000 | 2.74 | 14900 | 2.08
HAIER | Advanced | 10092555 | HRCU-A-CB-O | 1U24ES2VHA | AW24ES2VH | Singlezone Non-ducted Wall Placement | 27600 | 18500 | 2.85 | 20500 | 2.15
HAIER | Arctic | 8862047 | HRCU-A-CB-O | 1U09EH2VHA | AW09EH2VHA | Singlezone Non-ducted Wall Placement | 12000 | 9000 | 3.22 | 12000 | 2.23
HAIER | Arctic | 8862057 | HRCU-A-CB-O | 1U18EH2VHA | AW18EH2VHA | Singlezone Non-ducted Wall Placement | 20400 | 18500 | 2.85 | 20400 | 1.9
HAIER | Arctic Multi | 204878399 | HMSV-A-CB-O | 4U36EH2VH** |  | Multizone All Non-ducted | 36000 | 22000 | 2.5 | 36000 | 2
HAIER | Arctic Next Gen | 205291903 | HRCU-A-CB-O | 1U18EH2VHD* | AW18EH2VHD* | Singlezone Non-ducted Wall Placement | 20000 | 15300 | 2.7 | 25000 | 2.27
HAIER | Arctic Next Gen | 205291901 | HRCU-A-CB-O | 1U09EH2VHD* | AW09EH2VHD* | Singlezone Non-ducted Wall Placement | 10000 | 6500 | 2.89 | 12000 | 2.11
HAIER | Arctic Next Gen | 205291902 | HRCU-A-CB-O | 1U12EH2VHD* | AW12EH2VHD* | Singlezone Non-ducted Wall Placement | 14500 | 9300 | 3.21 | 17000 | 2.31
HAIER | Advanced | 10338838 | HRCU-A-CB-O | 1U12ES2VHA | AW12ES2VH* | Singlezone Non-ducted Wall Placement | 16000 | 12220 | 3.01 | 10160 | 2.46
HAIER | Advanced | 10338837 | HRCU-A-CB-O | 1U09ES2VHA | AW09ES2VH* | Singlezone Non-ducted Wall Placement | 10000 | 7400 | 3.44 | 10000 | 2.48
HAIER | Advanced Plus | 202583710 | HRCU-A-CB | 1U18AP2VHA | AW18ES2VHB | Singlezone Non-ducted Wall Placement | 22000 | 14000 | 2.5 | 17000 | 1.9
HAXXAIR |  | 203999084 | HRCU-A-CB-O | HAH-12T2D | HVH-12T2D | Singlezone Non-ducted Wall Placement | 13000 | 7500 | 2.71 | 7824 | 2.12
HAXXAIR |  | 203999081 | HRCU-A-CB-O | HAH-18T2D | HVH-18T2D | Singlezone Non-ducted Wall Placement | 19000 | 11600 | 2.7 | 12730 | 2.16
HEIL | QuietComfort | 205921375 | HRCU-A-CB | DLCSRAH24AAK | DLFSAAH24XAK | Singlezone Ducted, Centrally Ducted | 29000 | 17500 | 2.56 | 26970 | 1.91
HEIL | High Tier | 202463649 | HRCU-A-CB-O | DLCPRAH24AAK | DLFPHAH24XAK | Singlezone Non-ducted Wall Placement | 24000 | 15450 | 3 | 24000 | 2
HEIL | High Tier | 202463648 | HRCU-A-CB-O | DLCPRAH18AAK | DLFPHAH18XAK | Singlezone Non-ducted Wall Placement | 18000 | 12300 | 3.19 | 18000 | 2
HEIL |  | 201835718 | HRCU-A-CB | DLCSRAH24AAK | DLFSDAH24XAK | Singlezone Ducted, "Compact Ducted" | 24000 | 17400 | 2.96 | 30000 | 1.93
HEIL |  | 201835668 | HRCU-A-CB-O | DLCSRAH12AAJ | DLFSHAH12XAJ | Singlezone Non-ducted Wall Placement | 11800 | 7100 | 2.57 | 7800 | 2.01
HEIL |  | 201835653 | HRCU-A-CB-O | DLCPRAH09AAK | DLFPHAH09XAK | Singlezone Non-ducted Wall Placement | 10000 | 7200 | 2.78 | 13047 | 1.97
HEIL | Mid-tier | 201835716 | HRCU-A-CB-O | DLCSRAH18AAK | DLFSCAH18XAK | Singlezone Non-ducted, Ceiling Placement | 18000 | 12000 | 2.59 | 15710 | 2.4
HEIL | Mid-tier | 201835670 | HRCU-A-CB-O | DLCSRAH09AAK | DLFSHAH09XAK | Singlezone Non-ducted Wall Placement | 12000 | 7500 | 2.65 | 9840 | 2.1
HEIL | Mid-tier | 201835706 | HRCU-A-CB-O | DLCSRAH09AAK | DLFSCAH09XAK | Singlezone Non-ducted, Ceiling Placement | 10000 | 6700 | 2.58 | 11870 | 1.94
HISENSE |  | 203845999 | HRCU-A-CB-O | AST-12UW3SXE01 | AST-12UW3SXE**01 | Singlezone Non-ducted Wall Placement | 13000 | 7500 | 2.71 | 9800 | 1.95
HISENSE |  | 203378283 | HRCU-A-CB-O | AST-18UW3SBB00 | AST-18UW3SBB**00 | Singlezone Non-ducted Wall Placement | 19000 | 11600 | 2.7 | 13273 | 2.21
HISENSE |  | 201981253 | HRCU-A-CB-O | AS-09UW3SXE00 | AS-09UW3SXE**00 | Singlezone Non-ducted Wall Placement | 10500 | 6500 | 3.12 | 9250 | 2.36
HISENSE |  | 201981254 | HRCU-A-CB-O | AS-12UW3SXA00 | AS-12UW3SXA**00 | Singlezone Non-ducted Wall Placement | 13000 | 8000 | 3.17 | 12030 | 2.41
HISENSE |  | 205013613 | HRCU-A-CB-O | AUW-18U3SF | ACT-18UR3SGB | Singlezone Non-ducted, Ceiling Placement | 18000 | 11000 | 2.54 | 14750 | 2.3
HISENSE |  | 204976793 | HRCU-A-CB-O | AUW-12U3SS | ACT-12UR3SCA | Singlezone Non-ducted, Ceiling Placement | 12000 | 7000 | 2.53 | 7376 | 2.08
JOHNSON CONTROLS | HMH7 | 211386845 | HRCU-A-CB | HMH72B341 | XAFC36DXXN1+TXV |  | 34000 | 25800 | 2.52 | 24400 | 2.08
JOHNSON CONTROLS | HMH7 | 211386859 | HRCU-A-CB | HMH72B341 | XAFC36DBCN1 |  | 34000 | 25800 | 2.52 | 24400 | 2.08
JOHNSON CONTROLS | HMH7 | 211387245 | HRCU-A-CB | HMH72B341 | XAFB30CXXN1+TXV |  | 34000 | 26600 | 2.5 | 23800 | 2
JOHNSON CONTROLS | HMH7 | 211387260 | HRCU-A-CB | HMH72B341 | XAUB30CXXN1+TXV |  | 34000 | 26600 | 2.5 | 23800 | 2
JOHNSON CONTROLS | HMH7 | 211392471 | HRCU-A-CB | HMH72B341 | XAFB30CXXN1+TXV |  | 34000 | 26800 | 2.54 | 23800 | 2.02
JOHNSON CONTROLS | HMH7 | 211392486 | HRCU-A-CB | HMH72B341 | XAFB30CXXN1+TXV |  | 34000 | 26800 | 2.54 | 23800 | 2.02
JOHNSON CONTROLS | HMH7 | 211392501 | HRCU-A-CB | HMH72B341 | XAUB30CXXN1+TXV |  | 34000 | 26800 | 2.54 | 23800 | 2.02
JOHNSON CONTROLS | HMH7 | 211392516 | HRCU-A-CB | HMH72B341 | XAUB30CXXN1+TXV |  | 34000 | 26800 | 2.54 | 23800 | 2.02
JOHNSON CONTROLS | HMH7 | 211393452 | HRCU-A-CB | HMH72B341 | XAFC36DXXN1+TXV |  | 34000 | 25600 | 2.54 | 24200 | 2.1
JOHNSON CONTROLS | HMH7 | 211393467 | HRCU-A-CB | HMH72B341 | XAFC36DBCN1 |  | 34000 | 25600 | 2.54 | 24200 | 2.1
JOHNSON CONTROLS | HMH7 | 211393641 | HRCU-A-CB | HMH72B341 | JHETB36DBCS2N1 |  | 33800 | 25400 | 2.56 | 23800 | 2.12
JOHNSON CONTROLS | HMH7 | 211393923 | HRCU-A-CB | HMH72B341 | XAFD48FXXN1+TXV |  | 32400 | 25400 | 2.54 | 23600 | 2.06
JOHNSON CONTROLS | HMH7 | 211393938 | HRCU-A-CB | HMH72B341 | XAFD48FBCN1 |  | 32400 | 25400 | 2.54 | 23600 | 2.06
JOHNSON CONTROLS | HMH7 | 211394337 | HRCU-A-CB | HMH72B341 | XAFD48FXXN1+TXV |  | 32400 | 25400 | 2.58 | 23800 | 2.1
JOHNSON CONTROLS | HMH7 | 211394350 | HRCU-A-CB | HMH72B341 | XAFD48FXXN1+TXV |  | 32400 | 25400 | 2.58 | 23800 | 2.1
JOHNSON CONTROLS | HMH7 | 211394367 | HRCU-A-CB | HMH72B341 | XAFD48FBCN1 |  | 32400 | 25400 | 2.58 | 23800 | 2.1
JOHNSON CONTROLS | HMH7 | 211394382 | HRCU-A-CB | HMH72B341 | XAFD48FBCN1 |  | 32400 | 25400 | 2.58 | 23800 | 2.1
JOHNSON CONTROLS | HMH7 | 211394906 | HRCU-A-CB | HMH72B341 | XAFC48FXXN1+TXV |  | 32400 | 25400 | 2.56 | 23800 | 2.08
JOHNSON CONTROLS | HMH7 | 211394920 | HRCU-A-CB | HMH72B341 | XAFC48FXXN1+TXV |  | 32400 | 25400 | 2.56 | 23800 | 2.08
JOHNSON CONTROLS | HMH7 | 211394938 | HRCU-A-CB | HMH72B341 | XAFC48FBCN1 |  | 32400 | 25400 | 2.56 | 23800 | 2.08
JOHNSON CONTROLS | HMH7 | 211394952 | HRCU-A-CB | HMH72B341 | XAUC48FXXN1+TXV |  | 32400 | 25400 | 2.56 | 23800 | 2.08
JOHNSON CONTROLS | HMH7 | 211394967 | HRCU-A-CB | HMH72B341 | XAFC48FBCN1 |  | 32400 | 25400 | 2.56 | 23800 | 2.08
JOHNSON CONTROLS | HMH7 | 211394982 | HRCU-A-CB | HMH72B341 | XAUC48FXXN1+TXV |  | 32400 | 25400 | 2.56 | 23800 | 2.08
JOHNSON CONTROLS | HMH7 | 211396435 | HRCU-A-CB | HMH72B341 | XAHD48FXXN1+TXV |  | 32400 | 25200 | 2.52 | 23800 | 2.06
JOHNSON CONTROLS | HMH7 | 211396459 | HRCU-A-CB | HMH72B341 | XAHD48FXXN1+TXV |  | 32400 | 25200 | 2.52 | 23800 | 2.06
JOHNSON CONTROLS | HMH7 | 211396483 | HRCU-A-CB | HMH72B341 | XAHD48FBCN1 |  | 32400 | 25200 | 2.52 | 23800 | 2.06
JOHNSON CONTROLS | HMH7 | 211396505 | HRCU-A-CB | HMH72B341 | XAHD48FBCN1 |  | 32400 | 25200 | 2.52 | 23800 | 2.06
JOHNSON CONTROLS | HMH7 | 211397053 | HRCU-A-CB | HMH72B341 | XAHC48FXXN1+TXV |  | 32400 | 25200 | 2.52 | 23800 | 2.06
JOHNSON CONTROLS | HMH7 | 211397068 | HRCU-A-CB | HMH72B341 | XAHC48FXXN1+TXV |  | 32400 | 25200 | 2.52 | 23800 | 2.06
JOHNSON CONTROLS | HMH7 | 211397083 | HRCU-A-CB | HMH72B341 | XAHC48FXXN1+TXV |  | 32400 | 25200 | 2.52 | 23800 | 2.06
JOHNSON CONTROLS | HMH7 | 211397098 | HRCU-A-CB | HMH72B341 | XAHC48FXXN1+TXV |  | 32400 | 25200 | 2.52 | 23800 | 2.06
JOHNSON CONTROLS | HMH7 | 211397113 | HRCU-A-CB | HMH72B341 | XAHC48FXXN1+TXV |  | 32400 | 25200 | 2.52 | 23800 | 2.06
JOHNSON CONTROLS | HMH7 | 211397134 | HRCU-A-CB | HMH72B341 | XAHC48FBCN1 |  | 32400 | 25200 | 2.52 | 23800 | 2.06
JOHNSON CONTROLS | HMH7 | 211397149 | HRCU-A-CB | HMH72B341 | XAHC48FBCN1 |  | 32400 | 25200 | 2.52 | 23800 | 2.06
JOHNSON CONTROLS | HMH7 | 211397164 | HRCU-A-CB | HMH72B341 | XAHC48FBCN1 |  | 32400 | 25200 | 2.52 | 23800 | 2.06
JOHNSON CONTROLS | HMH7 | 211397170 | HRCU-A-CB | HMH72B341 | XAHC48FBCN1 |  | 32400 | 25200 | 2.52 | 23800 | 2.06
JOHNSON CONTROLS | HMH7 | 211397185 | HRCU-A-CB | HMH72B341 | XAHC48FBCN1 |  | 32400 | 25200 | 2.52 | 23800 | 2.06
JOHNSON CONTROLS | HMH7 | 211386413 | HRCU-A-CB | HMH72B341 | XAFD48FXXN1+TXV |  | 32400 | 25400 | 2.58 | 23800 | 2.1
JOHNSON CONTROLS | HMH7 | 211386427 | HRCU-A-CB | HMH72B341 | XAFD48FBCN1 |  | 32400 | 25400 | 2.58 | 23800 | 2.1
JOHNSON CONTROLS | HMH7 | 211390180 | HRCU-A-CB | HMH72B341 | XAFC36DXXN1+TXV |  | 34000 | 25400 | 2.54 | 24000 | 2.1
JOHNSON CONTROLS | HMH7 | 211390263 | HRCU-A-CB | HMH72B341 | XAFC36DBCN1 |  | 34000 | 25400 | 2.54 | 24000 | 2.1
JOHNSON CONTROLS | HMH7 | 211391827 | HRCU-A-CB | HMH72B341 | XAFB36DXXN1+TXV |  | 33800 | 25400 | 2.5 | 23800 | 2.06
JOHNSON CONTROLS | HMH7 | 211391841 | HRCU-A-CB | HMH72B341 | XAFB36DXXN1+TXV |  | 33800 | 25400 | 2.5 | 23800 | 2.06
JOHNSON CONTROLS | HMH7 | 211391855 | HRCU-A-CB | HMH72B341 | XAFB36DBCN1 |  | 33800 | 25400 | 2.5 | 23800 | 2.06
JOHNSON CONTROLS | HMH7 | 211391870 | HRCU-A-CB | HMH72B341 | XAUB36DXXN1+TXV |  | 33800 | 25400 | 2.5 | 23800 | 2.06
JOHNSON CONTROLS | HMH7 | 211391885 | HRCU-A-CB | HMH72B341 | XAFB36DBCN1 |  | 33800 | 25400 | 2.5 | 23800 | 2.06
JOHNSON CONTROLS | HMH7 | 211391900 | HRCU-A-CB | HMH72B341 | XAUB36DXXN1+TXV |  | 33800 | 25400 | 2.5 | 23800 | 2.06
JOHNSON CONTROLS | HMH7 | 211392361 | HRCU-A-CB | HMH72B341 | XAFC30CXXN1+TXV |  | 34000 | 26800 | 2.54 | 23800 | 2.02
JOHNSON CONTROLS | HMH7 | 211392376 | HRCU-A-CB | HMH72B341 | XAFC30CXXN1+TXV |  | 34000 | 26800 | 2.54 | 23800 | 2.02
JOHNSON CONTROLS | HMH7 | 211393626 | HRCU-A-CB | HMH72B341 | JHVTB36DBCC2N1 |  | 33800 | 25200 | 2.54 | 23800 | 2.1
JOHNSON CONTROLS | HMH7 | 211393833 | HRCU-A-CB | HMH72B341 | XAFD48FXXN1+TXV |  | 32400 | 25400 | 2.56 | 23800 | 2.08
JOHNSON CONTROLS | HMH7 | 211393848 | HRCU-A-CB | HMH72B341 | XAFD48FBCN1 |  | 32400 | 25400 | 2.56 | 23800 | 2.08
JOHNSON CONTROLS | HMH7 | 211395081 | HRCU-A-CB | HMH72B341 | XAHC48FXXN1+TXV |  | 31800 | 24800 | 2.5 | 23200 | 2.02
JOHNSON CONTROLS | HMH7 | 211395102 | HRCU-A-CB | HMH72B341 | XAHC48FXXN1+TXV |  | 31800 | 24800 | 2.5 | 23200 | 2.02
JOHNSON CONTROLS | HMH7 | 211395133 | HRCU-A-CB | HMH72B341 | XAHC48FBCN1 |  | 31800 | 24800 | 2.5 | 23200 | 2.02
JOHNSON CONTROLS | HMH7 | 211395156 | HRCU-A-CB | HMH72B341 | XAHC48FBCN1 |  | 31800 | 24800 | 2.5 | 23200 | 2.02
JOHNSON CONTROLS | HMH7 | 211395935 | HRCU-A-CB | HMH72B341 | XAHD48FXXN1+TXV |  | 31800 | 24800 | 2.5 | 23200 | 2.02
JOHNSON CONTROLS | HMH7 | 211395948 | HRCU-A-CB | HMH72B341 | XAHD48FBCN1 |  | 31800 | 24800 | 2.5 | 23200 | 2.02
JOHNSON CONTROLS | HMH7 | 211396656 | HRCU-A-CB | HMH72B341 | XAFC48FXXN1+TXV |  | 33000 | 25600 | 2.56 | 24200 | 2.1
JOHNSON CONTROLS | HMH7 | 211396698 | HRCU-A-CB | HMH72B341 | XAFC48FBCN1 |  | 33000 | 25600 | 2.56 | 24200 | 2.1
JOHNSON CONTROLS | HMH7 | 211396713 | HRCU-A-CB | HMH72B341 | XAUC48FXXN1+TXV |  | 33000 | 25600 | 2.56 | 24200 | 2.1
JOHNSON CONTROLS | HMH7 | 211397225 | HRCU-A-CB | HMH72B341 | XAHD48FXXN1+TXV |  | 32400 | 25400 | 2.5 | 24000 | 2.06
JOHNSON CONTROLS | HMH7 | 211397308 | HRCU-A-CB | HMH72B341 | XAHD48FBCN1 |  | 32400 | 25400 | 2.5 | 24000 | 2.06
JOHNSON CONTROLS | HMH7 | 211386148 | HRCU-A-CB | HMH72B341 | XAFC48FXXN1+TXV |  | 32400 | 25400 | 2.56 | 23800 | 2.08
JOHNSON CONTROLS | HMH7 | 211386162 | HRCU-A-CB | HMH72B341 | XAFC48FBCN1 |  | 32400 | 25400 | 2.56 | 23800 | 2.08
JOHNSON CONTROLS | HMH7 | 211386176 | HRCU-A-CB | HMH72B341 | XAUC48FXXN1+TXV |  | 32400 | 25400 | 2.56 | 23800 | 2.08
JOHNSON CONTROLS | HMH7 | 211386365 | HRCU-A-CB | HMH72B341 | XAHD48FXXN1+TXV |  | 32000 | 24800 | 2.54 | 23200 | 2.06
JOHNSON CONTROLS | HMH7 | 211386377 | HRCU-A-CB | HMH72B341 | XAHD48FBCN1 |  | 32000 | 24800 | 2.54 | 23200 | 2.06
JOHNSON CONTROLS | HMH7 | 211388622 | HRCU-A-CB | HMH72B341 | XAFC36DXXN1+TXV |  | 33600 | 25200 | 2.52 | 23800 | 2.08
JOHNSON CONTROLS | HMH7 | 211388637 | HRCU-A-CB | HMH72B341 | XAFC36DBCN1 |  | 33600 | 25200 | 2.52 | 23800 | 2.08
JOHNSON CONTROLS | HMH7 | 211388711 | HRCU-A-CB | HMH72B341 | XAFC36DXXN1+TXV |  | 33600 | 25200 | 2.52 | 23800 | 2.08
JOHNSON CONTROLS | HMH7 | 211388726 | HRCU-A-CB | HMH72B341 | XAFC36DBCN1 |  | 33600 | 25200 | 2.52 | 23800 | 2.08
JOHNSON CONTROLS | HMH7 | 211389283 | HRCU-A-CB | HMH72B341 | XAHC36DXXN1+TXV |  | 33800 | 25400 | 2.5 | 24200 | 2.08
JOHNSON CONTROLS | HMH7 | 211389313 | HRCU-A-CB | HMH72B341 | XAHC36DBCN1 |  | 33800 | 25400 | 2.5 | 24200 | 2.08
JOHNSON CONTROLS | HMH7 | 211392059 | HRCU-A-CB | HMH72B341 | XAFC36DXXN1+TXV |  | 33600 | 25200 | 2.52 | 23600 | 2.08
JOHNSON CONTROLS | HMH7 | 211392069 | HRCU-A-CB | HMH72B341 | XAFC36DXXN1+TXV |  | 33600 | 25200 | 2.52 | 23600 | 2.08
JOHNSON CONTROLS | HMH7 | 211392084 | HRCU-A-CB | HMH72B341 | XAFC36DBCN1 |  | 33600 | 25200 | 2.52 | 23600 | 2.08
JOHNSON CONTROLS | HMH7 | 211392099 | HRCU-A-CB | HMH72B341 | XAFC36DBCN1 |  | 33600 | 25200 | 2.52 | 23600 | 2.08
JOHNSON CONTROLS | HMH7 | 211393363 | HRCU-A-CB | HMH72B341 | XAFC36DXXN1+TXV |  | 34000 | 25400 | 2.56 | 24000 | 2.12
JOHNSON CONTROLS | HMH7 | 211393378 | HRCU-A-CB | HMH72B341 | XAFC36DBCN1 |  | 34000 | 25400 | 2.56 | 24000 | 2.12
JOHNSON CONTROLS | HMH7 | 211394701 | HRCU-A-CB | HMH72B341 | XAHD48FXXN1+TXV |  | 31800 | 24800 | 2.52 | 23200 | 2.04
JOHNSON CONTROLS | HMH7 | 211394715 | HRCU-A-CB | HMH72B341 | XAHD48FXXN1+TXV |  | 31800 | 24800 | 2.52 | 23200 | 2.04
JOHNSON CONTROLS | HMH7 | 211394732 | HRCU-A-CB | HMH72B341 | XAHD48FBCN1 |  | 31800 | 24800 | 2.52 | 23200 | 2.04
JOHNSON CONTROLS | HMH7 | 211394747 | HRCU-A-CB | HMH72B341 | XAHD48FBCN1 |  | 31800 | 24800 | 2.52 | 23200 | 2.04
JOHNSON CONTROLS | HMH7 | 211394839 | HRCU-A-CB | HMH72B341 | XAFD48FXXN1+TXV |  | 32400 | 25400 | 2.58 | 23600 | 2.08
JOHNSON CONTROLS | HMH7 | 211394853 | HRCU-A-CB | HMH72B341 | XAFD48FXXN1+TXV |  | 32400 | 25400 | 2.58 | 23600 | 2.08
JOHNSON CONTROLS | HMH7 | 211394873 | HRCU-A-CB | HMH72B341 | XAFD48FBCN1 |  | 32400 | 25400 | 2.58 | 23600 | 2.08
JOHNSON CONTROLS | HMH7 | 211394887 | HRCU-A-CB | HMH72B341 | XAFD48FBCN1 |  | 32400 | 25400 | 2.58 | 23600 | 2.08
JOHNSON CONTROLS | HMH7 | 211395008 | HRCU-A-CB | HMH72B341 | XAHD48FXXN1+TXV |  | 31800 | 25000 | 2.5 | 23200 | 2.02
JOHNSON CONTROLS | HMH7 | 211395021 | HRCU-A-CB | HMH72B341 | XAHD48FXXN1+TXV |  | 31800 | 25000 | 2.5 | 23200 | 2.02
JOHNSON CONTROLS | HMH7 | 211395040 | HRCU-A-CB | HMH72B341 | XAHD48FBCN1 |  | 31800 | 25000 | 2.5 | 23200 | 2.02
JOHNSON CONTROLS | HMH7 | 211395051 | HRCU-A-CB | HMH72B341 | XAHD48FBCN1 |  | 31800 | 25000 | 2.5 | 23200 | 2.02
JOHNSON CONTROLS | HMH7 | 211395963 | HRCU-A-CB | HMH72B341 | XAHC48FXXN1+TXV |  | 31800 | 24800 | 2.5 | 23200 | 2.02
JOHNSON CONTROLS | HMH7 | 211395975 | HRCU-A-CB | HMH72B341 | XAHC48FBCN1 |  | 31800 | 24800 | 2.5 | 23200 | 2.02
JOHNSON CONTROLS | HMH7 | 211397385 | HRCU-A-CB | HMH72B341 | XAHC48FXXN1+TXV |  | 32400 | 25400 | 2.5 | 24000 | 2.04
JOHNSON CONTROLS | HMH7 | 211397466 | HRCU-A-CB | HMH72B341 | XAHC48FBCN1 |  | 32400 | 25400 | 2.5 | 24000 | 2.04
JOHNSON CONTROLS | HMH7 | 211398158 | HRCU-A-CB | HMH72B341 | XAHC48FXXN1+TXV |  | 31600 | 24800 | 2.52 | 23200 | 2.04
JOHNSON CONTROLS | HMH7 | 211398170 | HRCU-A-CB | HMH72B341 | XAHC48FXXN1+TXV |  | 31600 | 24800 | 2.52 | 23200 | 2.04
JOHNSON CONTROLS | HMH7 | 211398185 | HRCU-A-CB | HMH72B341 | XAHC48FBCN1 |  | 31600 | 24800 | 2.52 | 23200 | 2.04
JOHNSON CONTROLS | HMH7 | 211398201 | HRCU-A-CB | HMH72B341 | XAHC48FBCN1 |  | 31600 | 24800 | 2.52 | 23200 | 2.04
JOHNSON CONTROLS | HMH7 | 211398520 | HRCU-A-CB | HMH72B341 | XAFC48FXXN1+TXV |  | 32400 | 25400 | 2.56 | 23600 | 2.06
JOHNSON CONTROLS | HMH7 | 211398535 | HRCU-A-CB | HMH72B341 | XAFC48FXXN1+TXV |  | 32400 | 25400 | 2.56 | 23600 | 2.06
JOHNSON CONTROLS | HMH7 | 211398550 | HRCU-A-CB | HMH72B341 | XAFC48FBCN1 |  | 32400 | 25400 | 2.56 | 23600 | 2.06
JOHNSON CONTROLS | HMH7 | 211398565 | HRCU-A-CB | HMH72B341 | XAUC48FXXN1+TXV |  | 32400 | 25400 | 2.56 | 23600 | 2.06
JOHNSON CONTROLS | HMH7 | 211398580 | HRCU-A-CB | HMH72B341 | XAFC48FBCN1 |  | 32400 | 25400 | 2.56 | 23600 | 2.06
JOHNSON CONTROLS | HMH7 | 211398595 | HRCU-A-CB | HMH72B341 | XAUC48FXXN1+TXV |  | 32400 | 25400 | 2.56 | 23600 | 2.06
JOHNSON CONTROLS | HMH7 | 211385835 | HRCU-A-CB | HMH72B341 | XAFC48FXXN1+TXV |  | 32200 | 25200 | 2.56 | 23400 | 2.06
JOHNSON CONTROLS | HMH7 | 211385848 | HRCU-A-CB | HMH72B341 | XAFC48FXXN1+TXV |  | 32200 | 25200 | 2.56 | 23400 | 2.06
JOHNSON CONTROLS | HMH7 | 211385861 | HRCU-A-CB | HMH72B341 | XAFC48FBCN1 |  | 32200 | 25200 | 2.56 | 23400 | 2.06
JOHNSON CONTROLS | HMH7 | 211385877 | HRCU-A-CB | HMH72B341 | XAUC48FXXN1+TXV |  | 32200 | 25200 | 2.56 | 23400 | 2.06
JOHNSON CONTROLS | HMH7 | 211385893 | HRCU-A-CB | HMH72B341 | XAFC48FBCN1 |  | 32200 | 25200 | 2.56 | 23400 | 2.06
JOHNSON CONTROLS | HMH7 | 211385909 | HRCU-A-CB | HMH72B341 | XAUC48FXXN1+TXV |  | 32200 | 25200 | 2.56 | 23400 | 2.06
JOHNSON CONTROLS | HMH7 | 211386060 | HRCU-A-CB | HMH72B341 | XAHD48FXXN1+TXV |  | 32000 | 25000 | 2.52 | 23400 | 2.04
JOHNSON CONTROLS | HMH7 | 211386074 | HRCU-A-CB | HMH72B341 | XAHD48FBCN1 |  | 32000 | 25000 | 2.52 | 23400 | 2.04
JOHNSON CONTROLS | HMH7 | 211387055 | HRCU-A-CB | HMH72B341 | XAFB30CXXN1+TXV |  | 34000 | 26800 | 2.54 | 23800 | 2.02
JOHNSON CONTROLS | HMH7 | 211387068 | HRCU-A-CB | HMH72B341 | XAUB30CXXN1+TXV |  | 34000 | 26800 | 2.54 | 23800 | 2.02
JOHNSON CONTROLS | HMH7 | 211387188 | HRCU-A-CB | HMH72B341 | XAFC30CXXN1+TXV |  | 34000 | 26600 | 2.52 | 23800 | 2
JOHNSON CONTROLS | HMH7 | 211387629 | HRCU-A-CB | HMH72B341 | XAFC36DXXN1+TXV |  | 33800 | 25400 | 2.52 | 23800 | 2.08
JOHNSON CONTROLS | HMH7 | 211387638 | HRCU-A-CB | HMH72B341 | XAFC36DXXN1+TXV |  | 33800 | 25400 | 2.52 | 23800 | 2.08
JOHNSON CONTROLS | HMH7 | 211387647 | HRCU-A-CB | HMH72B341 | XAFC36DBCN1 |  | 33800 | 25400 | 2.52 | 23800 | 2.08
JOHNSON CONTROLS | HMH7 | 211387654 | HRCU-A-CB | HMH72B341 | XAFC36DBCN1 |  | 33800 | 25400 | 2.52 | 23800 | 2.08
JOHNSON CONTROLS | HMH7 | 211389382 | HRCU-A-CB | HMH72B341 | XAFC36DXXN1+TXV |  | 34000 | 25800 | 2.56 | 24600 | 2.12
JOHNSON CONTROLS | HMH7 | 211389412 | HRCU-A-CB | HMH72B341 | XAFC36DBCN1 |  | 34000 | 25800 | 2.56 | 24600 | 2.12
JOHNSON CONTROLS | HMH7 | 211390166 | HRCU-A-CB | HMH72B341 | XAFC36DXXN1+TXV |  | 34000 | 25400 | 2.54 | 24000 | 2.1
JOHNSON CONTROLS | HMH7 | 211390194 | HRCU-A-CB | HMH72B341 | XAFC36DXXN1+TXV |  | 34000 | 25400 | 2.54 | 24000 | 2.1
JOHNSON CONTROLS | HMH7 | 211390207 | HRCU-A-CB | HMH72B341 | XAFC36DXXN1+TXV |  | 34000 | 25400 | 2.54 | 24000 | 2.1
JOHNSON CONTROLS | HMH7 | 211390222 | HRCU-A-CB | HMH72B341 | XAFC36DXXN1+TXV |  | 34000 | 25400 | 2.54 | 24000 | 2.1
JOHNSON CONTROLS | HMH7 | 211390248 | HRCU-A-CB | HMH72B341 | XAFC36DBCN1 |  | 34000 | 25400 | 2.54 | 24000 | 2.1
JOHNSON CONTROLS | HMH7 | 211390277 | HRCU-A-CB | HMH72B341 | XAFC36DBCN1 |  | 34000 | 25400 | 2.54 | 24000 | 2.1
JOHNSON CONTROLS | HMH7 | 211390290 | HRCU-A-CB | HMH72B341 | XAFC36DBCN1 |  | 34000 | 25400 | 2.54 | 24000 | 2.1
JOHNSON CONTROLS | HMH7 | 211390304 | HRCU-A-CB | HMH72B341 | XAFC36DBCN1 |  | 34000 | 25400 | 2.54 | 24000 | 2.1
JOHNSON CONTROLS | HMH7 | 211391005 | HRCU-A-CB | HMH72B341 | XAFB36DXXN1+TXV |  | 34000 | 25600 | 2.5 | 24200 | 2.06
JOHNSON CONTROLS | HMH7 | 211391020 | HRCU-A-CB | HMH72B341 | XAFB36DXXN1+TXV |  | 34000 | 25600 | 2.5 | 24200 | 2.06
JOHNSON CONTROLS | HMH7 | 211391035 | HRCU-A-CB | HMH72B341 | XAFB36DXXN1+TXV |  | 34000 | 25600 | 2.5 | 24200 | 2.06
JOHNSON CONTROLS | HMH7 | 211391050 | HRCU-A-CB | HMH72B341 | XAFB36DBCN1 |  | 34000 | 25600 | 2.5 | 24200 | 2.06
JOHNSON CONTROLS | HMH7 | 211391065 | HRCU-A-CB | HMH72B341 | XAUB36DXXN1+TXV |  | 34000 | 25600 | 2.5 | 24200 | 2.06
JOHNSON CONTROLS | HMH7 | 211391080 | HRCU-A-CB | HMH72B341 | XAFB36DBCN1 |  | 34000 | 25600 | 2.5 | 24200 | 2.06
JOHNSON CONTROLS | HMH7 | 211391095 | HRCU-A-CB | HMH72B341 | XAUB36DXXN1+TXV |  | 34000 | 25600 | 2.5 | 24200 | 2.06
JOHNSON CONTROLS | HMH7 | 211391110 | HRCU-A-CB | HMH72B341 | XAFB36DBCN1 |  | 34000 | 25600 | 2.5 | 24200 | 2.06
JOHNSON CONTROLS | HMH7 | 211391125 | HRCU-A-CB | HMH72B341 | XAUB36DXXN1+TXV |  | 34000 | 25600 | 2.5 | 24200 | 2.06
JOHNSON CONTROLS | HMH7 | 211392839 | HRCU-A-CB | HMH72B341 | XAFB36DXXN1+TXV |  | 33600 | 25200 | 2.5 | 23800 | 2.06
JOHNSON CONTROLS | HMH7 | 211392854 | HRCU-A-CB | HMH72B341 | XAFB36DXXN1+TXV |  | 33600 | 25200 | 2.5 | 23800 | 2.06
JOHNSON CONTROLS | HMH7 | 211392869 | HRCU-A-CB | HMH72B341 | XAFB36DBCN1 |  | 33600 | 25200 | 2.5 | 23800 | 2.06
JOHNSON CONTROLS | HMH7 | 211392883 | HRCU-A-CB | HMH72B341 | XAUB36DXXN1+TXV |  | 33600 | 25200 | 2.5 | 23800 | 2.06
JOHNSON CONTROLS | HMH7 | 211392891 | HRCU-A-CB | HMH72B341 | XAFB36DBCN1 |  | 33600 | 25200 | 2.5 | 23800 | 2.06
JOHNSON CONTROLS | HMH7 | 211392905 | HRCU-A-CB | HMH72B341 | XAUB36DXXN1+TXV |  | 33600 | 25200 | 2.5 | 23800 | 2.06
JOHNSON CONTROLS | HMH7 | 211393541 | HRCU-A-CB | HMH72B341 | XAFB36DXXN1+TXV |  | 33800 | 25400 | 2.5 | 23800 | 2.06
JOHNSON CONTROLS | HMH7 | 211393556 | HRCU-A-CB | HMH72B341 | XAFB36DBCN1 |  | 33800 | 25400 | 2.5 | 23800 | 2.06
JOHNSON CONTROLS | HMH7 | 211393571 | HRCU-A-CB | HMH72B341 | XAUB36DXXN1+TXV |  | 33800 | 25400 | 2.5 | 23800 | 2.06
JOHNSON CONTROLS | HMH7 | 211238537 | HRCU-A-CB | HMH72B341 | JHETC36DBCS2N1 |  | 33600 | 25000 | 2.58 | 23600 | 2.12
JOHNSON CONTROLS | HMH7 | 211393803 | HRCU-A-CB | HMH72B341 | XAHD48FXXN1+TXV |  | 32000 | 25000 | 2.52 | 23400 | 2.04
JOHNSON CONTROLS | HMH7 | 211393818 | HRCU-A-CB | HMH72B341 | XAHD48FBCN1 |  | 32000 | 25000 | 2.52 | 23400 | 2.04
JOHNSON CONTROLS | HMH7 | 211393998 | HRCU-A-CB | HMH72B341 | XAHD48FXXN1+TXV |  | 31800 | 25000 | 2.5 | 23200 | 2.02
JOHNSON CONTROLS | HMH7 | 211394013 | HRCU-A-CB | HMH72B341 | XAHD48FBCN1 |  | 31800 | 25000 | 2.5 | 23200 | 2.02
JOHNSON CONTROLS | HMH7 | 211394600 | HRCU-A-CB | HMH72B341 | XAFC48FXXN1+TXV |  | 33000 | 25800 | 2.56 | 24200 | 2.1
JOHNSON CONTROLS | HMH7 | 211394615 | HRCU-A-CB | HMH72B341 | XAFC48FXXN1+TXV |  | 33000 | 25800 | 2.56 | 24200 | 2.1
JOHNSON CONTROLS | HMH7 | 211394632 | HRCU-A-CB | HMH72B341 | XAFC48FBCN1 |  | 33000 | 25800 | 2.56 | 24200 | 2.1
JOHNSON CONTROLS | HMH7 | 211394647 | HRCU-A-CB | HMH72B341 | XAUC48FXXN1+TXV |  | 33000 | 25800 | 2.56 | 24200 | 2.1
JOHNSON CONTROLS | HMH7 | 211394659 | HRCU-A-CB | HMH72B341 | XAFC48FBCN1 |  | 33000 | 25800 | 2.56 | 24200 | 2.1
JOHNSON CONTROLS | HMH7 | 211394674 | HRCU-A-CB | HMH72B341 | XAUC48FXXN1+TXV |  | 33000 | 25800 | 2.56 | 24200 | 2.1
JOHNSON CONTROLS | HMH7 | 211395306 | HRCU-A-CB | HMH72B341 | XAFC48FXXN1+TXV |  | 32400 | 25400 | 2.54 | 23600 | 2.06
JOHNSON CONTROLS | HMH7 | 211395331 | HRCU-A-CB | HMH72B341 | XAFC48FXXN1+TXV |  | 32400 | 25400 | 2.54 | 23600 | 2.06
JOHNSON CONTROLS | HMH7 | 211395359 | HRCU-A-CB | HMH72B341 | XAFC48FBCN1 |  | 32400 | 25400 | 2.54 | 23600 | 2.06
JOHNSON CONTROLS | HMH7 | 211395376 | HRCU-A-CB | HMH72B341 | XAUC48FXXN1+TXV |  | 32400 | 25400 | 2.54 | 23600 | 2.06
JOHNSON CONTROLS | HMH7 | 211395400 | HRCU-A-CB | HMH72B341 | XAFC48FBCN1 |  | 32400 | 25400 | 2.54 | 23600 | 2.06
JOHNSON CONTROLS | HMH7 | 211395419 | HRCU-A-CB | HMH72B341 | XAUC48FXXN1+TXV |  | 32400 | 25400 | 2.54 | 23600 | 2.06
JOHNSON CONTROLS | HMH7 | 211396981 | HRCU-A-CB | HMH72B341 | XAHC48FXXN1+TXV |  | 31600 | 24800 | 2.5 | 23000 | 2.02
JOHNSON CONTROLS | HMH7 | 211396993 | HRCU-A-CB | HMH72B341 | XAHC48FBCN1 |  | 31600 | 24800 | 2.5 | 23000 | 2.02
JOHNSON CONTROLS | HMH7 | 211398610 | HRCU-A-CB | HMH72B341 | XAHC48FXXN1+TXV |  | 31800 | 25000 | 2.5 | 23200 | 2.02
JOHNSON CONTROLS | HMH7 | 211398625 | HRCU-A-CB | HMH72B341 | XAHC48FXXN1+TXV |  | 31800 | 25000 | 2.5 | 23200 | 2.02
JOHNSON CONTROLS | HMH7 | 211398635 | HRCU-A-CB | HMH72B341 | XAHC48FBCN1 |  | 31800 | 25000 | 2.5 | 23200 | 2.02
JOHNSON CONTROLS | HMH7 | 211398647 | HRCU-A-CB | HMH72B341 | XAHC48FBCN1 |  | 31800 | 25000 | 2.5 | 23200 | 2.02
JOHNSON CONTROLS | HMH7 | 211386194 | HRCU-A-CB | HMH72B341 | XAHD48FXXN1+TXV |  | 32400 | 25200 | 2.5 | 23600 | 2.04
JOHNSON CONTROLS | HMH7 | 211386203 | HRCU-A-CB | HMH72B341 | XAHD48FBCN1 |  | 32400 | 25200 | 2.5 | 23600 | 2.04
JOHNSON CONTROLS | HMH7 | 211386389 | HRCU-A-CB | HMH72B341 | XAHC48FXXN1+TXV |  | 32000 | 24800 | 2.54 | 23200 | 2.06
JOHNSON CONTROLS | HMH7 | 211386402 | HRCU-A-CB | HMH72B341 | XAHC48FBCN1 |  | 32000 | 24800 | 2.54 | 23200 | 2.06
JOHNSON CONTROLS | HMH7 | 211386663 | HRCU-A-CB | HMH72B341 | JHVTC42FBCC2N1 |  | 32400 | 25000 | 2.62 | 23400 | 2.12
JOHNSON CONTROLS | HMH7 | 211388838 | HRCU-A-CB | HMH72B341 | XAFC36DXXN1+TXV |  | 34000 | 25800 | 2.5 | 24400 | 2.06
JOHNSON CONTROLS | HMH7 | 211388853 | HRCU-A-CB | HMH72B341 | XAFC36DBCN1 |  | 34000 | 25800 | 2.5 | 24400 | 2.06
JOHNSON CONTROLS | HMH7 | 211389371 | HRCU-A-CB | HMH72B341 | XAFC36DXXN1+TXV |  | 33800 | 25200 | 2.56 | 23800 | 2.1
JOHNSON CONTROLS | HMH7 | 211389397 | HRCU-A-CB | HMH72B341 | XAFC36DBCN1 |  | 33800 | 25200 | 2.56 | 23800 | 2.1
JOHNSON CONTROLS | HMH7 | 211389702 | HRCU-A-CB | HMH72B341 | XAFC36DXXN1+TXV |  | 33600 | 25200 | 2.5 | 23600 | 2.06
JOHNSON CONTROLS | HMH7 | 211389716 | HRCU-A-CB | HMH72B341 | XAFC36DBCN1 |  | 33600 | 25200 | 2.5 | 23600 | 2.06
JOHNSON CONTROLS | HMH7 | 211391743 | HRCU-A-CB | HMH72B341 | XAFC36DXXN1+TXV |  | 33800 | 25400 | 2.5 | 23800 | 2.06
JOHNSON CONTROLS | HMH7 | 211391756 | HRCU-A-CB | HMH72B341 | XAFC36DXXN1+TXV |  | 33800 | 25400 | 2.5 | 23800 | 2.06
JOHNSON CONTROLS | HMH7 | 211391771 | HRCU-A-CB | HMH72B341 | XAFC36DBCN1 |  | 33800 | 25400 | 2.5 | 23800 | 2.06
JOHNSON CONTROLS | HMH7 | 211391784 | HRCU-A-CB | HMH72B341 | XAFC36DBCN1 |  | 33800 | 25400 | 2.5 | 23800 | 2.06
JOHNSON CONTROLS | HMH7 | 211394088 | HRCU-A-CB | HMH72B341 | XAFC48FXXN1+TXV |  | 32800 | 25800 | 2.52 | 24200 | 2.06
JOHNSON CONTROLS | HMH7 | 211394101 | HRCU-A-CB | HMH72B341 | XAFC48FBCN1 |  | 32800 | 25800 | 2.52 | 24200 | 2.06
JOHNSON CONTROLS | HMH7 | 211394116 | HRCU-A-CB | HMH72B341 | XAUC48FXXN1+TXV |  | 32800 | 25800 | 2.52 | 24200 | 2.06
JOHNSON CONTROLS | HMH7 | 211394401 | HRCU-A-CB | HMH72B341 | XAHD48FXXN1+TXV |  | 32400 | 25200 | 2.5 | 23800 | 2.06
JOHNSON CONTROLS | HMH7 | 211394414 | HRCU-A-CB | HMH72B341 | XAHD48FXXN1+TXV |  | 32400 | 25200 | 2.5 | 23800 | 2.06
JOHNSON CONTROLS | HMH7 | 211394434 | HRCU-A-CB | HMH72B341 | XAHD48FBCN1 |  | 32400 | 25200 | 2.5 | 23800 | 2.06
JOHNSON CONTROLS | HMH7 | 211394449 | HRCU-A-CB | HMH72B341 | XAHD48FBCN1 |  | 32400 | 25200 | 2.5 | 23800 | 2.06
JOHNSON CONTROLS | HMH7 | 211394469 | HRCU-A-CB | HMH72B341 | XAHC48FXXN1+TXV |  | 32000 | 25000 | 2.52 | 23400 | 2.04
JOHNSON CONTROLS | HMH7 | 211394483 | HRCU-A-CB | HMH72B341 | XAHC48FXXN1+TXV |  | 32000 | 25000 | 2.52 | 23400 | 2.04
JOHNSON CONTROLS | HMH7 | 211394501 | HRCU-A-CB | HMH72B341 | XAHC48FBCN1 |  | 32000 | 25000 | 2.52 | 23400 | 2.04
JOHNSON CONTROLS | HMH7 | 211394514 | HRCU-A-CB | HMH72B341 | XAHC48FBCN1 |  | 32000 | 25000 | 2.52 | 23400 | 2.04
JOHNSON CONTROLS | HMH7 | 211395190 | HRCU-A-CB | HMH72B341 | XAFD48FXXN1+TXV |  | 32400 | 25400 | 2.54 | 23600 | 2.06
JOHNSON CONTROLS | HMH7 | 211395215 | HRCU-A-CB | HMH72B341 | XAFD48FXXN1+TXV |  | 32400 | 25400 | 2.54 | 23600 | 2.06
JOHNSON CONTROLS | HMH7 | 211395245 | HRCU-A-CB | HMH72B341 | XAFD48FBCN1 |  | 32400 | 25400 | 2.54 | 23600 | 2.06
JOHNSON CONTROLS | HMH7 | 211395269 | HRCU-A-CB | HMH72B341 | XAFD48FBCN1 |  | 32400 | 25400 | 2.54 | 23600 | 2.06
JOHNSON CONTROLS | HMH7 | 211396021 | HRCU-A-CB | HMH72B341 | XAFC48FXXN1+TXV |  | 32400 | 25400 | 2.56 | 23600 | 2.06
JOHNSON CONTROLS | HMH7 | 211396033 | HRCU-A-CB | HMH72B341 | XAFC48FBCN1 |  | 32400 | 25400 | 2.56 | 23600 | 2.06
JOHNSON CONTROLS | HMH7 | 211396047 | HRCU-A-CB | HMH72B341 | XAUC48FXXN1+TXV |  | 32400 | 25400 | 2.56 | 23600 | 2.06
JOHNSON CONTROLS | HMH7 | 211396123 | HRCU-A-CB | HMH72B341 | XAFD48FXXN1+TXV |  | 33400 | 26000 | 2.5 | 24600 | 2.08
JOHNSON CONTROLS | HMH7 | 211396137 | HRCU-A-CB | HMH72B341 | XAFD48FBCN1 |  | 33400 | 26000 | 2.5 | 24600 | 2.08
JOHNSON CONTROLS | HMH7 | 211397008 | HRCU-A-CB | HMH72B341 | XAFC48FXXN1+TXV |  | 32200 | 25400 | 2.54 | 23600 | 2.04
JOHNSON CONTROLS | HMH7 | 211397023 | HRCU-A-CB | HMH72B341 | XAFC48FBCN1 |  | 32200 | 25400 | 2.54 | 23600 | 2.04
JOHNSON CONTROLS | HMH7 | 211397038 | HRCU-A-CB | HMH72B341 | XAUC48FXXN1+TXV |  | 32200 | 25400 | 2.54 | 23600 | 2.04
JOHNSON CONTROLS | HMH7 | 211397209 | HRCU-A-CB | HMH72B341 | XAHD48FXXN1+TXV |  | 32400 | 25200 | 2.5 | 23800 | 2.06
JOHNSON CONTROLS | HMH7 | 211397240 | HRCU-A-CB | HMH72B341 | XAHD48FXXN1+TXV |  | 32400 | 25200 | 2.5 | 23800 | 2.06
JOHNSON CONTROLS | HMH7 | 211397255 | HRCU-A-CB | HMH72B341 | XAHD48FXXN1+TXV |  | 32400 | 25200 | 2.5 | 23800 | 2.06
JOHNSON CONTROLS | HMH7 | 211397270 | HRCU-A-CB | HMH72B341 | XAHD48FXXN1+TXV |  | 32400 | 25200 | 2.5 | 23800 | 2.06
JOHNSON CONTROLS | HMH7 | 211397293 | HRCU-A-CB | HMH72B341 | XAHD48FBCN1 |  | 32400 | 25200 | 2.5 | 23800 | 2.06
JOHNSON CONTROLS | HMH7 | 211397320 | HRCU-A-CB | HMH72B341 | XAHD48FBCN1 |  | 32400 | 25200 | 2.5 | 23800 | 2.06
JOHNSON CONTROLS | HMH7 | 211397334 | HRCU-A-CB | HMH72B341 | XAHD48FBCN1 |  | 32400 | 25200 | 2.5 | 23800 | 2.06
JOHNSON CONTROLS | HMH7 | 211397350 | HRCU-A-CB | HMH72B341 | XAHD48FBCN1 |  | 32400 | 25200 | 2.5 | 23800 | 2.06
JOHNSON CONTROLS | HMH7 | 211397705 | HRCU-A-CB | HMH72B341 | XAFC48FXXN1+TXV |  | 33200 | 25800 | 2.54 | 24400 | 2.1
JOHNSON CONTROLS | HMH7 | 211397729 | HRCU-A-CB | HMH72B341 | XAFC48FXXN1+TXV |  | 33200 | 25800 | 2.54 | 24400 | 2.1
JOHNSON CONTROLS | HMH7 | 211397744 | HRCU-A-CB | HMH72B341 | XAFC48FXXN1+TXV |  | 33200 | 25800 | 2.54 | 24400 | 2.1
JOHNSON CONTROLS | HMH7 | 211397759 | HRCU-A-CB | HMH72B341 | XAFC48FXXN1+TXV |  | 33200 | 25800 | 2.54 | 24400 | 2.1
JOHNSON CONTROLS | HMH7 | 211397786 | HRCU-A-CB | HMH72B341 | XAFC48FBCN1 |  | 33200 | 25800 | 2.54 | 24400 | 2.1
JOHNSON CONTROLS | HMH7 | 211397801 | HRCU-A-CB | HMH72B341 | XAUC48FXXN1+TXV |  | 33200 | 25800 | 2.54 | 24400 | 2.1
JOHNSON CONTROLS | HMH7 | 211397838 | HRCU-A-CB | HMH72B341 | XAFC48FBCN1 |  | 33200 | 25800 | 2.54 | 24400 | 2.1
JOHNSON CONTROLS | HMH7 | 211397853 | HRCU-A-CB | HMH72B341 | XAUC48FXXN1+TXV |  | 33200 | 25800 | 2.54 | 24400 | 2.1
JOHNSON CONTROLS | HMH7 | 211397868 | HRCU-A-CB | HMH72B341 | XAFC48FBCN1 |  | 33200 | 25800 | 2.54 | 24400 | 2.1
JOHNSON CONTROLS | HMH7 | 211397879 | HRCU-A-CB | HMH72B341 | XAUC48FXXN1+TXV |  | 33200 | 25800 | 2.54 | 24400 | 2.1
JOHNSON CONTROLS | HMH7 | 211397894 | HRCU-A-CB | HMH72B341 | XAFC48FBCN1 |  | 33200 | 25800 | 2.54 | 24400 | 2.1
JOHNSON CONTROLS | HMH7 | 211397909 | HRCU-A-CB | HMH72B341 | XAUC48FXXN1+TXV |  | 33200 | 25800 | 2.54 | 24400 | 2.1
JOHNSON CONTROLS | HMH7 | 211398216 | HRCU-A-CB | HMH72B341 | XAFD48FXXN1+TXV |  | 32400 | 25200 | 2.56 | 23600 | 2.08
JOHNSON CONTROLS | HMH7 | 211398231 | HRCU-A-CB | HMH72B341 | XAFD48FXXN1+TXV |  | 32400 | 25200 | 2.56 | 23600 | 2.08
JOHNSON CONTROLS | HMH7 | 211398246 | HRCU-A-CB | HMH72B341 | XAFD48FBCN1 |  | 32400 | 25200 | 2.56 | 23600 | 2.08
JOHNSON CONTROLS | HMH7 | 211398261 | HRCU-A-CB | HMH72B341 | XAFD48FBCN1 |  | 32400 | 25200 | 2.56 | 23600 | 2.08
JOHNSON CONTROLS | HMH7 | 211398412 | HRCU-A-CB | HMH72B341 | XAHC48FXXN1+TXV |  | 31800 | 24800 | 2.52 | 23200 | 2.04
JOHNSON CONTROLS | HMH7 | 211398427 | HRCU-A-CB | HMH72B341 | XAHC48FXXN1+TXV |  | 31800 | 24800 | 2.52 | 23200 | 2.04
JOHNSON CONTROLS | HMH7 | 211398442 | HRCU-A-CB | HMH72B341 | XAHC48FBCN1 |  | 31800 | 24800 | 2.52 | 23200 | 2.04
JOHNSON CONTROLS | HMH7 | 211398457 | HRCU-A-CB | HMH72B341 | XAHC48FBCN1 |  | 31800 | 24800 | 2.52 | 23200 | 2.04
JOHNSON CONTROLS | HMH7 | 211398799 | HRCU-A-CB | HMH72B341 | XAHC48FXXN1+TXV |  | 31600 | 24800 | 2.52 | 23000 | 2.04
JOHNSON CONTROLS | HMH7 | 211398814 | HRCU-A-CB | HMH72B341 | XAHC48FXXN1+TXV |  | 31600 | 24800 | 2.52 | 23000 | 2.04
JOHNSON CONTROLS | HMH7 | 211398829 | HRCU-A-CB | HMH72B341 | XAHC48FBCN1 |  | 31600 | 24800 | 2.52 | 23000 | 2.04
JOHNSON CONTROLS | HMH7 | 211398844 | HRCU-A-CB | HMH72B341 | XAHC48FBCN1 |  | 31600 | 24800 | 2.52 | 23000 | 2.04
JOHNSON CONTROLS | HMH7 | 211386211 | HRCU-A-CB | HMH72B341 | XAHC48FXXN1+TXV |  | 32400 | 25200 | 2.5 | 23600 | 2.04
JOHNSON CONTROLS | HMH7 | 211386224 | HRCU-A-CB | HMH72B341 | XAHC48FBCN1 |  | 32400 | 25200 | 2.5 | 23600 | 2.04
JOHNSON CONTROLS | HMH7 | 211386441 | HRCU-A-CB | HMH72B341 | XAFC48FXXN1+TXV |  | 32400 | 25400 | 2.58 | 23800 | 2.1
JOHNSON CONTROLS | HMH7 | 211386455 | HRCU-A-CB | HMH72B341 | XAFC48FBCN1 |  | 32400 | 25400 | 2.58 | 23800 | 2.1
JOHNSON CONTROLS | HMH7 | 211386468 | HRCU-A-CB | HMH72B341 | XAUC48FXXN1+TXV |  | 32400 | 25400 | 2.58 | 23800 | 2.1
JOHNSON CONTROLS | HMH7 | 211386537 | HRCU-A-CB | HMH72B341 | XAFD48FXXN1+TXV |  | 32600 | 25600 | 2.56 | 24000 | 2.08
JOHNSON CONTROLS | HMH7 | 211386549 | HRCU-A-CB | HMH72B341 | XAFD48FBCN1 |  | 32600 | 25600 | 2.56 | 24000 | 2.08
JOHNSON CONTROLS | HMH7 | 211387307 | HRCU-A-CB | HMH72B341 | XAFC36DXXN1+TXV |  | 34000 | 26000 | 2.56 | 24800 | 2.12
JOHNSON CONTROLS | HMH7 | 211387321 | HRCU-A-CB | HMH72B341 | XAFC36DXXN1+TXV |  | 34000 | 26000 | 2.56 | 24800 | 2.12
JOHNSON CONTROLS | HMH7 | 211387343 | HRCU-A-CB | HMH72B341 | XAFC36DBCN1 |  | 34000 | 26000 | 2.56 | 24800 | 2.12
JOHNSON CONTROLS | HMH7 | 211387358 | HRCU-A-CB | HMH72B341 | XAFC36DBCN1 |  | 34000 | 26000 | 2.56 | 24800 | 2.12
JOHNSON CONTROLS | HMH7 | 211387807 | HRCU-A-CB | HMH72B341 | XAFC36DXXN1+TXV |  | 34000 | 25800 | 2.5 | 24400 | 2.06
JOHNSON CONTROLS | HMH7 | 211387816 | HRCU-A-CB | HMH72B341 | XAFC36DXXN1+TXV |  | 34000 | 25800 | 2.5 | 24400 | 2.06
JOHNSON CONTROLS | HMH7 | 211387828 | HRCU-A-CB | HMH72B341 | XAFC36DBCN1 |  | 34000 | 25800 | 2.5 | 24400 | 2.06
JOHNSON CONTROLS | HMH7 | 211387836 | HRCU-A-CB | HMH72B341 | XAFC36DBCN1 |  | 34000 | 25800 | 2.5 | 24400 | 2.06
JOHNSON CONTROLS | HMH7 | 211388883 | HRCU-A-CB | HMH72B341 | XAFB36DXXN1+TXV |  | 33800 | 25400 | 2.5 | 24000 | 2.06
JOHNSON CONTROLS | HMH7 | 211388891 | HRCU-A-CB | HMH72B341 | XAFB36DBCN1 |  | 33800 | 25400 | 2.5 | 24000 | 2.06
JOHNSON CONTROLS | HMH7 | 211388905 | HRCU-A-CB | HMH72B341 | XAUB36DXXN1+TXV |  | 33800 | 25400 | 2.5 | 24000 | 2.06
JOHNSON CONTROLS | HMH7 | 211392613 | HRCU-A-CB | HMH72B341 | XAFB36DXXN1+TXV |  | 33800 | 25400 | 2.5 | 23800 | 2.06
JOHNSON CONTROLS | HMH7 | 211392628 | HRCU-A-CB | HMH72B341 | XAFB36DXXN1+TXV |  | 33800 | 25400 | 2.5 | 23800 | 2.06
JOHNSON CONTROLS | HMH7 | 211392643 | HRCU-A-CB | HMH72B341 | XAFB36DBCN1 |  | 33800 | 25400 | 2.5 | 23800 | 2.06
JOHNSON CONTROLS | HMH7 | 211392657 | HRCU-A-CB | HMH72B341 | XAUB36DXXN1+TXV |  | 33800 | 25400 | 2.5 | 23800 | 2.06
JOHNSON CONTROLS | HMH7 | 211392672 | HRCU-A-CB | HMH72B341 | XAFB36DBCN1 |  | 33800 | 25400 | 2.5 | 23800 | 2.06
JOHNSON CONTROLS | HMH7 | 211392687 | HRCU-A-CB | HMH72B341 | XAUB36DXXN1+TXV |  | 33800 | 25400 | 2.5 | 23800 | 2.06
JOHNSON CONTROLS | HMH7 | 211393024 | HRCU-A-CB | HMH72B341 | XAFC36DXXN1+TXV |  | 34000 | 26200 | 2.54 | 25000 | 2.12
JOHNSON CONTROLS | HMH7 | 211393040 | HRCU-A-CB | HMH72B341 | XAFC36DBCN1 |  | 34000 | 26200 | 2.54 | 25000 | 2.12
JOHNSON CONTROLS | HMH7 | 211394159 | HRCU-A-CB | HMH72B341 | XAFC48FXXN1+TXV |  | 32800 | 25800 | 2.5 | 24200 | 2.04
JOHNSON CONTROLS | HMH7 | 211394170 | HRCU-A-CB | HMH72B341 | XAFC48FBCN1 |  | 32800 | 25800 | 2.5 | 24200 | 2.04
JOHNSON CONTROLS | HMH7 | 211394185 | HRCU-A-CB | HMH72B341 | XAUC48FXXN1+TXV |  | 32800 | 25800 | 2.5 | 24200 | 2.04
JOHNSON CONTROLS | HMH7 | 211394767 | HRCU-A-CB | HMH72B341 | XAHC48FXXN1+TXV |  | 31800 | 24800 | 2.52 | 23200 | 2.04
JOHNSON CONTROLS | HMH7 | 211394782 | HRCU-A-CB | HMH72B341 | XAHC48FXXN1+TXV |  | 31800 | 24800 | 2.52 | 23200 | 2.04
JOHNSON CONTROLS | HMH7 | 211394803 | HRCU-A-CB | HMH72B341 | XAHC48FBCN1 |  | 31800 | 24800 | 2.52 | 23200 | 2.04
JOHNSON CONTROLS | HMH7 | 211394818 | HRCU-A-CB | HMH72B341 | XAHC48FBCN1 |  | 31800 | 24800 | 2.52 | 23200 | 2.04
JOHNSON CONTROLS | HMH7 | 211396257 | HRCU-A-CB | HMH72B341 | XAFC48FXXN1+TXV |  | 32400 | 25600 | 2.52 | 23800 | 2.04
JOHNSON CONTROLS | HMH7 | 211396279 | HRCU-A-CB | HMH72B341 | XAFC48FBCN1 |  | 32400 | 25600 | 2.52 | 23800 | 2.04
JOHNSON CONTROLS | HMH7 | 211396299 | HRCU-A-CB | HMH72B341 | XAUC48FXXN1+TXV |  | 32400 | 25600 | 2.52 | 23800 | 2.04
JOHNSON CONTROLS | HMH7 | 211396840 | HRCU-A-CB | HMH72B341 | XAFD48FXXN1+TXV |  | 33200 | 25800 | 2.54 | 24400 | 2.08
JOHNSON CONTROLS | HMH7 | 211396855 | HRCU-A-CB | HMH72B341 | XAFD48FXXN1+TXV |  | 33200 | 25800 | 2.54 | 24400 | 2.08
JOHNSON CONTROLS | HMH7 | 211396870 | HRCU-A-CB | HMH72B341 | XAFD48FBCN1 |  | 33200 | 25800 | 2.54 | 24400 | 2.08
JOHNSON CONTROLS | HMH7 | 211396885 | HRCU-A-CB | HMH72B341 | XAFD48FBCN1 |  | 33200 | 25800 | 2.54 | 24400 | 2.08
JOHNSON CONTROLS | HMH7 | 211398102 | HRCU-A-CB | HMH72B341 | XAHD48FXXN1+TXV |  | 31800 | 24800 | 2.52 | 23200 | 2.04
JOHNSON CONTROLS | HMH7 | 211398117 | HRCU-A-CB | HMH72B341 | XAHD48FXXN1+TXV |  | 31800 | 24800 | 2.52 | 23200 | 2.04
JOHNSON CONTROLS | HMH7 | 211398132 | HRCU-A-CB | HMH72B341 | XAHD48FBCN1 |  | 31800 | 24800 | 2.52 | 23200 | 2.04
JOHNSON CONTROLS | HMH7 | 211398147 | HRCU-A-CB | HMH72B341 | XAHD48FBCN1 |  | 31800 | 24800 | 2.52 | 23200 | 2.04
JOHNSON CONTROLS | HMH7 | 211398356 | HRCU-A-CB | HMH72B341 | XAHD48FXXN1+TXV |  | 31600 | 24800 | 2.5 | 23200 | 2.02
JOHNSON CONTROLS | HMH7 | 211398368 | HRCU-A-CB | HMH72B341 | XAHD48FXXN1+TXV |  | 31600 | 24800 | 2.5 | 23200 | 2.02
JOHNSON CONTROLS | HMH7 | 211398383 | HRCU-A-CB | HMH72B341 | XAHD48FBCN1 |  | 31600 | 24800 | 2.5 | 23200 | 2.02
JOHNSON CONTROLS | HMH7 | 211398397 | HRCU-A-CB | HMH72B341 | XAHD48FBCN1 |  | 31600 | 24800 | 2.5 | 23200 | 2.02
JOHNSON CONTROLS | HMH7 | 211398472 | HRCU-A-CB | HMH72B341 | XAFD48FXXN1+TXV |  | 32400 | 25400 | 2.56 | 23600 | 2.08
JOHNSON CONTROLS | HMH7 | 211398478 | HRCU-A-CB | HMH72B341 | XAFD48FXXN1+TXV |  | 32400 | 25400 | 2.56 | 23600 | 2.08
JOHNSON CONTROLS | HMH7 | 211398491 | HRCU-A-CB | HMH72B341 | XAFD48FBCN1 |  | 32400 | 25400 | 2.56 | 23600 | 2.08
JOHNSON CONTROLS | HMH7 | 211398505 | HRCU-A-CB | HMH72B341 | XAFD48FBCN1 |  | 32400 | 25400 | 2.56 | 23600 | 2.08
JOHNSON CONTROLS | HMH7 | 211398751 | HRCU-A-CB | HMH72B341 | XAHD48FXXN1+TXV |  | 31600 | 24800 | 2.52 | 23000 | 2.02
JOHNSON CONTROLS | HMH7 | 211398766 | HRCU-A-CB | HMH72B341 | XAHD48FXXN1+TXV |  | 31600 | 24800 | 2.52 | 23000 | 2.02
JOHNSON CONTROLS | HMH7 | 211398779 | HRCU-A-CB | HMH72B341 | XAHD48FBCN1 |  | 31600 | 24800 | 2.52 | 23000 | 2.02
JOHNSON CONTROLS | HMH7 | 211398792 | HRCU-A-CB | HMH72B341 | XAHD48FBCN1 |  | 31600 | 24800 | 2.52 | 23000 | 2.02
JOHNSON CONTROLS | HMH7 | 211398859 | HRCU-A-CB | HMH72B341 | XAFD48FXXN1+TXV |  | 32200 | 25200 | 2.56 | 23400 | 2.06
JOHNSON CONTROLS | HMH7 | 211398871 | HRCU-A-CB | HMH72B341 | XAFD48FXXN1+TXV |  | 32200 | 25200 | 2.56 | 23400 | 2.06
JOHNSON CONTROLS | HMH7 | 211398885 | HRCU-A-CB | HMH72B341 | XAFD48FBCN1 |  | 32200 | 25200 | 2.56 | 23400 | 2.06
JOHNSON CONTROLS | HMH7 | 211385826 | HRCU-A-CB | HMH72B341 | XAFD48FBCN1 |  | 32200 | 25200 | 2.56 | 23400 | 2.06
JOHNSON CONTROLS | HMH7 | 211386598 | HRCU-A-CB | HMH72B341 | XAHC48FXXN1+JMET12CS2N1+TXV |  | 32000 | 24800 | 2.56 | 23400 | 2.08
JOHNSON CONTROLS | HMH7 | 211386613 | HRCU-A-CB | HMH72B341 | XAHC48FBCN1+JMET12CS2N1 |  | 32000 | 24800 | 2.56 | 23400 | 2.08
JOHNSON CONTROLS | HMH7 | 211386625 | HRCU-A-CB | HMH72B341 | XAFC48FXXN1+JMET12CS2N1+TXV |  | 32600 | 25400 | 2.6 | 23800 | 2.12
JOHNSON CONTROLS | HMH7 | 211386638 | HRCU-A-CB | HMH72B341 | XAFC48FBCN1+JMET12CS2N1 |  | 32600 | 25400 | 2.6 | 23800 | 2.12
JOHNSON CONTROLS | HMH7 | 211386650 | HRCU-A-CB | HMH72B341 | XAUC48FXXN1+JMET12CS2N1+TXV |  | 32600 | 25400 | 2.6 | 23800 | 2.12
JOHNSON CONTROLS | HMH7 | 211386677 | HRCU-A-CB | HMH72B341 | JHETC42FBCS2N1 |  | 32200 | 25200 | 2.6 | 23400 | 2.08
KANIONco |  | 205645144 | HMSV-A-CB | KWSMO-18R410AIH |  | Multizone All Non-ducted | 19000 | 12000 | 2.79 | 10205 | 1.97
KANIONco |  | 204760839 | HRCU-A-CB-O | KWSM-09IR410AHS21 | KWSM-09IR410AHS21 | Singlezone Non-ducted Wall Placement | 9800 | 6400 | 2.76 | 7801 | 1.91
KANIONco |  | 205645145 | HMSV-A-CB | KWSMO-30R410AIH |  | Multizone All Non-ducted | 28000 | 17200 | 2.8 | 17040 | 1.97
KARDA |  | 205724750 | HMSV-A-CB | 2KARDA27MZ3 |  | Multizone All Non-ducted | 28000 | 17200 | 2.8 | 17040 | 1.97
KARDA |  | 205823033 | HMSV-A-CB | 2KARDA18MZ2 |  | Multizone All Non-ducted | 19000 | 12000 | 2.79 | 10205 | 1.97
KARDA |  | 202608467 | HMSV-A-CB | 2PAMSH27-MZO3 |  | Multizone All Non-ducted | 28000 | 17200 | 2.82 | 16820 | 1.95
KEEPRITE | ProComfort | 205921376 | HRCU-A-CB | DLCSRAH24AAK | DLFSAAH24XAK | Singlezone Ducted, Centrally Ducted | 29000 | 17500 | 2.56 | 26970 | 1.91
KEEPRITE | High Tier | 202463651 | HRCU-A-CB-O | DLCPRAH24AAK | DLFPHAH24XAK | Singlezone Non-ducted Wall Placement | 24000 | 15450 | 3 | 24000 | 2
KEEPRITE | High Tier | 202463650 | HRCU-A-CB-O | DLCPRAH18AAK | DLFPHAH18XAK | Singlezone Non-ducted Wall Placement | 18000 | 12300 | 3.19 | 18000 | 2
KEEPRITE |  | 201835719 | HRCU-A-CB | DLCSRAH24AAK | DLFSDAH24XAK | Singlezone Ducted, "Compact Ducted" | 24000 | 17400 | 2.96 | 30000 | 1.93
KEEPRITE |  | 201835669 | HRCU-A-CB-O | DLCSRAH12AAJ | DLFSHAH12XAJ | Singlezone Non-ducted Wall Placement | 11800 | 7100 | 2.57 | 7800 | 2.01
KEEPRITE |  | 201835652 | HRCU-A-CB-O | DLCPRAH09AAK | DLFPHAH09XAK | Singlezone Non-ducted Wall Placement | 10000 | 7200 | 2.78 | 13047 | 1.97
KEEPRITE | Mid-tier | 201835717 | HRCU-A-CB-O | DLCSRAH18AAK | DLFSCAH18XAK | Singlezone Non-ducted, Ceiling Placement | 18000 | 12000 | 2.59 | 15710 | 2.4
KEEPRITE | Mid-tier | 201835671 | HRCU-A-CB-O | DLCSRAH09AAK | DLFSHAH09XAK | Singlezone Non-ducted Wall Placement | 12000 | 7500 | 2.65 | 9840 | 2.1
KEEPRITE | Mid-tier | 201835707 | HRCU-A-CB-O | DLCSRAH09AAK | DLFSCAH09XAK | Singlezone Non-ducted, Ceiling Placement | 10000 | 6700 | 2.58 | 11870 | 1.94
KENMORE | Mid-Tier | 205921377 | HRCU-A-CB | DLCSRAH24AAK | DLFSAAH24XAK | Singlezone Ducted, Centrally Ducted | 29000 | 17500 | 2.56 | 26970 | 1.91
KENMORE | High Tier | 202463652 | HRCU-A-CB-O | DLCPRAH18AAK | DLFPHAH18XAK | Singlezone Non-ducted Wall Placement | 18000 | 12300 | 3.19 | 18000 | 2
KENMORE |  | 201835764 | HRCU-A-CB-O | DLCSRAH12AAJ | DLFSHAH12XAJ | Singlezone Non-ducted Wall Placement | 11800 | 7100 | 2.57 | 7800 | 2.01
KENMORE |  | 201835815 | HRCU-A-CB | DLCSRAH24AAK | DLFSDAH24XAK | Singlezone Ducted, "Compact Ducted" | 24000 | 17400 | 2.96 | 30000 | 1.93
KENMORE |  | 201835749 | HRCU-A-CB-O | DLCPRAH09AAK | DLFPHAH09XAK | Singlezone Non-ducted Wall Placement | 10000 | 7200 | 2.78 | 13047 | 1.97
KENMORE | High Tier | 202463653 | HRCU-A-CB-O | DLCPRAH24AAK | DLFPHAH24XAK | Singlezone Non-ducted Wall Placement | 24000 | 15450 | 3 | 24000 | 2
KENMORE | Mid-tier | 201835813 | HRCU-A-CB-O | DLCSRAH18AAK | DLFSCAH18XAK | Singlezone Non-ducted, Ceiling Placement | 18000 | 12000 | 2.59 | 15710 | 2.4
KENMORE | Mid-tier | 201835766 | HRCU-A-CB-O | DLCSRAH09AAK | DLFSHAH09XAK | Singlezone Non-ducted Wall Placement | 12000 | 7500 | 2.65 | 9840 | 2.1
KENMORE | Mid-tier | 201835803 | HRCU-A-CB-O | DLCSRAH09AAK | DLFSCAH09XAK | Singlezone Non-ducted, Ceiling Placement | 10000 | 6700 | 2.58 | 11870 | 1.94
KERR |  | 205747697 | HRCU-A-CB-O | A-KMH18SU-1A | B-KMH18SU-1A | Singlezone Non-ducted Wall Placement | 18000 | 10900 | 2.58 | 11178 | 2.02
KERR |  | 206221393 | HRCU-A-CB-O | A-KMH24SU-1A | B-KMH24SU-1A | Singlezone Non-ducted Wall Placement | 30000 | 19400 | 2.95 | 26000 | 2.07
KERR |  | 201866481 | HMSV-A-CB | A-KMH36QU-1 |  | Multizone All Non-ducted | 36000 | 23200 | 2.78 | 36037 | 1.96
KINGHOME |  | 205756438 | HRCU-A-CB | KU36UHO | KU24UHI | Singlezone Ducted, Centrally Ducted | 24000 | 16300 | 2.7 | 24000 | 2.1
KINGHOME |  | 10338836 | HRCU-A-CB-O | KW18HUCA4DO | KW18HUCA4DI | Singlezone Non-ducted Wall Placement | 19000 | 12700 | 2.5 | 19190 | 2.85
KINGHOME |  | 10333040 | HRCU-A-CB-O | KW18HQ2B8DO | KW18HQ2B8DI | Singlezone Non-ducted Wall Placement | 19800 | 12400 | 2.51 | 21500 | 2.03
KINGHOME |  | 10333037 | HRCU-A-CB-O | KW12HQ2B8DO | KW12HQ2B8DI | Singlezone Non-ducted Wall Placement | 13000 | 7100 | 2.81 | 8000 | 2.73
KINGHOME |  | 10338140 | HRCU-A-CB-O | KW24HQ2B8DO | KW24HQ2B8DI | Singlezone Non-ducted Wall Placement | 23000 | 14600 | 2.73 | 22553 | 2.07
KINGHOME |  | 10333036 | HRCU-A-CB-O | KW09HQ2B8DO | KW09HQ2B8DI | Singlezone Non-ducted Wall Placement | 11000 | 6800 | 2.66 | 12976 | 2.09
KINGHOME |  | 10338834 | HRCU-A-CB-O | KW09HUCA4DO | KW09HUCA4DI | Singlezone Non-ducted Wall Placement | 9000 | 5380 | 2.97 | 10500 | 2.05
KINGHOME |  | 10338835 | HRCU-A-CB-O | KW12HUCA4DO | KW12HUCA4DI | Singlezone Non-ducted Wall Placement | 13000 | 8500 | 2.62 | 10200 | 2.01
KINGHOME |  | 10338159 | HRCU-A-CB-O | KW18HTCA3DO | KW18HTCA3DI | Singlezone Non-ducted Wall Placement | 19000 | 12100 | 2.81 | 15400 | 1.97
KINGHOME |  | 10338157 | HRCU-A-CB-O | KW09HTBA3DO | KW09HTBA3DI | Singlezone Non-ducted Wall Placement | 9800 | 5800 | 2.7 | 8000 | 2.13
KINGHOME |  | 10338158 | HRCU-A-CB-O | KW12HTBA3DO | KW12HTBA3DI | Singlezone Non-ducted Wall Placement | 13000 | 8000 | 3.13 | 8300 | 2.15
LENNOX |  | 201771988 | HMSV-A-CB | MLA030S4M-1P |  | Multizone All Non-ducted | 28000 | 18000 | 2.75 | 28160 | 2.04
LENNOX |  | 203343587 | HMSV-A-CB | MPB030S4M-2P |  | Multizone All Non-ducted | 28000 | 17200 | 2.82 | 16820 | 1.95
LENNOX |  | 201953307 | HRCU-A-CB | XP20-036-230A** | CBA38MV-042-230 | Singlezone Ducted, Centrally Ducted | 33000 | 21400 | 2.51 | 18600 | 2.16
LENNOX |  | 10058816 | HRCU-A-CB | MPB009S4S-1P | MMDA009S4-2P | Singlezone Ducted, "Compact Ducted" | 10000 | 6200 | 2.84 | 8071 | 2
LENNOX |  | 201771989 | HMSV-A-CB | MLA036S4M-1P |  | Multizone All Non-ducted | 36000 | 23200 | 2.78 | 36000 | 1.96
LENNOX | DAVE LENNOX SIGNATURE XP25 SERIES | 202073556 | HRCU-A-CB | XP25-048-230-** | CBA38MV-060-230*+TDR | Singlezone Ducted, Centrally Ducted | 47000 | 30000 | 2.5 | 25200 | 2.1
LENNOX | DAVE LENNOX SIGNATURE XP25 SERIES | 201930688 | HRCU-A-CB | XP25-036-230-** | CBA38MV-042-230*+TDR | Singlezone Ducted, Centrally Ducted | 33800 | 21400 | 2.57 | 18600 | 2.11
LENNOX | ELITE XP20 SERIES | 201842145 | HRCU-A-CB | XP20-060-230A** | CBA38MV-060-230*+TDR | Singlezone Ducted, Centrally Ducted | 54500 | 36200 | 2.5 | 30800 | 2.17
LENNOX | ELITE XP20 SERIES | 8550434 | HRCU-A-CB | XP20-024-230A** | CR33-48B*+TDR+TXV | Singlezone Ducted, Centrally Ducted | 22000 | 14700 | 2.53 | 12300 | 2.11
LENNOX | ELITE XP20 SERIES | 8550433 | HRCU-A-CB | XP20-024-230A** | CR33-48B*+TDR+TXV | Singlezone Ducted, Centrally Ducted | 22000 | 14700 | 2.53 | 12300 | 2.11
LENNOX | ELITE XP20 SERIES | 8550432 | HRCU-A-CB | XP20-024-230A** | CR33-48B*+TDR+TXV | Singlezone Ducted, Centrally Ducted | 22000 | 14700 | 2.52 | 12300 | 2.1
LENNOX | ELITE XP20 SERIES | 201842143 | HRCU-A-CB | XP20-024-230A** | CBA38MV-030-230*+TDR | Singlezone Ducted, Centrally Ducted | 21600 | 14000 | 2.53 | 12400 | 2.2
LENNOX | ELITE XP20 SERIES | 201953305 | HRCU-A-CB | XP20-036-230A** | CBA38MV-042-230*+TDR | Singlezone Ducted, Centrally Ducted | 33000 | 21400 | 2.51 | 18600 | 2.16
LENNOX |  | 201796630 | HRCU-A-CB-O | MPB009S4S-1P | MWMA009S4-3P | Singlezone Non-ducted Wall Placement | 9800 | 5800 | 2.74 | 7990 | 1.98
LENNOX |  | 201796631 | HRCU-A-CB-O | MPB012S4S-1P | MWMA012S4-3P | Singlezone Non-ducted Wall Placement | 12000 | 7700 | 2.75 | 9134 | 1.94
LENNOX |  | 201796629 | HRCU-A-CB-O | MPB012S4S-1L | MWMB012S4-2L | Singlezone Non-ducted Wall Placement | 12000 | 7600 | 2.59 | 6885 | 2
LENNOX |  | 10058835 | HRCU-A-CB-O | MPB018S4S-1P | M22A018S4-2P | Singlezone Non-ducted Wall Placement | 18000 | 12000 | 2.77 | 9410 | 1.98
LENNOX |  | 10058834 | HRCU-A-CB-O | MPB018S4S-1P | M22A018S4-1P | Singlezone Non-ducted Wall Placement | 18000 | 12000 | 2.77 | 9410 | 1.98
LENNOX |  | 10058831 | HRCU-A-CB-O | MPB009S4S-1P | M22A009S4-2P | Singlezone Non-ducted Wall Placement | 10000 | 5800 | 2.66 | 7878 | 1.97
LENNOX |  | 10058830 | HRCU-A-CB-O | MPB009S4S-1P | M22A009S4-1P | Singlezone Non-ducted Wall Placement | 10000 | 5800 | 2.66 | 7878 | 1.97
LENNOX |  | 10058827 | HRCU-A-CB-O | MPB024S4S-1P | MCFA024S4-2P | Singlezone Non-ducted Wall Placement | 24000 | 15000 | 2.85 | 17705 | 2.02
LENNOX |  | 10058826 | HRCU-A-CB-O | MPB024S4S-1P | MCFA024S4-1P | Singlezone Non-ducted Wall Placement | 24000 | 15000 | 2.85 | 17705 | 2.02
LENNOX |  | 10058825 | HRCU-A-CB-O | MPB018S4S-1P | MCFB018S4-2P | Singlezone Non-ducted Wall Placement | 18000 | 12000 | 2.71 | 10274 | 2.11
LENNOX |  | 10056176 | HRCU-A-CB-O | MPB024S4S-1P | MWMA024S4-2P | Singlezone Non-ducted Wall Placement | 25000 | 15300 | 2.7 | 18099 | 2.07
LENNOX |  | 10056175 | HRCU-A-CB-O | MPB024S4S-1P | MWMA024S4-1P | Singlezone Non-ducted Wall Placement | 25000 | 15300 | 2.7 | 18099 | 2.07
LENNOX |  | 10056172 | HRCU-A-CB-O | MPB012S4S-1P | MWMA012S4-2P | Singlezone Non-ducted Wall Placement | 12000 | 7700 | 2.75 | 9134 | 1.94
LENNOX |  | 10056174 | HRCU-A-CB-O | MPB018S4S-1P | MWMA018S4-2P | Singlezone Non-ducted Wall Placement | 18000 | 11400 | 2.72 | 11178 | 2.02
LENNOX |  | 10056173 | HRCU-A-CB-O | MPB018S4S-1P | MWMA018S4-1P | Singlezone Non-ducted Wall Placement | 18000 | 11400 | 2.72 | 11178 | 2.02
LENNOX |  | 10056171 | HRCU-A-CB-O | MPB012S4S-1P | MWMA012S4-1P | Singlezone Non-ducted Wall Placement | 12000 | 7700 | 2.75 | 9134 | 1.94
LENNOX |  | 10056170 | HRCU-A-CB-O | MPB009S4S-1P | MWMA009S4-2P | Singlezone Non-ducted Wall Placement | 9800 | 5800 | 2.74 | 7990 | 1.98
LENNOX |  | 10056168 | HRCU-A-CB-O | MPB012S4S-1L | MWMB012S4-1L | Singlezone Non-ducted Wall Placement | 12000 | 7600 | 2.59 | 6885 | 2
LENNOX |  | 10056169 | HRCU-A-CB-O | MPB009S4S-1P | MWMA009S4-1P | Singlezone Non-ducted Wall Placement | 9800 | 5800 | 2.74 | 7990 | 1.98
LENNOX |  | 9920055 | HMSV-A-CB | MLA036S4M-1P |  | Multizone All Non-ducted | 36000 | 23200 | 2.78 | 36000 | 1.96
LENNOX |  | 201796628 | HRCU-A-CB-O | MPB009S4S-1L | MWMB009S4-2L | Singlezone Non-ducted Wall Placement | 11000 | 6500 | 2.8 | 6776 | 1.95
LG |  | 205788771 | HRCU-A-CB-O | LUU480HHV | LCN489HV | Singlezone Non-ducted, Ceiling Placement | 52000 | 32600 | 2.99 | 52000 | 2.22
LG |  | 205788770 | HRCU-A-CB | LUU420HHV | LHN428HV | Singlezone Ducted, "Compact Ducted" | 48000 | 28400 | 2.92 | 48000 | 2.04
LG |  | 205788766 | HRCU-A-CB | LUU180HHV | LDN187HV4 | Singlezone Ducted, "Compact Ducted" | 20000 | 12200 | 2.52 | 20000 | 3.29
LG |  | 205788777 | HRCU-A-CB | LUU480HHV | LVN480HV | Singlezone Ducted, Centrally Ducted | 50000 | 30800 | 2.84 | 50000 | 2.11
LG |  | 205788776 | HRCU-A-CB | LUU420HHV | LVN420HV | Singlezone Ducted, Centrally Ducted | 48000 | 29200 | 2.88 | 48000 | 2.04
LG |  | 205788765 | HRCU-A-CB-O | LUU420HHV | LCN429HV | Singlezone Non-ducted, Ceiling Placement | 48000 | 29200 | 3.1 | 48000 | 2.04
LG |  | 205788772 | HRCU-A-CB | LUU480HHV | LHN488HV | Singlezone Ducted, "Compact Ducted" | 50000 | 31600 | 2.92 | 50000 | 2.17
LG |  | 8584526 | HRCU-A-CB-O | LAU240HYV1 | LAN240HYV1 | Singlezone Non-ducted Wall Placement | 27000 | 17200 | 2.8 | 23690 | 2.24
LG |  | 9680935 | HRCU-A-CB-O | LAU150HYV2 | LAN150HYV2 | Singlezone Non-ducted Wall Placement | 18000 | 11000 | 2.88 | 18940 | 2.57
LG |  | 8111355 | HMSV-A-CB | LMU30CHV |  | Multizone All Non-ducted | 32000 | 19600 | 2.74 | 20622 | 2.5
LG |  | 7184507 | HMSV-A-CB | LMU24CHV |  | Multizone Mix of Non-ducted and Ducted | 23250 | 14250 | 2.59 | 14109 | 2.43
LG |  | 8584525 | HRCU-A-CB-O | LAU180HYV1 | LAN180HYV1 | Singlezone Non-ducted Wall Placement | 22000 | 13000 | 2.78 | 19300 | 2.37
LG |  | 9680934 | HRCU-A-CB-O | LAU180HYV2 | LAN180HYV2 | Singlezone Non-ducted Wall Placement | 22000 | 13500 | 2.75 | 22600 | 2.37
LG | Prestige (Canada) | 6233140 | HRCU-A-CB-O | LAU120HYV | LAN120HYV | Singlezone Non-ducted Wall Placement | 13600 | 8400 | 3.57 | 13720 | 2.74
LG |  | 203381517 | HRCU-A-CB-O | LUU127HV | LCN128HV4 | Singlezone Non-ducted, Ceiling Placement | 14000 | 9100 | 2.72 | 10500 | 1.91
LG |  | 203161150 | HRCU-A-CB-O | LUU249HV | LCN248HV | Singlezone Non-ducted, Ceiling Placement | 27000 | 17500 | 2.73 | 23600 | 2
LG |  | 10516997 | HMSV-A-CB | LMU240HHV |  | Multizone Mix of Non-ducted and Ducted | 25000 | 16300 | 2.54 | 25000 | 2
LG | LGRED | 204825178 | HRCU-A-CB-O | LAU120HYV3 | LAN120HYV3 | Singlezone Non-ducted Wall Placement | 13600 | 8300 | 3.12 | 13600 | 2.91
LG | LGRED | 204825177 | HRCU-A-CB-O | LAU090HYV3 | LAN090HYV3 | Singlezone Non-ducted Wall Placement | 11000 | 6700 | 3.44 | 11000 | 3.13
LG | LG | 10570123 | HRCU-A-CB-O | LSU120HSV5 | LSN120HSV5 | Singlezone Non-ducted Wall Placement | 13600 | 8200 | 2.79 | 11930 | 2.38
LG |  | 10443472 | HMSV-A-CB | LMU360HHV |  | Multizone All Non-ducted | 41000 | 28000 | 2.9 | 41000 | 2.11
LG | LG | 10567391 | HRCU-A-CB-O | LSU180HSV5 | LSN180HSV5 | Singlezone Non-ducted Wall Placement | 21600 | 13250 | 2.77 | 19300 | 2.28
LG | LG | 10567390 | HRCU-A-CB-O | LSU180HSV5 | LAN180HSV5 | Singlezone Non-ducted Wall Placement | 21600 | 13250 | 2.77 | 19300 | 2.28
LG | LG | 10567394 | HRCU-A-CB-O | LSU090HSV5 | LSN090HSV5 | Singlezone Non-ducted Wall Placement | 10900 | 6600 | 3.39 | 9570 | 2.8
LG | LG | 10570122 | HRCU-A-CB-O | LSU120HSV5 | LAN120HSV5 | Singlezone Non-ducted Wall Placement | 13600 | 8350 | 2.85 | 11930 | 2.38
LG | LG | 10567393 | HRCU-A-CB-O | LSU090HSV5 | LAN090HSV5 | Singlezone Non-ducted Wall Placement | 10900 | 6690 | 3.44 | 9570 | 2.8
LG |  | 7947563 | HRCU-A-CB-O | LAU090HYV1 | LAN090HYV1 | Singlezone Non-ducted Wall Placement | 11000 | 6750 | 3.47 | 11220 | 2.88
LG |  | 10445111 | HMSV-A-CB | LMU360HHV |  | Multizone Mix of Non-ducted and Ducted | 40500 | 27500 | 2.68 | 40500 | 2.06
LG |  | 10443475 | HMSV-A-CB | LMU360HHV |  | Multizone All Ducted | 40000 | 27000 | 2.5 | 40000 | 2.01
LG |  | 10445374 | HMSV-A-CB | LMU240HHV |  | Multizone All Non-ducted | 26000 | 17400 | 2.8 | 26000 | 2.1
LG |  | 10445376 | HMSV-A-CB | LMU300HHV |  | Multizone All Non-ducted | 28600 | 18900 | 2.8 | 28600 | 2.16
LG |  | 8111358 | HMSV-A-CB | LMU480HV |  | Multizone All Non-ducted | 54000 | 34080 | 3.31 | 38900 | 2.52
LG |  | 10443474 | HMSV-A-CB | LMU420HHV |  | Multizone All Ducted | 45000 | 29000 | 2.71 | 45000 | 2.07
LG |  | 10444103 | HMSV-A-CB | LMU420HHV |  | Multizone Mix of Non-ducted and Ducted | 45000 | 29000 | 2.75 | 45000 | 2.11
LG |  | 7180063 | HMSV-A-CB | LMU36CHV |  | Multizone All Non-ducted | 36000 | 20000 | 2.62 | 22057 | 2.49
LG |  | 203161351 | HRCU-A-CB | LUU189HV | LVN181HV4 | Singlezone Ducted, Centrally Ducted | 20000 | 13000 | 2.7 | 20500 | 1.94
LG |  | 203381526 | HRCU-A-CB-O | LUU097HV | LCN098HV4 | Singlezone Non-ducted, Ceiling Placement | 11000 | 7000 | 2.93 | 8250 | 2.1
LG |  | 9122552 | HRCU-A-CB-O | LSU243HLV | LSN243HLV | Singlezone Non-ducted Wall Placement | 27000 | 17900 | 2.79 | 23690 | 2.07
LG |  | 7180062 | HMSV-A-CB | LMU24CHV |  | Multizone All Non-ducted | 24000 | 14500 | 2.72 | 14595 | 2.59
LG |  | 8931559 | HRCU-A-CB | LUU127HV | LDN127HV4 | Singlezone Ducted, "Compact Ducted" | 16000 | 10000 | 2.71 | 12000 | 1.95
LG |  | 10399150 | HRCU-A-CB | LUU368HV | LVN360HV4 | Singlezone Ducted, Centrally Ducted | 40000 | 25600 | 2.73 | 30000 | 2
LG | LONG PIPE | 204825182 | HRCU-A-CB-O | LSU243HLV3 | LSN243HLV3 | Singlezone Non-ducted Wall Placement | 26000 | 15800 | 2.66 | 23700 | 2.24
LG | LGRED | 204825179 | HRCU-A-CB-O | LAU150HYV3 | LAN150HYV3 | Singlezone Non-ducted Wall Placement | 18000 | 10900 | 3.51 | 18950 | 2.55
LG | LGRED | 204825180 | HRCU-A-CB-O | LAU180HYV3 | LAN180HYV3 | Singlezone Non-ducted Wall Placement | 21600 | 13100 | 3.1 | 21540 | 2.44
LG | LGRED | 204825181 | HRCU-A-CB-O | LAU240HYV3 | LAN240HYV3 | Singlezone Non-ducted Wall Placement | 26000 | 15800 | 2.66 | 23700 | 2.24
LG |  | 10570124 | HRCU-A-CB-O | LGU121HSV3 | LGN121HSV3 | Singlezone Non-ducted Wall Placement | 13600 | 8200 | 2.79 | 11930 | 2.38
LG |  | 7484109 | HRCU-A-CB-O | LSU090HSV4 | LAN090HSV4 | Singlezone Non-ducted Wall Placement | 10800 | 6600 | 3.45 | 9570 | 2.8
LG |  | 5859619 | HRCU-A-CB-O | LUU187HV | LCN187HV | Singlezone Non-ducted, Ceiling Placement | 20000 | 12500 | 2.88 | 11271 | 2.25
LG |  | 10443471 | HMSV-A-CB | LMU420HHV |  | Multizone All Non-ducted | 45000 | 29000 | 2.8 | 45000 | 2.15
LG | Multi F LGRED | 10516997 | HMSV-A-CB | LMU240HHV |  | Mixed Ducted and Non-Ducted Indoor Units | 25000 | 16300 | 2.54 | 25000 | 2
LG | Multi F LGRED | 10445374 | HMSV-A-CB | LMU240HHV |  | Non-Ducted Indoor Units | 26000 | 17400 | 2.8 | 26000 | 2.1
LG | Multi F Max LGRED | 10445376 | HMSV-A-CB | LMU300HHV |  | Non-Ducted Indoor Units | 28600 | 18900 | 2.8 | 28600 | 2.16
LG | Multi F Max LGRED | 10525928 | HMSV-A-CB | LMU300HHV |  | Mixed Ducted and Non-Ducted Indoor Units | 27800 | 18300 | 2.66 | 27800 | 2.08
LG | Multi F Max LGRED | 10445377 | HMSV-A-CB | LMU300HHV |  | Ducted Indoor Units | 27000 | 17700 | 2.51 | 27000 | 2
LG | Multi F Max LGRED | 206717012 | HMSV-A-CB | LMU361HHV |  | Mixed Ducted and Non-Ducted Indoor Units | 45000 | 29600 | 2.72 | 45000 | 2.26
LG | Single HSD | 203161353 | HRCU-A-CB | LUU249HV | LHN248HV | Mini-Splits | 27000 | 17500 | 2.64 | 21400 | 1.94
LG | Multi F Max LGRED | 206717006 | HMSV-A-CB | LMU361HHV |  | Ducted Indoor Units | 45000 | 29600 | 2.65 | 45000 | 2.25
LG | Multi F Max LGRED | 206717007 | HMSV-A-CB | LMU361HHV |  | Non-Ducted Indoor Units | 45000 | 29600 | 2.8 | 45000 | 2.27
LG | Multi F Max LGRED | 206717013 | HMSV-A-CB | LMU421HHV |  | Mixed Ducted and Non-Ducted Indoor Units | 48000 | 31600 | 2.66 | 48000 | 2.28
LG |  | 204825179 | HRCU-A-CB-O | LAU150HYV3 | LAN150HYV3 | Mini-Splits | 18000 | 10900 | 3.59 | 18950 | 2.55
LG | Single Cassette LGRED | 205788768 | HRCU-A-CB-O | LUU360HHV | LCN369HV | Mini-Splits | 40000 | 25400 | 2.81 | 37000 | 2.1
LG | Single V.AHU LGRED | 205788774 | HRCU-A-CB | LUU180HHV | LVN181HV4 | Mini-Splits | 20000 | 13400 | 2.57 | 16500 | 2.09
LG | Single Cassette LGRED | 205788771 | HRCU-A-CB-O | LUU480HHV | LCN489HV | Mini-Splits | 52000 | 32600 | 2.99 | 40500 | 2.2
LG | Single HSD LGRED | 205788770 | HRCU-A-CB | LUU420HHV | LHN428HV | Mini-Splits | 48000 | 28400 | 2.92 | 39500 | 2.07
LG | Single V.AHU LGRED | 205788776 | HRCU-A-CB | LUU420HHV | LVN420HV | Mini-Splits | 48000 | 29200 | 2.87 | 40000 | 2.27
LG | Single Cassette LGRED | 205788765 | HRCU-A-CB-O | LUU420HHV | LCN429HV | Mini-Splits | 48000 | 29200 | 3.1 | 40000 | 2.2
LG | Single HSD LGRED | 205788772 | HRCU-A-CB | LUU480HHV | LHN488HV | Mini-Splits | 50000 | 31600 | 2.92 | 41000 | 2.07
LG | Single V.AHU LGRED | 205788777 | HRCU-A-CB | LUU480HHV | LVN480HV | Mini-Splits | 50000 | 30800 | 2.84 | 40500 | 2.25
LG | Single Zone Cassette | 203381517 | HRCU-A-CB-O | LUU127HV | LCN128HV4 | Mini-Splits | 14000 | 9100 | 2.72 | 10700 | 2.13
LG |  | 204825178 | HRCU-A-CB-O | LAU120HYV3 | LAN120HYV3 | Mini-Splits | 13600 | 8300 | 3.16 | 13600 | 2.91
LG |  | 204825177 | HRCU-A-CB-O | LAU090HYV3 | LAN090HYV3 | Mini-Splits | 11000 | 6700 | 3.51 | 11000 | 3.13
LG | Single V.AHU | 203161352 | HRCU-A-CB | LUU249HV | LVN241HV4 | Mini-Splits | 27000 | 18700 | 2.6 | 21400 | 2.15
LG |  | 10567391 | HRCU-A-CB-O | LSU180HSV5 | LSN180HSV5 | Mini-Splits | 21600 | 13000 | 2.72 | 19300 | 2.28
LG |  | 10567390 | HRCU-A-CB-O | LSU180HSV5 | LAN180HSV5 | Mini-Splits | 21600 | 13000 | 2.72 | 19300 | 2.28
LG |  | 10567394 | HRCU-A-CB-O | LSU090HSV5 | LSN090HSV5 | Mini-Splits | 10900 | 6600 | 3.45 | 9570 | 2.8
LG |  | 10567393 | HRCU-A-CB-O | LSU090HSV5 | LAN090HSV5 | Mini-Splits | 10900 | 6600 | 3.45 | 9570 | 2.8
LG | Single V.AHU | 10401183 | HRCU-A-CB | LUU488HV | LVN480HV | Mini-Splits | 50000 | 37000 | 2.64 | 36800 | 2.18
LG | Single V.AHU | 10400575 | HRCU-A-CB | LUU428HV | LVN420HV | Mini-Splits | 47000 | 30600 | 2.7 | 36200 | 2.16
LG | Multi F Max LGRED | 206717008 | HMSV-A-CB | LMU421HHV |  | Ducted Indoor Units | 48000 | 31600 | 2.6 | 48000 | 2.27
LG | Multi F Max LGRED | 206717001 | HMSV-A-CB | LMU421HHV |  | Non-Ducted Indoor Units | 48000 | 31600 | 2.72 | 48000 | 2.29
LG | Multi F Max LGRED | 206717009 | HMSV-A-CB | LMU480HHV |  | Ducted Indoor Units | 52500 | 35000 | 2.55 | 52500 | 2.33
LG | Multi F Max LGRED | 206717014 | HMSV-A-CB | LMU480HHV |  | Mixed Ducted and Non-Ducted Indoor Units | 52500 | 35000 | 2.59 | 52500 | 2.33
LG | Single V.AHU | 203161351 | HRCU-A-CB | LUU189HV | LVN181HV4 | Mini-Splits | 20000 | 13000 | 2.66 | 16200 | 2.02
LG | Single Zone Cassette | 203381526 | HRCU-A-CB-O | LUU097HV | LCN098HV4 | Mini-Splits | 11000 | 7000 | 2.93 | 10100 | 2.11
LG | Multi F Max LGRED | 206717002 | HMSV-A-CB | LMU480HHV |  | Non-Ducted Indoor Units | 52500 | 35000 | 2.63 | 52500 | 2.34
LG | Single Zone Console | 205049407 | HRCU-A-CB-O | LUU127HV | LQN120HV4 | Mini-Splits | 13000 | 9200 | 2.72 | 10800 | 2.1
LG |  | 204825180 | HRCU-A-CB-O | LAU180HYV3 | LAN180HYV3 | Mini-Splits | 21600 | 13100 | 3.15 | 21600 | 2.44
LG |  | 204825181 | HRCU-A-CB-O | LAU240HYV3 | LAN240HYV3 | Mini-Splits | 26000 | 15800 | 2.82 | 23700 | 2.24
LG | Single Zone Console | 205049408 | HRCU-A-CB-O | LUU097HV | LQN090HV4 | Mini-Splits | 10100 | 6800 | 2.89 | 10200 | 1.94
LG |  | 207462345 | HRCU-A-CB-O | LSU181HSV5 | LAN181HSV5 | Mini-Splits | 21600 | 13000 | 2.78 | 19300 | 2.28
LG |  | 207348503 | HRCU-A-CB-O | LSU181HSV5 | LSN181HSV5 | Mini-Splits | 21600 | 13000 | 2.78 | 19300 | 2.28
LG | Single Zone Cassette | 211234500 | HRCU-A-CB-O | LUU090HV | LCN098HV4 | Mini-Splits | 11000 | 7000 | 2.93 | 10100 | 2.11
LG | Single Zone Console | 211234501 | HRCU-A-CB-O | LUU090HV | LQN090HV4 | Mini-Splits | 10100 | 6800 | 2.89 | 10200 | 1.94
LG | Single Zone Cassette | 211234502 | HRCU-A-CB-O | LUU120HV | LCN128HV4 | Mini-Splits | 14000 | 9100 | 2.72 | 10700 | 2.13
LG | Single Zone Console | 211234503 | HRCU-A-CB-O | LUU120HV | LQN120HV4 | Mini-Splits | 13000 | 9200 | 2.72 | 10800 | 2.1
LG | Single V.AHU | 211234505 | HRCU-A-CB | LUU180HV | LVN181HV4 | Mini-Splits | 20000 | 13000 | 2.66 | 16200 | 2.02
LG | Single HSD | 211234506 | HRCU-A-CB | LUU240HV | LHN248HV | Mini-Splits | 27000 | 17500 | 2.64 | 21400 | 1.94
LG | Single V.AHU | 211234507 | HRCU-A-CB | LUU240HV | LVN241HV4 | Mini-Splits | 27000 | 18700 | 2.6 | 21400 | 2.15
LG | Single Zone Cassette | 211234508 | HRCU-A-CB-O | LUU360HV | LCN369HV | Mini-Splits | 40000 | 24000 | 2.65 | 37000 | 2.1
LG | Single Zone Cassette | 211234514 | HRCU-A-CB-O | LUU420HV | LCN429HV | Mini-Splits | 47000 | 28000 | 2.97 | 40000 | 2.2
LG | Single V.AHU | 211234515 | HRCU-A-CB | LUU420HV | LVN420HV | Mini-Splits | 47000 | 29200 | 2.58 | 36200 | 2.16
LUXAIRE |  | 10309107 | HRCU-A-CB | HL20B4821 | CM50DE3A1+MVC20DN21 | Singlezone Ducted, Centrally Ducted | 58000 | 42500 | 2.56 | 34000 | 2.51
LUXAIRE | HMH7 | 211386835 | HRCU-A-CB | HMH72B341 | XAFC36DXXN1+TXV |  | 34000 | 25800 | 2.52 | 24400 | 2.08
LUXAIRE | HMH7 | 211386851 | HRCU-A-CB | HMH72B341 | XAFC36DBCN1 |  | 34000 | 25800 | 2.52 | 24400 | 2.08
LUXAIRE | HMH7 | 211387237 | HRCU-A-CB | HMH72B341 | XAFB30CXXN1+TXV |  | 34000 | 26600 | 2.5 | 23800 | 2
LUXAIRE | HMH7 | 211387251 | HRCU-A-CB | HMH72B341 | XAUB30CXXN1+TXV |  | 34000 | 26600 | 2.5 | 23800 | 2
LUXAIRE | HMH7 | 211392462 | HRCU-A-CB | HMH72B341 | XAFB30CXXN1+TXV |  | 34000 | 26800 | 2.54 | 23800 | 2.02
LUXAIRE | HMH7 | 211392477 | HRCU-A-CB | HMH72B341 | XAFB30CXXN1+TXV |  | 34000 | 26800 | 2.54 | 23800 | 2.02
LUXAIRE | HMH7 | 211392492 | HRCU-A-CB | HMH72B341 | XAUB30CXXN1+TXV |  | 34000 | 26800 | 2.54 | 23800 | 2.02
LUXAIRE | HMH7 | 211392507 | HRCU-A-CB | HMH72B341 | XAUB30CXXN1+TXV |  | 34000 | 26800 | 2.54 | 23800 | 2.02
LUXAIRE | HMH7 | 211393443 | HRCU-A-CB | HMH72B341 | XAFC36DXXN1+TXV |  | 34000 | 25600 | 2.54 | 24200 | 2.1
LUXAIRE | HMH7 | 211393458 | HRCU-A-CB | HMH72B341 | XAFC36DBCN1 |  | 34000 | 25600 | 2.54 | 24200 | 2.1
LUXAIRE | HMH7 | 211393632 | HRCU-A-CB | HMH72B341 | JHETB36DBCS2N1 |  | 33800 | 25400 | 2.56 | 23800 | 2.12
LUXAIRE | HMH7 | 211393914 | HRCU-A-CB | HMH72B341 | XAFD48FXXN1+TXV |  | 32400 | 25400 | 2.54 | 23600 | 2.06
LUXAIRE | HMH7 | 211393929 | HRCU-A-CB | HMH72B341 | XAFD48FBCN1 |  | 32400 | 25400 | 2.54 | 23600 | 2.06
LUXAIRE | HMH7 | 211394328 | HRCU-A-CB | HMH72B341 | XAFD48FXXN1+TXV |  | 32400 | 25400 | 2.58 | 23800 | 2.1
LUXAIRE | HMH7 | 211394342 | HRCU-A-CB | HMH72B341 | XAFD48FXXN1+TXV |  | 32400 | 25400 | 2.58 | 23800 | 2.1
LUXAIRE | HMH7 | 211394356 | HRCU-A-CB | HMH72B341 | XAFD48FXXN1+TXV |  | 32400 | 25400 | 2.58 | 23800 | 2.1
LUXAIRE | HMH7 | 211394362 | HRCU-A-CB | HMH72B341 | XAFD48FBCN1 |  | 32400 | 25400 | 2.58 | 23800 | 2.1
LUXAIRE | HMH7 | 211394373 | HRCU-A-CB | HMH72B341 | XAFD48FBCN1 |  | 32400 | 25400 | 2.58 | 23800 | 2.1
LUXAIRE | HMH7 | 211394388 | HRCU-A-CB | HMH72B341 | XAFD48FBCN1 |  | 32400 | 25400 | 2.58 | 23800 | 2.1
LUXAIRE | HMH7 | 211394898 | HRCU-A-CB | HMH72B341 | XAFC48FXXN1+TXV |  | 32400 | 25400 | 2.56 | 23800 | 2.08
LUXAIRE | HMH7 | 211394912 | HRCU-A-CB | HMH72B341 | XAFC48FXXN1+TXV |  | 32400 | 25400 | 2.56 | 23800 | 2.08
LUXAIRE | HMH7 | 211394926 | HRCU-A-CB | HMH72B341 | XAFC48FXXN1+TXV |  | 32400 | 25400 | 2.56 | 23800 | 2.08
LUXAIRE | HMH7 | 211394931 | HRCU-A-CB | HMH72B341 | XAFC48FBCN1 |  | 32400 | 25400 | 2.56 | 23800 | 2.08
LUXAIRE | HMH7 | 211394944 | HRCU-A-CB | HMH72B341 | XAUC48FXXN1+TXV |  | 32400 | 25400 | 2.56 | 23800 | 2.08
LUXAIRE | HMH7 | 211394959 | HRCU-A-CB | HMH72B341 | XAFC48FBCN1 |  | 32400 | 25400 | 2.56 | 23800 | 2.08
LUXAIRE | HMH7 | 211394973 | HRCU-A-CB | HMH72B341 | XAUC48FXXN1+TXV |  | 32400 | 25400 | 2.56 | 23800 | 2.08
LUXAIRE | HMH7 | 211394988 | HRCU-A-CB | HMH72B341 | XAFC48FBCN1 |  | 32400 | 25400 | 2.56 | 23800 | 2.08
LUXAIRE | HMH7 | 211394994 | HRCU-A-CB | HMH72B341 | XAUC48FXXN1+TXV |  | 32400 | 25400 | 2.56 | 23800 | 2.08
LUXAIRE | HMH7 | 211396423 | HRCU-A-CB | HMH72B341 | XAHD48FXXN1+TXV |  | 32400 | 25200 | 2.52 | 23800 | 2.06
LUXAIRE | HMH7 | 211396444 | HRCU-A-CB | HMH72B341 | XAHD48FXXN1+TXV |  | 32400 | 25200 | 2.52 | 23800 | 2.06
LUXAIRE | HMH7 | 211396469 | HRCU-A-CB | HMH72B341 | XAHD48FBCN1 |  | 32400 | 25200 | 2.52 | 23800 | 2.06
LUXAIRE | HMH7 | 211396491 | HRCU-A-CB | HMH72B341 | XAHD48FBCN1 |  | 32400 | 25200 | 2.52 | 23800 | 2.06
LUXAIRE | HMH7 | 211397044 | HRCU-A-CB | HMH72B341 | XAHC48FXXN1+TXV |  | 32400 | 25200 | 2.52 | 23800 | 2.06
LUXAIRE | HMH7 | 211397059 | HRCU-A-CB | HMH72B341 | XAHC48FXXN1+TXV |  | 32400 | 25200 | 2.52 | 23800 | 2.06
LUXAIRE | HMH7 | 211397074 | HRCU-A-CB | HMH72B341 | XAHC48FXXN1+TXV |  | 32400 | 25200 | 2.52 | 23800 | 2.06
LUXAIRE | HMH7 | 211397089 | HRCU-A-CB | HMH72B341 | XAHC48FXXN1+TXV |  | 32400 | 25200 | 2.52 | 23800 | 2.06
LUXAIRE | HMH7 | 211397104 | HRCU-A-CB | HMH72B341 | XAHC48FXXN1+TXV |  | 32400 | 25200 | 2.52 | 23800 | 2.06
LUXAIRE | HMH7 | 211397116 | HRCU-A-CB | HMH72B341 | XAHC48FXXN1+TXV |  | 32400 | 25200 | 2.52 | 23800 | 2.06
LUXAIRE | HMH7 | 211397122 | HRCU-A-CB | HMH72B341 | XAHC48FXXN1+TXV |  | 32400 | 25200 | 2.52 | 23800 | 2.06
LUXAIRE | HMH7 | 211397129 | HRCU-A-CB | HMH72B341 | XAHC48FBCN1 |  | 32400 | 25200 | 2.52 | 23800 | 2.06
LUXAIRE | HMH7 | 211397140 | HRCU-A-CB | HMH72B341 | XAHC48FBCN1 |  | 32400 | 25200 | 2.52 | 23800 | 2.06
LUXAIRE | HMH7 | 211397155 | HRCU-A-CB | HMH72B341 | XAHC48FBCN1 |  | 32400 | 25200 | 2.52 | 23800 | 2.06
LUXAIRE | HMH7 | 211397166 | HRCU-A-CB | HMH72B341 | XAHC48FBCN1 |  | 32400 | 25200 | 2.52 | 23800 | 2.06
LUXAIRE | HMH7 | 211397176 | HRCU-A-CB | HMH72B341 | XAHC48FBCN1 |  | 32400 | 25200 | 2.52 | 23800 | 2.06
LUXAIRE | HMH7 | 211397188 | HRCU-A-CB | HMH72B341 | XAHC48FBCN1 |  | 32400 | 25200 | 2.52 | 23800 | 2.06
LUXAIRE | HMH7 | 211397195 | HRCU-A-CB | HMH72B341 | XAHC48FBCN1 |  | 32400 | 25200 | 2.52 | 23800 | 2.06
LUXAIRE | HMH7 | 211386406 | HRCU-A-CB | HMH72B341 | XAFD48FXXN1+TXV |  | 32400 | 25400 | 2.58 | 23800 | 2.1
LUXAIRE | HMH7 | 211386419 | HRCU-A-CB | HMH72B341 | XAFD48FBCN1 |  | 32400 | 25400 | 2.58 | 23800 | 2.1
LUXAIRE | HMH7 | 211390172 | HRCU-A-CB | HMH72B341 | XAFC36DXXN1+TXV |  | 34000 | 25400 | 2.54 | 24000 | 2.1
LUXAIRE | HMH7 | 211390254 | HRCU-A-CB | HMH72B341 | XAFC36DBCN1 |  | 34000 | 25400 | 2.54 | 24000 | 2.1
LUXAIRE | HMH7 | 211391818 | HRCU-A-CB | HMH72B341 | XAFB36DXXN1+TXV |  | 33800 | 25400 | 2.5 | 23800 | 2.06
LUXAIRE | HMH7 | 211391832 | HRCU-A-CB | HMH72B341 | XAFB36DXXN1+TXV |  | 33800 | 25400 | 2.5 | 23800 | 2.06
LUXAIRE | HMH7 | 211391847 | HRCU-A-CB | HMH72B341 | XAFB36DBCN1 |  | 33800 | 25400 | 2.5 | 23800 | 2.06
LUXAIRE | HMH7 | 211391861 | HRCU-A-CB | HMH72B341 | XAUB36DXXN1+TXV |  | 33800 | 25400 | 2.5 | 23800 | 2.06
LUXAIRE | HMH7 | 211391876 | HRCU-A-CB | HMH72B341 | XAFB36DBCN1 |  | 33800 | 25400 | 2.5 | 23800 | 2.06
LUXAIRE | HMH7 | 211391891 | HRCU-A-CB | HMH72B341 | XAUB36DXXN1+TXV |  | 33800 | 25400 | 2.5 | 23800 | 2.06
LUXAIRE | HMH7 | 211392352 | HRCU-A-CB | HMH72B341 | XAFC30CXXN1+TXV |  | 34000 | 26800 | 2.54 | 23800 | 2.02
LUXAIRE | HMH7 | 211392367 | HRCU-A-CB | HMH72B341 | XAFC30CXXN1+TXV |  | 34000 | 26800 | 2.54 | 23800 | 2.02
LUXAIRE | HMH7 | 211393619 | HRCU-A-CB | HMH72B341 | JHVTB36DBCC2N1 |  | 33800 | 25200 | 2.54 | 23800 | 2.1
LUXAIRE | HMH7 | 211393824 | HRCU-A-CB | HMH72B341 | XAFD48FXXN1+TXV |  | 32400 | 25400 | 2.56 | 23800 | 2.08
LUXAIRE | HMH7 | 211393839 | HRCU-A-CB | HMH72B341 | XAFD48FBCN1 |  | 32400 | 25400 | 2.56 | 23800 | 2.08
LUXAIRE | HMH7 | 211395070 | HRCU-A-CB | HMH72B341 | XAHC48FXXN1+TXV |  | 31800 | 24800 | 2.5 | 23200 | 2.02
LUXAIRE | HMH7 | 211395088 | HRCU-A-CB | HMH72B341 | XAHC48FXXN1+TXV |  | 31800 | 24800 | 2.5 | 23200 | 2.02
LUXAIRE | HMH7 | 211395109 | HRCU-A-CB | HMH72B341 | XAHC48FXXN1+TXV |  | 31800 | 24800 | 2.5 | 23200 | 2.02
LUXAIRE | HMH7 | 211395118 | HRCU-A-CB | HMH72B341 | XAHC48FBCN1 |  | 31800 | 24800 | 2.5 | 23200 | 2.02
LUXAIRE | HMH7 | 211395143 | HRCU-A-CB | HMH72B341 | XAHC48FBCN1 |  | 31800 | 24800 | 2.5 | 23200 | 2.02
LUXAIRE | HMH7 | 211395165 | HRCU-A-CB | HMH72B341 | XAHC48FBCN1 |  | 31800 | 24800 | 2.5 | 23200 | 2.02
LUXAIRE | HMH7 | 211395927 | HRCU-A-CB | HMH72B341 | XAHD48FXXN1+TXV |  | 31800 | 24800 | 2.5 | 23200 | 2.02
LUXAIRE | HMH7 | 211395941 | HRCU-A-CB | HMH72B341 | XAHD48FBCN1 |  | 31800 | 24800 | 2.5 | 23200 | 2.02
LUXAIRE | HMH7 | 211396647 | HRCU-A-CB | HMH72B341 | XAFC48FXXN1+TXV |  | 33000 | 25600 | 2.56 | 24200 | 2.1
LUXAIRE | HMH7 | 211396688 | HRCU-A-CB | HMH72B341 | XAFC48FBCN1 |  | 33000 | 25600 | 2.56 | 24200 | 2.1
LUXAIRE | HMH7 | 211396703 | HRCU-A-CB | HMH72B341 | XAUC48FXXN1+TXV |  | 33000 | 25600 | 2.56 | 24200 | 2.1
LUXAIRE | HMH7 | 211397216 | HRCU-A-CB | HMH72B341 | XAHD48FXXN1+TXV |  | 32400 | 25400 | 2.5 | 24000 | 2.06
LUXAIRE | HMH7 | 211397299 | HRCU-A-CB | HMH72B341 | XAHD48FBCN1 |  | 32400 | 25400 | 2.5 | 24000 | 2.06
LUXAIRE | HMH7 | 211386138 | HRCU-A-CB | HMH72B341 | XAFC48FXXN1+TXV |  | 32400 | 25400 | 2.56 | 23800 | 2.08
LUXAIRE | HMH7 | 211386154 | HRCU-A-CB | HMH72B341 | XAFC48FBCN1 |  | 32400 | 25400 | 2.56 | 23800 | 2.08
LUXAIRE | HMH7 | 211386168 | HRCU-A-CB | HMH72B341 | XAUC48FXXN1+TXV |  | 32400 | 25400 | 2.56 | 23800 | 2.08
LUXAIRE | HMH7 | 211386359 | HRCU-A-CB | HMH72B341 | XAHD48FXXN1+TXV |  | 32000 | 24800 | 2.54 | 23200 | 2.06
LUXAIRE | HMH7 | 211386370 | HRCU-A-CB | HMH72B341 | XAHD48FBCN1 |  | 32000 | 24800 | 2.54 | 23200 | 2.06
LUXAIRE | HMH7 | 211388613 | HRCU-A-CB | HMH72B341 | XAFC36DXXN1+TXV |  | 33600 | 25200 | 2.52 | 23800 | 2.08
LUXAIRE | HMH7 | 211388628 | HRCU-A-CB | HMH72B341 | XAFC36DBCN1 |  | 33600 | 25200 | 2.52 | 23800 | 2.08
LUXAIRE | HMH7 | 211388702 | HRCU-A-CB | HMH72B341 | XAFC36DXXN1+TXV |  | 33600 | 25200 | 2.52 | 23800 | 2.08
LUXAIRE | HMH7 | 211388717 | HRCU-A-CB | HMH72B341 | XAFC36DBCN1 |  | 33600 | 25200 | 2.52 | 23800 | 2.08
LUXAIRE | HMH7 | 211389274 | HRCU-A-CB | HMH72B341 | XAHC36DXXN1+TXV |  | 33800 | 25400 | 2.5 | 24200 | 2.08
LUXAIRE | HMH7 | 211389304 | HRCU-A-CB | HMH72B341 | XAHC36DBCN1 |  | 33800 | 25400 | 2.5 | 24200 | 2.08
LUXAIRE | HMH7 | 211392056 | HRCU-A-CB | HMH72B341 | XAFC36DXXN1+TXV |  | 33600 | 25200 | 2.52 | 23600 | 2.08
LUXAIRE | HMH7 | 211392061 | HRCU-A-CB | HMH72B341 | XAFC36DXXN1+TXV |  | 33600 | 25200 | 2.52 | 23600 | 2.08
LUXAIRE | HMH7 | 211392075 | HRCU-A-CB | HMH72B341 | XAFC36DBCN1 |  | 33600 | 25200 | 2.52 | 23600 | 2.08
LUXAIRE | HMH7 | 211392090 | HRCU-A-CB | HMH72B341 | XAFC36DBCN1 |  | 33600 | 25200 | 2.52 | 23600 | 2.08
LUXAIRE | HMH7 | 211393355 | HRCU-A-CB | HMH72B341 | XAFC36DXXN1+TXV |  | 34000 | 25400 | 2.56 | 24000 | 2.12
LUXAIRE | HMH7 | 211393369 | HRCU-A-CB | HMH72B341 | XAFC36DBCN1 |  | 34000 | 25400 | 2.56 | 24000 | 2.12
LUXAIRE | HMH7 | 211394692 | HRCU-A-CB | HMH72B341 | XAHD48FXXN1+TXV |  | 31800 | 24800 | 2.52 | 23200 | 2.04
LUXAIRE | HMH7 | 211394706 | HRCU-A-CB | HMH72B341 | XAHD48FXXN1+TXV |  | 31800 | 24800 | 2.52 | 23200 | 2.04
LUXAIRE | HMH7 | 211394718 | HRCU-A-CB | HMH72B341 | XAHD48FXXN1+TXV |  | 31800 | 24800 | 2.52 | 23200 | 2.04
LUXAIRE | HMH7 | 211394724 | HRCU-A-CB | HMH72B341 | XAHD48FBCN1 |  | 31800 | 24800 | 2.52 | 23200 | 2.04
LUXAIRE | HMH7 | 211394738 | HRCU-A-CB | HMH72B341 | XAHD48FBCN1 |  | 31800 | 24800 | 2.52 | 23200 | 2.04
LUXAIRE | HMH7 | 211394753 | HRCU-A-CB | HMH72B341 | XAHD48FBCN1 |  | 31800 | 24800 | 2.52 | 23200 | 2.04
LUXAIRE | HMH7 | 211394830 | HRCU-A-CB | HMH72B341 | XAFD48FXXN1+TXV |  | 32400 | 25400 | 2.58 | 23600 | 2.08
LUXAIRE | HMH7 | 211394844 | HRCU-A-CB | HMH72B341 | XAFD48FXXN1+TXV |  | 32400 | 25400 | 2.58 | 23600 | 2.08
LUXAIRE | HMH7 | 211394859 | HRCU-A-CB | HMH72B341 | XAFD48FXXN1+TXV |  | 32400 | 25400 | 2.58 | 23600 | 2.08
LUXAIRE | HMH7 | 211394865 | HRCU-A-CB | HMH72B341 | XAFD48FBCN1 |  | 32400 | 25400 | 2.58 | 23600 | 2.08
LUXAIRE | HMH7 | 211394878 | HRCU-A-CB | HMH72B341 | XAFD48FBCN1 |  | 32400 | 25400 | 2.58 | 23600 | 2.08
LUXAIRE | HMH7 | 211394893 | HRCU-A-CB | HMH72B341 | XAFD48FBCN1 |  | 32400 | 25400 | 2.58 | 23600 | 2.08
LUXAIRE | HMH7 | 211394999 | HRCU-A-CB | HMH72B341 | XAHD48FXXN1+TXV |  | 31800 | 25000 | 2.5 | 23200 | 2.02
LUXAIRE | HMH7 | 211395013 | HRCU-A-CB | HMH72B341 | XAHD48FXXN1+TXV |  | 31800 | 25000 | 2.5 | 23200 | 2.02
LUXAIRE | HMH7 | 211395027 | HRCU-A-CB | HMH72B341 | XAHD48FXXN1+TXV |  | 31800 | 25000 | 2.5 | 23200 | 2.02
LUXAIRE | HMH7 | 211395032 | HRCU-A-CB | HMH72B341 | XAHD48FBCN1 |  | 31800 | 25000 | 2.5 | 23200 | 2.02
LUXAIRE | HMH7 | 211395044 | HRCU-A-CB | HMH72B341 | XAHD48FBCN1 |  | 31800 | 25000 | 2.5 | 23200 | 2.02
LUXAIRE | HMH7 | 211395060 | HRCU-A-CB | HMH72B341 | XAHD48FBCN1 |  | 31800 | 25000 | 2.5 | 23200 | 2.02
LUXAIRE | HMH7 | 211395954 | HRCU-A-CB | HMH72B341 | XAHC48FXXN1+TXV |  | 31800 | 24800 | 2.5 | 23200 | 2.02
LUXAIRE | HMH7 | 211395968 | HRCU-A-CB | HMH72B341 | XAHC48FBCN1 |  | 31800 | 24800 | 2.5 | 23200 | 2.02
LUXAIRE | HMH7 | 211397378 | HRCU-A-CB | HMH72B341 | XAHC48FXXN1+TXV |  | 32400 | 25400 | 2.5 | 24000 | 2.04
LUXAIRE | HMH7 | 211397457 | HRCU-A-CB | HMH72B341 | XAHC48FBCN1 |  | 32400 | 25400 | 2.5 | 24000 | 2.04
LUXAIRE | HMH7 | 211398153 | HRCU-A-CB | HMH72B341 | XAHC48FXXN1+TXV |  | 31600 | 24800 | 2.52 | 23200 | 2.04
LUXAIRE | HMH7 | 211398161 | HRCU-A-CB | HMH72B341 | XAHC48FXXN1+TXV |  | 31600 | 24800 | 2.52 | 23200 | 2.04
LUXAIRE | HMH7 | 211398176 | HRCU-A-CB | HMH72B341 | XAHC48FBCN1 |  | 31600 | 24800 | 2.52 | 23200 | 2.04
LUXAIRE | HMH7 | 211398191 | HRCU-A-CB | HMH72B341 | XAHC48FBCN1 |  | 31600 | 24800 | 2.52 | 23200 | 2.04
LUXAIRE | HMH7 | 211398511 | HRCU-A-CB | HMH72B341 | XAFC48FXXN1+TXV |  | 32400 | 25400 | 2.56 | 23600 | 2.06
LUXAIRE | HMH7 | 211398526 | HRCU-A-CB | HMH72B341 | XAFC48FXXN1+TXV |  | 32400 | 25400 | 2.56 | 23600 | 2.06
LUXAIRE | HMH7 | 211398541 | HRCU-A-CB | HMH72B341 | XAFC48FBCN1 |  | 32400 | 25400 | 2.56 | 23600 | 2.06
LUXAIRE | HMH7 | 211398557 | HRCU-A-CB | HMH72B341 | XAUC48FXXN1+TXV |  | 32400 | 25400 | 2.56 | 23600 | 2.06
LUXAIRE | HMH7 | 211398571 | HRCU-A-CB | HMH72B341 | XAFC48FBCN1 |  | 32400 | 25400 | 2.56 | 23600 | 2.06
LUXAIRE | HMH7 | 211398586 | HRCU-A-CB | HMH72B341 | XAUC48FXXN1+TXV |  | 32400 | 25400 | 2.56 | 23600 | 2.06
LUXAIRE | HMH7 | 211385830 | HRCU-A-CB | HMH72B341 | XAFC48FXXN1+TXV |  | 32200 | 25200 | 2.56 | 23400 | 2.06
LUXAIRE | HMH7 | 211385840 | HRCU-A-CB | HMH72B341 | XAFC48FXXN1+TXV |  | 32200 | 25200 | 2.56 | 23400 | 2.06
LUXAIRE | HMH7 | 211385853 | HRCU-A-CB | HMH72B341 | XAFC48FBCN1 |  | 32200 | 25200 | 2.56 | 23400 | 2.06
LUXAIRE | HMH7 | 211385868 | HRCU-A-CB | HMH72B341 | XAUC48FXXN1+TXV |  | 32200 | 25200 | 2.56 | 23400 | 2.06
LUXAIRE | HMH7 | 211385884 | HRCU-A-CB | HMH72B341 | XAFC48FBCN1 |  | 32200 | 25200 | 2.56 | 23400 | 2.06
LUXAIRE | HMH7 | 211385900 | HRCU-A-CB | HMH72B341 | XAUC48FXXN1+TXV |  | 32200 | 25200 | 2.56 | 23400 | 2.06
LUXAIRE | HMH7 | 211386051 | HRCU-A-CB | HMH72B341 | XAHD48FXXN1+TXV |  | 32000 | 25000 | 2.52 | 23400 | 2.04
LUXAIRE | HMH7 | 211386065 | HRCU-A-CB | HMH72B341 | XAHD48FBCN1 |  | 32000 | 25000 | 2.52 | 23400 | 2.04
LUXAIRE | HMH7 | 211387047 | HRCU-A-CB | HMH72B341 | XAFB30CXXN1+TXV |  | 34000 | 26800 | 2.54 | 23800 | 2.02
LUXAIRE | HMH7 | 211387060 | HRCU-A-CB | HMH72B341 | XAUB30CXXN1+TXV |  | 34000 | 26800 | 2.54 | 23800 | 2.02
LUXAIRE | HMH7 | 211387180 | HRCU-A-CB | HMH72B341 | XAFC30CXXN1+TXV |  | 34000 | 26600 | 2.52 | 23800 | 2
LUXAIRE | HMH7 | 211387623 | HRCU-A-CB | HMH72B341 | XAFC36DXXN1+TXV |  | 33800 | 25400 | 2.52 | 23800 | 2.08
LUXAIRE | HMH7 | 211387632 | HRCU-A-CB | HMH72B341 | XAFC36DXXN1+TXV |  | 33800 | 25400 | 2.52 | 23800 | 2.08
LUXAIRE | HMH7 | 211387641 | HRCU-A-CB | HMH72B341 | XAFC36DXXN1+TXV |  | 33800 | 25400 | 2.52 | 23800 | 2.08
LUXAIRE | HMH7 | 211387644 | HRCU-A-CB | HMH72B341 | XAFC36DBCN1 |  | 33800 | 25400 | 2.52 | 23800 | 2.08
LUXAIRE | HMH7 | 211387649 | HRCU-A-CB | HMH72B341 | XAFC36DBCN1 |  | 33800 | 25400 | 2.52 | 23800 | 2.08
LUXAIRE | HMH7 | 211387658 | HRCU-A-CB | HMH72B341 | XAFC36DBCN1 |  | 33800 | 25400 | 2.52 | 23800 | 2.08
LUXAIRE | HMH7 | 211389377 | HRCU-A-CB | HMH72B341 | XAFC36DXXN1+TXV |  | 34000 | 25800 | 2.56 | 24600 | 2.12
LUXAIRE | HMH7 | 211389403 | HRCU-A-CB | HMH72B341 | XAFC36DBCN1 |  | 34000 | 25800 | 2.56 | 24600 | 2.12
LUXAIRE | HMH7 | 211390158 | HRCU-A-CB | HMH72B341 | XAFC36DXXN1+TXV |  | 34000 | 25400 | 2.54 | 24000 | 2.1
LUXAIRE | HMH7 | 211390186 | HRCU-A-CB | HMH72B341 | XAFC36DXXN1+TXV |  | 34000 | 25400 | 2.54 | 24000 | 2.1
LUXAIRE | HMH7 | 211390199 | HRCU-A-CB | HMH72B341 | XAFC36DXXN1+TXV |  | 34000 | 25400 | 2.54 | 24000 | 2.1
LUXAIRE | HMH7 | 211390213 | HRCU-A-CB | HMH72B341 | XAFC36DXXN1+TXV |  | 34000 | 25400 | 2.54 | 24000 | 2.1
LUXAIRE | HMH7 | 211390228 | HRCU-A-CB | HMH72B341 | XAFC36DXXN1+TXV |  | 34000 | 25400 | 2.54 | 24000 | 2.1
LUXAIRE | HMH7 | 211390234 | HRCU-A-CB | HMH72B341 | XAFC36DXXN1+TXV |  | 34000 | 25400 | 2.54 | 24000 | 2.1
LUXAIRE | HMH7 | 211390239 | HRCU-A-CB | HMH72B341 | XAFC36DBCN1 |  | 34000 | 25400 | 2.54 | 24000 | 2.1
LUXAIRE | HMH7 | 211390268 | HRCU-A-CB | HMH72B341 | XAFC36DBCN1 |  | 34000 | 25400 | 2.54 | 24000 | 2.1
LUXAIRE | HMH7 | 211390282 | HRCU-A-CB | HMH72B341 | XAFC36DBCN1 |  | 34000 | 25400 | 2.54 | 24000 | 2.1
LUXAIRE | HMH7 | 211390296 | HRCU-A-CB | HMH72B341 | XAFC36DBCN1 |  | 34000 | 25400 | 2.54 | 24000 | 2.1
LUXAIRE | HMH7 | 211390310 | HRCU-A-CB | HMH72B341 | XAFC36DBCN1 |  | 34000 | 25400 | 2.54 | 24000 | 2.1
LUXAIRE | HMH7 | 211390315 | HRCU-A-CB | HMH72B341 | XAFC36DBCN1 |  | 34000 | 25400 | 2.54 | 24000 | 2.1
LUXAIRE | HMH7 | 211390996 | HRCU-A-CB | HMH72B341 | XAFB36DXXN1+TXV |  | 34000 | 25600 | 2.5 | 24200 | 2.06
LUXAIRE | HMH7 | 211391011 | HRCU-A-CB | HMH72B341 | XAFB36DXXN1+TXV |  | 34000 | 25600 | 2.5 | 24200 | 2.06
LUXAIRE | HMH7 | 211391026 | HRCU-A-CB | HMH72B341 | XAFB36DXXN1+TXV |  | 34000 | 25600 | 2.5 | 24200 | 2.06
LUXAIRE | HMH7 | 211719789 | HRCU-A-CB | HMH72B341 | XAFB36DXXN1+TXV |  | 34000 | 25600 | 2.5 | 24200 | 2.06
LUXAIRE | HMH7 | 211391041 | HRCU-A-CB | HMH72B341 | XAFB36DBCN1 |  | 34000 | 25600 | 2.5 | 24200 | 2.06
LUXAIRE | HMH7 | 211391056 | HRCU-A-CB | HMH72B341 | XAUB36DXXN1+TXV |  | 34000 | 25600 | 2.5 | 24200 | 2.06
LUXAIRE | HMH7 | 211391071 | HRCU-A-CB | HMH72B341 | XAFB36DBCN1 |  | 34000 | 25600 | 2.5 | 24200 | 2.06
LUXAIRE | HMH7 | 211391086 | HRCU-A-CB | HMH72B341 | XAUB36DXXN1+TXV |  | 34000 | 25600 | 2.5 | 24200 | 2.06
LUXAIRE | HMH7 | 211391101 | HRCU-A-CB | HMH72B341 | XAFB36DBCN1 |  | 34000 | 25600 | 2.5 | 24200 | 2.06
LUXAIRE | HMH7 | 211391116 | HRCU-A-CB | HMH72B341 | XAUB36DXXN1+TXV |  | 34000 | 25600 | 2.5 | 24200 | 2.06
LUXAIRE | HMH7 | 211719784 | HRCU-A-CB | HMH72B341 | XAFB36DBCN1 |  | 34000 | 25600 | 2.5 | 24200 | 2.06
LUXAIRE | HMH7 | 211719786 | HRCU-A-CB | HMH72B341 | XAUB36DXXN1+TXV |  | 34000 | 25600 | 2.5 | 24200 | 2.06
LUXAIRE | HMH7 | 211392830 | HRCU-A-CB | HMH72B341 | XAFB36DXXN1+TXV |  | 33600 | 25200 | 2.5 | 23800 | 2.06
LUXAIRE | HMH7 | 211392845 | HRCU-A-CB | HMH72B341 | XAFB36DXXN1+TXV |  | 33600 | 25200 | 2.5 | 23800 | 2.06
LUXAIRE | HMH7 | 211392860 | HRCU-A-CB | HMH72B341 | XAFB36DBCN1 |  | 33600 | 25200 | 2.5 | 23800 | 2.06
LUXAIRE | HMH7 | 211392875 | HRCU-A-CB | HMH72B341 | XAUB36DXXN1+TXV |  | 33600 | 25200 | 2.5 | 23800 | 2.06
LUXAIRE | HMH7 | 211392885 | HRCU-A-CB | HMH72B341 | XAFB36DBCN1 |  | 33600 | 25200 | 2.5 | 23800 | 2.06
LUXAIRE | HMH7 | 211392896 | HRCU-A-CB | HMH72B341 | XAUB36DXXN1+TXV |  | 33600 | 25200 | 2.5 | 23800 | 2.06
LUXAIRE | HMH7 | 211393532 | HRCU-A-CB | HMH72B341 | XAFB36DXXN1+TXV |  | 33800 | 25400 | 2.5 | 23800 | 2.06
LUXAIRE | HMH7 | 211393547 | HRCU-A-CB | HMH72B341 | XAFB36DBCN1 |  | 33800 | 25400 | 2.5 | 23800 | 2.06
LUXAIRE | HMH7 | 211393562 | HRCU-A-CB | HMH72B341 | XAUB36DXXN1+TXV |  | 33800 | 25400 | 2.5 | 23800 | 2.06
LUXAIRE | HMH7 | 211238542 | HRCU-A-CB | HMH72B341 | JHETC36DBCS2N1 |  | 33600 | 25000 | 2.58 | 23600 | 2.12
LUXAIRE | HMH7 | 211393794 | HRCU-A-CB | HMH72B341 | XAHD48FXXN1+TXV |  | 32000 | 25000 | 2.52 | 23400 | 2.04
LUXAIRE | HMH7 | 211393809 | HRCU-A-CB | HMH72B341 | XAHD48FBCN1 |  | 32000 | 25000 | 2.52 | 23400 | 2.04
LUXAIRE | HMH7 | 211393989 | HRCU-A-CB | HMH72B341 | XAHD48FXXN1+TXV |  | 31800 | 25000 | 2.5 | 23200 | 2.02
LUXAIRE | HMH7 | 211394004 | HRCU-A-CB | HMH72B341 | XAHD48FBCN1 |  | 31800 | 25000 | 2.5 | 23200 | 2.02
LUXAIRE | HMH7 | 211394591 | HRCU-A-CB | HMH72B341 | XAFC48FXXN1+TXV |  | 33000 | 25800 | 2.56 | 24200 | 2.1
LUXAIRE | HMH7 | 211394606 | HRCU-A-CB | HMH72B341 | XAFC48FXXN1+TXV |  | 33000 | 25800 | 2.56 | 24200 | 2.1
LUXAIRE | HMH7 | 211394621 | HRCU-A-CB | HMH72B341 | XAFC48FXXN1+TXV |  | 33000 | 25800 | 2.56 | 24200 | 2.1
LUXAIRE | HMH7 | 211394627 | HRCU-A-CB | HMH72B341 | XAFC48FBCN1 |  | 33000 | 25800 | 2.56 | 24200 | 2.1
LUXAIRE | HMH7 | 211394638 | HRCU-A-CB | HMH72B341 | XAUC48FXXN1+TXV |  | 33000 | 25800 | 2.56 | 24200 | 2.1
LUXAIRE | HMH7 | 211394653 | HRCU-A-CB | HMH72B341 | XAFC48FBCN1 |  | 33000 | 25800 | 2.56 | 24200 | 2.1
LUXAIRE | HMH7 | 211394665 | HRCU-A-CB | HMH72B341 | XAUC48FXXN1+TXV |  | 33000 | 25800 | 2.56 | 24200 | 2.1
LUXAIRE | HMH7 | 211394680 | HRCU-A-CB | HMH72B341 | XAFC48FBCN1 |  | 33000 | 25800 | 2.56 | 24200 | 2.1
LUXAIRE | HMH7 | 211394686 | HRCU-A-CB | HMH72B341 | XAUC48FXXN1+TXV |  | 33000 | 25800 | 2.56 | 24200 | 2.1
LUXAIRE | HMH7 | 211395290 | HRCU-A-CB | HMH72B341 | XAFC48FXXN1+TXV |  | 32400 | 25400 | 2.54 | 23600 | 2.06
LUXAIRE | HMH7 | 211395316 | HRCU-A-CB | HMH72B341 | XAFC48FXXN1+TXV |  | 32400 | 25400 | 2.54 | 23600 | 2.06
LUXAIRE | HMH7 | 211395338 | HRCU-A-CB | HMH72B341 | XAFC48FXXN1+TXV |  | 32400 | 25400 | 2.54 | 23600 | 2.06
LUXAIRE | HMH7 | 211395347 | HRCU-A-CB | HMH72B341 | XAFC48FBCN1 |  | 32400 | 25400 | 2.54 | 23600 | 2.06
LUXAIRE | HMH7 | 211395365 | HRCU-A-CB | HMH72B341 | XAUC48FXXN1+TXV |  | 32400 | 25400 | 2.54 | 23600 | 2.06
LUXAIRE | HMH7 | 211395385 | HRCU-A-CB | HMH72B341 | XAFC48FBCN1 |  | 32400 | 25400 | 2.54 | 23600 | 2.06
LUXAIRE | HMH7 | 211395404 | HRCU-A-CB | HMH72B341 | XAUC48FXXN1+TXV |  | 32400 | 25400 | 2.54 | 23600 | 2.06
LUXAIRE | HMH7 | 211395430 | HRCU-A-CB | HMH72B341 | XAFC48FBCN1 |  | 32400 | 25400 | 2.54 | 23600 | 2.06
LUXAIRE | HMH7 | 211395440 | HRCU-A-CB | HMH72B341 | XAUC48FXXN1+TXV |  | 32400 | 25400 | 2.54 | 23600 | 2.06
LUXAIRE | HMH7 | 211396975 | HRCU-A-CB | HMH72B341 | XAHC48FXXN1+TXV |  | 31600 | 24800 | 2.5 | 23000 | 2.02
LUXAIRE | HMH7 | 211396984 | HRCU-A-CB | HMH72B341 | XAHC48FBCN1 |  | 31600 | 24800 | 2.5 | 23000 | 2.02
LUXAIRE | HMH7 | 211398601 | HRCU-A-CB | HMH72B341 | XAHC48FXXN1+TXV |  | 31800 | 25000 | 2.5 | 23200 | 2.02
LUXAIRE | HMH7 | 211398616 | HRCU-A-CB | HMH72B341 | XAHC48FXXN1+TXV |  | 31800 | 25000 | 2.5 | 23200 | 2.02
LUXAIRE | HMH7 | 211398631 | HRCU-A-CB | HMH72B341 | XAHC48FBCN1 |  | 31800 | 25000 | 2.5 | 23200 | 2.02
LUXAIRE | HMH7 | 211398638 | HRCU-A-CB | HMH72B341 | XAHC48FBCN1 |  | 31800 | 25000 | 2.5 | 23200 | 2.02
LUXAIRE | HMH7 | 211386181 | HRCU-A-CB | HMH72B341 | XAHD48FXXN1+TXV |  | 32400 | 25200 | 2.5 | 23600 | 2.04
LUXAIRE | HMH7 | 211386198 | HRCU-A-CB | HMH72B341 | XAHD48FBCN1 |  | 32400 | 25200 | 2.5 | 23600 | 2.04
LUXAIRE | HMH7 | 211386383 | HRCU-A-CB | HMH72B341 | XAHC48FXXN1+TXV |  | 32000 | 24800 | 2.54 | 23200 | 2.06
LUXAIRE | HMH7 | 211386394 | HRCU-A-CB | HMH72B341 | XAHC48FBCN1 |  | 32000 | 24800 | 2.54 | 23200 | 2.06
LUXAIRE | HMH7 | 211386655 | HRCU-A-CB | HMH72B341 | JHVTC42FBCC2N1 |  | 32400 | 25000 | 2.62 | 23400 | 2.12
LUXAIRE | HMH7 | 211388829 | HRCU-A-CB | HMH72B341 | XAFC36DXXN1+TXV |  | 34000 | 25800 | 2.5 | 24400 | 2.06
LUXAIRE | HMH7 | 211388844 | HRCU-A-CB | HMH72B341 | XAFC36DBCN1 |  | 34000 | 25800 | 2.5 | 24400 | 2.06
LUXAIRE | HMH7 | 211389363 | HRCU-A-CB | HMH72B341 | XAFC36DXXN1+TXV |  | 33800 | 25200 | 2.56 | 23800 | 2.1
LUXAIRE | HMH7 | 211389388 | HRCU-A-CB | HMH72B341 | XAFC36DBCN1 |  | 33800 | 25200 | 2.56 | 23800 | 2.1
LUXAIRE | HMH7 | 211389693 | HRCU-A-CB | HMH72B341 | XAFC36DXXN1+TXV |  | 33600 | 25200 | 2.5 | 23600 | 2.06
LUXAIRE | HMH7 | 211389707 | HRCU-A-CB | HMH72B341 | XAFC36DBCN1 |  | 33600 | 25200 | 2.5 | 23600 | 2.06
LUXAIRE | HMH7 | 211391737 | HRCU-A-CB | HMH72B341 | XAFC36DXXN1+TXV |  | 33800 | 25400 | 2.5 | 23800 | 2.06
LUXAIRE | HMH7 | 211391747 | HRCU-A-CB | HMH72B341 | XAFC36DXXN1+TXV |  | 33800 | 25400 | 2.5 | 23800 | 2.06
LUXAIRE | HMH7 | 211391762 | HRCU-A-CB | HMH72B341 | XAFC36DBCN1 |  | 33800 | 25400 | 2.5 | 23800 | 2.06
LUXAIRE | HMH7 | 211391777 | HRCU-A-CB | HMH72B341 | XAFC36DBCN1 |  | 33800 | 25400 | 2.5 | 23800 | 2.06
LUXAIRE | HMH7 | 211394079 | HRCU-A-CB | HMH72B341 | XAFC48FXXN1+TXV |  | 32800 | 25800 | 2.52 | 24200 | 2.06
LUXAIRE | HMH7 | 211394094 | HRCU-A-CB | HMH72B341 | XAFC48FBCN1 |  | 32800 | 25800 | 2.52 | 24200 | 2.06
LUXAIRE | HMH7 | 211394107 | HRCU-A-CB | HMH72B341 | XAUC48FXXN1+TXV |  | 32800 | 25800 | 2.52 | 24200 | 2.06
LUXAIRE | HMH7 | 211394395 | HRCU-A-CB | HMH72B341 | XAHD48FXXN1+TXV |  | 32400 | 25200 | 2.5 | 23800 | 2.06
LUXAIRE | HMH7 | 211394407 | HRCU-A-CB | HMH72B341 | XAHD48FXXN1+TXV |  | 32400 | 25200 | 2.5 | 23800 | 2.06
LUXAIRE | HMH7 | 211394419 | HRCU-A-CB | HMH72B341 | XAHD48FXXN1+TXV |  | 32400 | 25200 | 2.5 | 23800 | 2.06
LUXAIRE | HMH7 | 211394425 | HRCU-A-CB | HMH72B341 | XAHD48FBCN1 |  | 32400 | 25200 | 2.5 | 23800 | 2.06
LUXAIRE | HMH7 | 211394440 | HRCU-A-CB | HMH72B341 | XAHD48FBCN1 |  | 32400 | 25200 | 2.5 | 23800 | 2.06
LUXAIRE | HMH7 | 211394455 | HRCU-A-CB | HMH72B341 | XAHD48FBCN1 |  | 32400 | 25200 | 2.5 | 23800 | 2.06
LUXAIRE | HMH7 | 211394461 | HRCU-A-CB | HMH72B341 | XAHC48FXXN1+TXV |  | 32000 | 25000 | 2.52 | 23400 | 2.04
LUXAIRE | HMH7 | 211394475 | HRCU-A-CB | HMH72B341 | XAHC48FXXN1+TXV |  | 32000 | 25000 | 2.52 | 23400 | 2.04
LUXAIRE | HMH7 | 211394489 | HRCU-A-CB | HMH72B341 | XAHC48FXXN1+TXV |  | 32000 | 25000 | 2.52 | 23400 | 2.04
LUXAIRE | HMH7 | 211394495 | HRCU-A-CB | HMH72B341 | XAHC48FBCN1 |  | 32000 | 25000 | 2.52 | 23400 | 2.04
LUXAIRE | HMH7 | 211394506 | HRCU-A-CB | HMH72B341 | XAHC48FBCN1 |  | 32000 | 25000 | 2.52 | 23400 | 2.04
LUXAIRE | HMH7 | 211394520 | HRCU-A-CB | HMH72B341 | XAHC48FBCN1 |  | 32000 | 25000 | 2.52 | 23400 | 2.04
LUXAIRE | HMH7 | 211395175 | HRCU-A-CB | HMH72B341 | XAFD48FXXN1+TXV |  | 32400 | 25400 | 2.54 | 23600 | 2.06
LUXAIRE | HMH7 | 211395201 | HRCU-A-CB | HMH72B341 | XAFD48FXXN1+TXV |  | 32400 | 25400 | 2.54 | 23600 | 2.06
LUXAIRE | HMH7 | 211395224 | HRCU-A-CB | HMH72B341 | XAFD48FXXN1+TXV |  | 32400 | 25400 | 2.54 | 23600 | 2.06
LUXAIRE | HMH7 | 211395234 | HRCU-A-CB | HMH72B341 | XAFD48FBCN1 |  | 32400 | 25400 | 2.54 | 23600 | 2.06
LUXAIRE | HMH7 | 211395255 | HRCU-A-CB | HMH72B341 | XAFD48FBCN1 |  | 32400 | 25400 | 2.54 | 23600 | 2.06
LUXAIRE | HMH7 | 211395280 | HRCU-A-CB | HMH72B341 | XAFD48FBCN1 |  | 32400 | 25400 | 2.54 | 23600 | 2.06
LUXAIRE | HMH7 | 211396012 | HRCU-A-CB | HMH72B341 | XAFC48FXXN1+TXV |  | 32400 | 25400 | 2.56 | 23600 | 2.06
LUXAIRE | HMH7 | 211396026 | HRCU-A-CB | HMH72B341 | XAFC48FBCN1 |  | 32400 | 25400 | 2.56 | 23600 | 2.06
LUXAIRE | HMH7 | 211396038 | HRCU-A-CB | HMH72B341 | XAUC48FXXN1+TXV |  | 32400 | 25400 | 2.56 | 23600 | 2.06
LUXAIRE | HMH7 | 211396113 | HRCU-A-CB | HMH72B341 | XAFD48FXXN1+TXV |  | 33400 | 26000 | 2.5 | 24600 | 2.08
LUXAIRE | HMH7 | 211396130 | HRCU-A-CB | HMH72B341 | XAFD48FBCN1 |  | 33400 | 26000 | 2.5 | 24600 | 2.08
LUXAIRE | HMH7 | 211396999 | HRCU-A-CB | HMH72B341 | XAFC48FXXN1+TXV |  | 32200 | 25400 | 2.54 | 23600 | 2.04
LUXAIRE | HMH7 | 211397014 | HRCU-A-CB | HMH72B341 | XAFC48FBCN1 |  | 32200 | 25400 | 2.54 | 23600 | 2.04
LUXAIRE | HMH7 | 211397029 | HRCU-A-CB | HMH72B341 | XAUC48FXXN1+TXV |  | 32200 | 25400 | 2.54 | 23600 | 2.04
LUXAIRE | HMH7 | 211397201 | HRCU-A-CB | HMH72B341 | XAHD48FXXN1+TXV |  | 32400 | 25200 | 2.5 | 23800 | 2.06
LUXAIRE | HMH7 | 211397231 | HRCU-A-CB | HMH72B341 | XAHD48FXXN1+TXV |  | 32400 | 25200 | 2.5 | 23800 | 2.06
LUXAIRE | HMH7 | 211397246 | HRCU-A-CB | HMH72B341 | XAHD48FXXN1+TXV |  | 32400 | 25200 | 2.5 | 23800 | 2.06
LUXAIRE | HMH7 | 211397261 | HRCU-A-CB | HMH72B341 | XAHD48FXXN1+TXV |  | 32400 | 25200 | 2.5 | 23800 | 2.06
LUXAIRE | HMH7 | 211397274 | HRCU-A-CB | HMH72B341 | XAHD48FXXN1+TXV |  | 32400 | 25200 | 2.5 | 23800 | 2.06
LUXAIRE | HMH7 | 211397278 | HRCU-A-CB | HMH72B341 | XAHD48FXXN1+TXV |  | 32400 | 25200 | 2.5 | 23800 | 2.06
LUXAIRE | HMH7 | 211397284 | HRCU-A-CB | HMH72B341 | XAHD48FBCN1 |  | 32400 | 25200 | 2.5 | 23800 | 2.06
LUXAIRE | HMH7 | 211397311 | HRCU-A-CB | HMH72B341 | XAHD48FBCN1 |  | 32400 | 25200 | 2.5 | 23800 | 2.06
LUXAIRE | HMH7 | 211397325 | HRCU-A-CB | HMH72B341 | XAHD48FBCN1 |  | 32400 | 25200 | 2.5 | 23800 | 2.06
LUXAIRE | HMH7 | 211397341 | HRCU-A-CB | HMH72B341 | XAHD48FBCN1 |  | 32400 | 25200 | 2.5 | 23800 | 2.06
LUXAIRE | HMH7 | 211397356 | HRCU-A-CB | HMH72B341 | XAHD48FBCN1 |  | 32400 | 25200 | 2.5 | 23800 | 2.06
LUXAIRE | HMH7 | 211397362 | HRCU-A-CB | HMH72B341 | XAHD48FBCN1 |  | 32400 | 25200 | 2.5 | 23800 | 2.06
LUXAIRE | HMH7 | 211397696 | HRCU-A-CB | HMH72B341 | XAFC48FXXN1+TXV |  | 33200 | 25800 | 2.54 | 24400 | 2.1
LUXAIRE | HMH7 | 211397720 | HRCU-A-CB | HMH72B341 | XAFC48FXXN1+TXV |  | 33200 | 25800 | 2.54 | 24400 | 2.1
LUXAIRE | HMH7 | 211397735 | HRCU-A-CB | HMH72B341 | XAFC48FXXN1+TXV |  | 33200 | 25800 | 2.54 | 24400 | 2.1
LUXAIRE | HMH7 | 211397750 | HRCU-A-CB | HMH72B341 | XAFC48FXXN1+TXV |  | 33200 | 25800 | 2.54 | 24400 | 2.1
LUXAIRE | HMH7 | 211397765 | HRCU-A-CB | HMH72B341 | XAFC48FXXN1+TXV |  | 33200 | 25800 | 2.54 | 24400 | 2.1
LUXAIRE | HMH7 | 211397771 | HRCU-A-CB | HMH72B341 | XAFC48FXXN1+TXV |  | 33200 | 25800 | 2.54 | 24400 | 2.1
LUXAIRE | HMH7 | 211397777 | HRCU-A-CB | HMH72B341 | XAFC48FBCN1 |  | 33200 | 25800 | 2.54 | 24400 | 2.1
LUXAIRE | HMH7 | 211397792 | HRCU-A-CB | HMH72B341 | XAUC48FXXN1+TXV |  | 33200 | 25800 | 2.54 | 24400 | 2.1
LUXAIRE | HMH7 | 211397829 | HRCU-A-CB | HMH72B341 | XAFC48FBCN1 |  | 33200 | 25800 | 2.54 | 24400 | 2.1
LUXAIRE | HMH7 | 211397844 | HRCU-A-CB | HMH72B341 | XAUC48FXXN1+TXV |  | 33200 | 25800 | 2.54 | 24400 | 2.1
LUXAIRE | HMH7 | 211397859 | HRCU-A-CB | HMH72B341 | XAFC48FBCN1 |  | 33200 | 25800 | 2.54 | 24400 | 2.1
LUXAIRE | HMH7 | 211397874 | HRCU-A-CB | HMH72B341 | XAUC48FXXN1+TXV |  | 33200 | 25800 | 2.54 | 24400 | 2.1
LUXAIRE | HMH7 | 211397885 | HRCU-A-CB | HMH72B341 | XAFC48FBCN1 |  | 33200 | 25800 | 2.54 | 24400 | 2.1
LUXAIRE | HMH7 | 211397900 | HRCU-A-CB | HMH72B341 | XAUC48FXXN1+TXV |  | 33200 | 25800 | 2.54 | 24400 | 2.1
LUXAIRE | HMH7 | 211397915 | HRCU-A-CB | HMH72B341 | XAFC48FBCN1 |  | 33200 | 25800 | 2.54 | 24400 | 2.1
LUXAIRE | HMH7 | 211397921 | HRCU-A-CB | HMH72B341 | XAUC48FXXN1+TXV |  | 33200 | 25800 | 2.54 | 24400 | 2.1
LUXAIRE | HMH7 | 211397927 | HRCU-A-CB | HMH72B341 | XAFC48FBCN1 |  | 33200 | 25800 | 2.54 | 24400 | 2.1
LUXAIRE | HMH7 | 211397933 | HRCU-A-CB | HMH72B341 | XAUC48FXXN1+TXV |  | 33200 | 25800 | 2.54 | 24400 | 2.1
LUXAIRE | HMH7 | 211398207 | HRCU-A-CB | HMH72B341 | XAFD48FXXN1+TXV |  | 32400 | 25200 | 2.56 | 23600 | 2.08
LUXAIRE | HMH7 | 211398222 | HRCU-A-CB | HMH72B341 | XAFD48FXXN1+TXV |  | 32400 | 25200 | 2.56 | 23600 | 2.08
LUXAIRE | HMH7 | 211398237 | HRCU-A-CB | HMH72B341 | XAFD48FBCN1 |  | 32400 | 25200 | 2.56 | 23600 | 2.08
LUXAIRE | HMH7 | 211398252 | HRCU-A-CB | HMH72B341 | XAFD48FBCN1 |  | 32400 | 25200 | 2.56 | 23600 | 2.08
LUXAIRE | HMH7 | 211398403 | HRCU-A-CB | HMH72B341 | XAHC48FXXN1+TXV |  | 31800 | 24800 | 2.52 | 23200 | 2.04
LUXAIRE | HMH7 | 211398418 | HRCU-A-CB | HMH72B341 | XAHC48FXXN1+TXV |  | 31800 | 24800 | 2.52 | 23200 | 2.04
LUXAIRE | HMH7 | 211398433 | HRCU-A-CB | HMH72B341 | XAHC48FBCN1 |  | 31800 | 24800 | 2.52 | 23200 | 2.04
LUXAIRE | HMH7 | 211398448 | HRCU-A-CB | HMH72B341 | XAHC48FBCN1 |  | 31800 | 24800 | 2.52 | 23200 | 2.04
LUXAIRE | HMH7 | 211398796 | HRCU-A-CB | HMH72B341 | XAHC48FXXN1+TXV |  | 31600 | 24800 | 2.52 | 23000 | 2.04
LUXAIRE | HMH7 | 211398805 | HRCU-A-CB | HMH72B341 | XAHC48FXXN1+TXV |  | 31600 | 24800 | 2.52 | 23000 | 2.04
LUXAIRE | HMH7 | 211398820 | HRCU-A-CB | HMH72B341 | XAHC48FBCN1 |  | 31600 | 24800 | 2.52 | 23000 | 2.04
LUXAIRE | HMH7 | 211398835 | HRCU-A-CB | HMH72B341 | XAHC48FBCN1 |  | 31600 | 24800 | 2.52 | 23000 | 2.04
LUXAIRE | HMH7 | 211386206 | HRCU-A-CB | HMH72B341 | XAHC48FXXN1+TXV |  | 32400 | 25200 | 2.5 | 23600 | 2.04
LUXAIRE | HMH7 | 211386216 | HRCU-A-CB | HMH72B341 | XAHC48FBCN1 |  | 32400 | 25200 | 2.5 | 23600 | 2.04
LUXAIRE | HMH7 | 211386432 | HRCU-A-CB | HMH72B341 | XAFC48FXXN1+TXV |  | 32400 | 25400 | 2.58 | 23800 | 2.1
LUXAIRE | HMH7 | 211386446 | HRCU-A-CB | HMH72B341 | XAFC48FBCN1 |  | 32400 | 25400 | 2.58 | 23800 | 2.1
LUXAIRE | HMH7 | 211386461 | HRCU-A-CB | HMH72B341 | XAUC48FXXN1+TXV |  | 32400 | 25400 | 2.58 | 23800 | 2.1
LUXAIRE | HMH7 | 211386530 | HRCU-A-CB | HMH72B341 | XAFD48FXXN1+TXV |  | 32600 | 25600 | 2.56 | 24000 | 2.08
LUXAIRE | HMH7 | 211386543 | HRCU-A-CB | HMH72B341 | XAFD48FBCN1 |  | 32600 | 25600 | 2.56 | 24000 | 2.08
LUXAIRE | HMH7 | 211387298 | HRCU-A-CB | HMH72B341 | XAFC36DXXN1+TXV |  | 34000 | 26000 | 2.56 | 24800 | 2.12
LUXAIRE | HMH7 | 211387313 | HRCU-A-CB | HMH72B341 | XAFC36DXXN1+TXV |  | 34000 | 26000 | 2.56 | 24800 | 2.12
LUXAIRE | HMH7 | 211387326 | HRCU-A-CB | HMH72B341 | XAFC36DXXN1+TXV |  | 34000 | 26000 | 2.56 | 24800 | 2.12
LUXAIRE | HMH7 | 211387333 | HRCU-A-CB | HMH72B341 | XAFC36DBCN1 |  | 34000 | 26000 | 2.56 | 24800 | 2.12
LUXAIRE | HMH7 | 211387349 | HRCU-A-CB | HMH72B341 | XAFC36DBCN1 |  | 34000 | 26000 | 2.56 | 24800 | 2.12
LUXAIRE | HMH7 | 211387364 | HRCU-A-CB | HMH72B341 | XAFC36DBCN1 |  | 34000 | 26000 | 2.56 | 24800 | 2.12
LUXAIRE | HMH7 | 211387802 | HRCU-A-CB | HMH72B341 | XAFC36DXXN1+TXV |  | 34000 | 25800 | 2.5 | 24400 | 2.06
LUXAIRE | HMH7 | 211387810 | HRCU-A-CB | HMH72B341 | XAFC36DXXN1+TXV |  | 34000 | 25800 | 2.5 | 24400 | 2.06
LUXAIRE | HMH7 | 211387819 | HRCU-A-CB | HMH72B341 | XAFC36DXXN1+TXV |  | 34000 | 25800 | 2.5 | 24400 | 2.06
LUXAIRE | HMH7 | 211387823 | HRCU-A-CB | HMH72B341 | XAFC36DBCN1 |  | 34000 | 25800 | 2.5 | 24400 | 2.06
LUXAIRE | HMH7 | 211387833 | HRCU-A-CB | HMH72B341 | XAFC36DBCN1 |  | 34000 | 25800 | 2.5 | 24400 | 2.06
LUXAIRE | HMH7 | 211387838 | HRCU-A-CB | HMH72B341 | XAFC36DBCN1 |  | 34000 | 25800 | 2.5 | 24400 | 2.06
LUXAIRE | HMH7 | 211388874 | HRCU-A-CB | HMH72B341 | XAFB36DXXN1+TXV |  | 33800 | 25400 | 2.5 | 24000 | 2.06
LUXAIRE | HMH7 | 211388888 | HRCU-A-CB | HMH72B341 | XAFB36DBCN1 |  | 33800 | 25400 | 2.5 | 24000 | 2.06
LUXAIRE | HMH7 | 211388896 | HRCU-A-CB | HMH72B341 | XAUB36DXXN1+TXV |  | 33800 | 25400 | 2.5 | 24000 | 2.06
LUXAIRE | HMH7 | 211392604 | HRCU-A-CB | HMH72B341 | XAFB36DXXN1+TXV |  | 33800 | 25400 | 2.5 | 23800 | 2.06
LUXAIRE | HMH7 | 211392619 | HRCU-A-CB | HMH72B341 | XAFB36DXXN1+TXV |  | 33800 | 25400 | 2.5 | 23800 | 2.06
LUXAIRE | HMH7 | 211392634 | HRCU-A-CB | HMH72B341 | XAFB36DBCN1 |  | 33800 | 25400 | 2.5 | 23800 | 2.06
LUXAIRE | HMH7 | 211392649 | HRCU-A-CB | HMH72B341 | XAUB36DXXN1+TXV |  | 33800 | 25400 | 2.5 | 23800 | 2.06
LUXAIRE | HMH7 | 211392663 | HRCU-A-CB | HMH72B341 | XAFB36DBCN1 |  | 33800 | 25400 | 2.5 | 23800 | 2.06
LUXAIRE | HMH7 | 211392678 | HRCU-A-CB | HMH72B341 | XAUB36DXXN1+TXV |  | 33800 | 25400 | 2.5 | 23800 | 2.06
LUXAIRE | HMH7 | 211393015 | HRCU-A-CB | HMH72B341 | XAFC36DXXN1+TXV |  | 34000 | 26200 | 2.54 | 25000 | 2.12
LUXAIRE | HMH7 | 211393031 | HRCU-A-CB | HMH72B341 | XAFC36DBCN1 |  | 34000 | 26200 | 2.54 | 25000 | 2.12
LUXAIRE | HMH7 | 211394150 | HRCU-A-CB | HMH72B341 | XAFC48FXXN1+TXV |  | 32800 | 25800 | 2.5 | 24200 | 2.04
LUXAIRE | HMH7 | 211394161 | HRCU-A-CB | HMH72B341 | XAFC48FBCN1 |  | 32800 | 25800 | 2.5 | 24200 | 2.04
LUXAIRE | HMH7 | 211394176 | HRCU-A-CB | HMH72B341 | XAUC48FXXN1+TXV |  | 32800 | 25800 | 2.5 | 24200 | 2.04
LUXAIRE | HMH7 | 211394759 | HRCU-A-CB | HMH72B341 | XAHC48FXXN1+TXV |  | 31800 | 24800 | 2.52 | 23200 | 2.04
LUXAIRE | HMH7 | 211394773 | HRCU-A-CB | HMH72B341 | XAHC48FXXN1+TXV |  | 31800 | 24800 | 2.52 | 23200 | 2.04
LUXAIRE | HMH7 | 211394788 | HRCU-A-CB | HMH72B341 | XAHC48FXXN1+TXV |  | 31800 | 24800 | 2.52 | 23200 | 2.04
LUXAIRE | HMH7 | 211394794 | HRCU-A-CB | HMH72B341 | XAHC48FBCN1 |  | 31800 | 24800 | 2.52 | 23200 | 2.04
LUXAIRE | HMH7 | 211394809 | HRCU-A-CB | HMH72B341 | XAHC48FBCN1 |  | 31800 | 24800 | 2.52 | 23200 | 2.04
LUXAIRE | HMH7 | 211394824 | HRCU-A-CB | HMH72B341 | XAHC48FBCN1 |  | 31800 | 24800 | 2.52 | 23200 | 2.04
LUXAIRE | HMH7 | 211396243 | HRCU-A-CB | HMH72B341 | XAFC48FXXN1+TXV |  | 32400 | 25600 | 2.52 | 23800 | 2.04
LUXAIRE | HMH7 | 211396266 | HRCU-A-CB | HMH72B341 | XAFC48FBCN1 |  | 32400 | 25600 | 2.52 | 23800 | 2.04
LUXAIRE | HMH7 | 211396287 | HRCU-A-CB | HMH72B341 | XAUC48FXXN1+TXV |  | 32400 | 25600 | 2.52 | 23800 | 2.04
LUXAIRE | HMH7 | 211396831 | HRCU-A-CB | HMH72B341 | XAFD48FXXN1+TXV |  | 33200 | 25800 | 2.54 | 24400 | 2.08
LUXAIRE | HMH7 | 211396846 | HRCU-A-CB | HMH72B341 | XAFD48FXXN1+TXV |  | 33200 | 25800 | 2.54 | 24400 | 2.08
LUXAIRE | HMH7 | 211396861 | HRCU-A-CB | HMH72B341 | XAFD48FBCN1 |  | 33200 | 25800 | 2.54 | 24400 | 2.08
LUXAIRE | HMH7 | 211396876 | HRCU-A-CB | HMH72B341 | XAFD48FBCN1 |  | 33200 | 25800 | 2.54 | 24400 | 2.08
LUXAIRE | HMH7 | 211398093 | HRCU-A-CB | HMH72B341 | XAHD48FXXN1+TXV |  | 31800 | 24800 | 2.52 | 23200 | 2.04
LUXAIRE | HMH7 | 211398108 | HRCU-A-CB | HMH72B341 | XAHD48FXXN1+TXV |  | 31800 | 24800 | 2.52 | 23200 | 2.04
LUXAIRE | HMH7 | 211398123 | HRCU-A-CB | HMH72B341 | XAHD48FBCN1 |  | 31800 | 24800 | 2.52 | 23200 | 2.04
LUXAIRE | HMH7 | 211398138 | HRCU-A-CB | HMH72B341 | XAHD48FBCN1 |  | 31800 | 24800 | 2.52 | 23200 | 2.04
LUXAIRE | HMH7 | 211398347 | HRCU-A-CB | HMH72B341 | XAHD48FXXN1+TXV |  | 31600 | 24800 | 2.5 | 23200 | 2.02
LUXAIRE | HMH7 | 211398359 | HRCU-A-CB | HMH72B341 | XAHD48FXXN1+TXV |  | 31600 | 24800 | 2.5 | 23200 | 2.02
LUXAIRE | HMH7 | 211398374 | HRCU-A-CB | HMH72B341 | XAHD48FBCN1 |  | 31600 | 24800 | 2.5 | 23200 | 2.02
LUXAIRE | HMH7 | 211398389 | HRCU-A-CB | HMH72B341 | XAHD48FBCN1 |  | 31600 | 24800 | 2.5 | 23200 | 2.02
LUXAIRE | HMH7 | 211398463 | HRCU-A-CB | HMH72B341 | XAFD48FXXN1+TXV |  | 32400 | 25400 | 2.56 | 23600 | 2.08
LUXAIRE | HMH7 | 211398475 | HRCU-A-CB | HMH72B341 | XAFD48FXXN1+TXV |  | 32400 | 25400 | 2.56 | 23600 | 2.08
LUXAIRE | HMH7 | 211398482 | HRCU-A-CB | HMH72B341 | XAFD48FBCN1 |  | 32400 | 25400 | 2.56 | 23600 | 2.08
LUXAIRE | HMH7 | 211398497 | HRCU-A-CB | HMH72B341 | XAFD48FBCN1 |  | 32400 | 25400 | 2.56 | 23600 | 2.08
LUXAIRE | HMH7 | 211398742 | HRCU-A-CB | HMH72B341 | XAHD48FXXN1+TXV |  | 31600 | 24800 | 2.52 | 23000 | 2.02
LUXAIRE | HMH7 | 211398757 | HRCU-A-CB | HMH72B341 | XAHD48FXXN1+TXV |  | 31600 | 24800 | 2.52 | 23000 | 2.02
LUXAIRE | HMH7 | 211398770 | HRCU-A-CB | HMH72B341 | XAHD48FBCN1 |  | 31600 | 24800 | 2.52 | 23000 | 2.02
LUXAIRE | HMH7 | 211398785 | HRCU-A-CB | HMH72B341 | XAHD48FBCN1 |  | 31600 | 24800 | 2.52 | 23000 | 2.02
LUXAIRE | HMH7 | 211398850 | HRCU-A-CB | HMH72B341 | XAFD48FXXN1+TXV |  | 32200 | 25200 | 2.56 | 23400 | 2.06
LUXAIRE | HMH7 | 211398864 | HRCU-A-CB | HMH72B341 | XAFD48FXXN1+TXV |  | 32200 | 25200 | 2.56 | 23400 | 2.06
LUXAIRE | HMH7 | 211398876 | HRCU-A-CB | HMH72B341 | XAFD48FBCN1 |  | 32200 | 25200 | 2.56 | 23400 | 2.06
LUXAIRE | HMH7 | 211398891 | HRCU-A-CB | HMH72B341 | XAFD48FBCN1 |  | 32200 | 25200 | 2.56 | 23400 | 2.06
LUXAIRE | HMH7 | 211386589 | HRCU-A-CB | HMH72B341 | XAHC48FXXN1+JMET12CS2N1+TXV |  | 32000 | 24800 | 2.56 | 23400 | 2.08
LUXAIRE | HMH7 | 211386604 | HRCU-A-CB | HMH72B341 | XAHC48FBCN1+JMET12CS2N1 |  | 32000 | 24800 | 2.56 | 23400 | 2.08
LUXAIRE | HMH7 | 211386618 | HRCU-A-CB | HMH72B341 | XAFC48FXXN1+JMET12CS2N1+TXV |  | 32600 | 25400 | 2.6 | 23800 | 2.12
LUXAIRE | HMH7 | 211386629 | HRCU-A-CB | HMH72B341 | XAFC48FBCN1+JMET12CS2N1 |  | 32600 | 25400 | 2.6 | 23800 | 2.12
LUXAIRE | HMH7 | 211386643 | HRCU-A-CB | HMH72B341 | XAUC48FXXN1+JMET12CS2N1+TXV |  | 32600 | 25400 | 2.6 | 23800 | 2.12
LUXAIRE | HMH7 | 211386669 | HRCU-A-CB | HMH72B341 | JHETC42FBCS2N1 |  | 32200 | 25200 | 2.6 | 23400 | 2.08
MAXI AIR |  | 203238010 | HRCU-A-CB-O | YS21F-18HRDN1 | YS21F-18HRDN1 | Singlezone Non-ducted Wall Placement | 18000 | 10400 | 2.72 | 10953 | 1.9
MAX-R |  | 205982979 | HRCU-A-CB-O | MAX-R 12K35 GR38 (OUT) | MAX-R 12K35 GR38 (INT) | Singlezone Non-ducted Wall Placement | 12200 | 8100 | 2.86 | 13000 | 2.08
MAX-R |  | 205982977 | HRCU-A-CB-O | MAX-R 12K30 GR23 (OUT) | MAX-R 12K30 GR23 (INT) | Singlezone Non-ducted Wall Placement | 13000 | 7100 | 2.6 | 9065 | 2.04
MAX-R |  | 205982980 | HRCU-A-CB-O | MAX-R 18K35 GR38 (OUT) | MAX-R 18K35 GR38 (INT) | Singlezone Non-ducted Wall Placement | 18000 | 14200 | 2.87 | 21500 | 2.03
MAX-R |  | 204012251 | HMSV-A-CB | MAX-R(MZ)36K30 |  | Multizone All Non-ducted | 36000 | 23200 | 2.78 | 36037 | 1.96
MAYTAG | MAYTAG PSH1BG SERIES | 10296736 | HRCU-A-CB | PSH1BG4CVRX36K | C6B(A,H)-X36(C,U)-B | Singlezone Ducted, Centrally Ducted | 34400 | 21800 | 2.66 | 20150 | 2.27
MAYTAG | MAYTAG PSH1BG SERIES | 10296731 | HRCU-A-CB | PSH1BG4CVRX24K | C6B(A,H)-X26(C,U)-B | Singlezone Ducted, Centrally Ducted | 22400 | 14200 | 2.77 | 12650 | 2.12
MAYTAG | MAYTAG PSH1BG SERIES | 10296730 | HRCU-A-CB | PSH1BG4CVRX24K | C6B(A,H)-X26(C,U)-B | Singlezone Ducted, Centrally Ducted | 22200 | 14100 | 2.58 | 12800 | 2.03
MAYTAG | MAYTAG PSH1BG SERIES | 10296737 | HRCU-A-CB | PSH1BG4CVRX36K | C6B(A,H)-X36(C,U)-C | Singlezone Ducted, Centrally Ducted | 34200 | 21800 | 2.66 | 20250 | 2.28
MAYTAG | MAYTAG PSH1BG SERIES | 10296733 | HRCU-A-CB | PSH1BG4CVRX36K | B6VMAX36K-B | Singlezone Ducted, Centrally Ducted | 34400 | 21800 | 2.66 | 20150 | 2.27
MAYTAG | MAYTAG PSH1BG SERIES | 10296728 | HRCU-A-CB | PSH1BG4CVRX24K | B6VMAX24K-B | Singlezone Ducted, Centrally Ducted | 22400 | 14200 | 2.77 | 12650 | 2.12
MAYTAG | MAYTAG PSH1BG SERIES | 10296742 | HRCU-A-CB | PSH1BG4CVRX48K | C6B(A,H)-X48(C,U)-C | Singlezone Ducted, Centrally Ducted | 44000 | 27800 | 2.63 | 27550 | 2.21
MAYTAG | MAYTAG PSH1BG SERIES | 10296739 | HRCU-A-CB | PSH1BG4CVRX48K | B6VMAX48K-C | Singlezone Ducted, Centrally Ducted | 44000 | 27800 | 2.63 | 27550 | 2.21
MDV |  | 205823026 | HRCU-A-CB | MOE30U-32HFN1-M-[X] | MTI-32HWFN1-M | Singlezone Ducted, "Compact Ducted" | 38000 | 25000 | 2.88 | 49282 | 2.19
MDV |  | 205746254 | HRCU-A-CB-O | MOX430-17HFN1-MT0W | CS11M-18HRFN1-MT0W | Singlezone Non-ducted Wall Placement | 18000 | 10900 | 2.58 | 11178 | 2.02
MDV |  | 205746255 | HRCU-A-CB-O | MOD30-24HFN1-MU0W | CS11M-23HRFN1-MT0W | Singlezone Non-ducted Wall Placement | 30000 | 19400 | 2.95 | 26000 | 2.07
MDV |  | 8740672 | HRCU-A-CB-O | MOCA31-18HFN1-MT0W | MUEU-18HRFN1-M(C) | Singlezone Non-ducted, Floor Placement | 18000 | 12000 | 2.71 | 10508 | 1.94
MDV |  | 200059297 | HRCU-A-CB | MOCA31-18HFN1-MT0W | MTIU-18HWFN1-M | Singlezone Ducted, "Compact Ducted" | 18000 | 12000 | 2.61 | 10352 | 1.96
MDV |  | 8739928 | HRCU-A-CB-O | MOB30-12HFN1-MT0W | CCA3U-12HRFN1-M(C) | Singlezone Non-ducted, Ceiling Placement | 12000 | 7500 | 2.68 | 7332 | 2.11
MDV |  | 8740675 | HRCU-A-CB-O | MOD31-24HFN1-MT0W | MUEU-24HRFN1-M(C) | Singlezone Non-ducted, Floor Placement | 24000 | 15000 | 2.85 | 17817 | 1.9
MDV |  | 8856676 | HMSV-A-CB | M3OF-27HFN1-M |  | Multizone All Non-ducted | 28000 | 17200 | 2.8 | 17040 | 1.97
MDV |  | 8856675 | HMSV-A-CB | M2OF-18HFN1-M |  | Multizone All Non-ducted | 19000 | 12000 | 2.79 | 10205 | 1.97
MDV |  | 200059299 | HRCU-A-CB | MOD31-24HFN1-MT0W | MTIU-24HWFN1-M | Singlezone Ducted, "Compact Ducted" | 24400 | 16000 | 2.69 | 18533 | 2.04
MDV |  | 200059283 | HRCU-A-CB-O | MOCA30-12HFN1-MZ50W | MSOP1B-12HRFN1-MZ50W | Singlezone Non-ducted Wall Placement | 12000 | 6800 | 2.62 | 13873 | 2.03
MDV |  | 200059281 | HRCU-A-CB-O | MOCA30-09HFN1-MZA5W | MSOP1B-09HRFN1-MZA5W | Singlezone Non-ducted Wall Placement | 10000 | 7200 | 2.78 | 13047 | 1.91
MDV |  | 8779182 | HRCU-A-CB-O | MOB01-12HFN1-BT0W | MSMBB-12HRFN1-BT0W | Singlezone Non-ducted Wall Placement | 11800 | 7100 | 2.54 | 6192 | 1.99
MDV |  | 8719215 | HRCU-A-CB-O | MOCA31-18HFN1-MT0W | MSABE-18HRFN1-MT0W | Singlezone Non-ducted Wall Placement | 18000 | 10400 | 2.72 | 10953 | 1.9
MDV |  | 8688148 | HRCU-A-CB-O | MOBA30-09HFN1-MT0W | MSABB-09HRFN1-MT0W | Singlezone Non-ducted Wall Placement | 9800 | 6400 | 2.76 | 7801 | 1.91
MDV |  | 202415590 | HRCU-A-CB-O | MOD30-22HFN1-MW5W | MSAB2F-22HRFN1-MW5W | Singlezone Non-ducted Wall Placement | 24000 | 15400 | 3.01 | 25624 | 2.1
MDV |  | 202415591 | HRCU-A-CB-O | MOD30-18HFN1-MZ22W | MSAB2F-18HRFN1-MZ22W | Singlezone Non-ducted Wall Placement | 18000 | 12300 | 3.19 | 17920 | 2.13
MDV |  | 8740674 | HRCU-A-CB-O | MOD31-24HFN1-MT0W | MCDU-24HRFN1-M(C) | Singlezone Non-ducted, Ceiling Placement | 24400 | 15800 | 2.56 | 16933 | 1.95
MDV |  | 9101401 | HRCU-A-CB-O | MOBA30-09HFN1-MT0W | CS11M-09HRFN1-MX0W(A) | Singlezone Non-ducted Wall Placement | 9800 | 5800 | 2.74 | 7989 | 2
MDV |  | 9101403 | HRCU-A-CB-O | MOCA31-18HFN1-MT0W | CS11M-18HRFN1-MT0W | Singlezone Non-ducted Wall Placement | 18000 | 11400 | 2.72 | 11178 | 2.02
MDV |  | 8994415 | HMSV-A-CB | M4OH-36HFN1-M |  | Multizone All Non-ducted | 36000 | 23200 | 2.78 | 36037 | 1.96
MDV |  | 200059289 | HRCU-A-CB | MOB30-09HFN1-MX0W | MTIU-09HWFN1-M | Singlezone Ducted, "Compact Ducted" | 10000 | 7200 | 2.74 | 8343 | 2.07
MDV | MSEP seris | 207617649 | HMSV-A-CB | M3OJ-24HFN1-M |  | Non-Ducted Indoor Units | 25000 | 20400 | 2.5 | 20000 | 2.06
MDV | MTI series | 207617651 | HMSV-A-CB | M3OJ-24HFN1-M |  | Ducted Indoor Units | 24000 | 21600 | 2.61 | 20000 | 2.11
MDV | M3O series | 207618258 | HMSV-A-CB | M3OJ-24HFN1-M |  | Mixed Ducted and Non-Ducted Indoor Units | 24400 | 21000 | 2.55 | 20000 | 2.09
MDV | MSEP seris | 206716986 | HMSV-A-CB | M2OI-18HFN1-M |  | Non-Ducted Indoor Units | 20000 | 15000 | 2.5 | 20000 | 1.93
MDV | MTI series | 206714974 | HMSV-A-CB | M2OI-18HFN1-M |  | Ducted Indoor Units | 20000 | 16000 | 2.61 | 20000 | 1.95
MDV | M2O series | 206716988 | HMSV-A-CB | M2OI-18HFN1-M |  | Mixed Ducted and Non-Ducted Indoor Units | 20000 | 15500 | 2.55 | 20000 | 1.95
MDV | MTI series | 207641256 | HMSV-A-CB | M2OI-18HFN1-M* |  | Ducted Indoor Units | 20000 | 16000 | 2.61 | 20000 | 1.95
MDV | MSAG series | 207641236 | HMSV-A-CB | M2OI-18HFN1-M* |  | Non-Ducted Indoor Units | 20000 | 13500 | 2.5 | 20000 | 2
MDV | M2O series | 207641257 | HMSV-A-CB | M2OI-18HFN1-M* |  | Mixed Ducted and Non-Ducted Indoor Units | 20000 | 14700 | 2.55 | 20000 | 1.98
MDV | MSAG series | 207641238 | HMSV-A-CB | M5OG-48HFN1-M-[X]-20* |  | Non-Ducted Indoor Units | 49000 | 39000 | 2.5 | 46000 | 2.05
MDV | MSEP seris | 208132541 | HMSV-A-CB | M5OA-55HFN1-M-[X] |  | Non-Ducted Indoor Units | 55000 | 34400 | 2.5 | 47000 | 1.94
MDV | MTI series | 208132542 | HMSV-A-CB | M5OA-55HFN1-M-[X] |  | Ducted Indoor Units | 55000 | 35200 | 2.5 | 47000 | 1.94
MDV | M5O series | 208132552 | HMSV-A-CB | M5OA-55HFN1-M-[X] |  | Mixed Ducted and Non-Ducted Indoor Units | 55000 | 34800 | 2.5 | 47000 | 1.94
MDV | MTI series | 208132544 | HMSV-A-CB | M5OA-55HFN1-M-[X]* |  | Ducted Indoor Units | 55000 | 35200 | 2.5 | 47000 | 1.94
MDV | MSAB series | 207339191 | HMSV-A-CB | M2OA-18HFN1-MQ1 |  | Non-Ducted Indoor Units | 19000 | 13500 | 2.6 | 14000 | 2
MDV | MSAB series | 207339192 | HMSV-A-CB | M3OH-27HFN1-MQ1 |  | Non-Ducted Indoor Units | 27000 | 20000 | 2.5 | 20000 | 2
MDV | MAC SERIES | 211497142 | HRCU-A-CB | MOD30-24HFN1-MW-[X1] | MVC-24HWFN1-MSQ4 |  | 24000 | 19200 | 2.5 | 24071 | 1.91
MDV | MCD series | 207338218 | HRCU-A-CB-O | MOD33-24HFN1-MT0W | MCD1-24HRFN1-MT0W(GA) | Mini-Splits | 25000 | 19000 | 2.6 | 18900 | 1.96
MDV | MCD series | 207338219 | HRCU-A-CB-O | MOD30-24HFN1-MU0W | MCD1-24HRFN1-MT0W(GA) | Mini-Splits | 25000 | 21000 | 2.64 | 26000 | 1.95
MDV | MFA series | 209248923 | HRCU-A-CB-O | MOX330-09HFN1-MY6W | MFA2U-09HRFN1-MY6W | Mini-Splits | 9000 | 10600 | 2.85 | 12300 | 2.1
MDV | MFA series | 209248924 | HRCU-A-CB-O | MOX330-12HFN1-MW5W | MFA2U-12HRFN1-MW5W | Mini-Splits | 12000 | 10200 | 2.72 | 12300 | 2.1
MDV | MFA series | 209248925 | HRCU-A-CB-O | MOX230-09HFN1-MY2W | MFA2U-09HRFN1-MY6W | Mini-Splits | 9000 | 9400 | 2.9 | 8600 | 2.45
MDV | MCBU series | 209270209 | HRCU-A-CB-O | MOX230-09HFN1-MW5W | MCBU-09HRFN1-MW0W | Mini-Splits | 11000 | 8000 | 2.66 | 8500 | 2.37
MDV | MCBU series | 209270213 | HRCU-A-CB-O | MOX230-09HFN1-MW5W | MCBU-06HRFN1-MV0W | Mini-Splits | 7100 | 5700 | 2.61 | 8500 | 2.03
MDV | MFA series | 206330125 | HRCU-A-CB-O | MOX230-12HFN1-MV5W | MFAU-12HRFN1-M(C) | Mini-Splits | 12000 | 9000 | 2.69 | 8400 | 2.26
MDV | MCA series | 206330126 | HRCU-A-CB-O | MOX330-12HFN1-MW5W | MCA3U-12HRFN1-M(C) | Mini-Splits | 12000 | 9900 | 2.55 | 11500 | 1.9
MDV | MUE series | 206330134 | HRCU-A-CB-O | MOD30-24HFN1-MU0W | MUEU-24HRFN1-M(C) | Mini-Splits | 25000 | 19000 | 2.64 | 25000 | 2.1
MDV | MCD series | 207338216 | HRCU-A-CB-O | MOE30U-48HFN1-M-[X](GA) | MCD1-48HRFN1-M(GA) | Mini-Splits | 53000 | 35000 | 2.59 | 48000 | 1.98
MDV | MUE series | 210135400 | HRCU-A-CB-O | MOE30U-55HFN1-M-[X](GA) | MUE-60HRFN1-MW | Mini-Splits | 60000 | 40000 | 2.58 | 56500 | 1.97
MDV | MTI series | 206330133 | HRCU-A-CB | MOD33-24HFN1-MT0W | MTIU-24HWFN1-M | Mini-Splits | 25000 | 20000 | 2.61 | 20000 | 2.3
MDV | MTI series | 207614049 | HRCU-A-CB | MOX430-17HFN1-MT0W | MTIU-24HWFN1-M | Mini-Splits | 19000 | 15800 | 2.63 | 16000 | 2
MDV | MTI series | 206330121 | HRCU-A-CB | MOX230-09HFN1-MW5W | MTIU-09HWFN1-M | Mini-Splits | 10000 | 7700 | 2.59 | 8000 | 2.09
MDV | MTI series | 206330124 | HRCU-A-CB | MOX230-12HFN1-MV5W | MTIU-12HWFN1-M | Mini-Splits | 12000 | 9300 | 2.78 | 8400 | 2.26
MDV | MTI series | 206330136 | HRCU-A-CB | MOD30-24HFN1-MU0W | MTIU-24HWFN1-M | Mini-Splits | 25000 | 21000 | 2.64 | 27000 | 2
MDV | MTI series | 206330127 | HRCU-A-CB | MOX330-12HFN1-MW5W | MTIU-12HWFN1-M | Mini-Splits | 12500 | 10600 | 2.51 | 12100 | 1.96
MDV | MTI series | 210299845 | HRCU-A-CB | MOX430-17HFN1-MT0W | MTI-18HWFN1-MSP0 | Mini-Splits | 19000 | 15700 | 2.6 | 18000 | 2.2
MDV | MTI series | 210299844 | HRCU-A-CB | MOD30-24HFN1-MU0W | MTI-24HWFN1-MSP5 | Mini-Splits | 25000 | 21000 | 2.75 | 24000 | 2
MDV | MSEP seris | 205993845 | HRCU-A-CB-O | MOX330-09HFN1-MY5W | MSEPB-09HRFN1-MY5W(GA) | Mini-Splits | 12000 | 9500 | 2.53 | 11109 | 1.97
MDV | MSAG series | 206369511 | HRCU-A-CB-O | MOX230-09HFN1-MT0W | MSAG11A-09HRFN1-MT0W | Mini-Splits | 10000 | 6000 | 2.51 | 6933 | 1.97
MDV | MSEP seris | 206369558 | HRCU-A-CB-O | MOX230-09HFN1-MW5W | MSEPB-09HRFN1-MY5W(GA) | Mini-Splits | 10000 | 8500 | 2.8 | 8581 | 2.19
MDV | MSAG series | 206361861 | HRCU-A-CB-O | MOX330-12HFN1-MW5W | MSAG11B-12HRFN1-MV0W(GA) | Mini-Splits | 12000 | 10300 | 2.56 | 12113 | 1.9
MDV | MSAG series | 207215956 | HRCU-A-CB-O | MOX230-09HFN1-MW5W | MSAG11B-09HRFN1-MX7W(GA) | Mini-Splits | 10000 | 8100 | 2.7 | 8564 | 2.22
MDV | MSAG series | 206361866 | HRCU-A-CB-O | MOX230-12HFN1-MV5W | MSAG11B-12HRFN1-MV0W(GA) | Mini-Splits | 12000 | 10000 | 2.69 | 8820 | 2.25
MDV | MSAG series | 206361859 | HRCU-A-CB-O | MOX430-18HFN1-MT8W | MSAG11D-18HRFN1-MT8W | Mini-Splits | 18000 | 14100 | 2.65 | 12829 | 2.35
MDV | MSAG series | 207613861 | HRCU-A-CB-O | MOX430-18HFN1-MU0W | MSAG11D-18HRFN1-MT8W | Mini-Splits | 18000 | 14100 | 2.65 | 12829 | 2.35
MDV | MSAB series | 207591144 | HRCU-A-CB-O | MOX230-09HFN1-MW5W | MSABB-09HRFN1-MX0W | Mini-Splits | 10000 | 8300 | 2.67 | 6544 | 1.98
MDV | MSEP seris | 207178564 | HRCU-A-CB-O | MOX230-09HFN1-MW5W | MSEPB-06HRFN1-MY5W | Mini-Splits | 7000 | 8500 | 2.9 | 8581 | 2.19
MDV | MSAG series | 207178565 | HRCU-A-CB-O | MOX230-09HFN1-MW5W | MSAG11A-06HRFN1-MU0W | Mini-Splits | 7000 | 7500 | 2.5 | 7200 | 1.92
MDV | MCBU series | 210857291 | HRCU-A-CB-O | MOX230-09HFN1-MW5W | MCBU-09HRFN1-MU0-CA | Mini-Splits | 7100 | 5700 | 2.61 | 8500 | 2.03
MIDEA | Excel | 205962795 | HRCU-A-CB | 38MAQB24R--3 | 40MBAAQ24XA3 | Singlezone Ducted, Centrally Ducted | 29000 | 17500 | 2.56 | 26970 | 1.91
MIDEA | Advantage | 205921378 | HRCU-A-CB | DLCSRAH24AAK | DLFSAAH24XAK | Singlezone Ducted, Centrally Ducted | 29000 | 17500 | 2.56 | 26970 | 1.91
MIDEA | Elevate | 202463641 | HRCU-A-CB-O | 38MPRAQ24AA3 | DHMPHAQ24XA3 | Singlezone Non-ducted Wall Placement | 24000 | 15450 | 3 | 24000 | 2
MIDEA | Elevate | 202463640 | HRCU-A-CB-O | 38MPRAQ18AA3 | DHMPHAQ18XA3 | Singlezone Non-ducted Wall Placement | 18000 | 12300 | 3.19 | 18000 | 2
MIDEA |  | 201753970 | HRCU-A-CB-O | 38MPRAQ09AA3 | DHMPHAQ09XA3 | Singlezone Non-ducted Wall Placement | 10000 | 7200 | 2.78 | 13000 | 2.01
MIDEA |  | 201753971 | HRCU-A-CB-O | 38MPRAQ12AA3 | DHMPHAQ12XA3 | Singlezone Non-ducted Wall Placement | 12000 | 6800 | 2.66 | 13887 | 2
MIDEA |  | 201796612 | HRCU-A-CB | DLCSRAH24AAK | DLFSDAH24XAK | Singlezone Ducted, "Compact Ducted" | 24000 | 17400 | 2.96 | 30000 | 1.93
MIDEA |  | 201756546 | HRCU-A-CB-O | DLCSRAH12AAJ | DLFSHAH12XAJ | Singlezone Non-ducted Wall Placement | 11800 | 7100 | 2.57 | 7800 | 2.01
MIDEA |  | 201753972 | HRCU-A-CB-O | DLCPRAH09AAK | DLFPHAH09XAK | Singlezone Non-ducted Wall Placement | 10000 | 7200 | 2.78 | 13047 | 1.97
MIDEA |  | 9006310 | HMSV-A-CB | M2OF-18HFN1-M |  | Multizone All Non-ducted | 19000 | 12000 | 2.79 | 10205 | 1.97
MIDEA |  | 9006311 | HMSV-A-CB | M3OF-27HFN1-M |  | Multizone All Non-ducted | 28000 | 17200 | 2.8 | 17040 | 1.97
MIDEA | Excel | 201846989 | HRCU-A-CB-O | 38MAQB12R--3 | DHMSHAQ12XA3 | Singlezone Non-ducted Wall Placement | 12000 | 7800 | 2.66 | 12010 | 1.98
MIDEA | Max | 202463655 | HRCU-A-CB-O | DLCPRAH24AAK | DLFPHAH24XAK | Singlezone Non-ducted Wall Placement | 24000 | 15450 | 3 | 24000 | 2
MIDEA | Max | 202463654 | HRCU-A-CB-O | DLCPRAH18AAK | DLFPHAH18XAK | Singlezone Non-ducted Wall Placement | 18000 | 12300 | 3.19 | 18000 | 2
MIDEA | Mid-tier | 201796611 | HRCU-A-CB-O | DLCSRAH18AAK | DLFSCAH18XAK | Singlezone Non-ducted, Ceiling Placement | 18000 | 12000 | 2.59 | 15710 | 2.4
MIDEA | Excel | 201847004 | HMSV-A-CB | 38MGRQ36D--3 |  | Multizone All Non-ducted | 36000 | 23200 | 2.78 | 36080 | 1.96
MIDEA | Advantage | 201756547 | HRCU-A-CB-O | DLCSRAH09AAK | DLFSHAH09XAK | Singlezone Non-ducted Wall Placement | 12000 | 7500 | 2.65 | 9840 | 2.1
MIDEA | Excel | 201846987 | HRCU-A-CB-O | 38MAQB12R--1 | DHMSHAQ12XA1 | Singlezone Non-ducted Wall Placement | 12000 | 7600 | 2.59 | 6490 | 1.94
MIDEA | Mid-tier | 201796606 | HRCU-A-CB-O | DLCSRAH09AAK | DLFSCAH09XAK | Singlezone Non-ducted, Ceiling Placement | 10000 | 6700 | 2.58 | 11870 | 1.94
MIDEA | Excel | 201847005 | HMSV-A-CB | 38MGRQ48E--3 |  | Multizone All Non-ducted | 48000 | 29600 | 2.7 | 36340 | 1.98
MIDEA | Excel | 204722815 | HMSV-A-CB | 38MGRQ30D--3 |  | Multizone All Non-ducted | 28000 | 17400 | 2.79 | 28220 | 2.04
MIDEA | Excel | 201847001 | HMSV-A-CB | 38MGRQ18B--3 |  | Multizone All Non-ducted | 19000 | 12000 | 2.79 | 13990 | 2.15
Mitsubishi Electric | S-Series | 204834270 | HMSV-A-CB-O | PUMY-P36NKMU3 |  | Multizone All Non-ducted | 42000 | 26400 | 2.56 | 29000 | 2.2
Mitsubishi Electric | S-Series | 204834276 | HMSV-A-CB-O | PUMY-P60NKMU3 |  | Multizone All Non-ducted | 66000 | 41500 | 2.63 | 57000 | 2
Mitsubishi Electric | P-Series H2i | 204276762 | HRCU-A-CB-O | PUZ-HA24NHA | PCA-A24KA7 | Singlezone Non-ducted, Ceiling Placement | 26000 | 17700 | 2.63 | 26000 | 1.9
Mitsubishi Electric | P-Series H2i | 204276538 | HRCU-A-CB-O | PUZ-HA24NHA | PLA-A24EA7 | Singlezone Non-ducted, Ceiling Placement | 26000 | 17300 | 3.09 | 26000 | 2.01
Mitsubishi Electric | M-Series | 202392035 | HRCU-A-CB-O | SUZ-KA09NAH2 | MLZ-KP09NA | Singlezone Non-ducted, Ceiling Placement | 12000 | 7700 | 2.72 | 6100 | 2.52
Mitsubishi Electric | M-Series | 202392027 | HRCU-A-CB | SUZ-KA09NA2 | SEZ-KD09NA | Singlezone Ducted, "Compact Ducted" | 12000 | 7600 | 2.53 | 6000 | 2.44
Mitsubishi Electric | M-Series | 202392018 | HRCU-A-CB-O | SUZ-KA09NA2 | MLZ-KP09NA | Singlezone Non-ducted, Ceiling Placement | 12000 | 7700 | 3.22 | 6100 | 3.08
Mitsubishi Electric | M-Series | 201849577 | HRCU-A-CB-O | MUZ-GL09NAH-U1 | MSZ-GL09NA-U1 | Singlezone Non-ducted Wall Placement | 10900 | 6700 | 2.58 | 8000 | 2.39
Mitsubishi Electric | M-Series | 201754314 | HRCU-A-CB-O | MUZ-GL18NAH-U1 | MSZ-GL18NA-U1 | Singlezone Non-ducted Wall Placement | 21600 | 13800 | 2.53 | 15100 | 2.21
Mitsubishi Electric | M-Series H2i | 201754298 | HRCU-A-CB-O | MUZ-FH12NA | MSZ-FH12NA | Singlezone Non-ducted Wall Placement | 13600 | 8000 | 3.26 | 13600 | 2.21
Mitsubishi Electric | Mitsubishi Electric | 201754311 | HRCU-A-CB-O | MUZ-GL12NA-U1 | MSZ-GL12NA-U1 | Singlezone Non-ducted Wall Placement | 14400 | 9200 | 3.1 | 10200 | 2.93
Mitsubishi Electric | Mitsubishi Electric | 201754303 | HRCU-A-CB-O | MUZ-FH18NAH2 | MSZ-FH18NA | Singlezone Non-ducted Wall Placement | 20300 | 12480 | 2.93 | 20900 | 2.06
Mitsubishi Electric | Mitsubishi Electric | 201754315 | HRCU-A-CB-O | MUZ-GL18NA-U1 | MSZ-GL18NA-U1 | Singlezone Non-ducted Wall Placement | 21600 | 13800 | 2.73 | 15100 | 2.35
Mitsubishi Electric | M-Series | 202392036 | HRCU-A-CB-O | SUZ-KA12NAH2 | MLZ-KP12NA | Singlezone Non-ducted, Ceiling Placement | 15400 | 9900 | 2.52 | 7900 | 2.09
Mitsubishi Electric | S-Series | 202426337 | HMSV-A-CB | PUMY-P36NKMU2 |  | Multizone Mix of Non-ducted and Ducted | 42000 | 28728 | 2.68 | 29000 | 2.09
Mitsubishi Electric | S-Series H2i | 202426335 | HMSV-A-CB | PUMY-HP36NKMU |  | Multizone Mix of Non-ducted and Ducted | 42000 | 45898 | 3.05 | 42000 | 1.95
Mitsubishi Electric | M-Series | 202392056 | HRCU-A-CB | SUZ-KA18NAH2 | SVZ-KP18NA | Singlezone Ducted, Centrally Ducted | 21600 | 14000 | 2.6 | 12200 | 2.63
Mitsubishi Electric | M-Series | 202392054 | HRCU-A-CB | SUZ-KA18NA2 | SVZ-KP18NA | Singlezone Ducted, Centrally Ducted | 21600 | 14000 | 2.81 | 12200 | 2.88
Mitsubishi Electric | M-Series | 202392053 | HRCU-A-CB | SUZ-KA12NA2 | SVZ-KP12NA | Singlezone Ducted, Centrally Ducted | 15000 | 9900 | 2.59 | 7800 | 2.75
Mitsubishi Electric | M-Series | 202392034 | HRCU-A-CB | SUZ-KA18NAH2 | SEZ-KD18NA | Singlezone Ducted, "Compact Ducted" | 21600 | 13900 | 2.65 | 10700 | 2.34
Mitsubishi Electric | M-Series | 202392030 | HRCU-A-CB | SUZ-KA18NA2 | SEZ-KD18NA | Singlezone Ducted, "Compact Ducted" | 21600 | 13900 | 2.87 | 12000 | 2.88
Mitsubishi Electric | M-Series | 202392029 | HRCU-A-CB | SUZ-KA15NA2 | SEZ-KD15NA | Singlezone Ducted, "Compact Ducted" | 18000 | 11700 | 2.68 | 10000 | 2.55
Mitsubishi Electric | M-Series | 202392023 | HRCU-A-CB-O | SUZ-KA18NA2 | SLZ-KF18NA | Singlezone Non-ducted, Ceiling Placement | 19700 | 12900 | 2.68 | 9800 | 2.37
Mitsubishi Electric | M-Series | 202392021 | HRCU-A-CB-O | SUZ-KA09NA2 | SLZ-KF09NA | Singlezone Non-ducted, Ceiling Placement | 11000 | 6900 | 2.5 | 5600 | 3.04
Mitsubishi Electric | Mitsubishi Electric | 201754642 | HRCU-A-CB-O | MXZ-2C20NA2 |  | Multizone All Non-ducted | 22000 | 12500 | 2.82 | 11100 | 2.03
Mitsubishi Electric | Mitsubishi Electric | 201754640 | HRCU-A-CB-O | PUMY-P60NKMU1 |  | Multizone All Non-ducted | 66000 | 41500 | 2.6 | 57000 | 1.9
Mitsubishi Electric | Mitsubishi Electric | 201754447 | HRCU-A-CB-O | PUMY-P48NKMU* |  | Multizone All Non-ducted | 54000 | 31400 | 2.92 | 36400 | 2.2
Mitsubishi Electric | M-Series | 202732309 | HMSV-A-CB | MXZ-2C20NAHZ2 | MSZ-FH09NAMSZ-FH09NA | Multizone All Non-ducted | 22000 | 13000 | 2.63 | 22000 | 2.07
Mitsubishi Electric | M-Series | 201754299 | HRCU-A-CB-O | MUZ-FH12NAH | MSZ-FH12NA** | Singlezone Non-ducted Wall Placement | 13600 | 8100 | 2.83 | 13600 | 2.07
Mitsubishi Electric | M-Series H2i | 204834292 | HMSV-A-CB-O | MXZ-4C36NAHZ2 |  | Multizone All Non-ducted | 45000 | 30000 | 2.85 | 45000 | 2
Mitsubishi Electric | M-Series H2i | 204834294 | HMSV-A-CB-O | MXZ-5C42NAHZ2 |  | Multizone All Non-ducted | 48000 | 32000 | 2.8 | 48000 | 2
Mitsubishi Electric | M-Series H2i | 204834293 | HMSV-A-CB | MXZ-4C36NAHZ2 |  | Multizone All Ducted | 45000 | 34000 | 2.59 | 45000 | 2
Mitsubishi Electric | M-Series H2i | 204926512 | HMSV-A-CB | MXZ-4C36NAHZ2 |  | Multizone Mix of Non-ducted and Ducted | 45000 | 32000 | 2.69 | 45000 | 2
Mitsubishi Electric | S-Series | 202412084 | HMSV-A-CB | PUMY-P36NKMU2 |  | Multizone All Non-ducted | 42000 | 26400 | 2.56 | 29000 | 2.2
Mitsubishi Electric | S-Series | 202412089 | HMSV-A-CB | PUMY-P60NKMU2 |  | Multizone All Non-ducted | 66000 | 41500 | 2.63 | 57000 | 2
Mitsubishi Electric | M-Series | 201754425 | HRCU-A-CB-O | MUZ-FE09NAH | MSZ-FE09NA | Singlezone Non-ducted Wall Placement | 10900 | 6700 | 2.93 | 11200 | 2.06
Mitsubishi Electric | M-Series | 201754295 | HRCU-A-CB-O | MUZ-FE12NAH | MSZ-FE12NA** | Singlezone Non-ducted Wall Placement | 13600 | 7800 | 2.72 | 12500 | 2.3
Mitsubishi Electric | M-Series | 201754308 | HRCU-A-CB-O | MUZ-GE15NAH2 | MSZ-GE15NA | Singlezone Non-ducted Wall Placement | 18000 | 11300 | 2.88 | 12560 | 2.07
Mitsubishi Electric | M-Series | 201754305 | HRCU-A-CB-O | MUZ-GE12NAH2 | MSZ-GE12NA | Singlezone Non-ducted Wall Placement | 14400 | 8800 | 2.87 | 9080 | 2.22
Mitsubishi Electric | M-Series | 201754646 | HRCU-A-CB-O | MUZ-GE09NAH2 | MSZ-GE09NA | Singlezone Non-ducted Wall Placement | 10900 | 6600 | 2.76 | 7130 | 2.03
Mitsubishi Electric | M-Series H2i | 204627044 | HRCU-A-CB | SUZ-KA12NAHZ | PEAD-A12AA | Singlezone Ducted, "Compact Ducted" | 15000 | 9000 | 2.72 | 15000 | 2.09
Mitsubishi Electric | P-Series H2i | 204276761 | HRCU-A-CB-O | PUZ-HA24NHA | PKA-A24KA7 | Singlezone Non-ducted Wall Placement | 26000 | 17200 | 2.75 | 26000 | 2
Mitsubishi Electric | M-Series H2i | 204627020 | HRCU-A-CB | SUZ-KA12NAHZ | SEZ-KD12NA4 | Singlezone Ducted, "Compact Ducted" | 15000 | 9000 | 2.56 | 15000 | 2.2
Mitsubishi Electric | M-Series | 202392019 | HRCU-A-CB-O | SUZ-KA12NA2 | MLZ-KP12NA | Singlezone Non-ducted, Ceiling Placement | 15400 | 9900 | 2.84 | 7900 | 2.36
Mitsubishi Electric | M-Series | 202392020 | HRCU-A-CB-O | SUZ-KA18NA2 | MLZ-KP18NA | Singlezone Non-ducted, Ceiling Placement | 20000 | 13100 | 2.63 | 10700 | 2.55
Mitsubishi Electric | P-Series | 201754450 | HRCU-A-CB-O | PUZ-A12NKA7*** | PLA-A12EA* | Singlezone Non-ducted, Ceiling Placement | 14000 | 10100 | 2.53 | 13000 | 2.01
Mitsubishi Electric | M-Series | 201754310 | HRCU-A-CB-O | MUZ-GL12NAH-U1 | MSZ-GL12NA-U1 | Singlezone Non-ducted Wall Placement | 14400 | 9200 | 2.7 | 10200 | 2.6
Mitsubishi Electric | M-Series | 202490340 | HRCU-A-CB-O | MUZ-GL24NA-U2 | MSZ-GL24NA-U1 | Singlezone Non-ducted Wall Placement | 27600 | 16000 | 2.65 | 20200 | 1.98
Mitsubishi Electric | Mitsubishi Electric | 201754316 | HRCU-A-CB-O | MUZ-GL24NA-U1 | MSZ-GL24NA-U1 | Singlezone Non-ducted Wall Placement | 27600 | 16000 | 2.65 | 20200 | 1.98
Mitsubishi Electric | M-Series | 201754911 | HRCU-A-CB-O | MXZ-4C36NAHZ |  | Multizone All Non-ducted | 45000 | 34000 | 2.85 | 45000 | 2.42
Mitsubishi Electric | M-Series | 201754904 | HRCU-A-CB-O | MXZ-3C24NAHZ2 |  | Multizone All Non-ducted | 25000 | 14000 | 2.53 | 25000 | 1.92
Mitsubishi Electric | Mitsubishi Electric | 201754648 | HRCU-A-CB-O | MUZ-GL09NA-U1 | MSZ-GL09NA-U1 | Singlezone Non-ducted Wall Placement | 10900 | 6700 | 3.12 | 8000 | 2.76
Mitsubishi Electric | M-Series | 201754302 | HRCU-A-CB-O | MUZ-FH18NA2 | MSZ-FH18NA2 | Singlezone Non-ducted Wall Placement | 20300 | 13700 | 3.04 | 20300 | 2.01
Mitsubishi Electric | Mitsubishi Electric | 201754297 | HRCU-A-CB-O | MUZ-FH09NAH | MSZ-FH09NA** | Singlezone Non-ducted Wall Placement | 10900 | 6700 | 2.73 | 10900 | 2.73
Mitsubishi Electric | M-Series | 201754637 | HRCU-A-CB-O | MXZ-8C60NA-U* |  | Multizone All Non-ducted | 66000 | 41500 | 2.5 | 57000 | 2.07
Mitsubishi Electric | Mitsubishi Electric | 201754445 | HRCU-A-CB-O | PUMY-P36NKMU* |  | Multizone All Non-ducted | 42000 | 26400 | 2.99 | 29000 | 2.3
Mitsubishi Electric | Mitsubishi Electric | 201754444 | HMSV-A-CB | PUMY-P36NKMU* |  | Multizone All Ducted | 42000 | 26600 | 2.6 | 30000 | 2.25
Mitsubishi Electric | M-Series | 201754926 | HRCU-A-CB-O | MXZ-5C42NAHZ |  | Multizone All Non-ducted | 48000 | 35800 | 2.87 | 48000 | 2.51
Mitsubishi Electric | M-Series | 201755020 | HRCU-A-CB | MXZ-4C36NAHZ |  | Multizone Mix of Non-ducted and Ducted | 45000 | 35000 | 2.53 | 45000 | 2.12
Mitsubishi Electric | Mitsubishi Electric | 201755026 | HRCU-A-CB | PUMY-P36NKMU* |  | Multizone Mix of Non-ducted and Ducted | 42000 | 26500 | 2.78 | 29000 | 2.24
Mitsubishi Electric | Mitsubishi Electric | 201754319 | HRCU-A-CB-O | PUZ-A36NKA7 | PLA-A36EA7 | Singlezone Non-ducted, Ceiling Placement | 38000 | 22000 | 2.59 | 21600 | 2.43
Mitsubishi Electric | M-Series | 202680594 | HRCU-A-CB-O | MUZ-GL09NA*** | MSZ-GL09NA*** | Singlezone Non-ducted Wall Placement | 10900 | 6700 | 3.12 | 8000 | 2.76
Mitsubishi Electric | M-Series | 202680595 | HRCU-A-CB-O | MUZ-GL12NA*** | MSZ-GL12NA*** | Singlezone Non-ducted Wall Placement | 14400 | 9200 | 3.1 | 10200 | 2.93
Mitsubishi Electric | M-Series | 202680598 | HRCU-A-CB-O | MUZ-GL12NAH*** | MSZ-GL12NA*** | Singlezone Non-ducted Wall Placement | 14400 | 9200 | 2.7 | 10200 | 2.6
Mitsubishi Electric | M-Series | 202680597 | HRCU-A-CB-O | MUZ-GL09NAH*** | MSZ-GL09NA*** | Singlezone Non-ducted Wall Placement | 10900 | 6700 | 2.58 | 8000 | 2.39
Mitsubishi Electric | Mitsubishi Electric | 201754427 | HRCU-A-CB-O | MUZ-FH06NAH | MSZ-FH06NA** | Singlezone Non-ducted Wall Placement | 8700 | 5900 | 2.74 | 8700 | 2.45
Mitsubishi Electric | M-Series H2i | 201754426 | HRCU-A-CB-O | MUZ-FH06NA | MSZ-FH06NA** | Singlezone Non-ducted Wall Placement | 8700 | 5900 | 3.46 | 8700 | 2.8
Mitsubishi Electric | M-Series | 201754293 | HRCU-A-CB-O | MUFZ-KJ18NAHZ | MFZ-KJ18NA | Singlezone Non-ducted, Floor Placement | 21000 | 12800 | 2.62 | 21000 | 2.05
Mitsubishi Electric | M-Series; KJ-Series | 201754291 | HRCU-A-CB-O | MUFZ-KJ12NAHZ | MFZ-KJ12NA | Singlezone Non-ducted, Floor Placement | 13000 | 8800 | 2.77 | 13000 | 2.1
Mitsubishi Electric | M-Series | 201754416 | HRCU-A-CB-O | MUFZ-KJ09NAHZ | MFZ-KJ09NA | Singlezone Non-ducted, Floor Placement | 11000 | 7500 | 2.75 | 11000 | 2.01
Mitsubishi Electric | M-Series H2i | 201754296 | HRCU-A-CB-O | MUZ-FH09NA | MSZ-FH09NA | Singlezone Non-ducted Wall Placement | 10900 | 6700 | 3.27 | 10900 | 2.37
MOOVAIR |  | 204005752 | HMSV-A-CB | DM36HOM25230X3 |  | Multizone All Non-ducted | 36000 | 23200 | 2.78 | 36037 | 1.96
MOOVAIR |  | 204005745 | HRCU-A-CB-O | DM12HOS23230E2 | DM12HICU230X5 | Singlezone Non-ducted, Ceiling Placement | 12000 | 7500 | 2.68 | 7332 | 2.11
MOOVAIR |  | 203238516 | HMSV-A-CB | DM18HOM23230X2 |  | Multizone All Non-ducted | 19000 | 12000 | 2.79 | 10205 | 1.97
MOOVAIR |  | 204005747 | HRCU-A-CB-O | DM24HOS23230E2 | DM24HICU230X5 | Singlezone Non-ducted, Ceiling Placement | 24400 | 15800 | 2.56 | 16933 | 1.95
MOOVAIR |  | 203238512 | HRCU-A-CB-O | DM18HOS23230E2 | DM18HIW23230E3 | Singlezone Non-ducted Wall Placement | 18000 | 11400 | 2.72 | 11178 | 2.02
MOOVAIR |  | 203238509 | HRCU-A-CB-O | DM09HOS23230E2 | DM09HIW23230E3 | Singlezone Non-ducted Wall Placement | 9800 | 5800 | 2.74 | 7989 | 2
MOOVAIR |  | 204005738 | HRCU-A-CB | DM18HOS23230E2 | DM18HIDU230X5 | Singlezone Ducted, "Compact Ducted" | 18000 | 12000 | 2.61 | 10352 | 1.96
MOOVAIR |  | 204005740 | HRCU-A-CB | DM09HOS25230E3 | DM09HIDU230X5 | Singlezone Ducted, "Compact Ducted" | 10000 | 7200 | 2.74 | 8343 | 2.07
MOOVAIR |  | 203238518 | HMSV-A-CB | DM27HOM23230X2 |  | Multizone All Non-ducted | 28000 | 17200 | 2.8 | 17040 | 1.97
MOOVAIR |  | 204005739 | HRCU-A-CB | DM24HOS23230E2 | DM24HIDU230X5 | Singlezone Ducted, "Compact Ducted" | 24400 | 16000 | 2.69 | 18533 | 2.04
MRCOOL |  | 8977707 | HMSV-A-CB | MULTI2-18HP230V1 |  | Multizone All Non-ducted | 19000 | 12000 | 2.79 | 10205 | 1.97
MRCOOL |  | 8977708 | HMSV-A-CB | MULTI3-27HP230V1 |  | Multizone All Non-ducted | 28000 | 17200 | 2.8 | 17040 | 1.97
MRCOOL |  | 204783913 | HRCU-A-CB-O | O-ES-18-HP-C-230 | O-18-HP-WMAH-230A | Singlezone Non-ducted Wall Placement | 18000 | 11400 | 2.72 | 11178 | 2.02
MRCOOL |  | 204783911 | HRCU-A-CB-O | O-ES-09-HP-C-230 | O-09-HP-WMAH-230A | Singlezone Non-ducted Wall Placement | 9800 | 5800 | 2.74 | 7989 | 2
NAPOLEON |  | 203363530 | HMSV-A-CB | NMZO-27F-B |  | Multizone All Non-ducted | 28000 | 17200 | 2.8 | 17040 | 1.97
NAPOLEON |  | 8952861 | HRCU-A-CB-O | NH21-09F-O | NH21-09F-I | Singlezone Non-ducted Wall Placement | 9800 | 6400 | 2.76 | 7801 | 1.91
NAPOLEON |  | 8952863 | HRCU-A-CB-O | NH21-18F-O | NH21-18F-I | Singlezone Non-ducted Wall Placement | 18000 | 10400 | 2.72 | 10953 | 1.9
NAPOLEON |  | 205309937 | HRCU-A-CB-O | NH21-18F-O | NH25-18F-I | Singlezone Non-ducted Wall Placement | 18000 | 11400 | 2.72 | 11178 | 2.02
NAPOLEON |  | 205309935 | HRCU-A-CB-O | NH21-09F-O | NH25-09F-I | Singlezone Non-ducted Wall Placement | 9800 | 5800 | 2.74 | 7989 | 2
NUTONE | NUTONE FSH1BG SERIES | 10254905 | HRCU-A-CB | FSH1BG4CVRX36K | C6B(A,H)-X36(C,U)-C | Singlezone Ducted, Centrally Ducted | 34200 | 21800 | 2.66 | 20250 | 2.28
NUTONE | NUTONE FSH1BG SERIES | 10254901 | HRCU-A-CB | FSH1BG4CVRX36K | C6B(A,H)-X36(C,U)-B | Singlezone Ducted, Centrally Ducted | 34400 | 21800 | 2.66 | 20150 | 2.27
NUTONE | NUTONE FSH1BG SERIES | 10254882 | HRCU-A-CB | FSH1BG4CVRX24K | C6B(A,H)-X26(C,U)-B | Singlezone Ducted, Centrally Ducted | 22400 | 14200 | 2.77 | 12650 | 2.12
NUTONE | NUTONE FSH1BG SERIES | 10254872 | HRCU-A-CB | FSH1BG4CVRX24K | C6B(A,H)-X26(C,U)-B | Singlezone Ducted, Centrally Ducted | 22200 | 14100 | 2.58 | 12800 | 2.03
NUTONE | NUTONE FSH1BG SERIES | 10254910 | HRCU-A-CB | FSH1BG4CVRX36K | C6B(A,H)-X36(C,U)-C | Singlezone Ducted, Centrally Ducted | 34200 | 21800 | 2.66 | 20250 | 2.28
NUTONE | NUTONE FSH1BG SERIES | 10254877 | HRCU-A-CB | FSH1BG4CVRX24K | C6B(A,H)-X26(C,U)-B | Singlezone Ducted, Centrally Ducted | 22200 | 14100 | 2.58 | 12800 | 2.03
NUTONE | NUTONE FSH1BG SERIES | 10254887 | HRCU-A-CB | FSH1BG4CVRX36K | B6VMAX36K-B | Singlezone Ducted, Centrally Ducted | 34400 | 21800 | 2.66 | 20150 | 2.27
NUTONE | NUTONE FSH1BG SERIES | 10254868 | HRCU-A-CB | FSH1BG4CVRX24K | B6VMAX24K-B | Singlezone Ducted, Centrally Ducted | 22400 | 14200 | 2.77 | 12650 | 2.12
NUTONE | NUTONE FSH1BG SERIES | 10254929 | HRCU-A-CB | FSH1BG4CVRX48K | C6B(A,H)-X48(C,U)-C | Singlezone Ducted, Centrally Ducted | 44000 | 27800 | 2.63 | 27550 | 2.21
NUTONE | NUTONE FSH1BG SERIES | 10254915 | HRCU-A-CB | FSH1BG4CVRX48K | B6VMAX48K-C | Singlezone Ducted, Centrally Ducted | 44000 | 27800 | 2.63 | 27550 | 2.21
ONYX | ONYX FSH1BG SERIES | 202083623 | HRCU-A-CB | FSH1BG4CVRX36K | C6B(A,H)-X36(C,U)-C | Singlezone Ducted, Centrally Ducted | 34200 | 21800 | 2.66 | 20250 | 2.28
ONYX | ONYX FSH1BG SERIES | 202083624 | HRCU-A-CB | FSH1BG4CVRX36K | C6B(A,H)-X36(C,U)-C | Singlezone Ducted, Centrally Ducted | 34200 | 21800 | 2.66 | 20250 | 2.28
ONYX | ONYX FSH1BG SERIES | 202083622 | HRCU-A-CB | FSH1BG4CVRX36K | C6B(A,H)-X36(C,U)-B | Singlezone Ducted, Centrally Ducted | 34400 | 21800 | 2.66 | 20150 | 2.27
ONYX | ONYX FSH1BG SERIES | 202083619 | HRCU-A-CB | FSH1BG4CVRX24K | C6B(A,H)-X26(C,U)-B | Singlezone Ducted, Centrally Ducted | 22400 | 14200 | 2.77 | 12650 | 2.12
ONYX | ONYX FSH1BG SERIES | 202083618 | HRCU-A-CB | FSH1BG4CVRX24K | C6B(A,H)-X26(C,U)-B | Singlezone Ducted, Centrally Ducted | 22200 | 14100 | 2.58 | 12800 | 2.03
ONYX | ONYX FSH1BG SERIES | 202083617 | HRCU-A-CB | FSH1BG4CVRX24K | C6B(A,H)-X26(C,U)-B | Singlezone Ducted, Centrally Ducted | 22200 | 14100 | 2.58 | 12800 | 2.03
ONYX | ONYX FSH1BG SERIES | 202083641 | HRCU-A-CB | FSH1BG4CVRX36K | B6VMAX36K-B | Singlezone Ducted, Centrally Ducted | 34400 | 21800 | 2.66 | 20150 | 2.27
ONYX | ONYX FSH1BG SERIES | 202083640 | HRCU-A-CB | FSH1BG4CVRX24K | B6VMAX24K-B | Singlezone Ducted, Centrally Ducted | 22400 | 14200 | 2.77 | 12650 | 2.12
ONYX | ONYX FSH1BG SERIES | 202083627 | HRCU-A-CB | FSH1BG4CVRX48K | C6B(A,H)-X48(C,U)-C | Singlezone Ducted, Centrally Ducted | 44000 | 27800 | 2.63 | 27550 | 2.21
ONYX | ONYX FSH1BG SERIES | 202083642 | HRCU-A-CB | FSH1BG4CVRX48K | B6VMAX48K-C | Singlezone Ducted, Centrally Ducted | 44000 | 27800 | 2.63 | 27550 | 2.21
PANASONIC | Exterios E | 7958200 | HRCU-A-CB-O | CU-E18RKUA | CS-E18RKUAW | Singlezone Non-ducted Wall Placement | 21600 | 12000 | 2.71 | 10100 | 2.24
PANASONIC | Exterios XE | 201900302 | HRCU-A-CB-O | CU-XE15SKUA-1 | CS-XE15SKUA-1 | Singlezone Non-ducted Wall Placement | 17200 | 18200 | 5.23 | 17200 | 1.98
PANASONIC | Wall Mounted | 9571162 | HRCU-A-CB-O | CU-XE15SKUA | CS-XE15SKUA | Singlezone Non-ducted Wall Placement | 18000 | 11000 | 3.16 | 15700 | 1.98
PANASONIC | RAC Multi E | 10221199 | HMSV-A-CB | CU-3E19RBU-5 |  | Multizone All Non-ducted | 26000 | 20800 | 2.57 | 18900 | 2.1
PANASONIC | Low-Profile Ducted | 9125308 | HRCU-A-CB | CU-E9SD3UA | CS-E9SD3UAW | Singlezone Ducted, "Compact Ducted" | 9000 | 7900 | 2.54 | 7800 | 2.06
PANASONIC | ClimaPure XE Series | 205047853 | HRCU-A-CB-O | CU-XE15WKUA | CS-XE15WKUAW | Singlezone Non-ducted Wall Placement | 17200 | 11000 | 3.16 | 17200 | 2.1
PANASONIC | ClimaPure XE Series | 205047852 | HRCU-A-CB-O | CU-XE12WKUA | CS-XE12WKUAW | Singlezone Non-ducted Wall Placement | 12000 | 10000 | 2.79 | 12000 | 2.21
PANASONIC | ClimaPure XE Series | 205047851 | HRCU-A-CB-O | CU-XE9WKUA | CS-XE9WKUAW | Singlezone Non-ducted Wall Placement | 10900 | 8000 | 3.13 | 11000 | 2.3
PANASONIC | ClimaPure XE Series | 205047854 | HRCU-A-CB-O | CU-XE18WKUA | CS-XE18WKUAW | Singlezone Non-ducted Wall Placement | 20400 | 14000 | 2.93 | 20400 | 2.31
PAYNE | Mid-Tier | 205921386 | HRCU-A-CB | 38MAQB24R--3 | 40MBAAQ24XA3 | Singlezone Ducted, Centrally Ducted | 29000 | 17500 | 2.56 | 26970 | 1.91
PAYNE | High Tier | 202463638 | HRCU-A-CB-O | 38MPRAQ18AA3 | DHMPHAQ18XA3 | Singlezone Non-ducted Wall Placement | 18000 | 12300 | 3.19 | 18000 | 2
PAYNE | High Tier | 202463639 | HRCU-A-CB-O | 38MPRAQ24AA3 | DHMPHAQ24XA3 | Singlezone Non-ducted Wall Placement | 24000 | 15450 | 3 | 24000 | 2
PAYNE |  | 201753410 | HRCU-A-CB-O | 38MPRAQ09AA3 | DHMPHAQ09XA3 | Singlezone Non-ducted Wall Placement | 10000 | 7200 | 2.78 | 13000 | 2.01
PAYNE |  | 201753413 | HRCU-A-CB-O | 38MPRAQ12AA3 | DHMPHAQ12XA3 | Singlezone Non-ducted Wall Placement | 12000 | 6800 | 2.66 | 13887 | 2
PAYNE | Mid-tier | 201846967 | HRCU-A-CB-O | 38MAQB12R--1 | DHMSHAQ12XA1 | Singlezone Non-ducted Wall Placement | 12000 | 7600 | 2.59 | 6490 | 1.94
PAYNE | Mid-tier | 201846969 | HRCU-A-CB-O | 38MAQB12R--3 | DHMSHAQ12XA3 | Singlezone Non-ducted Wall Placement | 12000 | 7800 | 2.66 | 12010 | 1.98
PAYNE | Mid-tier | 201846984 | HMSV-A-CB | 38MGRQ36D--3 |  | Multizone All Non-ducted | 36000 | 23200 | 2.78 | 36080 | 1.96
PAYNE | Mid-tier | 201846985 | HMSV-A-CB | 38MGRQ48E--3 |  | Multizone All Non-ducted | 48000 | 29600 | 2.7 | 36340 | 1.98
PAYNE | Mid-tier | 204722816 | HMSV-A-CB | 38MGRQ30D--3 |  | Multizone All Non-ducted | 28000 | 17400 | 2.79 | 28220 | 2.04
PAYNE | Mid-tier | 201846981 | HMSV-A-CB | 38MGRQ18B--3 |  | Multizone All Non-ducted | 19000 | 12000 | 2.79 | 13990 | 2.15
Payne |  | 207683306 | HRCU-A-CB-O | 38MARBQ24AA3 | 40MBCAQ24XA3 | Mini-Splits | 25000 | 21000 | 2.64 | 26000 | 1.95
PERFECTAIRE |  | 205645138 | HMSV-A-CB | 2PAMS36-HH-MZO4 |  | Multizone All Non-ducted | 36000 | 23200 | 2.78 | 36037 | 1.96
PERFECTAIRE |  | 202585746 | HMSV-A-CB | 2PAMSH27-MZO3 |  | Multizone All Non-ducted | 28000 | 17200 | 2.82 | 16820 | 1.95
RUNTRU |  | 205118701 | HRCU-A-CB-O | M4THS1824A11N** | M4MHW1824A1N0** | Singlezone Non-ducted Wall Placement | 23000 | 14600 | 2.61 | 22861 | 2.02
SAMSUNG | FJM Max Heat | 10348192 | HMSV-A-CB | AJ020MCS3CH |  | Multizone All Non-ducted | 22000 | 13000 | 2.63 | 22000 | 1.95
SAMSUNG | FJM Max Heat | 205291859 | HMSV-A-CB | AJ036TXS4CH |  | Multizone All Non-ducted | 36600 | 19500 | 2.61 | 36600 | 2.04
SAMSUNG | FJM Max Heat | 205291856 | HMSV-A-CB | AJ020TXS3CH |  | Multizone All Non-ducted | 22000 | 10500 | 2.63 | 22000 | 1.95
SAMSUNG | Smart Whisper Max Heat | 201993481 | HRCU-A-CB-O | AR18NSWSPWKX | AR18NSWSPWKN | Singlezone Non-ducted Wall Placement | 20600 | 13000 | 2.86 | 21040 | 2.11
SENVILLE |  | 8858354 | HMSV-A-CB | SENA/18HF/MOZ |  | Multizone All Non-ducted | 19000 | 12000 | 2.79 | 10205 | 1.97
SENVILLE |  | 8858355 | HMSV-A-CB | SENA/30HF/MOZ |  | Multizone All Non-ducted | 28000 | 17200 | 2.8 | 17040 | 1.97
SHARP | Eco-inverter | 8740799 | HRCU-A-CB-O | AE-X12TU | AY-XPC12TU | Singlezone Non-ducted Wall Placement | 14000 | 8400 | 2.8 | 9300 | 2.31
SHARP | Eco-inverter | 8674934 | HRCU-A-CB-O | AE-X18TU | AY-XPC18TU | Singlezone Non-ducted Wall Placement | 21600 | 12000 | 2.59 | 12900 | 2.55
SHARP | Eco-inverter | 8950554 | HMSV-A-CB | AE-X2M20TU |  | Multizone All Non-ducted | 22000 | 14000 | 2.95 | 14800 | 3.03
SHARP | Eco-inverter | 8796398 | HRCU-A-CB-O | AE-X12THU | AY-XP12THU | Singlezone Non-ducted Wall Placement | 14000 | 8500 | 3.41 | 14000 | 2.55
SHARP |  | 209270207 | HRCU-A-CB-O | AE-X12ZU | AY-XPC12ZU | Mini-Splits | 14000 | 9000 | 3.1 | 12000 | 2.11
SMART COMFORT | Mid-tier | 202119277 | HRCU-A-CB-O | DLCSRAH09AAK | DLFSCAH09XAK | Singlezone Non-ducted, Ceiling Placement | 10000 | 6700 | 2.58 | 11870 | 1.94
SMART COMFORT | High Tier | 202463659 | HRCU-A-CB-O | DLCPRAH24AAK | DLFPHAH24XAK | Singlezone Non-ducted Wall Placement | 24000 | 15450 | 3 | 24000 | 2
SMART COMFORT | High Tier | 202463658 | HRCU-A-CB-O | DLCPRAH18AAK | DLFPHAH18XAK | Singlezone Non-ducted Wall Placement | 18000 | 12300 | 3.19 | 18000 | 2
SMART COMFORT | Mid-tier | 202119262 | HRCU-A-CB-O | DLCSRAH09AAK | DLFSHAH09XAK | Singlezone Non-ducted Wall Placement | 12000 | 7500 | 2.65 | 9840 | 2.1
SMART COMFORT | Mid-tier | 202119282 | HRCU-A-CB-O | DLCSRAH18AAK | DLFSCAH18XAK | Singlezone Non-ducted, Ceiling Placement | 18000 | 12000 | 2.59 | 15710 | 2.4
TEMPSTAR | QuietComfort | 205921379 | HRCU-A-CB | DLCSRAH24AAK | DLFSAAH24XAK | Singlezone Ducted, Centrally Ducted | 29000 | 17500 | 2.56 | 26970 | 1.91
TEMPSTAR |  | 201835814 | HRCU-A-CB | DLCSRAH24AAK | DLFSDAH24XAK | Singlezone Ducted, "Compact Ducted" | 24000 | 17400 | 2.96 | 30000 | 1.93
TEMPSTAR |  | 201835765 | HRCU-A-CB-O | DLCSRAH12AAJ | DLFSHAH12XAJ | Singlezone Non-ducted Wall Placement | 11800 | 7100 | 2.57 | 7800 | 2.01
TEMPSTAR |  | 201835748 | HRCU-A-CB-O | DLCPRAH09AAK | DLFPHAH09XAK | Singlezone Non-ducted Wall Placement | 10000 | 7200 | 2.78 | 13047 | 1.97
TEMPSTAR | Mid-tier | 201835802 | HRCU-A-CB-O | DLCSRAH09AAK | DLFSCAH09XAK | Singlezone Non-ducted, Ceiling Placement | 10000 | 6700 | 2.58 | 11870 | 1.94
TEMPSTAR | High Tier | 202463657 | HRCU-A-CB-O | DLCPRAH24AAK | DLFPHAH24XAK | Singlezone Non-ducted Wall Placement | 24000 | 15450 | 3 | 24000 | 2
TEMPSTAR | High Tier | 202463656 | HRCU-A-CB-O | DLCPRAH18AAK | DLFPHAH18XAK | Singlezone Non-ducted Wall Placement | 18000 | 12300 | 3.19 | 18000 | 2
TEMPSTAR | Mid-tier | 201835767 | HRCU-A-CB-O | DLCSRAH09AAK | DLFSHAH09XAK | Singlezone Non-ducted Wall Placement | 12000 | 7500 | 2.65 | 9840 | 2.1
TEMPSTAR | Mid-tier | 201835812 | HRCU-A-CB-O | DLCSRAH18AAK | DLFSCAH18XAK | Singlezone Non-ducted, Ceiling Placement | 18000 | 12000 | 2.59 | 15710 | 2.4
TOSHIBA CARRIER |  | 3638309 | HRCU-A-CB-O | RAV-SP300AT2-UL | RAV-SP300UT-UL | Singlezone Non-ducted, Ceiling Placement | 33400 | 19700 | 3.09 | 18700 | 2.04
TOSHIBA CARRIER |  | 3638311 | HRCU-A-CB-O | RAV-SP360AT2-UL | RAV-SP360UT-UL | Singlezone Non-ducted, Ceiling Placement | 36000 | 23200 | 3.01 | 22400 | 2.04
TOSHIBA CARRIER |  | 9854722 | HRCU-A-CB-O | RAV-SP300AT2-UL | RAV-SP301BT-UL | Singlezone Ducted, "Compact Ducted" | 34000 | 20600 | 2.99 | 20900 | 2.2
TOSHIBA CARRIER |  | 9854795 | HRCU-A-CB-O | RAV-SP360AT2-UL | RAV-SP361BT-UL | Singlezone Ducted, "Compact Ducted" | 40000 | 21400 | 2.69 | 21100 | 2.22
TOSHIBA CARRIER | Toshiba-Carrier VRF | 10052879 | HMSV-A-CB | MCY-MAP0487HS-UL |  | Multizone All Non-ducted | 54000 | 32000 | 2.87 | 38800 | 2.09
TOSOT |  | 205756439 | HRCU-A-CB | TU36-24WADU | TU24-36AADU | Singlezone Ducted, Centrally Ducted | 24000 | 16300 | 2.7 | 24000 | 2.1
TOSOT | Lomo Plus | 10062018 | HRCU-A-CB-O | TW09HQ3D6DO | TW09HQ3D6DI | Singlezone Non-ducted Wall Placement | 9000 | 5600 | 2.88 | 12977 | 2.09
TOSOT | Lomo Plus | 10062021 | HRCU-A-CB-O | TW24HQ3D6DO | TW24HQ3D6DI | Singlezone Non-ducted Wall Placement | 24000 | 15500 | 2.86 | 26443 | 2.15
TOSOT |  | 202134392 | HRCU-A-CB-O | TW12HQ2A3DO | TW12HQ2A3DI | Singlezone Non-ducted Wall Placement | 13000 | 7100 | 2.6 | 9065 | 2.04
TOSOT |  | 9108746 | HRCU-A-CB-O | TW12HQ2C2DO | TW12HQ2C2DI | Singlezone Non-ducted Wall Placement | 13000 | 7100 | 2.6 | 9065 | 2.04
TOSOT | Lomo Plus | 10062019 | HRCU-A-CB-O | TW12HQ3D6DO | TW12HQ3D6DI | Singlezone Non-ducted Wall Placement | 12200 | 8100 | 2.86 | 13000 | 2.08
TOSOT | Multi Zone | 10064023 | HMSV-A-CB | TM36H4O |  | Multizone All Non-ducted | 42500 | 26500 | 2.88 | 21356 | 2.01
TRANE | XV19 | 201922059 | HRCU-A-CB | 4TWL9048A1 | 4PX*DU60BS3 | Singlezone Ducted, Centrally Ducted | 44500 | 30800 | 3.34 | 24960 | 2.23
TRANE | XV19 | 201922158 | HRCU-A-CB | 4TWL9048A1 | TEM8A0C60V51+TDR | Singlezone Ducted, Centrally Ducted | 46000 | 31400 | 3.22 | 25420 | 2.4
TRANE | XV19 | 201922157 | HRCU-A-CB | 4TWL9048A1 | TEM8A0C48V41+TDR | Singlezone Ducted, Centrally Ducted | 46500 | 31400 | 3.2 | 25320 | 2.41
TRANE | XV20i | 8759415 | HRCU-A-CB | 4TWV0036A1 | 4PX*CU48BS3 | Singlezone Ducted, Centrally Ducted | 33200 | 26600 | 3.22 | 20220 | 1.9
TRANE | XV20i | 8761421 | HRCU-A-CB | 4TWV0036A1 | 4TXCC007DS3 | Singlezone Ducted, Centrally Ducted | 33200 | 26600 | 3.22 | 20220 | 1.9
TRANE | XV18 | 8761468 | HRCU-A-CB | 4TWV8036A1 | 4TXCC007DS3 | Singlezone Ducted, Centrally Ducted | 32600 | 26400 | 3.25 | 20360 | 1.91
TRANE | XV18 | 8761494 | HRCU-A-CB | 4TWV8037A1 | 4TXCC007DS3 | Singlezone Ducted, Centrally Ducted | 33200 | 26600 | 3.22 | 20220 | 1.9
TRANE | XV18 | 8761473 | HRCU-A-CB | 4TWV8036A1 | 4TXCC007DS3 | Singlezone Ducted, Centrally Ducted | 32800 | 26600 | 3.25 | 20500 | 1.91
TRANE | XV20i | 10093495 | HRCU-A-CB | 4TWV0036A1 | TAM9A0B30V31 | Singlezone Ducted, Centrally Ducted | 32600 | 26200 | 3.17 | 20220 | 1.92
TRANE | XV18 | 10093504 | HRCU-A-CB | 4TWV8036A1 | TAM9A0B30V31 | Singlezone Ducted, Centrally Ducted | 32000 | 26600 | 3.25 | 20760 | 1.95
TRANE | XV18 | 10093505 | HRCU-A-CB | 4TWV8036A1 | TAM9A0C36V31 | Singlezone Ducted, Centrally Ducted | 32200 | 26200 | 3.25 | 20500 | 1.91
TRANE | XV18 | 10093507 | HRCU-A-CB | 4TWV8037A1 | TAM9A0B30V31 | Singlezone Ducted, Centrally Ducted | 32600 | 26200 | 3.17 | 20220 | 1.92
TRANE | XV18 | 10093512 | HRCU-A-CB | 4TWV8048A1 | TAM9A0C60V51 | Singlezone Ducted, Centrally Ducted | 41500 | 36200 | 4.57 | 28680 | 1.9
TRANE | XV20i | 10153699 | HRCU-A-CB | 4TWV0036A1 | TEM8A0C48V41+TDR | Singlezone Ducted, Centrally Ducted | 31000 | 25200 | 3.08 | 19700 | 1.94
TRANE | XV20i | 10153703 | HRCU-A-CB | 4TWV0048A1 | TEM8A0C48V41+TDR | Singlezone Ducted, Centrally Ducted | 42000 | 35600 | 4.42 | 27980 | 1.92
TRANE | XV18 | 10153714 | HRCU-A-CB | 4TWV8036A1 | TEM8A0C36V31+TDR | Singlezone Ducted, Centrally Ducted | 31600 | 25600 | 3.13 | 20040 | 1.94
TRANE | XV18 | 10153717 | HRCU-A-CB | 4TWV8036A1 | TEM8A0C48V41+TDR | Singlezone Ducted, Centrally Ducted | 31000 | 25400 | 3.08 | 20040 | 1.96
TRANE | XV18 | 10153718 | HRCU-A-CB | 4TWV8036A1 | TEM8A0D48V41+TDR | Singlezone Ducted, Centrally Ducted | 31600 | 25800 | 3.07 | 20100 | 1.96
TRANE | XV18 | 10153724 | HRCU-A-CB | 4TWV8037A1 | TEM8A0C48V41+TDR | Singlezone Ducted, Centrally Ducted | 31000 | 25200 | 3.08 | 19700 | 1.94
TRANE | XV18 | 10153725 | HRCU-A-CB | 4TWV8037A1 | TEM8A0D48V41+TDR | Singlezone Ducted, Centrally Ducted | 31800 | 25800 | 3.05 | 20000 | 1.97
TRANE | XV18 | 10153729 | HRCU-A-CB | 4TWV8048A1 | TEM8A0C60V51+TDR | Singlezone Ducted, Centrally Ducted | 44500 | 36800 | 4.49 | 28520 | 1.92
TRANE | XV18 | 10153734 | HRCU-A-CB | 4TWV8049A1 | TEM8A0C48V41+TDR | Singlezone Ducted, Centrally Ducted | 42000 | 35600 | 4.42 | 27980 | 1.92
TRANE |  | 7151533 | HRCU-A-CB-O | 4TXK2712A10NAA | 4MXW2712A10N0AA | Singlezone Non-ducted Wall Placement | 13000 | 8000 | 3.13 | 8300 | 2.15
TRANE |  | 9150123 | HRCU-A-CB-O | 4TXK3812A10NU** | 4MXW3812A10NU** | Singlezone Non-ducted Wall Placement | 12200 | 8100 | 3.21 | 13304 | 2.18
TRANE |  | 7151535 | HRCU-A-CB-O | 4TXK2718A10N0AA | 4MXW2718A10N0AA | Singlezone Non-ducted Wall Placement | 19000 | 12100 | 2.81 | 15400 | 1.97
TRANE | TruComfort XV18 | 10093511 | HRCU-A-CB | 4TWV8048A1 | TAM9A0C48V41 | Singlezone Ducted, Centrally Ducted | 41000 | 36400 | 4.52 | 28780 | 1.93
TRANE |  | 9150127 | HRCU-A-CB-O | 4TXK3824A10NU** | 4MXW3824A10NU** | Singlezone Non-ducted Wall Placement | 24000 | 15500 | 2.89 | 24233 | 2.23
TRANE |  | 9057065 | HMSV-A-CB | 4TXM2230A15N0** |  | Multizone All Non-ducted | 42000 | 27000 | 2.93 | 21356 | 2.01
TRANE | XV20i | 8939381 | HRCU-A-CB | 4TWV0036A1 | 4TXFH036CZ3 | Singlezone Ducted, Centrally Ducted | 32200 | 26400 | 3.25 | 20740 | 1.92
TRANE |  | 6750459 | HRCU-A-CB | 4TWV8024A1 | *AM8C0B30V21 | Singlezone Ducted, Centrally Ducted | 20000 | 16800 | 2.5 | 13000 | 2.07
TRANE |  | 202703126 | HRCU-A-CB-O | 4TXK2324A10N0** | 4MXW2324A10N0** | Singlezone Non-ducted Wall Placement | 23000 | 14600 | 2.61 | 22861 | 2.02
TRANE |  | 6749942 | HRCU-A-CB | 4TWV0024A1 | *AM8C0B30V21 | Singlezone Ducted, Centrally Ducted | 20200 | 16800 | 2.5 | 13000 | 2.07
TRANE | XV20i | 10153700 | HRCU-A-CB | 4TWV0036A1 | TEM8A0D48V41+TDR | Singlezone Ducted, Centrally Ducted | 31800 | 25800 | 3.05 | 20000 | 1.97
TRANE |  | 7151531 | HRCU-A-CB-O | 4TXK2709A10N0AA | 4MXW2709A10N0AA | Singlezone Non-ducted Wall Placement | 9800 | 5800 | 2.7 | 8000 | 2.13
TRANE | XV18 | 10153721 | HRCU-A-CB | 4TWV8037A1 | TEM8A0C36V31+TDR | Singlezone Ducted, Centrally Ducted | 31800 | 25600 | 3.07 | 19500 | 1.94
TRANE | XV20i | 10153696 | HRCU-A-CB | 4TWV0036A1 | TEM8A0C36V31+TDR | Singlezone Ducted, Centrally Ducted | 31800 | 25600 | 3.07 | 19500 | 1.94
Trane / Mitsubishi Electric |  | 202732310 | HMSV-A-CB | NTXMPH20A122AA | NTXWPH09A112AANTXWPH09A112AA | Multizone All Non-ducted | 22000 | 13000 | 2.63 | 22000 | 2.07
Trane / Mitsubishi Electric |  | 204276766 | HRCU-A-CB-O | TRUZH0241HA00NA | TPKA0A0241KA70A | Singlezone Non-ducted Wall Placement | 26000 | 17200 | 2.75 | 26000 | 2
Trane / Mitsubishi Electric |  | 204813325 | HRCU-A-CB-O | TRUZA0361KA70B* | TPLA0A0361EA70A | Singlezone Non-ducted, Ceiling Placement | 38000 | 22000 | 2.59 | 21600 | 2.43
Trane / Mitsubishi Electric |  | 202850711 | HMSV-A-CB-O | TUMYP0601AK42** |  | Multizone All Non-ducted | 66000 | 41500 | 2.63 | 57000 | 2
Trane / Mitsubishi Electric |  | 202850709 | HMSV-A-CB-O | TUMYP0361AK42** |  | Multizone All Non-ducted | 42000 | 26400 | 2.56 | 29000 | 2.2
Trane / Mitsubishi Electric |  | 204276540 | HRCU-A-CB-O | TRUZH0241HA00NA | TPLA0A0241EA70A | Singlezone Non-ducted, Ceiling Placement | 26000 | 17300 | 3.09 | 26000 | 2.01
Trane / Mitsubishi Electric |  | 204813315 | HRCU-A-CB-O | TRUZA0121KA70B* | TPLA0A0121EA70A | Singlezone Non-ducted, Ceiling Placement | 14000 | 10100 | 2.53 | 13000 | 2.01
Trane / Mitsubishi Electric |  | 204834277 | HMSV-A-CB-O | TUMYP0361AK43** |  | Multizone All Non-ducted | 42000 | 26400 | 2.56 | 29000 | 2.2
Trane / Mitsubishi Electric |  | 204813316 | HRCU-A-CB-O | TRUZA0121KA70N* | TPLA0A0121EA70A | Singlezone Non-ducted, Ceiling Placement | 14000 | 10100 | 2.53 | 13000 | 2.01
Trane / Mitsubishi Electric | M-Series H2i | 202354909 | HMSV-A-CB | NTXMPH36A142AA |  | Multizone All Non-ducted | 45000 | 34000 | 2.85 | 45000 | 2.42
Trane / Mitsubishi Electric | M-Series H2i | 202354905 | HMSV-A-CB | NTXMPH24A132AA |  | Multizone All Non-ducted | 25000 | 14000 | 2.53 | 25000 | 1.92
Trane / Mitsubishi Electric | M-Series H2i | 202373723 | HRCU-A-CB-O | NTXSPB06A112AA | NTXWPH06A112AA | Singlezone Non-ducted Wall Placement | 8700 | 5900 | 2.74 | 8700 | 2.45
Trane / Mitsubishi Electric | M-Series | 202392233 | HRCU-A-CB-O | NTXSKS18A112AA | NTXUKS18A112AA | Singlezone Non-ducted, Ceiling Placement | 20000 | 13100 | 2.63 | 10700 | 2.55
Trane / Mitsubishi Electric | M-Series | 202392231 | HRCU-A-CB | NTXSKS18A112AA | NTXDKS18A112AA | Singlezone Ducted, "Compact Ducted" | 21600 | 13900 | 2.87 | 12000 | 2.88
Trane / Mitsubishi Electric | M-Series | 202392237 | HRCU-A-CB-O | NTXSKS18A112AA | NTXCKS18A112AA | Singlezone Non-ducted, Ceiling Placement | 19700 | 12900 | 2.68 | 9800 | 2.37
Trane / Mitsubishi Electric | M-Series | 202392219 | HRCU-A-CB-O | NTXSKS12A112AA | NTXUKS12A112AA | Singlezone Non-ducted, Ceiling Placement | 15400 | 9900 | 2.84 | 7900 | 2.36
Trane / Mitsubishi Electric | M-Series | 202392225 | HRCU-A-CB | NTXSKS15A112AA | NTXDKS15A112AA | Singlezone Ducted, "Compact Ducted" | 18000 | 11700 | 2.68 | 10000 | 2.55
Trane / Mitsubishi Electric | M-Series | 202392213 | HRCU-A-CB-O | NTXSKS09A112AA | NTXCKS09A112AA | Singlezone Non-ducted, Ceiling Placement | 11000 | 6900 | 2.5 | 5600 | 3.04
Trane / Mitsubishi Electric | M-Series | 202392209 | HRCU-A-CB-O | NTXSKS09A112AA | NTXUKS09A112AA | Singlezone Non-ducted, Ceiling Placement | 12000 | 7700 | 3.22 | 6100 | 3.08
Trane / Mitsubishi Electric | M-Series | 202392207 | HRCU-A-CB | NTXSKS09A112AA | NTXDKS09A112AA | Singlezone Ducted, "Compact Ducted" | 12000 | 7600 | 2.53 | 6000 | 2.44
Trane / Mitsubishi Electric | M-Series H2i | 202373724 | HRCU-A-CB-O | NTXSPH09A112AA | NTXWPH09A112AA | Singlezone Non-ducted Wall Placement | 10900 | 6700 | 3.27 | 10900 | 2.37
Trane / Mitsubishi Electric | M-Series H2i | 202373722 | HRCU-A-CB-O | NTXSPH06A112AA | NTXWPH06A112AA | Singlezone Non-ducted Wall Placement | 8700 | 5900 | 3.46 | 8700 | 2.8
Trane / Mitsubishi Electric | M-Series H2i | 202373719 | HRCU-A-CB-O | NTXSPF18A112AA | NTXFKS18A112AA | Singlezone Non-ducted, Floor Placement | 21000 | 12800 | 2.62 | 21000 | 2.05
Trane / Mitsubishi Electric | M-Series H2i | 202373716 | HRCU-A-CB-O | NTXSPF09A112AA | NTXFKS09A112AA | Singlezone Non-ducted, Floor Placement | 11000 | 7500 | 2.75 | 11000 | 2.01
Trane / Mitsubishi Electric | M-Series | 202392239 | HRCU-A-CB | NTXSKS18A112AA | NTXAMT18A112AA | Singlezone Ducted, Centrally Ducted | 21600 | 14000 | 2.81 | 12200 | 2.88
Trane / Mitsubishi Electric | M-Series | 202392223 | HRCU-A-CB | NTXSKS12A112AA | NTXAMT12A112AA | Singlezone Ducted, Centrally Ducted | 15000 | 9900 | 2.59 | 7800 | 2.75
Trane / Mitsubishi Electric |  | 204813326 | HRCU-A-CB-O | TRUZA0361KA70N* | TPLA0A0361EA70A | Singlezone Non-ducted, Ceiling Placement | 38000 | 22000 | 2.59 | 21600 | 2.43
Trane / Mitsubishi Electric |  | 204834283 | HMSV-A-CB-O | TUMYP0601AK43** |  | Multizone All Non-ducted | 66000 | 41500 | 2.63 | 57000 | 2
Trane / Mitsubishi Electric | Nv Series Pro Heat | 204834286 | HMSV-A-CB-O | NTXMPH42A152B* |  | Multizone All Non-ducted | 48000 | 32000 | 2.8 | 48000 | 2
Trane / Mitsubishi Electric | Nv Series Pro Heat | 204834284 | HMSV-A-CB-O | NTXMPH36A142B* |  | Multizone All Non-ducted | 45000 | 30000 | 2.85 | 45000 | 2
Trane / Mitsubishi Electric | Nv Series Pro Heat | 204834285 | HMSV-A-CB | NTXMPH36A142B* |  | Multizone All Ducted | 45000 | 34000 | 2.59 | 45000 | 2
Trane / Mitsubishi Electric | Nv Series Pro Heat | 204926530 | HMSV-A-CB | NTXMPH36A142B* |  | Multizone Mix of Non-ducted and Ducted | 45000 | 32000 | 2.69 | 45000 | 2
Trane / Mitsubishi Electric | Nv Series Pro Heat | 204793344 | HRCU-A-CB | NTXSKH12A112AA | TPEADA0121AA70A | Singlezone Ducted, "Compact Ducted" | 15000 | 9000 | 2.72 | 15000 | 2.09
Trane / Mitsubishi Electric | Nv Series Pro Heat | 204793342 | HRCU-A-CB | NTXSKH12A112AA | NTXDKS12A112AA | Singlezone Ducted, "Compact Ducted" | 15000 | 9000 | 2.56 | 15000 | 2.2
Trane / Mitsubishi Electric | M-Series | 202373736 | HRCU-A-CB-O | NTXSST24A112AA | NTXWST24A112AA | Singlezone Non-ducted Wall Placement | 27600 | 16000 | 2.65 | 20200 | 1.98
Trane / Mitsubishi Electric | M-Series H2i | 202373745 | HMSV-A-CB | NTXMPH42A152AA |  | Multizone All Non-ducted | 48000 | 35800 | 2.87 | 48000 | 2.51
Trane / Mitsubishi Electric | M-Series | 202373732 | HRCU-A-CB-O | NTXSST09A112AA | NTXWST09A112AA | Singlezone Non-ducted Wall Placement | 10900 | 6700 | 3.12 | 8000 | 2.76
Trane / Mitsubishi Electric | M-Series H2i | 202373730 | HRCU-A-CB-O | NTXSPH18A112AA | NTXWPH18A112AA | Singlezone Non-ducted Wall Placement | 20300 | 13700 | 3.04 | 20300 | 2.01
Trane / Mitsubishi Electric | M-Series H2i | 202373727 | HRCU-A-CB-O | NTXSPB12A112AA | NTXWPH12A112AA | Singlezone Non-ducted Wall Placement | 13600 | 8100 | 2.83 | 13600 | 2.07
Trane / Mitsubishi Electric | M-Series H2i | 202373725 | HRCU-A-CB-O | NTXSPB09A112AA | NTXWPH09A112AA | Singlezone Non-ducted Wall Placement | 10900 | 6700 | 2.73 | 10900 | 2.73
Trane / Mitsubishi Electric | M-Series | 202373748 | HMSV-A-CB | NTXMMX60A182AA |  | Multizone All Non-ducted | 66000 | 41500 | 2.5 | 57000 | 2.07
Trane / Mitsubishi Electric | M-Series | 202373742 | HMSV-A-CB | NTXMMX20A122AA |  | Multizone All Non-ducted | 22000 | 12500 | 2.82 | 11100 | 2.03
Trane / Mitsubishi Electric | M-Series | 202373735 | HRCU-A-CB-O | NTXSST18A112AA | NTXWST18A112AA | Singlezone Non-ducted Wall Placement | 21600 | 13800 | 2.73 | 15100 | 2.35
Trane / Mitsubishi Electric | M-Series | 202373733 | HRCU-A-CB-O | NTXSST12A112AA | NTXWST12A112AA | Singlezone Non-ducted Wall Placement | 14400 | 9200 | 3.1 | 10200 | 2.93
Trane / Mitsubishi Electric | M-Series H2i | 202373731 | HRCU-A-CB-O | NTXSPB18A112AA | NTXWPH18A112AA | Singlezone Non-ducted Wall Placement | 20300 | 12480 | 2.93 | 20900 | 2.06
Trane / Mitsubishi Electric | M-Series H2i | 202373726 | HRCU-A-CB-O | NTXSPH12A112AA | NTXWPH12A112AA | Singlezone Non-ducted Wall Placement | 13600 | 8000 | 3.26 | 13600 | 2.21
Trane / Mitsubishi Electric | M-Series H2i | 202373717 | HRCU-A-CB-O | NTXSPF12A112AA | NTXFKS12A112AA | Singlezone Non-ducted, Floor Placement | 13000 | 8800 | 2.77 | 13000 | 2.1
Trane / Mitsubishi Electric | M-Series H2i | 202366334 | HMSV-A-CB | NTXMPH36A142AA |  | Multizone Mix of Non-ducted and Ducted | 45000 | 35000 | 2.54 | 47360 | 2.24
Trane / Mitsubishi Electric | M-Series | 202392211 | HRCU-A-CB | NTXSKS09A112AA | PEAD-A09AA7 | Singlezone Ducted, "Compact Ducted" | 12000 | 7600 | 2.53 | 6100 | 2.93
VALIEV |  | 205497614 | HRCU-A-CB-O | VWSM-18IR410AHS21 | VWSM-18IR410AHS21 | Singlezone Non-ducted Wall Placement | 18000 | 10400 | 2.72 | 10953 | 1.9
WABBAN | Mistral Series | 201903165 | HRCU-A-CB-O | BB12HQ2A3DO | BB12HQ2A3DI | Singlezone Non-ducted Wall Placement | 13000 | 7100 | 2.81 | 8000 | 2.73
WABBAN | Mistral Series | 201903164 | HRCU-A-CB-O | BB09HQ2A3DO | BB09HQ2A3DI | Singlezone Non-ducted Wall Placement | 11000 | 6800 | 2.66 | 12977 | 2.09
WABBAN | Mistral Series | 201903167 | HRCU-A-CB-O | BB18HQ2A3DO | BB18HQ2A3DI | Singlezone Non-ducted Wall Placement | 19800 | 12400 | 2.51 | 21500 | 2.03
WABBAN | Mistral Series | 201903168 | HRCU-A-CB-O | BB24HQ2A3DO | BB24HQ2A3DI | Singlezone Non-ducted Wall Placement | 23000 | 14600 | 2.73 | 22553 | 2.07
WABBAN | Yukon Series | 201903174 | HRCU-A-CB-O | BB18HQ3D6DO | BB18HQ3D6DI | Singlezone Non-ducted Wall Placement | 18000 | 14200 | 2.87 | 21500 | 2.03
WABBAN | Yukon Series | 201903175 | HRCU-A-CB-O | BB24HQ3D6DO | BB24HQ3D6DI | Singlezone Non-ducted Wall Placement | 24000 | 15500 | 2.89 | 22553 | 3.63
WABBAN | Yukon Series | 201903173 | HRCU-A-CB-O | BB12HQ3D6DO | BB12HQ3D6DI | Singlezone Non-ducted Wall Placement | 12200 | 8100 | 3.21 | 8000 | 2.73
WABBAN | Multi Zone | 201903181 | HMSV-A-CB | BBM42H4O |  | Multizone All Non-ducted | 45000 | 29000 | 2.68 | 25356 | 2.09
Weathermaker | Mid-Tier | 205921382 | HRCU-A-CB | 38MAQB24R--3 | 40MBAAQ24XA3 | Singlezone Ducted, Centrally Ducted | 29000 | 17500 | 2.56 | 26970 | 1.91
Weathermaker |  | 207683313 | HRCU-A-CB-O | 38MARBQ24AA3 | 40MBCAQ24XA3 | Mini-Splits | 25000 | 21000 | 2.64 | 26000 | 1.95
WESTINGHOUSE |  | 205417832 | HRCU-A-CB-O | WHP09SZA21S | WHP09WMA21S | Singlezone Non-ducted Wall Placement | 9500 | 5000 | 2.76 | 7438 | 2.14
WESTINGHOUSE |  | 205417834 | HRCU-A-CB-O | WHP12SZA21S | WHP12WMA21S | Singlezone Non-ducted Wall Placement | 13000 | 7500 | 2.71 | 9800 | 2.07
WESTINGHOUSE |  | 205417836 | HRCU-A-CB-O | WHP18SZA21S | WHP18WMA21S | Singlezone Non-ducted Wall Placement | 19000 | 11600 | 2.79 | 13146 | 2.11
Willis |  | 9038626 | HRCU-A-CB-O | WSM09MH20S/O | WSM09MH20S/I | Singlezone Non-ducted Wall Placement | 9800 | 6300 | 2.68 | 6700 | 1.94
YORK |  | 10309025 | HRCU-A-CB | YZV48B21 | CM50DE3A1+MVC20DN21 | Singlezone Ducted, Centrally Ducted | 58000 | 42500 | 2.56 | 34000 | 2.51
YORK | HMH7 | 211377363 | HRCU-A-CB | HMH72B341 | XAFC36DXXN1+TXV |  | 34000 | 25800 | 2.52 | 24400 | 2.08
YORK | HMH7 | 211377366 | HRCU-A-CB | HMH72B341 | XAFC36DBCN1 |  | 34000 | 25800 | 2.52 | 24400 | 2.08
YORK | HMH7 | 211377441 | HRCU-A-CB | HMH72B341 | XAFB30CXXN1+TXV |  | 34000 | 26600 | 2.5 | 23800 | 2
YORK | HMH7 | 211377444 | HRCU-A-CB | HMH72B341 | XAUB30CXXN1+TXV |  | 34000 | 26600 | 2.5 | 23800 | 2
YORK | HMH7 | 211378712 | HRCU-A-CB | HMH72B341 | XAFB30CXXN1+TXV |  | 34000 | 26800 | 2.54 | 23800 | 2.02
YORK | HMH7 | 211378715 | HRCU-A-CB | HMH72B341 | XAFB30CXXN1+TXV |  | 34000 | 26800 | 2.54 | 23800 | 2.02
YORK | HMH7 | 211378718 | HRCU-A-CB | HMH72B341 | XAUB30CXXN1+TXV |  | 34000 | 26800 | 2.54 | 23800 | 2.02
YORK | HMH7 | 211378721 | HRCU-A-CB | HMH72B341 | XAUB30CXXN1+TXV |  | 34000 | 26800 | 2.54 | 23800 | 2.02
YORK | HMH7 | 211378905 | HRCU-A-CB | HMH72B341 | XAFC36DXXN1+TXV |  | 34000 | 25600 | 2.54 | 24200 | 2.1
YORK | HMH7 | 211378908 | HRCU-A-CB | HMH72B341 | XAFC36DBCN1 |  | 34000 | 25600 | 2.54 | 24200 | 2.1
YORK | HMH7 | 211378939 | HRCU-A-CB | HMH72B341 | JHETB36DBCS2N1 |  | 33800 | 25400 | 2.56 | 23800 | 2.12
YORK | HMH7 | 211378997 | HRCU-A-CB | HMH72B341 | XAFD48FXXN1+TXV |  | 32400 | 25400 | 2.54 | 23600 | 2.06
YORK | HMH7 | 211379000 | HRCU-A-CB | HMH72B341 | XAFD48FBCN1 |  | 32400 | 25400 | 2.54 | 23600 | 2.06
YORK | HMH7 | 211379080 | HRCU-A-CB | HMH72B341 | XAFD48FXXN1+TXV |  | 32400 | 25400 | 2.58 | 23800 | 2.1
YORK | HMH7 | 211379083 | HRCU-A-CB | HMH72B341 | XAFD48FXXN1+TXV |  | 32400 | 25400 | 2.58 | 23800 | 2.1
YORK | HMH7 | 211379086 | HRCU-A-CB | HMH72B341 | XAFD48FXXN1+TXV |  | 32400 | 25400 | 2.58 | 23800 | 2.1
YORK | HMH7 | 211379089 | HRCU-A-CB | HMH72B341 | XAFD48FBCN1 |  | 32400 | 25400 | 2.58 | 23800 | 2.1
YORK | HMH7 | 211379092 | HRCU-A-CB | HMH72B341 | XAFD48FBCN1 |  | 32400 | 25400 | 2.58 | 23800 | 2.1
YORK | HMH7 | 211379095 | HRCU-A-CB | HMH72B341 | XAFD48FBCN1 |  | 32400 | 25400 | 2.58 | 23800 | 2.1
YORK | HMH7 | 211379225 | HRCU-A-CB | HMH72B341 | XAFC48FXXN1+TXV |  | 32400 | 25400 | 2.56 | 23800 | 2.08
YORK | HMH7 | 211379226 | HRCU-A-CB | HMH72B341 | XAFC48FXXN1+TXV |  | 32400 | 25400 | 2.56 | 23800 | 2.08
YORK | HMH7 | 211379229 | HRCU-A-CB | HMH72B341 | XAFC48FXXN1+TXV |  | 32400 | 25400 | 2.56 | 23800 | 2.08
YORK | HMH7 | 211379232 | HRCU-A-CB | HMH72B341 | XAFC48FBCN1 |  | 32400 | 25400 | 2.56 | 23800 | 2.08
YORK | HMH7 | 211379236 | HRCU-A-CB | HMH72B341 | XAUC48FXXN1+TXV |  | 32400 | 25400 | 2.56 | 23800 | 2.08
YORK | HMH7 | 211379238 | HRCU-A-CB | HMH72B341 | XAFC48FBCN1 |  | 32400 | 25400 | 2.56 | 23800 | 2.08
YORK | HMH7 | 211379240 | HRCU-A-CB | HMH72B341 | XAUC48FXXN1+TXV |  | 32400 | 25400 | 2.56 | 23800 | 2.08
YORK | HMH7 | 211379243 | HRCU-A-CB | HMH72B341 | XAFC48FBCN1 |  | 32400 | 25400 | 2.56 | 23800 | 2.08
YORK | HMH7 | 211379246 | HRCU-A-CB | HMH72B341 | XAUC48FXXN1+TXV |  | 32400 | 25400 | 2.56 | 23800 | 2.08
YORK | HMH7 | 211379499 | HRCU-A-CB | HMH72B341 | XAHD48FXXN1+TXV |  | 32400 | 25200 | 2.52 | 23800 | 2.06
YORK | HMH7 | 211379502 | HRCU-A-CB | HMH72B341 | XAHD48FXXN1+TXV |  | 32400 | 25200 | 2.52 | 23800 | 2.06
YORK | HMH7 | 211379505 | HRCU-A-CB | HMH72B341 | XAHD48FBCN1 |  | 32400 | 25200 | 2.52 | 23800 | 2.06
YORK | HMH7 | 211379508 | HRCU-A-CB | HMH72B341 | XAHD48FBCN1 |  | 32400 | 25200 | 2.52 | 23800 | 2.06
YORK | HMH7 | 211379618 | HRCU-A-CB | HMH72B341 | XAHC48FXXN1+TXV |  | 32400 | 25200 | 2.52 | 23800 | 2.06
YORK | HMH7 | 211379621 | HRCU-A-CB | HMH72B341 | XAHC48FXXN1+TXV |  | 32400 | 25200 | 2.52 | 23800 | 2.06
YORK | HMH7 | 211379624 | HRCU-A-CB | HMH72B341 | XAHC48FXXN1+TXV |  | 32400 | 25200 | 2.52 | 23800 | 2.06
YORK | HMH7 | 211379627 | HRCU-A-CB | HMH72B341 | XAHC48FXXN1+TXV |  | 32400 | 25200 | 2.52 | 23800 | 2.06
YORK | HMH7 | 211379630 | HRCU-A-CB | HMH72B341 | XAHC48FXXN1+TXV |  | 32400 | 25200 | 2.52 | 23800 | 2.06
YORK | HMH7 | 211379633 | HRCU-A-CB | HMH72B341 | XAHC48FXXN1+TXV |  | 32400 | 25200 | 2.52 | 23800 | 2.06
YORK | HMH7 | 211379636 | HRCU-A-CB | HMH72B341 | XAHC48FXXN1+TXV |  | 32400 | 25200 | 2.52 | 23800 | 2.06
YORK | HMH7 | 211379639 | HRCU-A-CB | HMH72B341 | XAHC48FBCN1 |  | 32400 | 25200 | 2.52 | 23800 | 2.06
YORK | HMH7 | 211379642 | HRCU-A-CB | HMH72B341 | XAHC48FBCN1 |  | 32400 | 25200 | 2.52 | 23800 | 2.06
YORK | HMH7 | 211379644 | HRCU-A-CB | HMH72B341 | XAHC48FBCN1 |  | 32400 | 25200 | 2.52 | 23800 | 2.06
YORK | HMH7 | 211379647 | HRCU-A-CB | HMH72B341 | XAHC48FBCN1 |  | 32400 | 25200 | 2.52 | 23800 | 2.06
YORK | HMH7 | 211379649 | HRCU-A-CB | HMH72B341 | XAHC48FBCN1 |  | 32400 | 25200 | 2.52 | 23800 | 2.06
YORK | HMH7 | 211379652 | HRCU-A-CB | HMH72B341 | XAHC48FBCN1 |  | 32400 | 25200 | 2.52 | 23800 | 2.06
YORK | HMH7 | 211379655 | HRCU-A-CB | HMH72B341 | XAHC48FBCN1 |  | 32400 | 25200 | 2.52 | 23800 | 2.06
YORK | HMH7 | 211380169 | HRCU-A-CB | HMH72B341 | XAFD48FXXN1+TXV |  | 32400 | 25400 | 2.58 | 23800 | 2.1
YORK | HMH7 | 211380172 | HRCU-A-CB | HMH72B341 | XAFD48FBCN1 |  | 32400 | 25400 | 2.58 | 23800 | 2.1
YORK | HMH7 | 211378173 | HRCU-A-CB | HMH72B341 | XAFC36DXXN1+TXV |  | 34000 | 25400 | 2.54 | 24000 | 2.1
YORK | HMH7 | 211378194 | HRCU-A-CB | HMH72B341 | XAFC36DBCN1 |  | 34000 | 25400 | 2.54 | 24000 | 2.1
YORK | HMH7 | 211378582 | HRCU-A-CB | HMH72B341 | XAFB36DXXN1+TXV |  | 33800 | 25400 | 2.5 | 23800 | 2.06
YORK | HMH7 | 211378585 | HRCU-A-CB | HMH72B341 | XAFB36DXXN1+TXV |  | 33800 | 25400 | 2.5 | 23800 | 2.06
YORK | HMH7 | 211378588 | HRCU-A-CB | HMH72B341 | XAFB36DBCN1 |  | 33800 | 25400 | 2.5 | 23800 | 2.06
YORK | HMH7 | 211378591 | HRCU-A-CB | HMH72B341 | XAUB36DXXN1+TXV |  | 33800 | 25400 | 2.5 | 23800 | 2.06
YORK | HMH7 | 211378594 | HRCU-A-CB | HMH72B341 | XAFB36DBCN1 |  | 33800 | 25400 | 2.5 | 23800 | 2.06
YORK | HMH7 | 211378597 | HRCU-A-CB | HMH72B341 | XAUB36DXXN1+TXV |  | 33800 | 25400 | 2.5 | 23800 | 2.06
YORK | HMH7 | 211378688 | HRCU-A-CB | HMH72B341 | XAFC30CXXN1+TXV |  | 34000 | 26800 | 2.54 | 23800 | 2.02
YORK | HMH7 | 211378691 | HRCU-A-CB | HMH72B341 | XAFC30CXXN1+TXV |  | 34000 | 26800 | 2.54 | 23800 | 2.02
YORK | HMH7 | 211378935 | HRCU-A-CB | HMH72B341 | JHVTB36DBCC2N1 |  | 33800 | 25200 | 2.54 | 23800 | 2.1
YORK | HMH7 | 211378981 | HRCU-A-CB | HMH72B341 | XAFD48FXXN1+TXV |  | 32400 | 25400 | 2.56 | 23800 | 2.08
YORK | HMH7 | 211378984 | HRCU-A-CB | HMH72B341 | XAFD48FBCN1 |  | 32400 | 25400 | 2.56 | 23800 | 2.08
YORK | HMH7 | 211379267 | HRCU-A-CB | HMH72B341 | XAHC48FXXN1+TXV |  | 31800 | 24800 | 2.5 | 23200 | 2.02
YORK | HMH7 | 211379270 | HRCU-A-CB | HMH72B341 | XAHC48FXXN1+TXV |  | 31800 | 24800 | 2.5 | 23200 | 2.02
YORK | HMH7 | 211379273 | HRCU-A-CB | HMH72B341 | XAHC48FXXN1+TXV |  | 31800 | 24800 | 2.5 | 23200 | 2.02
YORK | HMH7 | 211379276 | HRCU-A-CB | HMH72B341 | XAHC48FBCN1 |  | 31800 | 24800 | 2.5 | 23200 | 2.02
YORK | HMH7 | 211379279 | HRCU-A-CB | HMH72B341 | XAHC48FBCN1 |  | 31800 | 24800 | 2.5 | 23200 | 2.02
YORK | HMH7 | 211379282 | HRCU-A-CB | HMH72B341 | XAHC48FBCN1 |  | 31800 | 24800 | 2.5 | 23200 | 2.02
YORK | HMH7 | 211379418 | HRCU-A-CB | HMH72B341 | XAHD48FXXN1+TXV |  | 31800 | 24800 | 2.5 | 23200 | 2.02
YORK | HMH7 | 211379421 | HRCU-A-CB | HMH72B341 | XAHD48FBCN1 |  | 31800 | 24800 | 2.5 | 23200 | 2.02
YORK | HMH7 | 211379537 | HRCU-A-CB | HMH72B341 | XAFC48FXXN1+TXV |  | 33000 | 25600 | 2.56 | 24200 | 2.1
YORK | HMH7 | 211379545 | HRCU-A-CB | HMH72B341 | XAFC48FBCN1 |  | 33000 | 25600 | 2.56 | 24200 | 2.1
YORK | HMH7 | 211379548 | HRCU-A-CB | HMH72B341 | XAUC48FXXN1+TXV |  | 33000 | 25600 | 2.56 | 24200 | 2.1
YORK | HMH7 | 211379661 | HRCU-A-CB | HMH72B341 | XAHD48FXXN1+TXV |  | 32400 | 25400 | 2.5 | 24000 | 2.06
YORK | HMH7 | 211379681 | HRCU-A-CB | HMH72B341 | XAHD48FBCN1 |  | 32400 | 25400 | 2.5 | 24000 | 2.06
YORK | HMH7 | 211380108 | HRCU-A-CB | HMH72B341 | XAFC48FXXN1+TXV |  | 32400 | 25400 | 2.56 | 23800 | 2.08
YORK | HMH7 | 211380111 | HRCU-A-CB | HMH72B341 | XAFC48FBCN1 |  | 32400 | 25400 | 2.56 | 23800 | 2.08
YORK | HMH7 | 211380113 | HRCU-A-CB | HMH72B341 | XAUC48FXXN1+TXV |  | 32400 | 25400 | 2.56 | 23800 | 2.08
YORK | HMH7 | 211380158 | HRCU-A-CB | HMH72B341 | XAHD48FXXN1+TXV |  | 32000 | 24800 | 2.54 | 23200 | 2.06
YORK | HMH7 | 211380161 | HRCU-A-CB | HMH72B341 | XAHD48FBCN1 |  | 32000 | 24800 | 2.54 | 23200 | 2.06
YORK | HMH7 | 211377852 | HRCU-A-CB | HMH72B341 | XAFC36DXXN1+TXV |  | 33600 | 25200 | 2.52 | 23800 | 2.08
YORK | HMH7 | 211377855 | HRCU-A-CB | HMH72B341 | XAFC36DBCN1 |  | 33600 | 25200 | 2.52 | 23800 | 2.08
YORK | HMH7 | 211377861 | HRCU-A-CB | HMH72B341 | XAFC36DXXN1+TXV |  | 33600 | 25200 | 2.52 | 23800 | 2.08
YORK | HMH7 | 211377862 | HRCU-A-CB | HMH72B341 | XAFC36DBCN1 |  | 33600 | 25200 | 2.52 | 23800 | 2.08
YORK | HMH7 | 211377978 | HRCU-A-CB | HMH72B341 | XAHC36DXXN1+TXV |  | 33800 | 25400 | 2.5 | 24200 | 2.08
YORK | HMH7 | 211377984 | HRCU-A-CB | HMH72B341 | XAHC36DBCN1 |  | 33800 | 25400 | 2.5 | 24200 | 2.08
YORK | HMH7 | 211378627 | HRCU-A-CB | HMH72B341 | XAFC36DXXN1+TXV |  | 33600 | 25200 | 2.52 | 23600 | 2.08
YORK | HMH7 | 211378630 | HRCU-A-CB | HMH72B341 | XAFC36DXXN1+TXV |  | 33600 | 25200 | 2.52 | 23600 | 2.08
YORK | HMH7 | 211378633 | HRCU-A-CB | HMH72B341 | XAFC36DBCN1 |  | 33600 | 25200 | 2.52 | 23600 | 2.08
YORK | HMH7 | 211378636 | HRCU-A-CB | HMH72B341 | XAFC36DBCN1 |  | 33600 | 25200 | 2.52 | 23600 | 2.08
YORK | HMH7 | 211378887 | HRCU-A-CB | HMH72B341 | XAFC36DXXN1+TXV |  | 34000 | 25400 | 2.56 | 24000 | 2.12
YORK | HMH7 | 211378890 | HRCU-A-CB | HMH72B341 | XAFC36DBCN1 |  | 34000 | 25400 | 2.56 | 24000 | 2.12
YORK | HMH7 | 211379173 | HRCU-A-CB | HMH72B341 | XAHD48FXXN1+TXV |  | 31800 | 24800 | 2.52 | 23200 | 2.04
YORK | HMH7 | 211379176 | HRCU-A-CB | HMH72B341 | XAHD48FXXN1+TXV |  | 31800 | 24800 | 2.52 | 23200 | 2.04
YORK | HMH7 | 211379179 | HRCU-A-CB | HMH72B341 | XAHD48FXXN1+TXV |  | 31800 | 24800 | 2.52 | 23200 | 2.04
YORK | HMH7 | 211379182 | HRCU-A-CB | HMH72B341 | XAHD48FBCN1 |  | 31800 | 24800 | 2.52 | 23200 | 2.04
YORK | HMH7 | 211379185 | HRCU-A-CB | HMH72B341 | XAHD48FBCN1 |  | 31800 | 24800 | 2.52 | 23200 | 2.04
YORK | HMH7 | 211379188 | HRCU-A-CB | HMH72B341 | XAHD48FBCN1 |  | 31800 | 24800 | 2.52 | 23200 | 2.04
YORK | HMH7 | 211379209 | HRCU-A-CB | HMH72B341 | XAFD48FXXN1+TXV |  | 32400 | 25400 | 2.58 | 23600 | 2.08
YORK | HMH7 | 211379212 | HRCU-A-CB | HMH72B341 | XAFD48FXXN1+TXV |  | 32400 | 25400 | 2.58 | 23600 | 2.08
YORK | HMH7 | 211379214 | HRCU-A-CB | HMH72B341 | XAFD48FXXN1+TXV |  | 32400 | 25400 | 2.58 | 23600 | 2.08
YORK | HMH7 | 211379217 | HRCU-A-CB | HMH72B341 | XAFD48FBCN1 |  | 32400 | 25400 | 2.58 | 23600 | 2.08
YORK | HMH7 | 211379220 | HRCU-A-CB | HMH72B341 | XAFD48FBCN1 |  | 32400 | 25400 | 2.58 | 23600 | 2.08
YORK | HMH7 | 211379223 | HRCU-A-CB | HMH72B341 | XAFD48FBCN1 |  | 32400 | 25400 | 2.58 | 23600 | 2.08
YORK | HMH7 | 211379249 | HRCU-A-CB | HMH72B341 | XAHD48FXXN1+TXV |  | 31800 | 25000 | 2.5 | 23200 | 2.02
YORK | HMH7 | 211379252 | HRCU-A-CB | HMH72B341 | XAHD48FXXN1+TXV |  | 31800 | 25000 | 2.5 | 23200 | 2.02
YORK | HMH7 | 211379255 | HRCU-A-CB | HMH72B341 | XAHD48FXXN1+TXV |  | 31800 | 25000 | 2.5 | 23200 | 2.02
YORK | HMH7 | 211379258 | HRCU-A-CB | HMH72B341 | XAHD48FBCN1 |  | 31800 | 25000 | 2.5 | 23200 | 2.02
YORK | HMH7 | 211379261 | HRCU-A-CB | HMH72B341 | XAHD48FBCN1 |  | 31800 | 25000 | 2.5 | 23200 | 2.02
YORK | HMH7 | 211379264 | HRCU-A-CB | HMH72B341 | XAHD48FBCN1 |  | 31800 | 25000 | 2.5 | 23200 | 2.02
YORK | HMH7 | 211379423 | HRCU-A-CB | HMH72B341 | XAHC48FXXN1+TXV |  | 31800 | 24800 | 2.5 | 23200 | 2.02
YORK | HMH7 | 211379426 | HRCU-A-CB | HMH72B341 | XAHC48FBCN1 |  | 31800 | 24800 | 2.5 | 23200 | 2.02
YORK | HMH7 | 211379701 | HRCU-A-CB | HMH72B341 | XAHC48FXXN1+TXV |  | 32400 | 25400 | 2.5 | 24000 | 2.04
YORK | HMH7 | 211379721 | HRCU-A-CB | HMH72B341 | XAHC48FBCN1 |  | 32400 | 25400 | 2.5 | 24000 | 2.04
YORK | HMH7 | 211379890 | HRCU-A-CB | HMH72B341 | XAHC48FXXN1+TXV |  | 31600 | 24800 | 2.52 | 23200 | 2.04
YORK | HMH7 | 211379892 | HRCU-A-CB | HMH72B341 | XAHC48FXXN1+TXV |  | 31600 | 24800 | 2.52 | 23200 | 2.04
YORK | HMH7 | 211379895 | HRCU-A-CB | HMH72B341 | XAHC48FBCN1 |  | 31600 | 24800 | 2.52 | 23200 | 2.04
YORK | HMH7 | 211379897 | HRCU-A-CB | HMH72B341 | XAHC48FBCN1 |  | 31600 | 24800 | 2.52 | 23200 | 2.04
YORK | HMH7 | 211379963 | HRCU-A-CB | HMH72B341 | XAFC48FXXN1+TXV |  | 32400 | 25400 | 2.56 | 23600 | 2.06
YORK | HMH7 | 211379966 | HRCU-A-CB | HMH72B341 | XAFC48FXXN1+TXV |  | 32400 | 25400 | 2.56 | 23600 | 2.06
YORK | HMH7 | 211379969 | HRCU-A-CB | HMH72B341 | XAFC48FBCN1 |  | 32400 | 25400 | 2.56 | 23600 | 2.06
YORK | HMH7 | 211379972 | HRCU-A-CB | HMH72B341 | XAUC48FXXN1+TXV |  | 32400 | 25400 | 2.56 | 23600 | 2.06
YORK | HMH7 | 211379974 | HRCU-A-CB | HMH72B341 | XAFC48FBCN1 |  | 32400 | 25400 | 2.56 | 23600 | 2.06
YORK | HMH7 | 211379977 | HRCU-A-CB | HMH72B341 | XAUC48FXXN1+TXV |  | 32400 | 25400 | 2.56 | 23600 | 2.06
YORK | HMH7 | 211380045 | HRCU-A-CB | HMH72B341 | XAFC48FXXN1+TXV |  | 32200 | 25200 | 2.56 | 23400 | 2.06
YORK | HMH7 | 211380048 | HRCU-A-CB | HMH72B341 | XAFC48FXXN1+TXV |  | 32200 | 25200 | 2.56 | 23400 | 2.06
YORK | HMH7 | 211380051 | HRCU-A-CB | HMH72B341 | XAFC48FBCN1 |  | 32200 | 25200 | 2.56 | 23400 | 2.06
YORK | HMH7 | 211380054 | HRCU-A-CB | HMH72B341 | XAUC48FXXN1+TXV |  | 32200 | 25200 | 2.56 | 23400 | 2.06
YORK | HMH7 | 211380057 | HRCU-A-CB | HMH72B341 | XAFC48FBCN1 |  | 32200 | 25200 | 2.56 | 23400 | 2.06
YORK | HMH7 | 211380060 | HRCU-A-CB | HMH72B341 | XAUC48FXXN1+TXV |  | 32200 | 25200 | 2.56 | 23400 | 2.06
YORK | HMH7 | 211380091 | HRCU-A-CB | HMH72B341 | XAHD48FXXN1+TXV |  | 32000 | 25000 | 2.52 | 23400 | 2.04
YORK | HMH7 | 211380094 | HRCU-A-CB | HMH72B341 | XAHD48FBCN1 |  | 32000 | 25000 | 2.52 | 23400 | 2.04
YORK | HMH7 | 211377399 | HRCU-A-CB | HMH72B341 | XAFB30CXXN1+TXV |  | 34000 | 26800 | 2.54 | 23800 | 2.02
YORK | HMH7 | 211377402 | HRCU-A-CB | HMH72B341 | XAUB30CXXN1+TXV |  | 34000 | 26800 | 2.54 | 23800 | 2.02
YORK | HMH7 | 211377429 | HRCU-A-CB | HMH72B341 | XAFC30CXXN1+TXV |  | 34000 | 26600 | 2.52 | 23800 | 2
YORK | HMH7 | 211377562 | HRCU-A-CB | HMH72B341 | XAFC36DXXN1+TXV |  | 33800 | 25400 | 2.52 | 23800 | 2.08
YORK | HMH7 | 211377565 | HRCU-A-CB | HMH72B341 | XAFC36DXXN1+TXV |  | 33800 | 25400 | 2.52 | 23800 | 2.08
YORK | HMH7 | 211377568 | HRCU-A-CB | HMH72B341 | XAFC36DXXN1+TXV |  | 33800 | 25400 | 2.52 | 23800 | 2.08
YORK | HMH7 | 211377572 | HRCU-A-CB | HMH72B341 | XAFC36DBCN1 |  | 33800 | 25400 | 2.52 | 23800 | 2.08
YORK | HMH7 | 211377574 | HRCU-A-CB | HMH72B341 | XAFC36DBCN1 |  | 33800 | 25400 | 2.52 | 23800 | 2.08
YORK | HMH7 | 211377575 | HRCU-A-CB | HMH72B341 | XAFC36DBCN1 |  | 33800 | 25400 | 2.52 | 23800 | 2.08
YORK | HMH7 | 211377999 | HRCU-A-CB | HMH72B341 | XAFC36DXXN1+TXV |  | 34000 | 25800 | 2.56 | 24600 | 2.12
YORK | HMH7 | 211378005 | HRCU-A-CB | HMH72B341 | XAFC36DBCN1 |  | 34000 | 25800 | 2.56 | 24600 | 2.12
YORK | HMH7 | 211378171 | HRCU-A-CB | HMH72B341 | XAFC36DXXN1+TXV |  | 34000 | 25400 | 2.54 | 24000 | 2.1
YORK | HMH7 | 211378176 | HRCU-A-CB | HMH72B341 | XAFC36DXXN1+TXV |  | 34000 | 25400 | 2.54 | 24000 | 2.1
YORK | HMH7 | 211378179 | HRCU-A-CB | HMH72B341 | XAFC36DXXN1+TXV |  | 34000 | 25400 | 2.54 | 24000 | 2.1
YORK | HMH7 | 211378182 | HRCU-A-CB | HMH72B341 | XAFC36DXXN1+TXV |  | 34000 | 25400 | 2.54 | 24000 | 2.1
YORK | HMH7 | 211378185 | HRCU-A-CB | HMH72B341 | XAFC36DXXN1+TXV |  | 34000 | 25400 | 2.54 | 24000 | 2.1
YORK | HMH7 | 211378188 | HRCU-A-CB | HMH72B341 | XAFC36DXXN1+TXV |  | 34000 | 25400 | 2.54 | 24000 | 2.1
YORK | HMH7 | 211378191 | HRCU-A-CB | HMH72B341 | XAFC36DBCN1 |  | 34000 | 25400 | 2.54 | 24000 | 2.1
YORK | HMH7 | 211378197 | HRCU-A-CB | HMH72B341 | XAFC36DBCN1 |  | 34000 | 25400 | 2.54 | 24000 | 2.1
YORK | HMH7 | 211378200 | HRCU-A-CB | HMH72B341 | XAFC36DBCN1 |  | 34000 | 25400 | 2.54 | 24000 | 2.1
YORK | HMH7 | 211378203 | HRCU-A-CB | HMH72B341 | XAFC36DBCN1 |  | 34000 | 25400 | 2.54 | 24000 | 2.1
YORK | HMH7 | 211378206 | HRCU-A-CB | HMH72B341 | XAFC36DBCN1 |  | 34000 | 25400 | 2.54 | 24000 | 2.1
YORK | HMH7 | 211378209 | HRCU-A-CB | HMH72B341 | XAFC36DBCN1 |  | 34000 | 25400 | 2.54 | 24000 | 2.1
YORK | HMH7 | 211378395 | HRCU-A-CB | HMH72B341 | XAFB36DXXN1+TXV |  | 34000 | 25600 | 2.5 | 24200 | 2.06
YORK | HMH7 | 211378398 | HRCU-A-CB | HMH72B341 | XAFB36DXXN1+TXV |  | 34000 | 25600 | 2.5 | 24200 | 2.06
YORK | HMH7 | 211378402 | HRCU-A-CB | HMH72B341 | XAFB36DXXN1+TXV |  | 34000 | 25600 | 2.5 | 24200 | 2.06
YORK | HMH7 | 211378405 | HRCU-A-CB | HMH72B341 | XAFB36DXXN1+TXV |  | 34000 | 25600 | 2.5 | 24200 | 2.06
YORK | HMH7 | 211378408 | HRCU-A-CB | HMH72B341 | XAFB36DBCN1 |  | 34000 | 25600 | 2.5 | 24200 | 2.06
YORK | HMH7 | 211378411 | HRCU-A-CB | HMH72B341 | XAUB36DXXN1+TXV |  | 34000 | 25600 | 2.5 | 24200 | 2.06
YORK | HMH7 | 211378414 | HRCU-A-CB | HMH72B341 | XAFB36DBCN1 |  | 34000 | 25600 | 2.5 | 24200 | 2.06
YORK | HMH7 | 211378417 | HRCU-A-CB | HMH72B341 | XAUB36DXXN1+TXV |  | 34000 | 25600 | 2.5 | 24200 | 2.06
YORK | HMH7 | 211378420 | HRCU-A-CB | HMH72B341 | XAFB36DBCN1 |  | 34000 | 25600 | 2.5 | 24200 | 2.06
YORK | HMH7 | 211378423 | HRCU-A-CB | HMH72B341 | XAUB36DXXN1+TXV |  | 34000 | 25600 | 2.5 | 24200 | 2.06
YORK | HMH7 | 211378426 | HRCU-A-CB | HMH72B341 | XAFB36DBCN1 |  | 34000 | 25600 | 2.5 | 24200 | 2.06
YORK | HMH7 | 211378429 | HRCU-A-CB | HMH72B341 | XAUB36DXXN1+TXV |  | 34000 | 25600 | 2.5 | 24200 | 2.06
YORK | HMH7 | 211378784 | HRCU-A-CB | HMH72B341 | XAFB36DXXN1+TXV |  | 33600 | 25200 | 2.5 | 23800 | 2.06
YORK | HMH7 | 211378787 | HRCU-A-CB | HMH72B341 | XAFB36DXXN1+TXV |  | 33600 | 25200 | 2.5 | 23800 | 2.06
YORK | HMH7 | 211378790 | HRCU-A-CB | HMH72B341 | XAFB36DBCN1 |  | 33600 | 25200 | 2.5 | 23800 | 2.06
YORK | HMH7 | 211378794 | HRCU-A-CB | HMH72B341 | XAUB36DXXN1+TXV |  | 33600 | 25200 | 2.5 | 23800 | 2.06
YORK | HMH7 | 211378797 | HRCU-A-CB | HMH72B341 | XAFB36DBCN1 |  | 33600 | 25200 | 2.5 | 23800 | 2.06
YORK | HMH7 | 211378799 | HRCU-A-CB | HMH72B341 | XAUB36DXXN1+TXV |  | 33600 | 25200 | 2.5 | 23800 | 2.06
YORK | HMH7 | 211378920 | HRCU-A-CB | HMH72B341 | XAFB36DXXN1+TXV |  | 33800 | 25400 | 2.5 | 23800 | 2.06
YORK | HMH7 | 211378923 | HRCU-A-CB | HMH72B341 | XAFB36DBCN1 |  | 33800 | 25400 | 2.5 | 23800 | 2.06
YORK | HMH7 | 211378926 | HRCU-A-CB | HMH72B341 | XAUB36DXXN1+TXV |  | 33800 | 25400 | 2.5 | 23800 | 2.06
YORK | HMH7 | 211238140 | HRCU-A-CB | HMH72B341 | JHETC36DBCS2N1 |  | 33600 | 25000 | 2.58 | 23600 | 2.12
YORK | HMH7 | 211378975 | HRCU-A-CB | HMH72B341 | XAHD48FXXN1+TXV |  | 32000 | 25000 | 2.52 | 23400 | 2.04
YORK | HMH7 | 211378978 | HRCU-A-CB | HMH72B341 | XAHD48FBCN1 |  | 32000 | 25000 | 2.52 | 23400 | 2.04
YORK | HMH7 | 211379012 | HRCU-A-CB | HMH72B341 | XAHD48FXXN1+TXV |  | 31800 | 25000 | 2.5 | 23200 | 2.02
YORK | HMH7 | 211379013 | HRCU-A-CB | HMH72B341 | XAHD48FBCN1 |  | 31800 | 25000 | 2.5 | 23200 | 2.02
YORK | HMH7 | 211379148 | HRCU-A-CB | HMH72B341 | XAFC48FXXN1+TXV |  | 33000 | 25800 | 2.56 | 24200 | 2.1
YORK | HMH7 | 211379151 | HRCU-A-CB | HMH72B341 | XAFC48FXXN1+TXV |  | 33000 | 25800 | 2.56 | 24200 | 2.1
YORK | HMH7 | 211379154 | HRCU-A-CB | HMH72B341 | XAFC48FXXN1+TXV |  | 33000 | 25800 | 2.56 | 24200 | 2.1
YORK | HMH7 | 211379157 | HRCU-A-CB | HMH72B341 | XAFC48FBCN1 |  | 33000 | 25800 | 2.56 | 24200 | 2.1
YORK | HMH7 | 211379161 | HRCU-A-CB | HMH72B341 | XAUC48FXXN1+TXV |  | 33000 | 25800 | 2.56 | 24200 | 2.1
YORK | HMH7 | 211379163 | HRCU-A-CB | HMH72B341 | XAFC48FBCN1 |  | 33000 | 25800 | 2.56 | 24200 | 2.1
YORK | HMH7 | 211379164 | HRCU-A-CB | HMH72B341 | XAUC48FXXN1+TXV |  | 33000 | 25800 | 2.56 | 24200 | 2.1
YORK | HMH7 | 211379167 | HRCU-A-CB | HMH72B341 | XAFC48FBCN1 |  | 33000 | 25800 | 2.56 | 24200 | 2.1
YORK | HMH7 | 211379170 | HRCU-A-CB | HMH72B341 | XAUC48FXXN1+TXV |  | 33000 | 25800 | 2.56 | 24200 | 2.1
YORK | HMH7 | 211379303 | HRCU-A-CB | HMH72B341 | XAFC48FXXN1+TXV |  | 32400 | 25400 | 2.54 | 23600 | 2.06
YORK | HMH7 | 211379306 | HRCU-A-CB | HMH72B341 | XAFC48FXXN1+TXV |  | 32400 | 25400 | 2.54 | 23600 | 2.06
YORK | HMH7 | 211379309 | HRCU-A-CB | HMH72B341 | XAFC48FXXN1+TXV |  | 32400 | 25400 | 2.54 | 23600 | 2.06
YORK | HMH7 | 211379312 | HRCU-A-CB | HMH72B341 | XAFC48FBCN1 |  | 32400 | 25400 | 2.54 | 23600 | 2.06
YORK | HMH7 | 211379315 | HRCU-A-CB | HMH72B341 | XAUC48FXXN1+TXV |  | 32400 | 25400 | 2.54 | 23600 | 2.06
YORK | HMH7 | 211379318 | HRCU-A-CB | HMH72B341 | XAFC48FBCN1 |  | 32400 | 25400 | 2.54 | 23600 | 2.06
YORK | HMH7 | 211379321 | HRCU-A-CB | HMH72B341 | XAUC48FXXN1+TXV |  | 32400 | 25400 | 2.54 | 23600 | 2.06
YORK | HMH7 | 211379324 | HRCU-A-CB | HMH72B341 | XAFC48FBCN1 |  | 32400 | 25400 | 2.54 | 23600 | 2.06
YORK | HMH7 | 211379327 | HRCU-A-CB | HMH72B341 | XAUC48FXXN1+TXV |  | 32400 | 25400 | 2.54 | 23600 | 2.06
YORK | HMH7 | 211379602 | HRCU-A-CB | HMH72B341 | XAHC48FXXN1+TXV |  | 31600 | 24800 | 2.5 | 23000 | 2.02
YORK | HMH7 | 211379605 | HRCU-A-CB | HMH72B341 | XAHC48FBCN1 |  | 31600 | 24800 | 2.5 | 23000 | 2.02
YORK | HMH7 | 211379980 | HRCU-A-CB | HMH72B341 | XAHC48FXXN1+TXV |  | 31800 | 25000 | 2.5 | 23200 | 2.02
YORK | HMH7 | 211379983 | HRCU-A-CB | HMH72B341 | XAHC48FXXN1+TXV |  | 31800 | 25000 | 2.5 | 23200 | 2.02
YORK | HMH7 | 211379986 | HRCU-A-CB | HMH72B341 | XAHC48FBCN1 |  | 31800 | 25000 | 2.5 | 23200 | 2.02
YORK | HMH7 | 211379989 | HRCU-A-CB | HMH72B341 | XAHC48FBCN1 |  | 31800 | 25000 | 2.5 | 23200 | 2.02
YORK | HMH7 | 211380116 | HRCU-A-CB | HMH72B341 | XAHD48FXXN1+TXV |  | 32400 | 25200 | 2.5 | 23600 | 2.04
YORK | HMH7 | 211380119 | HRCU-A-CB | HMH72B341 | XAHD48FBCN1 |  | 32400 | 25200 | 2.5 | 23600 | 2.04
YORK | HMH7 | 211380164 | HRCU-A-CB | HMH72B341 | XAHC48FXXN1+TXV |  | 32000 | 24800 | 2.54 | 23200 | 2.06
YORK | HMH7 | 211380222 | HRCU-A-CB | HMH72B341 | JHVTC42FBCC2N1 |  | 32400 | 25000 | 2.62 | 23400 | 2.12
YORK | HMH7 | 211377884 | HRCU-A-CB | HMH72B341 | XAFC36DXXN1+TXV |  | 34000 | 25800 | 2.5 | 24400 | 2.06
YORK | HMH7 | 211377888 | HRCU-A-CB | HMH72B341 | XAFC36DBCN1 |  | 34000 | 25800 | 2.5 | 24400 | 2.06
YORK | HMH7 | 211377996 | HRCU-A-CB | HMH72B341 | XAFC36DXXN1+TXV |  | 33800 | 25200 | 2.56 | 23800 | 2.1
YORK | HMH7 | 211378002 | HRCU-A-CB | HMH72B341 | XAFC36DBCN1 |  | 33800 | 25200 | 2.56 | 23800 | 2.1
YORK | HMH7 | 211378067 | HRCU-A-CB | HMH72B341 | XAFC36DXXN1+TXV |  | 33600 | 25200 | 2.5 | 23600 | 2.06
YORK | HMH7 | 211378070 | HRCU-A-CB | HMH72B341 | XAFC36DBCN1 |  | 33600 | 25200 | 2.5 | 23600 | 2.06
YORK | HMH7 | 211378564 | HRCU-A-CB | HMH72B341 | XAFC36DXXN1+TXV |  | 33800 | 25400 | 2.5 | 23800 | 2.06
YORK | HMH7 | 211378567 | HRCU-A-CB | HMH72B341 | XAFC36DXXN1+TXV |  | 33800 | 25400 | 2.5 | 23800 | 2.06
YORK | HMH7 | 211378570 | HRCU-A-CB | HMH72B341 | XAFC36DBCN1 |  | 33800 | 25400 | 2.5 | 23800 | 2.06
YORK | HMH7 | 211378573 | HRCU-A-CB | HMH72B341 | XAFC36DBCN1 |  | 33800 | 25400 | 2.5 | 23800 | 2.06
YORK | HMH7 | 211379027 | HRCU-A-CB | HMH72B341 | XAFC48FXXN1+TXV |  | 32800 | 25800 | 2.52 | 24200 | 2.06
YORK | HMH7 | 211379030 | HRCU-A-CB | HMH72B341 | XAFC48FBCN1 |  | 32800 | 25800 | 2.52 | 24200 | 2.06
YORK | HMH7 | 211379033 | HRCU-A-CB | HMH72B341 | XAUC48FXXN1+TXV |  | 32800 | 25800 | 2.52 | 24200 | 2.06
YORK | HMH7 | 211379098 | HRCU-A-CB | HMH72B341 | XAHD48FXXN1+TXV |  | 32400 | 25200 | 2.5 | 23800 | 2.06
YORK | HMH7 | 211379101 | HRCU-A-CB | HMH72B341 | XAHD48FXXN1+TXV |  | 32400 | 25200 | 2.5 | 23800 | 2.06
YORK | HMH7 | 211379104 | HRCU-A-CB | HMH72B341 | XAHD48FXXN1+TXV |  | 32400 | 25200 | 2.5 | 23800 | 2.06
YORK | HMH7 | 211379107 | HRCU-A-CB | HMH72B341 | XAHD48FBCN1 |  | 32400 | 25200 | 2.5 | 23800 | 2.06
YORK | HMH7 | 211379110 | HRCU-A-CB | HMH72B341 | XAHD48FBCN1 |  | 32400 | 25200 | 2.5 | 23800 | 2.06
YORK | HMH7 | 211379113 | HRCU-A-CB | HMH72B341 | XAHD48FBCN1 |  | 32400 | 25200 | 2.5 | 23800 | 2.06
YORK | HMH7 | 211379116 | HRCU-A-CB | HMH72B341 | XAHC48FXXN1+TXV |  | 32000 | 25000 | 2.52 | 23400 | 2.04
YORK | HMH7 | 211379119 | HRCU-A-CB | HMH72B341 | XAHC48FXXN1+TXV |  | 32000 | 25000 | 2.52 | 23400 | 2.04
YORK | HMH7 | 211379122 | HRCU-A-CB | HMH72B341 | XAHC48FXXN1+TXV |  | 32000 | 25000 | 2.52 | 23400 | 2.04
YORK | HMH7 | 211379125 | HRCU-A-CB | HMH72B341 | XAHC48FBCN1 |  | 32000 | 25000 | 2.52 | 23400 | 2.04
YORK | HMH7 | 211379128 | HRCU-A-CB | HMH72B341 | XAHC48FBCN1 |  | 32000 | 25000 | 2.52 | 23400 | 2.04
YORK | HMH7 | 211379131 | HRCU-A-CB | HMH72B341 | XAHC48FBCN1 |  | 32000 | 25000 | 2.52 | 23400 | 2.04
YORK | HMH7 | 211379285 | HRCU-A-CB | HMH72B341 | XAFD48FXXN1+TXV |  | 32400 | 25400 | 2.54 | 23600 | 2.06
YORK | HMH7 | 211379288 | HRCU-A-CB | HMH72B341 | XAFD48FXXN1+TXV |  | 32400 | 25400 | 2.54 | 23600 | 2.06
YORK | HMH7 | 211379291 | HRCU-A-CB | HMH72B341 | XAFD48FXXN1+TXV |  | 32400 | 25400 | 2.54 | 23600 | 2.06
YORK | HMH7 | 211379294 | HRCU-A-CB | HMH72B341 | XAFD48FBCN1 |  | 32400 | 25400 | 2.54 | 23600 | 2.06
YORK | HMH7 | 211379297 | HRCU-A-CB | HMH72B341 | XAFD48FBCN1 |  | 32400 | 25400 | 2.54 | 23600 | 2.06
YORK | HMH7 | 211379300 | HRCU-A-CB | HMH72B341 | XAFD48FBCN1 |  | 32400 | 25400 | 2.54 | 23600 | 2.06
YORK | HMH7 | 211379435 | HRCU-A-CB | HMH72B341 | XAFC48FXXN1+TXV |  | 32400 | 25400 | 2.56 | 23600 | 2.06
YORK | HMH7 | 211379438 | HRCU-A-CB | HMH72B341 | XAFC48FBCN1 |  | 32400 | 25400 | 2.56 | 23600 | 2.06
YORK | HMH7 | 211379440 | HRCU-A-CB | HMH72B341 | XAUC48FXXN1+TXV |  | 32400 | 25400 | 2.56 | 23600 | 2.06
YORK | HMH7 | 211379454 | HRCU-A-CB | HMH72B341 | XAFD48FXXN1+TXV |  | 33400 | 26000 | 2.5 | 24600 | 2.08
YORK | HMH7 | 211379457 | HRCU-A-CB | HMH72B341 | XAFD48FBCN1 |  | 33400 | 26000 | 2.5 | 24600 | 2.08
YORK | HMH7 | 211379608 | HRCU-A-CB | HMH72B341 | XAFC48FXXN1+TXV |  | 32200 | 25400 | 2.54 | 23600 | 2.04
YORK | HMH7 | 211379612 | HRCU-A-CB | HMH72B341 | XAFC48FBCN1 |  | 32200 | 25400 | 2.54 | 23600 | 2.04
YORK | HMH7 | 211379615 | HRCU-A-CB | HMH72B341 | XAUC48FXXN1+TXV |  | 32200 | 25400 | 2.54 | 23600 | 2.04
YORK | HMH7 | 211379658 | HRCU-A-CB | HMH72B341 | XAHD48FXXN1+TXV |  | 32400 | 25200 | 2.5 | 23800 | 2.06
YORK | HMH7 | 211379664 | HRCU-A-CB | HMH72B341 | XAHD48FXXN1+TXV |  | 32400 | 25200 | 2.5 | 23800 | 2.06
YORK | HMH7 | 211379667 | HRCU-A-CB | HMH72B341 | XAHD48FXXN1+TXV |  | 32400 | 25200 | 2.5 | 23800 | 2.06
YORK | HMH7 | 211379669 | HRCU-A-CB | HMH72B341 | XAHD48FXXN1+TXV |  | 32400 | 25200 | 2.5 | 23800 | 2.06
YORK | HMH7 | 211379672 | HRCU-A-CB | HMH72B341 | XAHD48FXXN1+TXV |  | 32400 | 25200 | 2.5 | 23800 | 2.06
YORK | HMH7 | 211379675 | HRCU-A-CB | HMH72B341 | XAHD48FXXN1+TXV |  | 32400 | 25200 | 2.5 | 23800 | 2.06
YORK | HMH7 | 211379678 | HRCU-A-CB | HMH72B341 | XAHD48FBCN1 |  | 32400 | 25200 | 2.5 | 23800 | 2.06
YORK | HMH7 | 211379684 | HRCU-A-CB | HMH72B341 | XAHD48FBCN1 |  | 32400 | 25200 | 2.5 | 23800 | 2.06
YORK | HMH7 | 211379686 | HRCU-A-CB | HMH72B341 | XAHD48FBCN1 |  | 32400 | 25200 | 2.5 | 23800 | 2.06
YORK | HMH7 | 211379689 | HRCU-A-CB | HMH72B341 | XAHD48FBCN1 |  | 32400 | 25200 | 2.5 | 23800 | 2.06
YORK | HMH7 | 211379692 | HRCU-A-CB | HMH72B341 | XAHD48FBCN1 |  | 32400 | 25200 | 2.5 | 23800 | 2.06
YORK | HMH7 | 211379695 | HRCU-A-CB | HMH72B341 | XAHD48FBCN1 |  | 32400 | 25200 | 2.5 | 23800 | 2.06
YORK | HMH7 | 211379779 | HRCU-A-CB | HMH72B341 | XAFC48FXXN1+TXV |  | 33200 | 25800 | 2.54 | 24400 | 2.1
YORK | HMH7 | 211379785 | HRCU-A-CB | HMH72B341 | XAFC48FXXN1+TXV |  | 33200 | 25800 | 2.54 | 24400 | 2.1
YORK | HMH7 | 211379788 | HRCU-A-CB | HMH72B341 | XAFC48FXXN1+TXV |  | 33200 | 25800 | 2.54 | 24400 | 2.1
YORK | HMH7 | 211379791 | HRCU-A-CB | HMH72B341 | XAFC48FXXN1+TXV |  | 33200 | 25800 | 2.54 | 24400 | 2.1
YORK | HMH7 | 211379794 | HRCU-A-CB | HMH72B341 | XAFC48FXXN1+TXV |  | 33200 | 25800 | 2.54 | 24400 | 2.1
YORK | HMH7 | 211379797 | HRCU-A-CB | HMH72B341 | XAFC48FXXN1+TXV |  | 33200 | 25800 | 2.54 | 24400 | 2.1
YORK | HMH7 | 211379800 | HRCU-A-CB | HMH72B341 | XAFC48FBCN1 |  | 33200 | 25800 | 2.54 | 24400 | 2.1
YORK | HMH7 | 211379802 | HRCU-A-CB | HMH72B341 | XAUC48FXXN1+TXV |  | 33200 | 25800 | 2.54 | 24400 | 2.1
YORK | HMH7 | 211379809 | HRCU-A-CB | HMH72B341 | XAFC48FBCN1 |  | 33200 | 25800 | 2.54 | 24400 | 2.1
YORK | HMH7 | 211379811 | HRCU-A-CB | HMH72B341 | XAUC48FXXN1+TXV |  | 33200 | 25800 | 2.54 | 24400 | 2.1
YORK | HMH7 | 211379813 | HRCU-A-CB | HMH72B341 | XAFC48FBCN1 |  | 33200 | 25800 | 2.54 | 24400 | 2.1
YORK | HMH7 | 211379816 | HRCU-A-CB | HMH72B341 | XAUC48FXXN1+TXV |  | 33200 | 25800 | 2.54 | 24400 | 2.1
YORK | HMH7 | 211379819 | HRCU-A-CB | HMH72B341 | XAFC48FBCN1 |  | 33200 | 25800 | 2.54 | 24400 | 2.1
YORK | HMH7 | 211379822 | HRCU-A-CB | HMH72B341 | XAUC48FXXN1+TXV |  | 33200 | 25800 | 2.54 | 24400 | 2.1
YORK | HMH7 | 211379825 | HRCU-A-CB | HMH72B341 | XAFC48FBCN1 |  | 33200 | 25800 | 2.54 | 24400 | 2.1
YORK | HMH7 | 211379828 | HRCU-A-CB | HMH72B341 | XAUC48FXXN1+TXV |  | 33200 | 25800 | 2.54 | 24400 | 2.1
YORK | HMH7 | 211379831 | HRCU-A-CB | HMH72B341 | XAFC48FBCN1 |  | 33200 | 25800 | 2.54 | 24400 | 2.1
YORK | HMH7 | 211379834 | HRCU-A-CB | HMH72B341 | XAUC48FXXN1+TXV |  | 33200 | 25800 | 2.54 | 24400 | 2.1
YORK | HMH7 | 211379901 | HRCU-A-CB | HMH72B341 | XAFD48FXXN1+TXV |  | 32400 | 25200 | 2.56 | 23600 | 2.08
YORK | HMH7 | 211379904 | HRCU-A-CB | HMH72B341 | XAFD48FXXN1+TXV |  | 32400 | 25200 | 2.56 | 23600 | 2.08
YORK | HMH7 | 211379907 | HRCU-A-CB | HMH72B341 | XAFD48FBCN1 |  | 32400 | 25200 | 2.56 | 23600 | 2.08
YORK | HMH7 | 211379909 | HRCU-A-CB | HMH72B341 | XAFD48FBCN1 |  | 32400 | 25200 | 2.56 | 23600 | 2.08
YORK | HMH7 | 211379940 | HRCU-A-CB | HMH72B341 | XAHC48FXXN1+TXV |  | 31800 | 24800 | 2.52 | 23200 | 2.04
YORK | HMH7 | 211379943 | HRCU-A-CB | HMH72B341 | XAHC48FXXN1+TXV |  | 31800 | 24800 | 2.52 | 23200 | 2.04
YORK | HMH7 | 211379946 | HRCU-A-CB | HMH72B341 | XAHC48FBCN1 |  | 31800 | 24800 | 2.52 | 23200 | 2.04
YORK | HMH7 | 211379949 | HRCU-A-CB | HMH72B341 | XAHC48FBCN1 |  | 31800 | 24800 | 2.52 | 23200 | 2.04
YORK | HMH7 | 211380022 | HRCU-A-CB | HMH72B341 | XAHC48FXXN1+TXV |  | 31600 | 24800 | 2.52 | 23000 | 2.04
YORK | HMH7 | 211380025 | HRCU-A-CB | HMH72B341 | XAHC48FXXN1+TXV |  | 31600 | 24800 | 2.52 | 23000 | 2.04
YORK | HMH7 | 211380028 | HRCU-A-CB | HMH72B341 | XAHC48FBCN1 |  | 31600 | 24800 | 2.52 | 23000 | 2.04
YORK | HMH7 | 211380031 | HRCU-A-CB | HMH72B341 | XAHC48FBCN1 |  | 31600 | 24800 | 2.52 | 23000 | 2.04
YORK | HMH7 | 211380122 | HRCU-A-CB | HMH72B341 | XAHC48FXXN1+TXV |  | 32400 | 25200 | 2.5 | 23600 | 2.04
YORK | HMH7 | 211380125 | HRCU-A-CB | HMH72B341 | XAHC48FBCN1 |  | 32400 | 25200 | 2.5 | 23600 | 2.04
YORK | HMH7 | 211377456 | HRCU-A-CB | HMH72B341 | XAFC36DXXN1+TXV |  | 34000 | 26000 | 2.56 | 24800 | 2.12
YORK | HMH7 | 211377459 | HRCU-A-CB | HMH72B341 | XAFC36DXXN1+TXV |  | 34000 | 26000 | 2.56 | 24800 | 2.12
YORK | HMH7 | 211377462 | HRCU-A-CB | HMH72B341 | XAFC36DXXN1+TXV |  | 34000 | 26000 | 2.56 | 24800 | 2.12
YORK | HMH7 | 211377465 | HRCU-A-CB | HMH72B341 | XAFC36DBCN1 |  | 34000 | 26000 | 2.56 | 24800 | 2.12
YORK | HMH7 | 211377468 | HRCU-A-CB | HMH72B341 | XAFC36DBCN1 |  | 34000 | 26000 | 2.56 | 24800 | 2.12
YORK | HMH7 | 211377471 | HRCU-A-CB | HMH72B341 | XAFC36DBCN1 |  | 34000 | 26000 | 2.56 | 24800 | 2.12
YORK | HMH7 | 211377628 | HRCU-A-CB | HMH72B341 | XAFC36DXXN1+TXV |  | 34000 | 25800 | 2.5 | 24400 | 2.06
YORK | HMH7 | 211377631 | HRCU-A-CB | HMH72B341 | XAFC36DXXN1+TXV |  | 34000 | 25800 | 2.5 | 24400 | 2.06
YORK | HMH7 | 211377634 | HRCU-A-CB | HMH72B341 | XAFC36DXXN1+TXV |  | 34000 | 25800 | 2.5 | 24400 | 2.06
YORK | HMH7 | 211377637 | HRCU-A-CB | HMH72B341 | XAFC36DBCN1 |  | 34000 | 25800 | 2.5 | 24400 | 2.06
YORK | HMH7 | 211377640 | HRCU-A-CB | HMH72B341 | XAFC36DBCN1 |  | 34000 | 25800 | 2.5 | 24400 | 2.06
YORK | HMH7 | 211377643 | HRCU-A-CB | HMH72B341 | XAFC36DBCN1 |  | 34000 | 25800 | 2.5 | 24400 | 2.06
YORK | HMH7 | 211377894 | HRCU-A-CB | HMH72B341 | XAFB36DXXN1+TXV |  | 33800 | 25400 | 2.5 | 24000 | 2.06
YORK | HMH7 | 211377897 | HRCU-A-CB | HMH72B341 | XAFB36DBCN1 |  | 33800 | 25400 | 2.5 | 24000 | 2.06
YORK | HMH7 | 211377900 | HRCU-A-CB | HMH72B341 | XAUB36DXXN1+TXV |  | 33800 | 25400 | 2.5 | 24000 | 2.06
YORK | HMH7 | 211378739 | HRCU-A-CB | HMH72B341 | XAFB36DXXN1+TXV |  | 33800 | 25400 | 2.5 | 23800 | 2.06
YORK | HMH7 | 211378742 | HRCU-A-CB | HMH72B341 | XAFB36DXXN1+TXV |  | 33800 | 25400 | 2.5 | 23800 | 2.06
YORK | HMH7 | 211378745 | HRCU-A-CB | HMH72B341 | XAFB36DBCN1 |  | 33800 | 25400 | 2.5 | 23800 | 2.06
YORK | HMH7 | 211378748 | HRCU-A-CB | HMH72B341 | XAUB36DXXN1+TXV |  | 33800 | 25400 | 2.5 | 23800 | 2.06
YORK | HMH7 | 211378749 | HRCU-A-CB | HMH72B341 | XAFB36DBCN1 |  | 33800 | 25400 | 2.5 | 23800 | 2.06
YORK | HMH7 | 211378751 | HRCU-A-CB | HMH72B341 | XAUB36DXXN1+TXV |  | 33800 | 25400 | 2.5 | 23800 | 2.06
YORK | HMH7 | 211378822 | HRCU-A-CB | HMH72B341 | XAFC36DXXN1+TXV |  | 34000 | 26200 | 2.54 | 25000 | 2.12
YORK | HMH7 | 211378823 | HRCU-A-CB | HMH72B341 | XAFC36DBCN1 |  | 34000 | 26200 | 2.54 | 25000 | 2.12
YORK | HMH7 | 211379040 | HRCU-A-CB | HMH72B341 | XAFC48FXXN1+TXV |  | 32800 | 25800 | 2.5 | 24200 | 2.04
YORK | HMH7 | 211379043 | HRCU-A-CB | HMH72B341 | XAFC48FBCN1 |  | 32800 | 25800 | 2.5 | 24200 | 2.04
YORK | HMH7 | 211379045 | HRCU-A-CB | HMH72B341 | XAUC48FXXN1+TXV |  | 32800 | 25800 | 2.5 | 24200 | 2.04
YORK | HMH7 | 211379191 | HRCU-A-CB | HMH72B341 | XAHC48FXXN1+TXV |  | 31800 | 24800 | 2.52 | 23200 | 2.04
YORK | HMH7 | 211379194 | HRCU-A-CB | HMH72B341 | XAHC48FXXN1+TXV |  | 31800 | 24800 | 2.52 | 23200 | 2.04
YORK | HMH7 | 211379197 | HRCU-A-CB | HMH72B341 | XAHC48FXXN1+TXV |  | 31800 | 24800 | 2.52 | 23200 | 2.04
YORK | HMH7 | 211379200 | HRCU-A-CB | HMH72B341 | XAHC48FBCN1 |  | 31800 | 24800 | 2.52 | 23200 | 2.04
YORK | HMH7 | 211379203 | HRCU-A-CB | HMH72B341 | XAHC48FBCN1 |  | 31800 | 24800 | 2.52 | 23200 | 2.04
YORK | HMH7 | 211379206 | HRCU-A-CB | HMH72B341 | XAHC48FBCN1 |  | 31800 | 24800 | 2.52 | 23200 | 2.04
YORK | HMH7 | 211379475 | HRCU-A-CB | HMH72B341 | XAFC48FXXN1+TXV |  | 32400 | 25600 | 2.52 | 23800 | 2.04
YORK | HMH7 | 211379478 | HRCU-A-CB | HMH72B341 | XAFC48FBCN1 |  | 32400 | 25600 | 2.52 | 23800 | 2.04
YORK | HMH7 | 211379481 | HRCU-A-CB | HMH72B341 | XAUC48FXXN1+TXV |  | 32400 | 25600 | 2.52 | 23800 | 2.04
YORK | HMH7 | 211379573 | HRCU-A-CB | HMH72B341 | XAFD48FXXN1+TXV |  | 33200 | 25800 | 2.54 | 24400 | 2.08
YORK | HMH7 | 211379576 | HRCU-A-CB | HMH72B341 | XAFD48FXXN1+TXV |  | 33200 | 25800 | 2.54 | 24400 | 2.08
YORK | HMH7 | 211379579 | HRCU-A-CB | HMH72B341 | XAFD48FBCN1 |  | 33200 | 25800 | 2.54 | 24400 | 2.08
YORK | HMH7 | 211379582 | HRCU-A-CB | HMH72B341 | XAFD48FBCN1 |  | 33200 | 25800 | 2.54 | 24400 | 2.08
YORK | HMH7 | 211379877 | HRCU-A-CB | HMH72B341 | XAHD48FXXN1+TXV |  | 31800 | 24800 | 2.52 | 23200 | 2.04
YORK | HMH7 | 211379881 | HRCU-A-CB | HMH72B341 | XAHD48FXXN1+TXV |  | 31800 | 24800 | 2.52 | 23200 | 2.04
YORK | HMH7 | 211379884 | HRCU-A-CB | HMH72B341 | XAHD48FBCN1 |  | 31800 | 24800 | 2.52 | 23200 | 2.04
YORK | HMH7 | 211379887 | HRCU-A-CB | HMH72B341 | XAHD48FBCN1 |  | 31800 | 24800 | 2.52 | 23200 | 2.04
YORK | HMH7 | 211379929 | HRCU-A-CB | HMH72B341 | XAHD48FXXN1+TXV |  | 31600 | 24800 | 2.5 | 23200 | 2.02
YORK | HMH7 | 211379932 | HRCU-A-CB | HMH72B341 | XAHD48FXXN1+TXV |  | 31600 | 24800 | 2.5 | 23200 | 2.02
YORK | HMH7 | 211379935 | HRCU-A-CB | HMH72B341 | XAHD48FBCN1 |  | 31600 | 24800 | 2.5 | 23200 | 2.02
YORK | HMH7 | 211379937 | HRCU-A-CB | HMH72B341 | XAHD48FBCN1 |  | 31600 | 24800 | 2.5 | 23200 | 2.02
YORK | HMH7 | 211379952 | HRCU-A-CB | HMH72B341 | XAFD48FXXN1+TXV |  | 32400 | 25400 | 2.56 | 23600 | 2.08
YORK | HMH7 | 211379954 | HRCU-A-CB | HMH72B341 | XAFD48FXXN1+TXV |  | 32400 | 25400 | 2.56 | 23600 | 2.08
YORK | HMH7 | 211379957 | HRCU-A-CB | HMH72B341 | XAFD48FBCN1 |  | 32400 | 25400 | 2.56 | 23600 | 2.08
YORK | HMH7 | 211379960 | HRCU-A-CB | HMH72B341 | XAFD48FBCN1 |  | 32400 | 25400 | 2.56 | 23600 | 2.08
YORK | HMH7 | 211380010 | HRCU-A-CB | HMH72B341 | XAHD48FXXN1+TXV |  | 31600 | 24800 | 2.52 | 23000 | 2.02
YORK | HMH7 | 211380013 | HRCU-A-CB | HMH72B341 | XAHD48FXXN1+TXV |  | 31600 | 24800 | 2.52 | 23000 | 2.02
YORK | HMH7 | 211380016 | HRCU-A-CB | HMH72B341 | XAHD48FBCN1 |  | 31600 | 24800 | 2.52 | 23000 | 2.02
YORK | HMH7 | 211380019 | HRCU-A-CB | HMH72B341 | XAHD48FBCN1 |  | 31600 | 24800 | 2.52 | 23000 | 2.02
YORK | HMH7 | 211380034 | HRCU-A-CB | HMH72B341 | XAFD48FXXN1+TXV |  | 32200 | 25200 | 2.56 | 23400 | 2.06
YORK | HMH7 | 211380037 | HRCU-A-CB | HMH72B341 | XAFD48FXXN1+TXV |  | 32200 | 25200 | 2.56 | 23400 | 2.06
YORK | HMH7 | 211380040 | HRCU-A-CB | HMH72B341 | XAFD48FBCN1 |  | 32200 | 25200 | 2.56 | 23400 | 2.06
YORK | HMH7 | 211380043 | HRCU-A-CB | HMH72B341 | XAFD48FBCN1 |  | 32200 | 25200 | 2.56 | 23400 | 2.06
YORK | HMH7 | 211380214 | HRCU-A-CB | HMH72B341 | XAFC48FXXN1+JMET12CS2N1+TXV |  | 32600 | 25400 | 2.6 | 23800 | 2.12
YORK | HMH7 | 211380216 | HRCU-A-CB | HMH72B341 | XAFC48FBCN1+JMET12CS2N1 |  | 32600 | 25400 | 2.6 | 23800 | 2.12
YORK | HMH7 | 211380219 | HRCU-A-CB | HMH72B341 | XAUC48FXXN1+JMET12CS2N1+TXV |  | 32600 | 25400 | 2.6 | 23800 | 2.12
YORK | HMH7 | 211380224 | HRCU-A-CB | HMH72B341 | JHETC42FBCS2N1 |  | 32200 | 25200 | 2.6 | 23400 | 2.08
ZEPHYR |  | 204580064 | HRCU-A-CB-O | ZE-12CA22EXT | ZE-12CA22INT | Singlezone Non-ducted Wall Placement | 13000 | 7500 | 2.71 | 7823 | 2.12
ZEPHYR |  | 204580063 | HRCU-A-CB-O | ZE-18CA22EXT | ZE-18CA22INT | Singlezone Non-ducted Wall Placement | 19000 | 11600 | 2.7 | 12730 | 2.16

## December 2020
APS Eligible Small ASHP Models |  |  | Disclaimer: The Massachusetts Department of Energy Resources (DOER) has not investigated, and expressly disclaims any duty to investigate, any company, product, service, process, procedure, design, or the like, which may be presented on the aforementioned list. The presentation of these companies does not constitute endorsement, warranty, or guaranty, by DOER of any company, product, service, process, procedure, design, or the like.
Updated December 2020
Brand (if applicable) | Model Name (if applicable) | AHRI Certificate No. | AHRI Type | Outdoor Unit Model | Indoor Unit Model | Ducting Configuration | Rated Capacity 47°F (btu/hr) | Rated Capacity 17°F (btu/hr) | COP at Rated Capacity 17°F | Maximum Capacity 5°F (btu/hr) | COP at Max. Capacity 5°F
ACD | OCD-23 | 201863350 | HRCU-A-CB-O | OCD09KCH23S-O | OCD09KCH23S-I | Singlezone Non-ducted Wall Placement | 11000 | 6800 | 2.66 | 12976 | 2.09
ACD | OCD-23 | 201863352 | HRCU-A-CB-O | OCD18KCH20S-O | OCD18KCH20S-I | Singlezone Non-ducted Wall Placement | 19800 | 12400 | 2.51 | 21500 | 2.03
ACD | OCD-23 | 201863351 | HRCU-A-CB-O | OCD12KCH22S-O | OCD12KCH22S-I | Singlezone Non-ducted Wall Placement | 13000 | 7100 | 2.81 | 8000 | 2.73
ACD | OCD-23 | 201863353 | HRCU-A-CB-O | OCD24KCH20S-O | OCD24KCH20S-I | Singlezone Non-ducted Wall Placement | 23000 | 14600 | 2.73 | 22553 | 2.07
ACD | UHD-38 | 202110484 | HRCU-A-CB-O | UHD12KCH31S-O | UHD12KCH31S-I | Singlezone Non-ducted Wall Placement | 12200 | 8100 | 3.21 | 8000 | 2.73
ACD | MPD-22 | 202110503 | HMSV-A-CB | MPD36KCH21S-O |  | Multizone All Non-ducted | 42500 | 26500 | 2.88 | 21356 | 2.01
ACD | UHD-38 | 202110485 | HRCU-A-CB-O | UHD18KCH25S-O | UHD18KCH25S-I | Singlezone Non-ducted Wall Placement | 18000 | 14200 | 2.87 | 21500 | 2.03
ACD | UHD-38 | 202132789 | HRCU-A-CB-O | UHD24KCH22S-O | UHD24KCH22S-I | Singlezone Non-ducted Wall Placement | 24000 | 15500 | 2.89 | 22553 | 2.07
ACD | MPD-22 | 202110503 | HMSV-A-CB | MPD36KCH21S-O |  | Multizone All Non-ducted | 42500 | 26500 | 2.88 | 21356 | 2.01
ACD | UHD-38 | 202110485 | HRCU-A-CB-O | UHD18KCH25S-O | UHD18KCH25S-I | Singlezone Non-ducted Wall Placement | 18000 | 14200 | 2.87 | 21500 | 2.03
ACD | UHD-38 | 202132789 | HRCU-A-CB-O | UHD24KCH22S-O | UHD24KCH22S-I | Singlezone Non-ducted Wall Placement | 24000 | 15500 | 2.89 | 22553 | 2.07
ACD | OCD-23 | 201863350 | HRCU-A-CB-O | OCD09KCH23S-O | OCD09KCH23S-I | Singlezone Non-ducted Wall Placement | 11000 | 6800 | 2.66 | 12976 | 2.09
ACD | OCD-23 | 201863352 | HRCU-A-CB-O | OCD18KCH20S-O | OCD18KCH20S-I | Singlezone Non-ducted Wall Placement | 19800 | 12400 | 2.51 | 21500 | 2.03
ACD | OCD-23 | 201863351 | HRCU-A-CB-O | OCD12KCH22S-O | OCD12KCH22S-I | Singlezone Non-ducted Wall Placement | 13000 | 7100 | 2.81 | 8000 | 2.73
ACD | OCD-23 | 201863353 | HRCU-A-CB-O | OCD24KCH20S-O | OCD24KCH20S-I | Singlezone Non-ducted Wall Placement | 23000 | 14600 | 2.73 | 22553 | 2.07
ACD | UHD-38 | 202110484 | HRCU-A-CB-O | UHD12KCH31S-O | UHD12KCH31S-I | Singlezone Non-ducted Wall Placement | 12200 | 8100 | 3.21 | 8000 | 2.73
AireForce | AIREFORCE FSH1BG SERIES | 202134879 | HRCU-A-CB | FSH1BG4CVRX36K | C6B(A,H)-X36(C,U)-C | Singlezone Ducted, Centrally Ducted | 34200 | 21800 | 2.66 | 20250 | 2.28
AireForce | AIREFORCE FSH1BG SERIES | 202134878 | HRCU-A-CB | FSH1BG4CVRX36K | C6B(A,H)-X36(C,U)-C | Singlezone Ducted, Centrally Ducted | 34200 | 21800 | 2.66 | 20250 | 2.28
AireForce | AIREFORCE FSH1BG SERIES | 202134877 | HRCU-A-CB | FSH1BG4CVRX36K | C6B(A,H)-X36(C,U)-B | Singlezone Ducted, Centrally Ducted | 34400 | 21800 | 2.66 | 20150 | 2.27
AireForce | AIREFORCE FSH1BG SERIES | 202134873 | HRCU-A-CB | FSH1BG4CVRX24K | C6B(A,H)-X26(C,U)-B | Singlezone Ducted, Centrally Ducted | 22400 | 14200 | 2.77 | 12650 | 2.12
AireForce | AIREFORCE FSH1BG SERIES | 202134872 | HRCU-A-CB | FSH1BG4CVRX24K | C6B(A,H)-X26(C,U)-B | Singlezone Ducted, Centrally Ducted | 22200 | 14100 | 2.58 | 12800 | 2.03
AireForce | AIREFORCE FSH1BG SERIES | 202134871 | HRCU-A-CB | FSH1BG4CVRX24K | C6B(A,H)-X26(C,U)-B | Singlezone Ducted, Centrally Ducted | 22200 | 14100 | 2.58 | 12800 | 2.03
AireForce | AIREFORCE FSH1BG SERIES | 202134880 | HRCU-A-CB | FSH1BG4CVRX36K | B6VMAX36K-B | Singlezone Ducted, Centrally Ducted | 34400 | 21800 | 2.66 | 20150 | 2.27
AireForce | AIREFORCE FSH1BG SERIES | 202134874 | HRCU-A-CB | FSH1BG4CVRX24K | B6VMAX24K-B | Singlezone Ducted, Centrally Ducted | 22400 | 14200 | 2.77 | 12650 | 2.12
AireForce | AIREFORCE FSH1BG SERIES | 202134883 | HRCU-A-CB | FSH1BG4CVRX48K | C6B(A,H)-X48(C,U)-C | Singlezone Ducted, Centrally Ducted | 44000 | 27800 | 2.63 | 27550 | 2.21
AireForce | AIREFORCE FSH1BG SERIES | 202134884 | HRCU-A-CB | FSH1BG4CVRX48K | B6VMAX48K-C | Singlezone Ducted, Centrally Ducted | 44000 | 27800 | 2.63 | 27550 | 2.21
AireForce | AIREFORCE FSH1BG SERIES | 202134872 | HRCU-A-CB | FSH1BG4CVRX24K | C6B(A,H)-X26(C,U)-B | Singlezone Ducted, Centrally Ducted | 22200 | 14100 | 2.58 | 12800 | 2.03
AireForce | AIREFORCE FSH1BG SERIES | 202134871 | HRCU-A-CB | FSH1BG4CVRX24K | C6B(A,H)-X26(C,U)-B | Singlezone Ducted, Centrally Ducted | 22200 | 14100 | 2.58 | 12800 | 2.03
AireForce | AIREFORCE FSH1BG SERIES | 202134880 | HRCU-A-CB | FSH1BG4CVRX36K | B6VMAX36K-B | Singlezone Ducted, Centrally Ducted | 34400 | 21800 | 2.66 | 20150 | 2.27
AireForce | AIREFORCE FSH1BG SERIES | 202134874 | HRCU-A-CB | FSH1BG4CVRX24K | B6VMAX24K-B | Singlezone Ducted, Centrally Ducted | 22400 | 14200 | 2.77 | 12650 | 2.12
AireForce | AIREFORCE FSH1BG SERIES | 202134883 | HRCU-A-CB | FSH1BG4CVRX48K | C6B(A,H)-X48(C,U)-C | Singlezone Ducted, Centrally Ducted | 44000 | 27800 | 2.63 | 27550 | 2.21
AireForce | AIREFORCE FSH1BG SERIES | 202134884 | HRCU-A-CB | FSH1BG4CVRX48K | B6VMAX48K-C | Singlezone Ducted, Centrally Ducted | 44000 | 27800 | 2.63 | 27550 | 2.21
AireForce | AIREFORCE FSH1BG SERIES | 202134879 | HRCU-A-CB | FSH1BG4CVRX36K | C6B(A,H)-X36(C,U)-C | Singlezone Ducted, Centrally Ducted | 34200 | 21800 | 2.66 | 20250 | 2.28
AireForce | AIREFORCE FSH1BG SERIES | 202134878 | HRCU-A-CB | FSH1BG4CVRX36K | C6B(A,H)-X36(C,U)-C | Singlezone Ducted, Centrally Ducted | 34200 | 21800 | 2.66 | 20250 | 2.28
AireForce | AIREFORCE FSH1BG SERIES | 202134877 | HRCU-A-CB | FSH1BG4CVRX36K | C6B(A,H)-X36(C,U)-B | Singlezone Ducted, Centrally Ducted | 34400 | 21800 | 2.66 | 20150 | 2.27
AireForce | AIREFORCE FSH1BG SERIES | 202134873 | HRCU-A-CB | FSH1BG4CVRX24K | C6B(A,H)-X26(C,U)-B | Singlezone Ducted, Centrally Ducted | 22400 | 14200 | 2.77 | 12650 | 2.12
AIRQUEST | QuietComfort | 205921381 | HRCU-A-CB | DLCSRAH24AAK | DLFSAAH24XAK | Singlezone Ducted, Centrally Ducted | 29000 | 17500 | 2.56 | 26970 | 1.91
AIRQUEST | QuietComfort | 205921381 | HRCU-A-CB | DLCSRAH24AAK | DLFSAAH24XAK | Singlezone Ducted, Centrally Ducted | 29000 | 17500 | 2.56 | 26970 | 1.91
AMANA | AVZC20 | 10324707 | HRCU-A-CB | AVZC200601A* | CA*F4961*6D*+MBVC2000**-1A*+TX | Singlezone Ducted, Centrally Ducted | 50000 | 34000 | 2.87 | 26000 | 1.98
AMANA | AVZC20 | 10324706 | HRCU-A-CB | AVZC200481A* | CA*F4961*6D*+MBVC2000**-1A*+TX | Singlezone Ducted, Centrally Ducted | 45500 | 34000 | 3.4 | 26000 | 1.97
AMANA | AVZC20 | 10324704 | HRCU-A-CB | AVZC200241A* | CA*F3642*6D*+MBVC1200**-1A*+TX | Singlezone Ducted, Centrally Ducted | 23600 | 15200 | 2.99 | 11400 | 2.09
AMANA | AVZC20 | 10324707 | HRCU-A-CB | AVZC200601A* | CA*F4961*6D*+MBVC2000**-1A*+TX | Singlezone Ducted, Centrally Ducted | 50000 | 34000 | 2.87 | 26000 | 1.98
AMANA | AVZC20 | 10324706 | HRCU-A-CB | AVZC200481A* | CA*F4961*6D*+MBVC2000**-1A*+TX | Singlezone Ducted, Centrally Ducted | 45500 | 34000 | 3.4 | 26000 | 1.97
AMANA | AVZC20 | 10324704 | HRCU-A-CB | AVZC200241A* | CA*F3642*6D*+MBVC1200**-1A*+TX | Singlezone Ducted, Centrally Ducted | 23600 | 15200 | 2.99 | 11400 | 2.09
AMERICAN STANDARD | Platinum 20 | 8759144 | HRCU-A-CB | 4A6V0036A1 | 4PX*CU48BS3 | Singlezone Ducted, Centrally Ducted | 33200 | 26600 | 3.22 | 20220 | 1.9
AMERICAN STANDARD | Platinum 20 | 10093447 | HRCU-A-CB | 4A6V0036A1 | TAM9A0B30V31 | Singlezone Ducted, Centrally Ducted | 32600 | 26200 | 3.17 | 20220 | 1.92
AMERICAN STANDARD | Platinum 18 | 10093457 | HRCU-A-CB | 4A6V8036A1 | TAM9A0C36V31 | Singlezone Ducted, Centrally Ducted | 32200 | 26200 | 3.25 | 20500 | 1.91
AMERICAN STANDARD | Platinum 18 | 10093459 | HRCU-A-CB | 4A6V8037A1 | TAM9A0B30V31 | Singlezone Ducted, Centrally Ducted | 32600 | 26200 | 3.17 | 20220 | 1.92
AMERICAN STANDARD | Platinum 20 | 10153441 | HRCU-A-CB | 4A6V0036A1 | TEM8A0C48V41+TDR | Singlezone Ducted, Centrally Ducted | 31000 | 25200 | 3.08 | 19700 | 1.94
AMERICAN STANDARD | Platinum 20 | 10153442 | HRCU-A-CB | 4A6V0036A1 | TEM8A0D48V41+TDR | Singlezone Ducted, Centrally Ducted | 31800 | 25800 | 3.05 | 20000 | 1.97
AMERICAN STANDARD | Platinum 20 | 8938521 | HRCU-A-CB | 4A6V0036A1 | 4TXFH036CZ3 | Singlezone Ducted, Centrally Ducted | 32200 | 26400 | 3.25 | 20740 | 1.92
AMERICAN STANDARD | AccuComfort Platinum 20 | 6749789 | HRCU-A-CB | 4A6V0024A1 | *AM8C0B30V21 | Singlezone Ducted, Centrally Ducted | 20200 | 16800 | 2.5 | 13000 | 2.07
AMERICAN STANDARD | AccuComfort Platinum 18 | 6750455 | HRCU-A-CB | 4A6V8024A1 | *AM8C0B30V21 | Singlezone Ducted, Centrally Ducted | 20000 | 16800 | 2.5 | 13000 | 2.07
AMERICAN STANDARD | Platinum 20 | 8759144 | HRCU-A-CB | 4A6V0036A1 | 4PX*CU48BS3 | Singlezone Ducted, Centrally Ducted | 33200 | 26600 | 3.22 | 20220 | 1.9
AMERICAN STANDARD | AccuComfort Platinum 20 | 6749789 | HRCU-A-CB | 4A6V0024A1 | *AM8C0B30V21 | Singlezone Ducted, Centrally Ducted | 20200 | 16800 | 2.5 | 13000 | 2.07
AMERICAN STANDARD |  | 9150128 | HRCU-A-CB-O | 4TXK3824A10NU** | 4MXW3824A10NU** | Singlezone Non-ducted Wall Placement | 24000 | 15500 | 2.89 | 24233 | 2.23
AMERICAN STANDARD | AccuComfort Platinum 18 | 10093463 | HRCU-A-CB | 4A6V8048A1 | TAM9A0C48V41 | Singlezone Ducted, Centrally Ducted | 41000 | 34400 | 4.27 | 28780 | 1.93
AMERICAN STANDARD | Platinum 20 | 10153439 | HRCU-A-CB | 4A6V0036A1 | TEM8A0C36V31+TDR | Singlezone Ducted, Centrally Ducted | 31800 | 25600 | 3.07 | 19500 | 1.94
AMERICAN STANDARD | Platinum 20 | 10093447 | HRCU-A-CB | 4A6V0036A1 | TAM9A0B30V31 | Singlezone Ducted, Centrally Ducted | 32600 | 26200 | 3.17 | 20220 | 1.92
AMERICAN STANDARD | Platinum 18 | 10093457 | HRCU-A-CB | 4A6V8036A1 | TAM9A0C36V31 | Singlezone Ducted, Centrally Ducted | 32200 | 26200 | 3.25 | 20500 | 1.91
AMERICAN STANDARD | Platinum 18 | 10093459 | HRCU-A-CB | 4A6V8037A1 | TAM9A0B30V31 | Singlezone Ducted, Centrally Ducted | 32600 | 26200 | 3.17 | 20220 | 1.92
AMERICAN STANDARD | Platinum 20 | 10153441 | HRCU-A-CB | 4A6V0036A1 | TEM8A0C48V41+TDR | Singlezone Ducted, Centrally Ducted | 31000 | 25200 | 3.08 | 19700 | 1.94
AMERICAN STANDARD | Platinum 20 | 10153442 | HRCU-A-CB | 4A6V0036A1 | TEM8A0D48V41+TDR | Singlezone Ducted, Centrally Ducted | 31800 | 25800 | 3.05 | 20000 | 1.97
AMERICAN STANDARD | Platinum 20 | 8938521 | HRCU-A-CB | 4A6V0036A1 | 4TXFH036CZ3 | Singlezone Ducted, Centrally Ducted | 32200 | 26400 | 3.25 | 20740 | 1.92
AMERICAN STANDARD | AccuComfort Platinum 18 | 6750455 | HRCU-A-CB | 4A6V8024A1 | *AM8C0B30V21 | Singlezone Ducted, Centrally Ducted | 20000 | 16800 | 2.5 | 13000 | 2.07
AMERICAN STANDARD |  | 7151530 | HRCU-A-CB-O | 4TXK2709A10N0AA | 4MXW2709A10N0AA | Singlezone Non-ducted Wall Placement | 9800 | 5800 | 2.7 | 8000 | 2.13
AMERICAN STANDARD |  | 7151534 | HRCU-A-CB-O | 4TXK2718A10N0AA | 4MXW2718A10N0AA | Singlezone Non-ducted Wall Placement | 19000 | 12100 | 2.81 | 15400 | 1.97
AMERICAN STANDARD |  | 7151532 | HRCU-A-CB-O | 4TXK2712A10NAA | 4MXW2712A10N0AA | Singlezone Non-ducted Wall Placement | 13000 | 8000 | 3.13 | 8300 | 2.15
AMERICAN STANDARD |  | 9150124 | HRCU-A-CB-O | 4TXK3812A10NU** | 4MXW3812A10NU** | Singlezone Non-ducted Wall Placement | 12200 | 8100 | 3.21 | 13304 | 2.18
AMERICAN STANDARD | Platinum 18 | 10153458 | HRCU-A-CB | 4A6V8037A1 | TEM8A0C36V31+TDR | Singlezone Ducted, Centrally Ducted | 31800 | 25600 | 3.07 | 19500 | 1.94
AMERICAN STANDARD |  | 202703127 | HRCU-A-CB-O | 4TXK2324A10N0** | 4MXW2324A10N0** | Singlezone Non-ducted Wall Placement | 23000 | 14600 | 2.61 | 22861 | 2.02
American Standard / Mitsubishi Electric |  | 204276764 | HRCU-A-CB-O | ASUZH0241HA00NA | APKA0A0241KA70A | Singlezone Non-ducted Wall Placement | 26000 | 17200 | 2.75 | 26000 | 2
American Standard / Mitsubishi Electric |  | 204813304 | HRCU-A-CB-O | ASUZA0361KA70B* | APLA0A0361EA70A | Singlezone Non-ducted, Ceiling Placement | 38000 | 22000 | 2.59 | 21600 | 2.43
American Standard / Mitsubishi Electric |  | 202732311 | HMSV-A-CB | NAXMPH20A122AA | NAXWPH09A112AANAXWPH09A112AA | Multizone All Non-ducted | 22000 | 13000 | 2.63 | 22000 | 2.07
American Standard / Mitsubishi Electric |  | 204813306 | HRCU-A-CB-O | ASUZA0361KA70N* | APLA0A0361EA70A | Singlezone Non-ducted, Ceiling Placement | 38000 | 22000 | 2.59 | 21600 | 2.43
American Standard / Mitsubishi Electric |  | 204276539 | HRCU-A-CB-O | ASUZH0241HA00NA | APLA0A0241EA70A | Singlezone Non-ducted, Ceiling Placement | 26000 | 17300 | 3.09 | 26000 | 2.01
American Standard / Mitsubishi Electric |  | 204813295 | HRCU-A-CB-O | ASUZA0121KA70N* | APLA0A0121EA70A | Singlezone Non-ducted, Ceiling Placement | 14000 | 10100 | 2.53 | 13000 | 2.01
American Standard / Mitsubishi Electric |  | 204813293 | HRCU-A-CB-O | ASUZA0121KA70B* | APLA0A0121EA70A | Singlezone Non-ducted, Ceiling Placement | 14000 | 10100 | 2.53 | 13000 | 2.01
American Standard / Mitsubishi Electric | Nv Series Pro Heat | 204926523 | HMSV-A-CB | NAXMPH36A142B* |  | Multizone Mix of Non-ducted and Ducted | 45000 | 32000 | 2.69 | 45000 | 2
American Standard / Mitsubishi Electric | Nv Series Pro Heat | 204793327 | HRCU-A-CB | NAXSKH12A112AA | APEADA0121AA70A | Singlezone Ducted, "Compact Ducted" | 15000 | 9000 | 2.72 | 15000 | 2.09
American Standard / Mitsubishi Electric | Nv Series Pro Heat | 204834288 | HMSV-A-CB-O | NAXMPH36A142B* |  | Multizone All Non-ducted | 45000 | 30000 | 2.85 | 45000 | 2
American Standard / Mitsubishi Electric | Nv Series Pro Heat | 204834289 | HMSV-A-CB | NAXMPH36A142B* |  | Multizone All Ducted | 45000 | 34000 | 2.59 | 45000 | 2
American Standard / Mitsubishi Electric | Nv Series Pro Heat | 204834290 | HMSV-A-CB-O | NAXMPH42A152B* |  | Multizone All Non-ducted | 48000 | 32000 | 2.8 | 48000 | 2
American Standard / Mitsubishi Electric | Nv Series Pro Heat | 204793325 | HRCU-A-CB | NAXSKH12A112AA | NAXDKS12A112AA | Singlezone Ducted, "Compact Ducted" | 15000 | 9000 | 2.56 | 15000 | 2.2
American Standard / Mitsubishi Electric | M-Series | 202392238 | HRCU-A-CB-O | NAXSKS18A112AA | NAXCKS18A112AA | Singlezone Non-ducted, Ceiling Placement | 19700 | 12900 | 2.68 | 9800 | 2.37
American Standard / Mitsubishi Electric | M-Series | 202392234 | HRCU-A-CB-O | NAXSKS18A112AA | NAXUKS18A112AA | Singlezone Non-ducted, Ceiling Placement | 20000 | 13100 | 2.63 | 10700 | 2.55
American Standard / Mitsubishi Electric | M-Series | 202392232 | HRCU-A-CB | NAXSKS18A112AA | NAXDKS18A112AA | Singlezone Ducted, "Compact Ducted" | 21600 | 13900 | 2.87 | 12000 | 2.88
American Standard / Mitsubishi Electric | M-Series | 202392226 | HRCU-A-CB | NAXSKS15A112AA | NAXDKS15A112AA | Singlezone Ducted, "Compact Ducted" | 18000 | 11700 | 2.68 | 10000 | 2.55
American Standard / Mitsubishi Electric | M-Series | 202392220 | HRCU-A-CB-O | NAXSKS12A112AA | NAXUKS12A112AA | Singlezone Non-ducted, Ceiling Placement | 15400 | 9900 | 2.84 | 7900 | 2.36
American Standard / Mitsubishi Electric | M-Series | 202392214 | HRCU-A-CB-O | NAXSKS09A112AA | NAXCKS09A112AA | Singlezone Non-ducted, Ceiling Placement | 11000 | 6900 | 2.5 | 5600 | 3.04
American Standard / Mitsubishi Electric | M-Series | 202392210 | HRCU-A-CB-O | NAXSKS09A112AA | NAXUKS09A112AA | Singlezone Non-ducted, Ceiling Placement | 12000 | 7700 | 3.22 | 6100 | 3.08
American Standard / Mitsubishi Electric | M-Series | 202373696 | HRCU-A-CB-O | NAXSST24A112AA | NAXWST24A112AA | Singlezone Non-ducted Wall Placement | 27600 | 16000 | 2.65 | 20200 | 1.98
American Standard / Mitsubishi Electric | M-Series H2i | 202373687 | HRCU-A-CB-O | NAXSPB12A112AA | NAXWPH12A112AA | Singlezone Non-ducted Wall Placement | 13600 | 8100 | 2.83 | 13600 | 2.07
American Standard / Mitsubishi Electric | M-Series H2i | 202373685 | HRCU-A-CB-O | NAXSPB09A112AA | NAXWPH09A112AA | Singlezone Non-ducted Wall Placement | 10900 | 6700 | 2.73 | 10900 | 2.73
American Standard / Mitsubishi Electric | M-Series H2i | 202373705 | HMSV-A-CB | NAXMPH42A152AA |  | Multizone All Non-ducted | 48000 | 35800 | 2.87 | 48000 | 2.51
American Standard / Mitsubishi Electric | M-Series | 202373692 | HRCU-A-CB-O | NAXSST09A112AA | NAXWST09A112AA | Singlezone Non-ducted Wall Placement | 10900 | 6700 | 3.12 | 8000 | 2.76
American Standard / Mitsubishi Electric | M-Series H2i | 202373690 | HRCU-A-CB-O | NAXSPH18A112AA | NAXWPH18A112AA | Singlezone Non-ducted Wall Placement | 20300 | 13700 | 3.04 | 20300 | 2.01
American Standard / Mitsubishi Electric | M-Series H2i | 202354897 | HMSV-A-CB | NAXMPH36A142AA |  | Multizone All Non-ducted | 45000 | 34000 | 2.85 | 45000 | 2.42
American Standard / Mitsubishi Electric | M-Series H2i | 202354893 | HMSV-A-CB | NAXMPH24A132AA |  | Multizone All Non-ducted | 25000 | 14000 | 2.53 | 25000 | 1.92
American Standard / Mitsubishi Electric | M-Series | 202373695 | HRCU-A-CB-O | NAXSST18A112AA | NAXWST18A112AA | Singlezone Non-ducted Wall Placement | 21600 | 13800 | 2.73 | 15100 | 2.35
American Standard / Mitsubishi Electric | M-Series | 202373708 | HMSV-A-CB | NAXMMX60A182AA |  | Multizone All Non-ducted | 66000 | 41500 | 2.5 | 57000 | 2.07
American Standard / Mitsubishi Electric | M-Series H2i | 202373691 | HRCU-A-CB-O | NAXSPB18A112AA | NAXWPH18A112AA | Singlezone Non-ducted Wall Placement | 20300 | 12480 | 2.93 | 20900 | 2.06
American Standard / Mitsubishi Electric | M-Series H2i | 202373686 | HRCU-A-CB-O | NAXSPH12A112AA | NAXWPH12A112AA | Singlezone Non-ducted Wall Placement | 13600 | 8000 | 3.26 | 13600 | 2.21
American Standard / Mitsubishi Electric | M-Series | 202373693 | HRCU-A-CB-O | NAXSST12A112AA | NAXWST12A112AA | Singlezone Non-ducted Wall Placement | 14400 | 9200 | 3.1 | 10200 | 2.93
American Standard / Mitsubishi Electric | M-Series H2i | 202373682 | HRCU-A-CB-O | NAXSPH06A112AA | NAXWPH06A112AA | Singlezone Non-ducted Wall Placement | 8700 | 5900 | 3.46 | 8700 | 2.8
American Standard / Mitsubishi Electric | M-Series H2i | 202373679 | HRCU-A-CB-O | NAXSPF18A112AA | NAXFKS18A112AA | Singlezone Non-ducted, Floor Placement | 21000 | 12800 | 2.62 | 21000 | 2.05
American Standard / Mitsubishi Electric | M-Series H2i | 202373677 | HRCU-A-CB-O | NAXSPF12A112AA | NAXFKS12A112AA | Singlezone Non-ducted, Floor Placement | 13000 | 8800 | 2.77 | 13000 | 2.1
American Standard / Mitsubishi Electric | M-Series H2i | 202373684 | HRCU-A-CB-O | NAXSPH09A112AA | NAXWPH09A112AA | Singlezone Non-ducted Wall Placement | 10900 | 6700 | 3.27 | 10900 | 2.37
American Standard / Mitsubishi Electric | M-Series H2i | 202366328 | HMSV-A-CB | NAXMPH36A142AA |  | Multizone Mix of Non-ducted and Ducted | 45000 | 35000 | 2.54 | 47360 | 2.24
American Standard / Mitsubishi Electric | M-Series H2i | 202373683 | HRCU-A-CB-O | NAXSPB06A112AA | NAXWPH06A112AA | Singlezone Non-ducted Wall Placement | 8700 | 5900 | 2.74 | 8700 | 2.45
American Standard / Mitsubishi Electric | M-Series | 202373702 | HMSV-A-CB | NAXMMX20A122AA |  | Multizone All Non-ducted | 22000 | 12500 | 2.82 | 11100 | 2.03
American Standard / Mitsubishi Electric | M-Series | 202392208 | HRCU-A-CB | NAXSKS09A112AA | NAXDKS09A112AA | Singlezone Ducted, "Compact Ducted" | 12000 | 7600 | 2.53 | 6000 | 2.44
American Standard / Mitsubishi Electric | M-Series H2i | 202373676 | HRCU-A-CB-O | NAXSPF09A112AA | NAXFKS09A112AA | Singlezone Non-ducted, Floor Placement | 11000 | 7500 | 2.75 | 11000 | 2.01
American Standard / Mitsubishi Electric | M-Series | 202392224 | HRCU-A-CB | NAXSKS12A112AA | NAXAMT12A112AA | Singlezone Ducted, "Compact Ducted" | 15000 | 9900 | 2.59 | 7800 | 2.75
American Standard / Mitsubishi Electric | M-Series | 202392212 | HRCU-A-CB | NAXSKS09A112AA | PEAD-A09AA7 | Singlezone Ducted, "Compact Ducted" | 12000 | 7600 | 2.53 | 6100 | 2.93
American Standard / Mitsubishi Electric | M-Series | 202392240 | HRCU-A-CB | NAXSKS18A112AA | NAXAMT18A112AA | Singlezone Ducted, Centrally Ducted | 21600 | 14000 | 2.81 | 12200 | 2.88
Ameristar |  | 203162806 | HRCU-A-CB-O | M4THS1824A11N** | M4MHW1824A1N0** | Singlezone Non-ducted Wall Placement | 23000 | 14600 | 2.61 | 22861 | 2.02
ARCOAIRE | DuraComfort | 205921372 | HRCU-A-CB | DLCSRAH24AAK | DLFSAAH24XAK | Singlezone Ducted, Centrally Ducted | 29000 | 17500 | 2.56 | 26970 | 1.91
ARCOAIRE | Mid-tier | 201835537 | HRCU-A-CB-O | DLCSRAH18AAK | DLFSCAH18XAK | Singlezone Non-ducted, Ceiling Placement | 18000 | 12000 | 2.59 | 15710 | 2.4
ARCOAIRE | High Tier | 202463643 | HRCU-A-CB-O | DLCPRAH24AAK | DLFPHAH24XAK | Singlezone Non-ducted Wall Placement | 24000 | 15450 | 3 | 24000 | 2
ARCOAIRE | High Tier | 202463642 | HRCU-A-CB-O | DLCPRAH18AAK | DLFPHAH18XAK | Singlezone Non-ducted Wall Placement | 18000 | 12300 | 3.19 | 18000 | 2
ARCOAIRE |  | 201835538 | HRCU-A-CB | DLCSRAH24AAK | DLFSDAH24XAK | Singlezone Ducted, "Compact Ducted" | 24000 | 17400 | 2.96 | 30000 | 1.93
ARCOAIRE |  | 201835514 | HRCU-A-CB-O | DLCSRAH12AAJ | DLFSHAH12XAJ | Singlezone Non-ducted Wall Placement | 11800 | 7100 | 2.57 | 7800 | 2.01
ARCOAIRE |  | 201835506 | HRCU-A-CB-O | DLCPRAH09AAK | DLFPHAH09XAK | Singlezone Non-ducted Wall Placement | 10000 | 7200 | 2.78 | 13047 | 1.97
ARCOAIRE | Mid-tier | 201835515 | HRCU-A-CB-O | DLCSRAH09AAK | DLFSHAH09XAK | Singlezone Non-ducted Wall Placement | 12000 | 7500 | 2.65 | 9840 | 2.1
ARCOAIRE | Mid-tier | 201835532 | HRCU-A-CB-O | DLCSRAH09AAK | DLFSCAH09XAK | Singlezone Non-ducted, Ceiling Placement | 10000 | 6700 | 2.58 | 11870 | 1.94
AZUR |  | 205417847 | HRCU-A-CB-O | AZ-18CA22EXT | AZ-18CA22INT | Singlezone Non-ducted Wall Placement | 19000 | 11600 | 2.7 | 12730 | 2.16
AZUR |  | 205417845 | HRCU-A-CB-O | AZ-12CA22EXT | AZ-12CA22INT | Singlezone Non-ducted Wall Placement | 13000 | 7500 | 2.71 | 7823 | 2.12
BOSCH | IDS2.0 | 202868494 | HRCU-A-CB | BOVA-36HDN1-M20G | BVA-24WN1-M20 | Singlezone Ducted, Centrally Ducted | 24000 | 23000 | 2.6 | 20000 | 2.5
BOSCH | Bosch Climate 5000 ductless minisplit series | 9966839 | HRCU-A-CB-O | BMS500-AAS012-0CSXXA | BMS500-AAU012-0AHXXA | Singlezone Non-ducted Wall Placement | 12000 | 7500 | 2.56 | 5736 | 2.03
BOSCH | Bosch Climate 5000 ductless minisplit series | 204014467 | HRCU-A-CB | BMS500-AAS009-1CSXHB | BMS500-AAU009-1AHDXB | Singlezone Ducted, "Compact Ducted" | 10000 | 7200 | 2.74 | 8343 | 2.07
BOSCH | Bosch Climate 5000 ductless minisplit series | 203991162 | HRCU-A-CB | BMS500-AAS024-1CSXRA | BMS500-AAU024-1AHDXB | Singlezone Ducted, "Compact Ducted" | 24400 | 16000 | 2.69 | 18533 | 2.04
BOSCH | IDS2.0 | 203025032 | HRCU-A-CB | BOVA-60HDN1-M20G | BMA*4860DNTF | Singlezone Ducted, Centrally Ducted | 54000 | 38000 | 2.6 | 34000 | 2.5
BOSCH | IDS2.0 | 203025029 | HRCU-A-CB | BOVA-60HDN1-M20G | BMA*4860DNTF | Singlezone Ducted, Centrally Ducted | 54000 | 38000 | 2.6 | 34000 | 2.5
BOSCH | IDS2.0 | 203025026 | HRCU-A-CB | BOVA-60HDN1-M20G | BMA*4248DNTF | Singlezone Ducted, Centrally Ducted | 47000 | 35000 | 2.5 | 31800 | 2.39
BOSCH | IDS2.0 | 203025020 | HRCU-A-CB | BOVA-60HDN1-M20G | BMA*4248CNTF | Singlezone Ducted, Centrally Ducted | 46500 | 35000 | 2.5 | 31600 | 2.41
BOSCH | IDS2.0 | 203025023 | HRCU-A-CB | BOVA-60HDN1-M20G | BMA*4248DNTF | Singlezone Ducted, Centrally Ducted | 47000 | 35000 | 2.5 | 31800 | 2.39
BOSCH | IDS2.0 | 202868497 | HRCU-A-CB | BOVA-60HDN1-M20G | BVA-60WN1-M20 | Singlezone Ducted, Centrally Ducted | 56000 | 44000 | 2.5 | 40000 | 2.38
BOSCH | IDS2.0 | 202868496 | HRCU-A-CB | BOVA-36HDN1-M20G | BVA-36WN1-M20 | Singlezone Ducted, Centrally Ducted | 34200 | 28000 | 2.6 | 23000 | 2.41
BOSCH | IDS1.0 | 8860510 | HRCU-A-CB | BOVA-60HDN1-M18M | BVA-48WN1-M18 | Singlezone Ducted, Centrally Ducted | 46500 | 35000 | 2.64 | 34400 | 2.85
BOSCH | IDS1.0 | 8860508 | HRCU-A-CB | BOVA-36HDN1-M18M | BVA-24WN1-M18 | Singlezone Ducted, Centrally Ducted | 24000 | 19000 | 2.64 | 18500 | 2.21
BOSCH |  | 10333757 | HRCU-A-CB | BOVA-60HDN1-M18M | BVA-36WN1-M18B | Singlezone Ducted, Centrally Ducted | 35200 | 24000 | 2.71 | 28000 | 2.05
BOSCH | Bosch Climate 5000 ductless minisplit series | 9966837 | HRCU-A-CB-O | BMS500-AAS009-0CSXXA | BMS500-AAU009-0AHXXA | Singlezone Non-ducted Wall Placement | 9800 | 5800 | 2.74 | 6516 | 2.05
BOSCH | Bosch Climate 5000 ductless minisplit series | 9966838 | HRCU-A-CB-O | BMS500-AAS009-1CSXXA | BMS500-AAU009-1AHXXA | Singlezone Non-ducted Wall Placement | 9800 | 6300 | 2.68 | 6609 | 1.92
BOSCH | Bosch Climate 5000 ductless minisplit series | 203991148 | HRCU-A-CB-O | BMS500-AAS009-1CSXRA | BMS500-AAU009-1AHWXB | Singlezone Non-ducted Wall Placement | 9800 | 5800 | 2.74 | 7990 | 1.98
BOSCH | Bosch Climate 5000 ductless minisplit series | 203991167 | HRCU-A-CB-O | BMS500-AAS012-1CSXRA | BMS500-AAU012-1AHCXB | Singlezone Non-ducted, Ceiling Placement | 12000 | 7500 | 2.68 | 7332 | 2.11
BOSCH | Bosch Climate 5000 ductless minisplit series | 203991169 | HRCU-A-CB-O | BMS500-AAS024-1CSXRA | BMS500-AAU024-1AHCXB | Singlezone Non-ducted, Ceiling Placement | 24400 | 15800 | 2.56 | 16933 | 1.95
BOSCH | Bosch Climate 5000 ductless minisplit series | 203991150 | HRCU-A-CB-O | BMS500-AAS018-1CSXRA | BMS500-AAU018-1AHWXB | Singlezone Non-ducted Wall Placement | 18000 | 11400 | 2.72 | 11178 | 2.02
BOSCH | Bosch Climate 5000 ductless minisplit series | 203991161 | HRCU-A-CB | BMS500-AAS018-1CSXRA | BMS500-AAU018-1AHDXB | Singlezone Ducted, "Compact Ducted" | 18000 | 12000 | 2.61 | 10352 | 1.96
BOSCH | Bosch Climate 5000 ductless minisplit series | 203991174 | HMSV-A-CB | BMS500-AAM027-1CSXRA |  | Multizone All Non-ducted | 28000 | 17200 | 2.8 | 17040 | 1.97
BOSCH | Bosch Climate 5000 ductless minisplit series | 203991186 | HMSV-A-CB | BMS500-AAM036-1CSXHB |  | Multizone All Non-ducted | 36000 | 23200 | 2.78 | 36037 | 1.96
BOSCH | Bosch Climate 5000 ductless minisplit series | 203991172 | HMSV-A-CB | BMS500-AAM018-1CSXRA |  | Multizone All Non-ducted | 19000 | 12000 | 2.79 | 10205 | 1.97
BROAN | BROAN FSH1BG SERIES | 10254874 | HRCU-A-CB | FSH1BG4CVRX24K | C6B(A,H)-X26(C,U)-B | Singlezone Ducted, Centrally Ducted | 22200 | 14100 | 2.58 | 12800 | 2.03
BROAN | BROAN FSH1BG SERIES | 10254870 | HRCU-A-CB | FSH1BG4CVRX24K | C6B(A,H)-X26(C,U)-B | Singlezone Ducted, Centrally Ducted | 22200 | 14100 | 2.58 | 12800 | 2.03
BROAN | BROAN FSH1BG SERIES | 10254884 | HRCU-A-CB | FSH1BG4CVRX36K | B6VMAX36K-B | Singlezone Ducted, Centrally Ducted | 34400 | 21800 | 2.66 | 20150 | 2.27
BROAN | BROAN FSH1BG SERIES | 10254865 | HRCU-A-CB | FSH1BG4CVRX24K | B6VMAX24K-B | Singlezone Ducted, Centrally Ducted | 22400 | 14200 | 2.77 | 12650 | 2.12
BROAN | BROAN FSH1BG SERIES | 10254926 | HRCU-A-CB | FSH1BG4CVRX48K | C6B(A,H)-X48(C,U)-C | Singlezone Ducted, Centrally Ducted | 44000 | 27800 | 2.63 | 27550 | 2.21
BROAN | BROAN FSH1BG SERIES | 10254912 | HRCU-A-CB | FSH1BG4CVRX48K | B6VMAX48K-C | Singlezone Ducted, Centrally Ducted | 44000 | 27800 | 2.63 | 27550 | 2.21
BROAN | BROAN FSH1BG SERIES | 10254907 | HRCU-A-CB | FSH1BG4CVRX36K | C6B(A,H)-X36(C,U)-C | Singlezone Ducted, Centrally Ducted | 34200 | 21800 | 2.66 | 20250 | 2.28
BROAN | BROAN FSH1BG SERIES | 10254903 | HRCU-A-CB | FSH1BG4CVRX36K | C6B(A,H)-X36(C,U)-C | Singlezone Ducted, Centrally Ducted | 34200 | 21800 | 2.66 | 20250 | 2.28
BROAN | BROAN FSH1BG SERIES | 10254898 | HRCU-A-CB | FSH1BG4CVRX36K | C6B(A,H)-X36(C,U)-B | Singlezone Ducted, Centrally Ducted | 22400 | 14200 | 2.77 | 12650 | 2.12
BROAN | BROAN FSH1BG SERIES | 10254879 | HRCU-A-CB | FSH1BG4CVRX24K | C6B(A,H)-X26(C,U)-B | Singlezone Ducted, Centrally Ducted | 22400 | 14200 | 2.77 | 12650 | 2.12
BRYANT | Preferred | 205921388 | HRCU-A-CB | 38MAQB24R--3 | 40MBAAQ24XA3 | Singlezone Ducted, Centrally Ducted | 29000 | 17500 | 2.56 | 26970 | 1.91
BRYANT | Preferred Series | 8738645 | HRCU-A-CB-O | 38MAQB12R--3 | 619PEQ012BBMA | Singlezone Non-ducted Wall Placement | 12000 | 7800 | 2.66 | 12010 | 1.98
BRYANT |  | 205273717 | HRCU-A-CB | 284ANV024*0**A* | FE4AN(B,F)003L+UI | Singlezone Ducted, Centrally Ducted | 24000 | 24200 | 2.6 | 17792 | 2.19
BRYANT |  | 205273718 | HRCU-A-CB | 284ANV024*0**A* | FE4AN(B,F)005L+UI | Singlezone Ducted, Centrally Ducted | 24000 | 23600 | 2.78 | 17351 | 2.34
BRYANT |  | 205273797 | HRCU-A-CB | 284ANV024*0**A* | CNPV*6024AL*+UI | Singlezone Ducted, Centrally Ducted | 24000 | 23800 | 2.76 | 17498 | 2.33
BRYANT |  | 205273802 | HRCU-A-CB | 284ANV024*0**A* | CSPH*3612AL*+UI | Singlezone Ducted, Centrally Ducted | 24000 | 24200 | 2.68 | 17792 | 2.26
BRYANT |  | 205273804 | HRCU-A-CB | 284ANV024*0**A* | CSPH*3612AL*+UI | Singlezone Ducted, Centrally Ducted | 24000 | 24200 | 2.66 | 17792 | 2.25
BRYANT |  | 205273803 | HRCU-A-CB | 284ANV024*0**A* | CSPH*3612AL*+UI | Singlezone Ducted, Centrally Ducted | 24000 | 24200 | 2.68 | 17792 | 2.26
BRYANT |  | 205273805 | HRCU-A-CB | 284ANV024*0**A* | CSPH*3612AL*+UI | Singlezone Ducted, Centrally Ducted | 24000 | 24200 | 2.68 | 17792 | 2.26
BRYANT |  | 205273806 | HRCU-A-CB | 284ANV024*0**A* | CSPH*3612AL*+UI | Singlezone Ducted, Centrally Ducted | 24000 | 24200 | 2.68 | 17792 | 2.26
BRYANT |  | 205273892 | HRCU-A-CB | 284ANV024*0**A* | CNPV*4821AL*+UI | Singlezone Ducted, Centrally Ducted | 24000 | 24200 | 2.68 | 17792 | 2.26
BRYANT |  | 205273893 | HRCU-A-CB | 284ANV024*0**A* | CNPV*4821AL*+UI | Singlezone Ducted, Centrally Ducted | 24000 | 24200 | 2.68 | 17792 | 2.26
BRYANT |  | 205273894 | HRCU-A-CB | 284ANV024*0**A* | CNPV*4824AL*+UI | Singlezone Ducted, Centrally Ducted | 24000 | 24200 | 2.72 | 17792 | 2.3
BRYANT |  | 205273895 | HRCU-A-CB | 284ANV024*0**A* | CNPV*4824AL*+UI | Singlezone Ducted, Centrally Ducted | 24000 | 24000 | 2.74 | 17645 | 2.31
BRYANT |  | 205273897 | HRCU-A-CB | 284ANV024*0**A* | CNPV*4824AL*+UI | Singlezone Ducted, Centrally Ducted | 24000 | 24000 | 2.72 | 17645 | 2.3
BRYANT |  | 205273898 | HRCU-A-CB | 284ANV024*0**A* | CNPV*6024AL*+UI | Singlezone Ducted, Centrally Ducted | 24000 | 23800 | 2.74 | 17498 | 2.31
BRYANT |  | 205273900 | HRCU-A-CB | 284ANV024*0**A* | CNPV*6024AL*+UI | Singlezone Ducted, Centrally Ducted | 24000 | 23800 | 2.76 | 17498 | 2.33
BRYANT |  | 205273896 | HRCU-A-CB | 284ANV024*0**A* | CNPV*4824AL*+UI | Singlezone Ducted, Centrally Ducted | 24000 | 24000 | 2.74 | 17645 | 2.31
BRYANT |  | 205273899 | HRCU-A-CB | 284ANV024*0**A* | CNPV*6024AL*+UI | Singlezone Ducted, Centrally Ducted | 24000 | 23800 | 2.76 | 17498 | 2.33
BRYANT |  | 205273901 | HRCU-A-CB | 284ANV024*0**A* | CNPV*6024AL*+UI | Singlezone Ducted, Centrally Ducted | 24000 | 23800 | 2.74 | 17498 | 2.31
BRYANT |  | 205273903 | HRCU-A-CB | 284ANV024*0**A* | CSPH*3612AL*+UI | Singlezone Ducted, Centrally Ducted | 24000 | 24200 | 2.66 | 17792 | 2.25
BRYANT |  | 205273904 | HRCU-A-CB | 284ANV024*0**A* | CSPH*3612AL*+UI | Singlezone Ducted, Centrally Ducted | 24000 | 24200 | 2.66 | 17792 | 2.25
BRYANT |  | 205273902 | HRCU-A-CB | 284ANV024*0**A* | CSPH*3612AL*+UI | Singlezone Ducted, Centrally Ducted | 24000 | 24400 | 2.62 | 17940 | 2.21
BRYANT |  | 205273907 | HRCU-A-CB | 284ANV024*0**A* | CSPH*3612AL*+UI | Singlezone Ducted, Centrally Ducted | 24000 | 24400 | 2.64 | 17940 | 2.23
BRYANT |  | 205273905 | HRCU-A-CB | 284ANV024*0**A* | CSPH*3612AL*+UI | Singlezone Ducted, Centrally Ducted | 24000 | 24200 | 2.68 | 17792 | 2.26
BRYANT |  | 205273906 | HRCU-A-CB | 284ANV024*0**A* | CSPH*3612AL*+UI | Singlezone Ducted, Centrally Ducted | 24000 | 24200 | 2.68 | 17792 | 2.26
BRYANT |  | 205273908 | HRCU-A-CB | 284ANV024*0**A* | CSPH*3612AL*+UI | Singlezone Ducted, Centrally Ducted | 24000 | 24400 | 2.64 | 17940 | 2.23
BRYANT |  | 205273910 | HRCU-A-CB | 284ANV024*0**A* | CSPH*4212AL*+UI | Singlezone Ducted, Centrally Ducted | 24000 | 24400 | 2.66 | 17940 | 2.25
BRYANT |  | 205273909 | HRCU-A-CB | 284ANV024*0**A* | CSPH*3612AL*+UI | Singlezone Ducted, Centrally Ducted | 24000 | 24200 | 2.68 | 17792 | 2.26
BRYANT |  | 205273912 | HRCU-A-CB | 284ANV024*0**A* | CSPH*4212AL*+UI | Singlezone Ducted, Centrally Ducted | 24000 | 24200 | 2.7 | 17792 | 2.28
BRYANT |  | 205273911 | HRCU-A-CB | 284ANV024*0**A* | CSPH*4212AL*+UI | Singlezone Ducted, Centrally Ducted | 24000 | 24200 | 2.7 | 17792 | 2.28
BRYANT |  | 205273914 | HRCU-A-CB | 284ANV024*0**A* | CSPH*4212AL*+UI | Singlezone Ducted, Centrally Ducted | 24000 | 24000 | 2.72 | 17645 | 2.3
BRYANT |  | 205273913 | HRCU-A-CB | 284ANV024*0**A* | CSPH*4212AL*+UI | Singlezone Ducted, Centrally Ducted | 24000 | 24000 | 2.72 | 17645 | 2.3
BRYANT |  | 205273915 | HRCU-A-CB | 284ANV024*0**A* | CSPH*4212AL*+UI | Singlezone Ducted, Centrally Ducted | 24000 | 24400 | 2.66 | 17940 | 2.25
BRYANT |  | 205273916 | HRCU-A-CB | 284ANV024*0**A* | CSPH*4212AL*+UI | Singlezone Ducted, Centrally Ducted | 24000 | 24200 | 2.68 | 17792 | 2.26
BRYANT |  | 205273923 | HRCU-A-CB | 284ANV024*0**A* | CSPH*4812AL*+UI | Singlezone Ducted, Centrally Ducted | 24000 | 24200 | 2.7 | 17792 | 2.28
BRYANT |  | 205273918 | HRCU-A-CB | 284ANV024*0**A* | CSPH*4812AL*+UI | Singlezone Ducted, Centrally Ducted | 24000 | 24200 | 2.7 | 17792 | 2.28
BRYANT |  | 205273917 | HRCU-A-CB | 284ANV024*0**A* | CSPH*4212AL*+UI | Singlezone Ducted, Centrally Ducted | 24000 | 24200 | 2.72 | 17792 | 2.3
BRYANT |  | 205273919 | HRCU-A-CB | 284ANV024*0**A* | CSPH*4812AL*+UI | Singlezone Ducted, Centrally Ducted | 24000 | 24200 | 2.72 | 17792 | 2.3
BRYANT |  | 205273920 | HRCU-A-CB | 284ANV024*0**A* | CSPH*4812AL*+UI | Singlezone Ducted, Centrally Ducted | 24000 | 24200 | 2.72 | 17792 | 2.3
BRYANT |  | 205273921 | HRCU-A-CB | 284ANV024*0**A* | CSPH*4812AL*+UI | Singlezone Ducted, Centrally Ducted | 24000 | 24000 | 2.74 | 17645 | 2.31
BRYANT |  | 205273922 | HRCU-A-CB | 284ANV024*0**A* | CSPH*4812AL*+UI | Singlezone Ducted, Centrally Ducted | 24000 | 24000 | 2.74 | 17645 | 2.31
BRYANT |  | 205273925 | HRCU-A-CB | 284ANV024*0**A* | CSPH*4812AL*+UI | Singlezone Ducted, Centrally Ducted | 24000 | 24000 | 2.74 | 17645 | 2.31
BRYANT |  | 205273924 | HRCU-A-CB | 284ANV024*0**A* | CSPH*4812AL*+UI | Singlezone Ducted, Centrally Ducted | 24000 | 24200 | 2.7 | 17792 | 2.28
BRYANT |  | 205273927 | HRCU-A-CB | 284ANV024*0**A* | CSPH*6012AL*+UI | Singlezone Ducted, Centrally Ducted | 24000 | 23800 | 2.76 | 17498 | 2.33
BRYANT |  | 205273926 | HRCU-A-CB | 284ANV024*0**A* | CSPH*6012AL*+UI | Singlezone Ducted, Centrally Ducted | 24000 | 24000 | 2.72 | 17645 | 2.3
BRYANT |  | 205273929 | HRCU-A-CB | 284ANV024*0**A* | CSPH*6012AL*+UI | Singlezone Ducted, Centrally Ducted | 24000 | 23800 | 2.78 | 17498 | 2.34
BRYANT |  | 205273928 | HRCU-A-CB | 284ANV024*0**A* | CSPH*6012AL*+UI | Singlezone Ducted, Centrally Ducted | 24000 | 23800 | 2.76 | 17498 | 2.33
BRYANT |  | 205273931 | HRCU-A-CB | 284ANV024*0**A* | CSPH*6012AL*+UI | Singlezone Ducted, Centrally Ducted | 24000 | 24000 | 2.72 | 17645 | 2.3
BRYANT |  | 205273930 | HRCU-A-CB | 284ANV024*0**A* | CSPH*6012AL*+UI | Singlezone Ducted, Centrally Ducted | 24000 | 23800 | 2.78 | 17498 | 2.34
BRYANT |  | 205273836 | HRCU-A-CB | 284ANV024*0**A* | CAP**3617AL*+UI | Singlezone Ducted, Centrally Ducted | 24000 | 24400 | 2.54 | 17940 | 2.15
BRYANT |  | 205273837 | HRCU-A-CB | 284ANV024*0**A* | CAP**3617AL*+UI | Singlezone Ducted, Centrally Ducted | 24000 | 24400 | 2.54 | 17940 | 2.15
BRYANT |  | 205273839 | HRCU-A-CB | 284ANV024*0**A* | CAP**3621AL*+UI | Singlezone Ducted, Centrally Ducted | 24000 | 24200 | 2.58 | 17792 | 2.17
BRYANT |  | 205273838 | HRCU-A-CB | 284ANV024*0**A* | CAP**3621AL*+UI | Singlezone Ducted, Centrally Ducted | 24000 | 24400 | 2.54 | 17940 | 2.15
BRYANT |  | 205273841 | HRCU-A-CB | 284ANV024*0**A* | CAP**3621AL*+UI | Singlezone Ducted, Centrally Ducted | 24000 | 24200 | 2.6 | 17792 | 2.19
BRYANT |  | 205273840 | HRCU-A-CB | 284ANV024*0**A* | CAP**3621AL*+UI | Singlezone Ducted, Centrally Ducted | 24000 | 24200 | 2.58 | 17792 | 2.17
BRYANT |  | 205273843 | HRCU-A-CB | 284ANV024*0**A* | CAP**3621AL*+UI | Singlezone Ducted, Centrally Ducted | 24000 | 24400 | 2.56 | 17940 | 2.15
BRYANT |  | 205273842 | HRCU-A-CB | 284ANV024*0**A* | CAP**3621AL*+UI | Singlezone Ducted, Centrally Ducted | 24000 | 24400 | 2.54 | 17940 | 2.15
BRYANT |  | 205273844 | HRCU-A-CB | 284ANV024*0**A* | CAP**4221AL*+UI | Singlezone Ducted, Centrally Ducted | 24000 | 24400 | 2.58 | 17940 | 2.17
BRYANT |  | 205273859 | HRCU-A-CB | 284ANV024*0**A* | CAP**4821AL*+UI | Singlezone Ducted, Centrally Ducted | 24000 | 24000 | 2.72 | 17645 | 2.3
BRYANT |  | 205273860 | HRCU-A-CB | 284ANV024*0**A* | CAP**4824AL*+UI | Singlezone Ducted, Centrally Ducted | 24000 | 24000 | 2.74 | 17645 | 2.31
BRYANT |  | 205273861 | HRCU-A-CB | 284ANV024*0**A* | CAP**4824AL*+UI | Singlezone Ducted, Centrally Ducted | 24000 | 23800 | 2.76 | 17498 | 2.33
BRYANT |  | 205273862 | HRCU-A-CB | 284ANV024*0**A* | CAP**4824AL*+UI | Singlezone Ducted, Centrally Ducted | 24000 | 23800 | 2.76 | 17498 | 2.33
BRYANT |  | 205273865 | HRCU-A-CB | 284ANV024*0**A* | CAP**6024AL*+UI | Singlezone Ducted, Centrally Ducted | 24000 | 23600 | 2.76 | 17351 | 2.32
BRYANT |  | 205273864 | HRCU-A-CB | 284ANV024*0**A* | CAP**6024AL*+UI | Singlezone Ducted, Centrally Ducted | 24000 | 23600 | 2.74 | 17351 | 2.31
BRYANT |  | 205273863 | HRCU-A-CB | 284ANV024*0**A* | CAP**4824AL*+UI | Singlezone Ducted, Centrally Ducted | 24000 | 24000 | 2.76 | 17645 | 2.33
BRYANT |  | 205273866 | HRCU-A-CB | 284ANV024*0**A* | CAP**6024AL*+UI | Singlezone Ducted, Centrally Ducted | 24000 | 23600 | 2.78 | 17351 | 2.34
BRYANT |  | 205273867 | HRCU-A-CB | 284ANV024*0**A* | CAP**6024AL*+UI | Singlezone Ducted, Centrally Ducted | 24000 | 23600 | 2.76 | 17351 | 2.32
BRYANT |  | 205273868 | HRCU-A-CB | 284ANV024*0**A* | CNPV*3617AL*+UI | Singlezone Ducted, Centrally Ducted | 24000 | 24600 | 2.5 | 18087 | 2.11
BRYANT |  | 205273870 | HRCU-A-CB | 284ANV024*0**A* | CNPV*3617AL*+UI | Singlezone Ducted, Centrally Ducted | 24000 | 24600 | 2.5 | 18087 | 2.11
BRYANT |  | 205273871 | HRCU-A-CB | 284ANV024*0**A* | CNPV*3617AL*+UI | Singlezone Ducted, Centrally Ducted | 24000 | 24400 | 2.52 | 17940 | 2.13
BRYANT |  | 205273873 | HRCU-A-CB | 284ANV024*0**A* | CNPV*3621AL*+UI | Singlezone Ducted, Centrally Ducted | 24000 | 24400 | 2.52 | 17940 | 2.13
BRYANT |  | 205273872 | HRCU-A-CB | 284ANV024*0**A* | CNPV*3621AL*+UI | Singlezone Ducted, Centrally Ducted | 24000 | 24600 | 2.5 | 18087 | 2.11
BRYANT |  | 205273875 | HRCU-A-CB | 284ANV024*0**A* | CNPV*3621AL*+UI | Singlezone Ducted, Centrally Ducted | 24000 | 24200 | 2.54 | 17792 | 2.15
BRYANT |  | 205273878 | HRCU-A-CB | 284ANV024*0**A* | CNPV*4217AL*+UI | Singlezone Ducted, Centrally Ducted | 24000 | 24400 | 2.62 | 17940 | 2.21
BRYANT |  | 205273874 | HRCU-A-CB | 284ANV024*0**A* | CNPV*3621AL*+UI | Singlezone Ducted, Centrally Ducted | 24000 | 24400 | 2.54 | 17940 | 2.15
BRYANT |  | 205273876 | HRCU-A-CB | 284ANV024*0**A* | CNPV*3621AL*+UI | Singlezone Ducted, Centrally Ducted | 24000 | 24600 | 2.5 | 18087 | 2.11
BRYANT |  | 205273877 | HRCU-A-CB | 284ANV024*0**A* | CNPV*3621AL*+UI | Singlezone Ducted, Centrally Ducted | 24000 | 24400 | 2.52 | 17940 | 2.13
BRYANT |  | 205273879 | HRCU-A-CB | 284ANV024*0**A* | CNPV*4217AL*+UI | Singlezone Ducted, Centrally Ducted | 24000 | 24200 | 2.66 | 17792 | 2.25
BRYANT |  | 205273880 | HRCU-A-CB | 284ANV024*0**A* | CNPV*4217AL*+UI | Singlezone Ducted, Centrally Ducted | 24000 | 24400 | 2.62 | 17940 | 2.21
BRYANT |  | 205273881 | HRCU-A-CB | 284ANV024*0**A* | CNPV*4217AL*+UI | Singlezone Ducted, Centrally Ducted | 24000 | 24400 | 2.64 | 17940 | 2.23
BRYANT |  | 205273882 | HRCU-A-CB | 284ANV024*0**A* | CNPV*4221AL*+UI | Singlezone Ducted, Centrally Ducted | 24000 | 24400 | 2.58 | 17940 | 2.17
BRYANT |  | 205273884 | HRCU-A-CB | 284ANV024*0**A* | CNPV*4221AL*+UI | Singlezone Ducted, Centrally Ducted | 24000 | 24200 | 2.6 | 17792 | 2.19
BRYANT |  | 205273883 | HRCU-A-CB | 284ANV024*0**A* | CNPV*4221AL*+UI | Singlezone Ducted, Centrally Ducted | 24000 | 24400 | 2.6 | 17940 | 2.19
BRYANT |  | 205273885 | HRCU-A-CB | 284ANV024*0**A* | CNPV*4221AL*+UI | Singlezone Ducted, Centrally Ducted | 24000 | 24200 | 2.62 | 17792 | 2.21
BRYANT |  | 205273889 | HRCU-A-CB | 284ANV024*0**A* | CNPV*4821AL*+UI | Singlezone Ducted, Centrally Ducted | 24000 | 24200 | 2.7 | 17792 | 2.28
BRYANT |  | 205273886 | HRCU-A-CB | 284ANV024*0**A* | CNPV*4221AL*+UI | Singlezone Ducted, Centrally Ducted | 24000 | 24400 | 2.58 | 17940 | 2.17
BRYANT |  | 205273887 | HRCU-A-CB | 284ANV024*0**A* | CNPV*4221AL*+UI | Singlezone Ducted, Centrally Ducted | 24000 | 24400 | 2.58 | 17940 | 2.17
BRYANT |  | 205273888 | HRCU-A-CB | 284ANV024*0**A* | CNPV*4821AL*+UI | Singlezone Ducted, Centrally Ducted | 24000 | 24200 | 2.68 | 17792 | 2.26
BRYANT |  | 205273890 | HRCU-A-CB | 284ANV024*0**A* | CNPV*4821AL*+UI | Singlezone Ducted, Centrally Ducted | 24000 | 24200 | 2.72 | 17792 | 2.3
BRYANT |  | 205273891 | HRCU-A-CB | 284ANV024*0**A* | CNPV*4821AL*+UI | Singlezone Ducted, Centrally Ducted | 24000 | 24000 | 2.74 | 17645 | 2.31
BRYANT |  | 205273808 | HRCU-A-CB | 284ANV024*0**A* | CSPH*4212AL*+UI | Singlezone Ducted, Centrally Ducted | 24000 | 24200 | 2.68 | 17792 | 2.26
BRYANT |  | 205273809 | HRCU-A-CB | 284ANV024*0**A* | CSPH*4212AL*+UI | Singlezone Ducted, Centrally Ducted | 24000 | 24200 | 2.68 | 17792 | 2.26
BRYANT |  | 205273988 | HRCU-A-CB | 284ANV036*0**A* | CAP**4321AL*+UI | Singlezone Ducted, Centrally Ducted | 35400 | 33600 | 2.52 | 28445 | 2.14
BRYANT |  | 205273989 | HRCU-A-CB | 284ANV036*0**A* | CAP**4321AL*+UI | Singlezone Ducted, Centrally Ducted | 35200 | 33400 | 2.54 | 28276 | 2.16
BRYANT |  | 205274007 | HRCU-A-CB | 284ANV036*0**A* | CAP**4824AL*+UI | Singlezone Ducted, Centrally Ducted | 35200 | 33200 | 2.52 | 28107 | 2.14
BRYANT |  | 205274008 | HRCU-A-CB | 284ANV036*0**A* | CAP**4824AL*+UI | Singlezone Ducted, Centrally Ducted | 35200 | 33000 | 2.54 | 27937 | 2.16
BRYANT |  | 205274015 | HRCU-A-CB | 284ANV036*0**A* | CAP**4824AL*+UI | Singlezone Ducted, Centrally Ducted | 35200 | 33200 | 2.52 | 28107 | 2.14
BRYANT |  | 205274018 | HRCU-A-CB | 284ANV036*0**A* | CAP**6024AL*+UI | Singlezone Ducted, Centrally Ducted | 34400 | 32800 | 2.52 | 27768 | 2.14
BRYANT |  | 205274019 | HRCU-A-CB | 284ANV036*0**A* | CAP**6024AL*+UI | Singlezone Ducted, Centrally Ducted | 34400 | 32600 | 2.54 | 27599 | 2.16
BRYANT |  | 205274020 | HRCU-A-CB | 284ANV036*0**A* | CAP**6024AL*+UI | Singlezone Ducted, Centrally Ducted | 34400 | 32800 | 2.52 | 27768 | 2.14
BRYANT |  | 205274021 | HRCU-A-CB | 284ANV036*0**A* | CAP**6024AL*+UI | Singlezone Ducted, Centrally Ducted | 34600 | 33000 | 2.5 | 27937 | 2.13
BRYANT |  | 205274022 | HRCU-A-CB | 284ANV036*0**A* | CAP**6024AL*+UI | Singlezone Ducted, Centrally Ducted | 34600 | 32800 | 2.52 | 27768 | 2.14
BRYANT |  | 205274023 | HRCU-A-CB | 284ANV036*0**A* | CAP**6024AL*+UI | Singlezone Ducted, Centrally Ducted | 34600 | 33000 | 2.5 | 27937 | 2.13
BRYANT |  | 205274024 | HRCU-A-CB | 284ANV036*0**A* | CAP**6024AL*+UI | Singlezone Ducted, Centrally Ducted | 34600 | 33000 | 2.5 | 27937 | 2.13
BRYANT |  | 205274025 | HRCU-A-CB | 284ANV036*0**A* | CAP**6024AL*+UI | Singlezone Ducted, Centrally Ducted | 34600 | 32800 | 2.52 | 27768 | 2.14
BRYANT |  | 205274026 | HRCU-A-CB | 284ANV036*0**A* | CAP**6024AL*+UI | Singlezone Ducted, Centrally Ducted | 34400 | 32800 | 2.52 | 27768 | 2.14
BRYANT |  | 205274031 | HRCU-A-CB | 284ANV036*0**A* | CAP**6121AL*+UI | Singlezone Ducted, Centrally Ducted | 34800 | 33000 | 2.54 | 27937 | 2.16
BRYANT |  | 205274030 | HRCU-A-CB | 284ANV036*0**A* | CAP**6121AL*+UI | Singlezone Ducted, Centrally Ducted | 35200 | 33200 | 2.5 | 28107 | 2.12
BRYANT |  | 205274037 | HRCU-A-CB | 284ANV036*0**A* | CAP**6121AL*+UI | Singlezone Ducted, Centrally Ducted | 35000 | 33000 | 2.54 | 27937 | 2.16
BRYANT |  | 205274036 | HRCU-A-CB | 284ANV036*0**A* | CAP**6121AL*+UI | Singlezone Ducted, Centrally Ducted | 35000 | 33200 | 2.52 | 28107 | 2.14
BRYANT |  | 205274038 | HRCU-A-CB | 284ANV036*0**A* | CAP**6121AL*+UI | Singlezone Ducted, Centrally Ducted | 35000 | 33200 | 2.52 | 28107 | 2.14
BRYANT |  | 205274041 | HRCU-A-CB | 284ANV036*0**A* | CAP**6121AL*+UI | Singlezone Ducted, Centrally Ducted | 35000 | 33000 | 2.54 | 27937 | 2.16
BRYANT |  | 205274043 | HRCU-A-CB | 284ANV036*0**A* | CAP**6124AL*+UI | Singlezone Ducted, Centrally Ducted | 35000 | 33200 | 2.52 | 28107 | 2.14
BRYANT |  | 205274040 | HRCU-A-CB | 284ANV036*0**A* | CAP**6121AL*+UI | Singlezone Ducted, Centrally Ducted | 35000 | 33200 | 2.52 | 28107 | 2.14
BRYANT |  | 205274039 | HRCU-A-CB | 284ANV036*0**A* | CAP**6121AL*+UI | Singlezone Ducted, Centrally Ducted | 35000 | 33000 | 2.54 | 27937 | 2.16
BRYANT |  | 205274044 | HRCU-A-CB | 284ANV036*0**A* | CAP**6124AL*+UI | Singlezone Ducted, Centrally Ducted | 34800 | 33000 | 2.56 | 27937 | 2.18
BRYANT |  | 205274045 | HRCU-A-CB | 284ANV036*0**A* | CAP**6124AL*+UI | Singlezone Ducted, Centrally Ducted | 34600 | 32800 | 2.56 | 27768 | 2.18
BRYANT |  | 205274047 | HRCU-A-CB | 284ANV036*0**A* | CAP**6124AL*+UI | Singlezone Ducted, Centrally Ducted | 35000 | 33200 | 2.52 | 28107 | 2.14
BRYANT |  | 205274049 | HRCU-A-CB | 284ANV036*0**A* | CAP**6124AL*+UI | Singlezone Ducted, Centrally Ducted | 35000 | 33000 | 2.54 | 27937 | 2.16
BRYANT |  | 205274046 | HRCU-A-CB | 284ANV036*0**A* | CAP**6124AL*+UI | Singlezone Ducted, Centrally Ducted | 34800 | 33000 | 2.56 | 27937 | 2.18
BRYANT |  | 205274048 | HRCU-A-CB | 284ANV036*0**A* | CAP**6124AL*+UI | Singlezone Ducted, Centrally Ducted | 34800 | 33000 | 2.54 | 27937 | 2.16
BRYANT |  | 205274050 | HRCU-A-CB | 284ANV036*0**A* | CAP**6124AL*+UI | Singlezone Ducted, Centrally Ducted | 35000 | 33200 | 2.52 | 28107 | 2.14
BRYANT |  | 205274052 | HRCU-A-CB | 284ANV036*0**A* | CAP**6124AL*+UI | Singlezone Ducted, Centrally Ducted | 34800 | 33000 | 2.54 | 27937 | 2.16
BRYANT |  | 205274051 | HRCU-A-CB | 284ANV036*0**A* | CAP**6124AL*+UI | Singlezone Ducted, Centrally Ducted | 34800 | 33000 | 2.54 | 27937 | 2.16
BRYANT |  | 205274094 | HRCU-A-CB | 284ANV036*0**A* | CNPV*4824AL*+UI | Singlezone Ducted, Centrally Ducted | 35200 | 33200 | 2.5 | 28107 | 2.12
BRYANT |  | 205274104 | HRCU-A-CB | 284ANV036*0**A* | CNPV*6024AL*+UI | Singlezone Ducted, Centrally Ducted | 35000 | 33000 | 2.5 | 27937 | 2.13
BRYANT |  | 205274105 | HRCU-A-CB | 284ANV036*0**A* | CNPV*6024AL*+UI | Singlezone Ducted, Centrally Ducted | 34800 | 32800 | 2.52 | 27768 | 2.14
BRYANT |  | 205274106 | HRCU-A-CB | 284ANV036*0**A* | CNPV*6024AL*+UI | Singlezone Ducted, Centrally Ducted | 35000 | 33000 | 2.5 | 27937 | 2.13
BRYANT |  | 205274108 | HRCU-A-CB | 284ANV036*0**A* | CNPV*6024AL*+UI | Singlezone Ducted, Centrally Ducted | 35000 | 33000 | 2.5 | 27937 | 2.13
BRYANT |  | 205274111 | HRCU-A-CB | 284ANV036*0**A* | CNPV*6024AL*+UI | Singlezone Ducted, Centrally Ducted | 35000 | 33000 | 2.5 | 27937 | 2.13
BRYANT |  | 205274112 | HRCU-A-CB | 284ANV036*0**A* | CNPV*6024AL*+UI | Singlezone Ducted, Centrally Ducted | 35000 | 33000 | 2.5 | 27937 | 2.13
BRYANT |  | 205274175 | HRCU-A-CB | 284ANV036*0**A* | CSPH*6012AL*+UI | Singlezone Ducted, Centrally Ducted | 34600 | 32800 | 2.58 | 27768 | 2.19
BRYANT |  | 205274174 | HRCU-A-CB | 284ANV036*0**A* | CSPH*6012AL*+UI | Singlezone Ducted, Centrally Ducted | 34600 | 32800 | 2.56 | 27768 | 2.18
BRYANT |  | 205274182 | HRCU-A-CB | 284ANV036*0**A* | CSPH*6012AL*+UI | Singlezone Ducted, Centrally Ducted | 34800 | 33000 | 2.56 | 27937 | 2.18
BRYANT |  | 205274178 | HRCU-A-CB | 284ANV036*0**A* | CSPH*6012AL*+UI | Singlezone Ducted, Centrally Ducted | 34800 | 33000 | 2.56 | 27937 | 2.18
BRYANT |  | 205274185 | HRCU-A-CB | 284ANV036*0**A* | CSPH*6012AL*+UI | Singlezone Ducted, Centrally Ducted | 34800 | 33000 | 2.56 | 27937 | 2.18
BRYANT |  | 205274187 | HRCU-A-CB | 284ANV036*0**A* | CSPH*6012AL*+UI | Singlezone Ducted, Centrally Ducted | 34800 | 33000 | 2.54 | 27937 | 2.16
BRYANT |  | 205274188 | HRCU-A-CB | 284ANV036*0**A* | CSPH*6012AL*+UI | Singlezone Ducted, Centrally Ducted | 34800 | 33000 | 2.56 | 27937 | 2.18
BRYANT |  | 205274231 | HRCU-A-CB | 284ANV060*0**A* | FE4ANB006L+UI | Singlezone Ducted, Centrally Ducted | 59000 | 49500 | 2.66 | 34460 | 2.13
BRYANT |  | 205274253 | HRCU-A-CB | 284ANV060*0**A* | CNPV*6124AL*+UI | Singlezone Ducted, Centrally Ducted | 59000 | 50500 | 2.54 | 35156 | 2.03
BRYANT |  | 205273719 | HRCU-A-CB | 284ANV024*0**A* | CAP**3617AL*+UI | Singlezone Ducted, Centrally Ducted | 24000 | 24600 | 2.54 | 18087 | 2.14
BRYANT |  | 205274254 | HRCU-A-CB | 284ANV060*0**A* | CNPV*6124AL*+UI | Singlezone Ducted, Centrally Ducted | 59000 | 50000 | 2.58 | 34808 | 2.06
BRYANT |  | 205273720 | HRCU-A-CB | 284ANV024*0**A* | CAP**3617AL*+UI | Singlezone Ducted, Centrally Ducted | 24000 | 24400 | 2.54 | 17940 | 2.15
BRYANT |  | 205273723 | HRCU-A-CB | 284ANV024*0**A* | CAP**3621AL*+UI | Singlezone Ducted, Centrally Ducted | 24000 | 24400 | 2.54 | 17940 | 2.15
BRYANT |  | 205273725 | HRCU-A-CB | 284ANV024*0**A* | CAP**3621AL*+UI | Singlezone Ducted, Centrally Ducted | 24000 | 24400 | 2.56 | 17940 | 2.15
BRYANT |  | 205273724 | HRCU-A-CB | 284ANV024*0**A* | CAP**3621AL*+UI | Singlezone Ducted, Centrally Ducted | 24000 | 24400 | 2.56 | 17940 | 2.15
BRYANT |  | 205273732 | HRCU-A-CB | 284ANV024*0**A* | CAP**4221AL*+UI | Singlezone Ducted, Centrally Ducted | 24000 | 24200 | 2.6 | 17792 | 2.19
BRYANT |  | 205273730 | HRCU-A-CB | 284ANV024*0**A* | CAP**4221AL*+UI | Singlezone Ducted, Centrally Ducted | 24000 | 24400 | 2.58 | 17940 | 2.17
BRYANT |  | 205273742 | HRCU-A-CB | 284ANV024*0**A* | CAP**4821AL*+UI | Singlezone Ducted, Centrally Ducted | 24000 | 24200 | 2.7 | 17792 | 2.28
BRYANT |  | 205273731 | HRCU-A-CB | 284ANV024*0**A* | CAP**4221AL*+UI | Singlezone Ducted, Centrally Ducted | 24000 | 24400 | 2.6 | 17940 | 2.19
BRYANT |  | 205273737 | HRCU-A-CB | 284ANV024*0**A* | CAP**4224AL*+UI | Singlezone Ducted, Centrally Ducted | 24000 | 24200 | 2.6 | 17792 | 2.19
BRYANT |  | 205273759 | HRCU-A-CB | 284ANV024*0**A* | CNPV*3617AL*+UI | Singlezone Ducted, Centrally Ducted | 24000 | 24600 | 2.5 | 18087 | 2.11
BRYANT |  | 205273760 | HRCU-A-CB | 284ANV024*0**A* | CNPV*3617AL*+UI | Singlezone Ducted, Centrally Ducted | 24000 | 24400 | 2.52 | 17940 | 2.13
BRYANT |  | 205273763 | HRCU-A-CB | 284ANV024*0**A* | CNPV*3621AL*+UI | Singlezone Ducted, Centrally Ducted | 24000 | 24600 | 2.5 | 18087 | 2.11
BRYANT |  | 205273764 | HRCU-A-CB | 284ANV024*0**A* | CNPV*3621AL*+UI | Singlezone Ducted, Centrally Ducted | 24000 | 24400 | 2.52 | 17940 | 2.13
BRYANT |  | 205273774 | HRCU-A-CB | 284ANV024*0**A* | CNPV*4221AL*+UI | Singlezone Ducted, Centrally Ducted | 24000 | 24400 | 2.56 | 17940 | 2.15
BRYANT |  | 205273770 | HRCU-A-CB | 284ANV024*0**A* | CNPV*4217AL*+UI | Singlezone Ducted, Centrally Ducted | 24000 | 24400 | 2.62 | 17940 | 2.21
BRYANT |  | 205273765 | HRCU-A-CB | 284ANV024*0**A* | CNPV*3621AL*+UI | Singlezone Ducted, Centrally Ducted | 24000 | 24400 | 2.52 | 17940 | 2.13
BRYANT |  | 205273771 | HRCU-A-CB | 284ANV024*0**A* | CNPV*4217AL*+UI | Singlezone Ducted, Centrally Ducted | 24000 | 24400 | 2.64 | 17940 | 2.23
BRYANT |  | 205273775 | HRCU-A-CB | 284ANV024*0**A* | CNPV*4221AL*+UI | Singlezone Ducted, Centrally Ducted | 24000 | 24400 | 2.58 | 17940 | 2.17
BRYANT |  | 205273798 | HRCU-A-CB | 284ANV024*0**A* | CSPH*3612AL*+UI | Singlezone Ducted, Centrally Ducted | 24000 | 24400 | 2.62 | 17940 | 2.21
BRYANT |  | 205273776 | HRCU-A-CB | 284ANV024*0**A* | CNPV*4221AL*+UI | Singlezone Ducted, Centrally Ducted | 24000 | 24400 | 2.6 | 17940 | 2.19
BRYANT |  | 205273781 | HRCU-A-CB | 284ANV024*0**A* | CNPV*4821AL*+UI | Singlezone Ducted, Centrally Ducted | 24000 | 24400 | 2.68 | 17940 | 2.26
BRYANT |  | 205273800 | HRCU-A-CB | 284ANV024*0**A* | CSPH*3612AL*+UI | Singlezone Ducted, Centrally Ducted | 24000 | 24400 | 2.64 | 17940 | 2.23
BRYANT |  | 205273801 | HRCU-A-CB | 284ANV024*0**A* | CSPH*3612AL*+UI | Singlezone Ducted, Centrally Ducted | 24000 | 24200 | 2.68 | 17792 | 2.26
BRYANT |  | 205273799 | HRCU-A-CB | 284ANV024*0**A* | CSPH*3612AL*+UI | Singlezone Ducted, Centrally Ducted | 24000 | 24400 | 2.64 | 17940 | 2.23
BRYANT |  | 205273807 | HRCU-A-CB | 284ANV024*0**A* | CSPH*4212AL*+UI | Singlezone Ducted, Centrally Ducted | 24000 | 24400 | 2.66 | 17940 | 2.25
BRYANT |  | 205273817 | HRCU-A-CB | 284ANV024*0**A* | CSPH*4812AL*+UI | Singlezone Ducted, Centrally Ducted | 24000 | 24200 | 2.7 | 17792 | 2.28
BRYANT |  | 205273818 | HRCU-A-CB | 284ANV024*0**A* | CSPH*4812AL*+UI | Singlezone Ducted, Centrally Ducted | 24000 | 24200 | 2.7 | 17792 | 2.28
BRYANT |  | 205273816 | HRCU-A-CB | 284ANV024*0**A* | CSPH*4812AL*+UI | Singlezone Ducted, Centrally Ducted | 24000 | 24400 | 2.68 | 17940 | 2.26
BRYANT |  | 205273825 | HRCU-A-CB | 284ANV024*0**A* | CSPH*6012AL*+UI | Singlezone Ducted, Centrally Ducted | 24000 | 24000 | 2.72 | 17645 | 2.3
BRYANT |  | 205273947 | HRCU-A-CB | 284ANV036*0**A* | CAP**3721AL*+UI | Singlezone Ducted, Centrally Ducted | 35400 | 33600 | 2.52 | 28445 | 2.14
BRYANT |  | 205273950 | HRCU-A-CB | 284ANV036*0**A* | CAP**3721AL*+UI | Singlezone Ducted, Centrally Ducted | 35400 | 33600 | 2.52 | 28445 | 2.14
BRYANT |  | 205273949 | HRCU-A-CB | 284ANV036*0**A* | CAP**3721AL*+UI | Singlezone Ducted, Centrally Ducted | 35400 | 33600 | 2.52 | 28445 | 2.14
BRYANT |  | 205273987 | HRCU-A-CB | 284ANV036*0**A* | CAP**4321AL*+UI | Singlezone Ducted, Centrally Ducted | 35200 | 33400 | 2.54 | 28276 | 2.16
BRYANT |  | 205273980 | HRCU-A-CB | 284ANV036*0**A* | CAP**4321AL*+UI | Singlezone Ducted, Centrally Ducted | 35200 | 33400 | 2.54 | 28276 | 2.16
BRYANT |  | 205273985 | HRCU-A-CB | 284ANV036*0**A* | CAP**4321AL*+UI | Singlezone Ducted, Centrally Ducted | 35200 | 33400 | 2.54 | 28276 | 2.16
BRYANT |  | 205273951 | HRCU-A-CB | 284ANV036*0**A* | CAP**3721AL*+UI | Singlezone Ducted, Centrally Ducted | 35400 | 33600 | 2.52 | 28445 | 2.14
BRYANT |  | 205274156 | HRCU-A-CB | 284ANV036*0**A* | CSPH*4812AL*+UI | Singlezone Ducted, Centrally Ducted | 35200 | 33200 | 2.52 | 28107 | 2.14
BRYANT |  | 205274155 | HRCU-A-CB | 284ANV036*0**A* | CSPH*4812AL*+UI | Singlezone Ducted, Centrally Ducted | 35200 | 33400 | 2.5 | 28276 | 2.12
BRYANT |  | 205274159 | HRCU-A-CB | 284ANV036*0**A* | CSPH*4812AL*+UI | Singlezone Ducted, Centrally Ducted | 35200 | 33400 | 2.5 | 28276 | 2.12
BRYANT |  | 205274163 | HRCU-A-CB | 284ANV036*0**A* | CSPH*4812AL*+UI | Singlezone Ducted, Centrally Ducted | 35400 | 33400 | 2.5 | 28276 | 2.12
BRYANT |  | 205274166 | HRCU-A-CB | 284ANV036*0**A* | CSPH*4812AL*+UI | Singlezone Ducted, Centrally Ducted | 35400 | 33400 | 2.5 | 28276 | 2.12
BRYANT |  | 205274168 | HRCU-A-CB | 284ANV036*0**A* | CSPH*4812AL*+UI | Singlezone Ducted, Centrally Ducted | 35400 | 33400 | 2.5 | 28276 | 2.12
BRYANT |  | 205274169 | HRCU-A-CB | 284ANV036*0**A* | CSPH*4812AL*+UI | Singlezone Ducted, Centrally Ducted | 35400 | 33400 | 2.5 | 28276 | 2.12
BRYANT |  | 205274172 | HRCU-A-CB | 284ANV036*0**A* | CSPH*6012AL*+UI | Singlezone Ducted, Centrally Ducted | 35200 | 33400 | 2.5 | 28276 | 2.12
BRYANT |  | 205274183 | HRCU-A-CB | 284ANV036*0**A* | CSPH*6012AL*+UI | Singlezone Ducted, Centrally Ducted | 34800 | 33000 | 2.54 | 27937 | 2.16
BRYANT |  | 205274173 | HRCU-A-CB | 284ANV036*0**A* | CSPH*6012AL*+UI | Singlezone Ducted, Centrally Ducted | 35000 | 33200 | 2.52 | 28107 | 2.14
BRYANT |  | 205274184 | HRCU-A-CB | 284ANV036*0**A* | CSPH*6012AL*+UI | Singlezone Ducted, Centrally Ducted | 34800 | 33000 | 2.54 | 27937 | 2.16
BRYANT |  | 205274181 | HRCU-A-CB | 284ANV036*0**A* | CSPH*6012AL*+UI | Singlezone Ducted, Centrally Ducted | 34800 | 33000 | 2.54 | 27937 | 2.16
BRYANT |  | 205274199 | HRCU-A-CB | 284ANV048*0**A* | CAP**6024AL*+UI | Singlezone Ducted, Centrally Ducted | 48000 | 42500 | 2.52 | 31130 | 2.25
BRYANT |  | 205274201 | HRCU-A-CB | 284ANV048*0**A* | CAP**6024AL*+UI | Singlezone Ducted, Centrally Ducted | 48000 | 43000 | 2.5 | 31496 | 2.23
BRYANT |  | 205274200 | HRCU-A-CB | 284ANV048*0**A* | CAP**6024AL*+UI | Singlezone Ducted, Centrally Ducted | 48000 | 42500 | 2.52 | 31130 | 2.25
BRYANT |  | 205274203 | HRCU-A-CB | 284ANV048*0**A* | CAP**6121AL*+UI | Singlezone Ducted, Centrally Ducted | 48000 | 43000 | 2.52 | 31496 | 2.25
BRYANT |  | 205274202 | HRCU-A-CB | 284ANV048*0**A* | CAP**6121AL*+UI | Singlezone Ducted, Centrally Ducted | 48000 | 43000 | 2.52 | 31496 | 2.25
BRYANT |  | 205274206 | HRCU-A-CB | 284ANV048*0**A* | CAP**6124AL*+UI | Singlezone Ducted, Centrally Ducted | 48000 | 42500 | 2.56 | 31130 | 2.29
BRYANT |  | 205274204 | HRCU-A-CB | 284ANV048*0**A* | CAP**6121AL*+UI | Singlezone Ducted, Centrally Ducted | 48000 | 43000 | 2.52 | 31496 | 2.25
BRYANT |  | 205274205 | HRCU-A-CB | 284ANV048*0**A* | CAP**6121AL*+UI | Singlezone Ducted, Centrally Ducted | 48000 | 43000 | 2.52 | 31496 | 2.25
BRYANT |  | 205274207 | HRCU-A-CB | 284ANV048*0**A* | CAP**6124AL*+UI | Singlezone Ducted, Centrally Ducted | 48000 | 43000 | 2.54 | 31496 | 2.27
BRYANT |  | 205274208 | HRCU-A-CB | 284ANV048*0**A* | CAP**6124AL*+UI | Singlezone Ducted, Centrally Ducted | 48000 | 43000 | 2.52 | 31496 | 2.25
BRYANT |  | 205274223 | HRCU-A-CB | 284ANV048*0**A* | CSPH*6012AL*+UI | Singlezone Ducted, Centrally Ducted | 48000 | 43000 | 2.52 | 31496 | 2.25
BRYANT |  | 205274222 | HRCU-A-CB | 284ANV048*0**A* | CSPH*6012AL*+UI | Singlezone Ducted, Centrally Ducted | 48000 | 42500 | 2.54 | 31130 | 2.27
BRYANT |  | 205274221 | HRCU-A-CB | 284ANV048*0**A* | CSPH*6012AL*+UI | Singlezone Ducted, Centrally Ducted | 48000 | 42500 | 2.52 | 31130 | 2.25
BRYANT |  | 205274225 | HRCU-A-CB | 284ANV048*0**A* | CSPH*6012AL*+UI | Singlezone Ducted, Centrally Ducted | 48000 | 43000 | 2.52 | 31496 | 2.25
BRYANT |  | 205274226 | HRCU-A-CB | 284ANV048*0**A* | CSPH*6012AL*+UI | Singlezone Ducted, Centrally Ducted | 48000 | 43000 | 2.5 | 31496 | 2.23
BRYANT |  | 205274228 | HRCU-A-CB | 284ANV048*0**A* | CSPH*6012AL*+UI | Singlezone Ducted, Centrally Ducted | 48000 | 43000 | 2.52 | 31496 | 2.25
BRYANT |  | 205274230 | HRCU-A-CB | 284ANV048*0**A* | CSPH*6012AL*+UI | Singlezone Ducted, Centrally Ducted | 48000 | 43000 | 2.52 | 31496 | 2.25
BRYANT |  | 205274243 | HRCU-A-CB | 284ANV060*0**A* | CAP**6121AL*+UI | Singlezone Ducted, Centrally Ducted | 59000 | 50500 | 2.5 | 35156 | 2
BRYANT |  | 205274246 | HRCU-A-CB | 284ANV060*0**A* | CAP**6124AL*+UI | Singlezone Ducted, Centrally Ducted | 59000 | 50500 | 2.52 | 35156 | 2.01
BRYANT |  | 205274249 | HRCU-A-CB | 284ANV060*0**A* | CAP**6124AL*+UI | Singlezone Ducted, Centrally Ducted | 59000 | 50500 | 2.52 | 35156 | 2.01
BRYANT |  | 205274250 | HRCU-A-CB | 284ANV060*0**A* | CAP**6124AL*+UI | Singlezone Ducted, Centrally Ducted | 59000 | 50500 | 2.52 | 35156 | 2.01
BRYANT |  | 205274255 | HRCU-A-CB | 284ANV060*0**A* | CNPV*6124AL*+UI | Singlezone Ducted, Centrally Ducted | 59000 | 50500 | 2.54 | 35156 | 2.03
BRYANT |  | 205274256 | HRCU-A-CB | 284ANV060*0**A* | CNPV*6124AL*+UI | Singlezone Ducted, Centrally Ducted | 59000 | 50500 | 2.52 | 35156 | 2.01
BRYANT |  | 205274257 | HRCU-A-CB | 284ANV060*0**A* | CNPV*6124AL*+UI | Singlezone Ducted, Centrally Ducted | 59000 | 50000 | 2.54 | 34808 | 2.03
BRYANT |  | 205274261 | HRCU-A-CB | 284ANV060*0**A* | CNPV*6124AL*+UI | Singlezone Ducted, Centrally Ducted | 59000 | 50000 | 2.54 | 34808 | 2.03
BRYANT |  | 205274258 | HRCU-A-CB | 284ANV060*0**A* | CNPV*6124AL*+UI | Singlezone Ducted, Centrally Ducted | 59000 | 50500 | 2.52 | 35156 | 2.01
BRYANT |  | 205274259 | HRCU-A-CB | 284ANV060*0**A* | CNPV*6124AL*+UI | Singlezone Ducted, Centrally Ducted | 59000 | 50500 | 2.52 | 35156 | 2.01
BRYANT |  | 205274260 | HRCU-A-CB | 284ANV060*0**A* | CNPV*6124AL*+UI | Singlezone Ducted, Centrally Ducted | 59000 | 50000 | 2.54 | 34808 | 2.03
BRYANT |  | 205273941 | HRCU-A-CB | 284ANV036*0**A* | CAP**3721AL*+UI | Singlezone Ducted, Centrally Ducted | 35600 | 33800 | 2.5 | 28615 | 2.12
BRYANT |  | 205273942 | HRCU-A-CB | 284ANV036*0**A* | CAP**3721AL*+UI | Singlezone Ducted, Centrally Ducted | 35400 | 33400 | 2.54 | 28276 | 2.16
BRYANT |  | 205273948 | HRCU-A-CB | 284ANV036*0**A* | CAP**3721AL*+UI | Singlezone Ducted, Centrally Ducted | 35400 | 33600 | 2.5 | 28445 | 2.13
BRYANT |  | 205273946 | HRCU-A-CB | 284ANV036*0**A* | CAP**3721AL*+UI | Singlezone Ducted, Centrally Ducted | 35400 | 33600 | 2.5 | 28445 | 2.13
BRYANT |  | 205273984 | HRCU-A-CB | 284ANV036*0**A* | CAP**4321AL*+UI | Singlezone Ducted, Centrally Ducted | 35400 | 33600 | 2.52 | 28445 | 2.14
BRYANT |  | 205273979 | HRCU-A-CB | 284ANV036*0**A* | CAP**4321AL*+UI | Singlezone Ducted, Centrally Ducted | 35400 | 33600 | 2.5 | 28445 | 2.13
BRYANT |  | 205273986 | HRCU-A-CB | 284ANV036*0**A* | CAP**4321AL*+UI | Singlezone Ducted, Centrally Ducted | 35400 | 33600 | 2.52 | 28445 | 2.14
BRYANT |  | 205274000 | HRCU-A-CB | 284ANV036*0**A* | CAP**4821AL*+UI | Singlezone Ducted, Centrally Ducted | 35200 | 33400 | 2.5 | 28276 | 2.12
BRYANT |  | 205273994 | HRCU-A-CB | 284ANV036*0**A* | CAP**4821AL*+UI | Singlezone Ducted, Centrally Ducted | 35200 | 33200 | 2.5 | 28107 | 2.12
BRYANT |  | 205274003 | HRCU-A-CB | 284ANV036*0**A* | CAP**4821AL*+UI | Singlezone Ducted, Centrally Ducted | 35200 | 33400 | 2.5 | 28276 | 2.12
BRYANT |  | 205274002 | HRCU-A-CB | 284ANV036*0**A* | CAP**4821AL*+UI | Singlezone Ducted, Centrally Ducted | 35200 | 33400 | 2.5 | 28276 | 2.12
BRYANT |  | 205274004 | HRCU-A-CB | 284ANV036*0**A* | CAP**4821AL*+UI | Singlezone Ducted, Centrally Ducted | 35200 | 33400 | 2.5 | 28276 | 2.12
BRYANT |  | 205274009 | HRCU-A-CB | 284ANV036*0**A* | CAP**4824AL*+UI | Singlezone Ducted, Centrally Ducted | 35200 | 33200 | 2.52 | 28107 | 2.14
BRYANT |  | 205274011 | HRCU-A-CB | 284ANV036*0**A* | CAP**4824AL*+UI | Singlezone Ducted, Centrally Ducted | 35200 | 33200 | 2.52 | 28107 | 2.14
BRYANT |  | 205274014 | HRCU-A-CB | 284ANV036*0**A* | CAP**4824AL*+UI | Singlezone Ducted, Centrally Ducted | 35200 | 33200 | 2.52 | 28107 | 2.14
BRYANT |  | 205274017 | HRCU-A-CB | 284ANV036*0**A* | CAP**6024AL*+UI | Singlezone Ducted, Centrally Ducted | 34800 | 33000 | 2.5 | 27937 | 2.13
BRYANT |  | 205274137 | HRCU-A-CB | 284ANV036*0**A* | CSPH*4212AL*+UI | Singlezone Ducted, Centrally Ducted | 35200 | 33400 | 2.5 | 28276 | 2.12
BRYANT | Bryant® Extreme Heat Pump | 9893664 | HRCU-A-CB | 280ANV036*0**A* | CAP**4821AL*+UI & 98(6*B,7*A)60080V21*** | Singlezone Ducted, Centrally Ducted | 33600 | 30000 | 2.51 | 25934 | 2.35
BRYANT | Evolution Series | 9893556 | HRCU-A-CB | 280ANV036000 | FE4ANB006L+UI | Singlezone Ducted, Centrally Ducted | 33400 | 31600 | 2.81 | 23600 | 2.2
BRYANT | Bryant® Extreme Heat Pump | 9893555 | HRCU-A-CB | 280ANV024*0**A* | CSPH*6012AL*+UI & 98(6*B,7*A)60080V21*** | Singlezone Ducted, Centrally Ducted | 23200 | 25000 | 2.82 | 20924 | 2.43
BRYANT | Bryant® Extreme Heat Pump | 9893554 | HRCU-A-CB | 280ANV024*0**A* | CSPH*6012AL*+UI & 98(6*B,7MA)60060V21*** | Singlezone Ducted, Centrally Ducted | 23200 | 25000 | 2.73 | 20924 | 2.43
BRYANT | Bryant® Extreme Heat Pump | 9893546 | HRCU-A-CB | 280ANV024*0**A* | CSPH*3612AL*+UI & 98(6*B,7*A)60080V21*** | Singlezone Ducted, Centrally Ducted | 23200 | 25000 | 2.62 | 20924 | 2.33
BRYANT | Bryant® Extreme Heat Pump | 9893545 | HRCU-A-CB | 280ANV024*0**A* | CSPH*3612AL*+UI & 98(6*B,7MA)60060V21*** | Singlezone Ducted, Centrally Ducted | 23200 | 25200 | 2.62 | 20924 | 2.33
BRYANT | Bryant® Extreme Heat Pump | 9893542 | HRCU-A-CB | 280ANV024*0**A* | CNPV*6024AL*+UI & 98(6*B,7MA)60060V21*** | Singlezone Ducted, Centrally Ducted | 23400 | 25000 | 2.67 | 21138 | 2.38
BRYANT | Bryant® Extreme Heat Pump | 9893540 | HRCU-A-CB | 280ANV024*0**A* | CNPV*4824AL*+UI & 98(6*B,7*A)60080V21*** | Singlezone Ducted, Centrally Ducted | 23000 | 25000 | 2.68 | 20711 | 2.39
BRYANT | Bryant® Extreme Heat Pump | 9893538 | HRCU-A-CB | 280ANV024*0**A* | CNPV*4221AL*+UI & 98(6*B,7*A)66100V21*** | Singlezone Ducted, Centrally Ducted | 23200 | 25000 | 2.57 | 20924 | 2.29
BRYANT | Bryant® Extreme Heat Pump | 9893539 | HRCU-A-CB | 280ANV024*0**A* | CNPV*4824AL*+UI & 98(6*B,7MA)60060V21*** | Singlezone Ducted, Centrally Ducted | 23200 | 25000 | 2.67 | 20924 | 2.39
BRYANT | Bryant® Extreme Heat Pump | 9893534 | HRCU-A-CB | 280ANV024*0**A* | CNPV*3621AL*+UI & 98(6*B,7*A)60080V21*** | Singlezone Ducted, Centrally Ducted | 23400 | 25200 | 2.5 | 21138 | 2.22
BRYANT | Bryant® Extreme Heat Pump | 9893511 | HRCU-A-CB | 280ANV024*0**A* | CSPH*6012AL*+UI & 98(6*B,7*A)66120V24*** | Singlezone Ducted, Centrally Ducted | 23400 | 25000 | 2.73 | 21138 | 2.44
BRYANT | Bryant® Extreme Heat Pump | 9893510 | HRCU-A-CB | 280ANV024*0**A* | CSPH*6012AL*+UI & 98(6*B,7*A)42080V17*** | Singlezone Ducted, Centrally Ducted | 23400 | 25000 | 2.73 | 21138 | 2.44
BRYANT | Bryant® Extreme Heat Pump | 9893506 | HRCU-A-CB | 280ANV024*0**A* | CSPH*4812AL*+UI & 98(6*B,7*A)42060V17*** | Singlezone Ducted, Centrally Ducted | 23400 | 25000 | 2.7 | 21138 | 2.41
BRYANT | Bryant® Extreme Heat Pump | 9893504 | HRCU-A-CB | 280ANV024*0**A* | CSPH*4212AL*+UI & 98(6*B,7*A)42080V17*** | Singlezone Ducted, Centrally Ducted | 23800 | 25000 | 2.67 | 21565 | 2.38
BRYANT | Bryant® Extreme Heat Pump | 9893505 | HRCU-A-CB | 280ANV024*0**A* | CSPH*4212AL*+UI & 98(6*B,7*A)66120V24*** | Singlezone Ducted, Centrally Ducted | 23600 | 25000 | 2.67 | 21352 | 2.38
BRYANT | Bryant® Extreme Heat Pump | 9893500 | HRCU-A-CB | 280ANV024*0**A* | CSPH*3612AL*+UI & 98(6*B,7*A)42060V17*** | Singlezone Ducted, Centrally Ducted | 24000 | 25200 | 2.62 | 21779 | 2.33
BRYANT | Bryant® Extreme Heat Pump | 9893499 | HRCU-A-CB | 280ANV024*0**A* | CNPV*6024AL*+UI & 98(6*B,7*A)66120V24*** | Singlezone Ducted, Centrally Ducted | 23400 | 25000 | 2.7 | 21138 | 2.41
BRYANT | Bryant® Extreme Heat Pump | 9893496 | HRCU-A-CB | 280ANV024*0**A* | CNPV*4821AL*+UI & 98(6*B,7*A)42060V17*** | Singlezone Ducted, Centrally Ducted | 23400 | 25000 | 2.67 | 21138 | 2.38
BRYANT | Bryant® Extreme Heat Pump | 9893498 | HRCU-A-CB | 280ANV024*0**A* | CNPV*4824AL*+UI & 98(6*B,7*A)66120V24*** | Singlezone Ducted, Centrally Ducted | 23200 | 25000 | 2.7 | 20924 | 2.41
BRYANT | Bryant® Extreme Heat Pump | 9893497 | HRCU-A-CB | 280ANV024*0**A* | CNPV*4821AL*+UI & 98(6*B,7*A)42080V17*** | Singlezone Ducted, Centrally Ducted | 23200 | 25000 | 2.67 | 20924 | 2.39
BRYANT | Bryant® Extreme Heat Pump | 9893495 | HRCU-A-CB | 280ANV024*0**A* | CNPV*4221AL*+UI & 98(6*B,7*A)42080V17*** | Singlezone Ducted, Centrally Ducted | 23400 | 25200 | 2.54 | 21138 | 2.26
BRYANT | Bryant® Extreme Heat Pump | 9893494 | HRCU-A-CB | 280ANV024*0**A* | CNPV*4221AL*+UI & 98(6*B,7*A)42060V17*** | Singlezone Ducted, Centrally Ducted | 23600 | 25200 | 2.54 | 21352 | 2.26
BRYANT | Bryant® Extreme Heat Pump | 9893493 | HRCU-A-CB | 280ANV024*0**A* | CNPV*4217AL*+UI & 98(6*B,7*A)42080V17*** | Singlezone Ducted, Centrally Ducted | 23400 | 25200 | 2.62 | 21138 | 2.33
BRYANT | Bryant® Extreme Heat Pump | 9893492 | HRCU-A-CB | 280ANV024*0**A* | CNPV*4217AL*+UI & 98(6*B,7*A)42060V17*** | Singlezone Ducted, Centrally Ducted | 23400 | 25200 | 2.62 | 21138 | 2.33
BRYANT | Bryant® Extreme Heat Pump | 9893491 | HRCU-A-CB | 280ANV024*0**A* | CNPV*3621AL*+UI & 98(6*B,7*A)42080V17*** | Singlezone Ducted, Centrally Ducted | 24000 | 25200 | 2.5 | 21779 | 2.22
BRYANT | Bryant® Extreme Heat Pump | 9893489 | HRCU-A-CB | 280ANV024*0**A* | CNPV*3617AL*+UI & 98(6*B,7*A)42080V17*** | Singlezone Ducted, Centrally Ducted | 24000 | 25200 | 2.5 | 21779 | 2.22
BRYANT | Bryant® Extreme Heat Pump | 9893487 | HRCU-A-CB | 280ANV024*0**A* | CAP**6024AL*+UI & 98(6*B,7*A)66120V24*** | Singlezone Ducted, Centrally Ducted | 22600 | 24400 | 2.71 | 20497 | 2.41
BRYANT | Bryant® Extreme Heat Pump | 9893483 | HRCU-A-CB | 280ANV024*0**A* | CAP**4821AL*+UI & 98(6*B,7*A)42080V17*** | Singlezone Ducted, Centrally Ducted | 23200 | 24800 | 2.68 | 20924 | 2.39
BRYANT | Bryant® Extreme Heat Pump | 9893482 | HRCU-A-CB | 280ANV024*0**A* | CAP**4821AL*+UI & 98(6*B,7*A)42060V17*** | Singlezone Ducted, Centrally Ducted | 23200 | 25000 | 2.67 | 20924 | 2.39
BRYANT | Bryant® Extreme Heat Pump | 9893479 | HRCU-A-CB | 280ANV024*0**A* | CAP**4224AL*+UI & 98(6*B,7*A)66120V24*** | Singlezone Ducted, Centrally Ducted | 23600 | 25000 | 2.57 | 21352 | 2.28
BRYANT | Evolution Series | 9893463 | HRCU-A-CB | 280ANV024000 | FE4AN(B,F)003+UI | Singlezone Ducted, Centrally Ducted | 23800 | 25000 | 2.54 | 19800 | 2.07
BRYANT | Evolution Series | 9893462 | HRCU-A-CB | 280ANV024000 | FE4ANF002L+UI | Singlezone Ducted, Centrally Ducted | 24000 | 25200 | 2.56 | 19800 | 2.07
BRYANT | Preferred Series | 9854627 | HMSV-A-CB | 38MGRQ30D--3 |  | Multizone All Non-ducted | 28000 | 17400 | 2.79 | 28220 | 2.04
BRYANT | Preferred Series | 9118478 | HMSV-A-CB | 38MGRQ48E--3 |  | Multizone All Non-ducted | 48000 | 29600 | 2.7 | 36340 | 1.98
BRYANT | Preferred Series | 9118474 | HMSV-A-CB | 38MGRQ36D--3 |  | Multizone All Non-ducted | 36000 | 23200 | 2.79 | 36080 | 1.96
BRYANT |  | 204431323 | HRCU-A-CB | 280ANV036*0**A* | CSPH*6012AL*+UI | Singlezone Ducted, Centrally Ducted | 33400 | 32200 | 2.5 | 26340 | 2.12
BRYANT |  | 204431315 | HRCU-A-CB | 280ANV036*0**A* | CSPH*6012AL*+UI | Singlezone Ducted, Centrally Ducted | 33200 | 32200 | 2.5 | 26340 | 2.12
BRYANT |  | 204431334 | HRCU-A-CB | 280ANV036*0**A* | CSPH*6012AL*+UI | Singlezone Ducted, Centrally Ducted | 33800 | 32200 | 2.5 | 26340 | 2.12
BRYANT |  | 204430510 | HRCU-A-CB | 280ANV036*0**A* | CAP**6124AL*+UI | Singlezone Ducted, Centrally Ducted | 34200 | 32200 | 2.5 | 26340 | 2.12
BRYANT |  | 204430491 | HRCU-A-CB | 280ANV036*0**A* | CAP**6124AL*+UI | Singlezone Ducted, Centrally Ducted | 34200 | 32200 | 2.5 | 26340 | 2.12
BRYANT |  | 204431312 | HRCU-A-CB | 280ANV036*0**A* | CSPH*6012AL*+UI | Singlezone Ducted, Centrally Ducted | 27800 | 32200 | 2.5 | 26340 | 2.12
BRYANT |  | 204430501 | HRCU-A-CB | 280ANV036*0**A* | CAP**6124AL*+UI | Singlezone Ducted, Centrally Ducted | 34200 | 32200 | 2.5 | 26340 | 2.12
BRYANT |  | 204431355 | HRCU-A-CB | 280ANV036*0**A* | CSPH*6012AL*+UI | Singlezone Ducted, Centrally Ducted | 34400 | 32200 | 2.5 | 26340 | 2.12
BRYANT |  | 204431345 | HRCU-A-CB | 280ANV036*0**A* | CSPH*6012AL*+UI | Singlezone Ducted, Centrally Ducted | 34400 | 32200 | 2.5 | 26340 | 2.12
BRYANT |  | 205273932 | HRCU-A-CB | 284ANV024*0**A* | CSPH*6012AL*+UI | Singlezone Ducted, Centrally Ducted | 24000 | 24000 | 2.74 | 17645 | 2.31
BRYANT |  | 205273933 | HRCU-A-CB | 284ANV024*0**A* | CSPH*6012AL*+UI | Singlezone Ducted, Centrally Ducted | 24000 | 23800 | 2.78 | 17498 | 2.34
BRYANT |  | 205273716 | HRCU-A-CB | 284ANV024*0**A* | FE4ANF002L+UI | Singlezone Ducted, Centrally Ducted | 24000 | 24400 | 2.62 | 17940 | 2.21
BRYANT |  | 205273721 | HRCU-A-CB | 284ANV024*0**A* | CAP**3617AL*+UI | Singlezone Ducted, Centrally Ducted | 24000 | 24400 | 2.56 | 17940 | 2.15
BRYANT |  | 205273726 | HRCU-A-CB | 284ANV024*0**A* | CAP**3621AL*+UI | Singlezone Ducted, Centrally Ducted | 24000 | 24200 | 2.58 | 17792 | 2.17
BRYANT |  | 205273722 | HRCU-A-CB | 284ANV024*0**A* | CAP**3617AL*+UI | Singlezone Ducted, Centrally Ducted | 24000 | 24200 | 2.58 | 17792 | 2.17
BRYANT |  | 205273728 | HRCU-A-CB | 284ANV024*0**A* | CAP**3621AL*+UI | Singlezone Ducted, Centrally Ducted | 24000 | 24200 | 2.6 | 17792 | 2.19
BRYANT |  | 205273727 | HRCU-A-CB | 284ANV024*0**A* | CAP**3621AL*+UI | Singlezone Ducted, Centrally Ducted | 24000 | 24200 | 2.58 | 17792 | 2.17
BRYANT |  | 205273729 | HRCU-A-CB | 284ANV024*0**A* | CAP**3621AL*+UI | Singlezone Ducted, Centrally Ducted | 24000 | 24200 | 2.6 | 17792 | 2.19
BRYANT |  | 205273733 | HRCU-A-CB | 284ANV024*0**A* | CAP**4221AL*+UI | Singlezone Ducted, Centrally Ducted | 24000 | 24200 | 2.62 | 17792 | 2.21
BRYANT |  | 205273734 | HRCU-A-CB | 284ANV024*0**A* | CAP**4221AL*+UI | Singlezone Ducted, Centrally Ducted | 24000 | 24200 | 2.64 | 17792 | 2.23
BRYANT |  | 205273735 | HRCU-A-CB | 284ANV024*0**A* | CAP**4221AL*+UI | Singlezone Ducted, Centrally Ducted | 24000 | 24200 | 2.64 | 17792 | 2.23
BRYANT |  | 205273736 | HRCU-A-CB | 284ANV024*0**A* | CAP**4221AL*+UI | Singlezone Ducted, Centrally Ducted | 24000 | 24200 | 2.64 | 17792 | 2.23
BRYANT |  | 205273743 | HRCU-A-CB | 284ANV024*0**A* | CAP**4821AL*+UI | Singlezone Ducted, Centrally Ducted | 24000 | 24000 | 2.72 | 17645 | 2.3
BRYANT |  | 205273738 | HRCU-A-CB | 284ANV024*0**A* | CAP**4224AL*+UI | Singlezone Ducted, Centrally Ducted | 24000 | 24200 | 2.62 | 17792 | 2.21
BRYANT |  | 205273740 | HRCU-A-CB | 284ANV024*0**A* | CAP**4224AL*+UI | Singlezone Ducted, Centrally Ducted | 24000 | 24200 | 2.62 | 17792 | 2.21
BRYANT |  | 205273739 | HRCU-A-CB | 284ANV024*0**A* | CAP**4224AL*+UI | Singlezone Ducted, Centrally Ducted | 24000 | 24200 | 2.64 | 17792 | 2.23
BRYANT |  | 205273741 | HRCU-A-CB | 284ANV024*0**A* | CAP**4224AL*+UI | Singlezone Ducted, Centrally Ducted | 24000 | 24200 | 2.64 | 17792 | 2.23
BRYANT |  | 205273744 | HRCU-A-CB | 284ANV024*0**A* | CAP**4821AL*+UI | Singlezone Ducted, Centrally Ducted | 24000 | 24000 | 2.72 | 17645 | 2.3
BRYANT |  | 205273745 | HRCU-A-CB | 284ANV024*0**A* | CAP**4821AL*+UI | Singlezone Ducted, Centrally Ducted | 24000 | 24000 | 2.74 | 17645 | 2.31
BRYANT |  | 205273746 | HRCU-A-CB | 284ANV024*0**A* | CAP**4821AL*+UI | Singlezone Ducted, Centrally Ducted | 24000 | 24000 | 2.76 | 17645 | 2.33
BRYANT |  | 205273747 | HRCU-A-CB | 284ANV024*0**A* | CAP**4821AL*+UI | Singlezone Ducted, Centrally Ducted | 24000 | 23800 | 2.76 | 17498 | 2.33
BRYANT |  | 205273748 | HRCU-A-CB | 284ANV024*0**A* | CAP**4821AL*+UI | Singlezone Ducted, Centrally Ducted | 24000 | 23800 | 2.76 | 17498 | 2.33
BRYANT |  | 205273749 | HRCU-A-CB | 284ANV024*0**A* | CAP**4824AL*+UI | Singlezone Ducted, Centrally Ducted | 24000 | 24000 | 2.72 | 17645 | 2.3
BRYANT |  | 205273750 | HRCU-A-CB | 284ANV024*0**A* | CAP**4824AL*+UI | Singlezone Ducted, Centrally Ducted | 24000 | 24000 | 2.74 | 17645 | 2.31
BRYANT |  | 205273751 | HRCU-A-CB | 284ANV024*0**A* | CAP**4824AL*+UI | Singlezone Ducted, Centrally Ducted | 24000 | 23800 | 2.76 | 17498 | 2.33
BRYANT |  | 205273752 | HRCU-A-CB | 284ANV024*0**A* | CAP**4824AL*+UI | Singlezone Ducted, Centrally Ducted | 24000 | 24000 | 2.74 | 17645 | 2.31
BRYANT |  | 205273753 | HRCU-A-CB | 284ANV024*0**A* | CAP**4824AL*+UI | Singlezone Ducted, Centrally Ducted | 24000 | 23800 | 2.76 | 17498 | 2.33
BRYANT |  | 205273758 | HRCU-A-CB | 284ANV024*0**A* | CAP**6024AL*+UI | Singlezone Ducted, Centrally Ducted | 24000 | 23600 | 2.76 | 17351 | 2.32
BRYANT |  | 205273755 | HRCU-A-CB | 284ANV024*0**A* | CAP**6024AL*+UI | Singlezone Ducted, Centrally Ducted | 24000 | 23600 | 2.76 | 17351 | 2.32
BRYANT |  | 205273754 | HRCU-A-CB | 284ANV024*0**A* | CAP**6024AL*+UI | Singlezone Ducted, Centrally Ducted | 24000 | 23800 | 2.72 | 17498 | 2.29
BRYANT |  | 205273756 | HRCU-A-CB | 284ANV024*0**A* | CAP**6024AL*+UI | Singlezone Ducted, Centrally Ducted | 24000 | 23600 | 2.76 | 17351 | 2.32
BRYANT |  | 205273757 | HRCU-A-CB | 284ANV024*0**A* | CAP**6024AL*+UI | Singlezone Ducted, Centrally Ducted | 24000 | 23600 | 2.76 | 17351 | 2.32
BRYANT |  | 205273761 | HRCU-A-CB | 284ANV024*0**A* | CNPV*3617AL*+UI | Singlezone Ducted, Centrally Ducted | 24000 | 24400 | 2.52 | 17940 | 2.13
BRYANT |  | 205273762 | HRCU-A-CB | 284ANV024*0**A* | CNPV*3617AL*+UI | Singlezone Ducted, Centrally Ducted | 24000 | 24200 | 2.54 | 17792 | 2.15
BRYANT |  | 205273766 | HRCU-A-CB | 284ANV024*0**A* | CNPV*3621AL*+UI | Singlezone Ducted, Centrally Ducted | 24000 | 24400 | 2.54 | 17940 | 2.15
BRYANT |  | 205273767 | HRCU-A-CB | 284ANV024*0**A* | CNPV*3621AL*+UI | Singlezone Ducted, Centrally Ducted | 24000 | 24400 | 2.54 | 17940 | 2.15
BRYANT |  | 205273768 | HRCU-A-CB | 284ANV024*0**A* | CNPV*3621AL*+UI | Singlezone Ducted, Centrally Ducted | 24000 | 24200 | 2.56 | 17792 | 2.15
BRYANT |  | 205273769 | HRCU-A-CB | 284ANV024*0**A* | CNPV*3621AL*+UI | Singlezone Ducted, Centrally Ducted | 24000 | 24200 | 2.54 | 17792 | 2.15
BRYANT |  | 205273772 | HRCU-A-CB | 284ANV024*0**A* | CNPV*4217AL*+UI | Singlezone Ducted, Centrally Ducted | 24000 | 24200 | 2.66 | 17792 | 2.25
BRYANT |  | 205273773 | HRCU-A-CB | 284ANV024*0**A* | CNPV*4217AL*+UI | Singlezone Ducted, Centrally Ducted | 24000 | 24200 | 2.68 | 17792 | 2.26
BRYANT |  | 205273777 | HRCU-A-CB | 284ANV024*0**A* | CNPV*4221AL*+UI | Singlezone Ducted, Centrally Ducted | 24000 | 24200 | 2.62 | 17792 | 2.21
BRYANT |  | 205273778 | HRCU-A-CB | 284ANV024*0**A* | CNPV*4221AL*+UI | Singlezone Ducted, Centrally Ducted | 24000 | 24200 | 2.62 | 17792 | 2.21
BRYANT |  | 205273779 | HRCU-A-CB | 284ANV024*0**A* | CNPV*4221AL*+UI | Singlezone Ducted, Centrally Ducted | 24000 | 24200 | 2.62 | 17792 | 2.21
BRYANT |  | 205273780 | HRCU-A-CB | 284ANV024*0**A* | CNPV*4221AL*+UI | Singlezone Ducted, Centrally Ducted | 24000 | 24200 | 2.62 | 17792 | 2.21
BRYANT |  | 205273782 | HRCU-A-CB | 284ANV024*0**A* | CNPV*4821AL*+UI | Singlezone Ducted, Centrally Ducted | 24000 | 24200 | 2.7 | 17792 | 2.28
BRYANT |  | 205273786 | HRCU-A-CB | 284ANV024*0**A* | CNPV*4821AL*+UI | Singlezone Ducted, Centrally Ducted | 24000 | 24000 | 2.74 | 17645 | 2.31
BRYANT |  | 205273783 | HRCU-A-CB | 284ANV024*0**A* | CNPV*4821AL*+UI | Singlezone Ducted, Centrally Ducted | 24000 | 24200 | 2.7 | 17792 | 2.28
BRYANT |  | 205273784 | HRCU-A-CB | 284ANV024*0**A* | CNPV*4821AL*+UI | Singlezone Ducted, Centrally Ducted | 24000 | 24000 | 2.72 | 17645 | 2.3
BRYANT |  | 205273785 | HRCU-A-CB | 284ANV024*0**A* | CNPV*4821AL*+UI | Singlezone Ducted, Centrally Ducted | 24000 | 24000 | 2.72 | 17645 | 2.3
BRYANT |  | 205273789 | HRCU-A-CB | 284ANV024*0**A* | CNPV*4824AL*+UI | Singlezone Ducted, Centrally Ducted | 24000 | 24000 | 2.72 | 17645 | 2.3
BRYANT |  | 205273787 | HRCU-A-CB | 284ANV024*0**A* | CNPV*4821AL*+UI | Singlezone Ducted, Centrally Ducted | 24000 | 24000 | 2.74 | 17645 | 2.31
BRYANT |  | 205273788 | HRCU-A-CB | 284ANV024*0**A* | CNPV*4824AL*+UI | Singlezone Ducted, Centrally Ducted | 24000 | 24200 | 2.7 | 17792 | 2.28
BRYANT |  | 205273790 | HRCU-A-CB | 284ANV024*0**A* | CNPV*4824AL*+UI | Singlezone Ducted, Centrally Ducted | 24000 | 24000 | 2.72 | 17645 | 2.3
BRYANT |  | 205273791 | HRCU-A-CB | 284ANV024*0**A* | CNPV*4824AL*+UI | Singlezone Ducted, Centrally Ducted | 24000 | 24000 | 2.72 | 17645 | 2.3
BRYANT |  | 205273792 | HRCU-A-CB | 284ANV024*0**A* | CNPV*4824AL*+UI | Singlezone Ducted, Centrally Ducted | 24000 | 24000 | 2.74 | 17645 | 2.31
BRYANT |  | 205273794 | HRCU-A-CB | 284ANV024*0**A* | CNPV*6024AL*+UI | Singlezone Ducted, Centrally Ducted | 24000 | 23800 | 2.74 | 17498 | 2.31
BRYANT |  | 205273793 | HRCU-A-CB | 284ANV024*0**A* | CNPV*6024AL*+UI | Singlezone Ducted, Centrally Ducted | 24000 | 24000 | 2.72 | 17645 | 2.3
BRYANT |  | 205273796 | HRCU-A-CB | 284ANV024*0**A* | CNPV*6024AL*+UI | Singlezone Ducted, Centrally Ducted | 24000 | 23800 | 2.74 | 17498 | 2.31
BRYANT |  | 205273795 | HRCU-A-CB | 284ANV024*0**A* | CNPV*6024AL*+UI | Singlezone Ducted, Centrally Ducted | 24000 | 23800 | 2.74 | 17498 | 2.31
BRYANT |  | 205273936 | HRCU-A-CB | 284ANV036*0**A* | FE4ANB006L+UI | Singlezone Ducted, Centrally Ducted | 34000 | 32400 | 2.62 | 27430 | 2.23
BRYANT |  | 205273934 | HRCU-A-CB | 284ANV036*0**A* | FE4AN(B,F)005L+UI | Singlezone Ducted, Centrally Ducted | 35000 | 32800 | 2.54 | 27768 | 2.16
BRYANT |  | 205274190 | HRCU-A-CB | 284ANV048*0**A* | FE4ANB006L+UI | Singlezone Ducted, Centrally Ducted | 46000 | 42500 | 2.6 | 31130 | 2.32
BRYANT |  | 205273810 | HRCU-A-CB | 284ANV024*0**A* | CSPH*4212AL*+UI | Singlezone Ducted, Centrally Ducted | 24000 | 24200 | 2.7 | 17792 | 2.28
BRYANT |  | 205273812 | HRCU-A-CB | 284ANV024*0**A* | CSPH*4212AL*+UI | Singlezone Ducted, Centrally Ducted | 24000 | 24200 | 2.7 | 17792 | 2.28
BRYANT |  | 205273819 | HRCU-A-CB | 284ANV024*0**A* | CSPH*4812AL*+UI | Singlezone Ducted, Centrally Ducted | 24000 | 24000 | 2.74 | 17645 | 2.31
BRYANT |  | 205273811 | HRCU-A-CB | 284ANV024*0**A* | CSPH*4212AL*+UI | Singlezone Ducted, Centrally Ducted | 24000 | 24000 | 2.72 | 17645 | 2.3
BRYANT |  | 205273813 | HRCU-A-CB | 284ANV024*0**A* | CSPH*4212AL*+UI | Singlezone Ducted, Centrally Ducted | 24000 | 24200 | 2.7 | 17792 | 2.28
BRYANT |  | 205273815 | HRCU-A-CB | 284ANV024*0**A* | CSPH*4212AL*+UI | Singlezone Ducted, Centrally Ducted | 24000 | 24000 | 2.72 | 17645 | 2.3
BRYANT |  | 205273814 | HRCU-A-CB | 284ANV024*0**A* | CSPH*4212AL*+UI | Singlezone Ducted, Centrally Ducted | 24000 | 24000 | 2.72 | 17645 | 2.3
BRYANT |  | 205273820 | HRCU-A-CB | 284ANV024*0**A* | CSPH*4812AL*+UI | Singlezone Ducted, Centrally Ducted | 24000 | 24000 | 2.74 | 17645 | 2.31
BRYANT |  | 205273822 | HRCU-A-CB | 284ANV024*0**A* | CSPH*4812AL*+UI | Singlezone Ducted, Centrally Ducted | 24000 | 24200 | 2.72 | 17792 | 2.3
BRYANT |  | 205273821 | HRCU-A-CB | 284ANV024*0**A* | CSPH*4812AL*+UI | Singlezone Ducted, Centrally Ducted | 24000 | 24000 | 2.74 | 17645 | 2.31
BRYANT |  | 205273823 | HRCU-A-CB | 284ANV024*0**A* | CSPH*4812AL*+UI | Singlezone Ducted, Centrally Ducted | 24000 | 24000 | 2.74 | 17645 | 2.31
BRYANT |  | 205273826 | HRCU-A-CB | 284ANV024*0**A* | CSPH*6012AL*+UI | Singlezone Ducted, Centrally Ducted | 24000 | 24000 | 2.74 | 17645 | 2.31
BRYANT |  | 205273824 | HRCU-A-CB | 284ANV024*0**A* | CSPH*4812AL*+UI | Singlezone Ducted, Centrally Ducted | 24000 | 24000 | 2.74 | 17645 | 2.31
BRYANT |  | 205273828 | HRCU-A-CB | 284ANV024*0**A* | CSPH*6012AL*+UI | Singlezone Ducted, Centrally Ducted | 24000 | 23800 | 2.76 | 17498 | 2.33
BRYANT |  | 205273829 | HRCU-A-CB | 284ANV024*0**A* | CSPH*6012AL*+UI | Singlezone Ducted, Centrally Ducted | 24000 | 23800 | 2.78 | 17498 | 2.34
BRYANT |  | 205273830 | HRCU-A-CB | 284ANV024*0**A* | CSPH*6012AL*+UI | Singlezone Ducted, Centrally Ducted | 24000 | 23800 | 2.76 | 17498 | 2.33
BRYANT |  | 205273827 | HRCU-A-CB | 284ANV024*0**A* | CSPH*6012AL*+UI | Singlezone Ducted, Centrally Ducted | 24000 | 23800 | 2.74 | 17498 | 2.31
BRYANT |  | 205273831 | HRCU-A-CB | 284ANV024*0**A* | CSPH*6012AL*+UI | Singlezone Ducted, Centrally Ducted | 24000 | 23800 | 2.76 | 17498 | 2.33
BRYANT |  | 205273833 | HRCU-A-CB | 284ANV024*0**A* | CSPH*6012AL*+UI | Singlezone Ducted, Centrally Ducted | 24000 | 23800 | 2.78 | 17498 | 2.34
BRYANT |  | 205273832 | HRCU-A-CB | 284ANV024*0**A* | CSPH*6012AL*+UI | Singlezone Ducted, Centrally Ducted | 24000 | 23800 | 2.78 | 17498 | 2.34
BRYANT |  | 205273834 | HRCU-A-CB | 284ANV024*0**A* | CAP**3617AL*+UI | Singlezone Ducted, Centrally Ducted | 24000 | 24400 | 2.54 | 17940 | 2.15
BRYANT |  | 205273835 | HRCU-A-CB | 284ANV024*0**A* | CAP**3617AL*+UI | Singlezone Ducted, Centrally Ducted | 24000 | 24400 | 2.56 | 17940 | 2.15
BRYANT |  | 205273845 | HRCU-A-CB | 284ANV024*0**A* | CAP**4221AL*+UI | Singlezone Ducted, Centrally Ducted | 24000 | 24200 | 2.62 | 17792 | 2.21
BRYANT |  | 205273847 | HRCU-A-CB | 284ANV024*0**A* | CAP**4221AL*+UI | Singlezone Ducted, Centrally Ducted | 24000 | 24200 | 2.64 | 17792 | 2.23
BRYANT |  | 205273846 | HRCU-A-CB | 284ANV024*0**A* | CAP**4221AL*+UI | Singlezone Ducted, Centrally Ducted | 24000 | 24200 | 2.62 | 17792 | 2.21
BRYANT |  | 205273848 | HRCU-A-CB | 284ANV024*0**A* | CAP**4221AL*+UI | Singlezone Ducted, Centrally Ducted | 24000 | 24400 | 2.58 | 17940 | 2.17
BRYANT |  | 205273849 | HRCU-A-CB | 284ANV024*0**A* | CAP**4221AL*+UI | Singlezone Ducted, Centrally Ducted | 24000 | 24400 | 2.6 | 17940 | 2.19
BRYANT |  | 205273850 | HRCU-A-CB | 284ANV024*0**A* | CAP**4224AL*+UI | Singlezone Ducted, Centrally Ducted | 24000 | 24200 | 2.62 | 17792 | 2.21
BRYANT |  | 205273851 | HRCU-A-CB | 284ANV024*0**A* | CAP**4224AL*+UI | Singlezone Ducted, Centrally Ducted | 24000 | 24200 | 2.64 | 17792 | 2.23
BRYANT |  | 205273853 | HRCU-A-CB | 284ANV024*0**A* | CAP**4224AL*+UI | Singlezone Ducted, Centrally Ducted | 24000 | 24200 | 2.64 | 17792 | 2.23
BRYANT |  | 205273852 | HRCU-A-CB | 284ANV024*0**A* | CAP**4224AL*+UI | Singlezone Ducted, Centrally Ducted | 24000 | 24000 | 2.64 | 17645 | 2.23
BRYANT |  | 205273854 | HRCU-A-CB | 284ANV024*0**A* | CAP**4821AL*+UI | Singlezone Ducted, Centrally Ducted | 24000 | 24200 | 2.7 | 17792 | 2.28
BRYANT |  | 205273855 | HRCU-A-CB | 284ANV024*0**A* | CAP**4821AL*+UI | Singlezone Ducted, Centrally Ducted | 24000 | 24000 | 2.74 | 17645 | 2.31
BRYANT |  | 205273856 | HRCU-A-CB | 284ANV024*0**A* | CAP**4821AL*+UI | Singlezone Ducted, Centrally Ducted | 24000 | 24000 | 2.74 | 17645 | 2.31
BRYANT |  | 205273857 | HRCU-A-CB | 284ANV024*0**A* | CAP**4821AL*+UI | Singlezone Ducted, Centrally Ducted | 24000 | 23800 | 2.76 | 17498 | 2.33
BRYANT |  | 205273858 | HRCU-A-CB | 284ANV024*0**A* | CAP**4821AL*+UI | Singlezone Ducted, Centrally Ducted | 24000 | 24200 | 2.7 | 17792 | 2.28
BRYANT |  | 205273869 | HRCU-A-CB | 284ANV024*0**A* | CNPV*3617AL*+UI | Singlezone Ducted, Centrally Ducted | 24000 | 24400 | 2.52 | 17940 | 2.13
BRYANT | Evolution | 202463637 | HRCU-A-CB-O | 38MPRAQ24AA3 | 619PHAQ24XA3 | Singlezone Non-ducted Wall Placement | 24000 | 15450 | 3 | 24000 | 2
BRYANT | Evolution | 202463636 | HRCU-A-CB-O | 38MPRAQ18AA3 | 619PHAQ18XA3 | Singlezone Non-ducted Wall Placement | 18000 | 12300 | 3.19 | 18000 | 2
BRYANT | Evolution | 201753409 | HRCU-A-CB-O | 38MPRAQ09AA3 | 619PHAQ09XA3 | Singlezone Non-ducted Wall Placement | 10000 | 7200 | 2.78 | 13000 | 2.01
BRYANT | Bryant® Extreme Heat Pump | 9893695 | HRCU-A-CB | 280ANV036*0**A* | CSPH*4812AL*+UI & 98(6*B,7*A)66100V21*** | Singlezone Ducted, Centrally Ducted | 33800 | 30000 | 2.54 | 25934 | 2.39
BRYANT | Bryant® Extreme Heat Pump | 9893692 | HRCU-A-CB | 280ANV036*0**A* | CSPH*4212AL*+UI & 98(6*B,7*A)66100V21*** | Singlezone Ducted, Centrally Ducted | 33800 | 30000 | 2.54 | 25934 | 2.39
BRYANT | Bryant® Extreme Heat Pump | 9893694 | HRCU-A-CB | 280ANV036*0**A* | CSPH*4812AL*+UI & 98(6*B,7*A)60080V21*** | Singlezone Ducted, Centrally Ducted | 33800 | 30000 | 2.54 | 25934 | 2.35
BRYANT | Bryant® Extreme Heat Pump | 9893691 | HRCU-A-CB | 280ANV036*0**A* | CSPH*4212AL*+UI & 98(6*B,7*A)60080V21*** | Singlezone Ducted, Centrally Ducted | 34000 | 30200 | 2.54 | 26191 | 2.33
BRYANT | Bryant® Extreme Heat Pump | 9893683 | HRCU-A-CB | 280ANV036*0**A* | CNPV*4824AL*+UI & 98(6*B,7*A)66100V21*** | Singlezone Ducted, Centrally Ducted | 33800 | 30000 | 2.54 | 25934 | 2.37
BRYANT | Bryant® Extreme Heat Pump | 9893682 | HRCU-A-CB | 280ANV036*0**A* | CNPV*4824AL*+UI & 98(6*B,7*A)60080V21*** | Singlezone Ducted, Centrally Ducted | 33800 | 30000 | 2.51 | 25934 | 2.32
BRYANT | Bryant® Extreme Heat Pump | 9893680 | HRCU-A-CB | 280ANV036*0**A* | CNPV*4821AL*+UI & 98(6*B,7*A)66100V21*** | Singlezone Ducted, Centrally Ducted | 33800 | 30000 | 2.54 | 25934 | 2.37
BRYANT | Bryant® Extreme Heat Pump | 9893679 | HRCU-A-CB | 280ANV036*0**A* | CNPV*4821AL*+UI & 98(6*B,7*A)60080V21*** | Singlezone Ducted, Centrally Ducted | 33800 | 30000 | 2.51 | 25934 | 2.32
BRYANT | Bryant® Extreme Heat Pump | 9893668 | HRCU-A-CB | 280ANV036*0**A* | CAP**4824AL*+UI & 98(6*B,7*A)66100V21*** | Singlezone Ducted, Centrally Ducted | 33600 | 29800 | 2.54 | 25934 | 2.39
BRYANT | Bryant® Extreme Heat Pump | 9893667 | HRCU-A-CB | 280ANV036*0**A* | CAP**4824AL*+UI & 98(6*B,7*A)60080V21*** | Singlezone Ducted, Centrally Ducted | 33600 | 29800 | 2.54 | 25934 | 2.32
BRYANT | Bryant® Extreme Heat Pump | 9893665 | HRCU-A-CB | 280ANV036*0**A* | CAP**4821AL*+UI & 98(6*B,7*A)66100V21*** | Singlezone Ducted, Centrally Ducted | 33600 | 29800 | 2.54 | 25934 | 2.37
BRYANT | Bryant® Extreme Heat Pump | 9893647 | HRCU-A-CB | 280ANV036*0**A* | CSPH*4212AL*+UI & 98(6*B,7*A)66120V24*** | Singlezone Ducted, Centrally Ducted | 34600 | 30200 | 2.51 | 26705 | 2.3
BRYANT | Evolution Series | 9893614 | HRCU-A-CB | 280ANV036000 | FE4AN(B,F)005L+UI | Singlezone Ducted, Centrally Ducted | 33400 | 31600 | 2.62 | 23600 | 2.06
BRYANT | Bryant® Extreme Heat Pump | 9893553 | HRCU-A-CB | 280ANV024*0**A* | CSPH*4812AL*+UI & 98(6*B,7*A)66100V21*** | Singlezone Ducted, Centrally Ducted | 23000 | 24800 | 2.71 | 20711 | 2.41
BRYANT | Bryant® Extreme Heat Pump | 9893552 | HRCU-A-CB | 280ANV024*0**A* | CSPH*4812AL*+UI & 98(6*B,7*A)60080V21*** | Singlezone Ducted, Centrally Ducted | 23000 | 25000 | 2.71 | 20711 | 2.41
BRYANT | Bryant® Extreme Heat Pump | 9893551 | HRCU-A-CB | 280ANV024*0**A* | CSPH*4812AL*+UI & 98(6*B,7MA)60060V21*** | Singlezone Ducted, Centrally Ducted | 23200 | 25000 | 2.7 | 20924 | 2.41
BRYANT | Bryant® Extreme Heat Pump | 9893550 | HRCU-A-CB | 280ANV024*0**A* | CSPH*4212AL*+UI & 98(6*B,7*A)66100V21*** | Singlezone Ducted, Centrally Ducted | 23000 | 25000 | 2.68 | 20711 | 2.39
BRYANT | Bryant® Extreme Heat Pump | 9893547 | HRCU-A-CB | 280ANV024*0**A* | CSPH*3612AL*+UI & 98(6*B,7*A)66100V21*** | Singlezone Ducted, Centrally Ducted | 23200 | 25000 | 2.62 | 20924 | 2.33
BRYANT | Bryant® Extreme Heat Pump | 9893548 | HRCU-A-CB | 280ANV024*0**A* | CSPH*4212AL*+UI & 98(6*B,7MA)60060V21*** | Singlezone Ducted, Centrally Ducted | 23200 | 25000 | 2.67 | 20924 | 2.39
BRYANT | Bryant® Extreme Heat Pump | 9893549 | HRCU-A-CB | 280ANV024*0**A* | CSPH*4212AL*+UI & 98(6*B,7*A)60080V21*** | Singlezone Ducted, Centrally Ducted | 23200 | 25000 | 2.7 | 20924 | 2.41
BRYANT | Bryant® Extreme Heat Pump | 9893544 | HRCU-A-CB | 280ANV024*0**A* | CNPV*6024AL*+UI & 98(6*B,7*A)66100V21*** | Singlezone Ducted, Centrally Ducted | 23200 | 25000 | 2.7 | 20924 | 2.41
BRYANT | Bryant® Extreme Heat Pump | 9893543 | HRCU-A-CB | 280ANV024*0**A* | CNPV*6024AL*+UI & 98(6*B,7*A)60080V21*** | Singlezone Ducted, Centrally Ducted | 23200 | 25000 | 2.7 | 20924 | 2.41
BRYANT | Bryant® Extreme Heat Pump | 9893541 | HRCU-A-CB | 280ANV024*0**A* | CNPV*4824AL*+UI & 98(6*B,7*A)66100V21*** | Singlezone Ducted, Centrally Ducted | 23000 | 25000 | 2.71 | 20711 | 2.41
BRYANT | Bryant® Extreme Heat Pump | 9893537 | HRCU-A-CB | 280ANV024*0**A* | CNPV*4221AL*+UI & 98(6*B,7*A)60080V21*** | Singlezone Ducted, Centrally Ducted | 23200 | 25200 | 2.56 | 20924 | 2.29
BRYANT | Bryant® Extreme Heat Pump | 9893536 | HRCU-A-CB | 280ANV024*0**A* | CNPV*4221AL*+UI & 98(6*B,7MA)60060V21*** | Singlezone Ducted, Centrally Ducted | 23400 | 25200 | 2.54 | 21138 | 2.26
BRYANT | Bryant® Extreme Heat Pump | 9893535 | HRCU-A-CB | 280ANV024*0**A* | CNPV*3621AL*+UI & 98(6*B,7*A)66100V21*** | Singlezone Ducted, Centrally Ducted | 23400 | 25200 | 2.5 | 21138 | 2.22
BRYANT | Bryant® Extreme Heat Pump | 9893532 | HRCU-A-CB | 280ANV024*0**A* | CAP**6024AL*+UI & 98(6*B,7*A)66100V21*** | Singlezone Ducted, Centrally Ducted | 23000 | 24800 | 2.71 | 20711 | 2.41
BRYANT | Bryant® Extreme Heat Pump | 9893531 | HRCU-A-CB | 280ANV024*0**A* | CAP**6024AL*+UI & 98(6*B,7*A)60080V21*** | Singlezone Ducted, Centrally Ducted | 23000 | 24800 | 2.71 | 20711 | 2.41
BRYANT | Bryant® Extreme Heat Pump | 9893530 | HRCU-A-CB | 280ANV024*0**A* | CAP**6024AL*+UI & 98(6*B,7MA)60060V21*** | Singlezone Ducted, Centrally Ducted | 23000 | 24800 | 2.68 | 20711 | 2.39
BRYANT | Bryant® Extreme Heat Pump | 9893528 | HRCU-A-CB | 280ANV024*0**A* | CAP**6021AL*+UI & 98(6*B,7*A)60080V21*** | Singlezone Ducted, Centrally Ducted | 23000 | 24800 | 2.71 | 20711 | 2.41
BRYANT | Bryant® Extreme Heat Pump | 9893527 | HRCU-A-CB | 280ANV024*0**A* | CAP**6021AL*+UI & 98(6*B,7MA)60060V21*** | Singlezone Ducted, Centrally Ducted | 23000 | 24800 | 2.68 | 20711 | 2.39
BRYANT | Bryant® Extreme Heat Pump | 9893529 | HRCU-A-CB | 280ANV024*0**A* | CAP**6021AL*+UI & 98(6*B,7*A)66100V21*** | Singlezone Ducted, Centrally Ducted | 23000 | 24800 | 2.71 | 20711 | 2.41
BRYANT | Bryant® Extreme Heat Pump | 9893526 | HRCU-A-CB | 280ANV024*0**A* | CAP**4824AL*+UI & 98(6*B,7*A)66100V21*** | Singlezone Ducted, Centrally Ducted | 22800 | 24800 | 2.74 | 20711 | 2.44
BRYANT | Bryant® Extreme Heat Pump | 9893525 | HRCU-A-CB | 280ANV024*0**A* | CAP**4824AL*+UI & 98(6*B,7*A)60080V21*** | Singlezone Ducted, Centrally Ducted | 22800 | 24800 | 2.71 | 20711 | 2.41
BRYANT | Bryant® Extreme Heat Pump | 9893524 | HRCU-A-CB | 280ANV024*0**A* | CAP**4824AL*+UI & 98(6*B,7MA)60060V21*** | Singlezone Ducted, Centrally Ducted | 22800 | 24800 | 2.71 | 20711 | 2.41
BRYANT | Bryant® Extreme Heat Pump | 9893523 | HRCU-A-CB | 280ANV024*0**A* | CAP**4821AL*+UI & 98(6*B,7*A)66100V21*** | Singlezone Ducted, Centrally Ducted | 22800 | 24800 | 2.71 | 20711 | 2.41
BRYANT | Bryant® Extreme Heat Pump | 9893522 | HRCU-A-CB | 280ANV024*0**A* | CAP**4821AL*+UI & 98(6*B,7*A)60080V21*** | Singlezone Ducted, Centrally Ducted | 22800 | 24800 | 2.71 | 20711 | 2.41
BRYANT | Bryant® Extreme Heat Pump | 9893520 | HRCU-A-CB | 280ANV024*0**A* | CAP**4224AL*+UI & 98(6*B,7*A)66100V21*** | Singlezone Ducted, Centrally Ducted | 23000 | 25000 | 2.57 | 20711 | 2.28
BRYANT | Bryant® Extreme Heat Pump | 9893519 | HRCU-A-CB | 280ANV024*0**A* | CAP**4224AL*+UI & 98(6*B,7*A)60080V21*** | Singlezone Ducted, Centrally Ducted | 23000 | 25000 | 2.57 | 20711 | 2.28
BRYANT | Bryant® Extreme Heat Pump | 9893521 | HRCU-A-CB | 280ANV024*0**A* | CAP**4821AL*+UI & 98(6*B,7MA)60060V21*** | Singlezone Ducted, Centrally Ducted | 22800 | 24800 | 2.71 | 20711 | 2.41
BRYANT | Bryant® Extreme Heat Pump | 9893517 | HRCU-A-CB | 280ANV024*0**A* | CAP**4221AL*+UI & 98(6*B,7*A)66100V21*** | Singlezone Ducted, Centrally Ducted | 23000 | 25000 | 2.57 | 20711 | 2.28
BRYANT | Bryant® Extreme Heat Pump | 9893516 | HRCU-A-CB | 280ANV024*0**A* | CAP**4221AL*+UI & 98(6*B,7*A)60080V21*** | Singlezone Ducted, Centrally Ducted | 23000 | 25000 | 2.57 | 20711 | 2.28
BRYANT | Bryant® Extreme Heat Pump | 9893514 | HRCU-A-CB | 280ANV024*0**A* | CAP**3621AL*+UI & 98(6*B,7*A)66100V21*** | Singlezone Ducted, Centrally Ducted | 23000 | 25000 | 2.52 | 20711 | 2.24
BRYANT | Bryant® Extreme Heat Pump | 9893509 | HRCU-A-CB | 280ANV024*0**A* | CSPH*6012AL*+UI & 98(6*B,7*A)42060V17*** | Singlezone Ducted, Centrally Ducted | 23600 | 25000 | 2.7 | 21352 | 2.41
BRYANT | Bryant® Extreme Heat Pump | 9893508 | HRCU-A-CB | 280ANV024*0**A* | CSPH*4812AL*+UI & 98(6*B,7*A)66120V24*** | Singlezone Ducted, Centrally Ducted | 23200 | 25000 | 2.73 | 20924 | 2.43
BRYANT | Bryant® Extreme Heat Pump | 9893507 | HRCU-A-CB | 280ANV024*0**A* | CSPH*4812AL*+UI & 98(6*B,7*A)42080V17*** | Singlezone Ducted, Centrally Ducted | 23400 | 25000 | 2.7 | 21138 | 2.41
BRYANT | Bryant® Extreme Heat Pump | 9893503 | HRCU-A-CB | 280ANV024*0**A* | CSPH*4212AL*+UI & 98(6*B,7*A)42060V17*** | Singlezone Ducted, Centrally Ducted | 23800 | 25200 | 2.68 | 21565 | 2.38
BRYANT | Bryant® Extreme Heat Pump | 9893502 | HRCU-A-CB | 280ANV024*0**A* | CSPH*3612AL*+UI & 98(6*B,7*A)66120V24*** | Singlezone Ducted, Centrally Ducted | 23800 | 25000 | 2.65 | 21565 | 2.36
BRYANT | Bryant® Extreme Heat Pump | 9893501 | HRCU-A-CB | 280ANV024*0**A* | CSPH*3612AL*+UI & 98(6*B,7*A)42080V17*** | Singlezone Ducted, Centrally Ducted | 23800 | 25200 | 2.65 | 21565 | 2.36
BRYANT | Bryant® Extreme Heat Pump | 9893486 | HRCU-A-CB | 280ANV024*0**A* | CAP**6021AL*+UI & 98(6*B,7*A)42080V17*** | Singlezone Ducted, Centrally Ducted | 22800 | 24600 | 2.71 | 20711 | 2.41
BRYANT | Bryant® Extreme Heat Pump | 9893485 | HRCU-A-CB | 280ANV024*0**A* | CAP**6021AL*+UI & 98(6*B,7*A)42060V17*** | Singlezone Ducted, Centrally Ducted | 22800 | 24600 | 2.71 | 20711 | 2.41
BRYANT | Bryant® Extreme Heat Pump | 9893484 | HRCU-A-CB | 280ANV024*0**A* | CAP**4824AL*+UI & 98(6*B,7*A)66120V24*** | Singlezone Ducted, Centrally Ducted | 23000 | 24800 | 2.68 | 20711 | 2.39
BRYANT | Bryant® Extreme Heat Pump | 9893478 | HRCU-A-CB | 280ANV024*0**A* | CAP**4221AL*+UI & 98(6*B,7*A)42080V17*** | Singlezone Ducted, Centrally Ducted | 23800 | 25200 | 2.56 | 21565 | 2.28
BRYANT | Bryant® Extreme Heat Pump | 9893477 | HRCU-A-CB | 280ANV024*0**A* | CAP**4221AL*+UI & 98(6*B,7*A)42060V17*** | Singlezone Ducted, Centrally Ducted | 23800 | 25200 | 2.54 | 21565 | 2.27
BRYANT | Bryant® Extreme Heat Pump | 9893476 | HRCU-A-CB | 280ANV024*0**A* | CAP**3621AL*+UI & 98(6*B,7*A)42080V17*** | Singlezone Ducted, Centrally Ducted | 24000 | 25200 | 2.51 | 21779 | 2.24
BRYANT | Bryant® Extreme Heat Pump | 9893475 | HRCU-A-CB | 280ANV024*0**A* | CAP**3621AL*+UI & 98(6*B,7*A)42060V17*** | Singlezone Ducted, Centrally Ducted | 24000 | 25200 | 2.5 | 21779 | 2.22
BRYANT | Bryant® Extreme Heat Pump | 9893474 | HRCU-A-CB | 280ANV024*0**A* | CAP**3617AL*+UI & 98(6*B,7*A)42080V17*** | Singlezone Ducted, Centrally Ducted | 24000 | 25200 | 2.51 | 21779 | 2.24
BRYANT | Bryant® Extreme Heat Pump | 9893473 | HRCU-A-CB | 280ANV024*0**A* | CAP**3617AL*+UI & 98(6*B,7*A)42060V17*** | Singlezone Ducted, Centrally Ducted | 24000 | 25200 | 2.5 | 21779 | 2.22
BRYANT | Preferred Series | 9118462 | HMSV-A-CB | 38MGRQ18B--3 |  | Multizone All Non-ducted | 19000 | 12000 | 2.81 | 13990 | 2.15
BRYANT | Preferred Series | 8738646 | HRCU-A-CB-O | 38MAQB09R--3 | 619PEQ009BBMA | Singlezone Non-ducted Wall Placement | 10900 | 6900 | 2.73 | 10900 | 1.98
BRYANT | Preferred | 8738647 | HRCU-A-CB-O | 38MAQB12R--1 | 619PAQ012BBMA | Singlezone Non-ducted Wall Placement | 12000 | 7600 | 2.59 | 6490 | 1.94
C&H | Single Zone Sophia Series Duct | 204098422 | HRCU-A-CB | CH-18SPH-230VO | CH-18LCDTU/I | Singlezone Ducted, "Compact Ducted" | 18000 | 12000 | 2.61 | 10352 | 1.96
C&H | Single Zone Dakota Hyper Duct | 204098424 | HRCU-A-CB | CH-09DKT230VO | CH-09LCDTU/I | Singlezone Ducted, "Compact Ducted" | 10000 | 7200 | 2.74 | 8343 | 2.07
C&H | Multi Zone Sophia Outdoor with Non-ducted Indoor | 205104722 | HMSV-A-CB | CH18MSPH230VO |  | Multizone All Non-ducted | 19000 | 12000 | 2.79 | 10205 | 1.97
C&H | Multi Zone Sophia Outdoor with Non-ducted Indoor | 202832586 | HMSV-A-CB | CH28MSPH230VO |  | Multizone All Non-ducted | 28000 | 17200 | 2.8 | 17040 | 1.97
C&H | Single Zone Sophia Outdoor + Dakota High Wall Indoor | 205104726 | HRCU-A-CB-O | CH-18SPH-230VO | CH-18DKT230VI | Singlezone Non-ducted Wall Placement | 18000 | 11400 | 2.72 | 11178 | 2.02
C&H | Multi Zone Sophia Hyper Outdoor with Non-ducted Indoor | 205047864 | HMSV-A-CB | CH-HYP36MSPH-230VO |  | Multizone All Non-ducted | 36000 | 23200 | 2.78 | 36037 | 1.96
C&H | Single Zone Sophia Series Floor-Ceiling | 204098432 | HRCU-A-CB-O | CH-18SPH-230VO | CH-18MSPHFC-230VI | Singlezone Non-ducted, Floor Placement | 18000 | 12000 | 2.71 | 10508 | 1.94
C&H | Single Zone Sophia Series Ceiling Cassette | 204098413 | HRCU-A-CB-O | CH-12SPH-230VO | CH-12MSPHCT-230VI | Singlezone Non-ducted, Ceiling Placement | 12000 | 7500 | 2.68 | 7332 | 2.11
C&H |  | 205263856 | HRCU-A-CB | CH-18SPH-230VO | CH-M18DTUI | Singlezone Ducted, "Compact Ducted" | 18000 | 12000 | 2.61 | 10352 | 1.96
C&H |  | 205263859 | HRCU-A-CB | CH-24SPH-230VO | CH-M24DTUI | Singlezone Ducted, "Compact Ducted" | 24400 | 16000 | 2.69 | 18533 | 2.04
C&H |  | 205263851 | HRCU-A-CB | CH-HYP09SPH230VO | CH-M09DTUI | Singlezone Ducted, "Compact Ducted" | 10000 | 7200 | 2.74 | 8343 | 2.07
C&H |  | 205263879 | HRCU-A-CB-O | CH-18SPH-230VO | CH-D18MSPHWM-230VI | Singlezone Non-ducted Wall Placement | 18000 | 11400 | 2.72 | 11178 | 2.02
C&H |  | 205263877 | HRCU-A-CB-O | CH-09SPH-230VO | CH-D09MSPHWM-230VI | Singlezone Non-ducted Wall Placement | 9800 | 5800 | 2.74 | 7989 | 2
C&H |  | 205263869 | HRCU-A-CB-O | CH-18SPH-230VO | CH-18MSPHWM-230VI | Singlezone Non-ducted Wall Placement | 18000 | 10400 | 2.72 | 10953 | 1.9
C&H | Single Zone Sophia Duct | 204098423 | HRCU-A-CB | CH-24SPH-230VO | CH-24LCDTU/I | Singlezone Ducted, "Compact Ducted" | 24400 | 16000 | 2.69 | 18533 | 2.04
C&H | Single Zone Sophia Series High Wall | 9119326 | HRCU-A-CB-O | CH-18SPH-230VO | CH-18SPH-230VI | Singlezone Non-ducted Wall Placement | 18000 | 10400 | 2.72 | 10953 | 1.9
C&H | Single Zone Sophia Series High Wall | 9119324 | HRCU-A-CB-O | CH-09SPH-230VO | CH-09SPH-230VI | Singlezone Non-ducted Wall Placement | 9800 | 6400 | 2.76 | 7801 | 1.91
C&H | Single Zone Sophia Series Floor-Ceiling | 204098433 | HRCU-A-CB-O | CH-24SPH-230VO | CH-24MSPHFC-230VI | Singlezone Non-ducted, Floor Placement | 24000 | 15000 | 2.85 | 17817 | 1.9
C&H | Single Zone Sophia Series Ceiling Cassette | 204098415 | HRCU-A-CB-O | CH-24SPH-230VO | CH-24MSPHCT-230VI | Singlezone Non-ducted, Ceiling Placement | 24400 | 15800 | 2.56 | 16933 | 1.95
C&H | Single Zone Sophia Outdoor + Dakota High Wall Indoor | 205047857 | HRCU-A-CB-O | CH-09SPH-230VO | CH-09DKT230VI | Singlezone Non-ducted Wall Placement | 9800 | 5800 | 2.74 | 7989 | 2
CanAir |  | 205816493 | HRCU-A-CB-O | C23SCH18H22 | C23SEH18H21 | Singlezone Non-ducted Wall Placement | 18000 | 10900 | 2.58 | 11178 | 2.02
CanAir |  | 205816494 | HRCU-A-CB-O | C23SCH24H22 | C23SEH24H21 | Singlezone Non-ducted Wall Placement | 30000 | 19400 | 2.95 | 26000 | 2.07
CanAir |  | 205306868 | HMSV-A-CB | C23MC327H21 |  | Multizone All Non-ducted | 24000 | 17200 | 2.8 | 17040 | 1.97
CanAir |  | 205306867 | HMSV-A-CB | C23MC218H21 |  | Multizone All Non-ducted | 19000 | 12000 | 2.79 | 10205 | 1.97
CARRIER | Performance | 205921384 | HRCU-A-CB | 38MAQB24R--3 | 40MBAAQ24XA3 | Singlezone Ducted, Centrally Ducted | 29000 | 17500 | 2.56 | 26970 | 1.91
CARRIER |  | 205272682 | HRCU-A-CB | 25VNA436A*030* | CNPV*6024AL*+UI | Singlezone Ducted, Centrally Ducted | 35000 | 33000 | 2.5 | 27937 | 2.13
CARRIER |  | 205272683 | HRCU-A-CB | 25VNA436A*030* | CNPV*6024AL*+UI | Singlezone Ducted, Centrally Ducted | 35000 | 33000 | 2.5 | 27937 | 2.13
CARRIER |  | 205272745 | HRCU-A-CB | 25VNA436A*030* | CSPH*6012AL*+UI | Singlezone Ducted, Centrally Ducted | 34600 | 32800 | 2.56 | 27768 | 2.18
CARRIER |  | 205272746 | HRCU-A-CB | 25VNA436A*030* | CSPH*6012AL*+UI | Singlezone Ducted, Centrally Ducted | 34600 | 32800 | 2.58 | 27768 | 2.19
CARRIER |  | 205272758 | HRCU-A-CB | 25VNA436A*030* | CSPH*6012AL*+UI | Singlezone Ducted, Centrally Ducted | 34800 | 33000 | 2.54 | 27937 | 2.16
CARRIER |  | 205272749 | HRCU-A-CB | 25VNA436A*030* | CSPH*6012AL*+UI | Singlezone Ducted, Centrally Ducted | 34800 | 33000 | 2.56 | 27937 | 2.18
CARRIER |  | 205272756 | HRCU-A-CB | 25VNA436A*030* | CSPH*6012AL*+UI | Singlezone Ducted, Centrally Ducted | 34800 | 33000 | 2.56 | 27937 | 2.18
CARRIER |  | 205272753 | HRCU-A-CB | 25VNA436A*030* | CSPH*6012AL*+UI | Singlezone Ducted, Centrally Ducted | 34800 | 33000 | 2.56 | 27937 | 2.18
CARRIER |  | 205272759 | HRCU-A-CB | 25VNA436A*030* | CSPH*6012AL*+UI | Singlezone Ducted, Centrally Ducted | 34800 | 33000 | 2.56 | 27937 | 2.18
CARRIER |  | 205272802 | HRCU-A-CB | 25VNA460A*030* | FE4ANB006L+UI | Singlezone Ducted, Centrally Ducted | 59000 | 49500 | 2.66 | 34460 | 2.13
CARRIER |  | 205272824 | HRCU-A-CB | 25VNA460A*030* | CNPV*6124AL*+UI | Singlezone Ducted, Centrally Ducted | 59000 | 50500 | 2.54 | 35156 | 2.03
CARRIER |  | 205272825 | HRCU-A-CB | 25VNA460A*030* | CNPV*6124AL*+UI | Singlezone Ducted, Centrally Ducted | 59000 | 50000 | 2.58 | 34808 | 2.06
CARRIER |  | 205272505 | HRCU-A-CB | 25VNA436A*030* | FE4AN(B,F)005L+UI | Singlezone Ducted, Centrally Ducted | 35000 | 32800 | 2.54 | 27768 | 2.16
CARRIER |  | 205272761 | HRCU-A-CB | 25VNA448A*030* | FE4ANB006L+UI | Singlezone Ducted, Centrally Ducted | 46000 | 42500 | 2.6 | 31130 | 2.32
CARRIER |  | 205272507 | HRCU-A-CB | 25VNA436A*030* | FE4ANB006L+UI | Singlezone Ducted, Centrally Ducted | 34000 | 32400 | 2.62 | 27430 | 2.23
CARRIER |  | 8738636 | HRCU-A-CB-O | 38MAQB12R--3 | 40MAQB12B--3 | Singlezone Non-ducted Wall Placement | 12000 | 7800 | 2.66 | 12010 | 1.98
CARRIER |  | 205272415 | HRCU-A-CB | 25VNA424A*030* | CAP**4221AL*+UI | Singlezone Ducted, Centrally Ducted | 24000 | 24400 | 2.58 | 17940 | 2.17
CARRIER |  | 205272416 | HRCU-A-CB | 25VNA424A*030* | CAP**4221AL*+UI | Singlezone Ducted, Centrally Ducted | 24000 | 24200 | 2.62 | 17792 | 2.21
CARRIER |  | 205272418 | HRCU-A-CB | 25VNA424A*030* | CAP**4221AL*+UI | Singlezone Ducted, Centrally Ducted | 24000 | 24200 | 2.64 | 17792 | 2.23
CARRIER |  | 205272417 | HRCU-A-CB | 25VNA424A*030* | CAP**4221AL*+UI | Singlezone Ducted, Centrally Ducted | 24000 | 24200 | 2.62 | 17792 | 2.21
CARRIER |  | 205272419 | HRCU-A-CB | 25VNA424A*030* | CAP**4221AL*+UI | Singlezone Ducted, Centrally Ducted | 24000 | 24400 | 2.58 | 17940 | 2.17
CARRIER |  | 205272420 | HRCU-A-CB | 25VNA424A*030* | CAP**4221AL*+UI | Singlezone Ducted, Centrally Ducted | 24000 | 24400 | 2.6 | 17940 | 2.19
CARRIER |  | 205272421 | HRCU-A-CB | 25VNA424A*030* | CAP**4224AL*+UI | Singlezone Ducted, Centrally Ducted | 24000 | 24200 | 2.62 | 17792 | 2.21
CARRIER |  | 205272423 | HRCU-A-CB | 25VNA424A*030* | CAP**4224AL*+UI | Singlezone Ducted, Centrally Ducted | 24000 | 24000 | 2.64 | 17645 | 2.23
CARRIER |  | 205272422 | HRCU-A-CB | 25VNA424A*030* | CAP**4224AL*+UI | Singlezone Ducted, Centrally Ducted | 24000 | 24200 | 2.64 | 17792 | 2.23
CARRIER |  | 205272424 | HRCU-A-CB | 25VNA424A*030* | CAP**4224AL*+UI | Singlezone Ducted, Centrally Ducted | 24000 | 24200 | 2.64 | 17792 | 2.23
CARRIER |  | 205272425 | HRCU-A-CB | 25VNA424A*030* | CAP**4821AL*+UI | Singlezone Ducted, Centrally Ducted | 24000 | 24200 | 2.7 | 17792 | 2.28
CARRIER |  | 205272426 | HRCU-A-CB | 25VNA424A*030* | CAP**4821AL*+UI | Singlezone Ducted, Centrally Ducted | 24000 | 24000 | 2.74 | 17645 | 2.31
CARRIER |  | 205272428 | HRCU-A-CB | 25VNA424A*030* | CAP**4821AL*+UI | Singlezone Ducted, Centrally Ducted | 24000 | 23800 | 2.76 | 17498 | 2.33
CARRIER |  | 205272427 | HRCU-A-CB | 25VNA424A*030* | CAP**4821AL*+UI | Singlezone Ducted, Centrally Ducted | 24000 | 24000 | 2.74 | 17645 | 2.31
CARRIER |  | 205272430 | HRCU-A-CB | 25VNA424A*030* | CAP**4821AL*+UI | Singlezone Ducted, Centrally Ducted | 24000 | 24000 | 2.72 | 17645 | 2.3
CARRIER |  | 205272429 | HRCU-A-CB | 25VNA424A*030* | CAP**4821AL*+UI | Singlezone Ducted, Centrally Ducted | 24000 | 24200 | 2.7 | 17792 | 2.28
CARRIER |  | 205272431 | HRCU-A-CB | 25VNA424A*030* | CAP**4824AL*+UI | Singlezone Ducted, Centrally Ducted | 24000 | 24000 | 2.74 | 17645 | 2.31
CARRIER |  | 205272432 | HRCU-A-CB | 25VNA424A*030* | CAP**4824AL*+UI | Singlezone Ducted, Centrally Ducted | 24000 | 23800 | 2.76 | 17498 | 2.33
CARRIER |  | 205272433 | HRCU-A-CB | 25VNA424A*030* | CAP**4824AL*+UI | Singlezone Ducted, Centrally Ducted | 24000 | 23800 | 2.76 | 17498 | 2.33
CARRIER |  | 205272436 | HRCU-A-CB | 25VNA424A*030* | CAP**6024AL*+UI | Singlezone Ducted, Centrally Ducted | 24000 | 23600 | 2.76 | 17351 | 2.32
CARRIER |  | 205272434 | HRCU-A-CB | 25VNA424A*030* | CAP**4824AL*+UI | Singlezone Ducted, Centrally Ducted | 24000 | 24000 | 2.76 | 17645 | 2.33
CARRIER |  | 205272437 | HRCU-A-CB | 25VNA424A*030* | CAP**6024AL*+UI | Singlezone Ducted, Centrally Ducted | 24000 | 23600 | 2.78 | 17351 | 2.34
CARRIER |  | 205272440 | HRCU-A-CB | 25VNA424A*030* | CNPV*3617AL*+UI | Singlezone Ducted, Centrally Ducted | 24000 | 24400 | 2.52 | 17940 | 2.13
CARRIER |  | 205272435 | HRCU-A-CB | 25VNA424A*030* | CAP**6024AL*+UI | Singlezone Ducted, Centrally Ducted | 24000 | 23600 | 2.74 | 17351 | 2.31
CARRIER |  | 205272439 | HRCU-A-CB | 25VNA424A*030* | CNPV*3617AL*+UI | Singlezone Ducted, Centrally Ducted | 24000 | 24600 | 2.5 | 18087 | 2.11
CARRIER |  | 205272438 | HRCU-A-CB | 25VNA424A*030* | CAP**6024AL*+UI | Singlezone Ducted, Centrally Ducted | 24000 | 23600 | 2.76 | 17351 | 2.32
CARRIER |  | 205272441 | HRCU-A-CB | 25VNA424A*030* | CNPV*3617AL*+UI | Singlezone Ducted, Centrally Ducted | 24000 | 24600 | 2.5 | 18087 | 2.11
CARRIER |  | 205272442 | HRCU-A-CB | 25VNA424A*030* | CNPV*3617AL*+UI | Singlezone Ducted, Centrally Ducted | 24000 | 24400 | 2.52 | 17940 | 2.13
CARRIER |  | 205272447 | HRCU-A-CB | 25VNA424A*030* | CNPV*3621AL*+UI | Singlezone Ducted, Centrally Ducted | 24000 | 24600 | 2.5 | 18087 | 2.11
CARRIER |  | 205272443 | HRCU-A-CB | 25VNA424A*030* | CNPV*3621AL*+UI | Singlezone Ducted, Centrally Ducted | 24000 | 24600 | 2.5 | 18087 | 2.11
CARRIER |  | 205272448 | HRCU-A-CB | 25VNA424A*030* | CNPV*3621AL*+UI | Singlezone Ducted, Centrally Ducted | 24000 | 24400 | 2.52 | 17940 | 2.13
CARRIER |  | 205272444 | HRCU-A-CB | 25VNA424A*030* | CNPV*3621AL*+UI | Singlezone Ducted, Centrally Ducted | 24000 | 24400 | 2.52 | 17940 | 2.13
CARRIER |  | 205272445 | HRCU-A-CB | 25VNA424A*030* | CNPV*3621AL*+UI | Singlezone Ducted, Centrally Ducted | 24000 | 24400 | 2.54 | 17940 | 2.15
CARRIER |  | 205272446 | HRCU-A-CB | 25VNA424A*030* | CNPV*3621AL*+UI | Singlezone Ducted, Centrally Ducted | 24000 | 24200 | 2.54 | 17792 | 2.15
CARRIER |  | 205272449 | HRCU-A-CB | 25VNA424A*030* | CNPV*4217AL*+UI | Singlezone Ducted, Centrally Ducted | 24000 | 24400 | 2.62 | 17940 | 2.21
CARRIER |  | 205272451 | HRCU-A-CB | 25VNA424A*030* | CNPV*4217AL*+UI | Singlezone Ducted, Centrally Ducted | 24000 | 24400 | 2.62 | 17940 | 2.21
CARRIER |  | 205272450 | HRCU-A-CB | 25VNA424A*030* | CNPV*4217AL*+UI | Singlezone Ducted, Centrally Ducted | 24000 | 24200 | 2.66 | 17792 | 2.25
CARRIER |  | 205272452 | HRCU-A-CB | 25VNA424A*030* | CNPV*4217AL*+UI | Singlezone Ducted, Centrally Ducted | 24000 | 24400 | 2.64 | 17940 | 2.23
CARRIER |  | 205272457 | HRCU-A-CB | 25VNA424A*030* | CNPV*4221AL*+UI | Singlezone Ducted, Centrally Ducted | 24000 | 24400 | 2.58 | 17940 | 2.17
CARRIER |  | 205272453 | HRCU-A-CB | 25VNA424A*030* | CNPV*4221AL*+UI | Singlezone Ducted, Centrally Ducted | 24000 | 24400 | 2.58 | 17940 | 2.17
CARRIER |  | 205272454 | HRCU-A-CB | 25VNA424A*030* | CNPV*4221AL*+UI | Singlezone Ducted, Centrally Ducted | 24000 | 24400 | 2.6 | 17940 | 2.19
CARRIER |  | 205272455 | HRCU-A-CB | 25VNA424A*030* | CNPV*4221AL*+UI | Singlezone Ducted, Centrally Ducted | 24000 | 24200 | 2.6 | 17792 | 2.19
CARRIER |  | 205272456 | HRCU-A-CB | 25VNA424A*030* | CNPV*4221AL*+UI | Singlezone Ducted, Centrally Ducted | 24000 | 24200 | 2.62 | 17792 | 2.21
CARRIER |  | 205272459 | HRCU-A-CB | 25VNA424A*030* | CNPV*4821AL*+UI | Singlezone Ducted, Centrally Ducted | 24000 | 24200 | 2.68 | 17792 | 2.26
CARRIER |  | 205272458 | HRCU-A-CB | 25VNA424A*030* | CNPV*4221AL*+UI | Singlezone Ducted, Centrally Ducted | 24000 | 24400 | 2.58 | 17940 | 2.17
CARRIER |  | 205272460 | HRCU-A-CB | 25VNA424A*030* | CNPV*4821AL*+UI | Singlezone Ducted, Centrally Ducted | 24000 | 24200 | 2.7 | 17792 | 2.28
CARRIER |  | 205272462 | HRCU-A-CB | 25VNA424A*030* | CNPV*4821AL*+UI | Singlezone Ducted, Centrally Ducted | 24000 | 24000 | 2.74 | 17645 | 2.31
CARRIER |  | 205272465 | HRCU-A-CB | 25VNA424A*030* | CNPV*4824AL*+UI | Singlezone Ducted, Centrally Ducted | 24000 | 24200 | 2.72 | 17792 | 2.3
CARRIER |  | 205272461 | HRCU-A-CB | 25VNA424A*030* | CNPV*4821AL*+UI | Singlezone Ducted, Centrally Ducted | 24000 | 24200 | 2.72 | 17792 | 2.3
CARRIER |  | 205272464 | HRCU-A-CB | 25VNA424A*030* | CNPV*4821AL*+UI | Singlezone Ducted, Centrally Ducted | 24000 | 24200 | 2.68 | 17792 | 2.26
CARRIER |  | 205272463 | HRCU-A-CB | 25VNA424A*030* | CNPV*4821AL*+UI | Singlezone Ducted, Centrally Ducted | 24000 | 24200 | 2.68 | 17792 | 2.26
CARRIER |  | 205272466 | HRCU-A-CB | 25VNA424A*030* | CNPV*4824AL*+UI | Singlezone Ducted, Centrally Ducted | 24000 | 24000 | 2.74 | 17645 | 2.31
CARRIER |  | 205272467 | HRCU-A-CB | 25VNA424A*030* | CNPV*4824AL*+UI | Singlezone Ducted, Centrally Ducted | 24000 | 24000 | 2.74 | 17645 | 2.31
CARRIER |  | 205272468 | HRCU-A-CB | 25VNA424A*030* | CNPV*4824AL*+UI | Singlezone Ducted, Centrally Ducted | 24000 | 24000 | 2.72 | 17645 | 2.3
CARRIER |  | 205272470 | HRCU-A-CB | 25VNA424A*030* | CNPV*6024AL*+UI | Singlezone Ducted, Centrally Ducted | 24000 | 23800 | 2.76 | 17498 | 2.33
CARRIER |  | 205272469 | HRCU-A-CB | 25VNA424A*030* | CNPV*6024AL*+UI | Singlezone Ducted, Centrally Ducted | 24000 | 23800 | 2.74 | 17498 | 2.31
CARRIER |  | 205272471 | HRCU-A-CB | 25VNA424A*030* | CNPV*6024AL*+UI | Singlezone Ducted, Centrally Ducted | 24000 | 23800 | 2.76 | 17498 | 2.33
CARRIER |  | 205272472 | HRCU-A-CB | 25VNA424A*030* | CNPV*6024AL*+UI | Singlezone Ducted, Centrally Ducted | 24000 | 23800 | 2.74 | 17498 | 2.31
CARRIER |  | 205272474 | HRCU-A-CB | 25VNA424A*030* | CSPH*3612AL*+UI | Singlezone Ducted, Centrally Ducted | 24000 | 24200 | 2.66 | 17792 | 2.25
CARRIER |  | 205272473 | HRCU-A-CB | 25VNA424A*030* | CSPH*3612AL*+UI | Singlezone Ducted, Centrally Ducted | 24000 | 24400 | 2.62 | 17940 | 2.21
CARRIER |  | 205272475 | HRCU-A-CB | 25VNA424A*030* | CSPH*3612AL*+UI | Singlezone Ducted, Centrally Ducted | 24000 | 24200 | 2.66 | 17792 | 2.25
CARRIER |  | 205272476 | HRCU-A-CB | 25VNA424A*030* | CSPH*3612AL*+UI | Singlezone Ducted, Centrally Ducted | 24000 | 24200 | 2.68 | 17792 | 2.26
CARRIER |  | 205272478 | HRCU-A-CB | 25VNA424A*030* | CSPH*3612AL*+UI | Singlezone Ducted, Centrally Ducted | 24000 | 24400 | 2.64 | 17940 | 2.23
CARRIER |  | 205272477 | HRCU-A-CB | 25VNA424A*030* | CSPH*3612AL*+UI | Singlezone Ducted, Centrally Ducted | 24000 | 24200 | 2.68 | 17792 | 2.26
CARRIER |  | 205272479 | HRCU-A-CB | 25VNA424A*030* | CSPH*3612AL*+UI | Singlezone Ducted, Centrally Ducted | 24000 | 24400 | 2.64 | 17940 | 2.23
CARRIER |  | 205272480 | HRCU-A-CB | 25VNA424A*030* | CSPH*3612AL*+UI | Singlezone Ducted, Centrally Ducted | 24000 | 24200 | 2.68 | 17792 | 2.26
CARRIER |  | 205272481 | HRCU-A-CB | 25VNA424A*030* | CSPH*4212AL*+UI | Singlezone Ducted, Centrally Ducted | 24000 | 24400 | 2.66 | 17940 | 2.25
CARRIER |  | 205272483 | HRCU-A-CB | 25VNA424A*030* | CSPH*4212AL*+UI | Singlezone Ducted, Centrally Ducted | 24000 | 24200 | 2.7 | 17792 | 2.28
CARRIER |  | 205272482 | HRCU-A-CB | 25VNA424A*030* | CSPH*4212AL*+UI | Singlezone Ducted, Centrally Ducted | 24000 | 24200 | 2.7 | 17792 | 2.28
CARRIER |  | 205272485 | HRCU-A-CB | 25VNA424A*030* | CSPH*4212AL*+UI | Singlezone Ducted, Centrally Ducted | 24000 | 24000 | 2.72 | 17645 | 2.3
CARRIER |  | 205272484 | HRCU-A-CB | 25VNA424A*030* | CSPH*4212AL*+UI | Singlezone Ducted, Centrally Ducted | 24000 | 24000 | 2.72 | 17645 | 2.3
CARRIER |  | 205272486 | HRCU-A-CB | 25VNA424A*030* | CSPH*4212AL*+UI | Singlezone Ducted, Centrally Ducted | 24000 | 24400 | 2.66 | 17940 | 2.25
CARRIER |  | 205272491 | HRCU-A-CB | 25VNA424A*030* | CSPH*4812AL*+UI | Singlezone Ducted, Centrally Ducted | 24000 | 24200 | 2.72 | 17792 | 2.3
CARRIER |  | 205272488 | HRCU-A-CB | 25VNA424A*030* | CSPH*4212AL*+UI | Singlezone Ducted, Centrally Ducted | 24000 | 24200 | 2.72 | 17792 | 2.3
CARRIER |  | 205272487 | HRCU-A-CB | 25VNA424A*030* | CSPH*4212AL*+UI | Singlezone Ducted, Centrally Ducted | 24000 | 24200 | 2.68 | 17792 | 2.26
CARRIER |  | 205272489 | HRCU-A-CB | 25VNA424A*030* | CSPH*4812AL*+UI | Singlezone Ducted, Centrally Ducted | 24000 | 24200 | 2.7 | 17792 | 2.28
CARRIER |  | 205272490 | HRCU-A-CB | 25VNA424A*030* | CSPH*4812AL*+UI | Singlezone Ducted, Centrally Ducted | 24000 | 24200 | 2.72 | 17792 | 2.3
CARRIER |  | 205272492 | HRCU-A-CB | 25VNA424A*030* | CSPH*4812AL*+UI | Singlezone Ducted, Centrally Ducted | 24000 | 24000 | 2.74 | 17645 | 2.31
CARRIER |  | 205272493 | HRCU-A-CB | 25VNA424A*030* | CSPH*4812AL*+UI | Singlezone Ducted, Centrally Ducted | 24000 | 24000 | 2.74 | 17645 | 2.31
CARRIER |  | 205272494 | HRCU-A-CB | 25VNA424A*030* | CSPH*4812AL*+UI | Singlezone Ducted, Centrally Ducted | 24000 | 24200 | 2.7 | 17792 | 2.28
CARRIER |  | 205272495 | HRCU-A-CB | 25VNA424A*030* | CSPH*4812AL*+UI | Singlezone Ducted, Centrally Ducted | 24000 | 24200 | 2.7 | 17792 | 2.28
CARRIER |  | 205272496 | HRCU-A-CB | 25VNA424A*030* | CSPH*4812AL*+UI | Singlezone Ducted, Centrally Ducted | 24000 | 24000 | 2.74 | 17645 | 2.31
CARRIER |  | 205272497 | HRCU-A-CB | 25VNA424A*030* | CSPH*6012AL*+UI | Singlezone Ducted, Centrally Ducted | 24000 | 24000 | 2.72 | 17645 | 2.3
CARRIER |  | 205272499 | HRCU-A-CB | 25VNA424A*030* | CSPH*6012AL*+UI | Singlezone Ducted, Centrally Ducted | 24000 | 23800 | 2.76 | 17498 | 2.33
CARRIER |  | 205272498 | HRCU-A-CB | 25VNA424A*030* | CSPH*6012AL*+UI | Singlezone Ducted, Centrally Ducted | 24000 | 23800 | 2.76 | 17498 | 2.33
CARRIER |  | 205272500 | HRCU-A-CB | 25VNA424A*030* | CSPH*6012AL*+UI | Singlezone Ducted, Centrally Ducted | 24000 | 23800 | 2.78 | 17498 | 2.34
CARRIER |  | 205272501 | HRCU-A-CB | 25VNA424A*030* | CSPH*6012AL*+UI | Singlezone Ducted, Centrally Ducted | 24000 | 23800 | 2.78 | 17498 | 2.34
CARRIER |  | 205272502 | HRCU-A-CB | 25VNA424A*030* | CSPH*6012AL*+UI | Singlezone Ducted, Centrally Ducted | 24000 | 24000 | 2.72 | 17645 | 2.3
CARRIER |  | 205272503 | HRCU-A-CB | 25VNA424A*030* | CSPH*6012AL*+UI | Singlezone Ducted, Centrally Ducted | 24000 | 24000 | 2.74 | 17645 | 2.31
CARRIER |  | 205272504 | HRCU-A-CB | 25VNA424A*030* | CSPH*6012AL*+UI | Singlezone Ducted, Centrally Ducted | 24000 | 23800 | 2.78 | 17498 | 2.34
CARRIER |  | 205272288 | HRCU-A-CB | 25VNA424A*030* | FE4AN(B,F)003L+UI | Singlezone Ducted, Centrally Ducted | 24000 | 24200 | 2.6 | 17792 | 2.19
CARRIER |  | 205272289 | HRCU-A-CB | 25VNA424A*030* | FE4AN(B,F)005L+UI | Singlezone Ducted, Centrally Ducted | 24000 | 23600 | 2.78 | 17351 | 2.34
CARRIER |  | 205272287 | HRCU-A-CB | 25VNA424A*030* | FE4ANF002L+UI | Singlezone Ducted, Centrally Ducted | 24000 | 24400 | 2.62 | 17940 | 2.21
CARRIER |  | 205272292 | HRCU-A-CB | 25VNA424A*030* | CAP**3617AL*+UI | Singlezone Ducted, Centrally Ducted | 24000 | 24400 | 2.56 | 17940 | 2.15
CARRIER |  | 205272293 | HRCU-A-CB | 25VNA424A*030* | CAP**3617AL*+UI | Singlezone Ducted, Centrally Ducted | 24000 | 24200 | 2.58 | 17792 | 2.17
CARRIER |  | 205272297 | HRCU-A-CB | 25VNA424A*030* | CAP**3621AL*+UI | Singlezone Ducted, Centrally Ducted | 24000 | 24200 | 2.58 | 17792 | 2.17
CARRIER |  | 205272298 | HRCU-A-CB | 25VNA424A*030* | CAP**3621AL*+UI | Singlezone Ducted, Centrally Ducted | 24000 | 24200 | 2.58 | 17792 | 2.17
CARRIER |  | 205272299 | HRCU-A-CB | 25VNA424A*030* | CAP**3621AL*+UI | Singlezone Ducted, Centrally Ducted | 24000 | 24200 | 2.6 | 17792 | 2.19
CARRIER |  | 205272300 | HRCU-A-CB | 25VNA424A*030* | CAP**3621AL*+UI | Singlezone Ducted, Centrally Ducted | 24000 | 24200 | 2.6 | 17792 | 2.19
CARRIER |  | 205272304 | HRCU-A-CB | 25VNA424A*030* | CAP**4221AL*+UI | Singlezone Ducted, Centrally Ducted | 24000 | 24200 | 2.62 | 17792 | 2.21
CARRIER |  | 205272305 | HRCU-A-CB | 25VNA424A*030* | CAP**4221AL*+UI | Singlezone Ducted, Centrally Ducted | 24000 | 24200 | 2.64 | 17792 | 2.23
CARRIER |  | 205272306 | HRCU-A-CB | 25VNA424A*030* | CAP**4221AL*+UI | Singlezone Ducted, Centrally Ducted | 24000 | 24200 | 2.64 | 17792 | 2.23
CARRIER |  | 205272307 | HRCU-A-CB | 25VNA424A*030* | CAP**4221AL*+UI | Singlezone Ducted, Centrally Ducted | 24000 | 24200 | 2.64 | 17792 | 2.23
CARRIER |  | 205272309 | HRCU-A-CB | 25VNA424A*030* | CAP**4224AL*+UI | Singlezone Ducted, Centrally Ducted | 24000 | 24200 | 2.62 | 17792 | 2.21
CARRIER |  | 205272310 | HRCU-A-CB | 25VNA424A*030* | CAP**4224AL*+UI | Singlezone Ducted, Centrally Ducted | 24000 | 24200 | 2.64 | 17792 | 2.23
CARRIER |  | 205272311 | HRCU-A-CB | 25VNA424A*030* | CAP**4224AL*+UI | Singlezone Ducted, Centrally Ducted | 24000 | 24200 | 2.62 | 17792 | 2.21
CARRIER |  | 205272314 | HRCU-A-CB | 25VNA424A*030* | CAP**4821AL*+UI | Singlezone Ducted, Centrally Ducted | 24000 | 24000 | 2.72 | 17645 | 2.3
CARRIER |  | 205272312 | HRCU-A-CB | 25VNA424A*030* | CAP**4224AL*+UI | Singlezone Ducted, Centrally Ducted | 24000 | 24200 | 2.64 | 17792 | 2.23
CARRIER |  | 205272315 | HRCU-A-CB | 25VNA424A*030* | CAP**4821AL*+UI | Singlezone Ducted, Centrally Ducted | 24000 | 24000 | 2.72 | 17645 | 2.3
CARRIER |  | 205272316 | HRCU-A-CB | 25VNA424A*030* | CAP**4821AL*+UI | Singlezone Ducted, Centrally Ducted | 24000 | 24000 | 2.74 | 17645 | 2.31
CARRIER |  | 205272317 | HRCU-A-CB | 25VNA424A*030* | CAP**4821AL*+UI | Singlezone Ducted, Centrally Ducted | 24000 | 24000 | 2.76 | 17645 | 2.33
CARRIER |  | 205272318 | HRCU-A-CB | 25VNA424A*030* | CAP**4821AL*+UI | Singlezone Ducted, Centrally Ducted | 24000 | 23800 | 2.76 | 17498 | 2.33
CARRIER |  | 205272319 | HRCU-A-CB | 25VNA424A*030* | CAP**4821AL*+UI | Singlezone Ducted, Centrally Ducted | 24000 | 23800 | 2.76 | 17498 | 2.33
CARRIER |  | 205272320 | HRCU-A-CB | 25VNA424A*030* | CAP**4824AL*+UI | Singlezone Ducted, Centrally Ducted | 24000 | 24000 | 2.72 | 17645 | 2.3
CARRIER |  | 205272321 | HRCU-A-CB | 25VNA424A*030* | CAP**4824AL*+UI | Singlezone Ducted, Centrally Ducted | 24000 | 24000 | 2.74 | 17645 | 2.31
CARRIER |  | 205272322 | HRCU-A-CB | 25VNA424A*030* | CAP**4824AL*+UI | Singlezone Ducted, Centrally Ducted | 24000 | 23800 | 2.76 | 17498 | 2.33
CARRIER |  | 205272324 | HRCU-A-CB | 25VNA424A*030* | CAP**4824AL*+UI | Singlezone Ducted, Centrally Ducted | 24000 | 23800 | 2.76 | 17498 | 2.33
CARRIER |  | 205272323 | HRCU-A-CB | 25VNA424A*030* | CAP**4824AL*+UI | Singlezone Ducted, Centrally Ducted | 24000 | 24000 | 2.74 | 17645 | 2.31
CARRIER |  | 205272325 | HRCU-A-CB | 25VNA424A*030* | CAP**6024AL*+UI | Singlezone Ducted, Centrally Ducted | 24000 | 23800 | 2.72 | 17498 | 2.29
CARRIER |  | 205272326 | HRCU-A-CB | 25VNA424A*030* | CAP**6024AL*+UI | Singlezone Ducted, Centrally Ducted | 24000 | 23600 | 2.76 | 17351 | 2.32
CARRIER |  | 205272327 | HRCU-A-CB | 25VNA424A*030* | CAP**6024AL*+UI | Singlezone Ducted, Centrally Ducted | 24000 | 23600 | 2.76 | 17351 | 2.32
CARRIER |  | 205272328 | HRCU-A-CB | 25VNA424A*030* | CAP**6024AL*+UI | Singlezone Ducted, Centrally Ducted | 24000 | 23600 | 2.76 | 17351 | 2.32
CARRIER |  | 205272329 | HRCU-A-CB | 25VNA424A*030* | CAP**6024AL*+UI | Singlezone Ducted, Centrally Ducted | 24000 | 23600 | 2.76 | 17351 | 2.32
CARRIER |  | 205272337 | HRCU-A-CB | 25VNA424A*030* | CNPV*3621AL*+UI | Singlezone Ducted, Centrally Ducted | 24000 | 24400 | 2.54 | 17940 | 2.15
CARRIER |  | 205272333 | HRCU-A-CB | 25VNA424A*030* | CNPV*3617AL*+UI | Singlezone Ducted, Centrally Ducted | 24000 | 24200 | 2.54 | 17792 | 2.15
CARRIER |  | 205272332 | HRCU-A-CB | 25VNA424A*030* | CNPV*3617AL*+UI | Singlezone Ducted, Centrally Ducted | 24000 | 24400 | 2.52 | 17940 | 2.13
CARRIER |  | 205272338 | HRCU-A-CB | 25VNA424A*030* | CNPV*3621AL*+UI | Singlezone Ducted, Centrally Ducted | 24000 | 24400 | 2.54 | 17940 | 2.15
CARRIER |  | 205272339 | HRCU-A-CB | 25VNA424A*030* | CNPV*3621AL*+UI | Singlezone Ducted, Centrally Ducted | 24000 | 24200 | 2.56 | 17792 | 2.15
CARRIER |  | 205272340 | HRCU-A-CB | 25VNA424A*030* | CNPV*3621AL*+UI | Singlezone Ducted, Centrally Ducted | 24000 | 24200 | 2.54 | 17792 | 2.15
CARRIER |  | 205272343 | HRCU-A-CB | 25VNA424A*030* | CNPV*4217AL*+UI | Singlezone Ducted, Centrally Ducted | 24000 | 24200 | 2.66 | 17792 | 2.25
CARRIER |  | 205272344 | HRCU-A-CB | 25VNA424A*030* | CNPV*4217AL*+UI | Singlezone Ducted, Centrally Ducted | 24000 | 24200 | 2.68 | 17792 | 2.26
CARRIER |  | 205272349 | HRCU-A-CB | 25VNA424A*030* | CNPV*4221AL*+UI | Singlezone Ducted, Centrally Ducted | 24000 | 24200 | 2.62 | 17792 | 2.21
CARRIER |  | 205272348 | HRCU-A-CB | 25VNA424A*030* | CNPV*4221AL*+UI | Singlezone Ducted, Centrally Ducted | 24000 | 24200 | 2.62 | 17792 | 2.21
CARRIER |  | 205272350 | HRCU-A-CB | 25VNA424A*030* | CNPV*4221AL*+UI | Singlezone Ducted, Centrally Ducted | 24000 | 24200 | 2.62 | 17792 | 2.21
CARRIER |  | 205272351 | HRCU-A-CB | 25VNA424A*030* | CNPV*4221AL*+UI | Singlezone Ducted, Centrally Ducted | 24000 | 24200 | 2.62 | 17792 | 2.21
CARRIER |  | 205272353 | HRCU-A-CB | 25VNA424A*030* | CNPV*4821AL*+UI | Singlezone Ducted, Centrally Ducted | 24000 | 24200 | 2.7 | 17792 | 2.28
CARRIER |  | 205272354 | HRCU-A-CB | 25VNA424A*030* | CNPV*4821AL*+UI | Singlezone Ducted, Centrally Ducted | 24000 | 24200 | 2.7 | 17792 | 2.28
CARRIER |  | 205272358 | HRCU-A-CB | 25VNA424A*030* | CNPV*4821AL*+UI | Singlezone Ducted, Centrally Ducted | 24000 | 24000 | 2.74 | 17645 | 2.31
CARRIER |  | 205272355 | HRCU-A-CB | 25VNA424A*030* | CNPV*4821AL*+UI | Singlezone Ducted, Centrally Ducted | 24000 | 24000 | 2.72 | 17645 | 2.3
CARRIER |  | 205272356 | HRCU-A-CB | 25VNA424A*030* | CNPV*4821AL*+UI | Singlezone Ducted, Centrally Ducted | 24000 | 24000 | 2.72 | 17645 | 2.3
CARRIER |  | 205272357 | HRCU-A-CB | 25VNA424A*030* | CNPV*4821AL*+UI | Singlezone Ducted, Centrally Ducted | 24000 | 24000 | 2.74 | 17645 | 2.31
CARRIER |  | 205272359 | HRCU-A-CB | 25VNA424A*030* | CNPV*4824AL*+UI | Singlezone Ducted, Centrally Ducted | 24000 | 24200 | 2.7 | 17792 | 2.28
CARRIER |  | 205272360 | HRCU-A-CB | 25VNA424A*030* | CNPV*4824AL*+UI | Singlezone Ducted, Centrally Ducted | 24000 | 24000 | 2.72 | 17645 | 2.3
CARRIER |  | 205272361 | HRCU-A-CB | 25VNA424A*030* | CNPV*4824AL*+UI | Singlezone Ducted, Centrally Ducted | 24000 | 24000 | 2.72 | 17645 | 2.3
CARRIER |  | 205272362 | HRCU-A-CB | 25VNA424A*030* | CNPV*4824AL*+UI | Singlezone Ducted, Centrally Ducted | 24000 | 24000 | 2.72 | 17645 | 2.3
CARRIER |  | 205272363 | HRCU-A-CB | 25VNA424A*030* | CNPV*4824AL*+UI | Singlezone Ducted, Centrally Ducted | 24000 | 24000 | 2.74 | 17645 | 2.31
CARRIER |  | 205272364 | HRCU-A-CB | 25VNA424A*030* | CNPV*6024AL*+UI | Singlezone Ducted, Centrally Ducted | 24000 | 24000 | 2.72 | 17645 | 2.3
CARRIER |  | 205272365 | HRCU-A-CB | 25VNA424A*030* | CNPV*6024AL*+UI | Singlezone Ducted, Centrally Ducted | 24000 | 23800 | 2.74 | 17498 | 2.31
CARRIER |  | 205272373 | HRCU-A-CB | 25VNA424A*030* | CSPH*3612AL*+UI | Singlezone Ducted, Centrally Ducted | 24000 | 24200 | 2.68 | 17792 | 2.26
CARRIER |  | 205272366 | HRCU-A-CB | 25VNA424A*030* | CNPV*6024AL*+UI | Singlezone Ducted, Centrally Ducted | 24000 | 23800 | 2.74 | 17498 | 2.31
CARRIER |  | 205272367 | HRCU-A-CB | 25VNA424A*030* | CNPV*6024AL*+UI | Singlezone Ducted, Centrally Ducted | 24000 | 23800 | 2.74 | 17498 | 2.31
CARRIER |  | 205272368 | HRCU-A-CB | 25VNA424A*030* | CNPV*6024AL*+UI | Singlezone Ducted, Centrally Ducted | 24000 | 23800 | 2.76 | 17498 | 2.33
CARRIER |  | 205272377 | HRCU-A-CB | 25VNA424A*030* | CSPH*3612AL*+UI | Singlezone Ducted, Centrally Ducted | 24000 | 24200 | 2.68 | 17792 | 2.26
CARRIER |  | 205272374 | HRCU-A-CB | 25VNA424A*030* | CSPH*3612AL*+UI | Singlezone Ducted, Centrally Ducted | 24000 | 24200 | 2.68 | 17792 | 2.26
CARRIER |  | 205272375 | HRCU-A-CB | 25VNA424A*030* | CSPH*3612AL*+UI | Singlezone Ducted, Centrally Ducted | 24000 | 24200 | 2.66 | 17792 | 2.25
CARRIER |  | 205272376 | HRCU-A-CB | 25VNA424A*030* | CSPH*3612AL*+UI | Singlezone Ducted, Centrally Ducted | 24000 | 24200 | 2.68 | 17792 | 2.26
CARRIER |  | 205272381 | HRCU-A-CB | 25VNA424A*030* | CSPH*4212AL*+UI | Singlezone Ducted, Centrally Ducted | 24000 | 24200 | 2.7 | 17792 | 2.28
CARRIER |  | 205272382 | HRCU-A-CB | 25VNA424A*030* | CSPH*4212AL*+UI | Singlezone Ducted, Centrally Ducted | 24000 | 24000 | 2.72 | 17645 | 2.3
CARRIER |  | 205272385 | HRCU-A-CB | 25VNA424A*030* | CSPH*4212AL*+UI | Singlezone Ducted, Centrally Ducted | 24000 | 24000 | 2.72 | 17645 | 2.3
CARRIER |  | 205272383 | HRCU-A-CB | 25VNA424A*030* | CSPH*4212AL*+UI | Singlezone Ducted, Centrally Ducted | 24000 | 24200 | 2.7 | 17792 | 2.28
CARRIER |  | 205272384 | HRCU-A-CB | 25VNA424A*030* | CSPH*4212AL*+UI | Singlezone Ducted, Centrally Ducted | 24000 | 24200 | 2.7 | 17792 | 2.28
CARRIER |  | 205272386 | HRCU-A-CB | 25VNA424A*030* | CSPH*4212AL*+UI | Singlezone Ducted, Centrally Ducted | 24000 | 24000 | 2.72 | 17645 | 2.3
CARRIER |  | 205272390 | HRCU-A-CB | 25VNA424A*030* | CSPH*4812AL*+UI | Singlezone Ducted, Centrally Ducted | 24000 | 24000 | 2.74 | 17645 | 2.31
CARRIER |  | 205272391 | HRCU-A-CB | 25VNA424A*030* | CSPH*4812AL*+UI | Singlezone Ducted, Centrally Ducted | 24000 | 24000 | 2.74 | 17645 | 2.31
CARRIER |  | 205272392 | HRCU-A-CB | 25VNA424A*030* | CSPH*4812AL*+UI | Singlezone Ducted, Centrally Ducted | 24000 | 24000 | 2.74 | 17645 | 2.31
CARRIER |  | 205272394 | HRCU-A-CB | 25VNA424A*030* | CSPH*4812AL*+UI | Singlezone Ducted, Centrally Ducted | 24000 | 24000 | 2.74 | 17645 | 2.31
CARRIER |  | 205272393 | HRCU-A-CB | 25VNA424A*030* | CSPH*4812AL*+UI | Singlezone Ducted, Centrally Ducted | 24000 | 24200 | 2.72 | 17792 | 2.3
CARRIER |  | 205272395 | HRCU-A-CB | 25VNA424A*030* | CSPH*4812AL*+UI | Singlezone Ducted, Centrally Ducted | 24000 | 24000 | 2.74 | 17645 | 2.31
CARRIER |  | 205272397 | HRCU-A-CB | 25VNA424A*030* | CSPH*6012AL*+UI | Singlezone Ducted, Centrally Ducted | 24000 | 24000 | 2.74 | 17645 | 2.31
CARRIER |  | 205272398 | HRCU-A-CB | 25VNA424A*030* | CSPH*6012AL*+UI | Singlezone Ducted, Centrally Ducted | 24000 | 23800 | 2.74 | 17498 | 2.31
CARRIER |  | 205272399 | HRCU-A-CB | 25VNA424A*030* | CSPH*6012AL*+UI | Singlezone Ducted, Centrally Ducted | 24000 | 23800 | 2.76 | 17498 | 2.33
CARRIER |  | 205272400 | HRCU-A-CB | 25VNA424A*030* | CSPH*6012AL*+UI | Singlezone Ducted, Centrally Ducted | 24000 | 23800 | 2.78 | 17498 | 2.34
CARRIER |  | 205272401 | HRCU-A-CB | 25VNA424A*030* | CSPH*6012AL*+UI | Singlezone Ducted, Centrally Ducted | 24000 | 23800 | 2.76 | 17498 | 2.33
CARRIER |  | 205272405 | HRCU-A-CB | 25VNA424A*030* | CAP**3617AL*+UI | Singlezone Ducted, Centrally Ducted | 24000 | 24400 | 2.54 | 17940 | 2.15
CARRIER |  | 205272403 | HRCU-A-CB | 25VNA424A*030* | CSPH*6012AL*+UI | Singlezone Ducted, Centrally Ducted | 24000 | 23800 | 2.78 | 17498 | 2.34
CARRIER |  | 205272402 | HRCU-A-CB | 25VNA424A*030* | CSPH*6012AL*+UI | Singlezone Ducted, Centrally Ducted | 24000 | 23800 | 2.76 | 17498 | 2.33
CARRIER |  | 205272404 | HRCU-A-CB | 25VNA424A*030* | CSPH*6012AL*+UI | Singlezone Ducted, Centrally Ducted | 24000 | 23800 | 2.78 | 17498 | 2.34
CARRIER |  | 205272406 | HRCU-A-CB | 25VNA424A*030* | CAP**3617AL*+UI | Singlezone Ducted, Centrally Ducted | 24000 | 24400 | 2.56 | 17940 | 2.15
CARRIER |  | 205272407 | HRCU-A-CB | 25VNA424A*030* | CAP**3617AL*+UI | Singlezone Ducted, Centrally Ducted | 24000 | 24400 | 2.54 | 17940 | 2.15
CARRIER |  | 205272408 | HRCU-A-CB | 25VNA424A*030* | CAP**3617AL*+UI | Singlezone Ducted, Centrally Ducted | 24000 | 24400 | 2.54 | 17940 | 2.15
CARRIER |  | 205272410 | HRCU-A-CB | 25VNA424A*030* | CAP**3621AL*+UI | Singlezone Ducted, Centrally Ducted | 24000 | 24200 | 2.58 | 17792 | 2.17
CARRIER |  | 205272409 | HRCU-A-CB | 25VNA424A*030* | CAP**3621AL*+UI | Singlezone Ducted, Centrally Ducted | 24000 | 24400 | 2.54 | 17940 | 2.15
CARRIER |  | 205272411 | HRCU-A-CB | 25VNA424A*030* | CAP**3621AL*+UI | Singlezone Ducted, Centrally Ducted | 24000 | 24200 | 2.58 | 17792 | 2.17
CARRIER |  | 205272412 | HRCU-A-CB | 25VNA424A*030* | CAP**3621AL*+UI | Singlezone Ducted, Centrally Ducted | 24000 | 24200 | 2.6 | 17792 | 2.19
CARRIER |  | 205272413 | HRCU-A-CB | 25VNA424A*030* | CAP**3621AL*+UI | Singlezone Ducted, Centrally Ducted | 24000 | 24400 | 2.54 | 17940 | 2.15
CARRIER |  | 205272414 | HRCU-A-CB | 25VNA424A*030* | CAP**3621AL*+UI | Singlezone Ducted, Centrally Ducted | 24000 | 24400 | 2.56 | 17940 | 2.15
CARRIER |  | 205272290 | HRCU-A-CB | 25VNA424A*030* | CAP**3617AL*+UI | Singlezone Ducted, Centrally Ducted | 24000 | 24600 | 2.54 | 18087 | 2.14
CARRIER |  | 205272291 | HRCU-A-CB | 25VNA424A*030* | CAP**3617AL*+UI | Singlezone Ducted, Centrally Ducted | 24000 | 24400 | 2.54 | 17940 | 2.15
CARRIER |  | 205272294 | HRCU-A-CB | 25VNA424A*030* | CAP**3621AL*+UI | Singlezone Ducted, Centrally Ducted | 24000 | 24400 | 2.54 | 17940 | 2.15
CARRIER |  | 205272295 | HRCU-A-CB | 25VNA424A*030* | CAP**3621AL*+UI | Singlezone Ducted, Centrally Ducted | 24000 | 24400 | 2.56 | 17940 | 2.15
CARRIER |  | 205272296 | HRCU-A-CB | 25VNA424A*030* | CAP**3621AL*+UI | Singlezone Ducted, Centrally Ducted | 24000 | 24400 | 2.56 | 17940 | 2.15
CARRIER |  | 205272301 | HRCU-A-CB | 25VNA424A*030* | CAP**4221AL*+UI | Singlezone Ducted, Centrally Ducted | 24000 | 24400 | 2.58 | 17940 | 2.17
CARRIER |  | 205272302 | HRCU-A-CB | 25VNA424A*030* | CAP**4221AL*+UI | Singlezone Ducted, Centrally Ducted | 24000 | 24400 | 2.6 | 17940 | 2.19
CARRIER |  | 205272303 | HRCU-A-CB | 25VNA424A*030* | CAP**4221AL*+UI | Singlezone Ducted, Centrally Ducted | 24000 | 24200 | 2.6 | 17792 | 2.19
CARRIER |  | 205272313 | HRCU-A-CB | 25VNA424A*030* | CAP**4821AL*+UI | Singlezone Ducted, Centrally Ducted | 24000 | 24200 | 2.7 | 17792 | 2.28
CARRIER |  | 205272308 | HRCU-A-CB | 25VNA424A*030* | CAP**4224AL*+UI | Singlezone Ducted, Centrally Ducted | 24000 | 24200 | 2.6 | 17792 | 2.19
CARRIER |  | 205272330 | HRCU-A-CB | 25VNA424A*030* | CNPV*3617AL*+UI | Singlezone Ducted, Centrally Ducted | 24000 | 24600 | 2.5 | 18087 | 2.11
CARRIER |  | 205272335 | HRCU-A-CB | 25VNA424A*030* | CNPV*3621AL*+UI | Singlezone Ducted, Centrally Ducted | 24000 | 24400 | 2.52 | 17940 | 2.13
CARRIER |  | 205272331 | HRCU-A-CB | 25VNA424A*030* | CNPV*3617AL*+UI | Singlezone Ducted, Centrally Ducted | 24000 | 24400 | 2.52 | 17940 | 2.13
CARRIER |  | 205272334 | HRCU-A-CB | 25VNA424A*030* | CNPV*3621AL*+UI | Singlezone Ducted, Centrally Ducted | 24000 | 24600 | 2.5 | 18087 | 2.11
CARRIER |  | 205272336 | HRCU-A-CB | 25VNA424A*030* | CNPV*3621AL*+UI | Singlezone Ducted, Centrally Ducted | 24000 | 24400 | 2.52 | 17940 | 2.13
CARRIER |  | 205272341 | HRCU-A-CB | 25VNA424A*030* | CNPV*4217AL*+UI | Singlezone Ducted, Centrally Ducted | 24000 | 24400 | 2.62 | 17940 | 2.21
CARRIER |  | 205272342 | HRCU-A-CB | 25VNA424A*030* | CNPV*4217AL*+UI | Singlezone Ducted, Centrally Ducted | 24000 | 24400 | 2.64 | 17940 | 2.23
CARRIER |  | 205272345 | HRCU-A-CB | 25VNA424A*030* | CNPV*4221AL*+UI | Singlezone Ducted, Centrally Ducted | 24000 | 24400 | 2.56 | 17940 | 2.15
CARRIER |  | 205272347 | HRCU-A-CB | 25VNA424A*030* | CNPV*4221AL*+UI | Singlezone Ducted, Centrally Ducted | 24000 | 24400 | 2.6 | 17940 | 2.19
CARRIER |  | 205272346 | HRCU-A-CB | 25VNA424A*030* | CNPV*4221AL*+UI | Singlezone Ducted, Centrally Ducted | 24000 | 24400 | 2.58 | 17940 | 2.17
CARRIER |  | 205272352 | HRCU-A-CB | 25VNA424A*030* | CNPV*4821AL*+UI | Singlezone Ducted, Centrally Ducted | 24000 | 24400 | 2.68 | 17940 | 2.26
CARRIER |  | 205272369 | HRCU-A-CB | 25VNA424A*030* | CSPH*3612AL*+UI | Singlezone Ducted, Centrally Ducted | 24000 | 24400 | 2.62 | 17940 | 2.21
CARRIER |  | 205272370 | HRCU-A-CB | 25VNA424A*030* | CSPH*3612AL*+UI | Singlezone Ducted, Centrally Ducted | 24000 | 24400 | 2.64 | 17940 | 2.23
CARRIER |  | 205272379 | HRCU-A-CB | 25VNA424A*030* | CSPH*4212AL*+UI | Singlezone Ducted, Centrally Ducted | 24000 | 24200 | 2.68 | 17792 | 2.26
CARRIER |  | 205272371 | HRCU-A-CB | 25VNA424A*030* | CSPH*3612AL*+UI | Singlezone Ducted, Centrally Ducted | 24000 | 24400 | 2.64 | 17940 | 2.23
CARRIER |  | 205272380 | HRCU-A-CB | 25VNA424A*030* | CSPH*4212AL*+UI | Singlezone Ducted, Centrally Ducted | 24000 | 24200 | 2.68 | 17792 | 2.26
CARRIER |  | 205272387 | HRCU-A-CB | 25VNA424A*030* | CSPH*4812AL*+UI | Singlezone Ducted, Centrally Ducted | 24000 | 24400 | 2.68 | 17940 | 2.26
CARRIER |  | 205272372 | HRCU-A-CB | 25VNA424A*030* | CSPH*3612AL*+UI | Singlezone Ducted, Centrally Ducted | 24000 | 24200 | 2.68 | 17792 | 2.26
CARRIER |  | 205272378 | HRCU-A-CB | 25VNA424A*030* | CSPH*4212AL*+UI | Singlezone Ducted, Centrally Ducted | 24000 | 24400 | 2.66 | 17940 | 2.25
CARRIER |  | 205272388 | HRCU-A-CB | 25VNA424A*030* | CSPH*4812AL*+UI | Singlezone Ducted, Centrally Ducted | 24000 | 24200 | 2.7 | 17792 | 2.28
CARRIER |  | 205272389 | HRCU-A-CB | 25VNA424A*030* | CSPH*4812AL*+UI | Singlezone Ducted, Centrally Ducted | 24000 | 24200 | 2.7 | 17792 | 2.28
CARRIER |  | 205272396 | HRCU-A-CB | 25VNA424A*030* | CSPH*6012AL*+UI | Singlezone Ducted, Centrally Ducted | 24000 | 24000 | 2.72 | 17645 | 2.3
CARRIER |  | 205272518 | HRCU-A-CB | 25VNA436A*030* | CAP**3721AL*+UI | Singlezone Ducted, Centrally Ducted | 35400 | 33600 | 2.52 | 28445 | 2.14
CARRIER |  | 205272520 | HRCU-A-CB | 25VNA436A*030* | CAP**3721AL*+UI | Singlezone Ducted, Centrally Ducted | 35400 | 33600 | 2.52 | 28445 | 2.14
CARRIER |  | 205272551 | HRCU-A-CB | 25VNA436A*030* | CAP**4321AL*+UI | Singlezone Ducted, Centrally Ducted | 35200 | 33400 | 2.54 | 28276 | 2.16
CARRIER |  | 205272521 | HRCU-A-CB | 25VNA436A*030* | CAP**3721AL*+UI | Singlezone Ducted, Centrally Ducted | 35400 | 33600 | 2.52 | 28445 | 2.14
CARRIER |  | 205272522 | HRCU-A-CB | 25VNA436A*030* | CAP**3721AL*+UI | Singlezone Ducted, Centrally Ducted | 35400 | 33600 | 2.52 | 28445 | 2.14
CARRIER |  | 205272556 | HRCU-A-CB | 25VNA436A*030* | CAP**4321AL*+UI | Singlezone Ducted, Centrally Ducted | 35200 | 33400 | 2.54 | 28276 | 2.16
CARRIER |  | 205272560 | HRCU-A-CB | 25VNA436A*030* | CAP**4321AL*+UI | Singlezone Ducted, Centrally Ducted | 35200 | 33400 | 2.54 | 28276 | 2.16
CARRIER |  | 205272578 | HRCU-A-CB | 25VNA436A*030* | CAP**4824AL*+UI | Singlezone Ducted, Centrally Ducted | 35200 | 33200 | 2.52 | 28107 | 2.14
CARRIER |  | 205272559 | HRCU-A-CB | 25VNA436A*030* | CAP**4321AL*+UI | Singlezone Ducted, Centrally Ducted | 35400 | 33600 | 2.52 | 28445 | 2.14
CARRIER |  | 205272558 | HRCU-A-CB | 25VNA436A*030* | CAP**4321AL*+UI | Singlezone Ducted, Centrally Ducted | 35200 | 33400 | 2.54 | 28276 | 2.16
CARRIER |  | 205272579 | HRCU-A-CB | 25VNA436A*030* | CAP**4824AL*+UI | Singlezone Ducted, Centrally Ducted | 35200 | 33000 | 2.54 | 27937 | 2.16
CARRIER |  | 205272586 | HRCU-A-CB | 25VNA436A*030* | CAP**4824AL*+UI | Singlezone Ducted, Centrally Ducted | 35200 | 33200 | 2.52 | 28107 | 2.14
CARRIER |  | 205272589 | HRCU-A-CB | 25VNA436A*030* | CAP**6024AL*+UI | Singlezone Ducted, Centrally Ducted | 34400 | 32800 | 2.52 | 27768 | 2.14
CARRIER |  | 205272590 | HRCU-A-CB | 25VNA436A*030* | CAP**6024AL*+UI | Singlezone Ducted, Centrally Ducted | 34400 | 32600 | 2.54 | 27599 | 2.16
CARRIER |  | 205272593 | HRCU-A-CB | 25VNA436A*030* | CAP**6024AL*+UI | Singlezone Ducted, Centrally Ducted | 34600 | 32800 | 2.52 | 27768 | 2.14
CARRIER |  | 205272592 | HRCU-A-CB | 25VNA436A*030* | CAP**6024AL*+UI | Singlezone Ducted, Centrally Ducted | 34600 | 33000 | 2.5 | 27937 | 2.13
CARRIER |  | 205272591 | HRCU-A-CB | 25VNA436A*030* | CAP**6024AL*+UI | Singlezone Ducted, Centrally Ducted | 34400 | 32800 | 2.52 | 27768 | 2.14
CARRIER |  | 205272594 | HRCU-A-CB | 25VNA436A*030* | CAP**6024AL*+UI | Singlezone Ducted, Centrally Ducted | 34600 | 33000 | 2.5 | 27937 | 2.13
CARRIER |  | 205272596 | HRCU-A-CB | 25VNA436A*030* | CAP**6024AL*+UI | Singlezone Ducted, Centrally Ducted | 34600 | 32800 | 2.52 | 27768 | 2.14
CARRIER |  | 205272595 | HRCU-A-CB | 25VNA436A*030* | CAP**6024AL*+UI | Singlezone Ducted, Centrally Ducted | 34600 | 33000 | 2.5 | 27937 | 2.13
CARRIER |  | 205272602 | HRCU-A-CB | 25VNA436A*030* | CAP**6121AL*+UI | Singlezone Ducted, Centrally Ducted | 34800 | 33000 | 2.54 | 27937 | 2.16
CARRIER |  | 205272597 | HRCU-A-CB | 25VNA436A*030* | CAP**6024AL*+UI | Singlezone Ducted, Centrally Ducted | 34400 | 32800 | 2.52 | 27768 | 2.14
CARRIER |  | 205272601 | HRCU-A-CB | 25VNA436A*030* | CAP**6121AL*+UI | Singlezone Ducted, Centrally Ducted | 35200 | 33200 | 2.5 | 28107 | 2.12
CARRIER |  | 205272608 | HRCU-A-CB | 25VNA436A*030* | CAP**6121AL*+UI | Singlezone Ducted, Centrally Ducted | 35000 | 33000 | 2.54 | 27937 | 2.16
CARRIER |  | 205272607 | HRCU-A-CB | 25VNA436A*030* | CAP**6121AL*+UI | Singlezone Ducted, Centrally Ducted | 35000 | 33200 | 2.52 | 28107 | 2.14
CARRIER |  | 205272609 | HRCU-A-CB | 25VNA436A*030* | CAP**6121AL*+UI | Singlezone Ducted, Centrally Ducted | 35000 | 33200 | 2.52 | 28107 | 2.14
CARRIER |  | 205272610 | HRCU-A-CB | 25VNA436A*030* | CAP**6121AL*+UI | Singlezone Ducted, Centrally Ducted | 35000 | 33000 | 2.54 | 27937 | 2.16
CARRIER |  | 205272611 | HRCU-A-CB | 25VNA436A*030* | CAP**6121AL*+UI | Singlezone Ducted, Centrally Ducted | 35000 | 33200 | 2.52 | 28107 | 2.14
CARRIER |  | 205272612 | HRCU-A-CB | 25VNA436A*030* | CAP**6121AL*+UI | Singlezone Ducted, Centrally Ducted | 35000 | 33000 | 2.54 | 27937 | 2.16
CARRIER |  | 205272614 | HRCU-A-CB | 25VNA436A*030* | CAP**6124AL*+UI | Singlezone Ducted, Centrally Ducted | 35000 | 33200 | 2.52 | 28107 | 2.14
CARRIER |  | 205272615 | HRCU-A-CB | 25VNA436A*030* | CAP**6124AL*+UI | Singlezone Ducted, Centrally Ducted | 34800 | 33000 | 2.56 | 27937 | 2.18
CARRIER |  | 205272616 | HRCU-A-CB | 25VNA436A*030* | CAP**6124AL*+UI | Singlezone Ducted, Centrally Ducted | 34600 | 32800 | 2.56 | 27768 | 2.18
CARRIER |  | 205272619 | HRCU-A-CB | 25VNA436A*030* | CAP**6124AL*+UI | Singlezone Ducted, Centrally Ducted | 34800 | 33000 | 2.54 | 27937 | 2.16
CARRIER |  | 205272620 | HRCU-A-CB | 25VNA436A*030* | CAP**6124AL*+UI | Singlezone Ducted, Centrally Ducted | 35000 | 33000 | 2.54 | 27937 | 2.16
CARRIER |  | 205272617 | HRCU-A-CB | 25VNA436A*030* | CAP**6124AL*+UI | Singlezone Ducted, Centrally Ducted | 34800 | 33000 | 2.56 | 27937 | 2.18
CARRIER |  | 205272618 | HRCU-A-CB | 25VNA436A*030* | CAP**6124AL*+UI | Singlezone Ducted, Centrally Ducted | 35000 | 33200 | 2.52 | 28107 | 2.14
CARRIER |  | 205272621 | HRCU-A-CB | 25VNA436A*030* | CAP**6124AL*+UI | Singlezone Ducted, Centrally Ducted | 35000 | 33200 | 2.52 | 28107 | 2.14
CARRIER |  | 205272622 | HRCU-A-CB | 25VNA436A*030* | CAP**6124AL*+UI | Singlezone Ducted, Centrally Ducted | 34800 | 33000 | 2.54 | 27937 | 2.16
CARRIER |  | 205272623 | HRCU-A-CB | 25VNA436A*030* | CAP**6124AL*+UI | Singlezone Ducted, Centrally Ducted | 34800 | 33000 | 2.54 | 27937 | 2.16
CARRIER |  | 205272665 | HRCU-A-CB | 25VNA436A*030* | CNPV*4824AL*+UI | Singlezone Ducted, Centrally Ducted | 35200 | 33200 | 2.5 | 28107 | 2.12
CARRIER |  | 205272675 | HRCU-A-CB | 25VNA436A*030* | CNPV*6024AL*+UI | Singlezone Ducted, Centrally Ducted | 35000 | 33000 | 2.5 | 27937 | 2.13
CARRIER |  | 205272676 | HRCU-A-CB | 25VNA436A*030* | CNPV*6024AL*+UI | Singlezone Ducted, Centrally Ducted | 34800 | 32800 | 2.52 | 27768 | 2.14
CARRIER |  | 205272677 | HRCU-A-CB | 25VNA436A*030* | CNPV*6024AL*+UI | Singlezone Ducted, Centrally Ducted | 35000 | 33000 | 2.5 | 27937 | 2.13
CARRIER |  | 205272679 | HRCU-A-CB | 25VNA436A*030* | CNPV*6024AL*+UI | Singlezone Ducted, Centrally Ducted | 35000 | 33000 | 2.5 | 27937 | 2.13
CARRIER |  | 205272708 | HRCU-A-CB | 25VNA436A*030* | CSPH*4212AL*+UI | Singlezone Ducted, Centrally Ducted | 35200 | 33400 | 2.5 | 28276 | 2.12
CARRIER |  | 205272726 | HRCU-A-CB | 25VNA436A*030* | CSPH*4812AL*+UI | Singlezone Ducted, Centrally Ducted | 35200 | 33400 | 2.5 | 28276 | 2.12
CARRIER |  | 205272727 | HRCU-A-CB | 25VNA436A*030* | CSPH*4812AL*+UI | Singlezone Ducted, Centrally Ducted | 35200 | 33200 | 2.52 | 28107 | 2.14
CARRIER |  | 205272730 | HRCU-A-CB | 25VNA436A*030* | CSPH*4812AL*+UI | Singlezone Ducted, Centrally Ducted | 35200 | 33400 | 2.5 | 28276 | 2.12
CARRIER |  | 205272734 | HRCU-A-CB | 25VNA436A*030* | CSPH*4812AL*+UI | Singlezone Ducted, Centrally Ducted | 35400 | 33400 | 2.5 | 28276 | 2.12
CARRIER |  | 205272737 | HRCU-A-CB | 25VNA436A*030* | CSPH*4812AL*+UI | Singlezone Ducted, Centrally Ducted | 35400 | 33400 | 2.5 | 28276 | 2.12
CARRIER |  | 205272739 | HRCU-A-CB | 25VNA436A*030* | CSPH*4812AL*+UI | Singlezone Ducted, Centrally Ducted | 35400 | 33400 | 2.5 | 28276 | 2.12
CARRIER |  | 205272740 | HRCU-A-CB | 25VNA436A*030* | CSPH*4812AL*+UI | Singlezone Ducted, Centrally Ducted | 35400 | 33400 | 2.5 | 28276 | 2.12
CARRIER |  | 205272743 | HRCU-A-CB | 25VNA436A*030* | CSPH*6012AL*+UI | Singlezone Ducted, Centrally Ducted | 35200 | 33400 | 2.5 | 28276 | 2.12
CARRIER |  | 205272744 | HRCU-A-CB | 25VNA436A*030* | CSPH*6012AL*+UI | Singlezone Ducted, Centrally Ducted | 35000 | 33200 | 2.52 | 28107 | 2.14
CARRIER |  | 205272755 | HRCU-A-CB | 25VNA436A*030* | CSPH*6012AL*+UI | Singlezone Ducted, Centrally Ducted | 34800 | 33000 | 2.54 | 27937 | 2.16
CARRIER |  | 205272752 | HRCU-A-CB | 25VNA436A*030* | CSPH*6012AL*+UI | Singlezone Ducted, Centrally Ducted | 34800 | 33000 | 2.54 | 27937 | 2.16
CARRIER |  | 205272754 | HRCU-A-CB | 25VNA436A*030* | CSPH*6012AL*+UI | Singlezone Ducted, Centrally Ducted | 34800 | 33000 | 2.54 | 27937 | 2.16
CARRIER |  | 205272770 | HRCU-A-CB | 25VNA448A*030* | CAP**6024AL*+UI | Singlezone Ducted, Centrally Ducted | 48000 | 42500 | 2.52 | 31130 | 2.25
CARRIER |  | 205272773 | HRCU-A-CB | 25VNA448A*030* | CAP**6121AL*+UI | Singlezone Ducted, Centrally Ducted | 48000 | 43000 | 2.52 | 31496 | 2.25
CARRIER |  | 205272772 | HRCU-A-CB | 25VNA448A*030* | CAP**6024AL*+UI | Singlezone Ducted, Centrally Ducted | 48000 | 43000 | 2.5 | 31496 | 2.23
CARRIER |  | 205272771 | HRCU-A-CB | 25VNA448A*030* | CAP**6024AL*+UI | Singlezone Ducted, Centrally Ducted | 48000 | 42500 | 2.52 | 31130 | 2.25
CARRIER |  | 205272774 | HRCU-A-CB | 25VNA448A*030* | CAP**6121AL*+UI | Singlezone Ducted, Centrally Ducted | 48000 | 43000 | 2.52 | 31496 | 2.25
CARRIER |  | 205272779 | HRCU-A-CB | 25VNA448A*030* | CAP**6124AL*+UI | Singlezone Ducted, Centrally Ducted | 48000 | 43000 | 2.52 | 31496 | 2.25
CARRIER |  | 205272776 | HRCU-A-CB | 25VNA448A*030* | CAP**6121AL*+UI | Singlezone Ducted, Centrally Ducted | 48000 | 43000 | 2.52 | 31496 | 2.25
CARRIER |  | 205272775 | HRCU-A-CB | 25VNA448A*030* | CAP**6121AL*+UI | Singlezone Ducted, Centrally Ducted | 48000 | 43000 | 2.52 | 31496 | 2.25
CARRIER |  | 205272777 | HRCU-A-CB | 25VNA448A*030* | CAP**6124AL*+UI | Singlezone Ducted, Centrally Ducted | 48000 | 42500 | 2.56 | 31130 | 2.29
CARRIER |  | 205272778 | HRCU-A-CB | 25VNA448A*030* | CAP**6124AL*+UI | Singlezone Ducted, Centrally Ducted | 48000 | 43000 | 2.54 | 31496 | 2.27
CARRIER |  | 205272792 | HRCU-A-CB | 25VNA448A*030* | CSPH*6012AL*+UI | Singlezone Ducted, Centrally Ducted | 48000 | 42500 | 2.52 | 31130 | 2.25
CARRIER |  | 205272794 | HRCU-A-CB | 25VNA448A*030* | CSPH*6012AL*+UI | Singlezone Ducted, Centrally Ducted | 48000 | 43000 | 2.52 | 31496 | 2.25
CARRIER |  | 205272793 | HRCU-A-CB | 25VNA448A*030* | CSPH*6012AL*+UI | Singlezone Ducted, Centrally Ducted | 48000 | 42500 | 2.54 | 31130 | 2.27
CARRIER |  | 205272796 | HRCU-A-CB | 25VNA448A*030* | CSPH*6012AL*+UI | Singlezone Ducted, Centrally Ducted | 48000 | 43000 | 2.52 | 31496 | 2.25
CARRIER |  | 205272797 | HRCU-A-CB | 25VNA448A*030* | CSPH*6012AL*+UI | Singlezone Ducted, Centrally Ducted | 48000 | 43000 | 2.5 | 31496 | 2.23
CARRIER |  | 205272799 | HRCU-A-CB | 25VNA448A*030* | CSPH*6012AL*+UI | Singlezone Ducted, Centrally Ducted | 48000 | 43000 | 2.52 | 31496 | 2.25
CARRIER |  | 205272801 | HRCU-A-CB | 25VNA448A*030* | CSPH*6012AL*+UI | Singlezone Ducted, Centrally Ducted | 48000 | 43000 | 2.52 | 31496 | 2.25
CARRIER |  | 205272817 | HRCU-A-CB | 25VNA460A*030* | CAP**6124AL*+UI | Singlezone Ducted, Centrally Ducted | 59000 | 50500 | 2.52 | 35156 | 2.01
CARRIER |  | 205272820 | HRCU-A-CB | 25VNA460A*030* | CAP**6124AL*+UI | Singlezone Ducted, Centrally Ducted | 59000 | 50500 | 2.52 | 35156 | 2.01
CARRIER |  | 205272814 | HRCU-A-CB | 25VNA460A*030* | CAP**6121AL*+UI | Singlezone Ducted, Centrally Ducted | 59000 | 50500 | 2.5 | 35156 | 2
CARRIER |  | 205272821 | HRCU-A-CB | 25VNA460A*030* | CAP**6124AL*+UI | Singlezone Ducted, Centrally Ducted | 59000 | 50500 | 2.52 | 35156 | 2.01
CARRIER |  | 205272826 | HRCU-A-CB | 25VNA460A*030* | CNPV*6124AL*+UI | Singlezone Ducted, Centrally Ducted | 59000 | 50500 | 2.54 | 35156 | 2.03
CARRIER |  | 205272828 | HRCU-A-CB | 25VNA460A*030* | CNPV*6124AL*+UI | Singlezone Ducted, Centrally Ducted | 59000 | 50000 | 2.54 | 34808 | 2.03
CARRIER |  | 205272827 | HRCU-A-CB | 25VNA460A*030* | CNPV*6124AL*+UI | Singlezone Ducted, Centrally Ducted | 59000 | 50500 | 2.52 | 35156 | 2.01
CARRIER |  | 205272831 | HRCU-A-CB | 25VNA460A*030* | CNPV*6124AL*+UI | Singlezone Ducted, Centrally Ducted | 59000 | 50000 | 2.54 | 34808 | 2.03
CARRIER |  | 205272829 | HRCU-A-CB | 25VNA460A*030* | CNPV*6124AL*+UI | Singlezone Ducted, Centrally Ducted | 59000 | 50500 | 2.52 | 35156 | 2.01
CARRIER |  | 205272832 | HRCU-A-CB | 25VNA460A*030* | CNPV*6124AL*+UI | Singlezone Ducted, Centrally Ducted | 59000 | 50000 | 2.54 | 34808 | 2.03
CARRIER |  | 205272830 | HRCU-A-CB | 25VNA460A*030* | CNPV*6124AL*+UI | Singlezone Ducted, Centrally Ducted | 59000 | 50500 | 2.52 | 35156 | 2.01
CARRIER |  | 205272512 | HRCU-A-CB | 25VNA436A*030* | CAP**3721AL*+UI | Singlezone Ducted, Centrally Ducted | 35600 | 33800 | 2.5 | 28615 | 2.12
CARRIER |  | 205272517 | HRCU-A-CB | 25VNA436A*030* | CAP**3721AL*+UI | Singlezone Ducted, Centrally Ducted | 35400 | 33600 | 2.5 | 28445 | 2.13
CARRIER |  | 205272513 | HRCU-A-CB | 25VNA436A*030* | CAP**3721AL*+UI | Singlezone Ducted, Centrally Ducted | 35400 | 33400 | 2.54 | 28276 | 2.16
CARRIER |  | 205272519 | HRCU-A-CB | 25VNA436A*030* | CAP**3721AL*+UI | Singlezone Ducted, Centrally Ducted | 35400 | 33600 | 2.5 | 28445 | 2.13
CARRIER |  | 205272550 | HRCU-A-CB | 25VNA436A*030* | CAP**4321AL*+UI | Singlezone Ducted, Centrally Ducted | 35400 | 33600 | 2.5 | 28445 | 2.13
CARRIER |  | 205272555 | HRCU-A-CB | 25VNA436A*030* | CAP**4321AL*+UI | Singlezone Ducted, Centrally Ducted | 35400 | 33600 | 2.52 | 28445 | 2.14
CARRIER |  | 205272557 | HRCU-A-CB | 25VNA436A*030* | CAP**4321AL*+UI | Singlezone Ducted, Centrally Ducted | 35400 | 33600 | 2.52 | 28445 | 2.14
CARRIER |  | 205272565 | HRCU-A-CB | 25VNA436A*030* | CAP**4821AL*+UI | Singlezone Ducted, Centrally Ducted | 35200 | 33200 | 2.5 | 28107 | 2.12
CARRIER |  | 205272571 | HRCU-A-CB | 25VNA436A*030* | CAP**4821AL*+UI | Singlezone Ducted, Centrally Ducted | 35200 | 33400 | 2.5 | 28276 | 2.12
CARRIER |  | 205272573 | HRCU-A-CB | 25VNA436A*030* | CAP**4821AL*+UI | Singlezone Ducted, Centrally Ducted | 35200 | 33400 | 2.5 | 28276 | 2.12
CARRIER |  | 205272574 | HRCU-A-CB | 25VNA436A*030* | CAP**4821AL*+UI | Singlezone Ducted, Centrally Ducted | 35200 | 33400 | 2.5 | 28276 | 2.12
CARRIER |  | 205272575 | HRCU-A-CB | 25VNA436A*030* | CAP**4821AL*+UI | Singlezone Ducted, Centrally Ducted | 35200 | 33400 | 2.5 | 28276 | 2.12
CARRIER |  | 205272580 | HRCU-A-CB | 25VNA436A*030* | CAP**4824AL*+UI | Singlezone Ducted, Centrally Ducted | 35200 | 33200 | 2.52 | 28107 | 2.14
CARRIER |  | 205272585 | HRCU-A-CB | 25VNA436A*030* | CAP**4824AL*+UI | Singlezone Ducted, Centrally Ducted | 35200 | 33200 | 2.52 | 28107 | 2.14
CARRIER |  | 205272582 | HRCU-A-CB | 25VNA436A*030* | CAP**4824AL*+UI | Singlezone Ducted, Centrally Ducted | 35200 | 33200 | 2.52 | 28107 | 2.14
CARRIER |  | 205272588 | HRCU-A-CB | 25VNA436A*030* | CAP**6024AL*+UI | Singlezone Ducted, Centrally Ducted | 34800 | 33000 | 2.5 | 27937 | 2.13
CARRIER | Infinity® 20 Heat Pump with Greenspeed® Intelligence | 9892746 | HRCU-A-CB | 25VNA036A*030* | CSPH*4812AL*+UI & 59*N*A100V21**22 | Singlezone Ducted, Centrally Ducted | 33800 | 30000 | 2.54 | 25934 | 2.39
CARRIER | Infinity® 20 Heat Pump with Greenspeed® Intelligence | 9892734 | HRCU-A-CB | 25VNA036A*030* | CNPV*4824AL*+UI & 59*N*A100V21**22 | Singlezone Ducted, Centrally Ducted | 33800 | 30000 | 2.54 | 25934 | 2.37
CARRIER | Infinity® 20 Heat Pump with Greenspeed® Intelligence | 9892733 | HRCU-A-CB | 25VNA036A*030* | CNPV*4824AL*+UI & 59*N*A080V21**20 | Singlezone Ducted, Centrally Ducted | 33800 | 30000 | 2.51 | 25934 | 2.32
CARRIER | Infinity® 20 Heat Pump with Greenspeed® Intelligence | 9892731 | HRCU-A-CB | 25VNA036A*030* | CNPV*4821AL*+UI & 59*N*A100V21**22 | Singlezone Ducted, Centrally Ducted | 33800 | 30000 | 2.54 | 25934 | 2.37
CARRIER | Infinity® 20 Heat Pump with Greenspeed® Intelligence | 9892730 | HRCU-A-CB | 25VNA036A*030* | CNPV*4821AL*+UI & 59*N*A080V21**20 | Singlezone Ducted, Centrally Ducted | 33800 | 30000 | 2.51 | 25934 | 2.32
CARRIER | Infinity® 20 Heat Pump with Greenspeed® Intelligence | 9892718 | HRCU-A-CB | 25VNA036A*030* | CAP**4824AL*+UI & 59*N*A080V21**20 | Singlezone Ducted, Centrally Ducted | 33600 | 29800 | 2.54 | 25934 | 2.32
CARRIER | Infinity® 20 Heat Pump with Greenspeed® Intelligence | 9892719 | HRCU-A-CB | 25VNA036A*030* | CAP**4824AL*+UI & 59*N*A100V21**22 | Singlezone Ducted, Centrally Ducted | 33600 | 29800 | 2.54 | 25934 | 2.39
CARRIER | Infinity® 20 Heat Pump with Greenspeed® Intelligence | 9892716 | HRCU-A-CB | 25VNA036A*030* | CAP**4821AL*+UI & 59*N*A100V21**22 | Singlezone Ducted, Centrally Ducted | 33600 | 29800 | 2.54 | 25934 | 2.37
CARRIER | Infinity® 20 Heat Pump with Greenspeed® Intelligence | 9892715 | HRCU-A-CB | 25VNA036A*030* | CAP**4821AL*+UI & 59*N*A080V21**20 | Singlezone Ducted, Centrally Ducted | 33600 | 30000 | 2.51 | 25934 | 2.35
CARRIER | Infinity® 20 Heat Pump with Greenspeed® Intelligence | 9892698 | HRCU-A-CB | 25VNA036A*030* | CSPH*4212AL*+UI & 59*N*A120V24**22 | Singlezone Ducted, Centrally Ducted | 34600 | 30200 | 2.51 | 26705 | 2.3
CARRIER |  | 9892665 | HRCU-A-CB | 25VNA036A*030* | FE4AN(B,F)005L+UI | Singlezone Ducted, Centrally Ducted | 33400 | 31600 | 2.62 | 23600 | 2.06
CARRIER |  | 9892607 | HRCU-A-CB | 25VNA036A*030* | FE4ANB006L+UI | Singlezone Ducted, Centrally Ducted | 33400 | 31600 | 2.81 | 23600 | 2.2
CARRIER | Infinity® 20 Heat Pump with Greenspeed® Intelligence | 9892606 | HRCU-A-CB | 25VNA024A*030* | CSPH*6012AL*+UI & 59*N*A100V21**22 | Singlezone Ducted, Centrally Ducted | 23200 | 25000 | 2.82 | 20924 | 2.43
CARRIER | Infinity® 20 Heat Pump with Greenspeed® Intelligence | 9892605 | HRCU-A-CB | 25VNA024A*030* | CSPH*6012AL*+UI & 59*N*A080V21**20 | Singlezone Ducted, Centrally Ducted | 23200 | 25000 | 2.82 | 20924 | 2.43
CARRIER | Infinity® 20 Heat Pump with Greenspeed® Intelligence | 9892604 | HRCU-A-CB | 25VNA024A*030* | CSPH*6012AL*+UI & 59MN7A060V21**20 | Singlezone Ducted, Centrally Ducted | 23200 | 25000 | 2.73 | 20924 | 2.43
CARRIER | Infinity® 20 Heat Pump with Greenspeed® Intelligence | 9892602 | HRCU-A-CB | 25VNA024A*030* | CSPH*4812AL*+UI & 59*N*A080V21**20 | Singlezone Ducted, Centrally Ducted | 23000 | 25000 | 2.71 | 20711 | 2.41
CARRIER | Infinity® 20 Heat Pump with Greenspeed® Intelligence | 9892603 | HRCU-A-CB | 25VNA024A*030* | CSPH*4812AL*+UI & 59*N*A100V21**22 | Singlezone Ducted, Centrally Ducted | 23000 | 24800 | 2.71 | 20711 | 2.41
CARRIER | Infinity® 20 Heat Pump with Greenspeed® Intelligence | 9892601 | HRCU-A-CB | 25VNA024A*030* | CSPH*4812AL*+UI & 59MN7A060V21**20 | Singlezone Ducted, Centrally Ducted | 23200 | 25000 | 2.7 | 20924 | 2.41
CARRIER | Infinity® 20 Heat Pump with Greenspeed® Intelligence | 9892600 | HRCU-A-CB | 25VNA024A*030* | CSPH*4212AL*+UI & 59*N*A100V21**22 | Singlezone Ducted, Centrally Ducted | 23000 | 25000 | 2.68 | 20711 | 2.39
CARRIER | Infinity® 20 Heat Pump with Greenspeed® Intelligence | 9892599 | HRCU-A-CB | 25VNA024A*030* | CSPH*4212AL*+UI & 59*N*A080V21**20 | Singlezone Ducted, Centrally Ducted | 23200 | 25000 | 2.7 | 20924 | 2.41
CARRIER | Infinity® 20 Heat Pump with Greenspeed® Intelligence | 9892590 | HRCU-A-CB | 25VNA024A*030* | CNPV*4824AL*+UI & 59*N*A080V21**20 | Singlezone Ducted, Centrally Ducted | 23000 | 25000 | 2.68 | 20711 | 2.39
CARRIER | Infinity® 20 Heat Pump with Greenspeed® Intelligence | 9892589 | HRCU-A-CB | 25VNA024A*030* | CNPV*4824AL*+UI & 59MN7A060V21**20 | Singlezone Ducted, Centrally Ducted | 23200 | 25000 | 2.67 | 20924 | 2.39
CARRIER | Infinity® 20 Heat Pump with Greenspeed® Intelligence | 9892588 | HRCU-A-CB | 25VNA024A*030* | CNPV*4221AL*+UI & 59*N*A100V21**22 | Singlezone Ducted, Centrally Ducted | 23200 | 25000 | 2.57 | 20924 | 2.29
CARRIER | Infinity® 20 Heat Pump with Greenspeed® Intelligence | 9892587 | HRCU-A-CB | 25VNA024A*030* | CNPV*4221AL*+UI & 59*N*A080V21**20 | Singlezone Ducted, Centrally Ducted | 23200 | 25200 | 2.56 | 20924 | 2.29
CARRIER | Infinity® 20 Heat Pump with Greenspeed® Intelligence | 9892586 | HRCU-A-CB | 25VNA024A*030* | CNPV*4221AL*+UI & 59MN7A060V21**20 | Singlezone Ducted, Centrally Ducted | 23400 | 25200 | 2.54 | 21138 | 2.26
CARRIER | Infinity® 20 Heat Pump with Greenspeed® Intelligence | 9892585 | HRCU-A-CB | 25VNA024A*030* | CNPV*3621AL*+UI & 59*N*A100V21**22 | Singlezone Ducted, Centrally Ducted | 23400 | 25200 | 2.5 | 21138 | 2.22
CARRIER | Infinity® 20 Heat Pump with Greenspeed® Intelligence | 9892584 | HRCU-A-CB | 25VNA024A*030* | CNPV*3621AL*+UI & 59*N*A080V21**20 | Singlezone Ducted, Centrally Ducted | 23400 | 25200 | 2.5 | 21138 | 2.22
CARRIER | Infinity® 20 Heat Pump with Greenspeed® Intelligence | 9892582 | HRCU-A-CB | 25VNA024A*030* | CAP**6024AL*+UI & 59*N*A100V21**22 | Singlezone Ducted, Centrally Ducted | 23000 | 24800 | 2.71 | 20711 | 2.41
CARRIER | Infinity® 20 Heat Pump with Greenspeed® Intelligence | 9892581 | HRCU-A-CB | 25VNA024A*030* | CAP**6024AL*+UI & 59*N*A080V21**20 | Singlezone Ducted, Centrally Ducted | 23000 | 24800 | 2.71 | 20711 | 2.41
CARRIER | Infinity® 20 Heat Pump with Greenspeed® Intelligence | 9892580 | HRCU-A-CB | 25VNA024A*030* | CAP**6024AL*+UI & 59MN7A060V21**20 | Singlezone Ducted, Centrally Ducted | 23000 | 24800 | 2.68 | 20711 | 2.39
CARRIER | Infinity® 20 Heat Pump with Greenspeed® Intelligence | 9892579 | HRCU-A-CB | 25VNA024A*030* | CAP**6021AL*+UI & 59*N*A100V21**22 | Singlezone Ducted, Centrally Ducted | 23000 | 24800 | 2.71 | 20711 | 2.41
CARRIER | Infinity® 20 Heat Pump with Greenspeed® Intelligence | 9892577 | HRCU-A-CB | 25VNA024A*030* | CAP**6021AL*+UI & 59MN7A060V21**20 | Singlezone Ducted, Centrally Ducted | 23000 | 24800 | 2.68 | 20711 | 2.39
CARRIER | Infinity | 202463634 | HRCU-A-CB-O | 38MPRAQ18AA3 | 40MPHAQ18XA3 | Singlezone Non-ducted Wall Placement | 18000 | 12300 | 3.19 | 18000 | 2
CARRIER | Infinity | 202463635 | HRCU-A-CB-O | 38MPRAQ24AA3 | 40MPHAQ24XA3 | Singlezone Non-ducted Wall Placement | 24000 | 15450 | 3 | 24000 | 2
CARRIER | Infinity | 201753408 | HRCU-A-CB-O | 38MPRAQ09AA3 | 40MPHAQ09XA3 | Singlezone Non-ducted Wall Placement | 10000 | 7200 | 2.78 | 13000 | 2.01
CARRIER | Infinity | 201753411 | HRCU-A-CB-O | 38MPRAQ12AA3 | 40MPHAQ12XA3 | Singlezone Non-ducted Wall Placement | 12000 | 6800 | 2.66 | 13887 | 2
CARRIER | Infinity® 20 Heat Pump with Greenspeed® Intelligence | 9892578 | HRCU-A-CB | 25VNA024A*030* | CAP**6021AL*+UI & 59*N*A080V21**20 | Singlezone Ducted, Centrally Ducted | 23000 | 24800 | 2.71 | 20711 | 2.41
CARRIER | Infinity® 20 Heat Pump with Greenspeed® Intelligence | 9892576 | HRCU-A-CB | 25VNA024A*030* | CAP**4824AL*+UI & 59*N*A100V21**22 | Singlezone Ducted, Centrally Ducted | 22800 | 24800 | 2.74 | 20711 | 2.44
CARRIER | Infinity® 20 Heat Pump with Greenspeed® Intelligence | 9892575 | HRCU-A-CB | 25VNA024A*030* | CAP**4824AL*+UI & 59*N*A080V21**20 | Singlezone Ducted, Centrally Ducted | 22800 | 24800 | 2.71 | 20711 | 2.41
CARRIER | Infinity® 20 Heat Pump with Greenspeed® Intelligence | 9892574 | HRCU-A-CB | 25VNA024A*030* | CAP**4824AL*+UI & 59MN7A060V21**20 | Singlezone Ducted, Centrally Ducted | 22800 | 24800 | 2.71 | 20711 | 2.41
CARRIER | Infinity® 20 Heat Pump with Greenspeed® Intelligence | 9892573 | HRCU-A-CB | 25VNA024A*030* | CAP**4821AL*+UI & 59*N*A100V21**22 | Singlezone Ducted, Centrally Ducted | 22800 | 24800 | 2.71 | 20711 | 2.41
CARRIER | Infinity® 20 Heat Pump with Greenspeed® Intelligence | 9892571 | HRCU-A-CB | 25VNA024A*030* | CAP**4821AL*+UI & 59MN7A060V21**20 | Singlezone Ducted, Centrally Ducted | 22800 | 24800 | 2.71 | 20711 | 2.41
CARRIER | Infinity® 20 Heat Pump with Greenspeed® Intelligence | 9892572 | HRCU-A-CB | 25VNA024A*030* | CAP**4821AL*+UI & 59*N*A080V21**20 | Singlezone Ducted, Centrally Ducted | 22800 | 24800 | 2.71 | 20711 | 2.41
CARRIER | Infinity® 20 Heat Pump with Greenspeed® Intelligence | 9892570 | HRCU-A-CB | 25VNA024A*030* | CAP**4224AL*+UI & 59*N*A100V21**22 | Singlezone Ducted, Centrally Ducted | 23000 | 25000 | 2.57 | 20711 | 2.28
CARRIER | Infinity® 20 Heat Pump with Greenspeed® Intelligence | 9892569 | HRCU-A-CB | 25VNA024A*030* | CAP**4224AL*+UI & 59*N*A080V21**20 | Singlezone Ducted, Centrally Ducted | 23000 | 25000 | 2.57 | 20711 | 2.28
CARRIER | Infinity® 20 Heat Pump with Greenspeed® Intelligence | 9892567 | HRCU-A-CB | 25VNA024A*030* | CAP**4221AL*+UI & 59*N*A100V21**22 | Singlezone Ducted, Centrally Ducted | 23000 | 25000 | 2.57 | 20711 | 2.28
CARRIER | Infinity® 20 Heat Pump with Greenspeed® Intelligence | 9892566 | HRCU-A-CB | 25VNA024A*030* | CAP**4221AL*+UI & 59*N*A080V21**20 | Singlezone Ducted, Centrally Ducted | 23000 | 25000 | 2.57 | 20711 | 2.28
CARRIER | Infinity® 20 Heat Pump with Greenspeed® Intelligence | 9892564 | HRCU-A-CB | 25VNA024A*030* | CAP**3621AL*+UI & 59*N*A100V21**22 | Singlezone Ducted, Centrally Ducted | 23000 | 25000 | 2.52 | 20711 | 2.24
CARRIER | Infinity® 20 Heat Pump with Greenspeed® Intelligence | 9892561 | HRCU-A-CB | 25VNA024A*030* | CSPH*6012AL*+UI & 59*N*A120V24**22 | Singlezone Ducted, Centrally Ducted | 23400 | 25000 | 2.73 | 21138 | 2.44
CARRIER | Infinity® 20 Heat Pump with Greenspeed® Intelligence | 9892560 | HRCU-A-CB | 25VNA024A*030* | CSPH*6012AL*+UI & 59*N*A080V17**14 | Singlezone Ducted, Centrally Ducted | 23400 | 25000 | 2.73 | 21138 | 2.44
CARRIER | Infinity® 20 Heat Pump with Greenspeed® Intelligence | 9892559 | HRCU-A-CB | 25VNA024A*030* | CSPH*6012AL*+UI & 59*N*A060V17**14 | Singlezone Ducted, Centrally Ducted | 23600 | 25000 | 2.7 | 21352 | 2.41
CARRIER | Infinity® 20 Heat Pump with Greenspeed® Intelligence | 9892558 | HRCU-A-CB | 25VNA024A*030* | CSPH*4812AL*+UI & 59*N*A120V24**22 | Singlezone Ducted, Centrally Ducted | 23200 | 25000 | 2.73 | 20924 | 2.43
CARRIER | Infinity® 20 Heat Pump with Greenspeed® Intelligence | 9892556 | HRCU-A-CB | 25VNA024A*030* | CSPH*4812AL*+UI & 59*N*A060V17**14 | Singlezone Ducted, Centrally Ducted | 23400 | 25000 | 2.7 | 21138 | 2.41
CARRIER | Infinity® 20 Heat Pump with Greenspeed® Intelligence | 9892555 | HRCU-A-CB | 25VNA024A*030* | CSPH*4212AL*+UI & 59*N*A120V24**22 | Singlezone Ducted, Centrally Ducted | 23600 | 25000 | 2.67 | 21352 | 2.38
CARRIER | Infinity® 20 Heat Pump with Greenspeed® Intelligence | 9892554 | HRCU-A-CB | 25VNA024A*030* | CSPH*4212AL*+UI & 59*N*A080V17**14 | Singlezone Ducted, Centrally Ducted | 23800 | 25000 | 2.67 | 21565 | 2.38
CARRIER | Infinity® 20 Heat Pump with Greenspeed® Intelligence | 9892550 | HRCU-A-CB | 25VNA024A*030* | CSPH*3612AL*+UI & 59*N*A060V17**14 | Singlezone Ducted, Centrally Ducted | 24000 | 25200 | 2.62 | 21779 | 2.33
CARRIER | Infinity® 20 Heat Pump with Greenspeed® Intelligence | 9892544 | HRCU-A-CB | 25VNA024A*030* | CNPV*4221AL*+UI & 59*N*A060V17**14 | Singlezone Ducted, Centrally Ducted | 23600 | 25200 | 2.54 | 21352 | 2.26
CARRIER | Infinity® 20 Heat Pump with Greenspeed® Intelligence | 9892543 | HRCU-A-CB | 25VNA024A*030* | CNPV*4217AL*+UI & 59*N*A080V17**14 | Singlezone Ducted, Centrally Ducted | 23400 | 25200 | 2.62 | 21138 | 2.33
CARRIER | Infinity® 20 Heat Pump with Greenspeed® Intelligence | 9892542 | HRCU-A-CB | 25VNA024A*030* | CNPV*4217AL*+UI & 59*N*A060V17**14 | Singlezone Ducted, Centrally Ducted | 23400 | 25200 | 2.62 | 21138 | 2.33
CARRIER | Infinity® 20 Heat Pump with Greenspeed® Intelligence | 9892541 | HRCU-A-CB | 25VNA024A*030* | CNPV*3621AL*+UI & 59*N*A080V17**14 | Singlezone Ducted, Centrally Ducted | 24000 | 25200 | 2.5 | 21779 | 2.22
CARRIER | Infinity® 20 Heat Pump with Greenspeed® Intelligence | 9892539 | HRCU-A-CB | 25VNA024A*030* | CNPV*3617AL*+UI & 59*N*A080V17**14 | Singlezone Ducted, Centrally Ducted | 24000 | 25200 | 2.5 | 21779 | 2.22
CARRIER | Infinity® 20 Heat Pump with Greenspeed® Intelligence | 9892537 | HRCU-A-CB | 25VNA024A*030* | CAP**6024AL*+UI & 59*N*A120V24**22 | Singlezone Ducted, Centrally Ducted | 22600 | 24400 | 2.71 | 20497 | 2.41
CARRIER | Infinity® 20 Heat Pump with Greenspeed® Intelligence | 9892536 | HRCU-A-CB | 25VNA024A*030* | CAP**6021AL*+UI & 59*N*A080V17**14 | Singlezone Ducted, Centrally Ducted | 22800 | 24600 | 2.71 | 20711 | 2.41
CARRIER | Infinity® 20 Heat Pump with Greenspeed® Intelligence | 9892534 | HRCU-A-CB | 25VNA024A*030* | CAP**4824AL*+UI & 59*N*A120V24**22 | Singlezone Ducted, Centrally Ducted | 23000 | 24800 | 2.68 | 20711 | 2.39
CARRIER | Infinity® 20 Heat Pump with Greenspeed® Intelligence | 9892535 | HRCU-A-CB | 25VNA024A*030* | CAP**6021AL*+UI & 59*N*A060V17**14 | Singlezone Ducted, Centrally Ducted | 22800 | 24600 | 2.71 | 20711 | 2.41
CARRIER | Infinity® 20 Heat Pump with Greenspeed® Intelligence | 9892533 | HRCU-A-CB | 25VNA024A*030* | CAP**4821AL*+UI & 59*N*A080V17**14 | Singlezone Ducted, Centrally Ducted | 23200 | 24800 | 2.68 | 20924 | 2.39
CARRIER | Infinity® 20 Heat Pump with Greenspeed® Intelligence | 9892532 | HRCU-A-CB | 25VNA024A*030* | CAP**4821AL*+UI & 59*N*A060V17**14 | Singlezone Ducted, Centrally Ducted | 23200 | 25000 | 2.67 | 20924 | 2.39
CARRIER | Infinity® 20 Heat Pump with Greenspeed® Intelligence | 9892529 | HRCU-A-CB | 25VNA024A*030* | CAP**4224AL*+UI & 59*N*A120V24**22 | Singlezone Ducted, Centrally Ducted | 23600 | 25000 | 2.57 | 21352 | 2.28
CARRIER | Infinity® 20 Heat Pump with Greenspeed® Intelligence | 9892527 | HRCU-A-CB | 25VNA024A*030* | CAP**4221AL*+UI & 59*N*A060V17**14 | Singlezone Ducted, Centrally Ducted | 23800 | 25200 | 2.54 | 21565 | 2.27
CARRIER | Infinity® 20 Heat Pump with Greenspeed® Intelligence | 9892528 | HRCU-A-CB | 25VNA024A*030* | CAP**4221AL*+UI & 59*N*A080V17**14 | Singlezone Ducted, Centrally Ducted | 23800 | 25200 | 2.56 | 21565 | 2.28
CARRIER | Infinity® 20 Heat Pump with Greenspeed® Intelligence | 9892526 | HRCU-A-CB | 25VNA024A*030* | CAP**3621AL*+UI & 59*N*A080V17**14 | Singlezone Ducted, Centrally Ducted | 24000 | 25200 | 2.51 | 21779 | 2.24
CARRIER | Infinity® 20 Heat Pump with Greenspeed® Intelligence | 9892525 | HRCU-A-CB | 25VNA024A*030* | CAP**3621AL*+UI & 59*N*A060V17**14 | Singlezone Ducted, Centrally Ducted | 24000 | 25200 | 2.5 | 21779 | 2.22
CARRIER | Infinity® 20 Heat Pump with Greenspeed® Intelligence | 9892524 | HRCU-A-CB | 25VNA024A*030* | CAP**3617AL*+UI & 59*N*A080V17**14 | Singlezone Ducted, Centrally Ducted | 24000 | 25200 | 2.51 | 21779 | 2.24
CARRIER | Infinity® 20 Heat Pump with Greenspeed® Intelligence | 9892523 | HRCU-A-CB | 25VNA024A*030* | CAP**3617AL*+UI & 59*N*A060V17**14 | Singlezone Ducted, Centrally Ducted | 24000 | 25200 | 2.5 | 21779 | 2.22
CARRIER |  | 9892513 | HRCU-A-CB | 25VNA024A*030* | FE4AN(B,F)003L+UI | Singlezone Ducted, Centrally Ducted | 23800 | 25000 | 2.54 | 19800 | 2.07
CARRIER |  | 9892512 | HRCU-A-CB | 25VNA024A*030* | FE4ANF002L + UI | Singlezone Ducted, Centrally Ducted | 24000 | 25200 | 2.56 | 19800 | 2.07
CARRIER |  | 9854626 | HMSV-A-CB | 38MGRQ30D--3 |  | Multizone All Non-ducted | 28000 | 17400 | 2.79 | 28220 | 2.04
CARRIER |  | 9118477 | HMSV-A-CB | 38MGRQ48E--3 |  | Multizone All Non-ducted | 48000 | 29600 | 2.7 | 36340 | 1.98
CARRIER |  | 8738635 | HRCU-A-CB-O | 38MAQB09R--3 | 40MAQB09B--3 | Singlezone Non-ducted Wall Placement | 10900 | 6900 | 2.73 | 10900 | 1.98
CARRIER |  | 7992958 | HRCU-A-CB-O | 38GRQB18---301 | 40GRQB18H--301 | Singlezone Non-ducted Wall Placement | 19000 | 12717 | 2.5 | 19190 | 2.85
CARRIER |  | 7992956 | HRCU-A-CB-O | 38GRQB12---301 | 40GRQB12H--301 | Singlezone Non-ducted Wall Placement | 13000 | 13000 | 3.15 | 13000 | 2.76
CARRIER |  | 7992954 | HRCU-A-CB-O | 38GRQB09---301 | 40GRQB09H--301 | Singlezone Non-ducted Wall Placement | 9000 | 5500 | 2.88 | 10488 | 1.98
CARRIER |  | 204431332 | HRCU-A-CB | 25VNA036A*030* | CSPH*6012AL*+UI | Singlezone Ducted, Centrally Ducted | 33800 | 32200 | 2.5 | 26340 | 2.02
CARRIER |  | 204430428 | HRCU-A-CB | 25VNA036A*030* | CAP**6024AL*+UI | Singlezone Ducted, Centrally Ducted | 32800 | 32200 | 2.5 | 26340 | 1.98
CARRIER |  | 204431313 | HRCU-A-CB | 25VNA036A*030* | CSPH*6012AL*+UI | Singlezone Ducted, Centrally Ducted | 33200 | 32200 | 2.5 | 26340 | 2.02
CARRIER |  | 204430081 | HRCU-A-CB | 25VNA024A*030* | CSPH*2412AL*+UI | Singlezone Ducted, Centrally Ducted | 24600 | 25200 | 2.55 | 20007 | 1.95
CARRIER |  | 204430448 | HRCU-A-CB | 25VNA036A*030* | CAP**6024AL*+UI | Singlezone Ducted, Centrally Ducted | 33200 | 32600 | 2.51 | 26668 | 1.95
CARRIER |  | 204430104 | HRCU-A-CB | 25VNA024A*030* | CSPH*3012AL*+UI | Singlezone Ducted, Centrally Ducted | 24600 | 25400 | 2.63 | 20166 | 2.02
CARRIER |  | 204431343 | HRCU-A-CB | 25VNA036A*030* | CSPH*6012AL*+UI | Singlezone Ducted, Centrally Ducted | 34400 | 32200 | 2.5 | 26340 | 2.02
CARRIER |  | 204431352 | HRCU-A-CB | 25VNA036A*030* | CSPH*6012AL*+UI | Singlezone Ducted, Centrally Ducted | 34400 | 32200 | 2.5 | 26340 | 2.02
CARRIER |  | 204430503 | HRCU-A-CB | 25VNA036A*030* | CAP**6124AL*+UI | Singlezone Ducted, Centrally Ducted | 34200 | 32200 | 2.5 | 26340 | 2
CARRIER |  | 204430478 | HRCU-A-CB | 25VNA036A*030* | CAP**6121AL*+UI | Singlezone Ducted, Centrally Ducted | 34200 | 32400 | 2.5 | 26504 | 2
CARRIER |  | 204430492 | HRCU-A-CB | 25VNA036A*030* | CAP**6124AL*+UI | Singlezone Ducted, Centrally Ducted | 34200 | 32200 | 2.5 | 26340 | 2
CARRIER |  | 204431316 | HRCU-A-CB | 25VNA036A*030* | CSPH*6012AL*+UI | Singlezone Ducted, Centrally Ducted | 33800 | 33000 | 2.57 | 26995 | 1.95
CARRIER |  | 204430511 | HRCU-A-CB | 25VNA036A*030* | CAP**6124AL*+UI | Singlezone Ducted, Centrally Ducted | 34400 | 32600 | 2.53 | 26668 | 1.97
CARRIER |  | 204430484 | HRCU-A-CB | 25VNA036A*030* | CAP**6121AL*+UI | Singlezone Ducted, Centrally Ducted | 34400 | 32600 | 2.51 | 26668 | 1.97
CARRIER |  | 204430461 | HRCU-A-CB | 25VNA036A*030* | CAP**6121AL*+UI | Singlezone Ducted, Centrally Ducted | 34600 | 33000 | 2.55 | 26995 | 1.93
CARRIER | Infinity® 20 Heat Pump with Greenspeed® Intelligence | 9892745 | HRCU-A-CB | 25VNA036A*030* | CSPH*4812AL*+UI & 59*N*A080V21**20 | Singlezone Ducted, Centrally Ducted | 33800 | 30000 | 2.54 | 25934 | 2.35
CARRIER | Infinity® 20 Heat Pump with Greenspeed® Intelligence | 9892743 | HRCU-A-CB | 25VNA036A*030* | CSPH*4212AL*+UI & 59*N*A100V21**22 | Singlezone Ducted, Centrally Ducted | 33800 | 30000 | 2.54 | 25934 | 2.39
CARRIER | Infinity® 20 Heat Pump with Greenspeed® Intelligence | 9892742 | HRCU-A-CB | 25VNA036A*030* | CSPH*4212AL*+UI & 59*N*A080V21**20 | Singlezone Ducted, Centrally Ducted | 34000 | 30200 | 2.54 | 26191 | 2.33
CARRIER | Infinity® 20 Heat Pump with Greenspeed® Intelligence | 9892598 | HRCU-A-CB | 25VNA024A*030* | CSPH*4212AL*+UI & 59MN7A060V21**20 | Singlezone Ducted, Centrally Ducted | 23200 | 25000 | 2.67 | 20924 | 2.39
CARRIER | Infinity® 20 Heat Pump with Greenspeed® Intelligence | 9892597 | HRCU-A-CB | 25VNA024A*030* | CSPH*3612AL*+UI & 59*N*A100V21**22 | Singlezone Ducted, Centrally Ducted | 23200 | 25000 | 2.62 | 20924 | 2.33
CARRIER | Infinity® 20 Heat Pump with Greenspeed® Intelligence | 9892595 | HRCU-A-CB | 25VNA024A*030* | CSPH*3612AL*+UI & 59MN7A060V21**20 | Singlezone Ducted, Centrally Ducted | 23200 | 25200 | 2.62 | 20924 | 2.33
CARRIER | Infinity® 20 Heat Pump with Greenspeed® Intelligence | 9892596 | HRCU-A-CB | 25VNA024A*030* | CSPH*3612AL*+UI & 59*N*A080V21**20 | Singlezone Ducted, Centrally Ducted | 23200 | 25000 | 2.62 | 20924 | 2.33
CARRIER | Infinity® 20 Heat Pump with Greenspeed® Intelligence | 9892594 | HRCU-A-CB | 25VNA024A*030* | CNPV*6024AL*+UI & 59*N*A100V21**22 | Singlezone Ducted, Centrally Ducted | 23200 | 25000 | 2.7 | 20924 | 2.41
CARRIER | Infinity® 20 Heat Pump with Greenspeed® Intelligence | 9892593 | HRCU-A-CB | 25VNA024A*030* | CNPV*6024AL*+UI & 59*N*A080V21**20 | Singlezone Ducted, Centrally Ducted | 23200 | 25000 | 2.7 | 20924 | 2.41
CARRIER | Infinity® 20 Heat Pump with Greenspeed® Intelligence | 9892592 | HRCU-A-CB | 25VNA024A*030* | CNPV*6024AL*+UI & 59MN7A060V21**20 | Singlezone Ducted, Centrally Ducted | 23400 | 25000 | 2.67 | 21138 | 2.38
CARRIER | Infinity® 20 Heat Pump with Greenspeed® Intelligence | 9892591 | HRCU-A-CB | 25VNA024A*030* | CNPV*4824AL*+UI & 59*N*A100V21**22 | Singlezone Ducted, Centrally Ducted | 23000 | 25000 | 2.71 | 20711 | 2.41
CARRIER | Infinity® 20 Heat Pump with Greenspeed® Intelligence | 9892557 | HRCU-A-CB | 25VNA024A*030* | CSPH*4812AL*+UI & 59*N*A080V17**14 | Singlezone Ducted, Centrally Ducted | 23400 | 25000 | 2.7 | 21138 | 2.41
CARRIER | Infinity® 20 Heat Pump with Greenspeed® Intelligence | 9892551 | HRCU-A-CB | 25VNA024A*030* | CSPH*3612AL*+UI & 59*N*A080V17**14 | Singlezone Ducted, Centrally Ducted | 23800 | 25200 | 2.65 | 21565 | 2.36
CARRIER | Infinity® 20 Heat Pump with Greenspeed® Intelligence | 9892553 | HRCU-A-CB | 25VNA024A*030* | CSPH*4212AL*+UI & 59*N*A060V17**14 | Singlezone Ducted, Centrally Ducted | 23800 | 25200 | 2.68 | 21565 | 2.38
CARRIER | Infinity® 20 Heat Pump with Greenspeed® Intelligence | 9892552 | HRCU-A-CB | 25VNA024A*030* | CSPH*3612AL*+UI & 59*N*A120V24**22 | Singlezone Ducted, Centrally Ducted | 23800 | 25000 | 2.65 | 21565 | 2.36
CARRIER | Infinity® 20 Heat Pump with Greenspeed® Intelligence | 9892549 | HRCU-A-CB | 25VNA024A*030* | CNPV*6024AL*+UI & 59*N*A120V24**22 | Singlezone Ducted, Centrally Ducted | 23400 | 25000 | 2.7 | 21138 | 2.41
CARRIER | Infinity® 20 Heat Pump with Greenspeed® Intelligence | 9892548 | HRCU-A-CB | 25VNA024A*030* | CNPV*4824AL*+UI & 59*N*A120V24**22 | Singlezone Ducted, Centrally Ducted | 23200 | 25000 | 2.7 | 20924 | 2.41
CARRIER | Infinity® 20 Heat Pump with Greenspeed® Intelligence | 9892547 | HRCU-A-CB | 25VNA024A*030* | CNPV*4821AL*+UI & 59*N*A080V17**14 | Singlezone Ducted, Centrally Ducted | 23200 | 25000 | 2.67 | 20924 | 2.39
CARRIER | Infinity® 20 Heat Pump with Greenspeed® Intelligence | 9892546 | HRCU-A-CB | 25VNA024A*030* | CNPV*4821AL*+UI & 59*N*A060V17**14 | Singlezone Ducted, Centrally Ducted | 23400 | 25000 | 2.67 | 21138 | 2.38
CARRIER | Infinity® 20 Heat Pump with Greenspeed® Intelligence | 9892545 | HRCU-A-CB | 25VNA024A*030* | CNPV*4221AL*+UI & 59*N*A080V17**14 | Singlezone Ducted, Centrally Ducted | 23400 | 25200 | 2.54 | 21138 | 2.26
CARRIER |  | 9118473 | HMSV-A-CB | 38MGRQ36D--3 |  | Multizone All Non-ducted | 36000 | 23200 | 2.79 | 36080 | 1.96
CARRIER |  | 9118461 | HMSV-A-CB | 38MGRQ18B--3 |  | Multizone All Non-ducted | 19000 | 12000 | 2.81 | 13990 | 2.15
CARRIER | Performance | 8738634 | HRCU-A-CB-O | 38MAQB12R--1 | 40MAQB12B--1 | Singlezone Non-ducted Wall Placement | 12000 | 7600 | 2.59 | 6490 | 1.94
CARRIER |  | 204430066 | HRCU-A-CB | 25VNA024A*030* | CNPV*4221AL*+UI | Singlezone Ducted, Centrally Ducted | 23200 | 25200 | 2.59 | 20007 | 1.99
CARRIER |  | 204430052 | HRCU-A-CB | 25VNA024A*030* | CNPV*3621AL*+UI | Singlezone Ducted, Centrally Ducted | 23400 | 25000 | 2.57 | 19213 | 1.91
CARRIER |  | 204430122 | HRCU-A-CB | 25VNA024A*030* | CSPH*3012AL*+UI | Singlezone Ducted, Centrally Ducted | 24400 | 25200 | 2.61 | 20007 | 2
CARRIER |  | 204430114 | HRCU-A-CB | 25VNA024A*030* | CSPH*3012AL*+UI | Singlezone Ducted, Centrally Ducted | 24400 | 25200 | 2.61 | 20007 | 2
CARRIER |  | 204430027 | HRCU-A-CB | 25VNA024A*030* | CNPV*3017AL*+UI | Singlezone Ducted, Centrally Ducted | 24600 | 25200 | 2.62 | 20007 | 2.01
CENTURY |  | 201862959 | HMSV-A-CB | A-VMH36QU-1 |  | Multizone All Non-ducted | 36000 | 23200 | 2.78 | 36000 | 1.96
CENTURY |  | 201862958 | HMSV-A-CB | A-VMH28TU-1 |  | Multizone All Non-ducted | 31400 | 18000 | 2.75 | 26357 | 1.97
CHAMPION HEATING AND COOLING |  | 10309109 | HRCU-A-CB | HL20B4821 | CM50DE3A1+MVC20DN21 | Singlezone Ducted, Centrally Ducted | 58000 | 42500 | 2.56 | 34000 | 2.51
COLEMAN |  | 10309106 | HRCU-A-CB | HC20B4821 | CM50DE3A1+MVC20DN21 | Singlezone Ducted, Centrally Ducted | 58000 | 42500 | 2.56 | 34000 | 2.51
COMFORT-AIRE |  | 205747696 | HRCU-A-CB-O | A-VMH18SU-1B | B-VMH18SU-1B | Singlezone Non-ducted Wall Placement | 18000 | 10900 | 2.58 | 11178 | 2.02
COMFORT-AIRE |  | 206221394 | HRCU-A-CB-O | A-VMH24SU-1A | B-VMH24SU-1A | Singlezone Non-ducted Wall Placement | 30000 | 19400 | 2.95 | 26000 | 2.07
COMFORT-AIRE |  | 201810036 | HMSV-A-CB | A-VMH36QU-1 |  | Multizone All Non-ducted | 36000 | 23200 | 2.78 | 36000 | 1.96
COMFORT-AIRE |  | 201810035 | HMSV-A-CB | A-VMH28TU-1 |  | Multizone All Non-ducted | 31400 | 18000 | 2.75 | 26357 | 1.97
COMFORTMAKER | SoftSound | 205921373 | HRCU-A-CB | DLCSRAH24AAK | DLFSAAH24XAK | Singlezone Ducted, Centrally Ducted | 29000 | 17500 | 2.56 | 26970 | 1.91
COMFORTMAKER | High Tier | 202463645 | HRCU-A-CB-O | DLCPRAH24AAK | DLFPHAH24XAK | Singlezone Non-ducted Wall Placement | 24000 | 15450 | 3 | 24000 | 2
COMFORTMAKER | High Tier | 202463644 | HRCU-A-CB-O | DLCPRAH18AAK | DLFPHAH18XAK | Singlezone Non-ducted Wall Placement | 18000 | 12300 | 3.19 | 18000 | 2
COMFORTMAKER | Mid-tier | 201835586 | HRCU-A-CB-O | DLCSRAH18AAK | DLFSCAH18XAK | Singlezone Non-ducted, Ceiling Placement | 18000 | 12000 | 2.59 | 15710 | 2.4
COMFORTMAKER |  | 201835587 | HRCU-A-CB | DLCSRAH24AAK | DLFSDAH24XAK | Singlezone Ducted, "Compact Ducted" | 24000 | 17400 | 2.96 | 30000 | 1.93
COMFORTMAKER |  | 201835562 | HRCU-A-CB-O | DLCSRAH12AAJ | DLFSHAH12XAJ | Singlezone Non-ducted Wall Placement | 11800 | 7100 | 2.57 | 7800 | 2.01
COMFORTMAKER |  | 201835554 | HRCU-A-CB-O | DLCPRAH09AAK | DLFPHAH09XAK | Singlezone Non-ducted Wall Placement | 10000 | 7200 | 2.78 | 13047 | 1.97
COMFORTMAKER | Mid-tier | 201835563 | HRCU-A-CB-O | DLCSRAH09AAK | DLFSHAH09XAK | Singlezone Non-ducted Wall Placement | 12000 | 7500 | 2.65 | 9840 | 2.1
COMFORTMAKER | Mid-tier | 201835581 | HRCU-A-CB-O | DLCSRAH09AAK | DLFSCAH09XAK | Singlezone Non-ducted, Ceiling Placement | 10000 | 6700 | 2.58 | 11870 | 1.94
COMFORTSTAR |  | 201763956 | HMSV-A-CB | CM2-18-2Z |  | Multizone All Non-ducted | 19000 | 12000 | 2.79 | 10205 | 1.97
COMFORTSTAR |  | 10595506 | HRCU-A-CB | CPP024CD(O) | CPA-24B | Singlezone Ducted, "Compact Ducted" | 24400 | 16000 | 2.69 | 18533 | 2.04
COMFORTSTAR |  | 9119315 | HRCU-A-CB-O | CPP024CD(O) | FPA-24 | Singlezone Non-ducted, Floor Placement | 24000 | 15000 | 2.85 | 17817 | 1.9
COMFORTSTAR |  | 202575861 | HRCU-A-CB-O | CPP018CD(O) | CXH018CD(I) | Singlezone Non-ducted Wall Placement | 18000 | 11400 | 2.72 | 11178 | 2.02
COMFORTSTAR |  | 202575859 | HRCU-A-CB-O | CPP009CD(O) | CXH009CD(I) | Singlezone Non-ducted Wall Placement | 9800 | 5800 | 2.74 | 7989 | 2
COMFORTSTAR |  | 202575855 | HRCU-A-CB-O | CPP018CD(O) | CXH018CD(I)-WIFI | Singlezone Non-ducted Wall Placement | 18000 | 11400 | 2.72 | 11178 | 2.02
COMFORTSTAR |  | 202575873 | HMSV-A-CB | CM4-36-4ZX |  | Multizone All Non-ducted | 36000 | 23200 | 2.78 | 36037 | 1.96
COMFORTSTAR |  | 202575853 | HRCU-A-CB-O | CPP009CD(O) | CXH009CD(I)-WIFI | Singlezone Non-ducted Wall Placement | 9800 | 5800 | 2.74 | 7989 | 2
COMFORTSTAR |  | 10595505 | HRCU-A-CB | CPP018CD(O) | CPA-18B | Singlezone Ducted, "Compact Ducted" | 18000 | 12000 | 2.61 | 10352 | 1.96
COMFORTSTAR |  | 9119312 | HRCU-A-CB-O | CPP018CD(O) | FPA-18 | Singlezone Non-ducted, Floor Placement | 18000 | 12000 | 2.71 | 10508 | 1.94
COMFORTSTAR |  | 9119310 | HRCU-A-CB-O | CPP012CD(O) | TPA-12 | Singlezone Non-ducted, Ceiling Placement | 12000 | 7500 | 2.68 | 7332 | 2.11
COMFORTSTAR |  | 202575866 | HRCU-A-CB | CXH009CD(O) | CPA-09B | Singlezone Ducted, "Compact Ducted" | 10000 | 7200 | 2.74 | 8343 | 2.07
COMFORTSTAR |  | 201763958 | HMSV-A-CB | CM3-27-3Z |  | Multizone All Non-ducted | 28000 | 17200 | 2.8 | 17040 | 1.97
COMFORTSTAR |  | 8854582 | HRCU-A-CB-O | CPP009CD(O) | CPP009CD(I) | Singlezone Non-ducted Wall Placement | 9800 | 6400 | 2.76 | 7801 | 1.91
COMFORTSTAR |  | 8854585 | HRCU-A-CB-O | CPP018CD(O) | CPP018CD(I) | Singlezone Non-ducted Wall Placement | 18000 | 10400 | 2.72 | 10953 | 1.9
COMFORTSTAR |  | 9119316 | HRCU-A-CB-O | CPP024CD(O) | TPA-24 | Singlezone Non-ducted, Ceiling Placement | 24400 | 15800 | 2.56 | 16933 | 1.95
CONTINENTAL |  | 203363517 | HMSV-A-CB | CMZH-27-O |  | Multizone All Non-ducted | 28000 | 17200 | 2.8 | 17040 | 1.97
CONTINENTAL |  | 203363526 | HRCU-A-CB-O | CH21-18-O | CH21-18-I | Singlezone Non-ducted Wall Placement | 18000 | 10400 | 2.72 | 10953 | 1.9
CONTINENTAL |  | 205309940 | HRCU-A-CB-O | CH21-18-O | CH25-18-I | Singlezone Non-ducted Wall Placement | 18000 | 11400 | 2.72 | 11178 | 2.02
DAIKIN |  | 204717600 | HRCU-A-CB-O | RXL12QMVJU9 | FTX12NMVJU | Singlezone Non-ducted Wall Placement | 13400 | 8800 | 2.87 | 14330 | 2.26
DAIKIN | MXL Aurora Series | 205663354 | HMSV-A-CB-O | 2MXL18QMVJU* |  | Multizone All Non-ducted | 18900 | 11400 | 2.91 | 18930 | 2.12
DAIKIN |  | 205776148 | HRCU-A-CB | RX15RMVJU* | FDMQ15RVJU | Singlezone Ducted, "Compact Ducted" | 18000 | 11500 | 2.88 | 9220 | 2.29
DAIKIN |  | 205776150 | HRCU-A-CB | RX18RMVJU9* | FDMQ18RVJU | Singlezone Ducted, "Compact Ducted" | 21600 | 13600 | 2.69 | 12470 | 2.21
DAIKIN |  | 205776151 | HRCU-A-CB | RX24RMVJU* | FDMQ24RVJU | Singlezone Ducted, "Compact Ducted" | 24000 | 15000 | 2.78 | 13760 | 2.24
DAIKIN |  | 205782845 | HRCU-A-CB-O | RX09AXVJU | FTX09AXVJU | Singlezone Non-ducted Wall Placement | 10000 | 5700 | 2.65 | 6839 | 2.39
DAIKIN |  | 205782846 | HRCU-A-CB-O | RX12AXVJU | FTX12AXVJU | Singlezone Non-ducted Wall Placement | 13500 | 8600 | 2.9 | 8449 | 2.34
DAIKIN |  | 201851573 | HRCU-A-CB | RX18RMVJU | FDMQ18RVJU | Singlezone Ducted, "Compact Ducted" | 21600 | 13600 | 2.69 | 12470 | 2.21
DAIKIN |  | 201851574 | HRCU-A-CB | RX24RMVJU | FDMQ24RVJU | Singlezone Ducted, "Compact Ducted" | 24000 | 15000 | 2.78 | 13760 | 2.24
DAIKIN | Sky air | 202517170 | HRCU-A-CB-O | RZQ30TAVJU | FTQ30TAVJU*A* | Singlezone Ducted, Centrally Ducted | 34000 | 24000 | 2.91 | 34000 | 2.09
DAIKIN | Aurora Series | 205663349 | HRCU-A-CB-O | RXL15QMVJU* | FTX15NMVJU | Singlezone Non-ducted Wall Placement | 18300 | 11500 | 2.88 | 18254 | 2.27
DAIKIN | SkyAir | 202514058 | HRCU-A-CB | RZQ18TAVJU | FBQ18PVJU | Singlezone Ducted, "Compact Ducted" | 20000 | 13200 | 2.56 | 27939 | 1.93
DAIKIN | DZ20VC | 10595346 | HRCU-A-CB | DZ20VC0241B* | CHPF3642C6C*+MBVC1200**-1A*+TXV | Singlezone Ducted, Centrally Ducted | 23400 | 13000 | 2.61 | 11648 | 2.13
DAIKIN | DZ20VC | 10324715 | HRCU-A-CB | DZ20VC0601B | CA*F4961*6D*+MBVC2000**-1A*+TXV | Singlezone Ducted, Centrally Ducted | 50000 | 32000 | 2.7 | 26000 | 1.98
DAIKIN | DZ20VC | 10324709 | HRCU-A-CB | DZ20VC0241B* | CA*F3642*6D*+MBVC1200**-1A*+TXV | Singlezone Ducted, Centrally Ducted | 23600 | 13000 | 2.56 | 11400 | 2.09
DAIKIN | DZ20VC | 10324713 | HRCU-A-CB | DZ20VC0481B* | CA*F4961*6D*+MBVC2000**-1A*+TXV | Singlezone Ducted, Centrally Ducted | 45500 | 28400 | 2.84 | 26000 | 1.97
DAIKIN |  | 201986969 | HRCU-A-CB-O | RX12RMVJU | FFQ12Q2VJU | Singlezone Non-ducted, Ceiling Placement | 13500 | 8300 | 2.9 | 8420 | 2.07
DAIKIN |  | 202521824 | HMSV-A-CB | 4MXL36TVJU |  | Multizone All Non-ducted | 36600 | 22400 | 2.78 | 36600 | 2
DAIKIN |  | 201986968 | HRCU-A-CB-O | RX09RMVJU | FFQ09Q2VJU | Singlezone Non-ducted, Ceiling Placement | 10000 | 6000 | 3.08 | 6920 | 2.16
DAIKIN |  | 201851577 | HMSV-A-CB | 3MXL24RMVJU |  | Multizone All Non-ducted | 24000 | 15500 | 2.61 | 21600 | 2.17
DAIKIN |  | 201871420 | HRCU-A-CB-O | RX18RMVJU | FFQ18Q2VJU | Singlezone Non-ducted, Ceiling Placement | 21600 | 14200 | 2.67 | 10900 | 2.03
DAIKIN |  | 201851575 | HMSV-A-CB | 3MXS24RMVJU |  | Multizone All Non-ducted | 24000 | 15500 | 2.61 | 18930 | 2.26
DAIKIN |  | 201871419 | HRCU-A-CB-O | RX15RMVJU | FFQ15Q2VJU | Singlezone Non-ducted, Ceiling Placement | 16200 | 10600 | 2.8 | 8160 | 2.26
DAIKIN |  | 201851572 | HRCU-A-CB | RX15RMVJU | FDMQ15RVJU | Singlezone Ducted, "Compact Ducted" | 18000 | 11500 | 2.88 | 9220 | 2.29
DAIKIN | Vista | 10318063 | HRCU-A-CB-O | RX18QMVJU | FFQ18Q2VJU | Singlezone Non-ducted, Ceiling Placement | 21600 | 14200 | 3.13 | 9700 | 2.24
DAIKIN | Vista | 9966775 | HRCU-A-CB-O | RX15QMVJU | FFQ15Q2VJU | Singlezone Non-ducted, Ceiling Placement | 16200 | 10600 | 3.57 | 7270 | 2.48
DAIKIN | MXL Aurora Series | 8849535 | HMSV-A-CB | 2MXL18QMVJU |  | Multizone All Non-ducted | 18940 | 12000 | 3.06 | 18930 | 2.12
DAIKIN | Vista | 9966569 | HRCU-A-CB-O | RX09QMVJU | FFQ09Q2VJU | Singlezone Non-ducted, Ceiling Placement | 10000 | 6000 | 3.91 | 6270 | 2.42
DAIKIN | MXL Aurora Series | 8849539 | HMSV-A-CB | 3MXL24QMVJU |  | Multizone All Non-ducted | 24000 | 15500 | 3.36 | 21600 | 2.17
DAIKIN | Vista | 9966684 | HRCU-A-CB-O | RX12QMVJU | FFQ12Q2VJU | Singlezone Non-ducted, Ceiling Placement | 13500 | 8300 | 3.47 | 7500 | 2.29
DAIKIN | MXS Series | 8103542 | HMSV-A-CB | 2MXS18NMVJU |  | Multizone All Non-ducted | 18900 | 12000 | 3.17 | 13150 | 2.75
DAIKIN | LV Series | 5265758 | HRCU-A-CB-O | RXS24LVJU | FTXS24LVJU | Singlezone Non-ducted Wall Placement | 25400 | 16400 | 3.12 | 14028 | 2.26
DAIKIN | MXS Series | 8103869 | HMSV-A-CB | 3MXS24NMVJU |  | Multizone All Non-ducted | 24000 | 15500 | 3.52 | 18930 | 2.26
DAIKIN | LV Series | 5265757 | HRCU-A-CB-O | RXS18LVJU | FTXS18LVJU | Singlezone Non-ducted Wall Placement | 21600 | 13900 | 3.42 | 11924 | 2.5
DAIKIN | LV Series | 5265756 | HRCU-A-CB-O | RXS15LVJU | FTXS15LVJU | Singlezone Non-ducted Wall Placement | 18000 | 11900 | 3.79 | 9972 | 2.68
DAIKIN | LV Series | 5265755 | HRCU-A-CB-O | RXS12LVJU | FTXS12LVJU | Singlezone Non-ducted Wall Placement | 14400 | 9200 | 4.02 | 8051 | 2.81
DAIKIN | LV Series | 5265753 | HRCU-A-CB-O | RXS09LVJU | FTXS09LVJU | Singlezone Non-ducted Wall Placement | 12000 | 7700 | 4.1 | 6968 | 2.43
DAIKIN | Aurora Series | 8849330 | HRCU-A-CB-O | RXL15QMVJU | FTX15NMVJU | Singlezone Non-ducted Wall Placement | 18300 | 11500 | 2.88 | 18254 | 2.27
DAIKIN | Aurora Series | 8849445 | HRCU-A-CB-O | RXL15QMVJU | FVXS15NVJU | Singlezone Non-ducted, Floor Placement | 18056 | 11500 | 2.76 | 18015 | 2.4
DAIKIN | Aurora Series | 8849459 | HRCU-A-CB-O | RXL09QMVJU | FVXS09NVJU | Singlezone Non-ducted, Floor Placement | 10089 | 6200 | 2.88 | 10065 | 2.14
DAIKIN | Aurora Series | 8849533 | HRCU-A-CB-O | RXL09QMVJU | FTX09NMVJU | Singlezone Non-ducted Wall Placement | 10900 | 6700 | 2.98 | 10918 | 1.98
DAIKIN | Aurora Series | 8849458 | HRCU-A-CB-O | RXL12QMVJU | FTX12NMVJU | Singlezone Non-ducted Wall Placement | 13600 | 8300 | 2.7 | 14330 | 2.26
DAY & NIGHT | Constant Comfort | 205921374 | HRCU-A-CB | DLCSRAH24AAK | DLFSAAH24XAK | Singlezone Ducted, Centrally Ducted | 29000 | 17500 | 2.56 | 26970 | 1.91
DAY & NIGHT | High Tier | 202463646 | HRCU-A-CB-O | DLCPRAH18AAK | DLFPHAH18XAK | Singlezone Non-ducted Wall Placement | 18000 | 12300 | 3.19 | 18000 | 2
DAY & NIGHT | High Tier | 202463647 | HRCU-A-CB-O | DLCPRAH24AAK | DLFPHAH24XAK | Singlezone Non-ducted Wall Placement | 24000 | 15450 | 3 | 24000 | 2
DAY & NIGHT | Mid-tier | 201835634 | HRCU-A-CB-O | DLCSRAH18AAK | DLFSCAH18XAK | Singlezone Non-ducted, Ceiling Placement | 18000 | 12000 | 2.59 | 15710 | 2.4
DAY & NIGHT |  | 201835635 | HRCU-A-CB | DLCSRAH24AAK | DLFSDAH24XAK | Singlezone Ducted, "Compact Ducted" | 24000 | 17400 | 2.96 | 30000 | 1.93
DAY & NIGHT |  | 201835610 | HRCU-A-CB-O | DLCSRAH12AAJ | DLFSHAH12XAJ | Singlezone Non-ducted Wall Placement | 11800 | 7100 | 2.57 | 7800 | 2.01
DAY & NIGHT |  | 201835602 | HRCU-A-CB-O | DLCPRAH09AAK | DLFPHAH09XAK | Singlezone Non-ducted Wall Placement | 10000 | 7200 | 2.78 | 13047 | 1.97
DAY & NIGHT | Mid-tier | 201835611 | HRCU-A-CB-O | DLCSRAH09AAK | DLFSHAH09XAK | Singlezone Non-ducted Wall Placement | 12000 | 7500 | 2.65 | 9840 | 2.1
DAY & NIGHT | Mid-tier | 201835629 | HRCU-A-CB-O | DLCSRAH09AAK | DLFSCAH09XAK | Singlezone Non-ducted, Ceiling Placement | 10000 | 6700 | 2.58 | 11870 | 1.94
DIRECT AIR |  | 203269784 | HMSV-A-CB | M4OH-36HFN1-M |  | Multizone All Non-ducted | 36000 | 23200 | 2.78 | 36037 | 1.96
DIRECT AIR |  | 9680950 | HRCU-A-CB-O | MOD31-24HFN1-MT0W | CS11M-23HRFN1-MT0W | Singlezone Non-ducted Wall Placement | 25000 | 15300 | 2.7 | 18099 | 2.07
DIRECT AIR |  | 9680949 | HRCU-A-CB-O | MOCA31-18HFN1-MT0W | CS11M-18HRFN1-MT0W | Singlezone Non-ducted Wall Placement | 18000 | 11400 | 2.72 | 11178 | 2.02
DIRECT AIR |  | 9680947 | HRCU-A-CB-O | MOBA30-09HFN1-MT0W | CS11M-09HRFN1-MX0W(A) | Singlezone Non-ducted Wall Placement | 9800 | 5800 | 2.74 | 7990 | 1.98
DIRECT AIR |  | 9680948 | HRCU-A-CB-O | MOCA31-18HFN1-MT0W | CS11M-12HRFN1-MU5W | Singlezone Non-ducted Wall Placement | 12000 | 7700 | 2.75 | 9134 | 1.94
DIRECT AIR |  | 8994012 | HMSV-A-CB | M3OF-27HFN1-M |  | Multizone All Non-ducted | 28000 | 17200 | 2.82 | 16820 | 1.95
DIRECT AIR |  | 8989603 | HRCU-A-CB-O | MOBA30-09HFN1-MT0W | MSAEB-09HRFN1-MT0W | Singlezone Non-ducted Wall Placement | 9800 | 6300 | 2.68 | 6609 | 1.92
DIRECT AIR |  | 8775853 | HRCU-A-CB-O | MOD31-24HFN1-MT0W | MUEU-24HRFN1-M(C) | Singlezone Non-ducted Wall Placement | 24000 | 15000 | 2.85 | 17705 | 2.02
DIRECT AIR |  | 8775850 | HRCU-A-CB-O | MOCA31-18HFN1-MT0W | MUEU-18HRFN1-M(C) | Singlezone Non-ducted Wall Placement | 18000 | 12000 | 2.71 | 10274 | 2.11
DIRECT AIR |  | 8775849 | HRCU-A-CB-O | MOCA31-18HFN1-MT0W | CCA3U-18HRFN1-M(C) | Singlezone Non-ducted Wall Placement | 18000 | 12000 | 2.77 | 9410 | 1.98
DIRECT AIR |  | 8775842 | HRCU-A-CB-O | MOBA30-09HFN1-MT0W | CCA3U-09HRFN1-M(C) | Singlezone Non-ducted Wall Placement | 10000 | 5800 | 2.66 | 7878 | 1.97
DUCTLESSAIRE |  | 9150139 | HRCU-A-CB-O | DA1821-H2-O | DA1821-H2-I | Singlezone Non-ducted Wall Placement | 18000 | 10400 | 2.72 | 10953 | 1.9
ECOER |  | 202110530 | HRCU-A-CB | EODA18H-4860 | GN1836-P1 | Singlezone Ducted, Centrally Ducted | 36000 | 24000 | 2.5 | 26000 | 2.08
ECOER |  | 202110529 | HRCU-A-CB | EODA18H-4860 | EAHATN-36 | Singlezone Ducted, Centrally Ducted | 36000 | 24000 | 2.5 | 26000 | 2.08
ELIOS |  | 203238504 | HMSV-A-CB | DE18HOM23230X2 |  | Multizone All Non-ducted | 19000 | 12000 | 2.79 | 10205 | 1.97
ELIOS |  | 205300168 | HRCU-A-CB | DE18HOS23230E2 | DM18HIDU230X5 | Singlezone Ducted, "Compact Ducted" | 18000 | 12000 | 2.61 | 10352 | 1.96
ELIOS |  | 205300169 | HRCU-A-CB | DE24HOS23230E2 | DM24HIDU230X5 | Singlezone Ducted, "Compact Ducted" | 24400 | 16000 | 2.69 | 18533 | 2.04
ELIOS |  | 205300173 | HRCU-A-CB | DE09HOS25230E3 | DM09HIDU230X5 | Singlezone Ducted, "Compact Ducted" | 10000 | 7200 | 2.74 | 8343 | 2.07
ELIOS |  | 205300178 | HRCU-A-CB-O | DE12HOS23230E2 | DM12HICU230X5 | Singlezone Non-ducted, Ceiling Placement | 12000 | 7500 | 2.68 | 7332 | 2.11
ELIOS |  | 205300180 | HRCU-A-CB-O | DE24HOS23230E2 | DM24HICU230X5 | Singlezone Non-ducted, Ceiling Placement | 24400 | 15800 | 2.56 | 16933 | 1.95
ELIOS |  | 203238496 | HRCU-A-CB | DE24HOS23230E2 | DE24HIDU230X5 | Singlezone Ducted, "Compact Ducted" | 24400 | 16000 | 2.69 | 18533 | 2.04
ELIOS |  | 203238495 | HRCU-A-CB | DE18HOS23230E2 | DE18HIDU230X5 | Singlezone Ducted, "Compact Ducted" | 18000 | 12000 | 2.61 | 10352 | 1.96
ELIOS |  | 204005778 | HRCU-A-CB | DE09HOS25230E3 | DE09HIDU230X5 | Singlezone Ducted, "Compact Ducted" | 10000 | 7200 | 2.74 | 8343 | 2.07
ELIOS |  | 203238488 | HRCU-A-CB-O | DE18HOS23230E2 | DE18HIW23230E3 | Singlezone Non-ducted Wall Placement | 18000 | 11400 | 2.72 | 11178 | 2.02
ELIOS |  | 203238486 | HRCU-A-CB-O | DE09HOS23230E2 | DE09HIW23230E3 | Singlezone Non-ducted Wall Placement | 9800 | 5800 | 2.74 | 7989 | 2
ELIOS |  | 204005786 | HMSV-A-CB | DE36HOM25230X3 |  | Multizone All Non-ducted | 36000 | 23200 | 2.78 | 36037 | 1.96
ELIOS |  | 203238503 | HRCU-A-CB-O | DE24HOS23230E2 | DE24HICU230X5 | Singlezone Non-ducted, Ceiling Placement | 24400 | 15800 | 2.56 | 16933 | 1.95
ELIOS |  | 203238506 | HMSV-A-CB | DE27HOM23230X2 |  | Multizone All Non-ducted | 28000 | 17200 | 2.8 | 17040 | 1.97
ELIOS |  | 203238499 | HRCU-A-CB-O | DE12HOS23230E2 | DE12HICU230X5 | Singlezone Non-ducted, Ceiling Placement | 12000 | 7500 | 2.68 | 7332 | 2.11
EMI |  | 8993363 | HRCU-A-CB-O | SZ1H09DAA | WALH09DAA | Singlezone Non-ducted Wall Placement | 9800 | 6400 | 2.76 | 7801 | 1.91
EMI |  | 8993367 | HRCU-A-CB-O | SZ1H18DAA | WALH18DAA | Singlezone Non-ducted Wall Placement | 18000 | 10400 | 2.72 | 10953 | 1.9
EMI |  | 204853571 | HMSV-A-CB | MZ2H18DAA |  | Multizone All Non-ducted | 19000 | 12000 | 2.79 | 10205 | 1.97
EMI |  | 204853572 | HMSV-A-CB | MZ3H27DAA |  | Multizone All Non-ducted | 28000 | 17200 | 2.8 | 17040 | 1.97
EMI |  | 203514060 | HMSV-A-CB | DHMZ436DA |  | Multizone All Non-ducted | 36000 | 23200 | 2.78 | 36037 | 1.96
FRASER-JOHNSTON |  | 10309108 | HRCU-A-CB | HL20B4821 | CM50DE3A1+MVC20DN21 | Singlezone Ducted, Centrally Ducted | 58000 | 42500 | 2.56 | 34000 | 2.51
FRIEDRICH | Floating Air Pro | 203383864 | HRCU-A-CB-O | FRHSR12A3A | FRHSW12A3A | Singlezone Non-ducted Wall Placement | 13000 | 8000 | 3.17 | 7865 | 2.35
FRIEDRICH | Floating Air Pro | 203383866 | HRCU-A-CB-O | FPHSR12A3A | FPHFW12A3A | Singlezone Non-ducted Wall Placement | 13000 | 7500 | 2.71 | 7824 | 1.98
FRIEDRICH | Floating Air Pro | 205104716 | HRCU-A-CB-O | FPHFR12A3A | FPHFC12A3B | Singlezone Non-ducted, Ceiling Placement | 12000 | 7000 | 2.53 | 7377 | 2.08
FRIEDRICH | Floating Air Pro | 205104719 | HRCU-A-CB-O | FPHFR18A3A | FPHFC18A3B | Singlezone Non-ducted, Ceiling Placement | 18000 | 11000 | 2.54 | 14750 | 2.3
FRIEDRICH | Floating Air Pro | 201763897 | HRCU-A-CB-O | MRH09Y3JA | MWH09Y3JA | Singlezone Non-ducted Wall Placement | 10500 | 6500 | 2.68 | 8052 | 2.15
FRIEDRICH | Floating Air Pro | 201763898 | HRCU-A-CB-O | MRH12Y3JA | MWH12Y3JA | Singlezone Non-ducted Wall Placement | 13000 | 8000 | 3.17 | 7865 | 2.35
FRIEDRICH | Floating Air Pro | 203383868 | HRCU-A-CB-O | FPHSR12A1A | FPHSW12A1A | Singlezone Non-ducted Wall Placement | 13000 | 7500 | 2.71 | 7377 | 2.08
FRIEDRICH | Floating Air Pro | 203383869 | HRCU-A-CB-O | FPHSR18A3A | FPHFW18A3A | Singlezone Non-ducted Wall Placement | 19000 | 11600 | 2.7 | 12730 | 2.16
FRIEDRICH | Floating Air Pro | 203383865 | HRCU-A-CB-O | FPHSR09A3A | FPHFW09A3A | Singlezone Non-ducted Wall Placement | 9500 | 5000 | 2.62 | 7438 | 2.12
FRIEDRICH | Floating Air Pro | 203383863 | HRCU-A-CB-O | FRHSR09A3A | FRHSW09A3A | Singlezone Non-ducted Wall Placement | 10500 | 6500 | 2.68 | 8052 | 2.15
FRIEDRICH | J-Series | 7086358 | HRCU-A-CB-O | MRH12Y3J | MWH12Y3J | Singlezone Non-ducted Wall Placement | 13600 | 8800 | 3.11 | 7500 | 2.31
FRIEDRICH |  | 10221177 | HRCU-A-CB-O | MRAD18Y3J | MWAD18Y3J | Singlezone Non-ducted Wall Placement | 19800 | 12471 | 2.67 | 8680 | 1.96
FRIGIDAIRE | FRIGIDAIRE FSH1BG SERIES | 10254908 | HRCU-A-CB | FSH1BG4CVRX36K | C6B(A,H)-X36(C,U)-C | Singlezone Ducted, Centrally Ducted | 34200 | 21800 | 2.66 | 20250 | 2.28
FRIGIDAIRE | FRIGIDAIRE FSH1BG SERIES | 10254904 | HRCU-A-CB | FSH1BG4CVRX36K | C6B(A,H)-X36(C,U)-C | Singlezone Ducted, Centrally Ducted | 34200 | 21800 | 2.66 | 20250 | 2.28
FRIGIDAIRE | FRIGIDAIRE FSH1BG SERIES | 10254899 | HRCU-A-CB | FSH1BG4CVRX36K | C6B(A,H)-X36(C,U)-B | Singlezone Ducted, Centrally Ducted | 34400 | 21800 | 2.66 | 20150 | 2.27
FRIGIDAIRE | FRIGIDAIRE FSH1BG SERIES | 10254880 | HRCU-A-CB | FSH1BG4CVRX24K | C6B(A,H)-X26(C,U)-B | Singlezone Ducted, Centrally Ducted | 22400 | 14200 | 2.77 | 12650 | 2.12
FRIGIDAIRE | FRIGIDAIRE FSH1BG SERIES | 10254875 | HRCU-A-CB | FSH1BG4CVRX24K | C6B(A,H)-X26(C,U)-B | Singlezone Ducted, Centrally Ducted | 22200 | 14100 | 2.58 | 12800 | 2.03
FRIGIDAIRE | FRIGIDAIRE FSH1BG SERIES | 10254871 | HRCU-A-CB | FSH1BG4CVRX24K | C6B(A,H)-X26(C,U)-B | Singlezone Ducted, Centrally Ducted | 22200 | 14100 | 2.58 | 12800 | 2.03
FRIGIDAIRE | FRIGIDAIRE FSH1BG SERIES | 10254885 | HRCU-A-CB | FSH1BG4CVRX36K | B6VMAX36K-B | Singlezone Ducted, Centrally Ducted | 34400 | 21800 | 2.66 | 20150 | 2.27
FRIGIDAIRE | FRIGIDAIRE FSH1BG SERIES | 10254866 | HRCU-A-CB | FSH1BG4CVRX24K | B6VMAX24K-B | Singlezone Ducted, Centrally Ducted | 22400 | 14200 | 2.77 | 12650 | 2.12
FRIGIDAIRE | FRIGIDAIRE FSH1BG SERIES | 10254927 | HRCU-A-CB | FSH1BG4CVRX48K | C6B(A,H)-X48(C,U)-C | Singlezone Ducted, Centrally Ducted | 44000 | 27800 | 2.63 | 27550 | 2.21
FRIGIDAIRE | FRIGIDAIRE FSH1BG SERIES | 10254913 | HRCU-A-CB | FSH1BG4CVRX48K | B6VMAX48K-C | Singlezone Ducted, Centrally Ducted | 44000 | 27800 | 2.63 | 27550 | 2.21
FUJITSU | AIRSTAGE J-II Series | 8693479 | HMSV-A-CB | AOU36RLAVM |  | Multizone All Ducted | 42000 | 26400 | 2.8 | 37900 | 2.68
FUJITSU | AIRSTAGE J-II Series | 8693481 | HMSV-A-CB | AOU36RLAVM |  | Multizone Mix of Non-ducted and Ducted | 42000 | 26000 | 2.79 | 37900 | 2.72
FUJITSU | Halcyon Multi-room Mini-Split Systems | 6998278 | HMSV-A-CB | AOU18RLXFZ | ASU12RLF1ASU7RLF1 | Multizone All Ducted | 22000 | 13900 | 2.59 | 14100 | 2.01
FUJITSU | Halcyon Multi-room Mini-Split Systems | 6998277 | HMSV-A-CB | AOU18RLXFZ | ASU12RLF1ASU9RLF1 | Multizone All Ducted | 22000 | 13900 | 2.59 | 13900 | 1.98
FUJITSU | Halcyon Single-room Mini-Split Systems Wall Mounted RLS3HY Series | 8703350 | HRCU-A-CB-O | AOU12RLS3 | ASU12RLS3Y | Singlezone Non-ducted Wall Placement | 16000 | 9600 | 3.31 | 16500 | 2.3
FUJITSU | J-Series | 8693480 | HMSV-A-CB | AOU36RLAVM |  | Multizone All Non-ducted | 42000 | 25800 | 2.8 | 37900 | 2.74
FUJITSU | Halcyon Multi-room Mini-Split Systems | 8033586 | HMSV-A-CB | AOU24RLXFZH |  | Multizone All Non-ducted | 25000 | 15400 | 2.61 | 25500 | 2.09
FUJITSU | J-Series | 8693477 | HMSV-A-CB | AOU48RLAVM |  | Multizone All Non-ducted | 54000 | 33000 | 2.84 | 41300 | 2.94
FUJITSU | Halcyon Multi-room Mini-Split Systems | 8908615 | HMSV-A-CB | AOU36RLXFZH |  | Multizone All Non-ducted | 36400 | 21400 | 2.64 | 36407 | 2.02
FUJITSU | Halcyon Single-room Mini-Split Systems Wall mounted RLS3 Series | 8703348 | HRCU-A-CB-O | AOU9RLS3 | ASU9RLS3Y | Singlezone Non-ducted Wall Placement | 12000 | 7000 | 3.48 | 15000 | 2.09
FUJITSU | Halcyon Single-room Mini-Split Systems Wall Mounted RLS3HY Series | 8703508 | HRCU-A-CB-O | AOU15RLS3H | ASU15RLS3Y | Singlezone Non-ducted Wall Placement | 18000 | 11200 | 3.07 | 20500 | 2.07
FUJITSU | Halcyon Single-room Mini-Split Systems Slim | 202534923 | HRCU-A-CB | AOU18RGLX | ARU18RGLX | Singlezone Ducted, "Compact Ducted" | 21000 | 12700 | 2.5 | 17990 | 2.45
FUJITSU | Halcyon Single-room Mini-Split Systems Wall Mounted RLF/RLX Series | 8718495 | HRCU-A-CB-O | AOU18RLXFW1 | ASU18RLF | Singlezone Non-ducted Wall Placement | 21600 | 14600 | 3.08 | 21600 | 2.43
FUJITSU | Halcyon Single-room Mini-Split Systems Wall Mounted RLF/RLX Series | 8779045 | HRCU-A-CB-O | AOU18RLXFWH | ASU18RLF | Singlezone Non-ducted Wall Placement | 21600 | 14600 | 3.01 | 21600 | 2.3
FUJITSU | Halcyon Single-room Mini-Split Systems Wall Mounted RLS3H Series | 8703506 | HRCU-A-CB-O | AOU12RLS3H | ASU12RLS3Y | Singlezone Non-ducted Wall Placement | 16000 | 9600 | 3.2 | 16500 | 2.15
FUJITSU | Halcyon Single-room Mini-Split Systems Wall mounted H Series | 8703349 | HRCU-A-CB-O | AOU9RLS3H | ASU9RLS3Y | Singlezone Non-ducted Wall Placement | 12000 | 7000 | 3.36 | 15000 | 1.95
FUJITSU | Halcyon Single-room Mini-Split Systems Wall mounted RLS3 Series | 8703507 | HRCU-A-CB-O | AOU15RLS3 | ASU15RLS3Y | Singlezone Non-ducted Wall Placement | 18000 | 11200 | 3.16 | 20500 | 2.18
FUJITSU | Halcyon Single-room Mini-Split Systems Wall Mounted RLF Series | 6961729 | HRCU-A-CB-O | AOU12RLFW1 | ASU12RLF1 | Singlezone Non-ducted Wall Placement | 16000 | 9400 | 2.87 | 12150 | 2.01
FUJITSU | Halcyon Single-room Mini-Split Systems Wall Mounted RLF Series | 6961728 | HRCU-A-CB-O | AOU9RLFW1 | ASU9RLF1 | Singlezone Non-ducted Wall Placement | 12000 | 7600 | 3.14 | 8530 | 1.97
FUJITSU | Halcyon Single-room Mini-Split Systems Compact Cassette | 5751313 | HRCU-A-CB-O | AOU12RLFC | AUU12RLF | Singlezone Non-ducted Wall Placement | 16000 | 10200 | 2.58 | 16500 | 2.15
FUJITSU | Halcyon Single-room Mini-Split Systems Wall Mounted RLB Series | 7937663 | HRCU-A-CB-O | AOU18RLB | ASU18RLB | Singlezone Non-ducted Wall Placement | 18000 | 11500 | 2.93 | 15400 | 2.07
FUJITSU | Halcyon Single-room Mini-Split Systems Floor Mounted RLFFH Series | 6936996 | HRCU-A-CB-O | AOU12RLFF | AGU12RLF | Singlezone Non-ducted, Floor Placement | 16000 | 10600 | 2.61 | 15000 | 2.03
FUJITSU | Halcyon Single-room Mini-Split Systems Floor Mounted RLFFH Series | 6936995 | HRCU-A-CB-O | AOU9RLFF | AGU9RLF | Singlezone Non-ducted, Floor Placement | 12000 | 7500 | 2.82 | 14000 | 1.95
FUJITSU | Halcyon Single-room Mini-Split Systems | 8779046 | HRCU-A-CB-O | AOU24RLXFWH | ASU24RLF | Singlezone Non-ducted Wall Placement | 25200 | 18000 | 2.5 | 25220 | 2.06
FUJITSU | Halcyon Single-room Mini-Split Systems | 8718545 | HRCU-A-CB-O | AOU24RLXFW1 | ASU24RLF | Singlezone Non-ducted Wall Placement | 25200 | 18000 | 2.69 | 25220 | 2.15
FUJITSU | Halcyon Multi-room Mini-Split Systems | 204740071 | HRCU-A-CB-O | AOUG15LZAH1 | ASUG15LZAS | Singlezone Non-ducted Wall Placement | 18000 | 11200 | 3.16 | 21000 | 2.12
FUJITSU | Halcyon Multi-room Mini-Split Systems | 204740070 | HRCU-A-CB-O | AOUG15LZAS1 | ASUG15LZAS | Singlezone Non-ducted Wall Placement | 18000 | 11200 | 3.25 | 21000 | 2.24
FUJITSU | Halcyon Multi-room Mini-Split Systems | 204740069 | HRCU-A-CB-O | AOUG12LZAH1 | ASUG12LZAS | Singlezone Non-ducted Wall Placement | 16000 | 10000 | 3.22 | 16600 | 2.16
FUJITSU | Halcyon Multi-room Mini-Split Systems | 204740068 | HRCU-A-CB-O | AOUG12LZAS1 | ASUG12LZAS | Singlezone Non-ducted Wall Placement | 16000 | 10000 | 3.33 | 16600 | 2.32
FUJITSU | Halcyon Multi-room Mini-Split Systems | 204752938 | HRCU-A-CB-O | AOUG12LMAS1 | ASUG12LMAS | Singlezone Non-ducted Wall Placement | 16000 | 10300 | 2.9 | 10700 | 2.45
FUJITSU | Halcyon Multi-room Mini-Split Systems | 204740066 | HRCU-A-CB-O | AOUG09LZAS1 | ASUG09LZAS | Singlezone Non-ducted Wall Placement | 12000 | 7400 | 3.61 | 15400 | 2.15
FUJITSU | Halcyon Multi-room Mini-Split Systems | 204752937 | HRCU-A-CB-O | AOUG09LMAS1 | ASUG09LMAS | Singlezone Non-ducted Wall Placement | 12000 | 7400 | 3.19 | 8500 | 2.03
FUJITSU | Halcyon Multi-room Mini-Split Systems | 204740067 | HRCU-A-CB-O | AOUG09LZAH1 | ASUG09LZAS | Singlezone Non-ducted Wall Placement | 12000 | 7400 | 3.5 | 15400 | 2.01
GE Appliances |  | 205291990 | HRCU-A-CB-O | ASH118URDSD* | ASYW18URDWD* | Singlezone Non-ducted Wall Placement | 20000 | 15300 | 2.7 | 25000 | 2.27
GE Appliances | Endure | 204878533 | HMSV-A-CB | ASH436NCDW** |  | Multizone All Non-ducted | 36000 | 22000 | 2.5 | 36000 | 2
GE Appliances | Summit | 202588313 | HRCU-A-CB | ASH118PRDWA | ASYW18PRDWB | Singlezone Non-ducted Wall Placement | 22000 | 14000 | 2.5 | 17000 | 1.9
GE Appliances |  | 205291989 | HRCU-A-CB-O | ASH112URDSD* | ASYW12URDWD* | Singlezone Non-ducted Wall Placement | 14500 | 9300 | 3.21 | 17000 | 2.31
GE Appliances |  | 205291988 | HRCU-A-CB-O | ASH109URDSD* | ASYW09URDWD* | Singlezone Non-ducted Wall Placement | 10000 | 6500 | 2.89 | 12000 | 2.11
GE Appliances |  | 203862745 | HMSV-A-CB | ASH220NCDWA |  | Multizone All Non-ducted | 20000 | 14000 | 2.77 | 20000 | 2.03
GIBSON | Lomo | 9000997 | HRCU-A-CB-O | GXH09(2.6)LSK4DH | GHH09(2.6)LUK4DH | Singlezone Non-ducted Wall Placement | 11000 | 6800 | 2.66 | 8680 | 2.04
GIBSON | U-Crown | 9135472 | HRCU-A-CB-O | GXH09(2.6)KSK4DH | GHH09(2.6)KSK4DH | Singlezone Non-ducted Wall Placement | 9000 | 5500 | 2.88 | 10488 | 1.98
GIBSON | Lomo | 9001000 | HRCU-A-CB-O | GXH24(7.0)LSK4DH | GHH24(7.0)LUK4DH | Singlezone Non-ducted Wall Placement | 23000 | 14600 | 2.61 | 22861 | 2.02
GIBSON | U-Crown | 9135474 | HRCU-A-CB-O | GXH18(5.2)KSK4DH | GHH18(5.2)KSK4DH | Singlezone Non-ducted Wall Placement | 19000 | 12700 | 2.5 | 19190 | 2.85
GIBSON | Lomo | 9000998 | HRCU-A-CB-O | GXH12(3.5)LSK4DH | GHH12(3.5)LUK4DH | Singlezone Non-ducted Wall Placement | 13000 | 7100 | 2.6 | 8611 | 1.91
GIBSON | Flex Match | 9965378 | HMSV-A-CB | GXH42(12.3)FMK4DH |  | Multizone Mix of Non-ducted and Ducted | 42500 | 26500 | 2.88 | 21356 | 2.01
GREE |  | 206335348 | HRCU-A-CB-O | MULTIE24HP230V1AO |  | Multizone All Non-ducted | 25600 | 13200 | 2.58 | 14270 | 2.09
GREE | Sapphire | 10157571 | HRCU-A-CB-O | SAP24HP230V1AO | SAP24HP230V1AH | Singlezone Non-ducted Wall Placement | 24000 | 15500 | 2.86 | 26443 | 2.15
GREE | Vireo | 9959454 | HRCU-A-CB-O | VIR12HP230V1BO | VIR12HP230V1BH | Singlezone Non-ducted Wall Placement | 13000 | 7100 | 2.6 | 9065 | 2.04
GREE | Sapphire | 10149900 | HRCU-A-CB-O | SAP09HP230V1AO | SAP09HP230V1AH | Singlezone Non-ducted Wall Placement | 9000 | 5600 | 2.88 | 12976 | 2.09
GREE | GMV5 Mini | 8654211 | HMSV-A-CB | GMV-48WL/B-T(U) |  | Multizone All Non-ducted | 54000 | 38000 | 2.6 | 54000 | 2
GREE |  | 205564529 | HRCU-A-CB | GUD36W/A-D(U) | GUD24A/A-D(U) | Singlezone Ducted, Centrally Ducted | 24000 | 16300 | 2.7 | 24000 | 2.1
GREE |  | 202360989 | HRCU-A-CB-O | GWH09ACD-D3DNA1A/O | GWH09QD-D3DN***/I | Singlezone Non-ducted Wall Placement | 9000 | 5600 | 2.88 | 12977 | 2.09
GREE |  | 9116197 | HRCU-A-CB-O | GWH12YD-D3DNA1A/O | GWH12QD-D3DN***/I | Singlezone Non-ducted Wall Placement | 12200 | 8100 | 2.86 | 13000 | 2.08
GREE |  | 9102794 | HRCU-A-CB-O | GWH24YE-D3DNA1A/O | GWH24QE-D3DN***/I | Singlezone Non-ducted Wall Placement | 24000 | 15500 | 2.86 | 26443 | 2.15
GREE |  | 9102074 | HRCU-A-CB-O | GWH18YE-D3DNA1A/O | GWH18QE-D3DN***/I | Singlezone Non-ducted Wall Placement | 18000 | 14200 | 2.87 | 21500 | 2.03
GREE | Extreme Series | 9944775 | HRCU-A-CB-O | GWH09YD-D3DNA1A/O | GWH09AAD-D3DN***/I | Singlezone Non-ducted Wall Placement | 9000 | 5600 | 2.88 | 12977 | 2.09
GREE | U-Crown Series | 7607465 | HRCU-A-CB-O | GWH09UC-D3DNA4C/O | GWH09UC-D3DN***/I | Singlezone Non-ducted Wall Placement | 9000 | 5500 | 2.83 | 10488 | 2.05
GREE | Extreme Series | 9123256 | HRCU-A-CB-O | GWH24YE-D3DNA1A/O | GWH24AAE-D3DN***/I | Singlezone Non-ducted Wall Placement | 24000 | 15500 | 2.86 | 26443 | 2.15
GREE |  | 204325176 | HRCU-A-CB-O | GWH09ACD-D3DNA1A/O | GWH09AAD-D3DN***/I | Singlezone Non-ducted Wall Placement | 9000 | 5600 | 2.88 | 12977 | 2.09
GREE | Extreme Series | 9944776 | HRCU-A-CB-O | GWH12YD-D3DNA1A/O | GWH12AAD-D3DN***/I | Singlezone Non-ducted Wall Placement | 12200 | 8100 | 2.86 | 13000 | 2.08
GREE | Sapphire | 10149903 | HRCU-A-CB-O | SAP12HP230V1AO | SAP12HP230V1AH | Singlezone Non-ducted Wall Placement | 12200 | 8100 | 2.86 | 13000 | 2.08
GREE | U-Crown Series | 7607467 | HRCU-A-CB-O | GWH12UC-D3DNA4C/O | GWH12UC-D3DN***/I | Singlezone Non-ducted Wall Placement | 13000 | 8500 | 2.54 | 13000 | 2.76
GREE | Lomo 23 Series | 7091971 | HRCU-A-CB-O | GWH12QC-D3DNA1D/O | GWH12QC-D3DN***/I | Singlezone Non-ducted Wall Placement | 13000 | 7100 | 2.6 | 9065 | 2.04
GREE | Free Match G-Series | 9084227 | HMSV-A-CB | GWHD(36)ND3GO |  | Multizone All Non-ducted | 42500 | 26500 | 2.88 | 21356 | 2.01
GREE | U-Crown Series | 7607469 | HRCU-A-CB-O | GWH18UC-D3DNA4C/O | GWH18UC-D3DN***/I | Singlezone Non-ducted Wall Placement | 19000 | 12717 | 2.5 | 19190 | 2.85
HAIER | Advanced | 10092556 | HRCU-A-CB-O | 1U18ES2VHA | AW18ES2VH | Singlezone Non-ducted Wall Placement | 22000 | 14000 | 2.74 | 14900 | 2.08
HAIER | Advanced | 10092555 | HRCU-A-CB-O | 1U24ES2VHA | AW24ES2VH | Singlezone Non-ducted Wall Placement | 27600 | 18500 | 2.85 | 20500 | 2.15
HAIER | Arctic | 8862047 | HRCU-A-CB-O | 1U09EH2VHA | AW09EH2VHA | Singlezone Non-ducted Wall Placement | 12000 | 9000 | 3.22 | 12000 | 2.23
HAIER | Arctic | 8862057 | HRCU-A-CB-O | 1U18EH2VHA | AW18EH2VHA | Singlezone Non-ducted Wall Placement | 20400 | 18500 | 2.85 | 20400 | 1.9
HAIER | Arctic Multi | 204878399 | HMSV-A-CB-O | 4U36EH2VH** |  | Multizone All Non-ducted | 36000 | 22000 | 2.5 | 36000 | 2
HAIER | Arctic Next Gen | 205291903 | HRCU-A-CB-O | 1U18EH2VHD* | AW18EH2VHD* | Singlezone Non-ducted Wall Placement | 20000 | 15300 | 2.7 | 25000 | 2.27
HAIER | Arctic Next Gen | 205291901 | HRCU-A-CB-O | 1U09EH2VHD* | AW09EH2VHD* | Singlezone Non-ducted Wall Placement | 10000 | 6500 | 2.89 | 12000 | 2.11
HAIER | Arctic Next Gen | 205291902 | HRCU-A-CB-O | 1U12EH2VHD* | AW12EH2VHD* | Singlezone Non-ducted Wall Placement | 14500 | 9300 | 3.21 | 17000 | 2.31
HAIER | Advanced | 10338838 | HRCU-A-CB-O | 1U12ES2VHA | AW12ES2VH* | Singlezone Non-ducted Wall Placement | 16000 | 12220 | 3.01 | 10160 | 2.46
HAIER | Advanced | 10338837 | HRCU-A-CB-O | 1U09ES2VHA | AW09ES2VH* | Singlezone Non-ducted Wall Placement | 10000 | 7400 | 3.44 | 10000 | 2.48
HAIER | Advanced Plus | 202583710 | HRCU-A-CB | 1U18AP2VHA | AW18ES2VHB | Singlezone Non-ducted Wall Placement | 22000 | 14000 | 2.5 | 17000 | 1.9
HAXXAIR |  | 203999084 | HRCU-A-CB-O | HAH-12T2D | HVH-12T2D | Singlezone Non-ducted Wall Placement | 13000 | 7500 | 2.71 | 7824 | 2.12
HAXXAIR |  | 203999081 | HRCU-A-CB-O | HAH-18T2D | HVH-18T2D | Singlezone Non-ducted Wall Placement | 19000 | 11600 | 2.7 | 12730 | 2.16
HEIL | QuietComfort | 205921375 | HRCU-A-CB | DLCSRAH24AAK | DLFSAAH24XAK | Singlezone Ducted, Centrally Ducted | 29000 | 17500 | 2.56 | 26970 | 1.91
HEIL | High Tier | 202463649 | HRCU-A-CB-O | DLCPRAH24AAK | DLFPHAH24XAK | Singlezone Non-ducted Wall Placement | 24000 | 15450 | 3 | 24000 | 2
HEIL | High Tier | 202463648 | HRCU-A-CB-O | DLCPRAH18AAK | DLFPHAH18XAK | Singlezone Non-ducted Wall Placement | 18000 | 12300 | 3.19 | 18000 | 2
HEIL |  | 201835718 | HRCU-A-CB | DLCSRAH24AAK | DLFSDAH24XAK | Singlezone Ducted, "Compact Ducted" | 24000 | 17400 | 2.96 | 30000 | 1.93
HEIL |  | 201835668 | HRCU-A-CB-O | DLCSRAH12AAJ | DLFSHAH12XAJ | Singlezone Non-ducted Wall Placement | 11800 | 7100 | 2.57 | 7800 | 2.01
HEIL |  | 201835653 | HRCU-A-CB-O | DLCPRAH09AAK | DLFPHAH09XAK | Singlezone Non-ducted Wall Placement | 10000 | 7200 | 2.78 | 13047 | 1.97
HEIL | Mid-tier | 201835716 | HRCU-A-CB-O | DLCSRAH18AAK | DLFSCAH18XAK | Singlezone Non-ducted, Ceiling Placement | 18000 | 12000 | 2.59 | 15710 | 2.4
HEIL | Mid-tier | 201835670 | HRCU-A-CB-O | DLCSRAH09AAK | DLFSHAH09XAK | Singlezone Non-ducted Wall Placement | 12000 | 7500 | 2.65 | 9840 | 2.1
HEIL | Mid-tier | 201835706 | HRCU-A-CB-O | DLCSRAH09AAK | DLFSCAH09XAK | Singlezone Non-ducted, Ceiling Placement | 10000 | 6700 | 2.58 | 11870 | 1.94
HISENSE |  | 203845999 | HRCU-A-CB-O | AST-12UW3SXE01 | AST-12UW3SXE**01 | Singlezone Non-ducted Wall Placement | 13000 | 7500 | 2.71 | 9800 | 1.95
HISENSE |  | 203378283 | HRCU-A-CB-O | AST-18UW3SBB00 | AST-18UW3SBB**00 | Singlezone Non-ducted Wall Placement | 19000 | 11600 | 2.7 | 13273 | 2.21
HISENSE |  | 201981253 | HRCU-A-CB-O | AS-09UW3SXE00 | AS-09UW3SXE**00 | Singlezone Non-ducted Wall Placement | 10500 | 6500 | 3.12 | 9250 | 2.36
HISENSE |  | 201981254 | HRCU-A-CB-O | AS-12UW3SXA00 | AS-12UW3SXA**00 | Singlezone Non-ducted Wall Placement | 13000 | 8000 | 3.17 | 12030 | 2.41
HISENSE |  | 205013613 | HRCU-A-CB-O | AUW-18U3SF | ACT-18UR3SGB | Singlezone Non-ducted, Ceiling Placement | 18000 | 11000 | 2.54 | 14750 | 2.3
HISENSE |  | 204976793 | HRCU-A-CB-O | AUW-12U3SS | ACT-12UR3SCA | Singlezone Non-ducted, Ceiling Placement | 12000 | 7000 | 2.53 | 7376 | 2.08
KANIONco |  | 205645144 | HMSV-A-CB | KWSMO-18R410AIH |  | Multizone All Non-ducted | 19000 | 12000 | 2.79 | 10205 | 1.97
KANIONco |  | 204760839 | HRCU-A-CB-O | KWSM-09IR410AHS21 | KWSM-09IR410AHS21 | Singlezone Non-ducted Wall Placement | 9800 | 6400 | 2.76 | 7801 | 1.91
KANIONco |  | 205645145 | HMSV-A-CB | KWSMO-30R410AIH |  | Multizone All Non-ducted | 28000 | 17200 | 2.8 | 17040 | 1.97
KARDA |  | 205724750 | HMSV-A-CB | 2KARDA27MZ3 |  | Multizone All Non-ducted | 28000 | 17200 | 2.8 | 17040 | 1.97
KARDA |  | 205823033 | HMSV-A-CB | 2KARDA18MZ2 |  | Multizone All Non-ducted | 19000 | 12000 | 2.79 | 10205 | 1.97
KARDA |  | 202608467 | HMSV-A-CB | 2PAMSH27-MZO3 |  | Multizone All Non-ducted | 28000 | 17200 | 2.82 | 16820 | 1.95
KEEPRITE | ProComfort | 205921376 | HRCU-A-CB | DLCSRAH24AAK | DLFSAAH24XAK | Singlezone Ducted, Centrally Ducted | 29000 | 17500 | 2.56 | 26970 | 1.91
KEEPRITE | High Tier | 202463651 | HRCU-A-CB-O | DLCPRAH24AAK | DLFPHAH24XAK | Singlezone Non-ducted Wall Placement | 24000 | 15450 | 3 | 24000 | 2
KEEPRITE | High Tier | 202463650 | HRCU-A-CB-O | DLCPRAH18AAK | DLFPHAH18XAK | Singlezone Non-ducted Wall Placement | 18000 | 12300 | 3.19 | 18000 | 2
KEEPRITE |  | 201835719 | HRCU-A-CB | DLCSRAH24AAK | DLFSDAH24XAK | Singlezone Ducted, "Compact Ducted" | 24000 | 17400 | 2.96 | 30000 | 1.93
KEEPRITE |  | 201835669 | HRCU-A-CB-O | DLCSRAH12AAJ | DLFSHAH12XAJ | Singlezone Non-ducted Wall Placement | 11800 | 7100 | 2.57 | 7800 | 2.01
KEEPRITE |  | 201835652 | HRCU-A-CB-O | DLCPRAH09AAK | DLFPHAH09XAK | Singlezone Non-ducted Wall Placement | 10000 | 7200 | 2.78 | 13047 | 1.97
KEEPRITE | Mid-tier | 201835717 | HRCU-A-CB-O | DLCSRAH18AAK | DLFSCAH18XAK | Singlezone Non-ducted, Ceiling Placement | 18000 | 12000 | 2.59 | 15710 | 2.4
KEEPRITE | Mid-tier | 201835671 | HRCU-A-CB-O | DLCSRAH09AAK | DLFSHAH09XAK | Singlezone Non-ducted Wall Placement | 12000 | 7500 | 2.65 | 9840 | 2.1
KEEPRITE | Mid-tier | 201835707 | HRCU-A-CB-O | DLCSRAH09AAK | DLFSCAH09XAK | Singlezone Non-ducted, Ceiling Placement | 10000 | 6700 | 2.58 | 11870 | 1.94
KENMORE | Mid-Tier | 205921377 | HRCU-A-CB | DLCSRAH24AAK | DLFSAAH24XAK | Singlezone Ducted, Centrally Ducted | 29000 | 17500 | 2.56 | 26970 | 1.91
KENMORE | High Tier | 202463652 | HRCU-A-CB-O | DLCPRAH18AAK | DLFPHAH18XAK | Singlezone Non-ducted Wall Placement | 18000 | 12300 | 3.19 | 18000 | 2
KENMORE |  | 201835764 | HRCU-A-CB-O | DLCSRAH12AAJ | DLFSHAH12XAJ | Singlezone Non-ducted Wall Placement | 11800 | 7100 | 2.57 | 7800 | 2.01
KENMORE |  | 201835815 | HRCU-A-CB | DLCSRAH24AAK | DLFSDAH24XAK | Singlezone Ducted, "Compact Ducted" | 24000 | 17400 | 2.96 | 30000 | 1.93
KENMORE |  | 201835749 | HRCU-A-CB-O | DLCPRAH09AAK | DLFPHAH09XAK | Singlezone Non-ducted Wall Placement | 10000 | 7200 | 2.78 | 13047 | 1.97
KENMORE | High Tier | 202463653 | HRCU-A-CB-O | DLCPRAH24AAK | DLFPHAH24XAK | Singlezone Non-ducted Wall Placement | 24000 | 15450 | 3 | 24000 | 2
KENMORE | Mid-tier | 201835813 | HRCU-A-CB-O | DLCSRAH18AAK | DLFSCAH18XAK | Singlezone Non-ducted, Ceiling Placement | 18000 | 12000 | 2.59 | 15710 | 2.4
KENMORE | Mid-tier | 201835766 | HRCU-A-CB-O | DLCSRAH09AAK | DLFSHAH09XAK | Singlezone Non-ducted Wall Placement | 12000 | 7500 | 2.65 | 9840 | 2.1
KENMORE | Mid-tier | 201835803 | HRCU-A-CB-O | DLCSRAH09AAK | DLFSCAH09XAK | Singlezone Non-ducted, Ceiling Placement | 10000 | 6700 | 2.58 | 11870 | 1.94
KERR |  | 205747697 | HRCU-A-CB-O | A-KMH18SU-1A | B-KMH18SU-1A | Singlezone Non-ducted Wall Placement | 18000 | 10900 | 2.58 | 11178 | 2.02
KERR |  | 206221393 | HRCU-A-CB-O | A-KMH24SU-1A | B-KMH24SU-1A | Singlezone Non-ducted Wall Placement | 30000 | 19400 | 2.95 | 26000 | 2.07
KERR |  | 201866481 | HMSV-A-CB | A-KMH36QU-1 |  | Multizone All Non-ducted | 36000 | 23200 | 2.78 | 36037 | 1.96
KINGHOME |  | 205756438 | HRCU-A-CB | KU36UHO | KU24UHI | Singlezone Ducted, Centrally Ducted | 24000 | 16300 | 2.7 | 24000 | 2.1
KINGHOME |  | 10338836 | HRCU-A-CB-O | KW18HUCA4DO | KW18HUCA4DI | Singlezone Non-ducted Wall Placement | 19000 | 12700 | 2.5 | 19190 | 2.85
KINGHOME |  | 10333040 | HRCU-A-CB-O | KW18HQ2B8DO | KW18HQ2B8DI | Singlezone Non-ducted Wall Placement | 19800 | 12400 | 2.51 | 21500 | 2.03
KINGHOME |  | 10333037 | HRCU-A-CB-O | KW12HQ2B8DO | KW12HQ2B8DI | Singlezone Non-ducted Wall Placement | 13000 | 7100 | 2.81 | 8000 | 2.73
KINGHOME |  | 10338140 | HRCU-A-CB-O | KW24HQ2B8DO | KW24HQ2B8DI | Singlezone Non-ducted Wall Placement | 23000 | 14600 | 2.73 | 22553 | 2.07
KINGHOME |  | 10333036 | HRCU-A-CB-O | KW09HQ2B8DO | KW09HQ2B8DI | Singlezone Non-ducted Wall Placement | 11000 | 6800 | 2.66 | 12976 | 2.09
KINGHOME |  | 10338834 | HRCU-A-CB-O | KW09HUCA4DO | KW09HUCA4DI | Singlezone Non-ducted Wall Placement | 9000 | 5380 | 2.97 | 10500 | 2.05
KINGHOME |  | 10338835 | HRCU-A-CB-O | KW12HUCA4DO | KW12HUCA4DI | Singlezone Non-ducted Wall Placement | 13000 | 8500 | 2.62 | 10200 | 2.01
KINGHOME |  | 10338159 | HRCU-A-CB-O | KW18HTCA3DO | KW18HTCA3DI | Singlezone Non-ducted Wall Placement | 19000 | 12100 | 2.81 | 15400 | 1.97
KINGHOME |  | 10338157 | HRCU-A-CB-O | KW09HTBA3DO | KW09HTBA3DI | Singlezone Non-ducted Wall Placement | 9800 | 5800 | 2.7 | 8000 | 2.13
KINGHOME |  | 10338158 | HRCU-A-CB-O | KW12HTBA3DO | KW12HTBA3DI | Singlezone Non-ducted Wall Placement | 13000 | 8000 | 3.13 | 8300 | 2.15
LENNOX |  | 201771988 | HMSV-A-CB | MLA030S4M-1P |  | Multizone All Non-ducted | 28000 | 18000 | 2.75 | 28160 | 2.04
LENNOX |  | 203343587 | HMSV-A-CB | MPB030S4M-2P |  | Multizone All Non-ducted | 28000 | 17200 | 2.82 | 16820 | 1.95
LENNOX |  | 201953307 | HRCU-A-CB | XP20-036-230A** | CBA38MV-042-230 | Singlezone Ducted, Centrally Ducted | 33000 | 21400 | 2.51 | 18600 | 2.16
LENNOX |  | 10058816 | HRCU-A-CB | MPB009S4S-1P | MMDA009S4-2P | Singlezone Ducted, "Compact Ducted" | 10000 | 6200 | 2.84 | 8071 | 2
LENNOX |  | 201771989 | HMSV-A-CB | MLA036S4M-1P |  | Multizone All Non-ducted | 36000 | 23200 | 2.78 | 36000 | 1.96
LENNOX | DAVE LENNOX SIGNATURE XP25 SERIES | 202073556 | HRCU-A-CB | XP25-048-230-** | CBA38MV-060-230*+TDR | Singlezone Ducted, Centrally Ducted | 47000 | 30000 | 2.5 | 25200 | 2.1
LENNOX | DAVE LENNOX SIGNATURE XP25 SERIES | 201930688 | HRCU-A-CB | XP25-036-230-** | CBA38MV-042-230*+TDR | Singlezone Ducted, Centrally Ducted | 33800 | 21400 | 2.57 | 18600 | 2.11
LENNOX | ELITE XP20 SERIES | 201842145 | HRCU-A-CB | XP20-060-230A** | CBA38MV-060-230*+TDR | Singlezone Ducted, Centrally Ducted | 54500 | 36200 | 2.5 | 30800 | 2.17
LENNOX | ELITE XP20 SERIES | 8550434 | HRCU-A-CB | XP20-024-230A** | CR33-48B*+TDR+TXV | Singlezone Ducted, Centrally Ducted | 22000 | 14700 | 2.53 | 12300 | 2.11
LENNOX | ELITE XP20 SERIES | 8550433 | HRCU-A-CB | XP20-024-230A** | CR33-48B*+TDR+TXV | Singlezone Ducted, Centrally Ducted | 22000 | 14700 | 2.53 | 12300 | 2.11
LENNOX | ELITE XP20 SERIES | 8550432 | HRCU-A-CB | XP20-024-230A** | CR33-48B*+TDR+TXV | Singlezone Ducted, Centrally Ducted | 22000 | 14700 | 2.52 | 12300 | 2.1
LENNOX | ELITE XP20 SERIES | 201842143 | HRCU-A-CB | XP20-024-230A** | CBA38MV-030-230*+TDR | Singlezone Ducted, Centrally Ducted | 21600 | 14000 | 2.53 | 12400 | 2.2
LENNOX | ELITE XP20 SERIES | 201953305 | HRCU-A-CB | XP20-036-230A** | CBA38MV-042-230*+TDR | Singlezone Ducted, Centrally Ducted | 33000 | 21400 | 2.51 | 18600 | 2.16
LENNOX |  | 201796630 | HRCU-A-CB-O | MPB009S4S-1P | MWMA009S4-3P | Singlezone Non-ducted Wall Placement | 9800 | 5800 | 2.74 | 7990 | 1.98
LENNOX |  | 201796631 | HRCU-A-CB-O | MPB012S4S-1P | MWMA012S4-3P | Singlezone Non-ducted Wall Placement | 12000 | 7700 | 2.75 | 9134 | 1.94
LENNOX |  | 201796629 | HRCU-A-CB-O | MPB012S4S-1L | MWMB012S4-2L | Singlezone Non-ducted Wall Placement | 12000 | 7600 | 2.59 | 6885 | 2
LENNOX |  | 10058835 | HRCU-A-CB-O | MPB018S4S-1P | M22A018S4-2P | Singlezone Non-ducted Wall Placement | 18000 | 12000 | 2.77 | 9410 | 1.98
LENNOX |  | 10058834 | HRCU-A-CB-O | MPB018S4S-1P | M22A018S4-1P | Singlezone Non-ducted Wall Placement | 18000 | 12000 | 2.77 | 9410 | 1.98
LENNOX |  | 10058831 | HRCU-A-CB-O | MPB009S4S-1P | M22A009S4-2P | Singlezone Non-ducted Wall Placement | 10000 | 5800 | 2.66 | 7878 | 1.97
LENNOX |  | 10058830 | HRCU-A-CB-O | MPB009S4S-1P | M22A009S4-1P | Singlezone Non-ducted Wall Placement | 10000 | 5800 | 2.66 | 7878 | 1.97
LENNOX |  | 10058827 | HRCU-A-CB-O | MPB024S4S-1P | MCFA024S4-2P | Singlezone Non-ducted Wall Placement | 24000 | 15000 | 2.85 | 17705 | 2.02
LENNOX |  | 10058826 | HRCU-A-CB-O | MPB024S4S-1P | MCFA024S4-1P | Singlezone Non-ducted Wall Placement | 24000 | 15000 | 2.85 | 17705 | 2.02
LENNOX |  | 10058825 | HRCU-A-CB-O | MPB018S4S-1P | MCFB018S4-2P | Singlezone Non-ducted Wall Placement | 18000 | 12000 | 2.71 | 10274 | 2.11
LENNOX |  | 10056176 | HRCU-A-CB-O | MPB024S4S-1P | MWMA024S4-2P | Singlezone Non-ducted Wall Placement | 25000 | 15300 | 2.7 | 18099 | 2.07
LENNOX |  | 10056175 | HRCU-A-CB-O | MPB024S4S-1P | MWMA024S4-1P | Singlezone Non-ducted Wall Placement | 25000 | 15300 | 2.7 | 18099 | 2.07
LENNOX |  | 10056172 | HRCU-A-CB-O | MPB012S4S-1P | MWMA012S4-2P | Singlezone Non-ducted Wall Placement | 12000 | 7700 | 2.75 | 9134 | 1.94
LENNOX |  | 10056174 | HRCU-A-CB-O | MPB018S4S-1P | MWMA018S4-2P | Singlezone Non-ducted Wall Placement | 18000 | 11400 | 2.72 | 11178 | 2.02
LENNOX |  | 10056173 | HRCU-A-CB-O | MPB018S4S-1P | MWMA018S4-1P | Singlezone Non-ducted Wall Placement | 18000 | 11400 | 2.72 | 11178 | 2.02
LENNOX |  | 10056171 | HRCU-A-CB-O | MPB012S4S-1P | MWMA012S4-1P | Singlezone Non-ducted Wall Placement | 12000 | 7700 | 2.75 | 9134 | 1.94
LENNOX |  | 10056170 | HRCU-A-CB-O | MPB009S4S-1P | MWMA009S4-2P | Singlezone Non-ducted Wall Placement | 9800 | 5800 | 2.74 | 7990 | 1.98
LENNOX |  | 10056168 | HRCU-A-CB-O | MPB012S4S-1L | MWMB012S4-1L | Singlezone Non-ducted Wall Placement | 12000 | 7600 | 2.59 | 6885 | 2
LENNOX |  | 10056169 | HRCU-A-CB-O | MPB009S4S-1P | MWMA009S4-1P | Singlezone Non-ducted Wall Placement | 9800 | 5800 | 2.74 | 7990 | 1.98
LENNOX |  | 9920055 | HMSV-A-CB | MLA036S4M-1P |  | Multizone All Non-ducted | 36000 | 23200 | 2.78 | 36000 | 1.96
LENNOX |  | 201796628 | HRCU-A-CB-O | MPB009S4S-1L | MWMB009S4-2L | Singlezone Non-ducted Wall Placement | 11000 | 6500 | 2.8 | 6776 | 1.95
LG |  | 205788771 | HRCU-A-CB-O | LUU480HHV | LCN489HV | Singlezone Non-ducted, Ceiling Placement | 52000 | 32600 | 2.99 | 52000 | 2.22
LG |  | 205788770 | HRCU-A-CB | LUU420HHV | LHN428HV | Singlezone Ducted, "Compact Ducted" | 48000 | 28400 | 2.92 | 48000 | 2.04
LG |  | 205788766 | HRCU-A-CB | LUU180HHV | LDN187HV4 | Singlezone Ducted, "Compact Ducted" | 20000 | 12200 | 2.52 | 20000 | 3.29
LG |  | 205788777 | HRCU-A-CB | LUU480HHV | LVN480HV | Singlezone Ducted, Centrally Ducted | 50000 | 30800 | 2.84 | 50000 | 2.11
LG |  | 205788776 | HRCU-A-CB | LUU420HHV | LVN420HV | Singlezone Ducted, Centrally Ducted | 48000 | 29200 | 2.88 | 48000 | 2.04
LG |  | 205788765 | HRCU-A-CB-O | LUU420HHV | LCN429HV | Singlezone Non-ducted, Ceiling Placement | 48000 | 29200 | 3.1 | 48000 | 2.04
LG |  | 205788772 | HRCU-A-CB | LUU480HHV | LHN488HV | Singlezone Ducted, "Compact Ducted" | 50000 | 31600 | 2.92 | 50000 | 2.17
LG |  | 8584526 | HRCU-A-CB-O | LAU240HYV1 | LAN240HYV1 | Singlezone Non-ducted Wall Placement | 27000 | 17200 | 2.8 | 23690 | 2.24
LG |  | 9680935 | HRCU-A-CB-O | LAU150HYV2 | LAN150HYV2 | Singlezone Non-ducted Wall Placement | 18000 | 11000 | 2.88 | 18940 | 2.57
LG |  | 8111355 | HMSV-A-CB | LMU30CHV |  | Multizone All Non-ducted | 32000 | 19600 | 2.74 | 20622 | 2.5
LG |  | 7184507 | HMSV-A-CB | LMU24CHV |  | Multizone Mix of Non-ducted and Ducted | 23250 | 14250 | 2.59 | 14109 | 2.43
LG |  | 8584525 | HRCU-A-CB-O | LAU180HYV1 | LAN180HYV1 | Singlezone Non-ducted Wall Placement | 22000 | 13000 | 2.78 | 19300 | 2.37
LG |  | 9680934 | HRCU-A-CB-O | LAU180HYV2 | LAN180HYV2 | Singlezone Non-ducted Wall Placement | 22000 | 13500 | 2.75 | 22600 | 2.37
LG | Prestige (Canada) | 6233140 | HRCU-A-CB-O | LAU120HYV | LAN120HYV | Singlezone Non-ducted Wall Placement | 13600 | 8400 | 3.57 | 13720 | 2.74
LG |  | 203381517 | HRCU-A-CB-O | LUU127HV | LCN128HV4 | Singlezone Non-ducted, Ceiling Placement | 14000 | 9100 | 2.72 | 10500 | 1.91
LG |  | 203161150 | HRCU-A-CB-O | LUU249HV | LCN248HV | Singlezone Non-ducted, Ceiling Placement | 27000 | 17500 | 2.73 | 23600 | 2
LG |  | 10516997 | HMSV-A-CB | LMU240HHV |  | Multizone Mix of Non-ducted and Ducted | 25000 | 16300 | 2.54 | 25000 | 2
LG | LGRED | 204825178 | HRCU-A-CB-O | LAU120HYV3 | LAN120HYV3 | Singlezone Non-ducted Wall Placement | 13600 | 8300 | 3.12 | 13600 | 2.91
LG | LGRED | 204825177 | HRCU-A-CB-O | LAU090HYV3 | LAN090HYV3 | Singlezone Non-ducted Wall Placement | 11000 | 6700 | 3.44 | 11000 | 3.13
LG | LG | 10570123 | HRCU-A-CB-O | LSU120HSV5 | LSN120HSV5 | Singlezone Non-ducted Wall Placement | 13600 | 8200 | 2.79 | 11930 | 2.38
LG |  | 10443472 | HMSV-A-CB | LMU360HHV |  | Multizone All Non-ducted | 41000 | 28000 | 2.9 | 41000 | 2.11
LG | LG | 10567391 | HRCU-A-CB-O | LSU180HSV5 | LSN180HSV5 | Singlezone Non-ducted Wall Placement | 21600 | 13250 | 2.77 | 19300 | 2.28
LG | LG | 10567390 | HRCU-A-CB-O | LSU180HSV5 | LAN180HSV5 | Singlezone Non-ducted Wall Placement | 21600 | 13250 | 2.77 | 19300 | 2.28
LG | LG | 10567394 | HRCU-A-CB-O | LSU090HSV5 | LSN090HSV5 | Singlezone Non-ducted Wall Placement | 10900 | 6600 | 3.39 | 9570 | 2.8
LG | LG | 10570122 | HRCU-A-CB-O | LSU120HSV5 | LAN120HSV5 | Singlezone Non-ducted Wall Placement | 13600 | 8350 | 2.85 | 11930 | 2.38
LG | LG | 10567393 | HRCU-A-CB-O | LSU090HSV5 | LAN090HSV5 | Singlezone Non-ducted Wall Placement | 10900 | 6690 | 3.44 | 9570 | 2.8
LG |  | 7947563 | HRCU-A-CB-O | LAU090HYV1 | LAN090HYV1 | Singlezone Non-ducted Wall Placement | 11000 | 6750 | 3.47 | 11220 | 2.88
LG |  | 10445111 | HMSV-A-CB | LMU360HHV |  | Multizone Mix of Non-ducted and Ducted | 40500 | 27500 | 2.68 | 40500 | 2.06
LG |  | 10443475 | HMSV-A-CB | LMU360HHV |  | Multizone All Ducted | 40000 | 27000 | 2.5 | 40000 | 2.01
LG |  | 10445374 | HMSV-A-CB | LMU240HHV |  | Multizone All Non-ducted | 26000 | 17400 | 2.8 | 26000 | 2.1
LG |  | 10445376 | HMSV-A-CB | LMU300HHV |  | Multizone All Non-ducted | 28600 | 18900 | 2.8 | 28600 | 2.16
LG |  | 8111358 | HMSV-A-CB | LMU480HV |  | Multizone All Non-ducted | 54000 | 34080 | 3.31 | 38900 | 2.52
LG |  | 10443474 | HMSV-A-CB | LMU420HHV |  | Multizone All Ducted | 45000 | 29000 | 2.71 | 45000 | 2.07
LG |  | 10444103 | HMSV-A-CB | LMU420HHV |  | Multizone Mix of Non-ducted and Ducted | 45000 | 29000 | 2.75 | 45000 | 2.11
LG |  | 7180063 | HMSV-A-CB | LMU36CHV |  | Multizone All Non-ducted | 36000 | 20000 | 2.62 | 22057 | 2.49
LG |  | 203161351 | HRCU-A-CB | LUU189HV | LVN181HV4 | Singlezone Ducted, Centrally Ducted | 20000 | 13000 | 2.7 | 20500 | 1.94
LG |  | 203381526 | HRCU-A-CB-O | LUU097HV | LCN098HV4 | Singlezone Non-ducted, Ceiling Placement | 11000 | 7000 | 2.93 | 8250 | 2.1
LG |  | 9122552 | HRCU-A-CB-O | LSU243HLV | LSN243HLV | Singlezone Non-ducted Wall Placement | 27000 | 17900 | 2.79 | 23690 | 2.07
LG |  | 7180062 | HMSV-A-CB | LMU24CHV |  | Multizone All Non-ducted | 24000 | 14500 | 2.72 | 14595 | 2.59
LG |  | 8931559 | HRCU-A-CB | LUU127HV | LDN127HV4 | Singlezone Ducted, "Compact Ducted" | 16000 | 10000 | 2.71 | 12000 | 1.95
LG |  | 10399150 | HRCU-A-CB | LUU368HV | LVN360HV4 | Singlezone Ducted, Centrally Ducted | 40000 | 25600 | 2.73 | 30000 | 2
LG | LONG PIPE | 204825182 | HRCU-A-CB-O | LSU243HLV3 | LSN243HLV3 | Singlezone Non-ducted Wall Placement | 26000 | 15800 | 2.66 | 23700 | 2.24
LG | LGRED | 204825179 | HRCU-A-CB-O | LAU150HYV3 | LAN150HYV3 | Singlezone Non-ducted Wall Placement | 18000 | 10900 | 3.51 | 18950 | 2.55
LG | LGRED | 204825180 | HRCU-A-CB-O | LAU180HYV3 | LAN180HYV3 | Singlezone Non-ducted Wall Placement | 21600 | 13100 | 3.1 | 21540 | 2.44
LG | LGRED | 204825181 | HRCU-A-CB-O | LAU240HYV3 | LAN240HYV3 | Singlezone Non-ducted Wall Placement | 26000 | 15800 | 2.66 | 23700 | 2.24
LG |  | 10570124 | HRCU-A-CB-O | LGU121HSV3 | LGN121HSV3 | Singlezone Non-ducted Wall Placement | 13600 | 8200 | 2.79 | 11930 | 2.38
LG |  | 7484109 | HRCU-A-CB-O | LSU090HSV4 | LAN090HSV4 | Singlezone Non-ducted Wall Placement | 10800 | 6600 | 3.45 | 9570 | 2.8
LG |  | 5859619 | HRCU-A-CB-O | LUU187HV | LCN187HV | Singlezone Non-ducted, Ceiling Placement | 20000 | 12500 | 2.88 | 11271 | 2.25
LG |  | 10443471 | HMSV-A-CB | LMU420HHV |  | Multizone All Non-ducted | 45000 | 29000 | 2.8 | 45000 | 2.15
LUXAIRE |  | 10309107 | HRCU-A-CB | HL20B4821 | CM50DE3A1+MVC20DN21 | Singlezone Ducted, Centrally Ducted | 58000 | 42500 | 2.56 | 34000 | 2.51
MAXI AIR |  | 203238010 | HRCU-A-CB-O | YS21F-18HRDN1 | YS21F-18HRDN1 | Singlezone Non-ducted Wall Placement | 18000 | 10400 | 2.72 | 10953 | 1.9
MAX-R |  | 205982979 | HRCU-A-CB-O | MAX-R 12K35 GR38 (OUT) | MAX-R 12K35 GR38 (INT) | Singlezone Non-ducted Wall Placement | 12200 | 8100 | 2.86 | 13000 | 2.08
MAX-R |  | 205982977 | HRCU-A-CB-O | MAX-R 12K30 GR23 (OUT) | MAX-R 12K30 GR23 (INT) | Singlezone Non-ducted Wall Placement | 13000 | 7100 | 2.6 | 9065 | 2.04
MAX-R |  | 205982980 | HRCU-A-CB-O | MAX-R 18K35 GR38 (OUT) | MAX-R 18K35 GR38 (INT) | Singlezone Non-ducted Wall Placement | 18000 | 14200 | 2.87 | 21500 | 2.03
MAX-R |  | 204012251 | HMSV-A-CB | MAX-R(MZ)36K30 |  | Multizone All Non-ducted | 36000 | 23200 | 2.78 | 36037 | 1.96
MAYTAG | MAYTAG PSH1BG SERIES | 10296736 | HRCU-A-CB | PSH1BG4CVRX36K | C6B(A,H)-X36(C,U)-B | Singlezone Ducted, Centrally Ducted | 34400 | 21800 | 2.66 | 20150 | 2.27
MAYTAG | MAYTAG PSH1BG SERIES | 10296731 | HRCU-A-CB | PSH1BG4CVRX24K | C6B(A,H)-X26(C,U)-B | Singlezone Ducted, Centrally Ducted | 22400 | 14200 | 2.77 | 12650 | 2.12
MAYTAG | MAYTAG PSH1BG SERIES | 10296730 | HRCU-A-CB | PSH1BG4CVRX24K | C6B(A,H)-X26(C,U)-B | Singlezone Ducted, Centrally Ducted | 22200 | 14100 | 2.58 | 12800 | 2.03
MAYTAG | MAYTAG PSH1BG SERIES | 10296737 | HRCU-A-CB | PSH1BG4CVRX36K | C6B(A,H)-X36(C,U)-C | Singlezone Ducted, Centrally Ducted | 34200 | 21800 | 2.66 | 20250 | 2.28
MAYTAG | MAYTAG PSH1BG SERIES | 10296733 | HRCU-A-CB | PSH1BG4CVRX36K | B6VMAX36K-B | Singlezone Ducted, Centrally Ducted | 34400 | 21800 | 2.66 | 20150 | 2.27
MAYTAG | MAYTAG PSH1BG SERIES | 10296728 | HRCU-A-CB | PSH1BG4CVRX24K | B6VMAX24K-B | Singlezone Ducted, Centrally Ducted | 22400 | 14200 | 2.77 | 12650 | 2.12
MAYTAG | MAYTAG PSH1BG SERIES | 10296742 | HRCU-A-CB | PSH1BG4CVRX48K | C6B(A,H)-X48(C,U)-C | Singlezone Ducted, Centrally Ducted | 44000 | 27800 | 2.63 | 27550 | 2.21
MAYTAG | MAYTAG PSH1BG SERIES | 10296739 | HRCU-A-CB | PSH1BG4CVRX48K | B6VMAX48K-C | Singlezone Ducted, Centrally Ducted | 44000 | 27800 | 2.63 | 27550 | 2.21
MDV |  | 205823026 | HRCU-A-CB | MOE30U-32HFN1-M-[X] | MTI-32HWFN1-M | Singlezone Ducted, "Compact Ducted" | 38000 | 25000 | 2.88 | 49282 | 2.19
MDV |  | 205746254 | HRCU-A-CB-O | MOX430-17HFN1-MT0W | CS11M-18HRFN1-MT0W | Singlezone Non-ducted Wall Placement | 18000 | 10900 | 2.58 | 11178 | 2.02
MDV |  | 205746255 | HRCU-A-CB-O | MOD30-24HFN1-MU0W | CS11M-23HRFN1-MT0W | Singlezone Non-ducted Wall Placement | 30000 | 19400 | 2.95 | 26000 | 2.07
MDV |  | 8740672 | HRCU-A-CB-O | MOCA31-18HFN1-MT0W | MUEU-18HRFN1-M(C) | Singlezone Non-ducted, Floor Placement | 18000 | 12000 | 2.71 | 10508 | 1.94
MDV |  | 200059297 | HRCU-A-CB | MOCA31-18HFN1-MT0W | MTIU-18HWFN1-M | Singlezone Ducted, "Compact Ducted" | 18000 | 12000 | 2.61 | 10352 | 1.96
MDV |  | 8739928 | HRCU-A-CB-O | MOB30-12HFN1-MT0W | CCA3U-12HRFN1-M(C) | Singlezone Non-ducted, Ceiling Placement | 12000 | 7500 | 2.68 | 7332 | 2.11
MDV |  | 8740675 | HRCU-A-CB-O | MOD31-24HFN1-MT0W | MUEU-24HRFN1-M(C) | Singlezone Non-ducted, Floor Placement | 24000 | 15000 | 2.85 | 17817 | 1.9
MDV |  | 8856676 | HMSV-A-CB | M3OF-27HFN1-M |  | Multizone All Non-ducted | 28000 | 17200 | 2.8 | 17040 | 1.97
MDV |  | 8856675 | HMSV-A-CB | M2OF-18HFN1-M |  | Multizone All Non-ducted | 19000 | 12000 | 2.79 | 10205 | 1.97
MDV |  | 200059299 | HRCU-A-CB | MOD31-24HFN1-MT0W | MTIU-24HWFN1-M | Singlezone Ducted, "Compact Ducted" | 24400 | 16000 | 2.69 | 18533 | 2.04
MDV |  | 200059283 | HRCU-A-CB-O | MOCA30-12HFN1-MZ50W | MSOP1B-12HRFN1-MZ50W | Singlezone Non-ducted Wall Placement | 12000 | 6800 | 2.62 | 13873 | 2.03
MDV |  | 200059281 | HRCU-A-CB-O | MOCA30-09HFN1-MZA5W | MSOP1B-09HRFN1-MZA5W | Singlezone Non-ducted Wall Placement | 10000 | 7200 | 2.78 | 13047 | 1.91
MDV |  | 8779182 | HRCU-A-CB-O | MOB01-12HFN1-BT0W | MSMBB-12HRFN1-BT0W | Singlezone Non-ducted Wall Placement | 11800 | 7100 | 2.54 | 6192 | 1.99
MDV |  | 8719215 | HRCU-A-CB-O | MOCA31-18HFN1-MT0W | MSABE-18HRFN1-MT0W | Singlezone Non-ducted Wall Placement | 18000 | 10400 | 2.72 | 10953 | 1.9
MDV |  | 8688148 | HRCU-A-CB-O | MOBA30-09HFN1-MT0W | MSABB-09HRFN1-MT0W | Singlezone Non-ducted Wall Placement | 9800 | 6400 | 2.76 | 7801 | 1.91
MDV |  | 202415590 | HRCU-A-CB-O | MOD30-22HFN1-MW5W | MSAB2F-22HRFN1-MW5W | Singlezone Non-ducted Wall Placement | 24000 | 15400 | 3.01 | 25624 | 2.1
MDV |  | 202415591 | HRCU-A-CB-O | MOD30-18HFN1-MZ22W | MSAB2F-18HRFN1-MZ22W | Singlezone Non-ducted Wall Placement | 18000 | 12300 | 3.19 | 17920 | 2.13
MDV |  | 8740674 | HRCU-A-CB-O | MOD31-24HFN1-MT0W | MCDU-24HRFN1-M(C) | Singlezone Non-ducted, Ceiling Placement | 24400 | 15800 | 2.56 | 16933 | 1.95
MDV |  | 9101401 | HRCU-A-CB-O | MOBA30-09HFN1-MT0W | CS11M-09HRFN1-MX0W(A) | Singlezone Non-ducted Wall Placement | 9800 | 5800 | 2.74 | 7989 | 2
MDV |  | 9101403 | HRCU-A-CB-O | MOCA31-18HFN1-MT0W | CS11M-18HRFN1-MT0W | Singlezone Non-ducted Wall Placement | 18000 | 11400 | 2.72 | 11178 | 2.02
MDV |  | 8994415 | HMSV-A-CB | M4OH-36HFN1-M |  | Multizone All Non-ducted | 36000 | 23200 | 2.78 | 36037 | 1.96
MDV |  | 200059289 | HRCU-A-CB | MOB30-09HFN1-MX0W | MTIU-09HWFN1-M | Singlezone Ducted, "Compact Ducted" | 10000 | 7200 | 2.74 | 8343 | 2.07
MIDEA | Excel | 205962795 | HRCU-A-CB | 38MAQB24R--3 | 40MBAAQ24XA3 | Singlezone Ducted, Centrally Ducted | 29000 | 17500 | 2.56 | 26970 | 1.91
MIDEA | Advantage | 205921378 | HRCU-A-CB | DLCSRAH24AAK | DLFSAAH24XAK | Singlezone Ducted, Centrally Ducted | 29000 | 17500 | 2.56 | 26970 | 1.91
MIDEA | Elevate | 202463641 | HRCU-A-CB-O | 38MPRAQ24AA3 | DHMPHAQ24XA3 | Singlezone Non-ducted Wall Placement | 24000 | 15450 | 3 | 24000 | 2
MIDEA | Elevate | 202463640 | HRCU-A-CB-O | 38MPRAQ18AA3 | DHMPHAQ18XA3 | Singlezone Non-ducted Wall Placement | 18000 | 12300 | 3.19 | 18000 | 2
MIDEA |  | 201753970 | HRCU-A-CB-O | 38MPRAQ09AA3 | DHMPHAQ09XA3 | Singlezone Non-ducted Wall Placement | 10000 | 7200 | 2.78 | 13000 | 2.01
MIDEA |  | 201753971 | HRCU-A-CB-O | 38MPRAQ12AA3 | DHMPHAQ12XA3 | Singlezone Non-ducted Wall Placement | 12000 | 6800 | 2.66 | 13887 | 2
MIDEA |  | 201796612 | HRCU-A-CB | DLCSRAH24AAK | DLFSDAH24XAK | Singlezone Ducted, "Compact Ducted" | 24000 | 17400 | 2.96 | 30000 | 1.93
MIDEA |  | 201756546 | HRCU-A-CB-O | DLCSRAH12AAJ | DLFSHAH12XAJ | Singlezone Non-ducted Wall Placement | 11800 | 7100 | 2.57 | 7800 | 2.01
MIDEA |  | 201753972 | HRCU-A-CB-O | DLCPRAH09AAK | DLFPHAH09XAK | Singlezone Non-ducted Wall Placement | 10000 | 7200 | 2.78 | 13047 | 1.97
MIDEA |  | 9006310 | HMSV-A-CB | M2OF-18HFN1-M |  | Multizone All Non-ducted | 19000 | 12000 | 2.79 | 10205 | 1.97
MIDEA |  | 9006311 | HMSV-A-CB | M3OF-27HFN1-M |  | Multizone All Non-ducted | 28000 | 17200 | 2.8 | 17040 | 1.97
MIDEA | Excel | 201846989 | HRCU-A-CB-O | 38MAQB12R--3 | DHMSHAQ12XA3 | Singlezone Non-ducted Wall Placement | 12000 | 7800 | 2.66 | 12010 | 1.98
MIDEA | Max | 202463655 | HRCU-A-CB-O | DLCPRAH24AAK | DLFPHAH24XAK | Singlezone Non-ducted Wall Placement | 24000 | 15450 | 3 | 24000 | 2
MIDEA | Max | 202463654 | HRCU-A-CB-O | DLCPRAH18AAK | DLFPHAH18XAK | Singlezone Non-ducted Wall Placement | 18000 | 12300 | 3.19 | 18000 | 2
MIDEA | Mid-tier | 201796611 | HRCU-A-CB-O | DLCSRAH18AAK | DLFSCAH18XAK | Singlezone Non-ducted, Ceiling Placement | 18000 | 12000 | 2.59 | 15710 | 2.4
MIDEA | Excel | 201847004 | HMSV-A-CB | 38MGRQ36D--3 |  | Multizone All Non-ducted | 36000 | 23200 | 2.78 | 36080 | 1.96
MIDEA | Advantage | 201756547 | HRCU-A-CB-O | DLCSRAH09AAK | DLFSHAH09XAK | Singlezone Non-ducted Wall Placement | 12000 | 7500 | 2.65 | 9840 | 2.1
MIDEA | Excel | 201846987 | HRCU-A-CB-O | 38MAQB12R--1 | DHMSHAQ12XA1 | Singlezone Non-ducted Wall Placement | 12000 | 7600 | 2.59 | 6490 | 1.94
MIDEA | Mid-tier | 201796606 | HRCU-A-CB-O | DLCSRAH09AAK | DLFSCAH09XAK | Singlezone Non-ducted, Ceiling Placement | 10000 | 6700 | 2.58 | 11870 | 1.94
MIDEA | Excel | 201847005 | HMSV-A-CB | 38MGRQ48E--3 |  | Multizone All Non-ducted | 48000 | 29600 | 2.7 | 36340 | 1.98
MIDEA | Excel | 204722815 | HMSV-A-CB | 38MGRQ30D--3 |  | Multizone All Non-ducted | 28000 | 17400 | 2.79 | 28220 | 2.04
MIDEA | Excel | 201847001 | HMSV-A-CB | 38MGRQ18B--3 |  | Multizone All Non-ducted | 19000 | 12000 | 2.79 | 13990 | 2.15
Mitsubishi Electric | S-Series | 204834270 | HMSV-A-CB-O | PUMY-P36NKMU3 |  | Multizone All Non-ducted | 42000 | 26400 | 2.56 | 29000 | 2.2
Mitsubishi Electric | S-Series | 204834276 | HMSV-A-CB-O | PUMY-P60NKMU3 |  | Multizone All Non-ducted | 66000 | 41500 | 2.63 | 57000 | 2
Mitsubishi Electric | P-Series H2i | 204276762 | HRCU-A-CB-O | PUZ-HA24NHA | PCA-A24KA7 | Singlezone Non-ducted, Ceiling Placement | 26000 | 17700 | 2.63 | 26000 | 1.9
Mitsubishi Electric | P-Series H2i | 204276538 | HRCU-A-CB-O | PUZ-HA24NHA | PLA-A24EA7 | Singlezone Non-ducted, Ceiling Placement | 26000 | 17300 | 3.09 | 26000 | 2.01
Mitsubishi Electric | M-Series | 202392035 | HRCU-A-CB-O | SUZ-KA09NAH2 | MLZ-KP09NA | Singlezone Non-ducted, Ceiling Placement | 12000 | 7700 | 2.72 | 6100 | 2.52
Mitsubishi Electric | M-Series | 202392027 | HRCU-A-CB | SUZ-KA09NA2 | SEZ-KD09NA | Singlezone Ducted, "Compact Ducted" | 12000 | 7600 | 2.53 | 6000 | 2.44
Mitsubishi Electric | M-Series | 202392018 | HRCU-A-CB-O | SUZ-KA09NA2 | MLZ-KP09NA | Singlezone Non-ducted, Ceiling Placement | 12000 | 7700 | 3.22 | 6100 | 3.08
Mitsubishi Electric | M-Series | 201849577 | HRCU-A-CB-O | MUZ-GL09NAH-U1 | MSZ-GL09NA-U1 | Singlezone Non-ducted Wall Placement | 10900 | 6700 | 2.58 | 8000 | 2.39
Mitsubishi Electric | M-Series | 201754314 | HRCU-A-CB-O | MUZ-GL18NAH-U1 | MSZ-GL18NA-U1 | Singlezone Non-ducted Wall Placement | 21600 | 13800 | 2.53 | 15100 | 2.21
Mitsubishi Electric | M-Series H2i | 201754298 | HRCU-A-CB-O | MUZ-FH12NA | MSZ-FH12NA | Singlezone Non-ducted Wall Placement | 13600 | 8000 | 3.26 | 13600 | 2.21
Mitsubishi Electric | Mitsubishi Electric | 201754311 | HRCU-A-CB-O | MUZ-GL12NA-U1 | MSZ-GL12NA-U1 | Singlezone Non-ducted Wall Placement | 14400 | 9200 | 3.1 | 10200 | 2.93
Mitsubishi Electric | Mitsubishi Electric | 201754303 | HRCU-A-CB-O | MUZ-FH18NAH2 | MSZ-FH18NA | Singlezone Non-ducted Wall Placement | 20300 | 12480 | 2.93 | 20900 | 2.06
Mitsubishi Electric | Mitsubishi Electric | 201754315 | HRCU-A-CB-O | MUZ-GL18NA-U1 | MSZ-GL18NA-U1 | Singlezone Non-ducted Wall Placement | 21600 | 13800 | 2.73 | 15100 | 2.35
Mitsubishi Electric | M-Series | 202392036 | HRCU-A-CB-O | SUZ-KA12NAH2 | MLZ-KP12NA | Singlezone Non-ducted, Ceiling Placement | 15400 | 9900 | 2.52 | 7900 | 2.09
Mitsubishi Electric | S-Series | 202426337 | HMSV-A-CB | PUMY-P36NKMU2 |  | Multizone Mix of Non-ducted and Ducted | 42000 | 28728 | 2.68 | 29000 | 2.09
Mitsubishi Electric | S-Series H2i | 202426335 | HMSV-A-CB | PUMY-HP36NKMU |  | Multizone Mix of Non-ducted and Ducted | 42000 | 45898 | 3.05 | 42000 | 1.95
Mitsubishi Electric | M-Series | 202392056 | HRCU-A-CB | SUZ-KA18NAH2 | SVZ-KP18NA | Singlezone Ducted, Centrally Ducted | 21600 | 14000 | 2.6 | 12200 | 2.63
Mitsubishi Electric | M-Series | 202392054 | HRCU-A-CB | SUZ-KA18NA2 | SVZ-KP18NA | Singlezone Ducted, Centrally Ducted | 21600 | 14000 | 2.81 | 12200 | 2.88
Mitsubishi Electric | M-Series | 202392053 | HRCU-A-CB | SUZ-KA12NA2 | SVZ-KP12NA | Singlezone Ducted, Centrally Ducted | 15000 | 9900 | 2.59 | 7800 | 2.75
Mitsubishi Electric | M-Series | 202392034 | HRCU-A-CB | SUZ-KA18NAH2 | SEZ-KD18NA | Singlezone Ducted, "Compact Ducted" | 21600 | 13900 | 2.65 | 10700 | 2.34
Mitsubishi Electric | M-Series | 202392030 | HRCU-A-CB | SUZ-KA18NA2 | SEZ-KD18NA | Singlezone Ducted, "Compact Ducted" | 21600 | 13900 | 2.87 | 12000 | 2.88
Mitsubishi Electric | M-Series | 202392029 | HRCU-A-CB | SUZ-KA15NA2 | SEZ-KD15NA | Singlezone Ducted, "Compact Ducted" | 18000 | 11700 | 2.68 | 10000 | 2.55
Mitsubishi Electric | M-Series | 202392023 | HRCU-A-CB-O | SUZ-KA18NA2 | SLZ-KF18NA | Singlezone Non-ducted, Ceiling Placement | 19700 | 12900 | 2.68 | 9800 | 2.37
Mitsubishi Electric | M-Series | 202392021 | HRCU-A-CB-O | SUZ-KA09NA2 | SLZ-KF09NA | Singlezone Non-ducted, Ceiling Placement | 11000 | 6900 | 2.5 | 5600 | 3.04
Mitsubishi Electric | Mitsubishi Electric | 201754642 | HRCU-A-CB-O | MXZ-2C20NA2 |  | Multizone All Non-ducted | 22000 | 12500 | 2.82 | 11100 | 2.03
Mitsubishi Electric | Mitsubishi Electric | 201754640 | HRCU-A-CB-O | PUMY-P60NKMU1 |  | Multizone All Non-ducted | 66000 | 41500 | 2.6 | 57000 | 1.9
Mitsubishi Electric | Mitsubishi Electric | 201754447 | HRCU-A-CB-O | PUMY-P48NKMU* |  | Multizone All Non-ducted | 54000 | 31400 | 2.92 | 36400 | 2.2
Mitsubishi Electric | M-Series | 202732309 | HMSV-A-CB | MXZ-2C20NAHZ2 | MSZ-FH09NAMSZ-FH09NA | Multizone All Non-ducted | 22000 | 13000 | 2.63 | 22000 | 2.07
Mitsubishi Electric | M-Series | 201754299 | HRCU-A-CB-O | MUZ-FH12NAH | MSZ-FH12NA** | Singlezone Non-ducted Wall Placement | 13600 | 8100 | 2.83 | 13600 | 2.07
Mitsubishi Electric | M-Series H2i | 204834292 | HMSV-A-CB-O | MXZ-4C36NAHZ2 |  | Multizone All Non-ducted | 45000 | 30000 | 2.85 | 45000 | 2
Mitsubishi Electric | M-Series H2i | 204834294 | HMSV-A-CB-O | MXZ-5C42NAHZ2 |  | Multizone All Non-ducted | 48000 | 32000 | 2.8 | 48000 | 2
Mitsubishi Electric | M-Series H2i | 204834293 | HMSV-A-CB | MXZ-4C36NAHZ2 |  | Multizone All Ducted | 45000 | 34000 | 2.59 | 45000 | 2
Mitsubishi Electric | M-Series H2i | 204926512 | HMSV-A-CB | MXZ-4C36NAHZ2 |  | Multizone Mix of Non-ducted and Ducted | 45000 | 32000 | 2.69 | 45000 | 2
Mitsubishi Electric | S-Series | 202412084 | HMSV-A-CB | PUMY-P36NKMU2 |  | Multizone All Non-ducted | 42000 | 26400 | 2.56 | 29000 | 2.2
Mitsubishi Electric | S-Series | 202412089 | HMSV-A-CB | PUMY-P60NKMU2 |  | Multizone All Non-ducted | 66000 | 41500 | 2.63 | 57000 | 2
Mitsubishi Electric | M-Series | 201754425 | HRCU-A-CB-O | MUZ-FE09NAH | MSZ-FE09NA | Singlezone Non-ducted Wall Placement | 10900 | 6700 | 2.93 | 11200 | 2.06
Mitsubishi Electric | M-Series | 201754295 | HRCU-A-CB-O | MUZ-FE12NAH | MSZ-FE12NA** | Singlezone Non-ducted Wall Placement | 13600 | 7800 | 2.72 | 12500 | 2.3
Mitsubishi Electric | M-Series | 201754308 | HRCU-A-CB-O | MUZ-GE15NAH2 | MSZ-GE15NA | Singlezone Non-ducted Wall Placement | 18000 | 11300 | 2.88 | 12560 | 2.07
Mitsubishi Electric | M-Series | 201754305 | HRCU-A-CB-O | MUZ-GE12NAH2 | MSZ-GE12NA | Singlezone Non-ducted Wall Placement | 14400 | 8800 | 2.87 | 9080 | 2.22
Mitsubishi Electric | M-Series | 201754646 | HRCU-A-CB-O | MUZ-GE09NAH2 | MSZ-GE09NA | Singlezone Non-ducted Wall Placement | 10900 | 6600 | 2.76 | 7130 | 2.03
Mitsubishi Electric | M-Series H2i | 204627044 | HRCU-A-CB | SUZ-KA12NAHZ | PEAD-A12AA | Singlezone Ducted, "Compact Ducted" | 15000 | 9000 | 2.72 | 15000 | 2.09
Mitsubishi Electric | P-Series H2i | 204276761 | HRCU-A-CB-O | PUZ-HA24NHA | PKA-A24KA7 | Singlezone Non-ducted Wall Placement | 26000 | 17200 | 2.75 | 26000 | 2
Mitsubishi Electric | M-Series H2i | 204627020 | HRCU-A-CB | SUZ-KA12NAHZ | SEZ-KD12NA4 | Singlezone Ducted, "Compact Ducted" | 15000 | 9000 | 2.56 | 15000 | 2.2
Mitsubishi Electric | M-Series | 202392019 | HRCU-A-CB-O | SUZ-KA12NA2 | MLZ-KP12NA | Singlezone Non-ducted, Ceiling Placement | 15400 | 9900 | 2.84 | 7900 | 2.36
Mitsubishi Electric | M-Series | 202392020 | HRCU-A-CB-O | SUZ-KA18NA2 | MLZ-KP18NA | Singlezone Non-ducted, Ceiling Placement | 20000 | 13100 | 2.63 | 10700 | 2.55
Mitsubishi Electric | P-Series | 201754450 | HRCU-A-CB-O | PUZ-A12NKA7*** | PLA-A12EA* | Singlezone Non-ducted, Ceiling Placement | 14000 | 10100 | 2.53 | 13000 | 2.01
Mitsubishi Electric | M-Series | 201754310 | HRCU-A-CB-O | MUZ-GL12NAH-U1 | MSZ-GL12NA-U1 | Singlezone Non-ducted Wall Placement | 14400 | 9200 | 2.7 | 10200 | 2.6
Mitsubishi Electric | M-Series | 202490340 | HRCU-A-CB-O | MUZ-GL24NA-U2 | MSZ-GL24NA-U1 | Singlezone Non-ducted Wall Placement | 27600 | 16000 | 2.65 | 20200 | 1.98
Mitsubishi Electric | Mitsubishi Electric | 201754316 | HRCU-A-CB-O | MUZ-GL24NA-U1 | MSZ-GL24NA-U1 | Singlezone Non-ducted Wall Placement | 27600 | 16000 | 2.65 | 20200 | 1.98
Mitsubishi Electric | M-Series | 201754911 | HRCU-A-CB-O | MXZ-4C36NAHZ |  | Multizone All Non-ducted | 45000 | 34000 | 2.85 | 45000 | 2.42
Mitsubishi Electric | M-Series | 201754904 | HRCU-A-CB-O | MXZ-3C24NAHZ2 |  | Multizone All Non-ducted | 25000 | 14000 | 2.53 | 25000 | 1.92
Mitsubishi Electric | Mitsubishi Electric | 201754648 | HRCU-A-CB-O | MUZ-GL09NA-U1 | MSZ-GL09NA-U1 | Singlezone Non-ducted Wall Placement | 10900 | 6700 | 3.12 | 8000 | 2.76
Mitsubishi Electric | M-Series | 201754302 | HRCU-A-CB-O | MUZ-FH18NA2 | MSZ-FH18NA2 | Singlezone Non-ducted Wall Placement | 20300 | 13700 | 3.04 | 20300 | 2.01
Mitsubishi Electric | Mitsubishi Electric | 201754297 | HRCU-A-CB-O | MUZ-FH09NAH | MSZ-FH09NA** | Singlezone Non-ducted Wall Placement | 10900 | 6700 | 2.73 | 10900 | 2.73
Mitsubishi Electric | M-Series | 201754637 | HRCU-A-CB-O | MXZ-8C60NA-U* |  | Multizone All Non-ducted | 66000 | 41500 | 2.5 | 57000 | 2.07
Mitsubishi Electric | Mitsubishi Electric | 201754445 | HRCU-A-CB-O | PUMY-P36NKMU* |  | Multizone All Non-ducted | 42000 | 26400 | 2.99 | 29000 | 2.3
Mitsubishi Electric | Mitsubishi Electric | 201754444 | HMSV-A-CB | PUMY-P36NKMU* |  | Multizone All Ducted | 42000 | 26600 | 2.6 | 30000 | 2.25
Mitsubishi Electric | M-Series | 201754926 | HRCU-A-CB-O | MXZ-5C42NAHZ |  | Multizone All Non-ducted | 48000 | 35800 | 2.87 | 48000 | 2.51
Mitsubishi Electric | M-Series | 201755020 | HRCU-A-CB | MXZ-4C36NAHZ |  | Multizone Mix of Non-ducted and Ducted | 45000 | 35000 | 2.53 | 45000 | 2.12
Mitsubishi Electric | Mitsubishi Electric | 201755026 | HRCU-A-CB | PUMY-P36NKMU* |  | Multizone Mix of Non-ducted and Ducted | 42000 | 26500 | 2.78 | 29000 | 2.24
Mitsubishi Electric | Mitsubishi Electric | 201754319 | HRCU-A-CB-O | PUZ-A36NKA7 | PLA-A36EA7 | Singlezone Non-ducted, Ceiling Placement | 38000 | 22000 | 2.59 | 21600 | 2.43
Mitsubishi Electric | M-Series | 202680594 | HRCU-A-CB-O | MUZ-GL09NA*** | MSZ-GL09NA*** | Singlezone Non-ducted Wall Placement | 10900 | 6700 | 3.12 | 8000 | 2.76
Mitsubishi Electric | M-Series | 202680595 | HRCU-A-CB-O | MUZ-GL12NA*** | MSZ-GL12NA*** | Singlezone Non-ducted Wall Placement | 14400 | 9200 | 3.1 | 10200 | 2.93
Mitsubishi Electric | M-Series | 202680598 | HRCU-A-CB-O | MUZ-GL12NAH*** | MSZ-GL12NA*** | Singlezone Non-ducted Wall Placement | 14400 | 9200 | 2.7 | 10200 | 2.6
Mitsubishi Electric | M-Series | 202680597 | HRCU-A-CB-O | MUZ-GL09NAH*** | MSZ-GL09NA*** | Singlezone Non-ducted Wall Placement | 10900 | 6700 | 2.58 | 8000 | 2.39
Mitsubishi Electric | Mitsubishi Electric | 201754427 | HRCU-A-CB-O | MUZ-FH06NAH | MSZ-FH06NA** | Singlezone Non-ducted Wall Placement | 8700 | 5900 | 2.74 | 8700 | 2.45
Mitsubishi Electric | M-Series H2i | 201754426 | HRCU-A-CB-O | MUZ-FH06NA | MSZ-FH06NA** | Singlezone Non-ducted Wall Placement | 8700 | 5900 | 3.46 | 8700 | 2.8
Mitsubishi Electric | M-Series | 201754293 | HRCU-A-CB-O | MUFZ-KJ18NAHZ | MFZ-KJ18NA | Singlezone Non-ducted, Floor Placement | 21000 | 12800 | 2.62 | 21000 | 2.05
Mitsubishi Electric | M-Series; KJ-Series | 201754291 | HRCU-A-CB-O | MUFZ-KJ12NAHZ | MFZ-KJ12NA | Singlezone Non-ducted, Floor Placement | 13000 | 8800 | 2.77 | 13000 | 2.1
Mitsubishi Electric | M-Series | 201754416 | HRCU-A-CB-O | MUFZ-KJ09NAHZ | MFZ-KJ09NA | Singlezone Non-ducted, Floor Placement | 11000 | 7500 | 2.75 | 11000 | 2.01
Mitsubishi Electric | M-Series H2i | 201754296 | HRCU-A-CB-O | MUZ-FH09NA | MSZ-FH09NA | Singlezone Non-ducted Wall Placement | 10900 | 6700 | 3.27 | 10900 | 2.37
MOOVAIR |  | 204005752 | HMSV-A-CB | DM36HOM25230X3 |  | Multizone All Non-ducted | 36000 | 23200 | 2.78 | 36037 | 1.96
MOOVAIR |  | 204005745 | HRCU-A-CB-O | DM12HOS23230E2 | DM12HICU230X5 | Singlezone Non-ducted, Ceiling Placement | 12000 | 7500 | 2.68 | 7332 | 2.11
MOOVAIR |  | 203238516 | HMSV-A-CB | DM18HOM23230X2 |  | Multizone All Non-ducted | 19000 | 12000 | 2.79 | 10205 | 1.97
MOOVAIR |  | 204005747 | HRCU-A-CB-O | DM24HOS23230E2 | DM24HICU230X5 | Singlezone Non-ducted, Ceiling Placement | 24400 | 15800 | 2.56 | 16933 | 1.95
MOOVAIR |  | 203238512 | HRCU-A-CB-O | DM18HOS23230E2 | DM18HIW23230E3 | Singlezone Non-ducted Wall Placement | 18000 | 11400 | 2.72 | 11178 | 2.02
MOOVAIR |  | 203238509 | HRCU-A-CB-O | DM09HOS23230E2 | DM09HIW23230E3 | Singlezone Non-ducted Wall Placement | 9800 | 5800 | 2.74 | 7989 | 2
MOOVAIR |  | 204005738 | HRCU-A-CB | DM18HOS23230E2 | DM18HIDU230X5 | Singlezone Ducted, "Compact Ducted" | 18000 | 12000 | 2.61 | 10352 | 1.96
MOOVAIR |  | 204005740 | HRCU-A-CB | DM09HOS25230E3 | DM09HIDU230X5 | Singlezone Ducted, "Compact Ducted" | 10000 | 7200 | 2.74 | 8343 | 2.07
MOOVAIR |  | 203238518 | HMSV-A-CB | DM27HOM23230X2 |  | Multizone All Non-ducted | 28000 | 17200 | 2.8 | 17040 | 1.97
MOOVAIR |  | 204005739 | HRCU-A-CB | DM24HOS23230E2 | DM24HIDU230X5 | Singlezone Ducted, "Compact Ducted" | 24400 | 16000 | 2.69 | 18533 | 2.04
MRCOOL |  | 8977707 | HMSV-A-CB | MULTI2-18HP230V1 |  | Multizone All Non-ducted | 19000 | 12000 | 2.79 | 10205 | 1.97
MRCOOL |  | 8977708 | HMSV-A-CB | MULTI3-27HP230V1 |  | Multizone All Non-ducted | 28000 | 17200 | 2.8 | 17040 | 1.97
MRCOOL |  | 204783913 | HRCU-A-CB-O | O-ES-18-HP-C-230 | O-18-HP-WMAH-230A | Singlezone Non-ducted Wall Placement | 18000 | 11400 | 2.72 | 11178 | 2.02
MRCOOL |  | 204783911 | HRCU-A-CB-O | O-ES-09-HP-C-230 | O-09-HP-WMAH-230A | Singlezone Non-ducted Wall Placement | 9800 | 5800 | 2.74 | 7989 | 2
NAPOLEON |  | 203363530 | HMSV-A-CB | NMZO-27F-B |  | Multizone All Non-ducted | 28000 | 17200 | 2.8 | 17040 | 1.97
NAPOLEON |  | 8952861 | HRCU-A-CB-O | NH21-09F-O | NH21-09F-I | Singlezone Non-ducted Wall Placement | 9800 | 6400 | 2.76 | 7801 | 1.91
NAPOLEON |  | 8952863 | HRCU-A-CB-O | NH21-18F-O | NH21-18F-I | Singlezone Non-ducted Wall Placement | 18000 | 10400 | 2.72 | 10953 | 1.9
NAPOLEON |  | 205309937 | HRCU-A-CB-O | NH21-18F-O | NH25-18F-I | Singlezone Non-ducted Wall Placement | 18000 | 11400 | 2.72 | 11178 | 2.02
NAPOLEON |  | 205309935 | HRCU-A-CB-O | NH21-09F-O | NH25-09F-I | Singlezone Non-ducted Wall Placement | 9800 | 5800 | 2.74 | 7989 | 2
NUTONE | NUTONE FSH1BG SERIES | 10254905 | HRCU-A-CB | FSH1BG4CVRX36K | C6B(A,H)-X36(C,U)-C | Singlezone Ducted, Centrally Ducted | 34200 | 21800 | 2.66 | 20250 | 2.28
NUTONE | NUTONE FSH1BG SERIES | 10254901 | HRCU-A-CB | FSH1BG4CVRX36K | C6B(A,H)-X36(C,U)-B | Singlezone Ducted, Centrally Ducted | 34400 | 21800 | 2.66 | 20150 | 2.27
NUTONE | NUTONE FSH1BG SERIES | 10254882 | HRCU-A-CB | FSH1BG4CVRX24K | C6B(A,H)-X26(C,U)-B | Singlezone Ducted, Centrally Ducted | 22400 | 14200 | 2.77 | 12650 | 2.12
NUTONE | NUTONE FSH1BG SERIES | 10254872 | HRCU-A-CB | FSH1BG4CVRX24K | C6B(A,H)-X26(C,U)-B | Singlezone Ducted, Centrally Ducted | 22200 | 14100 | 2.58 | 12800 | 2.03
NUTONE | NUTONE FSH1BG SERIES | 10254910 | HRCU-A-CB | FSH1BG4CVRX36K | C6B(A,H)-X36(C,U)-C | Singlezone Ducted, Centrally Ducted | 34200 | 21800 | 2.66 | 20250 | 2.28
NUTONE | NUTONE FSH1BG SERIES | 10254877 | HRCU-A-CB | FSH1BG4CVRX24K | C6B(A,H)-X26(C,U)-B | Singlezone Ducted, Centrally Ducted | 22200 | 14100 | 2.58 | 12800 | 2.03
NUTONE | NUTONE FSH1BG SERIES | 10254887 | HRCU-A-CB | FSH1BG4CVRX36K | B6VMAX36K-B | Singlezone Ducted, Centrally Ducted | 34400 | 21800 | 2.66 | 20150 | 2.27
NUTONE | NUTONE FSH1BG SERIES | 10254868 | HRCU-A-CB | FSH1BG4CVRX24K | B6VMAX24K-B | Singlezone Ducted, Centrally Ducted | 22400 | 14200 | 2.77 | 12650 | 2.12
NUTONE | NUTONE FSH1BG SERIES | 10254929 | HRCU-A-CB | FSH1BG4CVRX48K | C6B(A,H)-X48(C,U)-C | Singlezone Ducted, Centrally Ducted | 44000 | 27800 | 2.63 | 27550 | 2.21
NUTONE | NUTONE FSH1BG SERIES | 10254915 | HRCU-A-CB | FSH1BG4CVRX48K | B6VMAX48K-C | Singlezone Ducted, Centrally Ducted | 44000 | 27800 | 2.63 | 27550 | 2.21
ONYX | ONYX FSH1BG SERIES | 202083623 | HRCU-A-CB | FSH1BG4CVRX36K | C6B(A,H)-X36(C,U)-C | Singlezone Ducted, Centrally Ducted | 34200 | 21800 | 2.66 | 20250 | 2.28
ONYX | ONYX FSH1BG SERIES | 202083624 | HRCU-A-CB | FSH1BG4CVRX36K | C6B(A,H)-X36(C,U)-C | Singlezone Ducted, Centrally Ducted | 34200 | 21800 | 2.66 | 20250 | 2.28
ONYX | ONYX FSH1BG SERIES | 202083622 | HRCU-A-CB | FSH1BG4CVRX36K | C6B(A,H)-X36(C,U)-B | Singlezone Ducted, Centrally Ducted | 34400 | 21800 | 2.66 | 20150 | 2.27
ONYX | ONYX FSH1BG SERIES | 202083619 | HRCU-A-CB | FSH1BG4CVRX24K | C6B(A,H)-X26(C,U)-B | Singlezone Ducted, Centrally Ducted | 22400 | 14200 | 2.77 | 12650 | 2.12
ONYX | ONYX FSH1BG SERIES | 202083618 | HRCU-A-CB | FSH1BG4CVRX24K | C6B(A,H)-X26(C,U)-B | Singlezone Ducted, Centrally Ducted | 22200 | 14100 | 2.58 | 12800 | 2.03
ONYX | ONYX FSH1BG SERIES | 202083617 | HRCU-A-CB | FSH1BG4CVRX24K | C6B(A,H)-X26(C,U)-B | Singlezone Ducted, Centrally Ducted | 22200 | 14100 | 2.58 | 12800 | 2.03
ONYX | ONYX FSH1BG SERIES | 202083641 | HRCU-A-CB | FSH1BG4CVRX36K | B6VMAX36K-B | Singlezone Ducted, Centrally Ducted | 34400 | 21800 | 2.66 | 20150 | 2.27
ONYX | ONYX FSH1BG SERIES | 202083640 | HRCU-A-CB | FSH1BG4CVRX24K | B6VMAX24K-B | Singlezone Ducted, Centrally Ducted | 22400 | 14200 | 2.77 | 12650 | 2.12
ONYX | ONYX FSH1BG SERIES | 202083627 | HRCU-A-CB | FSH1BG4CVRX48K | C6B(A,H)-X48(C,U)-C | Singlezone Ducted, Centrally Ducted | 44000 | 27800 | 2.63 | 27550 | 2.21
ONYX | ONYX FSH1BG SERIES | 202083642 | HRCU-A-CB | FSH1BG4CVRX48K | B6VMAX48K-C | Singlezone Ducted, Centrally Ducted | 44000 | 27800 | 2.63 | 27550 | 2.21
PANASONIC | Exterios E | 7958200 | HRCU-A-CB-O | CU-E18RKUA | CS-E18RKUAW | Singlezone Non-ducted Wall Placement | 21600 | 12000 | 2.71 | 10100 | 2.24
PANASONIC | Exterios XE | 201900302 | HRCU-A-CB-O | CU-XE15SKUA-1 | CS-XE15SKUA-1 | Singlezone Non-ducted Wall Placement | 17200 | 18200 | 5.23 | 17200 | 1.98
PANASONIC | Wall Mounted | 9571162 | HRCU-A-CB-O | CU-XE15SKUA | CS-XE15SKUA | Singlezone Non-ducted Wall Placement | 18000 | 11000 | 3.16 | 15700 | 1.98
PANASONIC | RAC Multi E | 10221199 | HMSV-A-CB | CU-3E19RBU-5 |  | Multizone All Non-ducted | 26000 | 20800 | 2.57 | 18900 | 2.1
PANASONIC | Low-Profile Ducted | 9125308 | HRCU-A-CB | CU-E9SD3UA | CS-E9SD3UAW | Singlezone Ducted, "Compact Ducted" | 9000 | 7900 | 2.54 | 7800 | 2.06
PANASONIC | ClimaPure XE Series | 205047853 | HRCU-A-CB-O | CU-XE15WKUA | CS-XE15WKUAW | Singlezone Non-ducted Wall Placement | 17200 | 11000 | 3.16 | 17200 | 2.1
PANASONIC | ClimaPure XE Series | 205047852 | HRCU-A-CB-O | CU-XE12WKUA | CS-XE12WKUAW | Singlezone Non-ducted Wall Placement | 12000 | 10000 | 2.79 | 12000 | 2.21
PANASONIC | ClimaPure XE Series | 205047851 | HRCU-A-CB-O | CU-XE9WKUA | CS-XE9WKUAW | Singlezone Non-ducted Wall Placement | 10900 | 8000 | 3.13 | 11000 | 2.3
PANASONIC | ClimaPure XE Series | 205047854 | HRCU-A-CB-O | CU-XE18WKUA | CS-XE18WKUAW | Singlezone Non-ducted Wall Placement | 20400 | 14000 | 2.93 | 20400 | 2.31
PAYNE | Mid-Tier | 205921386 | HRCU-A-CB | 38MAQB24R--3 | 40MBAAQ24XA3 | Singlezone Ducted, Centrally Ducted | 29000 | 17500 | 2.56 | 26970 | 1.91
PAYNE | High Tier | 202463638 | HRCU-A-CB-O | 38MPRAQ18AA3 | DHMPHAQ18XA3 | Singlezone Non-ducted Wall Placement | 18000 | 12300 | 3.19 | 18000 | 2
PAYNE | High Tier | 202463639 | HRCU-A-CB-O | 38MPRAQ24AA3 | DHMPHAQ24XA3 | Singlezone Non-ducted Wall Placement | 24000 | 15450 | 3 | 24000 | 2
PAYNE |  | 201753410 | HRCU-A-CB-O | 38MPRAQ09AA3 | DHMPHAQ09XA3 | Singlezone Non-ducted Wall Placement | 10000 | 7200 | 2.78 | 13000 | 2.01
PAYNE |  | 201753413 | HRCU-A-CB-O | 38MPRAQ12AA3 | DHMPHAQ12XA3 | Singlezone Non-ducted Wall Placement | 12000 | 6800 | 2.66 | 13887 | 2
PAYNE | Mid-tier | 201846967 | HRCU-A-CB-O | 38MAQB12R--1 | DHMSHAQ12XA1 | Singlezone Non-ducted Wall Placement | 12000 | 7600 | 2.59 | 6490 | 1.94
PAYNE | Mid-tier | 201846969 | HRCU-A-CB-O | 38MAQB12R--3 | DHMSHAQ12XA3 | Singlezone Non-ducted Wall Placement | 12000 | 7800 | 2.66 | 12010 | 1.98
PAYNE | Mid-tier | 201846984 | HMSV-A-CB | 38MGRQ36D--3 |  | Multizone All Non-ducted | 36000 | 23200 | 2.78 | 36080 | 1.96
PAYNE | Mid-tier | 201846985 | HMSV-A-CB | 38MGRQ48E--3 |  | Multizone All Non-ducted | 48000 | 29600 | 2.7 | 36340 | 1.98
PAYNE | Mid-tier | 204722816 | HMSV-A-CB | 38MGRQ30D--3 |  | Multizone All Non-ducted | 28000 | 17400 | 2.79 | 28220 | 2.04
PAYNE | Mid-tier | 201846981 | HMSV-A-CB | 38MGRQ18B--3 |  | Multizone All Non-ducted | 19000 | 12000 | 2.79 | 13990 | 2.15
PERFECTAIRE |  | 205645138 | HMSV-A-CB | 2PAMS36-HH-MZO4 |  | Multizone All Non-ducted | 36000 | 23200 | 2.78 | 36037 | 1.96
PERFECTAIRE |  | 202585746 | HMSV-A-CB | 2PAMSH27-MZO3 |  | Multizone All Non-ducted | 28000 | 17200 | 2.82 | 16820 | 1.95
RUNTRU |  | 205118701 | HRCU-A-CB-O | M4THS1824A11N** | M4MHW1824A1N0** | Singlezone Non-ducted Wall Placement | 23000 | 14600 | 2.61 | 22861 | 2.02
SAMSUNG | FJM Max Heat | 10348192 | HMSV-A-CB | AJ020MCS3CH |  | Multizone All Non-ducted | 22000 | 13000 | 2.63 | 22000 | 1.95
SAMSUNG | FJM Max Heat | 205291859 | HMSV-A-CB | AJ036TXS4CH |  | Multizone All Non-ducted | 36600 | 19500 | 2.61 | 36600 | 2.04
SAMSUNG | FJM Max Heat | 205291856 | HMSV-A-CB | AJ020TXS3CH |  | Multizone All Non-ducted | 22000 | 10500 | 2.63 | 22000 | 1.95
SAMSUNG | Smart Whisper Max Heat | 201993481 | HRCU-A-CB-O | AR18NSWSPWKX | AR18NSWSPWKN | Singlezone Non-ducted Wall Placement | 20600 | 13000 | 2.86 | 21040 | 2.11
SENVILLE |  | 8858354 | HMSV-A-CB | SENA/18HF/MOZ |  | Multizone All Non-ducted | 19000 | 12000 | 2.79 | 10205 | 1.97
SENVILLE |  | 8858355 | HMSV-A-CB | SENA/30HF/MOZ |  | Multizone All Non-ducted | 28000 | 17200 | 2.8 | 17040 | 1.97
SHARP | Eco-inverter | 8740799 | HRCU-A-CB-O | AE-X12TU | AY-XPC12TU | Singlezone Non-ducted Wall Placement | 14000 | 8400 | 2.8 | 9300 | 2.31
SHARP | Eco-inverter | 8674934 | HRCU-A-CB-O | AE-X18TU | AY-XPC18TU | Singlezone Non-ducted Wall Placement | 21600 | 12000 | 2.59 | 12900 | 2.55
SHARP | Eco-inverter | 8950554 | HMSV-A-CB | AE-X2M20TU |  | Multizone All Non-ducted | 22000 | 14000 | 2.95 | 14800 | 3.03
SHARP | Eco-inverter | 8796398 | HRCU-A-CB-O | AE-X12THU | AY-XP12THU | Singlezone Non-ducted Wall Placement | 14000 | 8500 | 3.41 | 14000 | 2.55
SMART COMFORT | Mid-tier | 202119277 | HRCU-A-CB-O | DLCSRAH09AAK | DLFSCAH09XAK | Singlezone Non-ducted, Ceiling Placement | 10000 | 6700 | 2.58 | 11870 | 1.94
SMART COMFORT | High Tier | 202463659 | HRCU-A-CB-O | DLCPRAH24AAK | DLFPHAH24XAK | Singlezone Non-ducted Wall Placement | 24000 | 15450 | 3 | 24000 | 2
SMART COMFORT | High Tier | 202463658 | HRCU-A-CB-O | DLCPRAH18AAK | DLFPHAH18XAK | Singlezone Non-ducted Wall Placement | 18000 | 12300 | 3.19 | 18000 | 2
SMART COMFORT | Mid-tier | 202119262 | HRCU-A-CB-O | DLCSRAH09AAK | DLFSHAH09XAK | Singlezone Non-ducted Wall Placement | 12000 | 7500 | 2.65 | 9840 | 2.1
SMART COMFORT | Mid-tier | 202119282 | HRCU-A-CB-O | DLCSRAH18AAK | DLFSCAH18XAK | Singlezone Non-ducted, Ceiling Placement | 18000 | 12000 | 2.59 | 15710 | 2.4
TEMPSTAR | QuietComfort | 205921379 | HRCU-A-CB | DLCSRAH24AAK | DLFSAAH24XAK | Singlezone Ducted, Centrally Ducted | 29000 | 17500 | 2.56 | 26970 | 1.91
TEMPSTAR |  | 201835814 | HRCU-A-CB | DLCSRAH24AAK | DLFSDAH24XAK | Singlezone Ducted, "Compact Ducted" | 24000 | 17400 | 2.96 | 30000 | 1.93
TEMPSTAR |  | 201835765 | HRCU-A-CB-O | DLCSRAH12AAJ | DLFSHAH12XAJ | Singlezone Non-ducted Wall Placement | 11800 | 7100 | 2.57 | 7800 | 2.01
TEMPSTAR |  | 201835748 | HRCU-A-CB-O | DLCPRAH09AAK | DLFPHAH09XAK | Singlezone Non-ducted Wall Placement | 10000 | 7200 | 2.78 | 13047 | 1.97
TEMPSTAR | Mid-tier | 201835802 | HRCU-A-CB-O | DLCSRAH09AAK | DLFSCAH09XAK | Singlezone Non-ducted, Ceiling Placement | 10000 | 6700 | 2.58 | 11870 | 1.94
TEMPSTAR | High Tier | 202463657 | HRCU-A-CB-O | DLCPRAH24AAK | DLFPHAH24XAK | Singlezone Non-ducted Wall Placement | 24000 | 15450 | 3 | 24000 | 2
TEMPSTAR | High Tier | 202463656 | HRCU-A-CB-O | DLCPRAH18AAK | DLFPHAH18XAK | Singlezone Non-ducted Wall Placement | 18000 | 12300 | 3.19 | 18000 | 2
TEMPSTAR | Mid-tier | 201835767 | HRCU-A-CB-O | DLCSRAH09AAK | DLFSHAH09XAK | Singlezone Non-ducted Wall Placement | 12000 | 7500 | 2.65 | 9840 | 2.1
TEMPSTAR | Mid-tier | 201835812 | HRCU-A-CB-O | DLCSRAH18AAK | DLFSCAH18XAK | Singlezone Non-ducted, Ceiling Placement | 18000 | 12000 | 2.59 | 15710 | 2.4
TOSHIBA CARRIER |  | 3638309 | HRCU-A-CB-O | RAV-SP300AT2-UL | RAV-SP300UT-UL | Singlezone Non-ducted, Ceiling Placement | 33400 | 19700 | 3.09 | 18700 | 2.04
TOSHIBA CARRIER |  | 3638311 | HRCU-A-CB-O | RAV-SP360AT2-UL | RAV-SP360UT-UL | Singlezone Non-ducted, Ceiling Placement | 36000 | 23200 | 3.01 | 22400 | 2.04
TOSHIBA CARRIER |  | 9854722 | HRCU-A-CB-O | RAV-SP300AT2-UL | RAV-SP301BT-UL | Singlezone Ducted, "Compact Ducted" | 34000 | 20600 | 2.99 | 20900 | 2.2
TOSHIBA CARRIER |  | 9854795 | HRCU-A-CB-O | RAV-SP360AT2-UL | RAV-SP361BT-UL | Singlezone Ducted, "Compact Ducted" | 40000 | 21400 | 2.69 | 21100 | 2.22
TOSHIBA CARRIER | Toshiba-Carrier VRF | 10052879 | HMSV-A-CB | MCY-MAP0487HS-UL |  | Multizone All Non-ducted | 54000 | 32000 | 2.87 | 38800 | 2.09
TOSOT |  | 205756439 | HRCU-A-CB | TU36-24WADU | TU24-36AADU | Singlezone Ducted, Centrally Ducted | 24000 | 16300 | 2.7 | 24000 | 2.1
TOSOT | Lomo Plus | 10062018 | HRCU-A-CB-O | TW09HQ3D6DO | TW09HQ3D6DI | Singlezone Non-ducted Wall Placement | 9000 | 5600 | 2.88 | 12977 | 2.09
TOSOT | Lomo Plus | 10062021 | HRCU-A-CB-O | TW24HQ3D6DO | TW24HQ3D6DI | Singlezone Non-ducted Wall Placement | 24000 | 15500 | 2.86 | 26443 | 2.15
TOSOT |  | 202134392 | HRCU-A-CB-O | TW12HQ2A3DO | TW12HQ2A3DI | Singlezone Non-ducted Wall Placement | 13000 | 7100 | 2.6 | 9065 | 2.04
TOSOT |  | 9108746 | HRCU-A-CB-O | TW12HQ2C2DO | TW12HQ2C2DI | Singlezone Non-ducted Wall Placement | 13000 | 7100 | 2.6 | 9065 | 2.04
TOSOT | Lomo Plus | 10062019 | HRCU-A-CB-O | TW12HQ3D6DO | TW12HQ3D6DI | Singlezone Non-ducted Wall Placement | 12200 | 8100 | 2.86 | 13000 | 2.08
TOSOT | Multi Zone | 10064023 | HMSV-A-CB | TM36H4O |  | Multizone All Non-ducted | 42500 | 26500 | 2.88 | 21356 | 2.01
TRANE | XV19 | 201922059 | HRCU-A-CB | 4TWL9048A1 | 4PX*DU60BS3 | Singlezone Ducted, Centrally Ducted | 44500 | 30800 | 3.34 | 24960 | 2.23
TRANE | XV19 | 201922158 | HRCU-A-CB | 4TWL9048A1 | TEM8A0C60V51+TDR | Singlezone Ducted, Centrally Ducted | 46000 | 31400 | 3.22 | 25420 | 2.4
TRANE | XV19 | 201922157 | HRCU-A-CB | 4TWL9048A1 | TEM8A0C48V41+TDR | Singlezone Ducted, Centrally Ducted | 46500 | 31400 | 3.2 | 25320 | 2.41
TRANE | XV20i | 8759415 | HRCU-A-CB | 4TWV0036A1 | 4PX*CU48BS3 | Singlezone Ducted, Centrally Ducted | 33200 | 26600 | 3.22 | 20220 | 1.9
TRANE | XV20i | 8761421 | HRCU-A-CB | 4TWV0036A1 | 4TXCC007DS3 | Singlezone Ducted, Centrally Ducted | 33200 | 26600 | 3.22 | 20220 | 1.9
TRANE | XV18 | 8761468 | HRCU-A-CB | 4TWV8036A1 | 4TXCC007DS3 | Singlezone Ducted, Centrally Ducted | 32600 | 26400 | 3.25 | 20360 | 1.91
TRANE | XV18 | 8761494 | HRCU-A-CB | 4TWV8037A1 | 4TXCC007DS3 | Singlezone Ducted, Centrally Ducted | 33200 | 26600 | 3.22 | 20220 | 1.9
TRANE | XV18 | 8761473 | HRCU-A-CB | 4TWV8036A1 | 4TXCC007DS3 | Singlezone Ducted, Centrally Ducted | 32800 | 26600 | 3.25 | 20500 | 1.91
TRANE | XV20i | 10093495 | HRCU-A-CB | 4TWV0036A1 | TAM9A0B30V31 | Singlezone Ducted, Centrally Ducted | 32600 | 26200 | 3.17 | 20220 | 1.92
TRANE | XV18 | 10093504 | HRCU-A-CB | 4TWV8036A1 | TAM9A0B30V31 | Singlezone Ducted, Centrally Ducted | 32000 | 26600 | 3.25 | 20760 | 1.95
TRANE | XV18 | 10093505 | HRCU-A-CB | 4TWV8036A1 | TAM9A0C36V31 | Singlezone Ducted, Centrally Ducted | 32200 | 26200 | 3.25 | 20500 | 1.91
TRANE | XV18 | 10093507 | HRCU-A-CB | 4TWV8037A1 | TAM9A0B30V31 | Singlezone Ducted, Centrally Ducted | 32600 | 26200 | 3.17 | 20220 | 1.92
TRANE | XV18 | 10093512 | HRCU-A-CB | 4TWV8048A1 | TAM9A0C60V51 | Singlezone Ducted, Centrally Ducted | 41500 | 36200 | 4.57 | 28680 | 1.9
TRANE | XV20i | 10153699 | HRCU-A-CB | 4TWV0036A1 | TEM8A0C48V41+TDR | Singlezone Ducted, Centrally Ducted | 31000 | 25200 | 3.08 | 19700 | 1.94
TRANE | XV20i | 10153703 | HRCU-A-CB | 4TWV0048A1 | TEM8A0C48V41+TDR | Singlezone Ducted, Centrally Ducted | 42000 | 35600 | 4.42 | 27980 | 1.92
TRANE | XV18 | 10153714 | HRCU-A-CB | 4TWV8036A1 | TEM8A0C36V31+TDR | Singlezone Ducted, Centrally Ducted | 31600 | 25600 | 3.13 | 20040 | 1.94
TRANE | XV18 | 10153717 | HRCU-A-CB | 4TWV8036A1 | TEM8A0C48V41+TDR | Singlezone Ducted, Centrally Ducted | 31000 | 25400 | 3.08 | 20040 | 1.96
TRANE | XV18 | 10153718 | HRCU-A-CB | 4TWV8036A1 | TEM8A0D48V41+TDR | Singlezone Ducted, Centrally Ducted | 31600 | 25800 | 3.07 | 20100 | 1.96
TRANE | XV18 | 10153724 | HRCU-A-CB | 4TWV8037A1 | TEM8A0C48V41+TDR | Singlezone Ducted, Centrally Ducted | 31000 | 25200 | 3.08 | 19700 | 1.94
TRANE | XV18 | 10153725 | HRCU-A-CB | 4TWV8037A1 | TEM8A0D48V41+TDR | Singlezone Ducted, Centrally Ducted | 31800 | 25800 | 3.05 | 20000 | 1.97
TRANE | XV18 | 10153729 | HRCU-A-CB | 4TWV8048A1 | TEM8A0C60V51+TDR | Singlezone Ducted, Centrally Ducted | 44500 | 36800 | 4.49 | 28520 | 1.92
TRANE | XV18 | 10153734 | HRCU-A-CB | 4TWV8049A1 | TEM8A0C48V41+TDR | Singlezone Ducted, Centrally Ducted | 42000 | 35600 | 4.42 | 27980 | 1.92
TRANE |  | 7151533 | HRCU-A-CB-O | 4TXK2712A10NAA | 4MXW2712A10N0AA | Singlezone Non-ducted Wall Placement | 13000 | 8000 | 3.13 | 8300 | 2.15
TRANE |  | 9150123 | HRCU-A-CB-O | 4TXK3812A10NU** | 4MXW3812A10NU** | Singlezone Non-ducted Wall Placement | 12200 | 8100 | 3.21 | 13304 | 2.18
TRANE |  | 7151535 | HRCU-A-CB-O | 4TXK2718A10N0AA | 4MXW2718A10N0AA | Singlezone Non-ducted Wall Placement | 19000 | 12100 | 2.81 | 15400 | 1.97
TRANE | TruComfort XV18 | 10093511 | HRCU-A-CB | 4TWV8048A1 | TAM9A0C48V41 | Singlezone Ducted, Centrally Ducted | 41000 | 36400 | 4.52 | 28780 | 1.93
TRANE |  | 9150127 | HRCU-A-CB-O | 4TXK3824A10NU** | 4MXW3824A10NU** | Singlezone Non-ducted Wall Placement | 24000 | 15500 | 2.89 | 24233 | 2.23
TRANE |  | 9057065 | HMSV-A-CB | 4TXM2230A15N0** |  | Multizone All Non-ducted | 42000 | 27000 | 2.93 | 21356 | 2.01
TRANE | XV20i | 8939381 | HRCU-A-CB | 4TWV0036A1 | 4TXFH036CZ3 | Singlezone Ducted, Centrally Ducted | 32200 | 26400 | 3.25 | 20740 | 1.92
TRANE |  | 6750459 | HRCU-A-CB | 4TWV8024A1 | *AM8C0B30V21 | Singlezone Ducted, Centrally Ducted | 20000 | 16800 | 2.5 | 13000 | 2.07
TRANE |  | 202703126 | HRCU-A-CB-O | 4TXK2324A10N0** | 4MXW2324A10N0** | Singlezone Non-ducted Wall Placement | 23000 | 14600 | 2.61 | 22861 | 2.02
TRANE |  | 6749942 | HRCU-A-CB | 4TWV0024A1 | *AM8C0B30V21 | Singlezone Ducted, Centrally Ducted | 20200 | 16800 | 2.5 | 13000 | 2.07
TRANE | XV20i | 10153700 | HRCU-A-CB | 4TWV0036A1 | TEM8A0D48V41+TDR | Singlezone Ducted, Centrally Ducted | 31800 | 25800 | 3.05 | 20000 | 1.97
TRANE |  | 7151531 | HRCU-A-CB-O | 4TXK2709A10N0AA | 4MXW2709A10N0AA | Singlezone Non-ducted Wall Placement | 9800 | 5800 | 2.7 | 8000 | 2.13
TRANE | XV18 | 10153721 | HRCU-A-CB | 4TWV8037A1 | TEM8A0C36V31+TDR | Singlezone Ducted, Centrally Ducted | 31800 | 25600 | 3.07 | 19500 | 1.94
TRANE | XV20i | 10153696 | HRCU-A-CB | 4TWV0036A1 | TEM8A0C36V31+TDR | Singlezone Ducted, Centrally Ducted | 31800 | 25600 | 3.07 | 19500 | 1.94
Trane / Mitsubishi Electric |  | 202732310 | HMSV-A-CB | NTXMPH20A122AA | NTXWPH09A112AANTXWPH09A112AA | Multizone All Non-ducted | 22000 | 13000 | 2.63 | 22000 | 2.07
Trane / Mitsubishi Electric |  | 204276766 | HRCU-A-CB-O | TRUZH0241HA00NA | TPKA0A0241KA70A | Singlezone Non-ducted Wall Placement | 26000 | 17200 | 2.75 | 26000 | 2
Trane / Mitsubishi Electric |  | 204813325 | HRCU-A-CB-O | TRUZA0361KA70B* | TPLA0A0361EA70A | Singlezone Non-ducted, Ceiling Placement | 38000 | 22000 | 2.59 | 21600 | 2.43
Trane / Mitsubishi Electric |  | 202850711 | HMSV-A-CB-O | TUMYP0601AK42** |  | Multizone All Non-ducted | 66000 | 41500 | 2.63 | 57000 | 2
Trane / Mitsubishi Electric |  | 202850709 | HMSV-A-CB-O | TUMYP0361AK42** |  | Multizone All Non-ducted | 42000 | 26400 | 2.56 | 29000 | 2.2
Trane / Mitsubishi Electric |  | 204276540 | HRCU-A-CB-O | TRUZH0241HA00NA | TPLA0A0241EA70A | Singlezone Non-ducted, Ceiling Placement | 26000 | 17300 | 3.09 | 26000 | 2.01
Trane / Mitsubishi Electric |  | 204813315 | HRCU-A-CB-O | TRUZA0121KA70B* | TPLA0A0121EA70A | Singlezone Non-ducted, Ceiling Placement | 14000 | 10100 | 2.53 | 13000 | 2.01
Trane / Mitsubishi Electric |  | 204834277 | HMSV-A-CB-O | TUMYP0361AK43** |  | Multizone All Non-ducted | 42000 | 26400 | 2.56 | 29000 | 2.2
Trane / Mitsubishi Electric |  | 204813316 | HRCU-A-CB-O | TRUZA0121KA70N* | TPLA0A0121EA70A | Singlezone Non-ducted, Ceiling Placement | 14000 | 10100 | 2.53 | 13000 | 2.01
Trane / Mitsubishi Electric | M-Series H2i | 202354909 | HMSV-A-CB | NTXMPH36A142AA |  | Multizone All Non-ducted | 45000 | 34000 | 2.85 | 45000 | 2.42
Trane / Mitsubishi Electric | M-Series H2i | 202354905 | HMSV-A-CB | NTXMPH24A132AA |  | Multizone All Non-ducted | 25000 | 14000 | 2.53 | 25000 | 1.92
Trane / Mitsubishi Electric | M-Series H2i | 202373723 | HRCU-A-CB-O | NTXSPB06A112AA | NTXWPH06A112AA | Singlezone Non-ducted Wall Placement | 8700 | 5900 | 2.74 | 8700 | 2.45
Trane / Mitsubishi Electric | M-Series | 202392233 | HRCU-A-CB-O | NTXSKS18A112AA | NTXUKS18A112AA | Singlezone Non-ducted, Ceiling Placement | 20000 | 13100 | 2.63 | 10700 | 2.55
Trane / Mitsubishi Electric | M-Series | 202392231 | HRCU-A-CB | NTXSKS18A112AA | NTXDKS18A112AA | Singlezone Ducted, "Compact Ducted" | 21600 | 13900 | 2.87 | 12000 | 2.88
Trane / Mitsubishi Electric | M-Series | 202392237 | HRCU-A-CB-O | NTXSKS18A112AA | NTXCKS18A112AA | Singlezone Non-ducted, Ceiling Placement | 19700 | 12900 | 2.68 | 9800 | 2.37
Trane / Mitsubishi Electric | M-Series | 202392219 | HRCU-A-CB-O | NTXSKS12A112AA | NTXUKS12A112AA | Singlezone Non-ducted, Ceiling Placement | 15400 | 9900 | 2.84 | 7900 | 2.36
Trane / Mitsubishi Electric | M-Series | 202392225 | HRCU-A-CB | NTXSKS15A112AA | NTXDKS15A112AA | Singlezone Ducted, "Compact Ducted" | 18000 | 11700 | 2.68 | 10000 | 2.55
Trane / Mitsubishi Electric | M-Series | 202392213 | HRCU-A-CB-O | NTXSKS09A112AA | NTXCKS09A112AA | Singlezone Non-ducted, Ceiling Placement | 11000 | 6900 | 2.5 | 5600 | 3.04
Trane / Mitsubishi Electric | M-Series | 202392209 | HRCU-A-CB-O | NTXSKS09A112AA | NTXUKS09A112AA | Singlezone Non-ducted, Ceiling Placement | 12000 | 7700 | 3.22 | 6100 | 3.08
Trane / Mitsubishi Electric | M-Series | 202392207 | HRCU-A-CB | NTXSKS09A112AA | NTXDKS09A112AA | Singlezone Ducted, "Compact Ducted" | 12000 | 7600 | 2.53 | 6000 | 2.44
Trane / Mitsubishi Electric | M-Series H2i | 202373724 | HRCU-A-CB-O | NTXSPH09A112AA | NTXWPH09A112AA | Singlezone Non-ducted Wall Placement | 10900 | 6700 | 3.27 | 10900 | 2.37
Trane / Mitsubishi Electric | M-Series H2i | 202373722 | HRCU-A-CB-O | NTXSPH06A112AA | NTXWPH06A112AA | Singlezone Non-ducted Wall Placement | 8700 | 5900 | 3.46 | 8700 | 2.8
Trane / Mitsubishi Electric | M-Series H2i | 202373719 | HRCU-A-CB-O | NTXSPF18A112AA | NTXFKS18A112AA | Singlezone Non-ducted, Floor Placement | 21000 | 12800 | 2.62 | 21000 | 2.05
Trane / Mitsubishi Electric | M-Series H2i | 202373716 | HRCU-A-CB-O | NTXSPF09A112AA | NTXFKS09A112AA | Singlezone Non-ducted, Floor Placement | 11000 | 7500 | 2.75 | 11000 | 2.01
Trane / Mitsubishi Electric | M-Series | 202392239 | HRCU-A-CB | NTXSKS18A112AA | NTXAMT18A112AA | Singlezone Ducted, Centrally Ducted | 21600 | 14000 | 2.81 | 12200 | 2.88
Trane / Mitsubishi Electric | M-Series | 202392223 | HRCU-A-CB | NTXSKS12A112AA | NTXAMT12A112AA | Singlezone Ducted, Centrally Ducted | 15000 | 9900 | 2.59 | 7800 | 2.75
Trane / Mitsubishi Electric |  | 204813326 | HRCU-A-CB-O | TRUZA0361KA70N* | TPLA0A0361EA70A | Singlezone Non-ducted, Ceiling Placement | 38000 | 22000 | 2.59 | 21600 | 2.43
Trane / Mitsubishi Electric |  | 204834283 | HMSV-A-CB-O | TUMYP0601AK43** |  | Multizone All Non-ducted | 66000 | 41500 | 2.63 | 57000 | 2
Trane / Mitsubishi Electric | Nv Series Pro Heat | 204834286 | HMSV-A-CB-O | NTXMPH42A152B* |  | Multizone All Non-ducted | 48000 | 32000 | 2.8 | 48000 | 2
Trane / Mitsubishi Electric | Nv Series Pro Heat | 204834284 | HMSV-A-CB-O | NTXMPH36A142B* |  | Multizone All Non-ducted | 45000 | 30000 | 2.85 | 45000 | 2
Trane / Mitsubishi Electric | Nv Series Pro Heat | 204834285 | HMSV-A-CB | NTXMPH36A142B* |  | Multizone All Ducted | 45000 | 34000 | 2.59 | 45000 | 2
Trane / Mitsubishi Electric | Nv Series Pro Heat | 204926530 | HMSV-A-CB | NTXMPH36A142B* |  | Multizone Mix of Non-ducted and Ducted | 45000 | 32000 | 2.69 | 45000 | 2
Trane / Mitsubishi Electric | Nv Series Pro Heat | 204793344 | HRCU-A-CB | NTXSKH12A112AA | TPEADA0121AA70A | Singlezone Ducted, "Compact Ducted" | 15000 | 9000 | 2.72 | 15000 | 2.09
Trane / Mitsubishi Electric | Nv Series Pro Heat | 204793342 | HRCU-A-CB | NTXSKH12A112AA | NTXDKS12A112AA | Singlezone Ducted, "Compact Ducted" | 15000 | 9000 | 2.56 | 15000 | 2.2
Trane / Mitsubishi Electric | M-Series | 202373736 | HRCU-A-CB-O | NTXSST24A112AA | NTXWST24A112AA | Singlezone Non-ducted Wall Placement | 27600 | 16000 | 2.65 | 20200 | 1.98
Trane / Mitsubishi Electric | M-Series H2i | 202373745 | HMSV-A-CB | NTXMPH42A152AA |  | Multizone All Non-ducted | 48000 | 35800 | 2.87 | 48000 | 2.51
Trane / Mitsubishi Electric | M-Series | 202373732 | HRCU-A-CB-O | NTXSST09A112AA | NTXWST09A112AA | Singlezone Non-ducted Wall Placement | 10900 | 6700 | 3.12 | 8000 | 2.76
Trane / Mitsubishi Electric | M-Series H2i | 202373730 | HRCU-A-CB-O | NTXSPH18A112AA | NTXWPH18A112AA | Singlezone Non-ducted Wall Placement | 20300 | 13700 | 3.04 | 20300 | 2.01
Trane / Mitsubishi Electric | M-Series H2i | 202373727 | HRCU-A-CB-O | NTXSPB12A112AA | NTXWPH12A112AA | Singlezone Non-ducted Wall Placement | 13600 | 8100 | 2.83 | 13600 | 2.07
Trane / Mitsubishi Electric | M-Series H2i | 202373725 | HRCU-A-CB-O | NTXSPB09A112AA | NTXWPH09A112AA | Singlezone Non-ducted Wall Placement | 10900 | 6700 | 2.73 | 10900 | 2.73
Trane / Mitsubishi Electric | M-Series | 202373748 | HMSV-A-CB | NTXMMX60A182AA |  | Multizone All Non-ducted | 66000 | 41500 | 2.5 | 57000 | 2.07
Trane / Mitsubishi Electric | M-Series | 202373742 | HMSV-A-CB | NTXMMX20A122AA |  | Multizone All Non-ducted | 22000 | 12500 | 2.82 | 11100 | 2.03
Trane / Mitsubishi Electric | M-Series | 202373735 | HRCU-A-CB-O | NTXSST18A112AA | NTXWST18A112AA | Singlezone Non-ducted Wall Placement | 21600 | 13800 | 2.73 | 15100 | 2.35
Trane / Mitsubishi Electric | M-Series | 202373733 | HRCU-A-CB-O | NTXSST12A112AA | NTXWST12A112AA | Singlezone Non-ducted Wall Placement | 14400 | 9200 | 3.1 | 10200 | 2.93
Trane / Mitsubishi Electric | M-Series H2i | 202373731 | HRCU-A-CB-O | NTXSPB18A112AA | NTXWPH18A112AA | Singlezone Non-ducted Wall Placement | 20300 | 12480 | 2.93 | 20900 | 2.06
Trane / Mitsubishi Electric | M-Series H2i | 202373726 | HRCU-A-CB-O | NTXSPH12A112AA | NTXWPH12A112AA | Singlezone Non-ducted Wall Placement | 13600 | 8000 | 3.26 | 13600 | 2.21
Trane / Mitsubishi Electric | M-Series H2i | 202373717 | HRCU-A-CB-O | NTXSPF12A112AA | NTXFKS12A112AA | Singlezone Non-ducted, Floor Placement | 13000 | 8800 | 2.77 | 13000 | 2.1
Trane / Mitsubishi Electric | M-Series H2i | 202366334 | HMSV-A-CB | NTXMPH36A142AA |  | Multizone Mix of Non-ducted and Ducted | 45000 | 35000 | 2.54 | 47360 | 2.24
Trane / Mitsubishi Electric | M-Series | 202392211 | HRCU-A-CB | NTXSKS09A112AA | PEAD-A09AA7 | Singlezone Ducted, "Compact Ducted" | 12000 | 7600 | 2.53 | 6100 | 2.93
VALIEV |  | 205497614 | HRCU-A-CB-O | VWSM-18IR410AHS21 | VWSM-18IR410AHS21 | Singlezone Non-ducted Wall Placement | 18000 | 10400 | 2.72 | 10953 | 1.9
WABBAN | Mistral Series | 201903165 | HRCU-A-CB-O | BB12HQ2A3DO | BB12HQ2A3DI | Singlezone Non-ducted Wall Placement | 13000 | 7100 | 2.81 | 8000 | 2.73
WABBAN | Mistral Series | 201903164 | HRCU-A-CB-O | BB09HQ2A3DO | BB09HQ2A3DI | Singlezone Non-ducted Wall Placement | 11000 | 6800 | 2.66 | 12977 | 2.09
WABBAN | Mistral Series | 201903167 | HRCU-A-CB-O | BB18HQ2A3DO | BB18HQ2A3DI | Singlezone Non-ducted Wall Placement | 19800 | 12400 | 2.51 | 21500 | 2.03
WABBAN | Mistral Series | 201903168 | HRCU-A-CB-O | BB24HQ2A3DO | BB24HQ2A3DI | Singlezone Non-ducted Wall Placement | 23000 | 14600 | 2.73 | 22553 | 2.07
WABBAN | Yukon Series | 201903174 | HRCU-A-CB-O | BB18HQ3D6DO | BB18HQ3D6DI | Singlezone Non-ducted Wall Placement | 18000 | 14200 | 2.87 | 21500 | 2.03
WABBAN | Yukon Series | 201903175 | HRCU-A-CB-O | BB24HQ3D6DO | BB24HQ3D6DI | Singlezone Non-ducted Wall Placement | 24000 | 15500 | 2.89 | 22553 | 3.63
WABBAN | Yukon Series | 201903173 | HRCU-A-CB-O | BB12HQ3D6DO | BB12HQ3D6DI | Singlezone Non-ducted Wall Placement | 12200 | 8100 | 3.21 | 8000 | 2.73
WABBAN | Multi Zone | 201903181 | HMSV-A-CB | BBM42H4O |  | Multizone All Non-ducted | 45000 | 29000 | 2.68 | 25356 | 2.09
Weathermaker | Mid-Tier | 205921382 | HRCU-A-CB | 38MAQB24R--3 | 40MBAAQ24XA3 | Singlezone Ducted, Centrally Ducted | 29000 | 17500 | 2.56 | 26970 | 1.91
WESTINGHOUSE |  | 205417832 | HRCU-A-CB-O | WHP09SZA21S | WHP09WMA21S | Singlezone Non-ducted Wall Placement | 9500 | 5000 | 2.76 | 7438 | 2.14
WESTINGHOUSE |  | 205417834 | HRCU-A-CB-O | WHP12SZA21S | WHP12WMA21S | Singlezone Non-ducted Wall Placement | 13000 | 7500 | 2.71 | 9800 | 2.07
WESTINGHOUSE |  | 205417836 | HRCU-A-CB-O | WHP18SZA21S | WHP18WMA21S | Singlezone Non-ducted Wall Placement | 19000 | 11600 | 2.79 | 13146 | 2.11
Willis |  | 9038626 | HRCU-A-CB-O | WSM09MH20S/O | WSM09MH20S/I | Singlezone Non-ducted Wall Placement | 9800 | 6300 | 2.68 | 6700 | 1.94
YORK |  | 10309025 | HRCU-A-CB | YZV48B21 | CM50DE3A1+MVC20DN21 | Singlezone Ducted, Centrally Ducted | 58000 | 42500 | 2.56 | 34000 | 2.51
ZEPHYR |  | 204580064 | HRCU-A-CB-O | ZE-12CA22EXT | ZE-12CA22INT | Singlezone Non-ducted Wall Placement | 13000 | 7500 | 2.71 | 7823 | 2.12
ZEPHYR |  | 204580063 | HRCU-A-CB-O | ZE-18CA22EXT | ZE-18CA22INT | Singlezone Non-ducted Wall Placement | 19000 | 11600 | 2.7 | 12730 | 2.16

## January 2020
APS Eligible Small ASHP Models |  |  | Disclaimer: The Massachusetts Department of Energy Resources (DOER) has not investigated, and expressly disclaims any duty to investigate, any company, product, service, process, procedure, design, or the like, which may be presented on the aforementioned list. The presentation of these companies does not constitute endorsement, warranty, or guaranty, by DOER of any company, product, service, process, procedure, design, or the like.
Updated January, 2020
Brand (if applicable) | Model Name (if applicable) | AHRI Certificate No. | AHRI Type | Outdoor Unit Model | Indoor Unit Model | Ducting Configuration | Rated Capacity 47°F (btu/hr) | Rated Capacity 17°F (btu/hr) | COP at Rated Capacity 17°F | Maximum Capacity 5°F (btu/hr) | COP at Max. Capacity 5°F
ACD | OCD-23 | 201863350 | HRCU-A-CB-O | OCD09KCH23S-O | OCD09KCH23S-I | Singlezone Non-ducted Wall Placement | 11000 | 6800 | 2.66 | 12976 | 2.09
ACD | OCD-23 | 201863352 | HRCU-A-CB-O | OCD18KCH20S-O | OCD18KCH20S-I | Singlezone Non-ducted Wall Placement | 19800 | 12400 | 2.51 | 21500 | 2.03
ACD | OCD-23 | 201863351 | HRCU-A-CB-O | OCD12KCH22S-O | OCD12KCH22S-I | Singlezone Non-ducted Wall Placement | 13000 | 7100 | 2.81 | 8000 | 2.73
ACD | OCD-23 | 201863353 | HRCU-A-CB-O | OCD24KCH20S-O | OCD24KCH20S-I | Singlezone Non-ducted Wall Placement | 23000 | 14600 | 2.73 | 22553 | 2.07
ACD | UHD-38 | 202110484 | HRCU-A-CB-O | UHD12KCH31S-O | UHD12KCH31S-I | Singlezone Non-ducted Wall Placement | 12200 | 8100 | 3.21 | 8000 | 2.73
ACD | MPD-22 | 202110503 | HMSV-A-CB | MPD36KCH21S-O |  | Multizone All Non-ducted | 42500 | 26500 | 2.88 | 21356 | 2.01
ACD | UHD-38 | 202110485 | HRCU-A-CB-O | UHD18KCH25S-O | UHD18KCH25S-I | Singlezone Non-ducted Wall Placement | 18000 | 14200 | 2.87 | 21500 | 2.03
ACD | UHD-38 | 202132789 | HRCU-A-CB-O | UHD24KCH22S-O | UHD24KCH22S-I | Singlezone Non-ducted Wall Placement | 24000 | 15500 | 2.89 | 22553 | 2.07
AireForce | AIREFORCE FSH1BG SERIES | 202134879 | HRCU-A-CB | FSH1BG4CVRX36K | C6B(A,H)-X36(C,U)-C | Singlezone Ducted, Centrally Ducted | 34200 | 21800 | 2.66 | 20250 | 2.28
AireForce | AIREFORCE FSH1BG SERIES | 202134878 | HRCU-A-CB | FSH1BG4CVRX36K | C6B(A,H)-X36(C,U)-C | Singlezone Ducted, Centrally Ducted | 34200 | 21800 | 2.66 | 20250 | 2.28
AireForce | AIREFORCE FSH1BG SERIES | 202134877 | HRCU-A-CB | FSH1BG4CVRX36K | C6B(A,H)-X36(C,U)-B | Singlezone Ducted, Centrally Ducted | 34400 | 21800 | 2.66 | 20150 | 2.27
AireForce | AIREFORCE FSH1BG SERIES | 202134873 | HRCU-A-CB | FSH1BG4CVRX24K | C6B(A,H)-X26(C,U)-B | Singlezone Ducted, Centrally Ducted | 22400 | 14200 | 2.77 | 12650 | 2.12
AireForce | AIREFORCE FSH1BG SERIES | 202134872 | HRCU-A-CB | FSH1BG4CVRX24K | C6B(A,H)-X26(C,U)-B | Singlezone Ducted, Centrally Ducted | 22200 | 14100 | 2.58 | 12800 | 2.03
AireForce | AIREFORCE FSH1BG SERIES | 202134871 | HRCU-A-CB | FSH1BG4CVRX24K | C6B(A,H)-X26(C,U)-B | Singlezone Ducted, Centrally Ducted | 22200 | 14100 | 2.58 | 12800 | 2.03
AireForce | AIREFORCE FSH1BG SERIES | 202134880 | HRCU-A-CB | FSH1BG4CVRX36K | B6VMAX36K-B | Singlezone Ducted, Centrally Ducted | 34400 | 21800 | 2.66 | 20150 | 2.27
AireForce | AIREFORCE FSH1BG SERIES | 202134874 | HRCU-A-CB | FSH1BG4CVRX24K | B6VMAX24K-B | Singlezone Ducted, Centrally Ducted | 22400 | 14200 | 2.77 | 12650 | 2.12
AireForce | AIREFORCE FSH1BG SERIES | 202134883 | HRCU-A-CB | FSH1BG4CVRX48K | C6B(A,H)-X48(C,U)-C | Singlezone Ducted, Centrally Ducted | 44000 | 27800 | 2.63 | 27550 | 2.21
AireForce | AIREFORCE FSH1BG SERIES | 202134884 | HRCU-A-CB | FSH1BG4CVRX48K | B6VMAX48K-C | Singlezone Ducted, Centrally Ducted | 44000 | 27800 | 2.63 | 27550 | 2.21
AIRQUEST | QuietComfort | 205921381 | HRCU-A-CB | DLCSRAH24AAK | DLFSAAH24XAK | Singlezone Ducted, Centrally Ducted | 29000 | 17500 | 2.56 | 26970 | 1.91
AMANA | AVZC20 | 10324707 | HRCU-A-CB | AVZC200601A* | CA*F4961*6D*+MBVC2000**-1A*+TX | Singlezone Ducted, Centrally Ducted | 50000 | 34000 | 2.87 | 26000 | 1.98
AMANA | AVZC20 | 10324706 | HRCU-A-CB | AVZC200481A* | CA*F4961*6D*+MBVC2000**-1A*+TX | Singlezone Ducted, Centrally Ducted | 45500 | 34000 | 3.4 | 26000 | 1.97
AMANA | AVZC20 | 10324704 | HRCU-A-CB | AVZC200241A* | CA*F3642*6D*+MBVC1200**-1A*+TX | Singlezone Ducted, Centrally Ducted | 23600 | 15200 | 2.99 | 11400 | 2.09
AMERICAN STANDARD | Platinum 20 | 8759144 | HRCU-A-CB | 4A6V0036A1 | 4PX*CU48BS3 | Singlezone Ducted, Centrally Ducted | 33200 | 26600 | 3.22 | 20220 | 1.9
AMERICAN STANDARD | Platinum 20 | 10093447 | HRCU-A-CB | 4A6V0036A1 | TAM9A0B30V31 | Singlezone Ducted, Centrally Ducted | 32600 | 26200 | 3.17 | 20220 | 1.92
AMERICAN STANDARD | Platinum 18 | 10093457 | HRCU-A-CB | 4A6V8036A1 | TAM9A0C36V31 | Singlezone Ducted, Centrally Ducted | 32200 | 26200 | 3.25 | 20500 | 1.91
AMERICAN STANDARD | Platinum 18 | 10093459 | HRCU-A-CB | 4A6V8037A1 | TAM9A0B30V31 | Singlezone Ducted, Centrally Ducted | 32600 | 26200 | 3.17 | 20220 | 1.92
AMERICAN STANDARD | Platinum 20 | 10153441 | HRCU-A-CB | 4A6V0036A1 | TEM8A0C48V41+TDR | Singlezone Ducted, Centrally Ducted | 31000 | 25200 | 3.08 | 19700 | 1.94
AMERICAN STANDARD | Platinum 20 | 10153442 | HRCU-A-CB | 4A6V0036A1 | TEM8A0D48V41+TDR | Singlezone Ducted, Centrally Ducted | 31800 | 25800 | 3.05 | 20000 | 1.97
AMERICAN STANDARD | Platinum 20 | 8938521 | HRCU-A-CB | 4A6V0036A1 | 4TXFH036CZ3 | Singlezone Ducted, Centrally Ducted | 32200 | 26400 | 3.25 | 20740 | 1.92
AMERICAN STANDARD | AccuComfort Platinum 20 | 6749789 | HRCU-A-CB | 4A6V0024A1 | *AM8C0B30V21 | Singlezone Ducted, Centrally Ducted | 20200 | 16800 | 2.5 | 13000 | 2.07
AMERICAN STANDARD | AccuComfort Platinum 18 | 6750455 | HRCU-A-CB | 4A6V8024A1 | *AM8C0B30V21 | Singlezone Ducted, Centrally Ducted | 20000 | 16800 | 2.5 | 13000 | 2.07
AMERICAN STANDARD |  | 7151530 | HRCU-A-CB-O | 4TXK2709A10N0AA | 4MXW2709A10N0AA | Singlezone Non-ducted Wall Placement | 9800 | 5800 | 2.7 | 8000 | 2.13
AMERICAN STANDARD |  | 7151534 | HRCU-A-CB-O | 4TXK2718A10N0AA | 4MXW2718A10N0AA | Singlezone Non-ducted Wall Placement | 19000 | 12100 | 2.81 | 15400 | 1.97
AMERICAN STANDARD |  | 7151532 | HRCU-A-CB-O | 4TXK2712A10NAA | 4MXW2712A10N0AA | Singlezone Non-ducted Wall Placement | 13000 | 8000 | 3.13 | 8300 | 2.15
AMERICAN STANDARD |  | 9150124 | HRCU-A-CB-O | 4TXK3812A10NU** | 4MXW3812A10NU** | Singlezone Non-ducted Wall Placement | 12200 | 8100 | 3.21 | 13304 | 2.18
AMERICAN STANDARD |  | 9150128 | HRCU-A-CB-O | 4TXK3824A10NU** | 4MXW3824A10NU** | Singlezone Non-ducted Wall Placement | 24000 | 15500 | 2.89 | 24233 | 2.23
AMERICAN STANDARD | AccuComfort Platinum 18 | 10093463 | HRCU-A-CB | 4A6V8048A1 | TAM9A0C48V41 | Singlezone Ducted, Centrally Ducted | 41000 | 34400 | 4.27 | 28780 | 1.93
AMERICAN STANDARD | Platinum 18 | 10153458 | HRCU-A-CB | 4A6V8037A1 | TEM8A0C36V31+TDR | Singlezone Ducted, Centrally Ducted | 31800 | 25600 | 3.07 | 19500 | 1.94
AMERICAN STANDARD | Platinum 20 | 10153439 | HRCU-A-CB | 4A6V0036A1 | TEM8A0C36V31+TDR | Singlezone Ducted, Centrally Ducted | 31800 | 25600 | 3.07 | 19500 | 1.94
AMERICAN STANDARD |  | 202703127 | HRCU-A-CB-O | 4TXK2324A10N0** | 4MXW2324A10N0** | Singlezone Non-ducted Wall Placement | 23000 | 14600 | 2.61 | 22861 | 2.02
American Standard / Mitsubishi Electric |  | 202732311 | HMSV-A-CB | NAXMPH20A122AA | NAXWPH09A112AANAXWPH09A112AA | Multizone All Non-ducted | 22000 | 13000 | 2.63 | 22000 | 2.07
American Standard / Mitsubishi Electric |  | 204276764 | HRCU-A-CB-O | ASUZH0241HA00NA | APKA0A0241KA70A | Singlezone Non-ducted Wall Placement | 26000 | 17200 | 2.75 | 26000 | 2
American Standard / Mitsubishi Electric |  | 204813304 | HRCU-A-CB-O | ASUZA0361KA70B* | APLA0A0361EA70A | Singlezone Non-ducted, Ceiling Placement | 38000 | 22000 | 2.59 | 21600 | 2.43
American Standard / Mitsubishi Electric |  | 204813306 | HRCU-A-CB-O | ASUZA0361KA70N* | APLA0A0361EA70A | Singlezone Non-ducted, Ceiling Placement | 38000 | 22000 | 2.59 | 21600 | 2.43
American Standard / Mitsubishi Electric |  | 204276539 | HRCU-A-CB-O | ASUZH0241HA00NA | APLA0A0241EA70A | Singlezone Non-ducted, Ceiling Placement | 26000 | 17300 | 3.09 | 26000 | 2.01
American Standard / Mitsubishi Electric |  | 204813293 | HRCU-A-CB-O | ASUZA0121KA70B* | APLA0A0121EA70A | Singlezone Non-ducted, Ceiling Placement | 14000 | 10100 | 2.53 | 13000 | 2.01
American Standard / Mitsubishi Electric |  | 204813295 | HRCU-A-CB-O | ASUZA0121KA70N* | APLA0A0121EA70A | Singlezone Non-ducted, Ceiling Placement | 14000 | 10100 | 2.53 | 13000 | 2.01
American Standard / Mitsubishi Electric | Nv Series Pro Heat | 204834288 | HMSV-A-CB-O | NAXMPH36A142B* |  | Multizone All Non-ducted | 45000 | 30000 | 2.85 | 45000 | 2
American Standard / Mitsubishi Electric | Nv Series Pro Heat | 204834289 | HMSV-A-CB | NAXMPH36A142B* |  | Multizone All Ducted | 45000 | 34000 | 2.59 | 45000 | 2
American Standard / Mitsubishi Electric | Nv Series Pro Heat | 204834290 | HMSV-A-CB-O | NAXMPH42A152B* |  | Multizone All Non-ducted | 48000 | 32000 | 2.8 | 48000 | 2
American Standard / Mitsubishi Electric | Nv Series Pro Heat | 204926523 | HMSV-A-CB | NAXMPH36A142B* |  | Multizone Mix of Non-ducted and Ducted | 45000 | 32000 | 2.69 | 45000 | 2
American Standard / Mitsubishi Electric | Nv Series Pro Heat | 204793327 | HRCU-A-CB | NAXSKH12A112AA | APEADA0121AA70A | Singlezone Ducted, "Compact Ducted" | 15000 | 9000 | 2.72 | 15000 | 2.09
American Standard / Mitsubishi Electric | Nv Series Pro Heat | 204793325 | HRCU-A-CB | NAXSKH12A112AA | NAXDKS12A112AA | Singlezone Ducted, "Compact Ducted" | 15000 | 9000 | 2.56 | 15000 | 2.2
American Standard / Mitsubishi Electric | M-Series H2i | 202373683 | HRCU-A-CB-O | NAXSPB06A112AA | NAXWPH06A112AA | Singlezone Non-ducted Wall Placement | 8700 | 5900 | 2.74 | 8700 | 2.45
American Standard / Mitsubishi Electric | M-Series | 202373702 | HMSV-A-CB | NAXMMX20A122AA |  | Multizone All Non-ducted | 22000 | 12500 | 2.82 | 11100 | 2.03
American Standard / Mitsubishi Electric | M-Series | 202392238 | HRCU-A-CB-O | NAXSKS18A112AA | NAXCKS18A112AA | Singlezone Non-ducted, Ceiling Placement | 19700 | 12900 | 2.68 | 9800 | 2.37
American Standard / Mitsubishi Electric | M-Series | 202392234 | HRCU-A-CB-O | NAXSKS18A112AA | NAXUKS18A112AA | Singlezone Non-ducted, Ceiling Placement | 20000 | 13100 | 2.63 | 10700 | 2.55
American Standard / Mitsubishi Electric | M-Series | 202392232 | HRCU-A-CB | NAXSKS18A112AA | NAXDKS18A112AA | Singlezone Ducted, "Compact Ducted" | 21600 | 13900 | 2.87 | 12000 | 2.88
American Standard / Mitsubishi Electric | M-Series | 202392226 | HRCU-A-CB | NAXSKS15A112AA | NAXDKS15A112AA | Singlezone Ducted, "Compact Ducted" | 18000 | 11700 | 2.68 | 10000 | 2.55
American Standard / Mitsubishi Electric | M-Series | 202392220 | HRCU-A-CB-O | NAXSKS12A112AA | NAXUKS12A112AA | Singlezone Non-ducted, Ceiling Placement | 15400 | 9900 | 2.84 | 7900 | 2.36
American Standard / Mitsubishi Electric | M-Series | 202392214 | HRCU-A-CB-O | NAXSKS09A112AA | NAXCKS09A112AA | Singlezone Non-ducted, Ceiling Placement | 11000 | 6900 | 2.5 | 5600 | 3.04
American Standard / Mitsubishi Electric | M-Series | 202392208 | HRCU-A-CB | NAXSKS09A112AA | NAXDKS09A112AA | Singlezone Ducted, "Compact Ducted" | 12000 | 7600 | 2.53 | 6000 | 2.44
American Standard / Mitsubishi Electric | M-Series | 202392210 | HRCU-A-CB-O | NAXSKS09A112AA | NAXUKS09A112AA | Singlezone Non-ducted, Ceiling Placement | 12000 | 7700 | 3.22 | 6100 | 3.08
American Standard / Mitsubishi Electric | M-Series | 202373696 | HRCU-A-CB-O | NAXSST24A112AA | NAXWST24A112AA | Singlezone Non-ducted Wall Placement | 27600 | 16000 | 2.65 | 20200 | 1.98
American Standard / Mitsubishi Electric | M-Series H2i | 202373687 | HRCU-A-CB-O | NAXSPB12A112AA | NAXWPH12A112AA | Singlezone Non-ducted Wall Placement | 13600 | 8100 | 2.83 | 13600 | 2.07
American Standard / Mitsubishi Electric | M-Series H2i | 202373685 | HRCU-A-CB-O | NAXSPB09A112AA | NAXWPH09A112AA | Singlezone Non-ducted Wall Placement | 10900 | 6700 | 2.73 | 10900 | 2.73
American Standard / Mitsubishi Electric | M-Series H2i | 202373705 | HMSV-A-CB | NAXMPH42A152AA |  | Multizone All Non-ducted | 48000 | 35800 | 2.87 | 48000 | 2.51
American Standard / Mitsubishi Electric | M-Series | 202373692 | HRCU-A-CB-O | NAXSST09A112AA | NAXWST09A112AA | Singlezone Non-ducted Wall Placement | 10900 | 6700 | 3.12 | 8000 | 2.76
American Standard / Mitsubishi Electric | M-Series H2i | 202373690 | HRCU-A-CB-O | NAXSPH18A112AA | NAXWPH18A112AA | Singlezone Non-ducted Wall Placement | 20300 | 13700 | 3.04 | 20300 | 2.01
American Standard / Mitsubishi Electric | M-Series H2i | 202354897 | HMSV-A-CB | NAXMPH36A142AA |  | Multizone All Non-ducted | 45000 | 34000 | 2.85 | 45000 | 2.42
American Standard / Mitsubishi Electric | M-Series H2i | 202354893 | HMSV-A-CB | NAXMPH24A132AA |  | Multizone All Non-ducted | 25000 | 14000 | 2.53 | 25000 | 1.92
American Standard / Mitsubishi Electric | M-Series | 202373695 | HRCU-A-CB-O | NAXSST18A112AA | NAXWST18A112AA | Singlezone Non-ducted Wall Placement | 21600 | 13800 | 2.73 | 15100 | 2.35
American Standard / Mitsubishi Electric | M-Series | 202373708 | HMSV-A-CB | NAXMMX60A182AA |  | Multizone All Non-ducted | 66000 | 41500 | 2.5 | 57000 | 2.07
American Standard / Mitsubishi Electric | M-Series H2i | 202373691 | HRCU-A-CB-O | NAXSPB18A112AA | NAXWPH18A112AA | Singlezone Non-ducted Wall Placement | 20300 | 12480 | 2.93 | 20900 | 2.06
American Standard / Mitsubishi Electric | M-Series H2i | 202373686 | HRCU-A-CB-O | NAXSPH12A112AA | NAXWPH12A112AA | Singlezone Non-ducted Wall Placement | 13600 | 8000 | 3.26 | 13600 | 2.21
American Standard / Mitsubishi Electric | M-Series | 202373693 | HRCU-A-CB-O | NAXSST12A112AA | NAXWST12A112AA | Singlezone Non-ducted Wall Placement | 14400 | 9200 | 3.1 | 10200 | 2.93
American Standard / Mitsubishi Electric | M-Series H2i | 202373682 | HRCU-A-CB-O | NAXSPH06A112AA | NAXWPH06A112AA | Singlezone Non-ducted Wall Placement | 8700 | 5900 | 3.46 | 8700 | 2.8
American Standard / Mitsubishi Electric | M-Series H2i | 202373679 | HRCU-A-CB-O | NAXSPF18A112AA | NAXFKS18A112AA | Singlezone Non-ducted, Floor Placement | 21000 | 12800 | 2.62 | 21000 | 2.05
American Standard / Mitsubishi Electric | M-Series H2i | 202373677 | HRCU-A-CB-O | NAXSPF12A112AA | NAXFKS12A112AA | Singlezone Non-ducted, Floor Placement | 13000 | 8800 | 2.77 | 13000 | 2.1
American Standard / Mitsubishi Electric | M-Series H2i | 202373684 | HRCU-A-CB-O | NAXSPH09A112AA | NAXWPH09A112AA | Singlezone Non-ducted Wall Placement | 10900 | 6700 | 3.27 | 10900 | 2.37
American Standard / Mitsubishi Electric | M-Series H2i | 202366328 | HMSV-A-CB | NAXMPH36A142AA |  | Multizone Mix of Non-ducted and Ducted | 45000 | 35000 | 2.54 | 47360 | 2.24
American Standard / Mitsubishi Electric | M-Series H2i | 202373676 | HRCU-A-CB-O | NAXSPF09A112AA | NAXFKS09A112AA | Singlezone Non-ducted, Floor Placement | 11000 | 7500 | 2.75 | 11000 | 2.01
American Standard / Mitsubishi Electric | M-Series | 202392224 | HRCU-A-CB | NAXSKS12A112AA | NAXAMT12A112AA | Singlezone Ducted, "Compact Ducted" | 15000 | 9900 | 2.59 | 7800 | 2.75
American Standard / Mitsubishi Electric | M-Series | 202392212 | HRCU-A-CB | NAXSKS09A112AA | PEAD-A09AA7 | Singlezone Ducted, "Compact Ducted" | 12000 | 7600 | 2.53 | 6100 | 2.93
American Standard / Mitsubishi Electric | M-Series | 202392240 | HRCU-A-CB | NAXSKS18A112AA | NAXAMT18A112AA | Singlezone Ducted, Centrally Ducted | 21600 | 14000 | 2.81 | 12200 | 2.88
Ameristar |  | 203162806 | HRCU-A-CB-O | M4THS1824A11N** | M4MHW1824A1N0** | Singlezone Non-ducted Wall Placement | 23000 | 14600 | 2.61 | 22861 | 2.02
ARCOAIRE | DuraComfort | 205921372 | HRCU-A-CB | DLCSRAH24AAK | DLFSAAH24XAK | Singlezone Ducted, Centrally Ducted | 29000 | 17500 | 2.56 | 26970 | 1.91
ARCOAIRE | High Tier | 202463643 | HRCU-A-CB-O | DLCPRAH24AAK | DLFPHAH24XAK | Singlezone Non-ducted Wall Placement | 24000 | 15450 | 3 | 24000 | 2
ARCOAIRE | High Tier | 202463642 | HRCU-A-CB-O | DLCPRAH18AAK | DLFPHAH18XAK | Singlezone Non-ducted Wall Placement | 18000 | 12300 | 3.19 | 18000 | 2
ARCOAIRE |  | 201835538 | HRCU-A-CB | DLCSRAH24AAK | DLFSDAH24XAK | Singlezone Ducted, "Compact Ducted" | 24000 | 17400 | 2.96 | 30000 | 1.93
ARCOAIRE |  | 201835514 | HRCU-A-CB-O | DLCSRAH12AAJ | DLFSHAH12XAJ | Singlezone Non-ducted Wall Placement | 11800 | 7100 | 2.57 | 7800 | 2.01
ARCOAIRE |  | 201835506 | HRCU-A-CB-O | DLCPRAH09AAK | DLFPHAH09XAK | Singlezone Non-ducted Wall Placement | 10000 | 7200 | 2.78 | 13047 | 1.97
ARCOAIRE | Mid-tier | 201835515 | HRCU-A-CB-O | DLCSRAH09AAK | DLFSHAH09XAK | Singlezone Non-ducted Wall Placement | 12000 | 7500 | 2.65 | 9840 | 2.1
ARCOAIRE | Mid-tier | 201835537 | HRCU-A-CB-O | DLCSRAH18AAK | DLFSCAH18XAK | Singlezone Non-ducted, Ceiling Placement | 18000 | 12000 | 2.59 | 15710 | 2.4
ARCOAIRE | Mid-tier | 201835532 | HRCU-A-CB-O | DLCSRAH09AAK | DLFSCAH09XAK | Singlezone Non-ducted, Ceiling Placement | 10000 | 6700 | 2.58 | 11870 | 1.94
AZUR |  | 205417847 | HRCU-A-CB-O | AZ-18CA22EXT | AZ-18CA22INT | Singlezone Non-ducted Wall Placement | 19000 | 11600 | 2.7 | 12730 | 2.16
AZUR |  | 205417845 | HRCU-A-CB-O | AZ-12CA22EXT | AZ-12CA22INT | Singlezone Non-ducted Wall Placement | 13000 | 7500 | 2.71 | 7823 | 2.12
BOSCH | IDS2.0 | 203025032 | HRCU-A-CB | BOVA-60HDN1-M20G | BMA*4860DNTF | Singlezone Ducted, Centrally Ducted | 54000 | 38000 | 2.6 | 34000 | 2.5
BOSCH | IDS2.0 | 203025029 | HRCU-A-CB | BOVA-60HDN1-M20G | BMA*4860DNTF | Singlezone Ducted, Centrally Ducted | 54000 | 38000 | 2.6 | 34000 | 2.5
BOSCH | IDS2.0 | 203025026 | HRCU-A-CB | BOVA-60HDN1-M20G | BMA*4248DNTF | Singlezone Ducted, Centrally Ducted | 47000 | 35000 | 2.5 | 31800 | 2.39
BOSCH | IDS2.0 | 203025020 | HRCU-A-CB | BOVA-60HDN1-M20G | BMA*4248CNTF | Singlezone Ducted, Centrally Ducted | 46500 | 35000 | 2.5 | 31600 | 2.41
BOSCH | IDS2.0 | 203025023 | HRCU-A-CB | BOVA-60HDN1-M20G | BMA*4248DNTF | Singlezone Ducted, Centrally Ducted | 47000 | 35000 | 2.5 | 31800 | 2.39
BOSCH | IDS2.0 | 202868497 | HRCU-A-CB | BOVA-60HDN1-M20G | BVA-60WN1-M20 | Singlezone Ducted, Centrally Ducted | 56000 | 44000 | 2.5 | 40000 | 2.38
BOSCH | IDS2.0 | 202868496 | HRCU-A-CB | BOVA-36HDN1-M20G | BVA-36WN1-M20 | Singlezone Ducted, Centrally Ducted | 34200 | 28000 | 2.6 | 23000 | 2.41
BOSCH | IDS2.0 | 202868494 | HRCU-A-CB | BOVA-36HDN1-M20G | BVA-24WN1-M20 | Singlezone Ducted, Centrally Ducted | 24000 | 23000 | 2.6 | 20000 | 2.5
BOSCH | IDS1.0 | 8860510 | HRCU-A-CB | BOVA-60HDN1-M18M | BVA-48WN1-M18 | Singlezone Ducted, Centrally Ducted | 46500 | 35000 | 2.64 | 34400 | 2.85
BOSCH | IDS1.0 | 8860508 | HRCU-A-CB | BOVA-36HDN1-M18M | BVA-24WN1-M18 | Singlezone Ducted, Centrally Ducted | 24000 | 19000 | 2.64 | 18500 | 2.21
BOSCH |  | 10333757 | HRCU-A-CB | BOVA-60HDN1-M18M | BVA-36WN1-M18B | Singlezone Ducted, Centrally Ducted | 35200 | 24000 | 2.71 | 28000 | 2.05
BOSCH | Bosch Climate 5000 ductless minisplit series | 9966837 | HRCU-A-CB-O | BMS500-AAS009-0CSXXA | BMS500-AAU009-0AHXXA | Singlezone Non-ducted Wall Placement | 9800 | 5800 | 2.74 | 6516 | 2.05
BOSCH | Bosch Climate 5000 ductless minisplit series | 9966838 | HRCU-A-CB-O | BMS500-AAS009-1CSXXA | BMS500-AAU009-1AHXXA | Singlezone Non-ducted Wall Placement | 9800 | 6300 | 2.68 | 6609 | 1.92
BOSCH | Bosch Climate 5000 ductless minisplit series | 9966839 | HRCU-A-CB-O | BMS500-AAS012-0CSXXA | BMS500-AAU012-0AHXXA | Singlezone Non-ducted Wall Placement | 12000 | 7500 | 2.56 | 5736 | 2.03
BOSCH | Bosch Climate 5000 ductless minisplit series | 203991148 | HRCU-A-CB-O | BMS500-AAS009-1CSXRA | BMS500-AAU009-1AHWXB | Singlezone Non-ducted Wall Placement | 9800 | 5800 | 2.74 | 7990 | 1.98
BOSCH | Bosch Climate 5000 ductless minisplit series | 203991167 | HRCU-A-CB-O | BMS500-AAS012-1CSXRA | BMS500-AAU012-1AHCXB | Singlezone Non-ducted, Ceiling Placement | 12000 | 7500 | 2.68 | 7332 | 2.11
BOSCH | Bosch Climate 5000 ductless minisplit series | 203991169 | HRCU-A-CB-O | BMS500-AAS024-1CSXRA | BMS500-AAU024-1AHCXB | Singlezone Non-ducted, Ceiling Placement | 24400 | 15800 | 2.56 | 16933 | 1.95
BOSCH | Bosch Climate 5000 ductless minisplit series | 203991150 | HRCU-A-CB-O | BMS500-AAS018-1CSXRA | BMS500-AAU018-1AHWXB | Singlezone Non-ducted Wall Placement | 18000 | 11400 | 2.72 | 11178 | 2.02
BOSCH | Bosch Climate 5000 ductless minisplit series | 204014467 | HRCU-A-CB | BMS500-AAS009-1CSXHB | BMS500-AAU009-1AHDXB | Singlezone Ducted, "Compact Ducted" | 10000 | 7200 | 2.74 | 8343 | 2.07
BOSCH | Bosch Climate 5000 ductless minisplit series | 203991162 | HRCU-A-CB | BMS500-AAS024-1CSXRA | BMS500-AAU024-1AHDXB | Singlezone Ducted, "Compact Ducted" | 24400 | 16000 | 2.69 | 18533 | 2.04
BOSCH | Bosch Climate 5000 ductless minisplit series | 203991161 | HRCU-A-CB | BMS500-AAS018-1CSXRA | BMS500-AAU018-1AHDXB | Singlezone Ducted, "Compact Ducted" | 18000 | 12000 | 2.61 | 10352 | 1.96
BOSCH | Bosch Climate 5000 ductless minisplit series | 203991174 | HMSV-A-CB | BMS500-AAM027-1CSXRA |  | Multizone All Non-ducted | 28000 | 17200 | 2.8 | 17040 | 1.97
BOSCH | Bosch Climate 5000 ductless minisplit series | 203991186 | HMSV-A-CB | BMS500-AAM036-1CSXHB |  | Multizone All Non-ducted | 36000 | 23200 | 2.78 | 36037 | 1.96
BOSCH | Bosch Climate 5000 ductless minisplit series | 203991172 | HMSV-A-CB | BMS500-AAM018-1CSXRA |  | Multizone All Non-ducted | 19000 | 12000 | 2.79 | 10205 | 1.97
BROAN | BROAN FSH1BG SERIES | 10254907 | HRCU-A-CB | FSH1BG4CVRX36K | C6B(A,H)-X36(C,U)-C | Singlezone Ducted, Centrally Ducted | 34200 | 21800 | 2.66 | 20250 | 2.28
BROAN | BROAN FSH1BG SERIES | 10254903 | HRCU-A-CB | FSH1BG4CVRX36K | C6B(A,H)-X36(C,U)-C | Singlezone Ducted, Centrally Ducted | 34200 | 21800 | 2.66 | 20250 | 2.28
BROAN | BROAN FSH1BG SERIES | 10254898 | HRCU-A-CB | FSH1BG4CVRX36K | C6B(A,H)-X36(C,U)-B | Singlezone Ducted, Centrally Ducted | 22400 | 14200 | 2.77 | 12650 | 2.12
BROAN | BROAN FSH1BG SERIES | 10254879 | HRCU-A-CB | FSH1BG4CVRX24K | C6B(A,H)-X26(C,U)-B | Singlezone Ducted, Centrally Ducted | 22400 | 14200 | 2.77 | 12650 | 2.12
BROAN | BROAN FSH1BG SERIES | 10254874 | HRCU-A-CB | FSH1BG4CVRX24K | C6B(A,H)-X26(C,U)-B | Singlezone Ducted, Centrally Ducted | 22200 | 14100 | 2.58 | 12800 | 2.03
BROAN | BROAN FSH1BG SERIES | 10254870 | HRCU-A-CB | FSH1BG4CVRX24K | C6B(A,H)-X26(C,U)-B | Singlezone Ducted, Centrally Ducted | 22200 | 14100 | 2.58 | 12800 | 2.03
BROAN | BROAN FSH1BG SERIES | 10254884 | HRCU-A-CB | FSH1BG4CVRX36K | B6VMAX36K-B | Singlezone Ducted, Centrally Ducted | 34400 | 21800 | 2.66 | 20150 | 2.27
BROAN | BROAN FSH1BG SERIES | 10254865 | HRCU-A-CB | FSH1BG4CVRX24K | B6VMAX24K-B | Singlezone Ducted, Centrally Ducted | 22400 | 14200 | 2.77 | 12650 | 2.12
BROAN | BROAN FSH1BG SERIES | 10254926 | HRCU-A-CB | FSH1BG4CVRX48K | C6B(A,H)-X48(C,U)-C | Singlezone Ducted, Centrally Ducted | 44000 | 27800 | 2.63 | 27550 | 2.21
BROAN | BROAN FSH1BG SERIES | 10254912 | HRCU-A-CB | FSH1BG4CVRX48K | B6VMAX48K-C | Singlezone Ducted, Centrally Ducted | 44000 | 27800 | 2.63 | 27550 | 2.21
BRYANT | Preferred | 205921388 | HRCU-A-CB | 38MAQB24R--3 | 40MBAAQ24XA3 | Singlezone Ducted, Centrally Ducted | 29000 | 17500 | 2.56 | 26970 | 1.91
BRYANT | Preferred Series | 8738645 | HRCU-A-CB-O | 38MAQB12R--3 | 619PEQ012BBMA | Singlezone Non-ducted Wall Placement | 12000 | 7800 | 2.66 | 12010 | 1.98
BRYANT |  | 205273717 | HRCU-A-CB | 284ANV024*0**A* | FE4AN(B,F)003L+UI | Singlezone Ducted, Centrally Ducted | 24000 | 24200 | 2.6 | 17792 | 2.19
BRYANT |  | 205273718 | HRCU-A-CB | 284ANV024*0**A* | FE4AN(B,F)005L+UI | Singlezone Ducted, Centrally Ducted | 24000 | 23600 | 2.78 | 17351 | 2.34
BRYANT |  | 205273797 | HRCU-A-CB | 284ANV024*0**A* | CNPV*6024AL*+UI | Singlezone Ducted, Centrally Ducted | 24000 | 23800 | 2.76 | 17498 | 2.33
BRYANT |  | 205273802 | HRCU-A-CB | 284ANV024*0**A* | CSPH*3612AL*+UI | Singlezone Ducted, Centrally Ducted | 24000 | 24200 | 2.68 | 17792 | 2.26
BRYANT |  | 205273804 | HRCU-A-CB | 284ANV024*0**A* | CSPH*3612AL*+UI | Singlezone Ducted, Centrally Ducted | 24000 | 24200 | 2.66 | 17792 | 2.25
BRYANT |  | 205273803 | HRCU-A-CB | 284ANV024*0**A* | CSPH*3612AL*+UI | Singlezone Ducted, Centrally Ducted | 24000 | 24200 | 2.68 | 17792 | 2.26
BRYANT |  | 205273805 | HRCU-A-CB | 284ANV024*0**A* | CSPH*3612AL*+UI | Singlezone Ducted, Centrally Ducted | 24000 | 24200 | 2.68 | 17792 | 2.26
BRYANT |  | 205273806 | HRCU-A-CB | 284ANV024*0**A* | CSPH*3612AL*+UI | Singlezone Ducted, Centrally Ducted | 24000 | 24200 | 2.68 | 17792 | 2.26
BRYANT |  | 205273892 | HRCU-A-CB | 284ANV024*0**A* | CNPV*4821AL*+UI | Singlezone Ducted, Centrally Ducted | 24000 | 24200 | 2.68 | 17792 | 2.26
BRYANT |  | 205273893 | HRCU-A-CB | 284ANV024*0**A* | CNPV*4821AL*+UI | Singlezone Ducted, Centrally Ducted | 24000 | 24200 | 2.68 | 17792 | 2.26
BRYANT |  | 205273894 | HRCU-A-CB | 284ANV024*0**A* | CNPV*4824AL*+UI | Singlezone Ducted, Centrally Ducted | 24000 | 24200 | 2.72 | 17792 | 2.3
BRYANT |  | 205273895 | HRCU-A-CB | 284ANV024*0**A* | CNPV*4824AL*+UI | Singlezone Ducted, Centrally Ducted | 24000 | 24000 | 2.74 | 17645 | 2.31
BRYANT |  | 205273897 | HRCU-A-CB | 284ANV024*0**A* | CNPV*4824AL*+UI | Singlezone Ducted, Centrally Ducted | 24000 | 24000 | 2.72 | 17645 | 2.3
BRYANT |  | 205273898 | HRCU-A-CB | 284ANV024*0**A* | CNPV*6024AL*+UI | Singlezone Ducted, Centrally Ducted | 24000 | 23800 | 2.74 | 17498 | 2.31
BRYANT |  | 205273900 | HRCU-A-CB | 284ANV024*0**A* | CNPV*6024AL*+UI | Singlezone Ducted, Centrally Ducted | 24000 | 23800 | 2.76 | 17498 | 2.33
BRYANT |  | 205273896 | HRCU-A-CB | 284ANV024*0**A* | CNPV*4824AL*+UI | Singlezone Ducted, Centrally Ducted | 24000 | 24000 | 2.74 | 17645 | 2.31
BRYANT |  | 205273899 | HRCU-A-CB | 284ANV024*0**A* | CNPV*6024AL*+UI | Singlezone Ducted, Centrally Ducted | 24000 | 23800 | 2.76 | 17498 | 2.33
BRYANT |  | 205273901 | HRCU-A-CB | 284ANV024*0**A* | CNPV*6024AL*+UI | Singlezone Ducted, Centrally Ducted | 24000 | 23800 | 2.74 | 17498 | 2.31
BRYANT |  | 205273903 | HRCU-A-CB | 284ANV024*0**A* | CSPH*3612AL*+UI | Singlezone Ducted, Centrally Ducted | 24000 | 24200 | 2.66 | 17792 | 2.25
BRYANT |  | 205273904 | HRCU-A-CB | 284ANV024*0**A* | CSPH*3612AL*+UI | Singlezone Ducted, Centrally Ducted | 24000 | 24200 | 2.66 | 17792 | 2.25
BRYANT |  | 205273902 | HRCU-A-CB | 284ANV024*0**A* | CSPH*3612AL*+UI | Singlezone Ducted, Centrally Ducted | 24000 | 24400 | 2.62 | 17940 | 2.21
BRYANT |  | 205273907 | HRCU-A-CB | 284ANV024*0**A* | CSPH*3612AL*+UI | Singlezone Ducted, Centrally Ducted | 24000 | 24400 | 2.64 | 17940 | 2.23
BRYANT |  | 205273905 | HRCU-A-CB | 284ANV024*0**A* | CSPH*3612AL*+UI | Singlezone Ducted, Centrally Ducted | 24000 | 24200 | 2.68 | 17792 | 2.26
BRYANT |  | 205273906 | HRCU-A-CB | 284ANV024*0**A* | CSPH*3612AL*+UI | Singlezone Ducted, Centrally Ducted | 24000 | 24200 | 2.68 | 17792 | 2.26
BRYANT |  | 205273908 | HRCU-A-CB | 284ANV024*0**A* | CSPH*3612AL*+UI | Singlezone Ducted, Centrally Ducted | 24000 | 24400 | 2.64 | 17940 | 2.23
BRYANT |  | 205273910 | HRCU-A-CB | 284ANV024*0**A* | CSPH*4212AL*+UI | Singlezone Ducted, Centrally Ducted | 24000 | 24400 | 2.66 | 17940 | 2.25
BRYANT |  | 205273909 | HRCU-A-CB | 284ANV024*0**A* | CSPH*3612AL*+UI | Singlezone Ducted, Centrally Ducted | 24000 | 24200 | 2.68 | 17792 | 2.26
BRYANT |  | 205273912 | HRCU-A-CB | 284ANV024*0**A* | CSPH*4212AL*+UI | Singlezone Ducted, Centrally Ducted | 24000 | 24200 | 2.7 | 17792 | 2.28
BRYANT |  | 205273911 | HRCU-A-CB | 284ANV024*0**A* | CSPH*4212AL*+UI | Singlezone Ducted, Centrally Ducted | 24000 | 24200 | 2.7 | 17792 | 2.28
BRYANT |  | 205273914 | HRCU-A-CB | 284ANV024*0**A* | CSPH*4212AL*+UI | Singlezone Ducted, Centrally Ducted | 24000 | 24000 | 2.72 | 17645 | 2.3
BRYANT |  | 205273913 | HRCU-A-CB | 284ANV024*0**A* | CSPH*4212AL*+UI | Singlezone Ducted, Centrally Ducted | 24000 | 24000 | 2.72 | 17645 | 2.3
BRYANT |  | 205273915 | HRCU-A-CB | 284ANV024*0**A* | CSPH*4212AL*+UI | Singlezone Ducted, Centrally Ducted | 24000 | 24400 | 2.66 | 17940 | 2.25
BRYANT |  | 205273916 | HRCU-A-CB | 284ANV024*0**A* | CSPH*4212AL*+UI | Singlezone Ducted, Centrally Ducted | 24000 | 24200 | 2.68 | 17792 | 2.26
BRYANT |  | 205273923 | HRCU-A-CB | 284ANV024*0**A* | CSPH*4812AL*+UI | Singlezone Ducted, Centrally Ducted | 24000 | 24200 | 2.7 | 17792 | 2.28
BRYANT |  | 205273918 | HRCU-A-CB | 284ANV024*0**A* | CSPH*4812AL*+UI | Singlezone Ducted, Centrally Ducted | 24000 | 24200 | 2.7 | 17792 | 2.28
BRYANT |  | 205273917 | HRCU-A-CB | 284ANV024*0**A* | CSPH*4212AL*+UI | Singlezone Ducted, Centrally Ducted | 24000 | 24200 | 2.72 | 17792 | 2.3
BRYANT |  | 205273919 | HRCU-A-CB | 284ANV024*0**A* | CSPH*4812AL*+UI | Singlezone Ducted, Centrally Ducted | 24000 | 24200 | 2.72 | 17792 | 2.3
BRYANT |  | 205273920 | HRCU-A-CB | 284ANV024*0**A* | CSPH*4812AL*+UI | Singlezone Ducted, Centrally Ducted | 24000 | 24200 | 2.72 | 17792 | 2.3
BRYANT |  | 205273921 | HRCU-A-CB | 284ANV024*0**A* | CSPH*4812AL*+UI | Singlezone Ducted, Centrally Ducted | 24000 | 24000 | 2.74 | 17645 | 2.31
BRYANT |  | 205273922 | HRCU-A-CB | 284ANV024*0**A* | CSPH*4812AL*+UI | Singlezone Ducted, Centrally Ducted | 24000 | 24000 | 2.74 | 17645 | 2.31
BRYANT |  | 205273925 | HRCU-A-CB | 284ANV024*0**A* | CSPH*4812AL*+UI | Singlezone Ducted, Centrally Ducted | 24000 | 24000 | 2.74 | 17645 | 2.31
BRYANT |  | 205273924 | HRCU-A-CB | 284ANV024*0**A* | CSPH*4812AL*+UI | Singlezone Ducted, Centrally Ducted | 24000 | 24200 | 2.7 | 17792 | 2.28
BRYANT |  | 205273927 | HRCU-A-CB | 284ANV024*0**A* | CSPH*6012AL*+UI | Singlezone Ducted, Centrally Ducted | 24000 | 23800 | 2.76 | 17498 | 2.33
BRYANT |  | 205273926 | HRCU-A-CB | 284ANV024*0**A* | CSPH*6012AL*+UI | Singlezone Ducted, Centrally Ducted | 24000 | 24000 | 2.72 | 17645 | 2.3
BRYANT |  | 205273929 | HRCU-A-CB | 284ANV024*0**A* | CSPH*6012AL*+UI | Singlezone Ducted, Centrally Ducted | 24000 | 23800 | 2.78 | 17498 | 2.34
BRYANT |  | 205273928 | HRCU-A-CB | 284ANV024*0**A* | CSPH*6012AL*+UI | Singlezone Ducted, Centrally Ducted | 24000 | 23800 | 2.76 | 17498 | 2.33
BRYANT |  | 205273931 | HRCU-A-CB | 284ANV024*0**A* | CSPH*6012AL*+UI | Singlezone Ducted, Centrally Ducted | 24000 | 24000 | 2.72 | 17645 | 2.3
BRYANT |  | 205273930 | HRCU-A-CB | 284ANV024*0**A* | CSPH*6012AL*+UI | Singlezone Ducted, Centrally Ducted | 24000 | 23800 | 2.78 | 17498 | 2.34
BRYANT |  | 205273932 | HRCU-A-CB | 284ANV024*0**A* | CSPH*6012AL*+UI | Singlezone Ducted, Centrally Ducted | 24000 | 24000 | 2.74 | 17645 | 2.31
BRYANT |  | 205273933 | HRCU-A-CB | 284ANV024*0**A* | CSPH*6012AL*+UI | Singlezone Ducted, Centrally Ducted | 24000 | 23800 | 2.78 | 17498 | 2.34
BRYANT |  | 205273716 | HRCU-A-CB | 284ANV024*0**A* | FE4ANF002L+UI | Singlezone Ducted, Centrally Ducted | 24000 | 24400 | 2.62 | 17940 | 2.21
BRYANT |  | 205273721 | HRCU-A-CB | 284ANV024*0**A* | CAP**3617AL*+UI | Singlezone Ducted, Centrally Ducted | 24000 | 24400 | 2.56 | 17940 | 2.15
BRYANT |  | 205273726 | HRCU-A-CB | 284ANV024*0**A* | CAP**3621AL*+UI | Singlezone Ducted, Centrally Ducted | 24000 | 24200 | 2.58 | 17792 | 2.17
BRYANT |  | 205273722 | HRCU-A-CB | 284ANV024*0**A* | CAP**3617AL*+UI | Singlezone Ducted, Centrally Ducted | 24000 | 24200 | 2.58 | 17792 | 2.17
BRYANT |  | 205273728 | HRCU-A-CB | 284ANV024*0**A* | CAP**3621AL*+UI | Singlezone Ducted, Centrally Ducted | 24000 | 24200 | 2.6 | 17792 | 2.19
BRYANT |  | 205273727 | HRCU-A-CB | 284ANV024*0**A* | CAP**3621AL*+UI | Singlezone Ducted, Centrally Ducted | 24000 | 24200 | 2.58 | 17792 | 2.17
BRYANT |  | 205273729 | HRCU-A-CB | 284ANV024*0**A* | CAP**3621AL*+UI | Singlezone Ducted, Centrally Ducted | 24000 | 24200 | 2.6 | 17792 | 2.19
BRYANT |  | 205273733 | HRCU-A-CB | 284ANV024*0**A* | CAP**4221AL*+UI | Singlezone Ducted, Centrally Ducted | 24000 | 24200 | 2.62 | 17792 | 2.21
BRYANT |  | 205273734 | HRCU-A-CB | 284ANV024*0**A* | CAP**4221AL*+UI | Singlezone Ducted, Centrally Ducted | 24000 | 24200 | 2.64 | 17792 | 2.23
BRYANT |  | 205273735 | HRCU-A-CB | 284ANV024*0**A* | CAP**4221AL*+UI | Singlezone Ducted, Centrally Ducted | 24000 | 24200 | 2.64 | 17792 | 2.23
BRYANT |  | 205273736 | HRCU-A-CB | 284ANV024*0**A* | CAP**4221AL*+UI | Singlezone Ducted, Centrally Ducted | 24000 | 24200 | 2.64 | 17792 | 2.23
BRYANT |  | 205273743 | HRCU-A-CB | 284ANV024*0**A* | CAP**4821AL*+UI | Singlezone Ducted, Centrally Ducted | 24000 | 24000 | 2.72 | 17645 | 2.3
BRYANT |  | 205273738 | HRCU-A-CB | 284ANV024*0**A* | CAP**4224AL*+UI | Singlezone Ducted, Centrally Ducted | 24000 | 24200 | 2.62 | 17792 | 2.21
BRYANT |  | 205273740 | HRCU-A-CB | 284ANV024*0**A* | CAP**4224AL*+UI | Singlezone Ducted, Centrally Ducted | 24000 | 24200 | 2.62 | 17792 | 2.21
BRYANT |  | 205273739 | HRCU-A-CB | 284ANV024*0**A* | CAP**4224AL*+UI | Singlezone Ducted, Centrally Ducted | 24000 | 24200 | 2.64 | 17792 | 2.23
BRYANT |  | 205273741 | HRCU-A-CB | 284ANV024*0**A* | CAP**4224AL*+UI | Singlezone Ducted, Centrally Ducted | 24000 | 24200 | 2.64 | 17792 | 2.23
BRYANT |  | 205273744 | HRCU-A-CB | 284ANV024*0**A* | CAP**4821AL*+UI | Singlezone Ducted, Centrally Ducted | 24000 | 24000 | 2.72 | 17645 | 2.3
BRYANT |  | 205273745 | HRCU-A-CB | 284ANV024*0**A* | CAP**4821AL*+UI | Singlezone Ducted, Centrally Ducted | 24000 | 24000 | 2.74 | 17645 | 2.31
BRYANT |  | 205273746 | HRCU-A-CB | 284ANV024*0**A* | CAP**4821AL*+UI | Singlezone Ducted, Centrally Ducted | 24000 | 24000 | 2.76 | 17645 | 2.33
BRYANT |  | 205273747 | HRCU-A-CB | 284ANV024*0**A* | CAP**4821AL*+UI | Singlezone Ducted, Centrally Ducted | 24000 | 23800 | 2.76 | 17498 | 2.33
BRYANT |  | 205273748 | HRCU-A-CB | 284ANV024*0**A* | CAP**4821AL*+UI | Singlezone Ducted, Centrally Ducted | 24000 | 23800 | 2.76 | 17498 | 2.33
BRYANT |  | 205273749 | HRCU-A-CB | 284ANV024*0**A* | CAP**4824AL*+UI | Singlezone Ducted, Centrally Ducted | 24000 | 24000 | 2.72 | 17645 | 2.3
BRYANT |  | 205273750 | HRCU-A-CB | 284ANV024*0**A* | CAP**4824AL*+UI | Singlezone Ducted, Centrally Ducted | 24000 | 24000 | 2.74 | 17645 | 2.31
BRYANT |  | 205273751 | HRCU-A-CB | 284ANV024*0**A* | CAP**4824AL*+UI | Singlezone Ducted, Centrally Ducted | 24000 | 23800 | 2.76 | 17498 | 2.33
BRYANT |  | 205273752 | HRCU-A-CB | 284ANV024*0**A* | CAP**4824AL*+UI | Singlezone Ducted, Centrally Ducted | 24000 | 24000 | 2.74 | 17645 | 2.31
BRYANT |  | 205273753 | HRCU-A-CB | 284ANV024*0**A* | CAP**4824AL*+UI | Singlezone Ducted, Centrally Ducted | 24000 | 23800 | 2.76 | 17498 | 2.33
BRYANT |  | 205273758 | HRCU-A-CB | 284ANV024*0**A* | CAP**6024AL*+UI | Singlezone Ducted, Centrally Ducted | 24000 | 23600 | 2.76 | 17351 | 2.32
BRYANT |  | 205273755 | HRCU-A-CB | 284ANV024*0**A* | CAP**6024AL*+UI | Singlezone Ducted, Centrally Ducted | 24000 | 23600 | 2.76 | 17351 | 2.32
BRYANT |  | 205273754 | HRCU-A-CB | 284ANV024*0**A* | CAP**6024AL*+UI | Singlezone Ducted, Centrally Ducted | 24000 | 23800 | 2.72 | 17498 | 2.29
BRYANT |  | 205273756 | HRCU-A-CB | 284ANV024*0**A* | CAP**6024AL*+UI | Singlezone Ducted, Centrally Ducted | 24000 | 23600 | 2.76 | 17351 | 2.32
BRYANT |  | 205273757 | HRCU-A-CB | 284ANV024*0**A* | CAP**6024AL*+UI | Singlezone Ducted, Centrally Ducted | 24000 | 23600 | 2.76 | 17351 | 2.32
BRYANT |  | 205273761 | HRCU-A-CB | 284ANV024*0**A* | CNPV*3617AL*+UI | Singlezone Ducted, Centrally Ducted | 24000 | 24400 | 2.52 | 17940 | 2.13
BRYANT |  | 205273762 | HRCU-A-CB | 284ANV024*0**A* | CNPV*3617AL*+UI | Singlezone Ducted, Centrally Ducted | 24000 | 24200 | 2.54 | 17792 | 2.15
BRYANT |  | 205273766 | HRCU-A-CB | 284ANV024*0**A* | CNPV*3621AL*+UI | Singlezone Ducted, Centrally Ducted | 24000 | 24400 | 2.54 | 17940 | 2.15
BRYANT |  | 205273767 | HRCU-A-CB | 284ANV024*0**A* | CNPV*3621AL*+UI | Singlezone Ducted, Centrally Ducted | 24000 | 24400 | 2.54 | 17940 | 2.15
BRYANT |  | 205273768 | HRCU-A-CB | 284ANV024*0**A* | CNPV*3621AL*+UI | Singlezone Ducted, Centrally Ducted | 24000 | 24200 | 2.56 | 17792 | 2.15
BRYANT |  | 205273769 | HRCU-A-CB | 284ANV024*0**A* | CNPV*3621AL*+UI | Singlezone Ducted, Centrally Ducted | 24000 | 24200 | 2.54 | 17792 | 2.15
BRYANT |  | 205273772 | HRCU-A-CB | 284ANV024*0**A* | CNPV*4217AL*+UI | Singlezone Ducted, Centrally Ducted | 24000 | 24200 | 2.66 | 17792 | 2.25
BRYANT |  | 205273773 | HRCU-A-CB | 284ANV024*0**A* | CNPV*4217AL*+UI | Singlezone Ducted, Centrally Ducted | 24000 | 24200 | 2.68 | 17792 | 2.26
BRYANT |  | 205273777 | HRCU-A-CB | 284ANV024*0**A* | CNPV*4221AL*+UI | Singlezone Ducted, Centrally Ducted | 24000 | 24200 | 2.62 | 17792 | 2.21
BRYANT |  | 205273778 | HRCU-A-CB | 284ANV024*0**A* | CNPV*4221AL*+UI | Singlezone Ducted, Centrally Ducted | 24000 | 24200 | 2.62 | 17792 | 2.21
BRYANT |  | 205273779 | HRCU-A-CB | 284ANV024*0**A* | CNPV*4221AL*+UI | Singlezone Ducted, Centrally Ducted | 24000 | 24200 | 2.62 | 17792 | 2.21
BRYANT |  | 205273780 | HRCU-A-CB | 284ANV024*0**A* | CNPV*4221AL*+UI | Singlezone Ducted, Centrally Ducted | 24000 | 24200 | 2.62 | 17792 | 2.21
BRYANT |  | 205273782 | HRCU-A-CB | 284ANV024*0**A* | CNPV*4821AL*+UI | Singlezone Ducted, Centrally Ducted | 24000 | 24200 | 2.7 | 17792 | 2.28
BRYANT |  | 205273786 | HRCU-A-CB | 284ANV024*0**A* | CNPV*4821AL*+UI | Singlezone Ducted, Centrally Ducted | 24000 | 24000 | 2.74 | 17645 | 2.31
BRYANT |  | 205273783 | HRCU-A-CB | 284ANV024*0**A* | CNPV*4821AL*+UI | Singlezone Ducted, Centrally Ducted | 24000 | 24200 | 2.7 | 17792 | 2.28
BRYANT |  | 205273784 | HRCU-A-CB | 284ANV024*0**A* | CNPV*4821AL*+UI | Singlezone Ducted, Centrally Ducted | 24000 | 24000 | 2.72 | 17645 | 2.3
BRYANT |  | 205273785 | HRCU-A-CB | 284ANV024*0**A* | CNPV*4821AL*+UI | Singlezone Ducted, Centrally Ducted | 24000 | 24000 | 2.72 | 17645 | 2.3
BRYANT |  | 205273789 | HRCU-A-CB | 284ANV024*0**A* | CNPV*4824AL*+UI | Singlezone Ducted, Centrally Ducted | 24000 | 24000 | 2.72 | 17645 | 2.3
BRYANT |  | 205273787 | HRCU-A-CB | 284ANV024*0**A* | CNPV*4821AL*+UI | Singlezone Ducted, Centrally Ducted | 24000 | 24000 | 2.74 | 17645 | 2.31
BRYANT |  | 205273788 | HRCU-A-CB | 284ANV024*0**A* | CNPV*4824AL*+UI | Singlezone Ducted, Centrally Ducted | 24000 | 24200 | 2.7 | 17792 | 2.28
BRYANT |  | 205273790 | HRCU-A-CB | 284ANV024*0**A* | CNPV*4824AL*+UI | Singlezone Ducted, Centrally Ducted | 24000 | 24000 | 2.72 | 17645 | 2.3
BRYANT |  | 205273791 | HRCU-A-CB | 284ANV024*0**A* | CNPV*4824AL*+UI | Singlezone Ducted, Centrally Ducted | 24000 | 24000 | 2.72 | 17645 | 2.3
BRYANT |  | 205273792 | HRCU-A-CB | 284ANV024*0**A* | CNPV*4824AL*+UI | Singlezone Ducted, Centrally Ducted | 24000 | 24000 | 2.74 | 17645 | 2.31
BRYANT |  | 205273794 | HRCU-A-CB | 284ANV024*0**A* | CNPV*6024AL*+UI | Singlezone Ducted, Centrally Ducted | 24000 | 23800 | 2.74 | 17498 | 2.31
BRYANT |  | 205273793 | HRCU-A-CB | 284ANV024*0**A* | CNPV*6024AL*+UI | Singlezone Ducted, Centrally Ducted | 24000 | 24000 | 2.72 | 17645 | 2.3
BRYANT |  | 205273796 | HRCU-A-CB | 284ANV024*0**A* | CNPV*6024AL*+UI | Singlezone Ducted, Centrally Ducted | 24000 | 23800 | 2.74 | 17498 | 2.31
BRYANT |  | 205273795 | HRCU-A-CB | 284ANV024*0**A* | CNPV*6024AL*+UI | Singlezone Ducted, Centrally Ducted | 24000 | 23800 | 2.74 | 17498 | 2.31
BRYANT |  | 205273936 | HRCU-A-CB | 284ANV036*0**A* | FE4ANB006L+UI | Singlezone Ducted, Centrally Ducted | 34000 | 32400 | 2.62 | 27430 | 2.23
BRYANT |  | 205273934 | HRCU-A-CB | 284ANV036*0**A* | FE4AN(B,F)005L+UI | Singlezone Ducted, Centrally Ducted | 35000 | 32800 | 2.54 | 27768 | 2.16
BRYANT |  | 205274190 | HRCU-A-CB | 284ANV048*0**A* | FE4ANB006L+UI | Singlezone Ducted, Centrally Ducted | 46000 | 42500 | 2.6 | 31130 | 2.32
BRYANT |  | 205273810 | HRCU-A-CB | 284ANV024*0**A* | CSPH*4212AL*+UI | Singlezone Ducted, Centrally Ducted | 24000 | 24200 | 2.7 | 17792 | 2.28
BRYANT |  | 205273812 | HRCU-A-CB | 284ANV024*0**A* | CSPH*4212AL*+UI | Singlezone Ducted, Centrally Ducted | 24000 | 24200 | 2.7 | 17792 | 2.28
BRYANT |  | 205273819 | HRCU-A-CB | 284ANV024*0**A* | CSPH*4812AL*+UI | Singlezone Ducted, Centrally Ducted | 24000 | 24000 | 2.74 | 17645 | 2.31
BRYANT |  | 205273811 | HRCU-A-CB | 284ANV024*0**A* | CSPH*4212AL*+UI | Singlezone Ducted, Centrally Ducted | 24000 | 24000 | 2.72 | 17645 | 2.3
BRYANT |  | 205273813 | HRCU-A-CB | 284ANV024*0**A* | CSPH*4212AL*+UI | Singlezone Ducted, Centrally Ducted | 24000 | 24200 | 2.7 | 17792 | 2.28
BRYANT |  | 205273815 | HRCU-A-CB | 284ANV024*0**A* | CSPH*4212AL*+UI | Singlezone Ducted, Centrally Ducted | 24000 | 24000 | 2.72 | 17645 | 2.3
BRYANT |  | 205273814 | HRCU-A-CB | 284ANV024*0**A* | CSPH*4212AL*+UI | Singlezone Ducted, Centrally Ducted | 24000 | 24000 | 2.72 | 17645 | 2.3
BRYANT |  | 205273820 | HRCU-A-CB | 284ANV024*0**A* | CSPH*4812AL*+UI | Singlezone Ducted, Centrally Ducted | 24000 | 24000 | 2.74 | 17645 | 2.31
BRYANT |  | 205273822 | HRCU-A-CB | 284ANV024*0**A* | CSPH*4812AL*+UI | Singlezone Ducted, Centrally Ducted | 24000 | 24200 | 2.72 | 17792 | 2.3
BRYANT |  | 205273821 | HRCU-A-CB | 284ANV024*0**A* | CSPH*4812AL*+UI | Singlezone Ducted, Centrally Ducted | 24000 | 24000 | 2.74 | 17645 | 2.31
BRYANT |  | 205273823 | HRCU-A-CB | 284ANV024*0**A* | CSPH*4812AL*+UI | Singlezone Ducted, Centrally Ducted | 24000 | 24000 | 2.74 | 17645 | 2.31
BRYANT |  | 205273826 | HRCU-A-CB | 284ANV024*0**A* | CSPH*6012AL*+UI | Singlezone Ducted, Centrally Ducted | 24000 | 24000 | 2.74 | 17645 | 2.31
BRYANT |  | 205273824 | HRCU-A-CB | 284ANV024*0**A* | CSPH*4812AL*+UI | Singlezone Ducted, Centrally Ducted | 24000 | 24000 | 2.74 | 17645 | 2.31
BRYANT |  | 205273828 | HRCU-A-CB | 284ANV024*0**A* | CSPH*6012AL*+UI | Singlezone Ducted, Centrally Ducted | 24000 | 23800 | 2.76 | 17498 | 2.33
BRYANT |  | 205273829 | HRCU-A-CB | 284ANV024*0**A* | CSPH*6012AL*+UI | Singlezone Ducted, Centrally Ducted | 24000 | 23800 | 2.78 | 17498 | 2.34
BRYANT |  | 205273830 | HRCU-A-CB | 284ANV024*0**A* | CSPH*6012AL*+UI | Singlezone Ducted, Centrally Ducted | 24000 | 23800 | 2.76 | 17498 | 2.33
BRYANT |  | 205273827 | HRCU-A-CB | 284ANV024*0**A* | CSPH*6012AL*+UI | Singlezone Ducted, Centrally Ducted | 24000 | 23800 | 2.74 | 17498 | 2.31
BRYANT |  | 205273831 | HRCU-A-CB | 284ANV024*0**A* | CSPH*6012AL*+UI | Singlezone Ducted, Centrally Ducted | 24000 | 23800 | 2.76 | 17498 | 2.33
BRYANT |  | 205273833 | HRCU-A-CB | 284ANV024*0**A* | CSPH*6012AL*+UI | Singlezone Ducted, Centrally Ducted | 24000 | 23800 | 2.78 | 17498 | 2.34
BRYANT |  | 205273832 | HRCU-A-CB | 284ANV024*0**A* | CSPH*6012AL*+UI | Singlezone Ducted, Centrally Ducted | 24000 | 23800 | 2.78 | 17498 | 2.34
BRYANT |  | 205273834 | HRCU-A-CB | 284ANV024*0**A* | CAP**3617AL*+UI | Singlezone Ducted, Centrally Ducted | 24000 | 24400 | 2.54 | 17940 | 2.15
BRYANT |  | 205273835 | HRCU-A-CB | 284ANV024*0**A* | CAP**3617AL*+UI | Singlezone Ducted, Centrally Ducted | 24000 | 24400 | 2.56 | 17940 | 2.15
BRYANT |  | 205273836 | HRCU-A-CB | 284ANV024*0**A* | CAP**3617AL*+UI | Singlezone Ducted, Centrally Ducted | 24000 | 24400 | 2.54 | 17940 | 2.15
BRYANT |  | 205273837 | HRCU-A-CB | 284ANV024*0**A* | CAP**3617AL*+UI | Singlezone Ducted, Centrally Ducted | 24000 | 24400 | 2.54 | 17940 | 2.15
BRYANT |  | 205273839 | HRCU-A-CB | 284ANV024*0**A* | CAP**3621AL*+UI | Singlezone Ducted, Centrally Ducted | 24000 | 24200 | 2.58 | 17792 | 2.17
BRYANT |  | 205273838 | HRCU-A-CB | 284ANV024*0**A* | CAP**3621AL*+UI | Singlezone Ducted, Centrally Ducted | 24000 | 24400 | 2.54 | 17940 | 2.15
BRYANT |  | 205273841 | HRCU-A-CB | 284ANV024*0**A* | CAP**3621AL*+UI | Singlezone Ducted, Centrally Ducted | 24000 | 24200 | 2.6 | 17792 | 2.19
BRYANT |  | 205273840 | HRCU-A-CB | 284ANV024*0**A* | CAP**3621AL*+UI | Singlezone Ducted, Centrally Ducted | 24000 | 24200 | 2.58 | 17792 | 2.17
BRYANT |  | 205273843 | HRCU-A-CB | 284ANV024*0**A* | CAP**3621AL*+UI | Singlezone Ducted, Centrally Ducted | 24000 | 24400 | 2.56 | 17940 | 2.15
BRYANT |  | 205273842 | HRCU-A-CB | 284ANV024*0**A* | CAP**3621AL*+UI | Singlezone Ducted, Centrally Ducted | 24000 | 24400 | 2.54 | 17940 | 2.15
BRYANT |  | 205273844 | HRCU-A-CB | 284ANV024*0**A* | CAP**4221AL*+UI | Singlezone Ducted, Centrally Ducted | 24000 | 24400 | 2.58 | 17940 | 2.17
BRYANT |  | 205273845 | HRCU-A-CB | 284ANV024*0**A* | CAP**4221AL*+UI | Singlezone Ducted, Centrally Ducted | 24000 | 24200 | 2.62 | 17792 | 2.21
BRYANT |  | 205273847 | HRCU-A-CB | 284ANV024*0**A* | CAP**4221AL*+UI | Singlezone Ducted, Centrally Ducted | 24000 | 24200 | 2.64 | 17792 | 2.23
BRYANT |  | 205273846 | HRCU-A-CB | 284ANV024*0**A* | CAP**4221AL*+UI | Singlezone Ducted, Centrally Ducted | 24000 | 24200 | 2.62 | 17792 | 2.21
BRYANT |  | 205273848 | HRCU-A-CB | 284ANV024*0**A* | CAP**4221AL*+UI | Singlezone Ducted, Centrally Ducted | 24000 | 24400 | 2.58 | 17940 | 2.17
BRYANT |  | 205273849 | HRCU-A-CB | 284ANV024*0**A* | CAP**4221AL*+UI | Singlezone Ducted, Centrally Ducted | 24000 | 24400 | 2.6 | 17940 | 2.19
BRYANT |  | 205273850 | HRCU-A-CB | 284ANV024*0**A* | CAP**4224AL*+UI | Singlezone Ducted, Centrally Ducted | 24000 | 24200 | 2.62 | 17792 | 2.21
BRYANT |  | 205273851 | HRCU-A-CB | 284ANV024*0**A* | CAP**4224AL*+UI | Singlezone Ducted, Centrally Ducted | 24000 | 24200 | 2.64 | 17792 | 2.23
BRYANT |  | 205273853 | HRCU-A-CB | 284ANV024*0**A* | CAP**4224AL*+UI | Singlezone Ducted, Centrally Ducted | 24000 | 24200 | 2.64 | 17792 | 2.23
BRYANT |  | 205273852 | HRCU-A-CB | 284ANV024*0**A* | CAP**4224AL*+UI | Singlezone Ducted, Centrally Ducted | 24000 | 24000 | 2.64 | 17645 | 2.23
BRYANT |  | 205273854 | HRCU-A-CB | 284ANV024*0**A* | CAP**4821AL*+UI | Singlezone Ducted, Centrally Ducted | 24000 | 24200 | 2.7 | 17792 | 2.28
BRYANT |  | 205273855 | HRCU-A-CB | 284ANV024*0**A* | CAP**4821AL*+UI | Singlezone Ducted, Centrally Ducted | 24000 | 24000 | 2.74 | 17645 | 2.31
BRYANT |  | 205273856 | HRCU-A-CB | 284ANV024*0**A* | CAP**4821AL*+UI | Singlezone Ducted, Centrally Ducted | 24000 | 24000 | 2.74 | 17645 | 2.31
BRYANT |  | 205273857 | HRCU-A-CB | 284ANV024*0**A* | CAP**4821AL*+UI | Singlezone Ducted, Centrally Ducted | 24000 | 23800 | 2.76 | 17498 | 2.33
BRYANT |  | 205273858 | HRCU-A-CB | 284ANV024*0**A* | CAP**4821AL*+UI | Singlezone Ducted, Centrally Ducted | 24000 | 24200 | 2.7 | 17792 | 2.28
BRYANT |  | 205273859 | HRCU-A-CB | 284ANV024*0**A* | CAP**4821AL*+UI | Singlezone Ducted, Centrally Ducted | 24000 | 24000 | 2.72 | 17645 | 2.3
BRYANT |  | 205273860 | HRCU-A-CB | 284ANV024*0**A* | CAP**4824AL*+UI | Singlezone Ducted, Centrally Ducted | 24000 | 24000 | 2.74 | 17645 | 2.31
BRYANT |  | 205273861 | HRCU-A-CB | 284ANV024*0**A* | CAP**4824AL*+UI | Singlezone Ducted, Centrally Ducted | 24000 | 23800 | 2.76 | 17498 | 2.33
BRYANT |  | 205273862 | HRCU-A-CB | 284ANV024*0**A* | CAP**4824AL*+UI | Singlezone Ducted, Centrally Ducted | 24000 | 23800 | 2.76 | 17498 | 2.33
BRYANT |  | 205273865 | HRCU-A-CB | 284ANV024*0**A* | CAP**6024AL*+UI | Singlezone Ducted, Centrally Ducted | 24000 | 23600 | 2.76 | 17351 | 2.32
BRYANT |  | 205273864 | HRCU-A-CB | 284ANV024*0**A* | CAP**6024AL*+UI | Singlezone Ducted, Centrally Ducted | 24000 | 23600 | 2.74 | 17351 | 2.31
BRYANT |  | 205273863 | HRCU-A-CB | 284ANV024*0**A* | CAP**4824AL*+UI | Singlezone Ducted, Centrally Ducted | 24000 | 24000 | 2.76 | 17645 | 2.33
BRYANT |  | 205273866 | HRCU-A-CB | 284ANV024*0**A* | CAP**6024AL*+UI | Singlezone Ducted, Centrally Ducted | 24000 | 23600 | 2.78 | 17351 | 2.34
BRYANT |  | 205273867 | HRCU-A-CB | 284ANV024*0**A* | CAP**6024AL*+UI | Singlezone Ducted, Centrally Ducted | 24000 | 23600 | 2.76 | 17351 | 2.32
BRYANT |  | 205273868 | HRCU-A-CB | 284ANV024*0**A* | CNPV*3617AL*+UI | Singlezone Ducted, Centrally Ducted | 24000 | 24600 | 2.5 | 18087 | 2.11
BRYANT |  | 205273869 | HRCU-A-CB | 284ANV024*0**A* | CNPV*3617AL*+UI | Singlezone Ducted, Centrally Ducted | 24000 | 24400 | 2.52 | 17940 | 2.13
BRYANT |  | 205273870 | HRCU-A-CB | 284ANV024*0**A* | CNPV*3617AL*+UI | Singlezone Ducted, Centrally Ducted | 24000 | 24600 | 2.5 | 18087 | 2.11
BRYANT |  | 205273871 | HRCU-A-CB | 284ANV024*0**A* | CNPV*3617AL*+UI | Singlezone Ducted, Centrally Ducted | 24000 | 24400 | 2.52 | 17940 | 2.13
BRYANT |  | 205273873 | HRCU-A-CB | 284ANV024*0**A* | CNPV*3621AL*+UI | Singlezone Ducted, Centrally Ducted | 24000 | 24400 | 2.52 | 17940 | 2.13
BRYANT |  | 205273872 | HRCU-A-CB | 284ANV024*0**A* | CNPV*3621AL*+UI | Singlezone Ducted, Centrally Ducted | 24000 | 24600 | 2.5 | 18087 | 2.11
BRYANT |  | 205273875 | HRCU-A-CB | 284ANV024*0**A* | CNPV*3621AL*+UI | Singlezone Ducted, Centrally Ducted | 24000 | 24200 | 2.54 | 17792 | 2.15
BRYANT |  | 205273878 | HRCU-A-CB | 284ANV024*0**A* | CNPV*4217AL*+UI | Singlezone Ducted, Centrally Ducted | 24000 | 24400 | 2.62 | 17940 | 2.21
BRYANT |  | 205273874 | HRCU-A-CB | 284ANV024*0**A* | CNPV*3621AL*+UI | Singlezone Ducted, Centrally Ducted | 24000 | 24400 | 2.54 | 17940 | 2.15
BRYANT |  | 205273876 | HRCU-A-CB | 284ANV024*0**A* | CNPV*3621AL*+UI | Singlezone Ducted, Centrally Ducted | 24000 | 24600 | 2.5 | 18087 | 2.11
BRYANT |  | 205273877 | HRCU-A-CB | 284ANV024*0**A* | CNPV*3621AL*+UI | Singlezone Ducted, Centrally Ducted | 24000 | 24400 | 2.52 | 17940 | 2.13
BRYANT |  | 205273879 | HRCU-A-CB | 284ANV024*0**A* | CNPV*4217AL*+UI | Singlezone Ducted, Centrally Ducted | 24000 | 24200 | 2.66 | 17792 | 2.25
BRYANT |  | 205273880 | HRCU-A-CB | 284ANV024*0**A* | CNPV*4217AL*+UI | Singlezone Ducted, Centrally Ducted | 24000 | 24400 | 2.62 | 17940 | 2.21
BRYANT |  | 205273881 | HRCU-A-CB | 284ANV024*0**A* | CNPV*4217AL*+UI | Singlezone Ducted, Centrally Ducted | 24000 | 24400 | 2.64 | 17940 | 2.23
BRYANT |  | 205273882 | HRCU-A-CB | 284ANV024*0**A* | CNPV*4221AL*+UI | Singlezone Ducted, Centrally Ducted | 24000 | 24400 | 2.58 | 17940 | 2.17
BRYANT |  | 205273884 | HRCU-A-CB | 284ANV024*0**A* | CNPV*4221AL*+UI | Singlezone Ducted, Centrally Ducted | 24000 | 24200 | 2.6 | 17792 | 2.19
BRYANT |  | 205273883 | HRCU-A-CB | 284ANV024*0**A* | CNPV*4221AL*+UI | Singlezone Ducted, Centrally Ducted | 24000 | 24400 | 2.6 | 17940 | 2.19
BRYANT |  | 205273885 | HRCU-A-CB | 284ANV024*0**A* | CNPV*4221AL*+UI | Singlezone Ducted, Centrally Ducted | 24000 | 24200 | 2.62 | 17792 | 2.21
BRYANT |  | 205273889 | HRCU-A-CB | 284ANV024*0**A* | CNPV*4821AL*+UI | Singlezone Ducted, Centrally Ducted | 24000 | 24200 | 2.7 | 17792 | 2.28
BRYANT |  | 205273886 | HRCU-A-CB | 284ANV024*0**A* | CNPV*4221AL*+UI | Singlezone Ducted, Centrally Ducted | 24000 | 24400 | 2.58 | 17940 | 2.17
BRYANT |  | 205273887 | HRCU-A-CB | 284ANV024*0**A* | CNPV*4221AL*+UI | Singlezone Ducted, Centrally Ducted | 24000 | 24400 | 2.58 | 17940 | 2.17
BRYANT |  | 205273888 | HRCU-A-CB | 284ANV024*0**A* | CNPV*4821AL*+UI | Singlezone Ducted, Centrally Ducted | 24000 | 24200 | 2.68 | 17792 | 2.26
BRYANT |  | 205273890 | HRCU-A-CB | 284ANV024*0**A* | CNPV*4821AL*+UI | Singlezone Ducted, Centrally Ducted | 24000 | 24200 | 2.72 | 17792 | 2.3
BRYANT |  | 205273891 | HRCU-A-CB | 284ANV024*0**A* | CNPV*4821AL*+UI | Singlezone Ducted, Centrally Ducted | 24000 | 24000 | 2.74 | 17645 | 2.31
BRYANT |  | 205273808 | HRCU-A-CB | 284ANV024*0**A* | CSPH*4212AL*+UI | Singlezone Ducted, Centrally Ducted | 24000 | 24200 | 2.68 | 17792 | 2.26
BRYANT |  | 205273809 | HRCU-A-CB | 284ANV024*0**A* | CSPH*4212AL*+UI | Singlezone Ducted, Centrally Ducted | 24000 | 24200 | 2.68 | 17792 | 2.26
BRYANT |  | 205273988 | HRCU-A-CB | 284ANV036*0**A* | CAP**4321AL*+UI | Singlezone Ducted, Centrally Ducted | 35400 | 33600 | 2.52 | 28445 | 2.14
BRYANT |  | 205273989 | HRCU-A-CB | 284ANV036*0**A* | CAP**4321AL*+UI | Singlezone Ducted, Centrally Ducted | 35200 | 33400 | 2.54 | 28276 | 2.16
BRYANT |  | 205274007 | HRCU-A-CB | 284ANV036*0**A* | CAP**4824AL*+UI | Singlezone Ducted, Centrally Ducted | 35200 | 33200 | 2.52 | 28107 | 2.14
BRYANT |  | 205274008 | HRCU-A-CB | 284ANV036*0**A* | CAP**4824AL*+UI | Singlezone Ducted, Centrally Ducted | 35200 | 33000 | 2.54 | 27937 | 2.16
BRYANT |  | 205274015 | HRCU-A-CB | 284ANV036*0**A* | CAP**4824AL*+UI | Singlezone Ducted, Centrally Ducted | 35200 | 33200 | 2.52 | 28107 | 2.14
BRYANT |  | 205274018 | HRCU-A-CB | 284ANV036*0**A* | CAP**6024AL*+UI | Singlezone Ducted, Centrally Ducted | 34400 | 32800 | 2.52 | 27768 | 2.14
BRYANT |  | 205274019 | HRCU-A-CB | 284ANV036*0**A* | CAP**6024AL*+UI | Singlezone Ducted, Centrally Ducted | 34400 | 32600 | 2.54 | 27599 | 2.16
BRYANT |  | 205274020 | HRCU-A-CB | 284ANV036*0**A* | CAP**6024AL*+UI | Singlezone Ducted, Centrally Ducted | 34400 | 32800 | 2.52 | 27768 | 2.14
BRYANT |  | 205274021 | HRCU-A-CB | 284ANV036*0**A* | CAP**6024AL*+UI | Singlezone Ducted, Centrally Ducted | 34600 | 33000 | 2.5 | 27937 | 2.13
BRYANT |  | 205274022 | HRCU-A-CB | 284ANV036*0**A* | CAP**6024AL*+UI | Singlezone Ducted, Centrally Ducted | 34600 | 32800 | 2.52 | 27768 | 2.14
BRYANT |  | 205274023 | HRCU-A-CB | 284ANV036*0**A* | CAP**6024AL*+UI | Singlezone Ducted, Centrally Ducted | 34600 | 33000 | 2.5 | 27937 | 2.13
BRYANT |  | 205274024 | HRCU-A-CB | 284ANV036*0**A* | CAP**6024AL*+UI | Singlezone Ducted, Centrally Ducted | 34600 | 33000 | 2.5 | 27937 | 2.13
BRYANT |  | 205274025 | HRCU-A-CB | 284ANV036*0**A* | CAP**6024AL*+UI | Singlezone Ducted, Centrally Ducted | 34600 | 32800 | 2.52 | 27768 | 2.14
BRYANT |  | 205274026 | HRCU-A-CB | 284ANV036*0**A* | CAP**6024AL*+UI | Singlezone Ducted, Centrally Ducted | 34400 | 32800 | 2.52 | 27768 | 2.14
BRYANT |  | 205274031 | HRCU-A-CB | 284ANV036*0**A* | CAP**6121AL*+UI | Singlezone Ducted, Centrally Ducted | 34800 | 33000 | 2.54 | 27937 | 2.16
BRYANT |  | 205274030 | HRCU-A-CB | 284ANV036*0**A* | CAP**6121AL*+UI | Singlezone Ducted, Centrally Ducted | 35200 | 33200 | 2.5 | 28107 | 2.12
BRYANT |  | 205274037 | HRCU-A-CB | 284ANV036*0**A* | CAP**6121AL*+UI | Singlezone Ducted, Centrally Ducted | 35000 | 33000 | 2.54 | 27937 | 2.16
BRYANT |  | 205274036 | HRCU-A-CB | 284ANV036*0**A* | CAP**6121AL*+UI | Singlezone Ducted, Centrally Ducted | 35000 | 33200 | 2.52 | 28107 | 2.14
BRYANT |  | 205274038 | HRCU-A-CB | 284ANV036*0**A* | CAP**6121AL*+UI | Singlezone Ducted, Centrally Ducted | 35000 | 33200 | 2.52 | 28107 | 2.14
BRYANT |  | 205274041 | HRCU-A-CB | 284ANV036*0**A* | CAP**6121AL*+UI | Singlezone Ducted, Centrally Ducted | 35000 | 33000 | 2.54 | 27937 | 2.16
BRYANT |  | 205274043 | HRCU-A-CB | 284ANV036*0**A* | CAP**6124AL*+UI | Singlezone Ducted, Centrally Ducted | 35000 | 33200 | 2.52 | 28107 | 2.14
BRYANT |  | 205274040 | HRCU-A-CB | 284ANV036*0**A* | CAP**6121AL*+UI | Singlezone Ducted, Centrally Ducted | 35000 | 33200 | 2.52 | 28107 | 2.14
BRYANT |  | 205274039 | HRCU-A-CB | 284ANV036*0**A* | CAP**6121AL*+UI | Singlezone Ducted, Centrally Ducted | 35000 | 33000 | 2.54 | 27937 | 2.16
BRYANT |  | 205274044 | HRCU-A-CB | 284ANV036*0**A* | CAP**6124AL*+UI | Singlezone Ducted, Centrally Ducted | 34800 | 33000 | 2.56 | 27937 | 2.18
BRYANT |  | 205274045 | HRCU-A-CB | 284ANV036*0**A* | CAP**6124AL*+UI | Singlezone Ducted, Centrally Ducted | 34600 | 32800 | 2.56 | 27768 | 2.18
BRYANT |  | 205274047 | HRCU-A-CB | 284ANV036*0**A* | CAP**6124AL*+UI | Singlezone Ducted, Centrally Ducted | 35000 | 33200 | 2.52 | 28107 | 2.14
BRYANT |  | 205274049 | HRCU-A-CB | 284ANV036*0**A* | CAP**6124AL*+UI | Singlezone Ducted, Centrally Ducted | 35000 | 33000 | 2.54 | 27937 | 2.16
BRYANT |  | 205274046 | HRCU-A-CB | 284ANV036*0**A* | CAP**6124AL*+UI | Singlezone Ducted, Centrally Ducted | 34800 | 33000 | 2.56 | 27937 | 2.18
BRYANT |  | 205274048 | HRCU-A-CB | 284ANV036*0**A* | CAP**6124AL*+UI | Singlezone Ducted, Centrally Ducted | 34800 | 33000 | 2.54 | 27937 | 2.16
BRYANT |  | 205274050 | HRCU-A-CB | 284ANV036*0**A* | CAP**6124AL*+UI | Singlezone Ducted, Centrally Ducted | 35000 | 33200 | 2.52 | 28107 | 2.14
BRYANT |  | 205274052 | HRCU-A-CB | 284ANV036*0**A* | CAP**6124AL*+UI | Singlezone Ducted, Centrally Ducted | 34800 | 33000 | 2.54 | 27937 | 2.16
BRYANT |  | 205274051 | HRCU-A-CB | 284ANV036*0**A* | CAP**6124AL*+UI | Singlezone Ducted, Centrally Ducted | 34800 | 33000 | 2.54 | 27937 | 2.16
BRYANT |  | 205274094 | HRCU-A-CB | 284ANV036*0**A* | CNPV*4824AL*+UI | Singlezone Ducted, Centrally Ducted | 35200 | 33200 | 2.5 | 28107 | 2.12
BRYANT |  | 205274104 | HRCU-A-CB | 284ANV036*0**A* | CNPV*6024AL*+UI | Singlezone Ducted, Centrally Ducted | 35000 | 33000 | 2.5 | 27937 | 2.13
BRYANT |  | 205274105 | HRCU-A-CB | 284ANV036*0**A* | CNPV*6024AL*+UI | Singlezone Ducted, Centrally Ducted | 34800 | 32800 | 2.52 | 27768 | 2.14
BRYANT |  | 205274106 | HRCU-A-CB | 284ANV036*0**A* | CNPV*6024AL*+UI | Singlezone Ducted, Centrally Ducted | 35000 | 33000 | 2.5 | 27937 | 2.13
BRYANT |  | 205274108 | HRCU-A-CB | 284ANV036*0**A* | CNPV*6024AL*+UI | Singlezone Ducted, Centrally Ducted | 35000 | 33000 | 2.5 | 27937 | 2.13
BRYANT |  | 205274111 | HRCU-A-CB | 284ANV036*0**A* | CNPV*6024AL*+UI | Singlezone Ducted, Centrally Ducted | 35000 | 33000 | 2.5 | 27937 | 2.13
BRYANT |  | 205274112 | HRCU-A-CB | 284ANV036*0**A* | CNPV*6024AL*+UI | Singlezone Ducted, Centrally Ducted | 35000 | 33000 | 2.5 | 27937 | 2.13
BRYANT |  | 205274175 | HRCU-A-CB | 284ANV036*0**A* | CSPH*6012AL*+UI | Singlezone Ducted, Centrally Ducted | 34600 | 32800 | 2.58 | 27768 | 2.19
BRYANT |  | 205274174 | HRCU-A-CB | 284ANV036*0**A* | CSPH*6012AL*+UI | Singlezone Ducted, Centrally Ducted | 34600 | 32800 | 2.56 | 27768 | 2.18
BRYANT |  | 205274182 | HRCU-A-CB | 284ANV036*0**A* | CSPH*6012AL*+UI | Singlezone Ducted, Centrally Ducted | 34800 | 33000 | 2.56 | 27937 | 2.18
BRYANT |  | 205274178 | HRCU-A-CB | 284ANV036*0**A* | CSPH*6012AL*+UI | Singlezone Ducted, Centrally Ducted | 34800 | 33000 | 2.56 | 27937 | 2.18
BRYANT |  | 205274185 | HRCU-A-CB | 284ANV036*0**A* | CSPH*6012AL*+UI | Singlezone Ducted, Centrally Ducted | 34800 | 33000 | 2.56 | 27937 | 2.18
BRYANT |  | 205274187 | HRCU-A-CB | 284ANV036*0**A* | CSPH*6012AL*+UI | Singlezone Ducted, Centrally Ducted | 34800 | 33000 | 2.54 | 27937 | 2.16
BRYANT |  | 205274188 | HRCU-A-CB | 284ANV036*0**A* | CSPH*6012AL*+UI | Singlezone Ducted, Centrally Ducted | 34800 | 33000 | 2.56 | 27937 | 2.18
BRYANT |  | 205274231 | HRCU-A-CB | 284ANV060*0**A* | FE4ANB006L+UI | Singlezone Ducted, Centrally Ducted | 59000 | 49500 | 2.66 | 34460 | 2.13
BRYANT |  | 205274253 | HRCU-A-CB | 284ANV060*0**A* | CNPV*6124AL*+UI | Singlezone Ducted, Centrally Ducted | 59000 | 50500 | 2.54 | 35156 | 2.03
BRYANT |  | 205273719 | HRCU-A-CB | 284ANV024*0**A* | CAP**3617AL*+UI | Singlezone Ducted, Centrally Ducted | 24000 | 24600 | 2.54 | 18087 | 2.14
BRYANT |  | 205274254 | HRCU-A-CB | 284ANV060*0**A* | CNPV*6124AL*+UI | Singlezone Ducted, Centrally Ducted | 59000 | 50000 | 2.58 | 34808 | 2.06
BRYANT |  | 205273720 | HRCU-A-CB | 284ANV024*0**A* | CAP**3617AL*+UI | Singlezone Ducted, Centrally Ducted | 24000 | 24400 | 2.54 | 17940 | 2.15
BRYANT |  | 205273723 | HRCU-A-CB | 284ANV024*0**A* | CAP**3621AL*+UI | Singlezone Ducted, Centrally Ducted | 24000 | 24400 | 2.54 | 17940 | 2.15
BRYANT |  | 205273725 | HRCU-A-CB | 284ANV024*0**A* | CAP**3621AL*+UI | Singlezone Ducted, Centrally Ducted | 24000 | 24400 | 2.56 | 17940 | 2.15
BRYANT |  | 205273724 | HRCU-A-CB | 284ANV024*0**A* | CAP**3621AL*+UI | Singlezone Ducted, Centrally Ducted | 24000 | 24400 | 2.56 | 17940 | 2.15
BRYANT |  | 205273732 | HRCU-A-CB | 284ANV024*0**A* | CAP**4221AL*+UI | Singlezone Ducted, Centrally Ducted | 24000 | 24200 | 2.6 | 17792 | 2.19
BRYANT |  | 205273730 | HRCU-A-CB | 284ANV024*0**A* | CAP**4221AL*+UI | Singlezone Ducted, Centrally Ducted | 24000 | 24400 | 2.58 | 17940 | 2.17
BRYANT |  | 205273742 | HRCU-A-CB | 284ANV024*0**A* | CAP**4821AL*+UI | Singlezone Ducted, Centrally Ducted | 24000 | 24200 | 2.7 | 17792 | 2.28
BRYANT |  | 205273731 | HRCU-A-CB | 284ANV024*0**A* | CAP**4221AL*+UI | Singlezone Ducted, Centrally Ducted | 24000 | 24400 | 2.6 | 17940 | 2.19
BRYANT |  | 205273737 | HRCU-A-CB | 284ANV024*0**A* | CAP**4224AL*+UI | Singlezone Ducted, Centrally Ducted | 24000 | 24200 | 2.6 | 17792 | 2.19
BRYANT |  | 205273759 | HRCU-A-CB | 284ANV024*0**A* | CNPV*3617AL*+UI | Singlezone Ducted, Centrally Ducted | 24000 | 24600 | 2.5 | 18087 | 2.11
BRYANT |  | 205273760 | HRCU-A-CB | 284ANV024*0**A* | CNPV*3617AL*+UI | Singlezone Ducted, Centrally Ducted | 24000 | 24400 | 2.52 | 17940 | 2.13
BRYANT |  | 205273763 | HRCU-A-CB | 284ANV024*0**A* | CNPV*3621AL*+UI | Singlezone Ducted, Centrally Ducted | 24000 | 24600 | 2.5 | 18087 | 2.11
BRYANT |  | 205273764 | HRCU-A-CB | 284ANV024*0**A* | CNPV*3621AL*+UI | Singlezone Ducted, Centrally Ducted | 24000 | 24400 | 2.52 | 17940 | 2.13
BRYANT |  | 205273774 | HRCU-A-CB | 284ANV024*0**A* | CNPV*4221AL*+UI | Singlezone Ducted, Centrally Ducted | 24000 | 24400 | 2.56 | 17940 | 2.15
BRYANT |  | 205273770 | HRCU-A-CB | 284ANV024*0**A* | CNPV*4217AL*+UI | Singlezone Ducted, Centrally Ducted | 24000 | 24400 | 2.62 | 17940 | 2.21
BRYANT |  | 205273765 | HRCU-A-CB | 284ANV024*0**A* | CNPV*3621AL*+UI | Singlezone Ducted, Centrally Ducted | 24000 | 24400 | 2.52 | 17940 | 2.13
BRYANT |  | 205273771 | HRCU-A-CB | 284ANV024*0**A* | CNPV*4217AL*+UI | Singlezone Ducted, Centrally Ducted | 24000 | 24400 | 2.64 | 17940 | 2.23
BRYANT |  | 205273775 | HRCU-A-CB | 284ANV024*0**A* | CNPV*4221AL*+UI | Singlezone Ducted, Centrally Ducted | 24000 | 24400 | 2.58 | 17940 | 2.17
BRYANT |  | 205273798 | HRCU-A-CB | 284ANV024*0**A* | CSPH*3612AL*+UI | Singlezone Ducted, Centrally Ducted | 24000 | 24400 | 2.62 | 17940 | 2.21
BRYANT |  | 205273776 | HRCU-A-CB | 284ANV024*0**A* | CNPV*4221AL*+UI | Singlezone Ducted, Centrally Ducted | 24000 | 24400 | 2.6 | 17940 | 2.19
BRYANT |  | 205273781 | HRCU-A-CB | 284ANV024*0**A* | CNPV*4821AL*+UI | Singlezone Ducted, Centrally Ducted | 24000 | 24400 | 2.68 | 17940 | 2.26
BRYANT |  | 205273800 | HRCU-A-CB | 284ANV024*0**A* | CSPH*3612AL*+UI | Singlezone Ducted, Centrally Ducted | 24000 | 24400 | 2.64 | 17940 | 2.23
BRYANT |  | 205273801 | HRCU-A-CB | 284ANV024*0**A* | CSPH*3612AL*+UI | Singlezone Ducted, Centrally Ducted | 24000 | 24200 | 2.68 | 17792 | 2.26
BRYANT |  | 205273799 | HRCU-A-CB | 284ANV024*0**A* | CSPH*3612AL*+UI | Singlezone Ducted, Centrally Ducted | 24000 | 24400 | 2.64 | 17940 | 2.23
BRYANT |  | 205273807 | HRCU-A-CB | 284ANV024*0**A* | CSPH*4212AL*+UI | Singlezone Ducted, Centrally Ducted | 24000 | 24400 | 2.66 | 17940 | 2.25
BRYANT |  | 205273817 | HRCU-A-CB | 284ANV024*0**A* | CSPH*4812AL*+UI | Singlezone Ducted, Centrally Ducted | 24000 | 24200 | 2.7 | 17792 | 2.28
BRYANT |  | 205273818 | HRCU-A-CB | 284ANV024*0**A* | CSPH*4812AL*+UI | Singlezone Ducted, Centrally Ducted | 24000 | 24200 | 2.7 | 17792 | 2.28
BRYANT |  | 205273816 | HRCU-A-CB | 284ANV024*0**A* | CSPH*4812AL*+UI | Singlezone Ducted, Centrally Ducted | 24000 | 24400 | 2.68 | 17940 | 2.26
BRYANT |  | 205273825 | HRCU-A-CB | 284ANV024*0**A* | CSPH*6012AL*+UI | Singlezone Ducted, Centrally Ducted | 24000 | 24000 | 2.72 | 17645 | 2.3
BRYANT |  | 205273947 | HRCU-A-CB | 284ANV036*0**A* | CAP**3721AL*+UI | Singlezone Ducted, Centrally Ducted | 35400 | 33600 | 2.52 | 28445 | 2.14
BRYANT |  | 205273950 | HRCU-A-CB | 284ANV036*0**A* | CAP**3721AL*+UI | Singlezone Ducted, Centrally Ducted | 35400 | 33600 | 2.52 | 28445 | 2.14
BRYANT |  | 205273949 | HRCU-A-CB | 284ANV036*0**A* | CAP**3721AL*+UI | Singlezone Ducted, Centrally Ducted | 35400 | 33600 | 2.52 | 28445 | 2.14
BRYANT |  | 205273987 | HRCU-A-CB | 284ANV036*0**A* | CAP**4321AL*+UI | Singlezone Ducted, Centrally Ducted | 35200 | 33400 | 2.54 | 28276 | 2.16
BRYANT |  | 205273980 | HRCU-A-CB | 284ANV036*0**A* | CAP**4321AL*+UI | Singlezone Ducted, Centrally Ducted | 35200 | 33400 | 2.54 | 28276 | 2.16
BRYANT |  | 205273985 | HRCU-A-CB | 284ANV036*0**A* | CAP**4321AL*+UI | Singlezone Ducted, Centrally Ducted | 35200 | 33400 | 2.54 | 28276 | 2.16
BRYANT |  | 205273951 | HRCU-A-CB | 284ANV036*0**A* | CAP**3721AL*+UI | Singlezone Ducted, Centrally Ducted | 35400 | 33600 | 2.52 | 28445 | 2.14
BRYANT |  | 205274156 | HRCU-A-CB | 284ANV036*0**A* | CSPH*4812AL*+UI | Singlezone Ducted, Centrally Ducted | 35200 | 33200 | 2.52 | 28107 | 2.14
BRYANT |  | 205274155 | HRCU-A-CB | 284ANV036*0**A* | CSPH*4812AL*+UI | Singlezone Ducted, Centrally Ducted | 35200 | 33400 | 2.5 | 28276 | 2.12
BRYANT |  | 205274159 | HRCU-A-CB | 284ANV036*0**A* | CSPH*4812AL*+UI | Singlezone Ducted, Centrally Ducted | 35200 | 33400 | 2.5 | 28276 | 2.12
BRYANT |  | 205274163 | HRCU-A-CB | 284ANV036*0**A* | CSPH*4812AL*+UI | Singlezone Ducted, Centrally Ducted | 35400 | 33400 | 2.5 | 28276 | 2.12
BRYANT |  | 205274166 | HRCU-A-CB | 284ANV036*0**A* | CSPH*4812AL*+UI | Singlezone Ducted, Centrally Ducted | 35400 | 33400 | 2.5 | 28276 | 2.12
BRYANT |  | 205274168 | HRCU-A-CB | 284ANV036*0**A* | CSPH*4812AL*+UI | Singlezone Ducted, Centrally Ducted | 35400 | 33400 | 2.5 | 28276 | 2.12
BRYANT |  | 205274169 | HRCU-A-CB | 284ANV036*0**A* | CSPH*4812AL*+UI | Singlezone Ducted, Centrally Ducted | 35400 | 33400 | 2.5 | 28276 | 2.12
BRYANT |  | 205274172 | HRCU-A-CB | 284ANV036*0**A* | CSPH*6012AL*+UI | Singlezone Ducted, Centrally Ducted | 35200 | 33400 | 2.5 | 28276 | 2.12
BRYANT |  | 205274183 | HRCU-A-CB | 284ANV036*0**A* | CSPH*6012AL*+UI | Singlezone Ducted, Centrally Ducted | 34800 | 33000 | 2.54 | 27937 | 2.16
BRYANT |  | 205274173 | HRCU-A-CB | 284ANV036*0**A* | CSPH*6012AL*+UI | Singlezone Ducted, Centrally Ducted | 35000 | 33200 | 2.52 | 28107 | 2.14
BRYANT |  | 205274184 | HRCU-A-CB | 284ANV036*0**A* | CSPH*6012AL*+UI | Singlezone Ducted, Centrally Ducted | 34800 | 33000 | 2.54 | 27937 | 2.16
BRYANT |  | 205274181 | HRCU-A-CB | 284ANV036*0**A* | CSPH*6012AL*+UI | Singlezone Ducted, Centrally Ducted | 34800 | 33000 | 2.54 | 27937 | 2.16
BRYANT |  | 205274199 | HRCU-A-CB | 284ANV048*0**A* | CAP**6024AL*+UI | Singlezone Ducted, Centrally Ducted | 48000 | 42500 | 2.52 | 31130 | 2.25
BRYANT |  | 205274201 | HRCU-A-CB | 284ANV048*0**A* | CAP**6024AL*+UI | Singlezone Ducted, Centrally Ducted | 48000 | 43000 | 2.5 | 31496 | 2.23
BRYANT |  | 205274200 | HRCU-A-CB | 284ANV048*0**A* | CAP**6024AL*+UI | Singlezone Ducted, Centrally Ducted | 48000 | 42500 | 2.52 | 31130 | 2.25
BRYANT |  | 205274203 | HRCU-A-CB | 284ANV048*0**A* | CAP**6121AL*+UI | Singlezone Ducted, Centrally Ducted | 48000 | 43000 | 2.52 | 31496 | 2.25
BRYANT |  | 205274202 | HRCU-A-CB | 284ANV048*0**A* | CAP**6121AL*+UI | Singlezone Ducted, Centrally Ducted | 48000 | 43000 | 2.52 | 31496 | 2.25
BRYANT |  | 205274206 | HRCU-A-CB | 284ANV048*0**A* | CAP**6124AL*+UI | Singlezone Ducted, Centrally Ducted | 48000 | 42500 | 2.56 | 31130 | 2.29
BRYANT |  | 205274204 | HRCU-A-CB | 284ANV048*0**A* | CAP**6121AL*+UI | Singlezone Ducted, Centrally Ducted | 48000 | 43000 | 2.52 | 31496 | 2.25
BRYANT |  | 205274205 | HRCU-A-CB | 284ANV048*0**A* | CAP**6121AL*+UI | Singlezone Ducted, Centrally Ducted | 48000 | 43000 | 2.52 | 31496 | 2.25
BRYANT |  | 205274207 | HRCU-A-CB | 284ANV048*0**A* | CAP**6124AL*+UI | Singlezone Ducted, Centrally Ducted | 48000 | 43000 | 2.54 | 31496 | 2.27
BRYANT |  | 205274208 | HRCU-A-CB | 284ANV048*0**A* | CAP**6124AL*+UI | Singlezone Ducted, Centrally Ducted | 48000 | 43000 | 2.52 | 31496 | 2.25
BRYANT |  | 205274223 | HRCU-A-CB | 284ANV048*0**A* | CSPH*6012AL*+UI | Singlezone Ducted, Centrally Ducted | 48000 | 43000 | 2.52 | 31496 | 2.25
BRYANT |  | 205274222 | HRCU-A-CB | 284ANV048*0**A* | CSPH*6012AL*+UI | Singlezone Ducted, Centrally Ducted | 48000 | 42500 | 2.54 | 31130 | 2.27
BRYANT |  | 205274221 | HRCU-A-CB | 284ANV048*0**A* | CSPH*6012AL*+UI | Singlezone Ducted, Centrally Ducted | 48000 | 42500 | 2.52 | 31130 | 2.25
BRYANT |  | 205274225 | HRCU-A-CB | 284ANV048*0**A* | CSPH*6012AL*+UI | Singlezone Ducted, Centrally Ducted | 48000 | 43000 | 2.52 | 31496 | 2.25
BRYANT |  | 205274226 | HRCU-A-CB | 284ANV048*0**A* | CSPH*6012AL*+UI | Singlezone Ducted, Centrally Ducted | 48000 | 43000 | 2.5 | 31496 | 2.23
BRYANT |  | 205274228 | HRCU-A-CB | 284ANV048*0**A* | CSPH*6012AL*+UI | Singlezone Ducted, Centrally Ducted | 48000 | 43000 | 2.52 | 31496 | 2.25
BRYANT |  | 205274230 | HRCU-A-CB | 284ANV048*0**A* | CSPH*6012AL*+UI | Singlezone Ducted, Centrally Ducted | 48000 | 43000 | 2.52 | 31496 | 2.25
BRYANT |  | 205274243 | HRCU-A-CB | 284ANV060*0**A* | CAP**6121AL*+UI | Singlezone Ducted, Centrally Ducted | 59000 | 50500 | 2.5 | 35156 | 2
BRYANT |  | 205274246 | HRCU-A-CB | 284ANV060*0**A* | CAP**6124AL*+UI | Singlezone Ducted, Centrally Ducted | 59000 | 50500 | 2.52 | 35156 | 2.01
BRYANT |  | 205274249 | HRCU-A-CB | 284ANV060*0**A* | CAP**6124AL*+UI | Singlezone Ducted, Centrally Ducted | 59000 | 50500 | 2.52 | 35156 | 2.01
BRYANT |  | 205274250 | HRCU-A-CB | 284ANV060*0**A* | CAP**6124AL*+UI | Singlezone Ducted, Centrally Ducted | 59000 | 50500 | 2.52 | 35156 | 2.01
BRYANT |  | 205274255 | HRCU-A-CB | 284ANV060*0**A* | CNPV*6124AL*+UI | Singlezone Ducted, Centrally Ducted | 59000 | 50500 | 2.54 | 35156 | 2.03
BRYANT |  | 205274256 | HRCU-A-CB | 284ANV060*0**A* | CNPV*6124AL*+UI | Singlezone Ducted, Centrally Ducted | 59000 | 50500 | 2.52 | 35156 | 2.01
BRYANT |  | 205274257 | HRCU-A-CB | 284ANV060*0**A* | CNPV*6124AL*+UI | Singlezone Ducted, Centrally Ducted | 59000 | 50000 | 2.54 | 34808 | 2.03
BRYANT |  | 205274261 | HRCU-A-CB | 284ANV060*0**A* | CNPV*6124AL*+UI | Singlezone Ducted, Centrally Ducted | 59000 | 50000 | 2.54 | 34808 | 2.03
BRYANT |  | 205274258 | HRCU-A-CB | 284ANV060*0**A* | CNPV*6124AL*+UI | Singlezone Ducted, Centrally Ducted | 59000 | 50500 | 2.52 | 35156 | 2.01
BRYANT |  | 205274259 | HRCU-A-CB | 284ANV060*0**A* | CNPV*6124AL*+UI | Singlezone Ducted, Centrally Ducted | 59000 | 50500 | 2.52 | 35156 | 2.01
BRYANT |  | 205274260 | HRCU-A-CB | 284ANV060*0**A* | CNPV*6124AL*+UI | Singlezone Ducted, Centrally Ducted | 59000 | 50000 | 2.54 | 34808 | 2.03
BRYANT |  | 205273941 | HRCU-A-CB | 284ANV036*0**A* | CAP**3721AL*+UI | Singlezone Ducted, Centrally Ducted | 35600 | 33800 | 2.5 | 28615 | 2.12
BRYANT |  | 205273942 | HRCU-A-CB | 284ANV036*0**A* | CAP**3721AL*+UI | Singlezone Ducted, Centrally Ducted | 35400 | 33400 | 2.54 | 28276 | 2.16
BRYANT |  | 205273948 | HRCU-A-CB | 284ANV036*0**A* | CAP**3721AL*+UI | Singlezone Ducted, Centrally Ducted | 35400 | 33600 | 2.5 | 28445 | 2.13
BRYANT |  | 205273946 | HRCU-A-CB | 284ANV036*0**A* | CAP**3721AL*+UI | Singlezone Ducted, Centrally Ducted | 35400 | 33600 | 2.5 | 28445 | 2.13
BRYANT |  | 205273984 | HRCU-A-CB | 284ANV036*0**A* | CAP**4321AL*+UI | Singlezone Ducted, Centrally Ducted | 35400 | 33600 | 2.52 | 28445 | 2.14
BRYANT |  | 205273979 | HRCU-A-CB | 284ANV036*0**A* | CAP**4321AL*+UI | Singlezone Ducted, Centrally Ducted | 35400 | 33600 | 2.5 | 28445 | 2.13
BRYANT |  | 205273986 | HRCU-A-CB | 284ANV036*0**A* | CAP**4321AL*+UI | Singlezone Ducted, Centrally Ducted | 35400 | 33600 | 2.52 | 28445 | 2.14
BRYANT |  | 205274000 | HRCU-A-CB | 284ANV036*0**A* | CAP**4821AL*+UI | Singlezone Ducted, Centrally Ducted | 35200 | 33400 | 2.5 | 28276 | 2.12
BRYANT |  | 205273994 | HRCU-A-CB | 284ANV036*0**A* | CAP**4821AL*+UI | Singlezone Ducted, Centrally Ducted | 35200 | 33200 | 2.5 | 28107 | 2.12
BRYANT |  | 205274003 | HRCU-A-CB | 284ANV036*0**A* | CAP**4821AL*+UI | Singlezone Ducted, Centrally Ducted | 35200 | 33400 | 2.5 | 28276 | 2.12
BRYANT |  | 205274002 | HRCU-A-CB | 284ANV036*0**A* | CAP**4821AL*+UI | Singlezone Ducted, Centrally Ducted | 35200 | 33400 | 2.5 | 28276 | 2.12
BRYANT |  | 205274004 | HRCU-A-CB | 284ANV036*0**A* | CAP**4821AL*+UI | Singlezone Ducted, Centrally Ducted | 35200 | 33400 | 2.5 | 28276 | 2.12
BRYANT |  | 205274009 | HRCU-A-CB | 284ANV036*0**A* | CAP**4824AL*+UI | Singlezone Ducted, Centrally Ducted | 35200 | 33200 | 2.52 | 28107 | 2.14
BRYANT |  | 205274011 | HRCU-A-CB | 284ANV036*0**A* | CAP**4824AL*+UI | Singlezone Ducted, Centrally Ducted | 35200 | 33200 | 2.52 | 28107 | 2.14
BRYANT |  | 205274014 | HRCU-A-CB | 284ANV036*0**A* | CAP**4824AL*+UI | Singlezone Ducted, Centrally Ducted | 35200 | 33200 | 2.52 | 28107 | 2.14
BRYANT |  | 205274017 | HRCU-A-CB | 284ANV036*0**A* | CAP**6024AL*+UI | Singlezone Ducted, Centrally Ducted | 34800 | 33000 | 2.5 | 27937 | 2.13
BRYANT |  | 205274137 | HRCU-A-CB | 284ANV036*0**A* | CSPH*4212AL*+UI | Singlezone Ducted, Centrally Ducted | 35200 | 33400 | 2.5 | 28276 | 2.12
BRYANT | Evolution | 202463637 | HRCU-A-CB-O | 38MPRAQ24AA3 | 619PHAQ24XA3 | Singlezone Non-ducted Wall Placement | 24000 | 15450 | 3 | 24000 | 2
BRYANT | Evolution | 202463636 | HRCU-A-CB-O | 38MPRAQ18AA3 | 619PHAQ18XA3 | Singlezone Non-ducted Wall Placement | 18000 | 12300 | 3.19 | 18000 | 2
BRYANT | Evolution | 201753409 | HRCU-A-CB-O | 38MPRAQ09AA3 | 619PHAQ09XA3 | Singlezone Non-ducted Wall Placement | 10000 | 7200 | 2.78 | 13000 | 2.01
BRYANT | Bryant® Extreme Heat Pump | 9893695 | HRCU-A-CB | 280ANV036*0**A* | CSPH*4812AL*+UI & 98(6*B,7*A)66100V21*** | Singlezone Ducted, Centrally Ducted | 33800 | 30000 | 2.54 | 25934 | 2.39
BRYANT | Bryant® Extreme Heat Pump | 9893692 | HRCU-A-CB | 280ANV036*0**A* | CSPH*4212AL*+UI & 98(6*B,7*A)66100V21*** | Singlezone Ducted, Centrally Ducted | 33800 | 30000 | 2.54 | 25934 | 2.39
BRYANT | Bryant® Extreme Heat Pump | 9893694 | HRCU-A-CB | 280ANV036*0**A* | CSPH*4812AL*+UI & 98(6*B,7*A)60080V21*** | Singlezone Ducted, Centrally Ducted | 33800 | 30000 | 2.54 | 25934 | 2.35
BRYANT | Bryant® Extreme Heat Pump | 9893691 | HRCU-A-CB | 280ANV036*0**A* | CSPH*4212AL*+UI & 98(6*B,7*A)60080V21*** | Singlezone Ducted, Centrally Ducted | 34000 | 30200 | 2.54 | 26191 | 2.33
BRYANT | Bryant® Extreme Heat Pump | 9893683 | HRCU-A-CB | 280ANV036*0**A* | CNPV*4824AL*+UI & 98(6*B,7*A)66100V21*** | Singlezone Ducted, Centrally Ducted | 33800 | 30000 | 2.54 | 25934 | 2.37
BRYANT | Bryant® Extreme Heat Pump | 9893682 | HRCU-A-CB | 280ANV036*0**A* | CNPV*4824AL*+UI & 98(6*B,7*A)60080V21*** | Singlezone Ducted, Centrally Ducted | 33800 | 30000 | 2.51 | 25934 | 2.32
BRYANT | Bryant® Extreme Heat Pump | 9893680 | HRCU-A-CB | 280ANV036*0**A* | CNPV*4821AL*+UI & 98(6*B,7*A)66100V21*** | Singlezone Ducted, Centrally Ducted | 33800 | 30000 | 2.54 | 25934 | 2.37
BRYANT | Bryant® Extreme Heat Pump | 9893679 | HRCU-A-CB | 280ANV036*0**A* | CNPV*4821AL*+UI & 98(6*B,7*A)60080V21*** | Singlezone Ducted, Centrally Ducted | 33800 | 30000 | 2.51 | 25934 | 2.32
BRYANT | Bryant® Extreme Heat Pump | 9893668 | HRCU-A-CB | 280ANV036*0**A* | CAP**4824AL*+UI & 98(6*B,7*A)66100V21*** | Singlezone Ducted, Centrally Ducted | 33600 | 29800 | 2.54 | 25934 | 2.39
BRYANT | Bryant® Extreme Heat Pump | 9893667 | HRCU-A-CB | 280ANV036*0**A* | CAP**4824AL*+UI & 98(6*B,7*A)60080V21*** | Singlezone Ducted, Centrally Ducted | 33600 | 29800 | 2.54 | 25934 | 2.32
BRYANT | Bryant® Extreme Heat Pump | 9893665 | HRCU-A-CB | 280ANV036*0**A* | CAP**4821AL*+UI & 98(6*B,7*A)66100V21*** | Singlezone Ducted, Centrally Ducted | 33600 | 29800 | 2.54 | 25934 | 2.37
BRYANT | Bryant® Extreme Heat Pump | 9893664 | HRCU-A-CB | 280ANV036*0**A* | CAP**4821AL*+UI & 98(6*B,7*A)60080V21*** | Singlezone Ducted, Centrally Ducted | 33600 | 30000 | 2.51 | 25934 | 2.35
BRYANT | Bryant® Extreme Heat Pump | 9893647 | HRCU-A-CB | 280ANV036*0**A* | CSPH*4212AL*+UI & 98(6*B,7*A)66120V24*** | Singlezone Ducted, Centrally Ducted | 34600 | 30200 | 2.51 | 26705 | 2.3
BRYANT | Evolution Series | 9893614 | HRCU-A-CB | 280ANV036000 | FE4AN(B,F)005L+UI | Singlezone Ducted, Centrally Ducted | 33400 | 31600 | 2.62 | 23600 | 2.06
BRYANT | Evolution Series | 9893556 | HRCU-A-CB | 280ANV036000 | FE4ANB006L+UI | Singlezone Ducted, Centrally Ducted | 33400 | 31600 | 2.81 | 23600 | 2.2
BRYANT | Bryant® Extreme Heat Pump | 9893555 | HRCU-A-CB | 280ANV024*0**A* | CSPH*6012AL*+UI & 98(6*B,7*A)60080V21*** | Singlezone Ducted, Centrally Ducted | 23200 | 25000 | 2.82 | 20924 | 2.43
BRYANT | Bryant® Extreme Heat Pump | 9893554 | HRCU-A-CB | 280ANV024*0**A* | CSPH*6012AL*+UI & 98(6*B,7MA)60060V21*** | Singlezone Ducted, Centrally Ducted | 23200 | 25000 | 2.73 | 20924 | 2.43
BRYANT | Bryant® Extreme Heat Pump | 9893553 | HRCU-A-CB | 280ANV024*0**A* | CSPH*4812AL*+UI & 98(6*B,7*A)66100V21*** | Singlezone Ducted, Centrally Ducted | 23000 | 24800 | 2.71 | 20711 | 2.41
BRYANT | Bryant® Extreme Heat Pump | 9893552 | HRCU-A-CB | 280ANV024*0**A* | CSPH*4812AL*+UI & 98(6*B,7*A)60080V21*** | Singlezone Ducted, Centrally Ducted | 23000 | 25000 | 2.71 | 20711 | 2.41
BRYANT | Bryant® Extreme Heat Pump | 9893551 | HRCU-A-CB | 280ANV024*0**A* | CSPH*4812AL*+UI & 98(6*B,7MA)60060V21*** | Singlezone Ducted, Centrally Ducted | 23200 | 25000 | 2.7 | 20924 | 2.41
BRYANT | Bryant® Extreme Heat Pump | 9893550 | HRCU-A-CB | 280ANV024*0**A* | CSPH*4212AL*+UI & 98(6*B,7*A)66100V21*** | Singlezone Ducted, Centrally Ducted | 23000 | 25000 | 2.68 | 20711 | 2.39
BRYANT | Bryant® Extreme Heat Pump | 9893547 | HRCU-A-CB | 280ANV024*0**A* | CSPH*3612AL*+UI & 98(6*B,7*A)66100V21*** | Singlezone Ducted, Centrally Ducted | 23200 | 25000 | 2.62 | 20924 | 2.33
BRYANT | Bryant® Extreme Heat Pump | 9893548 | HRCU-A-CB | 280ANV024*0**A* | CSPH*4212AL*+UI & 98(6*B,7MA)60060V21*** | Singlezone Ducted, Centrally Ducted | 23200 | 25000 | 2.67 | 20924 | 2.39
BRYANT | Bryant® Extreme Heat Pump | 9893549 | HRCU-A-CB | 280ANV024*0**A* | CSPH*4212AL*+UI & 98(6*B,7*A)60080V21*** | Singlezone Ducted, Centrally Ducted | 23200 | 25000 | 2.7 | 20924 | 2.41
BRYANT | Bryant® Extreme Heat Pump | 9893546 | HRCU-A-CB | 280ANV024*0**A* | CSPH*3612AL*+UI & 98(6*B,7*A)60080V21*** | Singlezone Ducted, Centrally Ducted | 23200 | 25000 | 2.62 | 20924 | 2.33
BRYANT | Bryant® Extreme Heat Pump | 9893545 | HRCU-A-CB | 280ANV024*0**A* | CSPH*3612AL*+UI & 98(6*B,7MA)60060V21*** | Singlezone Ducted, Centrally Ducted | 23200 | 25200 | 2.62 | 20924 | 2.33
BRYANT | Bryant® Extreme Heat Pump | 9893544 | HRCU-A-CB | 280ANV024*0**A* | CNPV*6024AL*+UI & 98(6*B,7*A)66100V21*** | Singlezone Ducted, Centrally Ducted | 23200 | 25000 | 2.7 | 20924 | 2.41
BRYANT | Bryant® Extreme Heat Pump | 9893543 | HRCU-A-CB | 280ANV024*0**A* | CNPV*6024AL*+UI & 98(6*B,7*A)60080V21*** | Singlezone Ducted, Centrally Ducted | 23200 | 25000 | 2.7 | 20924 | 2.41
BRYANT | Bryant® Extreme Heat Pump | 9893541 | HRCU-A-CB | 280ANV024*0**A* | CNPV*4824AL*+UI & 98(6*B,7*A)66100V21*** | Singlezone Ducted, Centrally Ducted | 23000 | 25000 | 2.71 | 20711 | 2.41
BRYANT | Bryant® Extreme Heat Pump | 9893542 | HRCU-A-CB | 280ANV024*0**A* | CNPV*6024AL*+UI & 98(6*B,7MA)60060V21*** | Singlezone Ducted, Centrally Ducted | 23400 | 25000 | 2.67 | 21138 | 2.38
BRYANT | Bryant® Extreme Heat Pump | 9893540 | HRCU-A-CB | 280ANV024*0**A* | CNPV*4824AL*+UI & 98(6*B,7*A)60080V21*** | Singlezone Ducted, Centrally Ducted | 23000 | 25000 | 2.68 | 20711 | 2.39
BRYANT | Bryant® Extreme Heat Pump | 9893538 | HRCU-A-CB | 280ANV024*0**A* | CNPV*4221AL*+UI & 98(6*B,7*A)66100V21*** | Singlezone Ducted, Centrally Ducted | 23200 | 25000 | 2.57 | 20924 | 2.29
BRYANT | Bryant® Extreme Heat Pump | 9893539 | HRCU-A-CB | 280ANV024*0**A* | CNPV*4824AL*+UI & 98(6*B,7MA)60060V21*** | Singlezone Ducted, Centrally Ducted | 23200 | 25000 | 2.67 | 20924 | 2.39
BRYANT | Bryant® Extreme Heat Pump | 9893537 | HRCU-A-CB | 280ANV024*0**A* | CNPV*4221AL*+UI & 98(6*B,7*A)60080V21*** | Singlezone Ducted, Centrally Ducted | 23200 | 25200 | 2.56 | 20924 | 2.29
BRYANT | Bryant® Extreme Heat Pump | 9893536 | HRCU-A-CB | 280ANV024*0**A* | CNPV*4221AL*+UI & 98(6*B,7MA)60060V21*** | Singlezone Ducted, Centrally Ducted | 23400 | 25200 | 2.54 | 21138 | 2.26
BRYANT | Bryant® Extreme Heat Pump | 9893535 | HRCU-A-CB | 280ANV024*0**A* | CNPV*3621AL*+UI & 98(6*B,7*A)66100V21*** | Singlezone Ducted, Centrally Ducted | 23400 | 25200 | 2.5 | 21138 | 2.22
BRYANT | Bryant® Extreme Heat Pump | 9893534 | HRCU-A-CB | 280ANV024*0**A* | CNPV*3621AL*+UI & 98(6*B,7*A)60080V21*** | Singlezone Ducted, Centrally Ducted | 23400 | 25200 | 2.5 | 21138 | 2.22
BRYANT | Bryant® Extreme Heat Pump | 9893532 | HRCU-A-CB | 280ANV024*0**A* | CAP**6024AL*+UI & 98(6*B,7*A)66100V21*** | Singlezone Ducted, Centrally Ducted | 23000 | 24800 | 2.71 | 20711 | 2.41
BRYANT | Bryant® Extreme Heat Pump | 9893531 | HRCU-A-CB | 280ANV024*0**A* | CAP**6024AL*+UI & 98(6*B,7*A)60080V21*** | Singlezone Ducted, Centrally Ducted | 23000 | 24800 | 2.71 | 20711 | 2.41
BRYANT | Bryant® Extreme Heat Pump | 9893530 | HRCU-A-CB | 280ANV024*0**A* | CAP**6024AL*+UI & 98(6*B,7MA)60060V21*** | Singlezone Ducted, Centrally Ducted | 23000 | 24800 | 2.68 | 20711 | 2.39
BRYANT | Bryant® Extreme Heat Pump | 9893528 | HRCU-A-CB | 280ANV024*0**A* | CAP**6021AL*+UI & 98(6*B,7*A)60080V21*** | Singlezone Ducted, Centrally Ducted | 23000 | 24800 | 2.71 | 20711 | 2.41
BRYANT | Bryant® Extreme Heat Pump | 9893527 | HRCU-A-CB | 280ANV024*0**A* | CAP**6021AL*+UI & 98(6*B,7MA)60060V21*** | Singlezone Ducted, Centrally Ducted | 23000 | 24800 | 2.68 | 20711 | 2.39
BRYANT | Bryant® Extreme Heat Pump | 9893529 | HRCU-A-CB | 280ANV024*0**A* | CAP**6021AL*+UI & 98(6*B,7*A)66100V21*** | Singlezone Ducted, Centrally Ducted | 23000 | 24800 | 2.71 | 20711 | 2.41
BRYANT | Bryant® Extreme Heat Pump | 9893526 | HRCU-A-CB | 280ANV024*0**A* | CAP**4824AL*+UI & 98(6*B,7*A)66100V21*** | Singlezone Ducted, Centrally Ducted | 22800 | 24800 | 2.74 | 20711 | 2.44
BRYANT | Bryant® Extreme Heat Pump | 9893525 | HRCU-A-CB | 280ANV024*0**A* | CAP**4824AL*+UI & 98(6*B,7*A)60080V21*** | Singlezone Ducted, Centrally Ducted | 22800 | 24800 | 2.71 | 20711 | 2.41
BRYANT | Bryant® Extreme Heat Pump | 9893524 | HRCU-A-CB | 280ANV024*0**A* | CAP**4824AL*+UI & 98(6*B,7MA)60060V21*** | Singlezone Ducted, Centrally Ducted | 22800 | 24800 | 2.71 | 20711 | 2.41
BRYANT | Bryant® Extreme Heat Pump | 9893523 | HRCU-A-CB | 280ANV024*0**A* | CAP**4821AL*+UI & 98(6*B,7*A)66100V21*** | Singlezone Ducted, Centrally Ducted | 22800 | 24800 | 2.71 | 20711 | 2.41
BRYANT | Bryant® Extreme Heat Pump | 9893522 | HRCU-A-CB | 280ANV024*0**A* | CAP**4821AL*+UI & 98(6*B,7*A)60080V21*** | Singlezone Ducted, Centrally Ducted | 22800 | 24800 | 2.71 | 20711 | 2.41
BRYANT | Bryant® Extreme Heat Pump | 9893520 | HRCU-A-CB | 280ANV024*0**A* | CAP**4224AL*+UI & 98(6*B,7*A)66100V21*** | Singlezone Ducted, Centrally Ducted | 23000 | 25000 | 2.57 | 20711 | 2.28
BRYANT | Bryant® Extreme Heat Pump | 9893519 | HRCU-A-CB | 280ANV024*0**A* | CAP**4224AL*+UI & 98(6*B,7*A)60080V21*** | Singlezone Ducted, Centrally Ducted | 23000 | 25000 | 2.57 | 20711 | 2.28
BRYANT | Bryant® Extreme Heat Pump | 9893521 | HRCU-A-CB | 280ANV024*0**A* | CAP**4821AL*+UI & 98(6*B,7MA)60060V21*** | Singlezone Ducted, Centrally Ducted | 22800 | 24800 | 2.71 | 20711 | 2.41
BRYANT | Bryant® Extreme Heat Pump | 9893517 | HRCU-A-CB | 280ANV024*0**A* | CAP**4221AL*+UI & 98(6*B,7*A)66100V21*** | Singlezone Ducted, Centrally Ducted | 23000 | 25000 | 2.57 | 20711 | 2.28
BRYANT | Bryant® Extreme Heat Pump | 9893516 | HRCU-A-CB | 280ANV024*0**A* | CAP**4221AL*+UI & 98(6*B,7*A)60080V21*** | Singlezone Ducted, Centrally Ducted | 23000 | 25000 | 2.57 | 20711 | 2.28
BRYANT | Bryant® Extreme Heat Pump | 9893514 | HRCU-A-CB | 280ANV024*0**A* | CAP**3621AL*+UI & 98(6*B,7*A)66100V21*** | Singlezone Ducted, Centrally Ducted | 23000 | 25000 | 2.52 | 20711 | 2.24
BRYANT | Bryant® Extreme Heat Pump | 9893511 | HRCU-A-CB | 280ANV024*0**A* | CSPH*6012AL*+UI & 98(6*B,7*A)66120V24*** | Singlezone Ducted, Centrally Ducted | 23400 | 25000 | 2.73 | 21138 | 2.44
BRYANT | Bryant® Extreme Heat Pump | 9893510 | HRCU-A-CB | 280ANV024*0**A* | CSPH*6012AL*+UI & 98(6*B,7*A)42080V17*** | Singlezone Ducted, Centrally Ducted | 23400 | 25000 | 2.73 | 21138 | 2.44
BRYANT | Bryant® Extreme Heat Pump | 9893509 | HRCU-A-CB | 280ANV024*0**A* | CSPH*6012AL*+UI & 98(6*B,7*A)42060V17*** | Singlezone Ducted, Centrally Ducted | 23600 | 25000 | 2.7 | 21352 | 2.41
BRYANT | Bryant® Extreme Heat Pump | 9893508 | HRCU-A-CB | 280ANV024*0**A* | CSPH*4812AL*+UI & 98(6*B,7*A)66120V24*** | Singlezone Ducted, Centrally Ducted | 23200 | 25000 | 2.73 | 20924 | 2.43
BRYANT | Bryant® Extreme Heat Pump | 9893507 | HRCU-A-CB | 280ANV024*0**A* | CSPH*4812AL*+UI & 98(6*B,7*A)42080V17*** | Singlezone Ducted, Centrally Ducted | 23400 | 25000 | 2.7 | 21138 | 2.41
BRYANT | Bryant® Extreme Heat Pump | 9893506 | HRCU-A-CB | 280ANV024*0**A* | CSPH*4812AL*+UI & 98(6*B,7*A)42060V17*** | Singlezone Ducted, Centrally Ducted | 23400 | 25000 | 2.7 | 21138 | 2.41
BRYANT | Bryant® Extreme Heat Pump | 9893504 | HRCU-A-CB | 280ANV024*0**A* | CSPH*4212AL*+UI & 98(6*B,7*A)42080V17*** | Singlezone Ducted, Centrally Ducted | 23800 | 25000 | 2.67 | 21565 | 2.38
BRYANT | Bryant® Extreme Heat Pump | 9893505 | HRCU-A-CB | 280ANV024*0**A* | CSPH*4212AL*+UI & 98(6*B,7*A)66120V24*** | Singlezone Ducted, Centrally Ducted | 23600 | 25000 | 2.67 | 21352 | 2.38
BRYANT | Bryant® Extreme Heat Pump | 9893503 | HRCU-A-CB | 280ANV024*0**A* | CSPH*4212AL*+UI & 98(6*B,7*A)42060V17*** | Singlezone Ducted, Centrally Ducted | 23800 | 25200 | 2.68 | 21565 | 2.38
BRYANT | Bryant® Extreme Heat Pump | 9893502 | HRCU-A-CB | 280ANV024*0**A* | CSPH*3612AL*+UI & 98(6*B,7*A)66120V24*** | Singlezone Ducted, Centrally Ducted | 23800 | 25000 | 2.65 | 21565 | 2.36
BRYANT | Bryant® Extreme Heat Pump | 9893501 | HRCU-A-CB | 280ANV024*0**A* | CSPH*3612AL*+UI & 98(6*B,7*A)42080V17*** | Singlezone Ducted, Centrally Ducted | 23800 | 25200 | 2.65 | 21565 | 2.36
BRYANT | Bryant® Extreme Heat Pump | 9893500 | HRCU-A-CB | 280ANV024*0**A* | CSPH*3612AL*+UI & 98(6*B,7*A)42060V17*** | Singlezone Ducted, Centrally Ducted | 24000 | 25200 | 2.62 | 21779 | 2.33
BRYANT | Bryant® Extreme Heat Pump | 9893499 | HRCU-A-CB | 280ANV024*0**A* | CNPV*6024AL*+UI & 98(6*B,7*A)66120V24*** | Singlezone Ducted, Centrally Ducted | 23400 | 25000 | 2.7 | 21138 | 2.41
BRYANT | Bryant® Extreme Heat Pump | 9893496 | HRCU-A-CB | 280ANV024*0**A* | CNPV*4821AL*+UI & 98(6*B,7*A)42060V17*** | Singlezone Ducted, Centrally Ducted | 23400 | 25000 | 2.67 | 21138 | 2.38
BRYANT | Bryant® Extreme Heat Pump | 9893498 | HRCU-A-CB | 280ANV024*0**A* | CNPV*4824AL*+UI & 98(6*B,7*A)66120V24*** | Singlezone Ducted, Centrally Ducted | 23200 | 25000 | 2.7 | 20924 | 2.41
BRYANT | Bryant® Extreme Heat Pump | 9893497 | HRCU-A-CB | 280ANV024*0**A* | CNPV*4821AL*+UI & 98(6*B,7*A)42080V17*** | Singlezone Ducted, Centrally Ducted | 23200 | 25000 | 2.67 | 20924 | 2.39
BRYANT | Bryant® Extreme Heat Pump | 9893495 | HRCU-A-CB | 280ANV024*0**A* | CNPV*4221AL*+UI & 98(6*B,7*A)42080V17*** | Singlezone Ducted, Centrally Ducted | 23400 | 25200 | 2.54 | 21138 | 2.26
BRYANT | Bryant® Extreme Heat Pump | 9893494 | HRCU-A-CB | 280ANV024*0**A* | CNPV*4221AL*+UI & 98(6*B,7*A)42060V17*** | Singlezone Ducted, Centrally Ducted | 23600 | 25200 | 2.54 | 21352 | 2.26
BRYANT | Bryant® Extreme Heat Pump | 9893493 | HRCU-A-CB | 280ANV024*0**A* | CNPV*4217AL*+UI & 98(6*B,7*A)42080V17*** | Singlezone Ducted, Centrally Ducted | 23400 | 25200 | 2.62 | 21138 | 2.33
BRYANT | Bryant® Extreme Heat Pump | 9893492 | HRCU-A-CB | 280ANV024*0**A* | CNPV*4217AL*+UI & 98(6*B,7*A)42060V17*** | Singlezone Ducted, Centrally Ducted | 23400 | 25200 | 2.62 | 21138 | 2.33
BRYANT | Bryant® Extreme Heat Pump | 9893491 | HRCU-A-CB | 280ANV024*0**A* | CNPV*3621AL*+UI & 98(6*B,7*A)42080V17*** | Singlezone Ducted, Centrally Ducted | 24000 | 25200 | 2.5 | 21779 | 2.22
BRYANT | Bryant® Extreme Heat Pump | 9893489 | HRCU-A-CB | 280ANV024*0**A* | CNPV*3617AL*+UI & 98(6*B,7*A)42080V17*** | Singlezone Ducted, Centrally Ducted | 24000 | 25200 | 2.5 | 21779 | 2.22
BRYANT | Bryant® Extreme Heat Pump | 9893487 | HRCU-A-CB | 280ANV024*0**A* | CAP**6024AL*+UI & 98(6*B,7*A)66120V24*** | Singlezone Ducted, Centrally Ducted | 22600 | 24400 | 2.71 | 20497 | 2.41
BRYANT | Bryant® Extreme Heat Pump | 9893486 | HRCU-A-CB | 280ANV024*0**A* | CAP**6021AL*+UI & 98(6*B,7*A)42080V17*** | Singlezone Ducted, Centrally Ducted | 22800 | 24600 | 2.71 | 20711 | 2.41
BRYANT | Bryant® Extreme Heat Pump | 9893485 | HRCU-A-CB | 280ANV024*0**A* | CAP**6021AL*+UI & 98(6*B,7*A)42060V17*** | Singlezone Ducted, Centrally Ducted | 22800 | 24600 | 2.71 | 20711 | 2.41
BRYANT | Bryant® Extreme Heat Pump | 9893484 | HRCU-A-CB | 280ANV024*0**A* | CAP**4824AL*+UI & 98(6*B,7*A)66120V24*** | Singlezone Ducted, Centrally Ducted | 23000 | 24800 | 2.68 | 20711 | 2.39
BRYANT | Bryant® Extreme Heat Pump | 9893483 | HRCU-A-CB | 280ANV024*0**A* | CAP**4821AL*+UI & 98(6*B,7*A)42080V17*** | Singlezone Ducted, Centrally Ducted | 23200 | 24800 | 2.68 | 20924 | 2.39
BRYANT | Bryant® Extreme Heat Pump | 9893482 | HRCU-A-CB | 280ANV024*0**A* | CAP**4821AL*+UI & 98(6*B,7*A)42060V17*** | Singlezone Ducted, Centrally Ducted | 23200 | 25000 | 2.67 | 20924 | 2.39
BRYANT | Bryant® Extreme Heat Pump | 9893479 | HRCU-A-CB | 280ANV024*0**A* | CAP**4224AL*+UI & 98(6*B,7*A)66120V24*** | Singlezone Ducted, Centrally Ducted | 23600 | 25000 | 2.57 | 21352 | 2.28
BRYANT | Bryant® Extreme Heat Pump | 9893478 | HRCU-A-CB | 280ANV024*0**A* | CAP**4221AL*+UI & 98(6*B,7*A)42080V17*** | Singlezone Ducted, Centrally Ducted | 23800 | 25200 | 2.56 | 21565 | 2.28
BRYANT | Bryant® Extreme Heat Pump | 9893477 | HRCU-A-CB | 280ANV024*0**A* | CAP**4221AL*+UI & 98(6*B,7*A)42060V17*** | Singlezone Ducted, Centrally Ducted | 23800 | 25200 | 2.54 | 21565 | 2.27
BRYANT | Bryant® Extreme Heat Pump | 9893476 | HRCU-A-CB | 280ANV024*0**A* | CAP**3621AL*+UI & 98(6*B,7*A)42080V17*** | Singlezone Ducted, Centrally Ducted | 24000 | 25200 | 2.51 | 21779 | 2.24
BRYANT | Bryant® Extreme Heat Pump | 9893475 | HRCU-A-CB | 280ANV024*0**A* | CAP**3621AL*+UI & 98(6*B,7*A)42060V17*** | Singlezone Ducted, Centrally Ducted | 24000 | 25200 | 2.5 | 21779 | 2.22
BRYANT | Bryant® Extreme Heat Pump | 9893474 | HRCU-A-CB | 280ANV024*0**A* | CAP**3617AL*+UI & 98(6*B,7*A)42080V17*** | Singlezone Ducted, Centrally Ducted | 24000 | 25200 | 2.51 | 21779 | 2.24
BRYANT | Bryant® Extreme Heat Pump | 9893473 | HRCU-A-CB | 280ANV024*0**A* | CAP**3617AL*+UI & 98(6*B,7*A)42060V17*** | Singlezone Ducted, Centrally Ducted | 24000 | 25200 | 2.5 | 21779 | 2.22
BRYANT | Evolution Series | 9893463 | HRCU-A-CB | 280ANV024000 | FE4AN(B,F)003+UI | Singlezone Ducted, Centrally Ducted | 23800 | 25000 | 2.54 | 19800 | 2.07
BRYANT | Evolution Series | 9893462 | HRCU-A-CB | 280ANV024000 | FE4ANF002L+UI | Singlezone Ducted, Centrally Ducted | 24000 | 25200 | 2.56 | 19800 | 2.07
BRYANT | Preferred Series | 9854627 | HMSV-A-CB | 38MGRQ30D--3 |  | Multizone All Non-ducted | 28000 | 17400 | 2.79 | 28220 | 2.04
BRYANT | Preferred Series | 9118478 | HMSV-A-CB | 38MGRQ48E--3 |  | Multizone All Non-ducted | 48000 | 29600 | 2.7 | 36340 | 1.98
BRYANT | Preferred Series | 9118474 | HMSV-A-CB | 38MGRQ36D--3 |  | Multizone All Non-ducted | 36000 | 23200 | 2.79 | 36080 | 1.96
BRYANT | Preferred Series | 9118462 | HMSV-A-CB | 38MGRQ18B--3 |  | Multizone All Non-ducted | 19000 | 12000 | 2.81 | 13990 | 2.15
BRYANT | Preferred Series | 8738646 | HRCU-A-CB-O | 38MAQB09R--3 | 619PEQ009BBMA | Singlezone Non-ducted Wall Placement | 10900 | 6900 | 2.73 | 10900 | 1.98
BRYANT | Preferred | 8738647 | HRCU-A-CB-O | 38MAQB12R--1 | 619PAQ012BBMA | Singlezone Non-ducted Wall Placement | 12000 | 7600 | 2.59 | 6490 | 1.94
BRYANT |  | 204431323 | HRCU-A-CB | 280ANV036*0**A* | CSPH*6012AL*+UI | Singlezone Ducted, Centrally Ducted | 33400 | 32200 | 2.5 | 26340 | 2.12
BRYANT |  | 204431315 | HRCU-A-CB | 280ANV036*0**A* | CSPH*6012AL*+UI | Singlezone Ducted, Centrally Ducted | 33200 | 32200 | 2.5 | 26340 | 2.12
BRYANT |  | 204431334 | HRCU-A-CB | 280ANV036*0**A* | CSPH*6012AL*+UI | Singlezone Ducted, Centrally Ducted | 33800 | 32200 | 2.5 | 26340 | 2.12
BRYANT |  | 204430510 | HRCU-A-CB | 280ANV036*0**A* | CAP**6124AL*+UI | Singlezone Ducted, Centrally Ducted | 34200 | 32200 | 2.5 | 26340 | 2.12
BRYANT |  | 204430491 | HRCU-A-CB | 280ANV036*0**A* | CAP**6124AL*+UI | Singlezone Ducted, Centrally Ducted | 34200 | 32200 | 2.5 | 26340 | 2.12
BRYANT |  | 204431312 | HRCU-A-CB | 280ANV036*0**A* | CSPH*6012AL*+UI | Singlezone Ducted, Centrally Ducted | 27800 | 32200 | 2.5 | 26340 | 2.12
BRYANT |  | 204430501 | HRCU-A-CB | 280ANV036*0**A* | CAP**6124AL*+UI | Singlezone Ducted, Centrally Ducted | 34200 | 32200 | 2.5 | 26340 | 2.12
BRYANT |  | 204431355 | HRCU-A-CB | 280ANV036*0**A* | CSPH*6012AL*+UI | Singlezone Ducted, Centrally Ducted | 34400 | 32200 | 2.5 | 26340 | 2.12
BRYANT |  | 204431345 | HRCU-A-CB | 280ANV036*0**A* | CSPH*6012AL*+UI | Singlezone Ducted, Centrally Ducted | 34400 | 32200 | 2.5 | 26340 | 2.12
C&H | Single Zone Sophia Series Duct | 204098422 | HRCU-A-CB | CH-18SPH-230VO | CH-18LCDTU/I | Singlezone Ducted, "Compact Ducted" | 18000 | 12000 | 2.61 | 10352 | 1.96
C&H | Single Zone Dakota Hyper Duct | 204098424 | HRCU-A-CB | CH-09DKT230VO | CH-09LCDTU/I | Singlezone Ducted, "Compact Ducted" | 10000 | 7200 | 2.74 | 8343 | 2.07
C&H | Multi Zone Sophia Outdoor with Non-ducted Indoor | 205104722 | HMSV-A-CB | CH18MSPH230VO |  | Multizone All Non-ducted | 19000 | 12000 | 2.79 | 10205 | 1.97
C&H | Multi Zone Sophia Outdoor with Non-ducted Indoor | 202832586 | HMSV-A-CB | CH28MSPH230VO |  | Multizone All Non-ducted | 28000 | 17200 | 2.8 | 17040 | 1.97
C&H | Single Zone Sophia Outdoor + Dakota High Wall Indoor | 205104726 | HRCU-A-CB-O | CH-18SPH-230VO | CH-18DKT230VI | Singlezone Non-ducted Wall Placement | 18000 | 11400 | 2.72 | 11178 | 2.02
C&H | Multi Zone Sophia Hyper Outdoor with Non-ducted Indoor | 205047864 | HMSV-A-CB | CH-HYP36MSPH-230VO |  | Multizone All Non-ducted | 36000 | 23200 | 2.78 | 36037 | 1.96
C&H | Single Zone Sophia Series Floor-Ceiling | 204098432 | HRCU-A-CB-O | CH-18SPH-230VO | CH-18MSPHFC-230VI | Singlezone Non-ducted, Floor Placement | 18000 | 12000 | 2.71 | 10508 | 1.94
C&H | Single Zone Sophia Series Ceiling Cassette | 204098413 | HRCU-A-CB-O | CH-12SPH-230VO | CH-12MSPHCT-230VI | Singlezone Non-ducted, Ceiling Placement | 12000 | 7500 | 2.68 | 7332 | 2.11
C&H | Single Zone Sophia Duct | 204098423 | HRCU-A-CB | CH-24SPH-230VO | CH-24LCDTU/I | Singlezone Ducted, "Compact Ducted" | 24400 | 16000 | 2.69 | 18533 | 2.04
C&H | Single Zone Sophia Series High Wall | 9119326 | HRCU-A-CB-O | CH-18SPH-230VO | CH-18SPH-230VI | Singlezone Non-ducted Wall Placement | 18000 | 10400 | 2.72 | 10953 | 1.9
C&H | Single Zone Sophia Series High Wall | 9119324 | HRCU-A-CB-O | CH-09SPH-230VO | CH-09SPH-230VI | Singlezone Non-ducted Wall Placement | 9800 | 6400 | 2.76 | 7801 | 1.91
C&H | Single Zone Sophia Series Floor-Ceiling | 204098433 | HRCU-A-CB-O | CH-24SPH-230VO | CH-24MSPHFC-230VI | Singlezone Non-ducted, Floor Placement | 24000 | 15000 | 2.85 | 17817 | 1.9
C&H | Single Zone Sophia Series Ceiling Cassette | 204098415 | HRCU-A-CB-O | CH-24SPH-230VO | CH-24MSPHCT-230VI | Singlezone Non-ducted, Ceiling Placement | 24400 | 15800 | 2.56 | 16933 | 1.95
C&H | Single Zone Sophia Outdoor + Dakota High Wall Indoor | 205047857 | HRCU-A-CB-O | CH-09SPH-230VO | CH-09DKT230VI | Singlezone Non-ducted Wall Placement | 9800 | 5800 | 2.74 | 7989 | 2
C&H |  | 205263856 | HRCU-A-CB | CH-18SPH-230VO | CH-M18DTUI | Singlezone Ducted, "Compact Ducted" | 18000 | 12000 | 2.61 | 10352 | 1.96
C&H |  | 205263859 | HRCU-A-CB | CH-24SPH-230VO | CH-M24DTUI | Singlezone Ducted, "Compact Ducted" | 24400 | 16000 | 2.69 | 18533 | 2.04
C&H |  | 205263851 | HRCU-A-CB | CH-HYP09SPH230VO | CH-M09DTUI | Singlezone Ducted, "Compact Ducted" | 10000 | 7200 | 2.74 | 8343 | 2.07
C&H |  | 205263879 | HRCU-A-CB-O | CH-18SPH-230VO | CH-D18MSPHWM-230VI | Singlezone Non-ducted Wall Placement | 18000 | 11400 | 2.72 | 11178 | 2.02
C&H |  | 205263877 | HRCU-A-CB-O | CH-09SPH-230VO | CH-D09MSPHWM-230VI | Singlezone Non-ducted Wall Placement | 9800 | 5800 | 2.74 | 7989 | 2
C&H |  | 205263869 | HRCU-A-CB-O | CH-18SPH-230VO | CH-18MSPHWM-230VI | Singlezone Non-ducted Wall Placement | 18000 | 10400 | 2.72 | 10953 | 1.9
CanAir |  | 205816493 | HRCU-A-CB-O | C23SCH18H22 | C23SEH18H21 | Singlezone Non-ducted Wall Placement | 18000 | 10900 | 2.58 | 11178 | 2.02
CanAir |  | 205816494 | HRCU-A-CB-O | C23SCH24H22 | C23SEH24H21 | Singlezone Non-ducted Wall Placement | 30000 | 19400 | 2.95 | 26000 | 2.07
CanAir |  | 205306868 | HMSV-A-CB | C23MC327H21 |  | Multizone All Non-ducted | 24000 | 17200 | 2.8 | 17040 | 1.97
CanAir |  | 205306867 | HMSV-A-CB | C23MC218H21 |  | Multizone All Non-ducted | 19000 | 12000 | 2.79 | 10205 | 1.97
CARRIER | Performance | 205921384 | HRCU-A-CB | 38MAQB24R--3 | 40MBAAQ24XA3 | Singlezone Ducted, Centrally Ducted | 29000 | 17500 | 2.56 | 26970 | 1.91
CARRIER |  | 8738636 | HRCU-A-CB-O | 38MAQB12R--3 | 40MAQB12B--3 | Singlezone Non-ducted Wall Placement | 12000 | 7800 | 2.66 | 12010 | 1.98
CARRIER |  | 205272415 | HRCU-A-CB | 25VNA424A*030* | CAP**4221AL*+UI | Singlezone Ducted, Centrally Ducted | 24000 | 24400 | 2.58 | 17940 | 2.17
CARRIER |  | 205272416 | HRCU-A-CB | 25VNA424A*030* | CAP**4221AL*+UI | Singlezone Ducted, Centrally Ducted | 24000 | 24200 | 2.62 | 17792 | 2.21
CARRIER |  | 205272418 | HRCU-A-CB | 25VNA424A*030* | CAP**4221AL*+UI | Singlezone Ducted, Centrally Ducted | 24000 | 24200 | 2.64 | 17792 | 2.23
CARRIER |  | 205272417 | HRCU-A-CB | 25VNA424A*030* | CAP**4221AL*+UI | Singlezone Ducted, Centrally Ducted | 24000 | 24200 | 2.62 | 17792 | 2.21
CARRIER |  | 205272419 | HRCU-A-CB | 25VNA424A*030* | CAP**4221AL*+UI | Singlezone Ducted, Centrally Ducted | 24000 | 24400 | 2.58 | 17940 | 2.17
CARRIER |  | 205272420 | HRCU-A-CB | 25VNA424A*030* | CAP**4221AL*+UI | Singlezone Ducted, Centrally Ducted | 24000 | 24400 | 2.6 | 17940 | 2.19
CARRIER |  | 205272421 | HRCU-A-CB | 25VNA424A*030* | CAP**4224AL*+UI | Singlezone Ducted, Centrally Ducted | 24000 | 24200 | 2.62 | 17792 | 2.21
CARRIER |  | 205272423 | HRCU-A-CB | 25VNA424A*030* | CAP**4224AL*+UI | Singlezone Ducted, Centrally Ducted | 24000 | 24000 | 2.64 | 17645 | 2.23
CARRIER |  | 205272422 | HRCU-A-CB | 25VNA424A*030* | CAP**4224AL*+UI | Singlezone Ducted, Centrally Ducted | 24000 | 24200 | 2.64 | 17792 | 2.23
CARRIER |  | 205272424 | HRCU-A-CB | 25VNA424A*030* | CAP**4224AL*+UI | Singlezone Ducted, Centrally Ducted | 24000 | 24200 | 2.64 | 17792 | 2.23
CARRIER |  | 205272425 | HRCU-A-CB | 25VNA424A*030* | CAP**4821AL*+UI | Singlezone Ducted, Centrally Ducted | 24000 | 24200 | 2.7 | 17792 | 2.28
CARRIER |  | 205272426 | HRCU-A-CB | 25VNA424A*030* | CAP**4821AL*+UI | Singlezone Ducted, Centrally Ducted | 24000 | 24000 | 2.74 | 17645 | 2.31
CARRIER |  | 205272428 | HRCU-A-CB | 25VNA424A*030* | CAP**4821AL*+UI | Singlezone Ducted, Centrally Ducted | 24000 | 23800 | 2.76 | 17498 | 2.33
CARRIER |  | 205272427 | HRCU-A-CB | 25VNA424A*030* | CAP**4821AL*+UI | Singlezone Ducted, Centrally Ducted | 24000 | 24000 | 2.74 | 17645 | 2.31
CARRIER |  | 205272430 | HRCU-A-CB | 25VNA424A*030* | CAP**4821AL*+UI | Singlezone Ducted, Centrally Ducted | 24000 | 24000 | 2.72 | 17645 | 2.3
CARRIER |  | 205272429 | HRCU-A-CB | 25VNA424A*030* | CAP**4821AL*+UI | Singlezone Ducted, Centrally Ducted | 24000 | 24200 | 2.7 | 17792 | 2.28
CARRIER |  | 205272431 | HRCU-A-CB | 25VNA424A*030* | CAP**4824AL*+UI | Singlezone Ducted, Centrally Ducted | 24000 | 24000 | 2.74 | 17645 | 2.31
CARRIER |  | 205272432 | HRCU-A-CB | 25VNA424A*030* | CAP**4824AL*+UI | Singlezone Ducted, Centrally Ducted | 24000 | 23800 | 2.76 | 17498 | 2.33
CARRIER |  | 205272433 | HRCU-A-CB | 25VNA424A*030* | CAP**4824AL*+UI | Singlezone Ducted, Centrally Ducted | 24000 | 23800 | 2.76 | 17498 | 2.33
CARRIER |  | 205272436 | HRCU-A-CB | 25VNA424A*030* | CAP**6024AL*+UI | Singlezone Ducted, Centrally Ducted | 24000 | 23600 | 2.76 | 17351 | 2.32
CARRIER |  | 205272434 | HRCU-A-CB | 25VNA424A*030* | CAP**4824AL*+UI | Singlezone Ducted, Centrally Ducted | 24000 | 24000 | 2.76 | 17645 | 2.33
CARRIER |  | 205272437 | HRCU-A-CB | 25VNA424A*030* | CAP**6024AL*+UI | Singlezone Ducted, Centrally Ducted | 24000 | 23600 | 2.78 | 17351 | 2.34
CARRIER |  | 205272440 | HRCU-A-CB | 25VNA424A*030* | CNPV*3617AL*+UI | Singlezone Ducted, Centrally Ducted | 24000 | 24400 | 2.52 | 17940 | 2.13
CARRIER |  | 205272435 | HRCU-A-CB | 25VNA424A*030* | CAP**6024AL*+UI | Singlezone Ducted, Centrally Ducted | 24000 | 23600 | 2.74 | 17351 | 2.31
CARRIER |  | 205272439 | HRCU-A-CB | 25VNA424A*030* | CNPV*3617AL*+UI | Singlezone Ducted, Centrally Ducted | 24000 | 24600 | 2.5 | 18087 | 2.11
CARRIER |  | 205272438 | HRCU-A-CB | 25VNA424A*030* | CAP**6024AL*+UI | Singlezone Ducted, Centrally Ducted | 24000 | 23600 | 2.76 | 17351 | 2.32
CARRIER |  | 205272441 | HRCU-A-CB | 25VNA424A*030* | CNPV*3617AL*+UI | Singlezone Ducted, Centrally Ducted | 24000 | 24600 | 2.5 | 18087 | 2.11
CARRIER |  | 205272442 | HRCU-A-CB | 25VNA424A*030* | CNPV*3617AL*+UI | Singlezone Ducted, Centrally Ducted | 24000 | 24400 | 2.52 | 17940 | 2.13
CARRIER |  | 205272447 | HRCU-A-CB | 25VNA424A*030* | CNPV*3621AL*+UI | Singlezone Ducted, Centrally Ducted | 24000 | 24600 | 2.5 | 18087 | 2.11
CARRIER |  | 205272443 | HRCU-A-CB | 25VNA424A*030* | CNPV*3621AL*+UI | Singlezone Ducted, Centrally Ducted | 24000 | 24600 | 2.5 | 18087 | 2.11
CARRIER |  | 205272448 | HRCU-A-CB | 25VNA424A*030* | CNPV*3621AL*+UI | Singlezone Ducted, Centrally Ducted | 24000 | 24400 | 2.52 | 17940 | 2.13
CARRIER |  | 205272444 | HRCU-A-CB | 25VNA424A*030* | CNPV*3621AL*+UI | Singlezone Ducted, Centrally Ducted | 24000 | 24400 | 2.52 | 17940 | 2.13
CARRIER |  | 205272445 | HRCU-A-CB | 25VNA424A*030* | CNPV*3621AL*+UI | Singlezone Ducted, Centrally Ducted | 24000 | 24400 | 2.54 | 17940 | 2.15
CARRIER |  | 205272446 | HRCU-A-CB | 25VNA424A*030* | CNPV*3621AL*+UI | Singlezone Ducted, Centrally Ducted | 24000 | 24200 | 2.54 | 17792 | 2.15
CARRIER |  | 205272449 | HRCU-A-CB | 25VNA424A*030* | CNPV*4217AL*+UI | Singlezone Ducted, Centrally Ducted | 24000 | 24400 | 2.62 | 17940 | 2.21
CARRIER |  | 205272451 | HRCU-A-CB | 25VNA424A*030* | CNPV*4217AL*+UI | Singlezone Ducted, Centrally Ducted | 24000 | 24400 | 2.62 | 17940 | 2.21
CARRIER |  | 205272450 | HRCU-A-CB | 25VNA424A*030* | CNPV*4217AL*+UI | Singlezone Ducted, Centrally Ducted | 24000 | 24200 | 2.66 | 17792 | 2.25
CARRIER |  | 205272452 | HRCU-A-CB | 25VNA424A*030* | CNPV*4217AL*+UI | Singlezone Ducted, Centrally Ducted | 24000 | 24400 | 2.64 | 17940 | 2.23
CARRIER |  | 205272457 | HRCU-A-CB | 25VNA424A*030* | CNPV*4221AL*+UI | Singlezone Ducted, Centrally Ducted | 24000 | 24400 | 2.58 | 17940 | 2.17
CARRIER |  | 205272453 | HRCU-A-CB | 25VNA424A*030* | CNPV*4221AL*+UI | Singlezone Ducted, Centrally Ducted | 24000 | 24400 | 2.58 | 17940 | 2.17
CARRIER |  | 205272454 | HRCU-A-CB | 25VNA424A*030* | CNPV*4221AL*+UI | Singlezone Ducted, Centrally Ducted | 24000 | 24400 | 2.6 | 17940 | 2.19
CARRIER |  | 205272455 | HRCU-A-CB | 25VNA424A*030* | CNPV*4221AL*+UI | Singlezone Ducted, Centrally Ducted | 24000 | 24200 | 2.6 | 17792 | 2.19
CARRIER |  | 205272456 | HRCU-A-CB | 25VNA424A*030* | CNPV*4221AL*+UI | Singlezone Ducted, Centrally Ducted | 24000 | 24200 | 2.62 | 17792 | 2.21
CARRIER |  | 205272459 | HRCU-A-CB | 25VNA424A*030* | CNPV*4821AL*+UI | Singlezone Ducted, Centrally Ducted | 24000 | 24200 | 2.68 | 17792 | 2.26
CARRIER |  | 205272458 | HRCU-A-CB | 25VNA424A*030* | CNPV*4221AL*+UI | Singlezone Ducted, Centrally Ducted | 24000 | 24400 | 2.58 | 17940 | 2.17
CARRIER |  | 205272460 | HRCU-A-CB | 25VNA424A*030* | CNPV*4821AL*+UI | Singlezone Ducted, Centrally Ducted | 24000 | 24200 | 2.7 | 17792 | 2.28
CARRIER |  | 205272462 | HRCU-A-CB | 25VNA424A*030* | CNPV*4821AL*+UI | Singlezone Ducted, Centrally Ducted | 24000 | 24000 | 2.74 | 17645 | 2.31
CARRIER |  | 205272465 | HRCU-A-CB | 25VNA424A*030* | CNPV*4824AL*+UI | Singlezone Ducted, Centrally Ducted | 24000 | 24200 | 2.72 | 17792 | 2.3
CARRIER |  | 205272461 | HRCU-A-CB | 25VNA424A*030* | CNPV*4821AL*+UI | Singlezone Ducted, Centrally Ducted | 24000 | 24200 | 2.72 | 17792 | 2.3
CARRIER |  | 205272464 | HRCU-A-CB | 25VNA424A*030* | CNPV*4821AL*+UI | Singlezone Ducted, Centrally Ducted | 24000 | 24200 | 2.68 | 17792 | 2.26
CARRIER |  | 205272463 | HRCU-A-CB | 25VNA424A*030* | CNPV*4821AL*+UI | Singlezone Ducted, Centrally Ducted | 24000 | 24200 | 2.68 | 17792 | 2.26
CARRIER |  | 205272466 | HRCU-A-CB | 25VNA424A*030* | CNPV*4824AL*+UI | Singlezone Ducted, Centrally Ducted | 24000 | 24000 | 2.74 | 17645 | 2.31
CARRIER |  | 205272467 | HRCU-A-CB | 25VNA424A*030* | CNPV*4824AL*+UI | Singlezone Ducted, Centrally Ducted | 24000 | 24000 | 2.74 | 17645 | 2.31
CARRIER |  | 205272468 | HRCU-A-CB | 25VNA424A*030* | CNPV*4824AL*+UI | Singlezone Ducted, Centrally Ducted | 24000 | 24000 | 2.72 | 17645 | 2.3
CARRIER |  | 205272470 | HRCU-A-CB | 25VNA424A*030* | CNPV*6024AL*+UI | Singlezone Ducted, Centrally Ducted | 24000 | 23800 | 2.76 | 17498 | 2.33
CARRIER |  | 205272469 | HRCU-A-CB | 25VNA424A*030* | CNPV*6024AL*+UI | Singlezone Ducted, Centrally Ducted | 24000 | 23800 | 2.74 | 17498 | 2.31
CARRIER |  | 205272471 | HRCU-A-CB | 25VNA424A*030* | CNPV*6024AL*+UI | Singlezone Ducted, Centrally Ducted | 24000 | 23800 | 2.76 | 17498 | 2.33
CARRIER |  | 205272472 | HRCU-A-CB | 25VNA424A*030* | CNPV*6024AL*+UI | Singlezone Ducted, Centrally Ducted | 24000 | 23800 | 2.74 | 17498 | 2.31
CARRIER |  | 205272474 | HRCU-A-CB | 25VNA424A*030* | CSPH*3612AL*+UI | Singlezone Ducted, Centrally Ducted | 24000 | 24200 | 2.66 | 17792 | 2.25
CARRIER |  | 205272473 | HRCU-A-CB | 25VNA424A*030* | CSPH*3612AL*+UI | Singlezone Ducted, Centrally Ducted | 24000 | 24400 | 2.62 | 17940 | 2.21
CARRIER |  | 205272475 | HRCU-A-CB | 25VNA424A*030* | CSPH*3612AL*+UI | Singlezone Ducted, Centrally Ducted | 24000 | 24200 | 2.66 | 17792 | 2.25
CARRIER |  | 205272476 | HRCU-A-CB | 25VNA424A*030* | CSPH*3612AL*+UI | Singlezone Ducted, Centrally Ducted | 24000 | 24200 | 2.68 | 17792 | 2.26
CARRIER |  | 205272478 | HRCU-A-CB | 25VNA424A*030* | CSPH*3612AL*+UI | Singlezone Ducted, Centrally Ducted | 24000 | 24400 | 2.64 | 17940 | 2.23
CARRIER |  | 205272477 | HRCU-A-CB | 25VNA424A*030* | CSPH*3612AL*+UI | Singlezone Ducted, Centrally Ducted | 24000 | 24200 | 2.68 | 17792 | 2.26
CARRIER |  | 205272479 | HRCU-A-CB | 25VNA424A*030* | CSPH*3612AL*+UI | Singlezone Ducted, Centrally Ducted | 24000 | 24400 | 2.64 | 17940 | 2.23
CARRIER |  | 205272480 | HRCU-A-CB | 25VNA424A*030* | CSPH*3612AL*+UI | Singlezone Ducted, Centrally Ducted | 24000 | 24200 | 2.68 | 17792 | 2.26
CARRIER |  | 205272481 | HRCU-A-CB | 25VNA424A*030* | CSPH*4212AL*+UI | Singlezone Ducted, Centrally Ducted | 24000 | 24400 | 2.66 | 17940 | 2.25
CARRIER |  | 205272483 | HRCU-A-CB | 25VNA424A*030* | CSPH*4212AL*+UI | Singlezone Ducted, Centrally Ducted | 24000 | 24200 | 2.7 | 17792 | 2.28
CARRIER |  | 205272482 | HRCU-A-CB | 25VNA424A*030* | CSPH*4212AL*+UI | Singlezone Ducted, Centrally Ducted | 24000 | 24200 | 2.7 | 17792 | 2.28
CARRIER |  | 205272485 | HRCU-A-CB | 25VNA424A*030* | CSPH*4212AL*+UI | Singlezone Ducted, Centrally Ducted | 24000 | 24000 | 2.72 | 17645 | 2.3
CARRIER |  | 205272484 | HRCU-A-CB | 25VNA424A*030* | CSPH*4212AL*+UI | Singlezone Ducted, Centrally Ducted | 24000 | 24000 | 2.72 | 17645 | 2.3
CARRIER |  | 205272486 | HRCU-A-CB | 25VNA424A*030* | CSPH*4212AL*+UI | Singlezone Ducted, Centrally Ducted | 24000 | 24400 | 2.66 | 17940 | 2.25
CARRIER |  | 205272491 | HRCU-A-CB | 25VNA424A*030* | CSPH*4812AL*+UI | Singlezone Ducted, Centrally Ducted | 24000 | 24200 | 2.72 | 17792 | 2.3
CARRIER |  | 205272488 | HRCU-A-CB | 25VNA424A*030* | CSPH*4212AL*+UI | Singlezone Ducted, Centrally Ducted | 24000 | 24200 | 2.72 | 17792 | 2.3
CARRIER |  | 205272487 | HRCU-A-CB | 25VNA424A*030* | CSPH*4212AL*+UI | Singlezone Ducted, Centrally Ducted | 24000 | 24200 | 2.68 | 17792 | 2.26
CARRIER |  | 205272489 | HRCU-A-CB | 25VNA424A*030* | CSPH*4812AL*+UI | Singlezone Ducted, Centrally Ducted | 24000 | 24200 | 2.7 | 17792 | 2.28
CARRIER |  | 205272490 | HRCU-A-CB | 25VNA424A*030* | CSPH*4812AL*+UI | Singlezone Ducted, Centrally Ducted | 24000 | 24200 | 2.72 | 17792 | 2.3
CARRIER |  | 205272492 | HRCU-A-CB | 25VNA424A*030* | CSPH*4812AL*+UI | Singlezone Ducted, Centrally Ducted | 24000 | 24000 | 2.74 | 17645 | 2.31
CARRIER |  | 205272493 | HRCU-A-CB | 25VNA424A*030* | CSPH*4812AL*+UI | Singlezone Ducted, Centrally Ducted | 24000 | 24000 | 2.74 | 17645 | 2.31
CARRIER |  | 205272494 | HRCU-A-CB | 25VNA424A*030* | CSPH*4812AL*+UI | Singlezone Ducted, Centrally Ducted | 24000 | 24200 | 2.7 | 17792 | 2.28
CARRIER |  | 205272495 | HRCU-A-CB | 25VNA424A*030* | CSPH*4812AL*+UI | Singlezone Ducted, Centrally Ducted | 24000 | 24200 | 2.7 | 17792 | 2.28
CARRIER |  | 205272496 | HRCU-A-CB | 25VNA424A*030* | CSPH*4812AL*+UI | Singlezone Ducted, Centrally Ducted | 24000 | 24000 | 2.74 | 17645 | 2.31
CARRIER |  | 205272497 | HRCU-A-CB | 25VNA424A*030* | CSPH*6012AL*+UI | Singlezone Ducted, Centrally Ducted | 24000 | 24000 | 2.72 | 17645 | 2.3
CARRIER |  | 205272499 | HRCU-A-CB | 25VNA424A*030* | CSPH*6012AL*+UI | Singlezone Ducted, Centrally Ducted | 24000 | 23800 | 2.76 | 17498 | 2.33
CARRIER |  | 205272498 | HRCU-A-CB | 25VNA424A*030* | CSPH*6012AL*+UI | Singlezone Ducted, Centrally Ducted | 24000 | 23800 | 2.76 | 17498 | 2.33
CARRIER |  | 205272500 | HRCU-A-CB | 25VNA424A*030* | CSPH*6012AL*+UI | Singlezone Ducted, Centrally Ducted | 24000 | 23800 | 2.78 | 17498 | 2.34
CARRIER |  | 205272501 | HRCU-A-CB | 25VNA424A*030* | CSPH*6012AL*+UI | Singlezone Ducted, Centrally Ducted | 24000 | 23800 | 2.78 | 17498 | 2.34
CARRIER |  | 205272502 | HRCU-A-CB | 25VNA424A*030* | CSPH*6012AL*+UI | Singlezone Ducted, Centrally Ducted | 24000 | 24000 | 2.72 | 17645 | 2.3
CARRIER |  | 205272503 | HRCU-A-CB | 25VNA424A*030* | CSPH*6012AL*+UI | Singlezone Ducted, Centrally Ducted | 24000 | 24000 | 2.74 | 17645 | 2.31
CARRIER |  | 205272504 | HRCU-A-CB | 25VNA424A*030* | CSPH*6012AL*+UI | Singlezone Ducted, Centrally Ducted | 24000 | 23800 | 2.78 | 17498 | 2.34
CARRIER |  | 205272288 | HRCU-A-CB | 25VNA424A*030* | FE4AN(B,F)003L+UI | Singlezone Ducted, Centrally Ducted | 24000 | 24200 | 2.6 | 17792 | 2.19
CARRIER |  | 205272289 | HRCU-A-CB | 25VNA424A*030* | FE4AN(B,F)005L+UI | Singlezone Ducted, Centrally Ducted | 24000 | 23600 | 2.78 | 17351 | 2.34
CARRIER |  | 205272287 | HRCU-A-CB | 25VNA424A*030* | FE4ANF002L+UI | Singlezone Ducted, Centrally Ducted | 24000 | 24400 | 2.62 | 17940 | 2.21
CARRIER |  | 205272292 | HRCU-A-CB | 25VNA424A*030* | CAP**3617AL*+UI | Singlezone Ducted, Centrally Ducted | 24000 | 24400 | 2.56 | 17940 | 2.15
CARRIER |  | 205272293 | HRCU-A-CB | 25VNA424A*030* | CAP**3617AL*+UI | Singlezone Ducted, Centrally Ducted | 24000 | 24200 | 2.58 | 17792 | 2.17
CARRIER |  | 205272297 | HRCU-A-CB | 25VNA424A*030* | CAP**3621AL*+UI | Singlezone Ducted, Centrally Ducted | 24000 | 24200 | 2.58 | 17792 | 2.17
CARRIER |  | 205272298 | HRCU-A-CB | 25VNA424A*030* | CAP**3621AL*+UI | Singlezone Ducted, Centrally Ducted | 24000 | 24200 | 2.58 | 17792 | 2.17
CARRIER |  | 205272299 | HRCU-A-CB | 25VNA424A*030* | CAP**3621AL*+UI | Singlezone Ducted, Centrally Ducted | 24000 | 24200 | 2.6 | 17792 | 2.19
CARRIER |  | 205272300 | HRCU-A-CB | 25VNA424A*030* | CAP**3621AL*+UI | Singlezone Ducted, Centrally Ducted | 24000 | 24200 | 2.6 | 17792 | 2.19
CARRIER |  | 205272304 | HRCU-A-CB | 25VNA424A*030* | CAP**4221AL*+UI | Singlezone Ducted, Centrally Ducted | 24000 | 24200 | 2.62 | 17792 | 2.21
CARRIER |  | 205272305 | HRCU-A-CB | 25VNA424A*030* | CAP**4221AL*+UI | Singlezone Ducted, Centrally Ducted | 24000 | 24200 | 2.64 | 17792 | 2.23
CARRIER |  | 205272306 | HRCU-A-CB | 25VNA424A*030* | CAP**4221AL*+UI | Singlezone Ducted, Centrally Ducted | 24000 | 24200 | 2.64 | 17792 | 2.23
CARRIER |  | 205272307 | HRCU-A-CB | 25VNA424A*030* | CAP**4221AL*+UI | Singlezone Ducted, Centrally Ducted | 24000 | 24200 | 2.64 | 17792 | 2.23
CARRIER |  | 205272309 | HRCU-A-CB | 25VNA424A*030* | CAP**4224AL*+UI | Singlezone Ducted, Centrally Ducted | 24000 | 24200 | 2.62 | 17792 | 2.21
CARRIER |  | 205272310 | HRCU-A-CB | 25VNA424A*030* | CAP**4224AL*+UI | Singlezone Ducted, Centrally Ducted | 24000 | 24200 | 2.64 | 17792 | 2.23
CARRIER |  | 205272311 | HRCU-A-CB | 25VNA424A*030* | CAP**4224AL*+UI | Singlezone Ducted, Centrally Ducted | 24000 | 24200 | 2.62 | 17792 | 2.21
CARRIER |  | 205272314 | HRCU-A-CB | 25VNA424A*030* | CAP**4821AL*+UI | Singlezone Ducted, Centrally Ducted | 24000 | 24000 | 2.72 | 17645 | 2.3
CARRIER |  | 205272312 | HRCU-A-CB | 25VNA424A*030* | CAP**4224AL*+UI | Singlezone Ducted, Centrally Ducted | 24000 | 24200 | 2.64 | 17792 | 2.23
CARRIER |  | 205272315 | HRCU-A-CB | 25VNA424A*030* | CAP**4821AL*+UI | Singlezone Ducted, Centrally Ducted | 24000 | 24000 | 2.72 | 17645 | 2.3
CARRIER |  | 205272316 | HRCU-A-CB | 25VNA424A*030* | CAP**4821AL*+UI | Singlezone Ducted, Centrally Ducted | 24000 | 24000 | 2.74 | 17645 | 2.31
CARRIER |  | 205272317 | HRCU-A-CB | 25VNA424A*030* | CAP**4821AL*+UI | Singlezone Ducted, Centrally Ducted | 24000 | 24000 | 2.76 | 17645 | 2.33
CARRIER |  | 205272318 | HRCU-A-CB | 25VNA424A*030* | CAP**4821AL*+UI | Singlezone Ducted, Centrally Ducted | 24000 | 23800 | 2.76 | 17498 | 2.33
CARRIER |  | 205272319 | HRCU-A-CB | 25VNA424A*030* | CAP**4821AL*+UI | Singlezone Ducted, Centrally Ducted | 24000 | 23800 | 2.76 | 17498 | 2.33
CARRIER |  | 205272320 | HRCU-A-CB | 25VNA424A*030* | CAP**4824AL*+UI | Singlezone Ducted, Centrally Ducted | 24000 | 24000 | 2.72 | 17645 | 2.3
CARRIER |  | 205272321 | HRCU-A-CB | 25VNA424A*030* | CAP**4824AL*+UI | Singlezone Ducted, Centrally Ducted | 24000 | 24000 | 2.74 | 17645 | 2.31
CARRIER |  | 205272322 | HRCU-A-CB | 25VNA424A*030* | CAP**4824AL*+UI | Singlezone Ducted, Centrally Ducted | 24000 | 23800 | 2.76 | 17498 | 2.33
CARRIER |  | 205272324 | HRCU-A-CB | 25VNA424A*030* | CAP**4824AL*+UI | Singlezone Ducted, Centrally Ducted | 24000 | 23800 | 2.76 | 17498 | 2.33
CARRIER |  | 205272323 | HRCU-A-CB | 25VNA424A*030* | CAP**4824AL*+UI | Singlezone Ducted, Centrally Ducted | 24000 | 24000 | 2.74 | 17645 | 2.31
CARRIER |  | 205272325 | HRCU-A-CB | 25VNA424A*030* | CAP**6024AL*+UI | Singlezone Ducted, Centrally Ducted | 24000 | 23800 | 2.72 | 17498 | 2.29
CARRIER |  | 205272326 | HRCU-A-CB | 25VNA424A*030* | CAP**6024AL*+UI | Singlezone Ducted, Centrally Ducted | 24000 | 23600 | 2.76 | 17351 | 2.32
CARRIER |  | 205272327 | HRCU-A-CB | 25VNA424A*030* | CAP**6024AL*+UI | Singlezone Ducted, Centrally Ducted | 24000 | 23600 | 2.76 | 17351 | 2.32
CARRIER |  | 205272328 | HRCU-A-CB | 25VNA424A*030* | CAP**6024AL*+UI | Singlezone Ducted, Centrally Ducted | 24000 | 23600 | 2.76 | 17351 | 2.32
CARRIER |  | 205272329 | HRCU-A-CB | 25VNA424A*030* | CAP**6024AL*+UI | Singlezone Ducted, Centrally Ducted | 24000 | 23600 | 2.76 | 17351 | 2.32
CARRIER |  | 205272337 | HRCU-A-CB | 25VNA424A*030* | CNPV*3621AL*+UI | Singlezone Ducted, Centrally Ducted | 24000 | 24400 | 2.54 | 17940 | 2.15
CARRIER |  | 205272333 | HRCU-A-CB | 25VNA424A*030* | CNPV*3617AL*+UI | Singlezone Ducted, Centrally Ducted | 24000 | 24200 | 2.54 | 17792 | 2.15
CARRIER |  | 205272332 | HRCU-A-CB | 25VNA424A*030* | CNPV*3617AL*+UI | Singlezone Ducted, Centrally Ducted | 24000 | 24400 | 2.52 | 17940 | 2.13
CARRIER |  | 205272338 | HRCU-A-CB | 25VNA424A*030* | CNPV*3621AL*+UI | Singlezone Ducted, Centrally Ducted | 24000 | 24400 | 2.54 | 17940 | 2.15
CARRIER |  | 205272339 | HRCU-A-CB | 25VNA424A*030* | CNPV*3621AL*+UI | Singlezone Ducted, Centrally Ducted | 24000 | 24200 | 2.56 | 17792 | 2.15
CARRIER |  | 205272340 | HRCU-A-CB | 25VNA424A*030* | CNPV*3621AL*+UI | Singlezone Ducted, Centrally Ducted | 24000 | 24200 | 2.54 | 17792 | 2.15
CARRIER |  | 205272343 | HRCU-A-CB | 25VNA424A*030* | CNPV*4217AL*+UI | Singlezone Ducted, Centrally Ducted | 24000 | 24200 | 2.66 | 17792 | 2.25
CARRIER |  | 205272344 | HRCU-A-CB | 25VNA424A*030* | CNPV*4217AL*+UI | Singlezone Ducted, Centrally Ducted | 24000 | 24200 | 2.68 | 17792 | 2.26
CARRIER |  | 205272349 | HRCU-A-CB | 25VNA424A*030* | CNPV*4221AL*+UI | Singlezone Ducted, Centrally Ducted | 24000 | 24200 | 2.62 | 17792 | 2.21
CARRIER |  | 205272348 | HRCU-A-CB | 25VNA424A*030* | CNPV*4221AL*+UI | Singlezone Ducted, Centrally Ducted | 24000 | 24200 | 2.62 | 17792 | 2.21
CARRIER |  | 205272350 | HRCU-A-CB | 25VNA424A*030* | CNPV*4221AL*+UI | Singlezone Ducted, Centrally Ducted | 24000 | 24200 | 2.62 | 17792 | 2.21
CARRIER |  | 205272351 | HRCU-A-CB | 25VNA424A*030* | CNPV*4221AL*+UI | Singlezone Ducted, Centrally Ducted | 24000 | 24200 | 2.62 | 17792 | 2.21
CARRIER |  | 205272353 | HRCU-A-CB | 25VNA424A*030* | CNPV*4821AL*+UI | Singlezone Ducted, Centrally Ducted | 24000 | 24200 | 2.7 | 17792 | 2.28
CARRIER |  | 205272354 | HRCU-A-CB | 25VNA424A*030* | CNPV*4821AL*+UI | Singlezone Ducted, Centrally Ducted | 24000 | 24200 | 2.7 | 17792 | 2.28
CARRIER |  | 205272358 | HRCU-A-CB | 25VNA424A*030* | CNPV*4821AL*+UI | Singlezone Ducted, Centrally Ducted | 24000 | 24000 | 2.74 | 17645 | 2.31
CARRIER |  | 205272355 | HRCU-A-CB | 25VNA424A*030* | CNPV*4821AL*+UI | Singlezone Ducted, Centrally Ducted | 24000 | 24000 | 2.72 | 17645 | 2.3
CARRIER |  | 205272356 | HRCU-A-CB | 25VNA424A*030* | CNPV*4821AL*+UI | Singlezone Ducted, Centrally Ducted | 24000 | 24000 | 2.72 | 17645 | 2.3
CARRIER |  | 205272357 | HRCU-A-CB | 25VNA424A*030* | CNPV*4821AL*+UI | Singlezone Ducted, Centrally Ducted | 24000 | 24000 | 2.74 | 17645 | 2.31
CARRIER |  | 205272359 | HRCU-A-CB | 25VNA424A*030* | CNPV*4824AL*+UI | Singlezone Ducted, Centrally Ducted | 24000 | 24200 | 2.7 | 17792 | 2.28
CARRIER |  | 205272360 | HRCU-A-CB | 25VNA424A*030* | CNPV*4824AL*+UI | Singlezone Ducted, Centrally Ducted | 24000 | 24000 | 2.72 | 17645 | 2.3
CARRIER |  | 205272361 | HRCU-A-CB | 25VNA424A*030* | CNPV*4824AL*+UI | Singlezone Ducted, Centrally Ducted | 24000 | 24000 | 2.72 | 17645 | 2.3
CARRIER |  | 205272362 | HRCU-A-CB | 25VNA424A*030* | CNPV*4824AL*+UI | Singlezone Ducted, Centrally Ducted | 24000 | 24000 | 2.72 | 17645 | 2.3
CARRIER |  | 205272363 | HRCU-A-CB | 25VNA424A*030* | CNPV*4824AL*+UI | Singlezone Ducted, Centrally Ducted | 24000 | 24000 | 2.74 | 17645 | 2.31
CARRIER |  | 205272364 | HRCU-A-CB | 25VNA424A*030* | CNPV*6024AL*+UI | Singlezone Ducted, Centrally Ducted | 24000 | 24000 | 2.72 | 17645 | 2.3
CARRIER |  | 205272365 | HRCU-A-CB | 25VNA424A*030* | CNPV*6024AL*+UI | Singlezone Ducted, Centrally Ducted | 24000 | 23800 | 2.74 | 17498 | 2.31
CARRIER |  | 205272373 | HRCU-A-CB | 25VNA424A*030* | CSPH*3612AL*+UI | Singlezone Ducted, Centrally Ducted | 24000 | 24200 | 2.68 | 17792 | 2.26
CARRIER |  | 205272366 | HRCU-A-CB | 25VNA424A*030* | CNPV*6024AL*+UI | Singlezone Ducted, Centrally Ducted | 24000 | 23800 | 2.74 | 17498 | 2.31
CARRIER |  | 205272367 | HRCU-A-CB | 25VNA424A*030* | CNPV*6024AL*+UI | Singlezone Ducted, Centrally Ducted | 24000 | 23800 | 2.74 | 17498 | 2.31
CARRIER |  | 205272368 | HRCU-A-CB | 25VNA424A*030* | CNPV*6024AL*+UI | Singlezone Ducted, Centrally Ducted | 24000 | 23800 | 2.76 | 17498 | 2.33
CARRIER |  | 205272377 | HRCU-A-CB | 25VNA424A*030* | CSPH*3612AL*+UI | Singlezone Ducted, Centrally Ducted | 24000 | 24200 | 2.68 | 17792 | 2.26
CARRIER |  | 205272374 | HRCU-A-CB | 25VNA424A*030* | CSPH*3612AL*+UI | Singlezone Ducted, Centrally Ducted | 24000 | 24200 | 2.68 | 17792 | 2.26
CARRIER |  | 205272375 | HRCU-A-CB | 25VNA424A*030* | CSPH*3612AL*+UI | Singlezone Ducted, Centrally Ducted | 24000 | 24200 | 2.66 | 17792 | 2.25
CARRIER |  | 205272376 | HRCU-A-CB | 25VNA424A*030* | CSPH*3612AL*+UI | Singlezone Ducted, Centrally Ducted | 24000 | 24200 | 2.68 | 17792 | 2.26
CARRIER |  | 205272381 | HRCU-A-CB | 25VNA424A*030* | CSPH*4212AL*+UI | Singlezone Ducted, Centrally Ducted | 24000 | 24200 | 2.7 | 17792 | 2.28
CARRIER |  | 205272382 | HRCU-A-CB | 25VNA424A*030* | CSPH*4212AL*+UI | Singlezone Ducted, Centrally Ducted | 24000 | 24000 | 2.72 | 17645 | 2.3
CARRIER |  | 205272385 | HRCU-A-CB | 25VNA424A*030* | CSPH*4212AL*+UI | Singlezone Ducted, Centrally Ducted | 24000 | 24000 | 2.72 | 17645 | 2.3
CARRIER |  | 205272383 | HRCU-A-CB | 25VNA424A*030* | CSPH*4212AL*+UI | Singlezone Ducted, Centrally Ducted | 24000 | 24200 | 2.7 | 17792 | 2.28
CARRIER |  | 205272384 | HRCU-A-CB | 25VNA424A*030* | CSPH*4212AL*+UI | Singlezone Ducted, Centrally Ducted | 24000 | 24200 | 2.7 | 17792 | 2.28
CARRIER |  | 205272386 | HRCU-A-CB | 25VNA424A*030* | CSPH*4212AL*+UI | Singlezone Ducted, Centrally Ducted | 24000 | 24000 | 2.72 | 17645 | 2.3
CARRIER |  | 205272390 | HRCU-A-CB | 25VNA424A*030* | CSPH*4812AL*+UI | Singlezone Ducted, Centrally Ducted | 24000 | 24000 | 2.74 | 17645 | 2.31
CARRIER |  | 205272391 | HRCU-A-CB | 25VNA424A*030* | CSPH*4812AL*+UI | Singlezone Ducted, Centrally Ducted | 24000 | 24000 | 2.74 | 17645 | 2.31
CARRIER |  | 205272392 | HRCU-A-CB | 25VNA424A*030* | CSPH*4812AL*+UI | Singlezone Ducted, Centrally Ducted | 24000 | 24000 | 2.74 | 17645 | 2.31
CARRIER |  | 205272394 | HRCU-A-CB | 25VNA424A*030* | CSPH*4812AL*+UI | Singlezone Ducted, Centrally Ducted | 24000 | 24000 | 2.74 | 17645 | 2.31
CARRIER |  | 205272393 | HRCU-A-CB | 25VNA424A*030* | CSPH*4812AL*+UI | Singlezone Ducted, Centrally Ducted | 24000 | 24200 | 2.72 | 17792 | 2.3
CARRIER |  | 205272395 | HRCU-A-CB | 25VNA424A*030* | CSPH*4812AL*+UI | Singlezone Ducted, Centrally Ducted | 24000 | 24000 | 2.74 | 17645 | 2.31
CARRIER |  | 205272397 | HRCU-A-CB | 25VNA424A*030* | CSPH*6012AL*+UI | Singlezone Ducted, Centrally Ducted | 24000 | 24000 | 2.74 | 17645 | 2.31
CARRIER |  | 205272398 | HRCU-A-CB | 25VNA424A*030* | CSPH*6012AL*+UI | Singlezone Ducted, Centrally Ducted | 24000 | 23800 | 2.74 | 17498 | 2.31
CARRIER |  | 205272399 | HRCU-A-CB | 25VNA424A*030* | CSPH*6012AL*+UI | Singlezone Ducted, Centrally Ducted | 24000 | 23800 | 2.76 | 17498 | 2.33
CARRIER |  | 205272400 | HRCU-A-CB | 25VNA424A*030* | CSPH*6012AL*+UI | Singlezone Ducted, Centrally Ducted | 24000 | 23800 | 2.78 | 17498 | 2.34
CARRIER |  | 205272401 | HRCU-A-CB | 25VNA424A*030* | CSPH*6012AL*+UI | Singlezone Ducted, Centrally Ducted | 24000 | 23800 | 2.76 | 17498 | 2.33
CARRIER |  | 205272405 | HRCU-A-CB | 25VNA424A*030* | CAP**3617AL*+UI | Singlezone Ducted, Centrally Ducted | 24000 | 24400 | 2.54 | 17940 | 2.15
CARRIER |  | 205272403 | HRCU-A-CB | 25VNA424A*030* | CSPH*6012AL*+UI | Singlezone Ducted, Centrally Ducted | 24000 | 23800 | 2.78 | 17498 | 2.34
CARRIER |  | 205272402 | HRCU-A-CB | 25VNA424A*030* | CSPH*6012AL*+UI | Singlezone Ducted, Centrally Ducted | 24000 | 23800 | 2.76 | 17498 | 2.33
CARRIER |  | 205272404 | HRCU-A-CB | 25VNA424A*030* | CSPH*6012AL*+UI | Singlezone Ducted, Centrally Ducted | 24000 | 23800 | 2.78 | 17498 | 2.34
CARRIER |  | 205272406 | HRCU-A-CB | 25VNA424A*030* | CAP**3617AL*+UI | Singlezone Ducted, Centrally Ducted | 24000 | 24400 | 2.56 | 17940 | 2.15
CARRIER |  | 205272407 | HRCU-A-CB | 25VNA424A*030* | CAP**3617AL*+UI | Singlezone Ducted, Centrally Ducted | 24000 | 24400 | 2.54 | 17940 | 2.15
CARRIER |  | 205272408 | HRCU-A-CB | 25VNA424A*030* | CAP**3617AL*+UI | Singlezone Ducted, Centrally Ducted | 24000 | 24400 | 2.54 | 17940 | 2.15
CARRIER |  | 205272410 | HRCU-A-CB | 25VNA424A*030* | CAP**3621AL*+UI | Singlezone Ducted, Centrally Ducted | 24000 | 24200 | 2.58 | 17792 | 2.17
CARRIER |  | 205272409 | HRCU-A-CB | 25VNA424A*030* | CAP**3621AL*+UI | Singlezone Ducted, Centrally Ducted | 24000 | 24400 | 2.54 | 17940 | 2.15
CARRIER |  | 205272411 | HRCU-A-CB | 25VNA424A*030* | CAP**3621AL*+UI | Singlezone Ducted, Centrally Ducted | 24000 | 24200 | 2.58 | 17792 | 2.17
CARRIER |  | 205272412 | HRCU-A-CB | 25VNA424A*030* | CAP**3621AL*+UI | Singlezone Ducted, Centrally Ducted | 24000 | 24200 | 2.6 | 17792 | 2.19
CARRIER |  | 205272413 | HRCU-A-CB | 25VNA424A*030* | CAP**3621AL*+UI | Singlezone Ducted, Centrally Ducted | 24000 | 24400 | 2.54 | 17940 | 2.15
CARRIER |  | 205272414 | HRCU-A-CB | 25VNA424A*030* | CAP**3621AL*+UI | Singlezone Ducted, Centrally Ducted | 24000 | 24400 | 2.56 | 17940 | 2.15
CARRIER |  | 205272682 | HRCU-A-CB | 25VNA436A*030* | CNPV*6024AL*+UI | Singlezone Ducted, Centrally Ducted | 35000 | 33000 | 2.5 | 27937 | 2.13
CARRIER |  | 205272683 | HRCU-A-CB | 25VNA436A*030* | CNPV*6024AL*+UI | Singlezone Ducted, Centrally Ducted | 35000 | 33000 | 2.5 | 27937 | 2.13
CARRIER |  | 205272745 | HRCU-A-CB | 25VNA436A*030* | CSPH*6012AL*+UI | Singlezone Ducted, Centrally Ducted | 34600 | 32800 | 2.56 | 27768 | 2.18
CARRIER |  | 205272746 | HRCU-A-CB | 25VNA436A*030* | CSPH*6012AL*+UI | Singlezone Ducted, Centrally Ducted | 34600 | 32800 | 2.58 | 27768 | 2.19
CARRIER |  | 205272758 | HRCU-A-CB | 25VNA436A*030* | CSPH*6012AL*+UI | Singlezone Ducted, Centrally Ducted | 34800 | 33000 | 2.54 | 27937 | 2.16
CARRIER |  | 205272749 | HRCU-A-CB | 25VNA436A*030* | CSPH*6012AL*+UI | Singlezone Ducted, Centrally Ducted | 34800 | 33000 | 2.56 | 27937 | 2.18
CARRIER |  | 205272756 | HRCU-A-CB | 25VNA436A*030* | CSPH*6012AL*+UI | Singlezone Ducted, Centrally Ducted | 34800 | 33000 | 2.56 | 27937 | 2.18
CARRIER |  | 205272753 | HRCU-A-CB | 25VNA436A*030* | CSPH*6012AL*+UI | Singlezone Ducted, Centrally Ducted | 34800 | 33000 | 2.56 | 27937 | 2.18
CARRIER |  | 205272759 | HRCU-A-CB | 25VNA436A*030* | CSPH*6012AL*+UI | Singlezone Ducted, Centrally Ducted | 34800 | 33000 | 2.56 | 27937 | 2.18
CARRIER |  | 205272802 | HRCU-A-CB | 25VNA460A*030* | FE4ANB006L+UI | Singlezone Ducted, Centrally Ducted | 59000 | 49500 | 2.66 | 34460 | 2.13
CARRIER |  | 205272824 | HRCU-A-CB | 25VNA460A*030* | CNPV*6124AL*+UI | Singlezone Ducted, Centrally Ducted | 59000 | 50500 | 2.54 | 35156 | 2.03
CARRIER |  | 205272825 | HRCU-A-CB | 25VNA460A*030* | CNPV*6124AL*+UI | Singlezone Ducted, Centrally Ducted | 59000 | 50000 | 2.58 | 34808 | 2.06
CARRIER |  | 205272505 | HRCU-A-CB | 25VNA436A*030* | FE4AN(B,F)005L+UI | Singlezone Ducted, Centrally Ducted | 35000 | 32800 | 2.54 | 27768 | 2.16
CARRIER |  | 205272761 | HRCU-A-CB | 25VNA448A*030* | FE4ANB006L+UI | Singlezone Ducted, Centrally Ducted | 46000 | 42500 | 2.6 | 31130 | 2.32
CARRIER |  | 205272507 | HRCU-A-CB | 25VNA436A*030* | FE4ANB006L+UI | Singlezone Ducted, Centrally Ducted | 34000 | 32400 | 2.62 | 27430 | 2.23
CARRIER |  | 205272290 | HRCU-A-CB | 25VNA424A*030* | CAP**3617AL*+UI | Singlezone Ducted, Centrally Ducted | 24000 | 24600 | 2.54 | 18087 | 2.14
CARRIER |  | 205272291 | HRCU-A-CB | 25VNA424A*030* | CAP**3617AL*+UI | Singlezone Ducted, Centrally Ducted | 24000 | 24400 | 2.54 | 17940 | 2.15
CARRIER |  | 205272294 | HRCU-A-CB | 25VNA424A*030* | CAP**3621AL*+UI | Singlezone Ducted, Centrally Ducted | 24000 | 24400 | 2.54 | 17940 | 2.15
CARRIER |  | 205272295 | HRCU-A-CB | 25VNA424A*030* | CAP**3621AL*+UI | Singlezone Ducted, Centrally Ducted | 24000 | 24400 | 2.56 | 17940 | 2.15
CARRIER |  | 205272296 | HRCU-A-CB | 25VNA424A*030* | CAP**3621AL*+UI | Singlezone Ducted, Centrally Ducted | 24000 | 24400 | 2.56 | 17940 | 2.15
CARRIER |  | 205272301 | HRCU-A-CB | 25VNA424A*030* | CAP**4221AL*+UI | Singlezone Ducted, Centrally Ducted | 24000 | 24400 | 2.58 | 17940 | 2.17
CARRIER |  | 205272302 | HRCU-A-CB | 25VNA424A*030* | CAP**4221AL*+UI | Singlezone Ducted, Centrally Ducted | 24000 | 24400 | 2.6 | 17940 | 2.19
CARRIER |  | 205272303 | HRCU-A-CB | 25VNA424A*030* | CAP**4221AL*+UI | Singlezone Ducted, Centrally Ducted | 24000 | 24200 | 2.6 | 17792 | 2.19
CARRIER |  | 205272313 | HRCU-A-CB | 25VNA424A*030* | CAP**4821AL*+UI | Singlezone Ducted, Centrally Ducted | 24000 | 24200 | 2.7 | 17792 | 2.28
CARRIER |  | 205272308 | HRCU-A-CB | 25VNA424A*030* | CAP**4224AL*+UI | Singlezone Ducted, Centrally Ducted | 24000 | 24200 | 2.6 | 17792 | 2.19
CARRIER |  | 205272330 | HRCU-A-CB | 25VNA424A*030* | CNPV*3617AL*+UI | Singlezone Ducted, Centrally Ducted | 24000 | 24600 | 2.5 | 18087 | 2.11
CARRIER |  | 205272335 | HRCU-A-CB | 25VNA424A*030* | CNPV*3621AL*+UI | Singlezone Ducted, Centrally Ducted | 24000 | 24400 | 2.52 | 17940 | 2.13
CARRIER |  | 205272331 | HRCU-A-CB | 25VNA424A*030* | CNPV*3617AL*+UI | Singlezone Ducted, Centrally Ducted | 24000 | 24400 | 2.52 | 17940 | 2.13
CARRIER |  | 205272334 | HRCU-A-CB | 25VNA424A*030* | CNPV*3621AL*+UI | Singlezone Ducted, Centrally Ducted | 24000 | 24600 | 2.5 | 18087 | 2.11
CARRIER |  | 205272336 | HRCU-A-CB | 25VNA424A*030* | CNPV*3621AL*+UI | Singlezone Ducted, Centrally Ducted | 24000 | 24400 | 2.52 | 17940 | 2.13
CARRIER |  | 205272341 | HRCU-A-CB | 25VNA424A*030* | CNPV*4217AL*+UI | Singlezone Ducted, Centrally Ducted | 24000 | 24400 | 2.62 | 17940 | 2.21
CARRIER |  | 205272342 | HRCU-A-CB | 25VNA424A*030* | CNPV*4217AL*+UI | Singlezone Ducted, Centrally Ducted | 24000 | 24400 | 2.64 | 17940 | 2.23
CARRIER |  | 205272345 | HRCU-A-CB | 25VNA424A*030* | CNPV*4221AL*+UI | Singlezone Ducted, Centrally Ducted | 24000 | 24400 | 2.56 | 17940 | 2.15
CARRIER |  | 205272347 | HRCU-A-CB | 25VNA424A*030* | CNPV*4221AL*+UI | Singlezone Ducted, Centrally Ducted | 24000 | 24400 | 2.6 | 17940 | 2.19
CARRIER |  | 205272346 | HRCU-A-CB | 25VNA424A*030* | CNPV*4221AL*+UI | Singlezone Ducted, Centrally Ducted | 24000 | 24400 | 2.58 | 17940 | 2.17
CARRIER |  | 205272352 | HRCU-A-CB | 25VNA424A*030* | CNPV*4821AL*+UI | Singlezone Ducted, Centrally Ducted | 24000 | 24400 | 2.68 | 17940 | 2.26
CARRIER |  | 205272369 | HRCU-A-CB | 25VNA424A*030* | CSPH*3612AL*+UI | Singlezone Ducted, Centrally Ducted | 24000 | 24400 | 2.62 | 17940 | 2.21
CARRIER |  | 205272370 | HRCU-A-CB | 25VNA424A*030* | CSPH*3612AL*+UI | Singlezone Ducted, Centrally Ducted | 24000 | 24400 | 2.64 | 17940 | 2.23
CARRIER |  | 205272379 | HRCU-A-CB | 25VNA424A*030* | CSPH*4212AL*+UI | Singlezone Ducted, Centrally Ducted | 24000 | 24200 | 2.68 | 17792 | 2.26
CARRIER |  | 205272371 | HRCU-A-CB | 25VNA424A*030* | CSPH*3612AL*+UI | Singlezone Ducted, Centrally Ducted | 24000 | 24400 | 2.64 | 17940 | 2.23
CARRIER |  | 205272380 | HRCU-A-CB | 25VNA424A*030* | CSPH*4212AL*+UI | Singlezone Ducted, Centrally Ducted | 24000 | 24200 | 2.68 | 17792 | 2.26
CARRIER |  | 205272387 | HRCU-A-CB | 25VNA424A*030* | CSPH*4812AL*+UI | Singlezone Ducted, Centrally Ducted | 24000 | 24400 | 2.68 | 17940 | 2.26
CARRIER |  | 205272372 | HRCU-A-CB | 25VNA424A*030* | CSPH*3612AL*+UI | Singlezone Ducted, Centrally Ducted | 24000 | 24200 | 2.68 | 17792 | 2.26
CARRIER |  | 205272378 | HRCU-A-CB | 25VNA424A*030* | CSPH*4212AL*+UI | Singlezone Ducted, Centrally Ducted | 24000 | 24400 | 2.66 | 17940 | 2.25
CARRIER |  | 205272388 | HRCU-A-CB | 25VNA424A*030* | CSPH*4812AL*+UI | Singlezone Ducted, Centrally Ducted | 24000 | 24200 | 2.7 | 17792 | 2.28
CARRIER |  | 205272389 | HRCU-A-CB | 25VNA424A*030* | CSPH*4812AL*+UI | Singlezone Ducted, Centrally Ducted | 24000 | 24200 | 2.7 | 17792 | 2.28
CARRIER |  | 205272396 | HRCU-A-CB | 25VNA424A*030* | CSPH*6012AL*+UI | Singlezone Ducted, Centrally Ducted | 24000 | 24000 | 2.72 | 17645 | 2.3
CARRIER |  | 205272518 | HRCU-A-CB | 25VNA436A*030* | CAP**3721AL*+UI | Singlezone Ducted, Centrally Ducted | 35400 | 33600 | 2.52 | 28445 | 2.14
CARRIER |  | 205272520 | HRCU-A-CB | 25VNA436A*030* | CAP**3721AL*+UI | Singlezone Ducted, Centrally Ducted | 35400 | 33600 | 2.52 | 28445 | 2.14
CARRIER |  | 205272551 | HRCU-A-CB | 25VNA436A*030* | CAP**4321AL*+UI | Singlezone Ducted, Centrally Ducted | 35200 | 33400 | 2.54 | 28276 | 2.16
CARRIER |  | 205272521 | HRCU-A-CB | 25VNA436A*030* | CAP**3721AL*+UI | Singlezone Ducted, Centrally Ducted | 35400 | 33600 | 2.52 | 28445 | 2.14
CARRIER |  | 205272522 | HRCU-A-CB | 25VNA436A*030* | CAP**3721AL*+UI | Singlezone Ducted, Centrally Ducted | 35400 | 33600 | 2.52 | 28445 | 2.14
CARRIER |  | 205272556 | HRCU-A-CB | 25VNA436A*030* | CAP**4321AL*+UI | Singlezone Ducted, Centrally Ducted | 35200 | 33400 | 2.54 | 28276 | 2.16
CARRIER |  | 205272560 | HRCU-A-CB | 25VNA436A*030* | CAP**4321AL*+UI | Singlezone Ducted, Centrally Ducted | 35200 | 33400 | 2.54 | 28276 | 2.16
CARRIER |  | 205272578 | HRCU-A-CB | 25VNA436A*030* | CAP**4824AL*+UI | Singlezone Ducted, Centrally Ducted | 35200 | 33200 | 2.52 | 28107 | 2.14
CARRIER |  | 205272559 | HRCU-A-CB | 25VNA436A*030* | CAP**4321AL*+UI | Singlezone Ducted, Centrally Ducted | 35400 | 33600 | 2.52 | 28445 | 2.14
CARRIER |  | 205272558 | HRCU-A-CB | 25VNA436A*030* | CAP**4321AL*+UI | Singlezone Ducted, Centrally Ducted | 35200 | 33400 | 2.54 | 28276 | 2.16
CARRIER |  | 205272579 | HRCU-A-CB | 25VNA436A*030* | CAP**4824AL*+UI | Singlezone Ducted, Centrally Ducted | 35200 | 33000 | 2.54 | 27937 | 2.16
CARRIER |  | 205272586 | HRCU-A-CB | 25VNA436A*030* | CAP**4824AL*+UI | Singlezone Ducted, Centrally Ducted | 35200 | 33200 | 2.52 | 28107 | 2.14
CARRIER |  | 205272589 | HRCU-A-CB | 25VNA436A*030* | CAP**6024AL*+UI | Singlezone Ducted, Centrally Ducted | 34400 | 32800 | 2.52 | 27768 | 2.14
CARRIER |  | 205272590 | HRCU-A-CB | 25VNA436A*030* | CAP**6024AL*+UI | Singlezone Ducted, Centrally Ducted | 34400 | 32600 | 2.54 | 27599 | 2.16
CARRIER |  | 205272593 | HRCU-A-CB | 25VNA436A*030* | CAP**6024AL*+UI | Singlezone Ducted, Centrally Ducted | 34600 | 32800 | 2.52 | 27768 | 2.14
CARRIER |  | 205272592 | HRCU-A-CB | 25VNA436A*030* | CAP**6024AL*+UI | Singlezone Ducted, Centrally Ducted | 34600 | 33000 | 2.5 | 27937 | 2.13
CARRIER |  | 205272591 | HRCU-A-CB | 25VNA436A*030* | CAP**6024AL*+UI | Singlezone Ducted, Centrally Ducted | 34400 | 32800 | 2.52 | 27768 | 2.14
CARRIER |  | 205272594 | HRCU-A-CB | 25VNA436A*030* | CAP**6024AL*+UI | Singlezone Ducted, Centrally Ducted | 34600 | 33000 | 2.5 | 27937 | 2.13
CARRIER |  | 205272596 | HRCU-A-CB | 25VNA436A*030* | CAP**6024AL*+UI | Singlezone Ducted, Centrally Ducted | 34600 | 32800 | 2.52 | 27768 | 2.14
CARRIER |  | 205272595 | HRCU-A-CB | 25VNA436A*030* | CAP**6024AL*+UI | Singlezone Ducted, Centrally Ducted | 34600 | 33000 | 2.5 | 27937 | 2.13
CARRIER |  | 205272602 | HRCU-A-CB | 25VNA436A*030* | CAP**6121AL*+UI | Singlezone Ducted, Centrally Ducted | 34800 | 33000 | 2.54 | 27937 | 2.16
CARRIER |  | 205272597 | HRCU-A-CB | 25VNA436A*030* | CAP**6024AL*+UI | Singlezone Ducted, Centrally Ducted | 34400 | 32800 | 2.52 | 27768 | 2.14
CARRIER |  | 205272601 | HRCU-A-CB | 25VNA436A*030* | CAP**6121AL*+UI | Singlezone Ducted, Centrally Ducted | 35200 | 33200 | 2.5 | 28107 | 2.12
CARRIER |  | 205272608 | HRCU-A-CB | 25VNA436A*030* | CAP**6121AL*+UI | Singlezone Ducted, Centrally Ducted | 35000 | 33000 | 2.54 | 27937 | 2.16
CARRIER |  | 205272607 | HRCU-A-CB | 25VNA436A*030* | CAP**6121AL*+UI | Singlezone Ducted, Centrally Ducted | 35000 | 33200 | 2.52 | 28107 | 2.14
CARRIER |  | 205272609 | HRCU-A-CB | 25VNA436A*030* | CAP**6121AL*+UI | Singlezone Ducted, Centrally Ducted | 35000 | 33200 | 2.52 | 28107 | 2.14
CARRIER |  | 205272610 | HRCU-A-CB | 25VNA436A*030* | CAP**6121AL*+UI | Singlezone Ducted, Centrally Ducted | 35000 | 33000 | 2.54 | 27937 | 2.16
CARRIER |  | 205272611 | HRCU-A-CB | 25VNA436A*030* | CAP**6121AL*+UI | Singlezone Ducted, Centrally Ducted | 35000 | 33200 | 2.52 | 28107 | 2.14
CARRIER |  | 205272612 | HRCU-A-CB | 25VNA436A*030* | CAP**6121AL*+UI | Singlezone Ducted, Centrally Ducted | 35000 | 33000 | 2.54 | 27937 | 2.16
CARRIER |  | 205272614 | HRCU-A-CB | 25VNA436A*030* | CAP**6124AL*+UI | Singlezone Ducted, Centrally Ducted | 35000 | 33200 | 2.52 | 28107 | 2.14
CARRIER |  | 205272615 | HRCU-A-CB | 25VNA436A*030* | CAP**6124AL*+UI | Singlezone Ducted, Centrally Ducted | 34800 | 33000 | 2.56 | 27937 | 2.18
CARRIER |  | 205272616 | HRCU-A-CB | 25VNA436A*030* | CAP**6124AL*+UI | Singlezone Ducted, Centrally Ducted | 34600 | 32800 | 2.56 | 27768 | 2.18
CARRIER |  | 205272619 | HRCU-A-CB | 25VNA436A*030* | CAP**6124AL*+UI | Singlezone Ducted, Centrally Ducted | 34800 | 33000 | 2.54 | 27937 | 2.16
CARRIER |  | 205272620 | HRCU-A-CB | 25VNA436A*030* | CAP**6124AL*+UI | Singlezone Ducted, Centrally Ducted | 35000 | 33000 | 2.54 | 27937 | 2.16
CARRIER |  | 205272617 | HRCU-A-CB | 25VNA436A*030* | CAP**6124AL*+UI | Singlezone Ducted, Centrally Ducted | 34800 | 33000 | 2.56 | 27937 | 2.18
CARRIER |  | 205272618 | HRCU-A-CB | 25VNA436A*030* | CAP**6124AL*+UI | Singlezone Ducted, Centrally Ducted | 35000 | 33200 | 2.52 | 28107 | 2.14
CARRIER |  | 205272621 | HRCU-A-CB | 25VNA436A*030* | CAP**6124AL*+UI | Singlezone Ducted, Centrally Ducted | 35000 | 33200 | 2.52 | 28107 | 2.14
CARRIER |  | 205272622 | HRCU-A-CB | 25VNA436A*030* | CAP**6124AL*+UI | Singlezone Ducted, Centrally Ducted | 34800 | 33000 | 2.54 | 27937 | 2.16
CARRIER |  | 205272623 | HRCU-A-CB | 25VNA436A*030* | CAP**6124AL*+UI | Singlezone Ducted, Centrally Ducted | 34800 | 33000 | 2.54 | 27937 | 2.16
CARRIER |  | 205272665 | HRCU-A-CB | 25VNA436A*030* | CNPV*4824AL*+UI | Singlezone Ducted, Centrally Ducted | 35200 | 33200 | 2.5 | 28107 | 2.12
CARRIER |  | 205272675 | HRCU-A-CB | 25VNA436A*030* | CNPV*6024AL*+UI | Singlezone Ducted, Centrally Ducted | 35000 | 33000 | 2.5 | 27937 | 2.13
CARRIER |  | 205272676 | HRCU-A-CB | 25VNA436A*030* | CNPV*6024AL*+UI | Singlezone Ducted, Centrally Ducted | 34800 | 32800 | 2.52 | 27768 | 2.14
CARRIER |  | 205272677 | HRCU-A-CB | 25VNA436A*030* | CNPV*6024AL*+UI | Singlezone Ducted, Centrally Ducted | 35000 | 33000 | 2.5 | 27937 | 2.13
CARRIER |  | 205272679 | HRCU-A-CB | 25VNA436A*030* | CNPV*6024AL*+UI | Singlezone Ducted, Centrally Ducted | 35000 | 33000 | 2.5 | 27937 | 2.13
CARRIER |  | 205272708 | HRCU-A-CB | 25VNA436A*030* | CSPH*4212AL*+UI | Singlezone Ducted, Centrally Ducted | 35200 | 33400 | 2.5 | 28276 | 2.12
CARRIER |  | 205272726 | HRCU-A-CB | 25VNA436A*030* | CSPH*4812AL*+UI | Singlezone Ducted, Centrally Ducted | 35200 | 33400 | 2.5 | 28276 | 2.12
CARRIER |  | 205272727 | HRCU-A-CB | 25VNA436A*030* | CSPH*4812AL*+UI | Singlezone Ducted, Centrally Ducted | 35200 | 33200 | 2.52 | 28107 | 2.14
CARRIER |  | 205272730 | HRCU-A-CB | 25VNA436A*030* | CSPH*4812AL*+UI | Singlezone Ducted, Centrally Ducted | 35200 | 33400 | 2.5 | 28276 | 2.12
CARRIER |  | 205272734 | HRCU-A-CB | 25VNA436A*030* | CSPH*4812AL*+UI | Singlezone Ducted, Centrally Ducted | 35400 | 33400 | 2.5 | 28276 | 2.12
CARRIER |  | 205272737 | HRCU-A-CB | 25VNA436A*030* | CSPH*4812AL*+UI | Singlezone Ducted, Centrally Ducted | 35400 | 33400 | 2.5 | 28276 | 2.12
CARRIER |  | 205272739 | HRCU-A-CB | 25VNA436A*030* | CSPH*4812AL*+UI | Singlezone Ducted, Centrally Ducted | 35400 | 33400 | 2.5 | 28276 | 2.12
CARRIER |  | 205272740 | HRCU-A-CB | 25VNA436A*030* | CSPH*4812AL*+UI | Singlezone Ducted, Centrally Ducted | 35400 | 33400 | 2.5 | 28276 | 2.12
CARRIER |  | 205272743 | HRCU-A-CB | 25VNA436A*030* | CSPH*6012AL*+UI | Singlezone Ducted, Centrally Ducted | 35200 | 33400 | 2.5 | 28276 | 2.12
CARRIER |  | 205272744 | HRCU-A-CB | 25VNA436A*030* | CSPH*6012AL*+UI | Singlezone Ducted, Centrally Ducted | 35000 | 33200 | 2.52 | 28107 | 2.14
CARRIER |  | 205272755 | HRCU-A-CB | 25VNA436A*030* | CSPH*6012AL*+UI | Singlezone Ducted, Centrally Ducted | 34800 | 33000 | 2.54 | 27937 | 2.16
CARRIER |  | 205272752 | HRCU-A-CB | 25VNA436A*030* | CSPH*6012AL*+UI | Singlezone Ducted, Centrally Ducted | 34800 | 33000 | 2.54 | 27937 | 2.16
CARRIER |  | 205272754 | HRCU-A-CB | 25VNA436A*030* | CSPH*6012AL*+UI | Singlezone Ducted, Centrally Ducted | 34800 | 33000 | 2.54 | 27937 | 2.16
CARRIER |  | 205272770 | HRCU-A-CB | 25VNA448A*030* | CAP**6024AL*+UI | Singlezone Ducted, Centrally Ducted | 48000 | 42500 | 2.52 | 31130 | 2.25
CARRIER |  | 205272773 | HRCU-A-CB | 25VNA448A*030* | CAP**6121AL*+UI | Singlezone Ducted, Centrally Ducted | 48000 | 43000 | 2.52 | 31496 | 2.25
CARRIER |  | 205272772 | HRCU-A-CB | 25VNA448A*030* | CAP**6024AL*+UI | Singlezone Ducted, Centrally Ducted | 48000 | 43000 | 2.5 | 31496 | 2.23
CARRIER |  | 205272771 | HRCU-A-CB | 25VNA448A*030* | CAP**6024AL*+UI | Singlezone Ducted, Centrally Ducted | 48000 | 42500 | 2.52 | 31130 | 2.25
CARRIER |  | 205272774 | HRCU-A-CB | 25VNA448A*030* | CAP**6121AL*+UI | Singlezone Ducted, Centrally Ducted | 48000 | 43000 | 2.52 | 31496 | 2.25
CARRIER |  | 205272779 | HRCU-A-CB | 25VNA448A*030* | CAP**6124AL*+UI | Singlezone Ducted, Centrally Ducted | 48000 | 43000 | 2.52 | 31496 | 2.25
CARRIER |  | 205272776 | HRCU-A-CB | 25VNA448A*030* | CAP**6121AL*+UI | Singlezone Ducted, Centrally Ducted | 48000 | 43000 | 2.52 | 31496 | 2.25
CARRIER |  | 205272775 | HRCU-A-CB | 25VNA448A*030* | CAP**6121AL*+UI | Singlezone Ducted, Centrally Ducted | 48000 | 43000 | 2.52 | 31496 | 2.25
CARRIER |  | 205272777 | HRCU-A-CB | 25VNA448A*030* | CAP**6124AL*+UI | Singlezone Ducted, Centrally Ducted | 48000 | 42500 | 2.56 | 31130 | 2.29
CARRIER |  | 205272778 | HRCU-A-CB | 25VNA448A*030* | CAP**6124AL*+UI | Singlezone Ducted, Centrally Ducted | 48000 | 43000 | 2.54 | 31496 | 2.27
CARRIER |  | 205272792 | HRCU-A-CB | 25VNA448A*030* | CSPH*6012AL*+UI | Singlezone Ducted, Centrally Ducted | 48000 | 42500 | 2.52 | 31130 | 2.25
CARRIER |  | 205272794 | HRCU-A-CB | 25VNA448A*030* | CSPH*6012AL*+UI | Singlezone Ducted, Centrally Ducted | 48000 | 43000 | 2.52 | 31496 | 2.25
CARRIER |  | 205272793 | HRCU-A-CB | 25VNA448A*030* | CSPH*6012AL*+UI | Singlezone Ducted, Centrally Ducted | 48000 | 42500 | 2.54 | 31130 | 2.27
CARRIER |  | 205272796 | HRCU-A-CB | 25VNA448A*030* | CSPH*6012AL*+UI | Singlezone Ducted, Centrally Ducted | 48000 | 43000 | 2.52 | 31496 | 2.25
CARRIER |  | 205272797 | HRCU-A-CB | 25VNA448A*030* | CSPH*6012AL*+UI | Singlezone Ducted, Centrally Ducted | 48000 | 43000 | 2.5 | 31496 | 2.23
CARRIER |  | 205272799 | HRCU-A-CB | 25VNA448A*030* | CSPH*6012AL*+UI | Singlezone Ducted, Centrally Ducted | 48000 | 43000 | 2.52 | 31496 | 2.25
CARRIER |  | 205272801 | HRCU-A-CB | 25VNA448A*030* | CSPH*6012AL*+UI | Singlezone Ducted, Centrally Ducted | 48000 | 43000 | 2.52 | 31496 | 2.25
CARRIER |  | 205272817 | HRCU-A-CB | 25VNA460A*030* | CAP**6124AL*+UI | Singlezone Ducted, Centrally Ducted | 59000 | 50500 | 2.52 | 35156 | 2.01
CARRIER |  | 205272820 | HRCU-A-CB | 25VNA460A*030* | CAP**6124AL*+UI | Singlezone Ducted, Centrally Ducted | 59000 | 50500 | 2.52 | 35156 | 2.01
CARRIER |  | 205272814 | HRCU-A-CB | 25VNA460A*030* | CAP**6121AL*+UI | Singlezone Ducted, Centrally Ducted | 59000 | 50500 | 2.5 | 35156 | 2
CARRIER |  | 205272821 | HRCU-A-CB | 25VNA460A*030* | CAP**6124AL*+UI | Singlezone Ducted, Centrally Ducted | 59000 | 50500 | 2.52 | 35156 | 2.01
CARRIER |  | 205272826 | HRCU-A-CB | 25VNA460A*030* | CNPV*6124AL*+UI | Singlezone Ducted, Centrally Ducted | 59000 | 50500 | 2.54 | 35156 | 2.03
CARRIER |  | 205272828 | HRCU-A-CB | 25VNA460A*030* | CNPV*6124AL*+UI | Singlezone Ducted, Centrally Ducted | 59000 | 50000 | 2.54 | 34808 | 2.03
CARRIER |  | 205272827 | HRCU-A-CB | 25VNA460A*030* | CNPV*6124AL*+UI | Singlezone Ducted, Centrally Ducted | 59000 | 50500 | 2.52 | 35156 | 2.01
CARRIER |  | 205272831 | HRCU-A-CB | 25VNA460A*030* | CNPV*6124AL*+UI | Singlezone Ducted, Centrally Ducted | 59000 | 50000 | 2.54 | 34808 | 2.03
CARRIER |  | 205272829 | HRCU-A-CB | 25VNA460A*030* | CNPV*6124AL*+UI | Singlezone Ducted, Centrally Ducted | 59000 | 50500 | 2.52 | 35156 | 2.01
CARRIER |  | 205272832 | HRCU-A-CB | 25VNA460A*030* | CNPV*6124AL*+UI | Singlezone Ducted, Centrally Ducted | 59000 | 50000 | 2.54 | 34808 | 2.03
CARRIER |  | 205272830 | HRCU-A-CB | 25VNA460A*030* | CNPV*6124AL*+UI | Singlezone Ducted, Centrally Ducted | 59000 | 50500 | 2.52 | 35156 | 2.01
CARRIER |  | 205272512 | HRCU-A-CB | 25VNA436A*030* | CAP**3721AL*+UI | Singlezone Ducted, Centrally Ducted | 35600 | 33800 | 2.5 | 28615 | 2.12
CARRIER |  | 205272517 | HRCU-A-CB | 25VNA436A*030* | CAP**3721AL*+UI | Singlezone Ducted, Centrally Ducted | 35400 | 33600 | 2.5 | 28445 | 2.13
CARRIER |  | 205272513 | HRCU-A-CB | 25VNA436A*030* | CAP**3721AL*+UI | Singlezone Ducted, Centrally Ducted | 35400 | 33400 | 2.54 | 28276 | 2.16
CARRIER |  | 205272519 | HRCU-A-CB | 25VNA436A*030* | CAP**3721AL*+UI | Singlezone Ducted, Centrally Ducted | 35400 | 33600 | 2.5 | 28445 | 2.13
CARRIER |  | 205272550 | HRCU-A-CB | 25VNA436A*030* | CAP**4321AL*+UI | Singlezone Ducted, Centrally Ducted | 35400 | 33600 | 2.5 | 28445 | 2.13
CARRIER |  | 205272555 | HRCU-A-CB | 25VNA436A*030* | CAP**4321AL*+UI | Singlezone Ducted, Centrally Ducted | 35400 | 33600 | 2.52 | 28445 | 2.14
CARRIER |  | 205272557 | HRCU-A-CB | 25VNA436A*030* | CAP**4321AL*+UI | Singlezone Ducted, Centrally Ducted | 35400 | 33600 | 2.52 | 28445 | 2.14
CARRIER |  | 205272565 | HRCU-A-CB | 25VNA436A*030* | CAP**4821AL*+UI | Singlezone Ducted, Centrally Ducted | 35200 | 33200 | 2.5 | 28107 | 2.12
CARRIER |  | 205272571 | HRCU-A-CB | 25VNA436A*030* | CAP**4821AL*+UI | Singlezone Ducted, Centrally Ducted | 35200 | 33400 | 2.5 | 28276 | 2.12
CARRIER |  | 205272573 | HRCU-A-CB | 25VNA436A*030* | CAP**4821AL*+UI | Singlezone Ducted, Centrally Ducted | 35200 | 33400 | 2.5 | 28276 | 2.12
CARRIER |  | 205272574 | HRCU-A-CB | 25VNA436A*030* | CAP**4821AL*+UI | Singlezone Ducted, Centrally Ducted | 35200 | 33400 | 2.5 | 28276 | 2.12
CARRIER |  | 205272575 | HRCU-A-CB | 25VNA436A*030* | CAP**4821AL*+UI | Singlezone Ducted, Centrally Ducted | 35200 | 33400 | 2.5 | 28276 | 2.12
CARRIER |  | 205272580 | HRCU-A-CB | 25VNA436A*030* | CAP**4824AL*+UI | Singlezone Ducted, Centrally Ducted | 35200 | 33200 | 2.52 | 28107 | 2.14
CARRIER |  | 205272585 | HRCU-A-CB | 25VNA436A*030* | CAP**4824AL*+UI | Singlezone Ducted, Centrally Ducted | 35200 | 33200 | 2.52 | 28107 | 2.14
CARRIER |  | 205272582 | HRCU-A-CB | 25VNA436A*030* | CAP**4824AL*+UI | Singlezone Ducted, Centrally Ducted | 35200 | 33200 | 2.52 | 28107 | 2.14
CARRIER |  | 205272588 | HRCU-A-CB | 25VNA436A*030* | CAP**6024AL*+UI | Singlezone Ducted, Centrally Ducted | 34800 | 33000 | 2.5 | 27937 | 2.13
CARRIER | Infinity | 202463634 | HRCU-A-CB-O | 38MPRAQ18AA3 | 40MPHAQ18XA3 | Singlezone Non-ducted Wall Placement | 18000 | 12300 | 3.19 | 18000 | 2
CARRIER | Infinity | 202463635 | HRCU-A-CB-O | 38MPRAQ24AA3 | 40MPHAQ24XA3 | Singlezone Non-ducted Wall Placement | 24000 | 15450 | 3 | 24000 | 2
CARRIER | Infinity | 201753408 | HRCU-A-CB-O | 38MPRAQ09AA3 | 40MPHAQ09XA3 | Singlezone Non-ducted Wall Placement | 10000 | 7200 | 2.78 | 13000 | 2.01
CARRIER | Infinity | 201753411 | HRCU-A-CB-O | 38MPRAQ12AA3 | 40MPHAQ12XA3 | Singlezone Non-ducted Wall Placement | 12000 | 6800 | 2.66 | 13887 | 2
CARRIER | Infinity® 20 Heat Pump with Greenspeed® Intelligence | 9892746 | HRCU-A-CB | 25VNA036A*030* | CSPH*4812AL*+UI & 59*N*A100V21**22 | Singlezone Ducted, Centrally Ducted | 33800 | 30000 | 2.54 | 25934 | 2.39
CARRIER | Infinity® 20 Heat Pump with Greenspeed® Intelligence | 9892745 | HRCU-A-CB | 25VNA036A*030* | CSPH*4812AL*+UI & 59*N*A080V21**20 | Singlezone Ducted, Centrally Ducted | 33800 | 30000 | 2.54 | 25934 | 2.35
CARRIER | Infinity® 20 Heat Pump with Greenspeed® Intelligence | 9892743 | HRCU-A-CB | 25VNA036A*030* | CSPH*4212AL*+UI & 59*N*A100V21**22 | Singlezone Ducted, Centrally Ducted | 33800 | 30000 | 2.54 | 25934 | 2.39
CARRIER | Infinity® 20 Heat Pump with Greenspeed® Intelligence | 9892742 | HRCU-A-CB | 25VNA036A*030* | CSPH*4212AL*+UI & 59*N*A080V21**20 | Singlezone Ducted, Centrally Ducted | 34000 | 30200 | 2.54 | 26191 | 2.33
CARRIER | Infinity® 20 Heat Pump with Greenspeed® Intelligence | 9892734 | HRCU-A-CB | 25VNA036A*030* | CNPV*4824AL*+UI & 59*N*A100V21**22 | Singlezone Ducted, Centrally Ducted | 33800 | 30000 | 2.54 | 25934 | 2.37
CARRIER | Infinity® 20 Heat Pump with Greenspeed® Intelligence | 9892733 | HRCU-A-CB | 25VNA036A*030* | CNPV*4824AL*+UI & 59*N*A080V21**20 | Singlezone Ducted, Centrally Ducted | 33800 | 30000 | 2.51 | 25934 | 2.32
CARRIER | Infinity® 20 Heat Pump with Greenspeed® Intelligence | 9892731 | HRCU-A-CB | 25VNA036A*030* | CNPV*4821AL*+UI & 59*N*A100V21**22 | Singlezone Ducted, Centrally Ducted | 33800 | 30000 | 2.54 | 25934 | 2.37
CARRIER | Infinity® 20 Heat Pump with Greenspeed® Intelligence | 9892730 | HRCU-A-CB | 25VNA036A*030* | CNPV*4821AL*+UI & 59*N*A080V21**20 | Singlezone Ducted, Centrally Ducted | 33800 | 30000 | 2.51 | 25934 | 2.32
CARRIER | Infinity® 20 Heat Pump with Greenspeed® Intelligence | 9892718 | HRCU-A-CB | 25VNA036A*030* | CAP**4824AL*+UI & 59*N*A080V21**20 | Singlezone Ducted, Centrally Ducted | 33600 | 29800 | 2.54 | 25934 | 2.32
CARRIER | Infinity® 20 Heat Pump with Greenspeed® Intelligence | 9892719 | HRCU-A-CB | 25VNA036A*030* | CAP**4824AL*+UI & 59*N*A100V21**22 | Singlezone Ducted, Centrally Ducted | 33600 | 29800 | 2.54 | 25934 | 2.39
CARRIER | Infinity® 20 Heat Pump with Greenspeed® Intelligence | 9892716 | HRCU-A-CB | 25VNA036A*030* | CAP**4821AL*+UI & 59*N*A100V21**22 | Singlezone Ducted, Centrally Ducted | 33600 | 29800 | 2.54 | 25934 | 2.37
CARRIER | Infinity® 20 Heat Pump with Greenspeed® Intelligence | 9892715 | HRCU-A-CB | 25VNA036A*030* | CAP**4821AL*+UI & 59*N*A080V21**20 | Singlezone Ducted, Centrally Ducted | 33600 | 30000 | 2.51 | 25934 | 2.35
CARRIER | Infinity® 20 Heat Pump with Greenspeed® Intelligence | 9892698 | HRCU-A-CB | 25VNA036A*030* | CSPH*4212AL*+UI & 59*N*A120V24**22 | Singlezone Ducted, Centrally Ducted | 34600 | 30200 | 2.51 | 26705 | 2.3
CARRIER |  | 9892665 | HRCU-A-CB | 25VNA036A*030* | FE4AN(B,F)005L+UI | Singlezone Ducted, Centrally Ducted | 33400 | 31600 | 2.62 | 23600 | 2.06
CARRIER |  | 9892607 | HRCU-A-CB | 25VNA036A*030* | FE4ANB006L+UI | Singlezone Ducted, Centrally Ducted | 33400 | 31600 | 2.81 | 23600 | 2.2
CARRIER | Infinity® 20 Heat Pump with Greenspeed® Intelligence | 9892606 | HRCU-A-CB | 25VNA024A*030* | CSPH*6012AL*+UI & 59*N*A100V21**22 | Singlezone Ducted, Centrally Ducted | 23200 | 25000 | 2.82 | 20924 | 2.43
CARRIER | Infinity® 20 Heat Pump with Greenspeed® Intelligence | 9892605 | HRCU-A-CB | 25VNA024A*030* | CSPH*6012AL*+UI & 59*N*A080V21**20 | Singlezone Ducted, Centrally Ducted | 23200 | 25000 | 2.82 | 20924 | 2.43
CARRIER | Infinity® 20 Heat Pump with Greenspeed® Intelligence | 9892604 | HRCU-A-CB | 25VNA024A*030* | CSPH*6012AL*+UI & 59MN7A060V21**20 | Singlezone Ducted, Centrally Ducted | 23200 | 25000 | 2.73 | 20924 | 2.43
CARRIER | Infinity® 20 Heat Pump with Greenspeed® Intelligence | 9892602 | HRCU-A-CB | 25VNA024A*030* | CSPH*4812AL*+UI & 59*N*A080V21**20 | Singlezone Ducted, Centrally Ducted | 23000 | 25000 | 2.71 | 20711 | 2.41
CARRIER | Infinity® 20 Heat Pump with Greenspeed® Intelligence | 9892603 | HRCU-A-CB | 25VNA024A*030* | CSPH*4812AL*+UI & 59*N*A100V21**22 | Singlezone Ducted, Centrally Ducted | 23000 | 24800 | 2.71 | 20711 | 2.41
CARRIER | Infinity® 20 Heat Pump with Greenspeed® Intelligence | 9892601 | HRCU-A-CB | 25VNA024A*030* | CSPH*4812AL*+UI & 59MN7A060V21**20 | Singlezone Ducted, Centrally Ducted | 23200 | 25000 | 2.7 | 20924 | 2.41
CARRIER | Infinity® 20 Heat Pump with Greenspeed® Intelligence | 9892600 | HRCU-A-CB | 25VNA024A*030* | CSPH*4212AL*+UI & 59*N*A100V21**22 | Singlezone Ducted, Centrally Ducted | 23000 | 25000 | 2.68 | 20711 | 2.39
CARRIER | Infinity® 20 Heat Pump with Greenspeed® Intelligence | 9892599 | HRCU-A-CB | 25VNA024A*030* | CSPH*4212AL*+UI & 59*N*A080V21**20 | Singlezone Ducted, Centrally Ducted | 23200 | 25000 | 2.7 | 20924 | 2.41
CARRIER | Infinity® 20 Heat Pump with Greenspeed® Intelligence | 9892598 | HRCU-A-CB | 25VNA024A*030* | CSPH*4212AL*+UI & 59MN7A060V21**20 | Singlezone Ducted, Centrally Ducted | 23200 | 25000 | 2.67 | 20924 | 2.39
CARRIER | Infinity® 20 Heat Pump with Greenspeed® Intelligence | 9892597 | HRCU-A-CB | 25VNA024A*030* | CSPH*3612AL*+UI & 59*N*A100V21**22 | Singlezone Ducted, Centrally Ducted | 23200 | 25000 | 2.62 | 20924 | 2.33
CARRIER | Infinity® 20 Heat Pump with Greenspeed® Intelligence | 9892595 | HRCU-A-CB | 25VNA024A*030* | CSPH*3612AL*+UI & 59MN7A060V21**20 | Singlezone Ducted, Centrally Ducted | 23200 | 25200 | 2.62 | 20924 | 2.33
CARRIER | Infinity® 20 Heat Pump with Greenspeed® Intelligence | 9892596 | HRCU-A-CB | 25VNA024A*030* | CSPH*3612AL*+UI & 59*N*A080V21**20 | Singlezone Ducted, Centrally Ducted | 23200 | 25000 | 2.62 | 20924 | 2.33
CARRIER | Infinity® 20 Heat Pump with Greenspeed® Intelligence | 9892594 | HRCU-A-CB | 25VNA024A*030* | CNPV*6024AL*+UI & 59*N*A100V21**22 | Singlezone Ducted, Centrally Ducted | 23200 | 25000 | 2.7 | 20924 | 2.41
CARRIER | Infinity® 20 Heat Pump with Greenspeed® Intelligence | 9892593 | HRCU-A-CB | 25VNA024A*030* | CNPV*6024AL*+UI & 59*N*A080V21**20 | Singlezone Ducted, Centrally Ducted | 23200 | 25000 | 2.7 | 20924 | 2.41
CARRIER | Infinity® 20 Heat Pump with Greenspeed® Intelligence | 9892592 | HRCU-A-CB | 25VNA024A*030* | CNPV*6024AL*+UI & 59MN7A060V21**20 | Singlezone Ducted, Centrally Ducted | 23400 | 25000 | 2.67 | 21138 | 2.38
CARRIER | Infinity® 20 Heat Pump with Greenspeed® Intelligence | 9892591 | HRCU-A-CB | 25VNA024A*030* | CNPV*4824AL*+UI & 59*N*A100V21**22 | Singlezone Ducted, Centrally Ducted | 23000 | 25000 | 2.71 | 20711 | 2.41
CARRIER | Infinity® 20 Heat Pump with Greenspeed® Intelligence | 9892590 | HRCU-A-CB | 25VNA024A*030* | CNPV*4824AL*+UI & 59*N*A080V21**20 | Singlezone Ducted, Centrally Ducted | 23000 | 25000 | 2.68 | 20711 | 2.39
CARRIER | Infinity® 20 Heat Pump with Greenspeed® Intelligence | 9892589 | HRCU-A-CB | 25VNA024A*030* | CNPV*4824AL*+UI & 59MN7A060V21**20 | Singlezone Ducted, Centrally Ducted | 23200 | 25000 | 2.67 | 20924 | 2.39
CARRIER | Infinity® 20 Heat Pump with Greenspeed® Intelligence | 9892588 | HRCU-A-CB | 25VNA024A*030* | CNPV*4221AL*+UI & 59*N*A100V21**22 | Singlezone Ducted, Centrally Ducted | 23200 | 25000 | 2.57 | 20924 | 2.29
CARRIER | Infinity® 20 Heat Pump with Greenspeed® Intelligence | 9892587 | HRCU-A-CB | 25VNA024A*030* | CNPV*4221AL*+UI & 59*N*A080V21**20 | Singlezone Ducted, Centrally Ducted | 23200 | 25200 | 2.56 | 20924 | 2.29
CARRIER | Infinity® 20 Heat Pump with Greenspeed® Intelligence | 9892586 | HRCU-A-CB | 25VNA024A*030* | CNPV*4221AL*+UI & 59MN7A060V21**20 | Singlezone Ducted, Centrally Ducted | 23400 | 25200 | 2.54 | 21138 | 2.26
CARRIER | Infinity® 20 Heat Pump with Greenspeed® Intelligence | 9892585 | HRCU-A-CB | 25VNA024A*030* | CNPV*3621AL*+UI & 59*N*A100V21**22 | Singlezone Ducted, Centrally Ducted | 23400 | 25200 | 2.5 | 21138 | 2.22
CARRIER | Infinity® 20 Heat Pump with Greenspeed® Intelligence | 9892584 | HRCU-A-CB | 25VNA024A*030* | CNPV*3621AL*+UI & 59*N*A080V21**20 | Singlezone Ducted, Centrally Ducted | 23400 | 25200 | 2.5 | 21138 | 2.22
CARRIER | Infinity® 20 Heat Pump with Greenspeed® Intelligence | 9892582 | HRCU-A-CB | 25VNA024A*030* | CAP**6024AL*+UI & 59*N*A100V21**22 | Singlezone Ducted, Centrally Ducted | 23000 | 24800 | 2.71 | 20711 | 2.41
CARRIER | Infinity® 20 Heat Pump with Greenspeed® Intelligence | 9892581 | HRCU-A-CB | 25VNA024A*030* | CAP**6024AL*+UI & 59*N*A080V21**20 | Singlezone Ducted, Centrally Ducted | 23000 | 24800 | 2.71 | 20711 | 2.41
CARRIER | Infinity® 20 Heat Pump with Greenspeed® Intelligence | 9892580 | HRCU-A-CB | 25VNA024A*030* | CAP**6024AL*+UI & 59MN7A060V21**20 | Singlezone Ducted, Centrally Ducted | 23000 | 24800 | 2.68 | 20711 | 2.39
CARRIER | Infinity® 20 Heat Pump with Greenspeed® Intelligence | 9892579 | HRCU-A-CB | 25VNA024A*030* | CAP**6021AL*+UI & 59*N*A100V21**22 | Singlezone Ducted, Centrally Ducted | 23000 | 24800 | 2.71 | 20711 | 2.41
CARRIER | Infinity® 20 Heat Pump with Greenspeed® Intelligence | 9892577 | HRCU-A-CB | 25VNA024A*030* | CAP**6021AL*+UI & 59MN7A060V21**20 | Singlezone Ducted, Centrally Ducted | 23000 | 24800 | 2.68 | 20711 | 2.39
CARRIER | Infinity® 20 Heat Pump with Greenspeed® Intelligence | 9892578 | HRCU-A-CB | 25VNA024A*030* | CAP**6021AL*+UI & 59*N*A080V21**20 | Singlezone Ducted, Centrally Ducted | 23000 | 24800 | 2.71 | 20711 | 2.41
CARRIER | Infinity® 20 Heat Pump with Greenspeed® Intelligence | 9892576 | HRCU-A-CB | 25VNA024A*030* | CAP**4824AL*+UI & 59*N*A100V21**22 | Singlezone Ducted, Centrally Ducted | 22800 | 24800 | 2.74 | 20711 | 2.44
CARRIER | Infinity® 20 Heat Pump with Greenspeed® Intelligence | 9892575 | HRCU-A-CB | 25VNA024A*030* | CAP**4824AL*+UI & 59*N*A080V21**20 | Singlezone Ducted, Centrally Ducted | 22800 | 24800 | 2.71 | 20711 | 2.41
CARRIER | Infinity® 20 Heat Pump with Greenspeed® Intelligence | 9892574 | HRCU-A-CB | 25VNA024A*030* | CAP**4824AL*+UI & 59MN7A060V21**20 | Singlezone Ducted, Centrally Ducted | 22800 | 24800 | 2.71 | 20711 | 2.41
CARRIER | Infinity® 20 Heat Pump with Greenspeed® Intelligence | 9892573 | HRCU-A-CB | 25VNA024A*030* | CAP**4821AL*+UI & 59*N*A100V21**22 | Singlezone Ducted, Centrally Ducted | 22800 | 24800 | 2.71 | 20711 | 2.41
CARRIER | Infinity® 20 Heat Pump with Greenspeed® Intelligence | 9892571 | HRCU-A-CB | 25VNA024A*030* | CAP**4821AL*+UI & 59MN7A060V21**20 | Singlezone Ducted, Centrally Ducted | 22800 | 24800 | 2.71 | 20711 | 2.41
CARRIER | Infinity® 20 Heat Pump with Greenspeed® Intelligence | 9892572 | HRCU-A-CB | 25VNA024A*030* | CAP**4821AL*+UI & 59*N*A080V21**20 | Singlezone Ducted, Centrally Ducted | 22800 | 24800 | 2.71 | 20711 | 2.41
CARRIER | Infinity® 20 Heat Pump with Greenspeed® Intelligence | 9892570 | HRCU-A-CB | 25VNA024A*030* | CAP**4224AL*+UI & 59*N*A100V21**22 | Singlezone Ducted, Centrally Ducted | 23000 | 25000 | 2.57 | 20711 | 2.28
CARRIER | Infinity® 20 Heat Pump with Greenspeed® Intelligence | 9892569 | HRCU-A-CB | 25VNA024A*030* | CAP**4224AL*+UI & 59*N*A080V21**20 | Singlezone Ducted, Centrally Ducted | 23000 | 25000 | 2.57 | 20711 | 2.28
CARRIER | Infinity® 20 Heat Pump with Greenspeed® Intelligence | 9892567 | HRCU-A-CB | 25VNA024A*030* | CAP**4221AL*+UI & 59*N*A100V21**22 | Singlezone Ducted, Centrally Ducted | 23000 | 25000 | 2.57 | 20711 | 2.28
CARRIER | Infinity® 20 Heat Pump with Greenspeed® Intelligence | 9892566 | HRCU-A-CB | 25VNA024A*030* | CAP**4221AL*+UI & 59*N*A080V21**20 | Singlezone Ducted, Centrally Ducted | 23000 | 25000 | 2.57 | 20711 | 2.28
CARRIER | Infinity® 20 Heat Pump with Greenspeed® Intelligence | 9892564 | HRCU-A-CB | 25VNA024A*030* | CAP**3621AL*+UI & 59*N*A100V21**22 | Singlezone Ducted, Centrally Ducted | 23000 | 25000 | 2.52 | 20711 | 2.24
CARRIER | Infinity® 20 Heat Pump with Greenspeed® Intelligence | 9892561 | HRCU-A-CB | 25VNA024A*030* | CSPH*6012AL*+UI & 59*N*A120V24**22 | Singlezone Ducted, Centrally Ducted | 23400 | 25000 | 2.73 | 21138 | 2.44
CARRIER | Infinity® 20 Heat Pump with Greenspeed® Intelligence | 9892560 | HRCU-A-CB | 25VNA024A*030* | CSPH*6012AL*+UI & 59*N*A080V17**14 | Singlezone Ducted, Centrally Ducted | 23400 | 25000 | 2.73 | 21138 | 2.44
CARRIER | Infinity® 20 Heat Pump with Greenspeed® Intelligence | 9892559 | HRCU-A-CB | 25VNA024A*030* | CSPH*6012AL*+UI & 59*N*A060V17**14 | Singlezone Ducted, Centrally Ducted | 23600 | 25000 | 2.7 | 21352 | 2.41
CARRIER | Infinity® 20 Heat Pump with Greenspeed® Intelligence | 9892558 | HRCU-A-CB | 25VNA024A*030* | CSPH*4812AL*+UI & 59*N*A120V24**22 | Singlezone Ducted, Centrally Ducted | 23200 | 25000 | 2.73 | 20924 | 2.43
CARRIER | Infinity® 20 Heat Pump with Greenspeed® Intelligence | 9892557 | HRCU-A-CB | 25VNA024A*030* | CSPH*4812AL*+UI & 59*N*A080V17**14 | Singlezone Ducted, Centrally Ducted | 23400 | 25000 | 2.7 | 21138 | 2.41
CARRIER | Infinity® 20 Heat Pump with Greenspeed® Intelligence | 9892556 | HRCU-A-CB | 25VNA024A*030* | CSPH*4812AL*+UI & 59*N*A060V17**14 | Singlezone Ducted, Centrally Ducted | 23400 | 25000 | 2.7 | 21138 | 2.41
CARRIER | Infinity® 20 Heat Pump with Greenspeed® Intelligence | 9892555 | HRCU-A-CB | 25VNA024A*030* | CSPH*4212AL*+UI & 59*N*A120V24**22 | Singlezone Ducted, Centrally Ducted | 23600 | 25000 | 2.67 | 21352 | 2.38
CARRIER | Infinity® 20 Heat Pump with Greenspeed® Intelligence | 9892554 | HRCU-A-CB | 25VNA024A*030* | CSPH*4212AL*+UI & 59*N*A080V17**14 | Singlezone Ducted, Centrally Ducted | 23800 | 25000 | 2.67 | 21565 | 2.38
CARRIER | Infinity® 20 Heat Pump with Greenspeed® Intelligence | 9892551 | HRCU-A-CB | 25VNA024A*030* | CSPH*3612AL*+UI & 59*N*A080V17**14 | Singlezone Ducted, Centrally Ducted | 23800 | 25200 | 2.65 | 21565 | 2.36
CARRIER | Infinity® 20 Heat Pump with Greenspeed® Intelligence | 9892553 | HRCU-A-CB | 25VNA024A*030* | CSPH*4212AL*+UI & 59*N*A060V17**14 | Singlezone Ducted, Centrally Ducted | 23800 | 25200 | 2.68 | 21565 | 2.38
CARRIER | Infinity® 20 Heat Pump with Greenspeed® Intelligence | 9892552 | HRCU-A-CB | 25VNA024A*030* | CSPH*3612AL*+UI & 59*N*A120V24**22 | Singlezone Ducted, Centrally Ducted | 23800 | 25000 | 2.65 | 21565 | 2.36
CARRIER | Infinity® 20 Heat Pump with Greenspeed® Intelligence | 9892550 | HRCU-A-CB | 25VNA024A*030* | CSPH*3612AL*+UI & 59*N*A060V17**14 | Singlezone Ducted, Centrally Ducted | 24000 | 25200 | 2.62 | 21779 | 2.33
CARRIER | Infinity® 20 Heat Pump with Greenspeed® Intelligence | 9892549 | HRCU-A-CB | 25VNA024A*030* | CNPV*6024AL*+UI & 59*N*A120V24**22 | Singlezone Ducted, Centrally Ducted | 23400 | 25000 | 2.7 | 21138 | 2.41
CARRIER | Infinity® 20 Heat Pump with Greenspeed® Intelligence | 9892548 | HRCU-A-CB | 25VNA024A*030* | CNPV*4824AL*+UI & 59*N*A120V24**22 | Singlezone Ducted, Centrally Ducted | 23200 | 25000 | 2.7 | 20924 | 2.41
CARRIER | Infinity® 20 Heat Pump with Greenspeed® Intelligence | 9892547 | HRCU-A-CB | 25VNA024A*030* | CNPV*4821AL*+UI & 59*N*A080V17**14 | Singlezone Ducted, Centrally Ducted | 23200 | 25000 | 2.67 | 20924 | 2.39
CARRIER | Infinity® 20 Heat Pump with Greenspeed® Intelligence | 9892546 | HRCU-A-CB | 25VNA024A*030* | CNPV*4821AL*+UI & 59*N*A060V17**14 | Singlezone Ducted, Centrally Ducted | 23400 | 25000 | 2.67 | 21138 | 2.38
CARRIER | Infinity® 20 Heat Pump with Greenspeed® Intelligence | 9892545 | HRCU-A-CB | 25VNA024A*030* | CNPV*4221AL*+UI & 59*N*A080V17**14 | Singlezone Ducted, Centrally Ducted | 23400 | 25200 | 2.54 | 21138 | 2.26
CARRIER | Infinity® 20 Heat Pump with Greenspeed® Intelligence | 9892544 | HRCU-A-CB | 25VNA024A*030* | CNPV*4221AL*+UI & 59*N*A060V17**14 | Singlezone Ducted, Centrally Ducted | 23600 | 25200 | 2.54 | 21352 | 2.26
CARRIER | Infinity® 20 Heat Pump with Greenspeed® Intelligence | 9892543 | HRCU-A-CB | 25VNA024A*030* | CNPV*4217AL*+UI & 59*N*A080V17**14 | Singlezone Ducted, Centrally Ducted | 23400 | 25200 | 2.62 | 21138 | 2.33
CARRIER | Infinity® 20 Heat Pump with Greenspeed® Intelligence | 9892542 | HRCU-A-CB | 25VNA024A*030* | CNPV*4217AL*+UI & 59*N*A060V17**14 | Singlezone Ducted, Centrally Ducted | 23400 | 25200 | 2.62 | 21138 | 2.33
CARRIER | Infinity® 20 Heat Pump with Greenspeed® Intelligence | 9892541 | HRCU-A-CB | 25VNA024A*030* | CNPV*3621AL*+UI & 59*N*A080V17**14 | Singlezone Ducted, Centrally Ducted | 24000 | 25200 | 2.5 | 21779 | 2.22
CARRIER | Infinity® 20 Heat Pump with Greenspeed® Intelligence | 9892539 | HRCU-A-CB | 25VNA024A*030* | CNPV*3617AL*+UI & 59*N*A080V17**14 | Singlezone Ducted, Centrally Ducted | 24000 | 25200 | 2.5 | 21779 | 2.22
CARRIER | Infinity® 20 Heat Pump with Greenspeed® Intelligence | 9892537 | HRCU-A-CB | 25VNA024A*030* | CAP**6024AL*+UI & 59*N*A120V24**22 | Singlezone Ducted, Centrally Ducted | 22600 | 24400 | 2.71 | 20497 | 2.41
CARRIER | Infinity® 20 Heat Pump with Greenspeed® Intelligence | 9892536 | HRCU-A-CB | 25VNA024A*030* | CAP**6021AL*+UI & 59*N*A080V17**14 | Singlezone Ducted, Centrally Ducted | 22800 | 24600 | 2.71 | 20711 | 2.41
CARRIER | Infinity® 20 Heat Pump with Greenspeed® Intelligence | 9892534 | HRCU-A-CB | 25VNA024A*030* | CAP**4824AL*+UI & 59*N*A120V24**22 | Singlezone Ducted, Centrally Ducted | 23000 | 24800 | 2.68 | 20711 | 2.39
CARRIER | Infinity® 20 Heat Pump with Greenspeed® Intelligence | 9892535 | HRCU-A-CB | 25VNA024A*030* | CAP**6021AL*+UI & 59*N*A060V17**14 | Singlezone Ducted, Centrally Ducted | 22800 | 24600 | 2.71 | 20711 | 2.41
CARRIER | Infinity® 20 Heat Pump with Greenspeed® Intelligence | 9892533 | HRCU-A-CB | 25VNA024A*030* | CAP**4821AL*+UI & 59*N*A080V17**14 | Singlezone Ducted, Centrally Ducted | 23200 | 24800 | 2.68 | 20924 | 2.39
CARRIER | Infinity® 20 Heat Pump with Greenspeed® Intelligence | 9892532 | HRCU-A-CB | 25VNA024A*030* | CAP**4821AL*+UI & 59*N*A060V17**14 | Singlezone Ducted, Centrally Ducted | 23200 | 25000 | 2.67 | 20924 | 2.39
CARRIER | Infinity® 20 Heat Pump with Greenspeed® Intelligence | 9892529 | HRCU-A-CB | 25VNA024A*030* | CAP**4224AL*+UI & 59*N*A120V24**22 | Singlezone Ducted, Centrally Ducted | 23600 | 25000 | 2.57 | 21352 | 2.28
CARRIER | Infinity® 20 Heat Pump with Greenspeed® Intelligence | 9892527 | HRCU-A-CB | 25VNA024A*030* | CAP**4221AL*+UI & 59*N*A060V17**14 | Singlezone Ducted, Centrally Ducted | 23800 | 25200 | 2.54 | 21565 | 2.27
CARRIER | Infinity® 20 Heat Pump with Greenspeed® Intelligence | 9892528 | HRCU-A-CB | 25VNA024A*030* | CAP**4221AL*+UI & 59*N*A080V17**14 | Singlezone Ducted, Centrally Ducted | 23800 | 25200 | 2.56 | 21565 | 2.28
CARRIER | Infinity® 20 Heat Pump with Greenspeed® Intelligence | 9892526 | HRCU-A-CB | 25VNA024A*030* | CAP**3621AL*+UI & 59*N*A080V17**14 | Singlezone Ducted, Centrally Ducted | 24000 | 25200 | 2.51 | 21779 | 2.24
CARRIER | Infinity® 20 Heat Pump with Greenspeed® Intelligence | 9892525 | HRCU-A-CB | 25VNA024A*030* | CAP**3621AL*+UI & 59*N*A060V17**14 | Singlezone Ducted, Centrally Ducted | 24000 | 25200 | 2.5 | 21779 | 2.22
CARRIER | Infinity® 20 Heat Pump with Greenspeed® Intelligence | 9892524 | HRCU-A-CB | 25VNA024A*030* | CAP**3617AL*+UI & 59*N*A080V17**14 | Singlezone Ducted, Centrally Ducted | 24000 | 25200 | 2.51 | 21779 | 2.24
CARRIER | Infinity® 20 Heat Pump with Greenspeed® Intelligence | 9892523 | HRCU-A-CB | 25VNA024A*030* | CAP**3617AL*+UI & 59*N*A060V17**14 | Singlezone Ducted, Centrally Ducted | 24000 | 25200 | 2.5 | 21779 | 2.22
CARRIER |  | 9892513 | HRCU-A-CB | 25VNA024A*030* | FE4AN(B,F)003L+UI | Singlezone Ducted, Centrally Ducted | 23800 | 25000 | 2.54 | 19800 | 2.07
CARRIER |  | 9892512 | HRCU-A-CB | 25VNA024A*030* | FE4ANF002L + UI | Singlezone Ducted, Centrally Ducted | 24000 | 25200 | 2.56 | 19800 | 2.07
CARRIER |  | 9854626 | HMSV-A-CB | 38MGRQ30D--3 |  | Multizone All Non-ducted | 28000 | 17400 | 2.79 | 28220 | 2.04
CARRIER |  | 9118477 | HMSV-A-CB | 38MGRQ48E--3 |  | Multizone All Non-ducted | 48000 | 29600 | 2.7 | 36340 | 1.98
CARRIER |  | 9118473 | HMSV-A-CB | 38MGRQ36D--3 |  | Multizone All Non-ducted | 36000 | 23200 | 2.79 | 36080 | 1.96
CARRIER |  | 9118461 | HMSV-A-CB | 38MGRQ18B--3 |  | Multizone All Non-ducted | 19000 | 12000 | 2.81 | 13990 | 2.15
CARRIER |  | 8738635 | HRCU-A-CB-O | 38MAQB09R--3 | 40MAQB09B--3 | Singlezone Non-ducted Wall Placement | 10900 | 6900 | 2.73 | 10900 | 1.98
CARRIER |  | 7992958 | HRCU-A-CB-O | 38GRQB18---301 | 40GRQB18H--301 | Singlezone Non-ducted Wall Placement | 19000 | 12717 | 2.5 | 19190 | 2.85
CARRIER |  | 7992956 | HRCU-A-CB-O | 38GRQB12---301 | 40GRQB12H--301 | Singlezone Non-ducted Wall Placement | 13000 | 13000 | 3.15 | 13000 | 2.76
CARRIER |  | 7992954 | HRCU-A-CB-O | 38GRQB09---301 | 40GRQB09H--301 | Singlezone Non-ducted Wall Placement | 9000 | 5500 | 2.88 | 10488 | 1.98
CARRIER | Performance | 8738634 | HRCU-A-CB-O | 38MAQB12R--1 | 40MAQB12B--1 | Singlezone Non-ducted Wall Placement | 12000 | 7600 | 2.59 | 6490 | 1.94
CARRIER |  | 204430066 | HRCU-A-CB | 25VNA024A*030* | CNPV*4221AL*+UI | Singlezone Ducted, Centrally Ducted | 23200 | 25200 | 2.59 | 20007 | 1.99
CARRIER |  | 204430052 | HRCU-A-CB | 25VNA024A*030* | CNPV*3621AL*+UI | Singlezone Ducted, Centrally Ducted | 23400 | 25000 | 2.57 | 19213 | 1.91
CARRIER |  | 204430122 | HRCU-A-CB | 25VNA024A*030* | CSPH*3012AL*+UI | Singlezone Ducted, Centrally Ducted | 24400 | 25200 | 2.61 | 20007 | 2
CARRIER |  | 204430114 | HRCU-A-CB | 25VNA024A*030* | CSPH*3012AL*+UI | Singlezone Ducted, Centrally Ducted | 24400 | 25200 | 2.61 | 20007 | 2
CARRIER |  | 204430027 | HRCU-A-CB | 25VNA024A*030* | CNPV*3017AL*+UI | Singlezone Ducted, Centrally Ducted | 24600 | 25200 | 2.62 | 20007 | 2.01
CARRIER |  | 204431332 | HRCU-A-CB | 25VNA036A*030* | CSPH*6012AL*+UI | Singlezone Ducted, Centrally Ducted | 33800 | 32200 | 2.5 | 26340 | 2.02
CARRIER |  | 204430428 | HRCU-A-CB | 25VNA036A*030* | CAP**6024AL*+UI | Singlezone Ducted, Centrally Ducted | 32800 | 32200 | 2.5 | 26340 | 1.98
CARRIER |  | 204431313 | HRCU-A-CB | 25VNA036A*030* | CSPH*6012AL*+UI | Singlezone Ducted, Centrally Ducted | 33200 | 32200 | 2.5 | 26340 | 2.02
CARRIER |  | 204430081 | HRCU-A-CB | 25VNA024A*030* | CSPH*2412AL*+UI | Singlezone Ducted, Centrally Ducted | 24600 | 25200 | 2.55 | 20007 | 1.95
CARRIER |  | 204430448 | HRCU-A-CB | 25VNA036A*030* | CAP**6024AL*+UI | Singlezone Ducted, Centrally Ducted | 33200 | 32600 | 2.51 | 26668 | 1.95
CARRIER |  | 204430104 | HRCU-A-CB | 25VNA024A*030* | CSPH*3012AL*+UI | Singlezone Ducted, Centrally Ducted | 24600 | 25400 | 2.63 | 20166 | 2.02
CARRIER |  | 204431343 | HRCU-A-CB | 25VNA036A*030* | CSPH*6012AL*+UI | Singlezone Ducted, Centrally Ducted | 34400 | 32200 | 2.5 | 26340 | 2.02
CARRIER |  | 204431352 | HRCU-A-CB | 25VNA036A*030* | CSPH*6012AL*+UI | Singlezone Ducted, Centrally Ducted | 34400 | 32200 | 2.5 | 26340 | 2.02
CARRIER |  | 204430503 | HRCU-A-CB | 25VNA036A*030* | CAP**6124AL*+UI | Singlezone Ducted, Centrally Ducted | 34200 | 32200 | 2.5 | 26340 | 2
CARRIER |  | 204430478 | HRCU-A-CB | 25VNA036A*030* | CAP**6121AL*+UI | Singlezone Ducted, Centrally Ducted | 34200 | 32400 | 2.5 | 26504 | 2
CARRIER |  | 204430492 | HRCU-A-CB | 25VNA036A*030* | CAP**6124AL*+UI | Singlezone Ducted, Centrally Ducted | 34200 | 32200 | 2.5 | 26340 | 2
CARRIER |  | 204431316 | HRCU-A-CB | 25VNA036A*030* | CSPH*6012AL*+UI | Singlezone Ducted, Centrally Ducted | 33800 | 33000 | 2.57 | 26995 | 1.95
CARRIER |  | 204430511 | HRCU-A-CB | 25VNA036A*030* | CAP**6124AL*+UI | Singlezone Ducted, Centrally Ducted | 34400 | 32600 | 2.53 | 26668 | 1.97
CARRIER |  | 204430484 | HRCU-A-CB | 25VNA036A*030* | CAP**6121AL*+UI | Singlezone Ducted, Centrally Ducted | 34400 | 32600 | 2.51 | 26668 | 1.97
CARRIER |  | 204430461 | HRCU-A-CB | 25VNA036A*030* | CAP**6121AL*+UI | Singlezone Ducted, Centrally Ducted | 34600 | 33000 | 2.55 | 26995 | 1.93
CENTURY |  | 201862959 | HMSV-A-CB | A-VMH36QU-1 |  | Multizone All Non-ducted | 36000 | 23200 | 2.78 | 36000 | 1.96
CENTURY |  | 201862958 | HMSV-A-CB | A-VMH28TU-1 |  | Multizone All Non-ducted | 31400 | 18000 | 2.75 | 26357 | 1.97
CHAMPION HEATING AND COOLING |  | 10309109 | HRCU-A-CB | HL20B4821 | CM50DE3A1+MVC20DN21 | Singlezone Ducted, Centrally Ducted | 58000 | 42500 | 2.56 | 34000 | 2.51
COLEMAN |  | 10309106 | HRCU-A-CB | HC20B4821 | CM50DE3A1+MVC20DN21 | Singlezone Ducted, Centrally Ducted | 58000 | 42500 | 2.56 | 34000 | 2.51
COMFORT-AIRE |  | 206221394 | HRCU-A-CB-O | A-VMH24SU-1A | B-VMH24SU-1A | Singlezone Non-ducted Wall Placement | 30000 | 19400 | 2.95 | 26000 | 2.07
COMFORT-AIRE |  | 205747696 | HRCU-A-CB-O | A-VMH18SU-1B | B-VMH18SU-1B | Singlezone Non-ducted Wall Placement | 18000 | 10900 | 2.58 | 11178 | 2.02
COMFORT-AIRE |  | 201810036 | HMSV-A-CB | A-VMH36QU-1 |  | Multizone All Non-ducted | 36000 | 23200 | 2.78 | 36000 | 1.96
COMFORT-AIRE |  | 201810035 | HMSV-A-CB | A-VMH28TU-1 |  | Multizone All Non-ducted | 31400 | 18000 | 2.75 | 26357 | 1.97
COMFORTMAKER | SoftSound | 205921373 | HRCU-A-CB | DLCSRAH24AAK | DLFSAAH24XAK | Singlezone Ducted, Centrally Ducted | 29000 | 17500 | 2.56 | 26970 | 1.91
COMFORTMAKER | High Tier | 202463645 | HRCU-A-CB-O | DLCPRAH24AAK | DLFPHAH24XAK | Singlezone Non-ducted Wall Placement | 24000 | 15450 | 3 | 24000 | 2
COMFORTMAKER | High Tier | 202463644 | HRCU-A-CB-O | DLCPRAH18AAK | DLFPHAH18XAK | Singlezone Non-ducted Wall Placement | 18000 | 12300 | 3.19 | 18000 | 2
COMFORTMAKER |  | 201835587 | HRCU-A-CB | DLCSRAH24AAK | DLFSDAH24XAK | Singlezone Ducted, "Compact Ducted" | 24000 | 17400 | 2.96 | 30000 | 1.93
COMFORTMAKER |  | 201835562 | HRCU-A-CB-O | DLCSRAH12AAJ | DLFSHAH12XAJ | Singlezone Non-ducted Wall Placement | 11800 | 7100 | 2.57 | 7800 | 2.01
COMFORTMAKER |  | 201835554 | HRCU-A-CB-O | DLCPRAH09AAK | DLFPHAH09XAK | Singlezone Non-ducted Wall Placement | 10000 | 7200 | 2.78 | 13047 | 1.97
COMFORTMAKER | Mid-tier | 201835563 | HRCU-A-CB-O | DLCSRAH09AAK | DLFSHAH09XAK | Singlezone Non-ducted Wall Placement | 12000 | 7500 | 2.65 | 9840 | 2.1
COMFORTMAKER | Mid-tier | 201835586 | HRCU-A-CB-O | DLCSRAH18AAK | DLFSCAH18XAK | Singlezone Non-ducted, Ceiling Placement | 18000 | 12000 | 2.59 | 15710 | 2.4
COMFORTMAKER | Mid-tier | 201835581 | HRCU-A-CB-O | DLCSRAH09AAK | DLFSCAH09XAK | Singlezone Non-ducted, Ceiling Placement | 10000 | 6700 | 2.58 | 11870 | 1.94
COMFORTSTAR |  | 202575855 | HRCU-A-CB-O | CPP018CD(O) | CXH018CD(I)-WIFI | Singlezone Non-ducted Wall Placement | 18000 | 11400 | 2.72 | 11178 | 2.02
COMFORTSTAR |  | 202575873 | HMSV-A-CB | CM4-36-4ZX |  | Multizone All Non-ducted | 36000 | 23200 | 2.78 | 36037 | 1.96
COMFORTSTAR |  | 202575853 | HRCU-A-CB-O | CPP009CD(O) | CXH009CD(I)-WIFI | Singlezone Non-ducted Wall Placement | 9800 | 5800 | 2.74 | 7989 | 2
COMFORTSTAR |  | 10595505 | HRCU-A-CB | CPP018CD(O) | CPA-18B | Singlezone Ducted, "Compact Ducted" | 18000 | 12000 | 2.61 | 10352 | 1.96
COMFORTSTAR |  | 9119312 | HRCU-A-CB-O | CPP018CD(O) | FPA-18 | Singlezone Non-ducted, Floor Placement | 18000 | 12000 | 2.71 | 10508 | 1.94
COMFORTSTAR |  | 9119310 | HRCU-A-CB-O | CPP012CD(O) | TPA-12 | Singlezone Non-ducted, Ceiling Placement | 12000 | 7500 | 2.68 | 7332 | 2.11
COMFORTSTAR |  | 202575866 | HRCU-A-CB | CXH009CD(O) | CPA-09B | Singlezone Ducted, "Compact Ducted" | 10000 | 7200 | 2.74 | 8343 | 2.07
COMFORTSTAR |  | 201763958 | HMSV-A-CB | CM3-27-3Z |  | Multizone All Non-ducted | 28000 | 17200 | 2.8 | 17040 | 1.97
COMFORTSTAR |  | 201763956 | HMSV-A-CB | CM2-18-2Z |  | Multizone All Non-ducted | 19000 | 12000 | 2.79 | 10205 | 1.97
COMFORTSTAR |  | 10595506 | HRCU-A-CB | CPP024CD(O) | CPA-24B | Singlezone Ducted, "Compact Ducted" | 24400 | 16000 | 2.69 | 18533 | 2.04
COMFORTSTAR |  | 9119315 | HRCU-A-CB-O | CPP024CD(O) | FPA-24 | Singlezone Non-ducted, Floor Placement | 24000 | 15000 | 2.85 | 17817 | 1.9
COMFORTSTAR |  | 8854582 | HRCU-A-CB-O | CPP009CD(O) | CPP009CD(I) | Singlezone Non-ducted Wall Placement | 9800 | 6400 | 2.76 | 7801 | 1.91
COMFORTSTAR |  | 8854585 | HRCU-A-CB-O | CPP018CD(O) | CPP018CD(I) | Singlezone Non-ducted Wall Placement | 18000 | 10400 | 2.72 | 10953 | 1.9
COMFORTSTAR |  | 9119316 | HRCU-A-CB-O | CPP024CD(O) | TPA-24 | Singlezone Non-ducted, Ceiling Placement | 24400 | 15800 | 2.56 | 16933 | 1.95
COMFORTSTAR |  | 202575861 | HRCU-A-CB-O | CPP018CD(O) | CXH018CD(I) | Singlezone Non-ducted Wall Placement | 18000 | 11400 | 2.72 | 11178 | 2.02
COMFORTSTAR |  | 202575859 | HRCU-A-CB-O | CPP009CD(O) | CXH009CD(I) | Singlezone Non-ducted Wall Placement | 9800 | 5800 | 2.74 | 7989 | 2
CONTINENTAL |  | 203363517 | HMSV-A-CB | CMZH-27-O |  | Multizone All Non-ducted | 28000 | 17200 | 2.8 | 17040 | 1.97
CONTINENTAL |  | 203363526 | HRCU-A-CB-O | CH21-18-O | CH21-18-I | Singlezone Non-ducted Wall Placement | 18000 | 10400 | 2.72 | 10953 | 1.9
CONTINENTAL |  | 205309940 | HRCU-A-CB-O | CH21-18-O | CH25-18-I | Singlezone Non-ducted Wall Placement | 18000 | 11400 | 2.72 | 11178 | 2.02
DAIKIN | Aurora Series | 205663349 | HRCU-A-CB-O | RXL15QMVJU* | FTX15NMVJU | Singlezone Non-ducted Wall Placement | 18300 | 11500 | 2.88 | 18254 | 2.27
DAIKIN |  | 204717600 | HRCU-A-CB-O | RXL12QMVJU9 | FTX12NMVJU | Singlezone Non-ducted Wall Placement | 13400 | 8800 | 2.87 | 14330 | 2.26
DAIKIN | MXL Aurora Series | 205663354 | HMSV-A-CB-O | 2MXL18QMVJU* |  | Multizone All Non-ducted | 18900 | 11400 | 2.91 | 18930 | 2.12
DAIKIN |  | 205776148 | HRCU-A-CB | RX15RMVJU* | FDMQ15RVJU | Singlezone Ducted, "Compact Ducted" | 18000 | 11500 | 2.88 | 9220 | 2.29
DAIKIN |  | 205776150 | HRCU-A-CB | RX18RMVJU9* | FDMQ18RVJU | Singlezone Ducted, "Compact Ducted" | 21600 | 13600 | 2.69 | 12470 | 2.21
DAIKIN |  | 205776151 | HRCU-A-CB | RX24RMVJU* | FDMQ24RVJU | Singlezone Ducted, "Compact Ducted" | 24000 | 15000 | 2.78 | 13760 | 2.24
DAIKIN |  | 205782845 | HRCU-A-CB-O | RX09AXVJU | FTX09AXVJU | Singlezone Non-ducted Wall Placement | 10000 | 5700 | 2.65 | 6839 | 2.39
DAIKIN |  | 205782846 | HRCU-A-CB-O | RX12AXVJU | FTX12AXVJU | Singlezone Non-ducted Wall Placement | 13500 | 8600 | 2.9 | 8449 | 2.34
DAIKIN |  | 201851573 | HRCU-A-CB | RX18RMVJU | FDMQ18RVJU | Singlezone Ducted, "Compact Ducted" | 21600 | 13600 | 2.69 | 12470 | 2.21
DAIKIN |  | 201851574 | HRCU-A-CB | RX24RMVJU | FDMQ24RVJU | Singlezone Ducted, "Compact Ducted" | 24000 | 15000 | 2.78 | 13760 | 2.24
DAIKIN | Sky air | 202517170 | HRCU-A-CB-O | RZQ30TAVJU | FTQ30TAVJU*A* | Singlezone Ducted, Centrally Ducted | 34000 | 24000 | 2.91 | 34000 | 2.09
DAIKIN | DZ20VC | 10595346 | HRCU-A-CB | DZ20VC0241B* | CHPF3642C6C*+MBVC1200**-1A*+TXV | Singlezone Ducted, Centrally Ducted | 23400 | 13000 | 2.61 | 11648 | 2.13
DAIKIN | DZ20VC | 10324715 | HRCU-A-CB | DZ20VC0601B | CA*F4961*6D*+MBVC2000**-1A*+TXV | Singlezone Ducted, Centrally Ducted | 50000 | 32000 | 2.7 | 26000 | 1.98
DAIKIN | DZ20VC | 10324709 | HRCU-A-CB | DZ20VC0241B* | CA*F3642*6D*+MBVC1200**-1A*+TXV | Singlezone Ducted, Centrally Ducted | 23600 | 13000 | 2.56 | 11400 | 2.09
DAIKIN | DZ20VC | 10324713 | HRCU-A-CB | DZ20VC0481B* | CA*F4961*6D*+MBVC2000**-1A*+TXV | Singlezone Ducted, Centrally Ducted | 45500 | 28400 | 2.84 | 26000 | 1.97
DAIKIN |  | 201986969 | HRCU-A-CB-O | RX12RMVJU | FFQ12Q2VJU | Singlezone Non-ducted, Ceiling Placement | 13500 | 8300 | 2.9 | 8420 | 2.07
DAIKIN |  | 202521824 | HMSV-A-CB | 4MXL36TVJU |  | Multizone All Non-ducted | 36600 | 22400 | 2.78 | 36600 | 2
DAIKIN |  | 201986968 | HRCU-A-CB-O | RX09RMVJU | FFQ09Q2VJU | Singlezone Non-ducted, Ceiling Placement | 10000 | 6000 | 3.08 | 6920 | 2.16
DAIKIN |  | 201851577 | HMSV-A-CB | 3MXL24RMVJU |  | Multizone All Non-ducted | 24000 | 15500 | 2.61 | 21600 | 2.17
DAIKIN |  | 201871420 | HRCU-A-CB-O | RX18RMVJU | FFQ18Q2VJU | Singlezone Non-ducted, Ceiling Placement | 21600 | 14200 | 2.67 | 10900 | 2.03
DAIKIN |  | 201851575 | HMSV-A-CB | 3MXS24RMVJU |  | Multizone All Non-ducted | 24000 | 15500 | 2.61 | 18930 | 2.26
DAIKIN |  | 201871419 | HRCU-A-CB-O | RX15RMVJU | FFQ15Q2VJU | Singlezone Non-ducted, Ceiling Placement | 16200 | 10600 | 2.8 | 8160 | 2.26
DAIKIN |  | 201851572 | HRCU-A-CB | RX15RMVJU | FDMQ15RVJU | Singlezone Ducted, "Compact Ducted" | 18000 | 11500 | 2.88 | 9220 | 2.29
DAIKIN | Vista | 10318063 | HRCU-A-CB-O | RX18QMVJU | FFQ18Q2VJU | Singlezone Non-ducted, Ceiling Placement | 21600 | 14200 | 3.13 | 9700 | 2.24
DAIKIN | Vista | 9966775 | HRCU-A-CB-O | RX15QMVJU | FFQ15Q2VJU | Singlezone Non-ducted, Ceiling Placement | 16200 | 10600 | 3.57 | 7270 | 2.48
DAIKIN | MXL Aurora Series | 8849535 | HMSV-A-CB | 2MXL18QMVJU |  | Multizone All Non-ducted | 18940 | 12000 | 3.06 | 18930 | 2.12
DAIKIN | Vista | 9966569 | HRCU-A-CB-O | RX09QMVJU | FFQ09Q2VJU | Singlezone Non-ducted, Ceiling Placement | 10000 | 6000 | 3.91 | 6270 | 2.42
DAIKIN | MXL Aurora Series | 8849539 | HMSV-A-CB | 3MXL24QMVJU |  | Multizone All Non-ducted | 24000 | 15500 | 3.36 | 21600 | 2.17
DAIKIN | Vista | 9966684 | HRCU-A-CB-O | RX12QMVJU | FFQ12Q2VJU | Singlezone Non-ducted, Ceiling Placement | 13500 | 8300 | 3.47 | 7500 | 2.29
DAIKIN | MXS Series | 8103542 | HMSV-A-CB | 2MXS18NMVJU |  | Multizone All Non-ducted | 18900 | 12000 | 3.17 | 13150 | 2.75
DAIKIN | LV Series | 5265758 | HRCU-A-CB-O | RXS24LVJU | FTXS24LVJU | Singlezone Non-ducted Wall Placement | 25400 | 16400 | 3.12 | 14028 | 2.26
DAIKIN | MXS Series | 8103869 | HMSV-A-CB | 3MXS24NMVJU |  | Multizone All Non-ducted | 24000 | 15500 | 3.52 | 18930 | 2.26
DAIKIN | LV Series | 5265757 | HRCU-A-CB-O | RXS18LVJU | FTXS18LVJU | Singlezone Non-ducted Wall Placement | 21600 | 13900 | 3.42 | 11924 | 2.5
DAIKIN | LV Series | 5265756 | HRCU-A-CB-O | RXS15LVJU | FTXS15LVJU | Singlezone Non-ducted Wall Placement | 18000 | 11900 | 3.79 | 9972 | 2.68
DAIKIN | LV Series | 5265755 | HRCU-A-CB-O | RXS12LVJU | FTXS12LVJU | Singlezone Non-ducted Wall Placement | 14400 | 9200 | 4.02 | 8051 | 2.81
DAIKIN | LV Series | 5265753 | HRCU-A-CB-O | RXS09LVJU | FTXS09LVJU | Singlezone Non-ducted Wall Placement | 12000 | 7700 | 4.1 | 6968 | 2.43
DAIKIN | Aurora Series | 8849330 | HRCU-A-CB-O | RXL15QMVJU | FTX15NMVJU | Singlezone Non-ducted Wall Placement | 18300 | 11500 | 2.88 | 18254 | 2.27
DAIKIN | Aurora Series | 8849445 | HRCU-A-CB-O | RXL15QMVJU | FVXS15NVJU | Singlezone Non-ducted, Floor Placement | 18056 | 11500 | 2.76 | 18015 | 2.4
DAIKIN | Aurora Series | 8849459 | HRCU-A-CB-O | RXL09QMVJU | FVXS09NVJU | Singlezone Non-ducted, Floor Placement | 10089 | 6200 | 2.88 | 10065 | 2.14
DAIKIN | SkyAir | 202514058 | HRCU-A-CB | RZQ18TAVJU | FBQ18PVJU | Singlezone Ducted, "Compact Ducted" | 20000 | 13200 | 2.56 | 27939 | 1.93
DAIKIN | Aurora Series | 8849533 | HRCU-A-CB-O | RXL09QMVJU | FTX09NMVJU | Singlezone Non-ducted Wall Placement | 10900 | 6700 | 2.98 | 10918 | 1.98
DAIKIN | Aurora Series | 8849458 | HRCU-A-CB-O | RXL12QMVJU | FTX12NMVJU | Singlezone Non-ducted Wall Placement | 13600 | 8300 | 2.7 | 14330 | 2.26
DAY & NIGHT | Constant Comfort | 205921374 | HRCU-A-CB | DLCSRAH24AAK | DLFSAAH24XAK | Singlezone Ducted, Centrally Ducted | 29000 | 17500 | 2.56 | 26970 | 1.91
DAY & NIGHT | High Tier | 202463646 | HRCU-A-CB-O | DLCPRAH18AAK | DLFPHAH18XAK | Singlezone Non-ducted Wall Placement | 18000 | 12300 | 3.19 | 18000 | 2
DAY & NIGHT | High Tier | 202463647 | HRCU-A-CB-O | DLCPRAH24AAK | DLFPHAH24XAK | Singlezone Non-ducted Wall Placement | 24000 | 15450 | 3 | 24000 | 2
DAY & NIGHT |  | 201835635 | HRCU-A-CB | DLCSRAH24AAK | DLFSDAH24XAK | Singlezone Ducted, "Compact Ducted" | 24000 | 17400 | 2.96 | 30000 | 1.93
DAY & NIGHT |  | 201835610 | HRCU-A-CB-O | DLCSRAH12AAJ | DLFSHAH12XAJ | Singlezone Non-ducted Wall Placement | 11800 | 7100 | 2.57 | 7800 | 2.01
DAY & NIGHT |  | 201835602 | HRCU-A-CB-O | DLCPRAH09AAK | DLFPHAH09XAK | Singlezone Non-ducted Wall Placement | 10000 | 7200 | 2.78 | 13047 | 1.97
DAY & NIGHT | Mid-tier | 201835611 | HRCU-A-CB-O | DLCSRAH09AAK | DLFSHAH09XAK | Singlezone Non-ducted Wall Placement | 12000 | 7500 | 2.65 | 9840 | 2.1
DAY & NIGHT | Mid-tier | 201835634 | HRCU-A-CB-O | DLCSRAH18AAK | DLFSCAH18XAK | Singlezone Non-ducted, Ceiling Placement | 18000 | 12000 | 2.59 | 15710 | 2.4
DAY & NIGHT | Mid-tier | 201835629 | HRCU-A-CB-O | DLCSRAH09AAK | DLFSCAH09XAK | Singlezone Non-ducted, Ceiling Placement | 10000 | 6700 | 2.58 | 11870 | 1.94
DIRECT AIR |  | 9680948 | HRCU-A-CB-O | MOB30-12HFN1-MT0W | CS11M-12HRFN1-MU5W | Singlezone Non-ducted Wall Placement | 12000 | 7700 | 2.75 | 9134 | 1.94
DIRECT AIR |  | 203269784 | HMSV-A-CB | M4OH-36HFN1-M |  | Multizone All Non-ducted | 36000 | 23200 | 2.78 | 36037 | 1.96
DIRECT AIR |  | 9680950 | HRCU-A-CB-O | MOD31-24HFN1-MT0W | CS11M-23HRFN1-MT0W | Singlezone Non-ducted Wall Placement | 25000 | 15300 | 2.7 | 18099 | 2.07
DIRECT AIR |  | 9680949 | HRCU-A-CB-O | MOCA31-18HFN1-MT0W | CS11M-18HRFN1-MT0W | Singlezone Non-ducted Wall Placement | 18000 | 11400 | 2.72 | 11178 | 2.02
DIRECT AIR |  | 9680947 | HRCU-A-CB-O | MOBA30-09HFN1-MT0W | CS11M-09HRFN1-MX0W(A) | Singlezone Non-ducted Wall Placement | 9800 | 5800 | 2.74 | 7990 | 1.98
DIRECT AIR |  | 8994012 | HMSV-A-CB | M3OF-27HFN1-M |  | Multizone All Non-ducted | 28000 | 17200 | 2.82 | 16820 | 1.95
DIRECT AIR |  | 8989603 | HRCU-A-CB-O | MOBA30-09HFN1-MT0W | MSAEB-09HRFN1-MT0W | Singlezone Non-ducted Wall Placement | 9800 | 6300 | 2.68 | 6609 | 1.92
DIRECT AIR |  | 8775853 | HRCU-A-CB-O | MOD31-24HFN1-MT0W | MUEU-24HRFN1-M(C) | Singlezone Non-ducted Wall Placement | 24000 | 15000 | 2.85 | 17705 | 2.02
DIRECT AIR |  | 8775850 | HRCU-A-CB-O | MOCA31-18HFN1-MT0W | MUEU-18HRFN1-M(C) | Singlezone Non-ducted Wall Placement | 18000 | 12000 | 2.71 | 10274 | 2.11
DIRECT AIR |  | 8775849 | HRCU-A-CB-O | MOCA31-18HFN1-MT0W | CCA3U-18HRFN1-M(C) | Singlezone Non-ducted Wall Placement | 18000 | 12000 | 2.77 | 9410 | 1.98
DIRECT AIR |  | 8775842 | HRCU-A-CB-O | MOBA30-09HFN1-MT0W | CCA3U-09HRFN1-M(C) | Singlezone Non-ducted Wall Placement | 10000 | 5800 | 2.66 | 7878 | 1.97
DUCTLESSAIRE |  | 9150139 | HRCU-A-CB-O | DA1821-H2-O | DA1821-H2-I | Singlezone Non-ducted Wall Placement | 18000 | 10400 | 2.72 | 10953 | 1.9
ECOER |  | 202110530 | HRCU-A-CB | EODA18H-4860 | GN1836-P1 | Singlezone Ducted, Centrally Ducted | 36000 | 24000 | 2.5 | 26000 | 2.08
ECOER |  | 202337969 | HRCU-A-CB | EODA18H-2436 | EAHATN-24 | Singlezone Ducted, Centrally Ducted | 24000 | 15200 | 2.5 | 19200 | 2.34
ECOER |  | 202110529 | HRCU-A-CB | EODA18H-4860 | EAHATN-36 | Singlezone Ducted, Centrally Ducted | 36000 | 24000 | 2.5 | 28000 | 2.1
ELIOS |  | 206377755 | HRCU-A-CB-O | DE09HOS42230E4 | DE09HIW42230E4 | Singlezone Non-ducted Wall Placement | 10000 | 7200 | 2.78 | 13047 | 1.91
ELIOS |  | 206377757 | HRCU-A-CB-O | DE12HOS42230E4 | DE12HIW42230E4 | Singlezone Non-ducted Wall Placement | 12000 | 6800 | 2.62 | 13873 | 2.03
ELIOS |  | 203238504 | HMSV-A-CB | DE18HOM23230X2 |  | Multizone All Non-ducted | 19000 | 12000 | 2.79 | 10205 | 1.97
ELIOS |  | 205300168 | HRCU-A-CB | DE18HOS23230E2 | DM18HIDU230X5 | Singlezone Ducted, "Compact Ducted" | 18000 | 12000 | 2.61 | 10352 | 1.96
ELIOS |  | 205300169 | HRCU-A-CB | DE24HOS23230E2 | DM24HIDU230X5 | Singlezone Ducted, "Compact Ducted" | 24400 | 16000 | 2.69 | 18533 | 2.04
ELIOS |  | 205300173 | HRCU-A-CB | DE09HOS25230E3 | DM09HIDU230X5 | Singlezone Ducted, "Compact Ducted" | 10000 | 7200 | 2.74 | 8343 | 2.07
ELIOS |  | 205300178 | HRCU-A-CB-O | DE12HOS23230E2 | DM12HICU230X5 | Singlezone Non-ducted, Ceiling Placement | 12000 | 7500 | 2.68 | 7332 | 2.11
ELIOS |  | 205300180 | HRCU-A-CB-O | DE24HOS23230E2 | DM24HICU230X5 | Singlezone Non-ducted, Ceiling Placement | 24400 | 15800 | 2.56 | 16933 | 1.95
ELIOS |  | 204005786 | HMSV-A-CB | DE36HOM25230X3 |  | Multizone All Non-ducted | 36000 | 23200 | 2.78 | 36037 | 1.96
ELIOS |  | 203238503 | HRCU-A-CB-O | DE24HOS23230E2 | DE24HICU230X5 | Singlezone Non-ducted, Ceiling Placement | 24400 | 15800 | 2.56 | 16933 | 1.95
ELIOS |  | 203238506 | HMSV-A-CB | DE27HOM23230X2 |  | Multizone All Non-ducted | 28000 | 17200 | 2.8 | 17040 | 1.97
ELIOS |  | 203238499 | HRCU-A-CB-O | DE12HOS23230E2 | DE12HICU230X5 | Singlezone Non-ducted, Ceiling Placement | 12000 | 7500 | 2.68 | 7332 | 2.11
ELIOS |  | 203238496 | HRCU-A-CB | DE24HOS23230E2 | DE24HIDU230X5 | Singlezone Ducted, "Compact Ducted" | 24400 | 16000 | 2.69 | 18533 | 2.04
ELIOS |  | 203238495 | HRCU-A-CB | DE18HOS23230E2 | DE18HIDU230X5 | Singlezone Ducted, "Compact Ducted" | 18000 | 12000 | 2.61 | 10352 | 1.96
ELIOS |  | 204005778 | HRCU-A-CB | DE09HOS25230E3 | DE09HIDU230X5 | Singlezone Ducted, "Compact Ducted" | 10000 | 7200 | 2.74 | 8343 | 2.07
ELIOS |  | 203238488 | HRCU-A-CB-O | DE18HOS23230E2 | DE18HIW23230E3 | Singlezone Non-ducted Wall Placement | 18000 | 11400 | 2.72 | 11178 | 2.02
ELIOS |  | 203238486 | HRCU-A-CB-O | DE09HOS23230E2 | DE09HIW23230E3 | Singlezone Non-ducted Wall Placement | 9800 | 5800 | 2.74 | 7989 | 2
EMI |  | 8993363 | HRCU-A-CB-O | SZ1H09DAA | WALH09DAA | Singlezone Non-ducted Wall Placement | 9800 | 6400 | 2.76 | 7801 | 1.91
EMI |  | 8993367 | HRCU-A-CB-O | SZ1H18DAA | WALH18DAA | Singlezone Non-ducted Wall Placement | 18000 | 10400 | 2.72 | 10953 | 1.9
EMI |  | 204853571 | HMSV-A-CB | MZ2H18DAA |  | Multizone All Non-ducted | 19000 | 12000 | 2.79 | 10205 | 1.97
EMI |  | 204853572 | HMSV-A-CB | MZ3H27DAA |  | Multizone All Non-ducted | 28000 | 17200 | 2.8 | 17040 | 1.97
EMI |  | 203514060 | HMSV-A-CB | DHMZ436DA |  | Multizone All Non-ducted | 36000 | 23200 | 2.78 | 36037 | 1.96
FRASER-JOHNSTON |  | 10309108 | HRCU-A-CB | HL20B4821 | CM50DE3A1+MVC20DN21 | Singlezone Ducted, Centrally Ducted | 58000 | 42500 | 2.56 | 34000 | 2.51
FRIEDRICH | J-Series | 7086358 | HRCU-A-CB-O | MRH12Y3J | MWH12Y3J | Singlezone Non-ducted Wall Placement | 13600 | 8800 | 3.11 | 7500 | 2.31
FRIEDRICH | Floating Air Pro | 203383864 | HRCU-A-CB-O | FRHSR12A3A | FRHSW12A3A | Singlezone Non-ducted Wall Placement | 13000 | 8000 | 3.17 | 7865 | 2.35
FRIEDRICH | Floating Air Pro | 203383866 | HRCU-A-CB-O | FPHSR12A3A | FPHFW12A3A | Singlezone Non-ducted Wall Placement | 13000 | 7500 | 2.71 | 7824 | 1.98
FRIEDRICH | Floating Air Pro | 205104716 | HRCU-A-CB-O | FPHFR12A3A | FPHFC12A3B | Singlezone Non-ducted, Ceiling Placement | 12000 | 7000 | 2.53 | 7377 | 2.08
FRIEDRICH | Floating Air Pro | 205104719 | HRCU-A-CB-O | FPHFR18A3A | FPHFC18A3B | Singlezone Non-ducted, Ceiling Placement | 18000 | 11000 | 2.54 | 14750 | 2.3
FRIEDRICH | Floating Air Pro | 201763897 | HRCU-A-CB-O | MRH09Y3JA | MWH09Y3JA | Singlezone Non-ducted Wall Placement | 10500 | 6500 | 2.68 | 8052 | 2.15
FRIEDRICH | Floating Air Pro | 201763898 | HRCU-A-CB-O | MRH12Y3JA | MWH12Y3JA | Singlezone Non-ducted Wall Placement | 13000 | 8000 | 3.17 | 7865 | 2.35
FRIEDRICH | Floating Air Pro | 203383868 | HRCU-A-CB-O | FPHSR12A1A | FPHSW12A1A | Singlezone Non-ducted Wall Placement | 13000 | 7500 | 2.71 | 7377 | 2.08
FRIEDRICH | Floating Air Pro | 203383869 | HRCU-A-CB-O | FPHSR18A3A | FPHFW18A3A | Singlezone Non-ducted Wall Placement | 19000 | 11600 | 2.7 | 12730 | 2.16
FRIEDRICH | Floating Air Pro | 203383865 | HRCU-A-CB-O | FPHSR09A3A | FPHFW09A3A | Singlezone Non-ducted Wall Placement | 9500 | 5000 | 2.62 | 7438 | 2.12
FRIEDRICH | Floating Air Pro | 203383863 | HRCU-A-CB-O | FRHSR09A3A | FRHSW09A3A | Singlezone Non-ducted Wall Placement | 10500 | 6500 | 2.68 | 8052 | 2.15
FRIEDRICH |  | 10221177 | HRCU-A-CB-O | MRAD18Y3J | MWAD18Y3J | Singlezone Non-ducted Wall Placement | 19800 | 12471 | 2.67 | 8680 | 1.96
FRIGIDAIRE | FRIGIDAIRE FSH1BG SERIES | 10254908 | HRCU-A-CB | FSH1BG4CVRX36K | C6B(A,H)-X36(C,U)-C | Singlezone Ducted, Centrally Ducted | 34200 | 21800 | 2.66 | 20250 | 2.28
FRIGIDAIRE | FRIGIDAIRE FSH1BG SERIES | 10254904 | HRCU-A-CB | FSH1BG4CVRX36K | C6B(A,H)-X36(C,U)-C | Singlezone Ducted, Centrally Ducted | 34200 | 21800 | 2.66 | 20250 | 2.28
FRIGIDAIRE | FRIGIDAIRE FSH1BG SERIES | 10254899 | HRCU-A-CB | FSH1BG4CVRX36K | C6B(A,H)-X36(C,U)-B | Singlezone Ducted, Centrally Ducted | 34400 | 21800 | 2.66 | 20150 | 2.27
FRIGIDAIRE | FRIGIDAIRE FSH1BG SERIES | 10254880 | HRCU-A-CB | FSH1BG4CVRX24K | C6B(A,H)-X26(C,U)-B | Singlezone Ducted, Centrally Ducted | 22400 | 14200 | 2.77 | 12650 | 2.12
FRIGIDAIRE | FRIGIDAIRE FSH1BG SERIES | 10254875 | HRCU-A-CB | FSH1BG4CVRX24K | C6B(A,H)-X26(C,U)-B | Singlezone Ducted, Centrally Ducted | 22200 | 14100 | 2.58 | 12800 | 2.03
FRIGIDAIRE | FRIGIDAIRE FSH1BG SERIES | 10254871 | HRCU-A-CB | FSH1BG4CVRX24K | C6B(A,H)-X26(C,U)-B | Singlezone Ducted, Centrally Ducted | 22200 | 14100 | 2.58 | 12800 | 2.03
FRIGIDAIRE | FRIGIDAIRE FSH1BG SERIES | 10254885 | HRCU-A-CB | FSH1BG4CVRX36K | B6VMAX36K-B | Singlezone Ducted, Centrally Ducted | 34400 | 21800 | 2.66 | 20150 | 2.27
FRIGIDAIRE | FRIGIDAIRE FSH1BG SERIES | 10254866 | HRCU-A-CB | FSH1BG4CVRX24K | B6VMAX24K-B | Singlezone Ducted, Centrally Ducted | 22400 | 14200 | 2.77 | 12650 | 2.12
FRIGIDAIRE | FRIGIDAIRE FSH1BG SERIES | 10254927 | HRCU-A-CB | FSH1BG4CVRX48K | C6B(A,H)-X48(C,U)-C | Singlezone Ducted, Centrally Ducted | 44000 | 27800 | 2.63 | 27550 | 2.21
FRIGIDAIRE | FRIGIDAIRE FSH1BG SERIES | 10254913 | HRCU-A-CB | FSH1BG4CVRX48K | B6VMAX48K-C | Singlezone Ducted, Centrally Ducted | 44000 | 27800 | 2.63 | 27550 | 2.21
FUJITSU | AIRSTAGE J-II Series | 8693479 | HMSV-A-CB | AOU36RLAVM |  | Multizone All Ducted | 42000 | 26400 | 2.8 | 37900 | 2.68
FUJITSU | AIRSTAGE J-II Series | 8693481 | HMSV-A-CB | AOU36RLAVM |  | Multizone Mix of Non-ducted and Ducted | 42000 | 26000 | 2.79 | 37900 | 2.72
FUJITSU | Halcyon Multi-room Mini-Split Systems | 6998278 | HMSV-A-CB | AOU18RLXFZ | ASU12RLF1ASU7RLF1 | Multizone All Ducted | 22000 | 13900 | 2.59 | 14100 | 2.01
FUJITSU | Halcyon Multi-room Mini-Split Systems | 6998277 | HMSV-A-CB | AOU18RLXFZ | ASU12RLF1ASU9RLF1 | Multizone All Ducted | 22000 | 13900 | 2.59 | 13900 | 1.98
FUJITSU | Halcyon Single-room Mini-Split Systems Wall Mounted RLS3HY Series | 8703350 | HRCU-A-CB-O | AOU12RLS3 | ASU12RLS3Y | Singlezone Non-ducted Wall Placement | 16000 | 9600 | 3.31 | 16500 | 2.3
FUJITSU | J-Series | 8693480 | HMSV-A-CB | AOU36RLAVM |  | Multizone All Non-ducted | 42000 | 25800 | 2.8 | 37900 | 2.74
FUJITSU | Halcyon Multi-room Mini-Split Systems | 8033586 | HMSV-A-CB | AOU24RLXFZH |  | Multizone All Non-ducted | 25000 | 15400 | 2.61 | 25500 | 2.09
FUJITSU | J-Series | 8693477 | HMSV-A-CB | AOU48RLAVM |  | Multizone All Non-ducted | 54000 | 33000 | 2.84 | 41300 | 2.94
FUJITSU | Halcyon Single-room Mini-Split Systems Slim | 202534923 | HRCU-A-CB | AOU18RGLX | ARU18RGLX | Singlezone Ducted, "Compact Ducted" | 21000 | 12700 | 2.5 | 17990 | 2.45
FUJITSU | Halcyon Multi-room Mini-Split Systems | 8908615 | HMSV-A-CB | AOU36RLXFZH |  | Multizone All Non-ducted | 36400 | 21400 | 2.64 | 36407 | 2.02
FUJITSU | Halcyon Single-room Mini-Split Systems Wall mounted RLS3 Series | 8703348 | HRCU-A-CB-O | AOU9RLS3 | ASU9RLS3Y | Singlezone Non-ducted Wall Placement | 12000 | 7000 | 3.48 | 15000 | 2.09
FUJITSU | Halcyon Single-room Mini-Split Systems Wall Mounted RLF/RLX Series | 8718495 | HRCU-A-CB-O | AOU18RLXFW1 | ASU18RLF | Singlezone Non-ducted Wall Placement | 21600 | 14600 | 3.08 | 21600 | 2.43
FUJITSU | Halcyon Single-room Mini-Split Systems Wall Mounted RLF/RLX Series | 8779045 | HRCU-A-CB-O | AOU18RLXFWH | ASU18RLF | Singlezone Non-ducted Wall Placement | 21600 | 14600 | 3.01 | 21600 | 2.3
FUJITSU | Halcyon Single-room Mini-Split Systems Wall Mounted RLS3HY Series | 8703508 | HRCU-A-CB-O | AOU15RLS3H | ASU15RLS3Y | Singlezone Non-ducted Wall Placement | 18000 | 11200 | 3.07 | 20500 | 2.07
FUJITSU | Halcyon Single-room Mini-Split Systems Wall Mounted RLS3H Series | 8703506 | HRCU-A-CB-O | AOU12RLS3H | ASU12RLS3Y | Singlezone Non-ducted Wall Placement | 16000 | 9600 | 3.2 | 16500 | 2.15
FUJITSU | Halcyon Single-room Mini-Split Systems Wall mounted H Series | 8703349 | HRCU-A-CB-O | AOU9RLS3H | ASU9RLS3Y | Singlezone Non-ducted Wall Placement | 12000 | 7000 | 3.36 | 15000 | 1.95
FUJITSU | Halcyon Single-room Mini-Split Systems Wall mounted RLS3 Series | 8703507 | HRCU-A-CB-O | AOU15RLS3 | ASU15RLS3Y | Singlezone Non-ducted Wall Placement | 18000 | 11200 | 3.16 | 20500 | 2.18
FUJITSU | Halcyon Single-room Mini-Split Systems Wall Mounted RLF Series | 6961729 | HRCU-A-CB-O | AOU12RLFW1 | ASU12RLF1 | Singlezone Non-ducted Wall Placement | 16000 | 9400 | 2.87 | 12150 | 2.01
FUJITSU | Halcyon Single-room Mini-Split Systems Wall Mounted RLF Series | 6961728 | HRCU-A-CB-O | AOU9RLFW1 | ASU9RLF1 | Singlezone Non-ducted Wall Placement | 12000 | 7600 | 3.14 | 8530 | 1.97
FUJITSU | Halcyon Single-room Mini-Split Systems Compact Cassette | 5751313 | HRCU-A-CB-O | AOU12RLFC | AUU12RLF | Singlezone Non-ducted Wall Placement | 16000 | 10200 | 2.58 | 16500 | 2.15
FUJITSU | Halcyon Single-room Mini-Split Systems Wall Mounted RLB Series | 7937663 | HRCU-A-CB-O | AOU18RLB | ASU18RLB | Singlezone Non-ducted Wall Placement | 18000 | 11500 | 2.93 | 15400 | 2.07
FUJITSU | Halcyon Single-room Mini-Split Systems Floor Mounted RLFFH Series | 6936996 | HRCU-A-CB-O | AOU12RLFF | AGU12RLF | Singlezone Non-ducted, Floor Placement | 16000 | 10600 | 2.61 | 15000 | 2.03
FUJITSU | Halcyon Single-room Mini-Split Systems Floor Mounted RLFFH Series | 6936995 | HRCU-A-CB-O | AOU9RLFF | AGU9RLF | Singlezone Non-ducted, Floor Placement | 12000 | 7500 | 2.82 | 14000 | 1.95
FUJITSU | Halcyon Single-room Mini-Split Systems | 8779046 | HRCU-A-CB-O | AOU24RLXFWH | ASU24RLF | Singlezone Non-ducted Wall Placement | 25200 | 18000 | 2.5 | 25220 | 2.06
FUJITSU | Halcyon Single-room Mini-Split Systems | 8718545 | HRCU-A-CB-O | AOU24RLXFW1 | ASU24RLF | Singlezone Non-ducted Wall Placement | 25200 | 18000 | 2.69 | 25220 | 2.15
FUJITSU | Halcyon Multi-room Mini-Split Systems | 204740071 | HRCU-A-CB-O | AOUG15LZAH1 | ASUG15LZAS | Singlezone Non-ducted Wall Placement | 18000 | 11200 | 3.16 | 21000 | 2.12
FUJITSU | Halcyon Multi-room Mini-Split Systems | 204740070 | HRCU-A-CB-O | AOUG15LZAS1 | ASUG15LZAS | Singlezone Non-ducted Wall Placement | 18000 | 11200 | 3.25 | 21000 | 2.24
FUJITSU | Halcyon Multi-room Mini-Split Systems | 204740069 | HRCU-A-CB-O | AOUG12LZAH1 | ASUG12LZAS | Singlezone Non-ducted Wall Placement | 16000 | 10000 | 3.22 | 16600 | 2.16
FUJITSU | Halcyon Multi-room Mini-Split Systems | 204740068 | HRCU-A-CB-O | AOUG12LZAS1 | ASUG12LZAS | Singlezone Non-ducted Wall Placement | 16000 | 10000 | 3.33 | 16600 | 2.32
FUJITSU | Halcyon Multi-room Mini-Split Systems | 204752938 | HRCU-A-CB-O | AOUG12LMAS1 | ASUG12LMAS | Singlezone Non-ducted Wall Placement | 16000 | 10300 | 2.9 | 10700 | 2.45
FUJITSU | Halcyon Multi-room Mini-Split Systems | 204740066 | HRCU-A-CB-O | AOUG09LZAS1 | ASUG09LZAS | Singlezone Non-ducted Wall Placement | 12000 | 7400 | 3.61 | 15400 | 2.15
FUJITSU | Halcyon Multi-room Mini-Split Systems | 204752937 | HRCU-A-CB-O | AOUG09LMAS1 | ASUG09LMAS | Singlezone Non-ducted Wall Placement | 12000 | 7400 | 3.19 | 8500 | 2.03
FUJITSU | Halcyon Multi-room Mini-Split Systems | 204740067 | HRCU-A-CB-O | AOUG09LZAH1 | ASUG09LZAS | Singlezone Non-ducted Wall Placement | 12000 | 7400 | 3.5 | 15400 | 2.01
GE Appliances |  | 205291990 | HRCU-A-CB-O | ASH118URDSD* | ASYW18URDWD* | Singlezone Non-ducted Wall Placement | 20000 | 15300 | 2.7 | 25000 | 2.27
GE Appliances | Endure | 204878533 | HMSV-A-CB | ASH436NCDW** |  | Multizone All Non-ducted | 36000 | 22000 | 2.5 | 36000 | 2
GE Appliances | Summit | 202588313 | HRCU-A-CB | ASH118PRDWA | ASYW18PRDWB | Singlezone Non-ducted Wall Placement | 22000 | 14000 | 2.5 | 17000 | 1.9
GE Appliances |  | 203862745 | HMSV-A-CB | ASH220NCDWA |  | Multizone All Non-ducted | 20000 | 14000 | 2.77 | 20000 | 2.03
GE Appliances |  | 205291989 | HRCU-A-CB-O | ASH112URDSD* | ASYW12URDWD* | Singlezone Non-ducted Wall Placement | 14500 | 9300 | 3.21 | 17000 | 2.31
GE Appliances |  | 205291988 | HRCU-A-CB-O | ASH109URDSD* | ASYW09URDWD* | Singlezone Non-ducted Wall Placement | 10000 | 6500 | 2.89 | 12000 | 2.11
GIBSON | Lomo | 9000997 | HRCU-A-CB-O | GXH09(2.6)LSK4DH | GHH09(2.6)LUK4DH | Singlezone Non-ducted Wall Placement | 11000 | 6800 | 2.66 | 8680 | 2.04
GIBSON | U-Crown | 9135472 | HRCU-A-CB-O | GXH09(2.6)KSK4DH | GHH09(2.6)KSK4DH | Singlezone Non-ducted Wall Placement | 9000 | 5500 | 2.88 | 10488 | 1.98
GIBSON | Lomo | 9001000 | HRCU-A-CB-O | GXH24(7.0)LSK4DH | GHH24(7.0)LUK4DH | Singlezone Non-ducted Wall Placement | 23000 | 14600 | 2.61 | 22861 | 2.02
GIBSON | U-Crown | 9135474 | HRCU-A-CB-O | GXH18(5.2)KSK4DH | GHH18(5.2)KSK4DH | Singlezone Non-ducted Wall Placement | 19000 | 12700 | 2.5 | 19190 | 2.85
GIBSON | Lomo | 9000998 | HRCU-A-CB-O | GXH12(3.5)LSK4DH | GHH12(3.5)LUK4DH | Singlezone Non-ducted Wall Placement | 13000 | 7100 | 2.6 | 8611 | 1.91
GIBSON | Flex Match | 9965378 | HMSV-A-CB | GXH42(12.3)FMK4DH |  | Multizone Mix of Non-ducted and Ducted | 42500 | 26500 | 2.88 | 21356 | 2.01
GREE | Ultra heat | 206249116 | HRCU-A-CB | GUD36W/A-D(U) | GUD24AH2/A-D(U) | Singlezone Ducted, Centrally Ducted | 24000 | 16300 | 2.7 | 24000 | 2.1
GREE | GMV5 Mini | 8654211 | HMSV-A-CB | GMV-48WL/B-T(U) |  | Multizone All Non-ducted | 54000 | 38000 | 2.6 | 54000 | 2
GREE |  | 206335348 | HRCU-A-CB-O | MULTIE24HP230V1AO |  | Multizone All Non-ducted | 25600 | 13200 | 2.58 | 14270 | 2.09
GREE |  | 205564529 | HRCU-A-CB | GUD36W/A-D(U) | GUD24A/A-D(U) | Singlezone Ducted, Centrally Ducted | 24000 | 16300 | 2.7 | 24000 | 2.1
GREE | Sapphire | 10157571 | HRCU-A-CB-O | SAP24HP230V1AO | SAP24HP230V1AH | Singlezone Non-ducted Wall Placement | 24000 | 15500 | 2.86 | 26443 | 2.15
GREE | Vireo | 9959454 | HRCU-A-CB-O | VIR12HP230V1BO | VIR12HP230V1BH | Singlezone Non-ducted Wall Placement | 13000 | 7100 | 2.6 | 9065 | 2.04
GREE | Sapphire | 10149900 | HRCU-A-CB-O | SAP09HP230V1AO | SAP09HP230V1AH | Singlezone Non-ducted Wall Placement | 9000 | 5600 | 2.88 | 12976 | 2.09
GREE |  | 202360989 | HRCU-A-CB-O | GWH09ACD-D3DNA1A/O | GWH09QD-D3DN***/I | Singlezone Non-ducted Wall Placement | 9000 | 5600 | 2.88 | 12977 | 2.09
GREE |  | 9116197 | HRCU-A-CB-O | GWH12YD-D3DNA1A/O | GWH12QD-D3DN***/I | Singlezone Non-ducted Wall Placement | 12200 | 8100 | 2.86 | 13000 | 2.08
GREE |  | 9102794 | HRCU-A-CB-O | GWH24YE-D3DNA1A/O | GWH24QE-D3DN***/I | Singlezone Non-ducted Wall Placement | 24000 | 15500 | 2.86 | 26443 | 2.15
GREE |  | 9102074 | HRCU-A-CB-O | GWH18YE-D3DNA1A/O | GWH18QE-D3DN***/I | Singlezone Non-ducted Wall Placement | 18000 | 14200 | 2.87 | 21500 | 2.03
GREE | Extreme Series | 9944775 | HRCU-A-CB-O | GWH09YD-D3DNA1A/O | GWH09AAD-D3DN***/I | Singlezone Non-ducted Wall Placement | 9000 | 5600 | 2.88 | 12977 | 2.09
GREE | U-Crown Series | 7607465 | HRCU-A-CB-O | GWH09UC-D3DNA4C/O | GWH09UC-D3DN***/I | Singlezone Non-ducted Wall Placement | 9000 | 5500 | 2.83 | 10488 | 2.05
GREE | Extreme Series | 9123256 | HRCU-A-CB-O | GWH24YE-D3DNA1A/O | GWH24AAE-D3DN***/I | Singlezone Non-ducted Wall Placement | 24000 | 15500 | 2.86 | 26443 | 2.15
GREE |  | 204325176 | HRCU-A-CB-O | GWH09ACD-D3DNA1A/O | GWH09AAD-D3DN***/I | Singlezone Non-ducted Wall Placement | 9000 | 5600 | 2.88 | 12977 | 2.09
GREE | Extreme Series | 9944776 | HRCU-A-CB-O | GWH12YD-D3DNA1A/O | GWH12AAD-D3DN***/I | Singlezone Non-ducted Wall Placement | 12200 | 8100 | 2.86 | 13000 | 2.08
GREE | Sapphire | 10149903 | HRCU-A-CB-O | SAP12HP230V1AO | SAP12HP230V1AH | Singlezone Non-ducted Wall Placement | 12200 | 8100 | 2.86 | 13000 | 2.08
GREE | U-Crown Series | 7607467 | HRCU-A-CB-O | GWH12UC-D3DNA4C/O | GWH12UC-D3DN***/I | Singlezone Non-ducted Wall Placement | 13000 | 8500 | 2.54 | 13000 | 2.76
GREE | Lomo 23 Series | 7091971 | HRCU-A-CB-O | GWH12QC-D3DNA1D/O | GWH12QC-D3DN***/I | Singlezone Non-ducted Wall Placement | 13000 | 7100 | 2.6 | 9065 | 2.04
GREE | Free Match G-Series | 9084227 | HMSV-A-CB | GWHD(36)ND3GO |  | Multizone All Non-ducted | 42500 | 26500 | 2.88 | 21356 | 2.01
GREE | U-Crown Series | 7607469 | HRCU-A-CB-O | GWH18UC-D3DNA4C/O | GWH18UC-D3DN***/I | Singlezone Non-ducted Wall Placement | 19000 | 12717 | 2.5 | 19190 | 2.85
HAIER | Arctic Multi | 204878399 | HMSV-A-CB-O | 4U36EH2VH** |  | Multizone All Non-ducted | 36000 | 22000 | 2.5 | 36000 | 2
HAIER | Arctic Next Gen | 205291903 | HRCU-A-CB-O | 1U18EH2VHD* | AW18EH2VHD* | Singlezone Non-ducted Wall Placement | 20000 | 15300 | 2.7 | 25000 | 2.27
HAIER | Arctic Next Gen | 205291901 | HRCU-A-CB-O | 1U09EH2VHD* | AW09EH2VHD* | Singlezone Non-ducted Wall Placement | 10000 | 6500 | 2.89 | 12000 | 2.11
HAIER | Arctic Next Gen | 205291902 | HRCU-A-CB-O | 1U12EH2VHD* | AW12EH2VHD* | Singlezone Non-ducted Wall Placement | 14500 | 9300 | 3.21 | 17000 | 2.31
HAIER | Advanced | 10338838 | HRCU-A-CB-O | 1U12ES2VHA | AW12ES2VH* | Singlezone Non-ducted Wall Placement | 16000 | 12220 | 3.01 | 10160 | 2.46
HAIER | Advanced | 10338837 | HRCU-A-CB-O | 1U09ES2VHA | AW09ES2VH* | Singlezone Non-ducted Wall Placement | 10000 | 7400 | 3.44 | 10000 | 2.48
HAIER | Advanced | 10092556 | HRCU-A-CB-O | 1U18ES2VHA | AW18ES2VH | Singlezone Non-ducted Wall Placement | 22000 | 14000 | 2.74 | 14900 | 2.08
HAIER | Advanced | 10092555 | HRCU-A-CB-O | 1U24ES2VHA | AW24ES2VH | Singlezone Non-ducted Wall Placement | 27600 | 18500 | 2.85 | 20500 | 2.15
HAIER | Arctic | 8862047 | HRCU-A-CB-O | 1U09EH2VHA | AW09EH2VHA | Singlezone Non-ducted Wall Placement | 12000 | 9000 | 3.22 | 12000 | 2.23
HAIER | Arctic | 8862057 | HRCU-A-CB-O | 1U18EH2VHA | AW18EH2VHA | Singlezone Non-ducted Wall Placement | 20400 | 18500 | 2.85 | 20400 | 1.9
HAIER | Advanced Plus | 202583710 | HRCU-A-CB | 1U18AP2VHA | AW18ES2VHB | Singlezone Non-ducted Wall Placement | 22000 | 14000 | 2.5 | 17000 | 1.9
HAXXAIR |  | 205921367 | HRCU-A-CB-O | HVHSC-18T2D | HAHC-18T2D | Singlezone Non-ducted, Ceiling Placement | 19000 | 11000 | 2.9 | 14750 | 2.3
HAXXAIR |  | 203999084 | HRCU-A-CB-O | HAH-12T2D | HVH-12T2D | Singlezone Non-ducted Wall Placement | 13000 | 7500 | 2.71 | 7824 | 2.12
HAXXAIR |  | 203999081 | HRCU-A-CB-O | HAH-18T2D | HVH-18T2D | Singlezone Non-ducted Wall Placement | 19000 | 11600 | 2.7 | 12730 | 2.16
HEIL | QuietComfort | 205921375 | HRCU-A-CB | DLCSRAH24AAK | DLFSAAH24XAK | Singlezone Ducted, Centrally Ducted | 29000 | 17500 | 2.56 | 26970 | 1.91
HEIL | High Tier | 202463649 | HRCU-A-CB-O | DLCPRAH24AAK | DLFPHAH24XAK | Singlezone Non-ducted Wall Placement | 24000 | 15450 | 3 | 24000 | 2
HEIL | High Tier | 202463648 | HRCU-A-CB-O | DLCPRAH18AAK | DLFPHAH18XAK | Singlezone Non-ducted Wall Placement | 18000 | 12300 | 3.19 | 18000 | 2
HEIL |  | 201835718 | HRCU-A-CB | DLCSRAH24AAK | DLFSDAH24XAK | Singlezone Ducted, "Compact Ducted" | 24000 | 17400 | 2.96 | 30000 | 1.93
HEIL |  | 201835668 | HRCU-A-CB-O | DLCSRAH12AAJ | DLFSHAH12XAJ | Singlezone Non-ducted Wall Placement | 11800 | 7100 | 2.57 | 7800 | 2.01
HEIL |  | 201835653 | HRCU-A-CB-O | DLCPRAH09AAK | DLFPHAH09XAK | Singlezone Non-ducted Wall Placement | 10000 | 7200 | 2.78 | 13047 | 1.97
HEIL | Mid-tier | 201835670 | HRCU-A-CB-O | DLCSRAH09AAK | DLFSHAH09XAK | Singlezone Non-ducted Wall Placement | 12000 | 7500 | 2.65 | 9840 | 2.1
HEIL | Mid-tier | 201835716 | HRCU-A-CB-O | DLCSRAH18AAK | DLFSCAH18XAK | Singlezone Non-ducted, Ceiling Placement | 18000 | 12000 | 2.59 | 15710 | 2.4
HEIL | Mid-tier | 201835706 | HRCU-A-CB-O | DLCSRAH09AAK | DLFSCAH09XAK | Singlezone Non-ducted, Ceiling Placement | 10000 | 6700 | 2.58 | 11870 | 1.94
HISENSE |  | 203845999 | HRCU-A-CB-O | AST-12UW3SXE01 | AST-12UW3SXE**01 | Singlezone Non-ducted Wall Placement | 13000 | 7500 | 2.71 | 9800 | 1.95
HISENSE |  | 203378283 | HRCU-A-CB-O | AST-18UW3SBB00 | AST-18UW3SBB**00 | Singlezone Non-ducted Wall Placement | 19000 | 11600 | 2.7 | 13273 | 2.21
HISENSE |  | 201981253 | HRCU-A-CB-O | AS-09UW3SXE00 | AS-09UW3SXE**00 | Singlezone Non-ducted Wall Placement | 10500 | 6500 | 3.12 | 9250 | 2.36
HISENSE |  | 201981254 | HRCU-A-CB-O | AS-12UW3SXA00 | AS-12UW3SXA**00 | Singlezone Non-ducted Wall Placement | 13000 | 8000 | 3.17 | 12030 | 2.41
HISENSE |  | 205013613 | HRCU-A-CB-O | AUW-18U3SF | ACT-18UR3SGB | Singlezone Non-ducted, Ceiling Placement | 18000 | 11000 | 2.54 | 14750 | 2.3
HISENSE |  | 204976793 | HRCU-A-CB-O | AUW-12U3SS | ACT-12UR3SCA | Singlezone Non-ducted, Ceiling Placement | 12000 | 7000 | 2.53 | 7376 | 2.08
KANIONco |  | 205645144 | HMSV-A-CB | KWSMO-18R410AIH |  | Multizone All Non-ducted | 19000 | 12000 | 2.79 | 10205 | 1.97
KANIONco |  | 204760839 | HRCU-A-CB-O | KWSM-09IR410AHS21 | KWSM-09IR410AHS21 | Singlezone Non-ducted Wall Placement | 9800 | 6400 | 2.76 | 7801 | 1.91
KANIONco |  | 205645145 | HMSV-A-CB | KWSMO-30R410AIH |  | Multizone All Non-ducted | 28000 | 17200 | 2.8 | 17040 | 1.97
KARDA |  | 205724750 | HMSV-A-CB | 2KARDA27MZ3 |  | Multizone All Non-ducted | 28000 | 17200 | 2.8 | 17040 | 1.97
KARDA |  | 205823033 | HMSV-A-CB | 2KARDA18MZ2 |  | Multizone All Non-ducted | 19000 | 12000 | 2.79 | 10205 | 1.97
KARDA |  | 202608467 | HMSV-A-CB | 2PAMSH27-MZO3 |  | Multizone All Non-ducted | 28000 | 17200 | 2.82 | 16820 | 1.95
KEEPRITE | ProComfort | 205921376 | HRCU-A-CB | DLCSRAH24AAK | DLFSAAH24XAK | Singlezone Ducted, Centrally Ducted | 29000 | 17500 | 2.56 | 26970 | 1.91
KEEPRITE | High Tier | 202463651 | HRCU-A-CB-O | DLCPRAH24AAK | DLFPHAH24XAK | Singlezone Non-ducted Wall Placement | 24000 | 15450 | 3 | 24000 | 2
KEEPRITE | High Tier | 202463650 | HRCU-A-CB-O | DLCPRAH18AAK | DLFPHAH18XAK | Singlezone Non-ducted Wall Placement | 18000 | 12300 | 3.19 | 18000 | 2
KEEPRITE |  | 201835719 | HRCU-A-CB | DLCSRAH24AAK | DLFSDAH24XAK | Singlezone Ducted, "Compact Ducted" | 24000 | 17400 | 2.96 | 30000 | 1.93
KEEPRITE |  | 201835669 | HRCU-A-CB-O | DLCSRAH12AAJ | DLFSHAH12XAJ | Singlezone Non-ducted Wall Placement | 11800 | 7100 | 2.57 | 7800 | 2.01
KEEPRITE |  | 201835652 | HRCU-A-CB-O | DLCPRAH09AAK | DLFPHAH09XAK | Singlezone Non-ducted Wall Placement | 10000 | 7200 | 2.78 | 13047 | 1.97
KEEPRITE | Mid-tier | 201835671 | HRCU-A-CB-O | DLCSRAH09AAK | DLFSHAH09XAK | Singlezone Non-ducted Wall Placement | 12000 | 7500 | 2.65 | 9840 | 2.1
KEEPRITE | Mid-tier | 201835717 | HRCU-A-CB-O | DLCSRAH18AAK | DLFSCAH18XAK | Singlezone Non-ducted, Ceiling Placement | 18000 | 12000 | 2.59 | 15710 | 2.4
KEEPRITE | Mid-tier | 201835707 | HRCU-A-CB-O | DLCSRAH09AAK | DLFSCAH09XAK | Singlezone Non-ducted, Ceiling Placement | 10000 | 6700 | 2.58 | 11870 | 1.94
KENMORE | Mid-Tier | 205921377 | HRCU-A-CB | DLCSRAH24AAK | DLFSAAH24XAK | Singlezone Ducted, Centrally Ducted | 29000 | 17500 | 2.56 | 26970 | 1.91
KENMORE | High Tier | 202463653 | HRCU-A-CB-O | DLCPRAH24AAK | DLFPHAH24XAK | Singlezone Non-ducted Wall Placement | 24000 | 15450 | 3 | 24000 | 2
KENMORE | High Tier | 202463652 | HRCU-A-CB-O | DLCPRAH18AAK | DLFPHAH18XAK | Singlezone Non-ducted Wall Placement | 18000 | 12300 | 3.19 | 18000 | 2
KENMORE |  | 201835764 | HRCU-A-CB-O | DLCSRAH12AAJ | DLFSHAH12XAJ | Singlezone Non-ducted Wall Placement | 11800 | 7100 | 2.57 | 7800 | 2.01
KENMORE |  | 201835815 | HRCU-A-CB | DLCSRAH24AAK | DLFSDAH24XAK | Singlezone Ducted, "Compact Ducted" | 24000 | 17400 | 2.96 | 30000 | 1.93
KENMORE |  | 201835749 | HRCU-A-CB-O | DLCPRAH09AAK | DLFPHAH09XAK | Singlezone Non-ducted Wall Placement | 10000 | 7200 | 2.78 | 13047 | 1.97
KENMORE | Mid-tier | 201835766 | HRCU-A-CB-O | DLCSRAH09AAK | DLFSHAH09XAK | Singlezone Non-ducted Wall Placement | 12000 | 7500 | 2.65 | 9840 | 2.1
KENMORE | Mid-tier | 201835813 | HRCU-A-CB-O | DLCSRAH18AAK | DLFSCAH18XAK | Singlezone Non-ducted, Ceiling Placement | 18000 | 12000 | 2.59 | 15710 | 2.4
KENMORE | Mid-tier | 201835803 | HRCU-A-CB-O | DLCSRAH09AAK | DLFSCAH09XAK | Singlezone Non-ducted, Ceiling Placement | 10000 | 6700 | 2.58 | 11870 | 1.94
KERR |  | 202110997 | HRCU-A-CB | A-KMH09SU-1 | B-KMH09DU-1 | Singlezone Ducted, "Compact Ducted" | 10000 | 7200 | 2.74 | 8343 | 2.07
KERR |  | 201866481 | HMSV-A-CB | A-KMH36QU-1 |  | Multizone All Non-ducted | 36000 | 23200 | 2.78 | 36037 | 1.96
KERR |  | 206221393 | HRCU-A-CB-O | A-KMH24SU-1A | B-KMH24SU-1A | Singlezone Non-ducted Wall Placement | 30000 | 19400 | 2.95 | 26000 | 2.07
KERR |  | 205747697 | HRCU-A-CB-O | A-KMH18SU-1A | B-KMH18SU-1A | Singlezone Non-ducted Wall Placement | 18000 | 10900 | 2.58 | 11178 | 2.02
KINGHOME |  | 205756438 | HRCU-A-CB | KU36UHO | KU24UHI | Singlezone Ducted, Centrally Ducted | 24000 | 16300 | 2.7 | 24000 | 2.1
KINGHOME |  | 10338836 | HRCU-A-CB-O | KW18HUCA4DO | KW18HUCA4DI | Singlezone Non-ducted Wall Placement | 19000 | 12700 | 2.5 | 19190 | 2.85
KINGHOME |  | 10333040 | HRCU-A-CB-O | KW18HQ2B8DO | KW18HQ2B8DI | Singlezone Non-ducted Wall Placement | 19800 | 12400 | 2.51 | 21500 | 2.03
KINGHOME |  | 10333037 | HRCU-A-CB-O | KW12HQ2B8DO | KW12HQ2B8DI | Singlezone Non-ducted Wall Placement | 13000 | 7100 | 2.81 | 8000 | 2.73
KINGHOME |  | 10338140 | HRCU-A-CB-O | KW24HQ2B8DO | KW24HQ2B8DI | Singlezone Non-ducted Wall Placement | 23000 | 14600 | 2.73 | 22553 | 2.07
KINGHOME |  | 10333036 | HRCU-A-CB-O | KW09HQ2B8DO | KW09HQ2B8DI | Singlezone Non-ducted Wall Placement | 11000 | 6800 | 2.66 | 12976 | 2.09
KINGHOME |  | 10338834 | HRCU-A-CB-O | KW09HUCA4DO | KW09HUCA4DI | Singlezone Non-ducted Wall Placement | 9000 | 5380 | 2.97 | 10500 | 2.05
KINGHOME |  | 10338835 | HRCU-A-CB-O | KW12HUCA4DO | KW12HUCA4DI | Singlezone Non-ducted Wall Placement | 13000 | 8500 | 2.62 | 10200 | 2.01
KINGHOME |  | 10338157 | HRCU-A-CB-O | KW09HTBA3DO | KW09HTBA3DI | Singlezone Non-ducted Wall Placement | 9800 | 5800 | 2.7 | 8000 | 2.13
KINGHOME |  | 10338158 | HRCU-A-CB-O | KW12HTBA3DO | KW12HTBA3DI | Singlezone Non-ducted Wall Placement | 13000 | 8000 | 3.13 | 8300 | 2.15
KINGHOME |  | 10338159 | HRCU-A-CB-O | KW18HTCA3DO | KW18HTCA3DI | Singlezone Non-ducted Wall Placement | 19000 | 12100 | 2.81 | 15400 | 1.97
LENNOX | ELITE XP20 SERIES | 205743190 | HRCU-A-CB | XP20-036-230B** | CR33-50/60+TDR+TXV | Singlezone Ducted, Centrally Ducted | 32000 | 20600 | 2.51 | 17200 | 2.1
LENNOX | ELITE XP20 SERIES | 205743191 | HRCU-A-CB | XP20-036-230B** | CR33-50/60+TDR+TXV | Singlezone Ducted, Centrally Ducted | 32000 | 20600 | 2.52 | 17200 | 2.1
LENNOX | ELITE XP20 SERIES | 206322100 | HRCU-A-CB | XP20-036-230B** | CR33-50/60+TDR+TXV | Singlezone Ducted, Centrally Ducted | 32000 | 20600 | 2.51 | 17200 | 2.1
LENNOX | ELITE XP20 SERIES | 206322101 | HRCU-A-CB | XP20-036-230B** | CR33-50/60+TDR+TXV | Singlezone Ducted, Centrally Ducted | 32000 | 20600 | 2.51 | 17200 | 2.1
LENNOX | ELITE XP20 SERIES | 206322102 | HRCU-A-CB | XP20-036-230B** | CR33-50/60+TDR+TXV | Singlezone Ducted, Centrally Ducted | 32000 | 20600 | 2.52 | 17200 | 2.1
LENNOX |  | 201771988 | HMSV-A-CB | MLA030S4M-1P |  | Multizone All Non-ducted | 28000 | 18000 | 2.75 | 28160 | 2.04
LENNOX |  | 203343587 | HMSV-A-CB | MPB030S4M-2P |  | Multizone All Non-ducted | 28000 | 17200 | 2.82 | 16820 | 1.95
LENNOX |  | 10058816 | HRCU-A-CB | MPB009S4S-1P | MMDA009S4-2P | Singlezone Ducted, "Compact Ducted" | 10000 | 6200 | 2.84 | 8071 | 2
LENNOX |  | 201771989 | HMSV-A-CB | MLA036S4M-1P |  | Multizone All Non-ducted | 36000 | 23200 | 2.78 | 36000 | 1.96
LENNOX |  | 201953307 | HRCU-A-CB | XP20-036-230A** | CBA38MV-042-230 | Singlezone Ducted, Centrally Ducted | 33000 | 21400 | 2.51 | 18600 | 2.16
LENNOX | DAVE LENNOX SIGNATURE XP25 SERIES | 202073556 | HRCU-A-CB | XP25-048-230-** | CBA38MV-060-230*+TDR | Singlezone Ducted, Centrally Ducted | 47000 | 30000 | 2.5 | 25200 | 2.1
LENNOX | DAVE LENNOX SIGNATURE XP25 SERIES | 201930688 | HRCU-A-CB | XP25-036-230-** | CBA38MV-042-230*+TDR | Singlezone Ducted, Centrally Ducted | 33800 | 21400 | 2.57 | 18600 | 2.11
LENNOX | ELITE XP20 SERIES | 201842145 | HRCU-A-CB | XP20-060-230A** | CBA38MV-060-230*+TDR | Singlezone Ducted, Centrally Ducted | 54500 | 36200 | 2.5 | 30800 | 2.17
LENNOX | ELITE XP20 SERIES | 8550434 | HRCU-A-CB | XP20-024-230A** | CR33-48B*+TDR+TXV | Singlezone Ducted, Centrally Ducted | 22000 | 14700 | 2.53 | 12300 | 2.11
LENNOX | ELITE XP20 SERIES | 8550433 | HRCU-A-CB | XP20-024-230A** | CR33-48B*+TDR+TXV | Singlezone Ducted, Centrally Ducted | 22000 | 14700 | 2.53 | 12300 | 2.11
LENNOX | ELITE XP20 SERIES | 8550432 | HRCU-A-CB | XP20-024-230A** | CR33-48B*+TDR+TXV | Singlezone Ducted, Centrally Ducted | 22000 | 14700 | 2.52 | 12300 | 2.1
LENNOX | ELITE XP20 SERIES | 201842143 | HRCU-A-CB | XP20-024-230A** | CBA38MV-030-230*+TDR | Singlezone Ducted, Centrally Ducted | 21600 | 14000 | 2.53 | 12400 | 2.2
LENNOX | ELITE XP20 SERIES | 201953305 | HRCU-A-CB | XP20-036-230A** | CBA38MV-042-230*+TDR | Singlezone Ducted, Centrally Ducted | 33000 | 21400 | 2.51 | 18600 | 2.16
LENNOX |  | 201796630 | HRCU-A-CB-O | MPB009S4S-1P | MWMA009S4-3P | Singlezone Non-ducted Wall Placement | 9800 | 5800 | 2.74 | 7990 | 1.98
LENNOX |  | 201796631 | HRCU-A-CB-O | MPB012S4S-1P | MWMA012S4-3P | Singlezone Non-ducted Wall Placement | 12000 | 7700 | 2.75 | 9134 | 1.94
LENNOX |  | 201796629 | HRCU-A-CB-O | MPB012S4S-1L | MWMB012S4-2L | Singlezone Non-ducted Wall Placement | 12000 | 7600 | 2.59 | 6885 | 2
LENNOX |  | 10058835 | HRCU-A-CB-O | MPB018S4S-1P | M22A018S4-2P | Singlezone Non-ducted Wall Placement | 18000 | 12000 | 2.77 | 9410 | 1.98
LENNOX |  | 10058834 | HRCU-A-CB-O | MPB018S4S-1P | M22A018S4-1P | Singlezone Non-ducted Wall Placement | 18000 | 12000 | 2.77 | 9410 | 1.98
LENNOX |  | 10058831 | HRCU-A-CB-O | MPB009S4S-1P | M22A009S4-2P | Singlezone Non-ducted Wall Placement | 10000 | 5800 | 2.66 | 7878 | 1.97
LENNOX |  | 10058830 | HRCU-A-CB-O | MPB009S4S-1P | M22A009S4-1P | Singlezone Non-ducted Wall Placement | 10000 | 5800 | 2.66 | 7878 | 1.97
LENNOX |  | 10058827 | HRCU-A-CB-O | MPB024S4S-1P | MCFA024S4-2P | Singlezone Non-ducted Wall Placement | 24000 | 15000 | 2.85 | 17705 | 2.02
LENNOX |  | 10058826 | HRCU-A-CB-O | MPB024S4S-1P | MCFA024S4-1P | Singlezone Non-ducted Wall Placement | 24000 | 15000 | 2.85 | 17705 | 2.02
LENNOX |  | 10058825 | HRCU-A-CB-O | MPB018S4S-1P | MCFB018S4-2P | Singlezone Non-ducted Wall Placement | 18000 | 12000 | 2.71 | 10274 | 2.11
LENNOX |  | 10056176 | HRCU-A-CB-O | MPB024S4S-1P | MWMA024S4-2P | Singlezone Non-ducted Wall Placement | 25000 | 15300 | 2.7 | 18099 | 2.07
LENNOX |  | 10056175 | HRCU-A-CB-O | MPB024S4S-1P | MWMA024S4-1P | Singlezone Non-ducted Wall Placement | 25000 | 15300 | 2.7 | 18099 | 2.07
LENNOX |  | 10056172 | HRCU-A-CB-O | MPB012S4S-1P | MWMA012S4-2P | Singlezone Non-ducted Wall Placement | 12000 | 7700 | 2.75 | 9134 | 1.94
LENNOX |  | 10056174 | HRCU-A-CB-O | MPB018S4S-1P | MWMA018S4-2P | Singlezone Non-ducted Wall Placement | 18000 | 11400 | 2.72 | 11178 | 2.02
LENNOX |  | 10056173 | HRCU-A-CB-O | MPB018S4S-1P | MWMA018S4-1P | Singlezone Non-ducted Wall Placement | 18000 | 11400 | 2.72 | 11178 | 2.02
LENNOX |  | 10056171 | HRCU-A-CB-O | MPB012S4S-1P | MWMA012S4-1P | Singlezone Non-ducted Wall Placement | 12000 | 7700 | 2.75 | 9134 | 1.94
LENNOX |  | 10056170 | HRCU-A-CB-O | MPB009S4S-1P | MWMA009S4-2P | Singlezone Non-ducted Wall Placement | 9800 | 5800 | 2.74 | 7990 | 1.98
LENNOX |  | 10056168 | HRCU-A-CB-O | MPB012S4S-1L | MWMB012S4-1L | Singlezone Non-ducted Wall Placement | 12000 | 7600 | 2.59 | 6885 | 2
LENNOX |  | 10056169 | HRCU-A-CB-O | MPB009S4S-1P | MWMA009S4-1P | Singlezone Non-ducted Wall Placement | 9800 | 5800 | 2.74 | 7990 | 1.98
LENNOX |  | 9920055 | HMSV-A-CB | MLA036S4M-1P |  | Multizone All Non-ducted | 36000 | 23200 | 2.78 | 36000 | 1.96
LENNOX |  | 201796628 | HRCU-A-CB-O | MPB009S4S-1L | MWMB009S4-2L | Singlezone Non-ducted Wall Placement | 11000 | 6500 | 2.8 | 6776 | 1.95
LG |  | 206221544 | HMSV-A-CB | LMU240HV |  | Multizone All Non-ducted | 24600 | 15200 | 2.89 | 18000 | 2.42
LG |  | 206221551 | HMSV-A-CB | LMU240HV |  | Multizone All Ducted | 23000 | 14500 | 2.64 | 17700 | 2.36
LG | LG | 206221552 | HMSV-A-CB | LMU240HV |  | Multizone Mix of Non-ducted and Ducted | 23800 | 14800 | 2.75 | 17850 | 2.39
LG |  | 206221543 | HMSR-A-CB | LMU180HV |  | Multizone All Non-ducted | 22000 | 14500 | 2.66 | 17700 | 2.3
LG |  | 206221550 | HMSV-A-CB | LMU180HV |  | Multizone Mix of Non-ducted and Ducted | 21000 | 13700 | 2.56 | 17450 | 2.26
LG |  | 205788771 | HRCU-A-CB-O | LUU480HHV | LCN489HV | Singlezone Non-ducted, Ceiling Placement | 52000 | 32600 | 2.99 | 52000 | 2.22
LG |  | 205788770 | HRCU-A-CB | LUU420HHV | LHN428HV | Singlezone Ducted, "Compact Ducted" | 48000 | 28400 | 2.92 | 48000 | 2.04
LG |  | 205788766 | HRCU-A-CB | LUU180HHV | LDN187HV4 | Singlezone Ducted, "Compact Ducted" | 20000 | 12200 | 2.52 | 20000 | 3.29
LG |  | 205788777 | HRCU-A-CB | LUU480HHV | LVN480HV | Singlezone Ducted, Centrally Ducted | 50000 | 30800 | 2.84 | 50000 | 2.11
LG |  | 205788776 | HRCU-A-CB | LUU420HHV | LVN420HV | Singlezone Ducted, Centrally Ducted | 48000 | 29200 | 2.88 | 48000 | 2.04
LG |  | 205788765 | HRCU-A-CB-O | LUU420HHV | LCN429HV | Singlezone Non-ducted, Ceiling Placement | 48000 | 29200 | 3.1 | 48000 | 2.04
LG |  | 205788772 | HRCU-A-CB | LUU480HHV | LHN488HV | Singlezone Ducted, "Compact Ducted" | 50000 | 31600 | 2.92 | 50000 | 2.17
LG | Prestige (Canada) | 6233140 | HRCU-A-CB-O | LAU120HYV | LAN120HYV | Singlezone Non-ducted Wall Placement | 13600 | 8400 | 3.57 | 13720 | 2.74
LG |  | 203381517 | HRCU-A-CB-O | LUU127HV | LCN128HV4 | Singlezone Non-ducted, Ceiling Placement | 14000 | 9100 | 2.72 | 10500 | 1.91
LG |  | 203161150 | HRCU-A-CB-O | LUU249HV | LCN248HV | Singlezone Non-ducted, Ceiling Placement | 27000 | 17500 | 2.73 | 23600 | 2
LG |  | 10516997 | HMSV-A-CB | LMU240HHV |  | Multizone Mix of Non-ducted and Ducted | 25000 | 16300 | 2.54 | 25000 | 2
LG | LGRED | 204825178 | HRCU-A-CB-O | LAU120HYV3 | LAN120HYV3 | Singlezone Non-ducted Wall Placement | 13600 | 8300 | 3.12 | 13600 | 2.91
LG | LGRED | 204825177 | HRCU-A-CB-O | LAU090HYV3 | LAN090HYV3 | Singlezone Non-ducted Wall Placement | 11000 | 6700 | 3.44 | 11000 | 3.13
LG | LG | 10570123 | HRCU-A-CB-O | LSU120HSV5 | LSN120HSV5 | Singlezone Non-ducted Wall Placement | 13600 | 8200 | 2.79 | 11930 | 2.38
LG |  | 10443472 | HMSV-A-CB | LMU360HHV |  | Multizone All Non-ducted | 41000 | 28000 | 2.9 | 41000 | 2.11
LG | LG | 10567391 | HRCU-A-CB-O | LSU180HSV5 | LSN180HSV5 | Singlezone Non-ducted Wall Placement | 21600 | 13250 | 2.77 | 19300 | 2.28
LG | LG | 10567390 | HRCU-A-CB-O | LSU180HSV5 | LAN180HSV5 | Singlezone Non-ducted Wall Placement | 21600 | 13250 | 2.77 | 19300 | 2.28
LG | LG | 10567394 | HRCU-A-CB-O | LSU090HSV5 | LSN090HSV5 | Singlezone Non-ducted Wall Placement | 10900 | 6600 | 3.39 | 9570 | 2.8
LG | LG | 10570122 | HRCU-A-CB-O | LSU120HSV5 | LAN120HSV5 | Singlezone Non-ducted Wall Placement | 13600 | 8350 | 2.85 | 11930 | 2.38
LG | LG | 10567393 | HRCU-A-CB-O | LSU090HSV5 | LAN090HSV5 | Singlezone Non-ducted Wall Placement | 10900 | 6690 | 3.44 | 9570 | 2.8
LG |  | 8584526 | HRCU-A-CB-O | LAU240HYV1 | LAN240HYV1 | Singlezone Non-ducted Wall Placement | 27000 | 17200 | 2.8 | 23690 | 2.24
LG |  | 7947563 | HRCU-A-CB-O | LAU090HYV1 | LAN090HYV1 | Singlezone Non-ducted Wall Placement | 11000 | 6750 | 3.47 | 11220 | 2.88
LG |  | 9680935 | HRCU-A-CB-O | LAU150HYV2 | LAN150HYV2 | Singlezone Non-ducted Wall Placement | 18000 | 11000 | 2.88 | 18940 | 2.57
LG |  | 10445111 | HMSV-A-CB | LMU360HHV |  | Multizone Mix of Non-ducted and Ducted | 40500 | 27500 | 2.68 | 40500 | 2.06
LG |  | 10443475 | HMSV-A-CB | LMU360HHV |  | Multizone All Ducted | 40000 | 27000 | 2.5 | 40000 | 2.01
LG |  | 10445374 | HMSV-A-CB | LMU240HHV |  | Multizone All Non-ducted | 26000 | 17400 | 2.8 | 26000 | 2.1
LG |  | 10445376 | HMSV-A-CB | LMU300HHV |  | Multizone All Non-ducted | 28600 | 18900 | 2.8 | 28600 | 2.16
LG |  | 8111358 | HMSV-A-CB | LMU480HV |  | Multizone All Non-ducted | 54000 | 34080 | 3.31 | 38900 | 2.52
LG |  | 10443474 | HMSV-A-CB | LMU420HHV |  | Multizone All Ducted | 45000 | 29000 | 2.71 | 45000 | 2.07
LG |  | 10444103 | HMSV-A-CB | LMU420HHV |  | Multizone Mix of Non-ducted and Ducted | 45000 | 29000 | 2.75 | 45000 | 2.11
LG |  | 8111355 | HMSV-A-CB | LMU30CHV |  | Multizone All Non-ducted | 32000 | 19600 | 2.74 | 20622 | 2.5
LG |  | 7184507 | HMSV-A-CB | LMU24CHV |  | Multizone Mix of Non-ducted and Ducted | 23250 | 14250 | 2.59 | 14109 | 2.43
LG |  | 8584525 | HRCU-A-CB-O | LAU180HYV1 | LAN180HYV1 | Singlezone Non-ducted Wall Placement | 22000 | 13000 | 2.78 | 19300 | 2.37
LG |  | 9680934 | HRCU-A-CB-O | LAU180HYV2 | LAN180HYV2 | Singlezone Non-ducted Wall Placement | 22000 | 13500 | 2.75 | 22600 | 2.37
LG |  | 7180063 | HMSV-A-CB | LMU36CHV |  | Multizone All Non-ducted | 36000 | 20000 | 2.62 | 22057 | 2.49
LG |  | 203161351 | HRCU-A-CB | LUU189HV | LVN181HV4 | Singlezone Ducted, Centrally Ducted | 20000 | 13000 | 2.7 | 20500 | 1.94
LG |  | 203381526 | HRCU-A-CB-O | LUU097HV | LCN098HV4 | Singlezone Non-ducted, Ceiling Placement | 11000 | 7000 | 2.93 | 8250 | 2.1
LG |  | 9122552 | HRCU-A-CB-O | LSU243HLV | LSN243HLV | Singlezone Non-ducted Wall Placement | 27000 | 17900 | 2.79 | 23690 | 2.07
LG |  | 7180062 | HMSV-A-CB | LMU24CHV |  | Multizone All Non-ducted | 24000 | 14500 | 2.72 | 14595 | 2.59
LG |  | 8931559 | HRCU-A-CB | LUU127HV | LDN127HV4 | Singlezone Ducted, "Compact Ducted" | 16000 | 10000 | 2.71 | 12000 | 1.95
LG |  | 10570124 | HRCU-A-CB-O | LGU121HSV3 | LGN121HSV3 | Singlezone Non-ducted Wall Placement | 13600 | 8200 | 2.79 | 11930 | 2.38
LG |  | 7484109 | HRCU-A-CB-O | LSU090HSV4 | LAN090HSV4 | Singlezone Non-ducted Wall Placement | 10800 | 6600 | 3.45 | 9570 | 2.8
LG |  | 5859619 | HRCU-A-CB-O | LUU187HV | LCN187HV | Singlezone Non-ducted, Ceiling Placement | 20000 | 12500 | 2.88 | 11271 | 2.25
LG |  | 10399150 | HRCU-A-CB | LUU368HV | LVN360HV4 | Singlezone Ducted, Centrally Ducted | 40000 | 25600 | 2.73 | 30000 | 2
LG |  | 10443471 | HMSV-A-CB | LMU420HHV |  | Multizone All Non-ducted | 45000 | 29000 | 2.8 | 45000 | 2.15
LG | LONG PIPE | 204825182 | HRCU-A-CB-O | LSU243HLV3 | LSN243HLV3 | Singlezone Non-ducted Wall Placement | 26000 | 15800 | 2.66 | 23700 | 2.24
LG | LGRED | 204825179 | HRCU-A-CB-O | LAU150HYV3 | LAN150HYV3 | Singlezone Non-ducted Wall Placement | 18000 | 10900 | 3.51 | 18950 | 2.55
LG | LGRED | 204825180 | HRCU-A-CB-O | LAU180HYV3 | LAN180HYV3 | Singlezone Non-ducted Wall Placement | 21600 | 13100 | 3.1 | 21540 | 2.44
LG | LGRED | 204825181 | HRCU-A-CB-O | LAU240HYV3 | LAN240HYV3 | Singlezone Non-ducted Wall Placement | 26000 | 15800 | 2.66 | 23700 | 2.24
LUXAIRE |  | 10309107 | HRCU-A-CB | HL20B4821 | CM50DE3A1+MVC20DN21 | Singlezone Ducted, Centrally Ducted | 58000 | 42500 | 2.56 | 34000 | 2.51
MAXI AIR |  | 203238010 | HRCU-A-CB-O | YS21F-18HRDN1 | YS21F-18HRDN1 | Singlezone Non-ducted Wall Placement | 18000 | 10400 | 2.72 | 10953 | 1.9
MAX-R |  | 205982980 | HRCU-A-CB-O | MAX-R 18K35 GR38 (OUT) | MAX-R 18K35 GR38 (INT) | Singlezone Non-ducted Wall Placement | 18000 | 14200 | 2.87 | 21500 | 2.03
MAX-R |  | 205982979 | HRCU-A-CB-O | MAX-R 12K35 GR38 (OUT) | MAX-R 12K35 GR38 (INT) | Singlezone Non-ducted Wall Placement | 12200 | 8100 | 2.86 | 13000 | 2.08
MAX-R |  | 205982977 | HRCU-A-CB-O | MAX-R 12K30 GR23 (OUT) | MAX-R 12K30 GR23 (INT) | Singlezone Non-ducted Wall Placement | 13000 | 7100 | 2.6 | 9065 | 2.04
MAX-R |  | 204012251 | HMSV-A-CB | MAX-R(MZ)36K30 |  | Multizone All Non-ducted | 36000 | 23200 | 2.78 | 36037 | 1.96
MAYTAG | MAYTAG PSH1BG SERIES | 10296737 | HRCU-A-CB | PSH1BG4CVRX36K | C6B(A,H)-X36(C,U)-C | Singlezone Ducted, Centrally Ducted | 34200 | 21800 | 2.66 | 20250 | 2.28
MAYTAG | MAYTAG PSH1BG SERIES | 10296736 | HRCU-A-CB | PSH1BG4CVRX36K | C6B(A,H)-X36(C,U)-B | Singlezone Ducted, Centrally Ducted | 34400 | 21800 | 2.66 | 20150 | 2.27
MAYTAG | MAYTAG PSH1BG SERIES | 10296731 | HRCU-A-CB | PSH1BG4CVRX24K | C6B(A,H)-X26(C,U)-B | Singlezone Ducted, Centrally Ducted | 22400 | 14200 | 2.77 | 12650 | 2.12
MAYTAG | MAYTAG PSH1BG SERIES | 10296730 | HRCU-A-CB | PSH1BG4CVRX24K | C6B(A,H)-X26(C,U)-B | Singlezone Ducted, Centrally Ducted | 22200 | 14100 | 2.58 | 12800 | 2.03
MAYTAG | MAYTAG PSH1BG SERIES | 10296733 | HRCU-A-CB | PSH1BG4CVRX36K | B6VMAX36K-B | Singlezone Ducted, Centrally Ducted | 34400 | 21800 | 2.66 | 20150 | 2.27
MAYTAG | MAYTAG PSH1BG SERIES | 10296728 | HRCU-A-CB | PSH1BG4CVRX24K | B6VMAX24K-B | Singlezone Ducted, Centrally Ducted | 22400 | 14200 | 2.77 | 12650 | 2.12
MAYTAG | MAYTAG PSH1BG SERIES | 10296742 | HRCU-A-CB | PSH1BG4CVRX48K | C6B(A,H)-X48(C,U)-C | Singlezone Ducted, Centrally Ducted | 44000 | 27800 | 2.63 | 27550 | 2.21
MAYTAG | MAYTAG PSH1BG SERIES | 10296739 | HRCU-A-CB | PSH1BG4CVRX48K | B6VMAX48K-C | Singlezone Ducted, Centrally Ducted | 44000 | 27800 | 2.63 | 27550 | 2.21
MDV |  | 206330124 | HRCU-A-CB | MOX230-12HFN1-MV5W | MTIU-12HWFN1-M | Singlezone Ducted, "Compact Ducted" | 12000 | 8300 | 2.8 | 10460 | 2.51
MDV |  | 206330121 | HRCU-A-CB | MOX230-09HFN1-MW5W | MTIU-09HWFN1-M | Singlezone Ducted, "Compact Ducted" | 10000 | 6300 | 2.88 | 7630 | 2.17
MDV |  | 206330119 | HRCU-A-CB-O | MOX230-12HFN1-MV5W | MCA3U-12HRFN1-M(C) | Singlezone Non-ducted, Ceiling Placement | 12000 | 7800 | 2.86 | 8120 | 2.22
MDV |  | 205993845 | HRCU-A-CB-O | MOX330-09HFN1-MY5W | MSEPB-09HRFN1-MY5W(GA) | Singlezone Non-ducted Wall Placement | 11800 | 7500 | 3.01 | 11109 | 1.97
MDV |  | 205993844 | HRCU-A-CB-O | MOX230-12HFN1-BW0W | MSEPB-12HRFN1-BW0W | Singlezone Non-ducted Wall Placement | 12100 | 7400 | 2.68 | 7094 | 2.19
MDV |  | 205993852 | HRCU-A-CB-O | MOX330-09HFN1-MY5W | CS11M-09HRFN1-MX0W(A) | Singlezone Non-ducted Wall Placement | 11500 | 7100 | 2.85 | 9898 | 1.9
MDV |  | 205993851 | HRCU-A-CB-O | MOX230-12HFN1-BW0W | MS11M-12HRFN1-BV0W | Singlezone Non-ducted Wall Placement | 12400 | 6800 | 2.55 | 5688 | 2.01
MDV |  | 206369560 | HRCU-A-CB-O | MOX430-18HFN1-MT8W | MSEPC-18HRFN1-MU0W | Singlezone Non-ducted Wall Placement | 19000 | 12700 | 2.55 | 12388 | 2.24
MDV |  | 206361865 | HRCU-A-CB-O | MOX230-09HFN1-MW5W | MSAG11B-09HRFN1-MV8W(GA) | Singlezone Non-ducted Wall Placement | 10000 | 6100 | 2.98 | 8564 | 2.22
MDV |  | 206369511 | HRCU-A-CB-O | MOX230-09HFN1-MT0W | MSAG11A-09HRFN1-MT0W | Singlezone Non-ducted Wall Placement | 10000 | 6000 | 2.51 | 6933 | 1.97
MDV |  | 206369559 | HRCU-A-CB-O | MOX230-12HFN1-MV5W | MSEPB-12HRFN1-MW5W(GA) | Singlezone Non-ducted Wall Placement | 12000 | 8000 | 2.86 | 8981 | 2.19
MDV |  | 206369561 | HRCU-A-CB-O | MOD33-24HFN1-MT0W | MSEPD-24HRFN1-MU0W | Singlezone Non-ducted Wall Placement | 25000 | 14200 | 2.7 | 17500 | 2.04
MDV |  | 206369558 | HRCU-A-CB-O | MOX230-09HFN1-MW5W | MSEPB-09HRFN1-MY5W(GA) | Singlezone Non-ducted Wall Placement | 10000 | 6100 | 2.98 | 8581 | 2.19
MDV |  | 206361864 | HRCU-A-CB-O | MOX230-12HFN1-BW0W | MSAG11B-12HRFN1-BU5W | Singlezone Non-ducted Wall Placement | 12000 | 8200 | 2.86 | 6858 | 2.07
MDV |  | 206361866 | HRCU-A-CB-O | MOX230-12HFN1-MV5W | MSAG11B-12HRFN1-MV0W(GA) | Singlezone Non-ducted Wall Placement | 12000 | 8000 | 2.86 | 7697 | 2.03
MDV |  | 206361859 | HRCU-A-CB-O | MOX430-18HFN1-MT8W | MSAG11D-18HRFN1-MT8W | Singlezone Non-ducted Wall Placement | 18000 | 11900 | 2.56 | 12829 | 2.35
MDV |  | 206361867 | HRCU-A-CB-O | MOD33-24HFN1-MT0W | MSAG11D-23HRFN1-MU0W | Singlezone Non-ducted Wall Placement | 26000 | 16800 | 2.61 | 19542 | 2.22
MDV |  | 205823026 | HRCU-A-CB | MOE30U-32HFN1-M-[X] | MTI-32HWFN1-M | Singlezone Ducted, "Compact Ducted" | 38000 | 25000 | 2.88 | 49282 | 2.19
MDV |  | 205746254 | HRCU-A-CB-O | MOX430-17HFN1-MT0W | CS11M-18HRFN1-MT0W | Singlezone Non-ducted Wall Placement | 18000 | 10900 | 2.58 | 11178 | 2.02
MDV |  | 205746255 | HRCU-A-CB-O | MOD30-24HFN1-MU0W | CS11M-23HRFN1-MT0W | Singlezone Non-ducted Wall Placement | 30000 | 19400 | 2.95 | 26000 | 2.07
MDV |  | 8740675 | HRCU-A-CB-O | MOD31-24HFN1-MT0W | MUEU-24HRFN1-M(C) | Singlezone Non-ducted, Floor Placement | 24000 | 15000 | 2.85 | 17817 | 1.9
MDV |  | 8856676 | HMSV-A-CB | M3OF-27HFN1-M |  | Multizone All Non-ducted | 28000 | 17200 | 2.8 | 17040 | 1.97
MDV |  | 8856675 | HMSV-A-CB | M2OF-18HFN1-M |  | Multizone All Non-ducted | 19000 | 12000 | 2.79 | 10205 | 1.97
MDV |  | 200059299 | HRCU-A-CB | MOD31-24HFN1-MT0W | MTIU-24HWFN1-M | Singlezone Ducted, "Compact Ducted" | 24400 | 16000 | 2.69 | 18533 | 2.04
MDV |  | 200059283 | HRCU-A-CB-O | MOCA30-12HFN1-MZ50W | MSOP1B-12HRFN1-MZ50W | Singlezone Non-ducted Wall Placement | 12000 | 6800 | 2.62 | 13873 | 2.03
MDV |  | 200059281 | HRCU-A-CB-O | MOCA30-09HFN1-MZA5W | MSOP1B-09HRFN1-MZA5W | Singlezone Non-ducted Wall Placement | 10000 | 7200 | 2.78 | 13047 | 1.91
MDV |  | 8779182 | HRCU-A-CB-O | MOB01-12HFN1-BT0W | MSMBB-12HRFN1-BT0W | Singlezone Non-ducted Wall Placement | 11800 | 7100 | 2.54 | 6192 | 1.99
MDV |  | 8719215 | HRCU-A-CB-O | MOCA31-18HFN1-MT0W | MSABE-18HRFN1-MT0W | Singlezone Non-ducted Wall Placement | 18000 | 10400 | 2.72 | 10953 | 1.9
MDV |  | 8688148 | HRCU-A-CB-O | MOBA30-09HFN1-MT0W | MSABB-09HRFN1-MT0W | Singlezone Non-ducted Wall Placement | 9800 | 6400 | 2.76 | 7801 | 1.91
MDV |  | 202415590 | HRCU-A-CB-O | MOD30-22HFN1-MW5W | MSAB2F-22HRFN1-MW5W | Singlezone Non-ducted Wall Placement | 24000 | 15400 | 3.01 | 25624 | 2.1
MDV |  | 202415591 | HRCU-A-CB-O | MOD30-18HFN1-MZ22W | MSAB2F-18HRFN1-MZ22W | Singlezone Non-ducted Wall Placement | 18000 | 12300 | 3.19 | 17920 | 2.13
MDV |  | 8740674 | HRCU-A-CB-O | MOD31-24HFN1-MT0W | MCDU-24HRFN1-M(C) | Singlezone Non-ducted, Ceiling Placement | 24400 | 15800 | 2.56 | 16933 | 1.95
MDV |  | 9101401 | HRCU-A-CB-O | MOBA30-09HFN1-MT0W | CS11M-09HRFN1-MX0W(A) | Singlezone Non-ducted Wall Placement | 9800 | 5800 | 2.74 | 7989 | 2
MDV |  | 9101403 | HRCU-A-CB-O | MOCA31-18HFN1-MT0W | CS11M-18HRFN1-MT0W | Singlezone Non-ducted Wall Placement | 18000 | 11400 | 2.72 | 11178 | 2.02
MDV |  | 8994415 | HMSV-A-CB | M4OH-36HFN1-M |  | Multizone All Non-ducted | 36000 | 23200 | 2.78 | 36037 | 1.96
MDV |  | 8740672 | HRCU-A-CB-O | MOCA31-18HFN1-MT0W | MUEU-18HRFN1-M(C) | Singlezone Non-ducted, Floor Placement | 18000 | 12000 | 2.71 | 10508 | 1.94
MDV |  | 200059297 | HRCU-A-CB | MOCA31-18HFN1-MT0W | MTIU-18HWFN1-M | Singlezone Ducted, "Compact Ducted" | 18000 | 12000 | 2.61 | 10352 | 1.96
MDV |  | 8739928 | HRCU-A-CB-O | MOB30-12HFN1-MT0W | CCA3U-12HRFN1-M(C) | Singlezone Non-ducted, Ceiling Placement | 12000 | 7500 | 2.68 | 7332 | 2.11
MDV |  | 200059289 | HRCU-A-CB | MOB30-09HFN1-MX0W | MTIU-09HWFN1-M | Singlezone Ducted, "Compact Ducted" | 10000 | 7200 | 2.74 | 8343 | 2.07
MIDEA | Excel | 205962795 | HRCU-A-CB | 38MAQB24R--3 | 40MBAAQ24XA3 | Singlezone Ducted, Centrally Ducted | 29000 | 17500 | 2.56 | 26970 | 1.91
MIDEA | Advantage | 205921378 | HRCU-A-CB | DLCSRAH24AAK | DLFSAAH24XAK | Singlezone Ducted, Centrally Ducted | 29000 | 17500 | 2.56 | 26970 | 1.91
MIDEA |  | 9006310 | HMSV-A-CB | M2OF-18HFN1-M |  | Multizone All Non-ducted | 19000 | 12000 | 2.79 | 10205 | 1.97
MIDEA |  | 9006311 | HMSV-A-CB | M3OF-27HFN1-M |  | Multizone All Non-ducted | 28000 | 17200 | 2.8 | 17040 | 1.97
MIDEA | Excel | 201846989 | HRCU-A-CB-O | 38MAQB12R--3 | DHMSHAQ12XA3 | Singlezone Non-ducted Wall Placement | 12000 | 7800 | 2.66 | 12010 | 1.98
MIDEA | Max | 202463655 | HRCU-A-CB-O | DLCPRAH24AAK | DLFPHAH24XAK | Singlezone Non-ducted Wall Placement | 24000 | 15450 | 3 | 24000 | 2
MIDEA | Max | 202463654 | HRCU-A-CB-O | DLCPRAH18AAK | DLFPHAH18XAK | Singlezone Non-ducted Wall Placement | 18000 | 12300 | 3.19 | 18000 | 2
MIDEA | Elevate | 202463641 | HRCU-A-CB-O | 38MPRAQ24AA3 | DHMPHAQ24XA3 | Singlezone Non-ducted Wall Placement | 24000 | 15450 | 3 | 24000 | 2
MIDEA | Elevate | 202463640 | HRCU-A-CB-O | 38MPRAQ18AA3 | DHMPHAQ18XA3 | Singlezone Non-ducted Wall Placement | 18000 | 12300 | 3.19 | 18000 | 2
MIDEA |  | 201753970 | HRCU-A-CB-O | 38MPRAQ09AA3 | DHMPHAQ09XA3 | Singlezone Non-ducted Wall Placement | 10000 | 7200 | 2.78 | 13000 | 2.01
MIDEA |  | 201753971 | HRCU-A-CB-O | 38MPRAQ12AA3 | DHMPHAQ12XA3 | Singlezone Non-ducted Wall Placement | 12000 | 6800 | 2.66 | 13887 | 2
MIDEA |  | 201796612 | HRCU-A-CB | DLCSRAH24AAK | DLFSDAH24XAK | Singlezone Ducted, "Compact Ducted" | 24000 | 17400 | 2.96 | 30000 | 1.93
MIDEA |  | 201756546 | HRCU-A-CB-O | DLCSRAH12AAJ | DLFSHAH12XAJ | Singlezone Non-ducted Wall Placement | 11800 | 7100 | 2.57 | 7800 | 2.01
MIDEA |  | 201753972 | HRCU-A-CB-O | DLCPRAH09AAK | DLFPHAH09XAK | Singlezone Non-ducted Wall Placement | 10000 | 7200 | 2.78 | 13047 | 1.97
MIDEA | Advantage | 201756547 | HRCU-A-CB-O | DLCSRAH09AAK | DLFSHAH09XAK | Singlezone Non-ducted Wall Placement | 12000 | 7500 | 2.65 | 9840 | 2.1
MIDEA | Excel | 201846987 | HRCU-A-CB-O | 38MAQB12R--1 | DHMSHAQ12XA1 | Singlezone Non-ducted Wall Placement | 12000 | 7600 | 2.59 | 6490 | 1.94
MIDEA | Mid-tier | 201796611 | HRCU-A-CB-O | DLCSRAH18AAK | DLFSCAH18XAK | Singlezone Non-ducted, Ceiling Placement | 18000 | 12000 | 2.59 | 15710 | 2.4
MIDEA | Mid-tier | 201796606 | HRCU-A-CB-O | DLCSRAH09AAK | DLFSCAH09XAK | Singlezone Non-ducted, Ceiling Placement | 10000 | 6700 | 2.58 | 11870 | 1.94
MIDEA | Excel | 201847005 | HMSV-A-CB | 38MGRQ48E--3 |  | Multizone All Non-ducted | 48000 | 29600 | 2.7 | 36340 | 1.98
MIDEA | Excel | 201847004 | HMSV-A-CB | 38MGRQ36D--3 |  | Multizone All Non-ducted | 36000 | 23200 | 2.78 | 36080 | 1.96
MIDEA | Excel | 204722815 | HMSV-A-CB | 38MGRQ30D--3 |  | Multizone All Non-ducted | 28000 | 17400 | 2.79 | 28220 | 2.04
MIDEA | Excel | 201847001 | HMSV-A-CB | 38MGRQ18B--3 |  | Multizone All Non-ducted | 19000 | 12000 | 2.79 | 13990 | 2.15
Mitsubishi Electric | M-Series | 201754299 | HRCU-A-CB-O | MUZ-FH12NAH | MSZ-FH12NA** | Singlezone Non-ducted Wall Placement | 13600 | 8100 | 2.83 | 13600 | 2.07
Mitsubishi Electric | S-Series | 204834270 | HMSV-A-CB-O | PUMY-P36NKMU3 |  | Multizone All Non-ducted | 42000 | 26400 | 2.56 | 29000 | 2.2
Mitsubishi Electric | S-Series | 204834276 | HMSV-A-CB-O | PUMY-P60NKMU3 |  | Multizone All Non-ducted | 66000 | 41500 | 2.63 | 57000 | 2
Mitsubishi Electric | P-Series H2i | 204276762 | HRCU-A-CB-O | PUZ-HA24NHA | PCA-A24KA7 | Singlezone Non-ducted, Ceiling Placement | 26000 | 17700 | 2.63 | 26000 | 1.9
Mitsubishi Electric | P-Series H2i | 204276538 | HRCU-A-CB-O | PUZ-HA24NHA | PLA-A24EA7 | Singlezone Non-ducted, Ceiling Placement | 26000 | 17300 | 3.09 | 26000 | 2.01
Mitsubishi Electric | M-Series H2i | 204834292 | HMSV-A-CB-O | MXZ-4C36NAHZ2 |  | Multizone All Non-ducted | 45000 | 30000 | 2.85 | 45000 | 2
Mitsubishi Electric | M-Series H2i | 204834294 | HMSV-A-CB-O | MXZ-5C42NAHZ2 |  | Multizone All Non-ducted | 48000 | 32000 | 2.8 | 48000 | 2
Mitsubishi Electric | M-Series H2i | 204834293 | HMSV-A-CB | MXZ-4C36NAHZ2 |  | Multizone All Ducted | 45000 | 34000 | 2.59 | 45000 | 2
Mitsubishi Electric | M-Series H2i | 204926512 | HMSV-A-CB | MXZ-4C36NAHZ2 |  | Multizone Mix of Non-ducted and Ducted | 45000 | 32000 | 2.69 | 45000 | 2
Mitsubishi Electric | S-Series | 202412084 | HMSV-A-CB | PUMY-P36NKMU2 |  | Multizone All Non-ducted | 42000 | 26400 | 2.56 | 29000 | 2.2
Mitsubishi Electric | S-Series | 202412089 | HMSV-A-CB | PUMY-P60NKMU2 |  | Multizone All Non-ducted | 66000 | 41500 | 2.63 | 57000 | 2
Mitsubishi Electric | M-Series | 201754425 | HRCU-A-CB-O | MUZ-FE09NAH | MSZ-FE09NA | Singlezone Non-ducted Wall Placement | 10900 | 6700 | 2.93 | 11200 | 2.06
Mitsubishi Electric | M-Series | 201754295 | HRCU-A-CB-O | MUZ-FE12NAH | MSZ-FE12NA** | Singlezone Non-ducted Wall Placement | 13600 | 7800 | 2.72 | 12500 | 2.3
Mitsubishi Electric | M-Series | 201754308 | HRCU-A-CB-O | MUZ-GE15NAH2 | MSZ-GE15NA | Singlezone Non-ducted Wall Placement | 18000 | 11300 | 2.88 | 12560 | 2.07
Mitsubishi Electric | M-Series | 201754305 | HRCU-A-CB-O | MUZ-GE12NAH2 | MSZ-GE12NA | Singlezone Non-ducted Wall Placement | 14400 | 8800 | 2.87 | 9080 | 2.22
Mitsubishi Electric | M-Series | 201754646 | HRCU-A-CB-O | MUZ-GE09NAH2 | MSZ-GE09NA | Singlezone Non-ducted Wall Placement | 10900 | 6600 | 2.76 | 7130 | 2.03
Mitsubishi Electric | M-Series H2i | 204627044 | HRCU-A-CB | SUZ-KA12NAHZ | PEAD-A12AA | Singlezone Ducted, "Compact Ducted" | 15000 | 9000 | 2.72 | 15000 | 2.09
Mitsubishi Electric | P-Series H2i | 204276761 | HRCU-A-CB-O | PUZ-HA24NHA | PKA-A24KA7 | Singlezone Non-ducted Wall Placement | 26000 | 17200 | 2.75 | 26000 | 2
Mitsubishi Electric | M-Series H2i | 204627020 | HRCU-A-CB | SUZ-KA12NAHZ | SEZ-KD12NA4 | Singlezone Ducted, "Compact Ducted" | 15000 | 9000 | 2.56 | 15000 | 2.2
Mitsubishi Electric | M-Series | 202392035 | HRCU-A-CB-O | SUZ-KA09NAH2 | MLZ-KP09NA | Singlezone Non-ducted, Ceiling Placement | 12000 | 7700 | 2.72 | 6100 | 2.52
Mitsubishi Electric | M-Series | 202392027 | HRCU-A-CB | SUZ-KA09NA2 | SEZ-KD09NA | Singlezone Ducted, "Compact Ducted" | 12000 | 7600 | 2.53 | 6000 | 2.44
Mitsubishi Electric | M-Series | 202392018 | HRCU-A-CB-O | SUZ-KA09NA2 | MLZ-KP09NA | Singlezone Non-ducted, Ceiling Placement | 12000 | 7700 | 3.22 | 6100 | 3.08
Mitsubishi Electric | M-Series | 201849577 | HRCU-A-CB-O | MUZ-GL09NAH-U1 | MSZ-GL09NA-U1 | Singlezone Non-ducted Wall Placement | 10900 | 6700 | 2.58 | 8000 | 2.39
Mitsubishi Electric | M-Series | 201754314 | HRCU-A-CB-O | MUZ-GL18NAH-U1 | MSZ-GL18NA-U1 | Singlezone Non-ducted Wall Placement | 21600 | 13800 | 2.53 | 15100 | 2.21
Mitsubishi Electric | M-Series H2i | 201754298 | HRCU-A-CB-O | MUZ-FH12NA | MSZ-FH12NA | Singlezone Non-ducted Wall Placement | 13600 | 8000 | 3.26 | 13600 | 2.21
Mitsubishi Electric | Mitsubishi Electric | 201754311 | HRCU-A-CB-O | MUZ-GL12NA-U1 | MSZ-GL12NA-U1 | Singlezone Non-ducted Wall Placement | 14400 | 9200 | 3.1 | 10200 | 2.93
Mitsubishi Electric | Mitsubishi Electric | 201754303 | HRCU-A-CB-O | MUZ-FH18NAH2 | MSZ-FH18NA | Singlezone Non-ducted Wall Placement | 20300 | 12480 | 2.93 | 20900 | 2.06
Mitsubishi Electric | Mitsubishi Electric | 201754315 | HRCU-A-CB-O | MUZ-GL18NA-U1 | MSZ-GL18NA-U1 | Singlezone Non-ducted Wall Placement | 21600 | 13800 | 2.73 | 15100 | 2.35
Mitsubishi Electric | M-Series | 202392036 | HRCU-A-CB-O | SUZ-KA12NAH2 | MLZ-KP12NA | Singlezone Non-ducted, Ceiling Placement | 15400 | 9900 | 2.52 | 7900 | 2.09
Mitsubishi Electric | S-Series | 202426337 | HMSV-A-CB | PUMY-P36NKMU2 |  | Multizone Mix of Non-ducted and Ducted | 42000 | 28728 | 2.68 | 29000 | 2.09
Mitsubishi Electric | S-Series H2i | 202426335 | HMSV-A-CB | PUMY-HP36NKMU |  | Multizone Mix of Non-ducted and Ducted | 42000 | 45898 | 3.05 | 42000 | 1.95
Mitsubishi Electric | M-Series | 202392056 | HRCU-A-CB | SUZ-KA18NAH2 | SVZ-KP18NA | Singlezone Ducted, Centrally Ducted | 21600 | 14000 | 2.6 | 12200 | 2.63
Mitsubishi Electric | M-Series | 202392054 | HRCU-A-CB | SUZ-KA18NA2 | SVZ-KP18NA | Singlezone Ducted, Centrally Ducted | 21600 | 14000 | 2.81 | 12200 | 2.88
Mitsubishi Electric | M-Series | 202392053 | HRCU-A-CB | SUZ-KA12NA2 | SVZ-KP12NA | Singlezone Ducted, Centrally Ducted | 15000 | 9900 | 2.59 | 7800 | 2.75
Mitsubishi Electric | M-Series | 202392034 | HRCU-A-CB | SUZ-KA18NAH2 | SEZ-KD18NA | Singlezone Ducted, "Compact Ducted" | 21600 | 13900 | 2.65 | 10700 | 2.34
Mitsubishi Electric | M-Series | 202392030 | HRCU-A-CB | SUZ-KA18NA2 | SEZ-KD18NA | Singlezone Ducted, "Compact Ducted" | 21600 | 13900 | 2.87 | 12000 | 2.88
Mitsubishi Electric | M-Series | 202392029 | HRCU-A-CB | SUZ-KA15NA2 | SEZ-KD15NA | Singlezone Ducted, "Compact Ducted" | 18000 | 11700 | 2.68 | 10000 | 2.55
Mitsubishi Electric | M-Series | 202392023 | HRCU-A-CB-O | SUZ-KA18NA2 | SLZ-KF18NA | Singlezone Non-ducted, Ceiling Placement | 19700 | 12900 | 2.68 | 9800 | 2.37
Mitsubishi Electric | M-Series | 202392021 | HRCU-A-CB-O | SUZ-KA09NA2 | SLZ-KF09NA | Singlezone Non-ducted, Ceiling Placement | 11000 | 6900 | 2.5 | 5600 | 3.04
Mitsubishi Electric | M-Series | 202392019 | HRCU-A-CB-O | SUZ-KA12NA2 | MLZ-KP12NA | Singlezone Non-ducted, Ceiling Placement | 15400 | 9900 | 2.84 | 7900 | 2.36
Mitsubishi Electric | M-Series | 202392020 | HRCU-A-CB-O | SUZ-KA18NA2 | MLZ-KP18NA | Singlezone Non-ducted, Ceiling Placement | 20000 | 13100 | 2.63 | 10700 | 2.55
Mitsubishi Electric | P-Series | 201754450 | HRCU-A-CB-O | PUZ-A12NKA7*** | PLA-A12EA* | Singlezone Non-ducted, Ceiling Placement | 14000 | 10100 | 2.53 | 13000 | 2.01
Mitsubishi Electric | M-Series | 201754310 | HRCU-A-CB-O | MUZ-GL12NAH-U1 | MSZ-GL12NA-U1 | Singlezone Non-ducted Wall Placement | 14400 | 9200 | 2.7 | 10200 | 2.6
Mitsubishi Electric | M-Series | 202490340 | HRCU-A-CB-O | MUZ-GL24NA-U2 | MSZ-GL24NA-U1 | Singlezone Non-ducted Wall Placement | 27600 | 16000 | 2.65 | 20200 | 1.98
Mitsubishi Electric | Mitsubishi Electric | 201754316 | HRCU-A-CB-O | MUZ-GL24NA-U1 | MSZ-GL24NA-U1 | Singlezone Non-ducted Wall Placement | 27600 | 16000 | 2.65 | 20200 | 1.98
Mitsubishi Electric | M-Series | 201754911 | HRCU-A-CB-O | MXZ-4C36NAHZ |  | Multizone All Non-ducted | 45000 | 34000 | 2.85 | 45000 | 2.42
Mitsubishi Electric | M-Series | 201754904 | HRCU-A-CB-O | MXZ-3C24NAHZ2 |  | Multizone All Non-ducted | 25000 | 14000 | 2.53 | 25000 | 1.92
Mitsubishi Electric | Mitsubishi Electric | 201754648 | HRCU-A-CB-O | MUZ-GL09NA-U1 | MSZ-GL09NA-U1 | Singlezone Non-ducted Wall Placement | 10900 | 6700 | 3.12 | 8000 | 2.76
Mitsubishi Electric | M-Series | 201754302 | HRCU-A-CB-O | MUZ-FH18NA2 | MSZ-FH18NA2 | Singlezone Non-ducted Wall Placement | 20300 | 13700 | 3.04 | 20300 | 2.01
Mitsubishi Electric | Mitsubishi Electric | 201754297 | HRCU-A-CB-O | MUZ-FH09NAH | MSZ-FH09NA** | Singlezone Non-ducted Wall Placement | 10900 | 6700 | 2.73 | 10900 | 2.73
Mitsubishi Electric | M-Series | 201754637 | HRCU-A-CB-O | MXZ-8C60NA-U* |  | Multizone All Non-ducted | 66000 | 41500 | 2.5 | 57000 | 2.07
Mitsubishi Electric | Mitsubishi Electric | 201754642 | HRCU-A-CB-O | MXZ-2C20NA2 |  | Multizone All Non-ducted | 22000 | 12500 | 2.82 | 11100 | 2.03
Mitsubishi Electric | Mitsubishi Electric | 201754640 | HRCU-A-CB-O | PUMY-P60NKMU1 |  | Multizone All Non-ducted | 66000 | 41500 | 2.6 | 57000 | 1.9
Mitsubishi Electric | Mitsubishi Electric | 201754447 | HRCU-A-CB-O | PUMY-P48NKMU* |  | Multizone All Non-ducted | 54000 | 31400 | 2.92 | 36400 | 2.2
Mitsubishi Electric | Mitsubishi Electric | 201754445 | HRCU-A-CB-O | PUMY-P36NKMU* |  | Multizone All Non-ducted | 42000 | 26400 | 2.99 | 29000 | 2.3
Mitsubishi Electric | Mitsubishi Electric | 201754444 | HMSV-A-CB | PUMY-P36NKMU* |  | Multizone All Ducted | 42000 | 26600 | 2.6 | 30000 | 2.25
Mitsubishi Electric | M-Series | 202732309 | HMSV-A-CB | MXZ-2C20NAHZ2 | MSZ-FH09NAMSZ-FH09NA | Multizone All Non-ducted | 22000 | 13000 | 2.63 | 22000 | 2.07
Mitsubishi Electric | M-Series | 201754926 | HRCU-A-CB-O | MXZ-5C42NAHZ |  | Multizone All Non-ducted | 48000 | 35800 | 2.87 | 48000 | 2.51
Mitsubishi Electric | Mitsubishi Electric | 201754319 | HRCU-A-CB-O | PUZ-A36NKA7 | PLA-A36EA7 | Singlezone Non-ducted, Ceiling Placement | 38000 | 22000 | 2.59 | 21600 | 2.43
Mitsubishi Electric | M-Series | 201755020 | HRCU-A-CB | MXZ-4C36NAHZ |  | Multizone Mix of Non-ducted and Ducted | 45000 | 35000 | 2.53 | 45000 | 2.12
Mitsubishi Electric | Mitsubishi Electric | 201755026 | HRCU-A-CB | PUMY-P36NKMU* |  | Multizone Mix of Non-ducted and Ducted | 42000 | 26500 | 2.78 | 29000 | 2.24
Mitsubishi Electric | M-Series | 202680594 | HRCU-A-CB-O | MUZ-GL09NA*** | MSZ-GL09NA*** | Singlezone Non-ducted Wall Placement | 10900 | 6700 | 3.12 | 8000 | 2.76
Mitsubishi Electric | M-Series | 202680595 | HRCU-A-CB-O | MUZ-GL12NA*** | MSZ-GL12NA*** | Singlezone Non-ducted Wall Placement | 14400 | 9200 | 3.1 | 10200 | 2.93
Mitsubishi Electric | M-Series | 202680598 | HRCU-A-CB-O | MUZ-GL12NAH*** | MSZ-GL12NA*** | Singlezone Non-ducted Wall Placement | 14400 | 9200 | 2.7 | 10200 | 2.6
Mitsubishi Electric | M-Series | 202680597 | HRCU-A-CB-O | MUZ-GL09NAH*** | MSZ-GL09NA*** | Singlezone Non-ducted Wall Placement | 10900 | 6700 | 2.58 | 8000 | 2.39
Mitsubishi Electric | Mitsubishi Electric | 201754427 | HRCU-A-CB-O | MUZ-FH06NAH | MSZ-FH06NA** | Singlezone Non-ducted Wall Placement | 8700 | 5900 | 2.74 | 8700 | 2.45
Mitsubishi Electric | M-Series H2i | 201754426 | HRCU-A-CB-O | MUZ-FH06NA | MSZ-FH06NA** | Singlezone Non-ducted Wall Placement | 8700 | 5900 | 3.46 | 8700 | 2.8
Mitsubishi Electric | M-Series | 201754293 | HRCU-A-CB-O | MUFZ-KJ18NAHZ | MFZ-KJ18NA | Singlezone Non-ducted, Floor Placement | 21000 | 12800 | 2.62 | 21000 | 2.05
Mitsubishi Electric | M-Series; KJ-Series | 201754291 | HRCU-A-CB-O | MUFZ-KJ12NAHZ | MFZ-KJ12NA | Singlezone Non-ducted, Floor Placement | 13000 | 8800 | 2.77 | 13000 | 2.1
Mitsubishi Electric | M-Series | 201754416 | HRCU-A-CB-O | MUFZ-KJ09NAHZ | MFZ-KJ09NA | Singlezone Non-ducted, Floor Placement | 11000 | 7500 | 2.75 | 11000 | 2.01
Mitsubishi Electric | M-Series H2i | 201754296 | HRCU-A-CB-O | MUZ-FH09NA | MSZ-FH09NA | Singlezone Non-ducted Wall Placement | 10900 | 6700 | 3.27 | 10900 | 2.37
MOOVAIR |  | 206377756 | HRCU-A-CB-O | DM12HOS42230E4 | DM12HIW42230E4 | Singlezone Non-ducted Wall Placement | 12000 | 6800 | 2.62 | 13873 | 2.03
MOOVAIR |  | 206377754 | HRCU-A-CB-O | DM09HOS42230E4 | DM09HIW42230E4 | Singlezone Non-ducted Wall Placement | 10000 | 7200 | 2.78 | 13047 | 1.91
MOOVAIR |  | 204005752 | HMSV-A-CB | DM36HOM25230X3 |  | Multizone All Non-ducted | 36000 | 23200 | 2.78 | 36037 | 1.96
MOOVAIR |  | 204005738 | HRCU-A-CB | DM18HOS23230E2 | DM18HIDU230X5 | Singlezone Ducted, "Compact Ducted" | 18000 | 12000 | 2.61 | 10352 | 1.96
MOOVAIR |  | 204005745 | HRCU-A-CB-O | DM12HOS23230E2 | DM12HICU230X5 | Singlezone Non-ducted, Ceiling Placement | 12000 | 7500 | 2.68 | 7332 | 2.11
MOOVAIR |  | 204005740 | HRCU-A-CB | DM09HOS25230E3 | DM09HIDU230X5 | Singlezone Ducted, "Compact Ducted" | 10000 | 7200 | 2.74 | 8343 | 2.07
MOOVAIR |  | 203238518 | HMSV-A-CB | DM27HOM23230X2 |  | Multizone All Non-ducted | 28000 | 17200 | 2.8 | 17040 | 1.97
MOOVAIR |  | 203238516 | HMSV-A-CB | DM18HOM23230X2 |  | Multizone All Non-ducted | 19000 | 12000 | 2.79 | 10205 | 1.97
MOOVAIR |  | 204005739 | HRCU-A-CB | DM24HOS23230E2 | DM24HIDU230X5 | Singlezone Ducted, "Compact Ducted" | 24400 | 16000 | 2.69 | 18533 | 2.04
MOOVAIR |  | 204005747 | HRCU-A-CB-O | DM24HOS23230E2 | DM24HICU230X5 | Singlezone Non-ducted, Ceiling Placement | 24400 | 15800 | 2.56 | 16933 | 1.95
MOOVAIR |  | 203238512 | HRCU-A-CB-O | DM18HOS23230E2 | DM18HIW23230E3 | Singlezone Non-ducted Wall Placement | 18000 | 11400 | 2.72 | 11178 | 2.02
MOOVAIR |  | 203238509 | HRCU-A-CB-O | DM09HOS23230E2 | DM09HIW23230E3 | Singlezone Non-ducted Wall Placement | 9800 | 5800 | 2.74 | 7989 | 2
MRCOOL |  | 8977707 | HMSV-A-CB | MULTI2-18HP230V1 |  | Multizone All Non-ducted | 19000 | 12000 | 2.79 | 10205 | 1.97
MRCOOL |  | 8977708 | HMSV-A-CB | MULTI3-27HP230V1 |  | Multizone All Non-ducted | 28000 | 17200 | 2.8 | 17040 | 1.97
MRCOOL |  | 204783913 | HRCU-A-CB-O | O-ES-18-HP-C-230 | O-18-HP-WMAH-230A | Singlezone Non-ducted Wall Placement | 18000 | 11400 | 2.72 | 11178 | 2.02
MRCOOL |  | 204783911 | HRCU-A-CB-O | O-ES-09-HP-C-230 | O-09-HP-WMAH-230A | Singlezone Non-ducted Wall Placement | 9800 | 5800 | 2.74 | 7989 | 2
NAPOLEON |  | 203363530 | HMSV-A-CB | NMZO-27F-B |  | Multizone All Non-ducted | 28000 | 17200 | 2.8 | 17040 | 1.97
NAPOLEON |  | 8952861 | HRCU-A-CB-O | NH21-09F-O | NH21-09F-I | Singlezone Non-ducted Wall Placement | 9800 | 6400 | 2.76 | 7801 | 1.91
NAPOLEON |  | 8952863 | HRCU-A-CB-O | NH21-18F-O | NH21-18F-I | Singlezone Non-ducted Wall Placement | 18000 | 10400 | 2.72 | 10953 | 1.9
NAPOLEON |  | 205309937 | HRCU-A-CB-O | NH21-18F-O | NH25-18F-I | Singlezone Non-ducted Wall Placement | 18000 | 11400 | 2.72 | 11178 | 2.02
NAPOLEON |  | 205309935 | HRCU-A-CB-O | NH21-09F-O | NH25-09F-I | Singlezone Non-ducted Wall Placement | 9800 | 5800 | 2.74 | 7989 | 2
NUTONE | NUTONE FSH1BG SERIES | 10254910 | HRCU-A-CB | FSH1BG4CVRX36K | C6B(A,H)-X36(C,U)-C | Singlezone Ducted, Centrally Ducted | 34200 | 21800 | 2.66 | 20250 | 2.28
NUTONE | NUTONE FSH1BG SERIES | 10254905 | HRCU-A-CB | FSH1BG4CVRX36K | C6B(A,H)-X36(C,U)-C | Singlezone Ducted, Centrally Ducted | 34200 | 21800 | 2.66 | 20250 | 2.28
NUTONE | NUTONE FSH1BG SERIES | 10254901 | HRCU-A-CB | FSH1BG4CVRX36K | C6B(A,H)-X36(C,U)-B | Singlezone Ducted, Centrally Ducted | 34400 | 21800 | 2.66 | 20150 | 2.27
NUTONE | NUTONE FSH1BG SERIES | 10254882 | HRCU-A-CB | FSH1BG4CVRX24K | C6B(A,H)-X26(C,U)-B | Singlezone Ducted, Centrally Ducted | 22400 | 14200 | 2.77 | 12650 | 2.12
NUTONE | NUTONE FSH1BG SERIES | 10254877 | HRCU-A-CB | FSH1BG4CVRX24K | C6B(A,H)-X26(C,U)-B | Singlezone Ducted, Centrally Ducted | 22200 | 14100 | 2.58 | 12800 | 2.03
NUTONE | NUTONE FSH1BG SERIES | 10254872 | HRCU-A-CB | FSH1BG4CVRX24K | C6B(A,H)-X26(C,U)-B | Singlezone Ducted, Centrally Ducted | 22200 | 14100 | 2.58 | 12800 | 2.03
NUTONE | NUTONE FSH1BG SERIES | 10254887 | HRCU-A-CB | FSH1BG4CVRX36K | B6VMAX36K-B | Singlezone Ducted, Centrally Ducted | 34400 | 21800 | 2.66 | 20150 | 2.27
NUTONE | NUTONE FSH1BG SERIES | 10254868 | HRCU-A-CB | FSH1BG4CVRX24K | B6VMAX24K-B | Singlezone Ducted, Centrally Ducted | 22400 | 14200 | 2.77 | 12650 | 2.12
NUTONE | NUTONE FSH1BG SERIES | 10254929 | HRCU-A-CB | FSH1BG4CVRX48K | C6B(A,H)-X48(C,U)-C | Singlezone Ducted, Centrally Ducted | 44000 | 27800 | 2.63 | 27550 | 2.21
NUTONE | NUTONE FSH1BG SERIES | 10254915 | HRCU-A-CB | FSH1BG4CVRX48K | B6VMAX48K-C | Singlezone Ducted, Centrally Ducted | 44000 | 27800 | 2.63 | 27550 | 2.21
ONYX | ONYX FSH1BG SERIES | 202083623 | HRCU-A-CB | FSH1BG4CVRX36K | C6B(A,H)-X36(C,U)-C | Singlezone Ducted, Centrally Ducted | 34200 | 21800 | 2.66 | 20250 | 2.28
ONYX | ONYX FSH1BG SERIES | 202083624 | HRCU-A-CB | FSH1BG4CVRX36K | C6B(A,H)-X36(C,U)-C | Singlezone Ducted, Centrally Ducted | 34200 | 21800 | 2.66 | 20250 | 2.28
ONYX | ONYX FSH1BG SERIES | 202083622 | HRCU-A-CB | FSH1BG4CVRX36K | C6B(A,H)-X36(C,U)-B | Singlezone Ducted, Centrally Ducted | 34400 | 21800 | 2.66 | 20150 | 2.27
ONYX | ONYX FSH1BG SERIES | 202083619 | HRCU-A-CB | FSH1BG4CVRX24K | C6B(A,H)-X26(C,U)-B | Singlezone Ducted, Centrally Ducted | 22400 | 14200 | 2.77 | 12650 | 2.12
ONYX | ONYX FSH1BG SERIES | 202083618 | HRCU-A-CB | FSH1BG4CVRX24K | C6B(A,H)-X26(C,U)-B | Singlezone Ducted, Centrally Ducted | 22200 | 14100 | 2.58 | 12800 | 2.03
ONYX | ONYX FSH1BG SERIES | 202083617 | HRCU-A-CB | FSH1BG4CVRX24K | C6B(A,H)-X26(C,U)-B | Singlezone Ducted, Centrally Ducted | 22200 | 14100 | 2.58 | 12800 | 2.03
ONYX | ONYX FSH1BG SERIES | 202083641 | HRCU-A-CB | FSH1BG4CVRX36K | B6VMAX36K-B | Singlezone Ducted, Centrally Ducted | 34400 | 21800 | 2.66 | 20150 | 2.27
ONYX | ONYX FSH1BG SERIES | 202083640 | HRCU-A-CB | FSH1BG4CVRX24K | B6VMAX24K-B | Singlezone Ducted, Centrally Ducted | 22400 | 14200 | 2.77 | 12650 | 2.12
ONYX | ONYX FSH1BG SERIES | 202083627 | HRCU-A-CB | FSH1BG4CVRX48K | C6B(A,H)-X48(C,U)-C | Singlezone Ducted, Centrally Ducted | 44000 | 27800 | 2.63 | 27550 | 2.21
ONYX | ONYX FSH1BG SERIES | 202083642 | HRCU-A-CB | FSH1BG4CVRX48K | B6VMAX48K-C | Singlezone Ducted, Centrally Ducted | 44000 | 27800 | 2.63 | 27550 | 2.21
PANASONIC | Exterios XE | 201900302 | HRCU-A-CB-O | CU-XE15SKUA-1 | CS-XE15SKUA-1 | Singlezone Non-ducted Wall Placement | 17200 | 18200 | 5.23 | 17200 | 1.98
PANASONIC | Wall Mounted | 9571162 | HRCU-A-CB-O | CU-XE15SKUA | CS-XE15SKUA | Singlezone Non-ducted Wall Placement | 18000 | 11000 | 3.16 | 15700 | 1.98
PANASONIC | Exterios E | 7958200 | HRCU-A-CB-O | CU-E18RKUA | CS-E18RKUAW | Singlezone Non-ducted Wall Placement | 21600 | 12000 | 2.71 | 10100 | 2.24
PANASONIC | RAC Multi E | 10221199 | HMSV-A-CB | CU-3E19RBU-5 |  | Multizone All Non-ducted | 26000 | 20800 | 2.57 | 18900 | 2.1
PANASONIC | Low-Profile Ducted | 9125308 | HRCU-A-CB | CU-E9SD3UA | CS-E9SD3UAW | Singlezone Ducted, "Compact Ducted" | 9000 | 7900 | 2.54 | 7800 | 2.06
PANASONIC | ClimaPure XE Series | 205047853 | HRCU-A-CB-O | CU-XE15WKUA | CS-XE15WKUAW | Singlezone Non-ducted Wall Placement | 17200 | 11000 | 3.16 | 17200 | 2.1
PANASONIC | ClimaPure XE Series | 205047852 | HRCU-A-CB-O | CU-XE12WKUA | CS-XE12WKUAW | Singlezone Non-ducted Wall Placement | 12000 | 10000 | 2.79 | 12000 | 2.21
PANASONIC | ClimaPure XE Series | 205047851 | HRCU-A-CB-O | CU-XE9WKUA | CS-XE9WKUAW | Singlezone Non-ducted Wall Placement | 10900 | 8000 | 3.13 | 11000 | 2.3
PANASONIC | ClimaPure XE Series | 205047854 | HRCU-A-CB-O | CU-XE18WKUA | CS-XE18WKUAW | Singlezone Non-ducted Wall Placement | 20400 | 14000 | 2.93 | 20400 | 2.31
PAYNE | Mid-Tier | 205921386 | HRCU-A-CB | 38MAQB24R--3 | 40MBAAQ24XA3 | Singlezone Ducted, Centrally Ducted | 29000 | 17500 | 2.56 | 26970 | 1.91
PAYNE | Mid-tier | 201846969 | HRCU-A-CB-O | 38MAQB12R--3 | DHMSHAQ12XA3 | Singlezone Non-ducted Wall Placement | 12000 | 7800 | 2.66 | 12010 | 1.98
PAYNE | High Tier | 202463638 | HRCU-A-CB-O | 38MPRAQ18AA3 | DHMPHAQ18XA3 | Singlezone Non-ducted Wall Placement | 18000 | 12300 | 3.19 | 18000 | 2
PAYNE | High Tier | 202463639 | HRCU-A-CB-O | 38MPRAQ24AA3 | DHMPHAQ24XA3 | Singlezone Non-ducted Wall Placement | 24000 | 15450 | 3 | 24000 | 2
PAYNE |  | 201753410 | HRCU-A-CB-O | 38MPRAQ09AA3 | DHMPHAQ09XA3 | Singlezone Non-ducted Wall Placement | 10000 | 7200 | 2.78 | 13000 | 2.01
PAYNE |  | 201753413 | HRCU-A-CB-O | 38MPRAQ12AA3 | DHMPHAQ12XA3 | Singlezone Non-ducted Wall Placement | 12000 | 6800 | 2.66 | 13887 | 2
PAYNE | Mid-tier | 201846967 | HRCU-A-CB-O | 38MAQB12R--1 | DHMSHAQ12XA1 | Singlezone Non-ducted Wall Placement | 12000 | 7600 | 2.59 | 6490 | 1.94
PAYNE | Mid-tier | 201846985 | HMSV-A-CB | 38MGRQ48E--3 |  | Multizone All Non-ducted | 48000 | 29600 | 2.7 | 36340 | 1.98
PAYNE | Mid-tier | 204722816 | HMSV-A-CB | 38MGRQ30D--3 |  | Multizone All Non-ducted | 28000 | 17400 | 2.79 | 28220 | 2.04
PAYNE | Mid-tier | 201846984 | HMSV-A-CB | 38MGRQ36D--3 |  | Multizone All Non-ducted | 36000 | 23200 | 2.78 | 36080 | 1.96
PAYNE | Mid-tier | 201846981 | HMSV-A-CB | 38MGRQ18B--3 |  | Multizone All Non-ducted | 19000 | 12000 | 2.79 | 13990 | 2.15
PERFECTAIRE |  | 205645138 | HMSV-A-CB | 2PAMS36-HH-MZO4 |  | Multizone All Non-ducted | 36000 | 23200 | 2.78 | 36037 | 1.96
PERFECTAIRE |  | 202585746 | HMSV-A-CB | 2PAMSH27-MZO3 |  | Multizone All Non-ducted | 28000 | 17200 | 2.82 | 16820 | 1.95
RUNTRU |  | 205118701 | HRCU-A-CB-O | M4THS1824A11N** | M4MHW1824A1N0** | Singlezone Non-ducted Wall Placement | 23000 | 14600 | 2.61 | 22861 | 2.02
SAMSUNG | FJM Max Heat | 10348192 | HMSV-A-CB | AJ020MCS3CH |  | Multizone All Non-ducted | 22000 | 13000 | 2.63 | 22000 | 1.95
SAMSUNG | Smart Whisper Max Heat | 201993481 | HRCU-A-CB-O | AR18NSWSPWKX | AR18NSWSPWKN | Singlezone Non-ducted Wall Placement | 20600 | 13000 | 2.86 | 21040 | 2.11
SAMSUNG | FJM Max Heat | 205291859 | HMSV-A-CB | AJ036TXS4CH |  | Multizone All Non-ducted | 36600 | 19500 | 2.61 | 36600 | 2.04
SAMSUNG | FJM Max Heat | 205291856 | HMSV-A-CB | AJ020TXS3CH |  | Multizone All Non-ducted | 22000 | 10500 | 2.63 | 22000 | 1.95
SENVILLE |  | 8858354 | HMSV-A-CB | SENA/18HF/MOZ |  | Multizone All Non-ducted | 19000 | 12000 | 2.79 | 10205 | 1.97
SENVILLE |  | 8858355 | HMSV-A-CB | SENA/30HF/MOZ |  | Multizone All Non-ducted | 28000 | 17200 | 2.8 | 17040 | 1.97
SHARP | Eco-inverter | 8740799 | HRCU-A-CB-O | AE-X12TU | AY-XPC12TU | Singlezone Non-ducted Wall Placement | 14000 | 8400 | 2.8 | 9300 | 2.31
SHARP | Eco-inverter | 8674934 | HRCU-A-CB-O | AE-X18TU | AY-XPC18TU | Singlezone Non-ducted Wall Placement | 21600 | 12000 | 2.59 | 12900 | 2.55
SHARP | Eco-inverter | 8950554 | HMSV-A-CB | AE-X2M20TU |  | Multizone All Non-ducted | 22000 | 14000 | 2.95 | 14800 | 3.03
SHARP | Eco-inverter | 8796398 | HRCU-A-CB-O | AE-X12THU | AY-XP12THU | Singlezone Non-ducted Wall Placement | 14000 | 8500 | 3.41 | 14000 | 2.55
SMART COMFORT | High Tier | 202463659 | HRCU-A-CB-O | DLCPRAH24AAK | DLFPHAH24XAK | Singlezone Non-ducted Wall Placement | 24000 | 15450 | 3 | 24000 | 2
SMART COMFORT | High Tier | 202463658 | HRCU-A-CB-O | DLCPRAH18AAK | DLFPHAH18XAK | Singlezone Non-ducted Wall Placement | 18000 | 12300 | 3.19 | 18000 | 2
SMART COMFORT | Mid-tier | 202119262 | HRCU-A-CB-O | DLCSRAH09AAK | DLFSHAH09XAK | Singlezone Non-ducted Wall Placement | 12000 | 7500 | 2.65 | 9840 | 2.1
SMART COMFORT | Mid-tier | 202119282 | HRCU-A-CB-O | DLCSRAH18AAK | DLFSCAH18XAK | Singlezone Non-ducted, Ceiling Placement | 18000 | 12000 | 2.59 | 15710 | 2.4
SMART COMFORT | Mid-tier | 202119277 | HRCU-A-CB-O | DLCSRAH09AAK | DLFSCAH09XAK | Singlezone Non-ducted, Ceiling Placement | 10000 | 6700 | 2.58 | 11870 | 1.94
TEMPSTAR | QuietComfort | 205921379 | HRCU-A-CB | DLCSRAH24AAK | DLFSAAH24XAK | Singlezone Ducted, Centrally Ducted | 29000 | 17500 | 2.56 | 26970 | 1.91
TEMPSTAR | High Tier | 202463657 | HRCU-A-CB-O | DLCPRAH24AAK | DLFPHAH24XAK | Singlezone Non-ducted Wall Placement | 24000 | 15450 | 3 | 24000 | 2
TEMPSTAR | High Tier | 202463656 | HRCU-A-CB-O | DLCPRAH18AAK | DLFPHAH18XAK | Singlezone Non-ducted Wall Placement | 18000 | 12300 | 3.19 | 18000 | 2
TEMPSTAR |  | 201835814 | HRCU-A-CB | DLCSRAH24AAK | DLFSDAH24XAK | Singlezone Ducted, "Compact Ducted" | 24000 | 17400 | 2.96 | 30000 | 1.93
TEMPSTAR |  | 201835765 | HRCU-A-CB-O | DLCSRAH12AAJ | DLFSHAH12XAJ | Singlezone Non-ducted Wall Placement | 11800 | 7100 | 2.57 | 7800 | 2.01
TEMPSTAR |  | 201835748 | HRCU-A-CB-O | DLCPRAH09AAK | DLFPHAH09XAK | Singlezone Non-ducted Wall Placement | 10000 | 7200 | 2.78 | 13047 | 1.97
TEMPSTAR | Mid-tier | 201835767 | HRCU-A-CB-O | DLCSRAH09AAK | DLFSHAH09XAK | Singlezone Non-ducted Wall Placement | 12000 | 7500 | 2.65 | 9840 | 2.1
TEMPSTAR | Mid-tier | 201835812 | HRCU-A-CB-O | DLCSRAH18AAK | DLFSCAH18XAK | Singlezone Non-ducted, Ceiling Placement | 18000 | 12000 | 2.59 | 15710 | 2.4
TEMPSTAR | Mid-tier | 201835802 | HRCU-A-CB-O | DLCSRAH09AAK | DLFSCAH09XAK | Singlezone Non-ducted, Ceiling Placement | 10000 | 6700 | 2.58 | 11870 | 1.94
TOSHIBA CARRIER |  | 3638309 | HRCU-A-CB-O | RAV-SP300AT2-UL | RAV-SP300UT-UL | Singlezone Non-ducted, Ceiling Placement | 33400 | 19700 | 3.09 | 18700 | 2.04
TOSHIBA CARRIER |  | 3638311 | HRCU-A-CB-O | RAV-SP360AT2-UL | RAV-SP360UT-UL | Singlezone Non-ducted, Ceiling Placement | 36000 | 23200 | 3.01 | 22400 | 2.04
TOSHIBA CARRIER |  | 9854722 | HRCU-A-CB-O | RAV-SP300AT2-UL | RAV-SP301BT-UL | Singlezone Ducted, "Compact Ducted" | 34000 | 20600 | 2.99 | 20900 | 2.2
TOSHIBA CARRIER |  | 9854795 | HRCU-A-CB-O | RAV-SP360AT2-UL | RAV-SP361BT-UL | Singlezone Ducted, "Compact Ducted" | 40000 | 21400 | 2.69 | 21100 | 2.22
TOSHIBA CARRIER | Toshiba-Carrier VRF | 10052879 | HMSV-A-CB | MCY-MAP0487HS-UL |  | Multizone All Non-ducted | 54000 | 32000 | 2.87 | 38800 | 2.09
TOSOT |  | 205756439 | HRCU-A-CB | TU36-24WADU | TU24-36AADU | Singlezone Ducted, Centrally Ducted | 24000 | 16300 | 2.7 | 24000 | 2.1
TOSOT | Lomo Plus | 10062018 | HRCU-A-CB-O | TW09HQ3D6DO | TW09HQ3D6DI | Singlezone Non-ducted Wall Placement | 9000 | 5600 | 2.88 | 12977 | 2.09
TOSOT | Lomo Plus | 10062021 | HRCU-A-CB-O | TW24HQ3D6DO | TW24HQ3D6DI | Singlezone Non-ducted Wall Placement | 24000 | 15500 | 2.86 | 26443 | 2.15
TOSOT |  | 202134392 | HRCU-A-CB-O | TW12HQ2A3DO | TW12HQ2A3DI | Singlezone Non-ducted Wall Placement | 13000 | 7100 | 2.6 | 9065 | 2.04
TOSOT |  | 9108746 | HRCU-A-CB-O | TW12HQ2C2DO | TW12HQ2C2DI | Singlezone Non-ducted Wall Placement | 13000 | 7100 | 2.6 | 9065 | 2.04
TOSOT | Lomo Plus | 10062019 | HRCU-A-CB-O | TW12HQ3D6DO | TW12HQ3D6DI | Singlezone Non-ducted Wall Placement | 12200 | 8100 | 2.86 | 13000 | 2.08
TOSOT | Multi Zone | 10064023 | HMSV-A-CB | TM36H4O |  | Multizone All Non-ducted | 42500 | 26500 | 2.88 | 21356 | 2.01
TRANE |  | 9057065 | HMSV-A-CB | 4TXM2230A15N0** |  | Multizone All Non-ducted | 42000 | 27000 | 2.93 | 21356 | 2.01
TRANE | XV19 | 201922059 | HRCU-A-CB | 4TWL9048A1 | 4PX*DU60BS3 | Singlezone Ducted, Centrally Ducted | 44500 | 30800 | 3.34 | 24960 | 2.23
TRANE | XV19 | 201922158 | HRCU-A-CB | 4TWL9048A1 | TEM8A0C60V51+TDR | Singlezone Ducted, Centrally Ducted | 46000 | 31400 | 3.22 | 25420 | 2.4
TRANE | XV19 | 201922157 | HRCU-A-CB | 4TWL9048A1 | TEM8A0C48V41+TDR | Singlezone Ducted, Centrally Ducted | 46500 | 31400 | 3.2 | 25320 | 2.41
TRANE | XV20i | 8759415 | HRCU-A-CB | 4TWV0036A1 | 4PX*CU48BS3 | Singlezone Ducted, Centrally Ducted | 33200 | 26600 | 3.22 | 20220 | 1.9
TRANE | XV20i | 8761421 | HRCU-A-CB | 4TWV0036A1 | 4TXCC007DS3 | Singlezone Ducted, Centrally Ducted | 33200 | 26600 | 3.22 | 20220 | 1.9
TRANE | XV18 | 8761468 | HRCU-A-CB | 4TWV8036A1 | 4TXCC007DS3 | Singlezone Ducted, Centrally Ducted | 32600 | 26400 | 3.25 | 20360 | 1.91
TRANE | XV18 | 8761494 | HRCU-A-CB | 4TWV8037A1 | 4TXCC007DS3 | Singlezone Ducted, Centrally Ducted | 33200 | 26600 | 3.22 | 20220 | 1.9
TRANE | XV20i | 8939381 | HRCU-A-CB | 4TWV0036A1 | 4TXFH036CZ3 | Singlezone Ducted, Centrally Ducted | 32200 | 26400 | 3.25 | 20740 | 1.92
TRANE | XV18 | 8761473 | HRCU-A-CB | 4TWV8036A1 | 4TXCC007DS3 | Singlezone Ducted, Centrally Ducted | 32800 | 26600 | 3.25 | 20500 | 1.91
TRANE | XV20i | 10093495 | HRCU-A-CB | 4TWV0036A1 | TAM9A0B30V31 | Singlezone Ducted, Centrally Ducted | 32600 | 26200 | 3.17 | 20220 | 1.92
TRANE | XV18 | 10093504 | HRCU-A-CB | 4TWV8036A1 | TAM9A0B30V31 | Singlezone Ducted, Centrally Ducted | 32000 | 26600 | 3.25 | 20760 | 1.95
TRANE | XV18 | 10093505 | HRCU-A-CB | 4TWV8036A1 | TAM9A0C36V31 | Singlezone Ducted, Centrally Ducted | 32200 | 26200 | 3.25 | 20500 | 1.91
TRANE | XV18 | 10093507 | HRCU-A-CB | 4TWV8037A1 | TAM9A0B30V31 | Singlezone Ducted, Centrally Ducted | 32600 | 26200 | 3.17 | 20220 | 1.92
TRANE | XV18 | 10093512 | HRCU-A-CB | 4TWV8048A1 | TAM9A0C60V51 | Singlezone Ducted, Centrally Ducted | 41500 | 36200 | 4.57 | 28680 | 1.9
TRANE | XV20i | 10153699 | HRCU-A-CB | 4TWV0036A1 | TEM8A0C48V41+TDR | Singlezone Ducted, Centrally Ducted | 31000 | 25200 | 3.08 | 19700 | 1.94
TRANE | XV20i | 10153703 | HRCU-A-CB | 4TWV0048A1 | TEM8A0C48V41+TDR | Singlezone Ducted, Centrally Ducted | 42000 | 35600 | 4.42 | 27980 | 1.92
TRANE | XV18 | 10153714 | HRCU-A-CB | 4TWV8036A1 | TEM8A0C36V31+TDR | Singlezone Ducted, Centrally Ducted | 31600 | 25600 | 3.13 | 20040 | 1.94
TRANE | XV18 | 10153717 | HRCU-A-CB | 4TWV8036A1 | TEM8A0C48V41+TDR | Singlezone Ducted, Centrally Ducted | 31000 | 25400 | 3.08 | 20040 | 1.96
TRANE | XV18 | 10153718 | HRCU-A-CB | 4TWV8036A1 | TEM8A0D48V41+TDR | Singlezone Ducted, Centrally Ducted | 31600 | 25800 | 3.07 | 20100 | 1.96
TRANE | XV18 | 10153724 | HRCU-A-CB | 4TWV8037A1 | TEM8A0C48V41+TDR | Singlezone Ducted, Centrally Ducted | 31000 | 25200 | 3.08 | 19700 | 1.94
TRANE | XV18 | 10153725 | HRCU-A-CB | 4TWV8037A1 | TEM8A0D48V41+TDR | Singlezone Ducted, Centrally Ducted | 31800 | 25800 | 3.05 | 20000 | 1.97
TRANE | XV18 | 10153729 | HRCU-A-CB | 4TWV8048A1 | TEM8A0C60V51+TDR | Singlezone Ducted, Centrally Ducted | 44500 | 36800 | 4.49 | 28520 | 1.92
TRANE | XV18 | 10153734 | HRCU-A-CB | 4TWV8049A1 | TEM8A0C48V41+TDR | Singlezone Ducted, Centrally Ducted | 42000 | 35600 | 4.42 | 27980 | 1.92
TRANE |  | 6750459 | HRCU-A-CB | 4TWV8024A1 | *AM8C0B30V21 | Singlezone Ducted, Centrally Ducted | 20000 | 16800 | 2.5 | 13000 | 2.07
TRANE |  | 6749942 | HRCU-A-CB | 4TWV0024A1 | *AM8C0B30V21 | Singlezone Ducted, Centrally Ducted | 20200 | 16800 | 2.5 | 13000 | 2.07
TRANE |  | 7151531 | HRCU-A-CB-O | 4TXK2709A10N0AA | 4MXW2709A10N0AA | Singlezone Non-ducted Wall Placement | 9800 | 5800 | 2.7 | 8000 | 2.13
TRANE |  | 7151533 | HRCU-A-CB-O | 4TXK2712A10NAA | 4MXW2712A10N0AA | Singlezone Non-ducted Wall Placement | 13000 | 8000 | 3.13 | 8300 | 2.15
TRANE |  | 9150123 | HRCU-A-CB-O | 4TXK3812A10NU** | 4MXW3812A10NU** | Singlezone Non-ducted Wall Placement | 12200 | 8100 | 3.21 | 13304 | 2.18
TRANE |  | 7151535 | HRCU-A-CB-O | 4TXK2718A10N0AA | 4MXW2718A10N0AA | Singlezone Non-ducted Wall Placement | 19000 | 12100 | 2.81 | 15400 | 1.97
TRANE | TruComfort XV18 | 10093511 | HRCU-A-CB | 4TWV8048A1 | TAM9A0C48V41 | Singlezone Ducted, Centrally Ducted | 41000 | 36400 | 4.52 | 28780 | 1.93
TRANE |  | 9150127 | HRCU-A-CB-O | 4TXK3824A10NU** | 4MXW3824A10NU** | Singlezone Non-ducted Wall Placement | 24000 | 15500 | 2.89 | 24233 | 2.23
TRANE | XV18 | 10153721 | HRCU-A-CB | 4TWV8037A1 | TEM8A0C36V31+TDR | Singlezone Ducted, Centrally Ducted | 31800 | 25600 | 3.07 | 19500 | 1.94
TRANE | XV20i | 10153696 | HRCU-A-CB | 4TWV0036A1 | TEM8A0C36V31+TDR | Singlezone Ducted, Centrally Ducted | 31800 | 25600 | 3.07 | 19500 | 1.94
TRANE |  | 202703126 | HRCU-A-CB-O | 4TXK2324A10N0** | 4MXW2324A10N0** | Singlezone Non-ducted Wall Placement | 23000 | 14600 | 2.61 | 22861 | 2.02
TRANE | XV20i | 10153700 | HRCU-A-CB | 4TWV0036A1 | TEM8A0D48V41+TDR | Singlezone Ducted, Centrally Ducted | 31800 | 25800 | 3.05 | 20000 | 1.97
Trane / Mitsubishi Electric |  | 202732310 | HMSV-A-CB | NTXMPH20A122AA | NTXWPH09A112AANTXWPH09A112AA | Multizone All Non-ducted | 22000 | 13000 | 2.63 | 22000 | 2.07
Trane / Mitsubishi Electric |  | 204276766 | HRCU-A-CB-O | TRUZH0241HA00NA | TPKA0A0241KA70A | Singlezone Non-ducted Wall Placement | 26000 | 17200 | 2.75 | 26000 | 2
Trane / Mitsubishi Electric |  | 204813325 | HRCU-A-CB-O | TRUZA0361KA70B* | TPLA0A0361EA70A | Singlezone Non-ducted, Ceiling Placement | 38000 | 22000 | 2.59 | 21600 | 2.43
Trane / Mitsubishi Electric |  | 204813326 | HRCU-A-CB-O | TRUZA0361KA70N* | TPLA0A0361EA70A | Singlezone Non-ducted, Ceiling Placement | 38000 | 22000 | 2.59 | 21600 | 2.43
Trane / Mitsubishi Electric |  | 204834283 | HMSV-A-CB-O | TUMYP0601AK43** |  | Multizone All Non-ducted | 66000 | 41500 | 2.63 | 57000 | 2
Trane / Mitsubishi Electric |  | 202850711 | HMSV-A-CB-O | TUMYP0601AK42** |  | Multizone All Non-ducted | 66000 | 41500 | 2.63 | 57000 | 2
Trane / Mitsubishi Electric |  | 202850709 | HMSV-A-CB-O | TUMYP0361AK42** |  | Multizone All Non-ducted | 42000 | 26400 | 2.56 | 29000 | 2.2
Trane / Mitsubishi Electric |  | 204276540 | HRCU-A-CB-O | TRUZH0241HA00NA | TPLA0A0241EA70A | Singlezone Non-ducted, Ceiling Placement | 26000 | 17300 | 3.09 | 26000 | 2.01
Trane / Mitsubishi Electric |  | 204813315 | HRCU-A-CB-O | TRUZA0121KA70B* | TPLA0A0121EA70A | Singlezone Non-ducted, Ceiling Placement | 14000 | 10100 | 2.53 | 13000 | 2.01
Trane / Mitsubishi Electric |  | 204834277 | HMSV-A-CB-O | TUMYP0361AK43** |  | Multizone All Non-ducted | 42000 | 26400 | 2.56 | 29000 | 2.2
Trane / Mitsubishi Electric |  | 204813316 | HRCU-A-CB-O | TRUZA0121KA70N* | TPLA0A0121EA70A | Singlezone Non-ducted, Ceiling Placement | 14000 | 10100 | 2.53 | 13000 | 2.01
Trane / Mitsubishi Electric | Nv Series Pro Heat | 204834286 | HMSV-A-CB-O | NTXMPH42A152B* |  | Multizone All Non-ducted | 48000 | 32000 | 2.8 | 48000 | 2
Trane / Mitsubishi Electric | Nv Series Pro Heat | 204834284 | HMSV-A-CB-O | NTXMPH36A142B* |  | Multizone All Non-ducted | 45000 | 30000 | 2.85 | 45000 | 2
Trane / Mitsubishi Electric | Nv Series Pro Heat | 204834285 | HMSV-A-CB | NTXMPH36A142B* |  | Multizone All Ducted | 45000 | 34000 | 2.59 | 45000 | 2
Trane / Mitsubishi Electric | Nv Series Pro Heat | 204926530 | HMSV-A-CB | NTXMPH36A142B* |  | Multizone Mix of Non-ducted and Ducted | 45000 | 32000 | 2.69 | 45000 | 2
Trane / Mitsubishi Electric | Nv Series Pro Heat | 204793344 | HRCU-A-CB | NTXSKH12A112AA | TPEADA0121AA70A | Singlezone Ducted, "Compact Ducted" | 15000 | 9000 | 2.72 | 15000 | 2.09
Trane / Mitsubishi Electric | Nv Series Pro Heat | 204793342 | HRCU-A-CB | NTXSKH12A112AA | NTXDKS12A112AA | Singlezone Ducted, "Compact Ducted" | 15000 | 9000 | 2.56 | 15000 | 2.2
Trane / Mitsubishi Electric | M-Series H2i | 202354909 | HMSV-A-CB | NTXMPH36A142AA |  | Multizone All Non-ducted | 45000 | 34000 | 2.85 | 45000 | 2.42
Trane / Mitsubishi Electric | M-Series H2i | 202354905 | HMSV-A-CB | NTXMPH24A132AA |  | Multizone All Non-ducted | 25000 | 14000 | 2.53 | 25000 | 1.92
Trane / Mitsubishi Electric | M-Series H2i | 202373723 | HRCU-A-CB-O | NTXSPB06A112AA | NTXWPH06A112AA | Singlezone Non-ducted Wall Placement | 8700 | 5900 | 2.74 | 8700 | 2.45
Trane / Mitsubishi Electric | M-Series | 202392233 | HRCU-A-CB-O | NTXSKS18A112AA | NTXUKS18A112AA | Singlezone Non-ducted, Ceiling Placement | 20000 | 13100 | 2.63 | 10700 | 2.55
Trane / Mitsubishi Electric | M-Series | 202392231 | HRCU-A-CB | NTXSKS18A112AA | NTXDKS18A112AA | Singlezone Ducted, "Compact Ducted" | 21600 | 13900 | 2.87 | 12000 | 2.88
Trane / Mitsubishi Electric | M-Series | 202392237 | HRCU-A-CB-O | NTXSKS18A112AA | NTXCKS18A112AA | Singlezone Non-ducted, Ceiling Placement | 19700 | 12900 | 2.68 | 9800 | 2.37
Trane / Mitsubishi Electric | M-Series | 202392219 | HRCU-A-CB-O | NTXSKS12A112AA | NTXUKS12A112AA | Singlezone Non-ducted, Ceiling Placement | 15400 | 9900 | 2.84 | 7900 | 2.36
Trane / Mitsubishi Electric | M-Series | 202392225 | HRCU-A-CB | NTXSKS15A112AA | NTXDKS15A112AA | Singlezone Ducted, "Compact Ducted" | 18000 | 11700 | 2.68 | 10000 | 2.55
Trane / Mitsubishi Electric | M-Series | 202392213 | HRCU-A-CB-O | NTXSKS09A112AA | NTXCKS09A112AA | Singlezone Non-ducted, Ceiling Placement | 11000 | 6900 | 2.5 | 5600 | 3.04
Trane / Mitsubishi Electric | M-Series | 202392209 | HRCU-A-CB-O | NTXSKS09A112AA | NTXUKS09A112AA | Singlezone Non-ducted, Ceiling Placement | 12000 | 7700 | 3.22 | 6100 | 3.08
Trane / Mitsubishi Electric | M-Series | 202392207 | HRCU-A-CB | NTXSKS09A112AA | NTXDKS09A112AA | Singlezone Ducted, "Compact Ducted" | 12000 | 7600 | 2.53 | 6000 | 2.44
Trane / Mitsubishi Electric | M-Series | 202373736 | HRCU-A-CB-O | NTXSST24A112AA | NTXWST24A112AA | Singlezone Non-ducted Wall Placement | 27600 | 16000 | 2.65 | 20200 | 1.98
Trane / Mitsubishi Electric | M-Series H2i | 202373745 | HMSV-A-CB | NTXMPH42A152AA |  | Multizone All Non-ducted | 48000 | 35800 | 2.87 | 48000 | 2.51
Trane / Mitsubishi Electric | M-Series | 202373732 | HRCU-A-CB-O | NTXSST09A112AA | NTXWST09A112AA | Singlezone Non-ducted Wall Placement | 10900 | 6700 | 3.12 | 8000 | 2.76
Trane / Mitsubishi Electric | M-Series H2i | 202373730 | HRCU-A-CB-O | NTXSPH18A112AA | NTXWPH18A112AA | Singlezone Non-ducted Wall Placement | 20300 | 13700 | 3.04 | 20300 | 2.01
Trane / Mitsubishi Electric | M-Series H2i | 202373727 | HRCU-A-CB-O | NTXSPB12A112AA | NTXWPH12A112AA | Singlezone Non-ducted Wall Placement | 13600 | 8100 | 2.83 | 13600 | 2.07
Trane / Mitsubishi Electric | M-Series H2i | 202373725 | HRCU-A-CB-O | NTXSPB09A112AA | NTXWPH09A112AA | Singlezone Non-ducted Wall Placement | 10900 | 6700 | 2.73 | 10900 | 2.73
Trane / Mitsubishi Electric | M-Series | 202373748 | HMSV-A-CB | NTXMMX60A182AA |  | Multizone All Non-ducted | 66000 | 41500 | 2.5 | 57000 | 2.07
Trane / Mitsubishi Electric | M-Series | 202373742 | HMSV-A-CB | NTXMMX20A122AA |  | Multizone All Non-ducted | 22000 | 12500 | 2.82 | 11100 | 2.03
Trane / Mitsubishi Electric | M-Series | 202373735 | HRCU-A-CB-O | NTXSST18A112AA | NTXWST18A112AA | Singlezone Non-ducted Wall Placement | 21600 | 13800 | 2.73 | 15100 | 2.35
Trane / Mitsubishi Electric | M-Series | 202373733 | HRCU-A-CB-O | NTXSST12A112AA | NTXWST12A112AA | Singlezone Non-ducted Wall Placement | 14400 | 9200 | 3.1 | 10200 | 2.93
Trane / Mitsubishi Electric | M-Series H2i | 202373731 | HRCU-A-CB-O | NTXSPB18A112AA | NTXWPH18A112AA | Singlezone Non-ducted Wall Placement | 20300 | 12480 | 2.93 | 20900 | 2.06
Trane / Mitsubishi Electric | M-Series H2i | 202373726 | HRCU-A-CB-O | NTXSPH12A112AA | NTXWPH12A112AA | Singlezone Non-ducted Wall Placement | 13600 | 8000 | 3.26 | 13600 | 2.21
Trane / Mitsubishi Electric | M-Series H2i | 202373724 | HRCU-A-CB-O | NTXSPH09A112AA | NTXWPH09A112AA | Singlezone Non-ducted Wall Placement | 10900 | 6700 | 3.27 | 10900 | 2.37
Trane / Mitsubishi Electric | M-Series H2i | 202373722 | HRCU-A-CB-O | NTXSPH06A112AA | NTXWPH06A112AA | Singlezone Non-ducted Wall Placement | 8700 | 5900 | 3.46 | 8700 | 2.8
Trane / Mitsubishi Electric | M-Series H2i | 202373719 | HRCU-A-CB-O | NTXSPF18A112AA | NTXFKS18A112AA | Singlezone Non-ducted, Floor Placement | 21000 | 12800 | 2.62 | 21000 | 2.05
Trane / Mitsubishi Electric | M-Series H2i | 202373717 | HRCU-A-CB-O | NTXSPF12A112AA | NTXFKS12A112AA | Singlezone Non-ducted, Floor Placement | 13000 | 8800 | 2.77 | 13000 | 2.1
Trane / Mitsubishi Electric | M-Series H2i | 202366334 | HMSV-A-CB | NTXMPH36A142AA |  | Multizone Mix of Non-ducted and Ducted | 45000 | 35000 | 2.54 | 47360 | 2.24
Trane / Mitsubishi Electric | M-Series H2i | 202373716 | HRCU-A-CB-O | NTXSPF09A112AA | NTXFKS09A112AA | Singlezone Non-ducted, Floor Placement | 11000 | 7500 | 2.75 | 11000 | 2.01
Trane / Mitsubishi Electric | M-Series | 202392211 | HRCU-A-CB | NTXSKS09A112AA | PEAD-A09AA7 | Singlezone Ducted, "Compact Ducted" | 12000 | 7600 | 2.53 | 6100 | 2.93
Trane / Mitsubishi Electric | M-Series | 202392239 | HRCU-A-CB | NTXSKS18A112AA | NTXAMT18A112AA | Singlezone Ducted, Centrally Ducted | 21600 | 14000 | 2.81 | 12200 | 2.88
Trane / Mitsubishi Electric | M-Series | 202392223 | HRCU-A-CB | NTXSKS12A112AA | NTXAMT12A112AA | Singlezone Ducted, Centrally Ducted | 15000 | 9900 | 2.59 | 7800 | 2.75
VALIEV |  | 205497614 | HRCU-A-CB-O | VWSM-18IR410AHS21 | VWSM-18IR410AHS21 | Singlezone Non-ducted Wall Placement | 18000 | 10400 | 2.72 | 10953 | 1.9
WABBAN | Mistral Series | 201903165 | HRCU-A-CB-O | BB12HQ2A3DO | BB12HQ2A3DI | Singlezone Non-ducted Wall Placement | 13000 | 7100 | 2.81 | 8000 | 2.73
WABBAN | Mistral Series | 201903164 | HRCU-A-CB-O | BB09HQ2A3DO | BB09HQ2A3DI | Singlezone Non-ducted Wall Placement | 11000 | 6800 | 2.66 | 12977 | 2.09
WABBAN | Mistral Series | 201903167 | HRCU-A-CB-O | BB18HQ2A3DO | BB18HQ2A3DI | Singlezone Non-ducted Wall Placement | 19800 | 12400 | 2.51 | 21500 | 2.03
WABBAN | Mistral Series | 201903168 | HRCU-A-CB-O | BB24HQ2A3DO | BB24HQ2A3DI | Singlezone Non-ducted Wall Placement | 23000 | 14600 | 2.73 | 22553 | 2.07
WABBAN | Yukon Series | 201903174 | HRCU-A-CB-O | BB18HQ3D6DO | BB18HQ3D6DI | Singlezone Non-ducted Wall Placement | 18000 | 14200 | 2.87 | 21500 | 2.03
WABBAN | Yukon Series | 201903175 | HRCU-A-CB-O | BB24HQ3D6DO | BB24HQ3D6DI | Singlezone Non-ducted Wall Placement | 24000 | 15500 | 2.89 | 22553 | 3.63
WABBAN | Yukon Series | 201903173 | HRCU-A-CB-O | BB12HQ3D6DO | BB12HQ3D6DI | Singlezone Non-ducted Wall Placement | 12200 | 8100 | 3.21 | 8000 | 2.73
WABBAN | Multi Zone | 201903181 | HMSV-A-CB | BBM42H4O |  | Multizone All Non-ducted | 45000 | 29000 | 2.68 | 25356 | 2.09
Weathermaker | Mid-Tier | 205921382 | HRCU-A-CB | 38MAQB24R--3 | 40MBAAQ24XA3 | Singlezone Ducted, Centrally Ducted | 29000 | 17500 | 2.56 | 26970 | 1.91
WESTINGHOUSE |  | 205417832 | HRCU-A-CB-O | WHP09SZA21S | WHP09WMA21S | Singlezone Non-ducted Wall Placement | 9500 | 5000 | 2.76 | 7438 | 2.14
WESTINGHOUSE |  | 205417834 | HRCU-A-CB-O | WHP12SZA21S | WHP12WMA21S | Singlezone Non-ducted Wall Placement | 13000 | 7500 | 2.71 | 9800 | 2.07
WESTINGHOUSE |  | 205417836 | HRCU-A-CB-O | WHP18SZA21S | WHP18WMA21S | Singlezone Non-ducted Wall Placement | 19000 | 11600 | 2.79 | 13146 | 2.11
Willis |  | 9038626 | HRCU-A-CB-O | WSM09MH20S/O | WSM09MH20S/I | Singlezone Non-ducted Wall Placement | 9800 | 6300 | 2.68 | 6700 | 1.94
YORK |  | 10309025 | HRCU-A-CB | YZV48B21 | CM50DE3A1+MVC20DN21 | Singlezone Ducted, Centrally Ducted | 58000 | 42500 | 2.56 | 34000 | 2.51
ZEPHYR |  | 204580064 | HRCU-A-CB-O | ZE-12CA22EXT | ZE-12CA22INT | Singlezone Non-ducted Wall Placement | 13000 | 7500 | 2.71 | 7823 | 2.12
ZEPHYR |  | 204580063 | HRCU-A-CB-O | ZE-18CA22EXT | ZE-18CA22INT | Singlezone Non-ducted Wall Placement | 19000 | 11600 | 2.7 | 12730 | 2.16

## September 2019
APS Eligible Small ASHP Models |  |  | Disclaimer: The Massachusetts Department of Energy Resources (DOER) has not investigated, and expressly disclaims any duty to investigate, any company, product, service, process, procedure, design, or the like, which may be presented on the aforementioned list. The presentation of these companies does not constitute endorsement, warranty, or guaranty, by DOER of any company, product, service, process, procedure, design, or the like.
Updated September 2019
Brand (if applicable) | Model Name (if applicable) | AHRI Certificate No. | AHRI Type | Outdoor Unit Model | Indoor Unit Model | Ducting Configuration | Rated Capacity 47°F (btu/hr) | Rated Capacity 17°F (btu/hr) | COP at Rated Capacity 17°F | Maximum Capacity 5°F (btu/hr) | COP at Max. Capacity 5°F
ACD | UHD-38 | 202132789 | HRCU-A-CB-O | UHD24KCH22S-O | UHD24KCH22S-I | Singlezone Non-ducted Wall Placement | 24000 | 15500 | 2.89 | 22553 | 2.07
ACD | UHD-38 | 202110485 | HRCU-A-CB-O | UHD18KCH25S-O | UHD18KCH25S-I | Singlezone Non-ducted Wall Placement | 18000 | 14200 | 2.87 | 21500 | 2.03
ACD | MPD-22 | 202110503 | HMSV-A-CB | MPD36KCH21S-O |  | Multizone All Non-ducted | 42500 | 26500 | 2.88 | 21356 | 2.01
ACD | UHD-38 | 202110484 | HRCU-A-CB-O | UHD12KCH31S-O | UHD12KCH31S-I | Singlezone Non-ducted Wall Placement | 12200 | 8100 | 3.21 | 8000 | 2.73
ACD | OCD-23 | 201863353 | HRCU-A-CB-O | OCD24KCH20S-O | OCD24KCH20S-I | Singlezone Non-ducted Wall Placement | 23000 | 14600 | 2.73 | 22553 | 2.07
ACD | OCD-23 | 201863351 | HRCU-A-CB-O | OCD12KCH22S-O | OCD12KCH22S-I | Singlezone Non-ducted Wall Placement | 13000 | 7100 | 2.81 | 8000 | 2.73
ACD | OCD-23 | 201863352 | HRCU-A-CB-O | OCD18KCH20S-O | OCD18KCH20S-I | Singlezone Non-ducted Wall Placement | 19800 | 12400 | 2.51 | 21500 | 2.03
ACD | OCD-23 | 201863350 | HRCU-A-CB-O | OCD09KCH23S-O | OCD09KCH23S-I | Singlezone Non-ducted Wall Placement | 11000 | 6800 | 2.66 | 12976 | 2.09
AireForce | AIREFORCE FSH1BG SERIES | 202134884 | HRCU-A-CB | FSH1BG4CVRX48K | B6VMAX48K-C | Singlezone Ducted, Centrally Ducted | 44000 | 27800 | 2.63 | 27550 | 2.21
AireForce | AIREFORCE FSH1BG SERIES | 202134890 | HRCU-A-CB | FSH1BG4CVRX60K | B6VMAX60K-C | Singlezone Ducted, Centrally Ducted | 56000 | 32000 | 2.53 | 33500 | 2.31
AireForce | AIREFORCE FSH1BG SERIES | 202134881 | HRCU-A-CB | FSH1BG4CVRX48K | C6B(A,H)-X48(C,U)-C | Singlezone Ducted, Centrally Ducted | 44200 | 28000 | 2.56 | 27800 | 2.2
AireForce | AIREFORCE FSH1BG SERIES | 202134882 | HRCU-A-CB | FSH1BG4CVRX48K | C6B(A,H)-X48(C,U)-C | Singlezone Ducted, Centrally Ducted | 44200 | 28000 | 2.56 | 27800 | 2.2
AireForce | AIREFORCE FSH1BG SERIES | 202134883 | HRCU-A-CB | FSH1BG4CVRX48K | C6B(A,H)-X48(C,U)-C | Singlezone Ducted, Centrally Ducted | 44000 | 27800 | 2.63 | 27550 | 2.21
AireForce | AIREFORCE FSH1BG SERIES | 202134887 | HRCU-A-CB | FSH1BG4CVRX60K | C6B(A,H)-X60(C,U)-C | Singlezone Ducted, Centrally Ducted | 56000 | 32000 | 2.53 | 33500 | 2.31
AireForce | AIREFORCE FSH1BG SERIES | 202134874 | HRCU-A-CB | FSH1BG4CVRX24K | B6VMAX24K-B | Singlezone Ducted, Centrally Ducted | 22400 | 14200 | 2.77 | 12650 | 2.12
AireForce | AIREFORCE FSH1BG SERIES | 202134880 | HRCU-A-CB | FSH1BG4CVRX36K | B6VMAX36K-B | Singlezone Ducted, Centrally Ducted | 34400 | 21800 | 2.66 | 20150 | 2.27
AireForce | AIREFORCE FSH1BG SERIES | 202134871 | HRCU-A-CB | FSH1BG4CVRX24K | C6B(A,H)-X26(C,U)-B | Singlezone Ducted, Centrally Ducted | 22200 | 14100 | 2.58 | 12800 | 2.03
AireForce | AIREFORCE FSH1BG SERIES | 202134872 | HRCU-A-CB | FSH1BG4CVRX24K | C6B(A,H)-X26(C,U)-B | Singlezone Ducted, Centrally Ducted | 22200 | 14100 | 2.58 | 12800 | 2.03
AireForce | AIREFORCE FSH1BG SERIES | 202134873 | HRCU-A-CB | FSH1BG4CVRX24K | C6B(A,H)-X26(C,U)-B | Singlezone Ducted, Centrally Ducted | 22400 | 14200 | 2.77 | 12650 | 2.12
AireForce | AIREFORCE FSH1BG SERIES | 202134877 | HRCU-A-CB | FSH1BG4CVRX36K | C6B(A,H)-X36(C,U)-B | Singlezone Ducted, Centrally Ducted | 34400 | 21800 | 2.66 | 20150 | 2.27
AireForce | AIREFORCE FSH1BG SERIES | 202134875 | HRCU-A-CB | FSH1BG4CVRX36K | C6B(A,H)-X36(C,U)-B | Singlezone Ducted, Centrally Ducted | 34200 | 21800 | 2.66 | 20250 | 2.28
AireForce | AIREFORCE FSH1BG SERIES | 202134876 | HRCU-A-CB | FSH1BG4CVRX36K | C6B(A,H)-X36(C,U)-B | Singlezone Ducted, Centrally Ducted | 34200 | 21800 | 2.66 | 20250 | 2.28
AireForce | AIREFORCE FSH1BG SERIES | 202134878 | HRCU-A-CB | FSH1BG4CVRX36K | C6B(A,H)-X36(C,U)-C | Singlezone Ducted, Centrally Ducted | 34200 | 21800 | 2.66 | 20250 | 2.28
AireForce | AIREFORCE FSH1BG SERIES | 202134879 | HRCU-A-CB | FSH1BG4CVRX36K | C6B(A,H)-X36(C,U)-C | Singlezone Ducted, Centrally Ducted | 34200 | 21800 | 2.66 | 20250 | 2.28
AIRTEMP | U-Crown | 202443314 | HRCU-A-CB-O | GXH09(2.6)KSK4DH | GHH09(2.6)KSK4DH | Singlezone Non-ducted Wall Placement | 9000 | 5500 | 2.88 | 10488 | 1.98
AIRTEMP | Lomo | 202443309 | HRCU-A-CB-O | GXH09(2.6)LSK4DH | GHH09(2.6)LUK4DH | Singlezone Non-ducted Wall Placement | 11000 | 6800 | 2.66 | 8680 | 2.04
AIRTEMP | Lomo | 202443310 | HRCU-A-CB-O | GXH12(3.5)LSK4DH | GHH12(3.5)LUK4DH | Singlezone Non-ducted Wall Placement | 13000 | 7100 | 2.6 | 8611 | 1.91
AIRTEMP | Lomo | 202443312 | HRCU-A-CB-O | GXH24(7.0)LSK4DH | GHH24(7.0)LUK4DH | Singlezone Non-ducted Wall Placement | 23000 | 14600 | 2.61 | 22861 | 2.02
AIRTEMP | U-Crown | 202443316 | HRCU-A-CB-O | GXH18(5.2)KSK4DH | GHH18(5.2)KSK4DH | Singlezone Non-ducted Wall Placement | 19000 | 12700 | 2.5 | 19190 | 2.85
AMANA | AVZC20 | 10324704 | HRCU-A-CB | AVZC200241A* | CA*F3642*6D*+MBVC1200**-1A*+TX | Singlezone Ducted, Centrally Ducted | 23600 | 15200 | 2.99 | 11400 | 2.09
AMANA | AVZC20 | 10324706 | HRCU-A-CB | AVZC200481A* | CA*F4961*6D*+MBVC2000**-1A*+TX | Singlezone Ducted, Centrally Ducted | 45500 | 34000 | 3.4 | 26000 | 1.97
AMANA | AVZC20 | 10324707 | HRCU-A-CB | AVZC200601A* | CA*F4961*6D*+MBVC2000**-1A*+TX | Singlezone Ducted, Centrally Ducted | 50000 | 34000 | 2.87 | 26000 | 1.98
AMERICAN STANDARD | AccuComfort Platinum 18 | 10093463 | HRCU-A-CB | 4A6V8048A1 | TAM9A0C48V41 | Singlezone Ducted, Centrally Ducted | 41000 | 34400 | 4.27 | 28780 | 1.93
AMERICAN STANDARD |  | 9150128 | HRCU-A-CB-O | 4TXK3824A10NU** | 4MXW3824A10NU** | Singlezone Non-ducted Wall Placement | 24000 | 15500 | 2.89 | 24233 | 2.23
AMERICAN STANDARD |  | 9150124 | HRCU-A-CB-O | 4TXK3812A10NU** | 4MXW3812A10NU** | Singlezone Non-ducted Wall Placement | 12200 | 8100 | 3.21 | 13304 | 2.18
AMERICAN STANDARD |  | 7151532 | HRCU-A-CB-O | 4TXK2712A10NAA | 4MXW2712A10N0AA | Singlezone Non-ducted Wall Placement | 13000 | 8000 | 3.13 | 8300 | 2.15
AMERICAN STANDARD |  | 7151534 | HRCU-A-CB-O | 4TXK2718A10N0AA | 4MXW2718A10N0AA | Singlezone Non-ducted Wall Placement | 19000 | 12100 | 2.81 | 15400 | 1.97
AMERICAN STANDARD |  | 7151530 | HRCU-A-CB-O | 4TXK2709A10N0AA | 4MXW2709A10N0AA | Singlezone Non-ducted Wall Placement | 9800 | 5800 | 2.7 | 8000 | 2.13
AMERICAN STANDARD | AccuComfort Platinum 18 | 6750455 | HRCU-A-CB | 4A6V8024A1 | *AM8C0B30V21 | Singlezone Ducted, Centrally Ducted | 20000 | 16800 | 2.5 | 13000 | 2.07
AMERICAN STANDARD | AccuComfort Platinum 20 | 6749789 | HRCU-A-CB | 4A6V0024A1 | *AM8C0B30V21 | Singlezone Ducted, Centrally Ducted | 20200 | 16800 | 2.5 | 13000 | 2.07
American Standard / Mitsubishi Electric | M-Series H2i | 202366328 | HMSV-A-CB | NAXMPH36A142AA |  | Multizone Mix of Non-ducted and Ducted | 45000 | 35000 | 2.54 | 47360 | 2.24
American Standard / Mitsubishi Electric | M-Series H2i | 202373684 | HRCU-A-CB-O | NAXSPH09A112AA | NAXWPH09A112AA | Singlezone Non-ducted Wall Placement | 10900 | 6700 | 3.27 | 10900 | 2.37
American Standard / Mitsubishi Electric | M-Series H2i | 202373676 | HRCU-A-CB-O | NAXSPF09A112AA | NAXFKS09A112AA | Singlezone Non-ducted, Floor Placement | 11000 | 7500 | 2.75 | 11000 | 2.01
American Standard / Mitsubishi Electric | M-Series H2i | 202373677 | HRCU-A-CB-O | NAXSPF12A112AA | NAXFKS12A112AA | Singlezone Non-ducted, Floor Placement | 13000 | 8800 | 2.77 | 13000 | 2.1
American Standard / Mitsubishi Electric | M-Series H2i | 202373679 | HRCU-A-CB-O | NAXSPF18A112AA | NAXFKS18A112AA | Singlezone Non-ducted, Floor Placement | 21000 | 12800 | 2.62 | 21000 | 2.05
American Standard / Mitsubishi Electric | M-Series H2i | 202373682 | HRCU-A-CB-O | NAXSPH06A112AA | NAXWPH06A112AA | Singlezone Non-ducted Wall Placement | 8700 | 5900 | 3.46 | 8700 | 2.8
American Standard / Mitsubishi Electric | M-Series | 202373693 | HRCU-A-CB-O | NAXSST12A112AA | NAXWST12A112AA | Singlezone Non-ducted Wall Placement | 14400 | 9200 | 3.1 | 10200 | 2.93
American Standard / Mitsubishi Electric | M-Series H2i | 202373686 | HRCU-A-CB-O | NAXSPH12A112AA | NAXWPH12A112AA | Singlezone Non-ducted Wall Placement | 13600 | 8000 | 3.26 | 13600 | 2.21
American Standard / Mitsubishi Electric | M-Series H2i | 202373691 | HRCU-A-CB-O | NAXSPB18A112AA | NAXWPH18A112AA | Singlezone Non-ducted Wall Placement | 20300 | 12480 | 2.93 | 20900 | 2.06
American Standard / Mitsubishi Electric | M-Series | 202373708 | HMSV-A-CB | NAXMMX60A182AA |  | Multizone All Non-ducted | 66000 | 41500 | 2.5 | 57000 | 2.07
American Standard / Mitsubishi Electric | M-Series | 202373695 | HRCU-A-CB-O | NAXSST18A112AA | NAXWST18A112AA | Singlezone Non-ducted Wall Placement | 21600 | 13800 | 2.73 | 15100 | 2.35
American Standard / Mitsubishi Electric | M-Series H2i | 202354893 | HMSV-A-CB | NAXMPH24A132AA |  | Multizone All Non-ducted | 25000 | 14000 | 2.53 | 25000 | 1.92
American Standard / Mitsubishi Electric | M-Series H2i | 202354897 | HMSV-A-CB | NAXMPH36A142AA |  | Multizone All Non-ducted | 45000 | 34000 | 2.85 | 45000 | 2.42
American Standard / Mitsubishi Electric | M-Series H2i | 202373690 | HRCU-A-CB-O | NAXSPH18A112AA | NAXWPH18A112AA | Singlezone Non-ducted Wall Placement | 20300 | 13700 | 3.04 | 20300 | 2.01
American Standard / Mitsubishi Electric | M-Series | 202373692 | HRCU-A-CB-O | NAXSST09A112AA | NAXWST09A112AA | Singlezone Non-ducted Wall Placement | 10900 | 6700 | 3.12 | 8000 | 2.76
American Standard / Mitsubishi Electric | M-Series H2i | 202373705 | HMSV-A-CB | NAXMPH42A152AA |  | Multizone All Non-ducted | 48000 | 35800 | 2.87 | 48000 | 2.51
American Standard / Mitsubishi Electric | M-Series H2i | 202373685 | HRCU-A-CB-O | NAXSPB09A112AA | NAXWPH09A112AA | Singlezone Non-ducted Wall Placement | 10900 | 6700 | 2.73 | 10900 | 2.73
American Standard / Mitsubishi Electric | M-Series H2i | 202373687 | HRCU-A-CB-O | NAXSPB12A112AA | NAXWPH12A112AA | Singlezone Non-ducted Wall Placement | 13600 | 8100 | 2.83 | 13600 | 2.07
American Standard / Mitsubishi Electric | M-Series | 202373696 | HRCU-A-CB-O | NAXSST24A112AA | NAXWST24A112AA | Singlezone Non-ducted Wall Placement | 27600 | 16000 | 2.65 | 20200 | 1.98
American Standard / Mitsubishi Electric | M-Series | 202392212 | HRCU-A-CB | NAXSKS09A112AA | PEAD-A09AA7 | Singlezone Ducted, Centrally Ducted | 12000 | 7600 | 2.53 | 6100 | 2.93
American Standard / Mitsubishi Electric | M-Series | 202392210 | HRCU-A-CB-O | NAXSKS09A112AA | NAXUKS09A112AA | Singlezone Non-ducted, Ceiling Placement | 12000 | 7700 | 3.22 | 6100 | 3.08
American Standard / Mitsubishi Electric | M-Series | 202392208 | HRCU-A-CB | NAXSKS09A112AA | NAXDKS09A112AA | Singlezone Ducted, "Compact Ducted" | 12000 | 7600 | 2.53 | 6000 | 2.44
American Standard / Mitsubishi Electric | M-Series | 202392214 | HRCU-A-CB-O | NAXSKS09A112AA | NAXCKS09A112AA | Singlezone Non-ducted, Ceiling Placement | 11000 | 6900 | 2.5 | 5600 | 3.04
American Standard / Mitsubishi Electric | M-Series | 202392220 | HRCU-A-CB-O | NAXSKS12A112AA | NAXUKS12A112AA | Singlezone Non-ducted, Ceiling Placement | 15400 | 9900 | 2.84 | 7900 | 2.36
American Standard / Mitsubishi Electric | M-Series | 202392224 | HRCU-A-CB | NAXSKS12A112AA | NAXAMT12A112AA | Singlezone Ducted, Centrally Ducted | 15000 | 9900 | 2.59 | 7800 | 2.75
American Standard / Mitsubishi Electric | M-Series | 202392226 | HRCU-A-CB | NAXSKS15A112AA | NAXDKS15A112AA | Singlezone Ducted, "Compact Ducted" | 18000 | 11700 | 2.68 | 10000 | 2.55
American Standard / Mitsubishi Electric | M-Series | 202392232 | HRCU-A-CB | NAXSKS18A112AA | NAXDKS18A112AA | Singlezone Ducted, "Compact Ducted" | 21600 | 13900 | 2.87 | 12000 | 2.88
American Standard / Mitsubishi Electric | M-Series | 202392240 | HRCU-A-CB | NAXSKS18A112AA | NAXAMT18A112AA | Singlezone Ducted, Centrally Ducted | 21600 | 14000 | 2.81 | 12200 | 2.88
American Standard / Mitsubishi Electric | M-Series | 202392234 | HRCU-A-CB-O | NAXSKS18A112AA | NAXUKS18A112AA | Singlezone Non-ducted, Ceiling Placement | 20000 | 13100 | 2.63 | 10700 | 2.55
American Standard / Mitsubishi Electric | M-Series | 202392238 | HRCU-A-CB-O | NAXSKS18A112AA | NAXCKS18A112AA | Singlezone Non-ducted, Ceiling Placement | 19700 | 12900 | 2.68 | 9800 | 2.37
American Standard / Mitsubishi Electric | M-Series | 202373702 | HMSV-A-CB | NAXMMX20A122AA |  | Multizone All Non-ducted | 22000 | 12500 | 2.82 | 11100 | 2.03
American Standard / Mitsubishi Electric | M-Series H2i | 202373683 | HRCU-A-CB-O | NAXSPB06A112AA | NAXWPH06A112AA | Singlezone Non-ducted Wall Placement | 8700 | 5900 | 2.74 | 8700 | 2.45
ARCOAIRE | Mid-tier | 201835532 | HRCU-A-CB-O | DLCSRAH09AAK | DLFSCAH09XAK | Singlezone Non-ducted, Ceiling Placement | 10000 | 6700 | 2.58 | 11870 | 1.94
ARCOAIRE | Mid-tier | 201835537 | HRCU-A-CB-O | DLCSRAH18AAK | DLFSCAH18XAK | Singlezone Non-ducted, Ceiling Placement | 18000 | 12000 | 2.59 | 15710 | 2.4
ARCOAIRE | Mid-tier | 201835520 | HRCU-A-CB-O | DLCSRAH36AAK | DLFSHAH36XAK | Singlezone Non-ducted Wall Placement | 36000 | 20600 | 2.55 | 18930 | 2.56
ARCOAIRE | Mid-tier | 201835515 | HRCU-A-CB-O | DLCSRAH09AAK | DLFSHAH09XAK | Singlezone Non-ducted Wall Placement | 12000 | 7500 | 2.65 | 9840 | 2.1
ARCOAIRE |  | 201835506 | HRCU-A-CB-O | DLCPRAH09AAK | DLFPHAH09XAK | Singlezone Non-ducted Wall Placement | 10000 | 7200 | 2.78 | 13047 | 1.97
ARCOAIRE |  | 201835514 | HRCU-A-CB-O | DLCSRAH12AAJ | DLFSHAH12XAJ | Singlezone Non-ducted Wall Placement | 11800 | 7100 | 2.57 | 7800 | 2.01
ARCOAIRE |  | 201835538 | HRCU-A-CB | DLCSRAH24AAK | DLFSDAH24XAK | Singlezone Ducted, "Compact Ducted" | 24000 | 17400 | 2.96 | 30000 | 1.93
ARCOAIRE | High Tier | 202463642 | HRCU-A-CB-O | DLCPRAH18AAK | DLFPHAH18XAK | Singlezone Non-ducted Wall Placement | 18000 | 12300 | 3.19 | 18000 | 2
ARCOAIRE | High Tier | 202463643 | HRCU-A-CB-O | DLCPRAH24AAK | DLFPHAH24XAK | Singlezone Non-ducted Wall Placement | 24000 | 15450 | 3 | 24000 | 2
BOSCH | Bosch Climate 5000 ductless minisplit series | 9966839 | HRCU-A-CB-O | BMS500-AAS012-0CSXXA | BMS500-AAU012-0AHXXA | Singlezone Non-ducted Wall Placement | 12000 | 7500 | 2.56 | 5736 | 2.03
BOSCH | Bosch Climate 5000 ductless minisplit series | 9966838 | HRCU-A-CB-O | BMS500-AAS009-1CSXXA | BMS500-AAU009-1AHXXA | Singlezone Non-ducted Wall Placement | 9800 | 6300 | 2.68 | 6609 | 1.92
BOSCH | Bosch Climate 5000 ductless minisplit series | 9966837 | HRCU-A-CB-O | BMS500-AAS009-0CSXXA | BMS500-AAU009-0AHXXA | Singlezone Non-ducted Wall Placement | 9800 | 5800 | 2.74 | 6516 | 2.05
BOSCH |  | 10333757 | HRCU-A-CB | BOVA-60HDN1-M18M | BVA-36WN1-M18B | Singlezone Ducted, Centrally Ducted | 35200 | 24000 | 2.71 | 28000 | 2.05
BOSCH | IDS1.0 | 8860508 | HRCU-A-CB | BOVA-36HDN1-M18M | BVA-24WN1-M18 | Singlezone Ducted, Centrally Ducted | 24000 | 19000 | 2.64 | 18500 | 2.21
BOSCH | IDS1.0 | 8860510 | HRCU-A-CB | BOVA-60HDN1-M18M | BVA-48WN1-M18 | Singlezone Ducted, Centrally Ducted | 46500 | 35000 | 2.64 | 34400 | 2.85
BOSCH | IDS2.0 | 202868494 | HRCU-A-CB | BOVA-36HDN1-M20G | BVA-24WN1-M20 | Singlezone Ducted, Centrally Ducted | 24000 | 23000 | 2.6 | 20000 | 2.5
BOSCH | IDS2.0 | 202868496 | HRCU-A-CB | BOVA-36HDN1-M20G | BVA-36WN1-M20 | Singlezone Ducted, Centrally Ducted | 34200 | 28000 | 2.6 | 23000 | 2.41
BOSCH | IDS2.0 | 202868497 | HRCU-A-CB | BOVA-60HDN1-M20G | BVA-60WN1-M20 | Singlezone Ducted, Centrally Ducted | 56000 | 44000 | 2.5 | 40000 | 2.38
BOSCH | IDS2.0 | 203025023 | HRCU-A-CB | BOVA-60HDN1-M20G | BMA*4248DNTF | Singlezone Ducted, Centrally Ducted | 47000 | 35000 | 2.5 | 31800 | 2.39
BOSCH | IDS2.0 | 203025020 | HRCU-A-CB | BOVA-60HDN1-M20G | BMA*4248CNTF | Singlezone Ducted, Centrally Ducted | 46500 | 35000 | 2.5 | 31600 | 2.41
BOSCH | IDS2.0 | 203025026 | HRCU-A-CB | BOVA-60HDN1-M20G | BMA*4248DNTF | Singlezone Ducted, Centrally Ducted | 47000 | 35000 | 2.5 | 31800 | 2.39
BOSCH | IDS2.0 | 203025029 | HRCU-A-CB | BOVA-60HDN1-M20G | BMA*4860DNTF | Singlezone Ducted, Centrally Ducted | 54000 | 38000 | 2.6 | 34000 | 2.5
BOSCH | IDS2.0 | 203025032 | HRCU-A-CB | BOVA-60HDN1-M20G | BMA*4860DNTF | Singlezone Ducted, Centrally Ducted | 54000 | 38000 | 2.6 | 34000 | 2.5
BROAN | BROAN FSH1BG SERIES | 10254912 | HRCU-A-CB | FSH1BG4CVRX48K | B6VMAX48K-C | Singlezone Ducted, Centrally Ducted | 44000 | 27800 | 2.63 | 27550 | 2.21
BROAN | BROAN FSH1BG SERIES | 10254931 | HRCU-A-CB | FSH1BG4CVRX60K | B6VMAX60K-C | Singlezone Ducted, Centrally Ducted | 56000 | 32000 | 2.53 | 33500 | 2.31
BROAN | BROAN FSH1BG SERIES | 10254917 | HRCU-A-CB | FSH1BG4CVRX48K | C6B(A,H)-X48(C,U)-C | Singlezone Ducted, Centrally Ducted | 44200 | 28000 | 2.56 | 27800 | 2.2
BROAN | BROAN FSH1BG SERIES | 10254921 | HRCU-A-CB | FSH1BG4CVRX48K | C6B(A,H)-X48(C,U)-C | Singlezone Ducted, Centrally Ducted | 44200 | 28000 | 2.56 | 27800 | 2.2
BROAN | BROAN FSH1BG SERIES | 10254926 | HRCU-A-CB | FSH1BG4CVRX48K | C6B(A,H)-X48(C,U)-C | Singlezone Ducted, Centrally Ducted | 44000 | 27800 | 2.63 | 27550 | 2.21
BROAN | BROAN FSH1BG SERIES | 10254945 | HRCU-A-CB | FSH1BG4CVRX60K | C6B(A,H)-X60(C,U)-C | Singlezone Ducted, Centrally Ducted | 56000 | 32000 | 2.53 | 33500 | 2.31
BROAN | BROAN FSH1BG SERIES | 10254865 | HRCU-A-CB | FSH1BG4CVRX24K | B6VMAX24K-B | Singlezone Ducted, Centrally Ducted | 22400 | 14200 | 2.77 | 12650 | 2.12
BROAN | BROAN FSH1BG SERIES | 10254884 | HRCU-A-CB | FSH1BG4CVRX36K | B6VMAX36K-B | Singlezone Ducted, Centrally Ducted | 34400 | 21800 | 2.66 | 20150 | 2.27
BROAN | BROAN FSH1BG SERIES | 10254870 | HRCU-A-CB | FSH1BG4CVRX24K | C6B(A,H)-X26(C,U)-B | Singlezone Ducted, Centrally Ducted | 22200 | 14100 | 2.58 | 12800 | 2.03
BROAN | BROAN FSH1BG SERIES | 10254874 | HRCU-A-CB | FSH1BG4CVRX24K | C6B(A,H)-X26(C,U)-B | Singlezone Ducted, Centrally Ducted | 22200 | 14100 | 2.58 | 12800 | 2.03
BROAN | BROAN FSH1BG SERIES | 10254879 | HRCU-A-CB | FSH1BG4CVRX24K | C6B(A,H)-X26(C,U)-B | Singlezone Ducted, Centrally Ducted | 22400 | 14200 | 2.77 | 12650 | 2.12
BROAN | BROAN FSH1BG SERIES | 10254898 | HRCU-A-CB | FSH1BG4CVRX36K | C6B(A,H)-X36(C,U)-B | Singlezone Ducted, Centrally Ducted | 22400 | 14200 | 2.77 | 12650 | 2.12
BROAN | BROAN FSH1BG SERIES | 10254889 | HRCU-A-CB | FSH1BG4CVRX36K | C6B(A,H)-X36(C,U)-B | Singlezone Ducted, Centrally Ducted | 34200 | 21800 | 2.66 | 20250 | 2.28
BROAN | BROAN FSH1BG SERIES | 10254893 | HRCU-A-CB | FSH1BG4CVRX36K | C6B(A,H)-X36(C,U)-B | Singlezone Ducted, Centrally Ducted | 34200 | 21800 | 2.66 | 20250 | 2.28
BROAN | BROAN FSH1BG SERIES | 10254903 | HRCU-A-CB | FSH1BG4CVRX36K | C6B(A,H)-X36(C,U)-C | Singlezone Ducted, Centrally Ducted | 34200 | 21800 | 2.66 | 20250 | 2.28
BROAN | BROAN FSH1BG SERIES | 10254907 | HRCU-A-CB | FSH1BG4CVRX36K | C6B(A,H)-X36(C,U)-C | Singlezone Ducted, Centrally Ducted | 34200 | 21800 | 2.66 | 20250 | 2.28
BRYANT | Preferred | 8738647 | HRCU-A-CB-O | 38MAQB12R--1 | 619PAQ012BBMA | Singlezone Non-ducted Wall Placement | 12000 | 7600 | 2.59 | 6490 | 1.94
BRYANT | Preferred Series | 8738645 | HRCU-A-CB-O | 38MAQB12R--3 | 619PEQ012BBMA | Singlezone Non-ducted Wall Placement | 11800 | 7800 | 2.66 | 12010 | 1.98
BRYANT | Preferred Series | 8738646 | HRCU-A-CB-O | 38MAQB09R--3 | 619PEQ009BBMA | Singlezone Non-ducted Wall Placement | 10900 | 6900 | 2.73 | 10900 | 1.98
BRYANT | Preferred Series | 9118462 | HMSV-A-CB | 38MGRQ18B--3 |  | Multizone All Non-ducted | 19000 | 12000 | 2.81 | 13990 | 2.15
BRYANT | Preferred Series | 9118474 | HMSV-A-CB | 38MGRQ36D--3 |  | Multizone All Non-ducted | 36000 | 23200 | 2.79 | 36080 | 1.96
BRYANT | Preferred Series | 9118478 | HMSV-A-CB | 38MGRQ48E--3 |  | Multizone All Non-ducted | 48000 | 29600 | 2.7 | 36340 | 1.98
BRYANT | Preferred Series | 9854627 | HMSV-A-CB | 38MGRQ30D--3 |  | Multizone All Non-ducted | 28000 | 17400 | 2.79 | 28220 | 2.04
BRYANT | Evolution Series | 9893462 | HRCU-A-CB | 280ANV024000 | FE4ANF002L+UI | Singlezone Ducted, Centrally Ducted | 24000 | 25200 | 2.56 | 19800 | 2.07
BRYANT | Evolution Series | 9893463 | HRCU-A-CB | 280ANV024000 | FE4AN(B,F)003+UI | Singlezone Ducted, Centrally Ducted | 23800 | 25000 | 2.54 | 19800 | 2.07
BRYANT | Bryant® Extreme Heat Pump | 9893473 | HRCU-A-CB | 280ANV024*0**A* | CAP**3617AL*+UI & 98(6*B,7*A)42060V17*** | Singlezone Ducted, Centrally Ducted | 24000 | 25200 | 2.5 | 21779 | 2.22
BRYANT | Bryant® Extreme Heat Pump | 9893474 | HRCU-A-CB | 280ANV024*0**A* | CAP**3617AL*+UI & 98(6*B,7*A)42080V17*** | Singlezone Ducted, Centrally Ducted | 24000 | 25200 | 2.51 | 21779 | 2.24
BRYANT | Bryant® Extreme Heat Pump | 9893475 | HRCU-A-CB | 280ANV024*0**A* | CAP**3621AL*+UI & 98(6*B,7*A)42060V17*** | Singlezone Ducted, Centrally Ducted | 24000 | 25200 | 2.5 | 21779 | 2.22
BRYANT | Bryant® Extreme Heat Pump | 9893476 | HRCU-A-CB | 280ANV024*0**A* | CAP**3621AL*+UI & 98(6*B,7*A)42080V17*** | Singlezone Ducted, Centrally Ducted | 24000 | 25200 | 2.51 | 21779 | 2.24
BRYANT | Bryant® Extreme Heat Pump | 9893477 | HRCU-A-CB | 280ANV024*0**A* | CAP**4221AL*+UI & 98(6*B,7*A)42060V17*** | Singlezone Ducted, Centrally Ducted | 23800 | 25200 | 2.54 | 21565 | 2.27
BRYANT | Bryant® Extreme Heat Pump | 9893478 | HRCU-A-CB | 280ANV024*0**A* | CAP**4221AL*+UI & 98(6*B,7*A)42080V17*** | Singlezone Ducted, Centrally Ducted | 23800 | 25200 | 2.56 | 21565 | 2.28
BRYANT | Bryant® Extreme Heat Pump | 9893479 | HRCU-A-CB | 280ANV024*0**A* | CAP**4224AL*+UI & 98(6*B,7*A)66120V24*** | Singlezone Ducted, Centrally Ducted | 23600 | 25000 | 2.57 | 21352 | 2.28
BRYANT | Bryant® Extreme Heat Pump | 9893482 | HRCU-A-CB | 280ANV024*0**A* | CAP**4821AL*+UI & 98(6*B,7*A)42060V17*** | Singlezone Ducted, Centrally Ducted | 23200 | 25000 | 2.67 | 20924 | 2.39
BRYANT | Bryant® Extreme Heat Pump | 9893483 | HRCU-A-CB | 280ANV024*0**A* | CAP**4821AL*+UI & 98(6*B,7*A)42080V17*** | Singlezone Ducted, Centrally Ducted | 23200 | 24800 | 2.68 | 20924 | 2.39
BRYANT | Bryant® Extreme Heat Pump | 9893484 | HRCU-A-CB | 280ANV024*0**A* | CAP**4824AL*+UI & 98(6*B,7*A)66120V24*** | Singlezone Ducted, Centrally Ducted | 23000 | 24800 | 2.68 | 20711 | 2.39
BRYANT | Bryant® Extreme Heat Pump | 9893485 | HRCU-A-CB | 280ANV024*0**A* | CAP**6021AL*+UI & 98(6*B,7*A)42060V17*** | Singlezone Ducted, Centrally Ducted | 22800 | 24600 | 2.71 | 20711 | 2.41
BRYANT | Bryant® Extreme Heat Pump | 9893486 | HRCU-A-CB | 280ANV024*0**A* | CAP**6021AL*+UI & 98(6*B,7*A)42080V17*** | Singlezone Ducted, Centrally Ducted | 22800 | 24600 | 2.71 | 20711 | 2.41
BRYANT | Bryant® Extreme Heat Pump | 9893487 | HRCU-A-CB | 280ANV024*0**A* | CAP**6024AL*+UI & 98(6*B,7*A)66120V24*** | Singlezone Ducted, Centrally Ducted | 22600 | 24400 | 2.71 | 20497 | 2.41
BRYANT | Bryant® Extreme Heat Pump | 9893489 | HRCU-A-CB | 280ANV024*0**A* | CNPV*3617AL*+UI & 98(6*B,7*A)42080V17*** | Singlezone Ducted, Centrally Ducted | 24000 | 25200 | 2.5 | 21779 | 2.22
BRYANT | Bryant® Extreme Heat Pump | 9893491 | HRCU-A-CB | 280ANV024*0**A* | CNPV*3621AL*+UI & 98(6*B,7*A)42080V17*** | Singlezone Ducted, Centrally Ducted | 24000 | 25200 | 2.5 | 21779 | 2.22
BRYANT | Bryant® Extreme Heat Pump | 9893492 | HRCU-A-CB | 280ANV024*0**A* | CNPV*4217AL*+UI & 98(6*B,7*A)42060V17*** | Singlezone Ducted, Centrally Ducted | 23400 | 25200 | 2.62 | 21138 | 2.33
BRYANT | Bryant® Extreme Heat Pump | 9893493 | HRCU-A-CB | 280ANV024*0**A* | CNPV*4217AL*+UI & 98(6*B,7*A)42080V17*** | Singlezone Ducted, Centrally Ducted | 23400 | 25200 | 2.62 | 21138 | 2.33
BRYANT | Bryant® Extreme Heat Pump | 9893494 | HRCU-A-CB | 280ANV024*0**A* | CNPV*4221AL*+UI & 98(6*B,7*A)42060V17*** | Singlezone Ducted, Centrally Ducted | 23600 | 25200 | 2.54 | 21352 | 2.26
BRYANT | Bryant® Extreme Heat Pump | 9893495 | HRCU-A-CB | 280ANV024*0**A* | CNPV*4221AL*+UI & 98(6*B,7*A)42080V17*** | Singlezone Ducted, Centrally Ducted | 23400 | 25200 | 2.54 | 21138 | 2.26
BRYANT | Bryant® Extreme Heat Pump | 9893497 | HRCU-A-CB | 280ANV024*0**A* | CNPV*4821AL*+UI & 98(6*B,7*A)42080V17*** | Singlezone Ducted, Centrally Ducted | 23200 | 25000 | 2.67 | 20924 | 2.39
BRYANT | Bryant® Extreme Heat Pump | 9893498 | HRCU-A-CB | 280ANV024*0**A* | CNPV*4824AL*+UI & 98(6*B,7*A)66120V24*** | Singlezone Ducted, Centrally Ducted | 23200 | 25000 | 2.7 | 20924 | 2.41
BRYANT | Bryant® Extreme Heat Pump | 9893496 | HRCU-A-CB | 280ANV024*0**A* | CNPV*4821AL*+UI & 98(6*B,7*A)42060V17*** | Singlezone Ducted, Centrally Ducted | 23400 | 25000 | 2.67 | 21138 | 2.38
BRYANT | Bryant® Extreme Heat Pump | 9893499 | HRCU-A-CB | 280ANV024*0**A* | CNPV*6024AL*+UI & 98(6*B,7*A)66120V24*** | Singlezone Ducted, Centrally Ducted | 23400 | 25000 | 2.7 | 21138 | 2.41
BRYANT | Bryant® Extreme Heat Pump | 9893500 | HRCU-A-CB | 280ANV024*0**A* | CSPH*3612AL*+UI & 98(6*B,7*A)42060V17*** | Singlezone Ducted, Centrally Ducted | 24000 | 25200 | 2.62 | 21779 | 2.33
BRYANT | Bryant® Extreme Heat Pump | 9893501 | HRCU-A-CB | 280ANV024*0**A* | CSPH*3612AL*+UI & 98(6*B,7*A)42080V17*** | Singlezone Ducted, Centrally Ducted | 23800 | 25200 | 2.65 | 21565 | 2.36
BRYANT | Bryant® Extreme Heat Pump | 9893502 | HRCU-A-CB | 280ANV024*0**A* | CSPH*3612AL*+UI & 98(6*B,7*A)66120V24*** | Singlezone Ducted, Centrally Ducted | 23800 | 25000 | 2.65 | 21565 | 2.36
BRYANT | Bryant® Extreme Heat Pump | 9893503 | HRCU-A-CB | 280ANV024*0**A* | CSPH*4212AL*+UI & 98(6*B,7*A)42060V17*** | Singlezone Ducted, Centrally Ducted | 23800 | 25200 | 2.68 | 21565 | 2.38
BRYANT | Bryant® Extreme Heat Pump | 9893505 | HRCU-A-CB | 280ANV024*0**A* | CSPH*4212AL*+UI & 98(6*B,7*A)66120V24*** | Singlezone Ducted, Centrally Ducted | 23600 | 25000 | 2.67 | 21352 | 2.38
BRYANT | Bryant® Extreme Heat Pump | 9893504 | HRCU-A-CB | 280ANV024*0**A* | CSPH*4212AL*+UI & 98(6*B,7*A)42080V17*** | Singlezone Ducted, Centrally Ducted | 23800 | 25000 | 2.67 | 21565 | 2.38
BRYANT | Bryant® Extreme Heat Pump | 9893506 | HRCU-A-CB | 280ANV024*0**A* | CSPH*4812AL*+UI & 98(6*B,7*A)42060V17*** | Singlezone Ducted, Centrally Ducted | 23400 | 25000 | 2.7 | 21138 | 2.41
BRYANT | Bryant® Extreme Heat Pump | 9893507 | HRCU-A-CB | 280ANV024*0**A* | CSPH*4812AL*+UI & 98(6*B,7*A)42080V17*** | Singlezone Ducted, Centrally Ducted | 23400 | 25000 | 2.7 | 21138 | 2.41
BRYANT | Bryant® Extreme Heat Pump | 9893508 | HRCU-A-CB | 280ANV024*0**A* | CSPH*4812AL*+UI & 98(6*B,7*A)66120V24*** | Singlezone Ducted, Centrally Ducted | 23200 | 25000 | 2.73 | 20924 | 2.43
BRYANT | Bryant® Extreme Heat Pump | 9893509 | HRCU-A-CB | 280ANV024*0**A* | CSPH*6012AL*+UI & 98(6*B,7*A)42060V17*** | Singlezone Ducted, Centrally Ducted | 23600 | 25000 | 2.7 | 21352 | 2.41
BRYANT | Bryant® Extreme Heat Pump | 9893510 | HRCU-A-CB | 280ANV024*0**A* | CSPH*6012AL*+UI & 98(6*B,7*A)42080V17*** | Singlezone Ducted, Centrally Ducted | 23400 | 25000 | 2.73 | 21138 | 2.44
BRYANT | Bryant® Extreme Heat Pump | 9893511 | HRCU-A-CB | 280ANV024*0**A* | CSPH*6012AL*+UI & 98(6*B,7*A)66120V24*** | Singlezone Ducted, Centrally Ducted | 23400 | 25000 | 2.73 | 21138 | 2.44
BRYANT | Bryant® Extreme Heat Pump | 9893514 | HRCU-A-CB | 280ANV024*0**A* | CAP**3621AL*+UI & 98(6*B,7*A)66100V21*** | Singlezone Ducted, Centrally Ducted | 23000 | 25000 | 2.52 | 20711 | 2.24
BRYANT | Bryant® Extreme Heat Pump | 9893516 | HRCU-A-CB | 280ANV024*0**A* | CAP**4221AL*+UI & 98(6*B,7*A)60080V21*** | Singlezone Ducted, Centrally Ducted | 23000 | 25000 | 2.57 | 20711 | 2.28
BRYANT | Bryant® Extreme Heat Pump | 9893517 | HRCU-A-CB | 280ANV024*0**A* | CAP**4221AL*+UI & 98(6*B,7*A)66100V21*** | Singlezone Ducted, Centrally Ducted | 23000 | 25000 | 2.57 | 20711 | 2.28
BRYANT | Bryant® Extreme Heat Pump | 9893521 | HRCU-A-CB | 280ANV024*0**A* | CAP**4821AL*+UI & 98(6*B,7MA)60060V21*** | Singlezone Ducted, Centrally Ducted | 22800 | 24800 | 2.71 | 20711 | 2.41
BRYANT | Bryant® Extreme Heat Pump | 9893519 | HRCU-A-CB | 280ANV024*0**A* | CAP**4224AL*+UI & 98(6*B,7*A)60080V21*** | Singlezone Ducted, Centrally Ducted | 23000 | 25000 | 2.57 | 20711 | 2.28
BRYANT | Bryant® Extreme Heat Pump | 9893520 | HRCU-A-CB | 280ANV024*0**A* | CAP**4224AL*+UI & 98(6*B,7*A)66100V21*** | Singlezone Ducted, Centrally Ducted | 23000 | 25000 | 2.57 | 20711 | 2.28
BRYANT | Bryant® Extreme Heat Pump | 9893522 | HRCU-A-CB | 280ANV024*0**A* | CAP**4821AL*+UI & 98(6*B,7*A)60080V21*** | Singlezone Ducted, Centrally Ducted | 22800 | 24800 | 2.71 | 20711 | 2.41
BRYANT | Bryant® Extreme Heat Pump | 9893523 | HRCU-A-CB | 280ANV024*0**A* | CAP**4821AL*+UI & 98(6*B,7*A)66100V21*** | Singlezone Ducted, Centrally Ducted | 22800 | 24800 | 2.71 | 20711 | 2.41
BRYANT | Bryant® Extreme Heat Pump | 9893524 | HRCU-A-CB | 280ANV024*0**A* | CAP**4824AL*+UI & 98(6*B,7MA)60060V21*** | Singlezone Ducted, Centrally Ducted | 22800 | 24800 | 2.71 | 20711 | 2.41
BRYANT | Bryant® Extreme Heat Pump | 9893525 | HRCU-A-CB | 280ANV024*0**A* | CAP**4824AL*+UI & 98(6*B,7*A)60080V21*** | Singlezone Ducted, Centrally Ducted | 22800 | 24800 | 2.71 | 20711 | 2.41
BRYANT | Bryant® Extreme Heat Pump | 9893526 | HRCU-A-CB | 280ANV024*0**A* | CAP**4824AL*+UI & 98(6*B,7*A)66100V21*** | Singlezone Ducted, Centrally Ducted | 22800 | 24800 | 2.74 | 20711 | 2.44
BRYANT | Bryant® Extreme Heat Pump | 9893529 | HRCU-A-CB | 280ANV024*0**A* | CAP**6021AL*+UI & 98(6*B,7*A)66100V21*** | Singlezone Ducted, Centrally Ducted | 23000 | 24800 | 2.71 | 20711 | 2.41
BRYANT | Bryant® Extreme Heat Pump | 9893527 | HRCU-A-CB | 280ANV024*0**A* | CAP**6021AL*+UI & 98(6*B,7MA)60060V21*** | Singlezone Ducted, Centrally Ducted | 23000 | 24800 | 2.68 | 20711 | 2.39
BRYANT | Bryant® Extreme Heat Pump | 9893528 | HRCU-A-CB | 280ANV024*0**A* | CAP**6021AL*+UI & 98(6*B,7*A)60080V21*** | Singlezone Ducted, Centrally Ducted | 23000 | 24800 | 2.71 | 20711 | 2.41
BRYANT | Bryant® Extreme Heat Pump | 9893530 | HRCU-A-CB | 280ANV024*0**A* | CAP**6024AL*+UI & 98(6*B,7MA)60060V21*** | Singlezone Ducted, Centrally Ducted | 23000 | 24800 | 2.68 | 20711 | 2.39
BRYANT | Bryant® Extreme Heat Pump | 9893531 | HRCU-A-CB | 280ANV024*0**A* | CAP**6024AL*+UI & 98(6*B,7*A)60080V21*** | Singlezone Ducted, Centrally Ducted | 23000 | 24800 | 2.71 | 20711 | 2.41
BRYANT | Bryant® Extreme Heat Pump | 9893532 | HRCU-A-CB | 280ANV024*0**A* | CAP**6024AL*+UI & 98(6*B,7*A)66100V21*** | Singlezone Ducted, Centrally Ducted | 23000 | 24800 | 2.71 | 20711 | 2.41
BRYANT | Bryant® Extreme Heat Pump | 9893534 | HRCU-A-CB | 280ANV024*0**A* | CNPV*3621AL*+UI & 98(6*B,7*A)60080V21*** | Singlezone Ducted, Centrally Ducted | 23400 | 25200 | 2.5 | 21138 | 2.22
BRYANT | Bryant® Extreme Heat Pump | 9893535 | HRCU-A-CB | 280ANV024*0**A* | CNPV*3621AL*+UI & 98(6*B,7*A)66100V21*** | Singlezone Ducted, Centrally Ducted | 23400 | 25200 | 2.5 | 21138 | 2.22
BRYANT | Bryant® Extreme Heat Pump | 9893536 | HRCU-A-CB | 280ANV024*0**A* | CNPV*4221AL*+UI & 98(6*B,7MA)60060V21*** | Singlezone Ducted, Centrally Ducted | 23400 | 25200 | 2.54 | 21138 | 2.26
BRYANT | Bryant® Extreme Heat Pump | 9893537 | HRCU-A-CB | 280ANV024*0**A* | CNPV*4221AL*+UI & 98(6*B,7*A)60080V21*** | Singlezone Ducted, Centrally Ducted | 23200 | 25200 | 2.56 | 20924 | 2.29
BRYANT | Bryant® Extreme Heat Pump | 9893539 | HRCU-A-CB | 280ANV024*0**A* | CNPV*4824AL*+UI & 98(6*B,7MA)60060V21*** | Singlezone Ducted, Centrally Ducted | 23200 | 25000 | 2.67 | 20924 | 2.39
BRYANT | Bryant® Extreme Heat Pump | 9893538 | HRCU-A-CB | 280ANV024*0**A* | CNPV*4221AL*+UI & 98(6*B,7*A)66100V21*** | Singlezone Ducted, Centrally Ducted | 23200 | 25000 | 2.57 | 20924 | 2.29
BRYANT | Bryant® Extreme Heat Pump | 9893540 | HRCU-A-CB | 280ANV024*0**A* | CNPV*4824AL*+UI & 98(6*B,7*A)60080V21*** | Singlezone Ducted, Centrally Ducted | 23000 | 25000 | 2.68 | 20711 | 2.39
BRYANT | Bryant® Extreme Heat Pump | 9893542 | HRCU-A-CB | 280ANV024*0**A* | CNPV*6024AL*+UI & 98(6*B,7MA)60060V21*** | Singlezone Ducted, Centrally Ducted | 23400 | 25000 | 2.67 | 21138 | 2.38
BRYANT | Bryant® Extreme Heat Pump | 9893541 | HRCU-A-CB | 280ANV024*0**A* | CNPV*4824AL*+UI & 98(6*B,7*A)66100V21*** | Singlezone Ducted, Centrally Ducted | 23000 | 25000 | 2.71 | 20711 | 2.41
BRYANT | Bryant® Extreme Heat Pump | 9893543 | HRCU-A-CB | 280ANV024*0**A* | CNPV*6024AL*+UI & 98(6*B,7*A)60080V21*** | Singlezone Ducted, Centrally Ducted | 23200 | 25000 | 2.7 | 20924 | 2.41
BRYANT | Bryant® Extreme Heat Pump | 9893544 | HRCU-A-CB | 280ANV024*0**A* | CNPV*6024AL*+UI & 98(6*B,7*A)66100V21*** | Singlezone Ducted, Centrally Ducted | 23200 | 25000 | 2.7 | 20924 | 2.41
BRYANT | Bryant® Extreme Heat Pump | 9893545 | HRCU-A-CB | 280ANV024*0**A* | CSPH*3612AL*+UI & 98(6*B,7MA)60060V21*** | Singlezone Ducted, Centrally Ducted | 23200 | 25200 | 2.62 | 20924 | 2.33
BRYANT | Bryant® Extreme Heat Pump | 9893546 | HRCU-A-CB | 280ANV024*0**A* | CSPH*3612AL*+UI & 98(6*B,7*A)60080V21*** | Singlezone Ducted, Centrally Ducted | 23200 | 25000 | 2.62 | 20924 | 2.33
BRYANT | Bryant® Extreme Heat Pump | 9893549 | HRCU-A-CB | 280ANV024*0**A* | CSPH*4212AL*+UI & 98(6*B,7*A)60080V21*** | Singlezone Ducted, Centrally Ducted | 23200 | 25000 | 2.7 | 20924 | 2.41
BRYANT | Bryant® Extreme Heat Pump | 9893548 | HRCU-A-CB | 280ANV024*0**A* | CSPH*4212AL*+UI & 98(6*B,7MA)60060V21*** | Singlezone Ducted, Centrally Ducted | 23200 | 25000 | 2.67 | 20924 | 2.39
BRYANT | Bryant® Extreme Heat Pump | 9893547 | HRCU-A-CB | 280ANV024*0**A* | CSPH*3612AL*+UI & 98(6*B,7*A)66100V21*** | Singlezone Ducted, Centrally Ducted | 23200 | 25000 | 2.62 | 20924 | 2.33
BRYANT | Bryant® Extreme Heat Pump | 9893550 | HRCU-A-CB | 280ANV024*0**A* | CSPH*4212AL*+UI & 98(6*B,7*A)66100V21*** | Singlezone Ducted, Centrally Ducted | 23000 | 25000 | 2.68 | 20711 | 2.39
BRYANT | Bryant® Extreme Heat Pump | 9893551 | HRCU-A-CB | 280ANV024*0**A* | CSPH*4812AL*+UI & 98(6*B,7MA)60060V21*** | Singlezone Ducted, Centrally Ducted | 23200 | 25000 | 2.7 | 20924 | 2.41
BRYANT | Bryant® Extreme Heat Pump | 9893552 | HRCU-A-CB | 280ANV024*0**A* | CSPH*4812AL*+UI & 98(6*B,7*A)60080V21*** | Singlezone Ducted, Centrally Ducted | 23000 | 25000 | 2.71 | 20711 | 2.41
BRYANT | Bryant® Extreme Heat Pump | 9893553 | HRCU-A-CB | 280ANV024*0**A* | CSPH*4812AL*+UI & 98(6*B,7*A)66100V21*** | Singlezone Ducted, Centrally Ducted | 23000 | 24800 | 2.71 | 20711 | 2.41
BRYANT | Bryant® Extreme Heat Pump | 9893554 | HRCU-A-CB | 280ANV024*0**A* | CSPH*6012AL*+UI & 98(6*B,7MA)60060V21*** | Singlezone Ducted, Centrally Ducted | 23200 | 25000 | 2.73 | 20924 | 2.43
BRYANT | Bryant® Extreme Heat Pump | 9893555 | HRCU-A-CB | 280ANV024*0**A* | CSPH*6012AL*+UI & 98(6*B,7*A)60080V21*** | Singlezone Ducted, Centrally Ducted | 23200 | 25000 | 2.82 | 20924 | 2.43
BRYANT | Evolution Series | 9893556 | HRCU-A-CB | 280ANV036000 | FE4ANB006L+UI | Singlezone Ducted, Centrally Ducted | 33400 | 31600 | 2.81 | 23600 | 2.2
BRYANT | Evolution Series | 9893607 | HRCU-A-CB | 280ANV036000 | FE4ANF002L+UI | Singlezone Ducted, Centrally Ducted | 35404 | 33496 | 2.61 | 33496 | 2.74
BRYANT | Evolution Series | 9893608 | HRCU-A-CB | 280ANV036000 | FE4AN(B,F)003L+UI | Singlezone Ducted, Centrally Ducted | 35738 | 33812 | 2.64 | 25252 | 2.07
BRYANT | Evolution Series | 9893614 | HRCU-A-CB | 280ANV036000 | FE4AN(B,F)005L+UI | Singlezone Ducted, Centrally Ducted | 33400 | 31600 | 2.62 | 23600 | 2.06
BRYANT | Bryant® Extreme Heat Pump | 9893647 | HRCU-A-CB | 280ANV036*0**A* | CSPH*4212AL*+UI & 98(6*B,7*A)66120V24*** | Singlezone Ducted, Centrally Ducted | 34600 | 30200 | 2.51 | 26705 | 2.3
BRYANT | Bryant® Extreme Heat Pump | 9893664 | HRCU-A-CB | 280ANV036*0**A* | CAP**4821AL*+UI & 98(6*B,7*A)60080V21*** | Singlezone Ducted, Centrally Ducted | 33600 | 30000 | 2.51 | 25934 | 2.35
BRYANT | Bryant® Extreme Heat Pump | 9893665 | HRCU-A-CB | 280ANV036*0**A* | CAP**4821AL*+UI & 98(6*B,7*A)66100V21*** | Singlezone Ducted, Centrally Ducted | 33600 | 29800 | 2.54 | 25934 | 2.37
BRYANT | Bryant® Extreme Heat Pump | 9893667 | HRCU-A-CB | 280ANV036*0**A* | CAP**4824AL*+UI & 98(6*B,7*A)60080V21*** | Singlezone Ducted, Centrally Ducted | 33600 | 29800 | 2.54 | 25934 | 2.32
BRYANT | Bryant® Extreme Heat Pump | 9893668 | HRCU-A-CB | 280ANV036*0**A* | CAP**4824AL*+UI & 98(6*B,7*A)66100V21*** | Singlezone Ducted, Centrally Ducted | 33600 | 29800 | 2.54 | 25934 | 2.39
BRYANT | Bryant® Extreme Heat Pump | 9893679 | HRCU-A-CB | 280ANV036*0**A* | CNPV*4821AL*+UI & 98(6*B,7*A)60080V21*** | Singlezone Ducted, Centrally Ducted | 33800 | 30000 | 2.51 | 25934 | 2.32
BRYANT | Bryant® Extreme Heat Pump | 9893680 | HRCU-A-CB | 280ANV036*0**A* | CNPV*4821AL*+UI & 98(6*B,7*A)66100V21*** | Singlezone Ducted, Centrally Ducted | 33800 | 30000 | 2.54 | 25934 | 2.37
BRYANT | Bryant® Extreme Heat Pump | 9893682 | HRCU-A-CB | 280ANV036*0**A* | CNPV*4824AL*+UI & 98(6*B,7*A)60080V21*** | Singlezone Ducted, Centrally Ducted | 33800 | 30000 | 2.51 | 25934 | 2.32
BRYANT | Bryant® Extreme Heat Pump | 9893683 | HRCU-A-CB | 280ANV036*0**A* | CNPV*4824AL*+UI & 98(6*B,7*A)66100V21*** | Singlezone Ducted, Centrally Ducted | 33800 | 30000 | 2.54 | 25934 | 2.37
BRYANT | Bryant® Extreme Heat Pump | 9893691 | HRCU-A-CB | 280ANV036*0**A* | CSPH*4212AL*+UI & 98(6*B,7*A)60080V21*** | Singlezone Ducted, Centrally Ducted | 34000 | 30200 | 2.54 | 26191 | 2.33
BRYANT | Bryant® Extreme Heat Pump | 9893694 | HRCU-A-CB | 280ANV036*0**A* | CSPH*4812AL*+UI & 98(6*B,7*A)60080V21*** | Singlezone Ducted, Centrally Ducted | 33800 | 30000 | 2.54 | 25934 | 2.35
BRYANT | Bryant® Extreme Heat Pump | 9893692 | HRCU-A-CB | 280ANV036*0**A* | CSPH*4212AL*+UI & 98(6*B,7*A)66100V21*** | Singlezone Ducted, Centrally Ducted | 33800 | 30000 | 2.54 | 25934 | 2.39
BRYANT | Bryant® Extreme Heat Pump | 9893695 | HRCU-A-CB | 280ANV036*0**A* | CSPH*4812AL*+UI & 98(6*B,7*A)66100V21*** | Singlezone Ducted, Centrally Ducted | 33800 | 30000 | 2.54 | 25934 | 2.39
BRYANT | Evolution | 201753409 | HRCU-A-CB-O | 38MPRAQ09AA3 | 619PHAQ09XA3 | Singlezone Non-ducted Wall Placement | 10000 | 7200 | 2.78 | 13000 | 2.01
BRYANT | Evolution | 202463636 | HRCU-A-CB-O | 38MPRAQ18AA3 | 619PHAQ18XA3 | Singlezone Non-ducted Wall Placement | 18000 | 12300 | 3.19 | 18000 | 2
BRYANT | Evolution | 202463637 | HRCU-A-CB-O | 38MPRAQ24AA3 | 619PHAQ24XA3 | Singlezone Non-ducted Wall Placement | 24000 | 15450 | 3 | 24000 | 2
CARRIER | Performance | 8738634 | HRCU-A-CB-O | 38MAQB12R--1 | 40MAQB12B--1 | Singlezone Non-ducted Wall Placement | 12000 | 7600 | 2.59 | 6490 | 1.94
CARRIER |  | 7992954 | HRCU-A-CB-O | 38GRQB09---301 | 40GRQB09H--301 | Singlezone Non-ducted Wall Placement | 9000 | 5500 | 2.88 | 10488 | 1.98
CARRIER |  | 7992956 | HRCU-A-CB-O | 38GRQB12---301 | 40GRQB12H--301 | Singlezone Non-ducted Wall Placement | 13000 | 13000 | 3.15 | 13000 | 2.76
CARRIER |  | 7992958 | HRCU-A-CB-O | 38GRQB18---301 | 40GRQB18H--301 | Singlezone Non-ducted Wall Placement | 19000 | 12717 | 2.5 | 19190 | 2.85
CARRIER |  | 8738635 | HRCU-A-CB-O | 38MAQB09R--3 | 40MAQB09B--3 | Singlezone Non-ducted Wall Placement | 10900 | 6900 | 2.73 | 10900 | 1.98
CARRIER |  | 8738636 | HRCU-A-CB-O | 38MAQB12R--3 | 40MAQB12B--3 | Singlezone Non-ducted Wall Placement | 11800 | 7800 | 2.66 | 12010 | 1.98
CARRIER |  | 9118461 | HMSV-A-CB | 38MGRQ18B--3 |  | Multizone All Non-ducted | 19000 | 12000 | 2.81 | 13990 | 2.15
CARRIER |  | 9118473 | HMSV-A-CB | 38MGRQ36D--3 |  | Multizone All Non-ducted | 36000 | 23200 | 2.79 | 36080 | 1.96
CARRIER |  | 9118477 | HMSV-A-CB | 38MGRQ48E--3 |  | Multizone All Non-ducted | 48000 | 29600 | 2.7 | 36340 | 1.98
CARRIER |  | 9854626 | HMSV-A-CB | 38MGRQ30D--3 |  | Multizone All Non-ducted | 28000 | 17400 | 2.79 | 28220 | 2.04
CARRIER |  | 9892512 | HRCU-A-CB | 25VNA024A*030* | FE4ANF002L + UI | Singlezone Ducted, Centrally Ducted | 24000 | 25200 | 2.56 | 19800 | 2.07
CARRIER |  | 9892513 | HRCU-A-CB | 25VNA024A*030* | FE4AN(B,F)003L+UI | Singlezone Ducted, Centrally Ducted | 23800 | 25000 | 2.54 | 19800 | 2.07
CARRIER | Infinity® 20 Heat Pump with Greenspeed® Intelligence | 9892523 | HRCU-A-CB | 25VNA024A*030* | CAP**3617AL*+UI & 59*N*A060V17**14 | Singlezone Ducted, Centrally Ducted | 24000 | 25200 | 2.5 | 21779 | 2.22
CARRIER | Infinity® 20 Heat Pump with Greenspeed® Intelligence | 9892524 | HRCU-A-CB | 25VNA024A*030* | CAP**3617AL*+UI & 59*N*A080V17**14 | Singlezone Ducted, Centrally Ducted | 24000 | 25200 | 2.51 | 21779 | 2.24
CARRIER | Infinity® 20 Heat Pump with Greenspeed® Intelligence | 9892525 | HRCU-A-CB | 25VNA024A*030* | CAP**3621AL*+UI & 59*N*A060V17**14 | Singlezone Ducted, Centrally Ducted | 24000 | 25200 | 2.5 | 21779 | 2.22
CARRIER | Infinity® 20 Heat Pump with Greenspeed® Intelligence | 9892526 | HRCU-A-CB | 25VNA024A*030* | CAP**3621AL*+UI & 59*N*A080V17**14 | Singlezone Ducted, Centrally Ducted | 24000 | 25200 | 2.51 | 21779 | 2.24
CARRIER | Infinity® 20 Heat Pump with Greenspeed® Intelligence | 9892528 | HRCU-A-CB | 25VNA024A*030* | CAP**4221AL*+UI & 59*N*A080V17**14 | Singlezone Ducted, Centrally Ducted | 23800 | 25200 | 2.56 | 21565 | 2.28
CARRIER | Infinity® 20 Heat Pump with Greenspeed® Intelligence | 9892527 | HRCU-A-CB | 25VNA024A*030* | CAP**4221AL*+UI & 59*N*A060V17**14 | Singlezone Ducted, Centrally Ducted | 23800 | 25200 | 2.54 | 21565 | 2.27
CARRIER | Infinity® 20 Heat Pump with Greenspeed® Intelligence | 9892529 | HRCU-A-CB | 25VNA024A*030* | CAP**4224AL*+UI & 59*N*A120V24**22 | Singlezone Ducted, Centrally Ducted | 23600 | 25000 | 2.57 | 21352 | 2.28
CARRIER | Infinity® 20 Heat Pump with Greenspeed® Intelligence | 9892532 | HRCU-A-CB | 25VNA024A*030* | CAP**4821AL*+UI & 59*N*A060V17**14 | Singlezone Ducted, Centrally Ducted | 23200 | 25000 | 2.67 | 20924 | 2.39
CARRIER | Infinity® 20 Heat Pump with Greenspeed® Intelligence | 9892533 | HRCU-A-CB | 25VNA024A*030* | CAP**4821AL*+UI & 59*N*A080V17**14 | Singlezone Ducted, Centrally Ducted | 23200 | 24800 | 2.68 | 20924 | 2.39
CARRIER | Infinity® 20 Heat Pump with Greenspeed® Intelligence | 9892535 | HRCU-A-CB | 25VNA024A*030* | CAP**6021AL*+UI & 59*N*A060V17**14 | Singlezone Ducted, Centrally Ducted | 22800 | 24600 | 2.71 | 20711 | 2.41
CARRIER | Infinity® 20 Heat Pump with Greenspeed® Intelligence | 9892534 | HRCU-A-CB | 25VNA024A*030* | CAP**4824AL*+UI & 59*N*A120V24**22 | Singlezone Ducted, Centrally Ducted | 23000 | 24800 | 2.68 | 20711 | 2.39
CARRIER | Infinity® 20 Heat Pump with Greenspeed® Intelligence | 9892536 | HRCU-A-CB | 25VNA024A*030* | CAP**6021AL*+UI & 59*N*A080V17**14 | Singlezone Ducted, Centrally Ducted | 22800 | 24600 | 2.71 | 20711 | 2.41
CARRIER | Infinity® 20 Heat Pump with Greenspeed® Intelligence | 9892537 | HRCU-A-CB | 25VNA024A*030* | CAP**6024AL*+UI & 59*N*A120V24**22 | Singlezone Ducted, Centrally Ducted | 22600 | 24400 | 2.71 | 20497 | 2.41
CARRIER | Infinity® 20 Heat Pump with Greenspeed® Intelligence | 9892539 | HRCU-A-CB | 25VNA024A*030* | CNPV*3617AL*+UI & 59*N*A080V17**14 | Singlezone Ducted, Centrally Ducted | 24000 | 25200 | 2.5 | 21779 | 2.22
CARRIER | Infinity® 20 Heat Pump with Greenspeed® Intelligence | 9892541 | HRCU-A-CB | 25VNA024A*030* | CNPV*3621AL*+UI & 59*N*A080V17**14 | Singlezone Ducted, Centrally Ducted | 24000 | 25200 | 2.5 | 21779 | 2.22
CARRIER | Infinity® 20 Heat Pump with Greenspeed® Intelligence | 9892542 | HRCU-A-CB | 25VNA024A*030* | CNPV*4217AL*+UI & 59*N*A060V17**14 | Singlezone Ducted, Centrally Ducted | 23400 | 25200 | 2.62 | 21138 | 2.33
CARRIER | Infinity® 20 Heat Pump with Greenspeed® Intelligence | 9892543 | HRCU-A-CB | 25VNA024A*030* | CNPV*4217AL*+UI & 59*N*A080V17**14 | Singlezone Ducted, Centrally Ducted | 23400 | 25200 | 2.62 | 21138 | 2.33
CARRIER | Infinity® 20 Heat Pump with Greenspeed® Intelligence | 9892544 | HRCU-A-CB | 25VNA024A*030* | CNPV*4221AL*+UI & 59*N*A060V17**14 | Singlezone Ducted, Centrally Ducted | 23600 | 25200 | 2.54 | 21352 | 2.26
CARRIER | Infinity® 20 Heat Pump with Greenspeed® Intelligence | 9892545 | HRCU-A-CB | 25VNA024A*030* | CNPV*4221AL*+UI & 59*N*A080V17**14 | Singlezone Ducted, Centrally Ducted | 23400 | 25200 | 2.54 | 21138 | 2.26
CARRIER | Infinity® 20 Heat Pump with Greenspeed® Intelligence | 9892546 | HRCU-A-CB | 25VNA024A*030* | CNPV*4821AL*+UI & 59*N*A060V17**14 | Singlezone Ducted, Centrally Ducted | 23400 | 25000 | 2.67 | 21138 | 2.38
CARRIER | Infinity® 20 Heat Pump with Greenspeed® Intelligence | 9892547 | HRCU-A-CB | 25VNA024A*030* | CNPV*4821AL*+UI & 59*N*A080V17**14 | Singlezone Ducted, Centrally Ducted | 23200 | 25000 | 2.67 | 20924 | 2.39
CARRIER | Infinity® 20 Heat Pump with Greenspeed® Intelligence | 9892548 | HRCU-A-CB | 25VNA024A*030* | CNPV*4824AL*+UI & 59*N*A120V24**22 | Singlezone Ducted, Centrally Ducted | 23200 | 25000 | 2.7 | 20924 | 2.41
CARRIER | Infinity® 20 Heat Pump with Greenspeed® Intelligence | 9892549 | HRCU-A-CB | 25VNA024A*030* | CNPV*6024AL*+UI & 59*N*A120V24**22 | Singlezone Ducted, Centrally Ducted | 23400 | 25000 | 2.7 | 21138 | 2.41
CARRIER | Infinity® 20 Heat Pump with Greenspeed® Intelligence | 9892550 | HRCU-A-CB | 25VNA024A*030* | CSPH*3612AL*+UI & 59*N*A060V17**14 | Singlezone Ducted, Centrally Ducted | 24000 | 25200 | 2.62 | 21779 | 2.33
CARRIER | Infinity® 20 Heat Pump with Greenspeed® Intelligence | 9892552 | HRCU-A-CB | 25VNA024A*030* | CSPH*3612AL*+UI & 59*N*A120V24**22 | Singlezone Ducted, Centrally Ducted | 23800 | 25000 | 2.65 | 21565 | 2.36
CARRIER | Infinity® 20 Heat Pump with Greenspeed® Intelligence | 9892553 | HRCU-A-CB | 25VNA024A*030* | CSPH*4212AL*+UI & 59*N*A060V17**14 | Singlezone Ducted, Centrally Ducted | 23800 | 25200 | 2.68 | 21565 | 2.38
CARRIER | Infinity® 20 Heat Pump with Greenspeed® Intelligence | 9892551 | HRCU-A-CB | 25VNA024A*030* | CSPH*3612AL*+UI & 59*N*A080V17**14 | Singlezone Ducted, Centrally Ducted | 23800 | 25200 | 2.65 | 21565 | 2.36
CARRIER | Infinity® 20 Heat Pump with Greenspeed® Intelligence | 9892554 | HRCU-A-CB | 25VNA024A*030* | CSPH*4212AL*+UI & 59*N*A080V17**14 | Singlezone Ducted, Centrally Ducted | 23800 | 25000 | 2.67 | 21565 | 2.38
CARRIER | Infinity® 20 Heat Pump with Greenspeed® Intelligence | 9892555 | HRCU-A-CB | 25VNA024A*030* | CSPH*4212AL*+UI & 59*N*A120V24**22 | Singlezone Ducted, Centrally Ducted | 23600 | 25000 | 2.67 | 21352 | 2.38
CARRIER | Infinity® 20 Heat Pump with Greenspeed® Intelligence | 9892556 | HRCU-A-CB | 25VNA024A*030* | CSPH*4812AL*+UI & 59*N*A060V17**14 | Singlezone Ducted, Centrally Ducted | 23400 | 25000 | 2.7 | 21138 | 2.41
CARRIER | Infinity® 20 Heat Pump with Greenspeed® Intelligence | 9892557 | HRCU-A-CB | 25VNA024A*030* | CSPH*4812AL*+UI & 59*N*A080V17**14 | Singlezone Ducted, Centrally Ducted | 23400 | 25000 | 2.7 | 21138 | 2.41
CARRIER | Infinity® 20 Heat Pump with Greenspeed® Intelligence | 9892558 | HRCU-A-CB | 25VNA024A*030* | CSPH*4812AL*+UI & 59*N*A120V24**22 | Singlezone Ducted, Centrally Ducted | 23200 | 25000 | 2.73 | 20924 | 2.43
CARRIER | Infinity® 20 Heat Pump with Greenspeed® Intelligence | 9892559 | HRCU-A-CB | 25VNA024A*030* | CSPH*6012AL*+UI & 59*N*A060V17**14 | Singlezone Ducted, Centrally Ducted | 23600 | 25000 | 2.7 | 21352 | 2.41
CARRIER | Infinity® 20 Heat Pump with Greenspeed® Intelligence | 9892560 | HRCU-A-CB | 25VNA024A*030* | CSPH*6012AL*+UI & 59*N*A080V17**14 | Singlezone Ducted, Centrally Ducted | 23400 | 25000 | 2.73 | 21138 | 2.44
CARRIER | Infinity® 20 Heat Pump with Greenspeed® Intelligence | 9892561 | HRCU-A-CB | 25VNA024A*030* | CSPH*6012AL*+UI & 59*N*A120V24**22 | Singlezone Ducted, Centrally Ducted | 23400 | 25000 | 2.73 | 21138 | 2.44
CARRIER | Infinity® 20 Heat Pump with Greenspeed® Intelligence | 9892564 | HRCU-A-CB | 25VNA024A*030* | CAP**3621AL*+UI & 59*N*A100V21**22 | Singlezone Ducted, Centrally Ducted | 23000 | 25000 | 2.52 | 20711 | 2.24
CARRIER | Infinity® 20 Heat Pump with Greenspeed® Intelligence | 9892566 | HRCU-A-CB | 25VNA024A*030* | CAP**4221AL*+UI & 59*N*A080V21**20 | Singlezone Ducted, Centrally Ducted | 23000 | 25000 | 2.57 | 20711 | 2.28
CARRIER | Infinity® 20 Heat Pump with Greenspeed® Intelligence | 9892567 | HRCU-A-CB | 25VNA024A*030* | CAP**4221AL*+UI & 59*N*A100V21**22 | Singlezone Ducted, Centrally Ducted | 23000 | 25000 | 2.57 | 20711 | 2.28
CARRIER | Infinity® 20 Heat Pump with Greenspeed® Intelligence | 9892569 | HRCU-A-CB | 25VNA024A*030* | CAP**4224AL*+UI & 59*N*A080V21**20 | Singlezone Ducted, Centrally Ducted | 23000 | 25000 | 2.57 | 20711 | 2.28
CARRIER | Infinity® 20 Heat Pump with Greenspeed® Intelligence | 9892570 | HRCU-A-CB | 25VNA024A*030* | CAP**4224AL*+UI & 59*N*A100V21**22 | Singlezone Ducted, Centrally Ducted | 23000 | 25000 | 2.57 | 20711 | 2.28
CARRIER | Infinity® 20 Heat Pump with Greenspeed® Intelligence | 9892572 | HRCU-A-CB | 25VNA024A*030* | CAP**4821AL*+UI & 59*N*A080V21**20 | Singlezone Ducted, Centrally Ducted | 22800 | 24800 | 2.71 | 20711 | 2.41
CARRIER | Infinity® 20 Heat Pump with Greenspeed® Intelligence | 9892571 | HRCU-A-CB | 25VNA024A*030* | CAP**4821AL*+UI & 59MN7A060V21**20 | Singlezone Ducted, Centrally Ducted | 22800 | 24800 | 2.71 | 20711 | 2.41
CARRIER | Infinity® 20 Heat Pump with Greenspeed® Intelligence | 9892573 | HRCU-A-CB | 25VNA024A*030* | CAP**4821AL*+UI & 59*N*A100V21**22 | Singlezone Ducted, Centrally Ducted | 22800 | 24800 | 2.71 | 20711 | 2.41
CARRIER | Infinity® 20 Heat Pump with Greenspeed® Intelligence | 9892574 | HRCU-A-CB | 25VNA024A*030* | CAP**4824AL*+UI & 59MN7A060V21**20 | Singlezone Ducted, Centrally Ducted | 22800 | 24800 | 2.71 | 20711 | 2.41
CARRIER | Infinity® 20 Heat Pump with Greenspeed® Intelligence | 9892575 | HRCU-A-CB | 25VNA024A*030* | CAP**4824AL*+UI & 59*N*A080V21**20 | Singlezone Ducted, Centrally Ducted | 22800 | 24800 | 2.71 | 20711 | 2.41
CARRIER | Infinity® 20 Heat Pump with Greenspeed® Intelligence | 9892576 | HRCU-A-CB | 25VNA024A*030* | CAP**4824AL*+UI & 59*N*A100V21**22 | Singlezone Ducted, Centrally Ducted | 22800 | 24800 | 2.74 | 20711 | 2.44
CARRIER | Infinity® 20 Heat Pump with Greenspeed® Intelligence | 9892578 | HRCU-A-CB | 25VNA024A*030* | CAP**6021AL*+UI & 59*N*A080V21**20 | Singlezone Ducted, Centrally Ducted | 23000 | 24800 | 2.71 | 20711 | 2.41
CARRIER | Infinity® 20 Heat Pump with Greenspeed® Intelligence | 9892577 | HRCU-A-CB | 25VNA024A*030* | CAP**6021AL*+UI & 59MN7A060V21**20 | Singlezone Ducted, Centrally Ducted | 23000 | 24800 | 2.68 | 20711 | 2.39
CARRIER | Infinity® 20 Heat Pump with Greenspeed® Intelligence | 9892579 | HRCU-A-CB | 25VNA024A*030* | CAP**6021AL*+UI & 59*N*A100V21**22 | Singlezone Ducted, Centrally Ducted | 23000 | 24800 | 2.71 | 20711 | 2.41
CARRIER | Infinity® 20 Heat Pump with Greenspeed® Intelligence | 9892580 | HRCU-A-CB | 25VNA024A*030* | CAP**6024AL*+UI & 59MN7A060V21**20 | Singlezone Ducted, Centrally Ducted | 23000 | 24800 | 2.68 | 20711 | 2.39
CARRIER | Infinity® 20 Heat Pump with Greenspeed® Intelligence | 9892581 | HRCU-A-CB | 25VNA024A*030* | CAP**6024AL*+UI & 59*N*A080V21**20 | Singlezone Ducted, Centrally Ducted | 23000 | 24800 | 2.71 | 20711 | 2.41
CARRIER | Infinity® 20 Heat Pump with Greenspeed® Intelligence | 9892582 | HRCU-A-CB | 25VNA024A*030* | CAP**6024AL*+UI & 59*N*A100V21**22 | Singlezone Ducted, Centrally Ducted | 23000 | 24800 | 2.71 | 20711 | 2.41
CARRIER | Infinity® 20 Heat Pump with Greenspeed® Intelligence | 9892584 | HRCU-A-CB | 25VNA024A*030* | CNPV*3621AL*+UI & 59*N*A080V21**20 | Singlezone Ducted, Centrally Ducted | 23400 | 25200 | 2.5 | 21138 | 2.22
CARRIER | Infinity® 20 Heat Pump with Greenspeed® Intelligence | 9892585 | HRCU-A-CB | 25VNA024A*030* | CNPV*3621AL*+UI & 59*N*A100V21**22 | Singlezone Ducted, Centrally Ducted | 23400 | 25200 | 2.5 | 21138 | 2.22
CARRIER | Infinity® 20 Heat Pump with Greenspeed® Intelligence | 9892586 | HRCU-A-CB | 25VNA024A*030* | CNPV*4221AL*+UI & 59MN7A060V21**20 | Singlezone Ducted, Centrally Ducted | 23400 | 25200 | 2.54 | 21138 | 2.26
CARRIER | Infinity® 20 Heat Pump with Greenspeed® Intelligence | 9892587 | HRCU-A-CB | 25VNA024A*030* | CNPV*4221AL*+UI & 59*N*A080V21**20 | Singlezone Ducted, Centrally Ducted | 23200 | 25200 | 2.56 | 20924 | 2.29
CARRIER | Infinity® 20 Heat Pump with Greenspeed® Intelligence | 9892588 | HRCU-A-CB | 25VNA024A*030* | CNPV*4221AL*+UI & 59*N*A100V21**22 | Singlezone Ducted, Centrally Ducted | 23200 | 25000 | 2.57 | 20924 | 2.29
CARRIER | Infinity® 20 Heat Pump with Greenspeed® Intelligence | 9892589 | HRCU-A-CB | 25VNA024A*030* | CNPV*4824AL*+UI & 59MN7A060V21**20 | Singlezone Ducted, Centrally Ducted | 23200 | 25000 | 2.67 | 20924 | 2.39
CARRIER | Infinity® 20 Heat Pump with Greenspeed® Intelligence | 9892590 | HRCU-A-CB | 25VNA024A*030* | CNPV*4824AL*+UI & 59*N*A080V21**20 | Singlezone Ducted, Centrally Ducted | 23000 | 25000 | 2.68 | 20711 | 2.39
CARRIER | Infinity® 20 Heat Pump with Greenspeed® Intelligence | 9892591 | HRCU-A-CB | 25VNA024A*030* | CNPV*4824AL*+UI & 59*N*A100V21**22 | Singlezone Ducted, Centrally Ducted | 23000 | 25000 | 2.71 | 20711 | 2.41
CARRIER | Infinity® 20 Heat Pump with Greenspeed® Intelligence | 9892592 | HRCU-A-CB | 25VNA024A*030* | CNPV*6024AL*+UI & 59MN7A060V21**20 | Singlezone Ducted, Centrally Ducted | 23400 | 25000 | 2.67 | 21138 | 2.38
CARRIER | Infinity® 20 Heat Pump with Greenspeed® Intelligence | 9892593 | HRCU-A-CB | 25VNA024A*030* | CNPV*6024AL*+UI & 59*N*A080V21**20 | Singlezone Ducted, Centrally Ducted | 23200 | 25000 | 2.7 | 20924 | 2.41
CARRIER | Infinity® 20 Heat Pump with Greenspeed® Intelligence | 9892594 | HRCU-A-CB | 25VNA024A*030* | CNPV*6024AL*+UI & 59*N*A100V21**22 | Singlezone Ducted, Centrally Ducted | 23200 | 25000 | 2.7 | 20924 | 2.41
CARRIER | Infinity® 20 Heat Pump with Greenspeed® Intelligence | 9892596 | HRCU-A-CB | 25VNA024A*030* | CSPH*3612AL*+UI & 59*N*A080V21**20 | Singlezone Ducted, Centrally Ducted | 23200 | 25000 | 2.62 | 20924 | 2.33
CARRIER | Infinity® 20 Heat Pump with Greenspeed® Intelligence | 9892595 | HRCU-A-CB | 25VNA024A*030* | CSPH*3612AL*+UI & 59MN7A060V21**20 | Singlezone Ducted, Centrally Ducted | 23200 | 25200 | 2.62 | 20924 | 2.33
CARRIER | Infinity® 20 Heat Pump with Greenspeed® Intelligence | 9892597 | HRCU-A-CB | 25VNA024A*030* | CSPH*3612AL*+UI & 59*N*A100V21**22 | Singlezone Ducted, Centrally Ducted | 23200 | 25000 | 2.62 | 20924 | 2.33
CARRIER | Infinity® 20 Heat Pump with Greenspeed® Intelligence | 9892598 | HRCU-A-CB | 25VNA024A*030* | CSPH*4212AL*+UI & 59MN7A060V21**20 | Singlezone Ducted, Centrally Ducted | 23200 | 25000 | 2.67 | 20924 | 2.39
CARRIER | Infinity® 20 Heat Pump with Greenspeed® Intelligence | 9892599 | HRCU-A-CB | 25VNA024A*030* | CSPH*4212AL*+UI & 59*N*A080V21**20 | Singlezone Ducted, Centrally Ducted | 23200 | 25000 | 2.7 | 20924 | 2.41
CARRIER | Infinity® 20 Heat Pump with Greenspeed® Intelligence | 9892600 | HRCU-A-CB | 25VNA024A*030* | CSPH*4212AL*+UI & 59*N*A100V21**22 | Singlezone Ducted, Centrally Ducted | 23000 | 25000 | 2.68 | 20711 | 2.39
CARRIER | Infinity® 20 Heat Pump with Greenspeed® Intelligence | 9892601 | HRCU-A-CB | 25VNA024A*030* | CSPH*4812AL*+UI & 59MN7A060V21**20 | Singlezone Ducted, Centrally Ducted | 23200 | 25000 | 2.7 | 20924 | 2.41
CARRIER | Infinity® 20 Heat Pump with Greenspeed® Intelligence | 9892603 | HRCU-A-CB | 25VNA024A*030* | CSPH*4812AL*+UI & 59*N*A100V21**22 | Singlezone Ducted, Centrally Ducted | 23000 | 24800 | 2.71 | 20711 | 2.41
CARRIER | Infinity® 20 Heat Pump with Greenspeed® Intelligence | 9892602 | HRCU-A-CB | 25VNA024A*030* | CSPH*4812AL*+UI & 59*N*A080V21**20 | Singlezone Ducted, Centrally Ducted | 23000 | 25000 | 2.71 | 20711 | 2.41
CARRIER | Infinity® 20 Heat Pump with Greenspeed® Intelligence | 9892604 | HRCU-A-CB | 25VNA024A*030* | CSPH*6012AL*+UI & 59MN7A060V21**20 | Singlezone Ducted, Centrally Ducted | 23200 | 25000 | 2.73 | 20924 | 2.43
CARRIER | Infinity® 20 Heat Pump with Greenspeed® Intelligence | 9892605 | HRCU-A-CB | 25VNA024A*030* | CSPH*6012AL*+UI & 59*N*A080V21**20 | Singlezone Ducted, Centrally Ducted | 23200 | 25000 | 2.82 | 20924 | 2.43
CARRIER | Infinity® 20 Heat Pump with Greenspeed® Intelligence | 9892606 | HRCU-A-CB | 25VNA024A*030* | CSPH*6012AL*+UI & 59*N*A100V21**22 | Singlezone Ducted, Centrally Ducted | 23200 | 25000 | 2.82 | 20924 | 2.43
CARRIER |  | 9892607 | HRCU-A-CB | 25VNA036A*030* | FE4ANB006L+UI | Singlezone Ducted, Centrally Ducted | 33400 | 31600 | 2.81 | 23600 | 2.2
CARRIER |  | 9892659 | HRCU-A-CB | 25VNA036A*030* | FE4AN(B,F)003L+UI | Singlezone Ducted, Centrally Ducted | 35738 | 33812 | 2.64 | 25252 | 2.07
CARRIER |  | 9892658 | HRCU-A-CB | 25VNA036A*030* | FE4ANF002L+UI | Singlezone Ducted, Centrally Ducted | 35404 | 33496 | 2.61 | 33496 | 2.74
CARRIER |  | 9892665 | HRCU-A-CB | 25VNA036A*030* | FE4AN(B,F)005L+UI | Singlezone Ducted, Centrally Ducted | 33400 | 31600 | 2.62 | 23600 | 2.06
CARRIER | Infinity® 20 Heat Pump with Greenspeed® Intelligence | 9892698 | HRCU-A-CB | 25VNA036A*030* | CSPH*4212AL*+UI & 59*N*A120V24**22 | Singlezone Ducted, Centrally Ducted | 34600 | 30200 | 2.51 | 26705 | 2.3
CARRIER | Infinity® 20 Heat Pump with Greenspeed® Intelligence | 9892715 | HRCU-A-CB | 25VNA036A*030* | CAP**4821AL*+UI & 59*N*A080V21**20 | Singlezone Ducted, Centrally Ducted | 33600 | 30000 | 2.51 | 25934 | 2.35
CARRIER | Infinity® 20 Heat Pump with Greenspeed® Intelligence | 9892716 | HRCU-A-CB | 25VNA036A*030* | CAP**4821AL*+UI & 59*N*A100V21**22 | Singlezone Ducted, Centrally Ducted | 33600 | 29800 | 2.54 | 25934 | 2.37
CARRIER | Infinity® 20 Heat Pump with Greenspeed® Intelligence | 9892719 | HRCU-A-CB | 25VNA036A*030* | CAP**4824AL*+UI & 59*N*A100V21**22 | Singlezone Ducted, Centrally Ducted | 33600 | 29800 | 2.54 | 25934 | 2.39
CARRIER | Infinity® 20 Heat Pump with Greenspeed® Intelligence | 9892718 | HRCU-A-CB | 25VNA036A*030* | CAP**4824AL*+UI & 59*N*A080V21**20 | Singlezone Ducted, Centrally Ducted | 33600 | 29800 | 2.54 | 25934 | 2.32
CARRIER | Infinity® 20 Heat Pump with Greenspeed® Intelligence | 9892730 | HRCU-A-CB | 25VNA036A*030* | CNPV*4821AL*+UI & 59*N*A080V21**20 | Singlezone Ducted, Centrally Ducted | 33800 | 30000 | 2.51 | 25934 | 2.32
CARRIER | Infinity® 20 Heat Pump with Greenspeed® Intelligence | 9892731 | HRCU-A-CB | 25VNA036A*030* | CNPV*4821AL*+UI & 59*N*A100V21**22 | Singlezone Ducted, Centrally Ducted | 33800 | 30000 | 2.54 | 25934 | 2.37
CARRIER | Infinity® 20 Heat Pump with Greenspeed® Intelligence | 9892733 | HRCU-A-CB | 25VNA036A*030* | CNPV*4824AL*+UI & 59*N*A080V21**20 | Singlezone Ducted, Centrally Ducted | 33800 | 30000 | 2.51 | 25934 | 2.32
CARRIER | Infinity® 20 Heat Pump with Greenspeed® Intelligence | 9892734 | HRCU-A-CB | 25VNA036A*030* | CNPV*4824AL*+UI & 59*N*A100V21**22 | Singlezone Ducted, Centrally Ducted | 33800 | 30000 | 2.54 | 25934 | 2.37
CARRIER | Infinity® 20 Heat Pump with Greenspeed® Intelligence | 9892742 | HRCU-A-CB | 25VNA036A*030* | CSPH*4212AL*+UI & 59*N*A080V21**20 | Singlezone Ducted, Centrally Ducted | 34000 | 30200 | 2.54 | 26191 | 2.33
CARRIER | Infinity® 20 Heat Pump with Greenspeed® Intelligence | 9892743 | HRCU-A-CB | 25VNA036A*030* | CSPH*4212AL*+UI & 59*N*A100V21**22 | Singlezone Ducted, Centrally Ducted | 33800 | 30000 | 2.54 | 25934 | 2.39
CARRIER | Infinity® 20 Heat Pump with Greenspeed® Intelligence | 9892745 | HRCU-A-CB | 25VNA036A*030* | CSPH*4812AL*+UI & 59*N*A080V21**20 | Singlezone Ducted, Centrally Ducted | 33800 | 30000 | 2.54 | 25934 | 2.35
CARRIER | Infinity® 20 Heat Pump with Greenspeed® Intelligence | 9892746 | HRCU-A-CB | 25VNA036A*030* | CSPH*4812AL*+UI & 59*N*A100V21**22 | Singlezone Ducted, Centrally Ducted | 33800 | 30000 | 2.54 | 25934 | 2.39
CARRIER | Infinity | 201753411 | HRCU-A-CB-O | 38MPRAQ12AA3 | 40MPHAQ12XA3 | Singlezone Non-ducted Wall Placement | 12000 | 6800 | 2.66 | 13887 | 2
CARRIER | Infinity | 201753408 | HRCU-A-CB-O | 38MPRAQ09AA3 | 40MPHAQ09XA3 | Singlezone Non-ducted Wall Placement | 10000 | 7200 | 2.78 | 13000 | 2.01
CARRIER | Infinity | 202463635 | HRCU-A-CB-O | 38MPRAQ24AA3 | 40MPHAQ24XA3 | Singlezone Non-ducted Wall Placement | 24000 | 15450 | 3 | 24000 | 2
CARRIER | Infinity | 202463634 | HRCU-A-CB-O | 38MPRAQ18AA3 | 40MPHAQ18XA3 | Singlezone Non-ducted Wall Placement | 18000 | 12300 | 3.19 | 18000 | 2
CENTURY |  | 201862958 | HMSV-A-CB | A-VMH28TU-1 |  | Multizone All Non-ducted | 31400 | 18000 | 2.75 | 26357 | 1.97
CENTURY |  | 201862959 | HMSV-A-CB | A-VMH36QU-1 |  | Multizone All Non-ducted | 36000 | 23200 | 2.78 | 36000 | 1.96
CHAMPION HEATING AND COOLING |  | 10309109 | HRCU-A-CB | HL20B4821 | CM50DE3A1+MVC20DN21 | Singlezone Ducted, Centrally Ducted | 58000 | 42500 | 2.56 | 34000 | 2.51
COLEMAN |  | 10309106 | HRCU-A-CB | HC20B4821 | CM50DE3A1+MVC20DN21 | Singlezone Ducted, Centrally Ducted | 58000 | 42500 | 2.56 | 34000 | 2.51
COMFORT-AIRE |  | 201810035 | HMSV-A-CB | A-VMH28TU-1 |  | Multizone All Non-ducted | 31400 | 18000 | 2.75 | 26357 | 1.97
COMFORT-AIRE |  | 201810036 | HMSV-A-CB | A-VMH36QU-1 |  | Multizone All Non-ducted | 36000 | 23200 | 2.78 | 36000 | 1.96
COMFORTMAKER | Mid-tier | 201835581 | HRCU-A-CB-O | DLCSRAH09AAK | DLFSCAH09XAK | Singlezone Non-ducted, Ceiling Placement | 10000 | 6700 | 2.58 | 11870 | 1.94
COMFORTMAKER | Mid-tier | 201835586 | HRCU-A-CB-O | DLCSRAH18AAK | DLFSCAH18XAK | Singlezone Non-ducted, Ceiling Placement | 18000 | 12000 | 2.59 | 15710 | 2.4
COMFORTMAKER | Mid-tier | 201835568 | HRCU-A-CB-O | DLCSRAH36AAK | DLFSHAH36XAK | Singlezone Non-ducted Wall Placement | 36000 | 20600 | 2.55 | 18930 | 2.56
COMFORTMAKER | Mid-tier | 201835563 | HRCU-A-CB-O | DLCSRAH09AAK | DLFSHAH09XAK | Singlezone Non-ducted Wall Placement | 12000 | 7500 | 2.65 | 9840 | 2.1
COMFORTMAKER |  | 201835554 | HRCU-A-CB-O | DLCPRAH09AAK | DLFPHAH09XAK | Singlezone Non-ducted Wall Placement | 10000 | 7200 | 2.78 | 13047 | 1.97
COMFORTMAKER |  | 201835562 | HRCU-A-CB-O | DLCSRAH12AAJ | DLFSHAH12XAJ | Singlezone Non-ducted Wall Placement | 11800 | 7100 | 2.57 | 7800 | 2.01
COMFORTMAKER |  | 201835587 | HRCU-A-CB | DLCSRAH24AAK | DLFSDAH24XAK | Singlezone Ducted, "Compact Ducted" | 24000 | 17400 | 2.96 | 30000 | 1.93
COMFORTMAKER | High Tier | 202463644 | HRCU-A-CB-O | DLCPRAH18AAK | DLFPHAH18XAK | Singlezone Non-ducted Wall Placement | 18000 | 12300 | 3.19 | 18000 | 2
COMFORTMAKER | High Tier | 202463645 | HRCU-A-CB-O | DLCPRAH24AAK | DLFPHAH24XAK | Singlezone Non-ducted Wall Placement | 24000 | 15450 | 3 | 24000 | 2
DAIKIN | SkyAir | 202514058 | HRCU-A-CB | RZQ18TAVJU | FBQ18PVJU | Singlezone Ducted, "Compact Ducted" | 20000 | 13200 | 2.56 | 27939 | 1.93
DAIKIN | Aurora Series | 8849459 | HRCU-A-CB-O | RXL09QMVJU | FVXS09NVJU | Singlezone Non-ducted, Floor Placement | 10089 | 6200 | 2.88 | 10065 | 2.14
DAIKIN | Aurora Series | 8849445 | HRCU-A-CB-O | RXL15QMVJU | FVXS15NVJU | Singlezone Non-ducted, Floor Placement | 18056 | 11500 | 2.76 | 18015 | 2.4
DAIKIN | Aurora Series | 8849330 | HRCU-A-CB-O | RXL15QMVJU | FTX15NMVJU | Singlezone Non-ducted Wall Placement | 18300 | 11500 | 2.88 | 18254 | 2.27
DAIKIN | LV Series | 5265753 | HRCU-A-CB-O | RXS09LVJU | FTXS09LVJU | Singlezone Non-ducted Wall Placement | 12000 | 7700 | 4.1 | 6968 | 2.43
DAIKIN | LV Series | 5265755 | HRCU-A-CB-O | RXS12LVJU | FTXS12LVJU | Singlezone Non-ducted Wall Placement | 14400 | 9200 | 4.02 | 8051 | 2.81
DAIKIN | LV Series | 5265756 | HRCU-A-CB-O | RXS15LVJU | FTXS15LVJU | Singlezone Non-ducted Wall Placement | 18000 | 11900 | 3.79 | 9972 | 2.68
DAIKIN | LV Series | 5265757 | HRCU-A-CB-O | RXS18LVJU | FTXS18LVJU | Singlezone Non-ducted Wall Placement | 21600 | 13900 | 3.42 | 11924 | 2.5
DAIKIN | MXS Series | 8103869 | HMSV-A-CB | 3MXS24NMVJU |  | Multizone All Non-ducted | 24000 | 15500 | 3.52 | 18930 | 2.26
DAIKIN | LV Series | 5265758 | HRCU-A-CB-O | RXS24LVJU | FTXS24LVJU | Singlezone Non-ducted Wall Placement | 25400 | 16400 | 3.12 | 14028 | 2.26
DAIKIN | MXS Series | 8103542 | HMSV-A-CB | 2MXS18NMVJU |  | Multizone All Non-ducted | 18900 | 12000 | 3.17 | 13150 | 2.75
DAIKIN | Aurora Series | 8849458 | HRCU-A-CB-O | RXL12QMVJU | FTX12NMVJU | Singlezone Non-ducted Wall Placement | 13679 | 8300 | 2.7 | 14330 | 2.26
DAIKIN | Aurora Series | 8849533 | HRCU-A-CB-O | RXL09QMVJU | FTX09NMVJU | Singlezone Non-ducted Wall Placement | 10942 | 6700 | 2.98 | 10918 | 1.98
DAIKIN | Vista | 9966684 | HRCU-A-CB-O | RX12QMVJU | FFQ12Q2VJU | Singlezone Non-ducted, Ceiling Placement | 13500 | 8300 | 3.47 | 7500 | 2.29
DAIKIN | MXL Aurora Series | 8849539 | HMSV-A-CB | 3MXL24QMVJU |  | Multizone All Non-ducted | 24000 | 15500 | 3.36 | 21600 | 2.17
DAIKIN | Vista | 9966569 | HRCU-A-CB-O | RX09QMVJU | FFQ09Q2VJU | Singlezone Non-ducted, Ceiling Placement | 10000 | 6000 | 3.91 | 6270 | 2.42
DAIKIN | MXL Aurora Series | 8849535 | HMSV-A-CB | 2MXL18QMVJU |  | Multizone All Non-ducted | 18940 | 12000 | 3.06 | 18930 | 2.12
DAIKIN | Vista | 9966775 | HRCU-A-CB-O | RX15QMVJU | FFQ15Q2VJU | Singlezone Non-ducted, Ceiling Placement | 16200 | 10600 | 3.57 | 7270 | 2.48
DAIKIN |  | 201851574 | HRCU-A-CB | RX24RMVJU | FDMQ24RVJU | Singlezone Ducted, "Compact Ducted" | 24000 | 15000 | 2.78 | 13760 | 2.24
DAIKIN | Vista | 10318063 | HRCU-A-CB-O | RX18QMVJU | FFQ18Q2VJU | Singlezone Non-ducted, Ceiling Placement | 21600 | 14200 | 3.13 | 9700 | 2.24
DAIKIN |  | 201851572 | HRCU-A-CB | RX15RMVJU | FDMQ15RVJU | Singlezone Ducted, "Compact Ducted" | 18000 | 11500 | 2.88 | 9220 | 2.29
DAIKIN |  | 201871419 | HRCU-A-CB-O | RX15RMVJU | FFQ15Q2VJU | Singlezone Non-ducted, Ceiling Placement | 16200 | 10600 | 2.8 | 8160 | 2.26
DAIKIN |  | 201851573 | HRCU-A-CB | RX18RMVJU | FDMQ18RVJU | Singlezone Ducted, "Compact Ducted" | 21600 | 13600 | 2.69 | 12470 | 2.21
DAIKIN |  | 201851575 | HMSV-A-CB | 3MXS24RMVJU |  | Multizone All Non-ducted | 24000 | 15500 | 2.61 | 18930 | 2.26
DAIKIN |  | 201871420 | HRCU-A-CB-O | RX18RMVJU | FFQ18Q2VJU | Singlezone Non-ducted, Ceiling Placement | 21600 | 14200 | 2.67 | 10900 | 2.03
DAIKIN |  | 201851577 | HMSV-A-CB | 3MXL24RMVJU |  | Multizone All Non-ducted | 24000 | 15500 | 2.61 | 21600 | 2.17
DAIKIN |  | 201986968 | HRCU-A-CB-O | RX09RMVJU | FFQ09Q2VJU | Singlezone Non-ducted, Ceiling Placement | 10000 | 6000 | 3.08 | 6920 | 2.16
DAIKIN |  | 202521824 | HMSV-A-CB | 4MXL36TVJU |  | Multizone All Non-ducted | 36600 | 22400 | 2.78 | 36600 | 2
DAIKIN |  | 201986969 | HRCU-A-CB-O | RX12RMVJU | FFQ12Q2VJU | Singlezone Non-ducted, Ceiling Placement | 13500 | 8300 | 2.9 | 8420 | 2.07
DAIKIN | DZ20VC | 10324713 | HRCU-A-CB | DZ20VC0481B* | CA*F4961*6D*+MBVC2000**-1A*+TXV | Singlezone Ducted, Centrally Ducted | 45500 | 28400 | 2.84 | 26000 | 1.97
DAIKIN | DZ20VC | 10324709 | HRCU-A-CB | DZ20VC0241B* | CA*F3642*6D*+MBVC1200**-1A*+TXV | Singlezone Ducted, Centrally Ducted | 23600 | 13000 | 2.56 | 11400 | 2.09
DAIKIN | DZ20VC | 10324715 | HRCU-A-CB | DZ20VC0601B | CA*F4961*6D*+MBVC2000**-1A*+TXV | Singlezone Ducted, Centrally Ducted | 50000 | 32000 | 2.7 | 26000 | 1.98
DAIKIN | DZ20VC | 10595346 | HRCU-A-CB | DZ20VC0241B* | CHPF3642C6C*+MBVC1200**-1A*+TXV | Singlezone Ducted, Centrally Ducted | 23400 | 13000 | 2.61 | 11648 | 2.13
DAIKIN | Sky air | 202517170 | HRCU-A-CB-O | RZQ30TAVJU | FTQ30TAVJU*A* | Singlezone Ducted, Centrally Ducted | 36750 | 24559 | 2.97 | 44209 | 2.14
DAY & NIGHT | Mid-tier | 201835629 | HRCU-A-CB-O | DLCSRAH09AAK | DLFSCAH09XAK | Singlezone Non-ducted, Ceiling Placement | 10000 | 6700 | 2.58 | 11870 | 1.94
DAY & NIGHT | Mid-tier | 201835634 | HRCU-A-CB-O | DLCSRAH18AAK | DLFSCAH18XAK | Singlezone Non-ducted, Ceiling Placement | 18000 | 12000 | 2.59 | 15710 | 2.4
DAY & NIGHT | Mid-tier | 201835616 | HRCU-A-CB-O | DLCSRAH36AAK | DLFSHAH36XAK | Singlezone Non-ducted Wall Placement | 36000 | 20600 | 2.55 | 18930 | 2.56
DAY & NIGHT | Mid-tier | 201835611 | HRCU-A-CB-O | DLCSRAH09AAK | DLFSHAH09XAK | Singlezone Non-ducted Wall Placement | 12000 | 7500 | 2.65 | 9840 | 2.1
DAY & NIGHT |  | 201835602 | HRCU-A-CB-O | DLCPRAH09AAK | DLFPHAH09XAK | Singlezone Non-ducted Wall Placement | 10000 | 7200 | 2.78 | 13047 | 1.97
DAY & NIGHT |  | 201835610 | HRCU-A-CB-O | DLCSRAH12AAJ | DLFSHAH12XAJ | Singlezone Non-ducted Wall Placement | 11800 | 7100 | 2.57 | 7800 | 2.01
DAY & NIGHT |  | 201835635 | HRCU-A-CB | DLCSRAH24AAK | DLFSDAH24XAK | Singlezone Ducted, "Compact Ducted" | 24000 | 17400 | 2.96 | 30000 | 1.93
DAY & NIGHT | High Tier | 202463647 | HRCU-A-CB-O | DLCPRAH24AAK | DLFPHAH24XAK | Singlezone Non-ducted Wall Placement | 24000 | 15450 | 3 | 24000 | 2
DAY & NIGHT | High Tier | 202463646 | HRCU-A-CB-O | DLCPRAH18AAK | DLFPHAH18XAK | Singlezone Non-ducted Wall Placement | 18000 | 12300 | 3.19 | 18000 | 2
DIRECT AIR |  | 8775842 | HRCU-A-CB-O | MOBA30-09HFN1-MT0W | CCA3U-09HRFN1-M(C) | Singlezone Non-ducted Wall Placement | 10000 | 5800 | 2.66 | 7878 | 1.97
DIRECT AIR |  | 8775849 | HRCU-A-CB-O | MOCA31-18HFN1-MT0W | CCA3U-18HRFN1-M(C) | Singlezone Non-ducted Wall Placement | 18000 | 12000 | 2.77 | 9410 | 1.98
DIRECT AIR |  | 8775850 | HRCU-A-CB-O | MOCA31-18HFN1-MT0W | MUEU-18HRFN1-M(C) | Singlezone Non-ducted Wall Placement | 18000 | 12000 | 2.71 | 10274 | 2.11
DIRECT AIR |  | 8775853 | HRCU-A-CB-O | MOD31-24HFN1-MT0W | MUEU-24HRFN1-M(C) | Singlezone Non-ducted Wall Placement | 24000 | 15000 | 2.85 | 17705 | 2.02
DIRECT AIR |  | 8989603 | HRCU-A-CB-O | MOBA30-09HFN1-MT0W | MSAEB-09HRFN1-MT0W | Singlezone Non-ducted Wall Placement | 9800 | 6300 | 2.68 | 6609 | 1.92
DIRECT AIR |  | 8994012 | HMSV-A-CB | M3OF-27HFN1-M |  | Multizone All Non-ducted | 28000 | 17200 | 2.82 | 16820 | 1.95
DIRECT AIR |  | 9680948 | HRCU-A-CB-O | MOCA31-18HFN1-MT0W | CS11M-12HRFN1-MU5W | Singlezone Non-ducted Wall Placement | 12000 | 7700 | 2.75 | 9134 | 1.94
DIRECT AIR |  | 9680947 | HRCU-A-CB-O | MOBA30-09HFN1-MT0W | CS11M-09HRFN1-MX0W(A) | Singlezone Non-ducted Wall Placement | 9800 | 5800 | 2.74 | 7990 | 1.98
DIRECT AIR |  | 9680949 | HRCU-A-CB-O | MOCA31-18HFN1-MT0W | CS11M-18HRFN1-MT0W | Singlezone Non-ducted Wall Placement | 18000 | 11400 | 2.72 | 11178 | 2.02
DIRECT AIR |  | 9680950 | HRCU-A-CB-O | MOD31-24HFN1-MT0W | CS11M-23HRFN1-MT0W | Singlezone Non-ducted Wall Placement | 25000 | 15300 | 2.7 | 18099 | 2.07
ECOER |  | 202110529 | HRCU-A-CB | EODA18H-4860 | EAHATN-36 | Singlezone Ducted, Centrally Ducted | 36000 | 24000 | 2.5 | 26000 | 2.08
ECOER |  | 202110530 | HRCU-A-CB | EODA18H-4860 | GN1836-P1 | Singlezone Ducted, Centrally Ducted | 36000 | 24000 | 2.5 | 26000 | 2.08
EMI |  | 8993367 | HRCU-A-CB-O | SZ1H18DAA | WALH18DAA | Singlezone Non-ducted Wall Placement | 18000 | 10400 | 2.72 | 10952 | 1.9
FRASER-JOHNSTON |  | 10309108 | HRCU-A-CB | HL20B4821 | CM50DE3A1+MVC20DN21 | Singlezone Ducted, Centrally Ducted | 58000 | 42500 | 2.56 | 34000 | 2.51
FRIEDRICH | J-Series | 201763898 | HRCU-A-CB-O | MRH12Y3JA | MWH12Y3JA | Singlezone Non-ducted Wall Placement | 13000 | 8000 | 3.17 | 13130 | 2.33
FRIEDRICH |  | 10221177 | HRCU-A-CB-O | MRAD18Y3J | MWAD18Y3J | Singlezone Non-ducted Wall Placement | 19800 | 12471 | 2.67 | 8680 | 1.96
FRIGIDAIRE | FRIGIDAIRE FSH1BG SERIES | 10254913 | HRCU-A-CB | FSH1BG4CVRX48K | B6VMAX48K-C | Singlezone Ducted, Centrally Ducted | 44000 | 27800 | 2.63 | 27550 | 2.21
FRIGIDAIRE | FRIGIDAIRE FSH1BG SERIES | 10254932 | HRCU-A-CB | FSH1BG4CVRX60K | B6VMAX60K-C | Singlezone Ducted, Centrally Ducted | 56000 | 32000 | 2.53 | 33500 | 2.31
FRIGIDAIRE | FRIGIDAIRE FSH1BG SERIES | 10254922 | HRCU-A-CB | FSH1BG4CVRX48K | C6B(A,H)-X48(C,U)-C | Singlezone Ducted, Centrally Ducted | 44200 | 28000 | 2.56 | 27800 | 2.2
FRIGIDAIRE | FRIGIDAIRE FSH1BG SERIES | 10254918 | HRCU-A-CB | FSH1BG4CVRX48K | C6B(A,H)-X48(C,U)-C | Singlezone Ducted, Centrally Ducted | 44000 | 28000 | 2.56 | 27800 | 2.2
FRIGIDAIRE | FRIGIDAIRE FSH1BG SERIES | 10254927 | HRCU-A-CB | FSH1BG4CVRX48K | C6B(A,H)-X48(C,U)-C | Singlezone Ducted, Centrally Ducted | 44000 | 27800 | 2.63 | 27550 | 2.21
FRIGIDAIRE | FRIGIDAIRE FSH1BG SERIES | 10254946 | HRCU-A-CB | FSH1BG4CVRX60K | C6B(A,H)-X60(C,U)-C | Singlezone Ducted, Centrally Ducted | 56000 | 32000 | 2.53 | 33500 | 2.31
FRIGIDAIRE | FRIGIDAIRE FSH1BG SERIES | 10254866 | HRCU-A-CB | FSH1BG4CVRX24K | B6VMAX24K-B | Singlezone Ducted, Centrally Ducted | 22400 | 14200 | 2.77 | 12650 | 2.12
FRIGIDAIRE | FRIGIDAIRE FSH1BG SERIES | 10254885 | HRCU-A-CB | FSH1BG4CVRX36K | B6VMAX36K-B | Singlezone Ducted, Centrally Ducted | 34400 | 21800 | 2.66 | 20150 | 2.27
FRIGIDAIRE | FRIGIDAIRE FSH1BG SERIES | 10254871 | HRCU-A-CB | FSH1BG4CVRX24K | C6B(A,H)-X26(C,U)-B | Singlezone Ducted, Centrally Ducted | 22200 | 14100 | 2.58 | 12800 | 2.03
FRIGIDAIRE | FRIGIDAIRE FSH1BG SERIES | 10254875 | HRCU-A-CB | FSH1BG4CVRX24K | C6B(A,H)-X26(C,U)-B | Singlezone Ducted, Centrally Ducted | 22200 | 14100 | 2.58 | 12800 | 2.03
FRIGIDAIRE | FRIGIDAIRE FSH1BG SERIES | 10254880 | HRCU-A-CB | FSH1BG4CVRX24K | C6B(A,H)-X26(C,U)-B | Singlezone Ducted, Centrally Ducted | 22400 | 14200 | 2.77 | 12650 | 2.12
FRIGIDAIRE | FRIGIDAIRE FSH1BG SERIES | 10254899 | HRCU-A-CB | FSH1BG4CVRX36K | C6B(A,H)-X36(C,U)-B | Singlezone Ducted, Centrally Ducted | 34400 | 21800 | 2.66 | 20150 | 2.27
FRIGIDAIRE | FRIGIDAIRE FSH1BG SERIES | 10254890 | HRCU-A-CB | FSH1BG4CVRX36K | C6B(A,H)-X36(C,U)-B | Singlezone Ducted, Centrally Ducted | 34200 | 21800 | 2.66 | 20250 | 2.28
FRIGIDAIRE | FRIGIDAIRE FSH1BG SERIES | 10254894 | HRCU-A-CB | FSH1BG4CVRX36K | C6B(A,H)-X36(C,U)-B | Singlezone Ducted, Centrally Ducted | 34600 | 22000 | 2.69 | 20250 | 2.28
FRIGIDAIRE | FRIGIDAIRE FSH1BG SERIES | 10254904 | HRCU-A-CB | FSH1BG4CVRX36K | C6B(A,H)-X36(C,U)-C | Singlezone Ducted, Centrally Ducted | 34200 | 21800 | 2.66 | 20250 | 2.28
FRIGIDAIRE | FRIGIDAIRE FSH1BG SERIES | 10254908 | HRCU-A-CB | FSH1BG4CVRX36K | C6B(A,H)-X36(C,U)-C | Singlezone Ducted, Centrally Ducted | 34200 | 21800 | 2.66 | 20250 | 2.28
FRIGIDAIRE |  | 8718583 | HRCU-A-CB-O | FFHP093CS2 | FFHP093WS2 | Singlezone Non-ducted Wall Placement | 11000 | 7800 | 2.75 | 10200 | 2.06
FRIGIDAIRE |  | 8718584 | HRCU-A-CB-O | FFHP123CS2 | FFHP123WS2 | Singlezone Non-ducted Wall Placement | 13000 | 7500 | 2.62 | 8800 | 2.03
FUJITSU | Halcyon Multi-room Mini-Split Systems | 8908615 | HMSV-A-CB | AOU36RLXFZH |  | Multizone All Non-ducted | 36400 | 21400 | 2.64 | 36407 | 2.02
FUJITSU | Halcyon Single-room Mini-Split Systems Slim | 202534923 | HRCU-A-CB | AOU18RGLX | ARU18RGLX | Singlezone Ducted, "Compact Ducted" | 21000 | 12700 | 2.5 | 17990 | 2.45
FUJITSU | Halcyon Single-room Mini-Split Systems | 8718545 | HRCU-A-CB-O | AOU24RLXFW1 | ASU24RLF | Singlezone Non-ducted Wall Placement | 21850 | 16720 | 2.5 | 25220 | 2.15
FUJITSU | Halcyon Single-room Mini-Split Systems Floor Mounted RLFFH Series | 6936995 | HRCU-A-CB-O | AOU9RLFF | AGU9RLF | Singlezone Non-ducted, Floor Placement | 12000 | 7500 | 2.82 | 14000 | 1.95
FUJITSU | Halcyon Single-room Mini-Split Systems Floor Mounted RLFFH Series | 6936996 | HRCU-A-CB-O | AOU12RLFF | AGU12RLF | Singlezone Non-ducted, Floor Placement | 16000 | 10600 | 2.61 | 15000 | 2.03
FUJITSU | Halcyon Single-room Mini-Split Systems Wall Mounted RLB Series | 7937663 | HRCU-A-CB-O | AOU18RLB | ASU18RLB | Singlezone Non-ducted Wall Placement | 18000 | 11500 | 2.93 | 15400 | 2.07
FUJITSU | Halcyon Single-room Mini-Split Systems Compact Cassette | 5751311 | HRCU-A-CB-O | AOU9RLFC | AUU9RLF | Singlezone Non-ducted Wall Placement | 12000 | 9400 | 2.87 | 15000 | 2.35
FUJITSU | Halcyon Single-room Mini-Split Systems Slim Duct | 5751312 | HRCU-A-CB | AOU9RLFC | ARU9RLF | Singlezone Ducted, "Compact Ducted" | 12000 | 9400 | 2.87 | 15000 | 2.35
FUJITSU | Halcyon Single-room Mini-Split Systems Compact Cassette | 5751313 | HRCU-A-CB-O | AOU12RLFC | AUU12RLF | Singlezone Non-ducted Wall Placement | 16000 | 10200 | 2.58 | 16500 | 2.15
FUJITSU | Halcyon Single-room Mini-Split Systems Slim Duct | 5751314 | HRCU-A-CB | AOU12RLFC | ARU12RLF | Singlezone Ducted, "Compact Ducted" | 16000 | 10200 | 2.58 | 16500 | 2.15
FUJITSU | Halcyon Single-room Mini-Split Systems Wall Mounted RLF Series | 6961728 | HRCU-A-CB-O | AOU9RLFW1 | ASU9RLF1 | Singlezone Non-ducted Wall Placement | 12000 | 7600 | 3.14 | 8530 | 1.97
FUJITSU | Halcyon Single-room Mini-Split Systems Wall Mounted RLF Series | 6961729 | HRCU-A-CB-O | AOU12RLFW1 | ASU12RLF1 | Singlezone Non-ducted Wall Placement | 16000 | 9400 | 2.87 | 12150 | 2.01
FUJITSU | J-Series | 8693477 | HMSV-A-CB | AOU48RLAVM |  | Multizone All Non-ducted | 54000 | 33000 | 2.84 | 41300 | 2.94
FUJITSU | Halcyon Multi-room Mini-Split Systems | 8033586 | HMSV-A-CB | AOU24RLXFZH |  | Multizone All Non-ducted | 25000 | 15400 | 2.61 | 25500 | 2.09
FUJITSU | J-Series | 8693480 | HMSV-A-CB | AOU36RLAVM |  | Multizone All Non-ducted | 42000 | 25800 | 2.8 | 37900 | 2.74
FUJITSU | Halcyon Single-room Mini-Split Systems Wall mounted RLS3 Series | 8703348 | HRCU-A-CB-O | AOU9RLS3 | ASU9RLS3Y | Singlezone Non-ducted Wall Placement | 12000 | 7000 | 3.48 | 15000 | 2.09
FUJITSU | Halcyon Single-room Mini-Split Systems Wall Mounted RLS3H Series | 8703506 | HRCU-A-CB-O | AOU12RLS3H | ASU12RLS3Y | Singlezone Non-ducted Wall Placement | 16000 | 9600 | 3.2 | 16500 | 2.15
FUJITSU | Halcyon Single-room Mini-Split Systems Wall mounted H Series | 8703349 | HRCU-A-CB-O | AOU9RLS3H | ASU9RLS3Y | Singlezone Non-ducted Wall Placement | 12000 | 7000 | 3.36 | 15000 | 1.95
FUJITSU | Halcyon Single-room Mini-Split Systems Wall mounted RLS3 Series | 8703507 | HRCU-A-CB-O | AOU15RLS3 | ASU15RLS3Y | Singlezone Non-ducted Wall Placement | 18000 | 11200 | 3.16 | 20500 | 2.18
FUJITSU | Halcyon Single-room Mini-Split Systems Wall Mounted RLS3HY Series | 8703508 | HRCU-A-CB-O | AOU15RLS3H | ASU15RLS3Y | Singlezone Non-ducted Wall Placement | 18000 | 11200 | 3.07 | 20500 | 2.07
FUJITSU | Halcyon Single-room Mini-Split Systems Wall Mounted RLS3HY Series | 8703350 | HRCU-A-CB-O | AOU12RLS3 | ASU12RLS3Y | Singlezone Non-ducted Wall Placement | 16000 | 9600 | 3.31 | 16500 | 2.3
FUJITSU | Halcyon Single-room Mini-Split Systems Wall Mounted RLF/RLX Series | 8718495 | HRCU-A-CB-O | AOU18RLXFW1 | ASU18RLF | Singlezone Non-ducted Wall Placement | 21600 | 14600 | 3.08 | 21600 | 2.43
FUJITSU | Halcyon Single-room Mini-Split Systems Wall Mounted RLF/RLX Series | 8779045 | HRCU-A-CB-O | AOU18RLXFWH | ASU18RLF | Singlezone Non-ducted Wall Placement | 21600 | 14600 | 3.01 | 21600 | 2.3
GE Appliances | Summit | 202588313 | HRCU-A-CB | ASH118PRDWA | ASYW18PRDWB | Singlezone Non-ducted Wall Placement | 22000 | 14000 | 2.5 | 17000 | 1.9
GIBSON | Flex Match | 9965378 | HMSV-A-CB | GXH42(12.3)FMK4DH |  | Multizone Mix of Non-ducted and Ducted | 42500 | 26500 | 2.88 | 21356 | 2.01
GIBSON | Lomo | 9000997 | HRCU-A-CB-O | GXH09(2.6)LSK4DH | GHH09(2.6)LUK4DH | Singlezone Non-ducted Wall Placement | 11000 | 6800 | 2.66 | 8680 | 2.04
GIBSON | Lomo | 9000998 | HRCU-A-CB-O | GXH12(3.5)LSK4DH | GHH12(3.5)LUK4DH | Singlezone Non-ducted Wall Placement | 13000 | 7100 | 2.6 | 8611 | 1.91
GIBSON | Lomo | 9001000 | HRCU-A-CB-O | GXH24(7.0)LSK4DH | GHH24(7.0)LUK4DH | Singlezone Non-ducted Wall Placement | 23000 | 14600 | 2.61 | 22861 | 2.02
GIBSON | Flex Match | 9001024 | HMSV-A-CB | GXH36(10.6)FMK4DH |  | Multizone All Non-ducted | 42500 | 24800 | 2.69 | 21356 | 2.01
GIBSON | Flex Match | 9001025 | HMSV-A-CB | GXH42(12.3)FMK4DH |  | Multizone All Non-ducted | 45000 | 29000 | 3.15 | 21356 | 2.01
GIBSON | U-Crown | 9135472 | HRCU-A-CB-O | GXH09(2.6)KSK4DH | GHH09(2.6)KSK4DH | Singlezone Non-ducted Wall Placement | 9000 | 5500 | 2.88 | 10488 | 1.98
GIBSON | U-Crown | 9135474 | HRCU-A-CB-O | GXH18(5.2)KSK4DH | GHH18(5.2)KSK4DH | Singlezone Non-ducted Wall Placement | 19000 | 12700 | 2.5 | 19190 | 2.85
GREE | Extreme Series | 9944776 | HRCU-A-CB-O | GWH12YD-D3DNA1A/O | GWH12AAD-D3DN***/I | Singlezone Non-ducted Wall Placement | 12200 | 8100 | 3.21 | 8000 | 2.73
GREE |  | 9956333 | HRCU-A-CB-O | VIR24HP230V1BO | VIR24HP230V1BH | Singlezone Non-ducted Wall Placement | 23000 | 14600 | 2.61 | 22861 | 2.02
GREE | Sapphire | 10149903 | HRCU-A-CB-O | SAP12HP230V1AO | SAP12HP230V1AH | Singlezone Non-ducted Wall Placement | 12200 | 8100 | 3.21 | 8000 | 2.73
GREE | Sapphire | 10157570 | HRCU-A-CB-O | SAP18HP230V1AO | SAP18HP230V1AH | Singlezone Non-ducted Wall Placement | 18000 | 14200 | 2.87 | 21500 | 2.03
GREE | Lomo 23 Series | 7070719 | HRCU-A-CB-O | GWH24QE-D3DNA1D/O | GWH24QE-D3DN***/I | Singlezone Non-ducted Wall Placement | 23000 | 14600 | 2.61 | 22861 | 2.02
GREE | U-Crown Series | 7607469 | HRCU-A-CB-O | GWH18UC-D3DNA4C/O | GWH18UC-D3DN***/I | Singlezone Non-ducted Wall Placement | 19000 | 12717 | 2.5 | 19190 | 2.85
GREE | Free Match G-Series | 9084227 | HMSV-A-CB | GWHD(36)ND3GO |  | Multizone All Non-ducted | 42500 | 26500 | 2.88 | 21356 | 2.01
GREE | Extreme Series | 9114294 | HRCU-A-CB-O | GWH18YE-D3DNA1A/O | GWH18AAE-D3DN***/I | Singlezone Non-ducted Wall Placement | 18000 | 14000 | 2.83 | 21500 | 2.03
GREE | U-Crown Series | 7607465 | HRCU-A-CB-O | GWH09UC-D3DNA4C/O | GWH09UC-D3DN***/I | Singlezone Non-ducted Wall Placement | 9000 | 5500 | 2.88 | 10488 | 1.98
GREE | Extreme Series | 9123256 | HRCU-A-CB-O | GWH24YE-D3DNA1A/O | GWH24AAE-D3DN***/I | Singlezone Non-ducted Wall Placement | 24000 | 15737 | 2.94 | 22553 | 2.07
GREE | U-Crown Series | 7607467 | HRCU-A-CB-O | GWH12UC-D3DNA4C/O | GWH12UC-D3DN***/I | Singlezone Non-ducted Wall Placement | 13000 | 13000 | 3.15 | 13000 | 2.76
GREE | Sapphire | 10157571 | HRCU-A-CB-O | Sap24HP230V1AO | Sap24HP230V1AH | Singlezone Non-ducted Wall Placement | 24000 | 15500 | 2.89 | 22553 | 2.07
HAIER | Advanced Plus | 202583710 | HRCU-A-CB | 1U18AP2VHA | AW18ES2VHB | Singlezone Non-ducted Wall Placement | 22000 | 14000 | 2.5 | 17000 | 1.9
HAIER | Arctic | 8862057 | HRCU-A-CB-O | 1U18EH2VHA | AW18EH2VHA | Singlezone Non-ducted Wall Placement | 20400 | 18500 | 2.85 | 20400 | 1.9
HAIER | Arctic | 8862047 | HRCU-A-CB-O | 1U09EH2VHA | AW09EH2VHA | Singlezone Non-ducted Wall Placement | 12000 | 9000 | 3.22 | 12000 | 2.23
HAIER | Advanced | 10092555 | HRCU-A-CB-O | 1U24ES2VHA | AW24ES2VH | Singlezone Non-ducted Wall Placement | 27600 | 18500 | 2.85 | 20500 | 2.15
HAIER | Advanced | 10092556 | HRCU-A-CB-O | 1U18ES2VHA | AW18ES2VH | Singlezone Non-ducted Wall Placement | 22000 | 14000 | 2.74 | 14900 | 2.08
HAIER | Advanced | 10338837 | HRCU-A-CB-O | 1U09ES2VHA | AW09ES2VH* | Singlezone Non-ducted Wall Placement | 10000 | 7400 | 3.44 | 10000 | 2.48
HAIER | Advanced | 10338838 | HRCU-A-CB-O | 1U12ES2VHA | AW12ES2VH* | Singlezone Non-ducted Wall Placement | 16000 | 12220 | 3.01 | 10160 | 2.46
HEIL | Mid-tier | 201835706 | HRCU-A-CB-O | DLCSRAH09AAK | DLFSCAH09XAK | Singlezone Non-ducted, Ceiling Placement | 10000 | 6700 | 2.58 | 11870 | 1.94
HEIL | Mid-tier | 201835716 | HRCU-A-CB-O | DLCSRAH18AAK | DLFSCAH18XAK | Singlezone Non-ducted, Ceiling Placement | 18000 | 12000 | 2.59 | 15710 | 2.4
HEIL | Mid-tier | 201835680 | HRCU-A-CB-O | DLCSRAH36AAK | DLFSHAH36XAK | Singlezone Non-ducted Wall Placement | 36000 | 20600 | 2.55 | 18930 | 2.56
HEIL | Mid-tier | 201835670 | HRCU-A-CB-O | DLCSRAH09AAK | DLFSHAH09XAK | Singlezone Non-ducted Wall Placement | 12000 | 7500 | 2.65 | 9840 | 2.1
HEIL |  | 201835653 | HRCU-A-CB-O | DLCPRAH09AAK | DLFPHAH09XAK | Singlezone Non-ducted Wall Placement | 10000 | 7200 | 2.78 | 13047 | 1.97
HEIL |  | 201835668 | HRCU-A-CB-O | DLCSRAH12AAJ | DLFSHAH12XAJ | Singlezone Non-ducted Wall Placement | 11800 | 7100 | 2.57 | 7800 | 2.01
HEIL |  | 201835718 | HRCU-A-CB | DLCSRAH24AAK | DLFSDAH24XAK | Singlezone Ducted, "Compact Ducted" | 24000 | 17400 | 2.96 | 30000 | 1.93
HEIL | High Tier | 202463648 | HRCU-A-CB-O | DLCPRAH18AAK | DLFPHAH18XAK | Singlezone Non-ducted Wall Placement | 18000 | 12300 | 3.19 | 18000 | 2
HEIL | High Tier | 202463649 | HRCU-A-CB-O | DLCPRAH24AAK | DLFPHAH24XAK | Singlezone Non-ducted Wall Placement | 24000 | 15450 | 3 | 24000 | 2
HISENSE | AS-09UW3SVE**(**indicate panel) | 201910439 | HRCU-A-CB-O | AS-09UW3SVE | AS-09UW3SVE** | Singlezone Non-ducted Wall Placement | 9500 | 5000 | 2.62 | 7400 | 2.13
HISENSE | AS-12UW3SXE**(**indicate panel) | 201910443 | HRCU-A-CB-O | AS-12UW3SXE | AS-12UW3SXE ** | Singlezone Non-ducted Wall Placement | 13000 | 7500 | 2.71 | 7800 | 2.26
HISENSE | AS-18UW3SBB**(**indicate panel) | 201912599 | HRCU-A-CB-O | AS-18UW3SBB | AS-18UW3SBB**(**indicate panel) | Singlezone Non-ducted Wall Placement | 19000 | 11600 | 2.7 | 13273 | 2.21
HISENSE | AS-09UW3SXE**00（** indicate panel） | 201981253 | HRCU-A-CB-O | AS-09UW3SXE00 | AS-09UW3SXE**00（** indicate panel） | Singlezone Non-ducted Wall Placement | 10500 | 6500 | 2.68 | 9250 | 2.26
HISENSE | AS-12UW3SXA**00（** indicate panel） | 201981254 | HRCU-A-CB-O | AS-12UW3SXA00 | AS-12UW3SXA**00（** indicate panel） | Singlezone Non-ducted Wall Placement | 13000 | 8000 | 3.17 | 12030 | 2.41
KARDA |  | 202608467 | HMSV-A-CB | 2PAMSH27-MZO3 |  | Multizone All Non-ducted | 28000 | 17200 | 2.82 | 16820 | 1.95
KEEPRITE | Mid-tier | 201835707 | HRCU-A-CB-O | DLCSRAH09AAK | DLFSCAH09XAK | Singlezone Non-ducted, Ceiling Placement | 10000 | 6700 | 2.58 | 11870 | 1.94
KEEPRITE | Mid-tier | 201835717 | HRCU-A-CB-O | DLCSRAH18AAK | DLFSCAH18XAK | Singlezone Non-ducted, Ceiling Placement | 18000 | 12000 | 2.59 | 15710 | 2.4
KEEPRITE | Mid-tier | 201835681 | HRCU-A-CB-O | DLCSRAH36AAK | DLFSHAH36XAK | Singlezone Non-ducted Wall Placement | 36000 | 20600 | 2.55 | 18930 | 2.56
KEEPRITE | Mid-tier | 201835671 | HRCU-A-CB-O | DLCSRAH09AAK | DLFSHAH09XAK | Singlezone Non-ducted Wall Placement | 12000 | 7500 | 2.65 | 9840 | 2.1
KEEPRITE |  | 201835652 | HRCU-A-CB-O | DLCPRAH09AAK | DLFPHAH09XAK | Singlezone Non-ducted Wall Placement | 10000 | 7200 | 2.78 | 13047 | 1.97
KEEPRITE |  | 201835669 | HRCU-A-CB-O | DLCSRAH12AAJ | DLFSHAH12XAJ | Singlezone Non-ducted Wall Placement | 11800 | 7100 | 2.57 | 7800 | 2.01
KEEPRITE |  | 201835719 | HRCU-A-CB | DLCSRAH24AAK | DLFSDAH24XAK | Singlezone Ducted, "Compact Ducted" | 24000 | 17400 | 2.96 | 30000 | 1.93
KEEPRITE | High Tier | 202463650 | HRCU-A-CB-O | DLCPRAH18AAK | DLFPHAH18XAK | Singlezone Non-ducted Wall Placement | 18000 | 12300 | 3.19 | 18000 | 2
KEEPRITE | High Tier | 202463651 | HRCU-A-CB-O | DLCPRAH24AAK | DLFPHAH24XAK | Singlezone Non-ducted Wall Placement | 24000 | 15450 | 3 | 24000 | 2
KENMORE | Mid-tier | 201835803 | HRCU-A-CB-O | DLCSRAH09AAK | DLFSCAH09XAK | Singlezone Non-ducted, Ceiling Placement | 10000 | 6700 | 2.58 | 11870 | 1.94
KENMORE | Mid-tier | 201835813 | HRCU-A-CB-O | DLCSRAH18AAK | DLFSCAH18XAK | Singlezone Non-ducted, Ceiling Placement | 18000 | 12000 | 2.59 | 15710 | 2.4
KENMORE | Mid-tier | 201835776 | HRCU-A-CB-O | DLCSRAH36AAK | DLFSHAH36XAK | Singlezone Non-ducted Wall Placement | 36000 | 20600 | 2.55 | 18930 | 2.56
KENMORE | Mid-tier | 201835766 | HRCU-A-CB-O | DLCSRAH09AAK | DLFSHAH09XAK | Singlezone Non-ducted Wall Placement | 12000 | 7500 | 2.65 | 9840 | 2.1
KENMORE |  | 201835749 | HRCU-A-CB-O | DLCPRAH09AAK | DLFPHAH09XAK | Singlezone Non-ducted Wall Placement | 10000 | 7200 | 2.78 | 13047 | 1.97
KENMORE |  | 201835815 | HRCU-A-CB | DLCSRAH24AAK | DLFSDAH24XAK | Singlezone Ducted, "Compact Ducted" | 24000 | 17400 | 2.96 | 30000 | 1.93
KENMORE |  | 201835764 | HRCU-A-CB-O | DLCSRAH12AAJ | DLFSHAH12XAJ | Singlezone Non-ducted Wall Placement | 11800 | 7100 | 2.57 | 7800 | 2.01
KENMORE | High Tier | 202463652 | HRCU-A-CB-O | DLCPRAH18AAK | DLFPHAH18XAK | Singlezone Non-ducted Wall Placement | 18000 | 12300 | 3.19 | 18000 | 2
KENMORE | High Tier | 202463653 | HRCU-A-CB-O | DLCPRAH24AAK | DLFPHAH24XAK | Singlezone Non-ducted Wall Placement | 24000 | 15450 | 3 | 24000 | 2
KERR |  | 201866480 | HMSV-A-CB | A-KMH28TU-1 |  | Multizone All Non-ducted | 28000 | 18000 | 2.75 | 26357 | 1.93
KINGHOME |  | 10338835 | HRCU-A-CB-O | KW12HUCA4DO | KW12HUCA4DI | Singlezone Non-ducted Wall Placement | 13000 | 8500 | 2.62 | 10200 | 2.01
KINGHOME |  | 10338834 | HRCU-A-CB-O | KW09HUCA4DO | KW09HUCA4DI | Singlezone Non-ducted Wall Placement | 9000 | 5380 | 2.97 | 10500 | 2.05
KINGHOME |  | 10333036 | HRCU-A-CB-O | KW09HQ2B8DO | KW09HQ2B8DI | Singlezone Non-ducted Wall Placement | 11000 | 6800 | 2.66 | 12976 | 2.09
KINGHOME |  | 10338140 | HRCU-A-CB-O | KW24HQ2B8DO | KW24HQ2B8DI | Singlezone Non-ducted Wall Placement | 23000 | 14600 | 2.73 | 22553 | 2.07
KINGHOME |  | 10333037 | HRCU-A-CB-O | KW12HQ2B8DO | KW12HQ2B8DI | Singlezone Non-ducted Wall Placement | 13000 | 7100 | 2.81 | 8000 | 2.73
KINGHOME |  | 10333040 | HRCU-A-CB-O | KW18HQ2B8DO | KW18HQ2B8DI | Singlezone Non-ducted Wall Placement | 19800 | 12400 | 2.51 | 21500 | 2.03
LENNOX |  | 201796628 | HRCU-A-CB-O | MPB009S4S-1L | MWMB009S4-2L | Singlezone Non-ducted Wall Placement | 11000 | 6500 | 2.8 | 6776 | 1.95
LENNOX |  | 9920054 | HMSV-A-CB | MLA030S4M-1P |  | Multizone All Non-ducted | 28000 | 18000 | 2.75 | 28160 | 2.04
LENNOX |  | 9920055 | HMSV-A-CB | MLA036S4M-1P |  | Multizone All Non-ducted | 36000 | 23200 | 2.78 | 36000 | 1.96
LENNOX |  | 10056169 | HRCU-A-CB-O | MPB009S4S-1P | MWMA009S4-1P | Singlezone Non-ducted Wall Placement | 9800 | 5800 | 2.74 | 7990 | 1.98
LENNOX |  | 10056168 | HRCU-A-CB-O | MPB012S4S-1L | MWMB012S4-1L | Singlezone Non-ducted Wall Placement | 12000 | 7600 | 2.59 | 6885 | 2
LENNOX |  | 10056170 | HRCU-A-CB-O | MPB009S4S-1P | MWMA009S4-2P | Singlezone Non-ducted Wall Placement | 9800 | 5800 | 2.74 | 7990 | 1.98
LENNOX |  | 10056171 | HRCU-A-CB-O | MPB012S4S-1P | MWMA012S4-1P | Singlezone Non-ducted Wall Placement | 12000 | 7700 | 2.75 | 9134 | 1.94
LENNOX |  | 10056173 | HRCU-A-CB-O | MPB018S4S-1P | MWMA018S4-1P | Singlezone Non-ducted Wall Placement | 18000 | 11400 | 2.72 | 11178 | 2.02
LENNOX |  | 10056174 | HRCU-A-CB-O | MPB018S4S-1P | MWMA018S4-2P | Singlezone Non-ducted Wall Placement | 18000 | 11400 | 2.72 | 11178 | 2.02
LENNOX |  | 10056172 | HRCU-A-CB-O | MPB012S4S-1P | MWMA012S4-2P | Singlezone Non-ducted Wall Placement | 12000 | 7700 | 2.75 | 9134 | 1.94
LENNOX |  | 10056175 | HRCU-A-CB-O | MPB024S4S-1P | MWMA024S4-1P | Singlezone Non-ducted Wall Placement | 25000 | 15300 | 2.7 | 18099 | 2.07
LENNOX |  | 10058816 | HRCU-A-CB | MPB009S4S-1P | MMDA009S4-2P | Multizone All Ducted | 10000 | 6200 | 2.84 | 8071 | 2
LENNOX |  | 10056176 | HRCU-A-CB-O | MPB024S4S-1P | MWMA024S4-2P | Singlezone Non-ducted Wall Placement | 25000 | 15300 | 2.7 | 18099 | 2.07
LENNOX |  | 10058825 | HRCU-A-CB-O | MPB018S4S-1P | MCFB018S4-2P | Singlezone Non-ducted Wall Placement | 18000 | 12000 | 2.71 | 10274 | 2.11
LENNOX |  | 10058826 | HRCU-A-CB-O | MPB024S4S-1P | MCFA024S4-1P | Singlezone Non-ducted Wall Placement | 24000 | 15000 | 2.85 | 17705 | 2.02
LENNOX |  | 10058827 | HRCU-A-CB-O | MPB024S4S-1P | MCFA024S4-2P | Singlezone Non-ducted Wall Placement | 24000 | 15000 | 2.85 | 17705 | 2.02
LENNOX |  | 10058830 | HRCU-A-CB-O | MPB009S4S-1P | M22A009S4-1P | Singlezone Non-ducted Wall Placement | 10000 | 5800 | 2.66 | 7878 | 1.97
LENNOX |  | 10058831 | HRCU-A-CB-O | MPB009S4S-1P | M22A009S4-2P | Singlezone Non-ducted Wall Placement | 10000 | 5800 | 2.66 | 7878 | 1.97
LENNOX |  | 10058834 | HRCU-A-CB-O | MPB018S4S-1P | M22A018S4-1P | Singlezone Non-ducted Wall Placement | 18000 | 12000 | 2.77 | 9410 | 1.98
LENNOX |  | 10058835 | HRCU-A-CB-O | MPB018S4S-1P | M22A018S4-2P | Singlezone Non-ducted Wall Placement | 18000 | 12000 | 2.77 | 9410 | 1.98
LENNOX |  | 10062012 | HMSV-A-CB | MPB030S4M-1P |  | Multizone All Non-ducted | 28000 | 17200 | 2.82 | 16820 | 1.95
LENNOX |  | 201796629 | HRCU-A-CB-O | MPB012S4S-1L | MWMB012S4-2L | Singlezone Non-ducted Wall Placement | 12000 | 7600 | 2.59 | 6885 | 2
LENNOX |  | 201796631 | HRCU-A-CB-O | MPB012S4S-1P | MWMA012S4-3P | Singlezone Non-ducted Wall Placement | 12000 | 7700 | 2.75 | 9134 | 1.94
LENNOX |  | 201796630 | HRCU-A-CB-O | MPB009S4S-1P | MWMA009S4-3P | Singlezone Non-ducted Wall Placement | 9800 | 5800 | 2.74 | 7990 | 1.98
LENNOX | ELITE XP20 SERIES | 201953305 | HRCU-A-CB | XP20-036-230A** | CBA38MV-042-230*+TDR | Singlezone Ducted, Centrally Ducted | 33000 | 21400 | 2.51 | 18600 | 2.16
LENNOX | ELITE XP20 SERIES | 201842143 | HRCU-A-CB | XP20-024-230A** | CBA38MV-030-230*+TDR | Singlezone Ducted, Centrally Ducted | 21600 | 14000 | 2.53 | 12400 | 2.2
LENNOX | ELITE XP20 SERIES | 8550432 | HRCU-A-CB | XP20-024-230A** | CR33-48B*+TDR+TXV | Singlezone Ducted, Centrally Ducted | 22000 | 14700 | 2.52 | 12300 | 2.1
LENNOX | ELITE XP20 SERIES | 8550433 | HRCU-A-CB | XP20-024-230A** | CR33-48B*+TDR+TXV | Singlezone Ducted, Centrally Ducted | 22000 | 14700 | 2.53 | 12300 | 2.11
LENNOX | ELITE XP20 SERIES | 8550434 | HRCU-A-CB | XP20-024-230A** | CR33-48B*+TDR+TXV | Singlezone Ducted, Centrally Ducted | 22000 | 14700 | 2.53 | 12300 | 2.11
LENNOX | ELITE XP20 SERIES | 201842145 | HRCU-A-CB | XP20-060-230A** | CBA38MV-060-230*+TDR | Singlezone Ducted, Centrally Ducted | 54500 | 36200 | 2.5 | 30800 | 2.17
LENNOX | DAVE LENNOX SIGNATURE XP25 SERIES | 201930688 | HRCU-A-CB | XP25-036-230-** | CBA38MV-042-230*+TDR | Singlezone Ducted, Centrally Ducted | 33800 | 21400 | 2.57 | 18600 | 2.11
LENNOX | DAVE LENNOX SIGNATURE XP25 SERIES | 202073556 | HRCU-A-CB | XP25-048-230-** | CBA38MV-060-230*+TDR | Singlezone Ducted, Centrally Ducted | 47000 | 30000 | 2.5 | 25200 | 2.1
LENNOX |  | 201953307 | HRCU-A-CB | XP20-036-230A** | CBA38MV-042-230 | Singlezone Ducted, Centrally Ducted | 33000 | 21400 | 2.51 | 18600 | 2.16
LG |  | 10399150 | HRCU-A-CB | LUU368HV | LVN360HV4 | Singlezone Ducted, Centrally Ducted | 40000 | 25600 | 2.73 | 30000 | 2
LG |  | 5859619 | HRCU-A-CB-O | LUU187HV | LCN187HV | Singlezone Non-ducted, Ceiling Placement | 20000 | 12500 | 2.88 | 11271 | 2.25
LG |  | 7484109 | HRCU-A-CB-O | LSU090HSV4 | LAN090HSV4 | Singlezone Non-ducted Wall Placement | 10800 | 6600 | 3.45 | 9570 | 2.8
LG |  | 10570124 | HRCU-A-CB-O | LGU121HSV3 | LGN121HSV3 | Singlezone Non-ducted Wall Placement | 13600 | 8200 | 2.79 | 11930 | 2.38
LG |  | 8931559 | HRCU-A-CB | LUU127HV | LDN127HV4 | Singlezone Ducted, "Compact Ducted" | 16000 | 10000 | 2.71 | 12000 | 1.95
LG |  | 7180062 | HMSV-A-CB | LMU24CHV |  | Multizone All Non-ducted | 24000 | 14500 | 2.72 | 14595 | 2.59
LG |  | 9122552 | HRCU-A-CB-O | LSU243HLV | LSN243HLV | Singlezone Non-ducted Wall Placement | 27000 | 17900 | 2.79 | 23690 | 2.07
LG |  | 203381526 | HRCU-A-CB-O | LUU097HV | LCN098HV4 | Singlezone Non-ducted, Ceiling Placement | 11000 | 7000 | 2.93 | 8250 | 2.1
LG |  | 7180063 | HMSV-A-CB | LMU36CHV |  | Multizone All Non-ducted | 36000 | 20000 | 2.62 | 22057 | 2.49
LG |  | 9680934 | HRCU-A-CB-O | LAU180HYV2 | LAN180HYV2 | Singlezone Non-ducted Wall Placement | 22000 | 13500 | 2.75 | 22600 | 2.37
LG |  | 8584525 | HRCU-A-CB-O | LAU180HYV1 | LAN180HYV1 | Singlezone Non-ducted Wall Placement | 22000 | 13000 | 2.78 | 19300 | 2.37
LG |  | 7184507 | HMSV-A-CB | LMU24CHV |  | Multizone Mix of Non-ducted and Ducted | 23250 | 14250 | 2.59 | 14109 | 2.43
LG |  | 8111355 | HMSV-A-CB | LMU30CHV |  | Multizone All Non-ducted | 32000 | 19600 | 2.74 | 20622 | 2.5
LG |  | 10444103 | HMSV-A-CB | LMU420HHV |  | Multizone Mix of Non-ducted and Ducted | 45000 | 29000 | 2.75 | 45000 | 2.11
LG |  | 10443474 | HMSV-A-CB | LMU420HHV |  | Multizone All Ducted | 45000 | 29000 | 2.71 | 45000 | 2.07
LG |  | 10443471 | HMSV-A-CB | LMU420HHV |  | Multizone All Non-ducted | 45000 | 29000 | 2.8 | 45000 | 2.15
LG |  | 8111358 | HMSV-A-CB | LMU480HV |  | Multizone All Non-ducted | 54000 | 34080 | 3.31 | 38900 | 2.52
LG |  | 10445376 | HMSV-A-CB | LMU300HHV |  | Multizone All Non-ducted | 28600 | 18900 | 2.8 | 28600 | 2.16
LG |  | 10443472 | HMSV-A-CB | LMU360HHV |  | Multizone All Non-ducted | 41000 | 28000 | 2.9 | 41000 | 2.11
LG |  | 10445374 | HMSV-A-CB | LMU240HHV |  | Multizone All Non-ducted | 26000 | 17400 | 2.8 | 26000 | 2.1
LG |  | 10443475 | HMSV-A-CB | LMU360HHV |  | Multizone All Ducted | 40000 | 27000 | 2.5 | 40000 | 2.01
LG |  | 10445111 | HMSV-A-CB | LMU360HHV |  | Multizone Mix of Non-ducted and Ducted | 40500 | 27500 | 2.68 | 40500 | 2.06
LG |  | 7849625 | HRCU-A-CB-O | LAU120HYV1 | LAN120HYV1 | Singlezone Non-ducted Wall Placement | 12000 | 7360 | 3.54 | 13720 | 2.74
LG |  | 9680935 | HRCU-A-CB-O | LAU150HYV2 | LAN150HYV2 | Singlezone Non-ducted Wall Placement | 18000 | 11000 | 2.88 | 18940 | 2.57
LG |  | 7947563 | HRCU-A-CB-O | LAU090HYV1 | LAN090HYV1 | Singlezone Non-ducted Wall Placement | 11000 | 6750 | 3.47 | 11220 | 2.88
LG |  | 8584526 | HRCU-A-CB-O | LAU240HYV1 | LAN240HYV1 | Singlezone Non-ducted Wall Placement | 27000 | 17200 | 2.8 | 23690 | 2.24
LG | LG | 10567393 | HRCU-A-CB-O | LSU090HSV5 | LAN090HSV5 | Singlezone Non-ducted Wall Placement | 10900 | 6690 | 3.44 | 9570 | 2.8
LG | LG | 10570122 | HRCU-A-CB-O | LSU120HSV5 | LAN120HSV5 | Singlezone Non-ducted Wall Placement | 13600 | 8350 | 2.85 | 11930 | 2.38
LG | LG | 10567394 | HRCU-A-CB-O | LSU090HSV5 | LSN090HSV5 | Singlezone Non-ducted Wall Placement | 10900 | 6600 | 3.39 | 9570 | 2.8
LG | LG | 10570123 | HRCU-A-CB-O | LSU120HSV5 | LSN120HSV5 | Singlezone Non-ducted Wall Placement | 13600 | 8350 | 2.85 | 11930 | 2.38
LG | LG | 10567390 | HRCU-A-CB-O | LSU180HSV5 | LAN180HSV5 | Singlezone Non-ducted Wall Placement | 21600 | 13250 | 2.77 | 19300 | 2.28
LG | LG | 10567391 | HRCU-A-CB-O | LSU180HSV5 | LSN180HSV5 | Singlezone Non-ducted Wall Placement | 21600 | 13250 | 2.77 | 19300 | 2.28
LUXAIRE |  | 10309107 | HRCU-A-CB | HL20B4821 | CM50DE3A1+MVC20DN21 | Singlezone Ducted, Centrally Ducted | 58000 | 42500 | 2.56 | 34000 | 2.51
MAYTAG | MAYTAG PSH1BG SERIES | 10296739 | HRCU-A-CB | PSH1BG4CVRX48K | B6VMAX48K-C | Singlezone Ducted, Centrally Ducted | 44000 | 27800 | 2.63 | 27550 | 2.21
MAYTAG | MAYTAG PSH1BG SERIES | 10296743 | HRCU-A-CB | PSH1BG4CVRX60K | B6VMAX60K-C | Singlezone Ducted, Centrally Ducted | 56000 | 32000 | 2.53 | 33500 | 2.31
MAYTAG | MAYTAG PSH1BG SERIES | 10296742 | HRCU-A-CB | PSH1BG4CVRX48K | C6B(A,H)-X48(C,U)-C | Singlezone Ducted, Centrally Ducted | 44000 | 27800 | 2.63 | 27550 | 2.21
MAYTAG | MAYTAG PSH1BG SERIES | 10296740 | HRCU-A-CB | PSH1BG4CVRX48K | C6B(A,H)-X48(C,U)-C | Singlezone Ducted, Centrally Ducted | 44000 | 28000 | 2.56 | 27800 | 2.2
MAYTAG | MAYTAG PSH1BG SERIES | 10296745 | HRCU-A-CB | PSH1BG4CVRX60K | C6B(A,H)-X60(C,U)-C | Singlezone Ducted, Centrally Ducted | 44200 | 28000 | 2.56 | 27800 | 2.14
MAYTAG | MAYTAG PSH1BG SERIES | 10296746 | HRCU-A-CB | PSH1BG4CVRX60K | C6B(A,H)-X60(C,U)-C | Singlezone Ducted, Centrally Ducted | 56000 | 32000 | 2.53 | 33500 | 2.31
MAYTAG | MAYTAG PSH1BG SERIES | 10296728 | HRCU-A-CB | PSH1BG4CVRX24K | B6VMAX24K-B | Singlezone Ducted, Centrally Ducted | 22400 | 14200 | 2.77 | 12650 | 2.12
MAYTAG | MAYTAG PSH1BG SERIES | 10296733 | HRCU-A-CB | PSH1BG4CVRX36K | B6VMAX36K-B | Singlezone Ducted, Centrally Ducted | 34400 | 21800 | 2.66 | 20150 | 2.27
MAYTAG | MAYTAG PSH1BG SERIES | 10296730 | HRCU-A-CB | PSH1BG4CVRX24K | C6B(A,H)-X26(C,U)-B | Singlezone Ducted, Centrally Ducted | 22200 | 14100 | 2.58 | 12800 | 2.03
MAYTAG | MAYTAG PSH1BG SERIES | 10296731 | HRCU-A-CB | PSH1BG4CVRX24K | C6B(A,H)-X26(C,U)-B | Singlezone Ducted, Centrally Ducted | 22400 | 14200 | 2.77 | 12650 | 2.12
MAYTAG | MAYTAG PSH1BG SERIES | 10296736 | HRCU-A-CB | PSH1BG4CVRX36K | C6B(A,H)-X36(C,U)-B | Singlezone Ducted, Centrally Ducted | 34400 | 21800 | 2.66 | 20150 | 2.27
MAYTAG | MAYTAG PSH1BG SERIES | 10296734 | HRCU-A-CB | PSH1BG4CVRX36K | C6B(A,H)-X36(C,U)-B | Singlezone Ducted, Centrally Ducted | 34200 | 21800 | 2.66 | 20250 | 2.28
MAYTAG | MAYTAG PSH1BG SERIES | 10296737 | HRCU-A-CB | PSH1BG4CVRX36K | C6B(A,H)-X36(C,U)-C | Singlezone Ducted, Centrally Ducted | 34200 | 21800 | 2.66 | 20250 | 2.28
MAYTAG | M1200 | 5597453 | HRCU-A-CB | PSH4BG024K | B6VMAX024K-B | Singlezone Ducted, Centrally Ducted | 22400 | 14200 | 2.77 | 12600 | 2.05
MAYTAG | M1200 | 5597457 | HRCU-A-CB | PSH4BG036K | B6VMAX036K-B | Singlezone Ducted, Centrally Ducted | 34400 | 21800 | 2.66 | 20100 | 2.27
MIDEA | Mid-tier | 201796606 | HRCU-A-CB-O | DLCSRAH09AAK | DLFSCAH09XAK | Singlezone Non-ducted, Ceiling Placement | 10000 | 6700 | 2.58 | 11870 | 1.94
MIDEA | Mid-tier | 201796611 | HRCU-A-CB-O | DLCSRAH18AAK | DLFSCAH18XAK | Singlezone Non-ducted, Ceiling Placement | 18000 | 12000 | 2.59 | 15710 | 2.4
MIDEA | Excel | 201846987 | HRCU-A-CB-O | 38MAQB12R--1 | DHMSHAQ12XA1 | Singlezone Non-ducted Wall Placement | 12000 | 7600 | 2.59 | 6490 | 1.94
MIDEA | Advantage | 201756552 | HRCU-A-CB-O | DLCSRAH36AAK | DLFSHAH36XAK | Singlezone Non-ducted Wall Placement | 36000 | 20600 | 2.55 | 18930 | 2.56
MIDEA | Advantage | 201756547 | HRCU-A-CB-O | DLCSRAH09AAK | DLFSHAH09XAK | Singlezone Non-ducted Wall Placement | 12000 | 7500 | 2.65 | 9840 | 2.1
MIDEA |  | 201753972 | HRCU-A-CB-O | DLCPRAH09AAK | DLFPHAH09XAK | Singlezone Non-ducted Wall Placement | 10000 | 7200 | 2.78 | 13047 | 1.97
MIDEA |  | 201756546 | HRCU-A-CB-O | DLCSRAH12AAJ | DLFSHAH12XAJ | Singlezone Non-ducted Wall Placement | 11800 | 7100 | 2.57 | 7800 | 2.01
MIDEA |  | 201796612 | HRCU-A-CB | DLCSRAH24AAK | DLFSDAH24XAK | Singlezone Ducted, "Compact Ducted" | 24000 | 17400 | 2.96 | 30000 | 1.93
MIDEA |  | 201753971 | HRCU-A-CB-O | 38MPRAQ12AA3 | DHMPHAQ12XA3 | Singlezone Non-ducted Wall Placement | 12000 | 6800 | 2.66 | 13887 | 2
MIDEA |  | 201753970 | HRCU-A-CB-O | 38MPRAQ09AA3 | DHMPHAQ09XA3 | Singlezone Non-ducted Wall Placement | 10000 | 7200 | 2.78 | 13000 | 2.01
MIDEA | Elevate | 202463640 | HRCU-A-CB-O | 38MPRAQ18AA3 | DHMPHAQ18XA3 | Singlezone Non-ducted Wall Placement | 18000 | 12300 | 3.19 | 18000 | 2
MIDEA | Elevate | 202463641 | HRCU-A-CB-O | 38MPRAQ24AA3 | DHMPHAQ24XA3 | Singlezone Non-ducted Wall Placement | 24000 | 15450 | 3 | 24000 | 2
MIDEA | Max | 202463654 | HRCU-A-CB-O | DLCPRAH18AAK | DLFPHAH18XAK | Singlezone Non-ducted Wall Placement | 18000 | 12300 | 3.19 | 18000 | 2
MIDEA | Max | 202463655 | HRCU-A-CB-O | DLCPRAH24AAK | DLFPHAH24XAK | Singlezone Non-ducted Wall Placement | 24000 | 15450 | 3 | 24000 | 2
MITSUBISHI ELECTRIC | Mitsubishi Electric | 201755026 | HRCU-A-CB | PUMY-P36NKMU* |  | Multizone Mix of Non-ducted and Ducted | 42000 | 26500 | 2.78 | 29000 | 2.24
MITSUBISHI ELECTRIC | M-Series | 201755020 | HRCU-A-CB | MXZ-4C36NAHZ |  | Multizone Mix of Non-ducted and Ducted | 45000 | 35000 | 2.53 | 45000 | 2.12
MITSUBISHI ELECTRIC | Mitsubishi Electric | 201754319 | HRCU-A-CB-O | PUZ-A36NKA7 | PLA-A36EA7 | Singlezone Non-ducted, Ceiling Placement | 38000 | 22000 | 2.59 | 21600 | 2.43
MITSUBISHI ELECTRIC | M-Series; KJ-Series | 201754291 | HRCU-A-CB-O | MUFZ-KJ12NAHZ | MFZ-KJ12NA | Singlezone Non-ducted, Floor Placement | 13000 | 8800 | 2.77 | 13000 | 2.1
MITSUBISHI ELECTRIC | M-Series | 201754416 | HRCU-A-CB-O | MUFZ-KJ09NAHZ | MFZ-KJ09NA | Singlezone Non-ducted, Floor Placement | 11000 | 7500 | 2.75 | 11000 | 2.01
MITSUBISHI ELECTRIC | M-Series | 201754293 | HRCU-A-CB-O | MUFZ-KJ18NAHZ | MFZ-KJ18NA | Singlezone Non-ducted, Floor Placement | 21000 | 12800 | 2.62 | 21000 | 2.05
MITSUBISHI ELECTRIC | M-Series | 201754434 | HRCU-A-CB-O | MUZ-HM15NA-U1 | MSZ-HM15NA-U1 | Singlezone Non-ducted Wall Placement | 18000 | 11500 | 2.55 | 12240 | 2.12
MITSUBISHI ELECTRIC | M-Series | 201754926 | HRCU-A-CB-O | MXZ-5C42NAHZ |  | Multizone All Non-ducted | 48000 | 35800 | 2.87 | 48000 | 2.51
MITSUBISHI ELECTRIC | M-Series | 202732309 | HMSV-A-CB | MXZ-2C20NAHZ2 | MSZ-FH09NAMSZ-FH09NA | Multizone All Non-ducted | 22000 | 13000 | 2.63 | 22000 | 2.07
MITSUBISHI ELECTRIC | Mitsubishi Electric | 201754444 | HMSV-A-CB | PUMY-P36NKMU* |  | Multizone All Ducted | 42000 | 26600 | 2.6 | 30000 | 2.25
MITSUBISHI ELECTRIC | Mitsubishi Electric | 201754445 | HRCU-A-CB-O | PUMY-P36NKMU* |  | Multizone All Non-ducted | 42000 | 26400 | 2.99 | 29000 | 2.3
MITSUBISHI ELECTRIC | Mitsubishi Electric | 201754447 | HRCU-A-CB-O | PUMY-P48NKMU* |  | Multizone All Non-ducted | 54000 | 31400 | 2.92 | 36400 | 2.2
MITSUBISHI ELECTRIC | Mitsubishi Electric | 201754640 | HRCU-A-CB-O | PUMY-P60NKMU1 |  | Multizone All Non-ducted | 66000 | 41500 | 2.6 | 57000 | 1.9
MITSUBISHI ELECTRIC | Mitsubishi Electric | 201754642 | HRCU-A-CB-O | MXZ-2C20NA2 |  | Multizone All Non-ducted | 22000 | 12500 | 2.82 | 11100 | 2.03
MITSUBISHI ELECTRIC | M-Series | 201754637 | HRCU-A-CB-O | MXZ-8C60NA-U* |  | Multizone All Non-ducted | 66000 | 41500 | 2.5 | 57000 | 2.07
MITSUBISHI ELECTRIC | Mitsubishi Electric | 201754299 | HRCU-A-CB-O | MUZ-FH12NAH | MSZ-FH12NAH | Singlezone Non-ducted Wall Placement | 13600 | 8100 | 2.83 | 13600 | 2.07
MITSUBISHI ELECTRIC | Mitsubishi Electric | 201754297 | HRCU-A-CB-O | MUZ-FH09NAH | MSZ-FH09NA** | Singlezone Non-ducted Wall Placement | 10900 | 6700 | 2.73 | 10900 | 2.73
MITSUBISHI ELECTRIC | M-Series | 201754302 | HRCU-A-CB-O | MUZ-FH18NA2 | MSZ-FH18NA2 | Singlezone Non-ducted Wall Placement | 20300 | 13700 | 3.04 | 20300 | 2.01
MITSUBISHI ELECTRIC | Mitsubishi Electric | 201754648 | HRCU-A-CB-O | MUZ-GL09NA-U1 | MSZ-GL09NA-U1 | Singlezone Non-ducted Wall Placement | 10900 | 6700 | 3.12 | 8000 | 2.76
MITSUBISHI ELECTRIC | M-Series | 201754904 | HRCU-A-CB-O | MXZ-3C24NAHZ2 |  | Multizone All Non-ducted | 25000 | 14000 | 2.53 | 25000 | 1.92
MITSUBISHI ELECTRIC | M-Series | 201754911 | HRCU-A-CB-O | MXZ-4C36NAHZ |  | Multizone All Non-ducted | 45000 | 34000 | 2.85 | 45000 | 2.42
MITSUBISHI ELECTRIC | Mitsubishi Electric | 201754316 | HRCU-A-CB-O | MUZ-GL24NA-U1 | MSZ-GL24NA-U1 | Singlezone Non-ducted Wall Placement | 27600 | 16000 | 2.65 | 20200 | 1.98
MITSUBISHI ELECTRIC | Mitsubishi Electric | 201754318 | HRCU-A-CB-O | PUZ-A24NHA7 | PLA-A24EA7 | Singlezone Non-ducted Wall Placement | 26000 | 14900 | 2.73 | 13000 | 2.72
MITSUBISHI ELECTRIC | M-Series | 202490340 | HRCU-A-CB-O | MUZ-GL24NA-U2 | MSZ-GL24NA-U1 | Singlezone Non-ducted Wall Placement | 27600 | 16000 | 2.65 | 20200 | 1.98
MITSUBISHI ELECTRIC | M-Series | 201754310 | HRCU-A-CB-O | MUZ-GL12NAH-U1 | MSZ-GL12NA-U1 | Singlezone Non-ducted Wall Placement | 14400 | 9200 | 2.7 | 10200 | 2.6
MITSUBISHI ELECTRIC | P-Series | 201754450 | HRCU-A-CB-O | PUZ-A12NKA7*** | PLA-A12EA* | Singlezone Non-ducted, Ceiling Placement | 14000 | 10100 | 2.53 | 13000 | 2.01
MITSUBISHI ELECTRIC | M-Series | 202392020 | HRCU-A-CB-O | SUZ-KA18NA2 | MLZ-KP18NA | Singlezone Non-ducted, Ceiling Placement | 20000 | 13100 | 2.63 | 10700 | 2.55
MITSUBISHI ELECTRIC | M-Series | 202392019 | HRCU-A-CB-O | SUZ-KA12NA2 | MLZ-KP12NA | Singlezone Non-ducted, Ceiling Placement | 15400 | 9900 | 2.84 | 7900 | 2.36
MITSUBISHI ELECTRIC | M-Series | 202392021 | HRCU-A-CB-O | SUZ-KA09NA2 | SLZ-KF09NA | Singlezone Non-ducted, Ceiling Placement | 11000 | 6900 | 2.5 | 5600 | 3.04
MITSUBISHI ELECTRIC | M-Series | 202392023 | HRCU-A-CB-O | SUZ-KA18NA2 | SLZ-KF18NA | Singlezone Non-ducted, Ceiling Placement | 19700 | 12900 | 2.68 | 9800 | 2.37
MITSUBISHI ELECTRIC | M-Series | 202392029 | HRCU-A-CB | SUZ-KA15NA2 | SEZ-KD15NA | Singlezone Ducted, "Compact Ducted" | 18000 | 11700 | 2.68 | 10000 | 2.55
MITSUBISHI ELECTRIC | M-Series | 202392030 | HRCU-A-CB | SUZ-KA18NA2 | SEZ-KD18NA | Singlezone Ducted, "Compact Ducted" | 21600 | 13900 | 2.87 | 12000 | 2.88
MITSUBISHI ELECTRIC | M-Series | 202392034 | HRCU-A-CB | SUZ-KA18NAH2 | SEZ-KD18NA | Singlezone Ducted, "Compact Ducted" | 21600 | 13900 | 2.65 | 10700 | 2.34
MITSUBISHI ELECTRIC | M-Series | 202392038 | HRCU-A-CB | SUZ-KA09NA2 | PEAD-A09AA | Singlezone Ducted, Centrally Ducted | 12000 | 7600 | 2.53 | 6100 | 2.93
MITSUBISHI ELECTRIC | M-Series | 202392040 | HRCU-A-CB | SUZ-KA18NA2 | PEAD-A18AA | Singlezone Ducted, Centrally Ducted | 21600 | 14000 | 2.85 | 12000 | 2.86
MITSUBISHI ELECTRIC | M-Series | 202392046 | HRCU-A-CB | SUZ-KA18NAH2 | PEAD-A18AA | Singlezone Ducted, Centrally Ducted | 21600 | 14000 | 2.63 | 12000 | 2.61
MITSUBISHI ELECTRIC | M-Series | 202392053 | HRCU-A-CB | SUZ-KA12NA2 | SVZ-KP12NA | Singlezone Ducted, Centrally Ducted | 15000 | 9900 | 2.59 | 7800 | 2.75
MITSUBISHI ELECTRIC | M-Series | 202392054 | HRCU-A-CB | SUZ-KA18NA2 | SVZ-KP18NA | Singlezone Ducted, Centrally Ducted | 21600 | 14000 | 2.81 | 12200 | 2.88
MITSUBISHI ELECTRIC | M-Series | 202392056 | HRCU-A-CB | SUZ-KA18NAH2 | SVZ-KP18NA | Singlezone Ducted, Centrally Ducted | 21600 | 14000 | 2.6 | 12200 | 2.63
MITSUBISHI ELECTRIC | M-Series | 202392060 | HRCU-A-CB | SUZ-KA12NA2 | PEAD-A12AA | Singlezone Ducted, Centrally Ducted | 15000 | 9900 | 2.71 | 7900 | 2.86
MITSUBISHI ELECTRIC | S-Series | 202412084 | HMSV-A-CB | PUMY-P36NKMU2 |  | Multizone All Non-ducted | 42000 | 28728 | 2.79 | 29000 | 2.2
MITSUBISHI ELECTRIC | S-Series H2i | 202412085 | HMSV-A-CB | PUMY-HP36NKMU |  | Multizone All Non-ducted | 42000 | 45898 | 3.17 | 42000 | 2
MITSUBISHI ELECTRIC | S-Series | 202412087 | HMSV-A-CB | PUMY-P48NKMU2 |  | Multizone All Non-ducted | 54000 | 36936 | 2.79 | 36800 | 2.1
MITSUBISHI ELECTRIC | S-Series H2i | 202412088 | HMSV-A-CB | PUMY-HP48NKMU |  | Multizone All Non-ducted | 54000 | 59011 | 3.18 | 54000 | 2
MITSUBISHI ELECTRIC | S-Series | 202412089 | HMSV-A-CB | PUMY-P60NKMU2 |  | Multizone All Non-ducted | 66000 | 45144 | 2.86 | 57000 | 2
MITSUBISHI ELECTRIC | S-Series | 202423532 | HMSV-A-CB | PUMY-P36NKMU2 |  | Multizone All Ducted | 42000 | 28728 | 2.58 | 29000 | 2
MITSUBISHI ELECTRIC | S-Series H2i | 202423533 | HMSV-A-CB | PUMY-HP36NKMU |  | Multizone All Ducted | 42000 | 45898 | 2.94 | 42000 | 1.9
MITSUBISHI ELECTRIC | S-Series H2i | 202426335 | HMSV-A-CB | PUMY-HP36NKMU |  | Multizone Mix of Non-ducted and Ducted | 42000 | 45898 | 3.05 | 42000 | 1.95
MITSUBISHI ELECTRIC | S-Series | 202426337 | HMSV-A-CB | PUMY-P36NKMU2 |  | Multizone Mix of Non-ducted and Ducted | 42000 | 28728 | 2.68 | 29000 | 2.09
MITSUBISHI ELECTRIC | M-Series | 202392036 | HRCU-A-CB-O | SUZ-KA12NAH2 | MLZ-KP12NA | Singlezone Non-ducted, Ceiling Placement | 15400 | 9900 | 2.52 | 7900 | 2.09
MITSUBISHI ELECTRIC | Mitsubishi Electric | 201754315 | HRCU-A-CB-O | MUZ-GL18NA-U1 | MSZ-GL18NA-U1 | Singlezone Non-ducted Wall Placement | 21600 | 13800 | 2.73 | 15100 | 2.35
MITSUBISHI ELECTRIC | Mitsubishi Electric | 201754427 | HRCU-A-CB-O | MUZ-FH06NAH | MSZ-FH06NAH | Singlezone Non-ducted Wall Placement | 8700 | 5900 | 2.74 | 8700 | 2.45
MITSUBISHI ELECTRIC | M-Series H2i | 201754296 | HRCU-A-CB-O | MUZ-FH09NA | MSZ-FH09NA | Singlezone Non-ducted Wall Placement | 10900 | 6700 | 3.27 | 10900 | 2.37
MITSUBISHI ELECTRIC | Mitsubishi Electric | 201754303 | HRCU-A-CB-O | MUZ-FH18NAH2 | MSZ-FH18NA | Singlezone Non-ducted Wall Placement | 20300 | 12480 | 2.93 | 20900 | 2.06
MITSUBISHI ELECTRIC | Mitsubishi Electric | 201754311 | HRCU-A-CB-O | MUZ-GL12NA-U1 | MSZ-GL12NA-U1 | Singlezone Non-ducted Wall Placement | 14400 | 9200 | 3.1 | 10200 | 2.93
MITSUBISHI ELECTRIC | M-Series H2i | 201754298 | HRCU-A-CB-O | MUZ-FH12NA | MSZ-FH12NA | Singlezone Non-ducted Wall Placement | 13600 | 8000 | 3.26 | 13600 | 2.21
MITSUBISHI ELECTRIC | M-Series | 201754314 | HRCU-A-CB-O | MUZ-GL18NAH-U1 | MSZ-GL18NA-U1 | Singlezone Non-ducted Wall Placement | 21600 | 13800 | 2.53 | 15100 | 2.21
MITSUBISHI ELECTRIC | M-Series | 201849577 | HRCU-A-CB-O | MUZ-GL09NAH-U1 | MSZ-GL09NA-U1 | Singlezone Non-ducted Wall Placement | 10900 | 6700 | 2.58 | 8000 | 2.39
MITSUBISHI ELECTRIC | M-Series | 202392018 | HRCU-A-CB-O | SUZ-KA09NA2 | MLZ-KP09NA | Singlezone Non-ducted, Ceiling Placement | 12000 | 7700 | 3.22 | 6100 | 3.08
MITSUBISHI ELECTRIC | M-Series | 202392027 | HRCU-A-CB | SUZ-KA09NA2 | SEZ-KD09NA | Singlezone Ducted, "Compact Ducted" | 12000 | 7600 | 2.53 | 6000 | 2.44
MITSUBISHI ELECTRIC | M-Series | 202392035 | HRCU-A-CB-O | SUZ-KA09NAH2 | MLZ-KP09NA | Singlezone Non-ducted, Ceiling Placement | 12000 | 7700 | 2.72 | 6100 | 2.52
NUTONE | NUTONE FSH1BG SERIES | 10254915 | HRCU-A-CB | FSH1BG4CVRX48K | B6VMAX48K-C | Singlezone Ducted, Centrally Ducted | 44000 | 27800 | 2.63 | 27550 | 2.21
NUTONE | NUTONE FSH1BG SERIES | 10254934 | HRCU-A-CB | FSH1BG4CVRX60K | B6VMAX60K-C | Singlezone Ducted, Centrally Ducted | 56000 | 32000 | 2.53 | 33500 | 2.31
NUTONE | NUTONE FSH1BG SERIES | 10254924 | HRCU-A-CB | FSH1BG4CVRX48K | C6B(A,H)-X48(C,U)-C | Singlezone Ducted, Centrally Ducted | 44200 | 28000 | 2.56 | 27800 | 2.2
NUTONE | NUTONE FSH1BG SERIES | 10254919 | HRCU-A-CB | FSH1BG4CVRX48K | C6B(A,H)-X48(C,U)-C | Singlezone Ducted, Centrally Ducted | 44200 | 28000 | 2.56 | 27800 | 2.2
NUTONE | NUTONE FSH1BG SERIES | 10254929 | HRCU-A-CB | FSH1BG4CVRX48K | C6B(A,H)-X48(C,U)-C | Singlezone Ducted, Centrally Ducted | 44000 | 27800 | 2.63 | 27550 | 2.21
NUTONE | NUTONE FSH1BG SERIES | 10254948 | HRCU-A-CB | FSH1BG4CVRX60K | C6B(A,H)-X60(C,U)-C | Singlezone Ducted, Centrally Ducted | 56000 | 32000 | 2.53 | 33500 | 2.31
NUTONE | NUTONE FSH1BG SERIES | 10254868 | HRCU-A-CB | FSH1BG4CVRX24K | B6VMAX24K-B | Singlezone Ducted, Centrally Ducted | 22400 | 14200 | 2.77 | 12650 | 2.12
NUTONE | NUTONE FSH1BG SERIES | 10254887 | HRCU-A-CB | FSH1BG4CVRX36K | B6VMAX36K-B | Singlezone Ducted, Centrally Ducted | 34400 | 21800 | 2.66 | 20150 | 2.27
NUTONE | NUTONE FSH1BG SERIES | 10254872 | HRCU-A-CB | FSH1BG4CVRX24K | C6B(A,H)-X26(C,U)-B | Singlezone Ducted, Centrally Ducted | 22200 | 14100 | 2.58 | 12800 | 2.03
NUTONE | NUTONE FSH1BG SERIES | 10254877 | HRCU-A-CB | FSH1BG4CVRX24K | C6B(A,H)-X26(C,U)-B | Singlezone Ducted, Centrally Ducted | 22200 | 14100 | 2.58 | 12800 | 2.03
NUTONE | NUTONE FSH1BG SERIES | 10254882 | HRCU-A-CB | FSH1BG4CVRX24K | C6B(A,H)-X26(C,U)-B | Singlezone Ducted, Centrally Ducted | 22400 | 14200 | 2.77 | 12650 | 2.12
NUTONE | NUTONE FSH1BG SERIES | 10254901 | HRCU-A-CB | FSH1BG4CVRX36K | C6B(A,H)-X36(C,U)-B | Singlezone Ducted, Centrally Ducted | 34400 | 21800 | 2.66 | 20150 | 2.27
NUTONE | NUTONE FSH1BG SERIES | 10254891 | HRCU-A-CB | FSH1BG4CVRX36K | C6B(A,H)-X36(C,U)-B | Singlezone Ducted, Centrally Ducted | 34200 | 21800 | 2.66 | 20250 | 2.28
NUTONE | NUTONE FSH1BG SERIES | 10254896 | HRCU-A-CB | FSH1BG4CVRX36K | C6B(A,H)-X36(C,U)-B | Singlezone Ducted, Centrally Ducted | 34200 | 21800 | 2.66 | 20250 | 2.28
NUTONE | NUTONE FSH1BG SERIES | 10254905 | HRCU-A-CB | FSH1BG4CVRX36K | C6B(A,H)-X36(C,U)-C | Singlezone Ducted, Centrally Ducted | 34200 | 21800 | 2.66 | 20250 | 2.28
NUTONE | NUTONE FSH1BG SERIES | 10254910 | HRCU-A-CB | FSH1BG4CVRX36K | C6B(A,H)-X36(C,U)-C | Singlezone Ducted, Centrally Ducted | 34200 | 21800 | 2.66 | 20250 | 2.28
ONYX | ONYX FSH1BG SERIES | 202083642 | HRCU-A-CB | FSH1BG4CVRX48K | B6VMAX48K-C | Singlezone Ducted, Centrally Ducted | 44000 | 27800 | 2.63 | 27550 | 2.21
ONYX | ONYX FSH1BG SERIES | 202083643 | HRCU-A-CB | FSH1BG4CVRX60K | B6VMAX60K-C | Singlezone Ducted, Centrally Ducted | 56000 | 32000 | 2.53 | 33500 | 2.31
ONYX | ONYX FSH1BG SERIES | 202083625 | HRCU-A-CB | FSH1BG4CVRX48K | C6B(A,H)-X48(C,U)-C | Singlezone Ducted, Centrally Ducted | 44200 | 28000 | 2.56 | 27800 | 2.2
ONYX | ONYX FSH1BG SERIES | 202083626 | HRCU-A-CB | FSH1BG4CVRX48K | C6B(A,H)-X48(C,U)-C | Singlezone Ducted, Centrally Ducted | 44200 | 28000 | 2.56 | 27800 | 2.2
ONYX | ONYX FSH1BG SERIES | 202083627 | HRCU-A-CB | FSH1BG4CVRX48K | C6B(A,H)-X48(C,U)-C | Singlezone Ducted, Centrally Ducted | 44000 | 27800 | 2.63 | 27550 | 2.21
ONYX | ONYX FSH1BG SERIES | 202083630 | HRCU-A-CB | FSH1BG4CVRX60K | C6B(A,H)-X60(C,U)-C | Singlezone Ducted, Centrally Ducted | 56000 | 32000 | 2.53 | 33500 | 2.31
ONYX | ONYX FSH1BG SERIES | 202083640 | HRCU-A-CB | FSH1BG4CVRX24K | B6VMAX24K-B | Singlezone Ducted, Centrally Ducted | 22400 | 14200 | 2.77 | 12650 | 2.12
ONYX | ONYX FSH1BG SERIES | 202083641 | HRCU-A-CB | FSH1BG4CVRX36K | B6VMAX36K-B | Singlezone Ducted, Centrally Ducted | 34400 | 21800 | 2.66 | 20150 | 2.27
ONYX | ONYX FSH1BG SERIES | 202083617 | HRCU-A-CB | FSH1BG4CVRX24K | C6B(A,H)-X26(C,U)-B | Singlezone Ducted, Centrally Ducted | 22200 | 14100 | 2.58 | 12800 | 2.03
ONYX | ONYX FSH1BG SERIES | 202083618 | HRCU-A-CB | FSH1BG4CVRX24K | C6B(A,H)-X26(C,U)-B | Singlezone Ducted, Centrally Ducted | 22200 | 14100 | 2.58 | 12800 | 2.03
ONYX | ONYX FSH1BG SERIES | 202083619 | HRCU-A-CB | FSH1BG4CVRX24K | C6B(A,H)-X26(C,U)-B | Singlezone Ducted, Centrally Ducted | 22400 | 14200 | 2.77 | 12650 | 2.12
ONYX | ONYX FSH1BG SERIES | 202083622 | HRCU-A-CB | FSH1BG4CVRX36K | C6B(A,H)-X36(C,U)-B | Singlezone Ducted, Centrally Ducted | 34400 | 21800 | 2.66 | 20150 | 2.27
ONYX | ONYX FSH1BG SERIES | 202083620 | HRCU-A-CB | FSH1BG4CVRX36K | C6B(A,H)-X36(C,U)-B | Singlezone Ducted, Centrally Ducted | 34200 | 21800 | 2.66 | 20250 | 2.28
ONYX | ONYX FSH1BG SERIES | 202083621 | HRCU-A-CB | FSH1BG4CVRX36K | C6B(A,H)-X36(C,U)-B | Singlezone Ducted, Centrally Ducted | 34200 | 21800 | 2.66 | 20250 | 2.28
ONYX | ONYX FSH1BG SERIES | 202083624 | HRCU-A-CB | FSH1BG4CVRX36K | C6B(A,H)-X36(C,U)-C | Singlezone Ducted, Centrally Ducted | 34200 | 21800 | 2.66 | 20250 | 2.28
ONYX | ONYX FSH1BG SERIES | 202083623 | HRCU-A-CB | FSH1BG4CVRX36K | C6B(A,H)-X36(C,U)-C | Singlezone Ducted, Centrally Ducted | 34200 | 21800 | 2.66 | 20250 | 2.28
PANASONIC | Low-Profile Ducted | 9125308 | HRCU-A-CB | CU-E9SD3UA | CS-E9SD3UAW | Singlezone Ducted, "Compact Ducted" | 9000 | 7900 | 2.54 | 7800 | 2.06
PANASONIC | RAC Multi E | 10221199 | HMSV-A-CB | CU-3E19RBU-5 |  | Multizone All Non-ducted | 26000 | 20800 | 2.57 | 18900 | 2.1
PANASONIC | Exterios E | 7958200 | HRCU-A-CB-O | CU-E18RKUA | CS-E18RKUAW | Singlezone Non-ducted Wall Placement | 21600 | 12000 | 2.71 | 10100 | 2.24
PANASONIC | Wall Mounted | 9571162 | HRCU-A-CB-O | CU-XE15SKUA | CS-XE15SKUA | Singlezone Non-ducted Wall Placement | 18000 | 11000 | 3.16 | 15700 | 1.98
PANASONIC | Exterios XE | 201900302 | HRCU-A-CB-O | CU-XE15SKUA-1 | CS-XE15SKUA-1 | Singlezone Non-ducted Wall Placement | 17200 | 18200 | 5.23 | 17200 | 1.98
PAYNE | Mid-tier | 201846967 | HRCU-A-CB-O | 38MAQB12R--1 | DHMSHAQ12XA1 | Singlezone Non-ducted Wall Placement | 12000 | 7600 | 2.59 | 6490 | 1.94
PAYNE |  | 201753413 | HRCU-A-CB-O | 38MPRAQ12AA3 | DHMPHAQ12XA3 | Singlezone Non-ducted Wall Placement | 12000 | 6800 | 2.66 | 13887 | 2
PAYNE |  | 201753410 | HRCU-A-CB-O | 38MPRAQ09AA3 | DHMPHAQ09XA3 | Singlezone Non-ducted Wall Placement | 10000 | 7200 | 2.78 | 13000 | 2.01
PAYNE | High Tier | 202463639 | HRCU-A-CB-O | 38MPRAQ24AA3 | DHMPHAQ24XA3 | Singlezone Non-ducted Wall Placement | 24000 | 15450 | 3 | 24000 | 2
PAYNE | High Tier | 202463638 | HRCU-A-CB-O | 38MPRAQ18AA3 | DHMPHAQ18XA3 | Singlezone Non-ducted Wall Placement | 18000 | 12300 | 3.19 | 18000 | 2
PERFECTAIRE |  | 202585746 | HMSV-A-CB | 2PAMSH27-MZO3 |  | Multizone All Non-ducted | 28000 | 17200 | 2.82 | 16820 | 1.95
REZNOR | Lomo | 202443288 | HRCU-A-CB-O | GXH09(2.6)LSK4DH | GHH09(2.6)LUK4DH | Singlezone Non-ducted Wall Placement | 11000 | 6800 | 2.66 | 8680 | 2.04
REZNOR | Lomo | 202443289 | HRCU-A-CB-O | GXH12(3.5)LSK4DH | GHH12(3.5)LUK4DH | Singlezone Non-ducted Wall Placement | 13000 | 7100 | 2.6 | 8611 | 1.91
REZNOR | U-Crown | 202443293 | HRCU-A-CB-O | GXH09(2.6)KSK4DH | GHH09(2.6)KSK4DH | Singlezone Non-ducted Wall Placement | 9000 | 5500 | 2.88 | 10488 | 1.98
REZNOR | Lomo | 202443291 | HRCU-A-CB-O | GXH24(7.0)LSK4DH | GHH24(7.0)LUK4DH | Singlezone Non-ducted Wall Placement | 23000 | 14600 | 2.61 | 22861 | 2.02
REZNOR | U-Crown | 202443295 | HRCU-A-CB-O | GXH18(5.2)KSK4DH | GHH18(5.2)KSK4DH | Singlezone Non-ducted Wall Placement | 19000 | 12700 | 2.5 | 19190 | 2.85
RHEEM |  | 202140938 | HRCU-A-CB | RP2036BJV | RHMV6021SEAC | Singlezone Ducted, Centrally Ducted | 33200 | 39000 | 2.51 | 31743 | 2.25
RHEEM |  | 202141064 | HRCU-A-CB | RP2036BJV | RCF6021SEA+R802VA050317M | Singlezone Ducted, Centrally Ducted | 33200 | 39000 | 2.51 | 31743 | 2.25
RHEEM |  | 202141065 | HRCU-A-CB | RP2036BJV | RCF6021SEA+R802VA075317M | Singlezone Ducted, Centrally Ducted | 33200 | 39000 | 2.51 | 31743 | 2.25
RHEEM |  | 202141067 | HRCU-A-CB | RP2036BJV | RCF6021SEA+R802VA100521M | Singlezone Ducted, Centrally Ducted | 33200 | 39000 | 2.51 | 31743 | 2.25
RHEEM |  | 202141066 | HRCU-A-CB | RP2036BJV | RCF6021SEA+R802VA075421Z | Singlezone Ducted, Centrally Ducted | 33200 | 39000 | 2.51 | 31743 | 2.25
RHEEM |  | 202141069 | HRCU-A-CB | RP2036BJV | RCF6021SEA+R802VA125524M | Singlezone Ducted, Centrally Ducted | 33200 | 39000 | 2.51 | 31743 | 2.25
RHEEM |  | 202141070 | HRCU-A-CB | RP2036BJV | RCF6021SEA+R96VA0852521M | Singlezone Ducted, Centrally Ducted | 33200 | 39000 | 2.51 | 31743 | 2.25
RHEEM |  | 202141071 | HRCU-A-CB | RP2036BJV | RCF6021SEA+R96VA1002521M | Singlezone Ducted, Centrally Ducted | 33200 | 39000 | 2.51 | 31743 | 2.25
RHEEM |  | 202141068 | HRCU-A-CB | RP2036BJV | RCF6021SEA+R802VA100521Z | Singlezone Ducted, Centrally Ducted | 33200 | 39000 | 2.51 | 31743 | 2.25
RHEEM |  | 202141072 | HRCU-A-CB | RP2036BJV | RCF6021SEA+R96VA1152524M | Singlezone Ducted, Centrally Ducted | 33200 | 39000 | 2.51 | 31743 | 2.25
RHEEM |  | 202141073 | HRCU-A-CB | RP2036BJV | RCF6021SEA+R97VB085M521K | Singlezone Ducted, Centrally Ducted | 33200 | 39000 | 2.51 | 31743 | 2.25
RHEEM |  | 202141075 | HRCU-A-CB | RP2036BJV | RCF6021SEA+R97VB100M521K | Singlezone Ducted, Centrally Ducted | 33200 | 39000 | 2.51 | 31743 | 2.25
RHEEM |  | 202141077 | HRCU-A-CB | RP2036BJV | RCF6021SEA+R97VB115M524K | Singlezone Ducted, Centrally Ducted | 33200 | 39000 | 2.51 | 31743 | 2.25
RHEEM |  | 202141074 | HRCU-A-CB | RP2036BJV | RCF6021SEA+R97VB085M521U | Singlezone Ducted, Centrally Ducted | 33200 | 39000 | 2.51 | 31743 | 2.25
RHEEM |  | 202141076 | HRCU-A-CB | RP2036BJV | RCF6021SEA+R97VB100M521U | Singlezone Ducted, Centrally Ducted | 33200 | 39000 | 2.51 | 31743 | 2.25
RHEEM |  | 202141079 | HRCU-A-CB | RP2036BJV | RCF6021SEA+R98VB085M521U | Singlezone Ducted, Centrally Ducted | 33200 | 39000 | 2.51 | 31743 | 2.25
RHEEM |  | 202141081 | HRCU-A-CB | RP2036BJV | RCF6021SEA+R98VB115M524U | Singlezone Ducted, Centrally Ducted | 33200 | 39000 | 2.51 | 31743 | 2.25
RHEEM |  | 202141080 | HRCU-A-CB | RP2036BJV | RCF6021SEA+R98VB100M521U | Singlezone Ducted, Centrally Ducted | 33200 | 39000 | 2.51 | 31743 | 2.25
RUUD |  | 202141049 | HRCU-A-CB | UP2036BJV | RHMV6021SEAC | Singlezone Ducted, Centrally Ducted | 33200 | 39000 | 2.51 | 31743 | 2.25
RUUD |  | 202141116 | HRCU-A-CB | UP2036BJV | RCF6021SEA+U802VA050317M | Singlezone Ducted, Centrally Ducted | 33200 | 39000 | 2.51 | 31743 | 2.25
RUUD |  | 202141118 | HRCU-A-CB | UP2036BJV | RCF6021SEA+U802VA075421Z | Singlezone Ducted, Centrally Ducted | 33200 | 39000 | 2.51 | 31743 | 2.25
RUUD |  | 202141117 | HRCU-A-CB | UP2036BJV | RCF6021SEA+U802VA075317M | Singlezone Ducted, Centrally Ducted | 33200 | 39000 | 2.51 | 31743 | 2.25
RUUD |  | 202141119 | HRCU-A-CB | UP2036BJV | RCF6021SEA+U802VA100521M | Singlezone Ducted, Centrally Ducted | 33200 | 39000 | 2.51 | 31743 | 2.25
RUUD |  | 202141120 | HRCU-A-CB | UP2036BJV | RCF6021SEA+U802VA100521Z | Singlezone Ducted, Centrally Ducted | 33200 | 39000 | 2.51 | 31743 | 2.25
RUUD |  | 202141121 | HRCU-A-CB | UP2036BJV | RCF6021SEA+U802VA125524M | Singlezone Ducted, Centrally Ducted | 33200 | 39000 | 2.51 | 31743 | 2.25
RUUD |  | 202141125 | HRCU-A-CB | UP2036BJV | RCF6021SEA+U97VB085M521K | Singlezone Ducted, Centrally Ducted | 33200 | 39000 | 2.51 | 31743 | 2.25
RUUD |  | 202141122 | HRCU-A-CB | UP2036BJV | RCF6021SEA+U96VA0852521M | Singlezone Ducted, Centrally Ducted | 33200 | 39000 | 2.51 | 31743 | 2.25
RUUD |  | 202141123 | HRCU-A-CB | UP2036BJV | RCF6021SEA+U96VA1002521M | Singlezone Ducted, Centrally Ducted | 33200 | 39000 | 2.51 | 31743 | 2.25
RUUD |  | 202141124 | HRCU-A-CB | UP2036BJV | RCF6021SEA+U96VA1152524M | Singlezone Ducted, Centrally Ducted | 33200 | 39000 | 2.51 | 31743 | 2.25
RUUD |  | 202141126 | HRCU-A-CB | UP2036BJV | RCF6021SEA+U97VB085M521U | Singlezone Ducted, Centrally Ducted | 33200 | 39000 | 2.51 | 31743 | 2.25
RUUD |  | 202141127 | HRCU-A-CB | UP2036BJV | RCF6021SEA+U97VB100M521K | Singlezone Ducted, Centrally Ducted | 33200 | 39000 | 2.51 | 31743 | 2.25
RUUD |  | 202141128 | HRCU-A-CB | UP2036BJV | RCF6021SEA+U97VB100M521U | Singlezone Ducted, Centrally Ducted | 33200 | 39000 | 2.51 | 31743 | 2.25
RUUD |  | 202141131 | HRCU-A-CB | UP2036BJV | RCF6021SEA+U98VB085M521U | Singlezone Ducted, Centrally Ducted | 33200 | 39000 | 2.51 | 31743 | 2.25
RUUD |  | 202141129 | HRCU-A-CB | UP2036BJV | RCF6021SEA+U97VB115M524K | Singlezone Ducted, Centrally Ducted | 33200 | 39000 | 2.51 | 31743 | 2.25
RUUD |  | 202141130 | HRCU-A-CB | UP2036BJV | RCF6021SEA+U97VB115M524U | Singlezone Ducted, Centrally Ducted | 33200 | 39000 | 2.51 | 31743 | 2.25
RUUD |  | 202141133 | HRCU-A-CB | UP2036BJV | RCF6021SEA+U98VB115M524U | Singlezone Ducted, Centrally Ducted | 33200 | 39000 | 2.51 | 31743 | 2.25
RUUD |  | 202141132 | HRCU-A-CB | UP2036BJV | RCF6021SEA+U98VB100M521U | Singlezone Ducted, Centrally Ducted | 33200 | 39000 | 2.51 | 31743 | 2.25
SAMSUNG | FJM Max Heat | 10348192 | HMSV-A-CB | AJ020MCS3CH |  | Multizone All Non-ducted | 22000 | 13000 | 2.63 | 22000 | 1.95
SAMSUNG | Smart Whisper Max Heat | 201993481 | HRCU-A-CB-O | AR18NSWSPWKX | AR18NSWSPWKN | Singlezone Non-ducted Wall Placement | 20600 | 13000 | 2.86 | 21040 | 2.11
SMART COMFORT | Mid-tier | 202119277 | HRCU-A-CB-O | DLCSRAH09AAK | DLFSCAH09XAK | Singlezone Non-ducted, Ceiling Placement | 10000 | 6700 | 2.58 | 11870 | 1.94
SMART COMFORT | Mid-tier | 202119282 | HRCU-A-CB-O | DLCSRAH18AAK | DLFSCAH18XAK | Singlezone Non-ducted, Ceiling Placement | 18000 | 12000 | 2.59 | 15710 | 2.4
SMART COMFORT | Mid-tier | 202119267 | HRCU-A-CB-O | DLCSRAH36AAK | DLFSHAH36XAK | Singlezone Non-ducted Wall Placement | 36000 | 20600 | 2.55 | 18930 | 2.56
SMART COMFORT | Mid-tier | 202119262 | HRCU-A-CB-O | DLCSRAH09AAK | DLFSHAH09XAK | Singlezone Non-ducted Wall Placement | 12000 | 7500 | 2.65 | 9840 | 2.1
SMART COMFORT | High Tier | 202463658 | HRCU-A-CB-O | DLCPRAH18AAK | DLFPHAH18XAK | Singlezone Non-ducted Wall Placement | 18000 | 12300 | 3.19 | 18000 | 2
SMART COMFORT | High Tier | 202463659 | HRCU-A-CB-O | DLCPRAH24AAK | DLFPHAH24XAK | Singlezone Non-ducted Wall Placement | 24000 | 15450 | 3 | 24000 | 2
TEMPSTAR | Mid-tier | 201835802 | HRCU-A-CB-O | DLCSRAH09AAK | DLFSCAH09XAK | Singlezone Non-ducted, Ceiling Placement | 10000 | 6700 | 2.58 | 11870 | 1.94
TEMPSTAR | Mid-tier | 201835812 | HRCU-A-CB-O | DLCSRAH18AAK | DLFSCAH18XAK | Singlezone Non-ducted, Ceiling Placement | 18000 | 12000 | 2.59 | 15710 | 2.4
TEMPSTAR | Mid-tier | 201835777 | HRCU-A-CB-O | DLCSRAH36AAK | DLFSHAH36XAK | Singlezone Non-ducted Wall Placement | 36000 | 20600 | 2.55 | 18930 | 2.56
TEMPSTAR | Mid-tier | 201835767 | HRCU-A-CB-O | DLCSRAH09AAK | DLFSHAH09XAK | Singlezone Non-ducted Wall Placement | 12000 | 7500 | 2.65 | 9840 | 2.1
TEMPSTAR |  | 201835748 | HRCU-A-CB-O | DLCPRAH09AAK | DLFPHAH09XAK | Singlezone Non-ducted Wall Placement | 10000 | 7200 | 2.78 | 13047 | 1.97
TEMPSTAR |  | 201835765 | HRCU-A-CB-O | DLCSRAH12AAJ | DLFSHAH12XAJ | Singlezone Non-ducted Wall Placement | 11800 | 7100 | 2.57 | 7800 | 2.01
TEMPSTAR |  | 201835814 | HRCU-A-CB | DLCSRAH24AAK | DLFSDAH24XAK | Singlezone Ducted, "Compact Ducted" | 24000 | 17400 | 2.96 | 30000 | 1.93
TEMPSTAR | High Tier | 202463656 | HRCU-A-CB-O | DLCPRAH18AAK | DLFPHAH18XAK | Singlezone Non-ducted Wall Placement | 18000 | 12300 | 3.19 | 18000 | 2
TEMPSTAR | High Tier | 202463657 | HRCU-A-CB-O | DLCPRAH24AAK | DLFPHAH24XAK | Singlezone Non-ducted Wall Placement | 24000 | 15450 | 3 | 24000 | 2
TOSOT | Multi Zone | 10064023 | HMSV-A-CB | TM36H4O |  | Multizone All Non-ducted | 42500 | 26500 | 2.88 | 21356 | 2.01
TOSOT | Lomo Plus | 10062019 | HRCU-A-CB-O | TW12HQ3D6DO | TW12HQ3D6DI | Singlezone Non-ducted Wall Placement | 12200 | 8100 | 3.21 | 8000 | 2.73
TOSOT | Lomo Plus | 10062020 | HRCU-A-CB-O | TW18HQ3D6DO | TW18HQ3D6DI | Singlezone Non-ducted Wall Placement | 18000 | 14000 | 2.83 | 21500 | 2.03
TOSOT | Lomo Plus | 10062021 | HRCU-A-CB-O | TW24HQ3D6DO | TW24HQ3D6DI | Singlezone Non-ducted Wall Placement | 24000 | 15737 | 2.94 | 22553 | 2.07
TOSOT |  | 9108745 | HRCU-A-CB-O | TW09HQ2C2DO | TW09HQ2C2DI | Singlezone Non-ducted Wall Placement | 11000 | 6800 | 2.66 | 12976 | 2.09
TOSOT |  | 9108746 | HRCU-A-CB-O | TW12HQ2C2DO | TW12HQ2C2DI | Singlezone Non-ducted Wall Placement | 13000 | 7100 | 2.81 | 8000 | 2.73
TOSOT |  | 9108747 | HRCU-A-CB-O | TW18HQ2C2DO | TW18HQ2C2DI | Singlezone Non-ducted Wall Placement | 19800 | 12400 | 2.51 | 21500 | 2.03
TOSOT |  | 9108748 | HRCU-A-CB-O | TW24HQ2C2DO | TW24HQ2C2DI | Singlezone Non-ducted Wall Placement | 23000 | 14600 | 2.73 | 22553 | 2.07
TOSOT |  | 202126395 | HRCU-A-CB-O | TW09HQ2A3DO | TW09HQ2A3DI | Singlezone Non-ducted Wall Placement | 11000 | 6800 | 2.66 | 12976 | 2.09
TOSOT |  | 202134392 | HRCU-A-CB-O | TW12HQ2A3DO | TW12HQ2A3DI | Singlezone Non-ducted Wall Placement | 13000 | 7100 | 2.81 | 8000 | 2.73
TOSOT |  | 202134393 | HRCU-A-CB-O | TW18HQ2A3DO | TW18HQ2A3DI | Singlezone Non-ducted Wall Placement | 19800 | 12400 | 2.51 | 21500 | 2.03
TOSOT |  | 202134394 | HRCU-A-CB-O | TW24HQ2A3DO | TW24HQ2A3DI | Singlezone Non-ducted Wall Placement | 23000 | 14600 | 2.73 | 22553 | 2.07
TRANE |  | 9150127 | HRCU-A-CB-O | 4TXK3824A10NU** | 4MXW3824A10NU** | Singlezone Non-ducted Wall Placement | 24000 | 15500 | 2.89 | 24233 | 2.23
TRANE | TruComfort XV18 | 10093511 | HRCU-A-CB | 4TWV8048A1 | TAM9A0C48V41 | Singlezone Ducted, Centrally Ducted | 41000 | 36400 | 4.52 | 28780 | 1.93
TRANE |  | 7151535 | HRCU-A-CB-O | 4TXK2718A10N0AA | 4MXW2718A10N0AA | Singlezone Non-ducted Wall Placement | 19000 | 12100 | 2.81 | 15400 | 1.97
TRANE |  | 9150123 | HRCU-A-CB-O | 4TXK3812A10NU** | 4MXW3812A10NU** | Singlezone Non-ducted Wall Placement | 12200 | 8100 | 3.21 | 13304 | 2.18
TRANE |  | 7151533 | HRCU-A-CB-O | 4TXK2712A10NAA | 4MXW2712A10N0AA | Singlezone Non-ducted Wall Placement | 13000 | 8000 | 3.13 | 8300 | 2.15
TRANE |  | 7151531 | HRCU-A-CB-O | 4TXK2709A10N0AA | 4MXW2709A10N0AA | Singlezone Non-ducted Wall Placement | 9800 | 5800 | 2.7 | 8000 | 2.13
TRANE |  | 6749942 | HRCU-A-CB | 4TWV0024A1 | *AM8C0B30V21 | Singlezone Ducted, Centrally Ducted | 20200 | 16800 | 2.5 | 13000 | 2.07
TRANE |  | 6750459 | HRCU-A-CB | 4TWV8024A1 | *AM8C0B30V21 | Singlezone Ducted, Centrally Ducted | 20000 | 16800 | 2.5 | 13000 | 2.07
TRANE | XV18 | 10153734 | HRCU-A-CB | 4TWV8049A1 | TEM8A0C48V41+TDR | Singlezone Ducted, Centrally Ducted | 42000 | 35600 | 4.42 | 27980 | 1.92
TRANE | XV18 | 10153729 | HRCU-A-CB | 4TWV8048A1 | TEM8A0C60V51+TDR | Singlezone Ducted, Centrally Ducted | 44500 | 36800 | 4.49 | 28520 | 1.92
TRANE | XV18 | 10153725 | HRCU-A-CB | 4TWV8037A1 | TEM8A0D48V41+TDR | Singlezone Ducted, Centrally Ducted | 31800 | 25800 | 3.05 | 20000 | 1.97
TRANE | XV18 | 10153724 | HRCU-A-CB | 4TWV8037A1 | TEM8A0C48V41+TDR | Singlezone Ducted, Centrally Ducted | 31000 | 25200 | 3.08 | 19700 | 1.94
TRANE | XV18 | 10153721 | HRCU-A-CB | 4TWV8037A1 | TEM8A0C36V31+TDR | Singlezone Ducted, Centrally Ducted | 31800 | 25600 | 3.07 | 19500 | 1.94
TRANE | XV18 | 10153718 | HRCU-A-CB | 4TWV8036A1 | TEM8A0D48V41+TDR | Singlezone Ducted, Centrally Ducted | 31600 | 25800 | 3.07 | 20100 | 1.96
TRANE | XV18 | 10153717 | HRCU-A-CB | 4TWV8036A1 | TEM8A0C48V41+TDR | Singlezone Ducted, Centrally Ducted | 31000 | 25400 | 3.08 | 20040 | 1.96
TRANE | XV18 | 10153714 | HRCU-A-CB | 4TWV8036A1 | TEM8A0C36V31+TDR | Singlezone Ducted, Centrally Ducted | 31600 | 25600 | 3.13 | 20040 | 1.94
TRANE | XV20i | 10153703 | HRCU-A-CB | 4TWV0048A1 | TEM8A0C48V41+TDR | Singlezone Ducted, Centrally Ducted | 42000 | 35600 | 4.42 | 27980 | 1.92
TRANE | XV20i | 101537 | HRCU-A-CB | 4TWV0036A1 | TEM8A0D48V41+TDR | Singlezone Ducted, Centrally Ducted | 31800 | 25800 | 3.05 | 20000 | 1.97
TRANE | XV20i | 10153696 | HRCU-A-CB | 4TWV0036A1 | TEM8A0C36V31+TDR | Singlezone Ducted, Centrally Ducted | 31800 | 25600 | 3.07 | 19500 | 1.94
TRANE | XV20i | 10153699 | HRCU-A-CB | 4TWV0036A1 | TEM8A0C48V41+TDR | Singlezone Ducted, Centrally Ducted | 31000 | 25200 | 3.08 | 19700 | 1.94
TRANE | XV18 | 10093512 | HRCU-A-CB | 4TWV8048A1 | TAM9A0C60V51 | Singlezone Ducted, Centrally Ducted | 41500 | 36200 | 4.57 | 28680 | 1.9
TRANE | XV18 | 10093507 | HRCU-A-CB | 4TWV8037A1 | TAM9A0B30V31 | Singlezone Ducted, Centrally Ducted | 32600 | 26200 | 3.17 | 20220 | 1.92
TRANE | XV18 | 10093505 | HRCU-A-CB | 4TWV8036A1 | TAM9A0C36V31 | Singlezone Ducted, Centrally Ducted | 32200 | 26200 | 3.25 | 20500 | 1.91
TRANE | XV18 | 10093504 | HRCU-A-CB | 4TWV8036A1 | TAM9A0B30V31 | Singlezone Ducted, Centrally Ducted | 32000 | 26600 | 3.25 | 20760 | 1.95
TRANE | XV20i | 10093495 | HRCU-A-CB | 4TWV0036A1 | TAM9A0B30V31 | Singlezone Ducted, Centrally Ducted | 32600 | 26200 | 3.17 | 20220 | 1.92
TRANE | XV18 | 8761473 | HRCU-A-CB | 4TWV8036A1 | 4TXCC007DS3 | Singlezone Ducted, Centrally Ducted | 32800 | 26600 | 3.25 | 20500 | 1.91
TRANE | XV20i | 8939381 | HRCU-A-CB | 4TWV0036A1 | 4TXFH036CZ3 | Singlezone Ducted, Centrally Ducted | 32200 | 26400 | 3.25 | 20740 | 1.92
TRANE | XV18 | 8761494 | HRCU-A-CB | 4TWV8037A1 | 4TXCC007DS3 | Singlezone Ducted, Centrally Ducted | 33200 | 26600 | 3.22 | 20220 | 1.9
TRANE | XV18 | 8761468 | HRCU-A-CB | 4TWV8036A1 | 4TXCC007DS3 | Singlezone Ducted, Centrally Ducted | 32600 | 26400 | 3.25 | 20360 | 1.91
TRANE | XV20i | 8761421 | HRCU-A-CB | 4TWV0036A1 | 4TXCC007DS3 | Singlezone Ducted, Centrally Ducted | 33200 | 26600 | 3.22 | 20220 | 1.9
TRANE | XV20i | 8759415 | HRCU-A-CB | 4TWV0036A1 | 4PX*CU48BS3 | Singlezone Ducted, Centrally Ducted | 33200 | 26600 | 3.22 | 20220 | 1.9
TRANE | XV19 | 201922157 | HRCU-A-CB | 4TWL9048A1 | TEM8A0C48V41+TDR | Singlezone Ducted, Centrally Ducted | 46500 | 31400 | 3.2 | 25320 | 2.41
TRANE | XV19 | 201922158 | HRCU-A-CB | 4TWL9048A1 | TEM8A0C60V51+TDR | Singlezone Ducted, Centrally Ducted | 46000 | 31400 | 3.22 | 25420 | 2.4
TRANE | XV19 | 201922059 | HRCU-A-CB | 4TWL9048A1 | 4PX*DU60BS3 | Singlezone Ducted, Centrally Ducted | 44500 | 30800 | 3.34 | 24960 | 2.23
Trane / Mitsubishi Electric | M-Series H2i | 202366334 | HMSV-A-CB | NTXMPH36A142AA |  | Multizone Mix of Non-ducted and Ducted | 45000 | 35000 | 2.54 | 47360 | 2.24
Trane / Mitsubishi Electric | M-Series H2i | 202373717 | HRCU-A-CB-O | NTXSPF12A112AA | NTXFKS12A112AA | Singlezone Non-ducted, Floor Placement | 13000 | 8800 | 2.77 | 13000 | 2.1
Trane / Mitsubishi Electric | M-Series H2i | 202373716 | HRCU-A-CB-O | NTXSPF09A112AA | NTXFKS09A112AA | Singlezone Non-ducted, Floor Placement | 11000 | 7500 | 2.75 | 11000 | 2.01
Trane / Mitsubishi Electric | M-Series H2i | 202373719 | HRCU-A-CB-O | NTXSPF18A112AA | NTXFKS18A112AA | Singlezone Non-ducted, Floor Placement | 21000 | 12800 | 2.62 | 21000 | 2.05
Trane / Mitsubishi Electric | M-Series H2i | 202373722 | HRCU-A-CB-O | NTXSPH06A112AA | NTXWPH06A112AA | Singlezone Non-ducted Wall Placement | 8700 | 5900 | 3.46 | 8700 | 2.8
Trane / Mitsubishi Electric | M-Series H2i | 202373724 | HRCU-A-CB-O | NTXSPH09A112AA | NTXWPH09A112AA | Singlezone Non-ducted Wall Placement | 10900 | 6700 | 3.27 | 10900 | 2.37
Trane / Mitsubishi Electric | M-Series H2i | 202373726 | HRCU-A-CB-O | NTXSPH12A112AA | NTXWPH12A112AA | Singlezone Non-ducted Wall Placement | 13600 | 8000 | 3.26 | 13600 | 2.21
Trane / Mitsubishi Electric | M-Series H2i | 202373731 | HRCU-A-CB-O | NTXSPB18A112AA | NTXWPH18A112AA | Singlezone Non-ducted Wall Placement | 20300 | 12480 | 2.93 | 20900 | 2.06
Trane / Mitsubishi Electric | M-Series | 202373733 | HRCU-A-CB-O | NTXSST12A112AA | NTXWST12A112AA | Singlezone Non-ducted Wall Placement | 14400 | 9200 | 3.1 | 10200 | 2.93
Trane / Mitsubishi Electric | M-Series | 202373735 | HRCU-A-CB-O | NTXSST18A112AA | NTXWST18A112AA | Singlezone Non-ducted Wall Placement | 21600 | 13800 | 2.73 | 15100 | 2.35
Trane / Mitsubishi Electric | M-Series | 202373742 | HMSV-A-CB | NTXMMX20A122AA |  | Multizone All Non-ducted | 22000 | 12500 | 2.82 | 11100 | 2.03
Trane / Mitsubishi Electric | M-Series | 202373748 | HMSV-A-CB | NTXMMX60A182AA |  | Multizone All Non-ducted | 66000 | 41500 | 2.5 | 57000 | 2.07
Trane / Mitsubishi Electric | M-Series H2i | 202373725 | HRCU-A-CB-O | NTXSPB09A112AA | NTXWPH09A112AA | Singlezone Non-ducted Wall Placement | 10900 | 6700 | 2.73 | 10900 | 2.73
Trane / Mitsubishi Electric | M-Series H2i | 202373727 | HRCU-A-CB-O | NTXSPB12A112AA | NTXWPH12A112AA | Singlezone Non-ducted Wall Placement | 13600 | 8100 | 2.83 | 13600 | 2.07
Trane / Mitsubishi Electric | M-Series H2i | 202373730 | HRCU-A-CB-O | NTXSPH18A112AA | NTXWPH18A112AA | Singlezone Non-ducted Wall Placement | 20300 | 13700 | 3.04 | 20300 | 2.01
Trane / Mitsubishi Electric | M-Series | 202373732 | HRCU-A-CB-O | NTXSST09A112AA | NTXWST09A112AA | Singlezone Non-ducted Wall Placement | 10900 | 6700 | 3.12 | 8000 | 2.76
Trane / Mitsubishi Electric | M-Series H2i | 202373745 | HMSV-A-CB | NTXMPH42A152AA |  | Multizone All Non-ducted | 48000 | 35800 | 2.87 | 48000 | 2.51
Trane / Mitsubishi Electric | M-Series | 202373736 | HRCU-A-CB-O | NTXSST24A112AA | NTXWST24A112AA | Singlezone Non-ducted Wall Placement | 27600 | 16000 | 2.65 | 20200 | 1.98
Trane / Mitsubishi Electric | M-Series | 202392207 | HRCU-A-CB | NTXSKS09A112AA | NTXDKS09A112AA | Singlezone Ducted, "Compact Ducted" | 12000 | 7600 | 2.53 | 6000 | 2.44
Trane / Mitsubishi Electric | M-Series | 202392209 | HRCU-A-CB-O | NTXSKS09A112AA | NTXUKS09A112AA | Singlezone Non-ducted, Ceiling Placement | 12000 | 7700 | 3.22 | 6100 | 3.08
Trane / Mitsubishi Electric | M-Series | 202392213 | HRCU-A-CB-O | NTXSKS09A112AA | NTXCKS09A112AA | Singlezone Non-ducted, Ceiling Placement | 11000 | 6900 | 2.5 | 5600 | 3.04
Trane / Mitsubishi Electric | M-Series | 202392211 | HRCU-A-CB | NTXSKS09A112AA | PEAD-A09AA7 | Singlezone Ducted, Centrally Ducted | 12000 | 7600 | 2.53 | 6100 | 2.93
Trane / Mitsubishi Electric | M-Series | 202392225 | HRCU-A-CB | NTXSKS15A112AA | NTXDKS15A112AA | Singlezone Ducted, "Compact Ducted" | 18000 | 11700 | 2.68 | 10000 | 2.55
Trane / Mitsubishi Electric | M-Series | 202392223 | HRCU-A-CB | NTXSKS12A112AA | NTXAMT12A112AA | Singlezone Ducted, Centrally Ducted | 15000 | 9900 | 2.59 | 7800 | 2.75
Trane / Mitsubishi Electric | M-Series | 202392219 | HRCU-A-CB-O | NTXSKS12A112AA | NTXUKS12A112AA | Singlezone Non-ducted, Ceiling Placement | 15400 | 9900 | 2.84 | 7900 | 2.36
Trane / Mitsubishi Electric | M-Series | 202392237 | HRCU-A-CB-O | NTXSKS18A112AA | NTXCKS18A112AA | Singlezone Non-ducted, Ceiling Placement | 19700 | 12900 | 2.68 | 9800 | 2.37
Trane / Mitsubishi Electric | M-Series | 202392231 | HRCU-A-CB | NTXSKS18A112AA | NTXDKS18A112AA | Singlezone Ducted, "Compact Ducted" | 21600 | 13900 | 2.87 | 12000 | 2.88
Trane / Mitsubishi Electric | M-Series | 202392239 | HRCU-A-CB | NTXSKS18A112AA | NTXAMT18A112AA | Singlezone Ducted, Centrally Ducted | 21600 | 14000 | 2.81 | 12200 | 2.88
Trane / Mitsubishi Electric | M-Series | 202392233 | HRCU-A-CB-O | NTXSKS18A112AA | NTXUKS18A112AA | Singlezone Non-ducted, Ceiling Placement | 20000 | 13100 | 2.63 | 10700 | 2.55
Trane / Mitsubishi Electric | M-Series H2i | 202373723 | HRCU-A-CB-O | NTXSPB06A112AA | NTXWPH06A112AA | Singlezone Non-ducted Wall Placement | 8700 | 5900 | 2.74 | 8700 | 2.45
Trane / Mitsubishi Electric | M-Series H2i | 202354905 | HMSV-A-CB | NTXMPH24A132AA |  | Multizone All Non-ducted | 25000 | 14000 | 2.53 | 25000 | 1.92
Trane / Mitsubishi Electric | M-Series H2i | 202354909 | HMSV-A-CB | NTXMPH36A142AA |  | Multizone All Non-ducted | 45000 | 34000 | 2.85 | 45000 | 2.42
Willis |  | 9038626 | HRCU-A-CB-O | WSM09MH20S/O | WSM09MH20S/I | Singlezone Non-ducted Wall Placement | 9800 | 6300 | 2.68 | 6700 | 1.94
YORK |  | 10309025 | HRCU-A-CB | YZV48B21 | CM50DE3A1+MVC20DN21 | Singlezone Ducted, Centrally Ducted | 58000 | 42500 | 2.56 | 34000 | 2.51

## February 2019
APS Eligible Small ASHP Models |  |  | Disclaimer: The Massachusetts Department of Energy Resources (DOER) has not investigated, and expressly disclaims any duty to investigate, any company, product, service, process, procedure, design, or the like, which may be presented on the aforementioned list. The presentation of these companies does not constitute endorsement, warranty, or guaranty, by DOER of any company, product, service, process, procedure, design, or the like.
Updated February 2019
Manufacturer | Brand (if applicable) | Model Name (if applicable) | AHRI Certificate No. | AHRI Type | Outdoor Unit Model | Indoor Unit Model | Centrally Ducted or Ductless | If Ductless, Multi-zone or Single-zone? | Ductless Indoor Type | Rated Capacity 47°F (btu/hr) | Rated Capacity 17°F (btu/hr) | COP at Rated Capacity 17°F | Maximum Capacity 5°F (btu/hr) | COP at Max. Capacity 5°F
ACD Group Inc. | ACD | UHD-38 | 202110484 | HRCU-A-CB-O | UHD12KCH31S-O | UHD12KCH31S-I | non-ducted, wall placement | non-ducted | singlezone | 12200 | 8100 | 3.2079 | 8000 | 2.7262
ACD Group Inc. | ACD | UHD-38 | 202110484 | HRCU-A-CB-O | UHD12KCH31S-O | UHD12KCH31S-I | non-ducted | singlezone | non-ducted, wall placement | 12200 | 8100 | 3.2079 | 8000 | 2.7262
ACD Group Inc. | ACD | UHD-38 | 202110485 | HRCU-A-CB-O | UHD18KCH25S-O | UHD18KCH25S-I | non-ducted | singlezone | non-ducted, wall placement | 18000 | 14200 | 2.8701 | 21500 | 2.0326
ACD Group Inc. | ACD | UHD-38 | 202132789 | HRCU-A-CB-O | UHD24KCH22S-O | UHD24KCH22S-I | non-ducted | singlezone | non-ducted, wall placement | 24000 | 15500 | 2.8934 | 22553 | 2.0655
ACD Group Inc. | ACD | MPD-22 | 202110503 | HMSV-A-CB | MPD36KCH21S-O | Non-Ducted Indoor Units | non-ducted | multizone | all non-ducted | 42500 | 26500 | 2.8764 | 21356 | 2.006
ACD Group Inc. | ACD | OCD-23 | 201863353 | HRCU-A-CB-O | OCD24KCH20S-O | OCD24KCH20S-I | non-ducted | singlezone | non-ducted, wall placement | 23000 | 14600 | 2.609 | 22862 | 2.0181
Amana Heating and air Conditioning | Amana | AVZC20 | 10324704 | HRCU-A-CB | AVZC200241A* | CA*F3642*6D*+MBVC1200**-1A*+TX | ducted | singlezone | ducted, centrally ducted | 23600 | 13915 | 2.7425 | 11400 | 2.09
Amana Heating and air Conditioning | Amana | AVZC20 | 10324706 | HRCU-A-CB | AVZC200481A* | CA*F4961*6D*+MBVC2000**-1A*+TX | ducted | singlezone | ducted, centrally ducted | 45500 | 28254 | 2.83 | 26000 | 1.97
Amana Heating and air Conditioning | Amana | AVZC20 | 10324707 | HRCU-A-CB | AVZC200601A* | CA*F4961*6D*+MBVC2000**-1A*+TX | ducted | singlezone | ducted, centrally ducted | 50000 | 32293 | 2.73 | 26000 | 1.98
American Standard | American Standard |  | 9150124 | HRCU-A-CB-O | 4TXK3812A10NUAA | 4MXW3812A10NUAA | non-ducted | singlezone | non-ducted, wall placement | 12200 | 8100 | 3.2079 | 13304 | 2.1782
American Standard | American Standard |  | 7151530 | HRCU-A-CB-O | 4TXK2709A10N0AA | 4MXW2709A10N0AA | non-ducted | singlezone | non-ducted, wall placement | 9800 | 5800 | 2.7058 | 8000 | 2.1412
American Standard | American Standard |  | 7151532 | HRCU-A-CB-O | 4TXK2712A10NAA | 4MXW2712A10N0AA | non-ducted | singlezone | non-ducted, wall placement | 13000 | 8000 | 3.1261 | 8300 | 2.1507
American Standard | American Standard |  | 9150128 | HRCU-A-CB-O | 4TXK3824A10NUAA | 4MXW3824A10NUAA | non-ducted | singlezone | non-ducted, wall placement | 24000 | 15500 | 2.8934 | 24233 | 2.2368
American Standard | American Standard |  | 7151534 | HRCU-A-CB-O | 4TXK2718A10N0AA | 4MXW2718A10N0AA | non-ducted | singlezone | non-ducted, wall placement | 19000 | 12100 | 2.8144 | 15400 | 1.9709
American Standard | American Standard | AccuComfort Platinum 20 | 6749789 | HRCU-A-CB | 4A6V0024A1 | *AM8C0B30V21 | ducted | singlezone | ducted, centrally ducted | 20200 | 16800 | 2.5 | 13000 | 2.08
American Standard | American Standard | AccuComfort Platinum 18 | 6750455 | HRCU-A-CB | 4A6V8024A1 | *AM8C0B30V21 | ducted | singlezone | ducted, centrally ducted | 20000 | 16800 | 2.5 | 13000 | 2.08
American Standard/Mitsubishi Electric | American Standard/Mitsubishi Electric |  | 202102465 | HRCU-A-CB-O | MUZ-FH06NA | MSZ-FH06NA | non-ducted | singlezone | non-ducted, wall placement | 8700 | 5900 | 3.46 | 8700 | 2.8
American Standard/Mitsubishi Electric | American Standard/Mitsubishi Electric |  | 202102466 | HRCU-A-CB-O | MUZ-FH06NAH | MSZ-FH06NAH | non-ducted | singlezone | non-ducted, wall placement | 8700 | 5900 | 2.75 | 8700 | 2.45
American Standard/Mitsubishi Electric | American Standard/Mitsubishi Electric |  | 202102467 | HRCU-A-CB-O | MUZ-FH09NA | MSZ-FH09NA | non-ducted | singlezone | non-ducted, wall placement | 10900 | 6700 | 3.27 | 10900 | 2.32
American Standard/Mitsubishi Electric | American Standard/Mitsubishi Electric |  | 202102468 | HRCU-A-CB-O | MUZ-FH09NAH | MSZ-FH09NAH | non-ducted | singlezone | non-ducted, wall placement | 10900 | 6700 | 2.73 | 10900 | 2.73
American Standard/Mitsubishi Electric | American Standard/Mitsubishi Electric |  | 202102459 | HRCU-A-CB-O | MUFZ-KJ09NAHZ | MFZ-KJ09NA | non-ducted | singlezone | non-ducted, wall placement | 11000 | 7500 | 2.75 | 11000 | 2.01
American Standard/Mitsubishi Electric | American Standard/Mitsubishi Electric |  | 202102469 | HRCU-A-CB-O | MUZ-FH12NA | MSZ-FH12NA | non-ducted | singlezone | non-ducted, wall placement | 13600 | 8000 | 3.26 | 13600 | 2.21
American Standard/Mitsubishi Electric | American Standard/Mitsubishi Electric |  | 202102470 | HRCU-A-CB-O | MUZ-FH12NAH | MSZ-FH12NAH | non-ducted | singlezone | non-ducted, wall placement | 13600 | 8100 | 2.83 | 13600 | 2.07
American Standard/Mitsubishi Electric | American Standard/Mitsubishi Electric |  | 202102460 | HRCU-A-CB-O | MUFZ-KJ12NAHZ | MFZ-KJ12NA | non-ducted | singlezone | non-ducted, wall placement | 13000 | 8800 | 2.77 | 13000 | 2.1
American Standard/Mitsubishi Electric | American Standard/Mitsubishi Electric |  | 202102475 | HRCU-A-CB-O | MUZ-GL09NA-U1 | MSZ-GL09NA-U1 | non-ducted | singlezone | non-ducted, wall placement | 10900 | 6700 | 3.1168 | 8000 | 2.7583
American Standard/Mitsubishi Electric | American Standard/Mitsubishi Electric |  | 202102497 | HRCU-A-CB-O | PUZ-A24NHA7*** | PLA-A24EA7 | non-ducted | singlezone | non-ducted, wall placement | 26000 | 14900 | 2.7292 | 13000 | 2.7214
American Standard/Mitsubishi Electric | American Standard/Mitsubishi Electric |  | 202102476 | HRCU-A-CB-O | MUZ-GL12NA-U1 | MSZ-GL12NA-U1 | non-ducted | singlezone | non-ducted, wall placement | 14400 | 9200 | 3.0991 | 10200 | 2.9307
American Standard/Mitsubishi Electric | American Standard/Mitsubishi Electric |  | 202102507 | HRCU-A-CB-O | PUZ-A36NKA7*** | PLA-A36EA7 | non-ducted | singlezone | non-ducted, wall placement | 38000 | 22000 | 2.5894 | 21600 | 2.4347
American Standard/Mitsubishi Electric | American Standard/Mitsubishi Electric |  | 202102456 | HMSV-A-CB | PUMY-P36NKMU* | Non-Ducted Indoor Units | non-ducted | multizone | all non-ducted | 42000 | 26400 | 2.9873 | 29000 | 2.3002
American Standard/Mitsubishi Electric | American Standard/Mitsubishi Electric |  | 202102462 | HRCU-A-CB-O | MUFZ-KJ18NAHZ | MFZ-KJ18NA | non-ducted | singlezone | non-ducted, wall placement | 21000 | 12800 | 2.62 | 21000 | 2.05
American Standard/Mitsubishi Electric | American Standard/Mitsubishi Electric |  | 202102473 | HRCU-A-CB-O | MUZ-FH18NA2 | MSZ-FH18NA2 | non-ducted | singlezone | non-ducted, wall placement | 20300 | 13700 | 3.04 | 20300 | 2.01
American Standard/Mitsubishi Electric | American Standard/Mitsubishi Electric |  | 202102474 | HRCU-A-CB-O | MUZ-FH18NAH2 | MSZ-FH18NA | non-ducted | singlezone | non-ducted, wall placement | 20300 | 12480 | 2.926 | 20900 | 2.0554
American Standard/Mitsubishi Electric | American Standard/Mitsubishi Electric |  | 202102478 | HRCU-A-CB-O | MUZ-GL18NA-U1 | MSZ-GL18NA-U1 | non-ducted | singlezone | non-ducted, wall placement | 21600 | 13800 | 2.7327 | 15100 | 2.3539
American Standard/Mitsubishi Electric | American Standard/Mitsubishi Electric |  | 202102479 | HRCU-A-CB-O | MUZ-GL24NA-U1 | MSZ-GL24NA-U1 | non-ducted | singlezone | non-ducted, wall placement | 27600 | 16000 | 2.6492 | 20200 | 1.9799
American Standard/Mitsubishi Electric | American Standard/Mitsubishi Electric |  | 202102457 | HMSV-A-CB | PUMY-P48NKMU* | Non-Ducted Indoor Units | non-ducted | multizone | all non-ducted | 54000 | 31400 | 2.9214 | 36400 | 2.2
American Standard/Mitsubishi Electric | American Standard/Mitsubishi Electric |  | 202102443 | HMSV-A-CB | MXZ-2C20NA2 | Non-Ducted Indoor Units | non-ducted | multizone | all non-ducted | 22000 | 12500 | 2.818 | 11100 | 2.0332
American Standard/Mitsubishi Electric | American Standard/Mitsubishi Electric |  | 202102450 | HMSV-A-CB | MXZ-4C36NAHZ | Non-Ducted Indoor Units | non-ducted | multizone | all non-ducted | 45000 | 34000 | 2.85 | 45000 | 2.41
American Standard/Mitsubishi Electric | American Standard/Mitsubishi Electric |  | 202102446 | HMSV-A-CB | MXZ-3C24NAHZ2 | Non-Ducted Indoor Units | non-ducted | multizone | all non-ducted | 25000 | 14000 | 2.53 | 25000 | 1.92
American Standard/Mitsubishi Electric | American Standard/Mitsubishi Electric |  | 202102452 | HMSV-A-CB | MXZ-5C42NAHZ | Non-Ducted Indoor Units | non-ducted | multizone | all non-ducted | 48000 | 35800 | 2.87 | 48000 | 2.51
American Standard/Mitsubishi Electric | American Standard/Mitsubishi Electric |  | 202102458 | HMSV-A-CB | PUMY-P60NKMU* | Non-Ducted Indoor Units | non-ducted | multizone | all non-ducted | 66000 | 41500 | 2.5988 | 57000 | 1.9999
American Standard/Mitsubishi Electric | American Standard/Mitsubishi Electric |  | 202106837 | HMSV-A-CB | PUMY-P36NKMU* | Mixed | ducted | multizone | mix of non-ducted and ducted | 42000 | 26500 | 2.7797 | 29000 | 2.2378
American Standard/Mitsubishi Electric | American Standard/Mitsubishi Electric |  | 202102538 | HRCU-A-CB | SUZ-KA18NA | SEZ-KD18NA | ducted | singlezone | ducted, "compact ducted" | 21600 | 13100 | 2.8439 | 9900 | 2.198
American Standard/Mitsubishi Electric | American Standard/Mitsubishi Electric |  | 202106831 | HMSV-A-CB | MXZ-4C36NAHZ | Mixed | ducted | multizone | mix of non-ducted and ducted | 45000 | 35000 | 2.54 | 45000 | 2.16
American Standard/Mitsubishi Electric | American Standard/Mitsubishi Electric |  | 202102531 | HRCU-A-CB | SUZ-KA12NA | SEZ-KD12NA | ducted | singlezone | ducted, "compact ducted" | 13600 | 9000 | 2.867 | 7400 | 2.4097
American Standard/Mitsubishi Electric | American Standard/Mitsubishi Electric |  | 202102440 | HMSV-A-CB | PUMY-P36NKMU* | Ducted indoor units | ducted | multizone | all ducted | 42000 | 26600 | 2.6003 | 30000 | 2.2544
Bosch | Bosch |  | 10333757 | HRCU-A-CB | BOVA-60HDN1-M18M | BVA-36WN1-M18B | ducted | singlezone | ducted, centrally ducted | 35200 | 24000 | 2.71 | 28000 | 2.05
Bosch | Bosch | Bosch Climate 5000 ductless minisplit series | 9966837 | HRCU-A-CB-O | BMS500-AAS009-0CSXXA | BMS500-AAU009-0AHXXA | non-ducted | singlezone | non-ducted, wall placement | 9800 | 5800 | 2.7197 | 6516 | 2.0468
Bosch | Bosch | Bosch Climate 5000 ductless minisplit series | 9966839 | HRCU-A-CB-O | BMS500-AAS012-0CSXXA | BMS500-AAU012-0AHXXA | non-ducted | singlezone | non-ducted, wall placement | 12000 | 7500 | 2.5411 | 5736 | 2.0229
Bosch | Bosch | Bosch Climate 5000 ductless minisplit series | 9966838 | HRCU-A-CB-O | BMS500-AAS009-1CSXXA | BMS500-AAU009-1AHXXA | non-ducted | singlezone | non-ducted, wall placement | 9800 | 6300 | 2.6797 | 6609 | 1.9177
Bryant | Bryant | Evolution | 201753409 | HRCU-A-CB-O | 38MPRAQ09AA3 | 619PHAQ09XA3 | non-ducted | singlezone | non-ducted, wall placement | 10000 | 7200 | 2.7805 | 13047 | 1.9751
Bryant | Bryant | Evolution Series | 9893556 | HRCU-A-CB | 280ANV036000 | FE4ANB006L+UI | ducted | singlezone | ducted, centrally ducted | 33400 | 31600 | 2.8064 | 23600 | 2.2027
Bryant | Bryant | Evolution Series | 9893614 | HRCU-A-CB | 280ANV036000 | FE4AN(B,F)005L+UI | ducted | singlezone | ducted, centrally ducted | 33400 | 31600 | 2.6228 | 23600 | 2.0586
Bryant | Bryant | Evolution Series | 9893463 | HRCU-A-CB | 280ANV024000 | FE4AN(B,F)003+UI | ducted | singlezone | ducted, centrally ducted | 23800 | 25000 | 2.5364 | 19800 | 2.0741
Bryant | Bryant | Evolution Series | 9893462 | HRCU-A-CB | 280ANV024000 | FE4ANF002L+UI | ducted | singlezone | ducted, centrally ducted | 24000 | 25200 | 2.5567 | 19800 | 2.0741
Bryant | Bryant | Evolution Series | 9893608 | HRCU-A-CB | 280ANV036000 | FE4AN(B,F)003L+UI | ducted | singlezone | ducted, centrally ducted | 35738 | 33812 | 2.6341 | 25252 | 2.0674
Bryant | Bryant | Evolution Series | 9893607 | HRCU-A-CB | 280ANV036000 | FE4ANF002L+UI | ducted | singlezone | ducted, centrally ducted | 35404 | 33496 | 2.6094 | 33496 | 2.7424
Bryant | Bryant® Heating and Cooling Systems | Bryant® Extreme Heat Pump | 9893499 | HRCU-A-CB | 280ANV024*0**A* | CNPV*6024AL*+UI & 98(6*B,7*A)66120V24*** | ducted | singlezone | ducted, centrally ducted | 23400 | 25000 | 2.7046 | 21138.48 | 2.4077
Bryant | Bryant® Heating and Cooling Systems | Bryant® Extreme Heat Pump | 9893543 | HRCU-A-CB | 280ANV024*0**A* | CNPV*6024AL*+UI & 98(6*B,7*A)60080V21*** | ducted | singlezone | ducted, centrally ducted | 23200 | 25000 | 2.7064 | 20924.96 | 2.4093
Bryant | Bryant® Heating and Cooling Systems | Bryant® Extreme Heat Pump | 9893544 | HRCU-A-CB | 280ANV024*0**A* | CNPV*6024AL*+UI & 98(6*B,7*A)66100V21*** | ducted | singlezone | ducted, centrally ducted | 23200 | 25000 | 2.7064 | 20924.96 | 2.4093
Bryant | Bryant® Heating and Cooling Systems | Bryant® Extreme Heat Pump | 9893484 | HRCU-A-CB | 280ANV024*0**A* | CAP**4824AL*+UI & 98(6*B,7*A)66120V24*** | ducted | singlezone | ducted, centrally ducted | 23000 | 24800 | 2.6788 | 20711.44 | 2.3847
Bryant | Bryant® Heating and Cooling Systems | Bryant® Extreme Heat Pump | 9893485 | HRCU-A-CB | 280ANV024*0**A* | CAP**6021AL*+UI & 98(6*B,7*A)42060V17*** | ducted | singlezone | ducted, centrally ducted | 22800 | 24600 | 2.7082 | 20711.44 | 2.4109
Bryant | Bryant® Heating and Cooling Systems | Bryant® Extreme Heat Pump | 9893486 | HRCU-A-CB | 280ANV024*0**A* | CAP**6021AL*+UI & 98(6*B,7*A)42080V17*** | ducted | singlezone | ducted, centrally ducted | 22800 | 24600 | 2.7082 | 20711.44 | 2.4109
Bryant | Bryant® Heating and Cooling Systems | Bryant® Extreme Heat Pump | 9893487 | HRCU-A-CB | 280ANV024*0**A* | CAP**6024AL*+UI & 98(6*B,7*A)66120V24*** | ducted | singlezone | ducted, centrally ducted | 22600 | 24400 | 2.7101 | 20497.92 | 2.4126
Bryant | Bryant® Heating and Cooling Systems | Bryant® Extreme Heat Pump | 9893496 | HRCU-A-CB | 280ANV024*0**A* | CNPV*4821AL*+UI & 98(6*B,7*A)42060V17*** | ducted | singlezone | ducted, centrally ducted | 23400 | 25000 | 2.6758 | 21138.48 | 2.3821
Bryant | Bryant® Heating and Cooling Systems | Bryant® Extreme Heat Pump | 9893497 | HRCU-A-CB | 280ANV024*0**A* | CNPV*4821AL*+UI & 98(6*B,7*A)42080V17*** | ducted | singlezone | ducted, centrally ducted | 23200 | 25000 | 2.6773 | 20924.96 | 2.3834
Bryant | Bryant® Heating and Cooling Systems | Bryant® Extreme Heat Pump | 9893498 | HRCU-A-CB | 280ANV024*0**A* | CNPV*4824AL*+UI & 98(6*B,7*A)66120V24*** | ducted | singlezone | ducted, centrally ducted | 23200 | 25000 | 2.7064 | 20924.96 | 2.4093
Bryant | Bryant® Heating and Cooling Systems | Bryant® Extreme Heat Pump | 9893511 | HRCU-A-CB | 280ANV024*0**A* | CSPH*6012AL*+UI & 98(6*B,7*A)66120V24*** | ducted | singlezone | ducted, centrally ducted | 23400 | 25000 | 2.734 | 21138.48 | 2.4339
Bryant | Bryant® Heating and Cooling Systems | Bryant® Extreme Heat Pump | 9893528 | HRCU-A-CB | 280ANV024*0**A* | CAP**6021AL*+UI & 98(6*B,7*A)60080V21*** | ducted | singlezone | ducted, centrally ducted | 23000 | 24800 | 2.7082 | 20711.44 | 2.4109
Bryant | Bryant® Heating and Cooling Systems | Bryant® Extreme Heat Pump | 9893529 | HRCU-A-CB | 280ANV024*0**A* | CAP**6021AL*+UI & 98(6*B,7*A)66100V21*** | ducted | singlezone | ducted, centrally ducted | 23000 | 24800 | 2.7082 | 20711.44 | 2.4109
Bryant | Bryant® Heating and Cooling Systems | Bryant® Extreme Heat Pump | 9893531 | HRCU-A-CB | 280ANV024*0**A* | CAP**6024AL*+UI & 98(6*B,7*A)60080V21*** | ducted | singlezone | ducted, centrally ducted | 23000 | 24800 | 2.7082 | 20711.44 | 2.4109
Bryant | Bryant® Heating and Cooling Systems | Bryant® Extreme Heat Pump | 9893532 | HRCU-A-CB | 280ANV024*0**A* | CAP**6024AL*+UI & 98(6*B,7*A)66100V21*** | ducted | singlezone | ducted, centrally ducted | 23000 | 24800 | 2.7082 | 20711.44 | 2.4109
Bryant | Bryant® Heating and Cooling Systems | Bryant® Extreme Heat Pump | 9893540 | HRCU-A-CB | 280ANV024*0**A* | CNPV*4824AL*+UI & 98(6*B,7*A)60080V21*** | ducted | singlezone | ducted, centrally ducted | 23000 | 25000 | 2.6788 | 20711.44 | 2.3847
Bryant | Bryant® Heating and Cooling Systems | Bryant® Extreme Heat Pump | 9893541 | HRCU-A-CB | 280ANV024*0**A* | CNPV*4824AL*+UI & 98(6*B,7*A)66100V21*** | ducted | singlezone | ducted, centrally ducted | 23000 | 25000 | 2.7082 | 20711.44 | 2.4109
Bryant | Bryant® Heating and Cooling Systems | Bryant® Extreme Heat Pump | 9893542 | HRCU-A-CB | 280ANV024*0**A* | CNPV*6024AL*+UI & 98(6*B,7MA)60060V21*** | ducted | singlezone | ducted, centrally ducted | 23400 | 25000 | 2.6758 | 21138.48 | 2.3821
Bryant | Bryant® Heating and Cooling Systems | Bryant® Extreme Heat Pump | 9893553 | HRCU-A-CB | 280ANV024*0**A* | CSPH*4812AL*+UI & 98(6*B,7*A)66100V21*** | ducted | singlezone | ducted, centrally ducted | 23000 | 24800 | 2.7082 | 20711.44 | 2.4109
Bryant | Bryant® Heating and Cooling Systems | Bryant® Extreme Heat Pump | 9893555 | HRCU-A-CB | 280ANV024*0**A* | CSPH*6012AL*+UI & 98(6*B,7*A)60080V21*** | ducted | singlezone | ducted, centrally ducted | 23200 | 25000 | 2.74 | 20924.96 | 2.4358
Bryant | Bryant® Heating and Cooling Systems | Bryant® Extreme Heat Pump | 9893474 | HRCU-A-CB | 280ANV024*0**A* | CAP**3617AL*+UI & 98(6*B,7*A)42080V17*** | ducted | singlezone | ducted, centrally ducted | 24000 | 25200 | 2.516 | 21779.04 | 2.2398
Bryant | Bryant® Heating and Cooling Systems | Bryant® Extreme Heat Pump | 9893476 | HRCU-A-CB | 280ANV024*0**A* | CAP**3621AL*+UI & 98(6*B,7*A)42080V17*** | ducted | singlezone | ducted, centrally ducted | 24000 | 25200 | 2.516 | 21779.04 | 2.2398
Bryant | Bryant® Heating and Cooling Systems | Bryant® Extreme Heat Pump | 9893477 | HRCU-A-CB | 280ANV024*0**A* | CAP**4221AL*+UI & 98(6*B,7*A)42060V17*** | ducted | singlezone | ducted, centrally ducted | 23800 | 25200 | 2.5407 | 21565.52 | 2.2618
Bryant | Bryant® Heating and Cooling Systems | Bryant® Extreme Heat Pump | 9893478 | HRCU-A-CB | 280ANV024*0**A* | CAP**4221AL*+UI & 98(6*B,7*A)42080V17*** | ducted | singlezone | ducted, centrally ducted | 23800 | 25200 | 2.5661 | 21565.52 | 2.2844
Bryant | Bryant® Heating and Cooling Systems | Bryant® Extreme Heat Pump | 9893479 | HRCU-A-CB | 280ANV024*0**A* | CAP**4224AL*+UI & 98(6*B,7*A)66120V24*** | ducted | singlezone | ducted, centrally ducted | 23600 | 25000 | 2.5663 | 21352 | 2.2846
Bryant | Bryant® Heating and Cooling Systems | Bryant® Extreme Heat Pump | 9893482 | HRCU-A-CB | 280ANV024*0**A* | CAP**4821AL*+UI & 98(6*B,7*A)42060V17*** | ducted | singlezone | ducted, centrally ducted | 23200 | 25000 | 2.6773 | 20924.96 | 2.3834
Bryant | Bryant® Heating and Cooling Systems | Bryant® Extreme Heat Pump | 9893483 | HRCU-A-CB | 280ANV024*0**A* | CAP**4821AL*+UI & 98(6*B,7*A)42080V17*** | ducted | singlezone | ducted, centrally ducted | 23200 | 24800 | 2.6773 | 20924.96 | 2.3834
Bryant | Bryant® Heating and Cooling Systems | Bryant® Extreme Heat Pump | 9893492 | HRCU-A-CB | 280ANV024*0**A* | CNPV*4217AL*+UI & 98(6*B,7*A)42060V17*** | ducted | singlezone | ducted, centrally ducted | 23400 | 25200 | 2.6201 | 21138.48 | 2.3325
Bryant | Bryant® Heating and Cooling Systems | Bryant® Extreme Heat Pump | 9893493 | HRCU-A-CB | 280ANV024*0**A* | CNPV*4217AL*+UI & 98(6*B,7*A)42080V17*** | ducted | singlezone | ducted, centrally ducted | 23400 | 25200 | 2.6201 | 21138.48 | 2.3325
Bryant | Bryant® Heating and Cooling Systems | Bryant® Extreme Heat Pump | 9893502 | HRCU-A-CB | 280ANV024*0**A* | CSPH*3612AL*+UI & 98(6*B,7*A)66120V24*** | ducted | singlezone | ducted, centrally ducted | 23800 | 25000 | 2.6454 | 21565.52 | 2.355
Bryant | Bryant® Heating and Cooling Systems | Bryant® Extreme Heat Pump | 9893505 | HRCU-A-CB | 280ANV024*0**A* | CSPH*4212AL*+UI & 98(6*B,7*A)66120V24*** | ducted | singlezone | ducted, centrally ducted | 23600 | 25000 | 2.6744 | 21352 | 2.3808
Bryant | Bryant® Heating and Cooling Systems | Bryant® Extreme Heat Pump | 9893507 | HRCU-A-CB | 280ANV024*0**A* | CSPH*4812AL*+UI & 98(6*B,7*A)42080V17*** | ducted | singlezone | ducted, centrally ducted | 23400 | 25000 | 2.7046 | 21138.48 | 2.4077
Bryant | Bryant® Heating and Cooling Systems | Bryant® Extreme Heat Pump | 9893508 | HRCU-A-CB | 280ANV024*0**A* | CSPH*4812AL*+UI & 98(6*B,7*A)66120V24*** | ducted | singlezone | ducted, centrally ducted | 23200 | 25000 | 2.7361 | 20924.96 | 2.4358
Bryant | Bryant® Heating and Cooling Systems | Bryant® Extreme Heat Pump | 9893509 | HRCU-A-CB | 280ANV024*0**A* | CSPH*6012AL*+UI & 98(6*B,7*A)42060V17*** | ducted | singlezone | ducted, centrally ducted | 23600 | 25000 | 2.7028 | 21352 | 2.4061
Bryant | Bryant® Heating and Cooling Systems | Bryant® Extreme Heat Pump | 9893510 | HRCU-A-CB | 280ANV024*0**A* | CSPH*6012AL*+UI & 98(6*B,7*A)42080V17*** | ducted | singlezone | ducted, centrally ducted | 23400 | 25000 | 2.734 | 21138.48 | 2.4339
Bryant | Bryant® Heating and Cooling Systems | Bryant® Extreme Heat Pump | 9893514 | HRCU-A-CB | 280ANV024*0**A* | CAP**3621AL*+UI & 98(6*B,7*A)66100V21*** | ducted | singlezone | ducted, centrally ducted | 23000 | 25000 | 2.5148 | 20711.44 | 2.2387
Bryant | Bryant® Heating and Cooling Systems | Bryant® Extreme Heat Pump | 9893515 | HRCU-A-CB | 280ANV024*0**A* | CAP**4221AL*+UI & 98(6*B,7MA)60060V21*** | ducted | singlezone | ducted, centrally ducted | 23000 | 25200 | 2.5407 | 20711.44 | 2.2618
Bryant | Bryant® Heating and Cooling Systems | Bryant® Extreme Heat Pump | 9893516 | HRCU-A-CB | 280ANV024*0**A* | CAP**4221AL*+UI & 98(6*B,7*A)60080V21*** | ducted | singlezone | ducted, centrally ducted | 23000 | 25000 | 2.5671 | 20711.44 | 2.2853
Bryant | Bryant® Heating and Cooling Systems | Bryant® Extreme Heat Pump | 9893517 | HRCU-A-CB | 280ANV024*0**A* | CAP**4221AL*+UI & 98(6*B,7*A)66100V21*** | ducted | singlezone | ducted, centrally ducted | 23000 | 25000 | 2.5671 | 20711.44 | 2.2853
Bryant | Bryant® Heating and Cooling Systems | Bryant® Extreme Heat Pump | 9893518 | HRCU-A-CB | 280ANV024*0**A* | CAP**4224AL*+UI & 98(6*B,7MA)60060V21*** | ducted | singlezone | ducted, centrally ducted | 23000 | 25200 | 2.5407 | 20711.44 | 2.2618
Bryant | Bryant® Heating and Cooling Systems | Bryant® Extreme Heat Pump | 9893519 | HRCU-A-CB | 280ANV024*0**A* | CAP**4224AL*+UI & 98(6*B,7*A)60080V21*** | ducted | singlezone | ducted, centrally ducted | 23000 | 25000 | 2.5671 | 20711.44 | 2.2853
Bryant | Bryant® Heating and Cooling Systems | Bryant® Extreme Heat Pump | 9893520 | HRCU-A-CB | 280ANV024*0**A* | CAP**4224AL*+UI & 98(6*B,7*A)66100V21*** | ducted | singlezone | ducted, centrally ducted | 23000 | 25000 | 2.5671 | 20711.44 | 2.2853
Bryant | Bryant® Heating and Cooling Systems | Bryant® Extreme Heat Pump | 9893521 | HRCU-A-CB | 280ANV024*0**A* | CAP**4821AL*+UI & 98(6*B,7MA)60060V21*** | ducted | singlezone | ducted, centrally ducted | 22800 | 24800 | 2.7082 | 20711.44 | 2.4109
Bryant | Bryant® Heating and Cooling Systems | Bryant® Extreme Heat Pump | 9893522 | HRCU-A-CB | 280ANV024*0**A* | CAP**4821AL*+UI & 98(6*B,7*A)60080V21*** | ducted | singlezone | ducted, centrally ducted | 22800 | 24800 | 2.7082 | 20711.44 | 2.4109
Bryant | Bryant® Heating and Cooling Systems | Bryant® Extreme Heat Pump | 9893523 | HRCU-A-CB | 280ANV024*0**A* | CAP**4821AL*+UI & 98(6*B,7*A)66100V21*** | ducted | singlezone | ducted, centrally ducted | 22800 | 24800 | 2.7082 | 20711.44 | 2.4109
Bryant | Bryant® Heating and Cooling Systems | Bryant® Extreme Heat Pump | 9893524 | HRCU-A-CB | 280ANV024*0**A* | CAP**4824AL*+UI & 98(6*B,7MA)60060V21*** | ducted | singlezone | ducted, centrally ducted | 22800 | 24800 | 2.7082 | 20711.44 | 2.4109
Bryant | Bryant® Heating and Cooling Systems | Bryant® Extreme Heat Pump | 9893525 | HRCU-A-CB | 280ANV024*0**A* | CAP**4824AL*+UI & 98(6*B,7*A)60080V21*** | ducted | singlezone | ducted, centrally ducted | 22800 | 24800 | 2.7082 | 20711.44 | 2.4109
Bryant | Bryant® Heating and Cooling Systems | Bryant® Extreme Heat Pump | 9893526 | HRCU-A-CB | 280ANV024*0**A* | CAP**4824AL*+UI & 98(6*B,7*A)66100V21*** | ducted | singlezone | ducted, centrally ducted | 22800 | 24800 | 2.7383 | 20711.44 | 2.4377
Bryant | Bryant® Heating and Cooling Systems | Bryant® Extreme Heat Pump | 9893527 | HRCU-A-CB | 280ANV024*0**A* | CAP**6021AL*+UI & 98(6*B,7MA)60060V21*** | ducted | singlezone | ducted, centrally ducted | 23000 | 24800 | 2.6788 | 20711.44 | 2.3847
Bryant | Bryant® Heating and Cooling Systems | Bryant® Extreme Heat Pump | 9893530 | HRCU-A-CB | 280ANV024*0**A* | CAP**6024AL*+UI & 98(6*B,7MA)60060V21*** | ducted | singlezone | ducted, centrally ducted | 23000 | 24800 | 2.6788 | 20711.44 | 2.3847
Bryant | Bryant® Heating and Cooling Systems | Bryant® Extreme Heat Pump | 9893538 | HRCU-A-CB | 280ANV024*0**A* | CNPV*4221AL*+UI & 98(6*B,7*A)66100V21*** | ducted | singlezone | ducted, centrally ducted | 23200 | 25000 | 2.5669 | 20924.96 | 2.2851
Bryant | Bryant® Heating and Cooling Systems | Bryant® Extreme Heat Pump | 9893539 | HRCU-A-CB | 280ANV024*0**A* | CNPV*4824AL*+UI & 98(6*B,7MA)60060V21*** | ducted | singlezone | ducted, centrally ducted | 23200 | 25000 | 2.6773 | 20924.96 | 2.3834
Bryant | Bryant® Heating and Cooling Systems | Bryant® Extreme Heat Pump | 9893546 | HRCU-A-CB | 280ANV024*0**A* | CSPH*3612AL*+UI & 98(6*B,7*A)60080V21*** | ducted | singlezone | ducted, centrally ducted | 23200 | 25000 | 2.6209 | 20924.96 | 2.3332
Bryant | Bryant® Heating and Cooling Systems | Bryant® Extreme Heat Pump | 9893547 | HRCU-A-CB | 280ANV024*0**A* | CSPH*3612AL*+UI & 98(6*B,7*A)66100V21*** | ducted | singlezone | ducted, centrally ducted | 23200 | 25000 | 2.6209 | 20924.96 | 2.3332
Bryant | Bryant® Heating and Cooling Systems | Bryant® Extreme Heat Pump | 9893549 | HRCU-A-CB | 280ANV024*0**A* | CSPH*4212AL*+UI & 98(6*B,7*A)60080V21*** | ducted | singlezone | ducted, centrally ducted | 23200 | 25000 | 2.7064 | 20924.96 | 2.4093
Bryant | Bryant® Heating and Cooling Systems | Bryant® Extreme Heat Pump | 9893550 | HRCU-A-CB | 280ANV024*0**A* | CSPH*4212AL*+UI & 98(6*B,7*A)66100V21*** | ducted | singlezone | ducted, centrally ducted | 23000 | 25000 | 2.6788 | 20711.44 | 2.3847
Bryant | Bryant® Heating and Cooling Systems | Bryant® Extreme Heat Pump | 9893551 | HRCU-A-CB | 280ANV024*0**A* | CSPH*4812AL*+UI & 98(6*B,7MA)60060V21*** | ducted | singlezone | ducted, centrally ducted | 23200 | 25000 | 2.7064 | 20924.96 | 2.4093
Bryant | Bryant® Heating and Cooling Systems | Bryant® Extreme Heat Pump | 9893552 | HRCU-A-CB | 280ANV024*0**A* | CSPH*4812AL*+UI & 98(6*B,7*A)60080V21*** | ducted | singlezone | ducted, centrally ducted | 23000 | 25000 | 2.7082 | 20711.44 | 2.4109
Bryant | Bryant® Heating and Cooling Systems | Bryant® Extreme Heat Pump | 9893554 | HRCU-A-CB | 280ANV024*0**A* | CSPH*6012AL*+UI & 98(6*B,7MA)60060V21*** | ducted | singlezone | ducted, centrally ducted | 23200 | 25000 | 2.7361 | 20924.96 | 2.4358
Bryant | Bryant® Heating and Cooling Systems | Bryant® Extreme Heat Pump | 9893665 | HRCU-A-CB | 280ANV036*0**A* | CAP**4821AL*+UI & 98(6*B,7*A)66100V21*** | ducted | singlezone | ducted, centrally ducted | 33600 | 29800 | 2.5382 | 25934.78 | 2.3695
Bryant | Bryant® Heating and Cooling Systems | Bryant® Extreme Heat Pump | 9893668 | HRCU-A-CB | 280ANV036*0**A* | CAP**4824AL*+UI & 98(6*B,7*A)66100V21*** | ducted | singlezone | ducted, centrally ducted | 33600 | 29800 | 2.5382 | 25934.78 | 2.393
Bryant | Bryant® Heating and Cooling Systems | Bryant® Extreme Heat Pump | 9893679 | HRCU-A-CB | 280ANV036*0**A* | CNPV*4821AL*+UI & 98(6*B,7*A)60080V21*** | ducted | singlezone | ducted, centrally ducted | 33800 | 30000 | 2.5134 | 25934.78 | 2.324
Bryant | Bryant® Heating and Cooling Systems | Bryant® Extreme Heat Pump | 9893680 | HRCU-A-CB | 280ANV036*0**A* | CNPV*4821AL*+UI & 98(6*B,7*A)66100V21*** | ducted | singlezone | ducted, centrally ducted | 33800 | 30000 | 2.5382 | 25934.78 | 2.3695
Bryant | Bryant® Heating and Cooling Systems | Bryant® Extreme Heat Pump | 9893682 | HRCU-A-CB | 280ANV036*0**A* | CNPV*4824AL*+UI & 98(6*B,7*A)60080V21*** | ducted | singlezone | ducted, centrally ducted | 33800 | 30000 | 2.5134 | 25934.78 | 2.3246
Bryant | Bryant® Heating and Cooling Systems | Bryant® Extreme Heat Pump | 9893683 | HRCU-A-CB | 280ANV036*0**A* | CNPV*4824AL*+UI & 98(6*B,7*A)66100V21*** | ducted | singlezone | ducted, centrally ducted | 33800 | 30000 | 2.5382 | 25934.78 | 2.3695
Bryant | Bryant® Heating and Cooling Systems | Bryant® Extreme Heat Pump | 9893694 | HRCU-A-CB | 280ANV036*0**A* | CSPH*4812AL*+UI & 98(6*B,7*A)60080V21*** | ducted | singlezone | ducted, centrally ducted | 33800 | 30000 | 2.5382 | 25934.78 | 2.3465
Bryant | Bryant® Heating and Cooling Systems | Bryant® Extreme Heat Pump | 9893695 | HRCU-A-CB | 280ANV036*0**A* | CSPH*4812AL*+UI & 98(6*B,7*A)66100V21*** | ducted | singlezone | ducted, centrally ducted | 33800 | 30000 | 2.5382 | 25934.78 | 2.393
Bryant | Bryant® Heating and Cooling Systems | Bryant® Extreme Heat Pump | 9893494 | HRCU-A-CB | 280ANV024*0**A* | CNPV*4221AL*+UI & 98(6*B,7*A)42060V17*** | ducted | singlezone | ducted, centrally ducted | 23600 | 25200 | 2.5407 | 21352 | 2.2618
Bryant | Bryant® Heating and Cooling Systems | Bryant® Extreme Heat Pump | 9893495 | HRCU-A-CB | 280ANV024*0**A* | CNPV*4221AL*+UI & 98(6*B,7*A)42080V17*** | ducted | singlezone | ducted, centrally ducted | 23400 | 25200 | 2.5407 | 21138.48 | 2.2618
Bryant | Bryant® Heating and Cooling Systems | Bryant® Extreme Heat Pump | 9893501 | HRCU-A-CB | 280ANV024*0**A* | CSPH*3612AL*+UI & 98(6*B,7*A)42080V17*** | ducted | singlezone | ducted, centrally ducted | 23800 | 25200 | 2.6454 | 21565.52 | 2.355
Bryant | Bryant® Heating and Cooling Systems | Bryant® Extreme Heat Pump | 9893503 | HRCU-A-CB | 280ANV024*0**A* | CSPH*4212AL*+UI & 98(6*B,7*A)42060V17*** | ducted | singlezone | ducted, centrally ducted | 23800 | 25200 | 2.673 | 21565.52 | 2.3796
Bryant | Bryant® Heating and Cooling Systems | Bryant® Extreme Heat Pump | 9893504 | HRCU-A-CB | 280ANV024*0**A* | CSPH*4212AL*+UI & 98(6*B,7*A)42080V17*** | ducted | singlezone | ducted, centrally ducted | 23800 | 25000 | 2.673 | 21565.52 | 2.3796
Bryant | Bryant® Heating and Cooling Systems | Bryant® Extreme Heat Pump | 9893506 | HRCU-A-CB | 280ANV024*0**A* | CSPH*4812AL*+UI & 98(6*B,7*A)42060V17*** | ducted | singlezone | ducted, centrally ducted | 23400 | 25000 | 2.7046 | 21138.48 | 2.4077
Bryant | Bryant® Heating and Cooling Systems | Bryant® Extreme Heat Pump | 9893536 | HRCU-A-CB | 280ANV024*0**A* | CNPV*4221AL*+UI & 98(6*B,7MA)60060V21*** | ducted | singlezone | ducted, centrally ducted | 23400 | 25200 | 2.5407 | 21138.48 | 2.2618
Bryant | Bryant® Heating and Cooling Systems | Bryant® Extreme Heat Pump | 9893537 | HRCU-A-CB | 280ANV024*0**A* | CNPV*4221AL*+UI & 98(6*B,7*A)60080V21*** | ducted | singlezone | ducted, centrally ducted | 23200 | 25200 | 2.5669 | 20924.96 | 2.2851
Bryant | Bryant® Heating and Cooling Systems | Bryant® Extreme Heat Pump | 9893545 | HRCU-A-CB | 280ANV024*0**A* | CSPH*3612AL*+UI & 98(6*B,7MA)60060V21*** | ducted | singlezone | ducted, centrally ducted | 23200 | 25200 | 2.6209 | 20924.96 | 2.3332
Bryant | Bryant® Heating and Cooling Systems | Bryant® Extreme Heat Pump | 9893548 | HRCU-A-CB | 280ANV024*0**A* | CSPH*4212AL*+UI & 98(6*B,7MA)60060V21*** | ducted | singlezone | ducted, centrally ducted | 23200 | 25000 | 2.6773 | 20924.96 | 2.3834
Bryant | Bryant® Heating and Cooling Systems | Bryant® Extreme Heat Pump | 9893647 | HRCU-A-CB | 280ANV036*0**A* | CSPH*4212AL*+UI & 98(6*B,7*A)66120V24*** | ducted | singlezone | ducted, centrally ducted | 34600 | 30200 | 2.5141 | 26705.12 | 2.3044
Bryant | Bryant® Heating and Cooling Systems | Bryant® Extreme Heat Pump | 9893664 | HRCU-A-CB | 280ANV036*0**A* | CAP**4821AL*+UI & 98(6*B,7*A)60080V21*** | ducted | singlezone | ducted, centrally ducted | 33600 | 30000 | 2.5134 | 25934.78 | 2.3465
Bryant | Bryant® Heating and Cooling Systems | Bryant® Extreme Heat Pump | 9893667 | HRCU-A-CB | 280ANV036*0**A* | CAP**4824AL*+UI & 98(6*B,7*A)60080V21*** | ducted | singlezone | ducted, centrally ducted | 33600 | 29800 | 2.5382 | 25934.78 | 2.3219
Bryant | Bryant® Heating and Cooling Systems | Bryant® Extreme Heat Pump | 9893691 | HRCU-A-CB | 280ANV036*0**A* | CSPH*4212AL*+UI & 98(6*B,7*A)60080V21*** | ducted | singlezone | ducted, centrally ducted | 34000 | 30200 | 2.5382 | 26191.56 | 2.3246
Bryant | Bryant® Heating and Cooling Systems | Bryant® Extreme Heat Pump | 9893692 | HRCU-A-CB | 280ANV036*0**A* | CSPH*4212AL*+UI & 98(6*B,7*A)66100V21*** | ducted | singlezone | ducted, centrally ducted | 33800 | 30000 | 2.5382 | 25934.78 | 2.393
Bryant | Bryant® Heating and Cooling Systems | Bryant® Extreme Heat Pump | 9893500 | HRCU-A-CB | 280ANV024*0**A* | CSPH*3612AL*+UI & 98(6*B,7*A)42060V17*** | ducted | singlezone | ducted, centrally ducted | 24000 | 25200 | 2.6177 | 21779.04 | 2.3303
Carrier | Bryant | Preferred Series | 8738646 | HRCU-A-CB-O | 38MAQB09R--3 | 619PEQ009BBMA | non-ducted | singlezone | non-ducted, wall placement | 10900 | 6900 | 2.74 | 10900 | 1.98
Carrier | Bryant | Preferred Series | 9854627 | HMSV-A-CB | 38MGRQ30D--3 | Non-Ducted Indoor Units | non-ducted | multizone | all non-ducted | 28000 | 17400 | 2.7866 | 28220 | 2.0421
Carrier | Bryant | Preferred Series | 9118462 | HMSV-A-CB | 38MGRQ18B--3 | Non-Ducted Indoor Units | non-ducted | multizone | all non-ducted | 19000 | 12000 | 2.8135 | 13990 | 2.1466
Carrier | Bryant | Preferred Series | 8738645 | HRCU-A-CB-O | 38MAQB12R--3 | 619PEQ012BBMA | non-ducted | singlezone | non-ducted, wall placement | 11800 | 7800 | 2.64 | 12010 | 1.98
Carrier | Bryant | Preferred Series | 9118478 | HMSV-A-CB | 38MGRQ48E--3 | Non-Ducted Indoor Units | non-ducted | multizone | all non-ducted | 48000 | 29600 | 2.7025 | 36340 | 1.9759
Carrier | Bryant | Preferred Series | 9118474 | HMSV-A-CB | 38MGRQ36D--3 | Non-Ducted Indoor Units | non-ducted | multizone | all non-ducted | 36000 | 23200 | 2.7866 | 36080 | 1.9618
Carrier | Carrier | Infinity | 201753408 | HRCU-A-CB-O | 38MPRAQ09AA3 | 40MPHAQ09XA3 | non-ducted | singlezone | non-ducted, wall placement | 10000 | 7200 | 2.7805 | 13047 | 1.9751
Carrier | Carrier | Infinity® 20 Heat Pump with Greenspeed® Intelligence | 9892549 | HRCU-A-CB | 25VNA024A*030* | CNPV*6024AL*+UI & 59*N*A120V24**22 | ducted | singlezone | ducted, centrally ducted | 23400 | 25000 | 2.7046 | 21138.48 | 2.4077
Carrier | Carrier | Infinity® 20 Heat Pump with Greenspeed® Intelligence | 9892593 | HRCU-A-CB | 25VNA024A*030* | CNPV*6024AL*+UI & 59*N*A080V21**20 | ducted | singlezone | ducted, centrally ducted | 23200 | 25000 | 2.7064 | 20924.96 | 2.4093
Carrier | Carrier | Infinity® 20 Heat Pump with Greenspeed® Intelligence | 9892594 | HRCU-A-CB | 25VNA024A*030* | CNPV*6024AL*+UI & 59*N*A100V21**22 | ducted | singlezone | ducted, centrally ducted | 23200 | 25000 | 2.7064 | 20924.96 | 2.4093
Carrier | Carrier | Infinity® 20 Heat Pump with Greenspeed® Intelligence | 9892534 | HRCU-A-CB | 25VNA024A*030* | CAP**4824AL*+UI & 59*N*A120V24**22 | ducted | singlezone | ducted, centrally ducted | 23000 | 24800 | 2.6788 | 20711.44 | 2.3847
Carrier | Carrier | Infinity® 20 Heat Pump with Greenspeed® Intelligence | 9892535 | HRCU-A-CB | 25VNA024A*030* | CAP**6021AL*+UI & 59*N*A060V17**14 | ducted | singlezone | ducted, centrally ducted | 22800 | 24600 | 2.7082 | 20711.44 | 2.4109
Carrier | Carrier | Infinity® 20 Heat Pump with Greenspeed® Intelligence | 9892536 | HRCU-A-CB | 25VNA024A*030* | CAP**6021AL*+UI & 59*N*A080V17**14 | ducted | singlezone | ducted, centrally ducted | 22800 | 24600 | 2.7082 | 20711.44 | 2.4109
Carrier | Carrier | Infinity® 20 Heat Pump with Greenspeed® Intelligence | 9892537 | HRCU-A-CB | 25VNA024A*030* | CAP**6024AL*+UI & 59*N*A120V24**22 | ducted | singlezone | ducted, centrally ducted | 22600 | 24400 | 2.7101 | 20497.92 | 2.4126
Carrier | Carrier | Infinity® 20 Heat Pump with Greenspeed® Intelligence | 9892546 | HRCU-A-CB | 25VNA024A*030* | CNPV*4821AL*+UI & 59*N*A060V17**14 | ducted | singlezone | ducted, centrally ducted | 23400 | 25000 | 2.6758 | 21138.48 | 2.3821
Carrier | Carrier | Infinity® 20 Heat Pump with Greenspeed® Intelligence | 9892547 | HRCU-A-CB | 25VNA024A*030* | CNPV*4821AL*+UI & 59*N*A080V17**14 | ducted | singlezone | ducted, centrally ducted | 23200 | 25000 | 2.6773 | 20924.96 | 2.3834
Carrier | Carrier | Infinity® 20 Heat Pump with Greenspeed® Intelligence | 9892548 | HRCU-A-CB | 25VNA024A*030* | CNPV*4824AL*+UI & 59*N*A120V24**22 | ducted | singlezone | ducted, centrally ducted | 23200 | 25000 | 2.7064 | 20924.96 | 2.4093
Carrier | Carrier | Infinity® 20 Heat Pump with Greenspeed® Intelligence | 9892561 | HRCU-A-CB | 25VNA024A*030* | CSPH*6012AL*+UI & 59*N*A120V24**22 | ducted | singlezone | ducted, centrally ducted | 23400 | 25000 | 2.734 | 21138.48 | 2.4339
Carrier | Carrier | Infinity® 20 Heat Pump with Greenspeed® Intelligence | 9892578 | HRCU-A-CB | 25VNA024A*030* | CAP**6021AL*+UI & 59*N*A080V21**20 | ducted | singlezone | ducted, centrally ducted | 23000 | 24800 | 2.7082 | 20711.44 | 2.4109
Carrier | Carrier | Infinity® 20 Heat Pump with Greenspeed® Intelligence | 9892579 | HRCU-A-CB | 25VNA024A*030* | CAP**6021AL*+UI & 59*N*A100V21**22 | ducted | singlezone | ducted, centrally ducted | 23000 | 24800 | 2.7082 | 20711.44 | 2.4109
Carrier | Carrier | Infinity® 20 Heat Pump with Greenspeed® Intelligence | 9892581 | HRCU-A-CB | 25VNA024A*030* | CAP**6024AL*+UI & 59*N*A080V21**20 | ducted | singlezone | ducted, centrally ducted | 23000 | 24800 | 2.7082 | 20711.44 | 2.4109
Carrier | Carrier | Infinity® 20 Heat Pump with Greenspeed® Intelligence | 9892582 | HRCU-A-CB | 25VNA024A*030* | CAP**6024AL*+UI & 59*N*A100V21**22 | ducted | singlezone | ducted, centrally ducted | 23000 | 24800 | 2.7082 | 20711.44 | 2.4109
Carrier | Carrier | Infinity® 20 Heat Pump with Greenspeed® Intelligence | 9892590 | HRCU-A-CB | 25VNA024A*030* | CNPV*4824AL*+UI & 59*N*A080V21**20 | ducted | singlezone | ducted, centrally ducted | 23000 | 25000 | 2.6788 | 20711.44 | 2.3847
Carrier | Carrier | Infinity® 20 Heat Pump with Greenspeed® Intelligence | 9892591 | HRCU-A-CB | 25VNA024A*030* | CNPV*4824AL*+UI & 59*N*A100V21**22 | ducted | singlezone | ducted, centrally ducted | 23000 | 25000 | 2.7082 | 20711.44 | 2.4109
Carrier | Carrier | Infinity® 20 Heat Pump with Greenspeed® Intelligence | 9892592 | HRCU-A-CB | 25VNA024A*030* | CNPV*6024AL*+UI & 59MN7A060V21**20 | ducted | singlezone | ducted, centrally ducted | 23400 | 25000 | 2.6758 | 21138.48 | 2.3821
Carrier | Carrier | Infinity® 20 Heat Pump with Greenspeed® Intelligence | 9892603 | HRCU-A-CB | 25VNA024A*030* | CSPH*4812AL*+UI & 59*N*A100V21**22 | ducted | singlezone | ducted, centrally ducted | 23000 | 24800 | 2.7082 | 20711.44 | 2.4109
Carrier | Carrier | Infinity® 20 Heat Pump with Greenspeed® Intelligence | 9892605 | HRCU-A-CB | 25VNA024A*030* | CSPH*6012AL*+UI & 59*N*A080V21**20 | ducted | singlezone | ducted, centrally ducted | 23200 | 25000 | 2.74 | 20924.96 | 2.4358
Carrier | Carrier | Infinity® 20 Heat Pump with Greenspeed® Intelligence | 9892606 | HRCU-A-CB | 25VNA024A*030* | CSPH*6012AL*+UI & 59*N*A100V21**22 | ducted | singlezone | ducted, centrally ducted | 23200 | 25000 | 2.74 | 20924.96 | 2.4358
Carrier | Carrier | Infinity® 20 Heat Pump with Greenspeed® Intelligence | 9892524 | HRCU-A-CB | 25VNA024A*030* | CAP**3617AL*+UI & 59*N*A080V17**14 | ducted | singlezone | ducted, centrally ducted | 24000 | 25200 | 2.516 | 21779.04 | 2.2398
Carrier | Carrier | Infinity® 20 Heat Pump with Greenspeed® Intelligence | 9892526 | HRCU-A-CB | 25VNA024A*030* | CAP**3621AL*+UI & 59*N*A080V17**14 | ducted | singlezone | ducted, centrally ducted | 24000 | 25200 | 2.516 | 21779.04 | 2.2398
Carrier | Carrier | Infinity® 20 Heat Pump with Greenspeed® Intelligence | 9892527 | HRCU-A-CB | 25VNA024A*030* | CAP**4221AL*+UI & 59*N*A060V17**14 | ducted | singlezone | ducted, centrally ducted | 23800 | 25200 | 2.5407 | 21565.52 | 2.2618
Carrier | Carrier | Infinity® 20 Heat Pump with Greenspeed® Intelligence | 9892528 | HRCU-A-CB | 25VNA024A*030* | CAP**4221AL*+UI & 59*N*A080V17**14 | ducted | singlezone | ducted, centrally ducted | 23800 | 25200 | 2.5661 | 21565.52 | 2.2844
Carrier | Carrier | Infinity® 20 Heat Pump with Greenspeed® Intelligence | 9892529 | HRCU-A-CB | 25VNA024A*030* | CAP**4224AL*+UI & 59*N*A120V24**22 | ducted | singlezone | ducted, centrally ducted | 23600 | 25000 | 2.5663 | 21352 | 2.2846
Carrier | Carrier | Infinity® 20 Heat Pump with Greenspeed® Intelligence | 9892532 | HRCU-A-CB | 25VNA024A*030* | CAP**4821AL*+UI & 59*N*A060V17**14 | ducted | singlezone | ducted, centrally ducted | 23200 | 25000 | 2.6773 | 20924.96 | 2.3834
Carrier | Carrier | Infinity® 20 Heat Pump with Greenspeed® Intelligence | 9892533 | HRCU-A-CB | 25VNA024A*030* | CAP**4821AL*+UI & 59*N*A080V17**14 | ducted | singlezone | ducted, centrally ducted | 23200 | 24800 | 2.6773 | 20924.96 | 2.3834
Carrier | Carrier | Infinity® 20 Heat Pump with Greenspeed® Intelligence | 9892542 | HRCU-A-CB | 25VNA024A*030* | CNPV*4217AL*+UI & 59*N*A060V17**14 | ducted | singlezone | ducted, centrally ducted | 23400 | 25200 | 2.6201 | 21138.48 | 2.3325
Carrier | Carrier | Infinity® 20 Heat Pump with Greenspeed® Intelligence | 9892543 | HRCU-A-CB | 25VNA024A*030* | CNPV*4217AL*+UI & 59*N*A080V17**14 | ducted | singlezone | ducted, centrally ducted | 23400 | 25200 | 2.6201 | 21138.48 | 2.3325
Carrier | Carrier | Infinity® 20 Heat Pump with Greenspeed® Intelligence | 9892552 | HRCU-A-CB | 25VNA024A*030* | CSPH*3612AL*+UI & 59*N*A120V24**22 | ducted | singlezone | ducted, centrally ducted | 23800 | 25000 | 2.6454 | 21565.52 | 2.355
Carrier | Carrier | Infinity® 20 Heat Pump with Greenspeed® Intelligence | 9892555 | HRCU-A-CB | 25VNA024A*030* | CSPH*4212AL*+UI & 59*N*A120V24**22 | ducted | singlezone | ducted, centrally ducted | 23600 | 25000 | 2.6744 | 21352 | 2.3808
Carrier | Carrier | Infinity® 20 Heat Pump with Greenspeed® Intelligence | 9892557 | HRCU-A-CB | 25VNA024A*030* | CSPH*4812AL*+UI & 59*N*A080V17**14 | ducted | singlezone | ducted, centrally ducted | 23400 | 25000 | 2.7046 | 21138.48 | 2.4077
Carrier | Carrier | Infinity® 20 Heat Pump with Greenspeed® Intelligence | 9892558 | HRCU-A-CB | 25VNA024A*030* | CSPH*4812AL*+UI & 59*N*A120V24**22 | ducted | singlezone | ducted, centrally ducted | 23200 | 25000 | 2.7361 | 20924.96 | 2.4358
Carrier | Carrier | Infinity® 20 Heat Pump with Greenspeed® Intelligence | 9892559 | HRCU-A-CB | 25VNA024A*030* | CSPH*6012AL*+UI & 59*N*A060V17**14 | ducted | singlezone | ducted, centrally ducted | 23600 | 25000 | 2.7028 | 21352 | 2.4061
Carrier | Carrier | Infinity® 20 Heat Pump with Greenspeed® Intelligence | 9892560 | HRCU-A-CB | 25VNA024A*030* | CSPH*6012AL*+UI & 59*N*A080V17**14 | ducted | singlezone | ducted, centrally ducted | 23400 | 25000 | 2.734 | 21138.48 | 2.4339
Carrier | Carrier | Infinity® 20 Heat Pump with Greenspeed® Intelligence | 9892564 | HRCU-A-CB | 25VNA024A*030* | CAP**3621AL*+UI & 59*N*A100V21**22 | ducted | singlezone | ducted, centrally ducted | 23000 | 25000 | 2.5148 | 20711.44 | 2.2387
Carrier | Carrier | Infinity® 20 Heat Pump with Greenspeed® Intelligence | 9892565 | HRCU-A-CB | 25VNA024A*030* | CAP**4221AL*+UI & 59MN7A060V21**20 | ducted | singlezone | ducted, centrally ducted | 23000 | 25200 | 2.5407 | 20711.44 | 2.2618
Carrier | Carrier | Infinity® 20 Heat Pump with Greenspeed® Intelligence | 9892566 | HRCU-A-CB | 25VNA024A*030* | CAP**4221AL*+UI & 59*N*A080V21**20 | ducted | singlezone | ducted, centrally ducted | 23000 | 25000 | 2.5671 | 20711.44 | 2.2853
Carrier | Carrier | Infinity® 20 Heat Pump with Greenspeed® Intelligence | 9892567 | HRCU-A-CB | 25VNA024A*030* | CAP**4221AL*+UI & 59*N*A100V21**22 | ducted | singlezone | ducted, centrally ducted | 23000 | 25000 | 2.5671 | 20711.44 | 2.2853
Carrier | Carrier | Infinity® 20 Heat Pump with Greenspeed® Intelligence | 9892568 | HRCU-A-CB | 25VNA024A*030* | CAP**4224AL*+UI & 59MN7A060V21**20 | ducted | singlezone | ducted, centrally ducted | 23000 | 25200 | 2.5407 | 20711.44 | 2.2618
Carrier | Carrier | Infinity® 20 Heat Pump with Greenspeed® Intelligence | 9892569 | HRCU-A-CB | 25VNA024A*030* | CAP**4224AL*+UI & 59*N*A080V21**20 | ducted | singlezone | ducted, centrally ducted | 23000 | 25000 | 2.5671 | 20711.44 | 2.2853
Carrier | Carrier | Infinity® 20 Heat Pump with Greenspeed® Intelligence | 9892570 | HRCU-A-CB | 25VNA024A*030* | CAP**4224AL*+UI & 59*N*A100V21**22 | ducted | singlezone | ducted, centrally ducted | 23000 | 25000 | 2.5671 | 20711.44 | 2.2853
Carrier | Carrier | Infinity® 20 Heat Pump with Greenspeed® Intelligence | 9892571 | HRCU-A-CB | 25VNA024A*030* | CAP**4821AL*+UI & 59MN7A060V21**20 | ducted | singlezone | ducted, centrally ducted | 22800 | 24800 | 2.7082 | 20711.44 | 2.4109
Carrier | Carrier | Infinity® 20 Heat Pump with Greenspeed® Intelligence | 9892572 | HRCU-A-CB | 25VNA024A*030* | CAP**4821AL*+UI & 59*N*A080V21**20 | ducted | singlezone | ducted, centrally ducted | 22800 | 24800 | 2.7082 | 20711.44 | 2.4109
Carrier | Carrier | Infinity® 20 Heat Pump with Greenspeed® Intelligence | 9892573 | HRCU-A-CB | 25VNA024A*030* | CAP**4821AL*+UI & 59*N*A100V21**22 | ducted | singlezone | ducted, centrally ducted | 22800 | 24800 | 2.7082 | 20711.44 | 2.4109
Carrier | Carrier | Infinity® 20 Heat Pump with Greenspeed® Intelligence | 9892574 | HRCU-A-CB | 25VNA024A*030* | CAP**4824AL*+UI & 59MN7A060V21**20 | ducted | singlezone | ducted, centrally ducted | 22800 | 24800 | 2.7082 | 20711.44 | 2.4109
Carrier | Carrier | Infinity® 20 Heat Pump with Greenspeed® Intelligence | 9892575 | HRCU-A-CB | 25VNA024A*030* | CAP**4824AL*+UI & 59*N*A080V21**20 | ducted | singlezone | ducted, centrally ducted | 22800 | 24800 | 2.7082 | 20711.44 | 2.4109
Carrier | Carrier | Infinity® 20 Heat Pump with Greenspeed® Intelligence | 9892576 | HRCU-A-CB | 25VNA024A*030* | CAP**4824AL*+UI & 59*N*A100V21**22 | ducted | singlezone | ducted, centrally ducted | 22800 | 24800 | 2.7383 | 20711.44 | 2.4377
Carrier | Carrier | Infinity® 20 Heat Pump with Greenspeed® Intelligence | 9892577 | HRCU-A-CB | 25VNA024A*030* | CAP**6021AL*+UI & 59MN7A060V21**20 | ducted | singlezone | ducted, centrally ducted | 23000 | 24800 | 2.6788 | 20711.44 | 2.3847
Carrier | Carrier | Infinity® 20 Heat Pump with Greenspeed® Intelligence | 9892580 | HRCU-A-CB | 25VNA024A*030* | CAP**6024AL*+UI & 59MN7A060V21**20 | ducted | singlezone | ducted, centrally ducted | 23000 | 24800 | 2.6788 | 20711.44 | 2.3847
Carrier | Carrier | Infinity® 20 Heat Pump with Greenspeed® Intelligence | 9892588 | HRCU-A-CB | 25VNA024A*030* | CNPV*4221AL*+UI & 59*N*A100V21**22 | ducted | singlezone | ducted, centrally ducted | 23200 | 25000 | 2.5669 | 20924.96 | 2.2851
Carrier | Carrier | Infinity® 20 Heat Pump with Greenspeed® Intelligence | 9892589 | HRCU-A-CB | 25VNA024A*030* | CNPV*4824AL*+UI & 59MN7A060V21**20 | ducted | singlezone | ducted, centrally ducted | 23200 | 25000 | 2.6773 | 20924.96 | 2.3834
Carrier | Carrier | Infinity® 20 Heat Pump with Greenspeed® Intelligence | 9892596 | HRCU-A-CB | 25VNA024A*030* | CSPH*3612AL*+UI & 59*N*A080V21**20 | ducted | singlezone | ducted, centrally ducted | 23200 | 25000 | 2.6209 | 20924.96 | 2.3332
Carrier | Carrier | Infinity® 20 Heat Pump with Greenspeed® Intelligence | 9892597 | HRCU-A-CB | 25VNA024A*030* | CSPH*3612AL*+UI & 59*N*A100V21**22 | ducted | singlezone | ducted, centrally ducted | 23200 | 25000 | 2.6209 | 20924.96 | 2.3332
Carrier | Carrier | Infinity® 20 Heat Pump with Greenspeed® Intelligence | 9892599 | HRCU-A-CB | 25VNA024A*030* | CSPH*4212AL*+UI & 59*N*A080V21**20 | ducted | singlezone | ducted, centrally ducted | 23200 | 25000 | 2.7064 | 20924.96 | 2.4093
Carrier | Carrier | Infinity® 20 Heat Pump with Greenspeed® Intelligence | 9892600 | HRCU-A-CB | 25VNA024A*030* | CSPH*4212AL*+UI & 59*N*A100V21**22 | ducted | singlezone | ducted, centrally ducted | 23000 | 25000 | 2.6788 | 20711.44 | 2.3847
Carrier | Carrier | Infinity® 20 Heat Pump with Greenspeed® Intelligence | 9892601 | HRCU-A-CB | 25VNA024A*030* | CSPH*4812AL*+UI & 59MN7A060V21**20 | ducted | singlezone | ducted, centrally ducted | 23200 | 25000 | 2.7064 | 20924.96 | 2.4093
Carrier | Carrier | Infinity® 20 Heat Pump with Greenspeed® Intelligence | 9892602 | HRCU-A-CB | 25VNA024A*030* | CSPH*4812AL*+UI & 59*N*A080V21**20 | ducted | singlezone | ducted, centrally ducted | 23000 | 25000 | 2.7082 | 20711.44 | 2.4109
Carrier | Carrier | Infinity® 20 Heat Pump with Greenspeed® Intelligence | 9892604 | HRCU-A-CB | 25VNA024A*030* | CSPH*6012AL*+UI & 59MN7A060V21**20 | ducted | singlezone | ducted, centrally ducted | 23200 | 25000 | 2.7361 | 20924.96 | 2.4358
Carrier | Carrier | Infinity® 20 Heat Pump with Greenspeed® Intelligence | 9892716 | HRCU-A-CB | 25VNA036A*030* | CAP**4821AL*+UI & 59*N*A100V21**22 | ducted | singlezone | ducted, centrally ducted | 33600 | 29800 | 2.5382 | 25934.78 | 2.3695
Carrier | Carrier | Infinity® 20 Heat Pump with Greenspeed® Intelligence | 9892719 | HRCU-A-CB | 25VNA036A*030* | CAP**4824AL*+UI & 59*N*A100V21**22 | ducted | singlezone | ducted, centrally ducted | 33600 | 29800 | 2.5382 | 25934.78 | 2.393
Carrier | Carrier | Infinity® 20 Heat Pump with Greenspeed® Intelligence | 9892730 | HRCU-A-CB | 25VNA036A*030* | CNPV*4821AL*+UI & 59*N*A080V21**20 | ducted | singlezone | ducted, centrally ducted | 33800 | 30000 | 2.5134 | 25934.78 | 2.324
Carrier | Carrier | Infinity® 20 Heat Pump with Greenspeed® Intelligence | 9892731 | HRCU-A-CB | 25VNA036A*030* | CNPV*4821AL*+UI & 59*N*A100V21**22 | ducted | singlezone | ducted, centrally ducted | 33800 | 30000 | 2.5382 | 25934.78 | 2.3695
Carrier | Carrier | Infinity® 20 Heat Pump with Greenspeed® Intelligence | 9892733 | HRCU-A-CB | 25VNA036A*030* | CNPV*4824AL*+UI & 59*N*A080V21**20 | ducted | singlezone | ducted, centrally ducted | 33800 | 30000 | 2.5134 | 25934.78 | 2.3246
Carrier | Carrier | Infinity® 20 Heat Pump with Greenspeed® Intelligence | 9892734 | HRCU-A-CB | 25VNA036A*030* | CNPV*4824AL*+UI & 59*N*A100V21**22 | ducted | singlezone | ducted, centrally ducted | 33800 | 30000 | 2.5382 | 25934.78 | 2.3695
Carrier | Carrier | Infinity® 20 Heat Pump with Greenspeed® Intelligence | 9892745 | HRCU-A-CB | 25VNA036A*030* | CSPH*4812AL*+UI & 59*N*A080V21**20 | ducted | singlezone | ducted, centrally ducted | 33800 | 30000 | 2.5382 | 25934.78 | 2.3465
Carrier | Carrier | Infinity® 20 Heat Pump with Greenspeed® Intelligence | 9892746 | HRCU-A-CB | 25VNA036A*030* | CSPH*4812AL*+UI & 59*N*A100V21**22 | ducted | singlezone | ducted, centrally ducted | 33800 | 30000 | 2.5382 | 25934.78 | 2.393
Carrier | Carrier | Infinity® 20 Heat Pump with Greenspeed® Intelligence | 9892544 | HRCU-A-CB | 25VNA024A*030* | CNPV*4221AL*+UI & 59*N*A060V17**14 | ducted | singlezone | ducted, centrally ducted | 23600 | 25200 | 2.5407 | 21352 | 2.2618
Carrier | Carrier | Infinity® 20 Heat Pump with Greenspeed® Intelligence | 9892545 | HRCU-A-CB | 25VNA024A*030* | CNPV*4221AL*+UI & 59*N*A080V17**14 | ducted | singlezone | ducted, centrally ducted | 23400 | 25200 | 2.5407 | 21138.48 | 2.2618
Carrier | Carrier | Infinity® 20 Heat Pump with Greenspeed® Intelligence | 9892551 | HRCU-A-CB | 25VNA024A*030* | CSPH*3612AL*+UI & 59*N*A080V17**14 | ducted | singlezone | ducted, centrally ducted | 23800 | 25200 | 2.6454 | 21565.52 | 2.355
Carrier | Carrier | Infinity® 20 Heat Pump with Greenspeed® Intelligence | 9892553 | HRCU-A-CB | 25VNA024A*030* | CSPH*4212AL*+UI & 59*N*A060V17**14 | ducted | singlezone | ducted, centrally ducted | 23800 | 25200 | 2.673 | 21565.52 | 2.3796
Carrier | Carrier | Infinity® 20 Heat Pump with Greenspeed® Intelligence | 9892554 | HRCU-A-CB | 25VNA024A*030* | CSPH*4212AL*+UI & 59*N*A080V17**14 | ducted | singlezone | ducted, centrally ducted | 23800 | 25000 | 2.673 | 21565.52 | 2.3796
Carrier | Carrier | Infinity® 20 Heat Pump with Greenspeed® Intelligence | 9892556 | HRCU-A-CB | 25VNA024A*030* | CSPH*4812AL*+UI & 59*N*A060V17**14 | ducted | singlezone | ducted, centrally ducted | 23400 | 25000 | 2.7046 | 21138.48 | 2.4077
Carrier | Carrier | Infinity® 20 Heat Pump with Greenspeed® Intelligence | 9892586 | HRCU-A-CB | 25VNA024A*030* | CNPV*4221AL*+UI & 59MN7A060V21**20 | ducted | singlezone | ducted, centrally ducted | 23400 | 25200 | 2.5407 | 21138.48 | 2.2618
Carrier | Carrier | Infinity® 20 Heat Pump with Greenspeed® Intelligence | 9892587 | HRCU-A-CB | 25VNA024A*030* | CNPV*4221AL*+UI & 59*N*A080V21**20 | ducted | singlezone | ducted, centrally ducted | 23200 | 25200 | 2.5669 | 20924.96 | 2.2851
Carrier | Carrier | Infinity® 20 Heat Pump with Greenspeed® Intelligence | 9892595 | HRCU-A-CB | 25VNA024A*030* | CSPH*3612AL*+UI & 59MN7A060V21**20 | ducted | singlezone | ducted, centrally ducted | 23200 | 25200 | 2.6209 | 20924.96 | 2.3332
Carrier | Carrier | Infinity® 20 Heat Pump with Greenspeed® Intelligence | 9892598 | HRCU-A-CB | 25VNA024A*030* | CSPH*4212AL*+UI & 59MN7A060V21**20 | ducted | singlezone | ducted, centrally ducted | 23200 | 25000 | 2.6773 | 20924.96 | 2.3834
Carrier | Carrier | Infinity® 20 Heat Pump with Greenspeed® Intelligence | 9892698 | HRCU-A-CB | 25VNA036A*030* | CSPH*4212AL*+UI & 59*N*A120V24**22 | ducted | singlezone | ducted, centrally ducted | 34600 | 30200 | 2.5141 | 26705.12 | 2.3044
Carrier | Carrier | Infinity® 20 Heat Pump with Greenspeed® Intelligence | 9892715 | HRCU-A-CB | 25VNA036A*030* | CAP**4821AL*+UI & 59*N*A080V21**20 | ducted | singlezone | ducted, centrally ducted | 33600 | 30000 | 2.5134 | 25934.78 | 2.3465
Carrier | Carrier | Infinity® 20 Heat Pump with Greenspeed® Intelligence | 9892718 | HRCU-A-CB | 25VNA036A*030* | CAP**4824AL*+UI & 59*N*A080V21**20 | ducted | singlezone | ducted, centrally ducted | 33600 | 29800 | 2.5382 | 25934.78 | 2.3219
Carrier | Carrier | Infinity® 20 Heat Pump with Greenspeed® Intelligence | 9892742 | HRCU-A-CB | 25VNA036A*030* | CSPH*4212AL*+UI & 59*N*A080V21**20 | ducted | singlezone | ducted, centrally ducted | 34000 | 30200 | 2.5382 | 26191.56 | 2.3246
Carrier | Carrier | Infinity® 20 Heat Pump with Greenspeed® Intelligence | 9892743 | HRCU-A-CB | 25VNA036A*030* | CSPH*4212AL*+UI & 59*N*A100V21**22 | ducted | singlezone | ducted, centrally ducted | 33800 | 30000 | 2.5382 | 25934.78 | 2.393
Carrier | Carrier | Infinity® 20 Heat Pump with Greenspeed® Intelligence | 9892550 | HRCU-A-CB | 25VNA024A*030* | CSPH*3612AL*+UI & 59*N*A060V17**14 | ducted | singlezone | ducted, centrally ducted | 24000 | 25200 | 2.6177 | 21779.04 | 2.3303
Carrier | Carrier |  | 9854626 | HMSV-A-CB | 38MGRQ30D--3 | Non-Ducted Indoor Units | non-ducted | multizone | all non-ducted | 28000 | 17400 | 2.7866 | 28220 | 2.0421
Carrier | Carrier |  | 9118461 | HMSV-A-CB | 38MGRQ18B--3 | Non-Ducted Indoor Units | non-ducted | multizone | all non-ducted | 19000 | 12000 | 2.8135 | 13990 | 2.1466
Carrier | Carrier |  | 9118477 | HMSV-A-CB | 38MGRQ48E--3 | Non-Ducted Indoor Units | non-ducted | multizone | all non-ducted | 48000 | 29600 | 2.7025 | 36340 | 1.9759
Carrier | Carrier |  | 9118473 | HMSV-A-CB | 38MGRQ36D--3 | Non-Ducted Indoor Units | non-ducted | multizone | all non-ducted | 36000 | 23200 | 2.7866 | 36080 | 1.9618
Carrier | Carrier |  | 9892607 | HRCU-A-CB | 25VNA036A*030* | FE4ANB006L+UI | ducted | singlezone | ducted, centrally ducted | 33400 | 31600 | 2.8064 | 23600 | 2.2027
Carrier | Carrier |  | 9892665 | HRCU-A-CB | 25VNA036A*030* | FE4AN(B,F)005L+UI | ducted | singlezone | ducted, centrally ducted | 33400 | 31600 | 2.6228 | 23600 | 2.0586
Carrier | Carrier |  | 9892513 | HRCU-A-CB | 25VNA024A*030* | FE4AN(B,F)003L+UI | ducted | singlezone | ducted, centrally ducted | 23800 | 25000 | 2.5364 | 19800 | 2.0741
Carrier | Carrier |  | 9892512 | HRCU-A-CB | 25VNA024A*030* | FE4ANF002L + UI | ducted | singlezone | ducted, centrally ducted | 24000 | 25200 | 2.5567 | 19800 | 2.0741
Carrier | Carrier |  | 9892659 | HRCU-A-CB | 25VNA036A*030* | FE4AN(B,F)003L+UI | ducted | singlezone | ducted, centrally ducted | 35738 | 33812 | 2.6341 | 25252 | 2.0674
Carrier | Carrier |  | 9892658 | HRCU-A-CB | 25VNA036A*030* | FE4ANF002L+UI | ducted | singlezone | ducted, centrally ducted | 35404 | 33496 | 2.6094 | 33496 | 2.7424
Carrier | Carrier |  | 7992954 | HRCU-A-CB-O | 38GRQB09---301 | 40GRQB09H--301 | non-ducted | singlezone | non-ducted, wall placement | 9000 | 5500 | 2.893 | 10488 | 1.979
Carrier | Carrier |  | 8738635 | HRCU-A-CB-O | 38MAQB09R--3 | 40MAQB09B--3 | non-ducted | singlezone | non-ducted, wall placement | 10900 | 6900 | 2.74 | 10900 | 1.98
Carrier | Carrier |  | 7992956 | HRCU-A-CB-O | 38GRQB12---301 | 40GRQB12H--301 | non-ducted | singlezone | non-ducted, wall placement | 13000 | 13000 | 3.143 | 13000 | 2.76
Carrier | Carrier |  | 8738636 | HRCU-A-CB-O | 38MAQB12R--3 | 40MAQB12B--3 | non-ducted | singlezone | non-ducted, wall placement | 11800 | 7800 | 2.64 | 12010 | 1.98
Carrier | Carrier |  | 7992958 | HRCU-A-CB-O | 38GRQB18---301 | 40GRQB18H--301 | non-ducted | singlezone | non-ducted, wall placement | 19000 | 12717 | 2.501 | 19190 | 2.85
Daikin | Daikin |  | 202521824 | HMSV-A-CB | 4MXL36TVJU | Non-Ducted Indoor Units | non-ducted | multizone | non-ducted, wall placement | 36600 | 22400 | 2.7817 | 36600 | 2.0012
Daikin | Daikin |  | 201986968 | HMSV-A-CB | RX09RMVJU | FFQ09Q2VJU | non-ducted | singlezone | non-ducted, ceiling placement | 10000 | 6000 | 3.1013 | 6920 | 2.1575
Daikin | Daikin |  | 201871419 | HMSV-A-CB | RX15RMVJU | FFQ15Q2VJU | non-ducted | singlezone | non-ducted, ceiling placement | 16200 | 10600 | 2.7987 | 8160 | 2.2561
Daikin | Daikin |  | 201986969 | HMSV-A-CB | RX12RMVJU | FFQ12Q2VJU | non-ducted | singlezone | non-ducted, ceiling placement | 13500 | 8300 | 2.8958 | 8420 | 2.0737
Daikin | Daikin |  | 201871420 | HMSV-A-CB | RX18RMVJU | FFQ18Q2VJU | non-ducted | singlezone | non-ducted, ceiling placement | 21600 | 14200 | 2.6592 | 10900 | 2.0347
Daikin | Daikin |  | 201851574 | HRCU-A-CB | RX24RMVJU | FDMQ24RVJU | ducted | singlezone | ducted, "compact ducted" | 24000 | 15000 | 2.78 | 13760 | 2.24
Daikin | Daikin |  | 201851573 | HRCU-A-CB | RX18RMVJU | FDMQ18RVJU | ducted | singlezone | ducted, "compact ducted" | 21600 | 13600 | 2.69 | 12470 | 2.21
Daikin | Daikin |  | 201851575 | HMSV-A-CB | 3MXS24RMVJU | CTXS07LVJU+CTXS09LVJU+CTXS09LVJU | non-ducted | multizone | non-ducted, wall placement | 24000 | 15500 | 2.62 | 18930 | 2.26
Daikin | Daikin |  | 201851577 | HMSV-A-CB | 3MXL24RMVJU | CTXS07LVJU+CTXS09LVJU+CTXS09LVJU | non-ducted | multizone | non-ducted, wall placement | 24000 | 15500 | 2.62 | 21600 | 2.17
Daikin | Daikin |  | 201851572 | HRCU-A-CB | RX15RMVJU | FDMQ15RVJU | ducted | singlezone | ducted, "compact ducted" | 18000 | 11500 | 2.88 | 9220 | 2.29
Daikin | Daikin | LV Series | 5265753 | HRCU-A-CB-O | RXS09LVJU | FTXS09LVJU | non-ducted | singlezone | non-ducted, wall placement | 12000 | 6520 | 3.48 | 6968 | 2.43
Daikin | Daikin | LV Series | 5265755 | HRCU-A-CB-O | RXS12LVJU | FTXS12LVJU | non-ducted | singlezone | non-ducted, wall placement | 14400 | 7816 | 3.4 | 8051 | 2.81
Daikin | Daikin | DZ20VC | 10324709 | HRCU-A-CB | DZ20VC0241B | CA*F3642*6D*+MBVC1200**-1A*+TXV | ducted | singlezone | ducted, centrally ducted | 23600 | 13915 | 2.74 | 11400 | 2.09
Daikin | Daikin | Vista | 9966569 | HRCU-A-CB-O | RX09QMVJU | FFQ09Q2VJU | non-ducted | singlezone | non-ducted, ceiling placement | 10000 | 5830 | 3.8 | 6270 | 2.42
Daikin | Daikin | Vista | 9966775 | HRCU-A-CB-O | RX15QMVJU | FFQ15Q2VJU | non-ducted | singlezone | non-ducted, ceiling placement | 16200 | 9400 | 3.1665 | 7270 | 2.47
Daikin | Daikin | LV Series | 5265756 | HRCU-A-CB-O | RXS15LVJU | FTXS15LVJU | non-ducted | singlezone | non-ducted, wall placement | 18000 | 9780 | 3.13 | 9972 | 2.69
Daikin | Daikin | LV Series | 5265757 | HRCU-A-CB-O | RXS18LVJU | FTXS18LVJU | non-ducted | singlezone | non-ducted, wall placement | 21600 | 11725 | 2.89 | 11924 | 2.49
Daikin | Daikin | Vista | 9966684 | HRCU-A-CB-O | RX12QMVJU | FFQ12Q2VJU | non-ducted | singlezone | non-ducted, ceiling placement | 13500 | 7850 | 3.28 | 7500 | 2.28
Daikin | Daikin | DZ20VC | 10324713 | HRCU-A-CB | DZ20VC0481B | CA*F4961*6D*+MBVC2000**-1A*+TXV | ducted | singlezone | ducted, centrally ducted | 45500 | 28254 | 2.83 | 26000 | 1.97
Daikin | Daikin | DZ20VC | 10324715 | HRCU-A-CB | DZ20VC0601B | CA*F4961*6D*+MBVC2000**-1A*+TXV | ducted | singlezone | ducted, centrally ducted | 50000 | 32293 | 2.73 | 26000 | 1.98
Daikin | Daikin | LV Series | 5265758 | HRCU-A-CB-O | RXS24LVJU | FTXS24LVJU | non-ducted | singlezone | non-ducted, wall placement | 25400 | 13781 | 2.63 | 14028 | 2.26
Daikin | Daikin | Aurora Series | 8849330 | HRCU-A-CB-O | RXL15QMVJU | FTX15NMVJU | non-ducted | singlezone | non-ducted, wall placement | 18295 | 11904 | 2.98 | 18254 | 2.27
Daikin | Daikin | Aurora Series | 8849445 | HRCU-A-CB-O | RXL15QMVJU | FVXS15NVJU | non-ducted | singlezone | non-ducted, wall placement | 18056 | 11751 | 2.82 | 18015 | 2.4
Daikin | Daikin | Aurora Series | 8849458 | HRCU-A-CB-O | RXL12QMVJU | FTX12NMVJU | non-ducted | singlezone | non-ducted, wall placement | 13679 | 8902 | 2.92 | 14330 | 2.26
Daikin | Daikin | Aurora Series | 8849459 | HRCU-A-CB-O | RXL09QMVJU | FVXS09NVJU | non-ducted | singlezone | non-ducted, wall placement | 10089 | 6565 | 3.06 | 10065 | 2.13
Daikin | Daikin | Aurora Series | 8849533 | HRCU-A-CB-O | RXL09QMVJU | FTX09NMVJU | non-ducted | singlezone | non-ducted, wall placement | 10942 | 7121 | 3.14 | 10918 | 1.97
Daikin | Daikin | Vista | 10318063 | HRCU-A-CB-O | RX18QMVJU | FFQ18Q2VJU | non-ducted | singlezone | non-ducted, ceiling placement | 21600 | 12490 | 2.74 | 9700 | 2.2384
Daikin | Daikin | MXS Series | 8103542 | HMSV-A-CB | 2MXS18NMVJU | CTXS09HVJU+CTXS09LVJU | non-ducted | multizone | all non-ducted | 18900 | 12780 | 3.37 | 13150 | 2.76
Daikin | Daikin | MXS Series | 8103869 | HMSV-A-CB | 3MXS24NMVJU | CTXS07LVJU+CTXS09LVJU+CTXS09LVJU | non-ducted | multizone | all non-ducted | 24000 | 16230 | 3.69 | 18930 | 2.26
Daikin | Daikin | MXL Aurora Series | 8849539 | HMSV-A-CB | 3MXL24QMVJU | CTXS07LVJU+FTXS09LVJU+FTXS09LVJU | non-ducted | multizone | all non-ducted | 24000 | 15670 | 3.4 | 21600 | 2.17
Daikin | Daikin | MXL Aurora Series | 8849535 | HMSV-A-CB | 2MXL18QMVJU | Non-Ducted Indoor Units | non-ducted | multizone | all non-ducted | 18940 | 12330 | 3.14 | 18930 | 2.12
Daikin | Daikin | DZ20VC | 10595346 | HRCU-A-CB | DZ20VC0241B* | CHPF3642C6C*+MBVC1200**-1A*+TXV | ducted | singlezone | ducted, centrally ducted | 23400 | 13000 | 2.6006 | 11648 | 2.1376
Electrolux Home Products | Frigidaire |  | 8718583 | HRCU-A-CB-O | FFHP093CS2 | FFHP093WS2 | non-ducted | singlezone | non-ducted, wall placement | 11000 | 7800 | 2.7542 | 10200 | 2.0616
Electrolux Home Products | Frigidaire |  | 8718584 | HRCU-A-CB-O | FFHP123CS2 | FFHP123WS2 | non-ducted | singlezone | non-ducted, wall placement | 13000 | 7500 | 2.6167 | 8800 | 2.0307
Friedrich Air Conditioning | Friedrich | J-Series | 201763897 | HRCU-A-CB-O | MRH09Y3JA | MWH09Y3JA | non-ducted | singlezone | non-ducted, wall placement | 10500 | 6500 | 2.6999 | 10780 | 2.1347
Friedrich Air Conditioning | Friedrich | J-Series | 201763898 | HRCU-A-CB-O | MRH12Y3JA | MWH12Y3JA | non-ducted | singlezone | non-ducted, wall placement | 13000 | 8000 | 3.1683 | 13130 | 2.3321
Friedrich Air Conditioning | Friedrich | J-Series | 7086358 | HRCU-A-CB-O | MRH12Y3J | MWH12Y3J | non-ducted | singlezone | non-ducted, wall placement | 13600 | 8800 | 3.1035 | 7500 | 2.3137
Friedrich Air Conditioning | Friedrich | J-Series | 8915232 | HMSV-A-CB | MR24DY3JMA | Non-Ducted Indoor Units | non-ducted | multizone | all non-ducted | 24000 | 14500 | 2.7241 | 14595 | 2.5923
Friedrich Air Conditioning | Friedrich | J-Series | 8915234 | HMSV-A-CB | MR24DY3JMA | Mixed | ducted | multizone | mix of non-ducted and ducted | 23250 | 14250 | 2.594 | 14109 | 2.4323
Fujitsu General America, Inc. | Fujitsu | Halcyon Single-room Mini-Split Systems Wall Mounted RLS3 Series | 8004699 | HRCU-A-CB-O | AOU9RLS3 | ASU9RLS3 | non-ducted | singlezone | non-ducted, wall placement | 12000 | 7000 | 3.46 | 15000 | 2.09
Fujitsu General America, Inc. | Fujitsu | Halcyon Single-room Mini-Split Systems Wall Mounted RLS3HY Series | 8004700 | HRCU-A-CB-O | AOU9RLS3H | ASU9RLS3 | non-ducted | singlezone | non-ducted, wall placement | 12000 | 7000 | 3.36 | 15000 | 1.95
Fujitsu General America, Inc. | Fujitsu | Halcyon Single-room Mini-Split Systems Wall mounted RLS3 Series | 8703348 | HRCU-A-CB-O | AOU9RLS3 | ASU9RLS3Y | non-ducted | singlezone | non-ducted, wall placement | 12000 | 7000 | 3.46 | 15000 | 2.09
Fujitsu General America, Inc. | Fujitsu | Halcyon Single-room Mini-Split Systems Wall mounted H Series | 8703349 | HRCU-A-CB-O | AOU9RLS3H | ASU9RLS3Y | non-ducted | singlezone | non-ducted, wall placement | 12000 | 7000 | 3.36 | 15000 | 1.95
Fujitsu General America, Inc. | Fujitsu | Halcyon Single-room Mini-Split Systems Wall Mounted RLS3 Series | 7993242 | HRCU-A-CB-O | AOU12RLS3 | ASU12RLS3 | non-ducted | singlezone | non-ducted, wall placement | 16000 | 9600 | 3.3 | 16500 | 2.3
Fujitsu General America, Inc. | Fujitsu | Halcyon Single-room Mini-Split Systems Wall Mounted RLS3 Series | 7993244 | HRCU-A-CB-O | AOU12RLS3H | ASU12RLS3 | non-ducted | singlezone | non-ducted, wall placement | 16000 | 9600 | 3.18 | 16500 | 2.15
Fujitsu General America, Inc. | Fujitsu | Halcyon Single-room Mini-Split Systems Wall Mounted RLS3HY Series | 8703350 | HRCU-A-CB-O | AOU12RLS3 | ASU12RLS3Y | non-ducted | singlezone | non-ducted, wall placement | 16000 | 9600 | 3.3 | 16500 | 2.3
Fujitsu General America, Inc. | Fujitsu | Halcyon Single-room Mini-Split Systems Wall Mounted RLS3H Series | 8703506 | HRCU-A-CB-O | AOU12RLS3H | ASU12RLS3Y | non-ducted | singlezone | non-ducted, wall placement | 16000 | 9600 | 3.18 | 16500 | 2.15
Fujitsu General America, Inc. | Fujitsu | Halcyon Single-room Mini-Split Systems Wall Mounted RL2 Series | 5063325 | HRCU-A-CB-O | AOU9RLS2 | ASU9RLS2 | non-ducted | singlezone | non-ducted, wall placement | 12000 | 9400 | 2.54 | 15000 | 2.18
Fujitsu General America, Inc. | Fujitsu | Halcyon Single-room Mini-Split Systems Floor Mounted RLFFH Series | 6936995 | HRCU-A-CB-O | AOU9RLFF | AGU9RLF | non-ducted | singlezone | non-ducted, wall placement | 12000 | 7500 | 2.8 | 14000 | 1.95
Fujitsu General America, Inc. | Fujitsu | Halcyon Single-room Mini-Split Systems Wall Mounted RLS3 Series | 7993243 | HRCU-A-CB-O | AOU15RLS3 | ASU15RLS3 | non-ducted | singlezone | non-ducted, wall placement | 18000 | 11200 | 3.14 | 20500 | 2.18
Fujitsu General America, Inc. | Fujitsu | Halcyon Single-room Mini-Split Systems Wall Mounted RLS3HY Series | 7993245 | HRCU-A-CB-O | AOU15RLS3H | ASU15RLS3 | non-ducted | singlezone | non-ducted, wall placement | 18000 | 11200 | 3.06 | 20500 | 2.07
Fujitsu General America, Inc. | Fujitsu | Halcyon Single-room Mini-Split Systems Wall mounted RLS3 Series | 8703507 | HRCU-A-CB-O | AOU15RLS3 | ASU15RLS3Y | non-ducted | singlezone | non-ducted, wall placement | 18000 | 11200 | 3.14 | 20500 | 2.18
Fujitsu General America, Inc. | Fujitsu | Halcyon Single-room Mini-Split Systems Wall Mounted RLS3HY Series | 8703508 | HRCU-A-CB-O | AOU15RLS3H | ASU15RLS3Y | non-ducted | singlezone | non-ducted, wall placement | 18000 | 11200 | 3.06 | 20500 | 2.07
Fujitsu General America, Inc. | Fujitsu | Halcyon Single-room Mini-Split Systems Wall Mounted RL2 Series | 5063326 | HRCU-A-CB-O | AOU12RLS2 | ASU12RLS2 | non-ducted | singlezone | non-ducted, wall placement | 16000 | 10200 | 2.72 | 16500 | 2.34
Fujitsu General America, Inc. | Fujitsu | Halcyon Single-room Mini-Split Systems Compact Cassette | 5751311 | HRCU-A-CB-O | AOU9RLFC | AUU9RLF | non-ducted | singlezone | non-ducted, wall placement | 12000 | 9400 | 2.88 | 15000 | 2.41
Fujitsu General America, Inc. | Fujitsu | Halcyon Single-room Mini-Split Systems Wall Mounted RLF Series | 6961728 | HRCU-A-CB-O | AOU9RLFW1 | ASU9RLF1 | non-ducted | singlezone | non-ducted, wall placement | 12000 | 7600 | 3.1363 | 8530 | 1.9679
Fujitsu General America, Inc. | Fujitsu | Halcyon Single-room Mini-Split Systems Floor Mounted RLFFH Series | 6936996 | HRCU-A-CB-O | AOU12RLFF | AGU12RLF | non-ducted | singlezone | non-ducted, wall placement | 16000 | 10600 | 2.6 | 15000 | 2.02
Fujitsu General America, Inc. | Fujitsu | Halcyon Single-room Mini-Split Systems Wall Mounted RLF Series | 6961729 | HRCU-A-CB-O | AOU12RLFW1 | ASU12RLF1 | non-ducted | singlezone | non-ducted, wall placement | 16000 | 9400 | 2.869 | 12150 | 2.0071
Fujitsu General America, Inc. | Fujitsu | Halcyon Single-room Mini-Split Systems Compact Cassette | 5751313 | HRCU-A-CB-O | AOU12RLFC | AUU12RLF | non-ducted | singlezone | non-ducted, wall placement | 16000 | 10200 | 2.58 | 16500 | 2.18
Fujitsu General America, Inc. | Fujitsu | Halcyon Single-room Mini-Split Systems Slim Duct | 5751312 | HRCU-A-CB | AOU9RLFC | ARU9RLF | ducted | singlezone | ducted, "compact ducted" | 12000 | 9400 | 2.88 | 15000 | 2.41
Fujitsu General America, Inc. | Fujitsu | Halcyon Multi-room Mini-Split Systems | 8033586 | HMSV-A-CB | AOU24RLXFZH | Non-Ducted Indoor Units | non-ducted | multizone | all non-ducted | 25000 | 15400 | 2.6 | 25500 | 2.09
Fujitsu General America, Inc. | Fujitsu | Halcyon Multi-room Mini-Split Systems | 8908615 | HMSV-A-CB | AOU36RLXFZH | Non-Ducted Indoor Units | non-ducted | multizone | all non-ducted | 36400 | 21400 | 2.64 | 36407 | 2.02
Fujitsu General America, Inc. | Fujitsu | Halcyon Single-room Mini-Split Systems Slim Duct | 5751314 | HRCU-A-CB | AOU12RLFC | ARU12RLF | ducted | singlezone | ducted, "compact ducted" | 16000 | 10200 | 2.58 | 16500 | 2.18
Fujitsu General America, Inc. | Fujitsu | Halcyon Single-room Mini-Split Systems Wall Mounted RLF/RLX Series | 8718495 | HRCU-A-CB-O | AOU18RLXFW1 | ASU18RLF | non-ducted | singlezone | non-ducted, wall placement | 21600 | 14600 | 3.08 | 21600 | 2.43
Fujitsu General America, Inc. | Fujitsu | Halcyon Single-room Mini-Split Systems Wall Mounted RLF/RLX Series | 8779045 | HRCU-A-CB-O | AOU18RLXFWH | ASU18RLF | non-ducted | singlezone | non-ducted, wall placement | 21600 | 14600 | 3.02 | 21600 | 2.3
Fujitsu General America, Inc. | Fujitsu | J-Series | 8693477 | HMSV-A-CB | AOU48RLAVM | Non-Ducted Indoor Units | non-ducted | multizone | all non-ducted | 54000 | 33000 | 2.84 | 41300 | 2.9379
Fujitsu General America, Inc. | Fujitsu | J-Series | 8693480 | HMSV-A-CB | AOU36RLAVM | Non-Ducted Indoor Units | non-ducted | multizone | all non-ducted | 42000 | 25800 | 2.8 | 37900 | 2.7359
Fujitsu General America, Inc. | Fujitsu | Halcyon Single-room Mini-Split Systems Wall Mounted RLB Series | 7937663 | HRCU-A-CB-O | AOU18RLB | ASU18RLB | non-ducted | singlezone | non-ducted, wall placement | 18000 | 11500 | 2.92 | 15400 | 2.0698
GD Midea Air-Conditioning Equipment Co.,Ltd | Comfort-Aire/Century |  | 201810035 /201862958 | HMSV-A-CB | A-VMH28TU-1 | Non-Ducted Indoor Units | non-ducted | multizone | all non-ducted | 31400 | 18000 | 2.7404 | 26357 | 1.964
GD Midea Air-Conditioning Equipment Co.,Ltd | Comfort-Aire/Century |  | 201810036 /201862959 | HMSV-A-CB | A-VMH36QU-1 | Non-Ducted Indoor Units | non-ducted | multizone | non-ducted, wall placement | 36000 | 23200 | 2.7797 | 36000 | 1.9614
GD Midea Air-Conditioning Equipment Co.,Ltd | DIRECT AIR |  | 8994012 | HMSV-A-CB | M3OF-27HFN1-M | Non-Ducted Indoor Units | non-ducted | multizone | non-ducted, wall placement | 28000 | 17200 | 2.8193 | 16820 | 1.9515
GD Midea Air-Conditioning Equipment Co.,Ltd | DIRECT AIR |  | 9680947 | HRCU-A-CB-O | MOBA30-09HFN1-MT0W | CS11M-09HRFN1-MX0W(A) | non-ducted | singlezone | non-ducted, wall placement | 9800 | 5800 | 2.7594 | 7990 | 1.9929
GD Midea Air-Conditioning Equipment Co.,Ltd | DIRECT AIR |  | 9680948 | HRCU-A-CB-O | MOCA31-18HFN1-MT0W | CS11M-12HRFN1-MU5W | non-ducted | singlezone | non-ducted, wall placement | 12000 | 7700 | 2.7655 | 9134 | 1.937
GD Midea Air-Conditioning Equipment Co.,Ltd | DIRECT AIR |  | 9680949 | HRCU-A-CB-O | MOCA31-18HFN1-MT0W | CS11M-18HRFN1-MT0W | non-ducted | singlezone | non-ducted, wall placement | 18000 | 11400 | 2.7207 | 11178 | 2.0272
GD Midea Air-Conditioning Equipment Co.,Ltd | DIRECT AIR |  | 9680950 | HRCU-A-CB-O | MOD31-24HFN1-MT0W | CS11M-23HRFN1-MT0W | non-ducted | singlezone | non-ducted, wall placement | 25000 | 15300 | 2.6996 | 18099 | 2.0712
GD Midea Air-Conditioning Equipment Co.,Ltd | DIRECT AIR |  | 8775842 | HRCU-A-CB-O | MOBA30-09HFN1-MT0W | CCA3U-09HRFN1-M(C) | non-ducted | singlezone | non-ducted, wall placement | 10000 | 5800 | 2.6601 | 7878 | 1.97
GD Midea Air-Conditioning Equipment Co.,Ltd | DIRECT AIR |  | 8775849 | HRCU-A-CB-O | MOCA31-18HFN1-MT0W | CCA3U-18HRFN1-M(C) | non-ducted | singlezone | non-ducted, wall placement | 18000 | 12000 | 2.7605 | 9410 | 1.9826
GD Midea Air-Conditioning Equipment Co.,Ltd | DIRECT AIR |  | 8775850 | HRCU-A-CB-O | MOCA31-18HFN1-MT0W | MUEU-18HRFN1-M(C) | non-ducted | singlezone | non-ducted, wall placement | 18000 | 12000 | 2.699 | 10274 | 2.1012
GD Midea Air-Conditioning Equipment Co.,Ltd | DIRECT AIR |  | 8775853 | HRCU-A-CB-O | MOD31-24HFN1-MT0W | MUEU-24HRFN1-M(C) | non-ducted | singlezone | non-ducted, wall placement | 24000 | 15000 | 2.8602 | 17705 | 2.0198
GD Midea Air-Conditioning Equipment Co.,Ltd | DIRECT AIR |  | 8989603 | HRCU-A-CB-O | MOBA30-09HFN1-MT0W | MSAEB-09HRFN1-MT0W | non-ducted | singlezone | non-ducted, wall placement | 9800 | 6300 | 2.6797 | 6609 | 1.9177
GD Midea Air-Conditioning Equipment Co.,Ltd | KERR |  | 201866480 | HMSV-A-CB | A-KMH28TU-1 | Non-Ducted Indoor Units | non-ducted | multizone | non-ducted, wall placement | 28000 | 18000 | 2.7404 | 26357 | 1.9311
GD Midea Air-Conditioning Equipment Co.,Ltd | Lennox |  | 201796628 | HRCU-A-CB-O | MPB009S4S-1L | MWMB009S4-2L | non-ducted | singlezone | non-ducted, wall placement | 11000 | 6500 | 2.818 | 6776 | 1.9469
GD Midea Air-Conditioning Equipment Co.,Ltd | Lennox |  | 201796629 | HRCU-A-CB-O | MPB012S4S-1L | MWMB012S4-2L | non-ducted | singlezone | non-ducted, wall placement | 12000 | 7600 | 2.599 | 6885 | 2.0058
GD Midea Air-Conditioning Equipment Co.,Ltd | Lennox |  | 201796630 | HRCU-A-CB-O | MPB009S4S-1P | MWMA009S4-3P | non-ducted | singlezone | non-ducted, wall placement | 9800 | 5800 | 2.7594 | 7990 | 1.9929
GD Midea Air-Conditioning Equipment Co.,Ltd | Lennox |  | 201796631 | HRCU-A-CB-O | MPB012S4S-1P | MWMA012S4-3P | non-ducted | singlezone | non-ducted, wall placement | 12000 | 7700 | 2.7655 | 9134 | 1.937
GD Midea Air-Conditioning Equipment Co.,Ltd | Lennox | MP-Series | 10056167 | HRCU-A-CB-O | MPB009S4S-1L | MWMB009S4-1L | non-ducted | singlezone | non-ducted, wall placement | 11000 | 6500 | 2.818 | 6776 | 1.9469
GD Midea Air-Conditioning Equipment Co.,Ltd | Lennox | MP-Series | 10056169 | HRCU-A-CB-O | MPB009S4S-1P | MWMA009S4-1P | non-ducted | singlezone | non-ducted, wall placement | 9800 | 5800 | 2.7594 | 7990 | 1.9929
GD Midea Air-Conditioning Equipment Co.,Ltd | Lennox | MP-Series | 10056170 | HRCU-A-CB-O | MPB009S4S-1P | MWMA009S4-2P | non-ducted | singlezone | non-ducted, wall placement | 9800 | 5800 | 2.7594 | 7990 | 1.9929
GD Midea Air-Conditioning Equipment Co.,Ltd | Lennox | MP-Series | 10062012 | HMSV-A-CB | MPB030S4M-1P | Non-Ducted Indoor Units | non-ducted | multizone | all non-ducted | 28000 | 17200 | 2.8193 | 16820 | 1.9515
GD Midea Air-Conditioning Equipment Co.,Ltd | Lennox | MP-Series | 10056171 | HRCU-A-CB-O | MPB012S4S-1P | MWMA012S4-1P | non-ducted | singlezone | non-ducted, wall placement | 12000 | 7700 | 2.7655 | 9134 | 1.937
GD Midea Air-Conditioning Equipment Co.,Ltd | Lennox | MP-Series | 10056172 | HRCU-A-CB-O | MPB012S4S-1P | MWMA012S4-2P | non-ducted | singlezone | non-ducted, wall placement | 12000 | 7700 | 2.7655 | 9134 | 1.937
GD Midea Air-Conditioning Equipment Co.,Ltd | Lennox | ML-Series | 9920054 | HMSV-A-CB | MLA030S4M-1P | Non-Ducted Indoor Units | non-ducted | multizone | all non-ducted | 28000 | 18000 | 2.7404 | 28160 | 2.0423
GD Midea Air-Conditioning Equipment Co.,Ltd | Lennox | MP-Series | 10056168 | HRCU-A-CB-O | MPB012S4S-1L | MWMB012S4-1L | non-ducted | singlezone | non-ducted, wall placement | 12000 | 7600 | 2.599 | 6885 | 2.0058
GD Midea Air-Conditioning Equipment Co.,Ltd | Lennox | ML-Series | 9920055 | HMSV-A-CB | MLA036S4M-1P | Non-Ducted Indoor Units | non-ducted | multizone | all non-ducted | 36000 | 23200 | 2.7797 | 36000 | 1.9614
GD Midea Air-Conditioning Equipment Co.,Ltd | Lennox | MP-Series | 10056173 | HRCU-A-CB-O | MPB018S4S-1P | MWMA018S4-1P | non-ducted | singlezone | non-ducted, wall placement | 18000 | 11400 | 2.7207 | 11178 | 2.0272
GD Midea Air-Conditioning Equipment Co.,Ltd | Lennox | MP-Series | 10056174 | HRCU-A-CB-O | MPB018S4S-1P | MWMA018S4-2P | non-ducted | singlezone | non-ducted, wall placement | 18000 | 11400 | 2.7207 | 11178 | 2.0272
GD Midea Air-Conditioning Equipment Co.,Ltd | Lennox | MP-Series | 10056175 | HRCU-A-CB-O | MPB024S4S-1P | MWMA024S4-1P | non-ducted | singlezone | non-ducted, wall placement | 25000 | 15300 | 2.6996 | 18099 | 2.0712
GD Midea Air-Conditioning Equipment Co.,Ltd | Lennox | MP-Series | 10056176 | HRCU-A-CB-O | MPB024S4S-1P | MWMA024S4-2P | non-ducted | singlezone | non-ducted, wall placement | 25000 | 15300 | 2.6996 | 18099 | 2.0712
GD Midea Air-Conditioning Equipment Co.,Ltd | Lennox | MP-Series | 8129566 | HRCU-A-CB-O | MPA012S4S-1P | M22A012S4-1P | non-ducted | singlezone | non-ducted, wall placement | 12000 | 3178 | 4.0672 | 7465 | 1.9141
GD Midea Air-Conditioning Equipment Co.,Ltd | Lennox | MP-Series | 9962880 | HRCU-A-CB-O | MPA012S4S-1P | M22A012S4-2P | non-ducted | singlezone | non-ducted, wall placement | 12000 | 3178 | 4.0672 | 7465 | 1.9141
GD Midea Air-Conditioning Equipment Co.,Ltd | Lennox | MP-Series | 8129542 | HRCU-A-CB-O | MPA024S4S-1P | MWMA024S4-1P | non-ducted | singlezone | non-ducted, wall placement | 25000 | 17800 | 2.7793 | 16382 | 2.1803
GD Midea Air-Conditioning Equipment Co.,Ltd | Lennox | MP-Series | 9962876 | HRCU-A-CB-O | MPA024S4S-1P | MWMA024S4-2P | non-ducted | singlezone | non-ducted, wall placement | 25000 | 17800 | 2.7793 | 16382 | 2.1803
GD Midea Air-Conditioning Equipment Co.,Ltd | Lennox | MP-Series | 10058825 | HRCU-A-CB-O | MPB018S4S-1P | MCFB018S4-2P | non-ducted | singlezone | non-ducted, wall placement | 18000 | 12000 | 2.699 | 10274 | 2.1012
GD Midea Air-Conditioning Equipment Co.,Ltd | Lennox | MP-Series | 10058826 | HRCU-A-CB-O | MPB024S4S-1P | MCFA024S4-1P | non-ducted | singlezone | non-ducted, wall placement | 24000 | 15000 | 2.8602 | 17705 | 2.0198
GD Midea Air-Conditioning Equipment Co.,Ltd | Lennox | MP-Series | 10058827 | HRCU-A-CB-O | MPB024S4S-1P | MCFA024S4-2P | non-ducted | singlezone | non-ducted, wall placement | 24000 | 15000 | 2.8602 | 17705 | 2.0198
GD Midea Air-Conditioning Equipment Co.,Ltd | Lennox | MP-Series | 10058830 | HRCU-A-CB-O | MPB009S4S-1P | M22A009S4-1P | non-ducted | singlezone | non-ducted, wall placement | 10000 | 5800 | 2.6601 | 7878 | 1.97
GD Midea Air-Conditioning Equipment Co.,Ltd | Lennox | MP-Series | 10058831 | HRCU-A-CB-O | MPB009S4S-1P | M22A009S4-2P | non-ducted | singlezone | non-ducted, wall placement | 10000 | 5800 | 2.6601 | 7878 | 1.97
GD Midea Air-Conditioning Equipment Co.,Ltd | Lennox | MP-Series | 10058834 | HRCU-A-CB-O | MPB018S4S-1P | M22A018S4-1P | non-ducted | singlezone | non-ducted, wall placement | 18000 | 12000 | 2.7605 | 9410 | 1.9826
GD Midea Air-Conditioning Equipment Co.,Ltd | Lennox | MP-Series | 10058835 | HRCU-A-CB-O | MPB018S4S-1P | M22A018S4-2P | non-ducted | singlezone | non-ducted, wall placement | 18000 | 12000 | 2.7605 | 9410 | 1.9826
GD Midea Air-Conditioning Equipment Co.,Ltd | Lennox | MP-Series | 10058816 | HMSV-A-CB | MPB009S4S-1P | ducted indoor units | ducted | multizone | all ducted | 10000 | 6200 | 2.8391 | 8071 | 2.0046
GD Midea Air-Conditioning Equipment Co.,Ltd | Midea |  | 201756546 | HRCU-A-CB-O | DLCSRAH12AAJ | DLFSHAH12XAJ | non-ducted | singlezone | non-ducted, wall placement | 11800 | 7100 | 2.5999 | 7800 | 2.0099
GD Midea Air-Conditioning Equipment Co.,Ltd | Midea |  | 201753972 | HRCU-A-CB-O | DLCPRAH09AAK | DLFPHAH09XAK | non-ducted | singlezone | non-ducted, wall placement | 10000 | 7200 | 2.7805 | 13047 | 1.9751
GD Midea Air-Conditioning Equipment Co.,Ltd | Midea |  | 201756545 | HRCU-A-CB-O | DLCSRAH09AAJ | DLFSHAH09XAJ | non-ducted | singlezone | non-ducted, wall placement | 9800 | 5600 | 2.6499 | 6880 | 1.9499
GD Midea Air-Conditioning Equipment Co.,Ltd | Midea |  | 201753970 | HRCU-A-CB-O | 38MPRAQ09AA3 | DHMPHAQ09XA3 | non-ducted | singlezone | non-ducted, wall placement | 10000 | 7200 | 2.7805 | 13047 | 1.9751
GD Midea Air-Conditioning Equipment Co.,Ltd | Midea |  | 201796612 | HRCU-A-CB | DLCSRAH24AAK | DLFSDAH24XAK | ducted | singlezone | ducted, "compact ducted" | 24000 | 17400 | 2.9699 | 30000 | 1.9299
GD Midea Air-Conditioning Equipment Co.,Ltd | Willis |  | 9038626 | HRCU-A-CB-O | WSM09MH20S/O | WSM09MH20S/I | non-ducted | singlezone | non-ducted, wall placement | 9800 | 6300 | 2.6799 | 6700 | 1.9399
Gree | Gree | Sapphire | 10157571 | HRCU-A-CB-O | Sap24HP230V1AO | Sap24HP230V1AH | non-ducted | singlezone | non-ducted, wall placement | 24000 | 15500 | 2.8934 | 22553 | 2.0655
Gree | Gree | Extreme Series | 9944776 | HRCU-A-CB-O | GWH12YD-D3DNA1A/O | GWH12AAD-D3DN***/I | non-ducted | singlezone | non-ducted, wall placement | 12200 | 8100 | 3.2079 | 8000 | 2.7262
Gree | Gree | Sapphire | 10149903 | HRCU-A-CB-O | SAP12HP230V1AO | SAP12HP230V1AH | non-ducted | singlezone | non-ducted, wall placement | 12200 | 8100 | 3.21 | 8000 | 2.73
Gree | Gree | Sapphire | 10157570 | HRCU-A-CB-O | SAP18HP230V1AO | SAP18HP230V1AH | non-ducted | singlezone | non-ducted, wall placement | 18000 | 14200 | 2.8701 | 21500 | 2.0326
Gree | Gree | Lomo 23 Series | 7091967 | HRCU-A-CB-O | GWH09QC-A3DNA1D/O | GWH09QC-A3DN***/I | non-ducted | singlezone | non-ducted, wall placement | 9900 | 6100 | 3.2906 | 8680 | 2.0318
Gree | Gree | U-Crown Series | 7607469 | HRCU-A-CB-O | GWH18UC-D3DNA4C/O | GWH18UC-D3DN***/I | non-ducted | singlezone | non-ducted, wall placement | 19000 | 12717 | 2.5013 | 19190 | 2.8548
Gree | Gree | Lomo 23 Series | 7070719 | HRCU-A-CB-O | GWH24QE-D3DNA1D/O | GWH24QE-D3DN***/I | non-ducted | singlezone | non-ducted, wall placement | 23000 | 14600 | 2.6116 | 22861.5 | 2.0181
Gree | Gree | U-Crown Series | 7607465 | HRCU-A-CB-O | GWH09UC-D3DNA4C/O | GWH09UC-D3DN***/I | non-ducted | singlezone | non-ducted, wall placement | 9000 | 5500 | 2.8784 | 10488 | 1.9831
Gree | Gree | Extreme Series | 9114294 | HRCU-A-CB-O | GWH18YE-D3DNA1A/O | GWH18AAE-D3DN***/I | non-ducted | singlezone | non-ducted, wall placement | 18000 | 14000 | 2.8297 | 21500 | 2.0326
Gree | Gree | U-Crown Series | 7607467 | HRCU-A-CB-O | GWH12UC-D3DNA4C/O | GWH12UC-D3DN***/I | non-ducted | singlezone | non-ducted, wall placement | 13000 | 13000 | 3.1487 | 13000 | 2.7608
Gree | Gree | Lomo 23 Series | 7091971 | HRCU-A-CB-O | GWH12QC-D3DNA1D/O | GWH12QC-D3DN***/I | non-ducted | singlezone | non-ducted, wall placement | 13000 | 7100 | 2.5803 | 8800 | 2.0212
Gree | Gree | Extreme Series | 9123256 | HRCU-A-CB-O | GWH24YE-D3DNA1A/O | GWH24AAE-D3DN***/I | non-ducted | singlezone | non-ducted, wall placement | 24000 | 15737 | 2.9376 | 22553 | 2.0655
Gree | Gree | Free Match G-Series | 9084227 | HMSV-A-CB | GWHD(36)ND3GO | Non-Ducted Indoor Units | non-ducted | multizone | all non-ducted | 42500 | 26500 | 2.8764 | 21356 | 2.006
Gree | KINGHOME |  | 10333036 | HRCU-A-CB-O | KW09HQ2B8DO | KW09HQ2B8DI | Non-Ducted | singlezone | non-ducted, wall placement | 11000 | 6800 | 2.6716 | 12976.6 | 2.0878
Gree | KINGHOME |  | 10333037 | HRCU-A-CB-O | KW12HQ2B8DO | KW12HQ2B8DI | Non-Ducted | singlezone | non-ducted, wall placement | 13000 | 7100 | 2.8119 | 8000 | 2.7262
Gree | KINGHOME |  | 10333040 | HRCU-A-CB-O | KW18HQ2B8DO | KW18HQ2B8DI | Non-Ducted | singlezone | non-ducted, wall placement | 19800 | 12400 | 2.5063 | 21500 | 2.0326
Gree | KINGHOME |  | 10338140 | HRCU-A-CB-O | KW24HQ2B8DO | KW24HQ2B8DI | Non-Ducted | singlezone | non-ducted, wall placement | 23000 | 14600 | 2.7254 | 22553.32 | 2.0655
Gree | TOSOT | Lomo Plus | 10062019 | HRCU-A-CB-O | TW12HQ3D6DO | TW12HQ3D6DI | non-ducted | singlezone | non-ducted, wall placement | 12200 | 8100 | 3.2079 | 8000 | 2.7262
Gree | TOSOT | Lomo Plus | 10062020 | HRCU-A-CB-O | TW18HQ3D6DO | TW18HQ3D6DI | non-ducted | singlezone | non-ducted, wall placement | 18000 | 14000 | 2.8297 | 21500 | 2.0326
Gree | TOSOT |  | 202126395 | HRCU-A-CB-O | TW09HQ2A3DO | TW09HQ2A3DI | Non-Ducted | singlezone | non-ducted, wall placement | 11000 | 6800 | 2.6716 | 12976.6 | 2.0878
Gree | TOSOT |  | 9108745 | HRCU-A-CB-O | TW09HQ2C2DO | TW09HQ2C2DI | Non-Ducted | singlezone | non-ducted, wall placement | 11000 | 6800 | 2.6716 | 12976.6 | 2.0878
Gree | TOSOT | Multi Zone | 10064023 | HMSV-A-CB | TM36H4O | Non-Ducted Indoor Units | non-ducted | multizone | non-ducted, wall placement | 42500 | 26500 | 2.8764 | 21356 | 2.006
Gree | TOSOT | Lomo Plus | 10062021 | HRCU-A-CB-O | TW24HQ3D6DO | TW24HQ3D6DI | non-ducted | singlezone | non-ducted, wall placement | 24000 | 15737 | 2.9377 | 22553.32 | 2.0656
Gree | TOSOT |  | 202134394 | HRCU-A-CB-O | TW24HQ2A3DO | TW24HQ2A3DI | Non-Ducted | singlezone | non-ducted, wall placement | 23000 | 14600 | 2.7254 | 22553.32 | 2.0655
Gree | TOSOT |  | 202134393 | HRCU-A-CB-O | TW18HQ2A3DO | TW18HQ2A3DI | Non-Ducted | singlezone | non-ducted, wall placement | 19800 | 12400 | 2.5063 | 21500 | 2.0326
Gree | TOSOT |  | 202134392 | HRCU-A-CB-O | TW12HQ2A3DO | TW12HQ2A3DI | Non-Ducted | singlezone | non-ducted, wall placement | 13000 | 7100 | 2.8119 | 8000 | 2.7262
Gree | TOSOT |  | 9108748 | HRCU-A-CB-O | TW24HQ2C2DO | TW24HQ2C2DI | Non-Ducted | singlezone | non-ducted, wall placement | 23000 | 14600 | 2.7254 | 22553.32 | 2.0655
Gree | TOSOT |  | 9108747 | HRCU-A-CB-O | TW18HQ2C2DO | TW18HQ2C2DI | Non-Ducted | singlezone | non-ducted, wall placement | 19800 | 12400 | 2.5063 | 21500 | 2.0326
Gree | TOSOT |  | 9108746 | HRCU-A-CB-O | TW12HQ2C2DO | TW12HQ2C2DI | Non-Ducted | singlezone | non-ducted, wall placement | 13000 | 7100 | 2.8119 | 8000 | 2.7262
Haier | Haier | Arctic | 202449649 | HMSV-A-CB | 2U20EH2VHA | Non-Ducted Indoor Units | non-ducted | multizone | non-ducted | 20000 | 14000 | 2.7723 | 20000 | 2.0282
Haier | Haier | Arctic | 202449650 | HMSV-A-CB | 3U24EH2VHA | Non-Ducted Indoor Units | non-ducted | multizone | non-ducted | 24000 | 16000 | 2.8592 | 24000 | 2.0096
Haier | Haier | Arctic Series | 8862047 | HRCU-A-CB-O | 1U09EH2VHA | AW09EH2VHA | non-ducted | singlezone | non-ducted, wall placement | 12000 | 9000 | 3.217 | 12000 | 2.226
Haier | Haier | Advanced Series | 8028528 | HRCU-A-CB-O | 1U09ES2VHA | AW09ES2VHA | non-ducted | singlezone | non-ducted, wall placement | 10000 | 7400 | 3.44 | 10000 | 2.48
Haier | Haier | Advanced Series | 8021588 | HRCU-A-CB-O | 1U12ES2VHA | AW12ES2VHA | non-ducted | singlezone | non-ducted, wall placement | 16000 | 12220 | 3 | 10160 | 2.46
Haier | Haier | Advanced Series | 8028490 | HRCU-A-CB-O | 1U18ES2VHA | AW18ES2VHA | non-ducted | singlezone | non-ducted, wall placement | 22000 | 14000 | 2.74 | 14900 | 2.08
Haier | Haier | Advanced Series | 8028525 | HRCU-A-CB-O | 1U24ES2VHA | AW24ES2VHA | non-ducted | singlezone | non-ducted, wall placement | 27700 | 18500 | 2.85 | 20500 | 2.15
Haier | Haier | Novel Series | 6970203 | HRCU-A-CB-O | HSU09VHG(DB)-W | HSU09VHG(DB)-G | non-ducted | singlezone | non-ducted, wall placement | 9000 | 5600 | 3.1563 | 6000 | 2.3447
Hisense (Guangdong) Air Conditioning Co., Ltd | Hisense | AS-18UW3SBB**(**indicate panel) | 201912599 | HRCU-A-CB-O | AS-18UW3SBB | AS-18UW3SBB**(**indicate panel) | non-ducted | singlezone | non-ducted, wall placement | 19000 | 11600 | 2.7 | 13273 | 2.21
Hisense (Guangdong) Air Conditioning Co., Ltd | Hisense | AS-09UW3SXE**00（** indicate panel） | 201981253 | HRCU-A-CB-O | AS-09UW3SXE00 | AS-09UW3SXE**00（** indicate panel） | non-ducted | singlezone | non-ducted, wall placement | 10500 | 6500 | 2.6999 | 9250 | 2.2591
Hisense (Guangdong) Air Conditioning Co., Ltd | Hisense | AS-12UW3SXA**00（** indicate panel） | 201981254 | HRCU-A-CB-O | AS-12UW3SXA00 | AS-12UW3SXA**00（** indicate panel） | non-ducted | singlezone | non-ducted, wall placement | 13000 | 8000 | 3.1699 | 12030 | 2.4099
International Comfort Products | ARCOAIRE |  | 201835506 | HRCU-A-CB-O | DLCPRAH09AAK | DLFPHAH09XAK | non-ducted | singlezone | non-ducted, wall placement | 10000 | 7200 | 2.7805 | 13047 | 1.9751
International Comfort Products | ARCOAIRE |  | 201835513 | HRCU-A-CB-O | DLCSRAH09AAJ | DLFSHAH09XAJ | non-ducted | singlezone | non-ducted, wall placement | 9800 | 5600 | 2.65 | 6880 | 1.95
International Comfort Products | ARCOAIRE |  | 201835538 | HRCU-A-CB | DLCSRAH24AAK | DLFSDAH24XAK | ducted | singlezone | ducted, "compact ducted" | 24000 | 17400 | 2.97 | 30000 | 1.93
International Comfort Products | ARCOAIRE |  | 201835514 | HRCU-A-CB-O | DLCSRAH12AAJ | DLFSHAH12XAJ | non-ducted | singlezone | non-ducted, wall placement | 11800 | 7100 | 2.5638 | 7800 | 2.0099
International Comfort Products | ARCOAIRE | High Wall System | 8177085 | HRCU-A-CB-O | DLCAHB09K1A | DLFAHH09K1A | non-ducted | singlezone | non-ducted, wall placement | 9000 | 5500 | 2.893 | 10488 | 1.979
International Comfort Products | ARCOAIRE | High Wall System | 8177094 | HRCU-A-CB-O | DLCAHB12K1A | DLFAHH12K1A | non-ducted | singlezone | non-ducted, wall placement | 13000 | 13000 | 3.143 | 13000 | 2.76
International Comfort Products | ARCOAIRE | High Wall System | 8177103 | HRCU-A-CB-O | DLCAHB18K1A | DLFAHH18K1A | non-ducted | singlezone | non-ducted, wall placement | 19000 | 12717 | 2.501 | 19190 | 2.85
International Comfort Products | COMFORTMAKER |  | 201835554 | HRCU-A-CB-O | DLCPRAH09AAK | DLFPHAH09XAK | non-ducted | singlezone | non-ducted, wall placement | 10000 | 7200 | 2.7805 | 13047 | 1.9751
International Comfort Products | COMFORTMAKER |  | 201835561 | HRCU-A-CB-O | DLCSRAH09AAJ | DLFSHAH09XAJ | non-ducted | singlezone | non-ducted, wall placement | 9800 | 5600 | 2.6499 | 6880 | 1.9499
International Comfort Products | COMFORTMAKER |  | 201835587 | HRCU-A-CB | DLCSRAH24AAK | DLFSDAH24XAK | ducted | singlezone | ducted, "compact ducted" | 24000 | 17400 | 2.9699 | 30000 | 1.9299
International Comfort Products | COMFORTMAKER |  | 201835562 | HRCU-A-CB-O | DLCSRAH12AAJ | DLFSHAH12XAJ | non-ducted | singlezone | non-ducted, wall placement | 11800 | 7100 | 2.5999 | 7800 | 2.0099
International Comfort Products | COMFORTMAKER | High Wall System | 8177087 | HRCU-A-CB-O | DLCAHB09K1A | DLFAHH09K1A | non-ducted | singlezone | non-ducted, wall placement | 9000 | 5500 | 2.893 | 10488 | 1.979
International Comfort Products | COMFORTMAKER | High Wall System | 8177096 | HRCU-A-CB-O | DLCAHB12K1A | DLFAHH12K1A | non-ducted | singlezone | non-ducted, wall placement | 13000 | 13000 | 3.143 | 13000 | 2.76
International Comfort Products | COMFORTMAKER | High Wall System | 8177105 | HRCU-A-CB-O | DLCAHB18K1A | DLFAHH18K1A | non-ducted | singlezone | non-ducted, wall placement | 19000 | 12717 | 2.501 | 19190 | 2.85
International Comfort Products | DAY & NIGHT |  | 201835602 | HRCU-A-CB-O | DLCPRAH09AAK | DLFPHAH09XAK | non-ducted | singlezone | non-ducted, wall placement | 10000 | 7200 | 2.7805 | 13047 | 1.9751
International Comfort Products | DAY & NIGHT |  | 201835609 | HRCU-A-CB-O | DLCSRAH09AAJ | DLFSHAH09XAJ | non-ducted | singlezone | non-ducted, wall placement | 9800 | 5600 | 2.6499 | 6880 | 1.9499
International Comfort Products | DAY & NIGHT |  | 201835635 | HRCU-A-CB | DLCSRAH24AAK | DLFSDAH24XAK | ducted | singlezone | ducted, "compact ducted" | 24000 | 17400 | 2.9699 | 30000 | 1.9299
International Comfort Products | DAY & NIGHT |  | 201835610 | HRCU-A-CB-O | DLCSRAH12AAJ | DLFSHAH12XAJ | non-ducted | singlezone | non-ducted, wall placement | 11800 | 7100 | 2.5999 | 7800 | 2.0099
International Comfort Products | DAY & NIGHT | High Wall System | 8177084 | HRCU-A-CB-O | DLCAHB09K1A | DLFAHH09K1A | non-ducted | singlezone | non-ducted, wall placement | 9000 | 5500 | 2.893 | 10488 | 1.979
International Comfort Products | DAY & NIGHT | High Wall System | 8177093 | HRCU-A-CB-O | DLCAHB12K1A | DLFAHH12K1A | non-ducted | singlezone | non-ducted, wall placement | 13000 | 13000 | 3.143 | 13000 | 2.76
International Comfort Products | DAY & NIGHT | High Wall System | 8177102 | HRCU-A-CB-O | DLCAHB18K1A | DLFAHH18K1A | non-ducted | singlezone | non-ducted, wall placement | 19000 | 12717 | 2.501 | 19190 | 2.85
International Comfort Products | HEIL |  | 201835653 | HRCU-A-CB-O | DLCPRAH09AAK | DLFPHAH09XAK | non-ducted | singlezone | non-ducted, wall placement | 10000 | 7200 | 2.7805 | 13047 | 1.9751
International Comfort Products | HEIL |  | 201835667 | HRCU-A-CB-O | DLCSRAH09AAJ | DLFSHAH09XAJ | non-ducted | singlezone | non-ducted, wall placement | 9800 | 5600 | 2.6499 | 6880 | 1.9499
International Comfort Products | HEIL |  | 201835668 | HRCU-A-CB-O | DLCSRAH12AAJ | DLFSHAH12XAJ | non-ducted | singlezone | non-ducted, wall placement | 11800 | 7100 | 2.5999 | 7800 | 2.0099
International Comfort Products | HEIL |  | 201835718 | HRCU-A-CB | DLCSRAH24AAK | DLFSDAH24XAK | ducted | singlezone | ducted, "compact ducted" | 24000 | 17400 | 2.9699 | 30000 | 1.9299
International Comfort Products | HEIL | High Wall System | 8177081 | HRCU-A-CB-O | DLCAHB09K1A | DLFAHH09K1A | non-ducted | singlezone | non-ducted, wall placement | 9000 | 5500 | 2.893 | 10488 | 1.979
International Comfort Products | HEIL | High Wall System | 8177090 | HRCU-A-CB-O | DLCAHB12K1A | DLFAHH12K1A | non-ducted | singlezone | non-ducted, wall placement | 13000 | 13000 | 3.143 | 13000 | 2.76
International Comfort Products | HEIL | High Wall System | 8177099 | HRCU-A-CB-O | DLCAHB18K1A | DLFAHH18K1A | non-ducted | singlezone | non-ducted, wall placement | 19000 | 12717 | 2.501 | 19190 | 2.85
International Comfort Products | KEEPRITE | High Wall System | 8177082 | HRCU-A-CB-O | DLCAHB09K1A | DLFAHH09K1A | non-ducted | singlezone | non-ducted, wall placement | 9000 | 5500 | 2.893 | 10488 | 1.979
International Comfort Products | KEEPRITE | High Wall System | 8177091 | HRCU-A-CB-O | DLCAHB12K1A | DLFAHH12K1A | non-ducted | singlezone | non-ducted, wall placement | 13000 | 13000 | 3.143 | 13000 | 2.76
International Comfort Products | KEEPRITE | High Wall System | 8177100 | HRCU-A-CB-O | DLCAHB18K1A | DLFAHH18K1A | non-ducted | singlezone | non-ducted, wall placement | 19000 | 12717 | 2.501 | 19190 | 2.85
International Comfort Products | KEEPRITE |  | 201835652 | HRCU-A-CB-O | DLCPRAH09AAK | DLFPHAH09XAK | non-ducted | singlezone | non-ducted, wall placement | 10000 | 7200 | 2.7805 | 13047 | 1.9751
International Comfort Products | KEEPRITE |  | 201835666 | HRCU-A-CB-O | DLCSRAH09AAJ | DLFSHAH09XAJ | non-ducted | singlezone | non-ducted, wall placement | 9800 | 5600 | 2.6499 | 6880 | 1.9499
International Comfort Products | KEEPRITE |  | 201835719 | HRCU-A-CB | DLCSRAH24AAK | DLFSDAH24XAK | ducted | singlezone | ducted, "compact ducted" | 24000 | 17400 | 2.9699 | 30000 | 1.9299
International Comfort Products | KEEPRITE |  | 201835669 | HRCU-A-CB-O | DLCSRAH12AAJ | DLFSHAH12XAJ | non-ducted | singlezone | non-ducted, wall placement | 11800 | 7100 | 2.5999 | 7800 | 2.0099
International Comfort Products | KENMORE | High Wall System | 8177086 | HRCU-A-CB-O | DLCAHB09K1A | DLFAHH09K1A | non-ducted | singlezone | non-ducted, wall placement | 9000 | 5500 | 2.893 | 10488 | 1.979
International Comfort Products | KENMORE | High Wall System | 8177095 | HRCU-A-CB-O | DLCAHB12K1A | DLFAHH12K1A | non-ducted | singlezone | non-ducted, wall placement | 13000 | 13000 | 3.143 | 13000 | 2.76
International Comfort Products | KENMORE | High Wall System | 8177104 | HRCU-A-CB-O | DLCAHB18K1A | DLFAHH18K1A | non-ducted | singlezone | non-ducted, wall placement | 19000 | 12717 | 2.501 | 19190 | 2.85
International Comfort Products | KENMORE |  | 201835749 | HRCU-A-CB-O | DLCPRAH09AAK | DLFPHAH09XAK | non-ducted | singlezone | non-ducted, wall placement | 10000 | 7200 | 2.7805 | 13047 | 1.9751
International Comfort Products | KENMORE |  | 201835762 | HRCU-A-CB-O | DLCSRAH09AAJ | DLFSHAH09XAJ | non-ducted | singlezone | non-ducted, wall placement | 9800 | 5600 | 2.6499 | 6880 | 1.9499
International Comfort Products | KENMORE |  | 201835764 | HRCU-A-CB-O | DLCSRAH12AAJ | DLFSHAH12XAJ | non-ducted | singlezone | non-ducted, wall placement | 11800 | 7100 | 2.5999 | 7800 | 2.0099
International Comfort Products | KENMORE |  | 201835815 | HRCU-A-CB | DLCSRAH24AAK | DLFSDAH24XAK | ducted | singlezone | ducted, "compact ducted" | 24000 | 17400 | 2.9699 | 30000 | 1.9299
International Comfort Products | TEMPSTAR | High Wall System | 8177083 | HRCU-A-CB-O | DLCAHB09K1A | DLFAHH09K1A | non-ducted | singlezone | non-ducted, wall placement | 9000 | 5500 | 2.893 | 10488 | 1.979
International Comfort Products | TEMPSTAR | High Wall System | 8177092 | HRCU-A-CB-O | DLCAHB12K1A | DLFAHH12K1A | non-ducted | singlezone | non-ducted, wall placement | 13000 | 13000 | 3.143 | 13000 | 2.76
International Comfort Products | TEMPSTAR | High Wall System | 8177101 | HRCU-A-CB-O | DLCAHB18K1A | DLFAHH18K1A | non-ducted | singlezone | non-ducted, wall placement | 19000 | 12717 | 2.501 | 19190 | 2.85
International Comfort Products | TEMPSTAR |  | 201835748 | HRCU-A-CB-O | DLCPRAH09AAK | DLFPHAH09XAK | non-ducted | singlezone | non-ducted, wall placement | 10000 | 7200 | 2.7805 | 13047 | 1.9751
International Comfort Products | TEMPSTAR |  | 201835763 | HRCU-A-CB-O | DLCSRAH09AAJ | DLFSHAH09XAJ | non-ducted | singlezone | non-ducted, wall placement | 9800 | 5600 | 2.6499 | 6880 | 1.9499
International Comfort Products | TEMPSTAR |  | 201835765 | HRCU-A-CB-O | DLCSRAH12AAJ | DLFSHAH12XAJ | non-ducted | singlezone | non-ducted, wall placement | 11800 | 7100 | 2.5999 | 7800 | 2.0099
International Comfort Products | TEMPSTAR |  | 201835814 | HRCU-A-CB | DLCSRAH24AAK | DLFSDAH24XAK | ducted | singlezone | ducted, "compact ducted" | 24000 | 17400 | 2.9699 | 30000 | 1.9299
Johnson Controls Inc. | Champion |  | 10309109 | HRCU-A-CB | HL20B4821 | CM50DE3A1+MVC20DN21 | ducted | singlezone | ducted, centrally ducted | 58000 | 42500 | 2.5599 | 34000 | 2.5099
Johnson Controls Inc. | Coleman |  | 10309106 | HRCU-A-CB | HC20B4821 | CM50DE3A1+MVC20DN21 | ducted | singlezone | ducted, centrally ducted | 58000 | 42500 | 2.5599 | 34000 | 2.5099
Johnson Controls Inc. | Fraser-Johnston |  | 10309108 | HRCU-A-CB | HL20B4821 | CM50DE3A1+MVC20DN21 | ducted | singlezone | ducted, centrally ducted | 58000 | 42500 | 2.5599 | 34000 | 2.5099
Johnson Controls Inc. | Luxaire |  | 10309107 | HRCU-A-CB | HL20B4821 | CM50DE3A1+MVC20DN21 | ducted | singlezone | ducted, centrally ducted | 58000 | 42500 | 2.5599 | 34000 | 2.5099
Johnson Controls Inc. | York |  | 10309025 | HRCU-A-CB | YZV48B21 | MVC20DN21 | ducted | singlezone | ducted, centrally ducted | 58000 | 42500 | 2.5599 | 34000 | 2.5099
KARDA | KARDA |  | 202608467 | HMSV-A-CB | 2PAMSH27-MZO3 | non-ducted indoor units | Non-Ducted | multizone | non-ducted | 28000 | 17200 | 2.8193 | 16820 | 1.9515
Lennox Industries | Lennox |  | 201842143 | HRCU-A-CB | XP20-024-230A** | CBA38MV-030-230 | ducted | singlezone | ducted, centrally ducted | 21600 | 14000 | 2.5327 | 12400 | 2.2025
Lennox Industries | Lennox |  | 201953307 | HRCU-A-CB | XP20-036-230A** | CBA38MV-042-230 | ducted | singlezone | ducted, centrally ducted | 33000 | 21400 | 2.5087 | 18600 | 2.1631
LG ELECTRONICS | LG | LG | 10567390 | HRCU-A-CB-O | LSU180HSV5 | LAN180HSV5 | non-ducted | singlezone | non-ducted, wall placement | 21600 | 13250 | 2.77 | 19300 | 2.28
LG ELECTRONICS | LG | LG | 10570122 | HRCU-A-CB-O | LSU120HSV5 | LAN120HSV5 | non-ducted | singlezone | non-ducted, wall placement | 13600 | 8350 | 2.8455 | 11930 | 2.3785
LG ELECTRONICS | LG | LG | 10567391 | HRCU-A-CB-O | LSU180HSV5 | LSN180HSV5 | non-ducted | singlezone | non-ducted, wall placement | 21600 | 13250 | 2.7737 | 19300 | 2.2808
LG ELECTRONICS | LG | LG | 10567393 | HRCU-A-CB-O | LSU090HSV5 | LAN090HSV5 | non-ducted | singlezone | non-ducted, wall placement | 10900 | 6690 | 3.4397 | 9570 | 2.8047
LG ELECTRONICS | LG | LG | 10567394 | HRCU-A-CB-O | LSU090HSV5 | LSN090HSV5 | non-ducted | singlezone | non-ducted, wall placement | 10900 | 6690 | 3.4397 | 9570 | 2.8047
LG ELECTRONICS | LG | LG | 10570123 | HRCU-A-CB-O | LSU120HSV5 | LSN120HSV5 | non-ducted | singlezone | non-ducted, wall placement | 13600 | 8350 | 2.8455 | 11930 | 2.3785
LG ELECTRONICS | LG |  | 10445111 | HMSV-A-CB | LMU360HHV | MIXED DUCTED AND DUCTLESS | ducted | multizone | mix of non-ducted and ducted | 40500 | 27500 | 2.6776 | 40500 | 2.0571
LG ELECTRONICS | LG |  | 10444103 | HMSV-A-CB | LMU420HHV | MIXED DUCTED AND DUCTLESS | ducted | multizone | mix of non-ducted and ducted | 45000 | 29000 | 2.7505 | 45000 | 2.1067
LG ELECTRONICS | LG |  | 5859619 | HRCU-A-CB-O | LUU187HV | LCN187HV | non-ducted | singlezone | non-ducted, wall placement | 20000 | 12500 | 2.9 | 11271 | 2.2
LG ELECTRONICS | LG | Prestige (Canada) | 6233140 | HRCU-A-CB-O | LAU120HYV | LAN120HYV | non-ducted | singlezone | non-ducted, wall placement | 13600 | 8350 | 3.5466 | 13720 | 2.7353
LG ELECTRONICS | LG |  | 6236101 | HRCU-A-CB-O | LSU240HSV3 | LSN240HSV3 | non-ducted | singlezone | non-ducted, wall placement | 27600 | 16940 | 2.6 | 24220 | 2.1
LG ELECTRONICS | LG |  | 7012586 | HRCU-A-CB-O | LSU240HLV | LSN240HLV | non-ducted | singlezone | non-ducted, wall placement | 27000 | 16570 | 2.5 | 23690 | 2.1
LG ELECTRONICS | LG |  | 7180062 | HMSV-A-CB | LMU24CHV | Non-Ducted Indoor Units | non-ducted | multizone | all non-ducted | 24000 | 14500 | 2.7 | 14595 | 2.6
LG ELECTRONICS | LG |  | 7180063 | HMSV-A-CB | LMU36CHV | Non-Ducted Indoor Units | non-ducted | multizone | all non-ducted | 36000 | 20000 | 2.6 | 22057 | 2.5
LG ELECTRONICS | LG |  | 7184507 | HMSV-A-CB | LMU24CHV | Mixed | ducted | multizone | mix of non-ducted and ducted | 23250 | 14250 | 2.6 | 14109 | 2.4
LG ELECTRONICS | LG |  | 7484109 | HRCU-A-CB-O | LSU090HSV4 | LAN090HSV4 | non-ducted | singlezone | non-ducted, wall placement | 10800 | 6630 | 3.6635 | 9570 | 2.8
LG ELECTRONICS | LG |  | 7484110 | HRCU-A-CB-O | LSU090HSV4 | LSN090HSV4 | non-ducted | singlezone | non-ducted, wall placement | 10800 | 6630 | 3.6635 | 9570 | 2.8
LG ELECTRONICS | LG |  | 7484111 | HRCU-A-CB-O | LSU120HSV4 | LAN120HSV4 | non-ducted | singlezone | non-ducted, wall placement | 13300 | 8160 | 3.1402 | 11670 | 2.4
LG ELECTRONICS | LG |  | 7484112 | HRCU-A-CB-O | LSU120HSV4 | LSN120HSV4 | non-ducted | singlezone | non-ducted, wall placement | 13300 | 8160 | 3.1402 | 11670 | 2.4
LG ELECTRONICS | LG |  | 7849625 | HRCU-A-CB-O | LAU120HYV1 | LAN120HYV1 | non-ducted | singlezone | non-ducted, wall placement | 12000 | 7360 | 2.8303 | 13720 | 2.7
LG ELECTRONICS | LG |  | 7947563 | HRCU-A-CB-O | LAU090HYV1 | LAN090HYV1 | non-ducted | singlezone | non-ducted, wall placement | 11000 | 6750 | 2.9162 | 11220 | 2.9
LG ELECTRONICS | LG |  | 8111355 | HMSV-A-CB | LMU30CHV | Non-Ducted Indoor Units | non-ducted | multizone | all non-ducted | 32000 | 19600 | 2.7 | 20622 | 2.5
LG ELECTRONICS | LG |  | 8111358 | HMSV-A-CB | LMU480HV | Non-Ducted Indoor Units | non-ducted | multizone | all non-ducted | 54000 | 34080 | 3.3 | 38900 | 2.5
LG ELECTRONICS | LG | Prestige (Canada) | 8584525 | HRCU-A-CB-O | LAU180HYV1 | LAN180HYV1 | non-ducted | singlezone | non-ducted, wall placement | 22000 | 13000 | 2.781 | 19300 | 2.3666
LG ELECTRONICS | LG | Prestige (Canada) | 8584526 | HRCU-A-CB-O | LAU240HYV1 | LAN240HYV1 | non-ducted | singlezone | non-ducted, wall placement | 27000 | 17200 | 2.8005 | 23690 | 2.2396
LG ELECTRONICS | LG |  | 10399150 | HRCU-A-CB | LUU368HV | LVN360HV4 | ducted | singlezone | ducted, centrally ducted | 40000 | 25600 | 2.7282 | 30000 | 1.9982
LG ELECTRONICS | LG |  | 10443471 | HMSV-A-CB | LMU420HHV | Non-Ducted Indoor Units | non-ducted | multizone | all non-ducted | 45000 | 29000 | 3.0487 | 45000 | 2.1479
LG ELECTRONICS | LG |  | 10443472 | HMSV-A-CB | LMU360HHV | Non-Ducted Indoor Units | non-ducted | multizone | all non-ducted | 41000 | 28000 | 3.0487 | 41000 | 2.1118
LG ELECTRONICS | LG |  | 10443474 | HMSV-A-CB | LMU420HHV | DUCTED INDOOR UNITS | ducted | multizone | all ducted | 45000 | 29000 | 2.7199 | 45000 | 2.0671
Mitsubishi Electric Cooling & Heating | Mitsubishi | M-Series H2i | 201754426 | HRCU-A-CB-O | MUZ-FH06NA | MSZ-FH06NA | non-ducted | singlezone | non-ducted, wall placement | 8700 | 5900 | 3.46 | 8700 | 2.8
Mitsubishi Electric Cooling & Heating | Mitsubishi | Mitsubishi Electric | 201754427 | HRCU-A-CB-O | MUZ-FH06NAH | MSZ-FH06NAH | non-ducted | singlezone | non-ducted, wall placement | 8700 | 5900 | 2.75 | 8700 | 2.45
Mitsubishi Electric Cooling & Heating | Mitsubishi | M-Series H2i | 201754296 | HRCU-A-CB-O | MUZ-FH09NA | MSZ-FH09NA | non-ducted | singlezone | non-ducted, wall placement | 10900 | 6700 | 3.27 | 10900 | 2.32
Mitsubishi Electric Cooling & Heating | Mitsubishi | Mitsubishi Electric | 201754297 | HRCU-A-CB-O | MUZ-FH09NAH | MSZ-FH09NAH | non-ducted | singlezone | non-ducted, wall placement | 10900 | 6700 | 2.73 | 10900 | 2.73
Mitsubishi Electric Cooling & Heating | Mitsubishi | M-Series | 201754416 | HRCU-A-CB-O | MUFZ-KJ09NAHZ | MFZ-KJ09NA | non-ducted | singlezone | non-ducted, wall placement | 11000 | 7500 | 2.75 | 11000 | 2.01
Mitsubishi Electric Cooling & Heating | Mitsubishi | M-Series H2i | 201754298 | HRCU-A-CB-O | MUZ-FH12NA | MSZ-FH12NA | non-ducted | singlezone | non-ducted, wall placement | 13600 | 8000 | 3.26 | 13600 | 2.21
Mitsubishi Electric Cooling & Heating | Mitsubishi | Mitsubishi Electric | 201754299 | HRCU-A-CB-O | MUZ-FH12NAH | MSZ-FH12NAH | non-ducted | singlezone | non-ducted, wall placement | 13600 | 8100 | 2.83 | 13600 | 2.07
Mitsubishi Electric Cooling & Heating | Mitsubishi | M-Series | 4908219 | HRCU-A-CB-O | MUZ-FE09NA | MSZ-FE09NA | non-ducted | singlezone | non-ducted, wall placement | 10900 | 6700 | 3.02 | 10900 | 2.19
Mitsubishi Electric Cooling & Heating | Mitsubishi | Mitsubishi Electric | 201754425 | HRCU-A-CB-O | MUZ-FE09NAH | MSZ-FE09NA | non-ducted | singlezone | non-ducted, wall placement | 10900 | 6700 | 2.9307 | 11200 | 2.7709
Mitsubishi Electric Cooling & Heating | Mitsubishi | M-Series; KJ-Series | 201754291 | HRCU-A-CB-O | MUFZ-KJ12NAHZ | MFZ-KJ12NA | non-ducted | singlezone | non-ducted, wall placement | 13000 | 8800 | 2.77 | 13000 | 2.1
Mitsubishi Electric Cooling & Heating | Mitsubishi | Mitsubishi Electric | 201754648 | HRCU-A-CB-O | MUZ-GL09NA-U1 | MSZ-GL09NA-U1 | non-ducted | singlezone | non-ducted, wall placement | 10900 | 6700 | 3.1168 | 8000 | 2.7583
Mitsubishi Electric Cooling & Heating | Mitsubishi | Mitsubishi Electric | 201754318 | HRCU-A-CB-O | PUZ-A24NHA7 | PLA-A24EA7 | non-ducted | singlezone | non-ducted, wall placement | 26000 | 14900 | 2.7292 | 13000 | 2.7214
Mitsubishi Electric Cooling & Heating | Mitsubishi | Mitsubishi Electric | 201754311 | HRCU-A-CB-O | MUZ-GL12NA-U1 | MSZ-GL12NA-U1 | non-ducted | singlezone | non-ducted, wall placement | 14400 | 9200 | 3.0991 | 10200 | 2.9307
Mitsubishi Electric Cooling & Heating | Mitsubishi | M-Series | 4934170 | HRCU-A-CB-O | MUZ-FE12NA | MSZ-FE12NA | non-ducted | singlezone | non-ducted, wall placement | 13600 | 8300 | 3.04 | 13600 | 2.46
Mitsubishi Electric Cooling & Heating | Mitsubishi | Mitsubishi Electric | 201754295 | HRCU-A-CB-O | MUZ-FE12NAH | MSZ-FE12NA | non-ducted | singlezone | non-ducted, wall placement | 13600 | 8400 | 2.9307 | 12500 | 2.304
Mitsubishi Electric Cooling & Heating | Mitsubishi | Mitsubishi Electric | 201754319 | HRCU-A-CB-O | PUZ-A36NKA7 | PLA-A36EA7 | non-ducted | singlezone | non-ducted, wall placement | 38000 | 22000 | 2.5894 | 21600 | 2.4347
Mitsubishi Electric Cooling & Heating | Mitsubishi | M-Series | 201754293 | HRCU-A-CB-O | MUFZ-KJ18NAHZ | MFZ-KJ18NA | non-ducted | singlezone | non-ducted, wall placement | 21000 | 12800 | 2.62 | 21000 | 2.05
Mitsubishi Electric Cooling & Heating | Mitsubishi | M-Series | 201754302 | HRCU-A-CB-O | MUZ-FH18NA2 | MSZ-FH18NA2 | non-ducted | singlezone | non-ducted, wall placement | 20300 | 13700 | 3.04 | 20300 | 2.01
Mitsubishi Electric Cooling & Heating | Mitsubishi | Mitsubishi Electric | 201754445 | HMSV-A-CB | PUMY-P36NKMU1 | Non-Ducted Indoor Units | non-ducted | multizone | all non-ducted | 42000 | 26400 | 2.9873 | 29000 | 2.3002
Mitsubishi Electric Cooling & Heating | Mitsubishi | Mitsubishi Electric | 201754303 | HRCU-A-CB-O | MUZ-FH18NAH2 | MSZ-FH18NA | non-ducted | singlezone | non-ducted, wall placement | 20300 | 12480 | 2.926 | 20900 | 2.0554
Mitsubishi Electric Cooling & Heating | Mitsubishi | Mitsubishi Electric | 201754315 | HRCU-A-CB-O | MUZ-GL18NA-U1 | MSZ-GL18NA-U1 | non-ducted | singlezone | non-ducted, wall placement | 21600 | 13800 | 2.7327 | 15100 | 2.3539
Mitsubishi Electric Cooling & Heating | Mitsubishi | Mitsubishi Electric | 201754316 | HRCU-A-CB-O | MUZ-GL24NA-U1 | MSZ-GL24NA-U1 | non-ducted | singlezone | non-ducted, wall placement | 27600 | 16000 | 2.6492 | 20200 | 1.9799
Mitsubishi Electric Cooling & Heating | Mitsubishi | Mitsubishi Electric | 201754447 | HMSV-A-CB | PUMY-P48NKMU1 | Non-Ducted Indoor Units | non-ducted | multizone | all non-ducted | 54000 | 31400 | 2.9214 | 36400 | 2.2
Mitsubishi Electric Cooling & Heating | Mitsubishi | Mitsubishi Electric | 201754642 | HMSV-A-CB | MXZ-2C20NA2 | Non-Ducted Indoor Units | non-ducted | multizone | all non-ducted | 22000 | 12500 | 2.818 | 11100 | 2.0332
Mitsubishi Electric Cooling & Heating | Mitsubishi | M-Series H2i | 201754911 | HMSV-A-CB | MXZ-4C36NAHZ | Non-Ducted Indoor Units | non-ducted | multizone | all non-ducted | 45000 | 34000 | 2.85 | 45000 | 2.41
Mitsubishi Electric Cooling & Heating | Mitsubishi | M-Series H2i | 201754904 | HMSV-A-CB | MXZ-3C24NAHZ2 | Non-Ducted Indoor Units | non-ducted | multizone | all non-ducted | 25000 | 14000 | 2.53 | 25000 | 1.92
Mitsubishi Electric Cooling & Heating | Mitsubishi | M-Series H2i | 201754926 | HMSV-A-CB | MXZ-5C42NAHZ | Non-Ducted Indoor Units | non-ducted | multizone | all non-ducted | 48000 | 35800 | 2.87 | 48000 | 2.51
Mitsubishi Electric Cooling & Heating | Mitsubishi | Mitsubishi Electric | 201754640 | HMSV-A-CB | PUMY-P60NKMU1 | Non-Ducted Indoor Units | non-ducted | multizone | all non-ducted | 66000 | 41500 | 2.5988 | 57000 | 1.9999
Mitsubishi Electric Cooling & Heating | Mitsubishi | Mitsubishi Electric | 201755026 | HMSV-A-CB | PUMY-P36NKMU1 | Mixed | ducted | multizone | mix of non-ducted and ducted | 42000 | 26500 | 2.7797 | 29000 | 2.2378
Mitsubishi Electric Cooling & Heating | Mitsubishi | Mitsubishi Electric | 201754325 | HRCU-A-CB | SUZ-KA18NA | SEZ-KD18NA | ducted | singlezone | ducted, "compact ducted" | 21600 | 13100 | 2.8439 | 9900 | 2.198
Mitsubishi Electric Cooling & Heating | Mitsubishi | M-Series H2i | 201755020 | HMSV-A-CB | MXZ-4C36NAHZ | Mixed | ducted | multizone | mix of non-ducted and ducted | 45000 | 35000 | 2.54 | 45000 | 2.16
Mitsubishi Electric Cooling & Heating | Mitsubishi | Mitsubishi Electric | 201754324 | HRCU-A-CB | SUZ-KA12NA | SEZ-KD12NA | ducted | singlezone | ducted, "compact ducted" | 13600 | 9000 | 2.867 | 7400 | 2.4097
Mitsubishi Electric Cooling & Heating | Mitsubishi | Mitsubishi Electric | 201754444 | HMSV-A-CB | PUMY-P36NKMU1 | Ducted indoor units | ducted | multizone | all ducted | 42000 | 26600 | 2.6003 | 30000 | 2.2544
Nortek Global | Maytag | M1200 | 10296733 | HRCU-A-CB | PSH1BG4CVRX36K | B6VMAX36K-B | ducted | singlezone | ducted, centrally ducted | 34400 | 21800 | 2.6621 | 20100 | 2.2657
Nortek Global | Maytag | M1200 | 5597453 | HRCU-A-CB | PSH4BG024K | B6VMAX024K-B | ducted | singlezone | ducted, centrally ducted | 22400 | 14200 | 2.7744 | 12600 | 2.0515
Nortek Global | Maytag | M1200 | 5597457 | HRCU-A-CB | PSH4BG036K | B6VMAX036K-B | ducted | singlezone | ducted, centrally ducted | 34400 | 21800 | 2.6621 | 20100 | 2.2657
Nortek Global | Maytag | M1200 | 10296728 | HRCU-A-CB | PSH1BG4CVRX24K | B6VMAX24K-B | ducted | singlezone | ducted, centrally ducted | 22400 | 14200 | 2.7744 | 12600 | 2.0515
Panasonic | Panasonic | Exterios XE | 201900302 | HRCU-A-CB-O | CU-XE15SKUA-1 | CS-XE15SKUA-1 | non-ducted | singlezone | non-ducted, wall placement | 17200 | 18200 | 5.2293 | 17200 | 1.9768
Panasonic | Panasonic | Wall Mounted | 9571162 | HRCU-A-CB-O | CU-XE15SKUA | CS-XE15SKUA | non-ducted | singlezone | non-ducted, wall placement | 18000 | 11000 | 3.16 | 15700 | 1.98
Panasonic | Panasonic | Low-Profile Ducted | 9125308 | HRCU-A-CB-O | CU-E9SD3UA | CS-E9SD3UAW | non-ducted | singlezone | non-ducted, wall placement | 9000 | 7900 | 2.5458 | 7800 | 2.0607
Panasonic | Panasonic | Exterios E:Deluxe | 7958200 | HRCU-A-CB-O | CS-E18RKUA | CU-E18RKUAW | non-ducted | singlezone | non-ducted, wall placement | 21600 | 11600 | 2.6167 | 10100 | 2.2438
Payne | Payne |  | 201753410 | HRCU-A-CB-O | 38MPRAQ09AA3 | DHMPHAQ09XA3 | non-ducted | singlezone | non-ducted, wall placement | 10000 | 7200 | 2.7805 | 13047 | 1.9751
RHEEM SALES COMPANY, INC. | RHEEM |  | 202141067 | HRCU-A-CB | RP2036BJV | RCF6021SEA+R802VA100521M | ducted | singlezone | ducted, centrally ducted | 33200 | 39000 | 2.5054 | 31743 | 2.2547
RHEEM SALES COMPANY, INC. | RHEEM |  | 202141071 | HRCU-A-CB | RP2036BJV | RCF6021SEA+R96VA1002521M | ducted | singlezone | ducted, centrally ducted | 33200 | 39000 | 2.5054 | 31743 | 2.2547
RHEEM SALES COMPANY, INC. | RHEEM |  | 202141076 | HRCU-A-CB | RP2036BJV | RCF6021SEA+R97VB100M521U | ducted | singlezone | ducted, centrally ducted | 33200 | 39000 | 2.5054 | 31743 | 2.2547
RHEEM SALES COMPANY, INC. | RHEEM |  | 202141080 | HRCU-A-CB | RP2036BJV | RCF6021SEA+R98VB100M521U | ducted | singlezone | ducted, centrally ducted | 33200 | 39000 | 2.5054 | 31743 | 2.2547
RHEEM SALES COMPANY, INC. | RHEEM |  | 202140938 | HRCU-A-CB | RP2036BJV | RHMV6021SEAC | ducted | singlezone | ducted, centrally ducted | 33200 | 39000 | 2.5054 | 31743 | 2.2547
RHEEM SALES COMPANY, INC. | RHEEM |  | 202141064 | HRCU-A-CB | RP2036BJV | RCF6021SEA+R802VA050317M | ducted | singlezone | ducted, centrally ducted | 33200 | 39000 | 2.5054 | 31743 | 2.2547
RHEEM SALES COMPANY, INC. | RHEEM |  | 202141065 | HRCU-A-CB | RP2036BJV | RCF6021SEA+R802VA075317M | ducted | singlezone | ducted, centrally ducted | 33200 | 39000 | 2.5054 | 31743 | 2.2547
RHEEM SALES COMPANY, INC. | RHEEM |  | 202141066 | HRCU-A-CB | RP2036BJV | RCF6021SEA+R802VA075421Z | ducted | singlezone | ducted, centrally ducted | 33200 | 39000 | 2.5054 | 31743 | 2.2547
RHEEM SALES COMPANY, INC. | RHEEM |  | 202141068 | HRCU-A-CB | RP2036BJV | RCF6021SEA+R802VA100521Z | ducted | singlezone | ducted, centrally ducted | 33200 | 39000 | 2.5054 | 31743 | 2.2547
RHEEM SALES COMPANY, INC. | RHEEM |  | 202141069 | HRCU-A-CB | RP2036BJV | RCF6021SEA+R802VA125524M | ducted | singlezone | ducted, centrally ducted | 33200 | 39000 | 2.5054 | 31743 | 2.2547
RHEEM SALES COMPANY, INC. | RHEEM |  | 202141070 | HRCU-A-CB | RP2036BJV | RCF6021SEA+R96VA0852521M | ducted | singlezone | ducted, centrally ducted | 33200 | 39000 | 2.5054 | 31743 | 2.2547
RHEEM SALES COMPANY, INC. | RHEEM |  | 202141072 | HRCU-A-CB | RP2036BJV | RCF6021SEA+R96VA1152524M | ducted | singlezone | ducted, centrally ducted | 33200 | 39000 | 2.5054 | 31743 | 2.2547
RHEEM SALES COMPANY, INC. | RHEEM |  | 202141073 | HRCU-A-CB | RP2036BJV | RCF6021SEA+R97VB085M521K | ducted | singlezone | ducted, centrally ducted | 33200 | 39000 | 2.5054 | 31743 | 2.2547
RHEEM SALES COMPANY, INC. | RHEEM |  | 202141074 | HRCU-A-CB | RP2036BJV | RCF6021SEA+R97VB085M521U | ducted | singlezone | ducted, centrally ducted | 33200 | 39000 | 2.5054 | 31743 | 2.2547
RHEEM SALES COMPANY, INC. | RHEEM |  | 202141075 | HRCU-A-CB | RP2036BJV | RCF6021SEA+R97VB100M521K | ducted | singlezone | ducted, centrally ducted | 33200 | 39000 | 2.5054 | 31743 | 2.2547
RHEEM SALES COMPANY, INC. | RHEEM |  | 202141077 | HRCU-A-CB | RP2036BJV | RCF6021SEA+R97VB115M524K | ducted | singlezone | ducted, centrally ducted | 33200 | 39000 | 2.5054 | 31743 | 2.2547
RHEEM SALES COMPANY, INC. | RHEEM |  | 202141078 | HRCU-A-CB | RP2036BJV | RCF6021SEA+R97VB115M524U | ducted | singlezone | ducted, centrally ducted | 33200 | 39000 | 2.5054 | 31743 | 2.2547
RHEEM SALES COMPANY, INC. | RHEEM |  | 202141079 | HRCU-A-CB | RP2036BJV | RCF6021SEA+R98VB085M521U | ducted | singlezone | ducted, centrally ducted | 33200 | 39000 | 2.5054 | 31743 | 2.2547
RHEEM SALES COMPANY, INC. | RHEEM |  | 202141081 | HRCU-A-CB | RP2036BJV | RCF6021SEA+R98VB115M524U | ducted | singlezone | ducted, centrally ducted | 33200 | 39000 | 2.5054 | 31743 | 2.2547
RHEEM SALES COMPANY, INC. | RUUD |  | 202141119 | HRCU-A-CB | UP2036BJV | RCF6021SEA+U802VA100521M | ducted | singlezone | ducted, centrally ducted | 33200 | 39000 | 2.5054 | 31743 | 2.2547
RHEEM SALES COMPANY, INC. | RUUD |  | 202141123 | HRCU-A-CB | UP2036BJV | RCF6021SEA+U96VA1002521M | ducted | singlezone | ducted, centrally ducted | 33200 | 39000 | 2.5054 | 31743 | 2.2547
RHEEM SALES COMPANY, INC. | RUUD |  | 202141128 | HRCU-A-CB | UP2036BJV | RCF6021SEA+U97VB100M521U | ducted | singlezone | ducted, centrally ducted | 33200 | 39000 | 2.5054 | 31743 | 2.2547
RHEEM SALES COMPANY, INC. | RUUD |  | 202141132 | HRCU-A-CB | UP2036BJV | RCF6021SEA+U98VB100M521U | ducted | singlezone | ducted, centrally ducted | 33200 | 39000 | 2.5054 | 31743 | 2.2547
RHEEM SALES COMPANY, INC. | RUUD |  | 202141049 | HRCU-A-CB | UP2036BJV | RHMV6021SEAC | ducted | singlezone | ducted, centrally ducted | 33200 | 39000 | 2.5054 | 31743 | 2.2547
RHEEM SALES COMPANY, INC. | RUUD |  | 202141116 | HRCU-A-CB | UP2036BJV | RCF6021SEA+U802VA050317M | ducted | singlezone | ducted, centrally ducted | 33200 | 39000 | 2.5054 | 31743 | 2.2547
RHEEM SALES COMPANY, INC. | RUUD |  | 202141117 | HRCU-A-CB | UP2036BJV | RCF6021SEA+U802VA075317M | ducted | singlezone | ducted, centrally ducted | 33200 | 39000 | 2.5054 | 31743 | 2.2547
RHEEM SALES COMPANY, INC. | RUUD |  | 202141118 | HRCU-A-CB | UP2036BJV | RCF6021SEA+U802VA075421Z | ducted | singlezone | ducted, centrally ducted | 33200 | 39000 | 2.5054 | 31743 | 2.2547
RHEEM SALES COMPANY, INC. | RUUD |  | 202141120 | HRCU-A-CB | UP2036BJV | RCF6021SEA+U802VA100521Z | ducted | singlezone | ducted, centrally ducted | 33200 | 39000 | 2.5054 | 31743 | 2.2547
RHEEM SALES COMPANY, INC. | RUUD |  | 202141121 | HRCU-A-CB | UP2036BJV | RCF6021SEA+U802VA125524M | ducted | singlezone | ducted, centrally ducted | 33200 | 39000 | 2.5054 | 31743 | 2.2547
RHEEM SALES COMPANY, INC. | RUUD |  | 202141122 | HRCU-A-CB | UP2036BJV | RCF6021SEA+U96VA0852521M | ducted | singlezone | ducted, centrally ducted | 33200 | 39000 | 2.5054 | 31743 | 2.2547
RHEEM SALES COMPANY, INC. | RUUD |  | 202141124 | HRCU-A-CB | UP2036BJV | RCF6021SEA+U96VA1152524M | ducted | singlezone | ducted, centrally ducted | 33200 | 39000 | 2.5054 | 31743 | 2.2547
RHEEM SALES COMPANY, INC. | RUUD |  | 202141125 | HRCU-A-CB | UP2036BJV | RCF6021SEA+U97VB085M521K | ducted | singlezone | ducted, centrally ducted | 33200 | 39000 | 2.5054 | 31743 | 2.2547
RHEEM SALES COMPANY, INC. | RUUD |  | 202141126 | HRCU-A-CB | UP2036BJV | RCF6021SEA+U97VB085M521U | ducted | singlezone | ducted, centrally ducted | 33200 | 39000 | 2.5054 | 31743 | 2.2547
RHEEM SALES COMPANY, INC. | RUUD |  | 202141127 | HRCU-A-CB | UP2036BJV | RCF6021SEA+U97VB100M521K | ducted | singlezone | ducted, centrally ducted | 33200 | 39000 | 2.5054 | 31743 | 2.2547
RHEEM SALES COMPANY, INC. | RUUD |  | 202141129 | HRCU-A-CB | UP2036BJV | RCF6021SEA+U97VB115M524K | ducted | singlezone | ducted, centrally ducted | 33200 | 39000 | 2.5054 | 31743 | 2.2547
RHEEM SALES COMPANY, INC. | RUUD |  | 202141130 | HRCU-A-CB | UP2036BJV | RCF6021SEA+U97VB115M524U | ducted | singlezone | ducted, centrally ducted | 33200 | 39000 | 2.5054 | 31743 | 2.2547
RHEEM SALES COMPANY, INC. | RUUD |  | 202141131 | HRCU-A-CB | UP2036BJV | RCF6021SEA+U98VB085M521U | ducted | singlezone | ducted, centrally ducted | 33200 | 39000 | 2.5054 | 31743 | 2.2547
RHEEM SALES COMPANY, INC. | RUUD |  | 202141133 | HRCU-A-CB | UP2036BJV | RCF6021SEA+U98VB115M524U | ducted | singlezone | ducted, centrally ducted | 33200 | 39000 | 2.5054 | 31743 | 2.2547
SAMSUNG ELECTRONICS CO., LTD. | SAMSUNG | Smart Whisper Max Heat | 201993481 | HRCU-A-CB-O | AR18NSWSPWKX | AR18NSWSPWKN | non-ducted | singlezone | non-ducted, wall placement | 20600 | 13000 | 2.8646 | 21040 | 2.1117
SAMSUNG ELECTRONICS CO., LTD. | SAMSUNG | FJM | 10348192 | HMSV-A-CB | AJ020MCS3CH/AA | Non-Ducted Indoor Units | non-ducted | multizone | non-ducted, wall placement | 22000 | 13000 | 2.6275 | 22000 | 1.9538
Trane | Trane |  | 9150123 | HRCU-A-CB-O | 4TXK3812A10NUAA | 4MXW3812A10NUAA | non-ducted | singlezone | non-ducted, wall placement | 12200 | 8100 | 3.2079 | 13304 | 2.1794
Trane | Trane |  | 7151531 | HRCU-A-CB-O | 4TXK2709A10N0AA | 4MXW2709A10N0AA | non-ducted | singlezone | non-ducted, wall placement | 9800 | 5800 | 2.7058 | 8000 | 2.1412
Trane | Trane |  | 7151533 | HRCU-A-CB-O | 4TXK2712A10NAA | 4MXW2712A10N0AA | non-ducted | singlezone | non-ducted, wall placement | 13000 | 8000 | 3.1261 | 8300 | 2.1507
Trane | Trane |  | 9150127 | HRCU-A-CB-O | 4TXK3824A10NUAA | 4MXW3824A10NUAA | non-ducted | singlezone | non-ducted, wall placement | 24000 | 15500 | 2.8934 | 24233 | 2.2368
Trane | Trane |  | 7151535 | HRCU-A-CB-O | 4TXK2718A10N0AA | 4MXW2718A10N0AA | non-ducted | singlezone | non-ducted, wall placement | 19000 | 12100 | 2.8144 | 15400 | 1.9709
Trane | Trane |  | 6749942 | HRCU-A-CB | 4TWV0024A1 | *AM8C0B30V21 | ducted | singlezone | ducted, centrally ducted | 20200 | 16800 | 2.5 | 13000 | 2.08
Trane | Trane |  | 6750459 | HRCU-A-CB | 4TWV8024A1 | *AM8C0B30V21 | ducted | singlezone | ducted, centrally ducted | 20000 | 16800 | 2.5 | 13000 | 2.08
Trane/Mitsubishi Electric | Trane/Mitsubishi Electric |  | 202102780 | HRCU-A-CB-O | MUZ-FH06NA | MSZ-FH06NA | non-ducted | singlezone | non-ducted, wall placement | 8700 | 5900 | 3.46 | 8700 | 2.8
Trane/Mitsubishi Electric | Trane/Mitsubishi Electric |  | 202102781 | HRCU-A-CB-O | MUZ-FH06NAH | MSZ-FH06NAH | non-ducted | singlezone | non-ducted, wall placement | 8700 | 5900 | 2.75 | 8700 | 2.45
Trane/Mitsubishi Electric | Trane/Mitsubishi Electric |  | 202102782 | HRCU-A-CB-O | MUZ-FH09NA | MSZ-FH09NA | non-ducted | singlezone | non-ducted, wall placement | 10900 | 6700 | 3.27 | 10900 | 2.32
Trane/Mitsubishi Electric | Trane/Mitsubishi Electric |  | 202102783 | HRCU-A-CB-O | MUZ-FH09NAH | MSZ-FH09NAH | non-ducted | singlezone | non-ducted, wall placement | 10900 | 6700 | 2.73 | 10900 | 2.73
Trane/Mitsubishi Electric | Trane/Mitsubishi Electric |  | 202102774 | HRCU-A-CB-O | MUFZ-KJ09NAHZ | MFZ-KJ09NA | non-ducted | singlezone | non-ducted, wall placement | 11000 | 7500 | 2.75 | 11000 | 2.01
Trane/Mitsubishi Electric | Trane/Mitsubishi Electric |  | 202102784 | HRCU-A-CB-O | MUZ-FH12NA | MSZ-FH12NA | non-ducted | singlezone | non-ducted, wall placement | 13600 | 8000 | 3.26 | 13600 | 2.21
Trane/Mitsubishi Electric | Trane/Mitsubishi Electric |  | 202102785 | HRCU-A-CB-O | MUZ-FH12NAH | MSZ-FH12NAH | non-ducted | singlezone | non-ducted, wall placement | 13600 | 8100 | 2.83 | 13600 | 2.07
Trane/Mitsubishi Electric | Trane/Mitsubishi Electric |  | 202102775 | HRCU-A-CB-O | MUFZ-KJ12NAHZ | MFZ-KJ12NA | non-ducted | singlezone | non-ducted, wall placement | 13000 | 8800 | 2.77 | 13000 | 2.1
Trane/Mitsubishi Electric | Trane/Mitsubishi Electric |  | 202102790 | HRCU-A-CB-O | MUZ-GL09NA-U1 | MSZ-GL09NA-U1 | non-ducted | singlezone | non-ducted, wall placement | 10900 | 6700 | 3.1168 | 8000 | 2.7583
Trane/Mitsubishi Electric | Trane/Mitsubishi Electric |  | 202102812 | HRCU-A-CB-O | PUZ-A24NHA7*** | PLA-A24EA7 | non-ducted | singlezone | non-ducted, wall placement | 26000 | 14900 | 2.7292 | 13000 | 2.7214
Trane/Mitsubishi Electric | Trane/Mitsubishi Electric |  | 202102791 | HRCU-A-CB-O | MUZ-GL12NA-U1 | MSZ-GL12NA-U1 | non-ducted | singlezone | non-ducted, wall placement | 14400 | 9200 | 3.0991 | 10200 | 2.9307
Trane/Mitsubishi Electric | Trane/Mitsubishi Electric |  | 202102822 | HRCU-A-CB-O | PUZ-A36NKA7*** | PLA-A36EA7 | non-ducted | singlezone | non-ducted, wall placement | 38000 | 22000 | 2.5894 | 21600 | 2.4347
Trane/Mitsubishi Electric | Trane/Mitsubishi Electric |  | 202102771 | HMSV-A-CB | PUMY-P36NKMU* | Non-Ducted Indoor Units | non-ducted | multizone | all non-ducted | 42000 | 26400 | 2.9873 | 29000 | 2.3002
Trane/Mitsubishi Electric | Trane/Mitsubishi Electric |  | 202102777 | HRCU-A-CB-O | MUFZ-KJ18NAHZ | MFZ-KJ18NA | non-ducted | singlezone | non-ducted, wall placement | 21000 | 12800 | 2.62 | 21000 | 2.05
Trane/Mitsubishi Electric | Trane/Mitsubishi Electric |  | 202102788 | HRCU-A-CB-O | MUZ-FH18NA2 | MSZ-FH18NA2 | non-ducted | singlezone | non-ducted, wall placement | 20300 | 13700 | 3.04 | 20300 | 2.01
Trane/Mitsubishi Electric | Trane/Mitsubishi Electric |  | 202102789 | HRCU-A-CB-O | MUZ-FH18NAH2 | MSZ-FH18NA | non-ducted | singlezone | non-ducted, wall placement | 20300 | 12480 | 2.926 | 20900 | 2.0554
Trane/Mitsubishi Electric | Trane/Mitsubishi Electric |  | 202102793 | HRCU-A-CB-O | MUZ-GL18NA-U1 | MSZ-GL18NA-U1 | non-ducted | singlezone | non-ducted, wall placement | 21600 | 13800 | 2.7327 | 15100 | 2.3539
Trane/Mitsubishi Electric | Trane/Mitsubishi Electric |  | 202102794 | HRCU-A-CB-O | MUZ-GL24NA-U1 | MSZ-GL24NA-U1 | non-ducted | singlezone | non-ducted, wall placement | 27600 | 16000 | 2.6492 | 20200 | 1.9799
Trane/Mitsubishi Electric | Trane/Mitsubishi Electric |  | 202102772 | HMSV-A-CB | PUMY-P48NKMU* | Non-Ducted Indoor Units | non-ducted | multizone | all non-ducted | 54000 | 31400 | 2.9214 | 36400 | 2.2
Trane/Mitsubishi Electric | Trane/Mitsubishi Electric |  | 202102758 | HMSV-A-CB | MXZ-2C20NA2 | Non-Ducted Indoor Units | non-ducted | multizone | all non-ducted | 22000 | 12500 | 2.818 | 11100 | 2.0332
Trane/Mitsubishi Electric | Trane/Mitsubishi Electric |  | 202102765 | HMSV-A-CB | MXZ-4C36NAHZ | Non-Ducted Indoor Units | non-ducted | multizone | all non-ducted | 45000 | 34000 | 2.85 | 45000 | 2.41
Trane/Mitsubishi Electric | Trane/Mitsubishi Electric |  | 202102761 | HMSV-A-CB | MXZ-3C24NAHZ2 | Non-Ducted Indoor Units | non-ducted | multizone | all non-ducted | 25000 | 14000 | 2.53 | 25000 | 1.92
Trane/Mitsubishi Electric | Trane/Mitsubishi Electric |  | 202102767 | HMSV-A-CB | MXZ-5C42NAHZ | Non-Ducted Indoor Units | non-ducted | multizone | all non-ducted | 48000 | 35800 | 2.87 | 48000 | 2.51
Trane/Mitsubishi Electric | Trane/Mitsubishi Electric |  | 202102773 | HMSV-A-CB | PUMY-P60NKMU* | Non-Ducted Indoor Units | non-ducted | multizone | all non-ducted | 66000 | 41500 | 2.5988 | 57000 | 1.9999
Trane/Mitsubishi Electric | Trane/Mitsubishi Electric |  | 202102878 | HMSV-A-CB | PUMY-P36NKMU* | Mixed | ducted | multizone | mix of non-ducted and ducted | 42000 | 26500 | 2.7797 | 29000 | 2.2378
Trane/Mitsubishi Electric | Trane/Mitsubishi Electric |  | 202102872 | HMSV-A-CB | MXZ-4C36NAHZ | Mixed | ducted | multizone | mix of non-ducted and ducted | 45000 | 35000 | 2.54 | 45000 | 2.16
Trane/Mitsubishi Electric | Trane/Mitsubishi Electric |  | 202102846 | HRCU-A-CB | SUZ-KA12NA | SEZ-KD12NA | ducted | singlezone | ducted, "compact ducted" | 13600 | 9000 | 2.867 | 7400 | 2.4097
Trane/Mitsubishi Electric | Trane/Mitsubishi Electric |  | 202102755 | HMSV-A-CB | PUMY-P36NKMU* | Ducted indoor units | ducted | multizone | all ducted | 42000 | 26600 | 2.6003 | 30000 | 2.2544
Trane/Mitsubishi Electric | Trane/Mitsubishi Electric |  | 202102853 | HRCU-A-CB | SUZ-KA18NA | SEZ-KD18NA | ducted | singlezone | ducted, "compact ducted" | 21600 | 13100 | 2.8439 | 9900 | 2.198

## September 2018
APS Eligible Small ASHP Models |  |  | Disclaimer: The Massachusetts Department of Energy Resources (DOER) has not investigated, and expressly disclaims any duty to investigate, any company, product, service, process, procedure, design, or the like, which may be presented on the aforementioned list. The presentation of these companies does not constitute endorsement, warranty, or guaranty, by DOER of any company, product, service, process, procedure, design, or the like.
Updated September 2018
Manufacturer | Brand (if applicable) | Model Name | AHRI Certificate No. | AHRI Type | Outdoor Unit Model | Indoor Unit Model | Centrally Ducted or Ductless | If Ductless, Multi-zone or Single-zone? | Ductless Indoor Type | Rated Capacity 47°F (btu/hr) | Rated Capacity 17°F (btu/hr) | COP at Rated Capacity 17°F | Maximum Capacity 5°F (btu/hr) | COP at Max. Capacity 5°F
Amana Heating and air Conditioning | Amana | AVZC20 | 10324704 | HRCU-A-CB | AVZC200241A* | CA*F3642*6D*+MBVC1200**-1A*+TX | Centrally Ducted | N/A | N/A | 23600 | 13915 | 2.7425 | 11400 | 2.09
Amana Heating and air Conditioning | Amana | AVZC20 | 10324706 | HRCU-A-CB | AVZC200481A* | CA*F4961*6D*+MBVC2000**-1A*+TX | Centrally Ducted | N/A | N/A | 45500 | 28254 | 2.83 | 26000 | 1.97
Amana Heating and air Conditioning | Amana | AVZC20 | 10324707 | HRCU-A-CB | AVZC200601A* | CA*F4961*6D*+MBVC2000**-1A*+TX | Centrally Ducted | N/A | N/A | 50000 | 32293 | 2.73 | 26000 | 1.98
American Standard | American Standard | AccuComfort Platinum 20 | 6749789 | HRCU-A-CB | 4A6V0024A1 | *AM8C0B30V21 | Centrally Ducted | N/A | N/A | 20200 | 16800 | 2.5 | 13000 | 2.08
American Standard | American Standard | AccuComfort Platinum 18 | 6750455 | HRCU-A-CB | 4A6V8024A1 | *AM8C0B30V21 | Centrally Ducted | N/A | N/A | 20000 | 16800 | 2.5 | 13000 | 2.08
American Standard | American Standard |  | 7151530 | HRCU-A-CB-O | 4TXK2709A10N0AA | 4MXW2709A10N0AA | Ductless | Single-zone | Non-ducted indoor units (Mini-splits) | 9800 | 5800 | 2.7058 | 8000 | 2.1412
American Standard | American Standard |  | 7151532 | HRCU-A-CB-O | 4TXK2712A10NAA | 4MXW2712A10N0AA | Ductless | Single-zone | Non-ducted indoor units (Mini-splits) | 13000 | 8000 | 3.1261 | 8300 | 2.1507
American Standard | American Standard |  | 7151534 | HRCU-A-CB-O | 4TXK2718A10N0AA | 4MXW2718A10N0AA | Ductless | Single-zone | Non-ducted indoor units (Mini-splits) | 19000 | 12100 | 2.8144 | 15400 | 1.9709
American Standard | American Standard |  | 9150124 | HRCU-A-CB-O | 4TXK3812A10NUAA | 4MXW3812A10NUAA | Ductless | Single-zone | Non-ducted indoor units (Mini-splits) | 12200 | 8100 | 3.2079 | 13304 | 2.1782
American Standard | American Standard |  | 9150128 | HRCU-A-CB-O | 4TXK3824A10NUAA | 4MXW3824A10NUAA | Ductless | Single-zone | Non-ducted indoor units (Mini-splits) | 24000 | 15500 | 2.8934 | 24233 | 2.2368
American Standard/Mitsubishi Electric | American Standard/Mitsubishi Electric |  | 202102459 | HRCU-A-CB-O | MUFZ-KJ09NAHZ | MFZ-KJ09NA | Ductless | Single-zone | Non-ducted indoor units (Mini-splits) | 11000 | 7500 | 2.75 | 11000 | 2.01
American Standard/Mitsubishi Electric | American Standard/Mitsubishi Electric |  | 202102460 | HRCU-A-CB-O | MUFZ-KJ12NAHZ | MFZ-KJ12NA | Ductless | Single-zone | Non-ducted indoor units (Mini-splits) | 13000 | 8800 | 2.77 | 13000 | 2.1
American Standard/Mitsubishi Electric | American Standard/Mitsubishi Electric |  | 202102462 | HRCU-A-CB-O | MUFZ-KJ18NAHZ | MFZ-KJ18NA | Ductless | Single-zone | Non-ducted indoor units (Mini-splits) | 21000 | 12800 | 2.62 | 21000 | 2.05
American Standard/Mitsubishi Electric | American Standard/Mitsubishi Electric |  | 202102465 | HRCU-A-CB-O | MUZ-FH06NA | MSZ-FH06NA | Ductless | Single-zone | Non-ducted indoor units (Mini-splits) | 8700 | 5900 | 3.46 | 8700 | 2.8
American Standard/Mitsubishi Electric | American Standard/Mitsubishi Electric |  | 202102466 | HRCU-A-CB-O | MUZ-FH06NAH | MSZ-FH06NAH | Ductless | Single-zone | Non-ducted indoor units (Mini-splits) | 8700 | 5900 | 2.75 | 8700 | 2.45
American Standard/Mitsubishi Electric | American Standard/Mitsubishi Electric |  | 202102467 | HRCU-A-CB-O | MUZ-FH09NA | MSZ-FH09NA | Ductless | Single-zone | Non-ducted indoor units (Mini-splits) | 10900 | 6700 | 3.27 | 10900 | 2.32
American Standard/Mitsubishi Electric | American Standard/Mitsubishi Electric |  | 202102468 | HRCU-A-CB-O | MUZ-FH09NAH | MSZ-FH09NAH | Ductless | Single-zone | Non-ducted indoor units (Mini-splits) | 10900 | 6700 | 2.73 | 10900 | 2.73
American Standard/Mitsubishi Electric | American Standard/Mitsubishi Electric |  | 202102469 | HRCU-A-CB-O | MUZ-FH12NA | MSZ-FH12NA | Ductless | Single-zone | Non-ducted indoor units (Mini-splits) | 13600 | 8000 | 3.26 | 13600 | 2.21
American Standard/Mitsubishi Electric | American Standard/Mitsubishi Electric |  | 202102470 | HRCU-A-CB-O | MUZ-FH12NAH | MSZ-FH12NAH | Ductless | Single-zone | Non-ducted indoor units (Mini-splits) | 13600 | 8100 | 2.83 | 13600 | 2.07
American Standard/Mitsubishi Electric | American Standard/Mitsubishi Electric |  | 202102473 | HRCU-A-CB-O | MUZ-FH18NA2 | MSZ-FH18NA2 | Ductless | Single-zone | Non-ducted indoor units (Mini-splits) | 20300 | 13700 | 3.04 | 20300 | 2.01
American Standard/Mitsubishi Electric | American Standard/Mitsubishi Electric |  | 202102474 | HRCU-A-CB-O | MUZ-FH18NAH2 | MSZ-FH18NA | Ductless | Single-zone | Non-ducted indoor units (Wall Mount) | 20300 | 12480 | 2.926 | 20900 | 2.0554
American Standard/Mitsubishi Electric | American Standard/Mitsubishi Electric |  | 202102475 | HRCU-A-CB-O | MUZ-GL09NA-U1 | MSZ-GL09NA-U1 | Ductless | Single-zone | Non-ducted indoor units (Mini-splits) | 10900 | 6700 | 3.1168 | 8000 | 2.7583
American Standard/Mitsubishi Electric | American Standard/Mitsubishi Electric |  | 202102476 | HRCU-A-CB-O | MUZ-GL12NA-U1 | MSZ-GL12NA-U1 | Ductless | Single-zone | Non-ducted indoor units (Mini-splits) | 14400 | 9200 | 3.0991 | 10200 | 2.9307
American Standard/Mitsubishi Electric | American Standard/Mitsubishi Electric |  | 202102478 | HRCU-A-CB-O | MUZ-GL18NA-U1 | MSZ-GL18NA-U1 | Ductless | Single-zone | Non-ducted indoor units (Mini-splits) | 21600 | 13800 | 2.7327 | 15100 | 2.3539
American Standard/Mitsubishi Electric | American Standard/Mitsubishi Electric |  | 202102479 | HRCU-A-CB-O | MUZ-GL24NA-U1 | MSZ-GL24NA-U1 | Ductless | Single-zone | Non-ducted indoor units (Mini-splits) | 27600 | 16000 | 2.6492 | 20200 | 1.9799
American Standard/Mitsubishi Electric | American Standard/Mitsubishi Electric |  | 202102443 | HMSV-A-CB | MXZ-2C20NA2 | Non-Ducted Indoor Units | Ductless | Multi-zone | Non-ducted indoor units | 22000 | 12500 | 2.818 | 11100 | 2.0332
American Standard/Mitsubishi Electric | American Standard/Mitsubishi Electric |  | 202102446 | HMSV-A-CB | MXZ-3C24NAHZ2 | Non-Ducted Indoor Units | Ductless | Multi-zone | Non-ducted indoor units | 25000 | 14000 | 2.53 | 25000 | 1.92
American Standard/Mitsubishi Electric | American Standard/Mitsubishi Electric |  | 202102450 | HMSV-A-CB | MXZ-4C36NAHZ | Non-Ducted Indoor Units | Ductless | Multi-zone | Non-ducted indoor units | 45000 | 34000 | 2.85 | 45000 | 2.41
American Standard/Mitsubishi Electric | American Standard/Mitsubishi Electric |  | 202106831 | HMSV-A-CB | MXZ-4C36NAHZ | Mixed | Ductless | Multi-zone | Mixed Ducted and Non-ducted indoor units | 45000 | 35000 | 2.54 | 45000 | 2.16
American Standard/Mitsubishi Electric | American Standard/Mitsubishi Electric |  | 202102452 | HMSV-A-CB | MXZ-5C42NAHZ | Non-Ducted Indoor Units | Ductless | Multi-zone | Non-ducted indoor units | 48000 | 35800 | 2.87 | 48000 | 2.51
American Standard/Mitsubishi Electric | American Standard/Mitsubishi Electric |  | 202102440 | HMSV-A-CB | PUMY-P36NKMU* | Ducted indoor units | Ductless | Multi-zone | Ducted Indoor Units | 42000 | 26600 | 2.6003 | 30000 | 2.2544
American Standard/Mitsubishi Electric | American Standard/Mitsubishi Electric |  | 202102456 | HMSV-A-CB | PUMY-P36NKMU* | Non-Ducted Indoor Units | Ductless | Multi-zone | Non-ducted indoor units | 42000 | 26400 | 2.9873 | 29000 | 2.3002
American Standard/Mitsubishi Electric | American Standard/Mitsubishi Electric |  | 202106837 | HMSV-A-CB | PUMY-P36NKMU* | Mixed | Ductless | Multi-zone | Mixed Ducted and Non-ducted indoor units | 42000 | 26500 | 2.7797 | 29000 | 2.2378
American Standard/Mitsubishi Electric | American Standard/Mitsubishi Electric |  | 202102457 | HMSV-A-CB | PUMY-P48NKMU* | Non-Ducted Indoor Units | Ductless | Multi-zone | Non-ducted indoor units | 54000 | 31400 | 2.9214 | 36400 | 2.2
American Standard/Mitsubishi Electric | American Standard/Mitsubishi Electric |  | 202102458 | HMSV-A-CB | PUMY-P60NKMU* | Non-Ducted Indoor Units | Ductless | Multi-zone | Non-ducted indoor units | 66000 | 41500 | 2.5988 | 57000 | 1.9999
American Standard/Mitsubishi Electric | American Standard/Mitsubishi Electric |  | 202102497 | HRCU-A-CB-O | PUZ-A24NHA7*** | PLA-A24EA7 | Ductless | Single-zone | Non-ducted indoor units (Mini-splits) | 26000 | 14900 | 2.7292 | 13000 | 2.7214
American Standard/Mitsubishi Electric | American Standard/Mitsubishi Electric |  | 202102507 | HRCU-A-CB-O | PUZ-A36NKA7*** | PLA-A36EA7 | Ductless | Single-zone | Non-ducted indoor units (Mini-splits) | 38000 | 22000 | 2.5894 | 21600 | 2.4347
American Standard/Mitsubishi Electric | American Standard/Mitsubishi Electric |  | 202102531 | HRCU-A-CB | SUZ-KA12NA | SEZ-KD12NA | Ductless | Single-zone | Ducted Indoor Units | 13600 | 9000 | 2.867 | 7400 | 2.4097
American Standard/Mitsubishi Electric | American Standard/Mitsubishi Electric |  | 202102538 | HRCU-A-CB | SUZ-KA18NA | SEZ-KD18NA | Ductless | Single-zone | Ducted Indoor Units | 21600 | 13100 | 2.8439 | 9900 | 2.198
ARCOAIRE | ARCOAIRE |  | 201835506 | HRCU-A-CB-O | DLCPRAH09AAK | DLFPHAH09XAK | Ductless | Singlezone | Non-ducted indoor units (Mini-splits) | 10000 | 7200 | 2.7805 | 13047 | 1.9751
ARCOAIRE | ARCOAIRE |  | 201835513 | HRCU-A-CB-O | DLCSRAH09AAJ | DLFSHAH09XAJ | Ductless | Singlezone | Non-ducted indoor units (Mini-splits) | 9800 | 5600 | 2.65 | 6880 | 1.95
ARCOAIRE | ARCOAIRE |  | 201835514 | HRCU-A-CB-O | DLCSRAH12AAJ | DLFSHAH12XAJ | Ductless | Singlezone | Non-ducted indoor units (Mini-splits) | 11800 | 7100 | 2.5638 | 7800 | 2.0099
ARCOAIRE | ARCOAIRE |  | 201835538 | HRCU-A-CB | DLCSRAH24AAK | DLFSDAH24XAK | Ductless | Singlezone | ducted indoor units (Mini-splits) | 24000 | 17400 | 2.97 | 30000 | 1.93
Bosch | Bosch | Bosch Climate 5000 ductless minisplit series | 9966837 | HRCU-A-CB-O | BMS500-AAS009-0CSXXA | BMS500-AAU009-0AHXXA | Ductless | Single-zone | Non-ducted indoor units (Mini-splits) | 9800 | 5800 | 2.7197 | 6516 | 2.0468
Bosch | Bosch | Bosch Climate 5000 ductless minisplit series | 9966838 | HRCU-A-CB-O | BMS500-AAS009-1CSXXA | BMS500-AAU009-1AHXXA | Ductless | Single-zone | Non-ducted indoor units (Mini-splits) | 9800 | 6300 | 2.6797 | 6609 | 1.9177
Bosch | Bosch | Bosch Climate 5000 ductless minisplit series | 9966839 | HRCU-A-CB-O | BMS500-AAS012-0CSXXA | BMS500-AAU012-0AHXXA | Ductless | Single-zone | Non-ducted indoor units (Mini-splits) | 12000 | 7500 | 2.5411 | 5736 | 2.0229
Bryant | Bryant | Evolution Series | 9893462 | HRCU-A-CB | 280ANV024000 | FE4ANF002L+UI | Centrally Ducted | N/A | N/A | 24000 | 25200 | 2.5567 | 19800 | 2.0741
Bryant | Bryant | Evolution Series | 9893463 | HRCU-A-CB | 280ANV024000 | FE4AN(B,F)003+UI | Centrally Ducted | N/A | N/A | 23800 | 25000 | 2.5364 | 19800 | 2.0741
Bryant | Bryant® Heating and Cooling Systems | Bryant® Extreme Heat Pump | 9893474 | HRCU-A-CB | 280ANV024*0**A* | CAP**3617AL*+UI & 98(6*B,7*A)42080V17*** | Centrally Ducted | N/A | N/A | 24000 | 25200 | 2.516 | 21779.04 | 2.2398
Bryant | Bryant® Heating and Cooling Systems | Bryant® Extreme Heat Pump | 9893476 | HRCU-A-CB | 280ANV024*0**A* | CAP**3621AL*+UI & 98(6*B,7*A)42080V17*** | Centrally Ducted | N/A | N/A | 24000 | 25200 | 2.516 | 21779.04 | 2.2398
Bryant | Bryant® Heating and Cooling Systems | Bryant® Extreme Heat Pump | 9893477 | HRCU-A-CB | 280ANV024*0**A* | CAP**4221AL*+UI & 98(6*B,7*A)42060V17*** | Centrally Ducted | N/A | N/A | 23800 | 25200 | 2.5407 | 21565.52 | 2.2618
Bryant | Bryant® Heating and Cooling Systems | Bryant® Extreme Heat Pump | 9893478 | HRCU-A-CB | 280ANV024*0**A* | CAP**4221AL*+UI & 98(6*B,7*A)42080V17*** | Centrally Ducted | N/A | N/A | 23800 | 25200 | 2.5661 | 21565.52 | 2.2844
Bryant | Bryant® Heating and Cooling Systems | Bryant® Extreme Heat Pump | 9893479 | HRCU-A-CB | 280ANV024*0**A* | CAP**4224AL*+UI & 98(6*B,7*A)66120V24*** | Centrally Ducted | N/A | N/A | 23600 | 25000 | 2.5663 | 21352 | 2.2846
Bryant | Bryant® Heating and Cooling Systems | Bryant® Extreme Heat Pump | 9893482 | HRCU-A-CB | 280ANV024*0**A* | CAP**4821AL*+UI & 98(6*B,7*A)42060V17*** | Centrally Ducted | N/A | N/A | 23200 | 25000 | 2.6773 | 20924.96 | 2.3834
Bryant | Bryant® Heating and Cooling Systems | Bryant® Extreme Heat Pump | 9893483 | HRCU-A-CB | 280ANV024*0**A* | CAP**4821AL*+UI & 98(6*B,7*A)42080V17*** | Centrally Ducted | N/A | N/A | 23200 | 24800 | 2.6773 | 20924.96 | 2.3834
Bryant | Bryant® Heating and Cooling Systems | Bryant® Extreme Heat Pump | 9893484 | HRCU-A-CB | 280ANV024*0**A* | CAP**4824AL*+UI & 98(6*B,7*A)66120V24*** | Centrally Ducted | N/A | N/A | 23000 | 24800 | 2.6788 | 20711.44 | 2.3847
Bryant | Bryant® Heating and Cooling Systems | Bryant® Extreme Heat Pump | 9893485 | HRCU-A-CB | 280ANV024*0**A* | CAP**6021AL*+UI & 98(6*B,7*A)42060V17*** | Centrally Ducted | N/A | N/A | 22800 | 24600 | 2.7082 | 20711.44 | 2.4109
Bryant | Bryant® Heating and Cooling Systems | Bryant® Extreme Heat Pump | 9893486 | HRCU-A-CB | 280ANV024*0**A* | CAP**6021AL*+UI & 98(6*B,7*A)42080V17*** | Centrally Ducted | N/A | N/A | 22800 | 24600 | 2.7082 | 20711.44 | 2.4109
Bryant | Bryant® Heating and Cooling Systems | Bryant® Extreme Heat Pump | 9893487 | HRCU-A-CB | 280ANV024*0**A* | CAP**6024AL*+UI & 98(6*B,7*A)66120V24*** | Centrally Ducted | N/A | N/A | 22600 | 24400 | 2.7101 | 20497.92 | 2.4126
Bryant | Bryant® Heating and Cooling Systems | Bryant® Extreme Heat Pump | 9893492 | HRCU-A-CB | 280ANV024*0**A* | CNPV*4217AL*+UI & 98(6*B,7*A)42060V17*** | Centrally Ducted | N/A | N/A | 23400 | 25200 | 2.6201 | 21138.48 | 2.3325
Bryant | Bryant® Heating and Cooling Systems | Bryant® Extreme Heat Pump | 9893493 | HRCU-A-CB | 280ANV024*0**A* | CNPV*4217AL*+UI & 98(6*B,7*A)42080V17*** | Centrally Ducted | N/A | N/A | 23400 | 25200 | 2.6201 | 21138.48 | 2.3325
Bryant | Bryant® Heating and Cooling Systems | Bryant® Extreme Heat Pump | 9893494 | HRCU-A-CB | 280ANV024*0**A* | CNPV*4221AL*+UI & 98(6*B,7*A)42060V17*** | Centrally Ducted | N/A | N/A | 23600 | 25200 | 2.5407 | 21352 | 2.2618
Bryant | Bryant® Heating and Cooling Systems | Bryant® Extreme Heat Pump | 9893495 | HRCU-A-CB | 280ANV024*0**A* | CNPV*4221AL*+UI & 98(6*B,7*A)42080V17*** | Centrally Ducted | N/A | N/A | 23400 | 25200 | 2.5407 | 21138.48 | 2.2618
Bryant | Bryant® Heating and Cooling Systems | Bryant® Extreme Heat Pump | 9893496 | HRCU-A-CB | 280ANV024*0**A* | CNPV*4821AL*+UI & 98(6*B,7*A)42060V17*** | Centrally Ducted | N/A | N/A | 23400 | 25000 | 2.6758 | 21138.48 | 2.3821
Bryant | Bryant® Heating and Cooling Systems | Bryant® Extreme Heat Pump | 9893497 | HRCU-A-CB | 280ANV024*0**A* | CNPV*4821AL*+UI & 98(6*B,7*A)42080V17*** | Centrally Ducted | N/A | N/A | 23200 | 25000 | 2.6773 | 20924.96 | 2.3834
Bryant | Bryant® Heating and Cooling Systems | Bryant® Extreme Heat Pump | 9893498 | HRCU-A-CB | 280ANV024*0**A* | CNPV*4824AL*+UI & 98(6*B,7*A)66120V24*** | Centrally Ducted | N/A | N/A | 23200 | 25000 | 2.7064 | 20924.96 | 2.4093
Bryant | Bryant® Heating and Cooling Systems | Bryant® Extreme Heat Pump | 9893499 | HRCU-A-CB | 280ANV024*0**A* | CNPV*6024AL*+UI & 98(6*B,7*A)66120V24*** | Centrally Ducted | N/A | N/A | 23400 | 25000 | 2.7046 | 21138.48 | 2.4077
Bryant | Bryant® Heating and Cooling Systems | Bryant® Extreme Heat Pump | 9893500 | HRCU-A-CB | 280ANV024*0**A* | CSPH*3612AL*+UI & 98(6*B,7*A)42060V17*** | Centrally Ducted | N/A | N/A | 24000 | 25200 | 2.6177 | 21779.04 | 2.3303
Bryant | Bryant® Heating and Cooling Systems | Bryant® Extreme Heat Pump | 9893501 | HRCU-A-CB | 280ANV024*0**A* | CSPH*3612AL*+UI & 98(6*B,7*A)42080V17*** | Centrally Ducted | N/A | N/A | 23800 | 25200 | 2.6454 | 21565.52 | 2.355
Bryant | Bryant® Heating and Cooling Systems | Bryant® Extreme Heat Pump | 9893502 | HRCU-A-CB | 280ANV024*0**A* | CSPH*3612AL*+UI & 98(6*B,7*A)66120V24*** | Centrally Ducted | N/A | N/A | 23800 | 25000 | 2.6454 | 21565.52 | 2.355
Bryant | Bryant® Heating and Cooling Systems | Bryant® Extreme Heat Pump | 9893503 | HRCU-A-CB | 280ANV024*0**A* | CSPH*4212AL*+UI & 98(6*B,7*A)42060V17*** | Centrally Ducted | N/A | N/A | 23800 | 25200 | 2.673 | 21565.52 | 2.3796
Bryant | Bryant® Heating and Cooling Systems | Bryant® Extreme Heat Pump | 9893504 | HRCU-A-CB | 280ANV024*0**A* | CSPH*4212AL*+UI & 98(6*B,7*A)42080V17*** | Centrally Ducted | N/A | N/A | 23800 | 25000 | 2.673 | 21565.52 | 2.3796
Bryant | Bryant® Heating and Cooling Systems | Bryant® Extreme Heat Pump | 9893505 | HRCU-A-CB | 280ANV024*0**A* | CSPH*4212AL*+UI & 98(6*B,7*A)66120V24*** | Centrally Ducted | N/A | N/A | 23600 | 25000 | 2.6744 | 21352 | 2.3808
Bryant | Bryant® Heating and Cooling Systems | Bryant® Extreme Heat Pump | 9893506 | HRCU-A-CB | 280ANV024*0**A* | CSPH*4812AL*+UI & 98(6*B,7*A)42060V17*** | Centrally Ducted | N/A | N/A | 23400 | 25000 | 2.7046 | 21138.48 | 2.4077
Bryant | Bryant® Heating and Cooling Systems | Bryant® Extreme Heat Pump | 9893507 | HRCU-A-CB | 280ANV024*0**A* | CSPH*4812AL*+UI & 98(6*B,7*A)42080V17*** | Centrally Ducted | N/A | N/A | 23400 | 25000 | 2.7046 | 21138.48 | 2.4077
Bryant | Bryant® Heating and Cooling Systems | Bryant® Extreme Heat Pump | 9893508 | HRCU-A-CB | 280ANV024*0**A* | CSPH*4812AL*+UI & 98(6*B,7*A)66120V24*** | Centrally Ducted | N/A | N/A | 23200 | 25000 | 2.7361 | 20924.96 | 2.4358
Bryant | Bryant® Heating and Cooling Systems | Bryant® Extreme Heat Pump | 9893509 | HRCU-A-CB | 280ANV024*0**A* | CSPH*6012AL*+UI & 98(6*B,7*A)42060V17*** | Centrally Ducted | N/A | N/A | 23600 | 25000 | 2.7028 | 21352 | 2.4061
Bryant | Bryant® Heating and Cooling Systems | Bryant® Extreme Heat Pump | 9893510 | HRCU-A-CB | 280ANV024*0**A* | CSPH*6012AL*+UI & 98(6*B,7*A)42080V17*** | Centrally Ducted | N/A | N/A | 23400 | 25000 | 2.734 | 21138.48 | 2.4339
Bryant | Bryant® Heating and Cooling Systems | Bryant® Extreme Heat Pump | 9893511 | HRCU-A-CB | 280ANV024*0**A* | CSPH*6012AL*+UI & 98(6*B,7*A)66120V24*** | Centrally Ducted | N/A | N/A | 23400 | 25000 | 2.734 | 21138.48 | 2.4339
Bryant | Bryant® Heating and Cooling Systems | Bryant® Extreme Heat Pump | 9893514 | HRCU-A-CB | 280ANV024*0**A* | CAP**3621AL*+UI & 98(6*B,7*A)66100V21*** | Centrally Ducted | N/A | N/A | 23000 | 25000 | 2.5148 | 20711.44 | 2.2387
Bryant | Bryant® Heating and Cooling Systems | Bryant® Extreme Heat Pump | 9893515 | HRCU-A-CB | 280ANV024*0**A* | CAP**4221AL*+UI & 98(6*B,7MA)60060V21*** | Centrally Ducted | N/A | N/A | 23000 | 25200 | 2.5407 | 20711.44 | 2.2618
Bryant | Bryant® Heating and Cooling Systems | Bryant® Extreme Heat Pump | 9893516 | HRCU-A-CB | 280ANV024*0**A* | CAP**4221AL*+UI & 98(6*B,7*A)60080V21*** | Centrally Ducted | N/A | N/A | 23000 | 25000 | 2.5671 | 20711.44 | 2.2853
Bryant | Bryant® Heating and Cooling Systems | Bryant® Extreme Heat Pump | 9893517 | HRCU-A-CB | 280ANV024*0**A* | CAP**4221AL*+UI & 98(6*B,7*A)66100V21*** | Centrally Ducted | N/A | N/A | 23000 | 25000 | 2.5671 | 20711.44 | 2.2853
Bryant | Bryant® Heating and Cooling Systems | Bryant® Extreme Heat Pump | 9893518 | HRCU-A-CB | 280ANV024*0**A* | CAP**4224AL*+UI & 98(6*B,7MA)60060V21*** | Centrally Ducted | N/A | N/A | 23000 | 25200 | 2.5407 | 20711.44 | 2.2618
Bryant | Bryant® Heating and Cooling Systems | Bryant® Extreme Heat Pump | 9893519 | HRCU-A-CB | 280ANV024*0**A* | CAP**4224AL*+UI & 98(6*B,7*A)60080V21*** | Centrally Ducted | N/A | N/A | 23000 | 25000 | 2.5671 | 20711.44 | 2.2853
Bryant | Bryant® Heating and Cooling Systems | Bryant® Extreme Heat Pump | 9893520 | HRCU-A-CB | 280ANV024*0**A* | CAP**4224AL*+UI & 98(6*B,7*A)66100V21*** | Centrally Ducted | N/A | N/A | 23000 | 25000 | 2.5671 | 20711.44 | 2.2853
Bryant | Bryant® Heating and Cooling Systems | Bryant® Extreme Heat Pump | 9893521 | HRCU-A-CB | 280ANV024*0**A* | CAP**4821AL*+UI & 98(6*B,7MA)60060V21*** | Centrally Ducted | N/A | N/A | 22800 | 24800 | 2.7082 | 20711.44 | 2.4109
Bryant | Bryant® Heating and Cooling Systems | Bryant® Extreme Heat Pump | 9893522 | HRCU-A-CB | 280ANV024*0**A* | CAP**4821AL*+UI & 98(6*B,7*A)60080V21*** | Centrally Ducted | N/A | N/A | 22800 | 24800 | 2.7082 | 20711.44 | 2.4109
Bryant | Bryant® Heating and Cooling Systems | Bryant® Extreme Heat Pump | 9893523 | HRCU-A-CB | 280ANV024*0**A* | CAP**4821AL*+UI & 98(6*B,7*A)66100V21*** | Centrally Ducted | N/A | N/A | 22800 | 24800 | 2.7082 | 20711.44 | 2.4109
Bryant | Bryant® Heating and Cooling Systems | Bryant® Extreme Heat Pump | 9893524 | HRCU-A-CB | 280ANV024*0**A* | CAP**4824AL*+UI & 98(6*B,7MA)60060V21*** | Centrally Ducted | N/A | N/A | 22800 | 24800 | 2.7082 | 20711.44 | 2.4109
Bryant | Bryant® Heating and Cooling Systems | Bryant® Extreme Heat Pump | 9893525 | HRCU-A-CB | 280ANV024*0**A* | CAP**4824AL*+UI & 98(6*B,7*A)60080V21*** | Centrally Ducted | N/A | N/A | 22800 | 24800 | 2.7082 | 20711.44 | 2.4109
Bryant | Bryant® Heating and Cooling Systems | Bryant® Extreme Heat Pump | 9893526 | HRCU-A-CB | 280ANV024*0**A* | CAP**4824AL*+UI & 98(6*B,7*A)66100V21*** | Centrally Ducted | N/A | N/A | 22800 | 24800 | 2.7383 | 20711.44 | 2.4377
Bryant | Bryant® Heating and Cooling Systems | Bryant® Extreme Heat Pump | 9893527 | HRCU-A-CB | 280ANV024*0**A* | CAP**6021AL*+UI & 98(6*B,7MA)60060V21*** | Centrally Ducted | N/A | N/A | 23000 | 24800 | 2.6788 | 20711.44 | 2.3847
Bryant | Bryant® Heating and Cooling Systems | Bryant® Extreme Heat Pump | 9893528 | HRCU-A-CB | 280ANV024*0**A* | CAP**6021AL*+UI & 98(6*B,7*A)60080V21*** | Centrally Ducted | N/A | N/A | 23000 | 24800 | 2.7082 | 20711.44 | 2.4109
Bryant | Bryant® Heating and Cooling Systems | Bryant® Extreme Heat Pump | 9893529 | HRCU-A-CB | 280ANV024*0**A* | CAP**6021AL*+UI & 98(6*B,7*A)66100V21*** | Centrally Ducted | N/A | N/A | 23000 | 24800 | 2.7082 | 20711.44 | 2.4109
Bryant | Bryant® Heating and Cooling Systems | Bryant® Extreme Heat Pump | 9893530 | HRCU-A-CB | 280ANV024*0**A* | CAP**6024AL*+UI & 98(6*B,7MA)60060V21*** | Centrally Ducted | N/A | N/A | 23000 | 24800 | 2.6788 | 20711.44 | 2.3847
Bryant | Bryant® Heating and Cooling Systems | Bryant® Extreme Heat Pump | 9893531 | HRCU-A-CB | 280ANV024*0**A* | CAP**6024AL*+UI & 98(6*B,7*A)60080V21*** | Centrally Ducted | N/A | N/A | 23000 | 24800 | 2.7082 | 20711.44 | 2.4109
Bryant | Bryant® Heating and Cooling Systems | Bryant® Extreme Heat Pump | 9893532 | HRCU-A-CB | 280ANV024*0**A* | CAP**6024AL*+UI & 98(6*B,7*A)66100V21*** | Centrally Ducted | N/A | N/A | 23000 | 24800 | 2.7082 | 20711.44 | 2.4109
Bryant | Bryant® Heating and Cooling Systems | Bryant® Extreme Heat Pump | 9893536 | HRCU-A-CB | 280ANV024*0**A* | CNPV*4221AL*+UI & 98(6*B,7MA)60060V21*** | Centrally Ducted | N/A | N/A | 23400 | 25200 | 2.5407 | 21138.48 | 2.2618
Bryant | Bryant® Heating and Cooling Systems | Bryant® Extreme Heat Pump | 9893537 | HRCU-A-CB | 280ANV024*0**A* | CNPV*4221AL*+UI & 98(6*B,7*A)60080V21*** | Centrally Ducted | N/A | N/A | 23200 | 25200 | 2.5669 | 20924.96 | 2.2851
Bryant | Bryant® Heating and Cooling Systems | Bryant® Extreme Heat Pump | 9893538 | HRCU-A-CB | 280ANV024*0**A* | CNPV*4221AL*+UI & 98(6*B,7*A)66100V21*** | Centrally Ducted | N/A | N/A | 23200 | 25000 | 2.5669 | 20924.96 | 2.2851
Bryant | Bryant® Heating and Cooling Systems | Bryant® Extreme Heat Pump | 9893539 | HRCU-A-CB | 280ANV024*0**A* | CNPV*4824AL*+UI & 98(6*B,7MA)60060V21*** | Centrally Ducted | N/A | N/A | 23200 | 25000 | 2.6773 | 20924.96 | 2.3834
Bryant | Bryant® Heating and Cooling Systems | Bryant® Extreme Heat Pump | 9893540 | HRCU-A-CB | 280ANV024*0**A* | CNPV*4824AL*+UI & 98(6*B,7*A)60080V21*** | Centrally Ducted | N/A | N/A | 23000 | 25000 | 2.6788 | 20711.44 | 2.3847
Bryant | Bryant® Heating and Cooling Systems | Bryant® Extreme Heat Pump | 9893541 | HRCU-A-CB | 280ANV024*0**A* | CNPV*4824AL*+UI & 98(6*B,7*A)66100V21*** | Centrally Ducted | N/A | N/A | 23000 | 25000 | 2.7082 | 20711.44 | 2.4109
Bryant | Bryant® Heating and Cooling Systems | Bryant® Extreme Heat Pump | 9893542 | HRCU-A-CB | 280ANV024*0**A* | CNPV*6024AL*+UI & 98(6*B,7MA)60060V21*** | Centrally Ducted | N/A | N/A | 23400 | 25000 | 2.6758 | 21138.48 | 2.3821
Bryant | Bryant® Heating and Cooling Systems | Bryant® Extreme Heat Pump | 9893543 | HRCU-A-CB | 280ANV024*0**A* | CNPV*6024AL*+UI & 98(6*B,7*A)60080V21*** | Centrally Ducted | N/A | N/A | 23200 | 25000 | 2.7064 | 20924.96 | 2.4093
Bryant | Bryant® Heating and Cooling Systems | Bryant® Extreme Heat Pump | 9893544 | HRCU-A-CB | 280ANV024*0**A* | CNPV*6024AL*+UI & 98(6*B,7*A)66100V21*** | Centrally Ducted | N/A | N/A | 23200 | 25000 | 2.7064 | 20924.96 | 2.4093
Bryant | Bryant® Heating and Cooling Systems | Bryant® Extreme Heat Pump | 9893545 | HRCU-A-CB | 280ANV024*0**A* | CSPH*3612AL*+UI & 98(6*B,7MA)60060V21*** | Centrally Ducted | N/A | N/A | 23200 | 25200 | 2.6209 | 20924.96 | 2.3332
Bryant | Bryant® Heating and Cooling Systems | Bryant® Extreme Heat Pump | 9893546 | HRCU-A-CB | 280ANV024*0**A* | CSPH*3612AL*+UI & 98(6*B,7*A)60080V21*** | Centrally Ducted | N/A | N/A | 23200 | 25000 | 2.6209 | 20924.96 | 2.3332
Bryant | Bryant® Heating and Cooling Systems | Bryant® Extreme Heat Pump | 9893547 | HRCU-A-CB | 280ANV024*0**A* | CSPH*3612AL*+UI & 98(6*B,7*A)66100V21*** | Centrally Ducted | N/A | N/A | 23200 | 25000 | 2.6209 | 20924.96 | 2.3332
Bryant | Bryant® Heating and Cooling Systems | Bryant® Extreme Heat Pump | 9893548 | HRCU-A-CB | 280ANV024*0**A* | CSPH*4212AL*+UI & 98(6*B,7MA)60060V21*** | Centrally Ducted | N/A | N/A | 23200 | 25000 | 2.6773 | 20924.96 | 2.3834
Bryant | Bryant® Heating and Cooling Systems | Bryant® Extreme Heat Pump | 9893549 | HRCU-A-CB | 280ANV024*0**A* | CSPH*4212AL*+UI & 98(6*B,7*A)60080V21*** | Centrally Ducted | N/A | N/A | 23200 | 25000 | 2.7064 | 20924.96 | 2.4093
Bryant | Bryant® Heating and Cooling Systems | Bryant® Extreme Heat Pump | 9893550 | HRCU-A-CB | 280ANV024*0**A* | CSPH*4212AL*+UI & 98(6*B,7*A)66100V21*** | Centrally Ducted | N/A | N/A | 23000 | 25000 | 2.6788 | 20711.44 | 2.3847
Bryant | Bryant® Heating and Cooling Systems | Bryant® Extreme Heat Pump | 9893551 | HRCU-A-CB | 280ANV024*0**A* | CSPH*4812AL*+UI & 98(6*B,7MA)60060V21*** | Centrally Ducted | N/A | N/A | 23200 | 25000 | 2.7064 | 20924.96 | 2.4093
Bryant | Bryant® Heating and Cooling Systems | Bryant® Extreme Heat Pump | 9893552 | HRCU-A-CB | 280ANV024*0**A* | CSPH*4812AL*+UI & 98(6*B,7*A)60080V21*** | Centrally Ducted | N/A | N/A | 23000 | 25000 | 2.7082 | 20711.44 | 2.4109
Bryant | Bryant® Heating and Cooling Systems | Bryant® Extreme Heat Pump | 9893553 | HRCU-A-CB | 280ANV024*0**A* | CSPH*4812AL*+UI & 98(6*B,7*A)66100V21*** | Centrally Ducted | N/A | N/A | 23000 | 24800 | 2.7082 | 20711.44 | 2.4109
Bryant | Bryant® Heating and Cooling Systems | Bryant® Extreme Heat Pump | 9893554 | HRCU-A-CB | 280ANV024*0**A* | CSPH*6012AL*+UI & 98(6*B,7MA)60060V21*** | Centrally Ducted | N/A | N/A | 23200 | 25000 | 2.7361 | 20924.96 | 2.4358
Bryant | Bryant® Heating and Cooling Systems | Bryant® Extreme Heat Pump | 9893555 | HRCU-A-CB | 280ANV024*0**A* | CSPH*6012AL*+UI & 98(6*B,7*A)60080V21*** | Centrally Ducted | N/A | N/A | 23200 | 25000 | 2.74 | 20924.96 | 2.4358
Bryant | Bryant | Evolution Series | 9893556 | HRCU-A-CB | 280ANV036000 | FE4ANB006L+UI | Centrally Ducted | N/A | N/A | 33400 | 31600 | 2.8064 | 23600 | 2.2027
Bryant | Bryant | Evolution Series | 9893607 | HRCU-A-CB | 280ANV036000 | FE4ANF002L+UI | Centrally Ducted | N/A | N/A | 35404 | 33496 | 2.6094 | 33496 | 2.7424
Bryant | Bryant | Evolution Series | 9893608 | HRCU-A-CB | 280ANV036000 | FE4AN(B,F)003L+UI | Centrally Ducted | N/A | N/A | 35738 | 33812 | 2.6341 | 25252 | 2.0674
Bryant | Bryant | Evolution Series | 9893614 | HRCU-A-CB | 280ANV036000 | FE4AN(B,F)005L+UI | Centrally Ducted | N/A | N/A | 33400 | 31600 | 2.6228 | 23600 | 2.0586
Bryant | Bryant® Heating and Cooling Systems | Bryant® Extreme Heat Pump | 9893647 | HRCU-A-CB | 280ANV036*0**A* | CSPH*4212AL*+UI & 98(6*B,7*A)66120V24*** | Centrally Ducted | N/A | N/A | 34600 | 30200 | 2.5141 | 26705.12 | 2.3044
Bryant | Bryant® Heating and Cooling Systems | Bryant® Extreme Heat Pump | 9893664 | HRCU-A-CB | 280ANV036*0**A* | CAP**4821AL*+UI & 98(6*B,7*A)60080V21*** | Centrally Ducted | N/A | N/A | 33600 | 30000 | 2.5134 | 25934.78 | 2.3465
Bryant | Bryant® Heating and Cooling Systems | Bryant® Extreme Heat Pump | 9893665 | HRCU-A-CB | 280ANV036*0**A* | CAP**4821AL*+UI & 98(6*B,7*A)66100V21*** | Centrally Ducted | N/A | N/A | 33600 | 29800 | 2.5382 | 25934.78 | 2.3695
Bryant | Bryant® Heating and Cooling Systems | Bryant® Extreme Heat Pump | 9893667 | HRCU-A-CB | 280ANV036*0**A* | CAP**4824AL*+UI & 98(6*B,7*A)60080V21*** | Centrally Ducted | N/A | N/A | 33600 | 29800 | 2.5382 | 25934.78 | 2.3219
Bryant | Bryant® Heating and Cooling Systems | Bryant® Extreme Heat Pump | 9893668 | HRCU-A-CB | 280ANV036*0**A* | CAP**4824AL*+UI & 98(6*B,7*A)66100V21*** | Centrally Ducted | N/A | N/A | 33600 | 29800 | 2.5382 | 25934.78 | 2.393
Bryant | Bryant® Heating and Cooling Systems | Bryant® Extreme Heat Pump | 9893679 | HRCU-A-CB | 280ANV036*0**A* | CNPV*4821AL*+UI & 98(6*B,7*A)60080V21*** | Centrally Ducted | N/A | N/A | 33800 | 30000 | 2.5134 | 25934.78 | 2.324
Bryant | Bryant® Heating and Cooling Systems | Bryant® Extreme Heat Pump | 9893680 | HRCU-A-CB | 280ANV036*0**A* | CNPV*4821AL*+UI & 98(6*B,7*A)66100V21*** | Centrally Ducted | N/A | N/A | 33800 | 30000 | 2.5382 | 25934.78 | 2.3695
Bryant | Bryant® Heating and Cooling Systems | Bryant® Extreme Heat Pump | 9893682 | HRCU-A-CB | 280ANV036*0**A* | CNPV*4824AL*+UI & 98(6*B,7*A)60080V21*** | Centrally Ducted | N/A | N/A | 33800 | 30000 | 2.5134 | 25934.78 | 2.3246
Bryant | Bryant® Heating and Cooling Systems | Bryant® Extreme Heat Pump | 9893683 | HRCU-A-CB | 280ANV036*0**A* | CNPV*4824AL*+UI & 98(6*B,7*A)66100V21*** | Centrally Ducted | N/A | N/A | 33800 | 30000 | 2.5382 | 25934.78 | 2.3695
Bryant | Bryant® Heating and Cooling Systems | Bryant® Extreme Heat Pump | 9893691 | HRCU-A-CB | 280ANV036*0**A* | CSPH*4212AL*+UI & 98(6*B,7*A)60080V21*** | Centrally Ducted | N/A | N/A | 34000 | 30200 | 2.5382 | 26191.56 | 2.3246
Bryant | Bryant® Heating and Cooling Systems | Bryant® Extreme Heat Pump | 9893692 | HRCU-A-CB | 280ANV036*0**A* | CSPH*4212AL*+UI & 98(6*B,7*A)66100V21*** | Centrally Ducted | N/A | N/A | 33800 | 30000 | 2.5382 | 25934.78 | 2.393
Bryant | Bryant® Heating and Cooling Systems | Bryant® Extreme Heat Pump | 9893694 | HRCU-A-CB | 280ANV036*0**A* | CSPH*4812AL*+UI & 98(6*B,7*A)60080V21*** | Centrally Ducted | N/A | N/A | 33800 | 30000 | 2.5382 | 25934.78 | 2.3465
Bryant | Bryant® Heating and Cooling Systems | Bryant® Extreme Heat Pump | 9893695 | HRCU-A-CB | 280ANV036*0**A* | CSPH*4812AL*+UI & 98(6*B,7*A)66100V21*** | Centrally Ducted | N/A | N/A | 33800 | 30000 | 2.5382 | 25934.78 | 2.393
Bryant | Bryant | Evolution | 201753409 | HRCU-A-CB-O | 38MPRAQ09AA3 | 619PHAQ09XA3 | Ductless | Singlezone | Non-ducted indoor units (Mini-splits) | 10000 | 7200 | 2.7805 | 13047 | 1.9751
Carrier | Bryant | Preferred Series | 8738645 | HRCU-A-CB-O | 38MAQB12R--3 | 619PEQ012BBMA | Ductless | Single-zone | Non-ducted indoor units (Mini-splits) | 11800 | 7800 | 2.64 | 12010 | 1.98
Carrier | Bryant | Preferred Series | 8738646 | HRCU-A-CB-O | 38MAQB09R--3 | 619PEQ009BBMA | Ductless | Single-zone | Non-ducted indoor units (Mini-splits) | 10900 | 6900 | 2.74 | 10900 | 1.98
Carrier | Carrier |  | 9118461 | HMSV-A-CB | 38MGRQ18B--3 | Non-Ducted Indoor Units | Ductless | Multi-zone | Non-ducted indoor units | 19000 | 12000 | 2.8135 | 13990 | 2.1466
Carrier | Bryant | Preferred Series | 9118462 | HMSV-A-CB | 38MGRQ18B--3 | Non-Ducted Indoor Units | Ductless | Multi-zone | Non-ducted indoor units | 19000 | 12000 | 2.8135 | 13990 | 2.1466
Carrier | Carrier |  | 9118473 | HMSV-A-CB | 38MGRQ36D--3 | Non-Ducted Indoor Units | Ductless | Multi-zone | Non-ducted indoor units | 36000 | 23200 | 2.7866 | 36080 | 1.9618
Carrier | Bryant | Preferred Series | 9118474 | HMSV-A-CB | 38MGRQ36D--3 | Non-Ducted Indoor Units | Ductless | Multi-zone | Non-ducted indoor units | 36000 | 23200 | 2.7866 | 36080 | 1.9618
Carrier | Carrier |  | 9118477 | HMSV-A-CB | 38MGRQ48E--3 | Non-Ducted Indoor Units | Ductless | Multi-zone | Non-ducted indoor units | 48000 | 29600 | 2.7025 | 36340 | 1.9759
Carrier | Bryant | Preferred Series | 9118478 | HMSV-A-CB | 38MGRQ48E--3 | Non-Ducted Indoor Units | Ductless | Multi-zone | Non-ducted indoor units | 48000 | 29600 | 2.7025 | 36340 | 1.9759
Carrier | Carrier |  | 9854626 | HMSV-A-CB | 38MGRQ30D--3 | Non-Ducted Indoor Units | Ductless | Multi-zone | Non-ducted indoor units | 28000 | 17400 | 2.7866 | 28220 | 2.0421
Carrier | Bryant | Preferred Series | 9854627 | HMSV-A-CB | 38MGRQ30D--3 | Non-Ducted Indoor Units | Ductless | Multi-zone | Non-ducted indoor units | 28000 | 17400 | 2.7866 | 28220 | 2.0421
Carrier | Carrier |  | 9892512 | HRCU-A-CB | 25VNA024A*030* | FE4ANF002L + UI | Centrally Ducted | N/A | N/A | 24000 | 25200 | 2.5567 | 19800 | 2.0741
Carrier | Carrier |  | 9892513 | HRCU-A-CB | 25VNA024A*030* | FE4AN(B,F)003L+UI | Centrally Ducted | N/A | N/A | 23800 | 25000 | 2.5364 | 19800 | 2.0741
Carrier | Carrier® Air Conditioning | Infinity® 20 Heat Pump with Greenspeed® Intelligence | 9892524 | HRCU-A-CB | 25VNA024A*030* | CAP**3617AL*+UI & 59*N*A080V17**14 | Centrally Ducted | N/A | N/A | 24000 | 25200 | 2.516 | 21779.04 | 2.2398
Carrier | Carrier® Air Conditioning | Infinity® 20 Heat Pump with Greenspeed® Intelligence | 9892526 | HRCU-A-CB | 25VNA024A*030* | CAP**3621AL*+UI & 59*N*A080V17**14 | Centrally Ducted | N/A | N/A | 24000 | 25200 | 2.516 | 21779.04 | 2.2398
Carrier | Carrier® Air Conditioning | Infinity® 20 Heat Pump with Greenspeed® Intelligence | 9892527 | HRCU-A-CB | 25VNA024A*030* | CAP**4221AL*+UI & 59*N*A060V17**14 | Centrally Ducted | N/A | N/A | 23800 | 25200 | 2.5407 | 21565.52 | 2.2618
Carrier | Carrier® Air Conditioning | Infinity® 20 Heat Pump with Greenspeed® Intelligence | 9892528 | HRCU-A-CB | 25VNA024A*030* | CAP**4221AL*+UI & 59*N*A080V17**14 | Centrally Ducted | N/A | N/A | 23800 | 25200 | 2.5661 | 21565.52 | 2.2844
Carrier | Carrier® Air Conditioning | Infinity® 20 Heat Pump with Greenspeed® Intelligence | 9892529 | HRCU-A-CB | 25VNA024A*030* | CAP**4224AL*+UI & 59*N*A120V24**22 | Centrally Ducted | N/A | N/A | 23600 | 25000 | 2.5663 | 21352 | 2.2846
Carrier | Carrier® Air Conditioning | Infinity® 20 Heat Pump with Greenspeed® Intelligence | 9892532 | HRCU-A-CB | 25VNA024A*030* | CAP**4821AL*+UI & 59*N*A060V17**14 | Centrally Ducted | N/A | N/A | 23200 | 25000 | 2.6773 | 20924.96 | 2.3834
Carrier | Carrier® Air Conditioning | Infinity® 20 Heat Pump with Greenspeed® Intelligence | 9892533 | HRCU-A-CB | 25VNA024A*030* | CAP**4821AL*+UI & 59*N*A080V17**14 | Centrally Ducted | N/A | N/A | 23200 | 24800 | 2.6773 | 20924.96 | 2.3834
Carrier | Carrier® Air Conditioning | Infinity® 20 Heat Pump with Greenspeed® Intelligence | 9892534 | HRCU-A-CB | 25VNA024A*030* | CAP**4824AL*+UI & 59*N*A120V24**22 | Centrally Ducted | N/A | N/A | 23000 | 24800 | 2.6788 | 20711.44 | 2.3847
Carrier | Carrier® Air Conditioning | Infinity® 20 Heat Pump with Greenspeed® Intelligence | 9892535 | HRCU-A-CB | 25VNA024A*030* | CAP**6021AL*+UI & 59*N*A060V17**14 | Centrally Ducted | N/A | N/A | 22800 | 24600 | 2.7082 | 20711.44 | 2.4109
Carrier | Carrier® Air Conditioning | Infinity® 20 Heat Pump with Greenspeed® Intelligence | 9892536 | HRCU-A-CB | 25VNA024A*030* | CAP**6021AL*+UI & 59*N*A080V17**14 | Centrally Ducted | N/A | N/A | 22800 | 24600 | 2.7082 | 20711.44 | 2.4109
Carrier | Carrier® Air Conditioning | Infinity® 20 Heat Pump with Greenspeed® Intelligence | 9892537 | HRCU-A-CB | 25VNA024A*030* | CAP**6024AL*+UI & 59*N*A120V24**22 | Centrally Ducted | N/A | N/A | 22600 | 24400 | 2.7101 | 20497.92 | 2.4126
Carrier | Carrier® Air Conditioning | Infinity® 20 Heat Pump with Greenspeed® Intelligence | 9892542 | HRCU-A-CB | 25VNA024A*030* | CNPV*4217AL*+UI & 59*N*A060V17**14 | Centrally Ducted | N/A | N/A | 23400 | 25200 | 2.6201 | 21138.48 | 2.3325
Carrier | Carrier® Air Conditioning | Infinity® 20 Heat Pump with Greenspeed® Intelligence | 9892543 | HRCU-A-CB | 25VNA024A*030* | CNPV*4217AL*+UI & 59*N*A080V17**14 | Centrally Ducted | N/A | N/A | 23400 | 25200 | 2.6201 | 21138.48 | 2.3325
Carrier | Carrier® Air Conditioning | Infinity® 20 Heat Pump with Greenspeed® Intelligence | 9892544 | HRCU-A-CB | 25VNA024A*030* | CNPV*4221AL*+UI & 59*N*A060V17**14 | Centrally Ducted | N/A | N/A | 23600 | 25200 | 2.5407 | 21352 | 2.2618
Carrier | Carrier® Air Conditioning | Infinity® 20 Heat Pump with Greenspeed® Intelligence | 9892545 | HRCU-A-CB | 25VNA024A*030* | CNPV*4221AL*+UI & 59*N*A080V17**14 | Centrally Ducted | N/A | N/A | 23400 | 25200 | 2.5407 | 21138.48 | 2.2618
Carrier | Carrier® Air Conditioning | Infinity® 20 Heat Pump with Greenspeed® Intelligence | 9892546 | HRCU-A-CB | 25VNA024A*030* | CNPV*4821AL*+UI & 59*N*A060V17**14 | Centrally Ducted | N/A | N/A | 23400 | 25000 | 2.6758 | 21138.48 | 2.3821
Carrier | Carrier® Air Conditioning | Infinity® 20 Heat Pump with Greenspeed® Intelligence | 9892547 | HRCU-A-CB | 25VNA024A*030* | CNPV*4821AL*+UI & 59*N*A080V17**14 | Centrally Ducted | N/A | N/A | 23200 | 25000 | 2.6773 | 20924.96 | 2.3834
Carrier | Carrier® Air Conditioning | Infinity® 20 Heat Pump with Greenspeed® Intelligence | 9892548 | HRCU-A-CB | 25VNA024A*030* | CNPV*4824AL*+UI & 59*N*A120V24**22 | Centrally Ducted | N/A | N/A | 23200 | 25000 | 2.7064 | 20924.96 | 2.4093
Carrier | Carrier® Air Conditioning | Infinity® 20 Heat Pump with Greenspeed® Intelligence | 9892549 | HRCU-A-CB | 25VNA024A*030* | CNPV*6024AL*+UI & 59*N*A120V24**22 | Centrally Ducted | N/A | N/A | 23400 | 25000 | 2.7046 | 21138.48 | 2.4077
Carrier | Carrier® Air Conditioning | Infinity® 20 Heat Pump with Greenspeed® Intelligence | 9892550 | HRCU-A-CB | 25VNA024A*030* | CSPH*3612AL*+UI & 59*N*A060V17**14 | Centrally Ducted | N/A | N/A | 24000 | 25200 | 2.6177 | 21779.04 | 2.3303
Carrier | Carrier® Air Conditioning | Infinity® 20 Heat Pump with Greenspeed® Intelligence | 9892551 | HRCU-A-CB | 25VNA024A*030* | CSPH*3612AL*+UI & 59*N*A080V17**14 | Centrally Ducted | N/A | N/A | 23800 | 25200 | 2.6454 | 21565.52 | 2.355
Carrier | Carrier® Air Conditioning | Infinity® 20 Heat Pump with Greenspeed® Intelligence | 9892552 | HRCU-A-CB | 25VNA024A*030* | CSPH*3612AL*+UI & 59*N*A120V24**22 | Centrally Ducted | N/A | N/A | 23800 | 25000 | 2.6454 | 21565.52 | 2.355
Carrier | Carrier® Air Conditioning | Infinity® 20 Heat Pump with Greenspeed® Intelligence | 9892553 | HRCU-A-CB | 25VNA024A*030* | CSPH*4212AL*+UI & 59*N*A060V17**14 | Centrally Ducted | N/A | N/A | 23800 | 25200 | 2.673 | 21565.52 | 2.3796
Carrier | Carrier® Air Conditioning | Infinity® 20 Heat Pump with Greenspeed® Intelligence | 9892554 | HRCU-A-CB | 25VNA024A*030* | CSPH*4212AL*+UI & 59*N*A080V17**14 | Centrally Ducted | N/A | N/A | 23800 | 25000 | 2.673 | 21565.52 | 2.3796
Carrier | Carrier® Air Conditioning | Infinity® 20 Heat Pump with Greenspeed® Intelligence | 9892555 | HRCU-A-CB | 25VNA024A*030* | CSPH*4212AL*+UI & 59*N*A120V24**22 | Centrally Ducted | N/A | N/A | 23600 | 25000 | 2.6744 | 21352 | 2.3808
Carrier | Carrier® Air Conditioning | Infinity® 20 Heat Pump with Greenspeed® Intelligence | 9892556 | HRCU-A-CB | 25VNA024A*030* | CSPH*4812AL*+UI & 59*N*A060V17**14 | Centrally Ducted | N/A | N/A | 23400 | 25000 | 2.7046 | 21138.48 | 2.4077
Carrier | Carrier® Air Conditioning | Infinity® 20 Heat Pump with Greenspeed® Intelligence | 9892557 | HRCU-A-CB | 25VNA024A*030* | CSPH*4812AL*+UI & 59*N*A080V17**14 | Centrally Ducted | N/A | N/A | 23400 | 25000 | 2.7046 | 21138.48 | 2.4077
Carrier | Carrier® Air Conditioning | Infinity® 20 Heat Pump with Greenspeed® Intelligence | 9892558 | HRCU-A-CB | 25VNA024A*030* | CSPH*4812AL*+UI & 59*N*A120V24**22 | Centrally Ducted | N/A | N/A | 23200 | 25000 | 2.7361 | 20924.96 | 2.4358
Carrier | Carrier® Air Conditioning | Infinity® 20 Heat Pump with Greenspeed® Intelligence | 9892559 | HRCU-A-CB | 25VNA024A*030* | CSPH*6012AL*+UI & 59*N*A060V17**14 | Centrally Ducted | N/A | N/A | 23600 | 25000 | 2.7028 | 21352 | 2.4061
Carrier | Carrier® Air Conditioning | Infinity® 20 Heat Pump with Greenspeed® Intelligence | 9892560 | HRCU-A-CB | 25VNA024A*030* | CSPH*6012AL*+UI & 59*N*A080V17**14 | Centrally Ducted | N/A | N/A | 23400 | 25000 | 2.734 | 21138.48 | 2.4339
Carrier | Carrier® Air Conditioning | Infinity® 20 Heat Pump with Greenspeed® Intelligence | 9892561 | HRCU-A-CB | 25VNA024A*030* | CSPH*6012AL*+UI & 59*N*A120V24**22 | Centrally Ducted | N/A | N/A | 23400 | 25000 | 2.734 | 21138.48 | 2.4339
Carrier | Carrier® Air Conditioning | Infinity® 20 Heat Pump with Greenspeed® Intelligence | 9892564 | HRCU-A-CB | 25VNA024A*030* | CAP**3621AL*+UI & 59*N*A100V21**22 | Centrally Ducted | N/A | N/A | 23000 | 25000 | 2.5148 | 20711.44 | 2.2387
Carrier | Carrier® Air Conditioning | Infinity® 20 Heat Pump with Greenspeed® Intelligence | 9892565 | HRCU-A-CB | 25VNA024A*030* | CAP**4221AL*+UI & 59MN7A060V21**20 | Centrally Ducted | N/A | N/A | 23000 | 25200 | 2.5407 | 20711.44 | 2.2618
Carrier | Carrier® Air Conditioning | Infinity® 20 Heat Pump with Greenspeed® Intelligence | 9892566 | HRCU-A-CB | 25VNA024A*030* | CAP**4221AL*+UI & 59*N*A080V21**20 | Centrally Ducted | N/A | N/A | 23000 | 25000 | 2.5671 | 20711.44 | 2.2853
Carrier | Carrier® Air Conditioning | Infinity® 20 Heat Pump with Greenspeed® Intelligence | 9892567 | HRCU-A-CB | 25VNA024A*030* | CAP**4221AL*+UI & 59*N*A100V21**22 | Centrally Ducted | N/A | N/A | 23000 | 25000 | 2.5671 | 20711.44 | 2.2853
Carrier | Carrier® Air Conditioning | Infinity® 20 Heat Pump with Greenspeed® Intelligence | 9892568 | HRCU-A-CB | 25VNA024A*030* | CAP**4224AL*+UI & 59MN7A060V21**20 | Centrally Ducted | N/A | N/A | 23000 | 25200 | 2.5407 | 20711.44 | 2.2618
Carrier | Carrier® Air Conditioning | Infinity® 20 Heat Pump with Greenspeed® Intelligence | 9892569 | HRCU-A-CB | 25VNA024A*030* | CAP**4224AL*+UI & 59*N*A080V21**20 | Centrally Ducted | N/A | N/A | 23000 | 25000 | 2.5671 | 20711.44 | 2.2853
Carrier | Carrier® Air Conditioning | Infinity® 20 Heat Pump with Greenspeed® Intelligence | 9892570 | HRCU-A-CB | 25VNA024A*030* | CAP**4224AL*+UI & 59*N*A100V21**22 | Centrally Ducted | N/A | N/A | 23000 | 25000 | 2.5671 | 20711.44 | 2.2853
Carrier | Carrier® Air Conditioning | Infinity® 20 Heat Pump with Greenspeed® Intelligence | 9892571 | HRCU-A-CB | 25VNA024A*030* | CAP**4821AL*+UI & 59MN7A060V21**20 | Centrally Ducted | N/A | N/A | 22800 | 24800 | 2.7082 | 20711.44 | 2.4109
Carrier | Carrier® Air Conditioning | Infinity® 20 Heat Pump with Greenspeed® Intelligence | 9892572 | HRCU-A-CB | 25VNA024A*030* | CAP**4821AL*+UI & 59*N*A080V21**20 | Centrally Ducted | N/A | N/A | 22800 | 24800 | 2.7082 | 20711.44 | 2.4109
Carrier | Carrier® Air Conditioning | Infinity® 20 Heat Pump with Greenspeed® Intelligence | 9892573 | HRCU-A-CB | 25VNA024A*030* | CAP**4821AL*+UI & 59*N*A100V21**22 | Centrally Ducted | N/A | N/A | 22800 | 24800 | 2.7082 | 20711.44 | 2.4109
Carrier | Carrier® Air Conditioning | Infinity® 20 Heat Pump with Greenspeed® Intelligence | 9892574 | HRCU-A-CB | 25VNA024A*030* | CAP**4824AL*+UI & 59MN7A060V21**20 | Centrally Ducted | N/A | N/A | 22800 | 24800 | 2.7082 | 20711.44 | 2.4109
Carrier | Carrier® Air Conditioning | Infinity® 20 Heat Pump with Greenspeed® Intelligence | 9892575 | HRCU-A-CB | 25VNA024A*030* | CAP**4824AL*+UI & 59*N*A080V21**20 | Centrally Ducted | N/A | N/A | 22800 | 24800 | 2.7082 | 20711.44 | 2.4109
Carrier | Carrier® Air Conditioning | Infinity® 20 Heat Pump with Greenspeed® Intelligence | 9892576 | HRCU-A-CB | 25VNA024A*030* | CAP**4824AL*+UI & 59*N*A100V21**22 | Centrally Ducted | N/A | N/A | 22800 | 24800 | 2.7383 | 20711.44 | 2.4377
Carrier | Carrier® Air Conditioning | Infinity® 20 Heat Pump with Greenspeed® Intelligence | 9892577 | HRCU-A-CB | 25VNA024A*030* | CAP**6021AL*+UI & 59MN7A060V21**20 | Centrally Ducted | N/A | N/A | 23000 | 24800 | 2.6788 | 20711.44 | 2.3847
Carrier | Carrier® Air Conditioning | Infinity® 20 Heat Pump with Greenspeed® Intelligence | 9892578 | HRCU-A-CB | 25VNA024A*030* | CAP**6021AL*+UI & 59*N*A080V21**20 | Centrally Ducted | N/A | N/A | 23000 | 24800 | 2.7082 | 20711.44 | 2.4109
Carrier | Carrier® Air Conditioning | Infinity® 20 Heat Pump with Greenspeed® Intelligence | 9892579 | HRCU-A-CB | 25VNA024A*030* | CAP**6021AL*+UI & 59*N*A100V21**22 | Centrally Ducted | N/A | N/A | 23000 | 24800 | 2.7082 | 20711.44 | 2.4109
Carrier | Carrier® Air Conditioning | Infinity® 20 Heat Pump with Greenspeed® Intelligence | 9892580 | HRCU-A-CB | 25VNA024A*030* | CAP**6024AL*+UI & 59MN7A060V21**20 | Centrally Ducted | N/A | N/A | 23000 | 24800 | 2.6788 | 20711.44 | 2.3847
Carrier | Carrier® Air Conditioning | Infinity® 20 Heat Pump with Greenspeed® Intelligence | 9892581 | HRCU-A-CB | 25VNA024A*030* | CAP**6024AL*+UI & 59*N*A080V21**20 | Centrally Ducted | N/A | N/A | 23000 | 24800 | 2.7082 | 20711.44 | 2.4109
Carrier | Carrier® Air Conditioning | Infinity® 20 Heat Pump with Greenspeed® Intelligence | 9892582 | HRCU-A-CB | 25VNA024A*030* | CAP**6024AL*+UI & 59*N*A100V21**22 | Centrally Ducted | N/A | N/A | 23000 | 24800 | 2.7082 | 20711.44 | 2.4109
Carrier | Carrier® Air Conditioning | Infinity® 20 Heat Pump with Greenspeed® Intelligence | 9892586 | HRCU-A-CB | 25VNA024A*030* | CNPV*4221AL*+UI & 59MN7A060V21**20 | Centrally Ducted | N/A | N/A | 23400 | 25200 | 2.5407 | 21138.48 | 2.2618
Carrier | Carrier® Air Conditioning | Infinity® 20 Heat Pump with Greenspeed® Intelligence | 9892587 | HRCU-A-CB | 25VNA024A*030* | CNPV*4221AL*+UI & 59*N*A080V21**20 | Centrally Ducted | N/A | N/A | 23200 | 25200 | 2.5669 | 20924.96 | 2.2851
Carrier | Carrier® Air Conditioning | Infinity® 20 Heat Pump with Greenspeed® Intelligence | 9892588 | HRCU-A-CB | 25VNA024A*030* | CNPV*4221AL*+UI & 59*N*A100V21**22 | Centrally Ducted | N/A | N/A | 23200 | 25000 | 2.5669 | 20924.96 | 2.2851
Carrier | Carrier® Air Conditioning | Infinity® 20 Heat Pump with Greenspeed® Intelligence | 9892589 | HRCU-A-CB | 25VNA024A*030* | CNPV*4824AL*+UI & 59MN7A060V21**20 | Centrally Ducted | N/A | N/A | 23200 | 25000 | 2.6773 | 20924.96 | 2.3834
Carrier | Carrier® Air Conditioning | Infinity® 20 Heat Pump with Greenspeed® Intelligence | 9892590 | HRCU-A-CB | 25VNA024A*030* | CNPV*4824AL*+UI & 59*N*A080V21**20 | Centrally Ducted | N/A | N/A | 23000 | 25000 | 2.6788 | 20711.44 | 2.3847
Carrier | Carrier® Air Conditioning | Infinity® 20 Heat Pump with Greenspeed® Intelligence | 9892591 | HRCU-A-CB | 25VNA024A*030* | CNPV*4824AL*+UI & 59*N*A100V21**22 | Centrally Ducted | N/A | N/A | 23000 | 25000 | 2.7082 | 20711.44 | 2.4109
Carrier | Carrier® Air Conditioning | Infinity® 20 Heat Pump with Greenspeed® Intelligence | 9892592 | HRCU-A-CB | 25VNA024A*030* | CNPV*6024AL*+UI & 59MN7A060V21**20 | Centrally Ducted | N/A | N/A | 23400 | 25000 | 2.6758 | 21138.48 | 2.3821
Carrier | Carrier® Air Conditioning | Infinity® 20 Heat Pump with Greenspeed® Intelligence | 9892593 | HRCU-A-CB | 25VNA024A*030* | CNPV*6024AL*+UI & 59*N*A080V21**20 | Centrally Ducted | N/A | N/A | 23200 | 25000 | 2.7064 | 20924.96 | 2.4093
Carrier | Carrier® Air Conditioning | Infinity® 20 Heat Pump with Greenspeed® Intelligence | 9892594 | HRCU-A-CB | 25VNA024A*030* | CNPV*6024AL*+UI & 59*N*A100V21**22 | Centrally Ducted | N/A | N/A | 23200 | 25000 | 2.7064 | 20924.96 | 2.4093
Carrier | Carrier® Air Conditioning | Infinity® 20 Heat Pump with Greenspeed® Intelligence | 9892595 | HRCU-A-CB | 25VNA024A*030* | CSPH*3612AL*+UI & 59MN7A060V21**20 | Centrally Ducted | N/A | N/A | 23200 | 25200 | 2.6209 | 20924.96 | 2.3332
Carrier | Carrier® Air Conditioning | Infinity® 20 Heat Pump with Greenspeed® Intelligence | 9892596 | HRCU-A-CB | 25VNA024A*030* | CSPH*3612AL*+UI & 59*N*A080V21**20 | Centrally Ducted | N/A | N/A | 23200 | 25000 | 2.6209 | 20924.96 | 2.3332
Carrier | Carrier® Air Conditioning | Infinity® 20 Heat Pump with Greenspeed® Intelligence | 9892597 | HRCU-A-CB | 25VNA024A*030* | CSPH*3612AL*+UI & 59*N*A100V21**22 | Centrally Ducted | N/A | N/A | 23200 | 25000 | 2.6209 | 20924.96 | 2.3332
Carrier | Carrier® Air Conditioning | Infinity® 20 Heat Pump with Greenspeed® Intelligence | 9892598 | HRCU-A-CB | 25VNA024A*030* | CSPH*4212AL*+UI & 59MN7A060V21**20 | Centrally Ducted | N/A | N/A | 23200 | 25000 | 2.6773 | 20924.96 | 2.3834
Carrier | Carrier® Air Conditioning | Infinity® 20 Heat Pump with Greenspeed® Intelligence | 9892599 | HRCU-A-CB | 25VNA024A*030* | CSPH*4212AL*+UI & 59*N*A080V21**20 | Centrally Ducted | N/A | N/A | 23200 | 25000 | 2.7064 | 20924.96 | 2.4093
Carrier | Carrier® Air Conditioning | Infinity® 20 Heat Pump with Greenspeed® Intelligence | 9892600 | HRCU-A-CB | 25VNA024A*030* | CSPH*4212AL*+UI & 59*N*A100V21**22 | Centrally Ducted | N/A | N/A | 23000 | 25000 | 2.6788 | 20711.44 | 2.3847
Carrier | Carrier® Air Conditioning | Infinity® 20 Heat Pump with Greenspeed® Intelligence | 9892601 | HRCU-A-CB | 25VNA024A*030* | CSPH*4812AL*+UI & 59MN7A060V21**20 | Centrally Ducted | N/A | N/A | 23200 | 25000 | 2.7064 | 20924.96 | 2.4093
Carrier | Carrier® Air Conditioning | Infinity® 20 Heat Pump with Greenspeed® Intelligence | 9892602 | HRCU-A-CB | 25VNA024A*030* | CSPH*4812AL*+UI & 59*N*A080V21**20 | Centrally Ducted | N/A | N/A | 23000 | 25000 | 2.7082 | 20711.44 | 2.4109
Carrier | Carrier® Air Conditioning | Infinity® 20 Heat Pump with Greenspeed® Intelligence | 9892603 | HRCU-A-CB | 25VNA024A*030* | CSPH*4812AL*+UI & 59*N*A100V21**22 | Centrally Ducted | N/A | N/A | 23000 | 24800 | 2.7082 | 20711.44 | 2.4109
Carrier | Carrier® Air Conditioning | Infinity® 20 Heat Pump with Greenspeed® Intelligence | 9892604 | HRCU-A-CB | 25VNA024A*030* | CSPH*6012AL*+UI & 59MN7A060V21**20 | Centrally Ducted | N/A | N/A | 23200 | 25000 | 2.7361 | 20924.96 | 2.4358
Carrier | Carrier® Air Conditioning | Infinity® 20 Heat Pump with Greenspeed® Intelligence | 9892605 | HRCU-A-CB | 25VNA024A*030* | CSPH*6012AL*+UI & 59*N*A080V21**20 | Centrally Ducted | N/A | N/A | 23200 | 25000 | 2.74 | 20924.96 | 2.4358
Carrier | Carrier® Air Conditioning | Infinity® 20 Heat Pump with Greenspeed® Intelligence | 9892606 | HRCU-A-CB | 25VNA024A*030* | CSPH*6012AL*+UI & 59*N*A100V21**22 | Centrally Ducted | N/A | N/A | 23200 | 25000 | 2.74 | 20924.96 | 2.4358
Carrier | Carrier |  | 9892607 | HRCU-A-CB | 25VNA036A*030* | FE4ANB006L+UI | Centrally Ducted | N/A | N/A | 33400 | 31600 | 2.8064 | 23600 | 2.2027
Carrier | Carrier |  | 9892658 | HRCU-A-CB | 25VNA036A*030* | FE4ANF002L+UI | Centrally Ducted | N/A | N/A | 35404 | 33496 | 2.6094 | 33496 | 2.7424
Carrier | Carrier |  | 9892659 | HRCU-A-CB | 25VNA036A*030* | FE4AN(B,F)003L+UI | Centrally Ducted | N/A | N/A | 35738 | 33812 | 2.6341 | 25252 | 2.0674
Carrier | Carrier |  | 9892665 | HRCU-A-CB | 25VNA036A*030* | FE4AN(B,F)005L+UI | Centrally Ducted | N/A | N/A | 33400 | 31600 | 2.6228 | 23600 | 2.0586
Carrier | Carrier® Air Conditioning | Infinity® 20 Heat Pump with Greenspeed® Intelligence | 9892698 | HRCU-A-CB | 25VNA036A*030* | CSPH*4212AL*+UI & 59*N*A120V24**22 | Centrally Ducted | N/A | N/A | 34600 | 30200 | 2.5141 | 26705.12 | 2.3044
Carrier | Carrier® Air Conditioning | Infinity® 20 Heat Pump with Greenspeed® Intelligence | 9892715 | HRCU-A-CB | 25VNA036A*030* | CAP**4821AL*+UI & 59*N*A080V21**20 | Centrally Ducted | N/A | N/A | 33600 | 30000 | 2.5134 | 25934.78 | 2.3465
Carrier | Carrier® Air Conditioning | Infinity® 20 Heat Pump with Greenspeed® Intelligence | 9892716 | HRCU-A-CB | 25VNA036A*030* | CAP**4821AL*+UI & 59*N*A100V21**22 | Centrally Ducted | N/A | N/A | 33600 | 29800 | 2.5382 | 25934.78 | 2.3695
Carrier | Carrier® Air Conditioning | Infinity® 20 Heat Pump with Greenspeed® Intelligence | 9892718 | HRCU-A-CB | 25VNA036A*030* | CAP**4824AL*+UI & 59*N*A080V21**20 | Centrally Ducted | N/A | N/A | 33600 | 29800 | 2.5382 | 25934.78 | 2.3219
Carrier | Carrier® Air Conditioning | Infinity® 20 Heat Pump with Greenspeed® Intelligence | 9892719 | HRCU-A-CB | 25VNA036A*030* | CAP**4824AL*+UI & 59*N*A100V21**22 | Centrally Ducted | N/A | N/A | 33600 | 29800 | 2.5382 | 25934.78 | 2.393
Carrier | Carrier® Air Conditioning | Infinity® 20 Heat Pump with Greenspeed® Intelligence | 9892730 | HRCU-A-CB | 25VNA036A*030* | CNPV*4821AL*+UI & 59*N*A080V21**20 | Centrally Ducted | N/A | N/A | 33800 | 30000 | 2.5134 | 25934.78 | 2.324
Carrier | Carrier® Air Conditioning | Infinity® 20 Heat Pump with Greenspeed® Intelligence | 9892731 | HRCU-A-CB | 25VNA036A*030* | CNPV*4821AL*+UI & 59*N*A100V21**22 | Centrally Ducted | N/A | N/A | 33800 | 30000 | 2.5382 | 25934.78 | 2.3695
Carrier | Carrier® Air Conditioning | Infinity® 20 Heat Pump with Greenspeed® Intelligence | 9892733 | HRCU-A-CB | 25VNA036A*030* | CNPV*4824AL*+UI & 59*N*A080V21**20 | Centrally Ducted | N/A | N/A | 33800 | 30000 | 2.5134 | 25934.78 | 2.3246
Carrier | Carrier® Air Conditioning | Infinity® 20 Heat Pump with Greenspeed® Intelligence | 9892734 | HRCU-A-CB | 25VNA036A*030* | CNPV*4824AL*+UI & 59*N*A100V21**22 | Centrally Ducted | N/A | N/A | 33800 | 30000 | 2.5382 | 25934.78 | 2.3695
Carrier | Carrier® Air Conditioning | Infinity® 20 Heat Pump with Greenspeed® Intelligence | 9892742 | HRCU-A-CB | 25VNA036A*030* | CSPH*4212AL*+UI & 59*N*A080V21**20 | Centrally Ducted | N/A | N/A | 34000 | 30200 | 2.5382 | 26191.56 | 2.3246
Carrier | Carrier® Air Conditioning | Infinity® 20 Heat Pump with Greenspeed® Intelligence | 9892743 | HRCU-A-CB | 25VNA036A*030* | CSPH*4212AL*+UI & 59*N*A100V21**22 | Centrally Ducted | N/A | N/A | 33800 | 30000 | 2.5382 | 25934.78 | 2.393
Carrier | Carrier® Air Conditioning | Infinity® 20 Heat Pump with Greenspeed® Intelligence | 9892745 | HRCU-A-CB | 25VNA036A*030* | CSPH*4812AL*+UI & 59*N*A080V21**20 | Centrally Ducted | N/A | N/A | 33800 | 30000 | 2.5382 | 25934.78 | 2.3465
Carrier | Carrier® Air Conditioning | Infinity® 20 Heat Pump with Greenspeed® Intelligence | 9892746 | HRCU-A-CB | 25VNA036A*030* | CSPH*4812AL*+UI & 59*N*A100V21**22 | Centrally Ducted | N/A | N/A | 33800 | 30000 | 2.5382 | 25934.78 | 2.393
Carrier | Carrier | Infinity | 201753408 | HRCU-A-CB-O | 38MPRAQ09AA3 | 40MPHAQ09XA3 | Ductless | Singlezone | Non-ducted indoor units (Mini-splits) | 10000 | 7200 | 2.7805 | 13047 | 1.9751
Carrier | Carrier |  | 7992954 | HRCU-A-CB-O | 38GRQB09---301 | 40GRQB09H--301 | Ductless | Single-zone | Non-ducted indoor units (Mini-splits) | 9000 | 5500 | 2.893 | 10488 | 1.979
Carrier | Carrier |  | 7992956 | HRCU-A-CB-O | 38GRQB12---301 | 40GRQB12H--301 | Ductless | Single-zone | Non-ducted indoor units (Mini-splits) | 13000 | 13000 | 3.143 | 13000 | 2.76
Carrier | Carrier |  | 7992958 | HRCU-A-CB-O | 38GRQB18---301 | 40GRQB18H--301 | Ductless | Single-zone | Non-ducted indoor units (Mini-splits) | 19000 | 12717 | 2.501 | 19190 | 2.85
Carrier | Carrier |  | 8738635 | HRCU-A-CB-O | 38MAQB09R--3 | 40MAQB09B--3 | Ductless | Single-zone | Non-ducted indoor units (Mini-splits) | 10900 | 6900 | 2.74 | 10900 | 1.98
Carrier | Carrier |  | 8738636 | HRCU-A-CB-O | 38MAQB12R--3 | 40MAQB12B--3 | Ductless | Single-zone | Non-ducted indoor units (Mini-splits) | 11800 | 7800 | 2.64 | 12010 | 1.98
COMFORTMAKER | COMFORTMAKER |  | 201835554 | HRCU-A-CB-O | DLCPRAH09AAK | DLFPHAH09XAK | Ductless | Singlezone | Non-ducted indoor units (Mini-splits) | 10000 | 7200 | 2.7805 | 13047 | 1.9751
COMFORTMAKER | COMFORTMAKER |  | 201835561 | HRCU-A-CB-O | DLCSRAH09AAJ | DLFSHAH09XAJ | Ductless | Singlezone | Non-ducted indoor units (Mini-splits) | 9800 | 5600 | 2.6499 | 6880 | 1.9499
COMFORTMAKER | COMFORTMAKER |  | 201835562 | HRCU-A-CB-O | DLCSRAH12AAJ | DLFSHAH12XAJ | Ductless | Singlezone | Non-ducted indoor units (Mini-splits) | 11800 | 7100 | 2.5999 | 7800 | 2.0099
COMFORTMAKER | COMFORTMAKER |  | 201835587 | HRCU-A-CB | DLCSRAH24AAK | DLFSDAH24XAK | Ductless | Singlezone | ducted indoor units (Mini-splits) | 24000 | 17400 | 2.9699 | 30000 | 1.9299
Daikin | Daikin |  | 201851572 | HRCU-A-CB | RX15RMVJU | FDMQ15RVJU | Ductless | Single zone | ducted indoor units (Mini-splits) | 18000 | 11500 | 2.88 | 9220 | 2.29
Daikin AC (Americas), Inc | Daikin | LV Series | 5265753 | HRCU-A-CB-O | RXS09LVJU | FTXS09LVJU | Ductless | Single-zone | Non-ducted indoor units (Mini-splits) | 12000 | 6520 | 3.48 | 6968 | 2.43
Daikin AC (Americas), Inc | Daikin | LV Series | 5265755 | HRCU-A-CB-O | RXS12LVJU | FTXS12LVJU | Ductless | Single-zone | Non-ducted indoor units (Mini-splits) | 14400 | 7816 | 3.4 | 8051 | 2.81
Daikin AC (Americas), Inc | Daikin | LV Series | 5265756 | HRCU-A-CB-O | RXS15LVJU | FTXS15LVJU | Ductless | Single-zone | Non-ducted indoor units (Mini-splits) | 18000 | 9780 | 3.13 | 9972 | 2.69
Daikin AC (Americas), Inc | Daikin | LV Series | 5265757 | HRCU-A-CB-O | RXS18LVJU | FTXS18LVJU | Ductless | Single-zone | Non-ducted indoor units (Mini-splits) | 21600 | 11725 | 2.89 | 11924 | 2.49
Daikin AC (Americas), Inc | Daikin | LV Series | 5265758 | HRCU-A-CB-O | RXS24LVJU | FTXS24LVJU | Ductless | Single-zone | Non-ducted indoor units (Mini-splits) | 25400 | 13781 | 2.63 | 14028 | 2.26
Daikin AC (Americas), Inc | Daikin | MXS Series | 8103542 | HMSV-A-CB | 2MXS18NMVJU | CTXS09HVJU+CTXS09LVJU | Ductless | Multi-zone | Non-ducted indoor units | 18900 | 12780 | 3.37 | 13150 | 2.76
Daikin AC (Americas), Inc | Daikin | MXS Series | 8103869 | HMSV-A-CB | 3MXS24NMVJU | CTXS07LVJU+CTXS09LVJU+CTXS09LVJU | Ductless | Multi-zone | Non-ducted indoor units | 24000 | 16230 | 3.69 | 18930 | 2.26
Daikin AC (Americas), Inc | Daikin | Aurora Series | 8849330 | HRCU-A-CB-O | RXL15QMVJU | FTX15NMVJU | Ductless | Single-zone | Non-ducted indoor units (Mini-splits) | 18295 | 11904 | 2.98 | 18254 | 2.27
Daikin AC (Americas), Inc | Daikin | Aurora Series | 8849445 | HRCU-A-CB-O | RXL15QMVJU | FVXS15NVJU | Ductless | Single-zone | Non-ducted indoor units (Mini-splits) | 18056 | 11751 | 2.82 | 18015 | 2.4
Daikin AC (Americas), Inc | Daikin | Aurora Series | 8849458 | HRCU-A-CB-O | RXL12QMVJU | FTX12NMVJU | Ductless | Single-zone | Non-ducted indoor units (Mini-splits) | 13679 | 8902 | 2.92 | 14330 | 2.26
Daikin AC (Americas), Inc | Daikin | Aurora Series | 8849459 | HRCU-A-CB-O | RXL09QMVJU | FVXS09NVJU | Ductless | Single-zone | Non-ducted indoor units (Mini-splits) | 10089 | 6565 | 3.06 | 10065 | 2.13
Daikin AC (Americas), Inc | Daikin | Aurora Series | 8849533 | HRCU-A-CB-O | RXL09QMVJU | FTX09NMVJU | Ductless | Single-zone | Non-ducted indoor units (Mini-splits) | 10942 | 7121 | 3.14 | 10918 | 1.97
Daikin AC (Americas), Inc | Daikin | MXL Aurora Series | 8849535 | HMSV-A-CB | 2MXL18QMVJU | Non-Ducted Indoor Units | Ductless | Multi-zone | Non-ducted indoor units | 18940 | 12330 | 3.14 | 18930 | 2.12
Daikin AC (Americas), Inc | Daikin | MXL Aurora Series | 8849539 | HMSV-A-CB | 3MXL24QMVJU | CTXS07LVJU+FTXS09LVJU+FTXS09LVJU | Ductless | Multi-zone | Non-ducted indoor units | 24000 | 15670 | 3.4 | 21600 | 2.17
Daikin AC (Americas), Inc | Daikin | Vista | 9966569 | HRCU-A-CB-O | RX09QMVJU | FFQ09Q2VJU | Ductless | Single-zone | Non-ducted indoor units (Cassette) | 10000 | 5830 | 3.8 | 6270 | 2.42
Daikin AC (Americas), Inc | Daikin | Vista | 9966684 | HRCU-A-CB-O | RX12QMVJU | FFQ12Q2VJU | Ductless | Single-zone | Non-ducted indoor units (Cassette) | 13500 | 7850 | 3.28 | 7500 | 2.28
Daikin AC (Americas), Inc | Daikin | Vista | 9966775 | HRCU-A-CB-O | RX15QMVJU | FFQ15Q2VJU | Ductless | Single-zone | Non-ducted indoor units (Cassette) | 16200 | 9400 | 3.1665 | 7270 | 2.47
Daikin AC (Americas), Inc | Daikin | Vista | 10318063 | HRCU-A-CB-O | RX18QMVJU | FFQ18Q2VJU | Ductless | Single-zone | Non-ducted indoor units (Cassette) | 21600 | 12490 | 2.74 | 9700 | 2.2384
Daikin AC (Americas), Inc | Daikin | DZ20VC | 10324709 | HRCU-A-CB | DZ20VC0241B | CA*F3642*6D*+MBVC1200**-1A*+TXV | Centrally Ducted | N/A | N/A | 23600 | 13915 | 2.74 | 11400 | 2.09
Daikin AC (Americas), Inc | Daikin | DZ20VC | 10324713 | HRCU-A-CB | DZ20VC0481B | CA*F4961*6D*+MBVC2000**-1A*+TXV | Centrally Ducted | N/A | N/A | 45500 | 28254 | 2.83 | 26000 | 1.97
Daikin AC (Americas), Inc | Daikin | DZ20VC | 10324715 | HRCU-A-CB | DZ20VC0601B | CA*F4961*6D*+MBVC2000**-1A*+TXV | Centrally Ducted | N/A | N/A | 50000 | 32293 | 2.73 | 26000 | 1.98
Daikin AC (Americas), Inc | Daikin | DZ20VC | 10595346 | HRCU-A-CB | DZ20VC0241B* | CHPF3642C6C*+MBVC1200**-1A*+TXV | Centrally Ducted | N/A | N/A | 23400 | 13000 | 2.6006 | 11648 | 2.1376
DAY & NIGHT | DAY & NIGHT |  | 201835602 | HRCU-A-CB-O | DLCPRAH09AAK | DLFPHAH09XAK | Ductless | Singlezone | Non-ducted indoor units (Mini-splits) | 10000 | 7200 | 2.7805 | 13047 | 1.9751
DAY & NIGHT | DAY & NIGHT |  | 201835609 | HRCU-A-CB-O | DLCSRAH09AAJ | DLFSHAH09XAJ | Ductless | Singlezone | Non-ducted indoor units (Mini-splits) | 9800 | 5600 | 2.6499 | 6880 | 1.9499
DAY & NIGHT | DAY & NIGHT |  | 201835610 | HRCU-A-CB-O | DLCSRAH12AAJ | DLFSHAH12XAJ | Ductless | Singlezone | Non-ducted indoor units (Mini-splits) | 11800 | 7100 | 2.5999 | 7800 | 2.0099
DAY & NIGHT | DAY & NIGHT |  | 201835635 | HRCU-A-CB | DLCSRAH24AAK | DLFSDAH24XAK | Ductless | Singlezone | ducted indoor units | 24000 | 17400 | 2.9699 | 30000 | 1.9299
Electrolux Home Products | Frigidaire |  | 8718583 | HRCU-A-CB-O | FFHP093CS2 | FFHP093WS2 | Ductless | Single-zone | Non-ducted indoor units (Mini-splits) | 11000 | 7800 | 2.7542 | 10200 | 2.0616
Electrolux Home Products | Frigidaire |  | 8718584 | HRCU-A-CB-O | FFHP123CS2 | FFHP123WS2 | Ductless | Single-zone | Non-ducted indoor units (Mini-splits) | 13000 | 7500 | 2.6167 | 8800 | 2.0307
Friedrich Air Conditioning | Friedrich | J-Series | 7086358 | HRCU-A-CB-O | MRH12Y3J | MWH12Y3J | Ductless | Single-zone | Non-ducted indoor units (Mini-splits) | 13600 | 8800 | 3.1035 | 7500 | 2.3137
Friedrich Air Conditioning | Friedrich | J-Series | 8915232 | HMSV-A-CB | MR24DY3JMA | Non-Ducted | Ductless | Multi-zone | Non-ducted indoor units | 24000 | 14500 | 2.7241 | 14595 | 2.5923
Friedrich Air Conditioning | Friedrich | J-Series | 8915234 | HMSV-A-CB | MR24DY3JMA | Mixed | Ductless | Multi-zone | Mixed Ducted and Non-ducted indoor units | 23250 | 14250 | 2.594 | 14109 | 2.4323
Friedrich Air Conditioning | Friedrich | J-Series | 201763897 | HRCU-A-CB-O | MRH09Y3JA | MWH09Y3JA | Ductless | Single-zone | Non-ducted indoor units (Mini-splits) | 10500 | 6500 | 2.6999 | 10780 | 2.1347
Friedrich Air Conditioning | Friedrich | J-Series | 201763898 | HRCU-A-CB-O | MRH12Y3JA | MWH12Y3JA | Ductless | Single-zone | Non-ducted indoor units (Mini-splits) | 13000 | 8000 | 3.1683 | 13130 | 2.3321
Fujitsu General America, Inc. | Fujitsu | Halcyon Single-room Mini-Split Systems Wall Mounted RL2 Series | 5063325 | HRCU-A-CB-O | AOU9RLS2 | ASU9RLS2 | Ductless | Single-zone | Non-ducted indoor units (Mini-splits) | 12000 | 9400 | 2.54 | 15000 | 2.18
Fujitsu General America, Inc. | Fujitsu | Halcyon Single-room Mini-Split Systems Wall Mounted RL2 Series | 5063326 | HRCU-A-CB-O | AOU12RLS2 | ASU12RLS2 | Ductless | Single-zone | Non-ducted indoor units (Mini-splits) | 16000 | 10200 | 2.72 | 16500 | 2.34
Fujitsu General America, Inc. | Fujitsu | Halcyon Single-room Mini-Split Systems Compact Cassette | 5751311 | HRCU-A-CB-O | AOU9RLFC | AUU9RLF | Ductless | Single-zone | Non-ducted indoor units (Mini-splits) | 12000 | 9400 | 2.88 | 15000 | 2.41
Fujitsu General America, Inc. | Fujitsu | Halcyon Single-room Mini-Split Systems Slim Duct | 5751312 | HRCU-A-CB-O | AOU9RLFC | ARU9RLF | Ductless | Single-zone | Ducted Indoor Unit | 12000 | 9400 | 2.88 | 15000 | 2.41
Fujitsu General America, Inc. | Fujitsu | Halcyon Single-room Mini-Split Systems Compact Cassette | 5751313 | HRCU-A-CB-O | AOU12RLFC | AUU12RLF | Ductless | Single-zone | Non-ducted indoor units (Mini-splits) | 16000 | 10200 | 2.58 | 16500 | 2.18
Fujitsu General America, Inc. | Fujitsu | Halcyon Single-room Mini-Split Systems Slim Duct | 5751314 | HRCU-A-CB-O | AOU12RLFC | ARU12RLF | Ductless | Single-zone | Ducted Indoor Unit | 16000 | 10200 | 2.58 | 16500 | 2.18
Fujitsu General America, Inc. | Fujitsu | Halcyon Single-room Mini-Split Systems Floor Mounted RLFFH Series | 6936995 | HRCU-A-CB-O | AOU9RLFF | AGU9RLF | Ductless | Single-zone | Non-ducted indoor units (Mini-splits) | 12000 | 7500 | 2.8 | 14000 | 1.95
Fujitsu General America, Inc. | Fujitsu | Halcyon Single-room Mini-Split Systems Floor Mounted RLFFH Series | 6936996 | HRCU-A-CB-O | AOU12RLFF | AGU12RLF | Ductless | Single-zone | Non-ducted indoor units (Mini-splits) | 16000 | 10600 | 2.6 | 15000 | 2.02
Fujitsu General America, Inc. | Fujitsu | Halcyon Single-room Mini-Split Systems Wall Mounted RLF Series | 6961728 | HRCU-A-CB-O | AOU9RLFW1 | ASU9RLF1 | Ductless | Single-zone | Non-ducted indoor units (Mini-splits) | 12000 | 7600 | 3.1363 | 8530 | 1.9679
Fujitsu General America, Inc. | Fujitsu | Halcyon Single-room Mini-Split Systems Wall Mounted RLF Series | 6961729 | HRCU-A-CB-O | AOU12RLFW1 | ASU12RLF1 | Ductless | Single-zone | Non-ducted indoor units (Mini-splits) | 16000 | 9400 | 2.869 | 12150 | 2.0071
Fujitsu General America, Inc. | Fujitsu | Halcyon Single-room Mini-Split Systems Wall Mounted RLB Series | 7937663 | HRCU-A-CB-O | AOU18RLB | ASU18RLB | Ductless | Single-zone | Non-ducted indoor units (Mini-splits) | 18000 | 11500 | 2.92 | 15400 | 2.0698
Fujitsu General America, Inc. | Fujitsu | Halcyon Single-room Mini-Split Systems Wall Mounted RLS3 Series | 7993242 | HRCU-A-CB-O | AOU12RLS3 | ASU12RLS3 | Ductless | Single-zone | Non-ducted indoor units (Mini-splits) | 16000 | 9600 | 3.3 | 16500 | 2.3
Fujitsu General America, Inc. | Fujitsu | Halcyon Single-room Mini-Split Systems Wall Mounted RLS3 Series | 7993243 | HRCU-A-CB-O | AOU15RLS3 | ASU15RLS3 | Ductless | Single-zone | Non-ducted indoor units (Mini-splits) | 18000 | 11200 | 3.14 | 20500 | 2.18
Fujitsu General America, Inc. | Fujitsu | Halcyon Single-room Mini-Split Systems Wall Mounted RLS3 Series | 7993244 | HRCU-A-CB-O | AOU12RLS3H | ASU12RLS3 | Ductless | Single-zone | Non-ducted indoor units (Mini-splits) | 16000 | 9600 | 3.18 | 16500 | 2.15
Fujitsu General America, Inc. | Fujitsu | Halcyon Single-room Mini-Split Systems Wall Mounted RLS3HY Series | 7993245 | HRCU-A-CB-O | AOU15RLS3H | ASU15RLS3 | Ductless | Single-zone | Non-ducted indoor units (Mini-splits) | 18000 | 11200 | 3.06 | 20500 | 2.07
Fujitsu General America, Inc. | Fujitsu | Halcyon Single-room Mini-Split Systems Wall Mounted RLS3 Series | 8004699 | HRCU-A-CB-O | AOU9RLS3 | ASU9RLS3 | Ductless | Single-zone | Non-ducted indoor units (Mini-splits) | 12000 | 7000 | 3.46 | 15000 | 2.09
Fujitsu General America, Inc. | Fujitsu | Halcyon Single-room Mini-Split Systems Wall Mounted RLS3HY Series | 8004700 | HRCU-A-CB-O | AOU9RLS3H | ASU9RLS3 | Ductless | Single-zone | Non-ducted indoor units (Mini-splits) | 12000 | 7000 | 3.36 | 15000 | 1.95
Fujitsu General America, Inc. | Fujitsu | Halcyon Multi-room Mini-Split Systems | 8033586 | HMSV-A-CB | AOU24RLXFZH | Non-Ducted Indoor Units | Ductless | Multi-zone | Non-ducted indoor units | 25000 | 15400 | 2.6 | 25500 | 2.09
Fujitsu General America, Inc. | Fujitsu | J-Series | 8693477 | HMSV-A-CB | AOU48RLAVM | Non-Ducted Indoor Units | Ductless | Multi-zone | Non-ducted indoor units | 54000 | 33000 | 2.84 | 41300 | 2.9379
Fujitsu General America, Inc. | Fujitsu | J-Series | 8693480 | HMSV-A-CB | AOU36RLAVM | Non-Ducted Indoor Units | Ductless | Multi-zone | Non-ducted indoor units | 42000 | 25800 | 2.8 | 37900 | 2.7359
Fujitsu General America, Inc. | Fujitsu | Halcyon Single-room Mini-Split Systems Wall mounted RLS3 Series | 8703348 | HRCU-A-CB-O | AOU9RLS3 | ASU9RLS3Y | Ductless | Single-zone | Non-ducted indoor units (Mini-splits) | 12000 | 7000 | 3.46 | 15000 | 2.09
Fujitsu General America, Inc. | Fujitsu | Halcyon Single-room Mini-Split Systems Wall mounted H Series | 8703349 | HRCU-A-CB-O | AOU9RLS3H | ASU9RLS3Y | Ductless | Single-zone | Non-ducted indoor units (Mini-splits) | 12000 | 7000 | 3.36 | 15000 | 1.95
Fujitsu General America, Inc. | Fujitsu | Halcyon Single-room Mini-Split Systems Wall Mounted RLS3HY Series | 8703350 | HRCU-A-CB-O | AOU12RLS3 | ASU12RLS3Y | Ductless | Single-zone | Non-ducted indoor units (Mini-splits) | 16000 | 9600 | 3.3 | 16500 | 2.3
Fujitsu General America, Inc. | Fujitsu | Halcyon Single-room Mini-Split Systems Wall Mounted RLS3H Series | 8703506 | HRCU-A-CB-O | AOU12RLS3H | ASU12RLS3Y | Ductless | Single-zone | Non-ducted indoor units (Mini-splits) | 16000 | 9600 | 3.18 | 16500 | 2.15
Fujitsu General America, Inc. | Fujitsu | Halcyon Single-room Mini-Split Systems Wall mounted RLS3 Series | 8703507 | HRCU-A-CB-O | AOU15RLS3 | ASU15RLS3Y | Ductless | Single-zone | Non-ducted indoor units (Mini-splits) | 18000 | 11200 | 3.14 | 20500 | 2.18
Fujitsu General America, Inc. | Fujitsu | Halcyon Single-room Mini-Split Systems Wall Mounted RLS3HY Series | 8703508 | HRCU-A-CB-O | AOU15RLS3H | ASU15RLS3Y | Ductless | Single-zone | Non-ducted indoor units (Mini-splits) | 18000 | 11200 | 3.06 | 20500 | 2.07
Fujitsu General America, Inc. | Fujitsu | Halcyon Single-room Mini-Split Systems Wall Mounted RLF/RLX Series | 8718495 | HRCU-A-CB-O | AOU18RLXFW1 | ASU18RLF | Ductless | Single-zone | Non-ducted indoor units (Mini-splits) | 21600 | 14600 | 3.08 | 21600 | 2.43
Fujitsu General America, Inc. | Fujitsu | Halcyon Single-room Mini-Split Systems Wall Mounted RLF/RLX Series | 8779045 | HRCU-A-CB-O | AOU18RLXFWH | ASU18RLF | Ductless | Single-zone | Non-ducted indoor units (Mini-splits) | 21600 | 14600 | 3.02 | 21600 | 2.3
Fujitsu General America, Inc. | Fujitsu | Halcyon Multi-room Mini-Split Systems | 8908615 | HMSV-A-CB | AOU36RLXFZH | Non-Ducted Indoor Units | Ductless | Multi-zone | Non-ducted indoor units | 36400 | 21400 | 2.64 | 36407 | 2.02
GD Midea Air-Conditioning Equipment Co.,Ltd | LENNOX |  | 201796629 | HRCU-A-CB-O | MPB012S4S-1L | MWMB012S4-2L | Ductless | Singlezone | Non-ducted indoor units (Mini-splits) | 12000 | 7600 | 2.599 | 6885 | 2.0058
GD Midea Air-Conditioning Equipment Co.,Ltd | LENNOX |  | 201796628 | HRCU-A-CB-O | MPB009S4S-1L | MWMB009S4-2L | Ductless | Singlezone | Non-ducted indoor units (Mini-splits) | 11000 | 6500 | 2.818 | 6776 | 1.9469
GD Midea Air-Conditioning Equipment Co.,Ltd | Lennox |  | 201796630 | HRCU-A-CB-O | MPB009S4S-1P | MWMA009S4-3P | Ductless | Singlezone | Non-ducted indoor units (Mini-splits) | 9800 | 5800 | 2.7594 | 7990 | 1.9929
GD Midea Air-Conditioning Equipment Co.,Ltd | Lennox |  | 201796631 | HRCU-A-CB-O | MPB012S4S-1P | MWMA012S4-3P | Ductless | Singlezone | Non-ducted indoor units (Mini-splits) | 12000 | 7700 | 2.7655 | 9134 | 1.937
GD Midea Air-Conditioning Equipment Co.,Ltd | Lennox | MP-Series | 8129542 | HRCU-A-CB-O | MPA024S4S-1P | MWMA024S4-1P | Ductless | Single-zone | Non-ducted indoor units (Mini-splits) | 25000 | 17800 | 2.7793 | 16382 | 2.1803
GD Midea Air-Conditioning Equipment Co.,Ltd | Lennox | MP-Series | 8129566 | HRCU-A-CB-O | MPA012S4S-1P | M22A012S4-1P | Ductless | Single-zone | Non-ducted indoor units (Mini-splits) | 12000 | 3178 | 4.0672 | 7465 | 1.9141
GD Midea Air-Conditioning Equipment Co.,Ltd | DIRECT AIR |  | 8775842 | HRCU-A-CB-O | MOBA30-09HFN1-MT0W | CCA3U-09HRFN1-M(C) | Ductless | Single-zone | Non-ducted indoor units (Mini-splits) | 10000 | 5800 | 2.6601 | 7878 | 1.97
GD Midea Air-Conditioning Equipment Co.,Ltd | DIRECT AIR |  | 8775849 | HRCU-A-CB-O | MOCA31-18HFN1-MT0W | CCA3U-18HRFN1-M(C) | Ductless | Single-zone | Non-ducted indoor units (Mini-splits) | 18000 | 12000 | 2.7605 | 9410 | 1.9826
GD Midea Air-Conditioning Equipment Co.,Ltd | DIRECT AIR |  | 8775850 | HRCU-A-CB-O | MOCA31-18HFN1-MT0W | MUEU-18HRFN1-M(C) | Ductless | Single-zone | Non-ducted indoor units (Mini-splits) | 18000 | 12000 | 2.699 | 10274 | 2.1012
GD Midea Air-Conditioning Equipment Co.,Ltd | DIRECT AIR |  | 8775853 | HRCU-A-CB-O | MOD31-24HFN1-MT0W | MUEU-24HRFN1-M(C) | Ductless | Single-zone | Non-ducted indoor units (Mini-splits) | 24000 | 15000 | 2.8602 | 17705 | 2.0198
GD Midea Air-Conditioning Equipment Co.,Ltd | DIRECT AIR |  | 8989603 | HRCU-A-CB-O | MOBA30-09HFN1-MT0W | MSAEB-09HRFN1-MT0W | Ductless | Single-zone | Non-ducted indoor units (Mini-splits) | 9800 | 6300 | 2.6797 | 6609 | 1.9177
GD Midea Air-Conditioning Equipment Co.,Ltd | Willis |  | 9038626 | HRCU-A-CB-O | WSM09MH20S/O | WSM09MH20S/I | Ductless | Single-zone | Non-ducted indoor units (Mini-splits) | 9800 | 6300 | 2.6799 | 6700 | 1.9399
GD Midea Air-Conditioning Equipment Co.,Ltd | DIRECT AIR |  | 9680947 | HRCU-A-CB-O | MOBA30-09HFN1-MT0W | CS11M-09HRFN1-MX0W(A) | Ductless | Single-zone | Non-ducted indoor units (Mini-splits) | 9800 | 5800 | 2.7594 | 7990 | 1.9929
GD Midea Air-Conditioning Equipment Co.,Ltd | DIRECT AIR |  | 9680948 | HRCU-A-CB-O | MOCA31-18HFN1-MT0W | CS11M-12HRFN1-MU5W | Ductless | Single-zone | Non-ducted indoor units (Mini-splits) | 12000 | 7700 | 2.7655 | 9134 | 1.937
GD Midea Air-Conditioning Equipment Co.,Ltd | DIRECT AIR |  | 9680949 | HRCU-A-CB-O | MOCA31-18HFN1-MT0W | CS11M-18HRFN1-MT0W | Ductless | Single-zone | Non-ducted indoor units (Mini-splits) | 18000 | 11400 | 2.7207 | 11178 | 2.0272
GD Midea Air-Conditioning Equipment Co.,Ltd | DIRECT AIR |  | 9680950 | HRCU-A-CB-O | MOD31-24HFN1-MT0W | CS11M-23HRFN1-MT0W | Ductless | Single-zone | Non-ducted indoor units (Mini-splits) | 25000 | 15300 | 2.6996 | 18099 | 2.0712
GD Midea Air-Conditioning Equipment Co.,Ltd | Lennox | ML-Series | 9920054 | HMSV-A-CB | MLA030S4M-1P | Non-Ducted Indoor Units | Ductless | Multi-zone | Non-ducted indoor units | 28000 | 18000 | 2.7404 | 28160 | 2.0423
GD Midea Air-Conditioning Equipment Co.,Ltd | Lennox | ML-Series | 9920055 | HMSV-A-CB | MLA036S4M-1P | Non-Ducted Indoor Units | Ductless | Multi-zone | Non-ducted indoor units | 36000 | 23200 | 2.7797 | 36000 | 1.9614
GD Midea Air-Conditioning Equipment Co.,Ltd | Lennox | MP-Series | 9962876 | HRCU-A-CB-O | MPA024S4S-1P | MWMA024S4-2P | Ductless | Single-zone | Non-ducted indoor units (Mini-splits) | 25000 | 17800 | 2.7793 | 16382 | 2.1803
GD Midea Air-Conditioning Equipment Co.,Ltd | Lennox | MP-Series | 9962880 | HRCU-A-CB-O | MPA012S4S-1P | M22A012S4-2P | Ductless | Single-zone | Non-ducted indoor units (Mini-splits) | 12000 | 3178 | 4.0672 | 7465 | 1.9141
GD Midea Air-Conditioning Equipment Co.,Ltd | Lennox | MP-Series | 10056167 | HRCU-A-CB-O | MPB009S4S-1L | MWMB009S4-1L | Ductless | Single-zone | Non-ducted indoor units (Mini-splits) | 11000 | 6500 | 2.818 | 6776 | 1.9469
GD Midea Air-Conditioning Equipment Co.,Ltd | Lennox | MP-Series | 10056168 | HRCU-A-CB-O | MPB012S4S-1L | MWMB012S4-1L | Ductless | Single-zone | Non-ducted indoor units (Mini-splits) | 12000 | 7600 | 2.599 | 6885 | 2.0058
GD Midea Air-Conditioning Equipment Co.,Ltd | Lennox | MP-Series | 10056169 | HRCU-A-CB-O | MPB009S4S-1P | MWMA009S4-1P | Ductless | Single-zone | Non-ducted indoor units (Mini-splits) | 9800 | 5800 | 2.7594 | 7990 | 1.9929
GD Midea Air-Conditioning Equipment Co.,Ltd | Lennox | MP-Series | 10056170 | HRCU-A-CB-O | MPB009S4S-1P | MWMA009S4-2P | Ductless | Single-zone | Non-ducted indoor units (Mini-splits) | 9800 | 5800 | 2.7594 | 7990 | 1.9929
GD Midea Air-Conditioning Equipment Co.,Ltd | Lennox | MP-Series | 10056171 | HRCU-A-CB-O | MPB012S4S-1P | MWMA012S4-1P | Ductless | Single-zone | Non-ducted indoor units (Mini-splits) | 12000 | 7700 | 2.7655 | 9134 | 1.937
GD Midea Air-Conditioning Equipment Co.,Ltd | Lennox | MP-Series | 10056172 | HRCU-A-CB-O | MPB012S4S-1P | MWMA012S4-2P | Ductless | Single-zone | Non-ducted indoor units (Mini-splits) | 12000 | 7700 | 2.7655 | 9134 | 1.937
GD Midea Air-Conditioning Equipment Co.,Ltd | Lennox | MP-Series | 10056173 | HRCU-A-CB-O | MPB018S4S-1P | MWMA018S4-1P | Ductless | Single-zone | Non-ducted indoor units (Mini-splits) | 18000 | 11400 | 2.7207 | 11178 | 2.0272
GD Midea Air-Conditioning Equipment Co.,Ltd | Lennox | MP-Series | 10056174 | HRCU-A-CB-O | MPB018S4S-1P | MWMA018S4-2P | Ductless | Single-zone | Non-ducted indoor units (Mini-splits) | 18000 | 11400 | 2.7207 | 11178 | 2.0272
GD Midea Air-Conditioning Equipment Co.,Ltd | Lennox | MP-Series | 10056175 | HRCU-A-CB-O | MPB024S4S-1P | MWMA024S4-1P | Ductless | Single-zone | Non-ducted indoor units (Mini-splits) | 25000 | 15300 | 2.6996 | 18099 | 2.0712
GD Midea Air-Conditioning Equipment Co.,Ltd | Lennox | MP-Series | 10056176 | HRCU-A-CB-O | MPB024S4S-1P | MWMA024S4-2P | Ductless | Single-zone | Non-ducted indoor units (Mini-splits) | 25000 | 15300 | 2.6996 | 18099 | 2.0712
GD Midea Air-Conditioning Equipment Co.,Ltd | Lennox | MP-Series | 10058816 | HMSV-A-CB | MPB009S4S-1P | ducted indoor units | Ductless | Multi-zone | Ducted Indoor Units | 10000 | 6200 | 2.8391 | 8071 | 2.0046
GD Midea Air-Conditioning Equipment Co.,Ltd | Lennox | MP-Series | 10058825 | HRCU-A-CB-O | MPB018S4S-1P | MCFB018S4-2P | Ductless | Single-zone | Non-ducted indoor units (Mini-splits) | 18000 | 12000 | 2.699 | 10274 | 2.1012
GD Midea Air-Conditioning Equipment Co.,Ltd | Lennox | MP-Series | 10058826 | HRCU-A-CB-O | MPB024S4S-1P | MCFA024S4-1P | Ductless | Single-zone | Non-ducted indoor units (Mini-splits) | 24000 | 15000 | 2.8602 | 17705 | 2.0198
GD Midea Air-Conditioning Equipment Co.,Ltd | Lennox | MP-Series | 10058827 | HRCU-A-CB-O | MPB024S4S-1P | MCFA024S4-2P | Ductless | Single-zone | Non-ducted indoor units (Mini-splits) | 24000 | 15000 | 2.8602 | 17705 | 2.0198
GD Midea Air-Conditioning Equipment Co.,Ltd | Lennox | MP-Series | 10058830 | HRCU-A-CB-O | MPB009S4S-1P | M22A009S4-1P | Ductless | Single-zone | Non-ducted indoor units (Mini-splits) | 10000 | 5800 | 2.6601 | 7878 | 1.97
GD Midea Air-Conditioning Equipment Co.,Ltd | Lennox | MP-Series | 10058831 | HRCU-A-CB-O | MPB009S4S-1P | M22A009S4-2P | Ductless | Single-zone | Non-ducted indoor units (Mini-splits) | 10000 | 5800 | 2.6601 | 7878 | 1.97
GD Midea Air-Conditioning Equipment Co.,Ltd | Lennox | MP-Series | 10058834 | HRCU-A-CB-O | MPB018S4S-1P | M22A018S4-1P | Ductless | Single-zone | Non-ducted indoor units (Mini-splits) | 18000 | 12000 | 2.7605 | 9410 | 1.9826
GD Midea Air-Conditioning Equipment Co.,Ltd | Lennox | MP-Series | 10058835 | HRCU-A-CB-O | MPB018S4S-1P | M22A018S4-2P | Ductless | Single-zone | Non-ducted indoor units (Mini-splits) | 18000 | 12000 | 2.7605 | 9410 | 1.9826
GD Midea Air-Conditioning Equipment Co.,Ltd | Lennox | MP-Series | 10062012 | HMSV-A-CB | MPB030S4M-1P | Non-Ducted Indoor Units | Ductless | Multi-zone | Non-ducted indoor units | 28000 | 17200 | 2.8193 | 16820 | 1.9515
Gree | Gree | Sapphire | 10149903 | HRCU-A-CB-O | SAP12HP230V1AO | SAP12HP230V1AH | Ductless | Singlezone | Ductless Highwall | 12200 | 8100 | 3.21 | 8000 | 2.73
Gree | Gree | Sapphire | 10157570 | HRCU-A-CB-O | SAP18HP230V1AO | SAP18HP230V1AH | Ductless | Singlezone | Non-ducted Highwall | 18000 | 14200 | 2.8701 | 21500 | 2.0326
Gree | Gree | Sapphire | 10157571 | HRCU-A-CB-O | Sap24HP230V1AO | Sap24HP230V1AH | Ductless | Singlezone | Ductless Highwall | 24000 | 15500 | 2.8934 | 22553 | 2.0655
GREE ELECTRIC APPLIANCES INC. OF ZHUHAI | Tosot | Lomo Plus | 10062019 | HRCU-A-CB-O | TW12HQ3D6DO | TW12HQ3D6DI | Ductless | Single zone | Non-ducted indoor units (Mini-splits) | 12200 | 8100 | 3.2079 | 8000 | 2.7262
GREE ELECTRIC APPLIANCES INC. OF ZHUHAI | Tosot | Lomo Plus | 10062020 | HRCU-A-CB-O | TW18HQ3D6DO | TW18HQ3D6DI | Ductless | Single zone | Non-ducted indoor units (Mini-splits) | 18000 | 14000 | 2.8297 | 21500 | 2.0326
GREE ELECTRIC APPLIANCES INC. OF ZHUHAI | TOSOT | Lomo Plus | 10062021 | HRCU-A-CB-O | TW24HQ3D6DO | TW24HQ3D6DI | Ductless | Single-zone | Non-ducted indoor units (Mini-splits) | 24000 | 15737 | 2.9377 | 22553.32 | 2.0656
GREE ELECTRIC APPLIANCES INC. OF ZHUHAI | Tosot | Multi Zone | 10064023 | HMSV-A-CB | TM36H4O | Non-Ducted Indoor Units | Ductless | Multizone | Non-ducted indoor units (Mini-splits) | 42500 | 26500 | 2.8764 | 21356 | 2.006
GREE ELECTRIC APPLIANCES INC. OF ZHUHAI GREE ELECTRIC APPLIANCES INC. OF ZHUHAI | Gree | Lomo 23 Series | 7070719 | HRCU-A-CB-O | GWH24QE-D3DNA1D/O | GWH24QE-D3DN***/I | Ductless | Singlezone | Mini-Splits | 23000 | 14600 | 2.6116 | 22861.5 | 2.0181
GREE ELECTRIC APPLIANCES INC. OF ZHUHAI GREE ELECTRIC APPLIANCES INC. OF ZHUHAI | Gree | Lomo 23 Series | 7091967 | HRCU-A-CB-O | GWH09QC-A3DNA1D/O | GWH09QC-A3DN***/I | Ductless | Singlezone | Mini-Splits | 9900 | 6100 | 3.2906 | 8680 | 2.0318
GREE ELECTRIC APPLIANCES INC. OF ZHUHAI GREE ELECTRIC APPLIANCES INC. OF ZHUHAI | Gree | Lomo 23 Series | 7091971 | HRCU-A-CB-O | GWH12QC-D3DNA1D/O | GWH12QC-D3DN***/I | Ductless | Singlezone | Mini-Splits | 13000 | 7100 | 2.5803 | 8800 | 2.0212
GREE ELECTRIC APPLIANCES INC. OF ZHUHAI GREE ELECTRIC APPLIANCES INC. OF ZHUHAI | Gree | U-Crown Series | 7607465 | HRCU-A-CB-O | GWH09UC-D3DNA4C/O | GWH09UC-D3DN***/I | Ductless | Single-zone | Non-ducted indoor units (Mini-splits) | 9000 | 5500 | 2.8784 | 10488 | 1.9831
GREE ELECTRIC APPLIANCES INC. OF ZHUHAI GREE ELECTRIC APPLIANCES INC. OF ZHUHAI | Gree | U-Crown Series | 7607467 | HRCU-A-CB-O | GWH12UC-D3DNA4C/O | GWH12UC-D3DN***/I | Ductless | Single-zone | Non-ducted indoor units (Mini-splits) | 13000 | 13000 | 3.1487 | 13000 | 2.7608
GREE ELECTRIC APPLIANCES INC. OF ZHUHAI GREE ELECTRIC APPLIANCES INC. OF ZHUHAI | Gree | U-Crown Series | 7607469 | HRCU-A-CB-O | GWH18UC-D3DNA4C/O | GWH18UC-D3DN***/I | Ductless | Single-zone | Non-ducted indoor units (Mini-splits) | 19000 | 12717 | 2.5013 | 19190 | 2.8548
GREE ELECTRIC APPLIANCES INC. OF ZHUHAI GREE ELECTRIC APPLIANCES INC. OF ZHUHAI | Gree | Free Match G-Series | 9084227 | HMSV-A-CB | GWHD(36)ND3GO | Non-Ducted Indoor Units | Ductless | Multi-zone | Non-ducted indoor units | 42500 | 26500 | 2.8764 | 21356 | 2.006
GREE ELECTRIC APPLIANCES INC. OF ZHUHAI GREE ELECTRIC APPLIANCES INC. OF ZHUHAI | Gree | Extreme Series | 9114294 | HRCU-A-CB-O | GWH18YE-D3DNA1A/O | GWH18AAE-D3DN***/I | Ductless | Single-zone | Non-ducted indoor units (Mini-splits) | 18000 | 14000 | 2.8297 | 21500 | 2.0326
GREE ELECTRIC APPLIANCES INC. OF ZHUHAI GREE ELECTRIC APPLIANCES INC. OF ZHUHAI | Gree | Extreme Series | 9123256 | HRCU-A-CB-O | GWH24YE-D3DNA1A/O | GWH24AAE-D3DN***/I | Ductless | Single-zone | Non-ducted indoor units (Mini-splits) | 24000 | 15737 | 2.9376 | 22553 | 2.0655
GREE ELECTRIC APPLIANCES INC. OF ZHUHAI GREE ELECTRIC APPLIANCES INC. OF ZHUHAI | Gree | Extreme Series | 9944776 | HRCU-A-CB-O | GWH12YD-D3DNA1A/O | GWH12AAD-D3DN***/I | Ductless | Single-zone | Non-ducted indoor units (Mini-splits) | 12200 | 8100 | 3.2079 | 8000 | 2.7262
Haier | Haier | Novel Series | 6970203 | HRCU-A-CB-O | HSU09VHG(DB)-W | HSU09VHG(DB)-G | Ductless | Single-zone | Non-ducted indoor units (Mini-splits) | 9000 | 5600 | 3.1563 | 6000 | 2.3447
Haier | Haier | Advanced Series | 8021588 | HRCU-A-CB-O | 1U12ES2VHA | AW12ES2VHA | Ductless | Single-zone | Non-ducted indoor units (Mini-splits) | 16000 | 12220 | 3 | 10160 | 2.46
Haier | Haier | Advanced Series | 8028490 | HRCU-A-CB-O | 1U18ES2VHA | AW18ES2VHA | Ductless | Single-zone | Non-ducted indoor units (Mini-splits) | 22000 | 14000 | 2.74 | 14900 | 2.08
Haier | Haier | Advanced Series | 8028525 | HRCU-A-CB-O | 1U24ES2VHA | AW24ES2VHA | Ductless | Single-zone | Non-ducted indoor units (Mini-splits) | 27700 | 18500 | 2.85 | 20500 | 2.15
Haier | Haier | Advanced Series | 8028528 | HRCU-A-CB-O | 1U09ES2VHA | AW09ES2VHA | Ductless | Single-zone | Non-ducted indoor units (Mini-splits) | 10000 | 7400 | 3.44 | 10000 | 2.48
Haier | Haier | Arctic Series | 8862047 | HRCU-A-CB-O | 1U09EH2VHA | AW09EH2VHA | Ductless | Single-zone | Non-ducted indoor units (Mini-splits) | 12000 | 9000 | 3.217 | 12000 | 2.226
HEIL | HEIL |  | 201835653 | HRCU-A-CB-O | DLCPRAH09AAK | DLFPHAH09XAK | Ductless | Singlezone | Non-ducted indoor units (Mini-splits) | 10000 | 7200 | 2.7805 | 13047 | 1.9751
HEIL | HEIL |  | 201835667 | HRCU-A-CB-O | DLCSRAH09AAJ | DLFSHAH09XAJ | Ductless | Singlezone | Non-ducted indoor units (Mini-splits) | 9800 | 5600 | 2.6499 | 6880 | 1.9499
HEIL | HEIL |  | 201835668 | HRCU-A-CB-O | DLCSRAH12AAJ | DLFSHAH12XAJ | Ductless | Singlezone | Non-ducted indoor units (Mini-splits) | 11800 | 7100 | 2.5999 | 7800 | 2.0099
HEIL | HEIL |  | 201835718 | HRCU-A-CB | DLCSRAH24AAK | DLFSDAH24XAK | Ductless | Singlezone | ducted indoor units (Mini-splits) | 24000 | 17400 | 2.9699 | 30000 | 1.9299
Hisense (Guangdong) Air Conditioning Co., Ltd | Hisense | AS-09UW3SXE**00（** indicate panel） | 201981253 | HRCU-A-CB-O | AS-09UW3SXE00 | AS-09UW3SXE**00（** indicate panel） | Ductless | Singlezone | Minisplit | 10500 | 6500 | 2.6999 | 9250 | 2.2591
Hisense (Guangdong) Air Conditioning Co., Ltd | Hisense | AS-12UW3SXA**00（** indicate panel） | 201981254 | HRCU-A-CB-O | AS-12UW3SXA00 | AS-12UW3SXA**00（** indicate panel） | Ductless | Singlezone | Minisplit | 13000 | 8000 | 3.1699 | 12030 | 2.4099
International Comfort Products | HEIL | High Wall System | 8177081 | HRCU-A-CB-O | DLCAHB09K1A | DLFAHH09K1A | Ductless | Single-zone | Non-ducted indoor units (Mini-splits) | 9000 | 5500 | 2.893 | 10488 | 1.979
International Comfort Products | KEEPRITE | High Wall System | 8177082 | HRCU-A-CB-O | DLCAHB09K1A | DLFAHH09K1A | Ductless | Single-zone | Non-ducted indoor units (Mini-splits) | 9000 | 5500 | 2.893 | 10488 | 1.979
International Comfort Products | TEMPSTAR | High Wall System | 8177083 | HRCU-A-CB-O | DLCAHB09K1A | DLFAHH09K1A | Ductless | Single-zone | Non-ducted indoor units (Mini-splits) | 9000 | 5500 | 2.893 | 10488 | 1.979
International Comfort Products | DAY & NIGHT | High Wall System | 8177084 | HRCU-A-CB-O | DLCAHB09K1A | DLFAHH09K1A | Ductless | Single-zone | Non-ducted indoor units (Mini-splits) | 9000 | 5500 | 2.893 | 10488 | 1.979
International Comfort Products | ARCOAIRE | High Wall System | 8177085 | HRCU-A-CB-O | DLCAHB09K1A | DLFAHH09K1A | Ductless | Single-zone | Non-ducted indoor units (Mini-splits) | 9000 | 5500 | 2.893 | 10488 | 1.979
International Comfort Products | KENMORE | High Wall System | 8177086 | HRCU-A-CB-O | DLCAHB09K1A | DLFAHH09K1A | Ductless | Single-zone | Non-ducted indoor units (Mini-splits) | 9000 | 5500 | 2.893 | 10488 | 1.979
International Comfort Products | COMFORTMAKER | High Wall System | 8177087 | HRCU-A-CB-O | DLCAHB09K1A | DLFAHH09K1A | Ductless | Single-zone | Non-ducted indoor units (Mini-splits) | 9000 | 5500 | 2.893 | 10488 | 1.979
International Comfort Products | HEIL | High Wall System | 8177090 | HRCU-A-CB-O | DLCAHB12K1A | DLFAHH12K1A | Ductless | Single-zone | Non-ducted indoor units (Mini-splits) | 13000 | 13000 | 3.143 | 13000 | 2.76
International Comfort Products | KEEPRITE | High Wall System | 8177091 | HRCU-A-CB-O | DLCAHB12K1A | DLFAHH12K1A | Ductless | Single-zone | Non-ducted indoor units (Mini-splits) | 13000 | 13000 | 3.143 | 13000 | 2.76
International Comfort Products | TEMPSTAR | High Wall System | 8177092 | HRCU-A-CB-O | DLCAHB12K1A | DLFAHH12K1A | Ductless | Single-zone | Non-ducted indoor units (Mini-splits) | 13000 | 13000 | 3.143 | 13000 | 2.76
International Comfort Products | DAY & NIGHT | High Wall System | 8177093 | HRCU-A-CB-O | DLCAHB12K1A | DLFAHH12K1A | Ductless | Single-zone | Non-ducted indoor units (Mini-splits) | 13000 | 13000 | 3.143 | 13000 | 2.76
International Comfort Products | ARCOAIRE | High Wall System | 8177094 | HRCU-A-CB-O | DLCAHB12K1A | DLFAHH12K1A | Ductless | Single-zone | Non-ducted indoor units (Mini-splits) | 13000 | 13000 | 3.143 | 13000 | 2.76
International Comfort Products | KENMORE | High Wall System | 8177095 | HRCU-A-CB-O | DLCAHB12K1A | DLFAHH12K1A | Ductless | Single-zone | Non-ducted indoor units (Mini-splits) | 13000 | 13000 | 3.143 | 13000 | 2.76
International Comfort Products | COMFORTMAKER | High Wall System | 8177096 | HRCU-A-CB-O | DLCAHB12K1A | DLFAHH12K1A | Ductless | Single-zone | Non-ducted indoor units (Mini-splits) | 13000 | 13000 | 3.143 | 13000 | 2.76
International Comfort Products | HEIL | High Wall System | 8177099 | HRCU-A-CB-O | DLCAHB18K1A | DLFAHH18K1A | Ductless | Single-zone | Non-ducted indoor units (Mini-splits) | 19000 | 12717 | 2.501 | 19190 | 2.85
International Comfort Products | KEEPRITE | High Wall System | 8177100 | HRCU-A-CB-O | DLCAHB18K1A | DLFAHH18K1A | Ductless | Single-zone | Non-ducted indoor units (Mini-splits) | 19000 | 12717 | 2.501 | 19190 | 2.85
International Comfort Products | TEMPSTAR | High Wall System | 8177101 | HRCU-A-CB-O | DLCAHB18K1A | DLFAHH18K1A | Ductless | Single-zone | Non-ducted indoor units (Mini-splits) | 19000 | 12717 | 2.501 | 19190 | 2.85
International Comfort Products | DAY & NIGHT | High Wall System | 8177102 | HRCU-A-CB-O | DLCAHB18K1A | DLFAHH18K1A | Ductless | Single-zone | Non-ducted indoor units (Mini-splits) | 19000 | 12717 | 2.501 | 19190 | 2.85
International Comfort Products | ARCOAIRE | High Wall System | 8177103 | HRCU-A-CB-O | DLCAHB18K1A | DLFAHH18K1A | Ductless | Single-zone | Non-ducted indoor units (Mini-splits) | 19000 | 12717 | 2.501 | 19190 | 2.85
International Comfort Products | KENMORE | High Wall System | 8177104 | HRCU-A-CB-O | DLCAHB18K1A | DLFAHH18K1A | Ductless | Single-zone | Non-ducted indoor units (Mini-splits) | 19000 | 12717 | 2.501 | 19190 | 2.85
International Comfort Products | COMFORTMAKER | High Wall System | 8177105 | HRCU-A-CB-O | DLCAHB18K1A | DLFAHH18K1A | Ductless | Single-zone | Non-ducted indoor units (Mini-splits) | 19000 | 12717 | 2.501 | 19190 | 2.85
Johnson Controls Inc. | York |  | 10309025 | HRCU-A-CB | YZV48B21 | MVC20DN21 | Centrally Ducted | N/A | N/A | 58000 | 42500 | 2.5599 | 34000 | 2.5099
Johnson Controls Inc. | Coleman |  | 10309106 | HRCU-A-CB | HC20B4821 | CM50DE3A1+MVC20DN21 | Centrally Ducted | N/A | N/A | 58000 | 42500 | 2.5599 | 34000 | 2.5099
Johnson Controls Inc. | Luxaire |  | 10309107 | HRCU-A-CB | HL20B4821 | CM50DE3A1+MVC20DN21 | Centrally Ducted | N/A | N/A | 58000 | 42500 | 2.5599 | 34000 | 2.5099
Johnson Controls Inc. | Fraser-Johnston |  | 10309108 | HRCU-A-CB | HL20B4821 | CM50DE3A1+MVC20DN21 | Centrally Ducted | N/A | N/A | 58000 | 42500 | 2.5599 | 34000 | 2.5099
Johnson Controls Inc. | Champion |  | 10309109 | HRCU-A-CB | HL20B4821 | CM50DE3A1+MVC20DN21 | Centrally Ducted | N/A | N/A | 58000 | 42500 | 2.5599 | 34000 | 2.5099
KEEPRITE | KEEPRITE |  | 201835652 | HRCU-A-CB-O | DLCPRAH09AAK | DLFPHAH09XAK | Ductless | Singlezone | Non-ducted indoor units (Mini-splits) | 10000 | 7200 | 2.7805 | 13047 | 1.9751
KEEPRITE | KEEPRITE |  | 201835666 | HRCU-A-CB-O | DLCSRAH09AAJ | DLFSHAH09XAJ | Ductless | Singlezone | Non-ducted indoor units (Mini-splits) | 9800 | 5600 | 2.6499 | 6880 | 1.9499
KEEPRITE | KEEPRITE |  | 201835669 | HRCU-A-CB-O | DLCSRAH12AAJ | DLFSHAH12XAJ | Ductless | Singlezone | Non-ducted indoor units (Mini-splits) | 11800 | 7100 | 2.5999 | 7800 | 2.0099
KEEPRITE | KEEPRITE |  | 201835719 | HRCU-A-CB | DLCSRAH24AAK | DLFSDAH24XAK | Ductless | Singlezone | ducted indoor units (Mini-splits) | 24000 | 17400 | 2.9699 | 30000 | 1.9299
KENMORE | KENMORE |  | 201835749 | HRCU-A-CB-O | DLCPRAH09AAK | DLFPHAH09XAK | Ductless | Singlezone | Non-ducted indoor units (Mini-splits) | 10000 | 7200 | 2.7805 | 13047 | 1.9751
KENMORE | KENMORE |  | 201835762 | HRCU-A-CB-O | DLCSRAH09AAJ | DLFSHAH09XAJ | Ductless | Singlezone | Non-ducted indoor units (Mini-splits) | 9800 | 5600 | 2.6499 | 6880 | 1.9499
KENMORE | KENMORE |  | 201835764 | HRCU-A-CB-O | DLCSRAH12AAJ | DLFSHAH12XAJ | Ductless | Singlezone | Non-ducted indoor units (Mini-splits) | 11800 | 7100 | 2.5999 | 7800 | 2.0099
KENMORE | KENMORE |  | 201835815 | HRCU-A-CB | DLCSRAH24AAK | DLFSDAH24XAK | Ductless | Singlezone | ducted indoor units (Mini-splits) | 24000 | 17400 | 2.9699 | 30000 | 1.9299
Lennox Industries | Lennox |  | 201842143 | HRCU-A-CB | XP20-024-230A** | CBA38MV-030-230 | Centrally Ducted | N/A | N/A | 21600 | 14000 | 2.5327 | 12400 | 2.2025
Lennox Industries | Lennox |  | 201953307 | HRCU-A-CB | XP20-036-230A** | CBA38MV-042-230 | Centrally Ducted | N/A | N/A | 33000 | 21400 | 2.5087 | 18600 | 2.1631
LG ELECTRONICS | LG | LG | 10567394 | HRCU-A-CB-O | LSU090HSV5 | LSN090HSV5 | Ductless | Single-zone | Non-ducted indoor units (Mini-splits) | 10900 | 6690 | 3.4397 | 9570 | 2.8047
LG ELECTRONICS | LG | LG | 10570123 | HRCU-A-CB-O | LSU120HSV5 | LSN120HSV5 | Ductless | Single-zone | Non-ducted indoor units (Mini-splits) | 13600 | 8350 | 2.8455 | 11930 | 2.3785
LG ELECTRONICS | LG | LG | 10567391 | HRCU-A-CB-O | LSU180HSV5 | LSN180HSV5 | Ductless | Single-zone | Non-ducted indoor units (Mini-splits) | 21600 | 13250 | 2.7737 | 19300 | 2.2808
LG ELECTRONICS | LG | LG | 10567393 | HRCU-A-CB-O | LSU090HSV5 | LAN090HSV5 | Ductless | Single-zone | Non-ducted indoor units (Mini-splits) | 10900 | 6690 | 3.4397 | 9570 | 2.8047
LG Electronics Canada, Inc. | LG | Prestige (Canada) | 6233140 | HRCU-A-CB-O | LAU120HYV | LAN120HYV | Ductless | Single-Zone | Non-ducted indoor units (Mini-splits) | 13600 | 8350 | 3.5466 | 13720 | 2.7353
LG Electronics Canada, Inc. | LG | Prestige (Canada) | 8584525 | HRCU-A-CB-O | LAU180HYV1 | LAN180HYV1 | Ductless | Single-Zone | Non-ducted indoor units (Mini-splits) | 22000 | 13000 | 2.781 | 19300 | 2.3666
LG Electronics Canada, Inc. | LG | Prestige (Canada) | 8584526 | HRCU-A-CB-O | LAU240HYV1 | LAN240HYV1 | Ductless | Single-Zone | Non-ducted indoor units (Mini-splits) | 27000 | 17200 | 2.8005 | 23690 | 2.2396
LG Electronics USA, Inc | LG |  | 5859619 | HRCU-A-CB-O | LUU187HV | LCN187HV | Ductless | Single-zone | Non-ducted indoor units (Mini-splits) | 20000 | 12500 | 2.9 | 11271 | 2.2
LG Electronics USA, Inc | LG |  | 6236101 | HRCU-A-CB-O | LSU240HSV3 | LSN240HSV3 | Ductless | Single-zone | Non-ducted indoor units (Mini-splits) | 27600 | 16940 | 2.6 | 24220 | 2.1
LG Electronics USA, Inc | LG |  | 7012586 | HRCU-A-CB-O | LSU240HLV | LSN240HLV | Ductless | Single-zone | Non-ducted indoor units (Mini-splits) | 27000 | 16570 | 2.5 | 23690 | 2.1
LG Electronics USA, Inc | LG |  | 7180062 | HMSV-A-CB | LMU24CHV | Non-Ducted Indoor Units | Ductless | Multi-zone | Non-ducted indoor units | 24000 | 14500 | 2.7 | 14595 | 2.6
LG Electronics USA, Inc | LG |  | 7180063 | HMSV-A-CB | LMU36CHV | Non-Ducted Indoor Units | Ductless | Multi-zone | Non-ducted indoor units | 36000 | 20000 | 2.6 | 22057 | 2.5
LG Electronics USA, Inc | LG |  | 7184507 | HMSV-A-CB | LMU24CHV | Mixed | Ductless | Multi-zone | Mixed Ducted and Non-ducted indoor units | 23250 | 14250 | 2.6 | 14109 | 2.4
LG Electronics USA, Inc | LG |  | 7484109 | HRCU-A-CB-O | LSU090HSV4 | LAN090HSV4 | Ductless | Single-zone | Non-ducted indoor units (Mini-splits) | 10800 | 6630 | 3.6635 | 9570 | 2.8
LG Electronics USA, Inc | LG |  | 7484110 | HRCU-A-CB-O | LSU090HSV4 | LSN090HSV4 | Ductless | Single-zone | Non-ducted indoor units (Mini-splits) | 10800 | 6630 | 3.6635 | 9570 | 2.8
LG Electronics USA, Inc | LG |  | 7484111 | HRCU-A-CB-O | LSU120HSV4 | LAN120HSV4 | Ductless | Single-zone | Non-ducted indoor units (Mini-splits) | 13300 | 8160 | 3.1402 | 11670 | 2.4
LG Electronics USA, Inc | LG |  | 7484112 | HRCU-A-CB-O | LSU120HSV4 | LSN120HSV4 | Ductless | Single-zone | Non-ducted indoor units (Mini-splits) | 13300 | 8160 | 3.1402 | 11670 | 2.4
LG Electronics USA, Inc | LG |  | 7849625 | HRCU-A-CB-O | LAU120HYV1 | LAN120HYV1 | Ductless | Single-zone | Non-ducted indoor units (Mini-splits) | 12000 | 7360 | 2.8303 | 13720 | 2.7
LG Electronics USA, Inc | LG |  | 7947563 | HRCU-A-CB-O | LAU090HYV1 | LAN090HYV1 | Ductless | Single-zone | Non-ducted indoor units (Mini-splits) | 11000 | 6750 | 2.9162 | 11220 | 2.9
LG Electronics USA, Inc | LG |  | 8111355 | HMSV-A-CB | LMU30CHV | Non-Ducted Indoor Units | Ductless | Multi-zone | Non-ducted indoor units | 32000 | 19600 | 2.7 | 20622 | 2.5
LG Electronics USA, Inc | LG |  | 8111358 | HMSV-A-CB | LMU480HV | Non-Ducted Indoor Units | Ductless | Multi-zone | Non-ducted indoor units | 54000 | 34080 | 3.3 | 38900 | 2.5
LG Electronics USA, Inc. | LG |  | 10399150 | HRCU-A-CB-O | LUU368HV | LVN360HV4 | Centrally Ducted | N/A | N/A | 40000 | 25600 | 2.7282 | 30000 | 1.9982
LG Electronics USA, Inc. | LG |  | 10443471 | HMSV-A-CB | LMU420HHV | NON- DUCTED INDOOR UNITS | Ductless | Multi-zone | WALL/CEILING CASSETTE | 45000 | 29000 | 3.0487 | 45000 | 2.1479
LG Electronics USA, Inc. | LG |  | 10443472 | HMSV-A-CB | LMU360HHV | NON- DUCTED INDOOR UNITS | Ductless | Multi-zone | WALL/CEILING CASSETTE | 41000 | 28000 | 3.0487 | 41000 | 2.1118
LG Electronics USA, Inc. | LG |  | 10443472 | HMSV-A-CB | LMU360HHV | NON- DUCTED INDOOR UNITS | Ductless | Multi-zone | WALL/CEILING CASSETTE | 41000 | 28000 | 3.0487 | 41000 | 2.1118
LG Electronics USA, Inc. | LG |  | 10443474 | HMSV-A-CB | LMU420HHV | DUCTED INDOOR UNITS | Ductless | Multi-zone | Ducted Indoor Units | 45000 | 29000 | 2.7199 | 45000 | 2.0671
LG Electronics USA, Inc. | LG |  | 10444103 | HMSV-A-CB | LMU420HHV | MIXED DUCTED AND DUCTLESS | Ductless | Multi-zone | Mixed Ducted and Non-ducted indoor units | 45000 | 29000 | 2.7469 | 45000 | 2.1067
LG Electronics USA, Inc. | LG |  | 10445111 | HMSV-A-CB | LMU360HHV | MIXED DUCTED AND DUCTLESS | Ductless | Multi-zone | MIXED DUCTED AND DUCTLESS | 40500 | 27500 | 2.6776 | 40500 | 2.0571
LG Electronics USA, Inc. | LG |  | 10444103 | HMSV-A-CB | LMU420HHV | MIXED DUCTED AND DUCTLESS | Ductless | Multi-zone | MIXED DUCTED AND DUCTLESS | 45000 | 29000 | 2.7505 | 45000 | 2.1067
Midea | Midea |  | 201753970 | HRCU-A-CB-O | 38MPRAQ09AA3 | DHMPHAQ09XA3 | Ductless | Singlezone | Non-ducted indoor units (Mini-splits) | 10000 | 7200 | 2.7805 | 13047 | 1.9751
MIDEA | MIDEA |  | 201753972 | HRCU-A-CB-O | DLCPRAH09AAK | DLFPHAH09XAK | Ductless | Singlezone | Non-ducted indoor units (Mini-splits) | 10000 | 7200 | 2.7805 | 13047 | 1.9751
MIDEA | MIDEA |  | 201756545 | HRCU-A-CB-O | DLCSRAH09AAJ | DLFSHAH09XAJ | Ductless | Singlezone | Non-ducted indoor units (Mini-splits) | 9800 | 5600 | 2.6499 | 6880 | 1.9499
MIDEA | MIDEA |  | 201756546 | HRCU-A-CB-O | DLCSRAH12AAJ | DLFSHAH12XAJ | Ductless | Singlezone | Non-ducted indoor units (Mini-splits) | 11800 | 7100 | 2.5999 | 7800 | 2.0099
MIDEA | MIDEA |  | 201796612 | HRCU-A-CB | DLCSRAH24AAK | DLFSDAH24XAK | Ductless | Singlezone | ducted indoor units (Mini-splits) | 24000 | 17400 | 2.9699 | 30000 | 1.9299
Mitsubishi Electric Cooling & Heating | Mitsubishi | M-Series | 4908219 | HRCU-A-CB-O | MUZ-FE09NA | MSZ-FE09NA | Ductless | Single-zone | Non-ducted indoor units (Mini-splits) | 10900 | 6700 | 3.02 | 10900 | 2.19
Mitsubishi Electric Cooling & Heating | Mitsubishi | M-Series | 4934170 | HRCU-A-CB-O | MUZ-FE12NA | MSZ-FE12NA | Ductless | Single-zone | Non-ducted indoor units (Mini-splits) | 13600 | 8300 | 3.04 | 13600 | 2.46
Mitsubishi Electric Cooling & Heating | Mitsubishi | M-Series; KJ-Series | 201754291 | HRCU-A-CB-O | MUFZ-KJ12NAHZ | MFZ-KJ12NA | Ductless | Single-zone | Non-ducted indoor units (Mini-splits) | 13000 | 8800 | 2.77 | 13000 | 2.1
Mitsubishi Electric Cooling & Heating | Mitsubishi | M-Series | 201754293 | HRCU-A-CB-O | MUFZ-KJ18NAHZ | MFZ-KJ18NA | Ductless | Single-zone | Non-ducted indoor units (Mini-splits) | 21000 | 12800 | 2.62 | 21000 | 2.05
Mitsubishi Electric Cooling & Heating | Mitsubishi Electric | Mitsubishi Electric | 201754295 | HRCU-A-CB-O | MUZ-FE12NAH | MSZ-FE12NA | Ductless | Single-zone | Non-ducted indoor units (Wall Mount) | 13600 | 8400 | 2.9307 | 12500 | 2.304
Mitsubishi Electric Cooling & Heating | Mitsubishi | M-Series H2i | 201754296 | HRCU-A-CB-O | MUZ-FH09NA | MSZ-FH09NA | Ductless | Single-zone | Non-ducted indoor units (Mini-splits) | 10900 | 6700 | 3.27 | 10900 | 2.32
Mitsubishi Electric Cooling & Heating | Mitsubishi Electric | Mitsubishi Electric | 201754297 | HRCU-A-CB-O | MUZ-FH09NAH | MSZ-FH09NAH | Ductless | Single-zone | Non-ducted indoor units (Mini-splits) | 10900 | 6700 | 2.73 | 10900 | 2.73
Mitsubishi Electric Cooling & Heating | Mitsubishi | M-Series H2i | 201754298 | HRCU-A-CB-O | MUZ-FH12NA | MSZ-FH12NA | Ductless | Single-zone | Non-ducted indoor units (Mini-splits) | 13600 | 8000 | 3.26 | 13600 | 2.21
Mitsubishi Electric Cooling & Heating | Mitsubishi Electric | Mitsubishi Electric | 201754299 | HRCU-A-CB-O | MUZ-FH12NAH | MSZ-FH12NAH | Ductless | Single-zone | Non-ducted indoor units (Mini-splits) | 13600 | 8100 | 2.83 | 13600 | 2.07
Mitsubishi Electric Cooling & Heating | Mitsubishi | M-Series | 201754302 | HRCU-A-CB-O | MUZ-FH18NA2 | MSZ-FH18NA2 | Ductless | Single-zone | Non-ducted indoor units (Mini-splits) | 20300 | 13700 | 3.04 | 20300 | 2.01
Mitsubishi Electric Cooling & Heating | Mitsubishi Electric | Mitsubishi Electric | 201754303 | HRCU-A-CB-O | MUZ-FH18NAH2 | MSZ-FH18NA | Ductless | Single-zone | Non-ducted indoor units (Wall Mount) | 20300 | 12480 | 2.926 | 20900 | 2.0554
Mitsubishi Electric Cooling & Heating | Mitsubishi Electric | Mitsubishi Electric | 201754311 | HRCU-A-CB-O | MUZ-GL12NA-U1 | MSZ-GL12NA-U1 | Ductless | Single-zone | Non-ducted indoor units (Mini-splits) | 14400 | 9200 | 3.0991 | 10200 | 2.9307
Mitsubishi Electric Cooling & Heating | Mitsubishi Electric | Mitsubishi Electric | 201754315 | HRCU-A-CB-O | MUZ-GL18NA-U1 | MSZ-GL18NA-U1 | Ductless | Single-zone | Non-ducted indoor units (Mini-splits) | 21600 | 13800 | 2.7327 | 15100 | 2.3539
Mitsubishi Electric Cooling & Heating | Mitsubishi Electric | Mitsubishi Electric | 201754316 | HRCU-A-CB-O | MUZ-GL24NA-U1 | MSZ-GL24NA-U1 | Ductless | Single-zone | Non-ducted indoor units (Mini-splits) | 27600 | 16000 | 2.6492 | 20200 | 1.9799
Mitsubishi Electric Cooling & Heating | Mitsubishi Electric | Mitsubishi Electric | 201754318 | HRCU-A-CB-O | PUZ-A24NHA7 | PLA-A24EA7 | Ductless | Single-zone | Non-ducted indoor units (Mini-splits) | 26000 | 14900 | 2.7292 | 13000 | 2.7214
Mitsubishi Electric Cooling & Heating | Mitsubishi Electric | Mitsubishi Electric | 201754319 | HRCU-A-CB-O | PUZ-A36NKA7 | PLA-A36EA7 | Ductless | Single-zone | Non-ducted indoor units (Mini-splits) | 38000 | 22000 | 2.5894 | 21600 | 2.4347
Mitsubishi Electric Cooling & Heating | Mitsubishi Electric | Mitsubishi Electric | 201754324 | HRCU-A-CB | SUZ-KA12NA | SEZ-KD12NA | Ductless | Single-zone | Ducted Indoor Units | 13600 | 9000 | 2.867 | 7400 | 2.4097
Mitsubishi Electric Cooling & Heating | Mitsubishi Electric | Mitsubishi Electric | 201754325 | HRCU-A-CB | SUZ-KA18NA | SEZ-KD18NA | Ductless | Single-zone | Ducted Indoor Units | 21600 | 13100 | 2.8439 | 9900 | 2.198
Mitsubishi Electric Cooling & Heating | Mitsubishi | M-Series | 201754416 | HRCU-A-CB-O | MUFZ-KJ09NAHZ | MFZ-KJ09NA | Ductless | Single-zone | Non-ducted indoor units (Mini-splits) | 11000 | 7500 | 2.75 | 11000 | 2.01
Mitsubishi Electric Cooling & Heating | Mitsubishi Electric | Mitsubishi Electric | 201754425 | HRCU-A-CB-O | MUZ-FE09NAH | MSZ-FE09NA | Ductless | Single-zone | Non-ducted indoor units (Wall Mount) | 10900 | 6700 | 2.9307 | 11200 | 2.7709
Mitsubishi Electric Cooling & Heating | Mitsubishi | M-Series H2i | 201754426 | HRCU-A-CB-O | MUZ-FH06NA | MSZ-FH06NA | Ductless | Single-zone | Non-ducted indoor units (Mini-splits) | 8700 | 5900 | 3.46 | 8700 | 2.8
Mitsubishi Electric Cooling & Heating | Mitsubishi Electric | Mitsubishi Electric | 201754427 | HRCU-A-CB-O | MUZ-FH06NAH | MSZ-FH06NAH | Ductless | Single-zone | Non-ducted indoor units (Mini-splits) | 8700 | 5900 | 2.75 | 8700 | 2.45
Mitsubishi Electric Cooling & Heating | Mitsubishi Electric | Mitsubishi Electric | 201754444 | HMSV-A-CB | PUMY-P36NKMU1 | Ducted indoor units | Ductless | Multi-zone | Ducted Indoor Units | 42000 | 26600 | 2.6003 | 30000 | 2.2544
Mitsubishi Electric Cooling & Heating | Mitsubishi Electric | Mitsubishi Electric | 201754445 | HMSV-A-CB | PUMY-P36NKMU1 | Non-ducted | Ductless | Multi-zone | Non-ducted indoor units | 42000 | 26400 | 2.9873 | 29000 | 2.3002
Mitsubishi Electric Cooling & Heating | Mitsubishi Electric | Mitsubishi Electric | 201754447 | HMSV-A-CB | PUMY-P48NKMU1 | Non-ducted | Ductless | Multi-zone | Non-ducted indoor units | 54000 | 31400 | 2.9214 | 36400 | 2.2
Mitsubishi Electric Cooling & Heating | Mitsubishi Electric | Mitsubishi Electric | 201754640 | HMSV-A-CB | PUMY-P60NKMU1 | Non-ducted | Ductless | Multi-zone | Non-ducted indoor units | 66000 | 41500 | 2.5988 | 57000 | 1.9999
Mitsubishi Electric Cooling & Heating | Mitsubishi Electric | Mitsubishi Electric | 201754642 | HMSV-A-CB | MXZ-2C20NA2 | Non-ducted | Ductless | Multi-zone | Non-ducted indoor units | 22000 | 12500 | 2.818 | 11100 | 2.0332
Mitsubishi Electric Cooling & Heating | Mitsubishi Electric | Mitsubishi Electric | 201754648 | HRCU-A-CB-O | MUZ-GL09NA-U1 | MSZ-GL09NA-U1 | Ductless | Single-zone | Non-ducted indoor units (Mini-splits) | 10900 | 6700 | 3.1168 | 8000 | 2.7583
Mitsubishi Electric Cooling & Heating | Mitsubishi | M-Series H2i | 201754904 | HMSV-A-CB | MXZ-3C24NAHZ2 | Non-Ducted Indoor Units | Ductless | Multi-zone | Non-ducted indoor units | 25000 | 14000 | 2.53 | 25000 | 1.92
Mitsubishi Electric Cooling & Heating | Mitsubishi | M-Series H2i | 201754911 | HMSV-A-CB | MXZ-4C36NAHZ | Non-Ducted Indoor Units | Ductless | Multi-zone | Non-ducted indoor units | 45000 | 34000 | 2.85 | 45000 | 2.41
Mitsubishi Electric Cooling & Heating | Mitsubishi | M-Series H2i | 201754926 | HMSV-A-CB | MXZ-5C42NAHZ | Non-Ducted Indoor Units | Ductless | Multi-zone | Non-ducted indoor units | 48000 | 35800 | 2.87 | 48000 | 2.51
Mitsubishi Electric Cooling & Heating | Mitsubishi | M-Series H2i | 201755020 | HMSV-A-CB | MXZ-4C36NAHZ | Mixed | Ductless | Multi-zone | Mixed Ducted and Non-ducted indoor units | 45000 | 35000 | 2.54 | 45000 | 2.16
Mitsubishi Electric Cooling & Heating | Mitsubishi Electric | Mitsubishi Electric | 201755026 | HMSV-A-CB | PUMY-P36NKMU1 | Mixed | Ductless | Multi-zone | Mixed Ducted and Non-ducted indoor units | 42000 | 26500 | 2.7797 | 29000 | 2.2378
Nortek Global | Maytag | M1200 | 5597453 | HRCU-A-CB | PSH4BG024K | B6VMAX024K-B | Centrally Ducted | N/A | N/A | 22400 | 14200 | 2.7744 | 12600 | 2.0515
Nortek Global | Maytag | M1200 | 5597457 | HRCU-A-CB | PSH4BG036K | B6VMAX036K-B | Centrally Ducted | N/A | N/A | 34400 | 21800 | 2.6621 | 20100 | 2.2657
Nortek Global | Maytag | M1200 | 10296728 | HRCU-A-CB | PSH1BG4CVRX24K | B6VMAX24K-B | Centrally Ducted | N/A | N/A | 22400 | 14200 | 2.7744 | 12600 | 2.0515
Nortek Global | Maytag | M1200 | 10296733 | HRCU-A-CB | PSH1BG4CVRX36K | B6VMAX36K-B | Centrally Ducted | N/A | N/A | 34400 | 21800 | 2.6621 | 20100 | 2.2657
Panasonic | Panasonic | Exterios E:Deluxe | 7958200 | HRCU-A-CB-O | CS-E18RKUA | CU-E18RKUAW | Ductless | Single-zone | Non-ducted indoor units (Mini-splits) | 21600 | 11600 | 2.6167 | 10100 | 2.2438
Panasonic | Panasonic | Low-Profile Ducted | 9125308 | HRCU-A-CB-O | CU-E9SD3UA | CS-E9SD3UAW | Ductless | Single-zone | Non-ducted indoor units (Mini-splits) | 9000 | 7900 | 2.5458 | 7800 | 2.0607
Panasonic | Panasonic | Wall Mounted | 9571162 | HRCU-A-CB-O | CU-XE15SKUA | CS-XE15SKUA | Ductless | Single-zone | Non-ducted indoor units (Mini-splits) | 18000 | 11000 | 3.16 | 15700 | 1.98
Panasonic | Panasonic | Exterios XE | 201900302 | HRCU-A-CB-O | CU-XE15SKUA-1 | CS-XE15SKUA-1 | Ductless | Singlezone | Mini-Split | 17200 | 18200 | 5.2293 | 17200 | 1.9768
Payne | Payne |  | 201753410 | HRCU-A-CB-O | 38MPRAQ09AA3 | DHMPHAQ09XA3 | Ductless | Singlezone | Non-ducted indoor units (Mini-splits) | 10000 | 7200 | 2.7805 | 13047 | 1.9751
SAMSUNG ELECTRONICS CO., LTD. | SAMSUNG | FJM | 10348192 | HMSV-A-CB | AJ020MCS3CH/AA | Non-ducted | Ductless | Multi-zone | Non-ducted indoor units (Wall Mount) | 22000 | 13000 | 2.6275 | 22000 | 1.9538
SAMSUNG ELECTRONICS CO., LTD. | SAMSUNG | Smart Whisper Max Heat | 201993481 | HRCU-A-CB-O | AR18NSWSPWKX | AR18NSWSPWKN | Ductless | Singlezone | Non-ducted indoor units (Mini-splits) | 20600 | 13000 | 2.8646 | 21040 | 2.1117
TEMPSTAR | TEMPSTAR |  | 201835748 | HRCU-A-CB-O | DLCPRAH09AAK | DLFPHAH09XAK | Ductless | Singlezone | Non-ducted indoor units (Mini-splits) | 10000 | 7200 | 2.7805 | 13047 | 1.9751
TEMPSTAR | TEMPSTAR |  | 201835763 | HRCU-A-CB-O | DLCSRAH09AAJ | DLFSHAH09XAJ | Ductless | Singlezone | Non-ducted indoor units (Mini-splits) | 9800 | 5600 | 2.6499 | 6880 | 1.9499
TEMPSTAR | TEMPSTAR |  | 201835765 | HRCU-A-CB-O | DLCSRAH12AAJ | DLFSHAH12XAJ | Ductless | Singlezone | Non-ducted indoor units (Mini-splits) | 11800 | 7100 | 2.5999 | 7800 | 2.0099
TEMPSTAR | TEMPSTAR |  | 201835814 | HRCU-A-CB | DLCSRAH24AAK | DLFSDAH24XAK | Ductless | Singlezone | ducted indoor units (Mini-splits) | 24000 | 17400 | 2.9699 | 30000 | 1.9299
Trane | Trane |  | 6749942 | HRCU-A-CB | 4TWV0024A1 | *AM8C0B30V21 | Centrally Ducted | N/A | N/A | 20200 | 16800 | 2.5 | 13000 | 2.08
Trane | Trane |  | 6750459 | HRCU-A-CB | 4TWV8024A1 | *AM8C0B30V21 | Centrally Ducted | N/A | N/A | 20000 | 16800 | 2.5 | 13000 | 2.08
Trane | Trane |  | 7151531 | HRCU-A-CB-O | 4TXK2709A10N0AA | 4MXW2709A10N0AA | Ductless | Single-zone | Non-ducted indoor units (Mini-splits) | 9800 | 5800 | 2.7058 | 8000 | 2.1412
Trane | Trane |  | 7151533 | HRCU-A-CB-O | 4TXK2712A10NAA | 4MXW2712A10N0AA | Ductless | Single-zone | Non-ducted indoor units (Mini-splits) | 13000 | 8000 | 3.1261 | 8300 | 2.1507
Trane | Trane |  | 7151535 | HRCU-A-CB-O | 4TXK2718A10N0AA | 4MXW2718A10N0AA | Ductless | Single-zone | Non-ducted indoor units (Mini-splits) | 19000 | 12100 | 2.8144 | 15400 | 1.9709
Trane | Trane |  | 9150123 | HRCU-A-CB-O | 4TXK3812A10NUAA | 4MXW3812A10NUAA | Ductless | Single-zone | Non-ducted indoor units (Mini-splits) | 12200 | 8100 | 3.2079 | 13304 | 2.1794
Trane | Trane |  | 9150127 | HRCU-A-CB-O | 4TXK3824A10NUAA | 4MXW3824A10NUAA | Ductless | Single-zone | Non-ducted indoor units (Mini-splits) | 24000 | 15500 | 2.8934 | 24233 | 2.2368
Trane/Mitsubishi Electric | Trane/Mitsubishi Electric |  | 202102774 | HRCU-A-CB-O | MUFZ-KJ09NAHZ | MFZ-KJ09NA | Ductless | Single-zone | Non-ducted indoor units (Mini-splits) | 11000 | 7500 | 2.75 | 11000 | 2.01
Trane/Mitsubishi Electric | Trane/Mitsubishi Electric |  | 202102775 | HRCU-A-CB-O | MUFZ-KJ12NAHZ | MFZ-KJ12NA | Ductless | Single-zone | Non-ducted indoor units (Mini-splits) | 13000 | 8800 | 2.77 | 13000 | 2.1
Trane/Mitsubishi Electric | Trane/Mitsubishi Electric |  | 202102777 | HRCU-A-CB-O | MUFZ-KJ18NAHZ | MFZ-KJ18NA | Ductless | Single-zone | Non-ducted indoor units (Mini-splits) | 21000 | 12800 | 2.62 | 21000 | 2.05
Trane/Mitsubishi Electric | Trane/Mitsubishi Electric |  | 202102780 | HRCU-A-CB-O | MUZ-FH06NA | MSZ-FH06NA | Ductless | Single-zone | Non-ducted indoor units (Mini-splits) | 8700 | 5900 | 3.46 | 8700 | 2.8
Trane/Mitsubishi Electric | Trane/Mitsubishi Electric |  | 202102781 | HRCU-A-CB-O | MUZ-FH06NAH | MSZ-FH06NAH | Ductless | Single-zone | Non-ducted indoor units (Mini-splits) | 8700 | 5900 | 2.75 | 8700 | 2.45
Trane/Mitsubishi Electric | Trane/Mitsubishi Electric |  | 202102782 | HRCU-A-CB-O | MUZ-FH09NA | MSZ-FH09NA | Ductless | Single-zone | Non-ducted indoor units (Mini-splits) | 10900 | 6700 | 3.27 | 10900 | 2.32
Trane/Mitsubishi Electric | Trane/Mitsubishi Electric |  | 202102783 | HRCU-A-CB-O | MUZ-FH09NAH | MSZ-FH09NAH | Ductless | Single-zone | Non-ducted indoor units (Mini-splits) | 10900 | 6700 | 2.73 | 10900 | 2.73
Trane/Mitsubishi Electric | Trane/Mitsubishi Electric |  | 202102784 | HRCU-A-CB-O | MUZ-FH12NA | MSZ-FH12NA | Ductless | Single-zone | Non-ducted indoor units (Mini-splits) | 13600 | 8000 | 3.26 | 13600 | 2.21
Trane/Mitsubishi Electric | Trane/Mitsubishi Electric |  | 202102785 | HRCU-A-CB-O | MUZ-FH12NAH | MSZ-FH12NAH | Ductless | Single-zone | Non-ducted indoor units (Mini-splits) | 13600 | 8100 | 2.83 | 13600 | 2.07
Trane/Mitsubishi Electric | Trane/Mitsubishi Electric |  | 202102788 | HRCU-A-CB-O | MUZ-FH18NA2 | MSZ-FH18NA2 | Ductless | Single-zone | Non-ducted indoor units (Mini-splits) | 20300 | 13700 | 3.04 | 20300 | 2.01
Trane/Mitsubishi Electric | Trane/Mitsubishi Electric |  | 202102789 | HRCU-A-CB-O | MUZ-FH18NAH2 | MSZ-FH18NA | Ductless | Single-zone | Non-ducted indoor units (Wall Mount) | 20300 | 12480 | 2.926 | 20900 | 2.0554
Trane/Mitsubishi Electric | Trane/Mitsubishi Electric |  | 202102790 | HRCU-A-CB-O | MUZ-GL09NA-U1 | MSZ-GL09NA-U1 | Ductless | Single-zone | Non-ducted indoor units (Mini-splits) | 10900 | 6700 | 3.1168 | 8000 | 2.7583
Trane/Mitsubishi Electric | Trane/Mitsubishi Electric |  | 202102791 | HRCU-A-CB-O | MUZ-GL12NA-U1 | MSZ-GL12NA-U1 | Ductless | Single-zone | Non-ducted indoor units (Mini-splits) | 14400 | 9200 | 3.0991 | 10200 | 2.9307
Trane/Mitsubishi Electric | Trane/Mitsubishi Electric |  | 202102793 | HRCU-A-CB-O | MUZ-GL18NA-U1 | MSZ-GL18NA-U1 | Ductless | Single-zone | Non-ducted indoor units (Mini-splits) | 21600 | 13800 | 2.7327 | 15100 | 2.3539
Trane/Mitsubishi Electric | Trane/Mitsubishi Electric |  | 202102794 | HRCU-A-CB-O | MUZ-GL24NA-U1 | MSZ-GL24NA-U1 | Ductless | Single-zone | Non-ducted indoor units (Mini-splits) | 27600 | 16000 | 2.6492 | 20200 | 1.9799
Trane/Mitsubishi Electric | Trane/Mitsubishi Electric |  | 202102758 | HMSV-A-CB | MXZ-2C20NA2 | Non-Ducted Indoor Units | Ductless | Multi-zone | Non-ducted indoor units | 22000 | 12500 | 2.818 | 11100 | 2.0332
Trane/Mitsubishi Electric | Trane/Mitsubishi Electric |  | 202102761 | HMSV-A-CB | MXZ-3C24NAHZ2 | Non-Ducted Indoor Units | Ductless | Multi-zone | Non-ducted indoor units | 25000 | 14000 | 2.53 | 25000 | 1.92
Trane/Mitsubishi Electric | Trane/Mitsubishi Electric |  | 202102765 | HMSV-A-CB | MXZ-4C36NAHZ | Non-Ducted Indoor Units | Ductless | Multi-zone | Non-ducted indoor units | 45000 | 34000 | 2.85 | 45000 | 2.41
Trane/Mitsubishi Electric | Trane/Mitsubishi Electric |  | 202102872 | HMSV-A-CB | MXZ-4C36NAHZ | Mixed | Ductless | Multi-zone | Mixed Ducted and Non-ducted indoor units | 45000 | 35000 | 2.54 | 45000 | 2.16
Trane/Mitsubishi Electric | Trane/Mitsubishi Electric |  | 202102767 | HMSV-A-CB | MXZ-5C42NAHZ | Non-Ducted Indoor Units | Ductless | Multi-zone | Non-ducted indoor units | 48000 | 35800 | 2.87 | 48000 | 2.51
Trane/Mitsubishi Electric | Trane/Mitsubishi Electric |  | 202102755 | HMSV-A-CB | PUMY-P36NKMU* | Ducted indoor units | Ductless | Multi-zone | Ducted Indoor Units | 42000 | 26600 | 2.6003 | 30000 | 2.2544
Trane/Mitsubishi Electric | Trane/Mitsubishi Electric |  | 202102771 | HMSV-A-CB | PUMY-P36NKMU* | Non-Ducted Indoor Units | Ductless | Multi-zone | Non-ducted indoor units | 42000 | 26400 | 2.9873 | 29000 | 2.3002
Trane/Mitsubishi Electric | Trane/Mitsubishi Electric |  | 202102878 | HMSV-A-CB | PUMY-P36NKMU* | Mixed | Ductless | Multi-zone | Mixed Ducted and Non-ducted indoor units | 42000 | 26500 | 2.7797 | 29000 | 2.2378
Trane/Mitsubishi Electric | Trane/Mitsubishi Electric |  | 202102772 | HMSV-A-CB | PUMY-P48NKMU* | Non-Ducted Indoor Units | Ductless | Multi-zone | Non-ducted indoor units | 54000 | 31400 | 2.9214 | 36400 | 2.2
Trane/Mitsubishi Electric | Trane/Mitsubishi Electric |  | 202102773 | HMSV-A-CB | PUMY-P60NKMU* | Non-Ducted Indoor Units | Ductless | Multi-zone | Non-ducted indoor units | 66000 | 41500 | 2.5988 | 57000 | 1.9999
Trane/Mitsubishi Electric | Trane/Mitsubishi Electric |  | 202102812 | HRCU-A-CB-O | PUZ-A24NHA7*** | PLA-A24EA7 | Ductless | Single-zone | Non-ducted indoor units (Mini-splits) | 26000 | 14900 | 2.7292 | 13000 | 2.7214
Trane/Mitsubishi Electric | Trane/Mitsubishi Electric |  | 202102822 | HRCU-A-CB-O | PUZ-A36NKA7*** | PLA-A36EA7 | Ductless | Single-zone | Non-ducted indoor units (Mini-splits) | 38000 | 22000 | 2.5894 | 21600 | 2.4347
Trane/Mitsubishi Electric | Trane/Mitsubishi Electric |  | 202102846 | HRCU-A-CB | SUZ-KA12NA | SEZ-KD12NA | Ductless | Single-zone | Ducted Indoor Units | 13600 | 9000 | 2.867 | 7400 | 2.4097
Trane/Mitsubishi Electric | Trane/Mitsubishi Electric |  | 202102853 | HRCU-A-CB | SUZ-KA18NA | SEZ-KD18NA | Ductless | Single-zone | Ducted Indoor Units | 21600 | 13100 | 2.8439 | 9900 | 2.198

## July 2018
APS Eligible Small ASHP Models
Updated July 2018
Manufacturer | Brand (if applicable) | Model Name | AHRI Certificate No. | AHRI Type | Indoor Unit Model(s) | Outdoor Unit Model | Centrally Ducted or Ductless | If Ductless, Multi-zone or Single-zone? | Ductless Indoor Type | Rated Capacity 47°F | Rated Capacity 17°F | COP at Rated Capacity 17°F | Maximum Capacity 5°F | COP at Max. Capacity 5°F
Amana Heating and air Conditioning | Amana | AVZC20 | 10324704 | HRCU-A-CB | AVZC200241A* | CA*F3642*6D*+MBVC1200**-1A*+TX | Centrally Ducted | N/A | N/A | 23600 | 13915 | 2.7425 | 11400 | 2.09
Amana Heating and air Conditioning | Amana | AVZC20 | 10324706 | HRCU-A-CB | AVZC200481A* | CA*F4961*6D*+MBVC2000**-1A*+TX | Centrally Ducted | N/A | N/A | 45500 | 28254 | 2.83 | 26000 | 1.97
Amana Heating and air Conditioning | Amana | AVZC20 | 10324707 | HRCU-A-CB | AVZC200601A* | CA*F4961*6D*+MBVC2000**-1A*+TX | Centrally Ducted | N/A | N/A | 50000 | 32293 | 2.73 | 26000 | 1.98
American Standard | American Standard | AccuComfort Platinum 20 | 6749789 | HRCU-A-CB | 4A6V0024A1 | *AM8C0B30V21 | Centrally Ducted | N/A | N/A | 20200 | 16800 | 2.5 | 13000 | 2.08
American Standard | American Standard | AccuComfort Platinum 18 | 6750455 | HRCU-A-CB | 4A6V8024A1 | *AM8C0B30V21 | Centrally Ducted | N/A | N/A | 20000 | 16800 | 2.5 | 13000 | 2.08
American Standard | American Standard |  | 7151530 | HRCU-A-CB-O | 4TXK2709A10N0AA | 4MXW2709A10N0AA | Ductless | Single-zone | Non-ducted indoor units (Mini-splits) | 9800 | 5800 | 2.7058 | 8000 | 2.1412
American Standard | American Standard |  | 7151532 | HRCU-A-CB-O | 4TXK2712A10NAA | 4MXW2712A10N0AA | Ductless | Single-zone | Non-ducted indoor units (Mini-splits) | 13000 | 8000 | 3.1261 | 8300 | 2.1507
American Standard | American Standard |  | 7151534 | HRCU-A-CB-O | 4TXK2718A10N0AA | 4MXW2718A10N0AA | Ductless | Single-zone | Non-ducted indoor units (Mini-splits) | 19000 | 12100 | 2.8144 | 15400 | 1.9709
American Standard | American Standard |  | 9150128 | HRCU-A-CB-O | 4TXK3824A10NUAA | 4MXW3824A10NUAA | Ductless | Single-zone | Non-ducted indoor units (Mini-splits) | 24000 | 15500 | 2.8934 | 24233 | 2.2368
American Standard/Mitsubishi Electric | American Standard/Mitsubishi Electric |  | 202102443 | HMSV-A-CB | MXZ-2C20NA2 | Non-Ducted Indoor Units | Ductless | Multi-zone | Non-ducted indoor units | 22000 | 12500 | 2.818 | 11100 | 2.0332
American Standard/Mitsubishi Electric | American Standard/Mitsubishi Electric |  | 202102446 | HMSV-A-CB | MXZ-3C24NAHZ2 | Non-Ducted Indoor Units | Ductless | Multi-zone | Non-ducted indoor units | 25000 | 14000 | 2.53 | 25000 | 1.92
American Standard/Mitsubishi Electric | American Standard/Mitsubishi Electric |  | 202102450 | HMSV-A-CB | MXZ-4C36NAHZ | Non-Ducted Indoor Units | Ductless | Multi-zone | Non-ducted indoor units | 45000 | 34000 | 2.85 | 45000 | 2.41
American Standard/Mitsubishi Electric | American Standard/Mitsubishi Electric |  | 202106831 | HMSV-A-CB | MXZ-4C36NAHZ | Mixed | Ductless | Multi-zone | Mixed Ducted and Non-ducted indoor units | 45000 | 35000 | 2.54 | 45000 | 2.16
American Standard/Mitsubishi Electric | American Standard/Mitsubishi Electric |  | 202102452 | HMSV-A-CB | MXZ-5C42NAHZ | Non-Ducted Indoor Units | Ductless | Multi-zone | Non-ducted indoor units | 48000 | 35800 | 2.87 | 48000 | 2.51
American Standard/Mitsubishi Electric | American Standard/Mitsubishi Electric |  | 202102440 | HMSV-A-CB | PUMY-P36NKMU* | Ducted indoor units | Ductless | Multi-zone | Ducted Indoor Units | 42000 | 26600 | 2.6003 | 30000 | 2.2544
American Standard/Mitsubishi Electric | American Standard/Mitsubishi Electric |  | 202102456 | HMSV-A-CB | PUMY-P36NKMU* | Non-Ducted Indoor Units | Ductless | Multi-zone | Non-ducted indoor units | 42000 | 26400 | 2.9873 | 29000 | 2.3002
American Standard/Mitsubishi Electric | American Standard/Mitsubishi Electric |  | 202106837 | HMSV-A-CB | PUMY-P36NKMU* | Mixed | Ductless | Multi-zone | Mixed Ducted and Non-ducted indoor units | 42000 | 26500 | 2.7797 | 29000 | 2.2378
American Standard/Mitsubishi Electric | American Standard/Mitsubishi Electric |  | 202102457 | HMSV-A-CB | PUMY-P48NKMU* | Non-Ducted Indoor Units | Ductless | Multi-zone | Non-ducted indoor units | 54000 | 31400 | 2.9214 | 36400 | 2.2
American Standard/Mitsubishi Electric | American Standard/Mitsubishi Electric |  | 202102458 | HMSV-A-CB | PUMY-P60NKMU* | Non-Ducted Indoor Units | Ductless | Multi-zone | Non-ducted indoor units | 66000 | 41500 | 2.5988 | 57000 | 1.9999
American Standard/Mitsubishi Electric | American Standard/Mitsubishi Electric |  | 202102531 | HRCU-A-CB | SUZ-KA12NA | SEZ-KD12NA | Ductless | Single-zone | Ducted Indoor Units | 13600 | 9000 | 2.867 | 7400 | 2.4097
American Standard/Mitsubishi Electric | American Standard/Mitsubishi Electric |  | 202102538 | HRCU-A-CB | SUZ-KA18NA | SEZ-KD18NA | Ductless | Single-zone | Ducted Indoor Units | 21600 | 13100 | 2.8439 | 9900 | 2.198
American Standard/Mitsubishi Electric | American Standard/Mitsubishi Electric |  | 202102459 | HRCU-A-CB-O | MUFZ-KJ09NAHZ | MFZ-KJ09NA | Ductless | Single-zone | Non-ducted indoor units (Mini-splits) | 11000 | 7500 | 2.75 | 11000 | 2.01
American Standard/Mitsubishi Electric | American Standard/Mitsubishi Electric |  | 202102460 | HRCU-A-CB-O | MUFZ-KJ12NAHZ | MFZ-KJ12NA | Ductless | Single-zone | Non-ducted indoor units (Mini-splits) | 13000 | 8800 | 2.77 | 13000 | 2.1
American Standard/Mitsubishi Electric | American Standard/Mitsubishi Electric |  | 202102462 | HRCU-A-CB-O | MUFZ-KJ18NAHZ | MFZ-KJ18NA | Ductless | Single-zone | Non-ducted indoor units (Mini-splits) | 21000 | 12800 | 2.62 | 21000 | 2.05
American Standard/Mitsubishi Electric | American Standard/Mitsubishi Electric |  | 202102465 | HRCU-A-CB-O | MUZ-FH06NA | MSZ-FH06NA | Ductless | Single-zone | Non-ducted indoor units (Mini-splits) | 8700 | 5900 | 3.46 | 8700 | 2.8
American Standard/Mitsubishi Electric | American Standard/Mitsubishi Electric |  | 202102466 | HRCU-A-CB-O | MUZ-FH06NAH | MSZ-FH06NAH | Ductless | Single-zone | Non-ducted indoor units (Mini-splits) | 8700 | 5900 | 2.75 | 8700 | 2.45
American Standard/Mitsubishi Electric | American Standard/Mitsubishi Electric |  | 202102467 | HRCU-A-CB-O | MUZ-FH09NA | MSZ-FH09NA | Ductless | Single-zone | Non-ducted indoor units (Mini-splits) | 10900 | 6700 | 3.27 | 10900 | 2.32
American Standard/Mitsubishi Electric | American Standard/Mitsubishi Electric |  | 202102468 | HRCU-A-CB-O | MUZ-FH09NAH | MSZ-FH09NAH | Ductless | Single-zone | Non-ducted indoor units (Mini-splits) | 10900 | 6700 | 2.73 | 10900 | 2.73
American Standard/Mitsubishi Electric | American Standard/Mitsubishi Electric |  | 202102469 | HRCU-A-CB-O | MUZ-FH12NA | MSZ-FH12NA | Ductless | Single-zone | Non-ducted indoor units (Mini-splits) | 13600 | 8000 | 3.26 | 13600 | 2.21
American Standard/Mitsubishi Electric | American Standard/Mitsubishi Electric |  | 202102470 | HRCU-A-CB-O | MUZ-FH12NAH | MSZ-FH12NAH | Ductless | Single-zone | Non-ducted indoor units (Mini-splits) | 13600 | 8100 | 2.83 | 13600 | 2.07
American Standard/Mitsubishi Electric | American Standard/Mitsubishi Electric |  | 202102473 | HRCU-A-CB-O | MUZ-FH18NA2 | MSZ-FH18NA2 | Ductless | Single-zone | Non-ducted indoor units (Mini-splits) | 20300 | 13700 | 3.04 | 20300 | 2.01
American Standard/Mitsubishi Electric | American Standard/Mitsubishi Electric |  | 202102474 | HRCU-A-CB-O | MUZ-FH18NAH2 | MSZ-FH18NA | Ductless | Single-zone | Non-ducted indoor units (Wall Mount) | 20300 | 12480 | 2.926 | 20900 | 2.0554
American Standard/Mitsubishi Electric | American Standard/Mitsubishi Electric |  | 202102475 | HRCU-A-CB-O | MUZ-GL09NA-U1 | MSZ-GL09NA-U1 | Ductless | Single-zone | Non-ducted indoor units (Mini-splits) | 10900 | 6700 | 3.1168 | 8000 | 2.7583
American Standard/Mitsubishi Electric | American Standard/Mitsubishi Electric |  | 202102476 | HRCU-A-CB-O | MUZ-GL12NA-U1 | MSZ-GL12NA-U1 | Ductless | Single-zone | Non-ducted indoor units (Mini-splits) | 14400 | 9200 | 3.0991 | 10200 | 2.9307
American Standard/Mitsubishi Electric | American Standard/Mitsubishi Electric |  | 202102478 | HRCU-A-CB-O | MUZ-GL18NA-U1 | MSZ-GL18NA-U1 | Ductless | Single-zone | Non-ducted indoor units (Mini-splits) | 21600 | 13800 | 2.7327 | 15100 | 2.3539
American Standard/Mitsubishi Electric | American Standard/Mitsubishi Electric |  | 202102479 | HRCU-A-CB-O | MUZ-GL24NA-U1 | MSZ-GL24NA-U1 | Ductless | Single-zone | Non-ducted indoor units (Mini-splits) | 27600 | 16000 | 2.6492 | 20200 | 1.9799
American Standard/Mitsubishi Electric | American Standard/Mitsubishi Electric |  | 202102497 | HRCU-A-CB-O | PUZ-A24NHA7*** | PLA-A24EA7 | Ductless | Single-zone | Non-ducted indoor units (Mini-splits) | 26000 | 14900 | 2.7292 | 13000 | 2.7214
American Standard/Mitsubishi Electric | American Standard/Mitsubishi Electric |  | 202102507 | HRCU-A-CB-O | PUZ-A36NKA7*** | PLA-A36EA7 | Ductless | Single-zone | Non-ducted indoor units (Mini-splits) | 38000 | 22000 | 2.5894 | 21600 | 2.4347
ARCOAIRE | ARCOAIRE |  | 201835538 | HRCU-A-CB | DLCSRAH24AAK | DLFSDAH24XAK | Ductless | Singlezone | ducted indoor units (Mini-splits) | 24000 | 17400 | 2.97 | 30000 | 1.93
ARCOAIRE | ARCOAIRE |  | 201835506 | HRCU-A-CB-O | DLCPRAH09AAK | DLFPHAH09XAK | Ductless | Singlezone | Non-ducted indoor units (Mini-splits) | 10000 | 7200 | 2.7805 | 13047 | 1.9751
ARCOAIRE | ARCOAIRE |  | 201835513 | HRCU-A-CB-O | DLCSRAH09AAJ | DLFSHAH09XAJ | Ductless | Singlezone | Non-ducted indoor units (Mini-splits) | 9800 | 5600 | 2.65 | 6880 | 1.95
ARCOAIRE | ARCOAIRE |  | 201835514 | HRCU-A-CB-O | DLCSRAH12AAJ | DLFSHAH12XAJ | Ductless | Singlezone | Non-ducted indoor units (Mini-splits) | 11800 | 7100 | 2.5638 | 7800 | 2.0099
Bosch | Bosch | Bosch Climate 5000 ductless minisplit series | 9966837 | HRCU-A-CB-O | BMS500-AAS009-0CSXXA | BMS500-AAU009-0AHXXA | Ductless | Single-zone | Non-ducted indoor units (Mini-splits) | 9800 | 5800 | 2.7197 | 6516 | 2.0468
Bosch | Bosch | Bosch Climate 5000 ductless minisplit series | 9966838 | HRCU-A-CB-O | BMS500-AAS009-1CSXXA | BMS500-AAU009-1AHXXA | Ductless | Single-zone | Non-ducted indoor units (Mini-splits) | 9800 | 6300 | 2.6797 | 6609 | 1.9177
Bosch | Bosch | Bosch Climate 5000 ductless minisplit series | 9966839 | HRCU-A-CB-O | BMS500-AAS012-0CSXXA | BMS500-AAU012-0AHXXA | Ductless | Single-zone | Non-ducted indoor units (Mini-splits) | 12000 | 7500 | 2.5411 | 5736 | 2.0229
Bryant | Bryant | Evolution Series | 9893462 | HRCU-A-CB | 280ANV024000 | FE4ANF002L+UI | Centrally Ducted | N/A | N/A | 24000 | 25200 | 2.5567 | 19800 | 2.0741
Bryant | Bryant | Evolution Series | 9893463 | HRCU-A-CB | 280ANV024000 | FE4AN(B,F)003+UI | Centrally Ducted | N/A | N/A | 23800 | 25000 | 2.5364 | 19800 | 2.0741
Bryant | Bryant® Heating and Cooling Systems | Bryant® Extreme Heat Pump | 9893474 | HRCU-A-CB | 280ANV024*0**A* | CAP**3617AL*+UI & 98(6*B,7*A)42080V17*** | Centrally Ducted | N/A | N/A | 24000 | 25200 | 2.516 | 21779.04 | 2.2398
Bryant | Bryant® Heating and Cooling Systems | Bryant® Extreme Heat Pump | 9893476 | HRCU-A-CB | 280ANV024*0**A* | CAP**3621AL*+UI & 98(6*B,7*A)42080V17*** | Centrally Ducted | N/A | N/A | 24000 | 25200 | 2.516 | 21779.04 | 2.2398
Bryant | Bryant® Heating and Cooling Systems | Bryant® Extreme Heat Pump | 9893477 | HRCU-A-CB | 280ANV024*0**A* | CAP**4221AL*+UI & 98(6*B,7*A)42060V17*** | Centrally Ducted | N/A | N/A | 23800 | 25200 | 2.5407 | 21565.52 | 2.2618
Bryant | Bryant® Heating and Cooling Systems | Bryant® Extreme Heat Pump | 9893478 | HRCU-A-CB | 280ANV024*0**A* | CAP**4221AL*+UI & 98(6*B,7*A)42080V17*** | Centrally Ducted | N/A | N/A | 23800 | 25200 | 2.5661 | 21565.52 | 2.2844
Bryant | Bryant® Heating and Cooling Systems | Bryant® Extreme Heat Pump | 9893479 | HRCU-A-CB | 280ANV024*0**A* | CAP**4224AL*+UI & 98(6*B,7*A)66120V24*** | Centrally Ducted | N/A | N/A | 23600 | 25000 | 2.5663 | 21352 | 2.2846
Bryant | Bryant® Heating and Cooling Systems | Bryant® Extreme Heat Pump | 9893482 | HRCU-A-CB | 280ANV024*0**A* | CAP**4821AL*+UI & 98(6*B,7*A)42060V17*** | Centrally Ducted | N/A | N/A | 23200 | 25000 | 2.6773 | 20924.96 | 2.3834
Bryant | Bryant® Heating and Cooling Systems | Bryant® Extreme Heat Pump | 9893483 | HRCU-A-CB | 280ANV024*0**A* | CAP**4821AL*+UI & 98(6*B,7*A)42080V17*** | Centrally Ducted | N/A | N/A | 23200 | 24800 | 2.6773 | 20924.96 | 2.3834
Bryant | Bryant® Heating and Cooling Systems | Bryant® Extreme Heat Pump | 9893484 | HRCU-A-CB | 280ANV024*0**A* | CAP**4824AL*+UI & 98(6*B,7*A)66120V24*** | Centrally Ducted | N/A | N/A | 23000 | 24800 | 2.6788 | 20711.44 | 2.3847
Bryant | Bryant® Heating and Cooling Systems | Bryant® Extreme Heat Pump | 9893485 | HRCU-A-CB | 280ANV024*0**A* | CAP**6021AL*+UI & 98(6*B,7*A)42060V17*** | Centrally Ducted | N/A | N/A | 22800 | 24600 | 2.7082 | 20711.44 | 2.4109
Bryant | Bryant® Heating and Cooling Systems | Bryant® Extreme Heat Pump | 9893486 | HRCU-A-CB | 280ANV024*0**A* | CAP**6021AL*+UI & 98(6*B,7*A)42080V17*** | Centrally Ducted | N/A | N/A | 22800 | 24600 | 2.7082 | 20711.44 | 2.4109
Bryant | Bryant® Heating and Cooling Systems | Bryant® Extreme Heat Pump | 9893487 | HRCU-A-CB | 280ANV024*0**A* | CAP**6024AL*+UI & 98(6*B,7*A)66120V24*** | Centrally Ducted | N/A | N/A | 22600 | 24400 | 2.7101 | 20497.92 | 2.4126
Bryant | Bryant® Heating and Cooling Systems | Bryant® Extreme Heat Pump | 9893492 | HRCU-A-CB | 280ANV024*0**A* | CNPV*4217AL*+UI & 98(6*B,7*A)42060V17*** | Centrally Ducted | N/A | N/A | 23400 | 25200 | 2.6201 | 21138.48 | 2.3325
Bryant | Bryant® Heating and Cooling Systems | Bryant® Extreme Heat Pump | 9893493 | HRCU-A-CB | 280ANV024*0**A* | CNPV*4217AL*+UI & 98(6*B,7*A)42080V17*** | Centrally Ducted | N/A | N/A | 23400 | 25200 | 2.6201 | 21138.48 | 2.3325
Bryant | Bryant® Heating and Cooling Systems | Bryant® Extreme Heat Pump | 9893494 | HRCU-A-CB | 280ANV024*0**A* | CNPV*4221AL*+UI & 98(6*B,7*A)42060V17*** | Centrally Ducted | N/A | N/A | 23600 | 25200 | 2.5407 | 21352 | 2.2618
Bryant | Bryant® Heating and Cooling Systems | Bryant® Extreme Heat Pump | 9893495 | HRCU-A-CB | 280ANV024*0**A* | CNPV*4221AL*+UI & 98(6*B,7*A)42080V17*** | Centrally Ducted | N/A | N/A | 23400 | 25200 | 2.5407 | 21138.48 | 2.2618
Bryant | Bryant® Heating and Cooling Systems | Bryant® Extreme Heat Pump | 9893496 | HRCU-A-CB | 280ANV024*0**A* | CNPV*4821AL*+UI & 98(6*B,7*A)42060V17*** | Centrally Ducted | N/A | N/A | 23400 | 25000 | 2.6758 | 21138.48 | 2.3821
Bryant | Bryant® Heating and Cooling Systems | Bryant® Extreme Heat Pump | 9893497 | HRCU-A-CB | 280ANV024*0**A* | CNPV*4821AL*+UI & 98(6*B,7*A)42080V17*** | Centrally Ducted | N/A | N/A | 23200 | 25000 | 2.6773 | 20924.96 | 2.3834
Bryant | Bryant® Heating and Cooling Systems | Bryant® Extreme Heat Pump | 9893498 | HRCU-A-CB | 280ANV024*0**A* | CNPV*4824AL*+UI & 98(6*B,7*A)66120V24*** | Centrally Ducted | N/A | N/A | 23200 | 25000 | 2.7064 | 20924.96 | 2.4093
Bryant | Bryant® Heating and Cooling Systems | Bryant® Extreme Heat Pump | 9893499 | HRCU-A-CB | 280ANV024*0**A* | CNPV*6024AL*+UI & 98(6*B,7*A)66120V24*** | Centrally Ducted | N/A | N/A | 23400 | 25000 | 2.7046 | 21138.48 | 2.4077
Bryant | Bryant® Heating and Cooling Systems | Bryant® Extreme Heat Pump | 9893500 | HRCU-A-CB | 280ANV024*0**A* | CSPH*3612AL*+UI & 98(6*B,7*A)42060V17*** | Centrally Ducted | N/A | N/A | 24000 | 25200 | 2.6177 | 21779.04 | 2.3303
Bryant | Bryant® Heating and Cooling Systems | Bryant® Extreme Heat Pump | 9893501 | HRCU-A-CB | 280ANV024*0**A* | CSPH*3612AL*+UI & 98(6*B,7*A)42080V17*** | Centrally Ducted | N/A | N/A | 23800 | 25200 | 2.6454 | 21565.52 | 2.355
Bryant | Bryant® Heating and Cooling Systems | Bryant® Extreme Heat Pump | 9893502 | HRCU-A-CB | 280ANV024*0**A* | CSPH*3612AL*+UI & 98(6*B,7*A)66120V24*** | Centrally Ducted | N/A | N/A | 23800 | 25000 | 2.6454 | 21565.52 | 2.355
Bryant | Bryant® Heating and Cooling Systems | Bryant® Extreme Heat Pump | 9893503 | HRCU-A-CB | 280ANV024*0**A* | CSPH*4212AL*+UI & 98(6*B,7*A)42060V17*** | Centrally Ducted | N/A | N/A | 23800 | 25200 | 2.673 | 21565.52 | 2.3796
Bryant | Bryant® Heating and Cooling Systems | Bryant® Extreme Heat Pump | 9893504 | HRCU-A-CB | 280ANV024*0**A* | CSPH*4212AL*+UI & 98(6*B,7*A)42080V17*** | Centrally Ducted | N/A | N/A | 23800 | 25000 | 2.673 | 21565.52 | 2.3796
Bryant | Bryant® Heating and Cooling Systems | Bryant® Extreme Heat Pump | 9893505 | HRCU-A-CB | 280ANV024*0**A* | CSPH*4212AL*+UI & 98(6*B,7*A)66120V24*** | Centrally Ducted | N/A | N/A | 23600 | 25000 | 2.6744 | 21352 | 2.3808
Bryant | Bryant® Heating and Cooling Systems | Bryant® Extreme Heat Pump | 9893506 | HRCU-A-CB | 280ANV024*0**A* | CSPH*4812AL*+UI & 98(6*B,7*A)42060V17*** | Centrally Ducted | N/A | N/A | 23400 | 25000 | 2.7046 | 21138.48 | 2.4077
Bryant | Bryant® Heating and Cooling Systems | Bryant® Extreme Heat Pump | 9893507 | HRCU-A-CB | 280ANV024*0**A* | CSPH*4812AL*+UI & 98(6*B,7*A)42080V17*** | Centrally Ducted | N/A | N/A | 23400 | 25000 | 2.7046 | 21138.48 | 2.4077
Bryant | Bryant® Heating and Cooling Systems | Bryant® Extreme Heat Pump | 9893508 | HRCU-A-CB | 280ANV024*0**A* | CSPH*4812AL*+UI & 98(6*B,7*A)66120V24*** | Centrally Ducted | N/A | N/A | 23200 | 25000 | 2.7361 | 20924.96 | 2.4358
Bryant | Bryant® Heating and Cooling Systems | Bryant® Extreme Heat Pump | 9893509 | HRCU-A-CB | 280ANV024*0**A* | CSPH*6012AL*+UI & 98(6*B,7*A)42060V17*** | Centrally Ducted | N/A | N/A | 23600 | 25000 | 2.7028 | 21352 | 2.4061
Bryant | Bryant® Heating and Cooling Systems | Bryant® Extreme Heat Pump | 9893510 | HRCU-A-CB | 280ANV024*0**A* | CSPH*6012AL*+UI & 98(6*B,7*A)42080V17*** | Centrally Ducted | N/A | N/A | 23400 | 25000 | 2.734 | 21138.48 | 2.4339
Bryant | Bryant® Heating and Cooling Systems | Bryant® Extreme Heat Pump | 9893511 | HRCU-A-CB | 280ANV024*0**A* | CSPH*6012AL*+UI & 98(6*B,7*A)66120V24*** | Centrally Ducted | N/A | N/A | 23400 | 25000 | 2.734 | 21138.48 | 2.4339
Bryant | Bryant® Heating and Cooling Systems | Bryant® Extreme Heat Pump | 9893514 | HRCU-A-CB | 280ANV024*0**A* | CAP**3621AL*+UI & 98(6*B,7*A)66100V21*** | Centrally Ducted | N/A | N/A | 23000 | 25000 | 2.5148 | 20711.44 | 2.2387
Bryant | Bryant® Heating and Cooling Systems | Bryant® Extreme Heat Pump | 9893515 | HRCU-A-CB | 280ANV024*0**A* | CAP**4221AL*+UI & 98(6*B,7MA)60060V21*** | Centrally Ducted | N/A | N/A | 23000 | 25200 | 2.5407 | 20711.44 | 2.2618
Bryant | Bryant® Heating and Cooling Systems | Bryant® Extreme Heat Pump | 9893516 | HRCU-A-CB | 280ANV024*0**A* | CAP**4221AL*+UI & 98(6*B,7*A)60080V21*** | Centrally Ducted | N/A | N/A | 23000 | 25000 | 2.5671 | 20711.44 | 2.2853
Bryant | Bryant® Heating and Cooling Systems | Bryant® Extreme Heat Pump | 9893517 | HRCU-A-CB | 280ANV024*0**A* | CAP**4221AL*+UI & 98(6*B,7*A)66100V21*** | Centrally Ducted | N/A | N/A | 23000 | 25000 | 2.5671 | 20711.44 | 2.2853
Bryant | Bryant® Heating and Cooling Systems | Bryant® Extreme Heat Pump | 9893518 | HRCU-A-CB | 280ANV024*0**A* | CAP**4224AL*+UI & 98(6*B,7MA)60060V21*** | Centrally Ducted | N/A | N/A | 23000 | 25200 | 2.5407 | 20711.44 | 2.2618
Bryant | Bryant® Heating and Cooling Systems | Bryant® Extreme Heat Pump | 9893519 | HRCU-A-CB | 280ANV024*0**A* | CAP**4224AL*+UI & 98(6*B,7*A)60080V21*** | Centrally Ducted | N/A | N/A | 23000 | 25000 | 2.5671 | 20711.44 | 2.2853
Bryant | Bryant® Heating and Cooling Systems | Bryant® Extreme Heat Pump | 9893520 | HRCU-A-CB | 280ANV024*0**A* | CAP**4224AL*+UI & 98(6*B,7*A)66100V21*** | Centrally Ducted | N/A | N/A | 23000 | 25000 | 2.5671 | 20711.44 | 2.2853
Bryant | Bryant® Heating and Cooling Systems | Bryant® Extreme Heat Pump | 9893521 | HRCU-A-CB | 280ANV024*0**A* | CAP**4821AL*+UI & 98(6*B,7MA)60060V21*** | Centrally Ducted | N/A | N/A | 22800 | 24800 | 2.7082 | 20711.44 | 2.4109
Bryant | Bryant® Heating and Cooling Systems | Bryant® Extreme Heat Pump | 9893522 | HRCU-A-CB | 280ANV024*0**A* | CAP**4821AL*+UI & 98(6*B,7*A)60080V21*** | Centrally Ducted | N/A | N/A | 22800 | 24800 | 2.7082 | 20711.44 | 2.4109
Bryant | Bryant® Heating and Cooling Systems | Bryant® Extreme Heat Pump | 9893523 | HRCU-A-CB | 280ANV024*0**A* | CAP**4821AL*+UI & 98(6*B,7*A)66100V21*** | Centrally Ducted | N/A | N/A | 22800 | 24800 | 2.7082 | 20711.44 | 2.4109
Bryant | Bryant® Heating and Cooling Systems | Bryant® Extreme Heat Pump | 9893524 | HRCU-A-CB | 280ANV024*0**A* | CAP**4824AL*+UI & 98(6*B,7MA)60060V21*** | Centrally Ducted | N/A | N/A | 22800 | 24800 | 2.7082 | 20711.44 | 2.4109
Bryant | Bryant® Heating and Cooling Systems | Bryant® Extreme Heat Pump | 9893525 | HRCU-A-CB | 280ANV024*0**A* | CAP**4824AL*+UI & 98(6*B,7*A)60080V21*** | Centrally Ducted | N/A | N/A | 22800 | 24800 | 2.7082 | 20711.44 | 2.4109
Bryant | Bryant® Heating and Cooling Systems | Bryant® Extreme Heat Pump | 9893526 | HRCU-A-CB | 280ANV024*0**A* | CAP**4824AL*+UI & 98(6*B,7*A)66100V21*** | Centrally Ducted | N/A | N/A | 22800 | 24800 | 2.7383 | 20711.44 | 2.4377
Bryant | Bryant® Heating and Cooling Systems | Bryant® Extreme Heat Pump | 9893527 | HRCU-A-CB | 280ANV024*0**A* | CAP**6021AL*+UI & 98(6*B,7MA)60060V21*** | Centrally Ducted | N/A | N/A | 23000 | 24800 | 2.6788 | 20711.44 | 2.3847
Bryant | Bryant® Heating and Cooling Systems | Bryant® Extreme Heat Pump | 9893528 | HRCU-A-CB | 280ANV024*0**A* | CAP**6021AL*+UI & 98(6*B,7*A)60080V21*** | Centrally Ducted | N/A | N/A | 23000 | 24800 | 2.7082 | 20711.44 | 2.4109
Bryant | Bryant® Heating and Cooling Systems | Bryant® Extreme Heat Pump | 9893529 | HRCU-A-CB | 280ANV024*0**A* | CAP**6021AL*+UI & 98(6*B,7*A)66100V21*** | Centrally Ducted | N/A | N/A | 23000 | 24800 | 2.7082 | 20711.44 | 2.4109
Bryant | Bryant® Heating and Cooling Systems | Bryant® Extreme Heat Pump | 9893530 | HRCU-A-CB | 280ANV024*0**A* | CAP**6024AL*+UI & 98(6*B,7MA)60060V21*** | Centrally Ducted | N/A | N/A | 23000 | 24800 | 2.6788 | 20711.44 | 2.3847
Bryant | Bryant® Heating and Cooling Systems | Bryant® Extreme Heat Pump | 9893531 | HRCU-A-CB | 280ANV024*0**A* | CAP**6024AL*+UI & 98(6*B,7*A)60080V21*** | Centrally Ducted | N/A | N/A | 23000 | 24800 | 2.7082 | 20711.44 | 2.4109
Bryant | Bryant® Heating and Cooling Systems | Bryant® Extreme Heat Pump | 9893532 | HRCU-A-CB | 280ANV024*0**A* | CAP**6024AL*+UI & 98(6*B,7*A)66100V21*** | Centrally Ducted | N/A | N/A | 23000 | 24800 | 2.7082 | 20711.44 | 2.4109
Bryant | Bryant® Heating and Cooling Systems | Bryant® Extreme Heat Pump | 9893536 | HRCU-A-CB | 280ANV024*0**A* | CNPV*4221AL*+UI & 98(6*B,7MA)60060V21*** | Centrally Ducted | N/A | N/A | 23400 | 25200 | 2.5407 | 21138.48 | 2.2618
Bryant | Bryant® Heating and Cooling Systems | Bryant® Extreme Heat Pump | 9893537 | HRCU-A-CB | 280ANV024*0**A* | CNPV*4221AL*+UI & 98(6*B,7*A)60080V21*** | Centrally Ducted | N/A | N/A | 23200 | 25200 | 2.5669 | 20924.96 | 2.2851
Bryant | Bryant® Heating and Cooling Systems | Bryant® Extreme Heat Pump | 9893538 | HRCU-A-CB | 280ANV024*0**A* | CNPV*4221AL*+UI & 98(6*B,7*A)66100V21*** | Centrally Ducted | N/A | N/A | 23200 | 25000 | 2.5669 | 20924.96 | 2.2851
Bryant | Bryant® Heating and Cooling Systems | Bryant® Extreme Heat Pump | 9893539 | HRCU-A-CB | 280ANV024*0**A* | CNPV*4824AL*+UI & 98(6*B,7MA)60060V21*** | Centrally Ducted | N/A | N/A | 23200 | 25000 | 2.6773 | 20924.96 | 2.3834
Bryant | Bryant® Heating and Cooling Systems | Bryant® Extreme Heat Pump | 9893540 | HRCU-A-CB | 280ANV024*0**A* | CNPV*4824AL*+UI & 98(6*B,7*A)60080V21*** | Centrally Ducted | N/A | N/A | 23000 | 25000 | 2.6788 | 20711.44 | 2.3847
Bryant | Bryant® Heating and Cooling Systems | Bryant® Extreme Heat Pump | 9893541 | HRCU-A-CB | 280ANV024*0**A* | CNPV*4824AL*+UI & 98(6*B,7*A)66100V21*** | Centrally Ducted | N/A | N/A | 23000 | 25000 | 2.7082 | 20711.44 | 2.4109
Bryant | Bryant® Heating and Cooling Systems | Bryant® Extreme Heat Pump | 9893542 | HRCU-A-CB | 280ANV024*0**A* | CNPV*6024AL*+UI & 98(6*B,7MA)60060V21*** | Centrally Ducted | N/A | N/A | 23400 | 25000 | 2.6758 | 21138.48 | 2.3821
Bryant | Bryant® Heating and Cooling Systems | Bryant® Extreme Heat Pump | 9893543 | HRCU-A-CB | 280ANV024*0**A* | CNPV*6024AL*+UI & 98(6*B,7*A)60080V21*** | Centrally Ducted | N/A | N/A | 23200 | 25000 | 2.7064 | 20924.96 | 2.4093
Bryant | Bryant® Heating and Cooling Systems | Bryant® Extreme Heat Pump | 9893544 | HRCU-A-CB | 280ANV024*0**A* | CNPV*6024AL*+UI & 98(6*B,7*A)66100V21*** | Centrally Ducted | N/A | N/A | 23200 | 25000 | 2.7064 | 20924.96 | 2.4093
Bryant | Bryant® Heating and Cooling Systems | Bryant® Extreme Heat Pump | 9893545 | HRCU-A-CB | 280ANV024*0**A* | CSPH*3612AL*+UI & 98(6*B,7MA)60060V21*** | Centrally Ducted | N/A | N/A | 23200 | 25200 | 2.6209 | 20924.96 | 2.3332
Bryant | Bryant® Heating and Cooling Systems | Bryant® Extreme Heat Pump | 9893546 | HRCU-A-CB | 280ANV024*0**A* | CSPH*3612AL*+UI & 98(6*B,7*A)60080V21*** | Centrally Ducted | N/A | N/A | 23200 | 25000 | 2.6209 | 20924.96 | 2.3332
Bryant | Bryant® Heating and Cooling Systems | Bryant® Extreme Heat Pump | 9893547 | HRCU-A-CB | 280ANV024*0**A* | CSPH*3612AL*+UI & 98(6*B,7*A)66100V21*** | Centrally Ducted | N/A | N/A | 23200 | 25000 | 2.6209 | 20924.96 | 2.3332
Bryant | Bryant® Heating and Cooling Systems | Bryant® Extreme Heat Pump | 9893548 | HRCU-A-CB | 280ANV024*0**A* | CSPH*4212AL*+UI & 98(6*B,7MA)60060V21*** | Centrally Ducted | N/A | N/A | 23200 | 25000 | 2.6773 | 20924.96 | 2.3834
Bryant | Bryant® Heating and Cooling Systems | Bryant® Extreme Heat Pump | 9893549 | HRCU-A-CB | 280ANV024*0**A* | CSPH*4212AL*+UI & 98(6*B,7*A)60080V21*** | Centrally Ducted | N/A | N/A | 23200 | 25000 | 2.7064 | 20924.96 | 2.4093
Bryant | Bryant® Heating and Cooling Systems | Bryant® Extreme Heat Pump | 9893550 | HRCU-A-CB | 280ANV024*0**A* | CSPH*4212AL*+UI & 98(6*B,7*A)66100V21*** | Centrally Ducted | N/A | N/A | 23000 | 25000 | 2.6788 | 20711.44 | 2.3847
Bryant | Bryant® Heating and Cooling Systems | Bryant® Extreme Heat Pump | 9893551 | HRCU-A-CB | 280ANV024*0**A* | CSPH*4812AL*+UI & 98(6*B,7MA)60060V21*** | Centrally Ducted | N/A | N/A | 23200 | 25000 | 2.7064 | 20924.96 | 2.4093
Bryant | Bryant® Heating and Cooling Systems | Bryant® Extreme Heat Pump | 9893552 | HRCU-A-CB | 280ANV024*0**A* | CSPH*4812AL*+UI & 98(6*B,7*A)60080V21*** | Centrally Ducted | N/A | N/A | 23000 | 25000 | 2.7082 | 20711.44 | 2.4109
Bryant | Bryant® Heating and Cooling Systems | Bryant® Extreme Heat Pump | 9893553 | HRCU-A-CB | 280ANV024*0**A* | CSPH*4812AL*+UI & 98(6*B,7*A)66100V21*** | Centrally Ducted | N/A | N/A | 23000 | 24800 | 2.7082 | 20711.44 | 2.4109
Bryant | Bryant® Heating and Cooling Systems | Bryant® Extreme Heat Pump | 9893554 | HRCU-A-CB | 280ANV024*0**A* | CSPH*6012AL*+UI & 98(6*B,7MA)60060V21*** | Centrally Ducted | N/A | N/A | 23200 | 25000 | 2.7361 | 20924.96 | 2.4358
Bryant | Bryant® Heating and Cooling Systems | Bryant® Extreme Heat Pump | 9893555 | HRCU-A-CB | 280ANV024*0**A* | CSPH*6012AL*+UI & 98(6*B,7*A)60080V21*** | Centrally Ducted | N/A | N/A | 23200 | 25000 | 2.74 | 20924.96 | 2.4358
Bryant | Bryant | Evolution Series | 9893556 | HRCU-A-CB | 280ANV036000 | FE4ANB006L+UI | Centrally Ducted | N/A | N/A | 33400 | 31600 | 2.8064 | 23600 | 2.2027
Bryant | Bryant | Evolution Series | 9893607 | HRCU-A-CB | 280ANV036000 | FE4ANF002L+UI | Centrally Ducted | N/A | N/A | 35404 | 33496 | 2.6094 | 33496 | 2.7424
Bryant | Bryant | Evolution Series | 9893608 | HRCU-A-CB | 280ANV036000 | FE4AN(B,F)003L+UI | Centrally Ducted | N/A | N/A | 35738 | 33812 | 2.6341 | 25252 | 2.0674
Bryant | Bryant | Evolution Series | 9893614 | HRCU-A-CB | 280ANV036000 | FE4AN(B,F)005L+UI | Centrally Ducted | N/A | N/A | 33400 | 31600 | 2.6228 | 23600 | 2.0586
Bryant | Bryant® Heating and Cooling Systems | Bryant® Extreme Heat Pump | 9893647 | HRCU-A-CB | 280ANV036*0**A* | CSPH*4212AL*+UI & 98(6*B,7*A)66120V24*** | Centrally Ducted | N/A | N/A | 34600 | 30200 | 2.5141 | 26705.12 | 2.3044
Bryant | Bryant® Heating and Cooling Systems | Bryant® Extreme Heat Pump | 9893664 | HRCU-A-CB | 280ANV036*0**A* | CAP**4821AL*+UI & 98(6*B,7*A)60080V21*** | Centrally Ducted | N/A | N/A | 33600 | 30000 | 2.5134 | 25934.78 | 2.3465
Bryant | Bryant® Heating and Cooling Systems | Bryant® Extreme Heat Pump | 9893665 | HRCU-A-CB | 280ANV036*0**A* | CAP**4821AL*+UI & 98(6*B,7*A)66100V21*** | Centrally Ducted | N/A | N/A | 33600 | 29800 | 2.5382 | 25934.78 | 2.3695
Bryant | Bryant® Heating and Cooling Systems | Bryant® Extreme Heat Pump | 9893667 | HRCU-A-CB | 280ANV036*0**A* | CAP**4824AL*+UI & 98(6*B,7*A)60080V21*** | Centrally Ducted | N/A | N/A | 33600 | 29800 | 2.5382 | 25934.78 | 2.3219
Bryant | Bryant® Heating and Cooling Systems | Bryant® Extreme Heat Pump | 9893668 | HRCU-A-CB | 280ANV036*0**A* | CAP**4824AL*+UI & 98(6*B,7*A)66100V21*** | Centrally Ducted | N/A | N/A | 33600 | 29800 | 2.5382 | 25934.78 | 2.393
Bryant | Bryant® Heating and Cooling Systems | Bryant® Extreme Heat Pump | 9893679 | HRCU-A-CB | 280ANV036*0**A* | CNPV*4821AL*+UI & 98(6*B,7*A)60080V21*** | Centrally Ducted | N/A | N/A | 33800 | 30000 | 2.5134 | 25934.78 | 2.324
Bryant | Bryant® Heating and Cooling Systems | Bryant® Extreme Heat Pump | 9893680 | HRCU-A-CB | 280ANV036*0**A* | CNPV*4821AL*+UI & 98(6*B,7*A)66100V21*** | Centrally Ducted | N/A | N/A | 33800 | 30000 | 2.5382 | 25934.78 | 2.3695
Bryant | Bryant® Heating and Cooling Systems | Bryant® Extreme Heat Pump | 9893682 | HRCU-A-CB | 280ANV036*0**A* | CNPV*4824AL*+UI & 98(6*B,7*A)60080V21*** | Centrally Ducted | N/A | N/A | 33800 | 30000 | 2.5134 | 25934.78 | 2.3246
Bryant | Bryant® Heating and Cooling Systems | Bryant® Extreme Heat Pump | 9893683 | HRCU-A-CB | 280ANV036*0**A* | CNPV*4824AL*+UI & 98(6*B,7*A)66100V21*** | Centrally Ducted | N/A | N/A | 33800 | 30000 | 2.5382 | 25934.78 | 2.3695
Bryant | Bryant® Heating and Cooling Systems | Bryant® Extreme Heat Pump | 9893691 | HRCU-A-CB | 280ANV036*0**A* | CSPH*4212AL*+UI & 98(6*B,7*A)60080V21*** | Centrally Ducted | N/A | N/A | 34000 | 30200 | 2.5382 | 26191.56 | 2.3246
Bryant | Bryant® Heating and Cooling Systems | Bryant® Extreme Heat Pump | 9893692 | HRCU-A-CB | 280ANV036*0**A* | CSPH*4212AL*+UI & 98(6*B,7*A)66100V21*** | Centrally Ducted | N/A | N/A | 33800 | 30000 | 2.5382 | 25934.78 | 2.393
Bryant | Bryant® Heating and Cooling Systems | Bryant® Extreme Heat Pump | 9893694 | HRCU-A-CB | 280ANV036*0**A* | CSPH*4812AL*+UI & 98(6*B,7*A)60080V21*** | Centrally Ducted | N/A | N/A | 33800 | 30000 | 2.5382 | 25934.78 | 2.3465
Bryant | Bryant® Heating and Cooling Systems | Bryant® Extreme Heat Pump | 9893695 | HRCU-A-CB | 280ANV036*0**A* | CSPH*4812AL*+UI & 98(6*B,7*A)66100V21*** | Centrally Ducted | N/A | N/A | 33800 | 30000 | 2.5382 | 25934.78 | 2.393
Bryant | Bryant | Evolution | 201753409 | HRCU-A-CB-O | 38MPRAQ09AA3 | 619PHAQ09XA3 | Ductless | Singlezone | Non-ducted indoor units (Mini-splits) | 10000 | 7200 | 2.7805 | 13047 | 1.9751
Carrier | Carrier |  | 9118461 | HMSV-A-CB | 38MGRQ18B--3 | Non-Ducted Indoor Units | Ductless | Multi-zone | Non-ducted indoor units | 19000 | 12000 | 2.8135 | 13990 | 2.1466
Carrier | Bryant | Preferred Series | 9118462 | HMSV-A-CB | 38MGRQ18B--3 | Non-Ducted Indoor Units | Ductless | Multi-zone | Non-ducted indoor units | 19000 | 12000 | 2.8135 | 13990 | 2.1466
Carrier | Carrier |  | 9118473 | HMSV-A-CB | 38MGRQ36D--3 | Non-Ducted Indoor Units | Ductless | Multi-zone | Non-ducted indoor units | 36000 | 23200 | 2.7866 | 36080 | 1.9618
Carrier | Bryant | Preferred Series | 9118474 | HMSV-A-CB | 38MGRQ36D--3 | Non-Ducted Indoor Units | Ductless | Multi-zone | Non-ducted indoor units | 36000 | 23200 | 2.7866 | 36080 | 1.9618
Carrier | Carrier |  | 9118477 | HMSV-A-CB | 38MGRQ48E--3 | Non-Ducted Indoor Units | Ductless | Multi-zone | Non-ducted indoor units | 48000 | 29600 | 2.7025 | 36340 | 1.9759
Carrier | Bryant | Preferred Series | 9118478 | HMSV-A-CB | 38MGRQ48E--3 | Non-Ducted Indoor Units | Ductless | Multi-zone | Non-ducted indoor units | 48000 | 29600 | 2.7025 | 36340 | 1.9759
Carrier | Carrier |  | 9854626 | HMSV-A-CB | 38MGRQ30D--3 | Non-Ducted Indoor Units | Ductless | Multi-zone | Non-ducted indoor units | 28000 | 17400 | 2.7866 | 28220 | 2.0421
Carrier | Bryant | Preferred Series | 9854627 | HMSV-A-CB | 38MGRQ30D--3 | Non-Ducted Indoor Units | Ductless | Multi-zone | Non-ducted indoor units | 28000 | 17400 | 2.7866 | 28220 | 2.0421
Carrier | Carrier |  | 9892512 | HRCU-A-CB | 25VNA024A*030* | FE4ANF002L + UI | Centrally Ducted | N/A | N/A | 24000 | 25200 | 2.5567 | 19800 | 2.0741
Carrier | Carrier |  | 9892513 | HRCU-A-CB | 25VNA024A*030* | FE4AN(B,F)003L+UI | Centrally Ducted | N/A | N/A | 23800 | 25000 | 2.5364 | 19800 | 2.0741
Carrier | Carrier® Air Conditioning | Infinity® 20 Heat Pump with Greenspeed® Intelligence | 9892524 | HRCU-A-CB | 25VNA024A*030* | CAP**3617AL*+UI & 59*N*A080V17**14 | Centrally Ducted | N/A | N/A | 24000 | 25200 | 2.516 | 21779.04 | 2.2398
Carrier | Carrier® Air Conditioning | Infinity® 20 Heat Pump with Greenspeed® Intelligence | 9892526 | HRCU-A-CB | 25VNA024A*030* | CAP**3621AL*+UI & 59*N*A080V17**14 | Centrally Ducted | N/A | N/A | 24000 | 25200 | 2.516 | 21779.04 | 2.2398
Carrier | Carrier® Air Conditioning | Infinity® 20 Heat Pump with Greenspeed® Intelligence | 9892527 | HRCU-A-CB | 25VNA024A*030* | CAP**4221AL*+UI & 59*N*A060V17**14 | Centrally Ducted | N/A | N/A | 23800 | 25200 | 2.5407 | 21565.52 | 2.2618
Carrier | Carrier® Air Conditioning | Infinity® 20 Heat Pump with Greenspeed® Intelligence | 9892528 | HRCU-A-CB | 25VNA024A*030* | CAP**4221AL*+UI & 59*N*A080V17**14 | Centrally Ducted | N/A | N/A | 23800 | 25200 | 2.5661 | 21565.52 | 2.2844
Carrier | Carrier® Air Conditioning | Infinity® 20 Heat Pump with Greenspeed® Intelligence | 9892529 | HRCU-A-CB | 25VNA024A*030* | CAP**4224AL*+UI & 59*N*A120V24**22 | Centrally Ducted | N/A | N/A | 23600 | 25000 | 2.5663 | 21352 | 2.2846
Carrier | Carrier® Air Conditioning | Infinity® 20 Heat Pump with Greenspeed® Intelligence | 9892532 | HRCU-A-CB | 25VNA024A*030* | CAP**4821AL*+UI & 59*N*A060V17**14 | Centrally Ducted | N/A | N/A | 23200 | 25000 | 2.6773 | 20924.96 | 2.3834
Carrier | Carrier® Air Conditioning | Infinity® 20 Heat Pump with Greenspeed® Intelligence | 9892533 | HRCU-A-CB | 25VNA024A*030* | CAP**4821AL*+UI & 59*N*A080V17**14 | Centrally Ducted | N/A | N/A | 23200 | 24800 | 2.6773 | 20924.96 | 2.3834
Carrier | Carrier® Air Conditioning | Infinity® 20 Heat Pump with Greenspeed® Intelligence | 9892534 | HRCU-A-CB | 25VNA024A*030* | CAP**4824AL*+UI & 59*N*A120V24**22 | Centrally Ducted | N/A | N/A | 23000 | 24800 | 2.6788 | 20711.44 | 2.3847
Carrier | Carrier® Air Conditioning | Infinity® 20 Heat Pump with Greenspeed® Intelligence | 9892535 | HRCU-A-CB | 25VNA024A*030* | CAP**6021AL*+UI & 59*N*A060V17**14 | Centrally Ducted | N/A | N/A | 22800 | 24600 | 2.7082 | 20711.44 | 2.4109
Carrier | Carrier® Air Conditioning | Infinity® 20 Heat Pump with Greenspeed® Intelligence | 9892536 | HRCU-A-CB | 25VNA024A*030* | CAP**6021AL*+UI & 59*N*A080V17**14 | Centrally Ducted | N/A | N/A | 22800 | 24600 | 2.7082 | 20711.44 | 2.4109
Carrier | Carrier® Air Conditioning | Infinity® 20 Heat Pump with Greenspeed® Intelligence | 9892537 | HRCU-A-CB | 25VNA024A*030* | CAP**6024AL*+UI & 59*N*A120V24**22 | Centrally Ducted | N/A | N/A | 22600 | 24400 | 2.7101 | 20497.92 | 2.4126
Carrier | Carrier® Air Conditioning | Infinity® 20 Heat Pump with Greenspeed® Intelligence | 9892542 | HRCU-A-CB | 25VNA024A*030* | CNPV*4217AL*+UI & 59*N*A060V17**14 | Centrally Ducted | N/A | N/A | 23400 | 25200 | 2.6201 | 21138.48 | 2.3325
Carrier | Carrier® Air Conditioning | Infinity® 20 Heat Pump with Greenspeed® Intelligence | 9892543 | HRCU-A-CB | 25VNA024A*030* | CNPV*4217AL*+UI & 59*N*A080V17**14 | Centrally Ducted | N/A | N/A | 23400 | 25200 | 2.6201 | 21138.48 | 2.3325
Carrier | Carrier® Air Conditioning | Infinity® 20 Heat Pump with Greenspeed® Intelligence | 9892544 | HRCU-A-CB | 25VNA024A*030* | CNPV*4221AL*+UI & 59*N*A060V17**14 | Centrally Ducted | N/A | N/A | 23600 | 25200 | 2.5407 | 21352 | 2.2618
Carrier | Carrier® Air Conditioning | Infinity® 20 Heat Pump with Greenspeed® Intelligence | 9892545 | HRCU-A-CB | 25VNA024A*030* | CNPV*4221AL*+UI & 59*N*A080V17**14 | Centrally Ducted | N/A | N/A | 23400 | 25200 | 2.5407 | 21138.48 | 2.2618
Carrier | Carrier® Air Conditioning | Infinity® 20 Heat Pump with Greenspeed® Intelligence | 9892546 | HRCU-A-CB | 25VNA024A*030* | CNPV*4821AL*+UI & 59*N*A060V17**14 | Centrally Ducted | N/A | N/A | 23400 | 25000 | 2.6758 | 21138.48 | 2.3821
Carrier | Carrier® Air Conditioning | Infinity® 20 Heat Pump with Greenspeed® Intelligence | 9892547 | HRCU-A-CB | 25VNA024A*030* | CNPV*4821AL*+UI & 59*N*A080V17**14 | Centrally Ducted | N/A | N/A | 23200 | 25000 | 2.6773 | 20924.96 | 2.3834
Carrier | Carrier® Air Conditioning | Infinity® 20 Heat Pump with Greenspeed® Intelligence | 9892548 | HRCU-A-CB | 25VNA024A*030* | CNPV*4824AL*+UI & 59*N*A120V24**22 | Centrally Ducted | N/A | N/A | 23200 | 25000 | 2.7064 | 20924.96 | 2.4093
Carrier | Carrier® Air Conditioning | Infinity® 20 Heat Pump with Greenspeed® Intelligence | 9892549 | HRCU-A-CB | 25VNA024A*030* | CNPV*6024AL*+UI & 59*N*A120V24**22 | Centrally Ducted | N/A | N/A | 23400 | 25000 | 2.7046 | 21138.48 | 2.4077
Carrier | Carrier® Air Conditioning | Infinity® 20 Heat Pump with Greenspeed® Intelligence | 9892550 | HRCU-A-CB | 25VNA024A*030* | CSPH*3612AL*+UI & 59*N*A060V17**14 | Centrally Ducted | N/A | N/A | 24000 | 25200 | 2.6177 | 21779.04 | 2.3303
Carrier | Carrier® Air Conditioning | Infinity® 20 Heat Pump with Greenspeed® Intelligence | 9892551 | HRCU-A-CB | 25VNA024A*030* | CSPH*3612AL*+UI & 59*N*A080V17**14 | Centrally Ducted | N/A | N/A | 23800 | 25200 | 2.6454 | 21565.52 | 2.355
Carrier | Carrier® Air Conditioning | Infinity® 20 Heat Pump with Greenspeed® Intelligence | 9892552 | HRCU-A-CB | 25VNA024A*030* | CSPH*3612AL*+UI & 59*N*A120V24**22 | Centrally Ducted | N/A | N/A | 23800 | 25000 | 2.6454 | 21565.52 | 2.355
Carrier | Carrier® Air Conditioning | Infinity® 20 Heat Pump with Greenspeed® Intelligence | 9892553 | HRCU-A-CB | 25VNA024A*030* | CSPH*4212AL*+UI & 59*N*A060V17**14 | Centrally Ducted | N/A | N/A | 23800 | 25200 | 2.673 | 21565.52 | 2.3796
Carrier | Carrier® Air Conditioning | Infinity® 20 Heat Pump with Greenspeed® Intelligence | 9892554 | HRCU-A-CB | 25VNA024A*030* | CSPH*4212AL*+UI & 59*N*A080V17**14 | Centrally Ducted | N/A | N/A | 23800 | 25000 | 2.673 | 21565.52 | 2.3796
Carrier | Carrier® Air Conditioning | Infinity® 20 Heat Pump with Greenspeed® Intelligence | 9892555 | HRCU-A-CB | 25VNA024A*030* | CSPH*4212AL*+UI & 59*N*A120V24**22 | Centrally Ducted | N/A | N/A | 23600 | 25000 | 2.6744 | 21352 | 2.3808
Carrier | Carrier® Air Conditioning | Infinity® 20 Heat Pump with Greenspeed® Intelligence | 9892556 | HRCU-A-CB | 25VNA024A*030* | CSPH*4812AL*+UI & 59*N*A060V17**14 | Centrally Ducted | N/A | N/A | 23400 | 25000 | 2.7046 | 21138.48 | 2.4077
Carrier | Carrier® Air Conditioning | Infinity® 20 Heat Pump with Greenspeed® Intelligence | 9892557 | HRCU-A-CB | 25VNA024A*030* | CSPH*4812AL*+UI & 59*N*A080V17**14 | Centrally Ducted | N/A | N/A | 23400 | 25000 | 2.7046 | 21138.48 | 2.4077
Carrier | Carrier® Air Conditioning | Infinity® 20 Heat Pump with Greenspeed® Intelligence | 9892558 | HRCU-A-CB | 25VNA024A*030* | CSPH*4812AL*+UI & 59*N*A120V24**22 | Centrally Ducted | N/A | N/A | 23200 | 25000 | 2.7361 | 20924.96 | 2.4358
Carrier | Carrier® Air Conditioning | Infinity® 20 Heat Pump with Greenspeed® Intelligence | 9892559 | HRCU-A-CB | 25VNA024A*030* | CSPH*6012AL*+UI & 59*N*A060V17**14 | Centrally Ducted | N/A | N/A | 23600 | 25000 | 2.7028 | 21352 | 2.4061
Carrier | Carrier® Air Conditioning | Infinity® 20 Heat Pump with Greenspeed® Intelligence | 9892560 | HRCU-A-CB | 25VNA024A*030* | CSPH*6012AL*+UI & 59*N*A080V17**14 | Centrally Ducted | N/A | N/A | 23400 | 25000 | 2.734 | 21138.48 | 2.4339
Carrier | Carrier® Air Conditioning | Infinity® 20 Heat Pump with Greenspeed® Intelligence | 9892561 | HRCU-A-CB | 25VNA024A*030* | CSPH*6012AL*+UI & 59*N*A120V24**22 | Centrally Ducted | N/A | N/A | 23400 | 25000 | 2.734 | 21138.48 | 2.4339
Carrier | Carrier® Air Conditioning | Infinity® 20 Heat Pump with Greenspeed® Intelligence | 9892564 | HRCU-A-CB | 25VNA024A*030* | CAP**3621AL*+UI & 59*N*A100V21**22 | Centrally Ducted | N/A | N/A | 23000 | 25000 | 2.5148 | 20711.44 | 2.2387
Carrier | Carrier® Air Conditioning | Infinity® 20 Heat Pump with Greenspeed® Intelligence | 9892565 | HRCU-A-CB | 25VNA024A*030* | CAP**4221AL*+UI & 59MN7A060V21**20 | Centrally Ducted | N/A | N/A | 23000 | 25200 | 2.5407 | 20711.44 | 2.2618
Carrier | Carrier® Air Conditioning | Infinity® 20 Heat Pump with Greenspeed® Intelligence | 9892566 | HRCU-A-CB | 25VNA024A*030* | CAP**4221AL*+UI & 59*N*A080V21**20 | Centrally Ducted | N/A | N/A | 23000 | 25000 | 2.5671 | 20711.44 | 2.2853
Carrier | Carrier® Air Conditioning | Infinity® 20 Heat Pump with Greenspeed® Intelligence | 9892567 | HRCU-A-CB | 25VNA024A*030* | CAP**4221AL*+UI & 59*N*A100V21**22 | Centrally Ducted | N/A | N/A | 23000 | 25000 | 2.5671 | 20711.44 | 2.2853
Carrier | Carrier® Air Conditioning | Infinity® 20 Heat Pump with Greenspeed® Intelligence | 9892568 | HRCU-A-CB | 25VNA024A*030* | CAP**4224AL*+UI & 59MN7A060V21**20 | Centrally Ducted | N/A | N/A | 23000 | 25200 | 2.5407 | 20711.44 | 2.2618
Carrier | Carrier® Air Conditioning | Infinity® 20 Heat Pump with Greenspeed® Intelligence | 9892569 | HRCU-A-CB | 25VNA024A*030* | CAP**4224AL*+UI & 59*N*A080V21**20 | Centrally Ducted | N/A | N/A | 23000 | 25000 | 2.5671 | 20711.44 | 2.2853
Carrier | Carrier® Air Conditioning | Infinity® 20 Heat Pump with Greenspeed® Intelligence | 9892570 | HRCU-A-CB | 25VNA024A*030* | CAP**4224AL*+UI & 59*N*A100V21**22 | Centrally Ducted | N/A | N/A | 23000 | 25000 | 2.5671 | 20711.44 | 2.2853
Carrier | Carrier® Air Conditioning | Infinity® 20 Heat Pump with Greenspeed® Intelligence | 9892571 | HRCU-A-CB | 25VNA024A*030* | CAP**4821AL*+UI & 59MN7A060V21**20 | Centrally Ducted | N/A | N/A | 22800 | 24800 | 2.7082 | 20711.44 | 2.4109
Carrier | Carrier® Air Conditioning | Infinity® 20 Heat Pump with Greenspeed® Intelligence | 9892572 | HRCU-A-CB | 25VNA024A*030* | CAP**4821AL*+UI & 59*N*A080V21**20 | Centrally Ducted | N/A | N/A | 22800 | 24800 | 2.7082 | 20711.44 | 2.4109
Carrier | Carrier® Air Conditioning | Infinity® 20 Heat Pump with Greenspeed® Intelligence | 9892573 | HRCU-A-CB | 25VNA024A*030* | CAP**4821AL*+UI & 59*N*A100V21**22 | Centrally Ducted | N/A | N/A | 22800 | 24800 | 2.7082 | 20711.44 | 2.4109
Carrier | Carrier® Air Conditioning | Infinity® 20 Heat Pump with Greenspeed® Intelligence | 9892574 | HRCU-A-CB | 25VNA024A*030* | CAP**4824AL*+UI & 59MN7A060V21**20 | Centrally Ducted | N/A | N/A | 22800 | 24800 | 2.7082 | 20711.44 | 2.4109
Carrier | Carrier® Air Conditioning | Infinity® 20 Heat Pump with Greenspeed® Intelligence | 9892575 | HRCU-A-CB | 25VNA024A*030* | CAP**4824AL*+UI & 59*N*A080V21**20 | Centrally Ducted | N/A | N/A | 22800 | 24800 | 2.7082 | 20711.44 | 2.4109
Carrier | Carrier® Air Conditioning | Infinity® 20 Heat Pump with Greenspeed® Intelligence | 9892576 | HRCU-A-CB | 25VNA024A*030* | CAP**4824AL*+UI & 59*N*A100V21**22 | Centrally Ducted | N/A | N/A | 22800 | 24800 | 2.7383 | 20711.44 | 2.4377
Carrier | Carrier® Air Conditioning | Infinity® 20 Heat Pump with Greenspeed® Intelligence | 9892577 | HRCU-A-CB | 25VNA024A*030* | CAP**6021AL*+UI & 59MN7A060V21**20 | Centrally Ducted | N/A | N/A | 23000 | 24800 | 2.6788 | 20711.44 | 2.3847
Carrier | Carrier® Air Conditioning | Infinity® 20 Heat Pump with Greenspeed® Intelligence | 9892578 | HRCU-A-CB | 25VNA024A*030* | CAP**6021AL*+UI & 59*N*A080V21**20 | Centrally Ducted | N/A | N/A | 23000 | 24800 | 2.7082 | 20711.44 | 2.4109
Carrier | Carrier® Air Conditioning | Infinity® 20 Heat Pump with Greenspeed® Intelligence | 9892579 | HRCU-A-CB | 25VNA024A*030* | CAP**6021AL*+UI & 59*N*A100V21**22 | Centrally Ducted | N/A | N/A | 23000 | 24800 | 2.7082 | 20711.44 | 2.4109
Carrier | Carrier® Air Conditioning | Infinity® 20 Heat Pump with Greenspeed® Intelligence | 9892580 | HRCU-A-CB | 25VNA024A*030* | CAP**6024AL*+UI & 59MN7A060V21**20 | Centrally Ducted | N/A | N/A | 23000 | 24800 | 2.6788 | 20711.44 | 2.3847
Carrier | Carrier® Air Conditioning | Infinity® 20 Heat Pump with Greenspeed® Intelligence | 9892581 | HRCU-A-CB | 25VNA024A*030* | CAP**6024AL*+UI & 59*N*A080V21**20 | Centrally Ducted | N/A | N/A | 23000 | 24800 | 2.7082 | 20711.44 | 2.4109
Carrier | Carrier® Air Conditioning | Infinity® 20 Heat Pump with Greenspeed® Intelligence | 9892582 | HRCU-A-CB | 25VNA024A*030* | CAP**6024AL*+UI & 59*N*A100V21**22 | Centrally Ducted | N/A | N/A | 23000 | 24800 | 2.7082 | 20711.44 | 2.4109
Carrier | Carrier® Air Conditioning | Infinity® 20 Heat Pump with Greenspeed® Intelligence | 9892586 | HRCU-A-CB | 25VNA024A*030* | CNPV*4221AL*+UI & 59MN7A060V21**20 | Centrally Ducted | N/A | N/A | 23400 | 25200 | 2.5407 | 21138.48 | 2.2618
Carrier | Carrier® Air Conditioning | Infinity® 20 Heat Pump with Greenspeed® Intelligence | 9892587 | HRCU-A-CB | 25VNA024A*030* | CNPV*4221AL*+UI & 59*N*A080V21**20 | Centrally Ducted | N/A | N/A | 23200 | 25200 | 2.5669 | 20924.96 | 2.2851
Carrier | Carrier® Air Conditioning | Infinity® 20 Heat Pump with Greenspeed® Intelligence | 9892588 | HRCU-A-CB | 25VNA024A*030* | CNPV*4221AL*+UI & 59*N*A100V21**22 | Centrally Ducted | N/A | N/A | 23200 | 25000 | 2.5669 | 20924.96 | 2.2851
Carrier | Carrier® Air Conditioning | Infinity® 20 Heat Pump with Greenspeed® Intelligence | 9892589 | HRCU-A-CB | 25VNA024A*030* | CNPV*4824AL*+UI & 59MN7A060V21**20 | Centrally Ducted | N/A | N/A | 23200 | 25000 | 2.6773 | 20924.96 | 2.3834
Carrier | Carrier® Air Conditioning | Infinity® 20 Heat Pump with Greenspeed® Intelligence | 9892590 | HRCU-A-CB | 25VNA024A*030* | CNPV*4824AL*+UI & 59*N*A080V21**20 | Centrally Ducted | N/A | N/A | 23000 | 25000 | 2.6788 | 20711.44 | 2.3847
Carrier | Carrier® Air Conditioning | Infinity® 20 Heat Pump with Greenspeed® Intelligence | 9892591 | HRCU-A-CB | 25VNA024A*030* | CNPV*4824AL*+UI & 59*N*A100V21**22 | Centrally Ducted | N/A | N/A | 23000 | 25000 | 2.7082 | 20711.44 | 2.4109
Carrier | Carrier® Air Conditioning | Infinity® 20 Heat Pump with Greenspeed® Intelligence | 9892592 | HRCU-A-CB | 25VNA024A*030* | CNPV*6024AL*+UI & 59MN7A060V21**20 | Centrally Ducted | N/A | N/A | 23400 | 25000 | 2.6758 | 21138.48 | 2.3821
Carrier | Carrier® Air Conditioning | Infinity® 20 Heat Pump with Greenspeed® Intelligence | 9892593 | HRCU-A-CB | 25VNA024A*030* | CNPV*6024AL*+UI & 59*N*A080V21**20 | Centrally Ducted | N/A | N/A | 23200 | 25000 | 2.7064 | 20924.96 | 2.4093
Carrier | Carrier® Air Conditioning | Infinity® 20 Heat Pump with Greenspeed® Intelligence | 9892594 | HRCU-A-CB | 25VNA024A*030* | CNPV*6024AL*+UI & 59*N*A100V21**22 | Centrally Ducted | N/A | N/A | 23200 | 25000 | 2.7064 | 20924.96 | 2.4093
Carrier | Carrier® Air Conditioning | Infinity® 20 Heat Pump with Greenspeed® Intelligence | 9892595 | HRCU-A-CB | 25VNA024A*030* | CSPH*3612AL*+UI & 59MN7A060V21**20 | Centrally Ducted | N/A | N/A | 23200 | 25200 | 2.6209 | 20924.96 | 2.3332
Carrier | Carrier® Air Conditioning | Infinity® 20 Heat Pump with Greenspeed® Intelligence | 9892596 | HRCU-A-CB | 25VNA024A*030* | CSPH*3612AL*+UI & 59*N*A080V21**20 | Centrally Ducted | N/A | N/A | 23200 | 25000 | 2.6209 | 20924.96 | 2.3332
Carrier | Carrier® Air Conditioning | Infinity® 20 Heat Pump with Greenspeed® Intelligence | 9892597 | HRCU-A-CB | 25VNA024A*030* | CSPH*3612AL*+UI & 59*N*A100V21**22 | Centrally Ducted | N/A | N/A | 23200 | 25000 | 2.6209 | 20924.96 | 2.3332
Carrier | Carrier® Air Conditioning | Infinity® 20 Heat Pump with Greenspeed® Intelligence | 9892598 | HRCU-A-CB | 25VNA024A*030* | CSPH*4212AL*+UI & 59MN7A060V21**20 | Centrally Ducted | N/A | N/A | 23200 | 25000 | 2.6773 | 20924.96 | 2.3834
Carrier | Carrier® Air Conditioning | Infinity® 20 Heat Pump with Greenspeed® Intelligence | 9892599 | HRCU-A-CB | 25VNA024A*030* | CSPH*4212AL*+UI & 59*N*A080V21**20 | Centrally Ducted | N/A | N/A | 23200 | 25000 | 2.7064 | 20924.96 | 2.4093
Carrier | Carrier® Air Conditioning | Infinity® 20 Heat Pump with Greenspeed® Intelligence | 9892600 | HRCU-A-CB | 25VNA024A*030* | CSPH*4212AL*+UI & 59*N*A100V21**22 | Centrally Ducted | N/A | N/A | 23000 | 25000 | 2.6788 | 20711.44 | 2.3847
Carrier | Carrier® Air Conditioning | Infinity® 20 Heat Pump with Greenspeed® Intelligence | 9892601 | HRCU-A-CB | 25VNA024A*030* | CSPH*4812AL*+UI & 59MN7A060V21**20 | Centrally Ducted | N/A | N/A | 23200 | 25000 | 2.7064 | 20924.96 | 2.4093
Carrier | Carrier® Air Conditioning | Infinity® 20 Heat Pump with Greenspeed® Intelligence | 9892602 | HRCU-A-CB | 25VNA024A*030* | CSPH*4812AL*+UI & 59*N*A080V21**20 | Centrally Ducted | N/A | N/A | 23000 | 25000 | 2.7082 | 20711.44 | 2.4109
Carrier | Carrier® Air Conditioning | Infinity® 20 Heat Pump with Greenspeed® Intelligence | 9892603 | HRCU-A-CB | 25VNA024A*030* | CSPH*4812AL*+UI & 59*N*A100V21**22 | Centrally Ducted | N/A | N/A | 23000 | 24800 | 2.7082 | 20711.44 | 2.4109
Carrier | Carrier® Air Conditioning | Infinity® 20 Heat Pump with Greenspeed® Intelligence | 9892604 | HRCU-A-CB | 25VNA024A*030* | CSPH*6012AL*+UI & 59MN7A060V21**20 | Centrally Ducted | N/A | N/A | 23200 | 25000 | 2.7361 | 20924.96 | 2.4358
Carrier | Carrier® Air Conditioning | Infinity® 20 Heat Pump with Greenspeed® Intelligence | 9892605 | HRCU-A-CB | 25VNA024A*030* | CSPH*6012AL*+UI & 59*N*A080V21**20 | Centrally Ducted | N/A | N/A | 23200 | 25000 | 2.74 | 20924.96 | 2.4358
Carrier | Carrier® Air Conditioning | Infinity® 20 Heat Pump with Greenspeed® Intelligence | 9892606 | HRCU-A-CB | 25VNA024A*030* | CSPH*6012AL*+UI & 59*N*A100V21**22 | Centrally Ducted | N/A | N/A | 23200 | 25000 | 2.74 | 20924.96 | 2.4358
Carrier | Carrier |  | 9892607 | HRCU-A-CB | 25VNA036A*030* | FE4ANB006L+UI | Centrally Ducted | N/A | N/A | 33400 | 31600 | 2.8064 | 23600 | 2.2027
Carrier | Carrier |  | 9892658 | HRCU-A-CB | 25VNA036A*030* | FE4ANF002L+UI | Centrally Ducted | N/A | N/A | 35404 | 33496 | 2.6094 | 33496 | 2.7424
Carrier | Carrier |  | 9892659 | HRCU-A-CB | 25VNA036A*030* | FE4AN(B,F)003L+UI | Centrally Ducted | N/A | N/A | 35738 | 33812 | 2.6341 | 25252 | 2.0674
Carrier | Carrier |  | 9892665 | HRCU-A-CB | 25VNA036A*030* | FE4AN(B,F)005L+UI | Centrally Ducted | N/A | N/A | 33400 | 31600 | 2.6228 | 23600 | 2.0586
Carrier | Carrier® Air Conditioning | Infinity® 20 Heat Pump with Greenspeed® Intelligence | 9892698 | HRCU-A-CB | 25VNA036A*030* | CSPH*4212AL*+UI & 59*N*A120V24**22 | Centrally Ducted | N/A | N/A | 34600 | 30200 | 2.5141 | 26705.12 | 2.3044
Carrier | Carrier® Air Conditioning | Infinity® 20 Heat Pump with Greenspeed® Intelligence | 9892715 | HRCU-A-CB | 25VNA036A*030* | CAP**4821AL*+UI & 59*N*A080V21**20 | Centrally Ducted | N/A | N/A | 33600 | 30000 | 2.5134 | 25934.78 | 2.3465
Carrier | Carrier® Air Conditioning | Infinity® 20 Heat Pump with Greenspeed® Intelligence | 9892716 | HRCU-A-CB | 25VNA036A*030* | CAP**4821AL*+UI & 59*N*A100V21**22 | Centrally Ducted | N/A | N/A | 33600 | 29800 | 2.5382 | 25934.78 | 2.3695
Carrier | Carrier® Air Conditioning | Infinity® 20 Heat Pump with Greenspeed® Intelligence | 9892718 | HRCU-A-CB | 25VNA036A*030* | CAP**4824AL*+UI & 59*N*A080V21**20 | Centrally Ducted | N/A | N/A | 33600 | 29800 | 2.5382 | 25934.78 | 2.3219
Carrier | Carrier® Air Conditioning | Infinity® 20 Heat Pump with Greenspeed® Intelligence | 9892719 | HRCU-A-CB | 25VNA036A*030* | CAP**4824AL*+UI & 59*N*A100V21**22 | Centrally Ducted | N/A | N/A | 33600 | 29800 | 2.5382 | 25934.78 | 2.393
Carrier | Carrier® Air Conditioning | Infinity® 20 Heat Pump with Greenspeed® Intelligence | 9892730 | HRCU-A-CB | 25VNA036A*030* | CNPV*4821AL*+UI & 59*N*A080V21**20 | Centrally Ducted | N/A | N/A | 33800 | 30000 | 2.5134 | 25934.78 | 2.324
Carrier | Carrier® Air Conditioning | Infinity® 20 Heat Pump with Greenspeed® Intelligence | 9892731 | HRCU-A-CB | 25VNA036A*030* | CNPV*4821AL*+UI & 59*N*A100V21**22 | Centrally Ducted | N/A | N/A | 33800 | 30000 | 2.5382 | 25934.78 | 2.3695
Carrier | Carrier® Air Conditioning | Infinity® 20 Heat Pump with Greenspeed® Intelligence | 9892733 | HRCU-A-CB | 25VNA036A*030* | CNPV*4824AL*+UI & 59*N*A080V21**20 | Centrally Ducted | N/A | N/A | 33800 | 30000 | 2.5134 | 25934.78 | 2.3246
Carrier | Carrier® Air Conditioning | Infinity® 20 Heat Pump with Greenspeed® Intelligence | 9892734 | HRCU-A-CB | 25VNA036A*030* | CNPV*4824AL*+UI & 59*N*A100V21**22 | Centrally Ducted | N/A | N/A | 33800 | 30000 | 2.5382 | 25934.78 | 2.3695
Carrier | Carrier® Air Conditioning | Infinity® 20 Heat Pump with Greenspeed® Intelligence | 9892742 | HRCU-A-CB | 25VNA036A*030* | CSPH*4212AL*+UI & 59*N*A080V21**20 | Centrally Ducted | N/A | N/A | 34000 | 30200 | 2.5382 | 26191.56 | 2.3246
Carrier | Carrier® Air Conditioning | Infinity® 20 Heat Pump with Greenspeed® Intelligence | 9892743 | HRCU-A-CB | 25VNA036A*030* | CSPH*4212AL*+UI & 59*N*A100V21**22 | Centrally Ducted | N/A | N/A | 33800 | 30000 | 2.5382 | 25934.78 | 2.393
Carrier | Carrier® Air Conditioning | Infinity® 20 Heat Pump with Greenspeed® Intelligence | 9892745 | HRCU-A-CB | 25VNA036A*030* | CSPH*4812AL*+UI & 59*N*A080V21**20 | Centrally Ducted | N/A | N/A | 33800 | 30000 | 2.5382 | 25934.78 | 2.3465
Carrier | Carrier® Air Conditioning | Infinity® 20 Heat Pump with Greenspeed® Intelligence | 9892746 | HRCU-A-CB | 25VNA036A*030* | CSPH*4812AL*+UI & 59*N*A100V21**22 | Centrally Ducted | N/A | N/A | 33800 | 30000 | 2.5382 | 25934.78 | 2.393
Carrier | Bryant | Preferred Series | 8738645 | HRCU-A-CB-O | 38MAQB12R--3 | 619PEQ012BBMA | Ductless | Single-zone | Non-ducted indoor units (Mini-splits) | 11800 | 7800 | 2.64 | 12010 | 1.98
Carrier | Bryant | Preferred Series | 8738646 | HRCU-A-CB-O | 38MAQB09R--3 | 619PEQ009BBMA | Ductless | Single-zone | Non-ducted indoor units (Mini-splits) | 10900 | 6900 | 2.74 | 10900 | 1.98
Carrier | Carrier | Infinity | 201753408 | HRCU-A-CB-O | 38MPRAQ09AA3 | 40MPHAQ09XA3 | Ductless | Singlezone | Non-ducted indoor units (Mini-splits) | 10000 | 7200 | 2.7805 | 13047 | 1.9751
Carrier | Carrier |  | 7992954 | HRCU-A-CB-O | 38GRQB09---301 | 40GRQB09H--301 | Ductless | Single-zone | Non-ducted indoor units (Mini-splits) | 9000 | 5500 | 2.893 | 10488 | 1.979
Carrier | Carrier |  | 7992956 | HRCU-A-CB-O | 38GRQB12---301 | 40GRQB12H--301 | Ductless | Single-zone | Non-ducted indoor units (Mini-splits) | 13000 | 13000 | 3.143 | 13000 | 2.76
Carrier | Carrier |  | 7992958 | HRCU-A-CB-O | 38GRQB18---301 | 40GRQB18H--301 | Ductless | Single-zone | Non-ducted indoor units (Mini-splits) | 19000 | 12717 | 2.501 | 19190 | 2.85
Carrier | Carrier |  | 8738635 | HRCU-A-CB-O | 38MAQB09R--3 | 40MAQB09B--3 | Ductless | Single-zone | Non-ducted indoor units (Mini-splits) | 10900 | 6900 | 2.74 | 10900 | 1.98
Carrier | Carrier |  | 8738636 | HRCU-A-CB-O | 38MAQB12R--3 | 40MAQB12B--3 | Ductless | Single-zone | Non-ducted indoor units (Mini-splits) | 11800 | 7800 | 2.64 | 12010 | 1.98
COMFORTMAKER | COMFORTMAKER |  | 201835587 | HRCU-A-CB | DLCSRAH24AAK | DLFSDAH24XAK | Ductless | Singlezone | ducted indoor units (Mini-splits) | 24000 | 17400 | 2.9699 | 30000 | 1.9299
COMFORTMAKER | COMFORTMAKER |  | 201835554 | HRCU-A-CB-O | DLCPRAH09AAK | DLFPHAH09XAK | Ductless | Singlezone | Non-ducted indoor units (Mini-splits) | 10000 | 7200 | 2.7805 | 13047 | 1.9751
COMFORTMAKER | COMFORTMAKER |  | 201835561 | HRCU-A-CB-O | DLCSRAH09AAJ | DLFSHAH09XAJ | Ductless | Singlezone | Non-ducted indoor units (Mini-splits) | 9800 | 5600 | 2.6499 | 6880 | 1.9499
COMFORTMAKER | COMFORTMAKER |  | 201835562 | HRCU-A-CB-O | DLCSRAH12AAJ | DLFSHAH12XAJ | Ductless | Singlezone | Non-ducted indoor units (Mini-splits) | 11800 | 7100 | 2.5999 | 7800 | 2.0099
Daikin AC (Americas), Inc | Daikin | MXS Series | 8103542 | HMSV-A-CB | 2MXS18NMVJU | CTXS09HVJU+CTXS09LVJU | Ductless | Multi-zone | Non-ducted indoor units | 18900 | 12780 | 3.37 | 13150 | 2.76
Daikin AC (Americas), Inc | Daikin | MXS Series | 8103869 | HMSV-A-CB | 3MXS24NMVJU | CTXS07LVJU+CTXS09LVJU+CTXS09LVJU | Ductless | Multi-zone | Non-ducted indoor units | 24000 | 16230 | 3.69 | 18930 | 2.26
Daikin AC (Americas), Inc | Daikin | MXL Aurora Series | 8849535 | HMSV-A-CB | 2MXL18QMVJU | Non-Ducted Indoor Units | Ductless | Multi-zone | Non-ducted indoor units | 18940 | 12330 | 3.14 | 18930 | 2.12
Daikin AC (Americas), Inc | Daikin | MXL Aurora Series | 8849539 | HMSV-A-CB | 3MXL24QMVJU | CTXS07LVJU+FTXS09LVJU+FTXS09LVJU | Ductless | Multi-zone | Non-ducted indoor units | 24000 | 15670 | 3.4 | 21600 | 2.17
Daikin AC (Americas), Inc | Daikin | DZ20VC | 10324709 | HRCU-A-CB | DZ20VC0241B | CA*F3642*6D*+MBVC1200**-1A*+TXV | Centrally Ducted | N/A | N/A | 23600 | 13915 | 2.74 | 11400 | 2.09
Daikin AC (Americas), Inc | Daikin | DZ20VC | 10324713 | HRCU-A-CB | DZ20VC0481B | CA*F4961*6D*+MBVC2000**-1A*+TXV | Centrally Ducted | N/A | N/A | 45500 | 28254 | 2.83 | 26000 | 1.97
Daikin AC (Americas), Inc | Daikin | DZ20VC | 10324715 | HRCU-A-CB | DZ20VC0601B | CA*F4961*6D*+MBVC2000**-1A*+TXV | Centrally Ducted | N/A | N/A | 50000 | 32293 | 2.73 | 26000 | 1.98
Daikin AC (Americas), Inc | Daikin | DZ20VC | 10595346 | HRCU-A-CB | DZ20VC0241B* | CHPF3642C6C*+MBVC1200**-1A*+TXV | Centrally Ducted | N/A | N/A | 23400 | 13000 | 2.6006 | 11648 | 2.1376
Daikin AC (Americas), Inc | Daikin | LV Series | 5265753 | HRCU-A-CB-O | RXS09LVJU | FTXS09LVJU | Ductless | Single-zone | Non-ducted indoor units (Mini-splits) | 12000 | 6520 | 3.48 | 6968 | 2.43
Daikin AC (Americas), Inc | Daikin | LV Series | 5265755 | HRCU-A-CB-O | RXS12LVJU | FTXS12LVJU | Ductless | Single-zone | Non-ducted indoor units (Mini-splits) | 14400 | 7816 | 3.4 | 8051 | 2.81
Daikin AC (Americas), Inc | Daikin | LV Series | 5265756 | HRCU-A-CB-O | RXS15LVJU | FTXS15LVJU | Ductless | Single-zone | Non-ducted indoor units (Mini-splits) | 18000 | 9780 | 3.13 | 9972 | 2.69
Daikin AC (Americas), Inc | Daikin | LV Series | 5265757 | HRCU-A-CB-O | RXS18LVJU | FTXS18LVJU | Ductless | Single-zone | Non-ducted indoor units (Mini-splits) | 21600 | 11725 | 2.89 | 11924 | 2.49
Daikin AC (Americas), Inc | Daikin | LV Series | 5265758 | HRCU-A-CB-O | RXS24LVJU | FTXS24LVJU | Ductless | Single-zone | Non-ducted indoor units (Mini-splits) | 25400 | 13781 | 2.63 | 14028 | 2.26
Daikin AC (Americas), Inc | Daikin | Aurora Series | 8849330 | HRCU-A-CB-O | RXL15QMVJU | FTX15NMVJU | Ductless | Single-zone | Non-ducted indoor units (Mini-splits) | 18295 | 11904 | 2.98 | 18254 | 2.27
Daikin AC (Americas), Inc | Daikin | Aurora Series | 8849445 | HRCU-A-CB-O | RXL15QMVJU | FVXS15NVJU | Ductless | Single-zone | Non-ducted indoor units (Mini-splits) | 18056 | 11751 | 2.82 | 18015 | 2.4
Daikin AC (Americas), Inc | Daikin | Aurora Series | 8849458 | HRCU-A-CB-O | RXL12QMVJU | FTX12NMVJU | Ductless | Single-zone | Non-ducted indoor units (Mini-splits) | 13679 | 8902 | 2.92 | 14330 | 2.26
Daikin AC (Americas), Inc | Daikin | Aurora Series | 8849459 | HRCU-A-CB-O | RXL09QMVJU | FVXS09NVJU | Ductless | Single-zone | Non-ducted indoor units (Mini-splits) | 10089 | 6565 | 3.06 | 10065 | 2.13
Daikin AC (Americas), Inc | Daikin | Aurora Series | 8849533 | HRCU-A-CB-O | RXL09QMVJU | FTX09NMVJU | Ductless | Single-zone | Non-ducted indoor units (Mini-splits) | 10942 | 7121 | 3.14 | 10918 | 1.97
Daikin AC (Americas), Inc | Daikin | Vista | 9966569 | HRCU-A-CB-O | RX09QMVJU | FFQ09Q2VJU | Ductless | Single-zone | Non-ducted indoor units (Cassette) | 10000 | 5830 | 3.8 | 6270 | 2.42
Daikin AC (Americas), Inc | Daikin | Vista | 9966684 | HRCU-A-CB-O | RX12QMVJU | FFQ12Q2VJU | Ductless | Single-zone | Non-ducted indoor units (Cassette) | 13500 | 7850 | 3.28 | 7500 | 2.28
Daikin AC (Americas), Inc | Daikin | Vista | 9966775 | HRCU-A-CB-O | RX15QMVJU | FFQ15Q2VJU | Ductless | Single-zone | Non-ducted indoor units (Cassette) | 16200 | 9400 | 3.1665 | 7270 | 2.47
Daikin AC (Americas), Inc | Daikin | Vista | 10318063 | HRCU-A-CB-O | RX18QMVJU | FFQ18Q2VJU | Ductless | Single-zone | Non-ducted indoor units (Cassette) | 21600 | 12490 | 2.74 | 9700 | 2.2384
DAY & NIGHT | DAY & NIGHT |  | 201835635 | HRCU-A-CB | DLCSRAH24AAK | DLFSDAH24XAK | Ductless | Singlezone | ducted indoor units | 24000 | 17400 | 2.9699 | 30000 | 1.9299
DAY & NIGHT | DAY & NIGHT |  | 201835602 | HRCU-A-CB-O | DLCPRAH09AAK | DLFPHAH09XAK | Ductless | Singlezone | Non-ducted indoor units (Mini-splits) | 10000 | 7200 | 2.7805 | 13047 | 1.9751
DAY & NIGHT | DAY & NIGHT |  | 201835609 | HRCU-A-CB-O | DLCSRAH09AAJ | DLFSHAH09XAJ | Ductless | Singlezone | Non-ducted indoor units (Mini-splits) | 9800 | 5600 | 2.6499 | 6880 | 1.9499
DAY & NIGHT | DAY & NIGHT |  | 201835610 | HRCU-A-CB-O | DLCSRAH12AAJ | DLFSHAH12XAJ | Ductless | Singlezone | Non-ducted indoor units (Mini-splits) | 11800 | 7100 | 2.5999 | 7800 | 2.0099
Electrolux Home Products | Frigidaire |  | 8718583 | HRCU-A-CB-O | FFHP093CS2 | FFHP093WS2 | Ductless | Single-zone | Non-ducted indoor units (Mini-splits) | 11000 | 7800 | 2.7542 | 10200 | 2.0616
Electrolux Home Products | Frigidaire |  | 8718584 | HRCU-A-CB-O | FFHP123CS2 | FFHP123WS2 | Ductless | Single-zone | Non-ducted indoor units (Mini-splits) | 13000 | 7500 | 2.6167 | 8800 | 2.0307
Friedrich Air Conditioning | Friedrich | J-Series | 8915232 | HMSV-A-CB | MR24DY3JMA | Non-Ducted | Ductless | Multi-zone | Non-ducted indoor units | 24000 | 14500 | 2.7241 | 14595 | 2.5923
Friedrich Air Conditioning | Friedrich | J-Series | 8915234 | HMSV-A-CB | MR24DY3JMA | Mixed | Ductless | Multi-zone | Mixed Ducted and Non-ducted indoor units | 23250 | 14250 | 2.594 | 14109 | 2.4323
Friedrich Air Conditioning | Friedrich | J-Series | 7086358 | HRCU-A-CB-O | MRH12Y3J | MWH12Y3J | Ductless | Single-zone | Non-ducted indoor units (Mini-splits) | 13600 | 8800 | 3.1035 | 7500 | 2.3137
Friedrich Air Conditioning | Friedrich | J-Series | 201763897 | HRCU-A-CB-O | MRH09Y3JA | MWH09Y3JA | Ductless | Single-zone | Non-ducted indoor units (Mini-splits) | 10500 | 6500 | 2.6999 | 10780 | 2.1347
Friedrich Air Conditioning | Friedrich | J-Series | 201763898 | HRCU-A-CB-O | MRH12Y3JA | MWH12Y3JA | Ductless | Single-zone | Non-ducted indoor units (Mini-splits) | 13000 | 8000 | 3.1683 | 13130 | 2.3321
Fujitsu General America, Inc. | Fujitsu | Halcyon Multi-room Mini-Split Systems | 8033586 | HMSV-A-CB | AOU24RLXFZH | Non-Ducted Indoor Units | Ductless | Multi-zone | Non-ducted indoor units | 25000 | 15400 | 2.6 | 25500 | 2.09
Fujitsu General America, Inc. | Fujitsu | J-Series | 8693477 | HMSV-A-CB | AOU48RLAVM | Non-Ducted Indoor Units | Ductless | Multi-zone | Non-ducted indoor units | 54000 | 33000 | 2.84 | 41300 | 2.9379
Fujitsu General America, Inc. | Fujitsu | J-Series | 8693480 | HMSV-A-CB | AOU36RLAVM | Non-Ducted Indoor Units | Ductless | Multi-zone | Non-ducted indoor units | 42000 | 25800 | 2.8 | 37900 | 2.7359
Fujitsu General America, Inc. | Fujitsu | Halcyon Multi-room Mini-Split Systems | 8908615 | HMSV-A-CB | AOU36RLXFZH | Non-Ducted Indoor Units | Ductless | Multi-zone | Non-ducted indoor units | 36400 | 21400 | 2.64 | 36407 | 2.02
Fujitsu General America, Inc. | Fujitsu | Halcyon Single-room Mini-Split Systems Wall Mounted RL2 Series | 5063325 | HRCU-A-CB-O | AOU9RLS2 | ASU9RLS2 | Ductless | Single-zone | Non-ducted indoor units (Mini-splits) | 12000 | 9400 | 2.54 | 15000 | 2.18
Fujitsu General America, Inc. | Fujitsu | Halcyon Single-room Mini-Split Systems Wall Mounted RL2 Series | 5063326 | HRCU-A-CB-O | AOU12RLS2 | ASU12RLS2 | Ductless | Single-zone | Non-ducted indoor units (Mini-splits) | 16000 | 10200 | 2.72 | 16500 | 2.34
Fujitsu General America, Inc. | Fujitsu | Halcyon Single-room Mini-Split Systems Compact Cassette | 5751311 | HRCU-A-CB-O | AOU9RLFC | AUU9RLF | Ductless | Single-zone | Non-ducted indoor units (Mini-splits) | 12000 | 9400 | 2.88 | 15000 | 2.41
Fujitsu General America, Inc. | Fujitsu | Halcyon Single-room Mini-Split Systems Slim Duct | 5751312 | HRCU-A-CB-O | AOU9RLFC | ARU9RLF | Ductless | Single-zone | Ducted Indoor Unit | 12000 | 9400 | 2.88 | 15000 | 2.41
Fujitsu General America, Inc. | Fujitsu | Halcyon Single-room Mini-Split Systems Compact Cassette | 5751313 | HRCU-A-CB-O | AOU12RLFC | AUU12RLF | Ductless | Single-zone | Non-ducted indoor units (Mini-splits) | 16000 | 10200 | 2.58 | 16500 | 2.18
Fujitsu General America, Inc. | Fujitsu | Halcyon Single-room Mini-Split Systems Slim Duct | 5751314 | HRCU-A-CB-O | AOU12RLFC | ARU12RLF | Ductless | Single-zone | Ducted Indoor Unit | 16000 | 10200 | 2.58 | 16500 | 2.18
Fujitsu General America, Inc. | Fujitsu | Halcyon Single-room Mini-Split Systems Floor Mounted RLFFH Series | 6936995 | HRCU-A-CB-O | AOU9RLFF | AGU9RLF | Ductless | Single-zone | Non-ducted indoor units (Mini-splits) | 12000 | 7500 | 2.8 | 14000 | 1.95
Fujitsu General America, Inc. | Fujitsu | Halcyon Single-room Mini-Split Systems Floor Mounted RLFFH Series | 6936996 | HRCU-A-CB-O | AOU12RLFF | AGU12RLF | Ductless | Single-zone | Non-ducted indoor units (Mini-splits) | 16000 | 10600 | 2.6 | 15000 | 2.02
Fujitsu General America, Inc. | Fujitsu | Halcyon Single-room Mini-Split Systems Wall Mounted RLF Series | 6961728 | HRCU-A-CB-O | AOU9RLFW1 | ASU9RLF1 | Ductless | Single-zone | Non-ducted indoor units (Mini-splits) | 12000 | 7600 | 3.1363 | 8530 | 1.9679
Fujitsu General America, Inc. | Fujitsu | Halcyon Single-room Mini-Split Systems Wall Mounted RLF Series | 6961729 | HRCU-A-CB-O | AOU12RLFW1 | ASU12RLF1 | Ductless | Single-zone | Non-ducted indoor units (Mini-splits) | 16000 | 9400 | 2.869 | 12150 | 2.0071
Fujitsu General America, Inc. | Fujitsu | Halcyon Single-room Mini-Split Systems Wall Mounted RLB Series | 7937663 | HRCU-A-CB-O | AOU18RLB | ASU18RLB | Ductless | Single-zone | Non-ducted indoor units (Mini-splits) | 18000 | 11500 | 2.92 | 15400 | 2.0698
Fujitsu General America, Inc. | Fujitsu | Halcyon Single-room Mini-Split Systems Wall Mounted RLS3 Series | 7993242 | HRCU-A-CB-O | AOU12RLS3 | ASU12RLS3 | Ductless | Single-zone | Non-ducted indoor units (Mini-splits) | 16000 | 9600 | 3.3 | 16500 | 2.3
Fujitsu General America, Inc. | Fujitsu | Halcyon Single-room Mini-Split Systems Wall Mounted RLS3 Series | 7993243 | HRCU-A-CB-O | AOU15RLS3 | ASU15RLS3 | Ductless | Single-zone | Non-ducted indoor units (Mini-splits) | 18000 | 11200 | 3.14 | 20500 | 2.18
Fujitsu General America, Inc. | Fujitsu | Halcyon Single-room Mini-Split Systems Wall Mounted RLS3 Series | 7993244 | HRCU-A-CB-O | AOU12RLS3H | ASU12RLS3 | Ductless | Single-zone | Non-ducted indoor units (Mini-splits) | 16000 | 9600 | 3.18 | 16500 | 2.15
Fujitsu General America, Inc. | Fujitsu | Halcyon Single-room Mini-Split Systems Wall Mounted RLS3HY Series | 7993245 | HRCU-A-CB-O | AOU15RLS3H | ASU15RLS3 | Ductless | Single-zone | Non-ducted indoor units (Mini-splits) | 18000 | 11200 | 3.06 | 20500 | 2.07
Fujitsu General America, Inc. | Fujitsu | Halcyon Single-room Mini-Split Systems Wall Mounted RLS3 Series | 8004699 | HRCU-A-CB-O | AOU9RLS3 | ASU9RLS3 | Ductless | Single-zone | Non-ducted indoor units (Mini-splits) | 12000 | 7000 | 3.46 | 15000 | 2.09
Fujitsu General America, Inc. | Fujitsu | Halcyon Single-room Mini-Split Systems Wall Mounted RLS3HY Series | 8004700 | HRCU-A-CB-O | AOU9RLS3H | ASU9RLS3 | Ductless | Single-zone | Non-ducted indoor units (Mini-splits) | 12000 | 7000 | 3.36 | 15000 | 1.95
Fujitsu General America, Inc. | Fujitsu | Halcyon Single-room Mini-Split Systems Wall mounted RLS3 Series | 8703348 | HRCU-A-CB-O | AOU9RLS3 | ASU9RLS3Y | Ductless | Single-zone | Non-ducted indoor units (Mini-splits) | 12000 | 7000 | 3.46 | 15000 | 2.09
Fujitsu General America, Inc. | Fujitsu | Halcyon Single-room Mini-Split Systems Wall mounted H Series | 8703349 | HRCU-A-CB-O | AOU9RLS3H | ASU9RLS3Y | Ductless | Single-zone | Non-ducted indoor units (Mini-splits) | 12000 | 7000 | 3.36 | 15000 | 1.95
Fujitsu General America, Inc. | Fujitsu | Halcyon Single-room Mini-Split Systems Wall Mounted RLS3HY Series | 8703350 | HRCU-A-CB-O | AOU12RLS3 | ASU12RLS3Y | Ductless | Single-zone | Non-ducted indoor units (Mini-splits) | 16000 | 9600 | 3.3 | 16500 | 2.3
Fujitsu General America, Inc. | Fujitsu | Halcyon Single-room Mini-Split Systems Wall Mounted RLS3H Series | 8703506 | HRCU-A-CB-O | AOU12RLS3H | ASU12RLS3Y | Ductless | Single-zone | Non-ducted indoor units (Mini-splits) | 16000 | 9600 | 3.18 | 16500 | 2.15
Fujitsu General America, Inc. | Fujitsu | Halcyon Single-room Mini-Split Systems Wall mounted RLS3 Series | 8703507 | HRCU-A-CB-O | AOU15RLS3 | ASU15RLS3Y | Ductless | Single-zone | Non-ducted indoor units (Mini-splits) | 18000 | 11200 | 3.14 | 20500 | 2.18
Fujitsu General America, Inc. | Fujitsu | Halcyon Single-room Mini-Split Systems Wall Mounted RLS3HY Series | 8703508 | HRCU-A-CB-O | AOU15RLS3H | ASU15RLS3Y | Ductless | Single-zone | Non-ducted indoor units (Mini-splits) | 18000 | 11200 | 3.06 | 20500 | 2.07
Fujitsu General America, Inc. | Fujitsu | Halcyon Single-room Mini-Split Systems Wall Mounted RLF/RLX Series | 8718495 | HRCU-A-CB-O | AOU18RLXFW1 | ASU18RLF | Ductless | Single-zone | Non-ducted indoor units (Mini-splits) | 21600 | 14600 | 3.08 | 21600 | 2.43
Fujitsu General America, Inc. | Fujitsu | Halcyon Single-room Mini-Split Systems Wall Mounted RLF/RLX Series | 8779045 | HRCU-A-CB-O | AOU18RLXFWH | ASU18RLF | Ductless | Single-zone | Non-ducted indoor units (Mini-splits) | 21600 | 14600 | 3.02 | 21600 | 2.3
GD Midea Air-Conditioning Equipment Co.,Ltd | Lennox | ML-Series | 9920054 | HMSV-A-CB | MLA030S4M-1P | Non-Ducted Indoor Units | Ductless | Multi-zone | Non-ducted indoor units | 28000 | 18000 | 2.7404 | 28160 | 2.0423
GD Midea Air-Conditioning Equipment Co.,Ltd | Lennox | ML-Series | 9920055 | HMSV-A-CB | MLA036S4M-1P | Non-Ducted Indoor Units | Ductless | Multi-zone | Non-ducted indoor units | 36000 | 23200 | 2.7797 | 36000 | 1.9614
GD Midea Air-Conditioning Equipment Co.,Ltd | Lennox | MP-Series | 10058816 | HMSV-A-CB | MPB009S4S-1P | ducted indoor units | Ductless | Multi-zone | Ducted Indoor Units | 10000 | 6200 | 2.8391 | 8071 | 2.0046
GD Midea Air-Conditioning Equipment Co.,Ltd | Lennox | MP-Series | 10062012 | HMSV-A-CB | MPB030S4M-1P | Non-Ducted Indoor Units | Ductless | Multi-zone | Non-ducted indoor units | 28000 | 17200 | 2.8193 | 16820 | 1.9515
GD Midea Air-Conditioning Equipment Co.,Ltd | Lennox |  | 201796630 | HRCU-A-CB-O | MPB009S4S-1P | MWMA009S4-3P | Ductless | Singlezone | Non-ducted indoor units (Mini-splits) | 9800 | 5800 | 2.7594 | 7990 | 1.9929
GD Midea Air-Conditioning Equipment Co.,Ltd | Lennox |  | 201796631 | HRCU-A-CB-O | MPB012S4S-1P | MWMA012S4-3P | Ductless | Singlezone | Non-ducted indoor units (Mini-splits) | 12000 | 7700 | 2.7655 | 9134 | 1.937
GD Midea Air-Conditioning Equipment Co.,Ltd | Lennox | MP-Series | 8129542 | HRCU-A-CB-O | MPA024S4S-1P | MWMA024S4-1P | Ductless | Single-zone | Non-ducted indoor units (Mini-splits) | 25000 | 17800 | 2.7793 | 16382 | 2.1803
GD Midea Air-Conditioning Equipment Co.,Ltd | Lennox | MP-Series | 8129566 | HRCU-A-CB-O | MPA012S4S-1P | M22A012S4-1P | Ductless | Single-zone | Non-ducted indoor units (Mini-splits) | 12000 | 3178 | 4.0672 | 7465 | 1.9141
GD Midea Air-Conditioning Equipment Co.,Ltd | DIRECT AIR |  | 8775842 | HRCU-A-CB-O | MOBA30-09HFN1-MT0W | CCA3U-09HRFN1-M(C) | Ductless | Single-zone | Non-ducted indoor units (Mini-splits) | 10000 | 5800 | 2.6601 | 7878 | 1.97
GD Midea Air-Conditioning Equipment Co.,Ltd | DIRECT AIR |  | 8775849 | HRCU-A-CB-O | MOCA31-18HFN1-MT0W | CCA3U-18HRFN1-M(C) | Ductless | Single-zone | Non-ducted indoor units (Mini-splits) | 18000 | 12000 | 2.7605 | 9410 | 1.9826
GD Midea Air-Conditioning Equipment Co.,Ltd | DIRECT AIR |  | 8775850 | HRCU-A-CB-O | MOCA31-18HFN1-MT0W | MUEU-18HRFN1-M(C) | Ductless | Single-zone | Non-ducted indoor units (Mini-splits) | 18000 | 12000 | 2.699 | 10274 | 2.1012
GD Midea Air-Conditioning Equipment Co.,Ltd | DIRECT AIR |  | 8775853 | HRCU-A-CB-O | MOD31-24HFN1-MT0W | MUEU-24HRFN1-M(C) | Ductless | Single-zone | Non-ducted indoor units (Mini-splits) | 24000 | 15000 | 2.8602 | 17705 | 2.0198
GD Midea Air-Conditioning Equipment Co.,Ltd | DIRECT AIR |  | 8989603 | HRCU-A-CB-O | MOBA30-09HFN1-MT0W | MSAEB-09HRFN1-MT0W | Ductless | Single-zone | Non-ducted indoor units (Mini-splits) | 9800 | 6300 | 2.6797 | 6609 | 1.9177
GD Midea Air-Conditioning Equipment Co.,Ltd | Willis |  | 9038626 | HRCU-A-CB-O | WSM09MH20S/O | WSM09MH20S/I | Ductless | Single-zone | Non-ducted indoor units (Mini-splits) | 9800 | 6300 | 2.6799 | 6700 | 1.9399
GD Midea Air-Conditioning Equipment Co.,Ltd | DIRECT AIR |  | 9680947 | HRCU-A-CB-O | MOBA30-09HFN1-MT0W | CS11M-09HRFN1-MX0W(A) | Ductless | Single-zone | Non-ducted indoor units (Mini-splits) | 9800 | 5800 | 2.7594 | 7990 | 1.9929
GD Midea Air-Conditioning Equipment Co.,Ltd | DIRECT AIR |  | 9680948 | HRCU-A-CB-O | MOCA31-18HFN1-MT0W | CS11M-12HRFN1-MU5W | Ductless | Single-zone | Non-ducted indoor units (Mini-splits) | 12000 | 7700 | 2.7655 | 9134 | 1.937
GD Midea Air-Conditioning Equipment Co.,Ltd | DIRECT AIR |  | 9680949 | HRCU-A-CB-O | MOCA31-18HFN1-MT0W | CS11M-18HRFN1-MT0W | Ductless | Single-zone | Non-ducted indoor units (Mini-splits) | 18000 | 11400 | 2.7207 | 11178 | 2.0272
GD Midea Air-Conditioning Equipment Co.,Ltd | DIRECT AIR |  | 9680950 | HRCU-A-CB-O | MOD31-24HFN1-MT0W | CS11M-23HRFN1-MT0W | Ductless | Single-zone | Non-ducted indoor units (Mini-splits) | 25000 | 15300 | 2.6996 | 18099 | 2.0712
GD Midea Air-Conditioning Equipment Co.,Ltd | Lennox | MP-Series | 9962876 | HRCU-A-CB-O | MPA024S4S-1P | MWMA024S4-2P | Ductless | Single-zone | Non-ducted indoor units (Mini-splits) | 25000 | 17800 | 2.7793 | 16382 | 2.1803
GD Midea Air-Conditioning Equipment Co.,Ltd | Lennox | MP-Series | 9962880 | HRCU-A-CB-O | MPA012S4S-1P | M22A012S4-2P | Ductless | Single-zone | Non-ducted indoor units (Mini-splits) | 12000 | 3178 | 4.0672 | 7465 | 1.9141
GD Midea Air-Conditioning Equipment Co.,Ltd | Lennox | MP-Series | 10056167 | HRCU-A-CB-O | MPB009S4S-1L | MWMB009S4-1L | Ductless | Single-zone | Non-ducted indoor units (Mini-splits) | 11000 | 6500 | 2.818 | 6776 | 1.9469
GD Midea Air-Conditioning Equipment Co.,Ltd | Lennox | MP-Series | 10056168 | HRCU-A-CB-O | MPB012S4S-1L | MWMB012S4-1L | Ductless | Single-zone | Non-ducted indoor units (Mini-splits) | 12000 | 7600 | 2.599 | 6885 | 2.0058
GD Midea Air-Conditioning Equipment Co.,Ltd | Lennox | MP-Series | 10056169 | HRCU-A-CB-O | MPB009S4S-1P | MWMA009S4-1P | Ductless | Single-zone | Non-ducted indoor units (Mini-splits) | 9800 | 5800 | 2.7594 | 7990 | 1.9929
GD Midea Air-Conditioning Equipment Co.,Ltd | Lennox | MP-Series | 10056170 | HRCU-A-CB-O | MPB009S4S-1P | MWMA009S4-2P | Ductless | Single-zone | Non-ducted indoor units (Mini-splits) | 9800 | 5800 | 2.7594 | 7990 | 1.9929
GD Midea Air-Conditioning Equipment Co.,Ltd | Lennox | MP-Series | 10056171 | HRCU-A-CB-O | MPB012S4S-1P | MWMA012S4-1P | Ductless | Single-zone | Non-ducted indoor units (Mini-splits) | 12000 | 7700 | 2.7655 | 9134 | 1.937
GD Midea Air-Conditioning Equipment Co.,Ltd | Lennox | MP-Series | 10056172 | HRCU-A-CB-O | MPB012S4S-1P | MWMA012S4-2P | Ductless | Single-zone | Non-ducted indoor units (Mini-splits) | 12000 | 7700 | 2.7655 | 9134 | 1.937
GD Midea Air-Conditioning Equipment Co.,Ltd | Lennox | MP-Series | 10056173 | HRCU-A-CB-O | MPB018S4S-1P | MWMA018S4-1P | Ductless | Single-zone | Non-ducted indoor units (Mini-splits) | 18000 | 11400 | 2.7207 | 11178 | 2.0272
GD Midea Air-Conditioning Equipment Co.,Ltd | Lennox | MP-Series | 10056174 | HRCU-A-CB-O | MPB018S4S-1P | MWMA018S4-2P | Ductless | Single-zone | Non-ducted indoor units (Mini-splits) | 18000 | 11400 | 2.7207 | 11178 | 2.0272
GD Midea Air-Conditioning Equipment Co.,Ltd | Lennox | MP-Series | 10056175 | HRCU-A-CB-O | MPB024S4S-1P | MWMA024S4-1P | Ductless | Single-zone | Non-ducted indoor units (Mini-splits) | 25000 | 15300 | 2.6996 | 18099 | 2.0712
GD Midea Air-Conditioning Equipment Co.,Ltd | Lennox | MP-Series | 10056176 | HRCU-A-CB-O | MPB024S4S-1P | MWMA024S4-2P | Ductless | Single-zone | Non-ducted indoor units (Mini-splits) | 25000 | 15300 | 2.6996 | 18099 | 2.0712
GD Midea Air-Conditioning Equipment Co.,Ltd | Lennox | MP-Series | 10058825 | HRCU-A-CB-O | MPB018S4S-1P | MCFB018S4-2P | Ductless | Single-zone | Non-ducted indoor units (Mini-splits) | 18000 | 12000 | 2.699 | 10274 | 2.1012
GD Midea Air-Conditioning Equipment Co.,Ltd | Lennox | MP-Series | 10058826 | HRCU-A-CB-O | MPB024S4S-1P | MCFA024S4-1P | Ductless | Single-zone | Non-ducted indoor units (Mini-splits) | 24000 | 15000 | 2.8602 | 17705 | 2.0198
GD Midea Air-Conditioning Equipment Co.,Ltd | Lennox | MP-Series | 10058827 | HRCU-A-CB-O | MPB024S4S-1P | MCFA024S4-2P | Ductless | Single-zone | Non-ducted indoor units (Mini-splits) | 24000 | 15000 | 2.8602 | 17705 | 2.0198
GD Midea Air-Conditioning Equipment Co.,Ltd | Lennox | MP-Series | 10058830 | HRCU-A-CB-O | MPB009S4S-1P | M22A009S4-1P | Ductless | Single-zone | Non-ducted indoor units (Mini-splits) | 10000 | 5800 | 2.6601 | 7878 | 1.97
GD Midea Air-Conditioning Equipment Co.,Ltd | Lennox | MP-Series | 10058831 | HRCU-A-CB-O | MPB009S4S-1P | M22A009S4-2P | Ductless | Single-zone | Non-ducted indoor units (Mini-splits) | 10000 | 5800 | 2.6601 | 7878 | 1.97
GD Midea Air-Conditioning Equipment Co.,Ltd | Lennox | MP-Series | 10058834 | HRCU-A-CB-O | MPB018S4S-1P | M22A018S4-1P | Ductless | Single-zone | Non-ducted indoor units (Mini-splits) | 18000 | 12000 | 2.7605 | 9410 | 1.9826
GD Midea Air-Conditioning Equipment Co.,Ltd | Lennox | MP-Series | 10058835 | HRCU-A-CB-O | MPB018S4S-1P | M22A018S4-2P | Ductless | Single-zone | Non-ducted indoor units (Mini-splits) | 18000 | 12000 | 2.7605 | 9410 | 1.9826
Gree | Gree | Sapphire | 10149903 | HRCU-A-CB-O | SAP12HP230V1AO | SAP12HP230V1AH | Ductless | Singlezone | Ductless Highwall | 12200 | 8100 | 3.21 | 8000 | 2.73
Gree | Gree | Sapphire | 10157570 | HRCU-A-CB-O | SAP18HP230V1AO | SAP18HP230V1AH | Ductless | Singlezone | Non-ducted Highwall | 18000 | 14200 | 2.8701 | 21500 | 2.0326
Gree | Gree | Sapphire | 10157571 | HRCU-A-CB-O | Sap24HP230V1AO | Sap24HP230V1AH | Ductless | Singlezone | Ductless Highwall | 24000 | 15500 | 2.8934 | 22553 | 2.0655
GREE ELECTRIC APPLIANCES INC. OF ZHUHAI | Tosot | Multi Zone | 10064023 | HMSV-A-CB | TM36H4O | Non-Ducted Indoor Units | Ductless | Multizone | Non-ducted indoor units (Mini-splits) | 42500 | 26500 | 2.8764 | 21356 | 2.006
GREE ELECTRIC APPLIANCES INC. OF ZHUHAI | Tosot | Lomo Plus | 10062019 | HRCU-A-CB-O | TW12HQ3D6DO | TW12HQ3D6DI | Ductless | Single zone | Non-ducted indoor units (Mini-splits) | 12200 | 8100 | 3.2079 | 8000 | 2.7262
GREE ELECTRIC APPLIANCES INC. OF ZHUHAI | Tosot | Lomo Plus | 10062020 | HRCU-A-CB-O | TW18HQ3D6DO | TW18HQ3D6DI | Ductless | Single zone | Non-ducted indoor units (Mini-splits) | 18000 | 14000 | 2.8297 | 21500 | 2.0326
GREE ELECTRIC APPLIANCES INC. OF ZHUHAI | TOSOT | Lomo Plus | 10062021 | HRCU-A-CB-O | TW24HQ3D6DO | TW24HQ3D6DI | Ductless | Single-zone | Non-ducted indoor units (Mini-splits) | 24000 | 15737 | 2.9377 | 22553.32 | 2.0656
GREE ELECTRIC APPLIANCES INC. OF ZHUHAI GREE ELECTRIC APPLIANCES INC. OF ZHUHAI | Gree | Free Match G-Series | 9084227 | HMSV-A-CB | GWHD(36)ND3GO | Non-Ducted Indoor Units | Ductless | Multi-zone | Non-ducted indoor units | 42500 | 26500 | 2.8764 | 21356 | 2.006
GREE ELECTRIC APPLIANCES INC. OF ZHUHAI GREE ELECTRIC APPLIANCES INC. OF ZHUHAI | Gree | Lomo 23 Series | 7070719 | HRCU-A-CB-O | GWH24QE-D3DNA1D/O | GWH24QE-D3DN***/I | Ductless | Singlezone | Mini-Splits | 23000 | 14600 | 2.6116 | 22861.5 | 2.0181
GREE ELECTRIC APPLIANCES INC. OF ZHUHAI GREE ELECTRIC APPLIANCES INC. OF ZHUHAI | Gree | Lomo 23 Series | 7091967 | HRCU-A-CB-O | GWH09QC-A3DNA1D/O | GWH09QC-A3DN***/I | Ductless | Singlezone | Mini-Splits | 9900 | 6100 | 3.2906 | 8680 | 2.0318
GREE ELECTRIC APPLIANCES INC. OF ZHUHAI GREE ELECTRIC APPLIANCES INC. OF ZHUHAI | Gree | Lomo 23 Series | 7091971 | HRCU-A-CB-O | GWH12QC-D3DNA1D/O | GWH12QC-D3DN***/I | Ductless | Singlezone | Mini-Splits | 13000 | 7100 | 2.5803 | 8800 | 2.0212
GREE ELECTRIC APPLIANCES INC. OF ZHUHAI GREE ELECTRIC APPLIANCES INC. OF ZHUHAI | Gree | U-Crown Series | 7607465 | HRCU-A-CB-O | GWH09UC-D3DNA4C/O | GWH09UC-D3DN***/I | Ductless | Single-zone | Non-ducted indoor units (Mini-splits) | 9000 | 5500 | 2.8784 | 10488 | 1.9831
GREE ELECTRIC APPLIANCES INC. OF ZHUHAI GREE ELECTRIC APPLIANCES INC. OF ZHUHAI | Gree | U-Crown Series | 7607467 | HRCU-A-CB-O | GWH12UC-D3DNA4C/O | GWH12UC-D3DN***/I | Ductless | Single-zone | Non-ducted indoor units (Mini-splits) | 13000 | 13000 | 3.1487 | 13000 | 2.7608
GREE ELECTRIC APPLIANCES INC. OF ZHUHAI GREE ELECTRIC APPLIANCES INC. OF ZHUHAI | Gree | U-Crown Series | 7607469 | HRCU-A-CB-O | GWH18UC-D3DNA4C/O | GWH18UC-D3DN***/I | Ductless | Single-zone | Non-ducted indoor units (Mini-splits) | 19000 | 12717 | 2.5013 | 19190 | 2.8548
GREE ELECTRIC APPLIANCES INC. OF ZHUHAI GREE ELECTRIC APPLIANCES INC. OF ZHUHAI | Gree | Extreme Series | 9114294 | HRCU-A-CB-O | GWH18YE-D3DNA1A/O | GWH18AAE-D3DN***/I | Ductless | Single-zone | Non-ducted indoor units (Mini-splits) | 18000 | 14000 | 2.8297 | 21500 | 2.0326
GREE ELECTRIC APPLIANCES INC. OF ZHUHAI GREE ELECTRIC APPLIANCES INC. OF ZHUHAI | Gree | Extreme Series | 9123256 | HRCU-A-CB-O | GWH24YE-D3DNA1A/O | GWH24AAE-D3DN***/I | Ductless | Single-zone | Non-ducted indoor units (Mini-splits) | 24000 | 15737 | 2.9376 | 22553 | 2.0655
GREE ELECTRIC APPLIANCES INC. OF ZHUHAI GREE ELECTRIC APPLIANCES INC. OF ZHUHAI | Gree | Extreme Series | 9944776 | HRCU-A-CB-O | GWH12YD-D3DNA1A/O | GWH12AAD-D3DN***/I | Ductless | Single-zone | Non-ducted indoor units (Mini-splits) | 12200 | 8100 | 3.2079 | 8000 | 2.7262
Haier | Haier | Novel Series | 6970203 | HRCU-A-CB-O | HSU09VHG(DB)-W | HSU09VHG(DB)-G | Ductless | Single-zone | Non-ducted indoor units (Mini-splits) | 9000 | 5600 | 3.1563 | 6000 | 2.3447
Haier | Haier | Advanced Series | 8021588 | HRCU-A-CB-O | 1U12ES2VHA | AW12ES2VHA | Ductless | Single-zone | Non-ducted indoor units (Mini-splits) | 16000 | 12220 | 3 | 10160 | 2.46
Haier | Haier | Advanced Series | 8028490 | HRCU-A-CB-O | 1U18ES2VHA | AW18ES2VHA | Ductless | Single-zone | Non-ducted indoor units (Mini-splits) | 22000 | 14000 | 2.74 | 14900 | 2.08
Haier | Haier | Advanced Series | 8028525 | HRCU-A-CB-O | 1U24ES2VHA | AW24ES2VHA | Ductless | Single-zone | Non-ducted indoor units (Mini-splits) | 27700 | 18500 | 2.85 | 20500 | 2.15
Haier | Haier | Advanced Series | 8028528 | HRCU-A-CB-O | 1U09ES2VHA | AW09ES2VHA | Ductless | Single-zone | Non-ducted indoor units (Mini-splits) | 10000 | 7400 | 3.44 | 10000 | 2.48
Haier | Haier | Arctic Series | 8862047 | HRCU-A-CB-O | 1U09EH2VHA | AW09EH2VHA | Ductless | Single-zone | Non-ducted indoor units (Mini-splits) | 12000 | 9000 | 3.217 | 12000 | 2.226
HEIL | HEIL |  | 201835718 | HRCU-A-CB | DLCSRAH24AAK | DLFSDAH24XAK | Ductless | Singlezone | ducted indoor units (Mini-splits) | 24000 | 17400 | 2.9699 | 30000 | 1.9299
HEIL | HEIL |  | 201835653 | HRCU-A-CB-O | DLCPRAH09AAK | DLFPHAH09XAK | Ductless | Singlezone | Non-ducted indoor units (Mini-splits) | 10000 | 7200 | 2.7805 | 13047 | 1.9751
HEIL | HEIL |  | 201835667 | HRCU-A-CB-O | DLCSRAH09AAJ | DLFSHAH09XAJ | Ductless | Singlezone | Non-ducted indoor units (Mini-splits) | 9800 | 5600 | 2.6499 | 6880 | 1.9499
HEIL | HEIL |  | 201835668 | HRCU-A-CB-O | DLCSRAH12AAJ | DLFSHAH12XAJ | Ductless | Singlezone | Non-ducted indoor units (Mini-splits) | 11800 | 7100 | 2.5999 | 7800 | 2.0099
International Comfort Products | HEIL | High Wall System | 8177081 | HRCU-A-CB-O | DLCAHB09K1A | DLFAHH09K1A | Ductless | Single-zone | Non-ducted indoor units (Mini-splits) | 9000 | 5500 | 2.893 | 10488 | 1.979
International Comfort Products | KEEPRITE | High Wall System | 8177082 | HRCU-A-CB-O | DLCAHB09K1A | DLFAHH09K1A | Ductless | Single-zone | Non-ducted indoor units (Mini-splits) | 9000 | 5500 | 2.893 | 10488 | 1.979
International Comfort Products | TEMPSTAR | High Wall System | 8177083 | HRCU-A-CB-O | DLCAHB09K1A | DLFAHH09K1A | Ductless | Single-zone | Non-ducted indoor units (Mini-splits) | 9000 | 5500 | 2.893 | 10488 | 1.979
International Comfort Products | DAY & NIGHT | High Wall System | 8177084 | HRCU-A-CB-O | DLCAHB09K1A | DLFAHH09K1A | Ductless | Single-zone | Non-ducted indoor units (Mini-splits) | 9000 | 5500 | 2.893 | 10488 | 1.979
International Comfort Products | ARCOAIRE | High Wall System | 8177085 | HRCU-A-CB-O | DLCAHB09K1A | DLFAHH09K1A | Ductless | Single-zone | Non-ducted indoor units (Mini-splits) | 9000 | 5500 | 2.893 | 10488 | 1.979
International Comfort Products | KENMORE | High Wall System | 8177086 | HRCU-A-CB-O | DLCAHB09K1A | DLFAHH09K1A | Ductless | Single-zone | Non-ducted indoor units (Mini-splits) | 9000 | 5500 | 2.893 | 10488 | 1.979
International Comfort Products | COMFORTMAKER | High Wall System | 8177087 | HRCU-A-CB-O | DLCAHB09K1A | DLFAHH09K1A | Ductless | Single-zone | Non-ducted indoor units (Mini-splits) | 9000 | 5500 | 2.893 | 10488 | 1.979
International Comfort Products | HEIL | High Wall System | 8177090 | HRCU-A-CB-O | DLCAHB12K1A | DLFAHH12K1A | Ductless | Single-zone | Non-ducted indoor units (Mini-splits) | 13000 | 13000 | 3.143 | 13000 | 2.76
International Comfort Products | KEEPRITE | High Wall System | 8177091 | HRCU-A-CB-O | DLCAHB12K1A | DLFAHH12K1A | Ductless | Single-zone | Non-ducted indoor units (Mini-splits) | 13000 | 13000 | 3.143 | 13000 | 2.76
International Comfort Products | TEMPSTAR | High Wall System | 8177092 | HRCU-A-CB-O | DLCAHB12K1A | DLFAHH12K1A | Ductless | Single-zone | Non-ducted indoor units (Mini-splits) | 13000 | 13000 | 3.143 | 13000 | 2.76
International Comfort Products | DAY & NIGHT | High Wall System | 8177093 | HRCU-A-CB-O | DLCAHB12K1A | DLFAHH12K1A | Ductless | Single-zone | Non-ducted indoor units (Mini-splits) | 13000 | 13000 | 3.143 | 13000 | 2.76
International Comfort Products | ARCOAIRE | High Wall System | 8177094 | HRCU-A-CB-O | DLCAHB12K1A | DLFAHH12K1A | Ductless | Single-zone | Non-ducted indoor units (Mini-splits) | 13000 | 13000 | 3.143 | 13000 | 2.76
International Comfort Products | KENMORE | High Wall System | 8177095 | HRCU-A-CB-O | DLCAHB12K1A | DLFAHH12K1A | Ductless | Single-zone | Non-ducted indoor units (Mini-splits) | 13000 | 13000 | 3.143 | 13000 | 2.76
International Comfort Products | COMFORTMAKER | High Wall System | 8177096 | HRCU-A-CB-O | DLCAHB12K1A | DLFAHH12K1A | Ductless | Single-zone | Non-ducted indoor units (Mini-splits) | 13000 | 13000 | 3.143 | 13000 | 2.76
International Comfort Products | HEIL | High Wall System | 8177099 | HRCU-A-CB-O | DLCAHB18K1A | DLFAHH18K1A | Ductless | Single-zone | Non-ducted indoor units (Mini-splits) | 19000 | 12717 | 2.501 | 19190 | 2.85
International Comfort Products | KEEPRITE | High Wall System | 8177100 | HRCU-A-CB-O | DLCAHB18K1A | DLFAHH18K1A | Ductless | Single-zone | Non-ducted indoor units (Mini-splits) | 19000 | 12717 | 2.501 | 19190 | 2.85
International Comfort Products | TEMPSTAR | High Wall System | 8177101 | HRCU-A-CB-O | DLCAHB18K1A | DLFAHH18K1A | Ductless | Single-zone | Non-ducted indoor units (Mini-splits) | 19000 | 12717 | 2.501 | 19190 | 2.85
International Comfort Products | DAY & NIGHT | High Wall System | 8177102 | HRCU-A-CB-O | DLCAHB18K1A | DLFAHH18K1A | Ductless | Single-zone | Non-ducted indoor units (Mini-splits) | 19000 | 12717 | 2.501 | 19190 | 2.85
International Comfort Products | ARCOAIRE | High Wall System | 8177103 | HRCU-A-CB-O | DLCAHB18K1A | DLFAHH18K1A | Ductless | Single-zone | Non-ducted indoor units (Mini-splits) | 19000 | 12717 | 2.501 | 19190 | 2.85
International Comfort Products | KENMORE | High Wall System | 8177104 | HRCU-A-CB-O | DLCAHB18K1A | DLFAHH18K1A | Ductless | Single-zone | Non-ducted indoor units (Mini-splits) | 19000 | 12717 | 2.501 | 19190 | 2.85
International Comfort Products | COMFORTMAKER | High Wall System | 8177105 | HRCU-A-CB-O | DLCAHB18K1A | DLFAHH18K1A | Ductless | Single-zone | Non-ducted indoor units (Mini-splits) | 19000 | 12717 | 2.501 | 19190 | 2.85
Johnson Controls Inc. | York |  | 10309025 | HRCU-A-CB | YZV48B21 | MVC20DN21 | Centrally Ducted | N/A | N/A | 58000 | 42500 | 2.5599 | 34000 | 2.5099
KEEPRITE | KEEPRITE |  | 201835719 | HRCU-A-CB | DLCSRAH24AAK | DLFSDAH24XAK | Ductless | Singlezone | ducted indoor units (Mini-splits) | 24000 | 17400 | 2.9699 | 30000 | 1.9299
KEEPRITE | KEEPRITE |  | 201835652 | HRCU-A-CB-O | DLCPRAH09AAK | DLFPHAH09XAK | Ductless | Singlezone | Non-ducted indoor units (Mini-splits) | 10000 | 7200 | 2.7805 | 13047 | 1.9751
KEEPRITE | KEEPRITE |  | 201835666 | HRCU-A-CB-O | DLCSRAH09AAJ | DLFSHAH09XAJ | Ductless | Singlezone | Non-ducted indoor units (Mini-splits) | 9800 | 5600 | 2.6499 | 6880 | 1.9499
KEEPRITE | KEEPRITE |  | 201835669 | HRCU-A-CB-O | DLCSRAH12AAJ | DLFSHAH12XAJ | Ductless | Singlezone | Non-ducted indoor units (Mini-splits) | 11800 | 7100 | 2.5999 | 7800 | 2.0099
KENMORE | KENMORE |  | 201835815 | HRCU-A-CB | DLCSRAH24AAK | DLFSDAH24XAK | Ductless | Singlezone | ducted indoor units (Mini-splits) | 24000 | 17400 | 2.9699 | 30000 | 1.9299
KENMORE | KENMORE |  | 201835749 | HRCU-A-CB-O | DLCPRAH09AAK | DLFPHAH09XAK | Ductless | Singlezone | Non-ducted indoor units (Mini-splits) | 10000 | 7200 | 2.7805 | 13047 | 1.9751
KENMORE | KENMORE |  | 201835762 | HRCU-A-CB-O | DLCSRAH09AAJ | DLFSHAH09XAJ | Ductless | Singlezone | Non-ducted indoor units (Mini-splits) | 9800 | 5600 | 2.6499 | 6880 | 1.9499
KENMORE | KENMORE |  | 201835764 | HRCU-A-CB-O | DLCSRAH12AAJ | DLFSHAH12XAJ | Ductless | Singlezone | Non-ducted indoor units (Mini-splits) | 11800 | 7100 | 2.5999 | 7800 | 2.0099
Lennox Industries | Lennox |  | 201842143 | HRCU-A-CB | XP20-024-230A** | CBA38MV-030-230 | Centrally Ducted | N/A | N/A | 21600 | 14000 | 2.5327 | 12400 | 2.2025
Lennox Industries | Lennox |  | 201953307 | HRCU-A-CB | XP20-036-230A** | CBA38MV-042-230 | Centrally Ducted | N/A | N/A | 33000 | 21400 | 2.5087 | 18600 | 2.1631
LG Electronics Canada, Inc. | LG | Prestige (Canada) | 6233140 | HRCU-A-CB-O | LAU120HYV | LAN120HYV | Ductless | Single-Zone | Non-ducted indoor units (Mini-splits) | 13600 | 8350 | 3.5466 | 13720 | 2.7353
LG Electronics Canada, Inc. | LG | Prestige (Canada) | 8584525 | HRCU-A-CB-O | LAU180HYV1 | LAN180HYV1 | Ductless | Single-Zone | Non-ducted indoor units (Mini-splits) | 22000 | 13000 | 2.781 | 19300 | 2.3666
LG Electronics Canada, Inc. | LG | Prestige (Canada) | 8584526 | HRCU-A-CB-O | LAU240HYV1 | LAN240HYV1 | Ductless | Single-Zone | Non-ducted indoor units (Mini-splits) | 27000 | 17200 | 2.8005 | 23690 | 2.2396
LG Electronics USA, Inc | LG |  | 7180062 | HMSV-A-CB | LMU24CHV | Non-Ducted Indoor Units | Ductless | Multi-zone | Non-ducted indoor units | 24000 | 14500 | 2.7 | 14595 | 2.6
LG Electronics USA, Inc | LG |  | 7180063 | HMSV-A-CB | LMU36CHV | Non-Ducted Indoor Units | Ductless | Multi-zone | Non-ducted indoor units | 36000 | 20000 | 2.6 | 22057 | 2.5
LG Electronics USA, Inc | LG |  | 7184507 | HMSV-A-CB | LMU24CHV | Mixed | Ductless | Multi-zone | Mixed Ducted and Non-ducted indoor units | 23250 | 14250 | 2.6 | 14109 | 2.4
LG Electronics USA, Inc | LG |  | 8111355 | HMSV-A-CB | LMU30CHV | Non-Ducted Indoor Units | Ductless | Multi-zone | Non-ducted indoor units | 32000 | 19600 | 2.7 | 20622 | 2.5
LG Electronics USA, Inc | LG |  | 8111358 | HMSV-A-CB | LMU480HV | Non-Ducted Indoor Units | Ductless | Multi-zone | Non-ducted indoor units | 54000 | 34080 | 3.3 | 38900 | 2.5
LG Electronics USA, Inc | LG |  | 5859619 | HRCU-A-CB-O | LUU187HV | LCN187HV | Ductless | Single-zone | Non-ducted indoor units (Mini-splits) | 20000 | 12500 | 2.9 | 11271 | 2.2
LG Electronics USA, Inc | LG |  | 6236101 | HRCU-A-CB-O | LSU240HSV3 | LSN240HSV3 | Ductless | Single-zone | Non-ducted indoor units (Mini-splits) | 27600 | 16940 | 2.6 | 24220 | 2.1
LG Electronics USA, Inc | LG |  | 7012586 | HRCU-A-CB-O | LSU240HLV | LSN240HLV | Ductless | Single-zone | Non-ducted indoor units (Mini-splits) | 27000 | 16570 | 2.5 | 23690 | 2.1
LG Electronics USA, Inc. | LG |  | 10445111 | HMSV-A-CB | LMU360HHV | MIXED DUCTED AND DUCTLESS | Ductless | Multi-zone | MIXED DUCTED AND DUCTLESS | 40500 | 27500 | 2.6776 | 40500 | 2.0571
LG Electronics USA, Inc. | LG |  | 10444103 | HMSV-A-CB | LMU420HHV | MIXED DUCTED AND DUCTLESS | Ductless | Multi-zone | MIXED DUCTED AND DUCTLESS | 45000 | 29000 | 2.7505 | 45000 | 2.1067
LG Electronics USA, Inc. | LG |  | 10399150 | HRCU-A-CB-O | LUU368HV | LVN360HV4 | Centrally Ducted | N/A | N/A | 40000 | 25600 | 2.7282 | 30000 | 1.9982
MIDEA | MIDEA |  | 201796612 | HRCU-A-CB | DLCSRAH24AAK | DLFSDAH24XAK | Ductless | Singlezone | ducted indoor units (Mini-splits) | 24000 | 17400 | 2.9699 | 30000 | 1.9299
Midea | Midea |  | 201753970 | HRCU-A-CB-O | 38MPRAQ09AA3 | DHMPHAQ09XA3 | Ductless | Singlezone | Non-ducted indoor units (Mini-splits) | 10000 | 7200 | 2.7805 | 13047 | 1.9751
MIDEA | MIDEA |  | 201753972 | HRCU-A-CB-O | DLCPRAH09AAK | DLFPHAH09XAK | Ductless | Singlezone | Non-ducted indoor units (Mini-splits) | 10000 | 7200 | 2.7805 | 13047 | 1.9751
MIDEA | MIDEA |  | 201756545 | HRCU-A-CB-O | DLCSRAH09AAJ | DLFSHAH09XAJ | Ductless | Singlezone | Non-ducted indoor units (Mini-splits) | 9800 | 5600 | 2.6499 | 6880 | 1.9499
MIDEA | MIDEA |  | 201756546 | HRCU-A-CB-O | DLCSRAH12AAJ | DLFSHAH12XAJ | Ductless | Singlezone | Non-ducted indoor units (Mini-splits) | 11800 | 7100 | 2.5999 | 7800 | 2.0099
Mitsubishi Electric Cooling & Heating | Mitsubishi Electric | Mitsubishi Electric | 201754444 | HMSV-A-CB | PUMY-P36NKMU1 | Ducted indoor units | Ductless | Multi-zone | Ducted Indoor Units | 42000 | 26600 | 2.6003 | 30000 | 2.2544
Mitsubishi Electric Cooling & Heating | Mitsubishi Electric | Mitsubishi Electric | 201754445 | HMSV-A-CB | PUMY-P36NKMU1 | Non-ducted | Ductless | Multi-zone | Non-ducted indoor units | 42000 | 26400 | 2.9873 | 29000 | 2.3002
Mitsubishi Electric Cooling & Heating | Mitsubishi Electric | Mitsubishi Electric | 201754447 | HMSV-A-CB | PUMY-P48NKMU1 | Non-ducted | Ductless | Multi-zone | Non-ducted indoor units | 54000 | 31400 | 2.9214 | 36400 | 2.2
Mitsubishi Electric Cooling & Heating | Mitsubishi Electric | Mitsubishi Electric | 201754640 | HMSV-A-CB | PUMY-P60NKMU1 | Non-ducted | Ductless | Multi-zone | Non-ducted indoor units | 66000 | 41500 | 2.5988 | 57000 | 1.9999
Mitsubishi Electric Cooling & Heating | Mitsubishi Electric | Mitsubishi Electric | 201754642 | HMSV-A-CB | MXZ-2C20NA2 | Non-ducted | Ductless | Multi-zone | Non-ducted indoor units | 22000 | 12500 | 2.818 | 11100 | 2.0332
Mitsubishi Electric Cooling & Heating | Mitsubishi | M-Series H2i | 201754904 | HMSV-A-CB | MXZ-3C24NAHZ2 | Non-Ducted Indoor Units | Ductless | Multi-zone | Non-ducted indoor units | 25000 | 14000 | 2.53 | 25000 | 1.92
Mitsubishi Electric Cooling & Heating | Mitsubishi | M-Series H2i | 201754911 | HMSV-A-CB | MXZ-4C36NAHZ | Non-Ducted Indoor Units | Ductless | Multi-zone | Non-ducted indoor units | 45000 | 34000 | 2.85 | 45000 | 2.41
Mitsubishi Electric Cooling & Heating | Mitsubishi | M-Series H2i | 201754926 | HMSV-A-CB | MXZ-5C42NAHZ | Non-Ducted Indoor Units | Ductless | Multi-zone | Non-ducted indoor units | 48000 | 35800 | 2.87 | 48000 | 2.51
Mitsubishi Electric Cooling & Heating | Mitsubishi | M-Series H2i | 201755020 | HMSV-A-CB | MXZ-4C36NAHZ | Mixed | Ductless | Multi-zone | Mixed Ducted and Non-ducted indoor units | 45000 | 35000 | 2.54 | 45000 | 2.16
Mitsubishi Electric Cooling & Heating | Mitsubishi Electric | Mitsubishi Electric | 201755026 | HMSV-A-CB | PUMY-P36NKMU1 | Mixed | Ductless | Multi-zone | Mixed Ducted and Non-ducted indoor units | 42000 | 26500 | 2.7797 | 29000 | 2.2378
Mitsubishi Electric Cooling & Heating | Mitsubishi Electric | Mitsubishi Electric | 201754324 | HRCU-A-CB | SUZ-KA12NA | SEZ-KD12NA | Ductless | Single-zone | Ducted Indoor Units | 13600 | 9000 | 2.867 | 7400 | 2.4097
Mitsubishi Electric Cooling & Heating | Mitsubishi Electric | Mitsubishi Electric | 201754325 | HRCU-A-CB | SUZ-KA18NA | SEZ-KD18NA | Ductless | Single-zone | Ducted Indoor Units | 21600 | 13100 | 2.8439 | 9900 | 2.198
Mitsubishi Electric Cooling & Heating | Mitsubishi | M-Series | 4908219 | HRCU-A-CB-O | MUZ-FE09NA | MSZ-FE09NA | Ductless | Single-zone | Non-ducted indoor units (Mini-splits) | 10900 | 6700 | 3.02 | 10900 | 2.19
Mitsubishi Electric Cooling & Heating | Mitsubishi | M-Series | 4934170 | HRCU-A-CB-O | MUZ-FE12NA | MSZ-FE12NA | Ductless | Single-zone | Non-ducted indoor units (Mini-splits) | 13600 | 8300 | 3.04 | 13600 | 2.46
Mitsubishi Electric Cooling & Heating | Mitsubishi | M-Series; KJ-Series | 201754291 | HRCU-A-CB-O | MUFZ-KJ12NAHZ | MFZ-KJ12NA | Ductless | Single-zone | Non-ducted indoor units (Mini-splits) | 13000 | 8800 | 2.77 | 13000 | 2.1
Mitsubishi Electric Cooling & Heating | Mitsubishi | M-Series | 201754293 | HRCU-A-CB-O | MUFZ-KJ18NAHZ | MFZ-KJ18NA | Ductless | Single-zone | Non-ducted indoor units (Mini-splits) | 21000 | 12800 | 2.62 | 21000 | 2.05
Mitsubishi Electric Cooling & Heating | Mitsubishi Electric | Mitsubishi Electric | 201754295 | HRCU-A-CB-O | MUZ-FE12NAH | MSZ-FE12NA | Ductless | Single-zone | Non-ducted indoor units (Wall Mount) | 13600 | 8400 | 2.9307 | 12500 | 2.304
Mitsubishi Electric Cooling & Heating | Mitsubishi | M-Series H2i | 201754296 | HRCU-A-CB-O | MUZ-FH09NA | MSZ-FH09NA | Ductless | Single-zone | Non-ducted indoor units (Mini-splits) | 10900 | 6700 | 3.27 | 10900 | 2.32
Mitsubishi Electric Cooling & Heating | Mitsubishi Electric | Mitsubishi Electric | 201754297 | HRCU-A-CB-O | MUZ-FH09NAH | MSZ-FH09NAH | Ductless | Single-zone | Non-ducted indoor units (Mini-splits) | 10900 | 6700 | 2.73 | 10900 | 2.73
Mitsubishi Electric Cooling & Heating | Mitsubishi | M-Series H2i | 201754298 | HRCU-A-CB-O | MUZ-FH12NA | MSZ-FH12NA | Ductless | Single-zone | Non-ducted indoor units (Mini-splits) | 13600 | 8000 | 3.26 | 13600 | 2.21
Mitsubishi Electric Cooling & Heating | Mitsubishi Electric | Mitsubishi Electric | 201754299 | HRCU-A-CB-O | MUZ-FH12NAH | MSZ-FH12NAH | Ductless | Single-zone | Non-ducted indoor units (Mini-splits) | 13600 | 8100 | 2.83 | 13600 | 2.07
Mitsubishi Electric Cooling & Heating | Mitsubishi | M-Series | 201754302 | HRCU-A-CB-O | MUZ-FH18NA2 | MSZ-FH18NA2 | Ductless | Single-zone | Non-ducted indoor units (Mini-splits) | 20300 | 13700 | 3.04 | 20300 | 2.01
Mitsubishi Electric Cooling & Heating | Mitsubishi Electric | Mitsubishi Electric | 201754303 | HRCU-A-CB-O | MUZ-FH18NAH2 | MSZ-FH18NA | Ductless | Single-zone | Non-ducted indoor units (Wall Mount) | 20300 | 12480 | 2.926 | 20900 | 2.0554
Mitsubishi Electric Cooling & Heating | Mitsubishi Electric | Mitsubishi Electric | 201754311 | HRCU-A-CB-O | MUZ-GL12NA-U1 | MSZ-GL12NA-U1 | Ductless | Single-zone | Non-ducted indoor units (Mini-splits) | 14400 | 9200 | 3.0991 | 10200 | 2.9307
Mitsubishi Electric Cooling & Heating | Mitsubishi Electric | Mitsubishi Electric | 201754315 | HRCU-A-CB-O | MUZ-GL18NA-U1 | MSZ-GL18NA-U1 | Ductless | Single-zone | Non-ducted indoor units (Mini-splits) | 21600 | 13800 | 2.7327 | 15100 | 2.3539
Mitsubishi Electric Cooling & Heating | Mitsubishi Electric | Mitsubishi Electric | 201754316 | HRCU-A-CB-O | MUZ-GL24NA-U1 | MSZ-GL24NA-U1 | Ductless | Single-zone | Non-ducted indoor units (Mini-splits) | 27600 | 16000 | 2.6492 | 20200 | 1.9799
Mitsubishi Electric Cooling & Heating | Mitsubishi Electric | Mitsubishi Electric | 201754318 | HRCU-A-CB-O | PUZ-A24NHA7 | PLA-A24EA7 | Ductless | Single-zone | Non-ducted indoor units (Mini-splits) | 26000 | 14900 | 2.7292 | 13000 | 2.7214
Mitsubishi Electric Cooling & Heating | Mitsubishi Electric | Mitsubishi Electric | 201754319 | HRCU-A-CB-O | PUZ-A36NKA7 | PLA-A36EA7 | Ductless | Single-zone | Non-ducted indoor units (Mini-splits) | 38000 | 22000 | 2.5894 | 21600 | 2.4347
Mitsubishi Electric Cooling & Heating | Mitsubishi | M-Series | 201754416 | HRCU-A-CB-O | MUFZ-KJ09NAHZ | MFZ-KJ09NA | Ductless | Single-zone | Non-ducted indoor units (Mini-splits) | 11000 | 7500 | 2.75 | 11000 | 2.01
Mitsubishi Electric Cooling & Heating | Mitsubishi Electric | Mitsubishi Electric | 201754425 | HRCU-A-CB-O | MUZ-FE09NAH | MSZ-FE09NA | Ductless | Single-zone | Non-ducted indoor units (Wall Mount) | 10900 | 6700 | 2.9307 | 11200 | 2.7709
Mitsubishi Electric Cooling & Heating | Mitsubishi | M-Series H2i | 201754426 | HRCU-A-CB-O | MUZ-FH06NA | MSZ-FH06NA | Ductless | Single-zone | Non-ducted indoor units (Mini-splits) | 8700 | 5900 | 3.46 | 8700 | 2.8
Mitsubishi Electric Cooling & Heating | Mitsubishi Electric | Mitsubishi Electric | 201754427 | HRCU-A-CB-O | MUZ-FH06NAH | MSZ-FH06NAH | Ductless | Single-zone | Non-ducted indoor units (Mini-splits) | 8700 | 5900 | 2.75 | 8700 | 2.45
Mitsubishi Electric Cooling & Heating | Mitsubishi Electric | Mitsubishi Electric | 201754648 | HRCU-A-CB-O | MUZ-GL09NA-U1 | MSZ-GL09NA-U1 | Ductless | Single-zone | Non-ducted indoor units (Mini-splits) | 10900 | 6700 | 3.1168 | 8000 | 2.7583
Nortek Global | Maytag | M1200 | 5597453 | HRCU-A-CB | PSH4BG024K | B6VMAX024K-B | Centrally Ducted | N/A | N/A | 22400 | 14200 | 2.7744 | 12600 | 2.0515
Nortek Global | Maytag | M1200 | 5597457 | HRCU-A-CB | PSH4BG036K | B6VMAX036K-B | Centrally Ducted | N/A | N/A | 34400 | 21800 | 2.6621 | 20100 | 2.2657
Nortek Global | Maytag | M1200 | 10296728 | HRCU-A-CB | PSH1BG4CVRX24K | B6VMAX24K-B | Centrally Ducted | N/A | N/A | 22400 | 14200 | 2.7744 | 12600 | 2.0515
Nortek Global | Maytag | M1200 | 10296733 | HRCU-A-CB | PSH1BG4CVRX36K | B6VMAX36K-B | Centrally Ducted | N/A | N/A | 34400 | 21800 | 2.6621 | 20100 | 2.2657
Panasonic | Panasonic | Exterios E:Deluxe | 7958200 | HRCU-A-CB-O | CS-E18RKUA | CU-E18RKUAW | Ductless | Single-zone | Non-ducted indoor units (Mini-splits) | 21600 | 11600 | 2.6167 | 10100 | 2.2438
Panasonic | Panasonic | Low-Profile Ducted | 9125308 | HRCU-A-CB-O | CU-E9SD3UA | CS-E9SD3UAW | Ductless | Single-zone | Non-ducted indoor units (Mini-splits) | 9000 | 7900 | 2.5458 | 7800 | 2.0607
Panasonic | Panasonic | Wall Mounted | 9571162 | HRCU-A-CB-O | CU-XE15SKUA | CS-XE15SKUA | Ductless | Single-zone | Non-ducted indoor units (Mini-splits) | 18000 | 11000 | 3.16 | 15700 | 1.98
Panasonic | Panasonic | Exterios XE | 201900302 | HRCU-A-CB-O | CU-XE15SKUA-1 | CS-XE15SKUA-1 | Ductless | Singlezone | Mini-Split | 17200 | 18200 | 5.2293 | 17200 | 1.9768
Payne | Payne |  | 201753410 | HRCU-A-CB-O | 38MPRAQ09AA3 | DHMPHAQ09XA3 | Ductless | Singlezone | Non-ducted indoor units (Mini-splits) | 10000 | 7200 | 2.7805 | 13047 | 1.9751
SAMSUNG ELECTRONCS CO., LTD. | SAMSUNG | FJM | 10348192 | HMSV-A-CB | AJ020MCS3CH/AA | Non-ducted | Ductless | Multi-zone | Non-ducted indoor units (Wall Mount) | 22000 | 13000 | 2.6275 | 22000 | 1.9538
TEMPSTAR | TEMPSTAR |  | 201835814 | HRCU-A-CB | DLCSRAH24AAK | DLFSDAH24XAK | Ductless | Singlezone | ducted indoor units (Mini-splits) | 24000 | 17400 | 2.9699 | 30000 | 1.9299
TEMPSTAR | TEMPSTAR |  | 201835748 | HRCU-A-CB-O | DLCPRAH09AAK | DLFPHAH09XAK | Ductless | Singlezone | Non-ducted indoor units (Mini-splits) | 10000 | 7200 | 2.7805 | 13047 | 1.9751
TEMPSTAR | TEMPSTAR |  | 201835763 | HRCU-A-CB-O | DLCSRAH09AAJ | DLFSHAH09XAJ | Ductless | Singlezone | Non-ducted indoor units (Mini-splits) | 9800 | 5600 | 2.6499 | 6880 | 1.9499
TEMPSTAR | TEMPSTAR |  | 201835765 | HRCU-A-CB-O | DLCSRAH12AAJ | DLFSHAH12XAJ | Ductless | Singlezone | Non-ducted indoor units (Mini-splits) | 11800 | 7100 | 2.5999 | 7800 | 2.0099
Trane | Trane |  | 6749942 | HRCU-A-CB | 4TWV0024A1 | *AM8C0B30V21 | Centrally Ducted | N/A | N/A | 20200 | 16800 | 2.5 | 13000 | 2.08
Trane | Trane |  | 6750459 | HRCU-A-CB | 4TWV8024A1 | *AM8C0B30V21 | Centrally Ducted | N/A | N/A | 20000 | 16800 | 2.5 | 13000 | 2.08
Trane | Trane |  | 7151531 | HRCU-A-CB-O | 4TXK2709A10N0AA | 4MXW2709A10N0AA | Ductless | Single-zone | Non-ducted indoor units (Mini-splits) | 9800 | 5800 | 2.7058 | 8000 | 2.1412
Trane | Trane |  | 7151533 | HRCU-A-CB-O | 4TXK2712A10NAA | 4MXW2712A10N0AA | Ductless | Single-zone | Non-ducted indoor units (Mini-splits) | 13000 | 8000 | 3.1261 | 8300 | 2.1507
Trane | Trane |  | 7151535 | HRCU-A-CB-O | 4TXK2718A10N0AA | 4MXW2718A10N0AA | Ductless | Single-zone | Non-ducted indoor units (Mini-splits) | 19000 | 12100 | 2.8144 | 15400 | 1.9709
Trane | Trane |  | 9150123 | HRCU-A-CB-O | 4TXK3812A10NUAA | 4MXW3812A10NUAA | Ductless | Single-zone | Non-ducted indoor units (Mini-splits) | 12200 | 8100 | 3.2079 | 13304 | 2.1794
Trane | Trane |  | 9150127 | HRCU-A-CB-O | 4TXK3824A10NUAA | 4MXW3824A10NUAA | Ductless | Single-zone | Non-ducted indoor units (Mini-splits) | 24000 | 15500 | 2.8934 | 24233 | 2.2368
Trane/Mitsubishi Electric | Trane/Mitsubishi Electric |  | 202102758 | HMSV-A-CB | MXZ-2C20NA2 | Non-Ducted Indoor Units | Ductless | Multi-zone | Non-ducted indoor units | 22000 | 12500 | 2.818 | 11100 | 2.0332
Trane/Mitsubishi Electric | Trane/Mitsubishi Electric |  | 202102761 | HMSV-A-CB | MXZ-3C24NAHZ2 | Non-Ducted Indoor Units | Ductless | Multi-zone | Non-ducted indoor units | 25000 | 14000 | 2.53 | 25000 | 1.92
Trane/Mitsubishi Electric | Trane/Mitsubishi Electric |  | 202102765 | HMSV-A-CB | MXZ-4C36NAHZ | Non-Ducted Indoor Units | Ductless | Multi-zone | Non-ducted indoor units | 45000 | 34000 | 2.85 | 45000 | 2.41
Trane/Mitsubishi Electric | Trane/Mitsubishi Electric |  | 202102872 | HMSV-A-CB | MXZ-4C36NAHZ | Mixed | Ductless | Multi-zone | Mixed Ducted and Non-ducted indoor units | 45000 | 35000 | 2.54 | 45000 | 2.16
Trane/Mitsubishi Electric | Trane/Mitsubishi Electric |  | 202102767 | HMSV-A-CB | MXZ-5C42NAHZ | Non-Ducted Indoor Units | Ductless | Multi-zone | Non-ducted indoor units | 48000 | 35800 | 2.87 | 48000 | 2.51
Trane/Mitsubishi Electric | Trane/Mitsubishi Electric |  | 202102755 | HMSV-A-CB | PUMY-P36NKMU* | Ducted indoor units | Ductless | Multi-zone | Ducted Indoor Units | 42000 | 26600 | 2.6003 | 30000 | 2.2544
Trane/Mitsubishi Electric | Trane/Mitsubishi Electric |  | 202102771 | HMSV-A-CB | PUMY-P36NKMU* | Non-Ducted Indoor Units | Ductless | Multi-zone | Non-ducted indoor units | 42000 | 26400 | 2.9873 | 29000 | 2.3002
Trane/Mitsubishi Electric | Trane/Mitsubishi Electric |  | 202102878 | HMSV-A-CB | PUMY-P36NKMU* | Mixed | Ductless | Multi-zone | Mixed Ducted and Non-ducted indoor units | 42000 | 26500 | 2.7797 | 29000 | 2.2378
Trane/Mitsubishi Electric | Trane/Mitsubishi Electric |  | 202102772 | HMSV-A-CB | PUMY-P48NKMU* | Non-Ducted Indoor Units | Ductless | Multi-zone | Non-ducted indoor units | 54000 | 31400 | 2.9214 | 36400 | 2.2
Trane/Mitsubishi Electric | Trane/Mitsubishi Electric |  | 202102773 | HMSV-A-CB | PUMY-P60NKMU* | Non-Ducted Indoor Units | Ductless | Multi-zone | Non-ducted indoor units | 66000 | 41500 | 2.5988 | 57000 | 1.9999
Trane/Mitsubishi Electric | Trane/Mitsubishi Electric |  | 202102846 | HRCU-A-CB | SUZ-KA12NA | SEZ-KD12NA | Ductless | Single-zone | Ducted Indoor Units | 13600 | 9000 | 2.867 | 7400 | 2.4097
Trane/Mitsubishi Electric | Trane/Mitsubishi Electric |  | 202102853 | HRCU-A-CB | SUZ-KA18NA | SEZ-KD18NA | Ductless | Single-zone | Ducted Indoor Units | 21600 | 13100 | 2.8439 | 9900 | 2.198
Trane/Mitsubishi Electric | Trane/Mitsubishi Electric |  | 202102774 | HRCU-A-CB-O | MUFZ-KJ09NAHZ | MFZ-KJ09NA | Ductless | Single-zone | Non-ducted indoor units (Mini-splits) | 11000 | 7500 | 2.75 | 11000 | 2.01
Trane/Mitsubishi Electric | Trane/Mitsubishi Electric |  | 202102775 | HRCU-A-CB-O | MUFZ-KJ12NAHZ | MFZ-KJ12NA | Ductless | Single-zone | Non-ducted indoor units (Mini-splits) | 13000 | 8800 | 2.77 | 13000 | 2.1
Trane/Mitsubishi Electric | Trane/Mitsubishi Electric |  | 202102777 | HRCU-A-CB-O | MUFZ-KJ18NAHZ | MFZ-KJ18NA | Ductless | Single-zone | Non-ducted indoor units (Mini-splits) | 21000 | 12800 | 2.62 | 21000 | 2.05
Trane/Mitsubishi Electric | Trane/Mitsubishi Electric |  | 202102780 | HRCU-A-CB-O | MUZ-FH06NA | MSZ-FH06NA | Ductless | Single-zone | Non-ducted indoor units (Mini-splits) | 8700 | 5900 | 3.46 | 8700 | 2.8
Trane/Mitsubishi Electric | Trane/Mitsubishi Electric |  | 202102781 | HRCU-A-CB-O | MUZ-FH06NAH | MSZ-FH06NAH | Ductless | Single-zone | Non-ducted indoor units (Mini-splits) | 8700 | 5900 | 2.75 | 8700 | 2.45
Trane/Mitsubishi Electric | Trane/Mitsubishi Electric |  | 202102782 | HRCU-A-CB-O | MUZ-FH09NA | MSZ-FH09NA | Ductless | Single-zone | Non-ducted indoor units (Mini-splits) | 10900 | 6700 | 3.27 | 10900 | 2.32
Trane/Mitsubishi Electric | Trane/Mitsubishi Electric |  | 202102783 | HRCU-A-CB-O | MUZ-FH09NAH | MSZ-FH09NAH | Ductless | Single-zone | Non-ducted indoor units (Mini-splits) | 10900 | 6700 | 2.73 | 10900 | 2.73
Trane/Mitsubishi Electric | Trane/Mitsubishi Electric |  | 202102784 | HRCU-A-CB-O | MUZ-FH12NA | MSZ-FH12NA | Ductless | Single-zone | Non-ducted indoor units (Mini-splits) | 13600 | 8000 | 3.26 | 13600 | 2.21
Trane/Mitsubishi Electric | Trane/Mitsubishi Electric |  | 202102785 | HRCU-A-CB-O | MUZ-FH12NAH | MSZ-FH12NAH | Ductless | Single-zone | Non-ducted indoor units (Mini-splits) | 13600 | 8100 | 2.83 | 13600 | 2.07
Trane/Mitsubishi Electric | Trane/Mitsubishi Electric |  | 202102788 | HRCU-A-CB-O | MUZ-FH18NA2 | MSZ-FH18NA2 | Ductless | Single-zone | Non-ducted indoor units (Mini-splits) | 20300 | 13700 | 3.04 | 20300 | 2.01
Trane/Mitsubishi Electric | Trane/Mitsubishi Electric |  | 202102789 | HRCU-A-CB-O | MUZ-FH18NAH2 | MSZ-FH18NA | Ductless | Single-zone | Non-ducted indoor units (Wall Mount) | 20300 | 12480 | 2.926 | 20900 | 2.0554
Trane/Mitsubishi Electric | Trane/Mitsubishi Electric |  | 202102790 | HRCU-A-CB-O | MUZ-GL09NA-U1 | MSZ-GL09NA-U1 | Ductless | Single-zone | Non-ducted indoor units (Mini-splits) | 10900 | 6700 | 3.1168 | 8000 | 2.7583
Trane/Mitsubishi Electric | Trane/Mitsubishi Electric |  | 202102791 | HRCU-A-CB-O | MUZ-GL12NA-U1 | MSZ-GL12NA-U1 | Ductless | Single-zone | Non-ducted indoor units (Mini-splits) | 14400 | 9200 | 3.0991 | 10200 | 2.9307
Trane/Mitsubishi Electric | Trane/Mitsubishi Electric |  | 202102793 | HRCU-A-CB-O | MUZ-GL18NA-U1 | MSZ-GL18NA-U1 | Ductless | Single-zone | Non-ducted indoor units (Mini-splits) | 21600 | 13800 | 2.7327 | 15100 | 2.3539
Trane/Mitsubishi Electric | Trane/Mitsubishi Electric |  | 202102794 | HRCU-A-CB-O | MUZ-GL24NA-U1 | MSZ-GL24NA-U1 | Ductless | Single-zone | Non-ducted indoor units (Mini-splits) | 27600 | 16000 | 2.6492 | 20200 | 1.9799
Trane/Mitsubishi Electric | Trane/Mitsubishi Electric |  | 202102812 | HRCU-A-CB-O | PUZ-A24NHA7*** | PLA-A24EA7 | Ductless | Single-zone | Non-ducted indoor units (Mini-splits) | 26000 | 14900 | 2.7292 | 13000 | 2.7214
Trane/Mitsubishi Electric | Trane/Mitsubishi Electric |  | 202102822 | HRCU-A-CB-O | PUZ-A36NKA7*** | PLA-A36EA7 | Ductless | Single-zone | Non-ducted indoor units (Mini-splits) | 38000 | 22000 | 2.5894 | 21600 | 2.4347

## February 2018
APS Eligible Small ASHP Models
Updated February 2018
Manufacturer | Brand (if applicable) | Model Name | AHRI Certificate No. | Outdoor Unit Model | Indoor Unit Model(s) | AHRI Type | HSPF (Region IV): | SEER | EER (@ 95°F) | Cooling Capacity (Btuh) | ENERGY STAR Certified | Centrally Ducted or Ductless | If Ductless, Multi-zone or Single-zone? | Ductless Indoor Type | Minimum Capacity 47°F | Rated Capacity 47°F | Maximum Capacity 47°F | Input Power at Min. Capacity 47°F | Rated Input Power 47°F | Input Power at Max. Capacity 47°F | COP at Min. Capacity 47°F | COP at Rated Capacity 47°F | COP at Max. Capacity 47°F |  | Minimum Capacity 17°F | Rated Capacity 17°F | Maximum Capacity 17°F | Input Power at Min. Capacity 17°F | Input Power at Rated Capacity 17°F | Input Power at Max. Capacity 17°F | COP at Min. Capacity 17°F | COP at Rated Capacity 17°F | COP at Max. Capacity 17°F |  | Minimum Capacity 5°F |  | Maximum Capacity 5°F | Input Power at Min. Capacity 5°F |  | Input Power at Max. Capacity 5°F | COP at Min. Capacity 5°F | COP at Max. Capacity 5°F
Amana Heating and air Conditioning | Amana | AVZC20 | 10324707 | AVZC200601A* | CA*F4961*6D*+MBVC2000**-1A*+TX | HRCU-A-CB | 10 | 20 | 12.5 | 52500 | Yes | Centrally Ducted | N/A | N/A | 15848 | 50000 | 50000 | 0.891 | 3.76 | 3.76 | 5.2128 | 3.8972 | 3.8972 |  | 9302 | 32293 | 34000 | 0.92 | 3.466 | 4.07 | 2.96 | 2.73 | 2.45 |  | 5407 |  | 26000 | 0.901 |  | 3.85 | 1.76 | 1.98
Amana Heating and air Conditioning | Amana | AVZC20 | 10324704 | AVZC200241A* | CA*F3642*6D*+MBVC1200**-1A*+TX | HRCU-A-CB | 10 | 21 | 13 | 23400 | Yes | Centrally Ducted | N/A | N/A | 5507 | 23600 | 23600 | 0.328 | 1.87 | 1.87 | 4.9206 | 3.6987 | 3.6987 |  | 3943 | 13915 | 15200 | 0.338 | 1.487 | 1.82 | 3.4189 | 2.7425 | 2.4476 |  | 1650 |  | 11400 | 0.296 |  | 1.6 | 1.63 | 2.09
Amana Heating and air Conditioning | Amana | AVZC20 | 10324706 | AVZC200481A* | CA*F4961*6D*+MBVC2000**-1A*+TX | HRCU-A-CB | 10 | 20 | 13 | 46500 | Yes | Centrally Ducted | N/A | N/A | 13274 | 45500 | 45500 | 0.796 | 3.42 | 3.42 | 4.8872 | 3.899 | 3.899 |  | 8394 | 28254 | 34000 | 0.766 | 2.926 | 4.15 | 3.21 | 2.83 | 2.4 |  | 5390 |  | 26000 | 0.722 |  | 3.87 | 2.19 | 1.97
American Standard | American Standard | AccuComfort Platinum 20 | 6749789 | 4A6V0024A1 | *AM8C0B30V21 | HRCU-A-CB | 10 | 19.25 | 13.75 | 24200 | Yes | Centrally Ducted | N/A | N/A | 7800 | 20200 | 21900 | 0.5 | 1.64 | 1.56 | 4.58 | 3.61 | 4.12 |  | 11430 | 16800 | 16800 | 1.18 | 1.97 | 1.91 | 2.84 | 2.5 | 2.58 |  | 11176 |  | 13000 | 1.58 |  | 1.84 | 2.08 | 2.08
American Standard | American Standard | AccuComfort Platinum 18 | 6750455 | 4A6V8024A1 | *AM8C0B30V21 | HRCU-A-CB | 10 | 18 | 13 | 23800 | Yes | Centrally Ducted | N/A | N/A | 7800 | 20000 | 21900 | 0.5 | 1.63 | 1.56 | 4.58 | 3.6 | 4.12 |  | 11430 | 16800 | 16800 | 1.18 | 1.97 | 1.91 | 2.84 | 2.5 | 2.58 |  | 11176 |  | 13000 | 1.58 |  | 1.84 | 2.08 | 2.08
American Standard | American Standard |  | 7151530 | 4TXK2709A10N0AA | 4MXW2709A10N0AA | HRCU-A-CB-O | 10 | 27 | 14.5 | 9000 | Yes | Ductless | Single-zone | Non-ducted indoor units (Mini-splits) | 2200 | 9800 | 11000 | 0.1 | 0.65 | 1.25 | 6.4476 | 4.4186 | 2.579 |  | 1989 | 5800 | 10630.675 | 0.12 | 0.62822 | 1.2595 | 4.8577 | 2.7058 | 2.4736 |  | 1480 |  | 8000 | 0.15 |  | 1.095 | 2.8916 | 2.1412
American Standard | American Standard |  | 7151534 | 4TXK2718A10N0AA | 4MXW2718A10N0AA | HRCU-A-CB-O | 10 | 21 | 12.5 | 18000 | Yes | Ductless | Single-zone | Non-ducted indoor units (Mini-splits) | 3412 | 19000 | 23202 | 0.4 | 1.58 | 2.5 | 2.4999 | 3.5243 | 2.7199 |  | 2729 | 12100 | 19674 | 0.41 | 1.26 | 2.57 | 1.9507 | 2.8144 | 2.2435 |  | 2388 |  | 15400 | 0.42 |  | 2.29 | 1.6663 | 1.9709
American Standard | American Standard |  | 9150128 | 4TXK3824A10NUAA | 4MXW3824A10NUAA | HRCU-A-CB-O | 12 | 21.5 | 13 | 22000 | Yes | Ductless | Single-zone | Non-ducted indoor units (Mini-splits) | 6800 | 24000 | 32400 | 0.38 | 2 | 3.7 | 5.2444 | 3.5169 | 2.5664 |  | 3396 | 15500 | 26263 | 0.344 | 1.57 | 3.381 | 2.8932 | 2.8934 | 2.2765 |  | 2887 |  | 24233 | 0.33 |  | 3.175 | 2.5639 | 2.2368
American Standard | American Standard | AccuComfort Platinum 20 | 10153442 | 4A6V0036A1 | TEM8A0D48V41+TDR | HRCU-A-CB | 10 | 19.5 | 13 | 35800 | Yes | Centrally Ducted | N/A | N/A | 8400 | 31800 | 33100 | 0.51 | 2.48 | 2.65 | 4.82 | 3.757 | 3.66 |  | 15930 | 25800 | 26100 | 1.77 | 2.48 | 3.08 | 2.64 | 3.0481 | 2.48 |  | 16688 |  | 20000 | 2.52 |  | 2.98 | 1.94 | 1.95
American Standard | American Standard | AccuComfort Platinum 18 | 10153461 | 4A6V8037A1 | TEM8A0D48V41+TDR | HRCU-A-CB | 10 | 18 | 12.5 | 35800 | Yes | Centrally Ducted | N/A | N/A | 8400 | 31800 | 31700 | 0.51 | 2.48 | 2.49 | 4.82 | 3.757 | 3.74 |  | 15930 | 25800 | 26100 | 1.77 | 2.48 | 3.08 | 2.64 | 3.0481 | 2.48 |  | 16688 |  | 20000 | 2.52 |  | 4.38 | 1.94 | 1.95
American Standard | American Standard | AccuComfort Platinum 18 | 10153456 | 4A6V8036A1 | TEM8A0D48V41+TDR | HRCU-A-CB | 10 | 18 | 12.5 | 35400 | Yes | Centrally Ducted | N/A | N/A | 8300 | 31600 | 43200 | 0.51 | 2.46 | 3.43 | 4.76 | 3.7637 | 3.7 |  | 15930 | 25800 | 26100 | 1.78 | 2.46 | 3.11 | 2.62 | 3.0729 | 2.46 |  | 16788 |  | 20100 | 2.52 |  | 3 | 1.96 | 1.95
American Standard | American Standard | AccuComfort Platinum 20 | 10153439 | 4A6V0036A1 | TEM8A0C36V31+TDR | HRCU-A-CB | 10 | 20 | 13 | 35400 | Yes | Centrally Ducted | N/A | N/A | 8200 | 31800 | 32700 | 0.51 | 2.44 | 2.37 | 4.72 | 3.8186 | 4.04 |  | 15380 | 25600 | 25500 | 1.75 | 2.44 | 3.06 | 2.58 | 3.0741 | 2.44 |  | 16182 |  | 19500 | 2.48 |  | 2.94 | 1.92 | 1.95
American Standard | American Standard | AccuComfort Platinum 18 | 10153458 | 4A6V8037A1 | TEM8A0C36V31+TDR | HRCU-A-CB | 10 | 18 | 12.5 | 35400 | Yes | Centrally Ducted | N/A | N/A | 8200 | 31800 | 31200 | 0.51 | 2.44 | 2.38 | 4.72 | 3.8186 | 3.84 |  | 15380 | 25600 | 25500 | 1.75 | 2.44 | 3.06 | 2.58 | 3.0741 | 2.44 |  | 16182 |  | 19500 | 2.48 |  | 2.94 | 1.92 | 1.95
American Standard | American Standard | AccuComfort Platinum 18 | 10153455 | 4A6V8036A1 | TEM8A0C48V41+TDR | HRCU-A-CB | 10 | 18 | 12.5 | 36200 | Yes | Centrally Ducted | N/A | N/A | 8000 | 31000 | 43600 | 0.52 | 2.42 | 3.38 | 4.5 | 3.7533 | 3.78 |  | 15820 | 25400 | 25700 | 1.78 | 2.42 | 3.11 | 2.6 | 3.0753 | 2.42 |  | 16788 |  | 20040 | 2.52 |  | 3 | 1.96 | 1.95
American Standard | American Standard | AccuComfort Platinum 20 | 10153441 | 4A6V0036A1 | TEM8A0C48V41+TDR | HRCU-A-CB | 10 | 20 | 13 | 35600 | Yes | Centrally Ducted | N/A | N/A | 8200 | 31000 | 31100 | 0.52 | 2.4 | 2.52 | 4.62 | 3.7845 | 3.62 |  | 15600 | 25200 | 25600 | 1.78 | 2.4 | 3.12 | 2.56 | 3.0765 | 2.4 |  | 16382 |  | 19700 | 2.52 |  | 2.98 | 1.90 | 1.95
American Standard | American Standard | AccuComfort Platinum 18 | 10153460 | 4A6V8037A1 | TEM8A0C48V41+TDR | HRCU-A-CB | 10 | 18 | 12.5 | 35600 | Yes | Centrally Ducted | N/A | N/A | 8200 | 31000 | 32300 | 0.52 | 2.4 | 2.31 | 4.62 | 3.7845 | 4.1 |  | 15600 | 25200 | 25600 | 1.78 | 2.4 | 3.12 | 2.56 | 3.0765 | 2.4 |  | 16382 |  | 19700 | 2.52 |  | 4.38 | 1.90 | 1.95
American Standard | American Standard | AccuComfort Platinum 18 | 10153453 | 4A6V8036A1 | TEM8A0C36V31+TDR | HRCU-A-CB | 10 | 18 | 12.5 | 35200 | Yes | Centrally Ducted | N/A | N/A | 8200 | 31600 | 42600 | 0.51 | 2.4 | 3.37 | 4.72 | 3.8578 | 3.7 |  | 15930 | 25600 | 25800 | 1.8 | 2.4 | 3.16 | 2.6 | 3.1253 | 2.4 |  | 16728 |  | 20040 | 2.56 |  | 3.02 | 1.92 | 1.95
American Standard | American Standard |  | 7151532 | 4TXK2712A10NAA | 4MXW2712A10N0AA | HRCU-A-CB-O | 10 | 25 | 13 | 12000 | Yes | Ductless | Single-zone | Non-ducted indoor units (Mini-splits) | 2400 | 13000 | 14000 | 0.1 | 0.96 | 1.35 | 7.0337 | 3.9687 | 3.0393 |  | 2200 | 8000 | 8700 | 0.09 | 0.75 | 1.01 | 7.164 | 3.1261 | 2.5245 |  | 2100 |  | 8300 | 0.085 |  | 1.131 | 7.2406 | 2.1507
American Standard | American Standard | AccuComfort Platinum 18 | 8759191 | 4A6V8036A1 | *UD2C100ACV5 & 4PXCCU48BS3 | HRCU-A-CB | 10 | 18 | 12.5 | 36200 | Yes | Centrally Ducted | N/A | N/A | 8400 | 32600 | 32800 | 0.51 | 2.44 | 2.35 | 4.82 | 3.9146 | 4.08 |  | 16040 | 26200 | 26400 | 1.79 | 2.44 | 3.17 | 2.62 | 3.1461 | 2.44 |  | 16894 |  | 20300 | 2.56 |  | 3.04 | 1.94 | 1.95
American Standard | American Standard | AccuComfort Platinum 18 | 8761173 | 4A6V8036A1 | *UD2C100ACV5 & 4TXCC007DS3 | HRCU-A-CB | 10 | 18 | 12.5 | 36200 | Yes | Centrally Ducted | N/A | N/A | 8400 | 32600 | 32800 | 0.51 | 2.44 | 2.35 | 4.82 | 3.9146 | 4.08 |  | 16040 | 26200 | 26400 | 1.79 | 2.44 | 3.17 | 2.62 | 3.1461 | 2.44 |  | 16894 |  | 20300 | 2.56 |  | 3.04 | 1.94 | 1.95
American Standard | American Standard | AccuComfort Platinum 18 | 8761175 | 4A6V8036A1 | *UHMC100ACV4 & 4TXCC007DS3 | HRCU-A-CB | 10 | 18 | 12.5 | 36400 | Yes | Centrally Ducted | N/A | N/A | 8400 | 32800 | 32900 | 0.53 | 2.46 | 2.35 | 4.64 | 3.9066 | 4.1 |  | 16370 | 26600 | 26700 | 1.81 | 2.46 | 3.18 | 2.64 | 3.1682 | 2.46 |  | 17194 |  | 20600 | 2.56 |  | 3.04 | 1.96 | 2.00
American Standard | American Standard | AccuComfort Platinum 18 | 8761171 | 4A6V8036A1 | *UD2C080ACV4 & 4TXCC007DS3 | HRCU-A-CB | 10 | 18 | 12.5 | 36400 | Yes | Centrally Ducted | N/A | N/A | 8400 | 32600 | 32800 | 0.51 | 2.44 | 2.35 | 4.82 | 3.9146 | 4.08 |  | 16150 | 26400 | 26500 | 1.8 | 2.44 | 3.18 | 2.62 | 3.1701 | 2.44 |  | 16994 |  | 20400 | 2.56 |  | 3.04 | 1.94 | 1.95
American Standard | American Standard | AccuComfort Platinum 20 | 10093447 | 4A6V0036A1 | TAM9A0B30V31 | HRCU-A-CB | 10 | 20 | 13 | 35400 | Yes | Centrally Ducted | N/A | N/A | 8600 | 32600 | 21300 | 0.54 | 2.42 | 1.6 | 4.66 | 3.947 | 3.9 |  | 16040 | 26200 | 26600 | 1.82 | 2.42 | 3.22 | 2.58 | 3.1721 | 2.42 |  | 16748 |  | 20220 | 2.58 |  | 3.08 | 1.90 | 1.90
American Standard | American Standard | AccuComfort Platinum 18 | 10093459 | 4A6V8037A1 | TAM9A0B30V31 | HRCU-A-CB | 10 | 18 | 13 | 35400 | Yes | Centrally Ducted | N/A | N/A | 8600 | 32600 | 31400 | 0.54 | 2.42 | 2.37 | 4.66 | 3.947 | 3.88 |  | 16040 | 26200 | 26600 | 1.82 | 2.42 | 3.22 | 2.58 | 3.1721 | 2.42 |  | 16748 |  | 20220 | 2.58 |  | 3.08 | 1.90 | 1.90
American Standard | American Standard | AccuComfort Platinum 20 | 10093448 | 4A6V0036A1 | TAM9A0C36V31 | HRCU-A-CB | 10 | 21 | 13.5 | 35000 | Yes | Centrally Ducted | N/A | N/A | 8500 | 33400 | 21600 | 0.52 | 2.38 | 1.55 | 4.78 | 4.1118 | 4.08 |  | 15820 | 25800 | 26100 | 1.83 | 2.38 | 3.22 | 2.54 | 3.1762 | 2.38 |  | 16448 |  | 19860 | 2.58 |  | 3.08 | 1.86 | 1.90
American Standard | American Standard | AccuComfort Platinum 18 | 10093460 | 4A6V8037A1 | TAM9A0C36V31 | HRCU-A-CB | 10 | 18 | 13 | 35800 | Yes | Centrally Ducted | N/A | N/A | 8500 | 32800 | 32200 | 0.52 | 2.38 | 2.3 | 4.78 | 4.0379 | 4.1 |  | 15820 | 25800 | 26100 | 1.83 | 2.38 | 3.22 | 2.54 | 3.1762 | 2.38 |  | 16448 |  | 19860 | 2.58 |  | 3.08 | 1.86 | 1.90
American Standard | American Standard | AccuComfort Platinum 20 | 10153440 | 4A6V0036A1 | TEM8A0C42V41+TDR | HRCU-A-CB | 10 | 20 | 13 | 35600 | Yes | Centrally Ducted | N/A | N/A | 8300 | 31400 | 32700 | 0.52 | 2.32 | 2.41 | 4.68 | 3.9656 | 3.98 |  | 15490 | 25200 | 25400 | 1.82 | 2.32 | 3.2 | 2.5 | 3.1826 | 2.32 |  | 16182 |  | 19400 | 2.58 |  | 3.06 | 1.84 | 1.85
American Standard | American Standard | AccuComfort Platinum 18 | 10153459 | 4A6V8037A1 | TEM8A0C42V41+TDR | HRCU-A-CB | 10 | 18 | 12.5 | 35600 | Yes | Centrally Ducted | N/A | N/A | 8300 | 31400 | 31300 | 0.52 | 2.32 | 2.35 | 4.68 | 3.9656 | 3.9 |  | 15490 | 25200 | 25400 | 1.82 | 2.32 | 3.2 | 2.5 | 3.1826 | 2.32 |  | 16182 |  | 19400 | 2.58 |  | 3.06 | 1.84 | 1.85
American Standard | American Standard | AccuComfort Platinum 20 | 8759145 | 4A6V0036A1 | *UD2C100ACV5 & 4PXCCU48BS3 | HRCU-A-CB | 10 | 21 | 13 | 37000 | Yes | Centrally Ducted | N/A | N/A | 8400 | 33200 | 33300 | 0.51 | 2.44 | 2.37 | 4.82 | 3.9867 | 4.12 |  | 15710 | 26600 | 26600 | 1.81 | 2.44 | 3.2 | 2.54 | 3.1942 | 2.44 |  | 16488 |  | 20080 | 2.58 |  | 3.06 | 1.88 | 1.90
American Standard | American Standard | AccuComfort Platinum 18 | 8761191 | 4A6V8037A1 | *UD2C100ACV5 & 4TXCC007DS3 | HRCU-A-CB | 10 | 18 | 12.5 | 37000 | Yes | Centrally Ducted | N/A | N/A | 8400 | 33200 | 33300 | 0.51 | 2.44 | 2.37 | 4.82 | 3.9867 | 4.12 |  | 15710 | 26600 | 26600 | 1.81 | 2.44 | 3.2 | 2.54 | 3.1942 | 2.44 |  | 16488 |  | 20080 | 2.58 |  | 3.06 | 1.88 | 1.90
American Standard | American Standard |  | 9150124 | 4TXK3812A10NUAA | 4MXW3812A10NUAA | HRCU-A-CB-O | 14 | 30.5 | 15.25 | 12000 | Yes | Ductless | Single-zone | Non-ducted indoor units (Mini-splits) | 3000 | 12200 | 18700 | 0.25 | 0.94 | 1.6 | 3.5169 | 3.8037 | 3.4253 |  | 2800 | 8100 | 9000 | 0.23 | 0.74 | 1 | 3.5678 | 3.2079 | 2.6376 |  | 2600 |  | 13304 | 0.22 |  | 1.79 | 3.4636 | 2.1782
American Standard | American Standard | AccuComfort Platinum 18 | 8761190 | 4A6V8037A1 | *UHMC100ACV4 & 4TXCC007DS3 | HRCU-A-CB | 10 | 18 | 12.5 | 36800 | Yes | Centrally Ducted | N/A | N/A | 8500 | 33200 | 33400 | 0.55 | 2.44 | 2.41 | 4.52 | 3.9867 | 4.06 |  | 16040 | 26800 | 26900 | 1.85 | 2.44 | 3.24 | 2.54 | 3.2182 | 2.44 |  | 16894 |  | 20420 | 2.62 |  | 3.1 | 1.88 | 1.95
American Standard | American Standard | AccuComfort Platinum 20 | 8759144 | 4A6V0036A1 | *UD2C080ACV4 & 4PXCCU48BS3 | HRCU-A-CB | 10 | 21 | 13 | 36800 | Yes | Centrally Ducted | N/A | N/A | 8500 | 33200 | 33300 | 0.52 | 2.42 | 2.41 | 4.78 | 4.0196 | 4.04 |  | 15930 | 26600 | 26700 | 1.84 | 2.42 | 3.24 | 2.54 | 3.2205 | 2.42 |  | 16688 |  | 20220 | 2.62 |  | 3.1 | 1.86 | 1.90
American Standard | American Standard | AccuComfort Platinum 18 | 8761192 | 4A6V8037A1 | *UD2C080ACV4 & 4TXCC007DS3 | HRCU-A-CB | 10 | 18 | 12.5 | 36800 | Yes | Centrally Ducted | N/A | N/A | 8500 | 33200 | 33300 | 0.52 | 2.42 | 2.41 | 4.78 | 4.0196 | 4.04 |  | 15930 | 26600 | 26700 | 1.84 | 2.42 | 3.24 | 2.54 | 3.2205 | 2.42 |  | 16688 |  | 20220 | 2.62 |  | 3.1 | 1.86 | 1.90
American Standard | American Standard | AccuComfort Platinum 18 | 8759192 | 4A6V8036A1 | *UD2B100ACV3 & 4PXCCU60BS3 | HRCU-A-CB | 10 | 18 | 12.5 | 36600 | Yes | Centrally Ducted | N/A | N/A | 8300 | 32400 | 32500 | 0.5 | 2.4 | 2.39 | 4.86 | 3.9555 | 3.98 |  | 16480 | 26400 | 26500 | 1.83 | 2.4 | 3.23 | 2.64 | 3.223 | 2.4 |  | 17440 |  | 20740 | 2.62 |  | 3.1 | 1.96 | 1.95
American Standard | American Standard | AccuComfort Platinum 18 | 10153454 | 4A6V8036A1 | TEM8A0C42V41+TDR | HRCU-A-CB | 10 | 18 | 12.5 | 35400 | Yes | Centrally Ducted | N/A | N/A | 8200 | 31600 | 43900 | 0.51 | 2.32 | 3.45 | 4.72 | 3.9908 | 3.72 |  | 15820 | 25600 | 25800 | 1.84 | 2.32 | 3.25 | 2.52 | 3.2331 | 2.32 |  | 16688 |  | 19940 | 2.62 |  | 3.12 | 1.86 | 1.85
American Standard | American Standard | AccuComfort Platinum 18 | 8761170 | 4A6V8036A1 | *UD2B100ACV3 & 4TXCC007DS3 | HRCU-A-CB | 10 | 18 | 12.5 | 36200 | Yes | Centrally Ducted | N/A | N/A | 8400 | 33000 | 33000 | 0.51 | 2.42 | 2.42 | 4.82 | 3.9954 | 4 |  | 16590 | 26800 | 26900 | 1.86 | 2.42 | 3.27 | 2.62 | 3.2448 | 2.42 |  | 17640 |  | 21000 | 2.66 |  | 3.16 | 1.94 | 1.95
American Standard | American Standard | AccuComfort Platinum 18 | 8761163 | 4A6V8036A1 | *UD2B080ACV3 & 4TXCB006DS3 | HRCU-A-CB | 10 | 18 | 12.5 | 36200 | Yes | Centrally Ducted | N/A | N/A | 8400 | 32800 | 33000 | 0.51 | 2.4 | 2.42 | 4.82 | 4.0043 | 4 |  | 16590 | 26600 | 26800 | 1.87 | 2.4 | 3.28 | 2.6 | 3.2474 | 2.4 |  | 17540 |  | 20900 | 2.66 |  | 3.16 | 1.94 | 1.95
American Standard | American Standard | AccuComfort Platinum 18 | 8761164 | 4A6V8036A1 | *UD2B060ACV3 & 4TXCB006DS3 | HRCU-A-CB | 10 | 18 | 12.5 | 36000 | Yes | Centrally Ducted | N/A | N/A | 8400 | 32800 | 33000 | 0.52 | 2.4 | 2.43 | 4.74 | 4.0043 | 3.98 |  | 16590 | 26600 | 26800 | 1.86 | 2.4 | 3.28 | 2.62 | 3.2474 | 2.4 |  | 17540 |  | 20900 | 2.66 |  | 3.16 | 1.94 | 1.95
American Standard | American Standard | AccuComfort Platinum 18 | 10093456 | 4A6V8036A1 | TAM9A0B30V31 | HRCU-A-CB | 10 | 18 | 12.5 | 34400 | Yes | Centrally Ducted | N/A | N/A | 8400 | 32000 | 43900 | 0.53 | 2.4 | 3.45 | 4.64 | 3.9066 | 3.72 |  | 16370 | 26600 | 26800 | 1.84 | 2.4 | 3.27 | 2.6 | 3.2474 | 2.4 |  | 17340 |  | 20760 | 2.6 |  | 3.12 | 1.96 | 1.95
American Standard | American Standard | AccuComfort Platinum 18 | 10093457 | 4A6V8036A1 | TAM9A0C36V31 | HRCU-A-CB | 10 | 18 | 13 | 35000 | Yes | Centrally Ducted | N/A | N/A | 8300 | 32200 | 43400 | 0.52 | 2.36 | 3.36 | 4.68 | 3.9977 | 3.78 |  | 16260 | 26200 | 26400 | 1.85 | 2.36 | 3.27 | 2.58 | 3.2528 | 2.36 |  | 17134 |  | 20500 | 2.64 |  | 3.14 | 1.90 | 1.90
American Standard | American Standard | AccuComfort Platinum 18 | 8759184 | 4A6V8036A1 | *UD2C100ACV5 & 4PXCCU36BS3 | HRCU-A-CB | 10 | 18 | 12.5 | 35000 | Yes | Centrally Ducted | N/A | N/A | 8300 | 31800 | 32100 | 0.5 | 2.34 | 2.46 | 4.86 | 3.9818 | 3.82 |  | 16040 | 26000 | 26200 | 1.83 | 2.34 | 3.29 | 2.56 | 3.2555 | 2.34 |  | 16934 |  | 20300 | 2.6 |  | 3.14 | 1.90 | 1.90
American Standard | American Standard | AccuComfort Platinum 18 | 8761167 | 4A6V8036A1 | *UD2C100ACV5 & 4TXCC005DS3 | HRCU-A-CB | 10 | 18 | 12.5 | 35000 | Yes | Centrally Ducted | N/A | N/A | 8300 | 31800 | 32100 | 0.5 | 2.34 | 2.46 | 4.86 | 3.9818 | 3.82 |  | 16040 | 26000 | 26200 | 1.83 | 2.34 | 3.29 | 2.56 | 3.2555 | 2.34 |  | 16934 |  | 20300 | 2.6 |  | 3.14 | 1.90 | 1.90
American Standard | American Standard | AccuComfort Platinum 18 | 8761172 | 4A6V8036A1 | *UHMB080ACV3 & 4TXCC007DS3 | HRCU-A-CB | 10 | 18 | 12.5 | 36200 | Yes | Centrally Ducted | N/A | N/A | 8500 | 33000 | 33100 | 0.56 | 2.4 | 2.44 | 4.44 | 4.0287 | 3.98 |  | 16700 | 26800 | 26900 | 1.89 | 2.4 | 3.28 | 2.58 | 3.2718 | 2.4 |  | 17640 |  | 21040 | 2.68 |  | 3.16 | 1.92 | 1.95
American Standard | American Standard | AccuComfort Platinum 18 | 8761165 | 4A6V8036A1 | *UD2C080ACV4 & 4TXCC005DS3 | HRCU-A-CB | 10 | 18 | 12.5 | 35200 | Yes | Centrally Ducted | N/A | N/A | 8400 | 32000 | 32200 | 0.51 | 2.34 | 2.46 | 4.82 | 4.0068 | 3.84 |  | 16150 | 26200 | 26300 | 1.83 | 2.34 | 3.3 | 2.58 | 3.2806 | 2.34 |  | 17094 |  | 20400 | 2.62 |  | 3.14 | 1.92 | 1.90
American Standard | American Standard | AccuComfort Platinum 20 | 10093449 | 4A6V0036A1 | TAM9A0C42V41 | HRCU-A-CB | 10 | 21 | 13.5 | 35600 | Yes | Centrally Ducted | N/A | N/A | 8400 | 33600 | 21400 | 0.51 | 2.2 | 1.57 | 4.82 | 4.4749 | 4 |  | 15600 | 24800 | 25200 | 1.9 | 2.2 | 3.36 | 2.4 | 3.3029 | 2.2 |  | 16242 |  | 19440 | 2.7 |  | 3.22 | 1.76 | 1.75
American Standard | American Standard | AccuComfort Platinum 18 | 10093461 | 4A6V8037A1 | TAM9A0C42V41 | HRCU-A-CB | 10 | 18 | 12.5 | 46500 | Yes | Centrally Ducted | N/A | N/A | 8400 | 30800 | 33300 | 0.51 | 2.2 | 2.68 | 4.82 | 4.102 | 3.64 |  | 15600 | 24800 | 25200 | 1.9 | 2.2 | 3.36 | 2.4 | 3.3029 | 2.2 |  | 16242 |  | 19440 | 2.7 |  | 3.22 | 1.76 | 1.75
American Standard | American Standard | AccuComfort Platinum 18 | 8761183 | 4A6V8037A1 | *UD2B080ACV3 & 4TXCB006DS3 | HRCU-A-CB | 10 | 18 | 12.5 | 36600 | Yes | Centrally Ducted | N/A | N/A | 8500 | 33200 | 33500 | 0.53 | 2.36 | 2.48 | 4.7 | 4.1218 | 3.96 |  | 16370 | 26800 | 27000 | 1.91 | 2.36 | 3.34 | 2.52 | 3.3273 | 2.36 |  | 17340 |  | 20760 | 2.72 |  | 3.22 | 1.86 | 1.90
American Standard | American Standard | AccuComfort Platinum 18 | 10093458 | 4A6V8036A1 | TAM9A0C42V41 | HRCU-A-CB | 10 | 18 | 12.5 | 35800 | Yes | Centrally Ducted | N/A | N/A | 8400 | 30000 | 43200 | 0.51 | 2.22 | 3.43 | 4.82 | 3.9594 | 3.7 |  | 16040 | 25400 | 25700 | 1.91 | 2.22 | 3.39 | 2.46 | 3.3523 | 2.22 |  | 16894 |  | 20040 | 2.72 |  | 3.24 | 1.82 | 1.80
American Standard | American Standard | AccuComfort Platinum 20 | 10153444 | 4A6V0048A1 | TEM8A0C48V41+TDR | HRCU-A-CB | 10 | 18 | 12.5 | 47500 | Yes | Centrally Ducted | N/A | N/A | 11900 | 42000 | 33100 | 0.76 | 2.36 | 2.65 | 4.58 | 5.2144 | 3.66 |  | 22410 | 35600 | 36000 | 2.56 | 2.36 | 4.48 | 2.56 | 4.4198 | 2.36 |  | 23504 |  | 27980 | 3.62 |  | 4.28 | 1.90 | 1.90
American Standard | American Standard | AccuComfort Platinum 18 | 10153468 | 4A6V8049A1 | TEM8A0C48V41+TDR | HRCU-A-CB | 10 | 18 | 12.5 | 47500 | Yes | Centrally Ducted | N/A | N/A | 11900 | 42000 | 32700 | 0.76 | 2.36 | 2.42 | 4.58 | 5.2144 | 3.96 |  | 22410 | 35600 | 36000 | 2.56 | 2.36 | 4.48 | 2.56 | 4.4198 | 2.36 |  | 23504 |  | 27980 | 3.62 |  | 4.38 | 1.90 | 1.90
American Standard | American Standard | AccuComfort Platinum 18 | 10153463 | 4A6V8048A1 | TEM8A0C48V41+TDR | HRCU-A-CB | 10 | 18 | 12.5 | 46500 | Yes | Centrally Ducted | N/A | N/A | 11900 | 42500 | 43400 | 0.81 | 2.24 | 3.5 | 4.3 | 5.5591 | 3.64 |  | 21310 | 34200 | 35100 | 2.62 | 2.24 | 4.61 | 2.38 | 4.4734 | 2.24 |  | 21900 |  | 26460 | 3.68 |  | 4.38 | 1.74 | 1.75
American Standard | American Standard | AccuComfort Platinum 18 | 10153464 | 4A6V8048A1 | TEM8A0C60V51+TDR | HRCU-A-CB | 10 | 18 | 12.5 | 47500 | Yes | Centrally Ducted | N/A | N/A | 12100 | 44500 | 44000 | 0.78 | 2.4 | 3.47 | 4.54 | 5.4327 | 3.72 |  | 22630 | 36800 | 37200 | 2.58 | 2.4 | 4.56 | 2.56 | 4.4926 | 2.4 |  | 23744 |  | 28520 | 3.64 |  | 4.38 | 1.92 | 1.90
American Standard | American Standard | AccuComfort Platinum 18 | 8761202 | 4A6V8048A1 | *UD2C100ACV5 & 4TXCC009DS3 | HRCU-A-CB | 10 | 18 | 12.5 | 47000 | Yes | Centrally Ducted | N/A | N/A | 12300 | 43500 | 44600 | 0.82 | 2.38 | 3.51 | 4.4 | 5.3552 | 3.72 |  | 23290 | 36600 | 37400 | 2.61 | 2.38 | 4.62 | 2.62 | 4.5058 | 2.38 |  | 24456 |  | 29140 | 3.66 |  | 4.38 | 1.96 | 1.95
American Standard | American Standard | AccuComfort Platinum 18 | 8759235 | 4A6V8048A1 | *UD2D120ACV5 & 4PXCDU60BS3 | HRCU-A-CB | 10 | 18 | 12.5 | 48000 | Yes | Centrally Ducted | N/A | N/A | 12300 | 44000 | 44600 | 0.78 | 2.4 | 3.4 | 4.62 | 5.3716 | 3.84 |  | 23510 | 37000 | 37400 | 2.56 | 2.4 | 4.56 | 2.7 | 4.517 | 2.4 |  | 24696 |  | 29340 | 3.62 |  | 4.34 | 2.00 | 2.00
American Standard | American Standard | AccuComfort Platinum 18 | 8761205 | 4A6V8048A1 | *UD2D120ACV5 & 4TXCD010DS3 | HRCU-A-CB | 10 | 18 | 12.5 | 48000 | Yes | Centrally Ducted | N/A | N/A | 12300 | 44000 | 44600 | 0.78 | 2.4 | 3.4 | 4.62 | 5.3716 | 3.84 |  | 23510 | 37000 | 37400 | 2.56 | 2.4 | 4.56 | 2.7 | 4.517 | 2.4 |  | 24696 |  | 29340 | 3.62 |  | 4.34 | 2.00 | 2.00
American Standard | American Standard | AccuComfort Platinum 18 | 10093463 | 4A6V8048A1 | TAM9A0C48V41 | HRCU-A-CB | 10 | 18 | 12.5 | 47000 | Yes | Centrally Ducted | N/A | N/A | 11900 | 41000 | 43000 | 0.76 | 2.36 | 3.46 | 4.58 | 5.0902 | 3.64 |  | 22960 | 36400 | 36800 | 2.59 | 2.36 | 4.57 | 2.6 | 4.5191 | 2.36 |  | 24190 |  | 28780 | 3.68 |  | 4.38 | 1.92 | 1.95
American Standard | American Standard | AccuComfort Platinum 20 | 10153445 | 4A6V0048A1 | TEM8A0C60V51+TDR | HRCU-A-CB | 10 | 18 | 12.5 | 47000 | Yes | Centrally Ducted | N/A | N/A | 12200 | 43500 | 32100 | 0.78 | 2.34 | 2.35 | 4.58 | 5.4467 | 4 |  | 22520 | 36200 | 36600 | 2.61 | 2.34 | 4.57 | 2.52 | 4.5327 | 2.34 |  | 23504 |  | 28100 | 3.68 |  | 4.38 | 1.88 | 1.90
American Standard | American Standard | AccuComfort Platinum 18 | 10153469 | 4A6V8049A1 | TEM8A0C60V51+TDR | HRCU-A-CB | 10 | 18 | 12.5 | 47000 | Yes | Centrally Ducted | N/A | N/A | 12200 | 43500 | 31000 | 0.78 | 2.34 | 2.5 | 4.58 | 5.4467 | 3.64 |  | 22520 | 36200 | 36600 | 2.61 | 2.34 | 4.57 | 2.52 | 4.5327 | 2.34 |  | 23504 |  | 28100 | 3.68 |  | 4.38 | 1.88 | 1.90
American Standard | American Standard | AccuComfort Platinum 18 | 8761198 | 4A6V8048A1 | *UD2D120ACV5 & 4TXCC009DS3 | HRCU-A-CB | 10 | 18 | 12.5 | 47000 | Yes | Centrally Ducted | N/A | N/A | 12400 | 43500 | 44700 | 0.82 | 2.36 | 3.56 | 4.44 | 5.4006 | 3.68 |  | 23400 | 36600 | 37600 | 2.64 | 2.36 | 4.67 | 2.6 | 4.5439 | 2.36 |  | 24496 |  | 29200 | 3.72 |  | 4.44 | 1.92 | 1.95
American Standard | American Standard | AccuComfort Platinum 18 | 8761201 | 4A6V8048A1 | *UHMC100ACV4 & 4TXCC009DS3 | HRCU-A-CB | 10 | 18 | 12.5 | 47000 | Yes | Centrally Ducted | N/A | N/A | 12400 | 43500 | 44800 | 0.85 | 2.36 | 3.57 | 4.28 | 5.4006 | 3.68 |  | 23400 | 36600 | 37500 | 2.66 | 2.36 | 4.67 | 2.58 | 4.5439 | 2.36 |  | 24456 |  | 29140 | 3.72 |  | 4.44 | 1.92 | 1.90
American Standard | American Standard | AccuComfort Platinum 18 | 8761199 | 4A6V8048A1 | *UD2C080ACV4 & 4TXCC009DS3 | HRCU-A-CB | 10 | 18 | 12.5 | 47000 | Yes | Centrally Ducted | N/A | N/A | 12400 | 43500 | 44700 | 0.83 | 2.34 | 3.59 | 4.38 | 5.4467 | 3.64 |  | 23180 | 36400 | 37400 | 2.65 | 2.34 | 4.7 | 2.56 | 4.5577 | 2.34 |  | 24250 |  | 28900 | 3.72 |  | 4.46 | 1.90 | 1.90
American Standard | American Standard | AccuComfort Platinum 18 | 10093464 | 4A6V8048A1 | TAM9A0C60V51 | HRCU-A-CB | 10 | 18 | 12.5 | 47000 | Yes | Centrally Ducted | N/A | N/A | 11900 | 41500 | 42600 | 0.77 | 2.32 | 3.54 | 4.52 | 5.2411 | 3.52 |  | 22850 | 36200 | 36600 | 2.62 | 2.32 | 4.64 | 2.56 | 4.5718 | 2.32 |  | 24150 |  | 28680 | 3.72 |  | 4.42 | 1.90 | 1.90
American Standard | American Standard | AccuComfort Platinum 20 | 10093452 | 4A6V0048A1 | TAM9A0C60V51 | HRCU-A-CB | 10 | 19.5 | 12.5 | 46500 | Yes | Centrally Ducted | N/A | N/A | 12000 | 43000 | 42700 | 0.78 | 2.26 | 3.56 | 4.5 | 5.5747 | 3.52 |  | 22630 | 35600 | 36100 | 2.65 | 2.26 | 4.67 | 2.5 | 4.6154 | 2.26 |  | 23644 |  | 28140 | 3.74 |  | 4.46 | 1.86 | 1.85
American Standard | American Standard | AccuComfort Platinum 18 | 10093467 | 4A6V8049A1 | TAM9A0C60V51 | HRCU-A-CB | 10 | 18 | 12.5 | 47000 | Yes | Centrally Ducted | N/A | N/A | 12000 | 41000 | 31700 | 0.78 | 2.26 | 2.5 | 4.5 | 5.3154 | 3.72 |  | 22630 | 35600 | 36100 | 2.65 | 2.26 | 4.67 | 2.5 | 4.6154 | 2.26 |  | 23644 |  | 28140 | 3.74 |  | 4.46 | 1.86 | 1.85
American Standard | American Standard | AccuComfort Platinum 18 | 10093462 | 4A6V8048A1 | TAM9A0C42V41 | HRCU-A-CB | 10 | 18 | 12.5 | 47000 | Yes | Centrally Ducted | N/A | N/A | 12300 | 41500 | 42600 | 0.76 | 2.14 | 3.8 | 4.74 | 5.682 | 3.28 |  | 23290 | 36200 | 36600 | 2.81 | 2.14 | 5 | 2.42 | 4.9563 | 2.14 |  | 24456 |  | 28920 | 4.04 |  | 4.8 | 1.78 | 1.75
American Standard | American Standard | AccuComfort Platinum 18 | 10093468 | 4A6V8060A1 | TAM9A0C60V51 | HRCU-A-CB | 10 | 18 | 12.5 | 54000 | Yes | Centrally Ducted | N/A | N/A | 18400 | 50500 | 32300 | 1.21 | 2.1 | 2.55 | 4.46 | 7.0459 | 3.72 |  | 33510 | 49500 | 51100 | 3.94 | 2.1 | 7.14 | 2.5 | 6.9064 | 2.1 |  | 34860 |  | 40780 | 5.6 |  | 6.76 | 1.82 | 1.75
Bosch | Bosch | Bosch Climate 5000 ductless minisplit series | 9966839 | BMS500-AAS012-0CSXXA | BMS500-AAU012-0AHXXA | HRCU-A-CB-O | 10 | 20.9 | 12.5 | 12000 | Yes | Ductless | Single-zone | Non-ducted indoor units (Mini-splits) | 3680 | 12000 | 12450 | 0.172 | 1.157 | 1.049 | 6.2704 | 3.0396 | 3.4783 |  | 2958 | 7500 | 7360 | 0.182 | 0.865 | 0.909 | 4.7632 | 2.5411 | 2.3729 |  | 2582 |  | 5736 | 0.18 |  | 0.831 | 4.2039 | 2.0229
Bosch | Bosch | Bosch Climate 5000 ductless minisplit series | 9966838 | BMS500-AAS009-1CSXXA | BMS500-AAU009-1AHXXA | HRCU-A-CB-O | 10 | 20.5 | 14 | 9000 | Yes | Ductless | Single-zone | Non-ducted indoor units (Mini-splits) | 3530 | 9800 | 13080 | 0.161 | 0.898 | 1.075 | 6.4257 | 3.1983 | 3.5659 |  | 2610 | 6300 | 8111 | 0.172 | 0.689 | 1.017 | 4.4472 | 2.6797 | 2.3374 |  | 2489 |  | 6609 | 0.159 |  | 1.01 | 4.5878 | 1.9177
Bosch | Bosch | Bosch Climate 5000 ductless minisplit series | 9966837 | BMS500-AAS009-0CSXXA | BMS500-AAU009-0AHXXA | HRCU-A-CB-O | 10.5 | 22 | 14 | 9000 | Yes | Ductless | Single-zone | Non-ducted indoor units (Mini-splits) | 3580 | 9800 | 12490 | 0.162 | 0.892 | 1.045 | 6.4765 | 3.2198 | 3.5028 |  | 2860 | 5800 | 7868 | 0.175 | 0.625 | 0.962 | 4.7896 | 2.7197 | 2.397 |  | 2513 |  | 6516 | 0.164 |  | 0.933 | 4.4908 | 2.0468
Bryant | Bryant | Evolution Series | 9893463 | 280ANV024000 | FE4AN(B,F)003+UI | HRCU-A-CB | 10.5 | 19.5 | 15 | 24400 | Yes | Centrally Ducted | N/A | N/A | 14600 | 23800 | 23800 | 0.8585 | 1.4847 | 1.4847 | 4.9841 | 4.698 | 4.698 |  | 13850 | 25000 | 25000 | 1.5554 | 2.8886 | 2.8886 | 2.6096 | 2.5364 | 2.5364 |  | 11000 |  | 19800 | 1.4847 |  | 2.7977 | 2.1713 | 2.0741
Bryant | Bryant | Evolution Series | 9893462 | 280ANV024000 | FE4ANF002L+UI | HRCU-A-CB | 10.5 | 19 | 14.5 | 24200 | Yes | Centrally Ducted | N/A | N/A | 14800.2 | 24000 | 24000 | 0.8585 | 1.4847 | 1.4847 | 5.0524 | 4.7375 | 4.7375 |  | 14000 | 25200 | 25200 | 1.5554 | 2.8886 | 2.8886 | 2.6379 | 2.5567 | 2.5567 |  | 11100 |  | 19800 | 1.4847 |  | 2.7977 | 2.1911 | 2.0741
Bryant | Bryant | Evolution Series | 9893607 | 280ANV036000 | FE4ANF002L+UI | HRCU-A-CB | 10.5 | 18.5 | 12.5 | 33000 | Yes | Centrally Ducted | N/A | N/A | 14140.4 | 35404 | 35400 | 1.083 | 2.3598 | 2.3598 | 3.8265 | 4.3969 | 4.3964 |  | 14045 | 33496 | 30600 | 2.0862 | 3.762 | 3.762 | 1.9731 | 2.6094 | 2.6094 |  | 11310.2 |  | 33496 | 2.1432 |  | 3.5796 | 1.5466 | 2.7424
Bryant | Bryant | Evolution Series | 9893614 | 280ANV036000 | FE4AN(B,F)005L+UI | HRCU-A-CB | 11.5 | 20 | 13.5 | 35000 | Yes | Centrally Ducted | N/A | N/A | 13340 | 33400 | 33400 | 1.0165 | 2.2149 | 2.2149 | 3.8461 | 4.4194 | 4.4194 |  | 13250 | 31600 | 31800 | 1.9581 | 3.531 | 3.531 | 1.9831 | 2.6228 | 2.6394 |  | 10670 |  | 23600 | 2.0116 |  | 3.3598 | 1.5545 | 2.0586
Bryant | Bryant | Evolution Series | 9893608 | 280ANV036000 | FE4AN(B,F)003L+UI | HRCU-A-CB | 10.5 | 19 | 13 | 33400 | Yes | Centrally Ducted | N/A | N/A | 14273.8 | 35738 | 35600 | 1.083 | 2.3598 | 2.3598 | 3.8626 | 4.4384 | 4.4213 |  | 14177.5 | 33812 | 30200 | 2.0862 | 3.762 | 3.762 | 1.9917 | 2.6341 | 2.3527 |  | 11416.9 |  | 25252 | 2.1432 |  | 3.5796 | 1.5612 | 2.0674
Bryant | Bryant | Evolution Series | 9893556 | 280ANV036000 | FE4ANB006L+UI | HRCU-A-CB | 13 | 20.5 | 14.5 | 35000 | Yes | Centrally Ducted | N/A | N/A | 13340 | 33400 | 33400 | 0.95 | 2.07 | 2.07 | 4.1153 | 4.7288 | 4.7288 |  | 13250 | 31600 | 31600 | 1.83 | 3.3 | 3.3 | 2.122 | 2.8064 | 2.8064 |  | 10670 |  | 23600 | 1.88 |  | 3.14 | 1.6633 | 2.2027
Carrier | Carrier |  | 9892513 | 25VNA024A030 | FE4AN(B,F)003 | HRCU-A-CB | 10.5 | 19.5 | 15 | 24400 | Yes | Centrally Ducted | N/A | N/A | 14600 | 23800 | 23800 | 0.8585 | 1.4847 | 1.4847 | 4.9841 | 4.698 | 4.698 |  | 13850 | 25000 | 25000 | 1.5554 | 2.8886 | 2.8886 | 2.6096 | 2.5364 | 2.5364 |  | 11000 |  | 19800 | 1.4847 |  | 2.7977 | 2.1713 | 2.0741
Carrier | Bryant | Evolution Series | 7029862 | 280ANV036000 | FE4ANB006L | N/A | 13 | 20.5 | 14.5 |  | Yes | Centrally Ducted | N/A | N/A | 13340 | 33400 | 33400 | 0.95 | 2.23 | 2.23 | 4.12 | 4.4 | 4.4 |  | 13250 | 31600 | 31600 | 1.83 | 3.65 | 3.65 | 2.12 | 2.54 | 2.54 |  | 10670 |  | 23600 | 1.88 |  | 3.14 | 1.66 | 2.2
Carrier | Bryant | Evolution Series | 7029864 | 280ANV024000 | FE4ANB006L | N/A | 13 | 20.5 | 16 |  | Yes | Centrally Ducted | N/A | N/A | 14510 | 23600 | 24800 | 0.85 | 1.47 | 1.47 | 5.01 | 4.7 | 4.7 |  | 13740 | 24800 | 24800 | 1.54 | 2.86 | 2.86 | 2.62 | 2.54 | 2.54 |  | 10930 |  | 19630 | 1.47 |  | 2.77 | 1.73 | 2.08
Carrier | Carrier |  | 9892512 | 25VNA024A030 | FE4ANF002L + UI | HRCU-A-CB | 10.5 | 19 | 14.5 | 24200 | Yes | Centrally Ducted | N/A | N/A | 14800.2 | 24000 | 24000 | 0.8585 | 1.4847 | 1.4847 | 5.0524 | 4.7375 | 4.7375 |  | 14000 | 25200 | 25200 | 1.5554 | 2.8886 | 2.8886 | 2.6379 | 2.5567 | 2.5567 |  | 11100 |  | 19800 | 1.4847 |  | 2.7977 | 2.1911 | 2.0741
Carrier | Carrier |  | 9892658 | 25VNA036A030 | FE4ANF002L | HRCU-A-CB | 10.5 | 18.5 | 12.5 | 33000 | Yes | Centrally Ducted | N/A | N/A | 14140.4 | 35404 | 35400 | 1.083 | 2.3598 | 2.3598 | 3.8265 | 4.3969 | 4.3964 |  | 14045 | 33496 | 30600 | 2.0862 | 3.762 | 3.762 | 1.9731 | 2.6094 | 2.3838 |  | 11310.2 |  | 33496 | 2.1432 |  | 3.5796 | 1.5466 | 2.7424
Carrier | Carrier |  | 9892665 | 25VNA036A030 | FE4AN(B,F)005L+UI | HRCU-A-CB | 11.5 | 20 | 13.5 | 35000 | Yes | Centrally Ducted | N/A | N/A | 13340 | 33400 | 33400 | 1.0165 | 2.2149 | 2.2149 | 3.8461 | 4.4194 | 4.4194 |  | 13250 | 31600 | 31800 | 1.9581 | 3.531 | 3.531 | 1.9831 | 2.6228 | 2.6394 |  | 10670 |  | 23600 | 2.0116 |  | 3.3598 | 1.5545 | 2.0586
Carrier | Carrier |  | 9892659 | 25VNA036A030 | FE4AN(B,F)003L+UI | HRCU-A-CB | 10.5 | 19 | 13 | 33400 | Yes | Centrally Ducted | N/A | N/A | 14273.8 | 35738 | 35600 | 1.083 | 2.3598 | 2.3598 | 3.8626 | 4.4384 | 4.4213 |  | 14177.5 | 33812 | 30200 | 2.0862 | 3.762 | 3.762 | 1.9917 | 2.6341 | 2.3527 |  | 11416.9 |  | 25252 | 2.1432 |  | 3.5796 | 1.5612 | 2.0674
Carrier | Bryant | Preferred Series | 8738645 | 38MAQB12R--3 | 619PEQ012BBMA | HRCU-A-CB-O | 12 | 22.5 | 12.5 | 12000 | Yes | Ductless | Single-zone | Non-ducted indoor units (Mini-splits) | 4000 | 11800 | 14980 | 0.183 | 0.971 | 1.39 | 6.42 | 3.56 | 3.16 |  | 3250 | 7800 | 13580 | 0.176 | 0.865 | 1.76 | 5.412 | 2.64 | 2.26 |  | 2030 |  | 12010 | 0.141 |  | 1.78 | 4.22 | 1.98
Carrier | Carrier |  | 9118477 | 38MGRQ48E--3 | Non-Ducted Indoor Units | HMSV-A-CB | 10.2 | 22.4 | 12.5 | 48000 | Yes | Ductless | Multi-zone | Non-ducted indoor units | 7210 | 48000 | 55830 | 1.02 | 3.9 | 4.71 | 2.0716 | 3.607 | 3.4739 |  | 6822 | 29600 | 37900 | 1.07 | 3.21 | 5.31 | 1.8685 | 2.7025 | 2.0918 |  | 6577 |  | 36340 | 1.1 |  | 5.39 | 1.7523 | 1.9759
Carrier | Bryant | Preferred Series | 9118478 | 38MGRQ48E--3 | Non-Ducted Indoor Units | HMSV-A-CB | 10.2 | 22.4 | 12.5 | 48000 | Yes | Ductless | Multi-zone | Non-ducted indoor units | 7210 | 48000 | 55830 | 1.02 | 3.9 | 4.71 | 2.0716 | 3.607 | 3.4739 |  | 6822 | 29600 | 37900 | 1.07 | 3.21 | 5.31 | 1.8685 | 2.7025 | 2.0918 |  | 6577 |  | 36340 | 1.1 |  | 5.39 | 1.7523 | 1.9759
Carrier | Bryant | Preferred Series | 8738646 | 38MAQB09R--3 | 619PEQ009BBMA | HRCU-A-CB-O | 11.2 | 25 | 14.5 | 9000 | Yes | Ductless | Single-zone | Non-ducted indoor units (Mini-splits) | 3500 | 10900 | 14980 | 0.15 | 0.81 | 1.39 | 6.88 | 3.94 | 3.16 |  | 2750 | 6900 | 13580 | 0.145 | 0.737 | 1.76 | 5.5585 | 2.74 | 2.26 |  | 1907 |  | 10900 | 0.13 |  | 1.613 | 4.3 | 1.98
Carrier | Carrier |  | 9118473 | 38MGRQ36D--3 | Non-Ducted Indoor Units | HMSV-A-CB | 10.5 | 21.5 | 13.5 | 36000 | Yes | Ductless | Multi-zone | Non-ducted indoor units | 7210 | 36000 | 50540 | 1.04 | 2.77 | 4.66 | 2.0318 | 3.8089 | 3.1785 |  | 7210 | 23200 | 37410 | 1.14 | 2.44 | 5.25 | 1.8535 | 2.7866 | 2.0883 |  | 7210 |  | 36080 | 1.2 |  | 5.39 | 1.7609 | 1.9618
Carrier | Bryant | Preferred Series | 9118474 | 38MGRQ36D--3 | Non-Ducted Indoor Units | HMSV-A-CB | 10.5 | 21.5 | 13.5 | 36000 | Yes | Ductless | Multi-zone | Non-ducted indoor units | 7210 | 36000 | 50540 | 1.04 | 2.77 | 4.66 | 2.0318 | 3.8089 | 3.1785 |  | 7210 | 23200 | 37410 | 1.14 | 2.44 | 5.25 | 1.8535 | 2.7866 | 2.0883 |  | 7210 |  | 36080 | 1.2 |  | 5.39 | 1.7609 | 1.9618
Carrier | Bryant | Preferred Series | 9854627 | 38MGRQ30D--3 | Non-Ducted Indoor Units | HMSV-A-CB | 10 | 23.8 | 12.5 | 30000 | Yes | Ductless | Multi-zone | Non-ducted indoor units | 6350 | 28000 | 37210 | 0.76 | 2.15 | 3.21 | 2.4487 | 3.8167 | 3.3973 |  | 5834 | 17400 | 27670 | 0.82 | 1.83 | 3.85 | 2.0851 | 2.7866 | 2.1063 |  | 5164 |  | 28220 | 0.86 |  | 4.05 | 1.7598 | 2.0421
Carrier | Carrier |  | 9854626 | 38MGRQ30D--3 | Non-Ducted Indoor Units | HMSV-A-CB | 10 | 23.8 | 12.5 | 30000 | Yes | Ductless | Multi-zone | Non-ducted indoor units | 6350 | 28000 | 37210 | 0.76 | 2.15 | 3.21 | 2.4487 | 3.8167 | 3.3973 |  | 5834 | 17400 | 27670 | 0.82 | 1.83 | 3.85 | 2.0852 | 2.7866 | 2.1063 |  | 5164 |  | 28220 | 0.86 |  | 4.05 | 1.7598 | 2.0421
Carrier | Carrier |  | 9892607 | 25VNA036A030 | FE4ANB006L | HRCU-A-CB | 13 | 20.5 | 14.5 | 35000 | Yes | Centrally Ducted | N/A | N/A | 13340 | 33400 | 33400 | 0.95 | 2.07 | 2.07 | 4.1153 | 4.7288 | 4.7288 |  | 13250 | 31600 | 31600 | 1.83 | 3.3 | 3.3 | 2.122 | 2.8064 | 2.8064 |  | 10670 |  | 23600 | 1.88 |  | 3.14 | 1.6633 | 2.2027
Carrier | Carrier |  | 9118461 | 38MGRQ18B--3 | Non-Ducted Indoor Units | HMSV-A-CB | 10.3 | 22.5 | 12.5 | 18000 | Yes | Ductless | Multi-zone | Non-ducted indoor units | 5760 | 19000 | 23960 | 0.52 | 1.53 | 1.95 | 3.2463 | 3.6394 | 3.601 |  | 5376 | 12000 | 15020 | 0.57 | 1.25 | 1.63 | 2.7641 | 2.8135 | 2.7006 |  | 4752 |  | 13990 | 0.58 |  | 1.91 | 2.4012 | 2.1466
Carrier | Bryant | Preferred Series | 9118462 | 38MGRQ18B--3 | Non-Ducted Indoor Units | HMSV-A-CB | 10.3 | 22.5 | 12.5 | 18000 | Yes | Ductless | Multi-zone | Non-ducted indoor units | 5760 | 19000 | 23960 | 0.52 | 1.53 | 1.95 | 3.2463 | 3.6394 | 3.601 |  | 5376 | 12000 | 15020 | 0.57 | 1.25 | 1.63 | 2.7641 | 2.8135 | 2.7006 |  | 4752 |  | 13990 | 0.58 |  | 1.91 | 2.4012 | 2.1466
Carrier | Carrier |  | 7992958 | 38GRQB18---301 | 40GRQB18H--301 | HRCU-A-CB-O | 10.3 | 21 | 12.5 | 18000 | Yes | Ductless | Single-zone | Non-ducted indoor units (Mini-splits) | 3753 | 19000 | 24566 | 0.35 | 1.797 | 2.5 | 3.14 | 3.098 | 2.879 |  | 3753 | 12717 | 24566 | 0.35 | 1.49 | 2.5 | 3.1427 | 2.501 | 2.879 |  | 3753 |  | 19190 | 0.55 |  | 1.97 | 1.999 | 2.85
Carrier | Carrier |  | 8738636 | 38MAQB12R--3 | 40MAQB12B--3 | HRCU-A-CB-O | 12 | 22.5 | 12.5 | 12000 | Yes | Ductless | Single-zone | Non-ducted indoor units (Mini-splits) | 4000 | 11800 | 14980 | 0.183 | 0.971 | 1.39 | 6.42 | 3.56 | 3.16 |  | 3250 | 7800 | 13580 | 0.176 | 0.865 | 1.76 | 5.412 | 2.64 | 2.26 |  | 2030 |  | 12010 | 0.141 |  | 1.78 | 4.22 | 1.98
Carrier | Carrier |  | 8738635 | 38MAQB09R--3 | 40MAQB09B--3 | HRCU-A-CB-O | 11.2 | 25 | 14.5 | 9000 | Yes | Ductless | Single-zone | Non-ducted indoor units (Mini-splits) | 3500 | 10900 | 14980 | 0.15 | 0.81 | 1.39 | 6.88 | 3.94 | 3.16 |  | 2750 | 6900 | 13580 | 0.145 | 0.737 | 1.76 | 5.5585 | 2.74 | 2.26 |  | 1907 |  | 10900 | 0.13 |  | 1.613 | 4.3 | 1.98
Carrier | Carrier |  | 7992954 | 38GRQB09---301 | 40GRQB09H--301 | HRCU-A-CB-O | 10.3 | 30.5 | 15.7 | 9000 | Yes | Ductless | Single-zone | Non-ducted indoor units (Mini-splits) | 2388 | 9000 | 13240 | 0.2 | 0.61 | 1.345 | 3.499 | 4.32 | 2.885 |  | 2388 | 5500 | 13240 | 0.2 | 0.557 | 1.345 | 3.4994 | 2.893 | 2.885 |  | 2388 |  | 10488 | 0.4 |  | 1.553 | 1.749 | 1.979
Carrier | Carrier |  | 7992956 | 38GRQB12---301 | 40GRQB12H--301 | HRCU-A-CB-O | 10.3 | 23 | 12.7 | 12000 | Yes | Ductless | Single-zone | Non-ducted indoor units (Mini-splits) | 3071 | 13000 | 13000 | 0.2 | 1.212 | 1.22 | 4.5 | 3.143 | 3.12 |  | 3071 | 13000 | 13000 | 0.2 | 1.212 | 1.22 | 4.5003 | 3.143 | 3.12 |  | 3071 |  | 13000 | 0.4 |  | 1.38 | 2.25 | 2.76
Daikin AC (Americas), Inc | Daikin | DZ20VC | 10324709 | DZ20VC0241B | CA*F3642*6D*+MBVC1200**-1A*+TXV | HRCU-A-CB | 10 | 21 | 13 | 23400 | Yes | Centrally Ducted | N/A | N/A | 5188 | 23400 | 23959 | 0.324 | 2.063 | 1.995 | 4.6928 | 3.3242 | 3.5196 |  | 1420 | 13000 | 14990 | 0.336 | 1.465 | 1.71 | 1.2386 | 2.6006 | 2.5691 |  | 958 |  | 11648 | 0.377 |  | 1.597 | 0.74473 | 2.1376
Daikin AC (Americas), Inc | Daikin | LV Series | 5265758 | RXS24LVJU | FTXS24LVJU | HRCU-A-CB-O | 10.6 | 20 | 12.5 | 21400 | Yes | Ductless | Single-zone | Non-ducted indoor units (Mini-splits) | 7800 | 25400 | 31400 | 0.54 | 2.21 | 2.75 | 4.25 | 3.37 | 3.34 |  | 4260 | 13781 | 17041 | 0.37 | 1.54 | 1.91 | 3.34 | 2.63 | 2.61 |  | 3507 |  | 14028 | 0.36 |  | 1.82 | 2.89 | 2.26
Daikin AC (Americas), Inc | Daikin | DZ20VC | 10324715 | DZ20VC0601B | CA*F4961*6D*+MBVC2000**-1A*+TXV | HRCU-A-CB | 10 | 20 | 12.5 | 52500 | Yes | Centrally Ducted | N/A | N/A | 15848 | 50000 | 50000 | 0.891 | 3.76 | 3.76 | 5.21 | 3.9 | 3.9 |  | 9302 | 32293 | 34000 | 0.92 | 3.466 | 4.07 | 2.96 | 2.73 | 2.45 |  | 5407 |  | 26000 | 0.901 |  | 3.85 | 1.76 | 1.98
Daikin AC (Americas), Inc | Daikin | DZ20VC | 10324709 | DZ20VC0241B | CA*F3642*6D*+MBVC1200**-1A*+TXV | HRCU-A-CB | 10 | 21 | 13 | 23400 | Yes | Centrally Ducted | N/A | N/A | 5507 | 23600 | 23600 | 0.33 | 1.87 | 1.87 | 4.91 | 3.7 | 3.7 |  | 3943 | 13915 | 15200 | 0.338 | 1.487 | 1.82 | 3.419 | 2.74 | 2.45 |  | 1650 |  | 11400 | 0.296 |  | 1.6 | 1.63 | 2.09
Daikin AC (Americas), Inc | Daikin | Vista | 10318063 | RX18QMVJU | FFQ18Q2VJU | HRCU-A-CB-O | 10.1 | 19.3 | 12.5 | 17400 | Yes | Ductless | Single-zone | Non-ducted indoor units (Cassette) | 5400 | 21600 | 21800 | 0.37 | 1.88 | 1.92 | 4.2773 | 3.3672 | 3.3276 |  | 3640 | 12490 | 12610 | 0.33 | 1.33 | 1.36 | 3.24 | 2.74 | 2.72 |  | 2800 |  | 9700 | 0.31 |  | 1.27 | 2.6471 | 2.2384
Daikin AC (Americas), Inc | Daikin | Aurora Series | 8849445 | RXL15QMVJU | FVXS15NVJU | HRCU-A-CB-O | 11.3 | 20 | 12.5 | 15000 | Yes | Ductless | Single-zone | Non-ducted indoor units (Mini-splits) | 5814 | 18056 | 23884 | 0.34 | 1.401 | 1.809 | 5.01 | 3.78 | 3.87 |  | 3784 | 11751 | 19414 | 0.297 | 1.222 | 2.105 | 3.73 | 2.82 | 2.7 |  | 2958 |  | 18015 | 0.279 |  | 2.198 | 3.11 | 2.4
Daikin AC (Americas), Inc | Daikin | DZ20VC | 10324713 | DZ20VC0481B | CA*F4961*6D*+MBVC2000**-1A*+TXV | HRCU-A-CB | 10 | 20 | 13 | 46500 | Yes | Centrally Ducted | N/A | N/A | 13274 | 45500 | 45500 | 0.796 | 3.42 | 3.42 | 4.88 | 3.9 | 3.9 |  | 8394 | 28254 | 34000 | 0.766 | 2.926 | 4.15 | 3.2117 | 2.83 | 2.4 |  | 5390 |  | 26000 | 0.722 |  | 3.87 | 2.19 | 1.97
Daikin AC (Americas), Inc | Daikin | LV Series | 5265757 | RXS18LVJU | FTXS18LVJU | HRCU-A-CB-O | 11 | 20.3 | 12.7 | 18000 | Yes | Ductless | Single-zone | Non-ducted indoor units (Mini-splits) | 5800 | 21600 | 26700 | 0.41 | 1.71 | 2.12 | 4.17 | 3.7 | 3.7 |  | 3149 | 11725 | 14485 | 0.28 | 1.19 | 1.47 | 3.26 | 2.89 | 2.89 |  | 2592 |  | 11924 | 0.27 |  | 1.4 | 2.82 | 2.49
Daikin AC (Americas), Inc | Daikin | Aurora Series | 8849458 | RXL12QMVJU | FTX12NMVJU | HRCU-A-CB-O | 12 | 20 | 12.5 | 10900 | Yes | Ductless | Single-zone | Non-ducted indoor units (Mini-splits) | 4446 | 13679 | 18766 | 0.24 | 1.026 | 1.562 | 5.43 | 3.91 | 3.52 |  | 2893 | 8902 | 15388 | 0.21 | 0.895 | 1.789 | 4.04 | 2.92 | 2.52 |  | 2262 |  | 14330 | 0.197 |  | 1.86 | 3.37 | 2.26
Daikin AC (Americas), Inc | Daikin | Aurora Series | 8849330 | RXL15QMVJU | FTX15NMVJU | HRCU-A-CB-O | 12.5 | 20 | 13 | 15000 | Yes | Ductless | Single-zone | Non-ducted indoor units (Mini-splits) | 5814 | 18295 | 24566 | 0.39 | 1.341 | 2.307 | 4.37 | 4 | 3.12 |  | 3784 | 11904 | 19755 | 0.341 | 1.17 | 2.361 | 3.25 | 2.98 | 2.45 |  | 2958 |  | 18254 | 0.32 |  | 2.361 | 2.71 | 2.27
Daikin AC (Americas), Inc | Daikin | Aurora Series | 8849459 | RXL09QMVJU | FVXS09NVJU | HRCU-A-CB-O | 11.7 | 20 | 12.5 | 9000 | Yes | Ductless | Single-zone | Non-ducted indoor units (Mini-splits) | 4446 | 10089 | 14330 | 0.24 | 0.721 | 1.356 | 5.43 | 4.1 | 3.1 |  | 2893 | 6565 | 11082 | 0.21 | 0.629 | 1.378 | 4.04 | 3.06 | 2.36 |  | 2262 |  | 10065 | 0.197 |  | 1.384 | 3.37 | 2.13
Daikin AC (Americas), Inc | Daikin | LV Series | 5265756 | RXS15LVJU | FTXS15LVJU | HRCU-A-CB-O | 11.6 | 20.6 | 14.4 | 15000 | Yes | Ductless | Single-zone | Non-ducted indoor units (Mini-splits) | 5800 | 18000 | 22300 | 0.39 | 1.32 | 1.64 | 4.35 | 4 | 3.97 |  | 3149 | 9780 | 12114 | 0.27 | 0.92 | 1.14 | 3.4 | 3.13 | 3.11 |  | 2592 |  | 9972 | 0.26 |  | 1.09 | 2.94 | 2.69
Daikin AC (Americas), Inc | Daikin | MXL Aurora Series | 8849535 | 2MXL18QMVJU | 40GRQB18H--301 | HMSV-A-CB | 10.3 | 17 | 12.7 | 18000 | Yes | Ductless | Multi-zone | Non-ducted indoor units | 7710 | 18940 | 36000 | 0.47 | 1.32 | 3.17 | 4.81 | 4.21 | 3.33 |  | 5020 | 12330 | 23480 | 0.41 | 1.15 | 2.77 | 3.5885 | 3.14 | 2.48 |  | 4050 |  | 18930 | 0.39 |  | 2.62 | 3.04 | 2.12
Daikin AC (Americas), Inc | Daikin | Aurora Series | 8849533 | RXL09QMVJU | FTX09NMVJU | HRCU-A-CB-O | 12.5 | 20 | 12.5 | 9000 | Yes | Ductless | Single-zone | Non-ducted indoor units (Mini-splits) | 4446 | 10942 | 16036 | 0.23 | 0.761 | 1.701 | 5.67 | 4.21 | 2.76 |  | 2893 | 7121 | 12136 | 0.201 | 0.664 | 1.642 | 4.22 | 3.14 | 2.17 |  | 2262 |  | 10918 | 0.189 |  | 1.623 | 3.51 | 1.97
Daikin AC (Americas), Inc | Daikin | Vista | 9966775 | RX15QMVJU | FFQ15Q2VJU | HRCU-A-CB-O | 11 | 20.7 | 12.5 | 14400 | Yes | Ductless | Single-zone | Non-ducted indoor units (Cassette) | 5200 | 16200 | 16300 | 0.31 | 1.24 | 1.3 | 4.916 | 3.8288 | 3.6747 |  | 3570 | 9400 | 9460 | 0.27 | 0.87 | 0.92 | 3.8751 | 3.1665 | 3.0135 |  | 2740 |  | 7270 | 0.26 |  | 0.86 | 3.08 | 2.47
Daikin AC (Americas), Inc | Daikin | Vista | 9966684 | RX12QMVJU | FFQ12Q2VJU | HRCU-A-CB-O | 11.2 | 20.2 | 12.5 | 10800 | Yes | Ductless | Single-zone | Non-ducted indoor units (Cassette) | 4600 | 13500 | 16800 | 0.25 | 0.99 | 1.45 | 5.4 | 4.02 | 3.39 |  | 3150 | 7850 | 9760 | 0.22 | 0.7 | 1.03 | 4.18 | 3.28 | 2.76 |  | 2420 |  | 7500 | 0.21 |  | 0.96 | 3.38 | 2.28
Daikin AC (Americas), Inc | Daikin | MXS Series | 8103542 | 2MXS18NMVJU | CTXS09HVJU+CTXS09LVJU | HMSV-A-CB | 10.7 | 18.9 | 12.5 | 18000 | Yes | Ductless | Multi-zone | Non-ducted indoor units | 4900 | 18900 | 25000 | 0.29 | 1.26 | 1.69 | 4.94 | 4.4 | 4.34 |  | 3800 | 12780 | 16910 | 0.29 | 1.11 | 1.49 | 3.8404 | 3.37 | 3.33 |  | 3190 |  | 13150 | 0.29 |  | 1.4 | 3.21 | 2.76
Daikin AC (Americas), Inc | Daikin | MXL Aurora Series | 8849539 | 3MXL24QMVJU | CTXS07LVJU+FTXS09LVJU+FTXS09LVJU | HMSV-A-CB | 12.5 | 17.9 | 12.7 | 24000 | Yes | Ductless | Multi-zone | Non-ducted indoor units | 7720 | 24000 | 41000 | 0.44 | 1.54 | 3.52 | 5.14 | 4.57 | 3.41 |  | 5030 | 15670 | 26780 | 0.38 | 1.35 | 3.08 | 3.8795 | 3.4 | 2.55 |  | 4060 |  | 21600 | 0.36 |  | 2.92 | 3.31 | 2.17
Daikin AC (Americas), Inc | Daikin | LV Series | 5265755 | RXS12LVJU | FTXS12LVJU | HRCU-A-CB-O | 12.5 | 23 | 12.8 | 12000 | Yes | Ductless | Single-zone | Non-ducted indoor units (Mini-splits) | 4800 | 14400 | 18000 | 0.22 | 0.97 | 1.27 | 6.53 | 4.35 | 4.15 |  | 2593 | 7816 | 9780 | 0.15 | 0.67 | 0.88 | 5.08 | 3.4 | 3.25 |  | 2135 |  | 8051 | 0.14 |  | 0.84 | 4.39 | 2.81
Daikin AC (Americas), Inc | Daikin | LV Series | 5265753 | RXS09LVJU | FTXS09LVJU | HRCU-A-CB-O | 12.5 | 24.5 | 15.3 | 9000 | Yes | Ductless | Single-zone | Non-ducted indoor units (Mini-splits) | 4400 | 12000 | 15600 | 0.22 | 0.79 | 1.27 | 5.99 | 4.45 | 3.6 |  | 2408 | 6520 | 8465 | 0.15 | 0.55 | 0.88 | 4.72 | 3.48 | 2.81 |  | 1982 |  | 6968 | 0.14 |  | 0.84 | 4.08 | 2.43
Daikin AC (Americas), Inc | Daikin | MXS Series | 8103869 | 3MXS24NMVJU | CTXS07LVJU+CTXS09LVJU+CTXS09LVJU | HMSV-A-CB | 12.5 | 17.9 | 12.7 | 24000 | Yes | Ductless | Multi-zone | Non-ducted indoor units | 8500 | 24000 | 36000 | 0.43 | 1.46 | 2.97 | 5.79 | 4.82 | 3.55 |  | 6570 | 16230 | 24350 | 0.43 | 1.29 | 2.62 | 4.478 | 3.69 | 2.72 |  | 5500 |  | 18930 | 0.43 |  | 2.46 | 3.75 | 2.26
Daikin AC (Americas), Inc | Daikin | Vista | 9966569 | RX09QMVJU | FFQ09Q2VJU | HRCU-A-CB-O | 11.7 | 20.9 | 13 | 9100 | Yes | Ductless | Single-zone | Non-ducted indoor units (Cassette) | 4600 | 10000 | 14000 | 0.25 | 0.64 | 1.15 | 5.4 | 4.59 | 3.57 |  | 3150 | 5830 | 8150 | 0.22 | 0.45 | 0.81 | 4.18 | 3.8 | 2.94 |  | 2420 |  | 6270 | 0.21 |  | 0.76 | 3.38 | 2.42
Electrolux Home Products | Frigidaire |  | 8718584 | FFHP123CS2 | FFHP123WS2 | HRCU-A-CB-O | 10.1 | 22 | 12.5 | 12000 | Yes | Ductless | Single-zone | Non-ducted indoor units (Mini-splits) | 2400 | 13000 | 14000 | 0.4 | 1.1 | 1.4 | 1.7584 | 3.4636 | 2.9307 |  | 4000 | 7500 | 11000 | 0.42 | 0.84 | 1.34 | 2.7912 | 2.6167 | 2.4058 |  | 3200 |  | 8800 | 0.45 |  | 1.27 | 2.0841 | 2.0307
Electrolux Home Products | Frigidaire |  | 8718583 | FFHP093CS2 | FFHP093WS2 | HRCU-A-CB-O | 10.5 | 23 | 14 | 9000 | Yes | Ductless | Single-zone | Non-ducted indoor units (Mini-splits) | 1900 | 11000 | 12000 | 0.16 | 1.02 | 1.2 | 3.4802 | 3.1606 | 2.9307 |  | 4100 | 7800 | 11000 | 0.43 | 0.83 | 1.37 | 2.7944 | 2.7542 | 2.3531 |  | 3300 |  | 10200 | 0.46 |  | 1.45 | 2.1025 | 2.0616
Friedrich Air Conditioning | Friedrich | J-Series | 8915234 | MR24DY3JMA | Mixed | HMSV-A-CB | 10.2 | 19.6 | 12.5 | 18900 | Yes | Ductless | Multi-zone | Mixed Ducted and Non-ducted indoor units | 10230 | 23250 | 27900 | 1.171 | 1.859 | 2.6 | 2.5603 | 3.6654 | 3.1449 |  | 6270 | 14250 | 20394 | 1.008 | 1.61 | 1.76 | 1.823 | 2.594 | 3.396 |  | 4932 |  | 14109 | 0.973 |  | 1.7 | 1.4855 | 2.4323
Friedrich Air Conditioning | Friedrich | J-Series | 8915232 | MR24DY3JMA | Non-Ducted | HMSV-A-CB | 10.6 | 21.7 | 13.5 | 20000 | Yes | Ductless | Multi-zone | Non-ducted indoor units | 9240 | 24000 | 28800 | 1.092 | 1.8 | 2.52 | 2.4798 | 3.9076 | 3.3494 |  | 5580 | 14500 | 21097 | 0.945 | 1.56 | 1.71 | 1.7305 | 2.7241 | 3.6157 |  | 4332 |  | 14595 | 0.917 |  | 1.65 | 1.3845 | 2.5923
Friedrich Air Conditioning | Friedrich | J-Series | 7086358 | MRH12Y3J | MWH12Y3J | HRCU-A-CB-O | 11 | 25 | 14.1 | 12000 | Yes | Ductless | Single-zone | Non-ducted indoor units (Mini-splits) | 13300 | 13600 | 13950 | 0.956 | 0.983 | 1.09 | 4.0772 | 4.0547 | 3.7508 |  | 8500 | 8800 | 9100 | 0.809 | 0.831 | 0.855 | 3.0792 | 3.1035 | 3.1192 |  | 7000 |  | 7500 | 0.901 |  | 0.95 | 2.2769 | 2.3137
Fujitsu General America, Inc. | Fujitsu | Halcyon Single-room Mini-Split Systems Wall Mounted RL2 Series | 5063325 | AOU9RLS2 | ASU9RLS2 | HRCU-A-CB-O | 12.5 | 27.2 | 16.1 | 9000 | Yes | Ductless | Single-zone | Non-ducted indoor units (Mini-splits) | 3100 | 12000 | 22000 | 0.2 | 0.8 | 1.99 | 4.5 | 4.4 | 3.24 |  | 2320 | 9400 | 16400 | 0.2 | 1.09 | 1.97 | 3.4 | 2.54 | 2.45 |  | 2150 |  | 15000 | 0.21 |  | 2.06 | 3 | 2.18
Fujitsu General America, Inc. | Fujitsu | Halcyon Single-room Mini-Split Systems Compact Cassette | 5751313 | AOU12RLFC | AUU12RLF | HRCU-A-CB-O | 12.2 | 21.9 | 12.8 | 12000 | Yes | Ductless | Single-zone | Non-ducted indoor units (Mini-splits) | 3100 | 16000 | 19400 | 0.15 | 1.44 | 2 | 6 | 3.26 | 2.85 |  | 2793 | 10200 | 17600 | 0.17 | 1.16 | 2.15 | 4.76 | 2.58 | 2.41 |  | 2647 |  | 16500 | 0.18 |  | 2.25 | 4.31 | 2.18
Fujitsu General America, Inc. | Fujitsu | Halcyon Single-room Mini-Split Systems Slim Duct | 5751314 | AOU12RLFC | ARU12RLF | HRCU-A-CB-O | 11.5 | 20 | 12.8 | 12000 | Yes | Ductless | Single-zone | Non-ducted indoor units (Mini-splits) | 3100 | 16000 | 19400 | 0.15 | 1.3 | 2 | 6 | 3.61 | 2.85 |  | 2793 | 10200 | 17600 | 0.17 | 1.16 | 2.15 | 4.76 | 2.58 | 2.41 |  | 2647 |  | 16500 | 0.18 |  | 2.25 | 4.31 | 2.18
Fujitsu General America, Inc. | Fujitsu | Halcyon Multi-room Mini-Split Systems | 8033586 | AOU24RLXFZH | Non-Ducted Indoor Units | HMSV-A-CB | 10.3 | 20 | 13.3 | 22000 | Yes | Ductless | Multi-zone | Non-ducted indoor units | 6200 | 25000 | 29800 | 0.5 | 1.81 | 2.85 | 4 | 4.04 | 3.06 |  | 6005 | 15400 | 26000 | 0.62 | 1.73 | 3.57 | 2.84 | 2.6 | 2.13 |  | 5869 |  | 25500 | 0.62 |  | 3.57 | 2.77 | 2.09
Fujitsu General America, Inc. | Fujitsu | Halcyon Single-room Mini-Split Systems Floor Mounted RLFFH Series | 6936996 | AOU12RLFF | AGU12RLF | HRCU-A-CB-O | 11.6 | 22.7 | 13.1 | 12000 | Yes | Ductless | Single-zone | Non-ducted indoor units (Mini-splits) | 3100 | 16000 | 19500 | 0.2 | 1.44 | 1.84 | 4.5428 | 3.2565 | 3.1 |  | 2457 | 10600 | 15000 | 0.24 | 1.19 | 2.17 | 3 | 2.6 | 2.02 |  | 2423 |  | 15000 | 0.24 |  | 2.17 | 2.96 | 2.02
Fujitsu General America, Inc. | Fujitsu | Halcyon Multi-room Mini-Split Systems | 8908615 | AOU36RLXFZH | Non-Ducted Indoor Units | HMSV-A-CB | 10.3 | 20 | 13 | 35200 | Yes | Ductless | Multi-zone | Non-ducted indoor units | 12000 | 36400 | 42000 | 0.7 | 2.67 | 3.29 | 5.02 | 4 | 3.74 |  | 11212 | 21400 | 39341 | 1.09 | 2.38 | 5.13 | 3.02 | 2.64 | 2.25 |  | 10376 |  | 36407 | 1.12 |  | 5.28 | 2.72 | 2.02
Fujitsu General America, Inc. | Fujitsu | Halcyon Single-room Mini-Split Systems Wall Mounted RL2 Series | 5063326 | AOU12RLS2 | ASU12RLS2 | HRCU-A-CB-O | 12 | 25 | 13.8 | 12000 | Yes | Ductless | Single-zone | Non-ducted indoor units (Mini-splits) | 3100 | 16000 | 22110 | 0.2 | 1.2 | 2 | 4.5 | 3.91 | 3.24 |  | 2491 | 10200 | 17900 | 0.2 | 1.1 | 2 | 3.65 | 2.72 | 2.63 |  | 2320 |  | 16500 | 0.21 |  | 2.1 | 3.24 | 2.34
Fujitsu General America, Inc. | Fujitsu | J-Series | 8693480 | AOU36RLAVM | Non-Ducted Indoor Units | HMSV-A-CB | 11.4 | 19 | 13.3 | 3600 | Yes | Ductless | Multi-zone | Non-ducted indoor units | 16460 | 42000 | 42000 | 0.87 | 3.2 | 3.2 | 5.5462 | 3.8466 | 3.8466 |  | 16460 | 25800 | 42000 | 1.2 | 2.7005 | 4.43 | 4.021 | 2.8 | 2.7786 |  | 14860 |  | 37900 | 1.1043 |  | 4.06 | 3.9429 | 2.7359
Fujitsu General America, Inc. | Fujitsu | Halcyon Single-room Mini-Split Systems Floor Mounted RLFFH Series | 6936995 | AOU9RLFF | AGU9RLF | HRCU-A-CB-O | 12.6 | 26 | 16 | 9000 | Yes | Ductless | Single-zone | Non-ducted indoor units (Mini-splits) | 3100 | 12000 | 18800 | 0.2 | 0.88 | 1.84 | 4.5428 | 3.9966 | 2.99 |  | 2320 | 7500 | 14000 | 0.2 | 0.78 | 1.82 | 3.4 | 2.8 | 2.25 |  | 2115 |  | 14000 | 0.19 |  | 2.1 | 3.26 | 1.95
Fujitsu General America, Inc. | Fujitsu | J-Series | 8693477 | AOU48RLAVM | Non-Ducted Indoor Units | HMSV-A-CB | 11.4 | 19.8 | 12.5 | 4800 | Yes | Ductless | Multi-zone | Non-ducted indoor units | 16630 | 54000 | 54000 | 0.91 | 4.06 | 4.06 | 5.3565 | 3.8981 | 3.8981 |  | 15400 | 33000 | 50000 | 1 | 3.4055 | 4.46 | 4.5134 | 2.84 | 3.2856 |  | 12720 |  | 41300 | 0.92288 |  | 4.12 | 4.0396 | 2.9379
Fujitsu General America, Inc. | Fujitsu | Halcyon Single-room Mini-Split Systems Wall Mounted RLF Series | 6961729 | AOU12RLFW1 | ASU12RLF1 | HRCU-A-CB-O | 11 | 22 | 12.5 | 12000 | Yes | Ductless | Single-zone | Non-ducted indoor units (Mini-splits) | 3100 | 16000 | 19100 | 0.25 | 1.28 | 1.99 | 3.6 | 3.66 | 2.8122 |  | 1795 | 9400 | 11200 | 0.19 | 0.96 | 1.4925 | 2.8 | 2.869 | 2.196 |  | 1949 |  | 12150 | 0.22266 |  | 1.7723 | 2.57 | 2.0071
Fujitsu General America, Inc. | Fujitsu | Halcyon Single-room Mini-Split Systems Compact Cassette | 5751311 | AOU9RLFC | AUU9RLF | HRCU-A-CB-O | 13 | 24 | 14.5 | 9000 | Yes | Ductless | Single-zone | Non-ducted indoor units (Mini-splits) | 3100 | 12000 | 18000 | 0.15 | 0.89 | 1.8 | 6 | 3.95 | 2.93 |  | 2744 | 9400 | 16100 | 0.14 | 0.96 | 1.78 | 5.65 | 2.88 | 2.66 |  | 2610 |  | 15000 | 0.15 |  | 1.87 | 5.11 | 2.41
Fujitsu General America, Inc. | Fujitsu | Halcyon Single-room Mini-Split Systems Slim Duct | 5751312 | AOU9RLFC | ARU9RLF | HRCU-A-CB-O | 12.2 | 21.5 | 14.5 | 9000 | Yes | Ductless | Single-zone | Non-ducted indoor units (Mini-splits) | 3100 | 12000 | 18000 | 0.15 | 0.85 | 1.8 | 6 | 4.14 | 2.93 |  | 2744 | 9400 | 16100 | 0.14 | 0.96 | 1.78 | 5.65 | 2.88 | 2.66 |  | 2610 |  | 15000 | 0.15 |  | 1.87 | 5.11 | 2.41
Fujitsu General America, Inc. | Fujitsu | Halcyon Single-room Mini-Split Systems Wall Mounted RLB Series | 7937663 | AOU18RLB | ASU18RLB | HRCU-A-CB-O | 10.6 | 19 | 12.5 | 18000 | Yes | Ductless | Single-zone | Non-ducted indoor units (Mini-splits) | 3100 | 18000 | 20000 | 0.17 | 1.285 | 2.06 | 5.29 | 4.11 | 2.8447 |  | 2798 | 11500 | 16700 | 0.2 | 1.15 | 2.1 | 4.0991 | 2.92 | 2.3327 |  | 2696 |  | 15400 | 0.21 |  | 2.18 | 3.76 | 2.0698
Fujitsu General America, Inc. | Fujitsu | Halcyon Single-room Mini-Split Systems Wall Mounted RLF/RLX Series | 8779045 | AOU18RLXFWH | ASU18RLF | HRCU-A-CB-O | 10.4 | 20 | 13.3 | 18000 | Yes | Ductless | Single-zone | Non-ducted indoor units (Mini-splits) | 7000 | 21600 | 29000 | 0.48 | 1.75 | 2.99 | 4.27 | 3.62 | 2.84 |  | 5485 | 14600 | 22759 | 0.57 | 1.42 | 3 | 2.82 | 3.02 | 2.22 |  | 5205 |  | 21600 | 0.54 |  | 2.75 | 2.82 | 2.3
Fujitsu General America, Inc. | Fujitsu | Halcyon Single-room Mini-Split Systems Wall Mounted RLS3HY Series | 7993245 | AOU15RLS3H | ASU15RLS3 | HRCU-A-CB-O | 13.3 | 25.3 | 13.9 | 14500 | Yes | Ductless | Single-zone | Non-ducted indoor units (Mini-splits) | 3100 | 18000 | 23900 | 0.17 | 1.15 | 2.19 | 5.29 | 4.5874 | 3.2 |  | 2798 | 11200 | 21500 | 0.35 | 1.07 | 2.74 | 2.34 | 3.06 | 2.3 |  | 2696 |  | 20500 | 0.36 |  | 2.9 | 2.19 | 2.07
Fujitsu General America, Inc. | Fujitsu | Halcyon Single-room Mini-Split Systems Wall Mounted RLS3HY Series | 8703508 | AOU15RLS3H | ASU15RLS3Y | HRCU-A-CB-O | 13.3 | 25.3 | 13.9 | 14500 | Yes | Ductless | Single-zone | Non-ducted indoor units (Mini-splits) | 3100 | 18000 | 23900 | 0.17 | 1.15 | 2.19 | 5.3442 | 4.59 | 3.2 |  | 2798 | 11200 | 21500 | 0.35 | 1.07 | 2.74 | 2.34 | 3.06 | 2.3 |  | 2696 |  | 20500 | 0.36 |  | 2.9 | 2.19 | 2.07
Fujitsu General America, Inc. | Fujitsu | Halcyon Single-room Mini-Split Systems Wall Mounted RLF/RLX Series | 8718495 | AOU18RLXFW1 | ASU18RLF | HRCU-A-CB-O | 10.5 | 20 | 13.3 | 18000 | Yes | Ductless | Single-zone | Non-ducted indoor units (Mini-splits) | 7000 | 21600 | 29000 | 0.48 | 1.75 | 2.99 | 4.27 | 3.62 | 2.84 |  | 5485 | 14600 | 22759 | 0.42 | 1.39 | 2.85 | 3.83 | 3.08 | 2.34 |  | 5205 |  | 21600 | 0.39 |  | 2.6 | 3.91 | 2.43
Fujitsu General America, Inc. | Fujitsu | Halcyon Single-room Mini-Split Systems Wall Mounted RLF Series | 6961728 | AOU9RLFW1 | ASU9RLF1 | HRCU-A-CB-O | 11 | 23 | 13.8 | 9000 | Yes | Ductless | Single-zone | Non-ducted indoor units (Mini-splits) | 1700 | 12000 | 15000 | 0.25 | 0.89 | 1.6 | 2 | 3.95 | 2.75 |  | 1079 | 7600 | 9500 | 0.2 | 0.71 | 1.27 | 1.59 | 3.1363 | 2.1917 |  | 969 |  | 8530 | 0.19944 |  | 1.27 | 1.4236 | 1.9679
Fujitsu General America, Inc. | Fujitsu | Halcyon Single-room Mini-Split Systems Wall Mounted RLS3 Series | 7993243 | AOU15RLS3 | ASU15RLS3 | HRCU-A-CB-O | 13.4 | 25.3 | 13.9 | 14500 | Yes | Ductless | Single-zone | Non-ducted indoor units (Mini-splits) | 3100 | 18000 | 23900 | 0.17 | 1.15 | 2.19 | 5.29 | 4.5874 | 3.2 |  | 2798 | 11200 | 21500 | 0.2 | 1.04 | 2.59 | 4.1 | 3.14 | 2.43 |  | 2696 |  | 20500 | 0.21 |  | 2.75 | 3.76 | 2.18
Fujitsu General America, Inc. | Fujitsu | Halcyon Single-room Mini-Split Systems Wall mounted RLS3 Series | 8703507 | AOU15RLS3 | ASU15RLS3Y | HRCU-A-CB-O | 13.4 | 25.3 | 13.9 | 14500 | Yes | Ductless | Single-zone | Non-ducted indoor units (Mini-splits) | 3100 | 18000 | 23900 | 0.17 | 1.15 | 2.19 | 5.3442 | 4.59 | 3.2 |  | 2798 | 11200 | 21500 | 0.2 | 1.04 | 2.59 | 4.1 | 3.14 | 2.43 |  | 2696 |  | 20500 | 0.21 |  | 2.75 | 3.76 | 2.18
Fujitsu General America, Inc. | Fujitsu | Halcyon Single-room Mini-Split Systems Wall Mounted RLS3 Series | 7993244 | AOU12RLS3H | ASU12RLS3 | HRCU-A-CB-O | 13.8 | 29.3 | 15.2 | 12000 | Yes | Ductless | Single-zone | Non-ducted indoor units (Mini-splits) | 3100 | 16000 | 22110 | 0.2 | 1.01 | 1.94 | 4.5 | 4.6429 | 3.34 |  | 2491 | 9600 | 17500 | 0.36 | 0.88 | 2.21 | 2.03 | 3.18 | 2.32 |  | 2320 |  | 16500 | 0.37 |  | 2.25 | 1.84 | 2.15
Fujitsu General America, Inc. | Fujitsu | Halcyon Single-room Mini-Split Systems Wall Mounted RLS3H Series | 8703506 | AOU12RLS3H | ASU12RLS3Y | HRCU-A-CB-O | 13.8 | 29.3 | 15.2 | 12000 | Yes | Ductless | Single-zone | Non-ducted indoor units (Mini-splits) | 3100 | 16000 | 22110 | 0.2 | 1.01 | 1.94 | 4.5426 | 4.64 | 3.34 |  | 2491 | 9600 | 17500 | 0.36 | 0.88 | 2.21 | 2.03 | 3.18 | 2.32 |  | 2320 |  | 16500 | 0.37 |  | 2.25 | 1.84 | 2.15
Fujitsu General America, Inc. | Fujitsu | Halcyon Single-room Mini-Split Systems Wall Mounted RLS3 Series | 7993242 | AOU12RLS3 | ASU12RLS3 | HRCU-A-CB-O | 14 | 29.3 | 15.2 | 12000 | Yes | Ductless | Single-zone | Non-ducted indoor units (Mini-splits) | 3100 | 16000 | 22110 | 0.2 | 1.01 | 1.94 | 4.5428 | 4.6429 | 3.34 |  | 2491 | 9600 | 17500 | 0.21 | 0.85 | 2.06 | 3.48 | 3.3 | 2.49 |  | 2320 |  | 16500 | 0.22 |  | 2.1 | 3.09 | 2.3
Fujitsu General America, Inc. | Fujitsu | Halcyon Single-room Mini-Split Systems Wall Mounted RLS3HY Series | 8703350 | AOU12RLS3 | ASU12RLS3Y | HRCU-A-CB-O | 14 | 29.3 | 15.2 | 12000 | Yes | Ductless | Single-zone | Non-ducted indoor units (Mini-splits) | 3100 | 16000 | 22110 | 0.2 | 1.01 | 1.94 | 4.5426 | 4.64 | 3.34 |  | 2491 | 9600 | 17500 | 0.21 | 0.85 | 2.06 | 3.48 | 3.3 | 2.49 |  | 2320 |  | 16500 | 0.22 |  | 2.1 | 3.09 | 2.3
Fujitsu General America, Inc. | Fujitsu | Halcyon Single-room Mini-Split Systems Wall Mounted RLS3HY Series | 8004700 | AOU9RLS3H | ASU9RLS3 | HRCU-A-CB-O | 14 | 33 | 18 | 9000 | Yes | Ductless | Single-zone | Non-ducted indoor units (Mini-splits) | 3100 | 12000 | 22000 | 0.2 | 0.66 | 1.93 | 4.5 | 5.3288 | 3.34 |  | 2286 | 7000 | 16000 | 0.36 | 0.61 | 2.21 | 1.86 | 3.36 | 2.12 |  | 2150 |  | 15000 | 0.37 |  | 2.25 | 1.7 | 1.95
Fujitsu General America, Inc. | Fujitsu | Halcyon Single-room Mini-Split Systems Wall mounted H Series | 8703349 | AOU9RLS3H | ASU9RLS3Y | HRCU-A-CB-O | 14 | 33 | 18 | 9000 | Yes | Ductless | Single-zone | Non-ducted indoor units (Mini-splits) | 3100 | 12000 | 22000 | 0.2 | 0.66 | 1.93 | 4.5426 | 5.33 | 3.34 |  | 2286 | 7000 | 16000 | 0.36 | 0.61 | 2.21 | 1.86 | 3.36 | 2.12 |  | 2150 |  | 15000 | 0.37 |  | 2.25 | 1.7 | 1.95
Fujitsu General America, Inc. | Fujitsu | Halcyon Single-room Mini-Split Systems Wall Mounted RLS3 Series | 8004699 | AOU9RLS3 | ASU9RLS3 | HRCU-A-CB-O | 14.2 | 33 | 18 | 9000 | Yes | Ductless | Single-zone | Non-ducted indoor units (Mini-splits) | 3100 | 12000 | 22000 | 0.2 | 0.66 | 1.93 | 4.5 | 5.3288 | 3.34 |  | 2286 | 7000 | 16000 | 0.21 | 0.59 | 2.06 | 3.19 | 3.46 | 2.28 |  | 2150 |  | 15000 | 0.22 |  | 2.1 | 2.86 | 2.09
Fujitsu General America, Inc. | Fujitsu | Halcyon Single-room Mini-Split Systems Wall mounted RLS3 Series | 8703348 | AOU9RLS3 | ASU9RLS3Y | HRCU-A-CB-O | 14.2 | 33 | 18 | 9000 | Yes | Ductless | Single-zone | Non-ducted indoor units (Mini-splits) | 3100 | 12000 | 22000 | 0.2 | 0.66 | 1.93 | 4.5426 | 5.3288 | 3.34 |  | 2286 | 7000 | 16000 | 0.21 | 0.59 | 2.06 | 3.19 | 3.46 | 2.28 |  | 2150 |  | 15000 | 0.22 |  | 2.1 | 2.86 | 2.09
GD Midea Air-Conditioning Equipment Co.,Ltd | Lennox | MP-Series | 10056168 | MPB012S4S-1L | MWMB012S4-1L | HRCU-A-CB-O | 13 | 22 | 10.2 | 12000 | Yes | Ductless | Single-zone | Non-ducted indoor units (Mini-splits) | 3690 | 12000 | 16600 | 0.17 | 1.028 | 1.74 | 6.3614 | 3.4211 | 2.796 |  | 2952 | 7600 | 11220 | 0.204 | 0.857 | 1.421 | 4.2409 | 2.599 | 2.314 |  | 2583 |  | 6885 | 0.1836 |  | 1.006 | 4.1231 | 2.0058
GD Midea Air-Conditioning Equipment Co.,Ltd | Lennox | MP-Series | 10058830 | MPB009S4S-1P | M22A009S4-1P | HRCU-A-CB-O | 10.5 | 20 | 13 | 9000 | Yes | Ductless | Single-zone | Non-ducted indoor units (Mini-splits) | 3038 | 10000 | 12680 | 0.152 | 0.85 | 1.336 | 5.8576 | 3.4479 | 2.7815 |  | 2412 | 5800 | 8912 | 0.178 | 0.639 | 1.202 | 3.9713 | 2.6601 | 2.1729 |  | 2102 |  | 7878 | 0.159 |  | 1.172 | 3.8744 | 1.97
GD Midea Air-Conditioning Equipment Co.,Ltd | Lennox | MP-Series | 10058831 | MPB009S4S-1P | M22A009S4-2P | HRCU-A-CB-O | 10.5 | 20 | 13 | 9000 | Yes | Ductless | Single-zone | Non-ducted indoor units (Mini-splits) | 3038 | 10000 | 12680 | 0.152 | 0.85 | 1.336 | 5.8576 | 3.4479 | 2.7815 |  | 2412 | 5800 | 8912 | 0.178 | 0.639 | 1.202 | 3.9713 | 2.6601 | 2.1729 |  | 2102 |  | 7878 | 0.159 |  | 1.172 | 3.8744 | 1.97
GD Midea Air-Conditioning Equipment Co.,Ltd | DIRECT AIR |  | 8775842 | MOBA30-09HFN1-MT0W | CCA3U-09HRFN1-M(C) | HRCU-A-CB-O | 10.5 | 20 | 13 | 9000 | Yes | Ductless | Single-zone | Non-ducted indoor units (Mini-splits) | 3038 | 10000 | 12680 | 0.152 | 0.85 | 1.336 | 5.8576 | 3.4479 | 2.7815 |  | 2412 | 5800 | 8912 | 0.178 | 0.639 | 1.202 | 3.9713 | 2.6601 | 2.1729 |  | 2102 |  | 7878 | 0.159 |  | 1.172 | 3.8744 | 1.97
GD Midea Air-Conditioning Equipment Co.,Ltd | DIRECT AIR |  | 8989603 | MOBA30-09HFN1-MT0W | MSAEB-09HRFN1-MT0W | HRCU-A-CB-O | 10 | 20.5 | 14 | 9000 | Yes | Ductless | Single-zone | Non-ducted indoor units (Mini-splits) | 3530 | 9800 | 13080 | 0.161 | 0.898 | 1.075 | 6.4257 | 3.1983 | 3.5659 |  | 2610 | 6300 | 8111 | 0.172 | 0.689 | 1.017 | 4.4472 | 2.6797 | 2.3374 |  | 2489 |  | 6609 | 0.159 |  | 1.01 | 4.5878 | 1.9177
GD Midea Air-Conditioning Equipment Co.,Ltd | Willis |  | 9038626 | WSM09MH20S/O | WSM09MH20S/I | HRCU-A-CB-O | 10 | 20.5 | 14 | 9000 | Yes | Ductless | Single-zone | Non-ducted indoor units (Mini-splits) | 2908 | 9800 | 11602.2672 | 0.2454 | 0.89757 | 1.1766 | 3.4729 | 3.1999 | 2.8899 |  | 6300 | 6300 | 7979.9856 | 0.68896 | 0.68896 | 1.0929 | 2.6799 | 2.6799 | 2.1399 |  | 6600 |  | 6700 | 1.0075 |  | 1.0122 | 1.9199 | 1.9399
GD Midea Air-Conditioning Equipment Co.,Ltd | Lennox | MP-Series | 10058825 | MPB018S4S-1P | MCFB018S4-2P | HRCU-A-CB-O | 10.5 | 20 | 12.5 | 18000 | Yes | Ductless | Single-zone | Non-ducted indoor units (Mini-splits) | 4826 | 18000 | 23011 | 0.238 | 1.552 | 2.425 | 5.9427 | 3.399 | 2.781 |  | 3964 | 12000 | 14923 | 0.282 | 1.303 | 1.831 | 4.1196 | 2.699 | 2.3886 |  | 3423 |  | 10274 | 0.253 |  | 1.433 | 3.9651 | 2.1012
GD Midea Air-Conditioning Equipment Co.,Ltd | DIRECT AIR |  | 8775850 | MOCA31-18HFN1-MT0W | MUEU-18HRFN1-M(C) | HRCU-A-CB-O | 10.5 | 20 | 12.5 | 18000 | Yes | Ductless | Single-zone | Non-ducted indoor units (Mini-splits) | 4826 | 18000 | 19020 | 0.238 | 1.552 | 1.65 | 5.9427 | 3.399 | 3.3783 |  | 3964 | 12000 | 13823 | 0.282 | 1.303 | 1.531 | 4.1196 | 2.699 | 2.6461 |  | 3423 |  | 10274 | 0.253 |  | 1.433 | 3.9651 | 2.1012
GD Midea Air-Conditioning Equipment Co.,Ltd | Lennox | MP-Series | 10056175 | MPB024S4S-1P | MWMA024S4-1P | HRCU-A-CB-O | 11.5 | 20.7 | 13.7 | 24000 | Yes | Ductless | Single-zone | Non-ducted indoor units (Mini-splits) | 7100 | 25000 | 32890 | 0.44 | 1.959 | 3.35 | 4.7291 | 3.7401 | 2.8773 |  | 5680 | 15300 | 18925 | 0.528 | 1.661 | 2.618 | 3.1527 | 2.6996 | 2.1186 |  | 4970 |  | 18099 | 0.475 |  | 2.561 | 3.0664 | 2.0712
GD Midea Air-Conditioning Equipment Co.,Ltd | Lennox | MP-Series | 10056176 | MPB024S4S-1P | MWMA024S4-2P | HRCU-A-CB-O | 11.5 | 20.7 | 13.7 | 24000 | Yes | Ductless | Single-zone | Non-ducted indoor units (Mini-splits) | 7100 | 25000 | 32890 | 0.44 | 1.959 | 3.35 | 4.7291 | 3.7401 | 2.8773 |  | 5680 | 15300 | 18925 | 0.528 | 1.661 | 2.618 | 3.1527 | 2.6996 | 2.1186 |  | 4970 |  | 18099 | 0.475 |  | 2.561 | 3.0664 | 2.0712
GD Midea Air-Conditioning Equipment Co.,Ltd | DIRECT AIR |  | 9680950 | MOD31-24HFN1-MT0W | CS11M-23HRFN1-MT0W | HRCU-A-CB-O | 11.5 | 20.7 | 13.7 | 24000 | Yes | Ductless | Single-zone | Non-ducted indoor units (Mini-splits) | 7100 | 25000 | 29740 | 0.44 | 1.959 | 2.66 | 4.7291 | 3.7401 | 3.2767 |  | 5680 | 15300 | 19040 | 0.528 | 1.661 | 2.53 | 3.1527 | 2.6996 | 2.2056 |  | 4970 |  | 18099 | 0.475 |  | 2.561 | 3.0664 | 2.0712
GD Midea Air-Conditioning Equipment Co.,Ltd | Lennox | MP-Series | 10056173 | MPB018S4S-1P | MWMA018S4-1P | HRCU-A-CB-O | 10.4 | 21 | 13 | 18000 | Yes | Ductless | Single-zone | Non-ducted indoor units (Mini-splits) | 4870 | 18000 | 23000 | 0.231 | 1.589 | 2.4 | 6.1786 | 3.3199 | 2.8086 |  | 3896 | 11400 | 15120 | 0.277 | 1.228 | 1.723 | 4.122 | 2.7207 | 2.5718 |  | 3409 |  | 11178 | 0.25 |  | 1.616 | 3.9963 | 2.0272
GD Midea Air-Conditioning Equipment Co.,Ltd | Lennox | MP-Series | 10056174 | MPB018S4S-1P | MWMA018S4-2P | HRCU-A-CB-O | 10.4 | 21 | 13 | 18000 | Yes | Ductless | Single-zone | Non-ducted indoor units (Mini-splits) | 4870 | 18000 | 23000 | 0.231 | 1.589 | 2.4 | 6.1786 | 3.3199 | 2.8086 |  | 3896 | 11400 | 15120 | 0.277 | 1.228 | 1.723 | 4.122 | 2.7207 | 2.5718 |  | 3409 |  | 11178 | 0.25 |  | 1.616 | 3.9963 | 2.0272
GD Midea Air-Conditioning Equipment Co.,Ltd | DIRECT AIR |  | 9680949 | MOCA31-18HFN1-MT0W | CS11M-18HRFN1-MT0W | HRCU-A-CB-O | 10.4 | 21 | 13 | 18000 | Yes | Ductless | Single-zone | Non-ducted indoor units (Mini-splits) | 4870 | 18000 | 19590 | 0.231 | 1.589 | 1.71 | 6.1786 | 3.3199 | 3.3575 |  | 3896 | 11400 | 14020 | 0.277 | 1.228 | 1.65 | 4.122 | 2.7207 | 2.4902 |  | 3409 |  | 11178 | 0.25 |  | 1.616 | 3.9963 | 2.0272
GD Midea Air-Conditioning Equipment Co.,Ltd | Lennox | ML-Series | 9920054 | MLA030S4M-1P | Non-Ducted Indoor Units | HMSV-A-CB | 10.4 | 22 | 13 | 28000 | Yes | Ductless | Multi-zone | Non-ducted indoor units | 5820 | 28000 | 37720 | 0.895 | 2.345 | 3.475 | 1.9058 | 3.4994 | 3.1812 |  | 5411 | 18000 | 31054 | 0.924 | 1.925 | 4.176 | 1.7162 | 2.7404 | 2.1794 |  | 5145 |  | 28160 | 1.008 |  | 4.041 | 1.4959 | 2.0423
GD Midea Air-Conditioning Equipment Co.,Ltd | Lennox | MP-Series | 10056169 | MPB009S4S-1P | MWMA009S4-1P | HRCU-A-CB-O | 10.8 | 23.5 | 14.9 | 9000 | Yes | Ductless | Single-zone | Non-ducted indoor units (Mini-splits) | 3009 | 9800 | 12700 | 0.144 | 0.756 | 1.33 | 6.124 | 3.7991 | 2.7985 |  | 2407 | 5800 | 8890 | 0.173 | 0.616 | 1.098 | 4.0776 | 2.7594 | 2.3729 |  | 2106 |  | 7990 | 0.156 |  | 1.175 | 3.9565 | 1.9929
GD Midea Air-Conditioning Equipment Co.,Ltd | Lennox | MP-Series | 10056170 | MPB009S4S-1P | MWMA009S4-2P | HRCU-A-CB-O | 10.8 | 23.5 | 14.9 | 9000 | Yes | Ductless | Single-zone | Non-ducted indoor units (Mini-splits) | 3009 | 9800 | 12700 | 0.144 | 0.756 | 1.33 | 6.124 | 3.7991 | 2.7985 |  | 2407 | 5800 | 8890 | 0.173 | 0.616 | 1.098 | 4.0776 | 2.7594 | 2.3729 |  | 2106 |  | 7990 | 0.156 |  | 1.175 | 3.9565 | 1.9929
GD Midea Air-Conditioning Equipment Co.,Ltd | DIRECT AIR |  | 9680947 | MOBA30-09HFN1-MT0W | CS11M-09HRFN1-MX0W(A) | HRCU-A-CB-O | 10.8 | 23.5 | 14.9 | 9000 | Yes | Ductless | Single-zone | Non-ducted indoor units (Mini-splits) | 3009 | 9800 | 13360 | 0.144 | 0.756 | 1.1 | 6.124 | 3.7991 | 3.5595 |  | 2407 | 5800 | 8280 | 0.173 | 0.616 | 1.04 | 4.0776 | 2.7594 | 2.3333 |  | 2106 |  | 7990 | 0.156 |  | 1.175 | 3.9565 | 1.9929
GD Midea Air-Conditioning Equipment Co.,Ltd | Lennox | MP-Series | 10058834 | MPB018S4S-1P | M22A018S4-1P | HRCU-A-CB-O | 10.3 | 20 | 12.5 | 18000 | Yes | Ductless | Single-zone | Non-ducted indoor units (Mini-splits) | 4895 | 18000 | 22688 | 0.244 | 1.499 | 2.412 | 5.8794 | 3.5192 | 2.7567 |  | 3931 | 12000 | 15213 | 0.282 | 1.274 | 1.899 | 4.0853 | 2.7605 | 2.3478 |  | 3535 |  | 9410 | 0.261 |  | 1.391 | 3.9694 | 1.9826
GD Midea Air-Conditioning Equipment Co.,Ltd | Lennox | MP-Series | 10058835 | MPB018S4S-1P | M22A018S4-2P | HRCU-A-CB-O | 10.3 | 20 | 12.5 | 18000 | Yes | Ductless | Single-zone | Non-ducted indoor units (Mini-splits) | 4895 | 18000 | 22688 | 0.244 | 1.499 | 2.412 | 5.8794 | 3.5192 | 2.7567 |  | 3931 | 12000 | 15213 | 0.282 | 1.274 | 1.899 | 4.0853 | 2.7605 | 2.3478 |  | 3535 |  | 9410 | 0.261 |  | 1.391 | 3.9694 | 1.9826
GD Midea Air-Conditioning Equipment Co.,Ltd | DIRECT AIR |  | 8775849 | MOCA31-18HFN1-MT0W | CCA3U-18HRFN1-M(C) | HRCU-A-CB-O | 10.3 | 20 | 12.5 | 18000 | Yes | Ductless | Single-zone | Non-ducted indoor units (Mini-splits) | 4895 | 18000 | 19358 | 0.244 | 1.499 | 1.68 | 5.8794 | 3.5192 | 3.3769 |  | 3931 | 12000 | 13936 | 0.282 | 1.274 | 1.55 | 4.0853 | 2.7605 | 2.635 |  | 3535 |  | 9410 | 0.261 |  | 1.391 | 3.9694 | 1.9826
GD Midea Air-Conditioning Equipment Co.,Ltd | Lennox | MP-Series | 10056171 | MPB012S4S-1P | MWMA012S4-1P | HRCU-A-CB-O | 11 | 22.7 | 13.7 | 12000 | Yes | Ductless | Single-zone | Non-ducted indoor units (Mini-splits) | 3880 | 12000 | 17300 | 0.177 | 0.999 | 1.68 | 6.4244 | 3.5204 | 3.0179 |  | 3104 | 7700 | 12110 | 0.212 | 0.816 | 1.414 | 4.291 | 2.7655 | 2.51 |  | 2716 |  | 9134 | 0.192 |  | 1.382 | 4.1457 | 1.937
GD Midea Air-Conditioning Equipment Co.,Ltd | Lennox | MP-Series | 10056172 | MPB012S4S-1P | MWMA012S4-2P | HRCU-A-CB-O | 11 | 22.7 | 13.7 | 12000 | Yes | Ductless | Single-zone | Non-ducted indoor units (Mini-splits) | 3880 | 12000 | 17300 | 0.177 | 0.999 | 1.68 | 6.4244 | 3.5204 | 3.0179 |  | 3104 | 7700 | 12110 | 0.212 | 0.816 | 1.414 | 4.291 | 2.7655 | 2.51 |  | 2716 |  | 9134 | 0.192 |  | 1.382 | 4.1457 | 1.937
GD Midea Air-Conditioning Equipment Co.,Ltd | DIRECT AIR |  | 9680948 | MOCA31-18HFN1-MT0W | CS11M-12HRFN1-MU5W | HRCU-A-CB-O | 11 | 22.7 | 13.7 | 12000 | Yes | Ductless | Single-zone | Non-ducted indoor units (Mini-splits) | 3880 | 12000 | 13660 | 0.177 | 0.999 | 1.1 | 6.4244 | 3.5204 | 3.6394 |  | 3104 | 7700 | 9930 | 0.212 | 0.816 | 1.35 | 4.291 | 2.7655 | 2.1557 |  | 2716 |  | 9134 | 0.192 |  | 1.382 | 4.1457 | 1.937
GD Midea Air-Conditioning Equipment Co.,Ltd | Lennox | MP-Series | 8129542 | MPA024S4S-1P | MWMA024S4-1P | HRCU-A-CB-O | 10 | 20 | 12.5 | 23000 | Yes | Ductless | Single-zone | Non-ducted indoor units (Mini-splits) | 7060 | 25000 | 31850 | 0.446 | 2.275 | 3.42 | 4.6392 | 3.2206 | 2.7293 |  | 5597 | 17800 | 18825 | 0.532 | 1.877 | 2.461 | 3.0833 | 2.7793 | 2.2418 |  | 4942 |  | 16382 | 0.483 |  | 2.202 | 2.9987 | 2.1803
GD Midea Air-Conditioning Equipment Co.,Ltd | Lennox | MP-Series | 9962876 | MPA024S4S-1P | MWMA024S4-2P | HRCU-A-CB-O | 10 | 20 | 12.5 | 23000 | Yes | Ductless | Single-zone | Non-ducted indoor units (Mini-splits) | 7060 | 25000 | 31850 | 0.446 | 2.275 | 3.42 | 4.6392 | 3.2206 | 2.7293 |  | 5597 | 17800 | 18825 | 0.532 | 1.877 | 2.461 | 3.0833 | 2.7793 | 2.2418 |  | 4942 |  | 16382 | 0.483 |  | 2.202 | 2.9987 | 2.1803
GD Midea Air-Conditioning Equipment Co.,Ltd | Lennox | ML-Series | 9920055 | MLA036S4M-1P | Non-Ducted Indoor Units | HMSV-A-CB | 10.5 | 21.5 | 13.5 | 36000 | Yes | Ductless | Multi-zone | Non-ducted indoor units | 7210 | 36000 | 50350 | 1.02 | 2.777 | 4.64 | 2.0716 | 3.7993 | 3.1802 |  | 6845 | 23200 | 38125 | 1.091 | 2.446 | 5.502 | 1.8387 | 2.7797 | 2.0308 |  | 6425 |  | 36000 | 1.146 |  | 5.379 | 1.6431 | 1.9614
GD Midea Air-Conditioning Equipment Co.,Ltd | Lennox | MP-Series | 10056167 | MPB009S4S-1L | MWMB009S4-1L | HRCU-A-CB-O | 11.2 | 24.5 | 15 | 9500 | Yes | Ductless | Single-zone | Non-ducted indoor units (Mini-splits) | 3550 | 11000 | 14500 | 0.151 | 0.862 | 1.65 | 6.8901 | 3.7399 | 2.5755 |  | 2840 | 6500 | 10150 | 0.181 | 0.676 | 1.38 | 4.5985 | 2.818 | 2.1556 |  | 2485 |  | 6776 | 0.16308 |  | 1.02 | 4.4658 | 1.9469
GD Midea Air-Conditioning Equipment Co.,Ltd | Lennox | MP-Series | 10062012 | MPB030S4M-1P | Non-Ducted Indoor Units | HMSV-A-CB | 10.3 | 23 | 12.5 | 28000 | Yes | Ductless | Multi-zone | Non-ducted indoor units | 6010 | 28000 | 36180 | 0.715 | 2.104 | 3.17 | 2.4634 | 3.9002 | 3.3449 |  | 5721 | 17200 | 24345 | 0.765 | 1.788 | 3.451 | 2.1917 | 2.8193 | 2.0675 |  | 5556 |  | 16820 | 0.843 |  | 2.526 | 1.9316 | 1.9515
GD Midea Air-Conditioning Equipment Co.,Ltd | Lennox | MP-Series | 10058816 | MPB009S4S-1P | ducted indoor units | HMSV-A-CB | 10.5 | 19.5 | 13.5 | 9000 | Yes | Ductless | Multi-zone | Ducted Indoor Units | 3056 | 10000 | 12764 | 0.166 | 0.718 | 1.342 | 5.3953 | 4.0818 | 2.7875 |  | 2588 | 6200 | 8991 | 0.176 | 0.64 | 1.212 | 4.3095 | 2.8391 | 2.1741 |  | 2312 |  | 8071 | 0.164 |  | 1.18 | 4.1316 | 2.0046
GD Midea Air-Conditioning Equipment Co.,Ltd | Lennox | MP-Series | 10058826 | MPB024S4S-1P | MCFA024S4-1P | HRCU-A-CB-O | 11 | 20 | 12.5 | 24000 | Yes | Ductless | Single-zone | Non-ducted indoor units (Mini-splits) | 7002 | 24000 | 32821 | 0.448 | 1.733 | 3.368 | 4.5805 | 4.0587 | 2.856 |  | 5592 | 15000 | 18214 | 0.534 | 1.537 | 2.538 | 3.069 | 2.8602 | 2.1032 |  | 4811 |  | 17705 | 0.487 |  | 2.569 | 2.8952 | 2.0198
GD Midea Air-Conditioning Equipment Co.,Ltd | Lennox | MP-Series | 10058827 | MPB024S4S-1P | MCFA024S4-2P | HRCU-A-CB-O | 11 | 20 | 12.5 | 24000 | Yes | Ductless | Single-zone | Non-ducted indoor units (Mini-splits) | 7002 | 24000 | 32821 | 0.448 | 1.733 | 3.368 | 4.5805 | 4.0587 | 2.856 |  | 5592 | 15000 | 18214 | 0.534 | 1.537 | 2.538 | 3.069 | 2.8602 | 2.1032 |  | 4811 |  | 17705 | 0.487 |  | 2.569 | 2.8952 | 2.0198
GD Midea Air-Conditioning Equipment Co.,Ltd | DIRECT AIR |  | 8775853 | MOD31-24HFN1-MT0W | MUEU-24HRFN1-M(C) | HRCU-A-CB-O | 11 | 20 | 12.5 | 24000 | Yes | Ductless | Single-zone | Non-ducted indoor units (Mini-splits) | 7002 | 24000 | 29873 | 0.448 | 1.733 | 2.69 | 4.5805 | 4.0587 | 3.2546 |  | 5592 | 15000 | 18214 | 0.534 | 1.537 | 2.538 | 3.069 | 2.8602 | 2.1032 |  | 4811 |  | 17705 | 0.487 |  | 2.569 | 2.8952 | 2.0198
GD Midea Air-Conditioning Equipment Co.,Ltd | Lennox | MP-Series | 9962880 | MPA012S4S-1P | M22A012S4-2P | HRCU-A-CB-O | 10 | 20.5 | 13 | 12000 | Yes | Ductless | Single-zone | Non-ducted indoor units (Mini-splits) | 4062 | 12000 | 16916 | 0.195 | 0.93 | 1.702 | 6.1049 | 3.7816 | 2.9128 |  | 7200 | 3178 | 11696 | 0.799 | 0.229 | 1.498 | 2.6409 | 4.0672 | 2.2882 |  | 2716 |  | 7465 | 0.218 |  | 1.143 | 3.6513 | 1.9141
GD Midea Air-Conditioning Equipment Co.,Ltd | Lennox | MP-Series | 8129566 | MPA012S4S-1P | M22A012S4-1P | HRCU-A-CB-O | 10 | 20.5 | 13 | 12000 | Yes | Ductless | Single-zone | Non-ducted indoor units (Mini-splits) | 4062 | 12000 | 16916 | 0.195 | 0.93 | 1.702 | 6.1049 | 3.7816 | 2.9128 |  | 7200 | 3178 | 11696 | 0.799 | 0.229 | 1.498 | 2.6409 | 4.0672 | 2.2882 |  | 2716 |  | 7465 | 0.218 |  | 1.143 | 3.6513 | 1.9141
GREE ELECTRIC APPLIANCES INC. OF ZHUHAI | Tosot | Lomo Plus | 10062020 | TW18HQ3D6DO | TW18HQ3D6DI | HRCU-A-CB-O | 12 | 24.5 | 13.5 | 18000 | Yes | Ductless | Single zone | Non-ducted indoor units (Mini-splits) | 3900 | 18000 | 26000 | 0.32 | 1.5 | 3.3 | 3.5718 | 3.5169 | 2.309 |  | 3700 | 14000 | 23000 | 0.31 | 1.45 | 3.2 | 3.4979 | 2.8297 | 2.1064 |  | 3500 |  | 21500 | 0.3 |  | 3.1 | 3.4192 | 2.0326
GREE ELECTRIC APPLIANCES INC. OF ZHUHAI | TOSOT |  | 10062020 | TW18HQ3D6DO | TW18HQ3D6DI | HRCU-A-CB-O | 12 | 24.5 | 13.5 | 18000 | Yes | Ductless | Single-zone | Non-ducted indoor units (Mini-splits) | 3900 | 18000 | 26000 | 0.32 | 1.5 | 3.3 | 3.57 | 3.52 | 2.31 |  | 3700 | 14000 | 23000 | 0.31 | 1.45 | 3.2 | 3.5 | 2.83 | 2.11 |  | 3500 |  | 21500 | 0.3 |  | 3.1 | 3.42 | 2.03
GREE ELECTRIC APPLIANCES INC. OF ZHUHAI | Tosot | Multi Zone | 10064023 | TM36H4O | Non-Ducted Indoor Units | HMSV-A-CB | 11.5 | 21 | 12.5 | 34000 | Yes | Ductless | Multizone | Non-ducted indoor units (Mini-splits) | 8871 | 42500 | 44356 | 1.25 | 3.37 | 3.6 | 2.0799 | 3.696 | 3.611 |  | 19800 | 26500 | 27500 | 2.01 | 2.7 | 2.95 | 2.887 | 2.8764 | 2.732 |  | 20800 |  | 21356 | 2.99 |  | 3.12 | 2.0388 | 2.006
GREE ELECTRIC APPLIANCES INC. OF ZHUHAI | Tosot | Lomo Plus | 10062021 | TW24HQ3D6DO | TW24HQ3D6DI | HRCU-A-CB-O | 12 | 21.5 | 13 | 24000 | Yes | Ductless | Single zone | Non-ducted indoor units (Mini-splits) | 6800 | 24000 | 32000 | 0.38 | 2 | 3.7 | 5.2444 | 3.5169 | 2.5347 |  | 4500 | 15737 | 26263 | 0.5 | 1.57 | 3.38 | 2.6376 | 2.9376 | 2.2772 |  | 4000 |  | 22553.32 | 0.6 |  | 3.2 | 1.9538 | 2.0655
GREE ELECTRIC APPLIANCES INC. OF ZHUHAI | TOSOT |  | 10062021 | TW24HQ3D6DO | TW24HQ3D6DI | HRCU-A-CB-O | 12 | 21.5 | 13 | 22000 | Yes | Ductless | Single-zone | Non-ducted indoor units (Mini-splits) | 6800 | 24000 | 32000 | 0.38 | 2 | 3.7 | 5.2446 | 3.517 | 2.5348 |  | 4500 | 15737 | 26263 | 0.5 | 1.57 | 3.38 | 2.6377 | 2.9377 | 2.2773 |  | 4000 |  | 22553.32 | 0.6 |  | 3.2 | 1.9539 | 2.0656
GREE ELECTRIC APPLIANCES INC. OF ZHUHAI | TOSOT |  | 10062019 | TW12HQ3D6DO | TW12HQ3D6DI | HRCU-A-CB-O | 14 | 30.5 | 15.3 | 12000 | Yes | Ductless | Single-zone | Non-ducted indoor units (Mini-splits) | 3000 | 12200 | 18700 | 0.25 | 0.94 | 1.6 | 3.5169 | 3.8037 | 3.4253 |  | 2800 | 8100 | 9000 | 0.23 | 0.74 | 1 | 3.5678 | 3.2079 | 2.6376 |  | 2600 |  | 8000 | 0.22 |  | 0.86 | 3.4636 | 2.7262
GREE ELECTRIC APPLIANCES INC. OF ZHUHAI | Tosot | Lomo Plus | 10062019 | TW12HQ3D6DO | TW12HQ3D6DI | HRCU-A-CB-O | 14 | 30.5 | 15.3 | 12000 | Yes | Ductless | Single zone | Non-ducted indoor units (Mini-splits) | 3000 | 12200 | 18700 | 0.25 | 0.94 | 1.6 | 3.5169 | 3.8037 | 3.4253 |  | 2800 | 8100 | 9000 | 0.23 | 0.74 | 1 | 3.5678 | 3.2079 | 2.6376 |  | 2600 |  | 8000 | 0.22 |  | 0.86 | 3.4636 | 2.7262
GREE ELECTRIC APPLIANCES INC. OF ZHUHAI GREE ELECTRIC APPLIANCES INC. OF ZHUHAI | Gree | U-Crown Series | 7607469 | GWH18UC-D3DNA4C/O | GWH18UC-D3DN***/I | HRCU-A-CB-O | 10.5 | 21 | 12.5 | 18000 | Yes | Ductless | Single-zone | Non-ducted indoor units (Mini-splits) | 3753 | 19000 | 24566 | 0.35 | 1.8 | 2.5 | 3.1426 | 3.0935 | 2.8798 |  | 3753 | 12717 | 24566 | 0.35 | 1.49 | 2.5 | 3.1426 | 2.5013 | 2.8798 |  | 3753 |  | 19190 | 0.55 |  | 1.97 | 1.9998 | 2.8548
GREE ELECTRIC APPLIANCES INC. OF ZHUHAI GREE ELECTRIC APPLIANCES INC. OF ZHUHAI | Gree | Extreme Series | 9114294 | GWH18YE-D3DNA1A/O | GWH18AAE-D3DN***/I | HRCU-A-CB-O | 12 | 24.5 | 13.5 | 18000 | Yes | Ductless | Single-zone | Non-ducted indoor units (Mini-splits) | 3900 | 18000 | 26000 | 0.32 | 1.5 | 3.3 | 3.5718 | 3.5169 | 2.309 |  | 3700 | 14000 | 23000 | 0.31 | 1.45 | 3.2 | 3.4979 | 2.8297 | 2.1064 |  | 3500 |  | 21500 | 0.3 |  | 3.1 | 3.4192 | 2.0326
GREE ELECTRIC APPLIANCES INC. OF ZHUHAI GREE ELECTRIC APPLIANCES INC. OF ZHUHAI | Gree | Free Match G-Series | 9084227 | GWHD(36)ND3GO | Non-Ducted Indoor Units | HMSV-A-CB | 11.5 | 21 | 12.5 | 34000 | Yes | Ductless | Multi-zone | Non-ducted indoor units | 8871 | 42500 | 44356 | 1.25 | 3.37 | 3.6 | 2.0799 | 3.696 | 3.611 |  | 19800 | 26500 | 27500 | 2.01 | 2.7 | 2.95 | 2.887 | 2.8764 | 2.732 |  | 20800 |  | 21356 | 2.99 |  | 3.12 | 2.0388 | 2.006
GREE ELECTRIC APPLIANCES INC. OF ZHUHAI GREE ELECTRIC APPLIANCES INC. OF ZHUHAI | Gree | U-Crown Series | 7607465 | GWH09UC-D3DNA4C/O | GWH09UC-D3DN***/I | HRCU-A-CB-O | 10.5 | 30.5 | 15.7 | 9000 | Yes | Ductless | Single-zone | Non-ducted indoor units (Mini-splits) | 2388 | 9000 | 13240 | 0.2 | 0.61 | 1.35 | 3.4993 | 4.324 | 2.8743 |  | 2388 | 5500 | 13240 | 0.2 | 0.56 | 1.35 | 3.4993 | 2.8784 | 2.8743 |  | 2388 |  | 10488 | 0.4 |  | 1.55 | 1.7496 | 1.9831
GREE ELECTRIC APPLIANCES INC. OF ZHUHAI GREE ELECTRIC APPLIANCES INC. OF ZHUHAI | Gree | Extreme Series | 9123256 | GWH24YE-D3DNA1A/O | GWH24AAE-D3DN***/I | HRCU-A-CB-O | 12 | 21.5 | 13 | 22000 | Yes | Ductless | Single-zone | Non-ducted indoor units (Mini-splits) | 6800 | 24000 | 32000 | 0.38 | 2 | 3.7 | 5.2444 | 3.5169 | 2.5347 |  | 4500 | 15737 | 26263 | 0.5 | 1.57 | 3.38 | 2.6376 | 2.9376 | 2.2772 |  | 4000 |  | 22553 | 0.6 |  | 3.2 | 1.9538 | 2.0655
GREE ELECTRIC APPLIANCES INC. OF ZHUHAI GREE ELECTRIC APPLIANCES INC. OF ZHUHAI | Gree | U-Crown Series | 7607467 | GWH12UC-D3DNA4C/O | GWH12UC-D3DN***/I | HRCU-A-CB-O | 10.5 | 23 | 12.7 | 12000 | Yes | Ductless | Single-zone | Non-ducted indoor units (Mini-splits) | 3071 | 13000 | 13000 | 0.2 | 1.21 | 1.22 | 4.5001 | 3.1487 | 3.1229 |  | 3071 | 13000 | 13000 | 0.2 | 1.21 | 1.22 | 4.5001 | 3.1487 | 3.1229 |  | 3071 |  | 13000 | 0.4 |  | 1.38 | 2.2501 | 2.7608
GREE ELECTRIC APPLIANCES INC. OF ZHUHAI GREE ELECTRIC APPLIANCES INC. OF ZHUHAI | Gree | Extreme Series | 9944776 | GWH12YD-D3DNA1A/O | GWH12AAD-D3DN***/I | HRCU-A-CB-O | 14 | 30.5 | 15.3 | 12000 | Yes | Ductless | Single-zone | Non-ducted indoor units (Mini-splits) | 3000 | 12200 | 18700 | 0.25 | 0.94 | 1.6 | 3.5169 | 3.8037 | 3.4253 |  | 2800 | 8100 | 9000 | 0.23 | 0.74 | 1 | 3.5678 | 3.2079 | 2.6376 |  | 2600 |  | 8000 | 0.22 |  | 0.86 | 3.4636 | 2.7262
Haier | Haier | Advanced Series | 8028490 | 1U18ES2VHA | AW18ES2VHA | HRCU-A-CB-O | 11 | 21 | 12.6 | 17000 | Yes | Ductless | Single-zone | Non-ducted indoor units (Mini-splits) | 5400 | 22000 | 26400 | 0.4 | 1.83 | 2.9 | 3.96 | 3.5234 | 2.67 |  | 4500 | 14000 | 19600 | 0.45 | 1.5 | 2.7 | 2.93 | 2.74 | 2.13 |  | 3800 |  | 14900 | 0.43 |  | 2.1 | 2.59 | 2.08
Haier | Haier | Advanced Series | 8028525 | 1U24ES2VHA | AW24ES2VHA | HRCU-A-CB-O | 10 | 20 | 12.5 | 22000 | Yes | Ductless | Single-zone | Non-ducted indoor units (Mini-splits) | 6800 | 27700 | 34800 | 0.55 | 2.35 | 3.3 | 3.62 | 3.4546 | 3.09 |  | 5800 | 18500 | 26000 | 0.58 | 1.9 | 3.25 | 2.93 | 2.85 | 2.35 |  | 4700 |  | 20500 | 0.55 |  | 2.8 | 2.51 | 2.15
Haier | Haier | Advanced Series | 8021588 | 1U12ES2VHA | AW12ES2VHA | HRCU-A-CB-O | 11 | 23 | 12.5 | 12000 | Yes | Ductless | Single-zone | Non-ducted indoor units (Mini-splits) | 4100 | 16000 | 19800 | 0.225 | 1.25 | 1.66 | 5.33 | 3.7515 | 3.49 |  | 3550 | 12220 | 13120 | 0.33 | 1.19 | 1.25 | 3.11 | 3 | 3.07 |  | 2960 |  | 10160 | 0.3 |  | 1.21 | 2.85 | 2.46
Haier | Haier | Novel Series | 6970203 | HSU09VHG(DB)-W | HSU09VHG(DB)-G | HRCU-A-CB-O | 10 | 18 | 13 | 8500 | Yes | Ductless | Single-zone | Non-ducted indoor units (Mini-splits) | 4000 | 9000 | 10140 | 0.27 | 0.65 | 0.82 | 4.342 | 4.0581 | 3.6242 |  | 3200 | 5600 | 7190 | 0.27 | 0.52 | 0.64 | 3.4736 | 3.1563 | 3.2926 |  | 2800 |  | 6000 | 0.27 |  | 0.75 | 3.0394 | 2.3447
Haier | Haier | Arctic Series | 8862047 | 1U09EH2VHA | AW09EH2VHA | HRCU-A-CB-O | 13 | 28 | 15.5 | 9000 | Yes | Ductless | Single-zone | Non-ducted indoor units (Mini-splits) | 4000 | 12000 | 22000 | 0.245 | 0.9 | 1.65 | 4.785 | 3.9078 | 3.908 |  | 3100 | 9000 | 12000 | 0.26 | 0.82 | 1.18 | 3.494 | 3.217 | 2.981 |  | 2800 |  | 12000 | 0.26 |  | 1.58 | 3.156 | 2.226
Haier | Haier | Advanced Series | 8028528 | 1U09ES2VHA | AW09ES2VHA | HRCU-A-CB-O | 12 | 23.5 | 14.5 | 9000 | Yes | Ductless | Single-zone | Non-ducted indoor units (Mini-splits) | 4000 | 10000 | 15000 | 0.25 | 0.65 | 1.2 | 4.69 | 4.509 | 3.66 |  | 3200 | 7400 | 10800 | 0.27 | 0.63 | 1.1 | 3.54 | 3.44 | 2.88 |  | 2800 |  | 10000 | 0.26 |  | 1.18 | 3.16 | 2.48
International Comfort Products | HEIL | High Wall System | 8177099 | DLCAHB18K1A | DLFAHH18K1A | HRCU-A-CB-O | 10.3 | 21 | 12.5 | 18000 | Yes | Ductless | Single-zone | Non-ducted indoor units (Mini-splits) | 3753 | 19000 | 24566 | 0.35 | 1.797 | 2.5 | 3.14 | 3.098 | 2.879 |  | 3753 | 12717 | 24566 | 0.35 | 1.49 | 2.5 | 3.14 | 2.501 | 2.879 |  | 3753 |  | 19190 | 0.55 |  | 1.97 | 1.999 | 2.85
International Comfort Products | KEEPRITE | High Wall System | 8177100 | DLCAHB18K1A | DLFAHH18K1A | HRCU-A-CB-O | 10.3 | 21 | 12.5 | 18000 | Yes | Ductless | Single-zone | Non-ducted indoor units (Mini-splits) | 3753 | 19000 | 24566 | 0.35 | 1.797 | 2.5 | 3.14 | 3.098 | 2.879 |  | 3753 | 12717 | 24566 | 0.35 | 1.49 | 2.5 | 3.14 | 2.501 | 2.879 |  | 3753 |  | 19190 | 0.55 |  | 1.97 | 1.999 | 2.85
International Comfort Products | TEMPSTAR | High Wall System | 8177101 | DLCAHB18K1A | DLFAHH18K1A | HRCU-A-CB-O | 10.3 | 21 | 12.5 | 18000 | Yes | Ductless | Single-zone | Non-ducted indoor units (Mini-splits) | 3753 | 19000 | 24566 | 0.35 | 1.797 | 2.5 | 3.14 | 3.098 | 2.879 |  | 3753 | 12717 | 24566 | 0.35 | 1.49 | 2.5 | 3.14 | 2.501 | 2.879 |  | 3753 |  | 19190 | 0.55 |  | 1.97 | 1.999 | 2.85
International Comfort Products | DAY & NIGHT | High Wall System | 8177102 | DLCAHB18K1A | DLFAHH18K1A | HRCU-A-CB-O | 10.3 | 21 | 12.5 | 18000 | Yes | Ductless | Single-zone | Non-ducted indoor units (Mini-splits) | 3753 | 19000 | 24566 | 0.35 | 1.797 | 2.5 | 3.14 | 3.098 | 2.879 |  | 3753 | 12717 | 24566 | 0.35 | 1.49 | 2.5 | 3.14 | 2.501 | 2.879 |  | 3753 |  | 19190 | 0.55 |  | 1.97 | 1.999 | 2.85
International Comfort Products | ARCOAIRE | High Wall System | 8177103 | DLCAHB18K1A | DLFAHH18K1A | HRCU-A-CB-O | 10.3 | 21 | 12.5 | 18000 | Yes | Ductless | Single-zone | Non-ducted indoor units (Mini-splits) | 3753 | 19000 | 24566 | 0.35 | 1.797 | 2.5 | 3.14 | 3.098 | 2.879 |  | 3753 | 12717 | 24566 | 0.35 | 1.49 | 2.5 | 3.14 | 2.501 | 2.879 |  | 3753 |  | 19190 | 0.55 |  | 1.97 | 1.999 | 2.85
International Comfort Products | KENMORE | High Wall System | 8177104 | DLCAHB18K1A | DLFAHH18K1A | HRCU-A-CB-O | 10.3 | 21 | 12.5 | 18000 | Yes | Ductless | Single-zone | Non-ducted indoor units (Mini-splits) | 3753 | 19000 | 24566 | 0.35 | 1.797 | 2.5 | 3.14 | 3.098 | 2.879 |  | 3753 | 12717 | 24566 | 0.35 | 1.49 | 2.5 | 3.14 | 2.501 | 2.879 |  | 3753 |  | 19190 | 0.55 |  | 1.97 | 1.999 | 2.85
International Comfort Products | COMFORTMAKER | High Wall System | 8177105 | DLCAHB18K1A | DLFAHH18K1A | HRCU-A-CB-O | 10.3 | 21 | 12.5 | 18000 | Yes | Ductless | Single-zone | Non-ducted indoor units (Mini-splits) | 3753 | 19000 | 24566 | 0.35 | 1.797 | 2.5 | 3.14 | 3.098 | 2.879 |  | 3753 | 12717 | 24566 | 0.35 | 1.49 | 2.5 | 3.14 | 2.501 | 2.879 |  | 3753 |  | 19190 | 0.55 |  | 1.97 | 1.999 | 2.85
International Comfort Products | HEIL | High Wall System | 8177081 | DLCAHB09K1A | DLFAHH09K1A | HRCU-A-CB-O | 10.3 | 30.5 | 15.7 | 9000 | Yes | Ductless | Single-zone | Non-ducted indoor units (Mini-splits) | 2388 | 9000 | 13240 | 0.2 | 0.61 | 1.345 | 3.499 | 4.3242 | 2.885 |  | 2388 | 5500 | 13240 | 0.2 | 0.557 | 1.345 | 3.499 | 2.893 | 2.885 |  | 2388 |  | 10488 | 0.4 |  | 1.553 | 1.749 | 1.979
International Comfort Products | KEEPRITE | High Wall System | 8177082 | DLCAHB09K1A | DLFAHH09K1A | HRCU-A-CB-O | 10.3 | 30.5 | 15.7 | 9000 | Yes | Ductless | Single-zone | Non-ducted indoor units (Mini-splits) | 2388 | 9000 | 13240 | 0.2 | 0.61 | 1.345 | 3.499 | 4.32 | 2.885 |  | 2388 | 5500 | 13240 | 0.2 | 0.557 | 1.345 | 3.499 | 2.893 | 2.885 |  | 2388 |  | 10488 | 0.4 |  | 1.553 | 1.749 | 1.979
International Comfort Products | TEMPSTAR | High Wall System | 8177083 | DLCAHB09K1A | DLFAHH09K1A | HRCU-A-CB-O | 10.3 | 30.5 | 15.7 | 9000 | Yes | Ductless | Single-zone | Non-ducted indoor units (Mini-splits) | 2388 | 9000 | 13240 | 0.2 | 0.61 | 1.345 | 3.499 | 4.32 | 2.885 |  | 2388 | 5500 | 13240 | 0.2 | 0.557 | 1.345 | 3.499 | 2.893 | 2.885 |  | 2388 |  | 10488 | 0.4 |  | 1.553 | 1.749 | 1.979
International Comfort Products | DAY & NIGHT | High Wall System | 8177084 | DLCAHB09K1A | DLFAHH09K1A | HRCU-A-CB-O | 10.3 | 30.5 | 15.7 | 9000 | Yes | Ductless | Single-zone | Non-ducted indoor units (Mini-splits) | 2388 | 9000 | 13240 | 0.2 | 0.61 | 1.345 | 3.499 | 4.32 | 2.885 |  | 2388 | 5500 | 13240 | 0.2 | 0.557 | 1.345 | 3.499 | 2.893 | 2.885 |  | 2388 |  | 10488 | 0.4 |  | 1.553 | 1.749 | 1.979
International Comfort Products | ARCOAIRE | High Wall System | 8177085 | DLCAHB09K1A | DLFAHH09K1A | HRCU-A-CB-O | 10.3 | 30.5 | 15.7 | 9000 | Yes | Ductless | Single-zone | Non-ducted indoor units (Mini-splits) | 2388 | 9000 | 13240 | 0.2 | 0.61 | 1.345 | 3.499 | 4.32 | 2.885 |  | 2388 | 5500 | 13240 | 0.2 | 0.557 | 1.345 | 3.499 | 2.893 | 2.885 |  | 2388 |  | 10488 | 0.4 |  | 1.553 | 1.749 | 1.979
International Comfort Products | KENMORE | High Wall System | 8177086 | DLCAHB09K1A | DLFAHH09K1A | HRCU-A-CB-O | 10.3 | 30.5 | 15.7 | 9000 | Yes | Ductless | Single-zone | Non-ducted indoor units (Mini-splits) | 2388 | 9000 | 13240 | 0.2 | 0.61 | 1.345 | 3.499 | 4.32 | 2.885 |  | 2388 | 5500 | 13240 | 0.2 | 0.557 | 1.345 | 3.499 | 2.893 | 2.885 |  | 2388 |  | 10488 | 0.4 |  | 1.553 | 1.749 | 1.979
International Comfort Products | COMFORTMAKER | High Wall System | 8177087 | DLCAHB09K1A | DLFAHH09K1A | HRCU-A-CB-O | 10.3 | 30.5 | 15.7 | 9000 | Yes | Ductless | Single-zone | Non-ducted indoor units (Mini-splits) | 2388 | 9000 | 13240 | 0.2 | 0.61 | 1.345 | 3.499 | 4.32 | 2.885 |  | 2388 | 5500 | 13240 | 0.2 | 0.557 | 1.345 | 3.499 | 2.893 | 2.885 |  | 2388 |  | 10488 | 0.4 |  | 1.553 | 1.749 | 1.979
International Comfort Products | HEIL | High Wall System | 8177090 | DLCAHB12K1A | DLFAHH12K1A | HRCU-A-CB-O | 10.3 | 23 | 12.7 | 12000 | Yes | Ductless | Single-zone | Non-ducted indoor units (Mini-splits) | 3071 | 13000 | 13000 | 0.2 | 1.212 | 1.22 | 4.5 | 3.143 | 3.12 |  | 3071 | 13000 | 13000 | 0.2 | 1.212 | 1.22 | 4.5 | 3.143 | 3.12 |  | 3071 |  | 13000 | 0.4 |  | 1.38 | 2.25 | 2.76
International Comfort Products | KEEPRITE | High Wall System | 8177091 | DLCAHB12K1A | DLFAHH12K1A | HRCU-A-CB-O | 10.3 | 23 | 12.7 | 12000 | Yes | Ductless | Single-zone | Non-ducted indoor units (Mini-splits) | 3071 | 13000 | 13000 | 0.2 | 1.212 | 1.22 | 4.5 | 3.143 | 3.12 |  | 3071 | 13000 | 13000 | 0.2 | 1.212 | 1.22 | 4.5 | 3.143 | 3.12 |  | 3071 |  | 13000 | 0.4 |  | 1.38 | 2.25 | 2.76
International Comfort Products | TEMPSTAR | High Wall System | 8177092 | DLCAHB12K1A | DLFAHH12K1A | HRCU-A-CB-O | 10.3 | 23 | 12.7 | 12000 | Yes | Ductless | Single-zone | Non-ducted indoor units (Mini-splits) | 3071 | 13000 | 13000 | 0.2 | 1.212 | 1.22 | 4.5 | 3.143 | 3.12 |  | 3071 | 13000 | 13000 | 0.2 | 1.212 | 1.22 | 4.5 | 3.143 | 3.12 |  | 3071 |  | 13000 | 0.4 |  | 1.38 | 2.25 | 2.76
International Comfort Products | DAY & NIGHT | High Wall System | 8177093 | DLCAHB12K1A | DLFAHH12K1A | HRCU-A-CB-O | 10.3 | 23 | 12.7 | 12000 | Yes | Ductless | Single-zone | Non-ducted indoor units (Mini-splits) | 3071 | 13000 | 13000 | 0.2 | 1.212 | 1.22 | 4.5 | 3.143 | 3.12 |  | 3071 | 13000 | 13000 | 0.2 | 1.212 | 1.22 | 4.5 | 3.143 | 3.12 |  | 3071 |  | 13000 | 0.4 |  | 1.38 | 2.25 | 2.76
International Comfort Products | ARCOAIRE | High Wall System | 8177094 | DLCAHB12K1A | DLFAHH12K1A | HRCU-A-CB-O | 10.3 | 23 | 12.7 | 12000 | Yes | Ductless | Single-zone | Non-ducted indoor units (Mini-splits) | 3071 | 13000 | 13000 | 0.2 | 1.212 | 1.22 | 4.5 | 3.143 | 3.12 |  | 3071 | 13000 | 13000 | 0.2 | 1.212 | 1.22 | 4.5 | 3.143 | 3.12 |  | 3071 |  | 13000 | 0.4 |  | 1.38 | 2.25 | 2.76
International Comfort Products | KENMORE | High Wall System | 8177095 | DLCAHB12K1A | DLFAHH12K1A | HRCU-A-CB-O | 10.3 | 23 | 12.7 | 12000 | Yes | Ductless | Single-zone | Non-ducted indoor units (Mini-splits) | 3071 | 13000 | 13000 | 0.2 | 1.212 | 1.22 | 4.5 | 3.143 | 3.12 |  | 3071 | 13000 | 13000 | 0.2 | 1.212 | 1.22 | 4.5 | 3.143 | 3.12 |  | 3071 |  | 13000 | 0.4 |  | 1.38 | 2.25 | 2.76
International Comfort Products | COMFORTMAKER | High Wall System | 8177096 | DLCAHB12K1A | DLFAHH12K1A | HRCU-A-CB-O | 10.3 | 23 | 12.7 | 12000 | Yes | Ductless | Single-zone | Non-ducted indoor units (Mini-splits) | 3071 | 13000 | 13000 | 0.2 | 1.212 | 1.22 | 4.5 | 3.143 | 3.12 |  | 3071 | 13000 | 13000 | 0.2 | 1.212 | 1.22 | 4.5 | 3.143 | 3.12 |  | 3071 |  | 13000 | 0.4 |  | 1.38 | 2.25 | 2.76
Lennox Industries, Inc. | Lennox | ML-Series | 8994418 | MLA030S4M-1P | Non-Ducted Indoor Units | N/A | 10.4 | 22 | 13 |  | Yes | Ductless | Multi-zone | N/A | 5820 | 28000 | 37720 | 0.895 | 2.345 | 3.475 | 1.9058 | 3.4994 | 3.1812 |  | 5411 | 18000 | 31054 | 0.924 | 1.925 | 4.176 | 1.7162 | 2.7404 | 2.1794 |  | 5145 |  | 28160 | 1.008 |  | 4.041 | 1.4959 | 2.0423
Lennox Industries, Inc. | Lennox | ML-Series | 8994421 | MLA036S4M-1P | Non-Ducted Indoor Units | N/A | 10.5 | 21.5 | 13.5 |  | Yes | Ductless | Multi-zone | N/A | 7210 | 36000 | 50350 | 1.02 | 2.777 | 4.64 | 2.0716 | 3.7993 | 3.1802 |  | 6845 | 23200 | 38125 | 1.091 | 2.446 | 5.502 | 1.8387 | 2.7797 | 2.0308 |  | 6425 |  | 36000 | 1.146 |  | 5.379 | 1.6431 | 1.9614
LG Electronics Canada, Inc. | LG | Prestige (Canada) | 8584525 | LAU180HYV1 | LAN180HYV1 | HRCU-A-CB-O | 12.5 | 24 | 13.5 | 18200 | Yes | Ductless | Single-Zone | Non-ducted indoor units (Mini-splits) | 3070 | 22000 | 30709 | 0.55 | 1.69 | 2.49 | 1.6359 | 3.8151 | 3.6144 |  | 2333 | 13000 | 22340 | 0.24 | 1.37 | 2.44 | 2.8489 | 2.781 | 2.6833 |  | 1929 |  | 19300 | 0.24 |  | 2.39 | 2.3556 | 2.3666
LG Electronics Canada, Inc. | LG | Prestige (Canada) | 8584526 | LAU240HYV1 | LAN240HYV1 | HRCU-A-CB-O | 12 | 22 | 12.5 | 22000 | Yes | Ductless | Single-Zone | Non-ducted indoor units (Mini-splits) | 3070 | 27000 | 35200 | 0.55 | 2.2 | 3.24 | 1.6359 | 3.5968 | 3.184 |  | 2333 | 17200 | 27410 | 0.24 | 1.8 | 3.16 | 2.8489 | 2.8005 | 2.5421 |  | 1929 |  | 23690 | 0.24 |  | 3.1 | 2.3556 | 2.2396
LG Electronics Canada, Inc. | LG | Prestige (Canada) | 6233140 | LAU120HYV | LAN120HYV | HRCU-A-CB-O | 11.5 | 25.5 | 14.1 | 12000 | Yes | Ductless | Single-Zone | Non-ducted indoor units (Mini-splits) | 1023 | 13600 | 22178 | 0.06 | 0.86 | 1.98 | 4.9969 | 4.6346 | 3.2827 |  | 676 | 8350 | 14650 | 0.07 | 0.69 | 1.5 | 2.8302 | 3.5466 | 2.8623 |  | 633 |  | 13720 | 0.07 |  | 1.47 | 2.6502 | 2.7353
LG Electronics USA, Inc | LG |  | 7012586 | LSU240HLV | LSN240HLV | HRCU-A-CB-O | 11 | 21.5 | 12.5 | 22000 | Yes | Ductless | Single-zone | Non-ducted indoor units (Mini-splits) | 3070 | 27000 | 38898 | 0.3 | 2.38 | 4.1 | 3 | 3.3 | 2.8 |  | 2250 | 16570 | 27410 | 0.26 | 1.92 | 3.42 | 2.5 | 2.5 | 2.3 |  | 1500 |  | 23690 | 0.2 |  | 3.36 | 2.2 | 2.1
LG Electronics USA, Inc | LG |  | 7180063 | LMU36CHV | Non-Ducted Indoor Units | HMSV-A-CB | 10 | 22 | 13 | 32000 | Yes | Ductless | Multi-zone | Non-ducted indoor units | 9240 | 36000 | 41600 | 1.127 | 2.74 | 3.836 | 2.4 | 3.9 | 3.2 |  | 5658 | 20000 | 29105 | 0.924 | 2.24 | 2.79 | 1.8 | 2.6 | 3.1 |  | 4446 |  | 22057 | 0.868 |  | 2.6 | 1.5 | 2.5
LG Electronics USA, Inc | LG |  | 7184507 | LMU24CHV | Mixed | HMSV-A-CB | 10.2 | 19.6 | 12.5 | 18900 | Yes | Ductless | Multi-zone | Mixed Ducted and Non-ducted indoor units | 10230 | 23250 | 27900 | 1.171 | 1.859 | 2.6 | 2.6 | 3.7 | 3.1 |  | 6270 | 14250 | 20394 | 1.008 | 1.61 | 1.76 | 1.8 | 2.6 | 3.4 |  | 4932 |  | 14109 | 0.973 |  | 1.7 | 1.5 | 2.4
LG Electronics USA, Inc | LG |  | 6236101 | LSU240HSV3 | LSN240HSV3 | HRCU-A-CB-O | 10.2 | 20 | 12.5 | 22000 | Yes | Ductless | Single-zone | Non-ducted indoor units (Mini-splits) | 3070 | 27600 | 38900 | 0.3 | 2.38 | 4.1 | 3 | 3.4 | 2.8 |  | 2250 | 16940 | 28020 | 0.26 | 1.92 | 3.42 | 2.6 | 2.6 | 2.4 |  | 1500 |  | 24220 | 0.2 |  | 3.36 | 2.2 | 2.1
LG Electronics USA, Inc | LG |  | 7180062 | LMU24CHV | Non-Ducted Indoor Units | HMSV-A-CB | 10.6 | 21.7 | 13.5 | 20000 | Yes | Ductless | Multi-zone | Non-ducted indoor units | 9240 | 24000 | 28800 | 1.092 | 1.8 | 2.52 | 2.5 | 3.9 | 3.3 |  | 5580 | 14500 | 21097 | 0.945 | 1.56 | 1.71 | 1.7 | 2.7 | 3.6 |  | 4332 |  | 14595 | 0.917 |  | 1.65 | 1.4 | 2.6
LG Electronics USA, Inc | LG |  | 8111355 | LMU30CHV | Non-Ducted Indoor Units | HMSV-A-CB | 10 | 22 | 13 | 30000 | Yes | Ductless | Multi-zone | Non-ducted indoor units | 9240 | 32000 | 38400 | 1.043 | 2.49 | 3.486 | 2.6 | 3.8 | 3.2 |  | 5658 | 19600 | 26739 | 0.882 | 2.1 | 2.55 | 1.9 | 2.7 | 3.1 |  | 4446 |  | 20622 | 0.84 |  | 2.42 | 1.6 | 2.5
LG Electronics USA, Inc | LG |  | 7849625 | LAU120HYV1 | LAN120HYV1 | HRCU-A-CB-O | 12 | 25.5 | 13.8 | 11000 | Yes | Ductless | Single-zone | Non-ducted indoor units (Mini-splits) | 1023 | 12000 | 22178 | 0.06 | 0.75 | 1.39 | 5 | 4.7 | 4.7 |  | 676 | 7360 | 14650 | 0.07 | 0.61 | 1.5 | 2.8 | 2.8303 | 2.9 |  | 633 |  | 13720 | 0.07 |  | 1.47 | 2.7 | 2.7
LG Electronics USA, Inc | LG |  | 5859619 | LUU187HV | LCN187HV | HRCU-A-CB-O | 10.1 | 20 | 15 | 18000 | Yes | Ductless | Single-zone | Non-ducted indoor units (Mini-splits) | 9300 | 20000 | 22000 | 0.74 | 1.5 | 1.78 | 3.7 | 3.9 | 3.6 |  | 6820 | 12500 | 14330 | 0.69 | 1.27 | 1.54 | 2.9 | 2.9 | 2.7 |  | 4550 |  | 11271 | 0.55 |  | 1.47 | 2.4 | 2.2
LG Electronics USA, Inc | LG |  | 7947563 | LAU090HYV1 | LAN090HYV1 | HRCU-A-CB-O | 12 | 27.5 | 15.65 | 9000 | Yes | Ductless | Single-zone | Non-ducted indoor units (Mini-splits) | 1023 | 11000 | 20472 | 0.07 | 0.71 | 1.32 | 4.3 | 4.5 | 4.5 |  | 597 | 6750 | 11940 | 0.06 | 0.57 | 1.16 | 2.9 | 2.9162 | 3 |  | 561 |  | 11220 | 0.06 |  | 1.14 | 2.7 | 2.9
LG Electronics USA, Inc | LG |  | 7484111 | LSU120HSV4 | LAN120HSV4 | HRCU-A-CB-O | 11 | 21.5 | 12.5 | 11200 | Yes | Ductless | Single-zone | Non-ducted indoor units (Mini-splits) | 1023 | 13300 | 22178 | 0.08 | 1 | 1.9 | 3.7 | 3.9 | 3.4 |  | 750 | 8160 | 13500 | 0.07 | 0.81 | 1.44 | 3 | 3.1402 | 2.7 |  | 500 |  | 11670 | 0.054 |  | 1.41 | 2.7 | 2.4
LG Electronics USA, Inc | LG |  | 7484112 | LSU120HSV4 | LSN120HSV4 | HRCU-A-CB-O | 11 | 21.5 | 12.5 | 11200 | Yes | Ductless | Single-zone | Non-ducted indoor units (Mini-splits) | 1023 | 13300 | 22178 | 0.08 | 1 | 1.9 | 3.7 | 3.9 | 3.4 |  | 750 | 8160 | 13500 | 0.07 | 0.81 | 1.44 | 3 | 3.1402 | 2.7 |  | 500 |  | 11670 | 0.054 |  | 1.41 | 2.7 | 2.4
LG Electronics USA, Inc | LG |  | 8111358 | LMU480HV | Non-Ducted Indoor Units | HMSV-A-CB | 10 | 19.5 | 12.5 | 48000 | Yes | Ductless | Multi-zone | Non-ducted indoor units | 15840 | 54000 | 61000 | 1.419 | 4.32 | 6.02 | 3.3 | 3.7 | 3 |  | 9996 | 34080 | 49014 | 0.993 | 3.02 | 5.07 | 3 | 3.3 | 2.8 |  | 8076 |  | 38900 | 0.851 |  | 4.52 | 2.8 | 2.5
LG Electronics USA, Inc | LG |  | 7484109 | LSU090HSV4 | LAN090HSV4 | HRCU-A-CB-O | 10.8 | 21.5 | 13.3 | 9000 | Yes | Ductless | Single-zone | Non-ducted indoor units (Mini-splits) | 1023 | 10800 | 17061 | 0.075 | 0.7 | 1.43 | 4 | 4.5 | 3.5 |  | 750 | 6630 | 11080 | 0.06 | 0.56 | 1.02 | 3.5 | 3.6635 | 3.2 |  | 500 |  | 9570 | 0.05 |  | 1 | 2.9 | 2.8
LG Electronics USA, Inc | LG |  | 7484110 | LSU090HSV4 | LSN090HSV4 | HRCU-A-CB-O | 10.8 | 21.5 | 13.3 | 9000 | Yes | Ductless | Single-zone | Non-ducted indoor units (Mini-splits) | 1023 | 10800 | 17061 | 0.07 | 0.7 | 1.35 | 4.3 | 4.5 | 3.7 |  | 750 | 6630 | 11080 | 0.06 | 0.56 | 1.02 | 3.5 | 3.6635 | 3.2 |  | 500 |  | 9570 | 0.05 |  | 1 | 2.9 | 2.8
LG Electronics USA, Inc. | LG |  | 10443474 | LMU420HHV | DUCTED INDOOR UNITS | HMSV-A-CB | 10.5 | 19 | 13 | 42000 | Yes | Ductless | Multi-zone | Ducted Indoor Units | 13455 | 45000 | 54900 | 1.07 | 3.66 | 4.81 | 3.6853 | 3.6033 | 3.345 |  | 9466 | 29000 | 49950 | 1.02 | 3.14 | 5.84 | 2.7198 | 2.7199 | 2.5067 |  | 7688 |  | 45000 | 0.98 |  | 6.38 | 2.2991 | 2.0671
LG Electronics USA, Inc. | LG |  | 10399150 | LUU368HV | LVN360HV4 | HRCU-A-CB-O | 10 | 18 | 12.5 | 36000 | Yes | Centrally Ducted | Single-zone | N/A | 15000 | 40000 | 47000 | 1.35 | 3.39 | 5.5 | 3.2563 | 3.4581 | 2.5044 |  | 8900 | 25600 | 32000 | 1.22 | 2.75 | 4.5 | 2.138 | 2.7282 | 2.0841 |  | 7000 |  | 30000 | 1.11 |  | 4.4 | 1.8482 | 1.9982
LG Electronics USA, Inc. | LG |  | 10444103 | LMU420HHV | MIXED DUCTED AND DUCTLESS | HMSV-A-CB | 10.75 | 19.75 | 13.5 | 42000 | Yes | Ductless | Multi-zone | Mixed Ducted and Non-ducted indoor units | 13445 | 45000 | 55080 | 1.02 | 3.47 | 4.65 | 3.8631 | 3.8006 | 3.4715 |  | 9466 | 29000 | 49950 | 1.01 | 3.09 | 5.73 | 2.7467 | 2.7469 | 2.5548 |  | 7688 |  | 45000 | 0.93 |  | 6.26 | 2.4227 | 2.1067
LG Electronics USA, Inc. | LG |  | 10443471 | LMU420HHV | NON- DUCTED INDOOR UNITS | HMSV-A-CB | 11 | 20.5 | 14 | 42000 | Yes | Ductless | Multi-zone | WALL/CEILING CASSETTE | 13455 | 45000 | 55260 | 0.96 | 3.3 | 4.48 | 4.1076 | 3.9964 | 3.615 |  | 9466 | 29000 | 49950 | 0.91 | 3.04 | 5.62 | 3.0486 | 3.0487 | 2.6048 |  | 7688 |  | 45000 | 0.87 |  | 6.14 | 2.5898 | 2.1479
LG Electronics USA, Inc. | LG |  | 10443472 | LMU360HHV | NON- DUCTED INDOOR UNITS | HMSV-A-CB | 11.5 | 21 | 15 | 36000 | Yes | Ductless | Multi-zone | WALL/CEILING CASSETTE | 13455 | 41000 | 50200 | 0.96 | 2.93 | 3.94 | 4.1076 | 4.101 | 3.7341 |  | 9466 | 28000 | 45510 | 0.91 | 2.83 | 5.2 | 3.0486 | 3.0487 | 2.5649 |  | 7688 |  | 41000 | 0.87 |  | 5.69 | 2.5898 | 2.1118
LG Electronics USA, Inc. | LG |  | 10443472 | LMU360HHV | NON- DUCTED INDOOR UNITS | HMSV-A-CB | 11.5 | 21 | 15 | 36000 | Yes | Ductless | Multi-zone | WALL/CEILING CASSETTE | 13455 | 41000 | 50200 | 0.96 | 2.93 | 3.94 | 4.1076 | 4.101 | 3.7341 |  | 9466 | 28000 | 45510 | 0.91 | 2.83 | 5.2 | 3.0486 | 3.0487 | 2.5649 |  | 7688 |  | 41000 | 0.87 |  | 5.69 | 2.5898 | 2.1118
Mitsubishi Electric Cooling & Heating | Mitsubishi | M-Series H2i | 8996108 | MXZ-3C24NAHZ2 | Non-Ducted Indoor Units | HMSV-A-CB | 10 | 19 | 13.5 | 22000 | Yes | Ductless | Multi-zone | Non-ducted indoor units | 11400 | 25000 | 25000 | 0.93 | 1.72 | 1.72 | 3.59 | 4.25 | 4.25 |  | 13100 | 14000 | 25000 | 1.5 | 1.62 | 3.56 | 2.5596 | 2.53 | 2.06 |  | 12500 |  | 25000 | 1.6 |  | 3.82 | 2.29 | 1.92
Mitsubishi Electric Cooling & Heating | Mitsubishi | M-Series | 7451969 | MXZ-3C24NAHZ | Non-Ducted Indoor Units | N/A | 10 | 19 | 13.5 |  | Yes | Ductless | Multi-zone | Non-ducted indoor units (Wall Mount) | 11400 | 25000 | 25000 | 0.93 | 1.72 | 1.72 | 3.59 | 4.25 | 4.25 |  | 13100 | 14000 | 25000 | 1.5 | 1.62 | 3.56 | 2.5596 | 2.53 | 2.06 |  | 12500 |  | 25000 | 1.6 |  | 3.82 | 2.29 | 1.92
Mitsubishi Electric Cooling & Heating | Mitsubishi | M-Series H2i | 7434486 | MXZ-4C36NAHZ | Mixed | HMSV-A-CB | 10.7 | 17.45 | 12.65 | 36000 | Yes | Ductless | Multi-zone | Mixed Ducted and Non-ducted indoor units | 22500 | 45000 | 45000 | 1.3 | 3.8 | 3.8 | 5.07 | 3.48 | 3.48 |  | 22500 | 35000 | 45000 | 2.15 | 4.05 | 5.35 | 3.07 | 2.54 | 2.47 |  | 22500 |  | 45000 | 2.62 |  | 6.21 | 2.52 | 2.16
Mitsubishi Electric Cooling & Heating | Mitsubishi | Mr Slim | 10054648 | PUZ-A36NKA7 | PLA-A36EA7 | HRCU-A-CB-O | 10.4 | 21.8 | 12.9 | 36000 | Yes | Ductless | Single-zone | Non-ducted indoor units (Mini-splits) | 18000 | 38000 | 42000 | 0.94 | 3.54 | 3.02 | 5.612 | 3.146 | 4.0758 |  | 10000 | 22000 | 24000 | 0.93 | 2.49 | 3 | 3.1513 | 2.5894 | 2.3446 |  | 9200 |  | 21600 | 0.83 |  | 2.6 | 3.2485 | 2.4347
Mitsubishi Electric Cooling & Heating | Mitsubishi | Mr Slim | 8953947 | PUMY-P60NKMU1 | Non-ducted | HMSV-A-CB | 11.4 | 18.6 | 12.5 | 60000 | Yes | Ductless | Multi-zone | Non-ducted indoor units | 19526 | 66000 | 66000 | 1.027 | 5.53 | 5.53 | 5.5721 | 3.4978 | 3.4978 |  | 14121 | 41500 | 65000 | 1.201 | 4.68 | 8.283 | 3.446 | 2.5988 | 2.2998 |  | 9809 |  | 57000 | 0.963 |  | 8.353 | 2.9852 | 1.9999
Mitsubishi Electric Cooling & Heating | Mitsubishi | Mr Slim | 8953944 | PUMY-P36NKMU1 | Ducted indoor units | HMSV-A-CB | 10.5 | 15.6 | 12.6 | 36000 | Yes | Ductless | Multi-zone | Ducted Indoor Units | 13313 | 42000 | 42000 | 0.671 | 3.42 | 3.42 | 5.8147 | 3.5991 | 3.5991 |  | 9690 | 26600 | 36000 | 0.84 | 2.998 | 4.1 | 3.3809 | 2.6003 | 2.5733 |  | 6687 |  | 30000 | 0.63 |  | 3.9 | 3.1107 | 2.2544
Mitsubishi Electric Cooling & Heating | Mitsubishi | M-Series | 8854559 | MUFZ-KJ18NAHZ | MFZ-KJ18NA | HRCU-A-CB-O | 11.3 | 21 | 12.6 | 17000 | Yes | Ductless | Single-zone | Non-ducted indoor units (Mini-splits) | 5700 | 21000 | 29000 | 0.48 | 1.73 | 3.43 | 3.48 | 3.56 | 2.48 |  | 3250 | 12800 | 23000 | 0.35 | 1.43 | 3.21 | 2.72 | 2.62 | 2.1 |  | 2260 |  | 21000 | 0.26 |  | 3 | 2.55 | 2.05
Mitsubishi Electric Cooling & Heating | Mitsubishi | Mr Slim | 8715786 | MUZ-GL24NA-U1 | MSZ-GL24NA-U1 | HRCU-A-CB-O | 10 | 20.5 | 12.5 | 22400 | Yes | Ductless | Single-zone | Non-ducted indoor units (Mini-splits) | 7500 | 27600 | 36900 | 0.52 | 2.34 | 3.65 | 4.227 | 3.4567 | 2.9628 |  | 4900 | 16000 | 24600 | 0.72 | 1.77 | 3.29 | 1.9945 | 2.6492 | 2.1914 |  | 4380 |  | 20200 | 0.64 |  | 2.99 | 2.0057 | 1.9799
Mitsubishi Electric Cooling & Heating | Mitsubishi | Mr Slim | 10053547 | PUZ-A24NHA7 | PLA-A24EA7 | HRCU-A-CB-O | 11.2 | 24.2 | 14.3 | 24000 | Yes | Ductless | Single-zone | Non-ducted indoor units (Mini-splits) | 9000 | 26000 | 29000 | 0.45 | 1.75 | 2.07 | 5.8614 | 4.3542 | 4.1058 |  | 5100 | 14900 | 16600 | 0.42 | 1.6 | 1.9 | 3.5587 | 2.7292 | 2.5605 |  | 4500 |  | 13000 | 0.4 |  | 1.4 | 3.297 | 2.7214
Mitsubishi Electric Cooling & Heating | Mitsubishi | Mr.Slim FH Series | 8737963 | MUZ-FH09NAH | MSZ-FH09NAH | HRCU-A-CB-O | 12.5 | 30.5 | 16.1 | 9000 | Yes | Ductless | Single-zone | Non-ducted indoor units (Mini-splits) | 1600 | 10900 | 18000 | 0.11 | 0.55 | 1.27 | 4.263 | 5.86 | 4.15 |  | 920 | 6700 | 12200 | 0.34 | 0.72 | 1.26 | 0.79 | 2.73 | 2.84 |  | 640 |  | 10900 | 0.32 |  | 1.17 | 0.59 | 2.73
Mitsubishi Electric Cooling & Heating | Mitsubishi | Mr Slim | 8715785 | MUZ-GL18NA-U1 | MSZ-GL18NA-U1 | HRCU-A-CB-O | 11.2 | 20.5 | 13.4 | 18000 | Yes | Ductless | Single-zone | Non-ducted indoor units (Mini-splits) | 5400 | 21600 | 25000 | 0.32 | 1.68 | 2.5 | 4.9456 | 3.7681 | 2.9307 |  | 2780 | 13800 | 18200 | 0.37 | 1.48 | 2.15 | 2.202 | 2.7327 | 2.4809 |  | 2590 |  | 15100 | 0.32 |  | 1.88 | 2.372 | 2.3539
Mitsubishi Electric Cooling & Heating | Mitsubishi | Mr.Slim FH Series | 8797132 | MUZ-FH06NAH | MSZ-FH06NAH | HRCU-A-CB-O | 12.5 | 33.1 | 19 | 6000 | Yes | Ductless | Single-zone | Non-ducted indoor units (Mini-splits) | 1600 | 8700 | 14000 | 0.11 | 0.55 | 1.27 | 4.26 | 4.68 | 3.23 |  | 920 | 5900 | 10700 | 0.21 | 0.628 | 1.13 | 1.28 | 2.75 | 2.78 |  | 640 |  | 8700 | 0.19 |  | 1.04 | 0.99 | 2.45
Mitsubishi Electric Cooling & Heating | Mitsubishi | M-Series | 8854557 | MUFZ-KJ09NAHZ | MFZ-KJ09NA | HRCU-A-CB-O | 13 | 28.2 | 15.8 | 9000 | Yes | Ductless | Single-zone | Non-ducted indoor units (Mini-splits) | 2900 | 11000 | 19000 | 0.27 | 0.75 | 2.37 | 3.15 | 4.3 | 2.35 |  | 1650 | 7500 | 13400 | 0.2 | 0.8 | 1.86 | 2.42 | 2.75 | 2.11 |  | 1150 |  | 11000 | 0.15 |  | 1.6 | 2.25 | 2.01
Mitsubishi Electric Cooling & Heating | Mitsubishi | M-Series | 4217888 | MUZ-FE18NA | MSZ-FE18NA | N/A | 10.3 | 20.2 | 14.2 | 18000 | Yes | Ductless | Single-zone | Non-ducted indoor units (Wall Mount) | 7500 | 21600 | 29700 | 0.52 | 1.54 | 2.42 | 4.23 | 4.11 | 3.6 |  | 4300 | 11700 | 25850 | 0.37 | 1.24 | 3.28 | 3.41 | 2.76 | 2.31 |  | 3000 |  | 21830 | 0.28 |  | 3.15 | 3.14 | 2.03
Mitsubishi Electric Cooling & Heating | Mitsubishi | M-Series; KJ-Series | 8849446 | MUFZ-KJ12NAHZ | MFZ-KJ12NA | HRCU-A-CB-O | 12 | 25.5 | 13.6 | 12000 | Yes | Ductless | Single-zone | Non-ducted indoor units (Mini-splits) | 2900 | 13000 | 22800 | 0.27 | 0.9 | 2.39 | 3.15 | 4.23 | 2.8 |  | 1650 | 8800 | 14800 | 0.2 | 0.93 | 1.89 | 2.42 | 2.77 | 2.29 |  | 1150 |  | 13000 | 0.15 |  | 1.81 | 2.25 | 2.1
Mitsubishi Electric Cooling & Heating | Mitsubishi | Mr Slim | 9141022 | PUMY-P36NKMU1 | Mixed | HMSV-A-CB | 11 | 18.3 | 13.4 | 36000 | Yes | Ductless | Multi-zone | Mixed Ducted and Non-ducted indoor units | 13313 | 42000 | 42000 | 0.646 | 3.29 | 3.29 | 6.0397 | 3.7413 | 3.7413 |  | 9690 | 26500 | 35500 | 0.783 | 2.794 | 3.95 | 3.627 | 2.7797 | 2.6339 |  | 6687 |  | 29000 | 0.606 |  | 3.798 | 3.2339 | 2.2378
Mitsubishi Electric Cooling & Heating | Mitsubishi | Mr Slim | 10091325 | MXZ-2C20NA2 | Non-ducted | HMSV-A-CB | 10 | 20 | 12.7 | 18000 | Yes | Ductless | Multi-zone | Non-ducted indoor units | 7400 | 22000 | 25500 | 0.67 | 1.641 | 2.455 | 3.2369 | 3.929 | 3.0441 |  | 12500 | 12500 | 15500 | 1.5 | 1.3 | 1.75 | 2.4423 | 2.818 | 2.5958 |  | 10500 |  | 11100 | 1 |  | 1.6 | 3.0772 | 2.0332
Mitsubishi Electric Cooling & Heating | Mitsubishi | Mr.Slim FH Series | 8703451 | MUZ-FH12NAH | MSZ-FH12NAH | HRCU-A-CB-O | 11.5 | 26.1 | 13.8 | 12000 | Yes | Ductless | Single-zone | Non-ducted indoor units (Mini-splits) | 3700 | 13600 | 21000 | 0.28 | 0.95 | 2.3 | 3.8729 | 4.2 | 2.68 |  | 2100 | 8100 | 13600 | 0.33 | 0.84 | 1.96 | 1.87 | 2.83 | 1.96 |  | 1450 |  | 13600 | 0.28 |  | 1.93 | 1.52 | 2.07
Mitsubishi Electric Cooling & Heating | Mitsubishi | Mr Slim | 3837470 | SUZ-KA18NA | SEZ-KD18NA | HRCU-A-CB | 10 | 17.5 | 12.5 | 17200 | Yes | Ductless | Single-zone | Ducted Indoor Units | 4800 | 21600 | 24900 | 0.26 | 1.7 | 2.15 | 5.4105 | 3.7237 | 3.3942 |  | 2900 | 13100 | 15000 | 0.31 | 1.35 | 1.8 | 2.7416 | 2.8439 | 2.4423 |  | 1900 |  | 9900 | 0.23 |  | 1.32 | 2.421 | 2.198
Mitsubishi Electric Cooling & Heating | Mitsubishi | M-Series H2i | 7434482 | MXZ-4C36NAHZ | Non-Ducted Indoor Units | HMSV-A-CB | 11.3 | 19.1 | 14 | 36000 | Yes | Ductless | Multi-zone | Non-ducted indoor units | 22500 | 45000 | 45000 | 1.09 | 3.34 | 3.34 | 6.05 | 3.95 | 3.95 |  | 22500 | 34000 | 45000 | 1.55 | 3.5 | 4.74 | 4.26 | 2.85 | 2.78 |  | 22500 |  | 45000 | 1.78 |  | 5.46 | 3.71 | 2.41
Mitsubishi Electric Cooling & Heating | Mitsubishi | Mr Slim | 3837467 | SUZ-KA12NA | SEZ-KD12NA | HRCU-A-CB | 10 | 16 | 12.5 | 11500 | Yes | Ductless | Single-zone | Ducted Indoor Units | 4800 | 13600 | 16400 | 0.34 | 1.14 | 1.52 | 4.1375 | 3.4963 | 3.1621 |  | 3100 | 9000 | 10800 | 0.36 | 0.92 | 1.2 | 2.5237 | 2.867 | 2.6376 |  | 2199 |  | 7400 | 0.27 |  | 0.9 | 2.3869 | 2.4097
Mitsubishi Electric Cooling & Heating | Mitsubishi | M-Series H2i | 7434477 | MXZ-5C42NAHZ | Non-Ducted Indoor Units | HMSV-A-CB | 11 | 19 | 13.4 | 42000 | Yes | Ductless | Multi-zone | Non-ducted indoor units | 24000 | 48000 | 48000 | 1.17 | 3.43 | 3.43 | 6.01 | 4.1 | 4.1 |  | 24000 | 35800 | 48000 | 1.66 | 3.65 | 4.87 | 4.23 | 2.87 | 2.89 |  | 24000 |  | 48000 | 1.91 |  | 5.61 | 3.69 | 2.51
Mitsubishi Electric Cooling & Heating | Mitsubishi | Mr Slim | 8953946 | PUMY-P48NKMU1 | Non-ducted | HMSV-A-CB | 11.7 | 20.2 | 12.6 | 48000 | Yes | Ductless | Multi-zone | Non-ducted indoor units | 15976 | 54000 | 54000 | 0.784 | 4.165 | 4.165 | 5.9721 | 3.7997 | 3.7997 |  | 11628 | 31400 | 43000 | 0.917 | 3.15 | 5.041 | 3.7163 | 2.9214 | 2.4999 |  | 8025 |  | 36400 | 0.735 |  | 4.849 | 3.1999 | 2.2
Mitsubishi Electric Cooling & Heating | Mitsubishi | Mr Slim | 8797134 | MUZ-FH18NAH2 | MSZ-FH18NA | HRCU-A-CB-O | 11 | 21 | 12.5 | 17200 | Yes | Ductless | Single-zone | Non-ducted indoor units (Wall Mount) | 7540 | 20300 | 30400 | 0.85 | 1.77 | 3.4 | 2.5997 | 3.3612 | 2.6204 | 4300 | 4300 | 12480 | 24300 | 0.6 | 1.25 | 3.39 | 2.1003 | 2.926 | 2.1008 | 3700 | 3700 | 9640 | 20900 | 0.53 | 0.98 | 2.98 | 2.046 | 2.0554
Mitsubishi Electric Cooling & Heating | Mitsubishi | Mr Slim | 8737968 | MUZ-FE09NAH | MSZ-FE09NA | HRCU-A-CB-O | 10 | 26 | 15.5 | 9000 | Yes | Ductless | Single-zone | Non-ducted indoor units (Wall Mount) | 3000 | 10900 | 18000 | 0.15 | 0.71 | 2.25 | 5.8614 | 4.4993 | 2.3446 | 1840 | 1840 | 6700 | 13700 | 0.26 | 0.67 | 1.89 | 2.074 | 2.9307 | 2.1244 | 1430 | 1430 | 11200 | 11200 | 0.25 | 1.59 | 1.59 | 1.6764 | 2.7709
Mitsubishi Electric Cooling & Heating | Mitsubishi | Mr Slim | 8737969 | MUZ-FE12NAH | MSZ-FE12NA | HRCU-A-CB-O | 10.1 | 23 | 12.9 | 12000 | Yes | Ductless | Single-zone | Non-ducted indoor units (Wall Mount) | 3000 | 13600 | 21000 | 0.15 | 0.95 | 2.25 | 5.8614 | 4.1955 | 2.7353 | 1840 | 1840 | 8400 | 15100 | 0.26 | 0.84 | 1.89 | 2.074 | 2.9307 | 2.3415 | 1430 | 1430 | 6500 | 12500 | 0.25 | 0.68 | 1.59 | 1.6764 | 2.304
Mitsubishi Electric Cooling & Heating | Mitsubishi | Mr Slim | 8953943 | PUMY-P36NKMU1 | Non-ducted | HMSV-A-CB | 11.5 | 21 | 14.2 | 36000 | Yes | Ductless | Multi-zone | Non-ducted indoor units | 13313 | 42000 | 42000 | 0.62 | 3.16 | 3.16 | 6.293 | 3.8952 | 3.8952 |  | 9690 | 26400 | 35000 | 0.726 | 2.59 | 3.799 | 3.9117 | 2.9873 | 2.7 |  | 6687 |  | 29000 | 0.582 |  | 3.695 | 3.3673 | 2.3002
Mitsubishi Electric Cooling & Heating | Mitsubishi | M-Series | 4908219 | MUZ-FE09NA | MSZ-FE09NA | HRCU-A-CB-O | 10 | 26 | 15.5 | 9000 | Yes | Ductless | Single-zone | Non-ducted indoor units (Mini-splits) | 3000 | 10900 | 18000 | 0.15 | 0.71 | 2.25 | 5.8617 | 4.5 | 2.34 |  | 1700 | 6700 | 12500 | 0.11 | 0.65 | 1.73 | 4.53 | 3.02 | 2.12 |  | 1200 |  | 10900 | 0.08 |  | 1.46 | 4.4 | 2.19
Mitsubishi Electric Cooling & Heating | Mitsubishi | M-Series | 4934170 | MUZ-FE12NA | MSZ-FE12NA | HRCU-A-CB-O | 10.5 | 23 | 12.9 | 12000 | Yes | Ductless | Single-zone | Non-ducted indoor units (Mini-splits) | 3000 | 13600 | 21000 | 0.15 | 0.95 | 2.25 | 5.8617 | 4.2 | 2.74 |  | 1700 | 8300 | 13600 | 0.11 | 0.8 | 1.78 | 4.53 | 3.04 | 2.24 |  | 1200 |  | 13600 | 0.08 |  | 1.62 | 4.4 | 2.46
Mitsubishi Electric Cooling & Heating | Mitsubishi | M-Series | 8797133 | MUZ-FH18NA2 | MSZ-FH18NA2 | HRCU-A-CB-O | 12 | 21 | 12.5 | 17200 | Yes | Ductless | Single-zone | Non-ducted indoor units (Mini-splits) | 5150 | 20300 | 30000 | 0.43 | 1.72 | 3.39 | 3.51 | 3.46 | 2.59 |  | 2950 | 13700 | 20300 | 0.31 | 1.32 | 2.8 | 2.79 | 3.04 | 2.12 |  | 2050 |  | 20300 | 0.23 |  | 2.96 | 2.61 | 2.01
Mitsubishi Electric Cooling & Heating | Mitsubishi | Mr Slim | 8715783 | MUZ-GL12NA-U1 | MSZ-GL12NA-U1 | HRCU-A-CB-O | 12.5 | 23.1 | 13 | 12000 | Yes | Ductless | Single-zone | Non-ducted indoor units (Mini-splits) | 2000 | 14400 | 18100 | 0.11 | 1.1 | 1.62 | 5.3286 | 3.8366 | 3.2744 |  | 1150 | 9200 | 12000 | 0.13 | 0.87 | 1.24 | 2.5926 | 3.0991 | 2.8362 |  | 1040 |  | 10200 | 0.1 |  | 1.02 | 3.0479 | 2.9307
Mitsubishi Electric Cooling & Heating | Mitsubishi | Mr Slim | 10095215 | MUZ-GL09NA-U1 | MSZ-GL09NA-U1 | HRCU-A-CB-O | 12.8 | 24.6 | 15.4 | 9000 | Yes | Ductless | Single-zone | Non-ducted indoor units (Mini-splits) | 4500 | 10900 | 15900 | 0.23 | 0.72 | 1.25 | 5.734 | 4.4368 | 3.7279 |  | 2830 | 6700 | 10200 | 0.28 | 0.63 | 1.06 | 2.9621 | 3.1168 | 2.8201 |  | 2280 |  | 8000 | 0.24 |  | 0.85 | 2.7842 | 2.7583
Mitsubishi Electric Cooling & Heating | Mitsubishi | M-Series H2i | 7002063 | MUZ-FH12NA | MSZ-FH12NA | HRCU-A-CB-O | 12.5 | 26.1 | 13.8 | 12000 | Yes | Ductless | Single-zone | Non-ducted indoor units (Mini-splits) | 3700 | 13600 | 21000 | 0.28 | 0.95 | 2.3 | 3.8729 | 4.2 | 2.68 |  | 2100 | 8000 | 13600 | 0.2 | 0.72 | 1.9 | 3.08 | 3.26 | 2.1 |  | 1450 |  | 13600 | 0.15 |  | 1.8 | 2.83 | 2.21
Mitsubishi Electric Cooling & Heating | Mitsubishi | M-Series H2i | 7002062 | MUZ-FH09NA | MSZ-FH09NA | HRCU-A-CB-O | 13.5 | 30.5 | 16.1 | 9000 | Yes | Ductless | Single-zone | Non-ducted indoor units (Mini-splits) | 1600 | 10900 | 18000 | 0.11 | 0.71 | 1.47 | 4.263 | 4.5 | 3.59 |  | 920 | 6700 | 12200 | 0.08 | 0.6 | 1.44 | 3.37 | 3.27 | 2.48 |  | 640 |  | 10900 | 0.06 |  | 1.35 | 3.13 | 2.32
Mitsubishi Electric Cooling & Heating | Mitsubishi | M-Series H2i | 8797130 | MUZ-FH06NA | MSZ-FH06NA | HRCU-A-CB-O | 13.5 | 33.1 | 19 | 6000 | Yes | Ductless | Single-zone | Non-ducted indoor units (Mini-splits) | 1600 | 8700 | 14000 | 0.11 | 0.55 | 1.27 | 4.26 | 4.68 | 3.23 |  | 920 | 5900 | 10700 | 0.08 | 0.5 | 1 | 3.37 | 3.46 | 3.13 |  | 640 |  | 8700 | 0.06 |  | 0.91 | 3.13 | 2.8
Nortek Global | Maytag | M1200 | 5597457 | PSH4BG036K | B6VMAX036K-B | HRCU-A-CB | 10 | 19 | 12.9 | 34800 | Yes | Centrally Ducted | N/A | N/A | 16500 | 34400 | 36800 | 1 | 2.7 | 3.2 | 4.8357 | 3.7339 | 3.3703 |  | 9900 | 21800 | 23900 | 1 | 2.4 | 2.7 | 2.9014 | 2.6621 | 2.5942 |  | 7500 |  | 20100 | 0.9 |  | 2.6 | 2.4423 | 2.2657
Nortek Global | Maytag | M1200 | 10296733 | PSH1BG4CVRX36K | B6VMAX36K-B | HRCU-A-CB | 10 | 19 | 12.6 | 34800 | Yes | Centrally Ducted | N/A | N/A | 16500 | 34400 | 36800 | 1 | 2.7 | 3.2 | 4.8357 | 3.7339 | 3.3703 |  | 9900 | 21800 | 23900 | 1 | 2.4 | 2.7 | 2.9014 | 2.6621 | 2.5942 |  | 7500 |  | 20100 | 0.9 |  | 2.6 | 2.4423 | 2.2657
Nortek Global | Maytag | M1200 | 5597453 | PSH4BG024K | B6VMAX024K-B | HRCU-A-CB | 10 | 19 | 13.9 | 24600 | Yes | Centrally Ducted | N/A | N/A | 10200 | 22400 | 24700 | 0.7 | 1.7 | 2.2 | 4.2705 | 3.8616 | 3.2904 |  | 6100 | 14200 | 15800 | 0.7 | 1.5 | 1.9 | 2.5539 | 2.7744 | 2.4371 |  | 4700 |  | 12600 | 0.6 |  | 1.8 | 2.2957 | 2.0515
Nortek Global | Maytag | M1200 | 10296728 | PSH1BG4CVRX24K | B6VMAX24K-B | HRCU-A-CB | 10 | 19 | 13.9 | 24600 | Yes | Centrally Ducted | N/A | N/A | 10200 | 22400 | 24700 | 0.7 | 1.7 | 2.2 | 4.2705 | 3.8616 | 3.2904 |  | 6100 | 14200 | 15800 | 0.7 | 1.5 | 1.9 | 2.5539 | 2.7744 | 2.4371 |  | 4700 |  | 12600 | 0.6 |  | 1.8 | 2.2957 | 2.0515
Panasonic | Panasonic | Low-Profile Ducted | 9125308 | CU-E9SD3UA | CS-E9SD3UAW | HRCU-A-CB-O | 10 | 20.5 | 13 | 9000 | Yes | Ductless | Single-zone | Non-ducted indoor units (Mini-splits) | 4100 | 9000 | 10200 | 0.25 | 0.69 | 0.85 | 4.8 | 3.82 | 3.53 |  | 3200 | 7900 | 9000 | 0.23 | 0.91 | 1.12 | 4.0801 | 2.5458 | 2.36 |  | 2400 |  | 7800 | 0.2 |  | 1.11 | 3.5191 | 2.0607
Panasonic | Panasonic | Exterios E:Deluxe | 7958200 | CS-E18RKUA | CU-E18RKUAW | HRCU-A-CB-O | 10 | 19.5 | 13.2 | 17200 | Yes | Ductless | Single-zone | Non-ducted indoor units (Mini-splits) | 5800 | 21600 | 22000 | 0.38 | 1.75 | 1.8 | 4.47 | 3.62 | 3.57 |  | 3400 | 11600 | 12000 | 0.34 | 1.3 | 1.35 | 2.9326 | 2.6167 | 2.6 |  | 2600 |  | 10100 | 0.3 |  | 1.32 | 2.5415 | 2.2438
Panasonic | Panasonic | Wall Mounted | 9571162 | CU-XE15SKUA | CS-XE15SKUA | HRCU-A-CB-O | 12 | 22.1 | 12.5 | 15000 | Yes | Ductless | Single-zone | Non-ducted indoor units (Mini-splits) | 3300 | 18000 | 24000 | 0.2 | 1.3 | 2.65 | 4.9 | 4.06 | 2.65 |  | 2000 | 11000 | 16500 | 0.16 | 1.02 | 2.3 | 3.6657 | 3.16 | 2.1 |  | 1500 |  | 15700 | 0.15 |  | 2.32 | 2.9326 | 1.98
SAMSUNG ELECTRONCS CO., LTD. | SAMSUNG | FJM | 10348192 | AJ020MCS3CH/AA | Non-ducted | HMSV-A-CB | 10 | 18 | 12.5 | 21000 | Yes | Ductless | Multi-zone | Non-ducted indoor units (Wall Mount) | 7600 | 22000 | 22000 | 0.45 | 1.61 | 1.61 | 4.9496 | 4.0047 | 4.0047 |  | 13000 | 13000 | 22000 | 1.6 | 1.45 | 2.9 | 2.3812 | 2.6275 | 2.2233 |  | 12000 |  | 22000 | 1.8 |  | 3.3 | 1.9538 | 1.9538
Toshiba Carrier | Carrier |  | 6960764 | RAS-17EAV-UL | RAS-17EKV-UL | N/A | 10 | 19 | 12.6 | N/A | Yes | Ductless | Single-zone | Non-ducted indoor units (Wall Mount) | 2750 | 20200 | 21500 | 0.15 | 1.63 | 1.91 | 5.37 | 3.63 | 3.3 |  | 1608 | 10500 | 12553 | 0.112 | 1.214 | 1.422 | 4.2 | 2.53 | 2.59 |  | 1096 |  | 8572 | 0.096 |  | 1.221 | 3.35 | 2.06
Toshiba Carrier | Carrier |  | 6960762 | RAS-15EAV-UL | RAS-15EKV-UL | N/A | 10 | 20 | 13 | N/A | Yes | Ductless | Single-zone | Non-ducted indoor units (Wall Mount) | 2750 | 18000 | 21500 | 0.143 | 1.4 | 1.9 | 5.64 | 3.77 | 3.32 |  | 1608 | 10400 | 12553 | 0.106 | 1.042 | 1.415 | 4.444 | 2.93 | 2.6 |  | 1096 |  | 8752 | 0.091 |  | 1.215 | 3.52 | 2.11
Toshiba Carrier | Carrier |  | 6960758 | RAS-09EAV-UL | RAS-09EKV-UL | N/A | 10 | 20 | 13 | N/A | Yes | Ductless | Single-zone | Non-ducted indoor units (Mini-splits) | 3070 | 10800 | 16350 | 0.17 | 0.8 | 1.4 | 5.29 | 3.95 | 3.42 |  | 1795 | 6313 | 9551 | 0.127 | 0.61 | 1.042 | 4.14 | 3.03 | 2.69 |  | 1224 |  | 6519 | 0.109 |  | 0.895 | 3.29 | 2.13
Trane | Trane |  | 6749942 | 4TWV0024A1 | *AM8C0B30V21 | HRCU-A-CB | 10 | 19.25 | 13.75 | 24200 | Yes | Centrally Ducted | N/A | N/A | 7800 | 20200 | 21900 | 0.5 | 1.64 | 1.56 | 4.58 | 3.61 | 4.12 |  | 11430 | 16800 | 16800 | 1.18 | 1.97 | 1.91 | 2.84 | 2.5 | 2.58 |  | 11176 |  | 13000 | 1.58 |  | 1.84 | 2.08 | 2.08
Trane | Trane |  | 6750459 | 4TWV8024A1 | *AM8C0B30V21 | HRCU-A-CB | 10 | 18 | 13 | 23800 | Yes | Centrally Ducted | N/A | N/A | 7800 | 20000 | 21900 | 0.5 | 1.63 | 1.56 | 4.58 | 3.6 | 4.12 |  | 11430 | 16800 | 16800 | 1.18 | 1.97 | 1.91 | 2.84 | 2.5 | 2.58 |  | 11176 |  | 13000 | 1.58 |  | 1.84 | 2.08 | 2.08
Trane | Trane |  | 7151531 | 4TXK2709A10N0AA | 4MXW2709A10N0AA | HRCU-A-CB-O | 10 | 27 | 14.5 | 9000 | Yes | Ductless | Single-zone | Non-ducted indoor units (Mini-splits) | 2200 | 9800 | 11000 | 0.1 | 0.65 | 1.25 | 6.4476 | 4.4186 | 2.579 |  | 1989 | 5800 | 10630.675 | 0.12 | 0.62822 | 1.2595 | 4.8577 | 2.7058 | 2.4736 |  | 1480 |  | 8000 | 0.15 |  | 1.095 | 2.8916 | 2.1412
Trane | Trane |  | 7151535 | 4TXK2718A10N0AA | 4MXW2718A10N0AA | HRCU-A-CB-O | 10 | 21 | 12.5 | 18000 | Yes | Ductless | Single-zone | Non-ducted indoor units (Mini-splits) | 3412 | 19000 | 23202 | 0.4 | 1.58 | 2.5 | 2.4999 | 3.5243 | 2.7199 |  | 2729 | 12100 | 19674 | 0.41 | 1.26 | 2.57 | 1.9507 | 2.8144 | 2.2435 |  | 2388 |  | 15400 | 0.42 |  | 2.29 | 1.6663 | 1.9709
Trane | Trane |  | 9150127 | 4TXK3824A10NUAA | 4MXW3824A10NUAA | HRCU-A-CB-O | 12 | 21.5 | 13 | 22000 | Yes | Ductless | Single-zone | Non-ducted indoor units (Mini-splits) | 6800 | 24000 | 32400 | 0.38 | 2 | 3.7 | 5.2444 | 3.5169 | 2.5664 |  | 3396 | 15500 | 26263 | 0.344 | 1.57 | 3.381 | 2.8932 | 2.8934 | 2.2765 |  | 2887 |  | 24233 | 0.33 |  | 3.175 | 2.5639 | 2.2368
Trane | Trane | TruComfort XV20i | 10153700 | 4TWV0036A1 | TEM8A0D48V41+TDR | HRCU-A-CB | 10 | 19.5 | 13 | 35800 | Yes | Centrally Ducted | N/A | N/A | 8400 | 31800 | 33100 | 0.51 | 2.48 | 2.65 | 4.82 | 3.757 | 3.66 |  | 15930 | 25800 | 26100 | 1.77 | 2.48 | 3.08 | 2.64 | 3.0481 | 2.48 |  | 16688 |  | 20000 | 2.52 |  | 2.98 | 1.94 | 1.95
Trane | Trane | TruComfort XV18 | 10153725 | 4TWV8037A1 | TEM8A0D48V41+TDR | HRCU-A-CB | 10 | 18 | 12.5 | 35800 | Yes | Centrally Ducted | N/A | N/A | 8400 | 31800 | 31700 | 0.51 | 2.48 | 2.49 | 4.82 | 3.757 | 3.74 |  | 15930 | 25800 | 26100 | 1.77 | 2.48 | 3.08 | 2.64 | 3.0481 | 2.48 |  | 16688 |  | 20000 | 2.52 |  | 2.98 | 1.94 | 1.95
Trane | Trane | TruComfort XV18 | 10153718 | 4TWV8036A1 | TEM8A0D48V41+TDR | HRCU-A-CB | 10 | 18 | 12.5 | 35400 | Yes | Centrally Ducted | N/A | N/A | 8300 | 31600 | 43200 | 0.51 | 2.46 | 3.43 | 4.76 | 3.7637 | 3.7 |  | 15930 | 25800 | 26100 | 1.78 | 2.46 | 3.11 | 2.62 | 3.0729 | 2.46 |  | 16788 |  | 20100 | 2.52 |  | 3 | 1.96 | 1.95
Trane | Trane | TruComfort XV20i | 10153696 | 4TWV0036A1 | TEM8A0C36V31+TDR | HRCU-A-CB | 10 | 20 | 13 | 35400 | Yes | Centrally Ducted | N/A | N/A | 8200 | 31800 | 32700 | 0.51 | 2.44 | 2.37 | 4.72 | 3.8186 | 4.04 |  | 15380 | 25600 | 25500 | 1.75 | 2.44 | 3.06 | 2.58 | 3.0741 | 2.44 |  | 16182 |  | 19500 | 2.48 |  | 2.94 | 1.92 | 1.95
Trane | Trane | TruComfort XV18 | 10153721 | 4TWV8037A1 | TEM8A0C36V31+TDR | HRCU-A-CB | 10 | 18 | 12.5 | 35400 | Yes | Centrally Ducted | N/A | N/A | 8200 | 31800 | 31200 | 0.51 | 2.44 | 2.38 | 4.72 | 3.8186 | 3.84 |  | 15380 | 25600 | 25500 | 1.75 | 2.44 | 3.06 | 2.58 | 3.0741 | 2.44 |  | 16182 |  | 19500 | 2.48 |  | 2.94 | 1.92 | 1.95
Trane | Trane | TruComfort XV18 | 10153717 | 4TWV8036A1 | TEM8A0C48V41+TDR | HRCU-A-CB | 10 | 18 | 12.5 | 36200 | Yes | Centrally Ducted | N/A | N/A | 8000 | 31000 | 43600 | 0.52 | 2.42 | 3.38 | 4.5 | 3.7533 | 3.78 |  | 15820 | 25400 | 25700 | 1.78 | 2.42 | 3.11 | 2.6 | 3.0753 | 2.42 |  | 16788 |  | 20040 | 2.52 |  | 3 | 1.96 | 1.95
Trane | Trane | TruComfort XV20i | 10153699 | 4TWV0036A1 | TEM8A0C48V41+TDR | HRCU-A-CB | 10 | 20 | 13 | 35600 | Yes | Centrally Ducted | N/A | N/A | 8200 | 31000 | 31100 | 0.52 | 2.4 | 2.52 | 4.62 | 3.7845 | 3.62 |  | 15600 | 25200 | 25600 | 1.78 | 2.4 | 3.12 | 2.56 | 3.0765 | 2.4 |  | 16382 |  | 19700 | 2.52 |  | 2.98 | 1.90 | 1.95
Trane | Trane | TruComfort XV18 | 10153724 | 4TWV8037A1 | TEM8A0C48V41+TDR | HRCU-A-CB | 10 | 18 | 12.5 | 35600 | Yes | Centrally Ducted | N/A | N/A | 8200 | 31000 | 32300 | 0.52 | 2.4 | 2.31 | 4.62 | 3.7845 | 4.1 |  | 15600 | 25200 | 25600 | 1.78 | 2.4 | 3.12 | 2.56 | 3.0765 | 2.4 |  | 16382 |  | 19700 | 2.52 |  | 2.98 | 1.90 | 1.95
Trane | Trane | TruComfort XV18 | 10153714 | 4TWV8036A1 | TEM8A0C36V31+TDR | HRCU-A-CB | 10 | 18 | 12.5 | 35200 | Yes | Centrally Ducted | N/A | N/A | 8200 | 31600 | 42600 | 0.51 | 2.4 | 3.37 | 4.72 | 3.8578 | 3.7 |  | 15930 | 25600 | 25800 | 1.8 | 2.4 | 3.16 | 2.6 | 3.1253 | 2.4 |  | 16728 |  | 20040 | 2.56 |  | 3.02 | 1.92 | 1.95
Trane | Trane |  | 7151533 | 4TXK2712A10NAA | 4MXW2712A10N0AA | HRCU-A-CB-O | 10 | 25 | 13 | 12000 | Yes | Ductless | Single-zone | Non-ducted indoor units (Mini-splits) | 2400 | 13000 | 14000 | 0.1 | 0.96 | 1.35 | 7.0337 | 3.9687 | 3.0393 |  | 2200 | 8000 | 8700 | 0.09 | 0.75 | 1.01 | 7.164 | 3.1261 | 2.5245 |  | 2100 |  | 8300 | 0.085 |  | 1.131 | 7.2406 | 2.1507
Trane | Trane | TruComfort XV18 | 8761473 | 4TWV8036A1 | *UHMC100ACV4 & 4TXCC007DS3 | HRCU-A-CB | 10 | 18 | 12.5 | 36400 | Yes | Centrally Ducted | N/A | N/A | 8400 | 32800 | 32900 | 0.53 | 2.46 | 2.35 | 4.64 | 3.9066 | 4.1 |  | 16370 | 26600 | 26700 | 1.81 | 2.46 | 3.18 | 2.64 | 3.1682 | 2.46 |  | 17194 |  | 20600 | 2.56 |  | 3.04 | 1.96 | 2.00
Trane | Trane | TruComfort XV20i | 10093495 | 4TWV0036A1 | TAM9A0B30V31 | HRCU-A-CB | 10 | 20 | 13 | 35400 | Yes | Centrally Ducted | N/A | N/A | 8600 | 32600 | 33200 | 0.54 | 2.42 | 2.44 | 4.66 | 3.947 | 3.98 |  | 16040 | 26200 | 26600 | 1.82 | 2.42 | 3.22 | 2.58 | 3.1721 | 2.42 |  | 16748 |  | 20220 | 2.58 |  | 3.08 | 1.90 | 1.90
Trane | Trane | TruComfort XV18 | 10093507 | 4TWV8037A1 | TAM9A0B30V31 | HRCU-A-CB | 10 | 18 | 13 | 35400 | Yes | Centrally Ducted | N/A | N/A | 8600 | 32600 | 33200 | 0.54 | 2.42 | 2.44 | 4.66 | 3.947 | 3.98 |  | 16040 | 26200 | 26600 | 1.82 | 2.42 | 3.22 | 2.58 | 3.1721 | 2.42 |  | 16748 |  | 20220 | 2.58 |  | 3.08 | 1.90 | 1.90
Trane | Trane | TruComfort XV20i | 10093496 | 4TWV0036A1 | TAM9A0C36V31 | HRCU-A-CB | 10 | 21 | 13.5 | 35000 | Yes | Centrally Ducted | N/A | N/A | 8500 | 33400 | 32800 | 0.52 | 2.38 | 2.43 | 4.78 | 4.1118 | 3.96 |  | 15820 | 25800 | 26100 | 1.83 | 2.38 | 3.22 | 2.54 | 3.1762 | 2.38 |  | 16448 |  | 19860 | 2.58 |  | 3.08 | 1.86 | 1.90
Trane | Trane | TruComfort XV18 | 10093508 | 4TWV8037A1 | TAM9A0C36V31 | HRCU-A-CB | 10 | 18 | 13 | 35000 | Yes | Centrally Ducted | N/A | N/A | 8500 | 32800 | 32200 | 0.52 | 2.38 | 2.3 | 4.78 | 4.0379 | 4.1 |  | 15820 | 25800 | 26100 | 1.83 | 2.38 | 3.22 | 2.54 | 3.1762 | 2.38 |  | 16448 |  | 19860 | 2.58 |  | 3.08 | 1.86 | 1.90
Trane | Trane | TruComfort XV20i | 10153698 | 4TWV0036A1 | TEM8A0C42V41+TDR | HRCU-A-CB | 10 | 20 | 13 | 35600 | Yes | Centrally Ducted | N/A | N/A | 8300 | 31400 | 32700 | 0.52 | 2.32 | 2.41 | 4.68 | 3.9656 | 3.98 |  | 15490 | 25200 | 25400 | 1.82 | 2.32 | 3.2 | 2.5 | 3.1826 | 2.32 |  | 16182 |  | 19400 | 2.58 |  | 3.06 | 1.84 | 1.85
Trane | Trane | TruComfort XV18 | 10153722 | 4TWV8037A1 | TEM8A0C42V41+TDR | HRCU-A-CB | 10 | 18 | 12.5 | 35600 | Yes | Centrally Ducted | N/A | N/A | 8300 | 31400 | 31300 | 0.52 | 2.32 | 2.35 | 4.68 | 3.9656 | 3.9 |  | 15490 | 25200 | 25400 | 1.82 | 2.32 | 3.2 | 2.5 | 3.1826 | 2.32 |  | 16182 |  | 19400 | 2.58 |  | 3.06 | 1.84 | 1.85
Trane | Trane |  | 9150123 | 4TXK3812A10NUAA | 4MXW3812A10NUAA | HRCU-A-CB-O | 14 | 30.5 | 15.25 | 12000 | Yes | Ductless | Single-zone | Non-ducted indoor units (Mini-splits) | 3000 | 12200 | 18700 | 0.25 | 0.94 | 1.6 | 3.5169 | 3.8037 | 3.4253 |  | 2800 | 8100 | 9000 | 0.23 | 0.74 | 1 | 3.5678 | 3.2079 | 2.6376 |  | 2600 |  | 13304 | 0.22 |  | 1.789 | 3.4636 | 2.1794
Trane | Trane | TruComfort XV20i | 8761420 | 4TWV0036A1 | *UHMC100ACV4 & 4TXCC007DS3 | HRCU-A-CB | 10 | 20 | 13 | 36800 | Yes | Centrally Ducted | N/A | N/A | 8500 | 33200 | 33400 | 0.55 | 2.44 | 2.41 | 4.52 | 3.9867 | 4.06 |  | 16040 | 26800 | 26900 | 1.85 | 2.44 | 3.24 | 2.54 | 3.2182 | 2.44 |  | 16894 |  | 20420 | 2.62 |  | 3.1 | 1.88 | 1.95
Trane | Trane | TruComfort XV18 | 8761492 | 4TWV8037A1 | *UHMC100ACV4 & 4TXCC007DS3 | HRCU-A-CB | 10 | 18 | 12.5 | 36800 | Yes | Centrally Ducted | N/A | N/A | 8500 | 33200 | 33400 | 0.55 | 2.44 | 2.41 | 4.52 | 3.9867 | 4.06 |  | 16040 | 26800 | 26900 | 1.85 | 2.44 | 3.24 | 2.54 | 3.2182 | 2.44 |  | 16894 |  | 20420 | 2.62 |  | 3.1 | 1.88 | 1.95
Trane | Trane | TruComfort XV18 | 10153716 | 4TWV8036A1 | TEM8A0C42V41+TDR | HRCU-A-CB | 10 | 18 | 12.5 | 35400 | Yes | Centrally Ducted | N/A | N/A | 8200 | 31600 | 43900 | 0.51 | 2.32 | 3.45 | 4.72 | 3.9908 | 3.72 |  | 15820 | 25600 | 25800 | 1.84 | 2.32 | 3.25 | 2.52 | 3.2331 | 2.32 |  | 16688 |  | 19940 | 2.62 |  | 3.12 | 1.86 | 1.85
Trane | Trane | TruComfort XV18 | 10093504 | 4TWV8036A1 | TAM9A0B30V31 | HRCU-A-CB | 10 | 18 | 12.5 | 34400 | Yes | Centrally Ducted | N/A | N/A | 8400 | 32000 | 43900 | 0.53 | 2.4 | 3.45 | 4.64 | 3.9066 | 3.72 |  | 16370 | 26600 | 26800 | 1.84 | 2.4 | 3.27 | 2.6 | 3.2474 | 2.4 |  | 17340 |  | 20760 | 2.6 |  | 3.12 | 1.96 | 1.95
Trane | Trane | TruComfort XV18 | 10093505 | 4TWV8036A1 | TAM9A0C36V31 | HRCU-A-CB | 10 | 18 | 13 | 35000 | Yes | Centrally Ducted | N/A | N/A | 8300 | 32200 | 43400 | 0.52 | 2.36 | 3.36 | 4.68 | 3.9977 | 3.78 |  | 16260 | 26200 | 26400 | 1.85 | 2.36 | 3.27 | 2.58 | 3.2528 | 2.36 |  | 17134 |  | 20500 | 2.64 |  | 3.14 | 1.90 | 1.90
Trane | Trane | TruComfort XV18 | 8761470 | 4TWV8036A1 | *UHMB080ACV3 & 4TXCC007DS3 | HRCU-A-CB | 10 | 18 | 12.5 | 36200 | Yes | Centrally Ducted | N/A | N/A | 8500 | 33000 | 33100 | 0.56 | 2.4 | 2.44 | 4.44 | 4.0287 | 3.98 |  | 16700 | 26800 | 26900 | 1.89 | 2.4 | 3.28 | 2.58 | 3.2718 | 2.4 |  | 17640 |  | 21040 | 2.68 |  | 3.16 | 1.92 | 1.95
Trane | Trane | TruComfort XV20i | 10093497 | 4TWV0036A1 | TAM9A0C42V41 | HRCU-A-CB | 10 | 21 | 13.5 | 35600 | Yes | Centrally Ducted | N/A | N/A | 8400 | 33600 | 31200 | 0.51 | 2.2 | 2.53 | 4.82 | 4.4749 | 3.62 |  | 15600 | 24800 | 25200 | 1.9 | 2.2 | 3.36 | 2.4 | 3.3029 | 2.2 |  | 16242 |  | 19440 | 2.7 |  | 3.22 | 1.76 | 1.75
Trane | Trane | TruComfort XV18 | 10093509 | 4TWV8037A1 | TAM9A0C42V41 | HRCU-A-CB | 10 | 18 | 12.5 | 35800 | Yes | Centrally Ducted | N/A | N/A | 8400 | 30800 | 33300 | 0.51 | 2.2 | 2.68 | 4.82 | 4.102 | 3.64 |  | 15600 | 24800 | 25200 | 1.9 | 2.2 | 3.36 | 2.4 | 3.3029 | 2.2 |  | 16242 |  | 19440 | 2.7 |  | 3.22 | 1.76 | 1.75
Trane | Trane | TruComfort XV18 | 10093506 | 4TWV8036A1 | TAM9A0C42V41 | HRCU-A-CB | 10 | 18 | 12.5 | 35800 | Yes | Centrally Ducted | N/A | N/A | 8400 | 30000 | 31200 | 0.51 | 2.22 | 2.54 | 4.82 | 3.9594 | 3.6 |  | 16040 | 25400 | 25700 | 1.91 | 2.22 | 3.39 | 2.46 | 3.3523 | 2.22 |  | 16894 |  | 20040 | 2.72 |  | 3.24 | 1.82 | 1.80
Trane | Trane | TruComfort XV20i | 8761409 | 4TWV0036A1 | *UHMB060ACV3 & 4TXCB006DS3 | HRCU-A-CB | 10 | 19.25 | 13 | 35400 | Yes | Centrally Ducted | N/A | N/A | 8700 | 32800 | 33700 | 0.61 | 2.28 | 2.65 | 4.18 | 4.215 | 3.72 |  | 16260 | 26400 | 27100 | 1.99 | 2.28 | 3.49 | 2.4 | 3.3926 | 2.28 |  | 16994 |  | 20520 | 2.8 |  | 3.34 | 1.78 | 1.80
Trane | Trane | TruComfort XV20i | 10153703 | 4TWV0048A1 | TEM8A0C48V41+TDR | HRCU-A-CB | 10 | 18 | 12.5 | 47500 | Yes | Centrally Ducted | N/A | N/A | 11900 | 42000 | 33100 | 0.76 | 2.36 | 2.65 | 4.58 | 5.2144 | 3.66 |  | 22410 | 35600 | 36000 | 2.56 | 2.36 | 4.48 | 2.56 | 4.4198 | 2.36 |  | 23504 |  | 27980 | 3.62 |  | 4.28 | 1.90 | 1.90
Trane | Trane | TruComfort XV18 | 10153734 | 4TWV8049A1 | TEM8A0C48V41+TDR | HRCU-A-CB | 10 | 18 | 12.5 | 47500 | Yes | Centrally Ducted | N/A | N/A | 11900 | 42000 | 32700 | 0.76 | 2.36 | 2.42 | 4.58 | 5.2144 | 3.96 |  | 22410 | 35600 | 36000 | 2.56 | 2.36 | 4.48 | 2.56 | 4.4198 | 2.36 |  | 23504 |  | 27980 | 3.62 |  | 4.28 | 1.90 | 1.90
Trane | Trane | TruComfort XV18 | 10153728 | 4TWV8048A1 | TEM8A0C48V41+TDR | HRCU-A-CB | 10 | 18 | 12.5 | 46500 | Yes | Centrally Ducted | N/A | N/A | 11900 | 42500 | 43400 | 0.81 | 2.24 | 3.5 | 4.3 | 5.5591 | 3.64 |  | 21310 | 34200 | 35100 | 2.62 | 2.24 | 4.61 | 2.38 | 4.4734 | 2.24 |  | 21900 |  | 26460 | 3.68 |  | 4.4 | 1.74 | 1.75
Trane | Trane | TruComfort XV18 | 10153729 | 4TWV8048A1 | TEM8A0C60V51+TDR | HRCU-A-CB | 10 | 18 | 12.5 | 47500 | Yes | Centrally Ducted | N/A | N/A | 12100 | 44500 | 44000 | 0.78 | 2.4 | 3.47 | 4.54 | 5.4327 | 3.72 |  | 22630 | 36800 | 37200 | 2.58 | 2.4 | 4.56 | 2.56 | 4.4926 | 2.4 |  | 23744 |  | 28520 | 3.64 |  | 4.36 | 1.92 | 1.90
Trane | Trane | TruComfort XV18 | 10093511 | 4TWV8048A1 | TAM9A0C48V41 | HRCU-A-CB | 10 | 18 | 12.5 | 47000 | Yes | Centrally Ducted | N/A | N/A | 11900 | 41000 | 43000 | 0.76 | 2.36 | 3.46 | 4.58 | 5.0902 | 3.64 |  | 22960 | 36400 | 36800 | 2.59 | 2.36 | 4.57 | 2.6 | 4.5191 | 2.36 |  | 24190 |  | 28780 | 3.68 |  | 4.38 | 1.92 | 1.95
Trane | Trane | TruComfort XV20i | 10153704 | 4TWV0048A1 | TEM8A0C60V51+TDR | HRCU-A-CB | 10 | 18 | 12.5 | 47000 | Yes | Centrally Ducted | N/A | N/A | 12200 | 43500 | 32100 | 0.78 | 2.34 | 2.35 | 4.58 | 5.4467 | 4 |  | 22520 | 36200 | 36600 | 2.61 | 2.34 | 4.57 | 2.52 | 4.5327 | 2.34 |  | 23504 |  | 28100 | 3.68 |  | 4.38 | 1.88 | 1.90
Trane | Trane | TruComfort XV18 | 10153735 | 4TWV8049A1 | TEM8A0C60V51+TDR | HRCU-A-CB | 10 | 18 | 12.5 | 47000 | Yes | Centrally Ducted | N/A | N/A | 12200 | 43500 | 31000 | 0.78 | 2.34 | 2.5 | 4.58 | 5.4467 | 3.64 |  | 22520 | 36200 | 36600 | 2.61 | 2.34 | 4.57 | 2.52 | 4.5327 | 2.34 |  | 23504 |  | 28100 | 3.68 |  | 4.38 | 1.88 | 1.90
Trane | Trane | TruComfort XV18 | 8761505 | 4TWV8048A1 | *UHMC100ACV4 & 4TXCC009DS3 | HRCU-A-CB | 10 | 18 | 12.5 | 47000 | Yes | Centrally Ducted | N/A | N/A | 12400 | 43500 | 44800 | 0.85 | 2.36 | 3.57 | 4.28 | 5.4006 | 3.68 |  | 23400 | 36600 | 37500 | 2.66 | 2.36 | 4.67 | 2.58 | 4.5439 | 2.36 |  | 24456 |  | 29140 | 3.72 |  | 4.44 | 1.92 | 1.90
Trane | Trane | TruComfort XV18 | 10093512 | 4TWV8048A1 | TAM9A0C60V51 | HRCU-A-CB | 10 | 18 | 12.5 | 47000 | Yes | Centrally Ducted | N/A | N/A | 11900 | 41500 | 42600 | 0.77 | 2.32 | 3.54 | 4.52 | 5.2411 | 3.52 |  | 22850 | 36200 | 36600 | 2.62 | 2.32 | 4.64 | 2.56 | 4.5718 | 2.32 |  | 24150 |  | 28680 | 3.72 |  | 4.42 | 1.90 | 1.90
Trane | Trane | TruComfort XV20i | 10093500 | 4TWV0048A1 | TAM9A0C60V51 | HRCU-A-CB | 10 | 19.5 | 12.5 | 46500 | Yes | Centrally Ducted | N/A | N/A | 12000 | 43000 | 42700 | 0.78 | 2.26 | 3.56 | 4.5 | 5.5747 | 3.52 |  | 22630 | 35600 | 36100 | 2.65 | 2.26 | 4.67 | 2.5 | 4.6154 | 2.26 |  | 23644 |  | 28140 | 3.74 |  | 4.46 | 1.86 | 1.85
Trane | Trane | TruComfort XV18 | 10093515 | 4TWV8049A1 | TAM9A0C60V51 | HRCU-A-CB | 10 | 18 | 12.5 | 47000 | Yes | Centrally Ducted | N/A | N/A | 12000 | 41000 | 31700 | 0.78 | 2.26 | 2.5 | 4.5 | 5.3154 | 3.72 |  | 22630 | 35600 | 36100 | 2.65 | 2.26 | 4.67 | 2.5 | 4.6154 | 2.26 |  | 23644 |  | 28140 | 3.74 |  | 4.46 | 1.86 | 1.85
Trane | Trane | TruComfort XV18 | 10093510 | 4TWV8048A1 | TAM9A0C42V41 | HRCU-A-CB | 10 | 18 | 12.5 | 46500 | Yes | Centrally Ducted | N/A | N/A | 12300 | 41500 | 42600 | 0.76 | 2.14 | 3.8 | 4.74 | 5.682 | 3.28 |  | 23290 | 36200 | 36600 | 2.81 | 2.14 | 5 | 2.42 | 4.9563 | 2.14 |  | 24456 |  | 28920 | 4.04 |  | 4.8 | 1.78 | 1.75
Trane | Trane | TruComfort XV18 | 10093516 | 4TWV8060A1 | TAM9A0C60V51 | HRCU-A-CB | 10 | 18 | 12.5 | 54000 | Yes | Centrally Ducted | N/A | N/A | 18400 | 50500 | 32300 | 1.21 | 2.1 | 2.55 | 4.46 | 7.0459 | 3.72 |  | 33510 | 49500 | 51100 | 3.94 | 2.1 | 7.14 | 2.5 | 6.9064 | 2.1 |  | 34860 |  | 40780 | 5.6 |  | 6.76 | 1.82 | 1.75

## Sheet1 (hidden)
Manufacturer | Brand (if applicable) | Model Name | AHRI Certificate No. | Outdoor Unit Model | Indoor Unit Model(s) | AHRI Type | HSPF (Region IV): | SEER | EER (@ 95°F) | Cooling Capacity (Btuh) | ENERGY STAR Certified | Ductless or Centrally Ducted | If Ductless, Multi-zone or Single-zone? | Ductless Indoor Type | Minimum Capacity 47°F | Rated Capacity 47°F | Maximum Capacity 47°F | Input Power at Min. Capcaity 47°F | Rated Input Power 47°F | Input Power at Max. Capacity 47°F | COP at Min. Capacity 47°F | COP at Rated Capacity 47°F | COP at Max. Capacity 47°F | Minimum Capacity 17°F | Rated Capacity 17°F | Maximum Capacity 17°F | Input Power at Min. Capacity 17°F | Input Power at Rated Capacity 17°F | Input Power at Max. Capacity 17°F | COP at Min. Capacity 17°F | COP at Rated Capacity 17°F | COP at Max. Capacity 17°F | Minimum Capacity 5°F | Maximum Capacity 5°F | Input Power at Min. Capacity 5°F | Input Power at Max. Capacity 5°F | COP at Min. Capacity 5°F | COP at Max. Capacity 5°F | Maintenance Capacity (Max 5°F/Max 47°F) | Maintenance Capacity (Max 5°F/Max 17°F) | Integrated or Accessory (provide model #) | Input Power (W) | What determines when heater operates? | Outdoor Dry Bulb (°F) | Minimum Capactity X°F |  | Maximum Capacity X°F | Input Power at Min. Capacity X°F | Input Power at Max. Capacity X°F | COP at Min. Capacity X°F | COP at Max. Capacity X°F | 15 max cap- 5 max cap
American Standard | American Standard |  | 9150124 | 4TXK3812A10NUAA | 4MXW3812A10NUAA | HRCU-A-CB-O | 14 | 30.5 | 15.25 | 12000 | Yes | Ductless | Single-zone | Mini-Splits | 3000 | 12200 | 18700 | 0.25 | 0.94 | 1.6 | 3.5169 | 3.8037 | 3.4253 | 2800 | 8100 | 9000 | 0.23 | 0.74 | 1 | 3.5678 | 3.2079 | 2.6376 | 2600 | 13304 | 0.22 | 1.79 | 3.4636 | 2.1782 | 0.71144 | 1.4782 | Integrated | 72W | Heater on below 34°F | N/A | [7 empty] | -4304
Bryant | Bryant | Evolution Series | 9893607 | 280ANV036000 | FE4ANF002L | HRCU-A-CB | 10.5 | 18.5 | 12.5 | 33000 | Yes | Centrally Ducted | N/A | N/A | 14140.4 | 35404 | 35400 | 1.083 | 2.3598 | 2.3598 | 3.8265 | 4.3969 | 4.3964 | 14045 | 33496 | 30600 | 2.0862 | 3.762 | 3.762 | 1.9731 | 2.6094 | 2.6094 | 11310.2 | 33496 | 2.1432 | 3.5796 | 1.5466 | 2.7424 | 0.94621 | 1.0946 | N/A |  |  | N/A | [7 empty] | -2896
Carrier | Carrier |  | 9892658 | 25VNA036A030 | FE4ANF002L | HRCU-A-CB | 10.5 | 18.5 | 12.5 | 33000 | Yes | Centrally Ducted | N/A | N/A | 14140.4 | 35404 | 35400 | 1.083 | 2.3598 | 2.3598 | 3.8265 | 4.3969 | 4.3964 | 14045 | 33496 | 30600 | 2.0862 | 3.762 | 3.762 | 1.9731 | 2.6094 | 2.3838 | 11310.2 | 33496 | 2.1432 | 3.5796 | 1.5466 | 2.7424 | 0.94621 | 1.0946 | N/A |  |  | N/A | [7 empty] | -2896
Carrier | Bryant | Preferred Series | 9854627 | 38MGRQ30D--3 | Non-Ducted Indoor Units | HMSV-A-CB | 10 | 23.8 | 12.5 | 30000 | Yes | Ductless | Multi-zone | Non-Ducted Indoor Units | 6350 | 28000 | 37210 | 0.76 | 2.15 | 3.21 | 2.4487 | 3.8167 | 3.3973 | 5834 | 17400 | 27670 | 0.82 | 1.83 | 3.85 | 2.0851 | 2.7866 | 2.1063 | 5164 | 28220 | 0.86 | 4.05 | 1.7598 | 2.0421 | 0.7584 | 1.0199 | Integrated | 150 | 1.When the unit power on and changed in heating mode,and if the outdoor temperature continue lower than 3C for 30 seconds,after running for 25mins, the base pan heater will be actived for 5 minutes. 2.If be on the defrost mode and the outdoor temperature lower 1C for 10 seconds the base pan heater will be actived and will be 5 mins delay inactive after defrost. | N/A | [7 empty] | -550
Carrier | Carrier |  | 9854626 | 38MGRQ30D--3 | Non-Ducted Indoor Units | HMSV-A-CB | 10 | 23.8 | 12.5 | 30000 | Yes | Ductless | Multi-zone | Non-Ducted Indoor Units | 6350 | 28000 | 37210 | 0.76 | 2.15 | 3.21 | 2.4487 | 3.8167 | 3.3973 | 5834 | 17400 | 27670 | 0.82 | 1.83 | 3.85 | 2.0851 | 2.7866 | 2.1063 | 5164 | 28220 | 0.86 | 4.05 | 1.7598 | 2.0421 | 0.7584 | 1.0199 | Integrated | 150 | 1.When the unit power on and changed in heating mode,and if the outdoor temperature continue lower than 3C for 30 seconds,after running for 25mins, the base pan heater will be actived for 5 minutes. 2.If be on the defrost mode and the outdoor temperature lower 1C for 10 seconds the base pan heater will be actived and will be 5 mins delay inactive after defrost. | N/A |  | z | [5 empty] | -550
GD Midea Air-Conditioning Equipment Co.,Ltd | Willis |  | 9038628 | WSM18MH20S/O | WSM18MH20S/I | HRCU-A-CB-O | 10 | 22 | 13 | 18000 | Yes | Ductless | Single-zone | Mini-Splits | 6093 | 18000 | 19146 | 0.37915 | 1.6695 | 1.5896 | 4.7097 | 3.1599 | 3.5299 | 11100 | 11100 | 12396 | 1.1787 | 1.1787 | 1.5013 | 2.7599 | 2.7599 | 2.4199 | 10460.09 | 12500 | 1.5252 | 2.0816 | 2.0099 | 1.7599 | 0.65288 | 1.0084 | Integrated | 150 | 1.When the unit power is on/in heating mode,and if the outdoor temperature drops below 3C for 30 seconds,after running for 25mins, the base pan heater will be actived for 5 minutes. 2.In defrost mode and the outdoor temperature lower 1C for 10 seconds the base pan heater will be actived and will be 5 mins delay inactive after defrost. | N/A |  | z | [5 empty] | -104
Trane | Trane |  | 9150123 | 4TXK3812A10NUAA | 4MXW3812A10NUAA | HRCU-A-CB-O | 14 | 30.5 | 15.25 | 12000 | Yes | Ductless | Single-zone | Mini-Splits | 3000 | 12200 | 18700 | 0.25 | 0.94 | 1.6 | 3.5169 | 3.8037 | 3.4253 | 2800 | 8100 | 9000 | 0.23 | 0.74 | 1 | 3.5678 | 3.2079 | 2.6376 | 2600 | 13304 | 0.22 | 1.789 | 3.4636 | 2.1794 | 0.71144 | 1.4782 | Integrated | 72W | Heater on below 34°F | N/A | [7 empty] | -4304