## April 2025
APS Eligible Small ASHP Models |  |  | Disclaimer: The Massachusetts Department of Energy Resources (DOER) has not investigated, and expressly disclaims any duty to investigate, any company, product, service, process, procedure, design, or the like, which may be presented on the aforementioned list. The presentation of these companies does not constitute endorsement, warranty, or guaranty, by DOER of any company, product, service, process, procedure, design, or the like.
Updated April 2025
Brand (if applicable) | Model Name (if applicable) | AHRI Certificate No. | AHRI Type | Outdoor Unit Model | Indoor Unit Model | Ducting Configuration | Rated Capacity 47°F (btu/hr) | Rated Capacity 17°F (btu/hr) | COP at Rated Capacity 17°F | Maximum Capacity 5°F (btu/hr) | COP at Max. Capacity 5°F
1HVAC | CH Series | 216032315 | HMSV-A-CB | ES-27Z-M4C |  | Mixed Ducted and Non-Ducted Indoor Units | 26800 | 18400 | 2.56 | 18900 | 2
1HVAC | ML Series | 216032313 | HMSR-A-CB-O | ES-27Z-M4C |  | Non-Ducted Indoor Units | 27000 | 18400 | 2.61 | 19000 | 2
1HVAC | ES Series | 216032310 | HMSR-A-CB-O | ES-18Z-M3C |  | Non-Ducted Indoor Units | 19000 | 13600 | 2.81 | 13500 | 2.3
1HVAC | ES Series | 216032312 | HMSV-A-CB | ES-18Z-M3C |  | Mixed Ducted and Non-Ducted Indoor Units | 19000 | 14100 | 2.79 | 14000 | 2.31
1HVAC | ES Series | 216032311 | HMSV-A-CB | ES-18Z-M3C |  | Ducted Indoor Units | 19000 | 14600 | 2.8 | 14600 | 2.3
1HVAC |  | 210857311 | HRCU-A-CB-O | ACIQ-12ZPL-HP230B | ACIQ-12FM-HH-MC | Mini-Splits | 12000 | 10200 | 2.72 | 12300 | 2.1
1HVAC |  | 210857363 | HMSV-A-CB | ACIQ-55Z-HH-M5B |  | Ducted Indoor Units | 55000 | 35200 | 2.5 | 47000 | 1.94
1HVAC |  | 210857307 | HRCU-A-CB-O | ACIQ-06ZPL-HP230B | SCC-0609-HH-M |  | 7100 | 5700 | 2.61 | 8500 | 2.03
1HVAC | DM series | 208106638 | HRCU-A-CB | ACIQ-24-HPB | ACIQ-24-AHB |  | 24000 | 19200 | 2.5 | 24071 | 1.91
1HVAC | HS-series | 210857354 | HRCU-A-CB | ACIQ-18ZPL-HP230B | ACIQ-18AHB-HH-M |  | 19000 | 15400 | 2.7 | 18295 | 2
1HVAC |  | 207825517 | HRCU-A-CB-O | ACIQ-12ZPL-HP230B | ACIQ-12CC-HH-MB | Mini-Splits | 12000 | 9900 | 2.55 | 11500 | 1.9
1HVAC |  | 210857294 | HRCU-A-CB-O | ACIQ-06ZPL-HP230B | ACIQ-06W-HH-MC | Mini-Splits | 7000 | 8500 | 2.9 | 8581 | 2.19
1HVAC | ES SERIES | 210857367 | HMSV-A-CB | ES-18Z-M2B |  | Mixed Ducted and Non-Ducted Indoor Units | 19000 | 14500 | 2.5 | 14000 | 2.17
1HVAC | ES SERIES | 210857370 | HMSV-A-CB | ES-27Z-M3B |  | Mixed Ducted and Non-Ducted Indoor Units | 28000 | 21400 | 2.55 | 20000 | 2.13
1HVAC | ACIQ | 210857364 | HMSV-A-CB | ACIQ-55Z-HH-M5B |  | Mixed Ducted and Non-Ducted Indoor Units | 55000 | 34800 | 2.5 | 47000 | 1.94
1HVAC | ACIQ series | 213433219 | HRCU-A-CB | ACIQ-24-EHPB | ACIQ-24-AHB |  | 26000 | 21000 | 2.8 | 19400 | 2.1
1HVAC | ACIQ series | 213492122 | HRCU-A-C | ACIQ-18-HPB | ACIQ-24-ACL |  | 19000 | 14700 | 2.6 | 15000 | 2.2
1HVAC | ACIQ series | 212394311 | HRCU-A-C | ACIQ-18-HPB | ACIQ-18-ACL |  | 19000 | 14700 | 2.6 | 15000 | 2.2
1HVAC |  | 210857362 | HMSR-A-CB-O | ACIQ-55Z-HH-M5B |  | Non-Ducted Indoor Units | 55000 | 34400 | 2.5 | 47000 | 1.94
1HVAC |  | 207825564 | HMSR-A-CB-O | ACIQ-18Z-HH-M2B |  | Non-Ducted Indoor Units | 20000 | 15000 | 2.5 | 20000 | 1.93
1HVAC | EZ Series | 214810587 | HRCU-A-CB-O | EZ-12ZPL-HP115 | EZ-12WPL-HP115 | Mini-Splits | 12000 | 7500 | 2.59 | 6400 | 1.95
1HVAC | EZ Series | 214810588 | HRCU-A-CB-O | EZ-18ZPL-HP230 | EZ-18W-M | Mini-Splits | 18000 | 13800 | 2.54 | 11700 | 2.05
1HVAC | ACIQ Series | 214810545 | HRCU-A-CB | ACIQ-18-HPB | ACIQ-18-AHB |  | 19000 | 13500 | 2.6 | 18629 | 2.04
1HVAC |  | 207825520 | HRCU-A-CB | ACIQ-12ZPL-HP230B | ACIQ-12CD-HH-MB | Mini-Splits | 12500 | 10600 | 2.51 | 12100 | 1.96
1HVAC |  | 207825525 | HRCU-A-CB-O | ACIQ-24ZPL-HP230B | ACIQ-24FM-HH-MB | Mini-Splits | 25000 | 19000 | 2.64 | 25000 | 2.1
1HVAC | ACIQ | 207825566 | HMSV-A-CB | ACIQ-18Z-HH-M2B |  | Mixed Ducted and Non-Ducted Indoor Units | 20000 | 15500 | 2.55 | 20000 | 1.95
1HVAC |  | 207825512 | HRCU-A-CB-O | ACIQ-09ZPL-HP230B | ACIQ-09W-HH-MB | Mini-Splits | 12000 | 9500 | 2.53 | 11109 | 1.97
1HVAC |  | 207825565 | HMSV-A-CB | ACIQ-18Z-HH-M2B |  | Ducted Indoor Units | 20000 | 16000 | 2.61 | 20000 | 1.95
1HVAC |  | 207825522 | HRCU-A-CB | ACIQ-24ZPL-HP230B | ACIQ-24CD-HH-MB | Mini-Splits | 25000 | 21000 | 2.64 | 27000 | 2
1HVAC |  | 210857295 | HRCU-A-CB-O | ACIQ-09ZPL-HP230B | ACIQ-09W-HH-MC | Mini-Splits | 12000 | 9500 | 2.53 | 11109 | 1.97
1HVAC | ACIQ series | 212394312 | HRCU-A-C | ACIQ-24-HPB | ACIQ-24-ACL |  | 25000 | 21000 | 2.58 | 20000 | 1.95
1HVAC | ACIQ Series | 216980821 | HRCU-A-CB | ACIQ-18-HPD | ACIQ-18W-WMB |  | 19000 | 15300 | 2.72 | 19600 | 2.1
1HVAC | EZ Series | 216980855 | HRCU-A-CB | EZ-48-HPB | EZ-48-AHB |  | 50000 | 37000 | 2.7 | 46000 | 1.9
1HVAC | EZ Series | 216980850 | HRCU-A-CB | EZ-36-EHPB | EZ-36-AHB |  | 36000 | 24800 | 2.52 | 27000 | 2
1HVAC | EZ Series | 216980854 | HRCU-A-CB | EZ-36-HPB | EZ-36-AHB |  | 37000 | 31800 | 2.54 | 39000 | 1.9
1HVAC | ACIQ Series | 216980813 | HRCU-A-C | ACIQ-36-HPD | ACIQ-36-ACL-B |  | 38000 | 29200 | 2.5 | 36000 | 1.9
1HVAC | ACIQ Series | 216980812 | HRCU-A-C | ACIQ-36-HPD | ACIQ-36-ACL-17-B |  | 38000 | 29200 | 2.5 | 36000 | 1.9
1HVAC | ACIQ Series | 216980806 | HRCU-A-C | ACIQ-18-HPD | ACIQ-24-ACL-B |  | 19000 | 15200 | 2.7 | 18000 | 2.06
1HVAC | ACIQ Series | 216980805 | HRCU-A-C | ACIQ-18-HPD | ACIQ-24-ACL-14-B |  | 19000 | 15200 | 2.7 | 18000 | 2.06
1HVAC | ACIQ Series | 216980830 | HRCU-A-CB | ACIQ-24-HPD | ACIQ-24W-PB |  | 26000 | 19800 | 2.5 | 20000 | 1.9
1HVAC | ACIQ Series | 216980822 | HRCU-A-CB | ACIQ-24-HPD | ACIQ-24W-WMB |  | 25000 | 20800 | 2.8 | 19600 | 1.96
1HVAC | ACIQ Series | 216980823 | HRCU-A-CB | ACIQ-30-HPD | ACIQ-30W-WMB |  | 32000 | 23200 | 2.6 | 32000 | 2
1HVAC | ACIQ Series | 216980820 | HRCU-A-CB | ACIQ-36-EHPD | ACIQ-36W-WMB |  | 37000 | 24800 | 2.62 | 29200 | 1.99
1HVAC | ACIQ Series | 216980818 | HRCU-A-CB | ACIQ-24-EHPD | ACIQ-24W-WMB |  | 25000 | 20800 | 2.8 | 19600 | 1.96
1HVAC | EZ Series | 216980948 | HMSV-A-CB | EZ-48Z-M5B |  | Mixed Ducted and Non-Ducted Indoor Units | 47500 | 36400 | 2.55 | 37000 | 2
1HVAC | EZ Series | 216980942 | HMSV-A-CB | EZ-27Z-M3B |  | Mixed Ducted and Non-Ducted Indoor Units | 26400 | 17600 | 2.55 | 18700 | 2.05
1HVAC | EZ Series | 216980890 | HRCU-A-CB-O | EZ-18ZPL-HP230B | EZ-18W-MB | Mini-Splits | 18000 | 13400 | 2.75 | 12800 | 2.44
1HVAC | EZ Series | 216980947 | HMSV-A-CB | EZ-48Z-M5B |  | Ducted Indoor Units | 47000 | 37800 | 2.6 | 37000 | 2
1HVAC | EZ Series | 216980946 | HMSR-A-CB-O | EZ-48Z-M5B |  | Non-Ducted Indoor Units | 48000 | 35200 | 2.5 | 37000 | 2
1HVAC | EZ Series | 216980941 | HMSV-A-CB | EZ-27Z-M3B |  | Ducted Indoor Units | 27000 | 19000 | 2.7 | 19200 | 2.1
1HVAC | EZ Series | 216980939 | HMSR-A-CB-O | EZ-18Z-M2B |  | Non-Ducted Indoor Units | 18000 | 13400 | 2.71 | 13300 | 2.31
1HVAC | ACIQ Series | 216980884 | HRCU-A-CB-O | ACIQ-24ZS-HP230C | ACIQ-24WS-HP230C | Mini-Splits | 25000 | 19500 | 2.5 | 17800 | 2.15
1HVAC | ACIQ Series | 216980883 | HRCU-A-CB-O | ACIQ-18ZS-HP230C | ACIQ-18WS-HP230C | Mini-Splits | 18000 | 13000 | 2.59 | 13000 | 2.35
1HVAC | ACIQ Series | 216980882 | HRCU-A-CB-O | ACIQ-12ZS-HP230C | ACIQ-12WS-HP230C | Mini-Splits | 12000 | 9600 | 2.84 | 8600 | 2.36
1HVAC | ACIQ Series | 216980881 | HRCU-A-CB-O | ACIQ-09ZS-HP230C | ACIQ-09WS-HP230C | Mini-Splits | 10000 | 8600 | 2.8 | 8200 | 2.33
1HVAC | ACIQ Series | 216980880 | HRCU-A-CB-O | ACIQ-12ZS-HP115C | ACIQ-12WS-HP115C | Mini-Splits | 12000 | 8800 | 2.77 | 7300 | 2.21
1HVAC | ACIQ Series | 216980879 | HRCU-A-CB-O | ACIQ-09ZS-HP115C | ACIQ-09WS-HP115C | Mini-Splits | 10000 | 8800 | 2.77 | 7300 | 2.21
1HVAC | ACIQ Series | 216032270 | HRCU-A-CB-O | ACIQ-18ZPL-HP230C | ACIQ-18W-HH-MD | Mini-Splits | 18000 | 16600 | 2.55 | 18000 | 1.92
1HVAC | ACIQ Series | 216032227 | HRCU-A-CB | ACIQ-18-HPD | ACIQ-18-AHD |  | 19000 | 15000 | 2.6 | 18000 | 2
1HVAC | ACIQ Series | 216032230 | HRCU-A-CB | ACIQ-36-HPD | ACIQ-36-AHD |  | 37000 | 31800 | 2.56 | 39000 | 1.9
1HVAC | ES Series | 216032321 | HMSV-A-CB | ES-48Z-M6C |  | Mixed Ducted and Non-Ducted Indoor Units | 47500 | 37400 | 2.5 | 37000 | 2.05
1HVAC | ACIQ Series | 216032224 | HRCU-A-CB | ACIQ-36-EHPD | ACIQ-36-AHD |  | 36000 | 25600 | 2.6 | 27000 | 2
1HVAC | ACIQ Series | 216032229 | HRCU-A-CB | ACIQ-30-HPD | ACIQ-30-AHD |  | 34000 | 23800 | 2.76 | 32600 | 1.96
1HVAC | ACIQ Series | 216032232 | HRCU-A-CB | ACIQ-48-HPD | ACIQ-48-AHD |  | 50000 | 37000 | 2.7 | 46000 | 1.9
1HVAC | ACIQ Series | 216032231 | HRCU-A-CB | ACIQ-42-HPD | ACIQ-42-AHD |  | 50000 | 37000 | 2.7 | 46000 | 1.9
1HVAC | ACIQ Series | 216032234 | HRCU-A-CB | ACIQ-18-HPD | ACIQ-18-PAH |  | 18000 | 14700 | 2.66 | 18600 | 2.12
1HVAC | ACIQ Series | 216032237 | HRCU-A-CB | ACIQ-36-HPD | ACIQ-36-PAH |  | 37000 | 31000 | 2.5 | 37400 | 1.9
1HVAC | ACIQ Series | 216032238 | HRCU-A-CB | ACIQ-48-HPD | ACIQ-48-PAH |  | 48000 | 34000 | 2.56 | 48000 | 2
1HVAC | ACIQ Series | 216032236 | HRCU-A-CB | ACIQ-30-HPD | ACIQ-30-PAH |  | 33000 | 24000 | 2.69 | 33200 | 1.97
1HVAC | ACIQ Series | 216032235 | HRCU-A-CB | ACIQ-24-HPD | ACIQ-24-PAH |  | 24000 | 19000 | 2.64 | 20600 | 2.14
1HVAC | ACIQ Series | 216032239 | HRCU-A-CB | ACIQ-60-HPD | ACIQ-60-PAH |  | 55000 | 35000 | 2.5 | 54000 | 1.9
1HVAC | ACIQ Series | 216032264 | HRCU-A-CB-O | ACIQ-24Z-HP230C | ACIQ-24W-HP230C | Mini-Splits | 24000 | 16900 | 2.53 | 17000 | 2.14
1HVAC | ACIQ Series | 216032267 | HRCU-A-CB-O | ACIQ-06ZPL-HP230C | ACIQ-06W-HH-MD | Mini-Splits | 7000 | 7900 | 2.79 | 7700 | 2.4
1HVAC | ACIQ Series | 216032271 | HRCU-A-CB-O | ACIQ-24ZPL-HP230C | ACIQ-24W-HH-MD | Mini-Splits | 29000 | 21000 | 2.88 | 24200 | 2.34
1HVAC | ACIQ Series | 216032273 | HRCU-A-CB-O | ACIQ-12ZPL-HP230C | ACIQ-12CC-HH-MC | Mini-Splits | 12000 | 10000 | 2.74 | 11500 | 1.99
1HVAC | ACIQ Series | 216032274 | HRCU-A-CB-O | ACIQ-18ZPL-HP230C | ACIQ-18CC-HH-MC | Mini-Splits | 19000 | 14900 | 2.7 | 17000 | 1.9
1HVAC | ACIQ Series | 216032275 | HRCU-A-CB-O | ACIQ-24ZPL-HP230C | ACIQ-24CC-HH-MC | Mini-Splits | 25000 | 20400 | 2.78 | 23800 | 2.23
1HVAC | ACIQ Series | 216032276 | HRCU-A-CB-O | ACIQ-36ZPL-HP230C | ACIQ-36CC-HH-MC | Mini-Splits | 37000 | 30600 | 2.56 | 37000 | 1.95
1HVAC | ACIQ Series | 216032277 | HRCU-A-CB | ACIQ-48ZPL-HP230C | ACIQ-48CC-HH-MC | Mini-Splits | 52000 | 45000 | 2.61 | 47500 | 2
1HVAC | ACIQ Series | 216032279 | HRCU-A-CB | ACIQ-12ZPL-HP230C | ACIQ-12CD-HH-MC | Mini-Splits | 12000 | 10200 | 2.6 | 12000 | 1.95
1HVAC | ACIQ Series | 216032280 | HRCU-A-CB | ACIQ-18ZPL-HP230C | ACIQ-18CD-HH-MC | Mini-Splits | 19500 | 15000 | 2.89 | 18000 | 2.1
1HVAC | ACIQ Series | 216032281 | HRCU-A-CB | ACIQ-24ZPL-HP230C | ACIQ-24CD-HH-MC | Mini-Splits | 26000 | 21600 | 2.71 | 24000 | 2.18
1HVAC | ACIQ Series | 216032282 | HRCU-A-CB | ACIQ-36ZPL-HP230C | ACIQ-36CD-HH-MC | Mini-Splits | 42000 | 31600 | 2.73 | 37600 | 2.1
1HVAC | ACIQ Series | 216032283 | HRCU-A-CB | ACIQ-48ZPL-HP230C | ACIQ-48CD-HH-MC | Mini-Splits | 52000 | 45000 | 2.61 | 47500 | 2
1HVAC | ACIQ Series | 216032284 | HRCU-A-CB | ACIQ-60ZPL-HP230C | ACIQ-60CD-HH-MC | Mini-Splits | 60000 | 45000 | 2.72 | 53500 | 2.1
1HVAC | ACIQ Series | 216032288 | HRCU-A-CB-O | ACIQ-24ZPL-HP230C | ACIQ-24FM-HH-MD | Mini-Splits | 26000 | 20200 | 2.74 | 24200 | 2.16
1HVAC | ACIQ Series | 216032289 | HRCU-A-CB-O | ACIQ-36ZPL-HP230C | ACIQ-36FM-HH-MD | Mini-Splits | 38000 | 30200 | 2.58 | 39500 | 2.02
1HVAC | ACIQ Series | 216032292 | HRCU-A-CB-O | ACIQ-06ZPL-HP230C | SCC-0609-HH-MB | Mini-Splits | 7400 | 7000 | 2.66 | 8100 | 2.4
1HVAC | ACIQ Series | 216032295 | HMSR-A-CB-O | ACIQ-18Z-HH-M3C |  | Non-Ducted Indoor Units | 20000 | 17600 | 2.7 | 19000 | 2
1HVAC | ACIQ Series | 216032296 | HMSV-A-CB | ACIQ-18Z-HH-M3C |  | Ducted Indoor Units | 20000 | 17000 | 2.59 | 18000 | 2
1HVAC | ACIQ Series | 216032297 | HMSV-A-CB | ACIQ-18Z-HH-M3C |  | Mixed Ducted and Non-Ducted Indoor Units | 20000 | 17300 | 2.65 | 18500 | 2
1HVAC | ACIQ Series | 216032298 | HMSR-A-CB-O | ACIQ-27Z-HH-M4C |  | Non-Ducted Indoor Units | 27000 | 25000 | 2.6 | 27000 | 2
1HVAC | ACIQ Series | 216032300 | HMSV-A-CB | ACIQ-27Z-HH-M4C |  | Mixed Ducted and Non-Ducted Indoor Units | 27400 | 24000 | 2.5 | 27000 | 2
1HVAC | ACIQ Series | 216032304 | HMSR-A-CB-O | ACIQ-48Z-HH-M6C |  | Non-Ducted Indoor Units | 49000 | 44000 | 2.6 | 47000 | 2
1HVAC | ACIQ Series | 216032305 | HMSV-A-CB | ACIQ-48Z-HH-M6C |  | Ducted Indoor Units | 48000 | 44500 | 2.6 | 48000 | 2
1HVAC | ACIQ Series | 216032306 | HMSV-A-CB | ACIQ-48Z-HH-M6C |  | Mixed Ducted and Non-Ducted Indoor Units | 48500 | 44000 | 2.6 | 47500 | 2
1HVAC | ACIQ Series | 216032307 | HMSR-A-CB-O | ACIQ-55Z-HH-M6C |  | Non-Ducted Indoor Units | 55000 | 44000 | 2.6 | 47000 | 2
1HVAC | ACIQ Series | 216032308 | HMSV-A-CB | ACIQ-55Z-HH-M6C |  | Ducted Indoor Units | 55000 | 45000 | 2.7 | 48000 | 2.1
1HVAC | ACIQ Series | 216032309 | HMSV-A-CB | ACIQ-55Z-HH-M6C |  | Mixed Ducted and Non-Ducted Indoor Units | 55000 | 44500 | 2.65 | 47500 | 2.05
1HVAC | ES Series | 216032314 | HMSV-A-CB | ES-27Z-M4C |  | Ducted Indoor Units | 26600 | 18400 | 2.5 | 18800 | 2
1HVAC | ES Series | 216032319 | HMSR-A-CB-O | ES-48Z-M6C |  | Non-Ducted Indoor Units | 48000 | 38000 | 2.5 | 36000 | 2
1HVAC | ES Series | 216032320 | HMSV-A-CB | ES-48Z-M6C |  | Ducted Indoor Units | 47000 | 37000 | 2.5 | 38000 | 2.1
1HVAC |  | 210857300 | HRCU-A-CB-O | ACIQ-48ZPL-HP230B | ACIQ-48CC-HH-MB | Mini-Splits | 53000 | 35000 | 2.59 | 48000 | 1.98
1HVAC | EZ Series | 214810546 | HRCU-A-CB | EZ-24-HP | EZ-24-AH |  | 24000 | 19200 | 2.5 | 24071 | 1.91
1HVAC | EZ Series | 214810548 | HRCU-A-CB | EZ-60-HP | EZ-60-AH |  | 59000 | 42000 | 2.6 | 54356 | 1.91
1HVAC |  | 214602071 | HRCU-A-CB | ACIQ-12-EHPB | ACIQ-12-AHB |  | 13000 | 12000 | 2.61 | 11000 | 2
1HVAC |  | 210857368 | HMSR-A-CB-O | ES-27Z-M3B |  | Non-Ducted Indoor Units | 28000 | 21000 | 2.5 | 20000 | 2.11
1HVAC | ACIQ series | 212394306 | HRCU-A-C | ACIQ-24-EHPB | ACIQ-24-ACL |  | 25600 | 22000 | 2.5 | 18500 | 2.2
1HVAC | ACIQ series | 213433226 | HRCU-A-CB | ACIQ-24-EHPB | ACIQ-24W-WM |  | 26000 | 19500 | 2.6 | 19400 | 2.33
1HVAC | ACIQ series | 213433234 | HRCU-A-CB | ACIQ-24-HPB | ACIQ-24W-P |  | 27400 | 19200 | 2.61 | 24000 | 1.91
1HVAC | ACIQ series | 213433233 | HRCU-A-CB | ACIQ-18-HPB | ACIQ-18W-P |  | 19000 | 13500 | 2.6 | 18000 | 2
1HVAC | ACIQ series | 213433229 | HRCU-A-CB | ACIQ-18-HPB | ACIQ-18W-WM |  | 19000 | 15800 | 2.82 | 18800 | 2.3
1HVAC | ACIQ series | 213433230 | HRCU-A-CB | ACIQ-24-HPB | ACIQ-24W-WM |  | 26000 | 20000 | 2.7 | 24000 | 2
1HVAC |  | 210857353 | HRCU-A-CB | ACIQ-60HPB | ACIQ-60AHB |  | 59000 | 42000 | 2.6 | 54356 | 1.91
1HVAC |  | 210857369 | HMSV-A-CB | ES-27Z-M3B |  | Ducted Indoor Units | 28000 | 22000 | 2.6 | 20000 | 2.14
1HVAC |  | 210857306 | HRCU-A-CB-O | ACIQ-60ZPL-HP230B | ACIQ-60FM-HH-MB | Mini-Splits | 60000 | 40000 | 2.58 | 56500 | 1.97
AC PRO | M5O Series | 216497946 | HMSV-A-CB | MHPC-H-027BMB |  | Mixed Ducted and Non-Ducted Indoor Units | 26800 | 18400 | 2.56 | 18900 | 2
AC PRO | MO Series | 216497944 | HMSR-A-CB-O | MHPC-H-027BMB |  | Non-Ducted Indoor Units | 27000 | 18400 | 2.61 | 19000 | 2
AC PRO | MHPC Series | 216497941 | HMSR-A-CB-O | MHPC-H-018BMB |  | Non-Ducted Indoor Units | 19000 | 13600 | 2.81 | 13500 | 2.3
AC PRO | MHPC Series | 216497943 | HMSV-A-CB | MHPC-H-018BMB |  | Mixed Ducted and Non-Ducted Indoor Units | 19000 | 14100 | 2.79 | 14000 | 2.31
AC PRO | MHPC Series | 216497942 | HMSV-A-CB | MHPC-H-018BMB |  | Ducted Indoor Units | 19000 | 14600 | 2.8 | 14600 | 2.3
AC PRO | 4HP18V SERIES | 206905462 | HRCU-A-CB | 4HP18V36P | BCE7E18M | Ducted Indoor Units | 24000 | 15400 | 2.87 | 14600 | 2.47
AC PRO | 4HP18V SERIES | 206905467 | HRCU-A-CB | 4HP18V36P | E*1P23A+H4TXV01 | Ducted Indoor Units | 24000 | 15300 | 2.64 | 14500 | 1.91
AC PRO | 4HP18V SERIES | 206905471 | HRCU-A-CB | 4HP18V36P | E*1P23A+H4TXV01 | Ducted Indoor Units | 24000 | 15400 | 2.65 | 14500 | 1.91
AC PRO | 4HP18V SERIES | 206905473 | HRCU-A-CB | 4HP18V36P | E*1P23A+H4TXV01 | Ducted Indoor Units | 24000 | 15200 | 2.65 | 14400 | 1.92
AC PRO | 4HP18V SERIES | 206905484 | HRCU-A-CB | 4HP18V36P | E*1P23B+H4TXV01 | Ducted Indoor Units | 24000 | 15100 | 2.62 | 14300 | 1.9
AC PRO | 4HP18V SERIES | 206905485 | HRCU-A-CB | 4HP18V36P | E*1P23B+H4TXV01 | Ducted Indoor Units | 24000 | 15100 | 2.67 | 14300 | 1.91
AC PRO | 4HP18V SERIES | 206905518 | HRCU-A-CB | 4HP18V36P | EA(C,U)1P24A+H4TXV01 | Ducted Indoor Units | 24000 | 16100 | 2.62 | 15400 | 1.93
AC PRO | 4HP18V SERIES | 206905538 | HRCU-A-CB | 4HP18V36P | EA(C,U)1P24B+H4TXV01 | Ducted Indoor Units | 24000 | 16000 | 2.65 | 15300 | 1.94
AC PRO | 4HP18V SERIES | 206905544 | HRCU-A-CB | 4HP18V36P | EA(C,U)1P30A+H4TXV01 | Ducted Indoor Units | 24000 | 15800 | 2.69 | 15100 | 1.97
AC PRO | 4HP18V SERIES | 206905546 | HRCU-A-CB | 4HP18V36P | EA(C,U)1P30B+H4TXV01 | Ducted Indoor Units | 24000 | 15600 | 2.71 | 14900 | 1.97
AC PRO | 4HP18V SERIES | 206905550 | HRCU-A-CB | 4HP18V36P | EA(C,U)1P30B+H4TXV01 | Ducted Indoor Units | 24000 | 15800 | 2.72 | 15000 | 1.97
AC PRO | 4HP18V SERIES | 206905555 | HRCU-A-CB | 4HP18V36P | EA(C,U)1P30B+H4TXV01 | Ducted Indoor Units | 24000 | 15900 | 2.68 | 15200 | 1.96
AC PRO | 4HP18V SERIES | 206905557 | HRCU-A-CB | 4HP18V36P | EA(C,U)1P30B+H4TXV01 | Ducted Indoor Units | 24000 | 15600 | 2.69 | 14900 | 1.97
AC PRO | 4HP18V SERIES | 206905558 | HRCU-A-CB | 4HP18V36P | EA(C,U)1P30B+H4TXV01 | Ducted Indoor Units | 24000 | 15500 | 2.72 | 14800 | 1.97
AC PRO | 4HP18V SERIES | 206905559 | HRCU-A-CB | 4HP18V36P | EA(C,U)1P30B+H4TXV01 | Ducted Indoor Units | 24000 | 15900 | 2.65 | 15100 | 1.93
AC PRO | 4HP18V SERIES | 206905617 | HRCU-A-CB | 4HP18V36P | EAC4X24B | Ducted Indoor Units | 24000 | 15900 | 2.65 | 15200 | 1.94
AC PRO | 4HP18V SERIES | 206905626 | HRCU-A-CB | 4HP18V36P | EAC4X24B | Ducted Indoor Units | 24000 | 16300 | 2.62 | 15600 | 1.94
AC PRO | 4HP18V SERIES | 206905628 | HRCU-A-CB | 4HP18V36P | EAC4X24B | Ducted Indoor Units | 24000 | 15900 | 2.63 | 15200 | 1.94
AC PRO | 4HP18V SERIES | 206905635 | HRCU-A-CB | 4HP18V36P | EAC4X30A | Ducted Indoor Units | 24000 | 15800 | 2.69 | 15100 | 1.97
AC PRO | 4HP18V SERIES | 206905703 | HRCU-A-CB | 4HP18V36P | EAH1P30A+H4TXV01 | Ducted Indoor Units | 24000 | 15700 | 2.84 | 15000 | 2.04
AC PRO | 4HP18V SERIES | 206905705 | HRCU-A-CB | 4HP18V36P | EAH1P30A+H4TXV01 | Ducted Indoor Units | 23800 | 15400 | 2.87 | 14700 | 2.04
AC PRO | 4HP18V SERIES | 206905708 | HRCU-A-CB | 4HP18V36P | EAH1P30A+H4TXV01 | Ducted Indoor Units | 24000 | 15600 | 2.88 | 14900 | 2.04
AC PRO | 4HP18V SERIES | 206905712 | HRCU-A-CB | 4HP18V36P | EAH1P30B+H4TXV01 | Ducted Indoor Units | 24000 | 15900 | 2.81 | 15200 | 2.02
AC PRO | 4HP18V SERIES | 206905722 | HRCU-A-CB | 4HP18V36P | EAH1P30B+H4TXV01 | Ducted Indoor Units | 24000 | 15700 | 2.72 | 15100 | 1.98
AC PRO | 4HP18V SERIES | 206905723 | HRCU-A-CB | 4HP18V36P | EAH1P30B+H4TXV01 | Ducted Indoor Units | 24000 | 15600 | 2.82 | 14900 | 2.03
AC PRO | 4HP18V SERIES | 206905460 | HRCU-A-CB | 4HP18V36P | BCE5V30M | Ducted Indoor Units | 24000 | 15900 | 2.71 | 15200 | 2.37
AC PRO | 4HP18V SERIES | 206905461 | HRCU-A-CB | 4HP18V36P | BCE5V42M | Ducted Indoor Units | 35000 | 22200 | 2.53 | 18200 | 2.18
AC PRO | 4HP18V SERIES | 206905474 | HRCU-A-CB | 4HP18V36P | E*1P23B+H4TXV01 | Ducted Indoor Units | 24000 | 15000 | 2.65 | 14200 | 1.9
AC PRO | 4HP18V SERIES | 206905533 | HRCU-A-CB | 4HP18V36P | EA(C,U)1P24B+H4TXV01 | Ducted Indoor Units | 24000 | 16300 | 2.61 | 15600 | 1.94
AC PRO | 4HP18V SERIES | 206905534 | HRCU-A-CB | 4HP18V36P | EA(C,U)1P24B+H4TXV01 | Ducted Indoor Units | 24000 | 16300 | 2.62 | 15600 | 1.94
AC PRO | 4HP18V SERIES | 206905535 | HRCU-A-CB | 4HP18V36P | EA(C,U)1P24B+H4TXV01 | Ducted Indoor Units | 24000 | 16000 | 2.62 | 15300 | 1.92
AC PRO | 4HP18V SERIES | 206905539 | HRCU-A-CB | 4HP18V36P | EA(C,U)1P30A+H4TXV01 | Ducted Indoor Units | 24000 | 15800 | 2.71 | 15000 | 1.96
AC PRO | 4HP18V SERIES | 206905543 | HRCU-A-CB | 4HP18V36P | EA(C,U)1P30A+H4TXV01 | Ducted Indoor Units | 24000 | 15800 | 2.69 | 15100 | 1.97
AC PRO | 4HP18V SERIES | 206905556 | HRCU-A-CB | 4HP18V36P | EA(C,U)1P30B+H4TXV01 | Ducted Indoor Units | 24000 | 15900 | 2.68 | 15200 | 1.96
AC PRO | 4HP18V SERIES | 206905625 | HRCU-A-CB | 4HP18V36P | EAC4X24B | Ducted Indoor Units | 24000 | 16300 | 2.61 | 15600 | 1.94
AC PRO | 4HP18V SERIES | 206905636 | HRCU-A-CB | 4HP18V36P | EAC4X30A | Ducted Indoor Units | 24000 | 15800 | 2.69 | 15100 | 1.97
AC PRO | 4HP18V SERIES | 206905649 | HRCU-A-CB | 4HP18V36P | EAC4X30B | Ducted Indoor Units | 24000 | 15600 | 2.69 | 14900 | 1.97
AC PRO | 4HP18V SERIES | 206905707 | HRCU-A-CB | 4HP18V36P | EAH1P30A+H4TXV01 | Ducted Indoor Units | 24000 | 15800 | 2.86 | 15100 | 2.04
AC PRO | 4HP18V SERIES | 206905709 | HRCU-A-CB | 4HP18V36P | EAH1P30B+H4TXV01 | Ducted Indoor Units | 24000 | 15500 | 2.84 | 14900 | 2.04
AC PRO | 4HP18V SERIES | 206905710 | HRCU-A-CB | 4HP18V36P | EAH1P30B+H4TXV01 | Ducted Indoor Units | 24000 | 15800 | 2.72 | 15100 | 1.98
AC PRO | 4HP18V SERIES | 206905719 | HRCU-A-CB | 4HP18V36P | EAH1P30B+H4TXV01 | Ducted Indoor Units | 24000 | 15900 | 2.77 | 15300 | 2.02
AC PRO | 4HP18V SERIES | 206905721 | HRCU-A-CB | 4HP18V36P | EAH1P30B+H4TXV01 | Ducted Indoor Units | 24000 | 15500 | 2.84 | 14900 | 2.04
AC PRO | 4HP18V SERIES | 206905458 | HRCU-A-CB | 4HP18V36P | BCE5V18M | Ducted Indoor Units | 24000 | 15900 | 2.82 | 15200 | 2.46
AC PRO | 4HP18V SERIES | 206905627 | HRCU-A-CB | 4HP18V36P | EAC4X24B | Ducted Indoor Units | 24000 | 16000 | 2.62 | 15300 | 1.92
AC PRO | 4HP18V SERIES | 206905713 | HRCU-A-CB | 4HP18V36P | EAH1P30B+H4TXV01 | Ducted Indoor Units | 24000 | 15800 | 2.84 | 15100 | 2.04
AC PRO | 4HP18V SERIES | 206905445 | HRCU-A-CB | 4HP18V36P | BCE5V36M | Ducted Indoor Units | 34800 | 22000 | 2.5 | 18100 | 2.17
AC PRO | 4HP18V SERIES | 206905448 | HRCU-A-CB | 4HP18V36P | BCE5C18M*1P+H4TXV01 | Ducted Indoor Units | 24000 | 15400 | 2.69 | 14700 | 2.34
AC PRO | 4HP18V SERIES | 206905455 | HRCU-A-CB | 4HP18V36P | BCE5E30M | Ducted Indoor Units | 24000 | 15900 | 2.74 | 15300 | 2.41
AC PRO | 4HP18V SERIES | 206905459 | HRCU-A-CB | 4HP18V36P | BCE5V24M | Ducted Indoor Units | 24000 | 16100 | 2.52 | 15400 | 2.23
AC PRO | 4HP18V SERIES | 206905469 | HRCU-A-CB | 4HP18V36P | E*1P23A+H4TXV01 | Ducted Indoor Units | 24000 | 15300 | 2.64 | 14500 | 1.91
AC PRO | 4HP18V SERIES | 206905475 | HRCU-A-CB | 4HP18V36P | E*1P23B+H4TXV01 | Ducted Indoor Units | 24000 | 15300 | 2.64 | 14500 | 1.91
AC PRO | 4HP18V SERIES | 206905477 | HRCU-A-CB | 4HP18V36P | E*1P23B+H4TXV01 | Ducted Indoor Units | 24000 | 15400 | 2.64 | 14600 | 1.91
AC PRO | 4HP18V SERIES | 206905478 | HRCU-A-CB | 4HP18V36P | E*1P23B+H4TXV01 | Ducted Indoor Units | 24000 | 15300 | 2.65 | 14500 | 1.91
AC PRO | 4HP18V SERIES | 206905482 | HRCU-A-CB | 4HP18V36P | E*1P23B+H4TXV01 | Ducted Indoor Units | 24000 | 15400 | 2.62 | 14600 | 1.9
AC PRO | 4HP18V SERIES | 206905483 | HRCU-A-CB | 4HP18V36P | E*1P23B+H4TXV01 | Ducted Indoor Units | 24000 | 15400 | 2.62 | 14600 | 1.9
AC PRO | 4HP18V SERIES | 206905487 | HRCU-A-CB | 4HP18V36P | E*1P23B+H4TXV01 | Ducted Indoor Units | 24000 | 15200 | 2.67 | 14400 | 1.92
AC PRO | 4HP18V SERIES | 206905520 | HRCU-A-CB | 4HP18V36P | EA(C,U)1P24A+H4TXV01 | Ducted Indoor Units | 24000 | 16100 | 2.62 | 15400 | 1.93
AC PRO | 4HP18V SERIES | 206905540 | HRCU-A-CB | 4HP18V36P | EA(C,U)1P30A+H4TXV01 | Ducted Indoor Units | 24000 | 15700 | 2.64 | 15000 | 1.94
AC PRO | 4HP18V SERIES | 206905541 | HRCU-A-CB | 4HP18V36P | EA(C,U)1P30A+H4TXV01 | Ducted Indoor Units | 24000 | 15800 | 2.71 | 15000 | 1.96
AC PRO | 4HP18V SERIES | 206905547 | HRCU-A-CB | 4HP18V36P | EA(C,U)1P30B+H4TXV01 | Ducted Indoor Units | 24000 | 15800 | 2.69 | 15100 | 1.97
AC PRO | 4HP18V SERIES | 206905549 | HRCU-A-CB | 4HP18V36P | EA(C,U)1P30B+H4TXV01 | Ducted Indoor Units | 24000 | 15900 | 2.69 | 15100 | 1.96
AC PRO | 4HP18V SERIES | 206905610 | HRCU-A-CB | 4HP18V36P | EAC4X24A | Ducted Indoor Units | 24000 | 16100 | 2.62 | 15400 | 1.93
AC PRO | 4HP18V SERIES | 206905612 | HRCU-A-CB | 4HP18V36P | EAC4X24A | Ducted Indoor Units | 24000 | 16100 | 2.62 | 15400 | 1.93
AC PRO | 4HP18V SERIES | 206905616 | HRCU-A-CB | 4HP18V36P | EAC4X24A | Ducted Indoor Units | 24000 | 16000 | 2.63 | 15300 | 1.93
AC PRO | 4HP18V SERIES | 206905631 | HRCU-A-CB | 4HP18V36P | EAC4X30A | Ducted Indoor Units | 24000 | 15800 | 2.71 | 15000 | 1.96
AC PRO | 4HP18V SERIES | 206905633 | HRCU-A-CB | 4HP18V36P | EAC4X30A | Ducted Indoor Units | 24000 | 15800 | 2.71 | 15000 | 1.96
AC PRO | 4HP18V SERIES | 206905634 | HRCU-A-CB | 4HP18V36P | EAC4X30A | Ducted Indoor Units | 24000 | 15800 | 2.63 | 15000 | 1.92
AC PRO | 4HP18V SERIES | 206905637 | HRCU-A-CB | 4HP18V36P | EAC4X30A | Ducted Indoor Units | 24000 | 15600 | 2.72 | 14900 | 1.98
AC PRO | 4HP18V SERIES | 206905638 | HRCU-A-CB | 4HP18V36P | EAC4X30B | Ducted Indoor Units | 24000 | 15600 | 2.71 | 14900 | 1.97
AC PRO | 4HP18V SERIES | 206905639 | HRCU-A-CB | 4HP18V36P | EAC4X30B | Ducted Indoor Units | 24000 | 15800 | 2.69 | 15100 | 1.97
AC PRO | 4HP18V SERIES | 206905641 | HRCU-A-CB | 4HP18V36P | EAC4X30B | Ducted Indoor Units | 24000 | 15900 | 2.69 | 15100 | 1.96
AC PRO | 4HP18V SERIES | 206905642 | HRCU-A-CB | 4HP18V36P | EAC4X30B | Ducted Indoor Units | 24000 | 15800 | 2.72 | 15000 | 1.97
AC PRO | 4HP18V SERIES | 206905644 | HRCU-A-CB | 4HP18V36P | EAC4X30B | Ducted Indoor Units | 24000 | 15800 | 2.69 | 15100 | 1.97
AC PRO | 4HP18V SERIES | 206905718 | HRCU-A-CB | 4HP18V36P | EAH1P30B+H4TXV01 | Ducted Indoor Units | 24000 | 15900 | 2.77 | 15300 | 2.03
AC PRO | 4HP18V SERIES | 206905449 | HRCU-A-CB | 4HP18V36P | BCE5C18M*4X | Ducted Indoor Units | 24000 | 15400 | 2.69 | 14700 | 2.34
AC PRO | 4HP18V SERIES | 206905464 | HRCU-A-CB | 4HP18V36P | BCE7E30M | Ducted Indoor Units | 24000 | 16200 | 3.06 | 15500 | 2.66
AC PRO | 4HP18V SERIES | 206905524 | HRCU-A-CB | 4HP18V36P | EA(C,U)1P24A+H4TXV01 | Ducted Indoor Units | 24000 | 16000 | 2.63 | 15300 | 1.93
AC PRO | 4HP18V SERIES | 206905528 | HRCU-A-CB | 4HP18V36P | EA(C,U)1P24B+H4TXV01 | Ducted Indoor Units | 24000 | 16200 | 2.58 | 15500 | 1.91
AC PRO | 4HP18V SERIES | 206905529 | HRCU-A-CB | 4HP18V36P | EA(C,U)1P24B+H4TXV01 | Ducted Indoor Units | 24000 | 16200 | 2.65 | 15500 | 1.94
AC PRO | 4HP18V SERIES | 206905536 | HRCU-A-CB | 4HP18V36P | EA(C,U)1P24B+H4TXV01 | Ducted Indoor Units | 24000 | 15900 | 2.63 | 15200 | 1.94
AC PRO | 4HP18V SERIES | 206905542 | HRCU-A-CB | 4HP18V36P | EA(C,U)1P30A+H4TXV01 | Ducted Indoor Units | 24000 | 15800 | 2.63 | 15000 | 1.92
AC PRO | 4HP18V SERIES | 206905545 | HRCU-A-CB | 4HP18V36P | EA(C,U)1P30A+H4TXV01 | Ducted Indoor Units | 24000 | 15600 | 2.72 | 14900 | 1.98
AC PRO | 4HP18V SERIES | 206905554 | HRCU-A-CB | 4HP18V36P | EA(C,U)1P30B+H4TXV01 | Ducted Indoor Units | 24000 | 15800 | 2.63 | 15000 | 1.92
AC PRO | 4HP18V SERIES | 206905619 | HRCU-A-CB | 4HP18V36P | EAC4X24B | Ducted Indoor Units | 24000 | 15700 | 2.6 | 15000 | 1.9
AC PRO | 4HP18V SERIES | 206905620 | HRCU-A-CB | 4HP18V36P | EAC4X24B | Ducted Indoor Units | 24000 | 16200 | 2.58 | 15500 | 1.91
AC PRO | 4HP18V SERIES | 206905621 | HRCU-A-CB | 4HP18V36P | EAC4X24B | Ducted Indoor Units | 24000 | 16200 | 2.65 | 15500 | 1.94
AC PRO | 4HP18V SERIES | 206905632 | HRCU-A-CB | 4HP18V36P | EAC4X30A | Ducted Indoor Units | 24000 | 15700 | 2.64 | 15000 | 1.94
AC PRO | 4HP18V SERIES | 206905640 | HRCU-A-CB | 4HP18V36P | EAC4X30B | Ducted Indoor Units | 24000 | 15800 | 2.62 | 15000 | 1.91
AC PRO | 4HP18V SERIES | 206905648 | HRCU-A-CB | 4HP18V36P | EAC4X30B | Ducted Indoor Units | 24000 | 15900 | 2.68 | 15200 | 1.96
AC PRO | 4HP18V SERIES | 206905650 | HRCU-A-CB | 4HP18V36P | EAC4X30B | Ducted Indoor Units | 24000 | 15500 | 2.72 | 14800 | 1.97
AC PRO | 4HP18V SERIES | 206905651 | HRCU-A-CB | 4HP18V36P | EAC4X30B | Ducted Indoor Units | 24000 | 15900 | 2.65 | 15100 | 1.93
AC PRO | 4HP18V SERIES | 206905702 | HRCU-A-CB | 4HP18V36P | EAH1P30A+H4TXV01 | Ducted Indoor Units | 24000 | 15700 | 2.84 | 15000 | 2.04
AC PRO | 4HP18V SERIES | 206905704 | HRCU-A-CB | 4HP18V36P | EAH1P30A+H4TXV01 | Ducted Indoor Units | 24000 | 15700 | 2.84 | 15000 | 2.04
AC PRO | 4HP18V SERIES | 206905706 | HRCU-A-CB | 4HP18V36P | EAH1P30A+H4TXV01 | Ducted Indoor Units | 24000 | 15800 | 2.86 | 15100 | 2.04
AC PRO | 4HP18V SERIES | 206905711 | HRCU-A-CB | 4HP18V36P | EAH1P30B+H4TXV01 | Ducted Indoor Units | 24000 | 15800 | 2.71 | 15200 | 1.99
AC PRO | 4HP18V SERIES | 206905720 | HRCU-A-CB | 4HP18V36P | EAH1P30B+H4TXV01 | Ducted Indoor Units | 24000 | 15600 | 2.8 | 15000 | 2.03
AC PRO | 4HP18V SERIES | 206905463 | HRCU-A-CB | 4HP18V36P | BCE7E24M | Ducted Indoor Units | 24000 | 15800 | 2.91 | 15200 | 2.55
AC PRO | MHPC Series | 216497932 | HRCU-A-CB | MHPC-H-012BSB | MDUC-H-012BBB | Mini-Splits | 12000 | 9100 | 2.78 | 8900 | 2.44
AC PRO | MHPC Series | 216497931 | HRCU-A-CB | MHPC-H-009BSB | MDUC-H-009BBB | Mini-Splits | 10000 | 9300 | 2.9 | 8300 | 2.32
AC PRO | MHPC Series | 216497925 | HRCU-A-CB-O | MHPC-H-024BSB | M4CS-H-024BBB | Mini-Splits | 25000 | 20400 | 2.73 | 18500 | 2.3
AC PRO | MHPC Series | 216497912 | HRCU-A-CB-O | MHPC-J-024BSB | MWAL-J-024BSB | Mini-Splits | 24000 | 16900 | 2.53 | 17000 | 2.14
AC PRO | MHPC Series | 216497915 | HRCU-A-CB-O | MHPC-H-012ASB | MWAL-H-012ASB | Mini-Splits | 12000 | 8700 | 2.68 | 7700 | 2.33
AC PRO | MHPC Series | 216497916 | HRCU-A-CB-O | MHPC-H-009BSB | MWAL-H-009BBB | Mini-Splits | 10000 | 8100 | 2.83 | 8000 | 2.37
AC PRO | MHPC Series | 216497918 | HRCU-A-CB-O | MHPC-H-018BSB | MWAL-H-018BBB | Mini-Splits | 18000 | 13600 | 2.73 | 12800 | 2.1
AC PRO | MHPC Series | 216497917 | HRCU-A-CB-O | MHPC-H-012BSB | MWAL-H-012BBB | Mini-Splits | 12000 | 9300 | 2.84 | 8400 | 2.3
AC PRO | MHPC Series | 216497919 | HRCU-A-CB-O | MHPC-H-024BSB | MWAL-H-024BBB | Mini-Splits | 25000 | 18800 | 2.65 | 19600 | 2.54
AC PRO | MHPC Series | 216497920 | HRCU-A-CB-O | MHPC-H-030BSB | MWAL-H-030BBB | Mini-Splits | 30000 | 20400 | 2.52 | 20000 | 2.03
AC PRO | MHPC Series | 216497922 | HRCU-A-CB-O | MHPC-H-009BSB | M4CS-H-009BBB | Mini-Splits | 10000 | 8500 | 2.8 | 8300 | 2.17
AC PRO | MHPC Series | 216497923 | HRCU-A-CB-O | MHPC-H-012BSB | M4CS-H-012BBB | Mini-Splits | 12000 | 8500 | 2.8 | 8400 | 2.39
AC PRO | MHPC Series | 216497924 | HRCU-A-CB-O | MHPC-H-018BSB | M4CS-H-018BBB | Mini-Splits | 18000 | 13900 | 2.66 | 12800 | 2.19
AC PRO | MHPC Series | 216497926 | HRCU-A-CB-O | MHPC-H-036BSB | M4CS-H-036BSB | Mini-Splits | 38000 | 26800 | 2.68 | 26600 | 2.2
AC PRO | MHPC Series | 216497928 | HRCU-A-CB-O | MHPC-H-009BSB | M1CS-H-009BBB | Mini-Splits | 11000 | 7900 | 2.69 | 8000 | 2.17
AC PRO | MHPC Series | 216497929 | HRCU-A-CB-O | MHPC-H-012BSB | M1CS-H-012BBB | Mini-Splits | 12000 | 8600 | 2.77 | 8600 | 2.47
AC PRO | MHPC Series | 216497930 | HRCU-A-CB-O | MHPC-H-018BSB | M1CS-H-018BBB | Mini-Splits | 18000 | 14000 | 2.77 | 13100 | 2.25
AC PRO | MHPC Series | 216497933 | HRCU-A-CB | MHPC-H-018BSB | MDUC-H-018BBB | Mini-Splits | 20000 | 14900 | 2.89 | 14200 | 2.41
AC PRO | MHPC Series | 216497934 | HRCU-A-CB | MHPC-H-024BSB | MDUC-H-024BBB | Mini-Splits | 25000 | 21200 | 2.6 | 19000 | 2.3
AC PRO | MHPC Series | 216497938 | HRCU-A-CB-O | MHPC-H-009BSB | MCON-H-009BBB | Mini-Splits | 9000 | 9000 | 2.9 | 8600 | 2.27
AC PRO | MHPC Series | 216497939 | HRCU-A-CB-O | MHPC-H-012BSB | MCON-O-012BBB | Mini-Splits | 12000 | 9000 | 2.87 | 8900 | 2.51
AC PRO | MHPC Series | 216497940 | HRCU-A-CB-O | MHPC-H-018BSB | MCON-H-016BBB | Mini-Splits | 17000 | 14100 | 2.75 | 13100 | 2.16
AC PRO | MHPC Series | 216497945 | HMSV-A-CB | MHPC-H-027BMB |  | Ducted Indoor Units | 26600 | 18400 | 2.5 | 18800 | 2
AC PRO | MHPC Series | 216497950 | HMSR-A-CB-O | MHPC-H-048BMB |  | Non-Ducted Indoor Units | 48000 | 38000 | 2.5 | 36000 | 2
AC PRO | MHPC Series | 216497951 | HMSV-A-CB | MHPC-H-048BMB |  | Ducted Indoor Units | 47000 | 37000 | 2.5 | 38000 | 2.1
AC PRO | MHPC Series | 216497952 | HMSV-A-CB | MHPC-H-048BMB |  | Mixed Ducted and Non-Ducted Indoor Units | 47500 | 37400 | 2.5 | 37000 | 2.05
AC PRO | SPHP Series | 216497959 | HRCU-A-CB | SPHP-Y-V036BB | AIRH-Y-V03612CB |  | 36000 | 25600 | 2.6 | 27000 | 2
AC PRO | SPHP Series | 216497962 | HRCU-A-CB | SPHP-Z-V018BB | AIRH-Z-V018V06C |  | 18000 | 14700 | 2.66 | 18600 | 2.12
AC PRO | SPHP Series | 216497964 | HRCU-A-CB | SPHP-Z-V030BB | AIRH-Z-V030V10C |  | 33000 | 24000 | 2.69 | 33200 | 1.97
AC PRO | SPHP Series | 216497963 | HRCU-A-CB | SPHP-Z-V024BB | AIRH-Z-V024V08C |  | 24000 | 19000 | 2.64 | 20600 | 2.14
AC PRO | SPHP Series | 216497967 | HRCU-A-CB | SPHP-Z-V060BB | AIRH-Z-V060V18C |  | 55000 | 35000 | 2.5 | 54000 | 1.9
AC PRO | SPHP Series | 216497966 | HRCU-A-CB | SPHP-Z-V048BB | AIRH-Z-V048V16C |  | 48000 | 34000 | 2.56 | 48000 | 2
AC PRO | SPHP Series | 216497965 | HRCU-A-CB | SPHP-Z-V036BB | AIRH-Z-V036V12C |  | 36000 | 24600 | 2.68 | 32600 | 2.06
AC PRO | MHPC Series | 216497968 | HRCU-A-CB | MHPC-H-018BSB | MMUL-H-018BMB |  | 18000 | 13200 | 2.6 | 13000 | 2.3
AC PRO.COM |  | 207827154 | HRCU-A-CB | AOX330-09HFN1-MY5W | ATIU-09HWFN1-M | Mini-Splits | 10000 | 7700 | 2.59 | 8000 | 2.09
AC PRO.COM |  | 207827152 | HRCU-A-CB-O | AOX330-12HFN1-MW5W | ACCA3U-12HRFN1-M | Mini-Splits | 12000 | 9900 | 2.55 | 11500 | 1.9
AC PRO.COM |  | 207827145 | HRCU-A-CB-O | AOX230-09HFN1-MW5W | ASEPB-09HRFN1-MY5W(GA) | Mini-Splits | 10000 | 8500 | 2.8 | 8581 | 2.19
AC PRO.COM |  | 211001948 | HRCU-A-CB-O | AOX230-09HFN1-MW5W | ACBU-09HRFN1-MW0W | Mini-Splits | 11000 | 8000 | 2.66 | 8500 | 2.37
AC PRO.COM |  | 209748109 | HRCU-A-CB | AOX430-24HFN1-MR0 | AVC-24HWFN1-M |  | 26000 | 21000 | 2.8 | 19400 | 2.1
AC PRO.COM |  | 209748106 | HRCU-A-CB-O | AOX230-12HFN1-MV5W | AFAU-12HRFN1-M(C) | Mini-Splits | 12000 | 9000 | 2.69 | 8400 | 2.26
AC PRO.COM |  | 209748104 | HRCU-A-CB | AOX230-12HFN1-MV5W | ATIU-12HWFN1-M | Mini-Splits | 12000 | 9300 | 2.78 | 8400 | 2.26
AC PRO.COM |  | 209748103 | HRCU-A-CB | AOX230-09HFN1-MW5W | ATIU-09HWFN1-M | Mini-Splits | 10000 | 7700 | 2.59 | 8000 | 2.09
AC PRO.COM | A series | 207827134 | HMSV-A-CB | A2OA-18HFN1-M |  | Mixed Ducted and Non-Ducted Indoor Units | 19000 | 14500 | 2.5 | 14000 | 2.17
AC PRO.COM | A series | 207827127 | HMSV-A-CB | A3OJ-27HFN1-M |  | Mixed Ducted and Non-Ducted Indoor Units | 28000 | 21400 | 2.55 | 20000 | 2.13
AC PRO.COM |  | 209748102 | HRCU-A-CB-O | AOD32-24HFN1-MT0W | ACD1-24HRFN1-MT0W | Mini-Splits | 25000 | 19000 | 2.6 | 18900 | 1.96
AC PRO.COM |  | 207827157 | HRCU-A-CB | AOD32-24HFN1-MT0W | ATIU-24HWFN1-M | Mini-Splits | 25000 | 20000 | 2.61 | 20000 | 2.3
AC PRO.COM |  | 207827155 | HRCU-A-CB | AOX330-12HFN1-MW5W | ATIU-12HWFN1-M | Mini-Splits | 12500 | 10600 | 2.51 | 12100 | 1.96
AC PRO.COM |  | 209748101 | HRCU-A-CB-O | AOX430-18HFN1-MT8W | ACCA3U-18HRFN1-M(C) | Mini-Splits | 19000 | 12000 | 2.51 | 12700 | 2.16
AC PRO.COM |  | 207827153 | HRCU-A-CB-O | AOX430-17HFN1-MT0W | ACCA3U-18HRFN1-M | Mini-Splits | 19000 | 12000 | 2.51 | 12700 | 2.16
AC PRO.COM |  | 207827135 | HMSR-A-CB-O | A3OJ-27HFN1-M |  | Non-Ducted Indoor Units | 28000 | 21000 | 2.5 | 20000 | 2.11
AC PRO.COM |  | 214010093 | HRCU-A-C | AOX430-24HFN1-MR0 | AAC-24HWDN1-MN0 |  | 25600 | 22000 | 2.5 | 18500 | 2.2
AC PRO.COM | AVBL series | 213386503 | HRCU-A-CB | AOD30-24HFN1-MW | AVBL-24HWFN1-MI3 |  | 27400 | 19200 | 2.61 | 24000 | 1.91
AC PRO.COM | AVBL series | 213386502 | HRCU-A-CB | AOX430U-18HFN1-M | AVBL-18HWFN1-MH3 |  | 19000 | 13500 | 2.6 | 18000 | 2
AC PRO.COM |  | 205921395 | HRCU-A-CB-O | AOBA30-09HFN1-MT0W | AS11M-09HRFN1-MXOW(A) | Mini-Splits | 9800 | 5800 | 2.74 | 7989 | 2
AC PRO.COM |  | 205355555 | HRCU-A-CB | AOCA31-18HFN1-MT0W | ATIU-18HWFN1-M | Mini-Splits | 18000 | 12000 | 2.61 | 10300 | 1.95
AC PRO.COM |  | 205921397 | HRCU-A-CB-O | AOCA31-18HFN1-MT0W | AS11M-18HRFN1-MTOW | Mini-Splits | 18000 | 11400 | 2.72 | 11178 | 2.02
AC PRO.COM |  | 205355556 | HRCU-A-CB | AOD31-24HFN1-MT0W | ATIU-24HWFN1-M | Mini-Splits | 24400 | 16000 | 2.69 | 18500 | 2.04
AC PRO.COM |  | 205355567 | HRCU-A-CB-O | AOD31-24HFN1-MT0W | AUEU-24HRFN1-M(C) | Mini-Splits | 24000 | 15000 | 2.85 | 17817 | 1.9
AC PRO.COM |  | 209748100 | HRCU-A-CB-O | AOX230-12HFN1-MV5W | ACCA3U-12HRFN1-M(C) | Mini-Splits | 12000 | 8900 | 2.75 | 8000 | 2.28
AC PRO.COM |  | 211001952 | HRCU-A-CB | AOD32-24HFN1-MT0W | AVC-23HWFN1-M |  | 25000 | 17000 | 2.98 | 18000 | 1.9
AC PRO.COM |  | 211001951 | HRCU-A-CB | AOX430-18HFN1-MT8W | AVC-18HWFN1-MW(GA) |  | 19000 | 13200 | 2.67 | 12800 | 2.32
AC PRO.COM |  | 211001950 | HRCU-A-CB-O | AOX430-18HFN1-MT8W | ACBU-18HRFN1-MU2W | Mini-Splits | 19000 | 12200 | 2.79 | 13100 | 2.3
AC PRO.COM |  | 207827126 | HMSV-A-CB | A3OJ-27HFN1-M |  | Ducted Indoor Units | 28000 | 22000 | 2.6 | 20000 | 2.14
AC PRO.COM |  | 209748107 | HRCU-A-CB-O | AOX430-18HFN1-MT8W | AUEU-18HRFN1-M(C) | Mini-Splits | 20000 | 12800 | 2.52 | 13000 | 2.08
AC PRO.COM |  | 209748105 | HRCU-A-CB | AOX430-18HFN1-MT8W | ATIU-18HWFN1-M | Mini-Splits | 20000 | 12600 | 2.66 | 13000 | 2.4
AC PRO.COM |  | 207827139 | HRCU-A-CB-O | AOX230-09HFN1-MT0W | ASABA-09HRFN1-MU5W | Mini-Splits | 10000 | 6900 | 2.53 | 6400 | 1.95
AC PRO.COM |  | 207827146 | HRCU-A-CB-O | AOX230-12HFN1-MV5W | ASEPB-12HRFN1-MW5W(GA) | Mini-Splits | 12000 | 9000 | 2.69 | 8981 | 2.19
ACD | UHD-38 | 202409832 | HRCU-A-CB-O | UHD09KCH38SB-O | UHD09KCH38SB-I | Mini-Splits | 9000 | 8000 | 3.13 | 12976 | 2.09
ACD |  | 201863351 | HRCU-A-CB-O | OCD12KCH22S-O | OCD12KCH22S-I | Mini-Splits | 13000 | 7700 | 2.59 | 9110 | 1.98
ACD | FLEXX | 207497901 | HRCU-A-CB | FXD-ACD36 | AH224 |  | 24000 | 16000 | 2.65 | 24000 | 2.1
ACD | UHD-38 | 202132789 | HRCU-A-CB-O | UHD24KCH22S-O | UHD24KCH22S-I | Mini-Splits | 24000 | 15500 | 2.86 | 26443 | 2.15
ACD | UHD-38 | 211749866 | HRCU-A-CB-O | UHD12KCH31S-O | UHD12KCH31SB-I | Mini-Splits | 12200 | 8100 | 2.86 | 12000 | 1.91
ACD | UHD-38 | 211749865 | HRCU-A-CB-O | UHD09KCH38SB-O | UHD09KCH38SC-I | Mini-Splits | 9000 | 8000 | 2.89 | 13000 | 1.91
ACD | UHD-38 | 211749868 | HRCU-A-CB-O | UHD24KCH22S-O | UHD24KCH22SB-I | Mini-Splits | 24000 | 15500 | 2.86 | 24000 | 1.9
ACD | Free Match | 210534127 | HMSR-A-CB-O | MPD18KCH21SB-O |  | Non-Ducted Indoor Units | 18000 | 14700 | 2.63 | 13600 | 2.23
ACD | UHD-38 | 202110484 | HRCU-A-CB-O | UHD12KCH31S-O | UHD12KCH31S-I | Mini-Splits | 12200 | 8100 | 2.86 | 12000 | 1.91
ACD | Pular | 210534143 | HRCU-A-CB-O | PUD12KCH24S-O | PUD12KCH24S-I | Mini-Splits | 12000 | 7000 | 2.81 | 9000 | 1.9
ACD | Pular | 211619266 | HRCU-A-CB-O | PUD18KCH23S-O | PUD18KCH23S-I | Mini-Splits | 18000 | 10800 | 2.64 | 13500 | 1.9
ACD | Pular | 214229583 | HRCU-A-CB-O | PUD18KCH23S-O* | PUD18KCH23S-I* | Mini-Splits | 18000 | 10800 | 2.64 | 13500 | 1.9
ACD | OCD-23 | 201863350 | HRCU-A-CB-O | OCD09KCH23S-O | OCD09KCH23S-I | Mini-Splits | 11000 | 7300 | 2.85 | 12976 | 2.09
ACIQ | MOM Series | 216032381 | HMSV-A-CB | ES-27Z-M4C |  | Mixed Ducted and Non-Ducted Indoor Units | 26800 | 18400 | 2.56 | 18900 | 2
ACIQ |  | 216032379 | HMSR-A-CB-O | ES-27Z-M4C |  | Non-Ducted Indoor Units | 27000 | 18400 | 2.61 | 19000 | 2
ACIQ | ES Series | 216032376 | HMSR-A-CB-O | ES-18Z-M3C |  | Non-Ducted Indoor Units | 19000 | 13600 | 2.81 | 13500 | 2.3
ACIQ | ES Series | 216032378 | HMSV-A-CB | ES-18Z-M3C |  | Mixed Ducted and Non-Ducted Indoor Units | 19000 | 14100 | 2.79 | 14000 | 2.31
ACIQ | ES Series | 216032377 | HMSV-A-CB | ES-18Z-M3C |  | Ducted Indoor Units | 19000 | 14600 | 2.8 | 14600 | 2.3
ACIQ |  | 210857331 | HRCU-A-CB-O | ACIQ-12ZPL-HP230B | ACIQ-12FM-HH-MC | Mini-Splits | 12000 | 10200 | 2.72 | 12300 | 2.1
ACIQ |  | 210857381 | HMSV-A-CB | ACIQ-55Z-HH-M5B |  | Ducted Indoor Units | 55000 | 35200 | 2.5 | 47000 | 1.94
ACIQ |  | 210857327 | HRCU-A-CB-O | ACIQ-06ZPL-HP230B | SCC-0609-HH-M |  | 7100 | 5700 | 2.61 | 8500 | 2.03
ACIQ |  | 208106635 | HRCU-A-CB | ACIQ-24-HPB | ACIQ-24-AHB |  | 24000 | 19200 | 2.5 | 24071 | 1.91
ACIQ |  | 210857357 | HRCU-A-CB | ACIQ-18ZPL-HP230B | ACIQ-18AHB-HH-M |  | 19000 | 15400 | 2.7 | 18295 | 2
ACIQ |  | 207825536 | HRCU-A-CB-O | ACIQ-12ZPL-HP230B | ACIQ-12CC-HH-MB | Mini-Splits | 12000 | 9900 | 2.55 | 11500 | 1.9
ACIQ |  | 210857314 | HRCU-A-CB-O | ACIQ-06ZPL-HP230B | ACIQ-06W-HH-MC | Mini-Splits | 7000 | 8500 | 2.9 | 8581 | 2.19
ACIQ | ES SERIES | 210857385 | HMSV-A-CB | ES-18Z-M2B |  | Mixed Ducted and Non-Ducted Indoor Units | 19000 | 14500 | 2.5 | 14000 | 2.17
ACIQ | ES SERIES | 210857388 | HMSV-A-CB | ES-27Z-M3B |  | Mixed Ducted and Non-Ducted Indoor Units | 28000 | 21400 | 2.55 | 20000 | 2.13
ACIQ | ACIQ | 210857382 | HMSV-A-CB | ACIQ-55Z-HH-M5B |  | Mixed Ducted and Non-Ducted Indoor Units | 55000 | 34800 | 2.5 | 47000 | 1.94
ACIQ | ACIQ series | 213433238 | HRCU-A-CB | ACIQ-24-EHPB | ACIQ-24-AHB |  | 26000 | 21000 | 2.8 | 19400 | 2.1
ACIQ | ACIQ series | 213492134 | HRCU-A-C | ACIQ-18-HPB | ACIQ-24-ACL |  | 19000 | 14700 | 2.6 | 15000 | 2.2
ACIQ | ACIQ series | 212394322 | HRCU-A-C | ACIQ-18-HPB | ACIQ-18-ACL |  | 19000 | 14700 | 2.6 | 15000 | 2.2
ACIQ |  | 210857380 | HMSR-A-CB-O | ACIQ-55Z-HH-M5B |  | Non-Ducted Indoor Units | 55000 | 34400 | 2.5 | 47000 | 1.94
ACIQ |  | 207825576 | HMSR-A-CB-O | ACIQ-18Z-HH-M2B |  | Non-Ducted Indoor Units | 20000 | 15000 | 2.5 | 20000 | 1.93
ACIQ | ACIQ Series | 214810557 | HRCU-A-CB | ACIQ-18-HPB | ACIQ-18-AHB |  | 19000 | 13500 | 2.6 | 18629 | 2.04
ACIQ |  | 207825541 | HRCU-A-CB | ACIQ-24ZPL-HP230B | ACIQ-24CD-HH-MB | Mini-Splits | 25000 | 21000 | 2.64 | 27000 | 2
ACIQ | ACIQ | 207825578 | HMSV-A-CB | ACIQ-18Z-HH-M2B |  | Mixed Ducted and Non-Ducted Indoor Units | 20000 | 15500 | 2.55 | 20000 | 1.95
ACIQ |  | 207825531 | HRCU-A-CB-O | ACIQ-09ZPL-HP230B | ACIQ-09W-HH-MB | Mini-Splits | 12000 | 9500 | 2.53 | 11109 | 1.97
ACIQ |  | 207825544 | HRCU-A-CB-O | ACIQ-24ZPL-HP230B | ACIQ-24FM-HH-MB | Mini-Splits | 25000 | 19000 | 2.64 | 25000 | 2.1
ACIQ |  | 207825577 | HMSV-A-CB | ACIQ-18Z-HH-M2B |  | Ducted Indoor Units | 20000 | 16000 | 2.61 | 20000 | 1.95
ACIQ |  | 207825539 | HRCU-A-CB | ACIQ-12ZPL-HP230B | ACIQ-12CD-HH-MB | Mini-Splits | 12500 | 10600 | 2.51 | 12100 | 1.96
ACIQ |  | 210857315 | HRCU-A-CB-O | ACIQ-09ZPL-HP230B | ACIQ-09W-HH-MC | Mini-Splits | 12000 | 9500 | 2.53 | 11109 | 1.97
ACIQ | ACIQ series | 212394323 | HRCU-A-C | ACIQ-24-HPB | ACIQ-24-ACL |  | 25000 | 21000 | 2.58 | 20000 | 1.95
ACIQ | ACIQ Series | 216980785 | HRCU-A-CB | ACIQ-18-HPD | ACIQ-18W-WMB |  | 19000 | 15300 | 2.72 | 19600 | 2.1
ACIQ | ACIQ Series | 216980777 | HRCU-A-C | ACIQ-36-HPD | ACIQ-36-ACL-B |  | 38000 | 29200 | 2.5 | 36000 | 1.9
ACIQ | ACIQ Series | 216980776 | HRCU-A-C | ACIQ-36-HPD | ACIQ-36-ACL-17-B |  | 38000 | 29200 | 2.5 | 36000 | 1.9
ACIQ | ACIQ Series | 216980770 | HRCU-A-C | ACIQ-18-HPD | ACIQ-24-ACL-B |  | 19000 | 15200 | 2.7 | 18000 | 2.06
ACIQ | ACIQ Series | 216980769 | HRCU-A-C | ACIQ-18-HPD | ACIQ-24-ACL-14-B |  | 19000 | 15200 | 2.7 | 18000 | 2.06
ACIQ | ACIQ Series | 216980794 | HRCU-A-CB | ACIQ-24-HPD | ACIQ-24W-PB |  | 26000 | 19800 | 2.5 | 20000 | 1.9
ACIQ | ACIQ Series | 216980786 | HRCU-A-CB | ACIQ-24-HPD | ACIQ-24W-WMB |  | 25000 | 20800 | 2.8 | 19600 | 1.96
ACIQ | ACIQ Series | 216980787 | HRCU-A-CB | ACIQ-30-HPD | ACIQ-30W-WMB |  | 32000 | 23200 | 2.6 | 32000 | 2
ACIQ | ACIQ Series | 216980784 | HRCU-A-CB | ACIQ-36-EHPD | ACIQ-36W-WMB |  | 37000 | 24800 | 2.62 | 29200 | 1.99
ACIQ | ACIQ Series | 216980782 | HRCU-A-CB | ACIQ-24-EHPD | ACIQ-24W-WMB |  | 25000 | 20800 | 2.8 | 19600 | 1.96
ACIQ | ACIQ Series | 216980870 | HRCU-A-CB-O | ACIQ-24ZS-HP230C | ACIQ-24WS-HP230C | Mini-Splits | 25000 | 19500 | 2.5 | 17800 | 2.15
ACIQ | ACIQ Series | 216980869 | HRCU-A-CB-O | ACIQ-18ZS-HP230C | ACIQ-18WS-HP230C | Mini-Splits | 18000 | 13000 | 2.59 | 13000 | 2.35
ACIQ | ACIQ Series | 216980868 | HRCU-A-CB-O | ACIQ-12ZS-HP230C | ACIQ-12WS-HP230C | Mini-Splits | 12000 | 9600 | 2.84 | 8600 | 2.36
ACIQ | ACIQ Series | 216980867 | HRCU-A-CB-O | ACIQ-09ZS-HP230C | ACIQ-09WS-HP230C | Mini-Splits | 10000 | 8600 | 2.8 | 8200 | 2.33
ACIQ | ACIQ Series | 216980866 | HRCU-A-CB-O | ACIQ-12ZS-HP115C | ACIQ-12WS-HP115C | Mini-Splits | 12000 | 8800 | 2.77 | 7300 | 2.21
ACIQ | ACIQ Series | 216980865 | HRCU-A-CB-O | ACIQ-09ZS-HP115C | ACIQ-09WS-HP115C | Mini-Splits | 10000 | 8800 | 2.77 | 7300 | 2.21
ACIQ | ACIQ Series | 216032336 | HRCU-A-CB-O | ACIQ-18ZPL-HP230C | ACIQ-18W-HH-MD | Mini-Splits | 18000 | 16600 | 2.55 | 18000 | 1.92
ACIQ | ACIQ Series | 216032246 | HRCU-A-CB | ACIQ-18-HPD | ACIQ-18-AHD |  | 19000 | 15000 | 2.6 | 18000 | 2
ACIQ | ACIQ Series | 216032249 | HRCU-A-CB | ACIQ-36-HPD | ACIQ-36-AHD |  | 37000 | 31800 | 2.56 | 39000 | 1.9
ACIQ | ACIQ Series | 216032330 | HRCU-A-CB-O | ACIQ-24Z-HP230C | ACIQ-24W-HP230C | Mini-Splits | 24000 | 16900 | 2.53 | 17000 | 2.14
ACIQ | ACIQ Series | 216032333 | HRCU-A-CB-O | ACIQ-06ZPL-HP230C | ACIQ-06W-HH-MD | Mini-Splits | 7000 | 7900 | 2.79 | 7700 | 2.4
ACIQ | ACIQ Series | 216032337 | HRCU-A-CB-O | ACIQ-24ZPL-HP230C | ACIQ-24W-HH-MD | Mini-Splits | 29000 | 21000 | 2.88 | 24200 | 2.34
ACIQ | ACIQ Series | 216032339 | HRCU-A-CB-O | ACIQ-12ZPL-HP230C | ACIQ-12CC-HH-MC | Mini-Splits | 12000 | 10000 | 2.74 | 11500 | 1.99
ACIQ | ACIQ Series | 216032340 | HRCU-A-CB-O | ACIQ-18ZPL-HP230C | ACIQ-18CC-HH-MC | Mini-Splits | 19000 | 14900 | 2.7 | 17000 | 1.9
ACIQ | ACIQ Series | 216032341 | HRCU-A-CB-O | ACIQ-24ZPL-HP230C | ACIQ-24CC-HH-MC | Mini-Splits | 25000 | 20400 | 2.78 | 23800 | 2.23
ACIQ | ACIQ Series | 216032342 | HRCU-A-CB-O | ACIQ-36ZPL-HP230C | ACIQ-36CC-HH-MC | Mini-Splits | 37000 | 30600 | 2.56 | 37000 | 1.95
ACIQ | ACIQ Series | 216032343 | HRCU-A-CB | ACIQ-48ZPL-HP230C | ACIQ-48CC-HH-MC | Mini-Splits | 52000 | 45000 | 2.61 | 47500 | 2
ACIQ | ACIQ Series | 216032345 | HRCU-A-CB | ACIQ-12ZPL-HP230C | ACIQ-12CD-HH-MC | Mini-Splits | 12000 | 10200 | 2.6 | 12000 | 1.95
ACIQ | ACIQ Series | 216032346 | HRCU-A-CB | ACIQ-18ZPL-HP230C | ACIQ-18CD-HH-MC | Mini-Splits | 19500 | 15000 | 2.89 | 18000 | 2.1
ACIQ | ACIQ Series | 216032347 | HRCU-A-CB | ACIQ-24ZPL-HP230C | ACIQ-24CD-HH-MC | Mini-Splits | 26000 | 21600 | 2.71 | 24000 | 2.18
ACIQ | ACIQ Series | 216032348 | HRCU-A-CB | ACIQ-36ZPL-HP230C | ACIQ-36CD-HH-MC | Mini-Splits | 42000 | 31600 | 2.73 | 37600 | 2.1
ACIQ | ACIQ Series | 216032349 | HRCU-A-CB | ACIQ-48ZPL-HP230C | ACIQ-48CD-HH-MC | Mini-Splits | 52000 | 45000 | 2.61 | 47500 | 2
ACIQ | ACIQ Series | 216032350 | HRCU-A-CB | ACIQ-60ZPL-HP230C | ACIQ-60CD-HH-MC | Mini-Splits | 60000 | 45000 | 2.72 | 53500 | 2.1
ACIQ | ACIQ Series | 216032354 | HRCU-A-CB-O | ACIQ-24ZPL-HP230C | ACIQ-24FM-HH-MD | Mini-Splits | 26000 | 20200 | 2.74 | 24200 | 2.16
ACIQ | ACIQ Series | 216032355 | HRCU-A-CB-O | ACIQ-36ZPL-HP230C | ACIQ-36FM-HH-MD | Mini-Splits | 38000 | 30200 | 2.58 | 39500 | 2.02
ACIQ | ACIQ Series | 216032358 | HRCU-A-CB-O | ACIQ-06ZPL-HP230C | SCC-0609-HH-MB | Mini-Splits | 7400 | 7000 | 2.66 | 8100 | 2.4
ACIQ | ACIQ Series | 216032361 | HMSR-A-CB-O | ACIQ-18Z-HH-M3C |  | Non-Ducted Indoor Units | 20000 | 17600 | 2.7 | 19000 | 2
ACIQ | ACIQ Series | 216032362 | HMSV-A-CB | ACIQ-18Z-HH-M3C |  | Ducted Indoor Units | 20000 | 17000 | 2.59 | 18000 | 2
ACIQ | ACIQ Series | 216032363 | HMSV-A-CB | ACIQ-18Z-HH-M3C |  | Mixed Ducted and Non-Ducted Indoor Units | 20000 | 17300 | 2.65 | 18500 | 2
ACIQ | ACIQ Series | 216032364 | HMSR-A-CB-O | ACIQ-27Z-HH-M4C |  | Non-Ducted Indoor Units | 27000 | 25000 | 2.6 | 27000 | 2
ACIQ | ACIQ Series | 216032366 | HMSV-A-CB | ACIQ-27Z-HH-M4C |  | Mixed Ducted and Non-Ducted Indoor Units | 27400 | 24000 | 2.5 | 27000 | 2
ACIQ | ACIQ Series | 216032370 | HMSR-A-CB-O | ACIQ-48Z-HH-M6C |  | Non-Ducted Indoor Units | 49000 | 44000 | 2.6 | 47000 | 2
ACIQ | ACIQ Series | 216032371 | HMSV-A-CB | ACIQ-48Z-HH-M6C |  | Ducted Indoor Units | 48000 | 44500 | 2.6 | 48000 | 2
ACIQ | ACIQ Series | 216032372 | HMSV-A-CB | ACIQ-48Z-HH-M6C |  | Mixed Ducted and Non-Ducted Indoor Units | 48500 | 44000 | 2.6 | 47500 | 2
ACIQ | ACIQ Series | 216032373 | HMSR-A-CB-O | ACIQ-55Z-HH-M6C |  | Non-Ducted Indoor Units | 55000 | 44000 | 2.6 | 47000 | 2
ACIQ | ACIQ Series | 216032374 | HMSV-A-CB | ACIQ-55Z-HH-M6C |  | Ducted Indoor Units | 55000 | 45000 | 2.7 | 48000 | 2.1
ACIQ | ACIQ Series | 216032375 | HMSV-A-CB | ACIQ-55Z-HH-M6C |  | Mixed Ducted and Non-Ducted Indoor Units | 55000 | 44500 | 2.65 | 47500 | 2.05
ACIQ | ES Series | 216032380 | HMSV-A-CB | ES-27Z-M4C |  | Ducted Indoor Units | 26600 | 18400 | 2.5 | 18800 | 2
ACIQ | ES Series | 216032385 | HMSR-A-CB-O | ES-48Z-M6C |  | Non-Ducted Indoor Units | 48000 | 38000 | 2.5 | 36000 | 2
ACIQ | ES Series | 216032386 | HMSV-A-CB | ES-48Z-M6C |  | Ducted Indoor Units | 47000 | 37000 | 2.5 | 38000 | 2.1
ACIQ | ES Series | 216032387 | HMSV-A-CB | ES-48Z-M6C |  | Mixed Ducted and Non-Ducted Indoor Units | 47500 | 37400 | 2.5 | 37000 | 2.05
ACIQ | ACIQ Series | 216032243 | HRCU-A-CB | ACIQ-36-EHPD | ACIQ-36-AHD |  | 36000 | 25600 | 2.6 | 27000 | 2
ACIQ | ACIQ Series | 216032248 | HRCU-A-CB | ACIQ-30-HPD | ACIQ-30-AHD |  | 34000 | 23800 | 2.76 | 32600 | 1.96
ACIQ | ACIQ Series | 216032251 | HRCU-A-CB | ACIQ-48-HPD | ACIQ-48-AHD |  | 50000 | 37000 | 2.7 | 46000 | 1.9
ACIQ | ACIQ Series | 216032250 | HRCU-A-CB | ACIQ-42-HPD | ACIQ-42-AHD |  | 50000 | 37000 | 2.7 | 46000 | 1.9
ACIQ | ACIQ Series | 216032255 | HRCU-A-CB | ACIQ-30-HPD | ACIQ-30-PAH |  | 33000 | 24000 | 2.69 | 33200 | 1.97
ACIQ | ACIQ Series | 216032254 | HRCU-A-CB | ACIQ-24-HPD | ACIQ-24-PAH |  | 24000 | 19000 | 2.64 | 20600 | 2.14
ACIQ | ACIQ Series | 216032253 | HRCU-A-CB | ACIQ-18-HPD | ACIQ-18-PAH |  | 18000 | 14700 | 2.66 | 18600 | 2.12
ACIQ | ACIQ Series | 216032256 | HRCU-A-CB | ACIQ-36-HPD | ACIQ-36-PAH |  | 37000 | 31000 | 2.5 | 37400 | 1.9
ACIQ | ACIQ Series | 216032258 | HRCU-A-CB | ACIQ-60-HPD | ACIQ-60-PAH |  | 55000 | 35000 | 2.5 | 54000 | 1.9
ACIQ | ACIQ Series | 216032257 | HRCU-A-CB | ACIQ-48-HPD | ACIQ-48-PAH |  | 48000 | 34000 | 2.56 | 48000 | 2
ACIQ |  | 210857320 | HRCU-A-CB-O | ACIQ-48ZPL-HP230B | ACIQ-48CC-HH-MB | Mini-Splits | 53000 | 35000 | 2.59 | 48000 | 1.98
ACIQ |  | 214602072 | HRCU-A-CB | ACIQ-12-EHPB | ACIQ-12-AHB |  | 13000 | 12000 | 2.61 | 11000 | 2
ACIQ |  | 210857386 | HMSR-A-CB-O | ES-27Z-M3B |  | Non-Ducted Indoor Units | 28000 | 21000 | 2.5 | 20000 | 2.11
ACIQ | ACIQ series | 212394317 | HRCU-A-C | ACIQ-24-EHPB | ACIQ-24-ACL |  | 25600 | 22000 | 2.5 | 18500 | 2.2
ACIQ | ACIQ series | 213433245 | HRCU-A-CB | ACIQ-24-EHPB | ACIQ-24W-WM |  | 26000 | 19500 | 2.6 | 19400 | 2.33
ACIQ | ACIQ series | 213433253 | HRCU-A-CB | ACIQ-24-HPB | ACIQ-24W-P |  | 27400 | 19200 | 2.61 | 24000 | 1.91
ACIQ | ACIQ series | 213433252 | HRCU-A-CB | ACIQ-18-HPB | ACIQ-18W-P |  | 19000 | 13500 | 2.6 | 18000 | 2
ACIQ | ACIQ series | 213433248 | HRCU-A-CB | ACIQ-18-HPB | ACIQ-18W-WM |  | 19000 | 15800 | 2.82 | 18800 | 2.3
ACIQ | ACIQ series | 213433249 | HRCU-A-CB | ACIQ-24-HPB | ACIQ-24W-WM |  | 26000 | 20000 | 2.7 | 24000 | 2
ACIQ | MAXS series | 210857356 | HRCU-A-CB | ACIQ-60HPB | ACIQ-60AHB |  | 59000 | 42000 | 2.6 | 54356 | 1.91
ACIQ |  | 210857387 | HMSV-A-CB | ES-27Z-M3B |  | Ducted Indoor Units | 28000 | 22000 | 2.6 | 20000 | 2.14
ACIQ |  | 210857326 | HRCU-A-CB-O | ACIQ-60ZPL-HP230B | ACIQ-60FM-HH-MB | Mini-Splits | 60000 | 40000 | 2.58 | 56500 | 1.97
AI AIR CONDITIONING | AO Series | 215866737 | HRCU-A-CB-O | AO25-18N2-M1H | AW25-18N2-M1 | Mini-Splits | 18000 | 14400 | 2.79 | 18000 | 2
AI AIR CONDITIONING | A3M Series | 215866802 | HMSV-A-CB | A3MO21-18N2-M1 |  | Mixed Ducted and Non-Ducted Indoor Units | 19000 | 14000 | 2.7 | 14000 | 2.25
AI AIR CONDITIONING | A3M Series | 215866801 | HMSV-A-CB | A3MO21-18N2-M1 |  | Ducted Indoor Units | 19000 | 14600 | 2.8 | 14600 | 2.3
AI AIR CONDITIONING |  | 214296078 | HRCU-A-CB | AUO17-24N1-M3 | AUH2-24N1-BM3E |  | 26000 | 21000 | 2.8 | 19400 | 2.1
AI AIR CONDITIONING |  | 214311548 | HMSV-A-CB | A3MO21-27N1-M1 |  | Ducted Indoor Units | 28000 | 22000 | 2.6 | 20000 | 2.14
AI AIR CONDITIONING |  | 214311546 | HMSV-A-CB | A2MO21-18N1-M1 |  | Mixed Ducted and Non-Ducted Indoor Units | 19000 | 14600 | 2.5 | 14000 | 2.17
AI AIR CONDITIONING |  | 214311544 | HMSR-A-CB-O | A2MO21-18N1-M1 |  | Non-Ducted Indoor Units | 19000 | 14400 | 2.5 | 14000 | 2.22
AI AIR CONDITIONING |  | 213769937 | HRCU-A-CB-O | AO24-12N1-B1H | AW24-12N1-B1 | Mini-Splits | 12000 | 8900 | 2.75 | 6858 | 2.07
AI AIR CONDITIONING |  | 213927638 | HRCU-A-CB-O | AO25-12N1-B1H | AW25-12N1-B1 | Mini-Splits | 12000 | 8900 | 2.75 | 6858 | 2.07
AI AIR CONDITIONING |  | 213769939 | HRCU-A-CB-O | AO24-12N1-M1H | AW25-12N1-M1 | Mini-Splits | 12000 | 10000 | 2.69 | 8820 | 2.25
AI AIR CONDITIONING |  | 213769930 | HRCU-A-CB-O | AO21-09N1-M1 | AW21-09N1-M1 | Mini-Splits | 10000 | 6000 | 2.51 | 6933 | 1.97
AI AIR CONDITIONING |  | 213769938 | HRCU-A-CB-O | AO24-09N1-M1H | AW25-09N1-M1 | Mini-Splits | 10000 | 8100 | 2.7 | 8564 | 2.22
AI AIR CONDITIONING |  | 213769940 | HRCU-A-CB-O | AO24-18N1-M1H | AW25-18N1-M1 | Mini-Splits | 18000 | 14100 | 2.65 | 12829 | 2.35
AI AIR CONDITIONING |  | 213769952 | HMSR-A-CB-O | A2MO22-18N1-M1H |  | Non-Ducted Indoor Units | 20000 | 13500 | 2.5 | 20000 | 2
AI AIR CONDITIONING |  | 213769965 | HMSV-A-CB | A5MO22-55N1-M1H |  | Ducted Indoor Units | 55000 | 35200 | 2.5 | 47000 | 1.94
AI AIR CONDITIONING |  | 213769922 | HRCU-A-CB | AUO18-18N1-M3H | AUH2-18N1-BM3E |  | 19000 | 13500 | 2.6 | 18629 | 2.04
AI AIR CONDITIONING |  | 213769923 | HRCU-A-CB | AUO18-24N1-M3H | AUH2-24N1-BM3E |  | 24000 | 19200 | 2.5 | 24071 | 1.91
AI AIR CONDITIONING | AW Series | 213769943 | HRCU-A-CB-O | AO25-09N1-M1H | AW25-09N1-M1 | Mini-Splits | 12000 | 9300 | 2.5 | 11300 | 1.9
AI AIR CONDITIONING | AW Series | 213769944 | HRCU-A-CB-O | AO25-12N1-M1H | AW25-12N1-M1 | Mini-Splits | 12000 | 10300 | 2.56 | 12113 | 1.9
AI AIR CONDITIONING |  | 213769936 | HRCU-A-CB-O | AO24-09N1-B1H | AW24-09N1-B1 | Mini-Splits | 10000 | 5900 | 2.93 | 6858 | 2.07
AI AIR CONDITIONING |  | 213769954 | HMSV-A-CB | A2MO22-18N1-M1H |  | Mixed Ducted and Non-Ducted Indoor Units | 20000 | 14700 | 2.55 | 20000 | 1.98
AI AIR CONDITIONING |  | 213927637 | HRCU-A-CB-O | AO25-09N1-B1H | AW25-09N1-B1 | Mini-Splits | 10000 | 5900 | 2.93 | 6858 | 2.07
AI AIR CONDITIONING |  | 213769953 | HMSV-A-CB | A2MO22-18N1-M1H |  | Ducted Indoor Units | 20000 | 16000 | 2.61 | 20000 | 1.95
AI AIR CONDITIONING | AW Series | 213769942 | HRCU-A-CB-O | AO25-06N1-M1H | AW25-06N1-M1 | Mini-Splits | 7000 | 7500 | 2.5 | 7200 | 1.92
AI AIR CONDITIONING | AU Series | 215866704 | HRCU-A-CB | AUO19-18N2-M3H | AUH2-18N2-BM3E |  | 19000 | 15000 | 2.6 | 18000 | 2
AI AIR CONDITIONING | AO Series | 215866757 | HRCU-A-CB | AO24-12N2-M1 | AH-12N2-M1 | Mini-Splits | 12000 | 9100 | 2.78 | 8900 | 2.44
AI AIR CONDITIONING | AO Series | 215866756 | HRCU-A-CB | AO24-09N2-M1 | AH-09N2-M1 | Mini-Splits | 10000 | 9300 | 2.9 | 8300 | 2.32
AI AIR CONDITIONING | AU Series | 215866708 | HRCU-A-CB | AUO19-36N2-M3H-S | AUH2-36N2-CM3E |  | 37000 | 31800 | 2.56 | 39000 | 1.9
AI AIR CONDITIONING | AO Series | 215866747 | HRCU-A-CB-O | AO24-24N2-M1 | AC-24N2-M1 | Mini-Splits | 25000 | 20400 | 2.73 | 18500 | 2.3
AI AIR CONDITIONING | ASO Series | 215866791 | HRCU-A-CB | ASO25-60N2-M2H | AH-60N2-M1 | Mini-Splits | 60000 | 45000 | 2.72 | 53500 | 2.1
AI AIR CONDITIONING | ASO Series | 215866790 | HRCU-A-CB | ASO25-48N2-M2H | AH-48N2-M1 | Mini-Splits | 52000 | 45000 | 2.61 | 47500 | 2
AI AIR CONDITIONING | ASO Series | 215866789 | HRCU-A-CB | ASO25-36N2-M2H | AH-36N2-M1 | Mini-Splits | 42000 | 31600 | 2.73 | 37600 | 2.1
AI AIR CONDITIONING | AO Series | 215866759 | HRCU-A-CB | AO24-24N2-M1 | AH-24N2-M1 | Mini-Splits | 25000 | 21200 | 2.6 | 19000 | 2.3
AI AIR CONDITIONING | AO Series | 215866758 | HRCU-A-CB | AO24-18N2-M1 | AH-18N2-M1 | Mini-Splits | 20000 | 14900 | 2.89 | 14200 | 2.41
AI AIR CONDITIONING | AO Series | 215866755 | HRCU-A-CB | AO24-18N2-M1 | AL-18N2-M1 | Mini-Splits | 20000 | 14000 | 2.6 | 14000 | 2.19
AI AIR CONDITIONING | AO Series | 215866754 | HRCU-A-CB | AO24-12N2-M1 | AL-12N2-M1 | Mini-Splits | 12000 | 9500 | 2.58 | 8800 | 2.24
AI AIR CONDITIONING | AO Series | 215866753 | HRCU-A-CB | AO24-09N2-M1 | AL-09N2-M1 | Mini-Splits | 10000 | 8900 | 2.61 | 8600 | 2.25
AI AIR CONDITIONING | AO Series | 215866788 | HRCU-A-CB | AO25-24N2-M1H | AH-24N2-M1 | Mini-Splits | 26000 | 21600 | 2.71 | 24000 | 2.18
AI AIR CONDITIONING | AO Series | 215866787 | HRCU-A-CB | AO25-18N2-M1H | AH-18N2-M1 | Mini-Splits | 19500 | 15000 | 2.89 | 18000 | 2.1
AI AIR CONDITIONING | AO Series | 215866784 | HRCU-A-CB | AO25-18N2-M1H | AL-18N2-M1 | Mini-Splits | 19000 | 15000 | 2.7 | 18000 | 2
AI AIR CONDITIONING | AO Series | 215866786 | HRCU-A-CB | AO25-12N2-M1H | AH-12N2-M1 | Mini-Splits | 12000 | 10200 | 2.6 | 12000 | 1.95
AI AIR CONDITIONING | AO Series | 215866781 | HRCU-A-CB | AO25-06N2-M1H | AL-06N2-M1 | Mini-Splits | 8000 | 8000 | 2.69 | 7800 | 2.41
AI AIR CONDITIONING | A6M Series | 215866810 | HMSV-A-CB | A6MO21-48N2-M1 |  | Ducted Indoor Units | 47000 | 37000 | 2.5 | 38000 | 2.1
AI AIR CONDITIONING | A4M Series | 215866805 | HMSV-A-CB | A4MO21-27N2-M1 |  | Mixed Ducted and Non-Ducted Indoor Units | 26800 | 18200 | 2.5 | 18900 | 2
AI AIR CONDITIONING | A4M Series | 215866804 | HMSV-A-CB | A4MO21-27N2-M1 |  | Ducted Indoor Units | 26600 | 18400 | 2.5 | 18800 | 2
AI AIR CONDITIONING | A4M Series | 215866803 | HMSR-A-CB-O | A4MO21-27N2-M1 |  | Non-Ducted Indoor Units | 27000 | 18000 | 2.5 | 19000 | 2
AI AIR CONDITIONING | A3M Series | 215866800 | HMSR-A-CB-O | A3MO21-18N2-M1 |  | Non-Ducted Indoor Units | 19000 | 13500 | 2.6 | 13500 | 2.2
AI AIR CONDITIONING | A6M Series | 215866829 | HMSV-A-CB | A6MO23-55N2-M1H |  | Mixed Ducted and Non-Ducted Indoor Units | 55000 | 45000 | 2.65 | 48000 | 2.05
AI AIR CONDITIONING | A6M Series | 215866828 | HMSV-A-CB | A6MO23-55N2-M1H |  | Ducted Indoor Units | 55000 | 45000 | 2.7 | 48000 | 2.1
AI AIR CONDITIONING | A6M Series | 215866827 | HMSR-A-CB-O | A6MO23-55N2-M1H |  | Non-Ducted Indoor Units | 55000 | 45000 | 2.6 | 48000 | 2
AI AIR CONDITIONING | A6M Series | 215866826 | HMSV-A-CB | A6MO23-48N2-M1H |  | Mixed Ducted and Non-Ducted Indoor Units | 48500 | 42500 | 2.5 | 48000 | 2
AI AIR CONDITIONING | A6M Series | 215866825 | HMSV-A-CB | A6MO23-48N2-M1H |  | Ducted Indoor Units | 48000 | 44500 | 2.6 | 48000 | 2
AI AIR CONDITIONING | A3M Series | 215866817 | HMSV-A-CB | A3MO23-18N2-M1H |  | Mixed Ducted and Non-Ducted Indoor Units | 20000 | 16700 | 2.55 | 18000 | 2
AI AIR CONDITIONING | A3M Series | 215866816 | HMSV-A-CB | A3MO23-18N2-M1H |  | Ducted Indoor Units | 20000 | 17000 | 2.59 | 18000 | 2
AI AIR CONDITIONING | A3M Series | 215866815 | HMSR-A-CB-O | A3MO23-18N2-M1H |  | Non-Ducted Indoor Units | 20000 | 16400 | 2.5 | 18000 | 2
AI AIR CONDITIONING | AO Series | 215866739 | HRCU-A-CB-O | AO25-33N2-M1H | AW25-33N2-M1 | Mini-Splits | 36000 | 29600 | 2.61 | 34600 | 1.91
AI AIR CONDITIONING | AO Series | 215866796 | HRCU-A-CB-O | AO25-24N2-M1H | AF-24N2-M1 | Mini-Splits | 26000 | 20200 | 2.74 | 24200 | 2.16
AI AIR CONDITIONING | AO Series | 215866774 | HRCU-A-CB-O | AO25-24N2-M1H | AC-24N2-M1 | Mini-Splits | 25000 | 20400 | 2.78 | 23800 | 2.23
AI AIR CONDITIONING | AO Series | 215866794 | HRCU-A-CB-O | AO25-18N2-M1H | AS-16N2-M1 | Mini-Splits | 17000 | 14200 | 2.6 | 17500 | 1.95
AI AIR CONDITIONING | AO Series | 215866773 | HRCU-A-CB-O | AO25-18N2-M1H | AC-18N2-M1 | Mini-Splits | 19000 | 14900 | 2.7 | 17000 | 1.9
AI AIR CONDITIONING | AO Series | 215866772 | HRCU-A-CB-O | AO25-12N2-M1H | AC-12N2-M1 | Mini-Splits | 12000 | 10000 | 2.74 | 11500 | 1.99
AI AIR CONDITIONING | AO Series | 215866779 | HRCU-A-CB-O | AO25-12N2-M1H | A1C-12N2-M1 | Mini-Splits | 12500 | 9600 | 2.65 | 11500 | 1.99
AI AIR CONDITIONING | AO Series | 215866777 | HRCU-A-CB-O | AO25-06N2-M1H | A1C-06N2-M1 | Mini-Splits | 7400 | 7000 | 2.66 | 8100 | 2.4
AI AIR CONDITIONING | ASO Series | 215866748 | HRCU-A-CB-O | ASO24-36N2-M2 | AC-36N2-M1 | Mini-Splits | 38000 | 26800 | 2.68 | 26600 | 2.2
AI AIR CONDITIONING | ASO Series | 215866797 | HRCU-A-CB-O | ASO25-36N2-M2H | AF-36N2-M1 | Mini-Splits | 38000 | 30200 | 2.58 | 39500 | 2.02
AI AIR CONDITIONING | ASO Series | 215866775 | HRCU-A-CB-O | ASO25-36N2-M2H | AC-36N2-M1 | Mini-Splits | 37000 | 30600 | 2.56 | 37000 | 1.95
AI AIR CONDITIONING | AO Series | 215866767 | HRCU-A-CB-O | AO24-24N2-M1 | AF-24N2-M1 | Mini-Splits | 24400 | 20000 | 2.56 | 18600 | 2.27
AI AIR CONDITIONING | AO Series | 215866766 | HRCU-A-CB-O | AO24-18N2-M1 | AF-18N2-M1 | Mini-Splits | 18000 | 13700 | 2.51 | 12800 | 2.05
AI AIR CONDITIONING | AO Series | 215866765 | HRCU-A-CB-O | AO24-18N2-M1 | AS-16N2-M1 | Mini-Splits | 17000 | 14100 | 2.75 | 13100 | 2.16
AI AIR CONDITIONING | AO Series | 215866746 | HRCU-A-CB-O | AO24-18N2-M1 | AC-18N2-M1 | Mini-Splits | 18000 | 13900 | 2.66 | 12800 | 2.19
AI AIR CONDITIONING | AO Series | 215866752 | HRCU-A-CB-O | AO24-18N2-M1 | A1C-18N2-M1 | Mini-Splits | 18000 | 14000 | 2.77 | 13100 | 2.25
AI AIR CONDITIONING | AO Series | 215866764 | HRCU-A-CB-O | AO24-12N2-M1 | AS-12N2-M1 | Mini-Splits | 12000 | 9000 | 2.87 | 8900 | 2.51
AI AIR CONDITIONING | AO Series | 215866745 | HRCU-A-CB-O | AO24-12N2-M1 | AC-12N2-M1 | Mini-Splits | 12000 | 8500 | 2.8 | 8400 | 2.39
AI AIR CONDITIONING | AO Series | 215866751 | HRCU-A-CB-O | AO24-12N2-M1 | A1C-12N2-M1 | Mini-Splits | 12000 | 8600 | 2.77 | 8600 | 2.47
AI AIR CONDITIONING | AO Series | 215866763 | HRCU-A-CB-O | AO24-09N2-M1 | AS-09N2-M1 | Mini-Splits | 9000 | 9000 | 2.9 | 8600 | 2.27
AI AIR CONDITIONING | AO Series | 215866744 | HRCU-A-CB-O | AO24-09N2-M1 | AC-09N2-M1 | Mini-Splits | 10000 | 8500 | 2.8 | 8300 | 2.17
AI AIR CONDITIONING | AO Series | 215866750 | HRCU-A-CB-O | AO24-09N2-M1 | A1C-09N2-M1 | Mini-Splits | 11000 | 7900 | 2.69 | 8000 | 2.17
AI AIR CONDITIONING | AO Series | 215866743 | HRCU-A-CB-O | AO35-18N2-M1H | AW35-18N2-M1 | Mini-Splits | 20000 | 19300 | 3.01 | 22600 | 2.34
AI AIR CONDITIONING | AO Series | 215866733 | HRCU-A-CB-O | AO24-24N2-M1 | AW25-24N2-M1 | Mini-Splits | 25000 | 19500 | 2.5 | 17800 | 2.15
AI AIR CONDITIONING | AO Series | 215866732 | HRCU-A-CB-O | AO24-18N2-M1 | AW25-18N2-M1 | Mini-Splits | 18000 | 13000 | 2.59 | 13000 | 2.35
AI AIR CONDITIONING | AO Series | 215866731 | HRCU-A-CB-O | AO24-12N2-M1 | AW25-12N2-M1 | Mini-Splits | 12000 | 9600 | 2.84 | 8600 | 2.36
AI AIR CONDITIONING | AO Series | 215866730 | HRCU-A-CB-O | AO24-09N2-M1 | AW25-09N2-M1 | Mini-Splits | 10000 | 8600 | 2.8 | 8200 | 2.33
AI AIR CONDITIONING | AO Series | 215866729 | HRCU-A-CB-O | AO24-12N2-B1H | AW24-12N2-B1 | Mini-Splits | 12000 | 8800 | 2.77 | 7300 | 2.21
AI AIR CONDITIONING | AO Series | 215866728 | HRCU-A-CB-O | AO24-09N2-B1H | AW24-09N2-B1 | Mini-Splits | 10000 | 8800 | 2.77 | 7300 | 2.21
AI AIR CONDITIONING | AO Series | 215866738 | HRCU-A-CB-O | AO25-24N2-M1H | AW25-24N2-M1 | Mini-Splits | 26000 | 21600 | 2.61 | 24000 | 2
AI AIR CONDITIONING | AO Series | 215866734 | HRCU-A-CB-O | AO25-06N2-M1H | AW25-06N2-M1 | Mini-Splits | 7000 | 7600 | 2.5 | 7500 | 2.29
AI AIR CONDITIONING | AU Series | 215866717 | HRCU-A-CB | AUO19-36N2-M3H-S | AUH3-36N2-BM3E |  | 37000 | 31000 | 2.5 | 37400 | 1.91
AI AIR CONDITIONING | AU Series | 215866719 | HRCU-A-CB | AUO19-60N2-M3H | AUH3-60N2-CM3E |  | 55000 | 35000 | 2.5 | 54000 | 1.9
AI AIR CONDITIONING | AU Series | 215866718 | HRCU-A-CB | AUO19-48N2-M3H | AUH3-48N2-CM3E |  | 48000 | 34000 | 2.56 | 48000 | 2
AI AIR CONDITIONING | AU Series | 215866701 | HRCU-A-CB | AUO18-36N2-M3 | AUH2-36N2-CM3E |  | 36000 | 25600 | 2.6 | 27000 | 2
AI AIR CONDITIONING | AU Series | 215866710 | HRCU-A-CB | AUO19-48N2-M3H | AUH2-48N2-DM3E |  | 50000 | 37000 | 2.7 | 46000 | 1.9
AI AIR CONDITIONING | AU Series | 215866709 | HRCU-A-CB | AUO19-42N2-M3H-S | AUH2-48N2-DM3E |  | 50000 | 37000 | 2.7 | 46000 | 1.9
AI AIR CONDITIONING | AU Series | 215866716 | HRCU-A-CB | AUO19-36N2-M3H | AUH3-36N2-BM3E |  | 36000 | 24600 | 2.68 | 32600 | 2.06
AI AIR CONDITIONING | AU Series | 215866715 | HRCU-A-CB | AUO19-30N2-M3H | AUH3-30N2-BM3E |  | 33000 | 24000 | 2.69 | 33200 | 1.97
AI AIR CONDITIONING | AU Series | 215866706 | HRCU-A-CB | AUO19-30N2-M3H | AUH2-30N2-CM3E |  | 34000 | 23800 | 2.76 | 32600 | 1.96
AI AIR CONDITIONING | AU Series | 215866714 | HRCU-A-CB | AUO19-24N2-M3H | AUH3-24N2-AM3E |  | 24000 | 19000 | 2.64 | 20600 | 2.14
AI AIR CONDITIONING | AU Series | 215866713 | HRCU-A-CB | AUO19-18N2-M3H | AUH3-18N2-AM3E |  | 18000 | 14700 | 2.66 | 18600 | 2.12
AI AIR CONDITIONING |  | 213769927 | HRCU-A-CB | AUO18-60N1-M3H | AUH2-60N1-DM3E |  | 59000 | 42000 | 2.6 | 54356 | 1.91
AI AIR CONDITIONING |  | 213769958 | HMSR-A-CB-O | A4MO22-36N1-M1H |  | Non-Ducted Indoor Units | 36000 | 27400 | 2.5 | 36000 | 1.95
AIR-CON | Blue Series 4 | 211694650 | HRCU-A-CB-O | ALPCI4H4E09 | ALPEM4H4E09 | Mini-Splits | 9500 | 5900 | 2.79 | 7350 | 2.03
AIR-CON | Blue Series 4 | 211694652 | HRCU-A-CB-O | ALPCI4H4E12 | ALPEM4H4E12 | Mini-Splits | 12000 | 7600 | 3.14 | 9170 | 2.18
AIR-CON | Blue Series 4 | 211694653 | HRCU-A-CB-O | ALPCI4H4E18 | ALPEM4H4E18 | Mini-Splits | 18000 | 10000 | 2.85 | 12600 | 2.21
AIR-CON | Blue Series 4 | 211694654 | HRCU-A-CB-O | ALPCI4H4E24 | ALPEM4H4E24 | Mini-Splits | 24000 | 13900 | 2.75 | 16720 | 1.96
AIR-CON | Blue Hyper | 211583437 | HRCU-A-CB-O | ABHCI4H4S09 | ABHEM4H4S09 | Mini-Splits | 10000 | 5500 | 2.93 | 8600 | 1.94
AIR-CON | Blizzard Series | 10272500 | HRCU-A-CB-O | ABZCI4H4S09 | ABZEM4H4S09 | Mini-Splits | 10000 | 6000 | 2.88 | 8050 | 2.05
AIR-CON | Blizzard Series | 10272501 | HRCU-A-CB-O | ABZCI4H4S12 | ABZEM4H4S12 | Mini-Splits | 12000 | 7000 | 2.77 | 9730 | 1.95
AIR-CON | Sky Pro | 205129515 | HRCU-A-CB-O | ASLCI4H4S09 | ASLEC4H4S09 | Mini-Splits | 10000 | 7200 | 2.81 | 8300 | 2.25
AIR-CON | Sky Pro | 205129516 | HRCU-A-CB | ASLCI4H4S09 | ASLEK4H4S09 | Mini-Splits | 10000 | 6500 | 2.65 | 7100 | 2.1
AIR-CON | Sky Pro | 205129518 | HRCU-A-CB-O | ASLCI4H4S12 | ASLEC4H4S12 | Mini-Splits | 12000 | 7600 | 2.72 | 8500 | 2.31
AIR-CON | Sky Pro | 205129519 | HRCU-A-CB-O | ASLCI4H4S18 | ASLEC4H4S18 | Mini-Splits | 18800 | 12000 | 2.64 | 13200 | 2.36
AIR-CON | Sky Pro | 205129521 | HRCU-A-CB-O | ASLCI4H4S24 | ASLEC4H4S24 | Mini-Splits | 26000 | 19000 | 2.61 | 19000 | 2.2
AIREASE |  | 211034468 | HRCU-A-CB-O | 4DHPS209S-1P | DWM209S4-*P | Mini-Splits | 10000 | 8500 | 4.15 | 8622 | 2.38
AIREASE |  | 211034475 | HRCU-A-CB | 4DHPS209S-1P | DMD209S4-*P | Mini-Splits | 10000 | 7700 | 3.53 | 8499 | 2.4
AIREASE |  | 211034476 | HRCU-A-CB | 4DHP2S12S-1P | DMD212S4-*P | Mini-Splits | 12000 | 9300 | 3.13 | 8500 | 1.99
AIREASE |  | 211034481 | HRCU-A-CB-O | 4DHPS209S-1P | D22C109S4-*P | Mini-Splits | 10000 | 7500 | 3.33 | 8588 | 2.05
AIREASE |  | 208106725 | HRCU-A-CB-O | 4DHPS209S-1P | DWM209S4-1P | Mini-Splits | 10000 | 8500 | 4.15 | 8622 | 2.38
AIREASE |  | 208106717 | HRCU-A-CB | 4DHPS209S-1P | DMD209S4-1P | Mini-Splits | 10000 | 7700 | 3.53 | 8499 | 2.4
AIREASE |  | 208106716 | HRCU-A-CB-O | 4DHPS209S-1P | D22C109S4-1P | Mini-Splits | 10000 | 7500 | 3.33 | 8588 | 2.05
AIREASE |  | 208106798 | HMSV-A-CB | 4DHP2S18M-1P |  | Ducted Indoor Units | 19000 | 14800 | 3.5 | 13300 | 2.03
AIREASE |  | 208106687 | HRCU-A-CB | 4DHP2S12S-1P | DMD212S4-1P | Mini-Splits | 12000 | 9300 | 3.13 | 8500 | 1.99
AIREASE |  | 208106801 | HMSV-A-CB | 4DHP2S24M-1P |  | Ducted Indoor Units | 24000 | 21600 | 3.37 | 20263 | 1.99
AIREASE |  | 208106809 | HRCU-A-CB | 4DHP2S48M-1P |  | Non-Ducted Indoor Units | 49000 | 36000 | 3.29 | 45000 | 2
AIREASE |  | 211034478 | HRCU-A-CB | 4DHP2S24S-1P | DMD224S4-*P | Mini-Splits | 25000 | 20000 | 3.71 | 20500 | 2.28
AIREASE |  | 211034484 | HRCU-A-CB-O | 4DHP2S24S-1P | D33C224S4-*P | Mini-Splits | 26000 | 19000 | 3.48 | 18550 | 2.16
AIREASE | 4SHP18LX SERIES | 214729197 | HRCU-A-CB | 4SHP18LX136P | 7EC30AX-0*+TDR | Ducted Indoor Units | 24000 | 15600 | 2.74 | 14800 | 1.97
AIREASE | 4SHP18LX SERIES | 214729162 | HRCU-A-CB | 4SHP18LX136P | 7EC24AX-0*+TDR | Ducted Indoor Units | 24000 | 16000 | 2.63 | 15300 | 1.94
AIREASE | 4SHP22LX SERIES | 214074924 | HRCU-A-CB | 4SHP22LX124P-**A | EAC4X30B+TDR | Ducted Indoor Units | 23600 | 14200 | 2.51 | 16100 | 1.96
AIREASE | 4SHP22LX SERIES | 214074743 | HRCU-A-CB | 4SHP22LX136P-**A | EA(C;U)1P48C+TDR+TXV | Ducted Indoor Units | 33800 | 22400 | 2.54 | 18500 | 2.24
AIREASE | 4SHP22LX SERIES | 214074744 | HRCU-A-CB | 4SHP22LX136P-**A | EA(C;U)1P48C+TDR+TXV | Ducted Indoor Units | 33800 | 22400 | 2.52 | 18600 | 2.24
AIREASE | 4SHP22LX SERIES | 214074746 | HRCU-A-CB | 4SHP22LX136P-**A | EA(C;U)1P48C+TDR+TXV | Ducted Indoor Units | 33800 | 22400 | 2.52 | 18600 | 2.24
AIREASE | 4SHP22LX SERIES | 214074748 | HRCU-A-CB | 4SHP22LX136P-**A | EAC4X48C+TDR | Ducted Indoor Units | 33800 | 22400 | 2.54 | 18500 | 2.24
AIREASE | 4SHP22LX SERIES | 214074749 | HRCU-A-CB | 4SHP22LX136P-**A | EAC4X48C+TDR | Ducted Indoor Units | 33800 | 22400 | 2.52 | 18600 | 2.24
AIREASE | 4SHP22LX SERIES | 214074751 | HRCU-A-CB | 4SHP22LX136P-**A | EAC4X48C+TDR | Ducted Indoor Units | 33800 | 22400 | 2.52 | 18600 | 2.24
AIREASE | 4SHP22LX SERIES | 214074918 | HRCU-A-CB | 4SHP22LX124P-**A | EA(C;U)1P24B+TDR+TXV | Ducted Indoor Units | 23600 | 14700 | 2.52 | 15800 | 1.92
AIREASE | 4SHP22LX SERIES | 214074920 | HRCU-A-CB | 4SHP22LX124P-**A | EA(C;U)1P30B+TDR+TXV | Ducted Indoor Units | 23600 | 14200 | 2.51 | 16100 | 1.96
AIREASE | 4SHP22LX SERIES | 214074922 | HRCU-A-CB | 4SHP22LX124P-**A | EAC4X24B+TDR | Ducted Indoor Units | 23600 | 14700 | 2.52 | 15800 | 1.92
AIREASE | 4SHP22LX SERIES | 214074733 | HRCU-A-CB | 4SHP22LX136P-**A | EAH1P42C+TDR+TXV | Ducted Indoor Units | 33800 | 22600 | 2.5 | 18200 | 2.02
AIREASE | 4SHP22LX SERIES | 214074735 | HRCU-A-CB | 4SHP22LX136P-**A | EAH1P42C+TDR+TXV | Ducted Indoor Units | 33800 | 22400 | 2.5 | 18200 | 2.04
AIREASE |  | 211034483 | HRCU-A-CB-O | 4DHP2S18S-1P | D22C118S4-*P | Mini-Splits | 19000 | 12000 | 2.51 | 11330 | 2.01
AIREASE |  | 211034467 | HRCU-A-CB-O | 4DHP2S12S-1L | DWM212S4-*L | Mini-Splits | 12000 | 8400 | 3.04 | 7094 | 2.19
AIREASE | 4SHP22LX SERIES | 211729603 | HRCU-A-CB | 4SHP22LX124P-**A | BCE5E24M | Ducted Indoor Units | 21000 | 14100 | 2.52 | 15500 | 2.16
AIREASE | 4SHP22LX SERIES | 211528646 | HRCU-A-CB | 4SHP22LX136P-**A | EAH1P42C+TDR+TXV |  | 33600 | 22400 | 2.5 | 18100 | 2.04
AIREASE | 4SHP22LX SERIES | 211528642 | HRCU-A-CB | 4SHP22LX136P-**A | EAH1P42C+TDR+TXV |  | 33600 | 22400 | 2.5 | 18100 | 2.04
AIREASE | 4SHP22LX SERIES | 211528639 | HRCU-A-CB | 4SHP22LX136P-**A | EAH1P42C+TDR+TXV |  | 33600 | 22400 | 2.5 | 18100 | 2.04
AIREASE | 4SHP22LX SERIES | 211528637 | HRCU-A-CB | 4SHP22LX136P-**A | EAH1P42C+TDR+TXV |  | 33400 | 22400 | 2.5 | 18000 | 2.04
AIREASE | 4SHP22LX SERIES | 211528635 | HRCU-A-CB | 4SHP22LX136P-**A | EAH1P42C+TDR+TXV |  | 33400 | 22200 | 2.5 | 17900 | 2.04
AIREASE | 4SHP22LX SERIES | 211729604 | HRCU-A-CB | 4SHP22LX124P-**A | BCE5E30M | Ducted Indoor Units | 22000 | 14300 | 2.7 | 14900 | 2.14
AIREASE | 4SHP22LX SERIES | 211528647 | HRCU-A-CB | 4SHP22LX136P-**A | EAH1P42C+TDR+TXV |  | 33800 | 22600 | 2.5 | 18200 | 2.04
AIREASE | 4SHP22LX SERIES | 211528638 | HRCU-A-CB | 4SHP22LX136P-**A | EAH1P42C+TDR+TXV |  | 33400 | 22200 | 2.5 | 17900 | 2.04
AIREASE | 4SHP22LX SERIES | 211528634 | HRCU-A-CB | 4SHP22LX136P-**A | EAH1P42C+TDR+TXV |  | 33400 | 22200 | 2.52 | 17900 | 2.06
AIREASE | 4SHP22LX SERIES | 211528643 | HRCU-A-CB | 4SHP22LX136P-**A | EAH1P42C+TDR+TXV |  | 33600 | 22400 | 2.52 | 18100 | 2.06
AIREASE | 4SHP22LX SERIES | 211528641 | HRCU-A-CB | 4SHP22LX136P-**A | EAH1P42C+TDR+TXV |  | 33800 | 22600 | 2.52 | 18200 | 2.04
AIREASE | 4SHP22LX SERIES | 211528633 | HRCU-A-CB | 4SHP22LX136P-**A | EAH1P42C+TDR+TXV |  | 33800 | 22400 | 2.5 | 18200 | 2.04
AIREASE | 4SHP22LX SERIES | 211528631 | HRCU-A-CB | 4SHP22LX136P-**A | EAH1P42C+TDR+TXV |  | 33800 | 22600 | 2.5 | 18200 | 2.04
AIREASE | 4SHP22LX SERIES | 211528630 | HRCU-A-CB | 4SHP22LX136P-**A | EAH1P42C+TDR+TXV |  | 33800 | 22600 | 2.5 | 18200 | 2.02
AIREASE | 4SHP22LX SERIES | 211528627 | HRCU-A-CB | 4SHP22LX136P-**A | EAH1P42C+TDR+TXV |  | 33200 | 22200 | 2.5 | 17800 | 2.04
AIREASE | 4SHP22LX SERIES | 211528645 | HRCU-A-CB | 4SHP22LX136P-**A | EAH1P42C+TDR+TXV |  | 33600 | 22400 | 2.5 | 18100 | 2.04
AIREASE | 4SHP22LX SERIES | 211528626 | HRCU-A-CB | 4SHP22LX136P-**A | EAH1P42C+TDR+TXV |  | 33800 | 22600 | 2.52 | 18200 | 2.04
AIREASE | 4SHP22LX SERIES | 211528625 | HRCU-A-CB | 4SHP22LX136P-**A | EAH1P42C+TDR+TXV |  | 33200 | 22000 | 2.52 | 17700 | 2.06
AIREASE | 4SHP22LX SERIES | 214716364 | HRCU-A-CB | 4SHP22LX136P-**A | 7EC48BX-0*+TDR |  | 33800 | 22600 | 2.5 | 18500 | 2.18
AIREASE | 4SHP22LX SERIES | 214716365 | HRCU-A-CB | 4SHP22LX136P-**A | 7EC48BX-0*+TDR |  | 33200 | 22000 | 2.52 | 18100 | 2.24
AIREASE | 4SHP22LX SERIES | 214716366 | HRCU-A-CB | 4SHP22LX136P-**A | 7EC48BX-0*+TDR |  | 33200 | 22000 | 2.54 | 18000 | 2.24
AIREASE | 4SHP22LX SERIES | 214716371 | HRCU-A-CB | 4SHP22LX136P-**A | 7EC48BX-0*+TDR |  | 33400 | 22200 | 2.52 | 18200 | 2.22
AIREASE | 4SHP22LX SERIES | 214716372 | HRCU-A-CB | 4SHP22LX136P-**A | 7EC48BX-0*+TDR |  | 33600 | 22200 | 2.56 | 18200 | 2.24
AIREASE | 4SHP22LX SERIES | 214716379 | HRCU-A-CB | 4SHP22LX136P-**A | 7EC48BX-0*+TDR |  | 33800 | 22600 | 2.52 | 18500 | 2.2
AIREASE | 4SHP22LX SERIES | 214716380 | HRCU-A-CB | 4SHP22LX136P-**A | 7EC48BX-0*+TDR |  | 33800 | 22400 | 2.52 | 18400 | 2.22
AIREASE | 4SHP22LX SERIES | 214716381 | HRCU-A-CB | 4SHP22LX136P-**A | 7EC48BX-0*+TDR |  | 33800 | 22400 | 2.54 | 18400 | 2.22
AIREASE | 4SHP22LX SERIES | 214716382 | HRCU-A-CB | 4SHP22LX136P-**A | 7EC48BX-0*+TDR |  | 33800 | 22400 | 2.54 | 18400 | 2.22
AIREASE | 4SHP22LX SERIES | 214716268 | HRCU-A-CB | 4SHP22LX136P-**A | 7EH42CX-0*+TDR |  | 33200 | 22000 | 2.52 | 17700 | 2.06
AIREASE | 4SHP22LX SERIES | 214716269 | HRCU-A-CB | 4SHP22LX136P-**A | 7EH42CX-0*+TDR |  | 33800 | 22600 | 2.52 | 18200 | 2.04
AIREASE | 4SHP22LX SERIES | 214716277 | HRCU-A-CB | 4SHP22LX136P-**A | 7EH42CX-0*+TDR |  | 33400 | 22200 | 2.52 | 17900 | 2.06
AIREASE | 4SHP22LX SERIES | 214716278 | HRCU-A-CB | 4SHP22LX136P-**A | 7EH42CX-0*+TDR |  | 33400 | 22200 | 2.5 | 17900 | 2.04
AIREASE | 4SHP22LX SERIES | 214716280 | HRCU-A-CB | 4SHP22LX136P-**A | 7EH42CX-0*+TDR |  | 33400 | 22400 | 2.5 | 18000 | 2.04
AIREASE | 4SHP22LX SERIES | 214716281 | HRCU-A-CB | 4SHP22LX136P-**A | 7EH42CX-0*+TDR |  | 33400 | 22200 | 2.5 | 17900 | 2.04
AIREASE | 4SHP22LX SERIES | 214716282 | HRCU-A-CB | 4SHP22LX136P-**A | 7EH42CX-0*+TDR |  | 33600 | 22400 | 2.5 | 18100 | 2.04
AIREASE | 4SHP22LX SERIES | 214716284 | HRCU-A-CB | 4SHP22LX136P-**A | 7EH42CX-0*+TDR |  | 33800 | 22600 | 2.52 | 18200 | 2.04
AIREASE | 4SHP22LX SERIES | 214716285 | HRCU-A-CB | 4SHP22LX136P-**A | 7EH42CX-0*+TDR |  | 33600 | 22400 | 2.5 | 18100 | 2.04
AIREASE | 4SHP22LX SERIES | 214716286 | HRCU-A-CB | 4SHP22LX136P-**A | 7EH42CX-0*+TDR |  | 33600 | 22400 | 2.52 | 18100 | 2.06
AIREASE | 4SHP22LX SERIES | 214716288 | HRCU-A-CB | 4SHP22LX136P-**A | 7EH42CX-0*+TDR |  | 33600 | 22400 | 2.5 | 18100 | 2.04
AIREASE | 4SHP22LX SERIES | 214716289 | HRCU-A-CB | 4SHP22LX136P-**A | 7EH42CX-0*+TDR |  | 33600 | 22400 | 2.5 | 18100 | 2.04
AIREASE | 4SHP22LX SERIES | 214716290 | HRCU-A-CB | 4SHP22LX136P-**A | 7EH42CX-0*+TDR |  | 33800 | 22600 | 2.5 | 18200 | 2.04
AIREASE | 4SHP22LX SERIES | 214716498 | HRCU-A-CB | 4SHP22LX124P-**A | 7EC30AX-0*+TDR |  | 23400 | 14200 | 2.51 | 16100 | 1.96
AIREASE | 4SHP22LX SERIES | 214716499 | HRCU-A-CB | 4SHP22LX124P-**A | 7EC30AX-0*+TDR |  | 23400 | 14200 | 2.51 | 16100 | 1.96
AIREASE | 4SHP22LX SERIES | 214716500 | HRCU-A-CB | 4SHP22LX124P-**A | 7EC30AX-0*+TDR |  | 23000 | 13900 | 2.51 | 15800 | 1.94
AIREASE | 4SHP22LX SERIES | 214716502 | HRCU-A-CB | 4SHP22LX124P-**A | 7EC30AX-0*+TDR |  | 23400 | 14200 | 2.52 | 16100 | 1.96
AIREASE | 4SHP22LX SERIES | 214716503 | HRCU-A-CB | 4SHP22LX124P-**A | 7EC30AX-0*+TDR |  | 23200 | 14000 | 2.52 | 15900 | 1.94
AIREASE | 4SHP22LX SERIES | 214716504 | HRCU-A-CB | 4SHP22LX124P-**A | 7EC30AX-0*+TDR |  | 23400 | 14200 | 2.52 | 16100 | 1.98
AIREASE | 4SHP22LX SERIES | 214716505 | HRCU-A-CB | 4SHP22LX124P-**A | 7EC30AX-0*+TDR |  | 23600 | 14200 | 2.51 | 16100 | 1.96
AIREASE | 4SHP22LX SERIES | 214716506 | HRCU-A-CB | 4SHP22LX124P-**A | 7EC30AX-0*+TDR |  | 23600 | 14200 | 2.51 | 16100 | 1.96
AIREASE | 4SHP22LX SERIES | 214716510 | HRCU-A-CB | 4SHP22LX124P-**A | 7EC30BX-0*+TDR |  | 23200 | 14000 | 2.52 | 15900 | 1.96
AIREASE | 4SHP22LX SERIES | 214716514 | HRCU-A-CB | 4SHP22LX124P-**A | 7EC30BX-0*+TDR |  | 23600 | 14200 | 2.51 | 16100 | 1.96
AIREASE | 4SHP22LX SERIES | 214716519 | HRCU-A-CB | 4SHP22LX124P-**A | 7EC30BX-0*+TDR |  | 23400 | 14100 | 2.54 | 16000 | 1.98
AIREASE | 4SHP22LX SERIES | 214716520 | HRCU-A-CB | 4SHP22LX124P-**A | 7EC30BX-0*+TDR |  | 23400 | 14100 | 2.54 | 16000 | 1.98
AIREASE | 4SHP22LX SERIES | 214716521 | HRCU-A-CB | 4SHP22LX124P-**A | 7EC30BX-0*+TDR |  | 23400 | 14100 | 2.54 | 16000 | 1.98
AIREASE | 4SHP22LX SERIES | 214716522 | HRCU-A-CB | 4SHP22LX124P-**A | 7EC30BX-0*+TDR |  | 23600 | 14200 | 2.51 | 16100 | 1.96
AIREASE | 4SHP22LX SERIES | 214716523 | HRCU-A-CB | 4SHP22LX124P-**A | 7EC30BX-0*+TDR |  | 23600 | 14200 | 2.51 | 16200 | 1.96
AIREASE | 4SHP22LX SERIES | 214716525 | HRCU-A-CB | 4SHP22LX124P-**A | 7EC30BX-0*+TDR |  | 23600 | 14200 | 2.51 | 16100 | 1.96
AIREASE | 4SHP22LX SERIES | 214716524 | HRCU-A-CB | 4SHP22LX124P-**A | 7EC30BX-0*+TDR |  | 23600 | 14200 | 2.51 | 16100 | 1.96
AIREASE | 4SHP22LX SERIES | 214716471 | HRCU-A-CB | 4SHP22LX124P-**A | 7EC24AX-0*+TDR |  | 23600 | 14700 | 2.52 | 15700 | 1.9
AIREASE | 4SHP22LX SERIES | 214716472 | HRCU-A-CB | 4SHP22LX124P-**A | 7EC24AX-0*+TDR |  | 23600 | 14700 | 2.52 | 15700 | 1.9
AIREASE | 4SHP22LX SERIES | 214716473 | HRCU-A-CB | 4SHP22LX124P-**A | 7EC24AX-0*+TDR |  | 23000 | 14300 | 2.52 | 15400 | 1.9
AIREASE | 4SHP22LX SERIES | 214716474 | HRCU-A-CB | 4SHP22LX124P-**A | 7EC24AX-0*+TDR |  | 23600 | 14700 | 2.5 | 15800 | 1.92
AIREASE | 4SHP22LX SERIES | 214716476 | HRCU-A-CB | 4SHP22LX124P-**A | 7EC24AX-0*+TDR |  | 23200 | 14500 | 2.51 | 15500 | 1.9
AIREASE | 4SHP22LX SERIES | 214716477 | HRCU-A-CB | 4SHP22LX124P-**A | 7EC24AX-0*+TDR |  | 23600 | 14700 | 2.53 | 15700 | 1.92
AIREASE | 4SHP22LX SERIES | 214716478 | HRCU-A-CB | 4SHP22LX124P-**A | 7EC24AX-0*+TDR |  | 23600 | 14700 | 2.52 | 15700 | 1.9
AIREASE | 4SHP22LX SERIES | 214716479 | HRCU-A-CB | 4SHP22LX124P-**A | 7EC24AX-0*+TDR |  | 23600 | 14700 | 2.52 | 15700 | 1.9
AIREASE | 4SHP22LX SERIES | 214716481 | HRCU-A-CB | 4SHP22LX124P-**A | 7EC24BX-0*+TDR |  | 23600 | 14700 | 2.5 | 15800 | 1.92
AIREASE | 4SHP22LX SERIES | 214716483 | HRCU-A-CB | 4SHP22LX124P-**A | 7EC24BX-0*+TDR |  | 23200 | 14500 | 2.54 | 15500 | 1.9
AIREASE | 4SHP22LX SERIES | 214716487 | HRCU-A-CB | 4SHP22LX124P-**A | 7EC24BX-0*+TDR |  | 23600 | 14700 | 2.52 | 15700 | 1.9
AIREASE | 4SHP22LX SERIES | 214716492 | HRCU-A-CB | 4SHP22LX124P-**A | 7EC24BX-0*+TDR |  | 23600 | 14600 | 2.55 | 15700 | 1.92
AIREASE | 4SHP22LX SERIES | 214716493 | HRCU-A-CB | 4SHP22LX124P-**A | 7EC24BX-0*+TDR |  | 23600 | 14600 | 2.55 | 15700 | 1.92
AIREASE | 4SHP22LX SERIES | 214716494 | HRCU-A-CB | 4SHP22LX124P-**A | 7EC24BX-0*+TDR |  | 23600 | 14600 | 2.55 | 15700 | 1.92
AIREASE | 4SHP22LX SERIES | 214716495 | HRCU-A-CB | 4SHP22LX124P-**A | 7EC24BX-0*+TDR |  | 23600 | 14700 | 2.5 | 15800 | 1.92
AIREASE | 4SHP22LX SERIES | 214716496 | HRCU-A-CB | 4SHP22LX124P-**A | 7EC24BX-0*+TDR |  | 23600 | 14700 | 2.5 | 15800 | 1.9
AIREASE | 4SHP22LX SERIES | 214716497 | HRCU-A-CB | 4SHP22LX124P-**A | 7EC24BX-0*+TDR |  | 23600 | 14700 | 2.52 | 15800 | 1.92
AIREASE | 4SHP22LX SERIES | 214716409 | HRCU-A-CB | 4SHP22LX136P-**A | 7EC48CX-0*+TDR |  | 33800 | 22400 | 2.54 | 18500 | 2.24
AIREASE | 4SHP22LX SERIES | 214716411 | HRCU-A-CB | 4SHP22LX136P-**A | 7EC48CX-0*+TDR |  | 33800 | 22400 | 2.52 | 18600 | 2.24
AIREASE | 4SHP22LX SERIES | 214716412 | HRCU-A-CB | 4SHP22LX136P-**A | 7EC48CX-0*+TDR |  | 33800 | 22400 | 2.52 | 18600 | 2.24
AIREASE | 4SHP22LX SERIES | 214716414 | HRCU-A-CB | 4SHP22LX136P-**A | 7EC48CX-0*+TDR |  | 33600 | 22400 | 2.56 | 18500 | 2.26
AIREASE | 4SHP22LX SERIES | 211528760 | HRCU-A-CB | 4SHP22LX136P-**A | EAC4X48B+TDR |  | 33800 | 22400 | 2.54 | 18400 | 2.22
AIREASE | 4SHP22LX SERIES | 211528759 | HRCU-A-CB | 4SHP22LX136P-**A | EAC4X48B+TDR |  | 33800 | 22400 | 2.54 | 18400 | 2.22
AIREASE | 4SHP22LX SERIES | 211528758 | HRCU-A-CB | 4SHP22LX136P-**A | EAC4X48B+TDR |  | 33800 | 22400 | 2.52 | 18400 | 2.22
AIREASE | 4SHP22LX SERIES | 211528757 | HRCU-A-CB | 4SHP22LX136P-**A | EAC4X48B+TDR |  | 33800 | 22600 | 2.52 | 18500 | 2.2
AIREASE | 4SHP22LX SERIES | 211528750 | HRCU-A-CB | 4SHP22LX136P-**A | EAC4X48B+TDR |  | 33600 | 22200 | 2.56 | 18200 | 2.24
AIREASE | 4SHP22LX SERIES | 211528749 | HRCU-A-CB | 4SHP22LX136P-**A | EAC4X48B+TDR |  | 33400 | 22200 | 2.52 | 18200 | 2.22
AIREASE | 4SHP22LX SERIES | 211528745 | HRCU-A-CB | 4SHP22LX136P-**A | EAC4X48B+TDR |  | 33600 | 22400 | 2.5 | 18400 | 2.2
AIREASE | 4SHP22LX SERIES | 211528744 | HRCU-A-CB | 4SHP22LX136P-**A | EAC4X48B+TDR |  | 33200 | 22000 | 2.54 | 18000 | 2.24
AIREASE | 4SHP22LX SERIES | 211528743 | HRCU-A-CB | 4SHP22LX136P-**A | EAC4X48B+TDR |  | 33200 | 22000 | 2.52 | 18100 | 2.24
AIREASE | 4SHP22LX SERIES | 211528742 | HRCU-A-CB | 4SHP22LX136P-**A | EAC4X48B+TDR |  | 33800 | 22600 | 2.5 | 18500 | 2.18
AIREASE | 4SHP22LX SERIES | 211528677 | HRCU-A-CB | 4SHP22LX136P-**A | ED1P48B+TDR+TXV |  | 33400 | 21400 | 2.5 | 17700 | 2.18
AIREASE | 4SHP22LX SERIES | 211528672 | HRCU-A-CB | 4SHP22LX136P-**A | ED1P30/36C+TDR+TXV |  | 35800 | 23400 | 2.5 | 19000 | 2.18
AIREASE | 4SHP22LX SERIES | 211528671 | HRCU-A-CB | 4SHP22LX136P-**A | ED1P30/36C+TDR+TXV |  | 35400 | 23000 | 2.54 | 18700 | 2.22
AIREASE | 4SHP22LX SERIES | 211528670 | HRCU-A-CB | 4SHP22LX136P-**A | ED1P30/36C+TDR+TXV |  | 35000 | 22800 | 2.56 | 18500 | 2.24
AIREASE | 4SHP22LX SERIES | 211528669 | HRCU-A-CB | 4SHP22LX136P-**A | ED1P30/36C+TDR+TXV |  | 35000 | 22800 | 2.54 | 18500 | 2.22
AIREASE | 4SHP22LX SERIES | 211528668 | HRCU-A-CB | 4SHP22LX136P-**A | ED1P30/36C+TDR+TXV |  | 35000 | 22800 | 2.58 | 18400 | 2.24
AIREASE | 4SHP22LX SERIES | 211528667 | HRCU-A-CB | 4SHP22LX136P-**A | ED1P30/36C+TDR+TXV |  | 35400 | 23000 | 2.54 | 18700 | 2.22
AIREASE | 4SHP22LX SERIES | 211528666 | HRCU-A-CB | 4SHP22LX136P-**A | ED1P30/36C+TDR+TXV |  | 35000 | 22800 | 2.54 | 18500 | 2.22
AIREASE | 4SHP22LX SERIES | 211528665 | HRCU-A-CB | 4SHP22LX136P-**A | ED1P30/36B+TDR+TXV |  | 35600 | 23200 | 2.5 | 18900 | 2.18
AIREASE | 4SHP22LX SERIES | 211528664 | HRCU-A-CB | 4SHP22LX136P-**A | ED1P30/36B+TDR+TXV |  | 35600 | 23200 | 2.5 | 18900 | 2.18
AIREASE | 4SHP22LX SERIES | 211528663 | HRCU-A-CB | 4SHP22LX136P-**A | ED1P30/36B+TDR+TXV |  | 35400 | 23200 | 2.52 | 18800 | 2.2
AIREASE | 4SHP22LX SERIES | 211528662 | HRCU-A-CB | 4SHP22LX136P-**A | ED1P30/36B+TDR+TXV |  | 34800 | 22800 | 2.52 | 18400 | 2.2
AIREASE | 4SHP22LX SERIES | 211528661 | HRCU-A-CB | 4SHP22LX136P-**A | ED1P30/36B+TDR+TXV |  | 35200 | 23000 | 2.52 | 18600 | 2.2
AIREASE | 4SHP22LX SERIES | 211528660 | HRCU-A-CB | 4SHP22LX136P-**A | ED1P30/36B+TDR+TXV |  | 35200 | 23000 | 2.52 | 18600 | 2.2
AIREASE | 4SHP22LX SERIES | 211528659 | HRCU-A-CB | 4SHP22LX136P-**A | ED1P30/36B+TDR+TXV |  | 35000 | 22800 | 2.58 | 18500 | 2.26
AIREASE | 4SHP22LX SERIES | 211528658 | HRCU-A-CB | 4SHP22LX136P-**A | ED1P30/36B+TDR+TXV |  | 34800 | 22600 | 2.52 | 18400 | 2.22
AIREASE | 4SHP22LX SERIES | 211528656 | HRCU-A-CB | 4SHP22LX136P-**A | ED1P30/36B+TDR+TXV |  | 35400 | 23000 | 2.5 | 18800 | 2.2
AIREASE | 4SHP22LX SERIES | 211528655 | HRCU-A-CB | 4SHP22LX136P-**A | ED1P30/36B+TDR+TXV |  | 35800 | 23400 | 2.5 | 19000 | 2.16
AIREASE | 4SHP22LX SERIES | 211528654 | HRCU-A-CB | 4SHP22LX136P-**A | ED1P30/36A+TDR+TXV |  | 35800 | 23400 | 2.5 | 19000 | 2.16
AIREASE | 4SHP22LX SERIES | 211528653 | HRCU-A-CB | 4SHP22LX136P-**A | ED1P30/36A+TDR+TXV |  | 35000 | 22800 | 2.52 | 18500 | 2.2
AIREASE | 4SHP22LX SERIES | 211528572 | HRCU-A-CB | 4SHP22LX136P-**A | BCE7S42M*4X |  | 35000 | 22800 | 2.64 | 18400 | 2.3
AIREASE | 4SHP22LX SERIES | 211528571 | HRCU-A-CB | 4SHP22LX136P-**A | BCE7E42M*4X |  | 34400 | 22200 | 2.6 | 18000 | 2.3
AIREASE | 4SHP22LX SERIES | 211528570 | HRCU-A-CB | 4SHP22LX136P-**A | BCE7E36M*4X |  | 33600 | 23000 | 2.6 | 18300 | 2.24
AIREASE | 4SHP22LX SERIES | 211528569 | HRCU-A-CB | 4SHP22LX136P-**A | BCE5V42M*4X |  | 33600 | 22200 | 2.6 | 18000 | 2.24
AIREASE | 4SHP22LX SERIES | 211528568 | HRCU-A-CB | 4SHP22LX136P-**A | BCE5V36M*4X |  | 33400 | 22200 | 2.58 | 18000 | 2.24
AIREASE | 4SHP22LX SERIES | 211528564 | HRCU-A-CB | 4SHP22LX136P-**A | EA(C;U)1P48B+TDR+TXV |  | 33800 | 22400 | 2.54 | 18400 | 2.22
AIREASE | 4SHP22LX SERIES | 211528563 | HRCU-A-CB | 4SHP22LX136P-**A | EA(C;U)1P48B+TDR+TXV |  | 33800 | 22400 | 2.54 | 18400 | 2.22
AIREASE | 4SHP22LX SERIES | 211528562 | HRCU-A-CB | 4SHP22LX136P-**A | EA(C;U)1P48B+TDR+TXV |  | 33800 | 22400 | 2.52 | 18400 | 2.22
AIREASE | 4SHP22LX SERIES | 211528561 | HRCU-A-CB | 4SHP22LX136P-**A | EA(C;U)1P48B+TDR+TXV |  | 33800 | 22600 | 2.52 | 18500 | 2.2
AIREASE | 4SHP22LX SERIES | 211528554 | HRCU-A-CB | 4SHP22LX136P-**A | EA(C;U)1P48B+TDR+TXV |  | 33600 | 22200 | 2.56 | 18200 | 2.24
AIREASE | 4SHP22LX SERIES | 211528553 | HRCU-A-CB | 4SHP22LX136P-**A | EA(C;U)1P48B+TDR+TXV |  | 33400 | 22200 | 2.52 | 18200 | 2.22
AIREASE | 4SHP22LX SERIES | 211528549 | HRCU-A-CB | 4SHP22LX136P-**A | EA(C;U)1P48B+TDR+TXV |  | 33600 | 22400 | 2.5 | 18400 | 2.2
AIREASE | 4SHP22LX SERIES | 211528548 | HRCU-A-CB | 4SHP22LX136P-**A | EA(C;U)1P48B+TDR+TXV |  | 33200 | 22000 | 2.54 | 18000 | 2.24
AIREASE | 4SHP22LX SERIES | 211528547 | HRCU-A-CB | 4SHP22LX136P-**A | EA(C;U)1P48B+TDR+TXV |  | 33200 | 22000 | 2.52 | 18100 | 2.24
AIREASE | 4SHP22LX SERIES | 211528546 | HRCU-A-CB | 4SHP22LX136P-**A | EA(C;U)1P48B+TDR+TXV |  | 33800 | 22600 | 2.5 | 18500 | 2.18
AIREASE | 4SHP22LX Series | 211708569 | HRCU-A-CB | 4SHP22LX136P-**A | BCE5E42M | Ducted Indoor Units | 33000 | 22000 | 2.56 | 18000 | 2.2
AIREASE | 4SHP22LX Series | 211708568 | HRCU-A-CB | 4SHP22LX136P-**A | BCE5E36M | Ducted Indoor Units | 32800 | 21800 | 2.5 | 17700 | 2.18
AIREASE | 4SHP22LX Series | 211708566 | HRCU-A-CB | 4SHP22LX136P-**A | BCE7S36M*4X | Ducted Indoor Units | 33400 | 22800 | 2.6 | 18300 | 2.28
AIREASE | 4SHP22LX SERIES | 211709612 | HRCU-A-CB | 4SHP22LX124P-**A | EAC4X24B+TDR |  | 23200 | 14500 | 2.54 | 15500 | 1.9
AIREASE | 4SHP22LX SERIES | 211709611 | HRCU-A-CB | 4SHP22LX124P-**A | EAC4X24B+TDR |  | 23600 | 14700 | 2.52 | 15800 | 1.92
AIREASE | 4SHP22LX SERIES | 211709606 | HRCU-A-CB | 4SHP22LX124P-**A | EAC4X24B+TDR |  | 23600 | 14700 | 2.5 | 15800 | 1.92
AIREASE | 4SHP22LX SERIES | 211709604 | HRCU-A-CB | 4SHP22LX124P-**A | EAC4X24A+TDR |  | 23600 | 14700 | 2.52 | 15700 | 1.9
AIREASE | 4SHP22LX SERIES | 211709603 | HRCU-A-CB | 4SHP22LX124P-**A | EAC4X24A+TDR |  | 23600 | 14700 | 2.52 | 15700 | 1.9
AIREASE | 4SHP22LX SERIES | 211709602 | HRCU-A-CB | 4SHP22LX124P-**A | EAC4X24A+TDR |  | 23600 | 14700 | 2.53 | 15700 | 1.92
AIREASE | 4SHP22LX SERIES | 211709601 | HRCU-A-CB | 4SHP22LX124P-**A | EAC4X24A+TDR |  | 23200 | 14500 | 2.51 | 15500 | 1.9
AIREASE | 4SHP22LX SERIES | 211709599 | HRCU-A-CB | 4SHP22LX124P-**A | EAC4X24A+TDR |  | 23600 | 14700 | 2.5 | 15800 | 1.92
AIREASE | 4SHP22LX SERIES | 211709598 | HRCU-A-CB | 4SHP22LX124P-**A | EAC4X24A+TDR |  | 23000 | 14300 | 2.52 | 15400 | 1.9
AIREASE | 4SHP22LX SERIES | 211709597 | HRCU-A-CB | 4SHP22LX124P-**A | EAC4X24A+TDR |  | 23600 | 14700 | 2.52 | 15700 | 1.9
AIREASE | 4SHP22LX SERIES | 211709596 | HRCU-A-CB | 4SHP22LX124P-**A | EAC4X24A+TDR |  | 23600 | 14700 | 2.52 | 15700 | 1.9
AIREASE | 4SHP22LX SERIES | 211709595 | HRCU-A-CB | 4SHP22LX124P-**A | ED1P24B+TDR+TXV |  | 23200 | 15000 | 2.7 | 15100 | 2.06
AIREASE | 4SHP22LX SERIES | 211709594 | HRCU-A-CB | 4SHP22LX124P-**A | ED1P24B+TDR+TXV |  | 23400 | 15100 | 2.67 | 15200 | 2.04
AIREASE | 4SHP22LX SERIES | 211709593 | HRCU-A-CB | 4SHP22LX124P-**A | ED1P24B+TDR+TXV |  | 23200 | 15000 | 2.68 | 15100 | 2.04
AIREASE | 4SHP22LX SERIES | 211709592 | HRCU-A-CB | 4SHP22LX124P-**A | ED1P24B+TDR+TXV |  | 23200 | 15000 | 2.71 | 15000 | 2.04
AIREASE | 4SHP22LX SERIES | 211709591 | HRCU-A-CB | 4SHP22LX124P-**A | ED1P24B+TDR+TXV |  | 23200 | 14900 | 2.71 | 15000 | 2.06
AIREASE | 4SHP22LX SERIES | 211709590 | HRCU-A-CB | 4SHP22LX124P-**A | ED1P24B+TDR+TXV |  | 23200 | 14900 | 2.71 | 15000 | 2.06
AIREASE | 4SHP22LX SERIES | 211709589 | HRCU-A-CB | 4SHP22LX124P-**A | ED1P24B+TDR+TXV |  | 23400 | 15100 | 2.71 | 15100 | 2.04
AIREASE | 4SHP22LX SERIES | 211709588 | HRCU-A-CB | 4SHP22LX124P-**A | ED1P24B+TDR+TXV |  | 23200 | 15000 | 2.7 | 15000 | 2.04
AIREASE | 4SHP22LX SERIES | 211709587 | HRCU-A-CB | 4SHP22LX124P-**A | ED1P24B+TDR+TXV |  | 23400 | 15200 | 2.62 | 15300 | 2.02
AIREASE | 4SHP22LX SERIES | 211709586 | HRCU-A-CB | 4SHP22LX124P-**A | ED1P24B+TDR+TXV |  | 23200 | 14900 | 2.66 | 15000 | 2.02
AIREASE | 4SHP22LX SERIES | 211709585 | HRCU-A-CB | 4SHP22LX124P-**A | ED1P24B+TDR+TXV |  | 23200 | 15000 | 2.76 | 15000 | 2.06
AIREASE | 4SHP22LX SERIES | 211709584 | HRCU-A-CB | 4SHP22LX124P-**A | ED1P24B+TDR+TXV |  | 23200 | 14900 | 2.68 | 15000 | 2.04
AIREASE | 4SHP22LX SERIES | 211709583 | HRCU-A-CB | 4SHP22LX124P-**A | ED1P24A+TDR+TXV |  | 23200 | 15000 | 2.76 | 15000 | 2.08
AIREASE | 4SHP22LX SERIES | 211709582 | HRCU-A-CB | 4SHP22LX124P-**A | ED1P24A+TDR+TXV |  | 23000 | 14900 | 2.75 | 14900 | 2.06
AIREASE | 4SHP22LX SERIES | 211709581 | HRCU-A-CB | 4SHP22LX124P-**A | ED1P24A+TDR+TXV |  | 23000 | 14900 | 2.71 | 14900 | 2.04
AIREASE | 4SHP22LX SERIES | 211709580 | HRCU-A-CB | 4SHP22LX124P-**A | BCE7S24M*4X |  | 23000 | 14400 | 2.56 | 15400 | 2.08
AIREASE | 4SHP22LX SERIES | 211709579 | HRCU-A-CB | 4SHP22LX124P-**A | BCE7E30M*4X |  | 22400 | 14300 | 2.85 | 16100 | 2.34
AIREASE | 4SHP22LX SERIES | 211709578 | HRCU-A-CB | 4SHP22LX124P-**A | BCE7E24M*4X |  | 23200 | 14500 | 2.56 | 15500 | 2.08
AIREASE | 4SHP22LX SERIES | 211709577 | HRCU-A-CB | 4SHP22LX124P-**A | BCE7E18M*4X |  | 22600 | 14100 | 2.54 | 15100 | 2.06
AIREASE | 4SHP22LX SERIES | 211709576 | HRCU-A-CB | 4SHP22LX124P-**A | BCE5V30M*4X |  | 22400 | 14500 | 2.67 | 14900 | 2.12
AIREASE | 4SHP22LX SERIES | 211709575 | HRCU-A-CB | 4SHP22LX124P-**A | BCE5V24M*4X |  | 22200 | 14900 | 2.68 | 15400 | 2.12
AIREASE | 4SHP22LX SERIES | 211709574 | HRCU-A-CB | 4SHP22LX124P-**A | BCE5C30M*4X |  | 22800 | 14900 | 2.6 | 15200 | 2.08
AIREASE | 4SHP22LX SERIES | 211709573 | HRCU-A-CB | 4SHP22LX124P-**A | BCE5C24M*4X |  | 23400 | 14700 | 2.5 | 15300 | 2.06
AIREASE | 4SHP22LX SERIES | 211709572 | HRCU-A-CB | 4SHP22LX124P-**A | EA(C;U)1P30B+TDR+TXV |  | 23600 | 14200 | 2.51 | 16100 | 1.96
AIREASE | 4SHP22LX SERIES | 211709571 | HRCU-A-CB | 4SHP22LX124P-**A | EA(C;U)1P30B+TDR+TXV |  | 23600 | 14200 | 2.51 | 16100 | 1.96
AIREASE | 4SHP22LX SERIES | 211709570 | HRCU-A-CB | 4SHP22LX124P-**A | EA(C;U)1P30B+TDR+TXV |  | 23600 | 14200 | 2.51 | 16200 | 1.96
AIREASE | 4SHP22LX SERIES | 211709569 | HRCU-A-CB | 4SHP22LX124P-**A | EA(C;U)1P30B+TDR+TXV |  | 23600 | 14200 | 2.51 | 16100 | 1.96
AIREASE | 4SHP22LX SERIES | 211709568 | HRCU-A-CB | 4SHP22LX124P-**A | EA(C;U)1P30B+TDR+TXV |  | 23400 | 14100 | 2.54 | 16000 | 1.98
AIREASE | 4SHP22LX SERIES | 211709567 | HRCU-A-CB | 4SHP22LX124P-**A | EA(C;U)1P30B+TDR+TXV |  | 23400 | 14100 | 2.54 | 16000 | 1.98
AIREASE | 4SHP22LX SERIES | 211709566 | HRCU-A-CB | 4SHP22LX124P-**A | EA(C;U)1P30B+TDR+TXV |  | 23400 | 14100 | 2.54 | 16000 | 1.98
AIREASE | 4SHP22LX SERIES | 211709561 | HRCU-A-CB | 4SHP22LX124P-**A | EA(C;U)1P30B+TDR+TXV |  | 23600 | 14200 | 2.51 | 16100 | 1.96
AIREASE | 4SHP22LX SERIES | 211709557 | HRCU-A-CB | 4SHP22LX124P-**A | EA(C;U)1P30B+TDR+TXV |  | 23200 | 14000 | 2.52 | 15900 | 1.96
AIREASE | 4SHP22LX SERIES | 211709556 | HRCU-A-CB | 4SHP22LX124P-**A | EA(C;U)1P30B+TDR+TXV |  | 23600 | 14200 | 2.51 | 16100 | 1.96
AIREASE | 4SHP22LX SERIES | 211709549 | HRCU-A-CB | 4SHP22LX124P-**A | EA(C;U)1P30A+TDR+TXV |  | 23600 | 14200 | 2.51 | 16100 | 1.96
AIREASE | 4SHP22LX SERIES | 211709548 | HRCU-A-CB | 4SHP22LX124P-**A | EA(C;U)1P30A+TDR+TXV |  | 23600 | 14200 | 2.51 | 16100 | 1.96
AIREASE | 4SHP22LX SERIES | 211709547 | HRCU-A-CB | 4SHP22LX124P-**A | EA(C;U)1P30A+TDR+TXV |  | 23400 | 14200 | 2.52 | 16100 | 1.98
AIREASE | 4SHP22LX SERIES | 211709546 | HRCU-A-CB | 4SHP22LX124P-**A | EA(C;U)1P30A+TDR+TXV |  | 23200 | 14000 | 2.52 | 15900 | 1.94
AIREASE | 4SHP22LX SERIES | 211709545 | HRCU-A-CB | 4SHP22LX124P-**A | EA(C;U)1P30A+TDR+TXV |  | 23400 | 14200 | 2.52 | 16100 | 1.96
AIREASE | 4SHP22LX SERIES | 211709543 | HRCU-A-CB | 4SHP22LX124P-**A | EA(C;U)1P30A+TDR+TXV |  | 23000 | 13900 | 2.51 | 15800 | 1.94
AIREASE | 4SHP22LX SERIES | 211709542 | HRCU-A-CB | 4SHP22LX124P-**A | EA(C;U)1P30A+TDR+TXV |  | 23400 | 14200 | 2.51 | 16100 | 1.96
AIREASE | 4SHP22LX SERIES | 211709541 | HRCU-A-CB | 4SHP22LX124P-**A | EA(C;U)1P30A+TDR+TXV |  | 23400 | 14200 | 2.51 | 16100 | 1.96
AIREASE | 4SHP22LX SERIES | 211709540 | HRCU-A-CB | 4SHP22LX124P-**A | EA(C;U)1P24B+TDR+TXV |  | 23600 | 14700 | 2.52 | 15800 | 1.92
AIREASE | 4SHP22LX SERIES | 211709539 | HRCU-A-CB | 4SHP22LX124P-**A | EA(C;U)1P24B+TDR+TXV |  | 23600 | 14700 | 2.5 | 15800 | 1.9
AIREASE | 4SHP22LX SERIES | 211709538 | HRCU-A-CB | 4SHP22LX124P-**A | EA(C;U)1P24B+TDR+TXV |  | 23600 | 14700 | 2.5 | 15800 | 1.92
AIREASE | 4SHP22LX SERIES | 211709537 | HRCU-A-CB | 4SHP22LX124P-**A | EA(C;U)1P24B+TDR+TXV |  | 23600 | 14600 | 2.55 | 15700 | 1.92
AIREASE | 4SHP22LX SERIES | 211709536 | HRCU-A-CB | 4SHP22LX124P-**A | EA(C;U)1P24B+TDR+TXV |  | 23600 | 14600 | 2.55 | 15700 | 1.92
AIREASE | 4SHP22LX SERIES | 211709535 | HRCU-A-CB | 4SHP22LX124P-**A | EA(C;U)1P24B+TDR+TXV |  | 23600 | 14600 | 2.55 | 15700 | 1.92
AIREASE | 4SHP22LX SERIES | 211709530 | HRCU-A-CB | 4SHP22LX124P-**A | EA(C;U)1P24B+TDR+TXV |  | 23600 | 14700 | 2.52 | 15700 | 1.9
AIREASE | 4SHP22LX SERIES | 211709526 | HRCU-A-CB | 4SHP22LX124P-**A | EA(C;U)1P24B+TDR+TXV |  | 23200 | 14500 | 2.54 | 15500 | 1.9
AIREASE | 4SHP22LX SERIES | 211709525 | HRCU-A-CB | 4SHP22LX124P-**A | EA(C;U)1P24B+TDR+TXV |  | 23600 | 14700 | 2.52 | 15800 | 1.92
AIREASE | 4SHP22LX SERIES | 211709520 | HRCU-A-CB | 4SHP22LX124P-**A | EA(C;U)1P24B+TDR+TXV |  | 23600 | 14700 | 2.5 | 15800 | 1.92
AIREASE | 4SHP22LX SERIES | 211709518 | HRCU-A-CB | 4SHP22LX124P-**A | EA(C;U)1P24A+TDR+TXV |  | 23600 | 14700 | 2.52 | 15700 | 1.9
AIREASE | 4SHP22LX SERIES | 211709517 | HRCU-A-CB | 4SHP22LX124P-**A | EA(C;U)1P24A+TDR+TXV |  | 23600 | 14700 | 2.52 | 15700 | 1.9
AIREASE | 4SHP22LX SERIES | 211709516 | HRCU-A-CB | 4SHP22LX124P-**A | EA(C;U)1P24A+TDR+TXV |  | 23600 | 14700 | 2.53 | 15700 | 1.92
AIREASE | 4SHP22LX SERIES | 211709515 | HRCU-A-CB | 4SHP22LX124P-**A | EA(C;U)1P24A+TDR+TXV |  | 23200 | 14500 | 2.51 | 15500 | 1.9
AIREASE | 4SHP22LX SERIES | 211709513 | HRCU-A-CB | 4SHP22LX124P-**A | EA(C;U)1P24A+TDR+TXV |  | 23600 | 14700 | 2.5 | 15800 | 1.92
AIREASE | 4SHP22LX SERIES | 211709512 | HRCU-A-CB | 4SHP22LX124P-**A | EA(C;U)1P24A+TDR+TXV |  | 23000 | 14300 | 2.52 | 15400 | 1.9
AIREASE | 4SHP22LX SERIES | 211709511 | HRCU-A-CB | 4SHP22LX124P-**A | EA(C;U)1P24A+TDR+TXV |  | 23600 | 14700 | 2.52 | 15700 | 1.9
AIREASE | 4SHP22LX SERIES | 211709510 | HRCU-A-CB | 4SHP22LX124P-**A | EA(C;U)1P24A+TDR+TXV |  | 23600 | 14700 | 2.52 | 15700 | 1.9
AIREASE | 4SHP22LX SERIES | 211804162 | HRCU-A-CB | 4SHP22LX136P-**A | EAC4X48C+TDR |  | 33600 | 22400 | 2.56 | 18500 | 2.26
AIREASE | 4SHP22LX SERIES | 211804160 | HRCU-A-CB | 4SHP22LX136P-**A | EAC4X48C+TDR |  | 33800 | 22400 | 2.52 | 18600 | 2.24
AIREASE | 4SHP22LX SERIES | 211804159 | HRCU-A-CB | 4SHP22LX136P-**A | EAC4X48C+TDR |  | 33800 | 22400 | 2.52 | 18600 | 2.24
AIREASE | 4SHP22LX SERIES | 211804157 | HRCU-A-CB | 4SHP22LX136P-**A | EAC4X48C+TDR |  | 33800 | 22400 | 2.54 | 18500 | 2.24
AIREASE | 4SHP22LX SERIES | 211804153 | HRCU-A-CB | 4SHP22LX136P-**A | EAC4X48C+TDR |  | 33800 | 22400 | 2.52 | 18600 | 2.24
AIREASE | 4SHP22LX SERIES | 211804150 | HRCU-A-CB | 4SHP22LX136P-**A | EAC4X48C+TDR |  | 33800 | 22400 | 2.52 | 18600 | 2.24
AIREASE | 4SHP22LX SERIES | 211804149 | HRCU-A-CB | 4SHP22LX136P-**A | EAC4X48C+TDR |  | 33800 | 22400 | 2.54 | 18500 | 2.24
AIREASE | 4SHP22LX SERIES | 211804147 | HRCU-A-CB | 4SHP22LX136P-**A | EA(C;U)1P48C+TDR+TXV |  | 33600 | 22400 | 2.56 | 18500 | 2.26
AIREASE | 4SHP22LX SERIES | 211804145 | HRCU-A-CB | 4SHP22LX136P-**A | EA(C;U)1P48C+TDR+TXV |  | 33800 | 22400 | 2.52 | 18600 | 2.24
AIREASE | 4SHP22LX SERIES | 211804144 | HRCU-A-CB | 4SHP22LX136P-**A | EA(C;U)1P48C+TDR+TXV |  | 33800 | 22400 | 2.52 | 18600 | 2.24
AIREASE | 4SHP22LX SERIES | 211804142 | HRCU-A-CB | 4SHP22LX136P-**A | EA(C;U)1P48C+TDR+TXV |  | 33800 | 22400 | 2.54 | 18500 | 2.24
AIREASE | 4SHP22LX SERIES | 211804138 | HRCU-A-CB | 4SHP22LX136P-**A | EA(C;U)1P48C+TDR+TXV |  | 33800 | 22400 | 2.52 | 18600 | 2.24
AIREASE | 4SHP22LX SERIES | 211804135 | HRCU-A-CB | 4SHP22LX136P-**A | EA(C;U)1P48C+TDR+TXV |  | 33800 | 22400 | 2.52 | 18600 | 2.24
AIREASE | 4SHP22LX SERIES | 211804134 | HRCU-A-CB | 4SHP22LX136P-**A | EA(C;U)1P48C+TDR+TXV |  | 33800 | 22400 | 2.54 | 18500 | 2.24
AIREASE | 4SHP22LX SERIES | 211709658 | HRCU-A-CB | 4SHP22LX124P-**A | EAC4X30A+TDR |  | 23600 | 14200 | 2.51 | 16100 | 1.96
AIREASE | 4SHP22LX SERIES | 211709657 | HRCU-A-CB | 4SHP22LX124P-**A | EAC4X30A+TDR |  | 23600 | 14200 | 2.51 | 16100 | 1.96
AIREASE | 4SHP22LX SERIES | 211709656 | HRCU-A-CB | 4SHP22LX124P-**A | EAC4X30A+TDR |  | 23400 | 14200 | 2.52 | 16100 | 1.98
AIREASE | 4SHP22LX SERIES | 211709655 | HRCU-A-CB | 4SHP22LX124P-**A | EAC4X30A+TDR |  | 23200 | 14000 | 2.52 | 15900 | 1.94
AIREASE | 4SHP22LX SERIES | 211709654 | HRCU-A-CB | 4SHP22LX124P-**A | EAC4X30A+TDR |  | 23400 | 14200 | 2.52 | 16100 | 1.96
AIREASE | 4SHP22LX SERIES | 211709652 | HRCU-A-CB | 4SHP22LX124P-**A | EAC4X30A+TDR |  | 23000 | 13900 | 2.51 | 15800 | 1.94
AIREASE | 4SHP22LX SERIES | 211709651 | HRCU-A-CB | 4SHP22LX124P-**A | EAC4X30A+TDR |  | 23400 | 14200 | 2.51 | 16100 | 1.96
AIREASE | 4SHP22LX SERIES | 211709650 | HRCU-A-CB | 4SHP22LX124P-**A | EAC4X30A+TDR |  | 23400 | 14200 | 2.51 | 16100 | 1.96
AIREASE | 4SHP22LX SERIES | 211709649 | HRCU-A-CB | 4SHP22LX124P-**A | EAC4X30B+TDR |  | 23600 | 14200 | 2.51 | 16100 | 1.96
AIREASE | 4SHP22LX SERIES | 211709648 | HRCU-A-CB | 4SHP22LX124P-**A | EAC4X30B+TDR |  | 23600 | 14200 | 2.51 | 16100 | 1.96
AIREASE | 4SHP22LX SERIES | 211709647 | HRCU-A-CB | 4SHP22LX124P-**A | EAC4X30B+TDR |  | 23600 | 14200 | 2.51 | 16200 | 1.96
AIREASE | 4SHP22LX SERIES | 211709646 | HRCU-A-CB | 4SHP22LX124P-**A | EAC4X30B+TDR |  | 23600 | 14200 | 2.51 | 16100 | 1.96
AIREASE | 4SHP22LX SERIES | 211709645 | HRCU-A-CB | 4SHP22LX124P-**A | EAC4X30B+TDR |  | 23400 | 14100 | 2.54 | 16000 | 1.98
AIREASE | 4SHP22LX SERIES | 211709644 | HRCU-A-CB | 4SHP22LX124P-**A | EAC4X30B+TDR |  | 23400 | 14100 | 2.54 | 16000 | 1.98
AIREASE | 4SHP22LX SERIES | 211709643 | HRCU-A-CB | 4SHP22LX124P-**A | EAC4X30B+TDR |  | 23400 | 14100 | 2.54 | 16000 | 1.98
AIREASE | 4SHP22LX SERIES | 211709638 | HRCU-A-CB | 4SHP22LX124P-**A | EAC4X30B+TDR |  | 23600 | 14200 | 2.51 | 16100 | 1.96
AIREASE | 4SHP22LX SERIES | 211709634 | HRCU-A-CB | 4SHP22LX124P-**A | EAC4X30B+TDR |  | 23200 | 14000 | 2.52 | 15900 | 1.96
AIREASE | 4SHP22LX SERIES | 211709633 | HRCU-A-CB | 4SHP22LX124P-**A | EAC4X30B+TDR |  | 23600 | 14200 | 2.51 | 16100 | 1.96
AIREASE | 4SHP22LX SERIES | 211709626 | HRCU-A-CB | 4SHP22LX124P-**A | EAC4X24B+TDR |  | 23600 | 14700 | 2.52 | 15800 | 1.92
AIREASE | 4SHP22LX SERIES | 211709625 | HRCU-A-CB | 4SHP22LX124P-**A | EAC4X24B+TDR |  | 23600 | 14700 | 2.5 | 15800 | 1.9
AIREASE | 4SHP22LX SERIES | 211709624 | HRCU-A-CB | 4SHP22LX124P-**A | EAC4X24B+TDR |  | 23600 | 14700 | 2.5 | 15800 | 1.92
AIREASE | 4SHP22LX SERIES | 211709623 | HRCU-A-CB | 4SHP22LX124P-**A | EAC4X24B+TDR |  | 23600 | 14600 | 2.55 | 15700 | 1.92
AIREASE | 4SHP22LX SERIES | 211709622 | HRCU-A-CB | 4SHP22LX124P-**A | EAC4X24B+TDR |  | 23600 | 14600 | 2.55 | 15700 | 1.92
AIREASE | 4SHP22LX SERIES | 211709621 | HRCU-A-CB | 4SHP22LX124P-**A | EAC4X24B+TDR |  | 23600 | 14600 | 2.55 | 15700 | 1.92
AIREASE | 4SHP22LX SERIES | 211709616 | HRCU-A-CB | 4SHP22LX124P-**A | EAC4X24B+TDR |  | 23600 | 14700 | 2.52 | 15700 | 1.9
AIREASE | 4SHP18LX SERIES | 213270494 | HRCU-A-CB | 4SHP18LX136P | EAC4X30A+TDR | Ducted Indoor Units | 24000 | 15600 | 2.74 | 14800 | 1.96
AIREASE | 4SHP18LX SERIES | 213270492 | HRCU-A-CB | 4SHP18LX136P | EA(C;U)1P30A+TDR+TXV | Ducted Indoor Units | 24000 | 15600 | 2.74 | 14800 | 1.96
AIREASE | 4SHP18LX SERIES | 213270493 | HRCU-A-CB | 4SHP18LX136P | EAC4X24A+TDR | Ducted Indoor Units | 24000 | 16000 | 2.65 | 15300 | 1.94
AIREASE | 4SHP18LX SERIES | 213270491 | HRCU-A-CB | 4SHP18LX136P | EA(C;U)1P24A+TDR+TXV | Ducted Indoor Units | 24000 | 16000 | 2.65 | 15300 | 1.94
AIREASE |  | 208106685 | HRCU-A-CB-O | 4DHP2S18S-1P | D22C118S4-1P | Mini-Splits | 18500 | 12000 | 2.51 | 11331 | 2.01
AIREASE |  | 208106686 | HRCU-A-CB-O | 4DHP2S24S-1P | D33C224S4-1P | Mini-Splits | 25000 | 15600 | 2.86 | 17540 | 2.12
AIREASE |  | 208106689 | HRCU-A-CB | 4DHP2S24S-1P | DMD224S4-1P | Mini-Splits | 24600 | 13500 | 2.59 | 17000 | 2.05
AIREASE | 4SHP18LX SERIES | 210821885 | HRCU-A-CB | 4SHP18LX136P | BCE7S30M*4X |  | 24000 | 16000 | 2.58 | 15400 | 2.62
AIREASE | 4SHP18LX SERIES | 210821881 | HRCU-A-CB | 4SHP18LX136P | BCE7E30M*4X |  | 24000 | 16200 | 2.62 | 15500 | 2.66
AIREASE | 4SHP18LX SERIES | 210821883 | HRCU-A-CB | 4SHP18LX136P | BCE7S24M*4X |  | 24000 | 15200 | 2.62 | 15400 | 2.1
AIREASE |  | 208106681 | HRCU-A-CB-O | 4DHP2S12S-1P | DWM212S4-1P | Mini-Splits | 12000 | 9000 | 3.22 | 8465 | 2.26
AIREASE |  | 208106797 | HMSV-A-CB | 4DHP2S18M-1P |  | Non-Ducted Indoor Units | 19000 | 14300 | 3.64 | 12427 | 1.91
AIREASE |  | 208106682 | HRCU-A-CB-O | 4DHP2S18S-1P | DWM218S4-1P | Mini-Splits | 19000 | 14900 | 2.99 | 12184 | 2.25
AIREASE |  | 208106688 | HRCU-A-CB | 4DHP2S18S-1P | DMD218S4-1P | Mini-Splits | 20000 | 12600 | 2.74 | 11966 | 2.21
AIREASE |  | 208106683 | HRCU-A-CB-O | 4DHP2S24S-1P | DWM224S4-1P | Mini-Splits | 25000 | 16200 | 3.08 | 17500 | 2.04
AIREASE |  | 211034482 | HRCU-A-CB-O | 4DHP2S12S-1P | D22C112S4-*P | Mini-Splits | 12000 | 8900 | 3.22 | 7786 | 1.92
AIREASE |  | 211034477 | HRCU-A-CB | 4DHP2S18S-1P | DMD218S4-*P | Mini-Splits | 20000 | 12600 | 2.74 | 11966 | 2.21
AIREASE |  | 211034471 | HRCU-A-CB-O | 4DHP2S24S-1P | DWM224S4-*P | Mini-Splits | 25000 | 16200 | 3.08 | 17500 | 2.04
AIREASE |  | 211034470 | HRCU-A-CB-O | 4DHP2S18S-1P | DWM218S4-*P | Mini-Splits | 19000 | 14900 | 2.99 | 12184 | 2.25
AIREASE |  | 211034469 | HRCU-A-CB-O | 4DHP2S12S-1P | DWM212S4-*P | Mini-Splits | 12000 | 9000 | 3.22 | 8465 | 2.26
AIREASE |  | 208106802 | HMSV-A-CB | 4DHP2S24M-1P |  | Mixed Ducted and Non-Ducted Indoor Units | 24400 | 16700 | 3.2 | 18380 | 1.98
AIREASE |  | 208106799 | HMSV-A-CB | 4DHP2S18M-1P |  | Mixed Ducted and Non-Ducted Indoor Units | 19000 | 11400 | 2.91 | 12427 | 1.91
AIREFORCE | Flex Match | 211635192 | HMSR-A-CB-O | GXH18(5.3)FMK4DH-1 |  | Non-Ducted Indoor Units | 18000 | 15000 | 2.6 | 13600 | 2.21
AIREFORCE | Multizone Indoors Eight-way Compact Cassettes | 216011798 | HRCU-A-CB-O | DXH12PSK3IH | DKH12FMK3IH | Mini-Splits | 12000 | 10000 | 2.79 | 10000 | 1.9
AIREFORCE | Multizone Indoors Eight-way Compact Cassettes | 216011797 | HRCU-A-CB-O | DXH09PSK3IH | DKH09FMK3IH | Mini-Splits | 10500 | 8800 | 2.87 | 7600 | 1.94
AIREFORCE | (24-26 SEER2) Minisplits | 216011732 | HRCU-A-CB-O | DXH18PSK3IH | DHH18PUK3IH | Mini-Splits | 18000 | 14700 | 2.69 | 14600 | 1.9
AIREFORCE | (24-26 SEER2) Minisplits | 216011729 | HRCU-A-CB-O | DXH12PSK3IH | DHH12PUK3IH | Mini-Splits | 12000 | 10000 | 2.9 | 11000 | 1.95
AIRQUEST | Deluxe 20 VS Heat Pump | 215682286 | HRCU-A-CB | H5H0V48*K*AAA* | EVD5X49M24A*+WALLCON |  | 50000 | 46000 | 2.5 | 36600 | 2
AIRQUEST | Deluxe 20 VS Heat Pump | 215676326 | HRCU-A-CB | H5H0V48*K*AAA* | EVD5X49M24A*+WALLCON |  | 50000 | 46000 | 2.5 | 36400 | 2
AIRQUEST | Deluxe 20 VS Heat Pump | 215676316 | HRCU-A-CB | H5H0V48*K*AAA* | EVD5X49M24A*+WALLCON |  | 50000 | 46000 | 2.5 | 36400 | 2
AIRQUEST | Deluxe 20 VS Heat Pump | 215682276 | HRCU-A-CB | H5H0V48*K*AAA* | EVD5X49M24A*+WALLCON |  | 50000 | 46000 | 2.5 | 36600 | 2
AIRQUEST | Deluxe 20 VS Heat Pump | 215676306 | HRCU-A-CB | H5H0V48*K*AAA* | EVD5X49M24A*+WALLCON |  | 50000 | 46000 | 2.5 | 36400 | 2
AIRQUEST | Deluxe 20 VS Heat Pump | 215682256 | HRCU-A-CB | H5H0V48*K*AAA* | EVD5X49M24A*+WALLCON |  | 50000 | 46000 | 2.5 | 36600 | 2
AIRQUEST | Deluxe 20 VS Heat Pump | 215682246 | HRCU-A-CB | H5H0V48*K*AAA* | EVD5X49M24A*+WALLCON |  | 50000 | 46000 | 2.52 | 36200 | 2.12
AIRQUEST | Deluxe 20 VS Heat Pump | 215662864 | HRCU-A-CB | H5H0V48*K*AAA* | FCMA5B48L0C*+WALLCON |  | 48000 | 42000 | 2.52 | 33600 | 2.1
AIRQUEST | DLC-series | 207188932 | HRCU-A-CB-O | DLCSRBH06AAK | DLFSHBH06XAK | Mini-Splits | 7000 | 7500 | 2.5 | 7200 | 1.92
AIRQUEST | DLC-series | 206361913 | HRCU-A-CB-O | DLCSRBH12AAJ | DLFSHBH12XAJ | Mini-Splits | 12000 | 8900 | 2.75 | 6858 | 2.07
AIRQUEST | DLC-series | 206361915 | HRCU-A-CB-O | DLCSRBH12AAK | DLFSHBH12XAK | Mini-Splits | 12000 | 10300 | 2.56 | 12113 | 1.9
AIRQUEST | DL series | 213372188 | HRCU-A-C | DLCURAH18ABK | DLFULAH24XBX + CI |  | 19000 | 14700 | 2.6 | 15000 | 2.2
AIRQUEST | DL series | 213372190 | HRCU-A-C | DLCURAH24ABK | DLFULAH24XBX + CI |  | 25000 | 21000 | 2.58 | 20000 | 1.95
AIRQUEST | DLC-series | 210857462 | HRCU-A-CB-O | DLCSRBH06AAK | DLFSOAH09XAK | Mini-Splits | 7100 | 5700 | 2.61 | 8500 | 2.03
AIRQUEST | DLC-series | 209948200 | HRCU-A-CB-O | DLCSRBH12AAK | DLFSFBH12XAK | Mini-Splits | 12000 | 10200 | 2.72 | 12300 | 2.1
AIRQUEST | DLC-series | 208447693 | HRCU-A-CB-O | DLCSRBH06AAK | DLFSHCH06XAK | Mini-Splits | 7000 | 8500 | 2.9 | 8581 | 2.19
AIRQUEST | DLC-series | 208447692 | HRCU-A-CB-O | DLCSRBH12AAJ | DLFSHCH12XAJ | Mini-Splits | 12000 | 8400 | 2.8 | 7094 | 2.19
AIRQUEST | DLC-series | 208447772 | HRCU-A-CB-O | DLCERBH09AAK | DLFEHBH09XAK | Mini-Splits | 10000 | 6000 | 2.51 | 6933 | 1.97
AIRQUEST | DLC-series | 211132748 | HRCU-A-CB | DLCSRBH24AAK | DLFSDAH24XHK | Mini-Splits | 25000 | 21000 | 2.75 | 24000 | 2
AIRQUEST | DELUXE 19 VS HP | 206771903 | HRCU-A-CB | HVH837GKA2* | EA*4X48L24A*+WALLCON |  | 32400 | 31400 | 2.54 | 27600 | 2.22
AIRQUEST | DLC-series | 211132706 | HRCU-A-CB | DLCSRBH18AAK | DLFSDAH18XHK | Mini-Splits | 19000 | 15700 | 2.6 | 18000 | 2.2
AIRQUEST | DELUXE 19 VS HP | 206771723 | HRCU-A-CB | HVH837GKA2* | EA*4X43L21A*+WALLCON |  | 32800 | 31800 | 2.56 | 27800 | 2.22
AIRQUEST | DELUXE 19 VS HP | 206771273 | HRCU-A-CB | HVH837GKA2* | EA*4X37L21A*+WALLCON |  | 33000 | 31800 | 2.52 | 28000 | 2.2
AIRQUEST | DELUXE 19 VS HP | 206771777 | HRCU-A-CB | HVH837GKA2* | EA*4X48L21A*+WALLCON |  | 32600 | 31400 | 2.52 | 27800 | 2.2
AIRQUEST | DELUXE 19 VS HP | 206771354 | HRCU-A-CB | HVH837GKA2* | EA*4X37L21A*+WALLCON |  | 32800 | 31800 | 2.54 | 27800 | 2.22
AIRQUEST | DELUXE 19 VS HP | 206766034 | HRCU-A-CB | HVH825GKA3* | EA*4X37L21A*+WALLCON |  | 21000 | 20400 | 2.54 | 18100 | 2.24
AIRQUEST | DELUXE 19 VS HP | 206771624 | HRCU-A-CB | HVH837GKA2* | EA*4X43L21A*+WALLCON |  | 33000 | 32000 | 2.52 | 28000 | 2.2
AIRQUEST | DLC-series | 208447689 | HRCU-A-CB-O | DLCSRBH09AAK | DLFSHCH09XAK | Mini-Splits | 12000 | 9500 | 2.53 | 11109 | 1.97
AIRQUEST | DELUXE 19 VS HP | 206771642 | HRCU-A-CB | HVH837GKA2* | EA*4X43L21A*+WALLCON |  | 32800 | 31800 | 2.54 | 28000 | 2.2
AIRQUEST | DELUXE 19 VS HP | 206771858 | HRCU-A-CB | HVH837GKA2* | EA*4X48L21A*+WALLCON |  | 32400 | 31400 | 2.52 | 27600 | 2.2
AIRQUEST | DELUXE 19 VS HP | 206771894 | HRCU-A-CB | HVH837GKA2* | EA*4X48L24A*+WALLCON |  | 32400 | 31400 | 2.52 | 27600 | 2.2
AIRQUEST | D5F Series | 215324774 | HRCU-A-CB-O | D5CSHAH18AAK | D5FSHAH18XAK | Mini-Splits | 18000 | 16600 | 2.55 | 18000 | 1.92
AIRQUEST |  | 215323734 | HRCU-A-CB | D5CUHAH36AAK | D5FUHAH36XAK |  | 37000 | 31000 | 2.5 | 37400 | 1.91
AIRQUEST |  | 215319155 | HRCU-A-CB | D5CUHAH48AAK | D5FUHAH60XAK |  | 48000 | 34000 | 2.56 | 48000 | 2
AIRQUEST |  | 215319154 | HRCU-A-CB | D5CUHAH30AAK | D5FUHAH36XAK |  | 33000 | 24000 | 2.69 | 33200 | 1.97
AIRQUEST |  | 215319153 | HRCU-A-CB | D5CUHAH18AAK | D5FUHAH24XAK |  | 18000 | 14700 | 2.66 | 18600 | 2.12
AIRQUEST |  | 215319163 | HRCU-A-CB | D5CLHAH58AAK | D5FLAAH60XAK |  | 59000 | 41000 | 2.6 | 53000 | 2
AIRQUEST |  | 215319150 | HRCU-A-CB | D5CURAH36AAK | D5FUAAH36XAK |  | 36000 | 25600 | 2.6 | 27000 | 2
AIRQUEST |  | 215319146 | HRCU-A-CB | D5CUHAH60AAK | D5FUHAH60XAK |  | 55000 | 35000 | 2.5 | 54000 | 1.9
AIRQUEST |  | 215319144 | HRCU-A-CB | D5CUHAH48AAK | D5FUAAH48XAK |  | 50000 | 37000 | 2.7 | 46000 | 1.9
AIRQUEST |  | 215319143 | HRCU-A-CB | D5CUHAH36AAK | D5FUAAH36XAK |  | 37000 | 31800 | 2.56 | 39000 | 1.9
AIRQUEST |  | 215319142 | HRCU-A-CB | D5CUHAH30AAK | D5FUAAH30XAK |  | 34000 | 23800 | 2.76 | 32600 | 1.96
AIRQUEST |  | 215319141 | HRCU-A-CB | D5CUHAH24AAK | D5FUHAH24XAK |  | 24000 | 19000 | 2.64 | 20600 | 2.14
AIRQUEST |  | 215319139 | HRCU-A-CB | D5CUHAH18AAK | D5FUAAH18XAK |  | 19000 | 15000 | 2.6 | 18000 | 2
AIRQUEST |  | 215324794 | HRCU-A-CB-O | D5CSRAH12AAK | D5FSOAH12XAK | Mini-Splits | 12000 | 8600 | 2.77 | 8600 | 2.47
AIRQUEST |  | 215324793 | HRCU-A-CB-O | D5CSRAH12AAK | D5FSHAH12XAK | Mini-Splits | 12000 | 9300 | 2.84 | 8400 | 2.3
AIRQUEST |  | 215324790 | HRCU-A-CB-O | D5CSRAH09AAK | D5FSFAH09XAK | Mini-Splits | 9000 | 9000 | 2.9 | 8600 | 2.27
AIRQUEST |  | 215324789 | HRCU-A-CB-O | D5CSRAH09AAK | D5FSCAH12XAK | Mini-Splits | 10000 | 8500 | 2.8 | 8300 | 2.17
AIRQUEST |  | 215324788 | HRCU-A-CB-O | D5CSRAH09AAK | D5FSOAH12XAK | Mini-Splits | 11000 | 7900 | 2.69 | 8000 | 2.17
AIRQUEST |  | 215324787 | HRCU-A-CB-O | D5CSRAH09AAK | D5FSHAH09XAK | Mini-Splits | 10000 | 8100 | 2.83 | 8000 | 2.37
AIRQUEST |  | 215324786 | HRCU-A-CB-O | D5CSRAH12AAJ | D5FSHAH12XAJ | Mini-Splits | 12000 | 8700 | 2.68 | 7700 | 2.33
AIRQUEST |  | 215324785 | HRCU-A-CB-O | D5CSHAH33AAK | D5FSHAH33XAK | Mini-Splits | 36000 | 30000 | 2.69 | 35000 | 1.98
AIRQUEST |  | 215324784 | HRCU-A-CB | D5CSHAH24AAK | D5FSDAH24XHK | Mini-Splits | 26000 | 21600 | 2.71 | 24000 | 2.18
AIRQUEST |  | 215324781 | HRCU-A-CB-O | D5CSHAH24AAK | D5FSHAH24XAK | Mini-Splits | 29000 | 21000 | 2.88 | 24200 | 2.34
AIRQUEST |  | 215324777 | HRCU-A-CB-O | D5CSHAH18AAK | D5FSFAH16XAK | Mini-Splits | 17000 | 14200 | 2.6 | 17500 | 1.95
AIRQUEST |  | 215324776 | HRCU-A-CB-O | D5CSHAH18AAK | D5FSCAH18XAK | Mini-Splits | 19000 | 14900 | 2.7 | 17000 | 1.9
AIRQUEST |  | 215324770 | HRCU-A-CB-O | D5CSHAH12AAK | D5FSCAH12XAK | Mini-Splits | 12000 | 10000 | 2.74 | 11500 | 1.99
AIRQUEST |  | 215324769 | HRCU-A-CB-O | D5CSHAH12AAK | D5FSOAH12XAK | Mini-Splits | 12500 | 9600 | 2.65 | 11500 | 1.99
AIRQUEST |  | 215413340 | HRCU-A-CB-O | D5CPRAH18AA | D5FPHAH18XAK | Mini-Splits | 20000 | 19300 | 3.01 | 22600 | 2.34
AIRQUEST |  | 215413341 | HRCU-A-CB-O | D5CSRAH30AAK | D5FSHAH30XAK | Mini-Splits | 30000 | 20400 | 2.52 | 20000 | 2.03
AIRQUEST |  | 215357594 | HMSV-A-CB | D5CMRAH24DAK |  | Mixed Ducted and Non-Ducted Indoor Units | 25000 | 18000 | 2.6 | 18000 | 2
AIRQUEST |  | 215357598 | HMSR-A-CB-O | D5CMRAH30EAK |  | Non-Ducted Indoor Units | 31000 | 26600 | 2.5 | 26000 | 2
AIRQUEST |  | 215357571 | HMSR-A-CB-O | D5CMHAH24DAK |  | Non-Ducted Indoor Units | 25000 | 23600 | 2.5 | 25000 | 2
AIRQUEST |  | 215357593 | HMSV-A-CB | D5CMRAH24DAK |  | Ducted Indoor Units | 25000 | 18200 | 2.6 | 18000 | 2
AIRQUEST |  | 215357592 | HMSR-A-CB-O | D5CMRAH24DAK |  | Non-Ducted Indoor Units | 25000 | 17800 | 2.6 | 18000 | 2
AIRQUEST |  | 215324805 | HRCU-A-CB | D5CSRAH18AAK | D5FSDAH18XHK | Mini-Splits | 20000 | 14900 | 2.89 | 14200 | 2.41
AIRQUEST |  | 215324798 | HRCU-A-CB | D5CSRAH12AAK | D5FSDAH12XHK | Mini-Splits | 12000 | 9100 | 2.78 | 8900 | 2.44
AIRQUEST |  | 215324792 | HRCU-A-CB | D5CSRAH09AAK | D5FSDAH12XHK | Mini-Splits | 10000 | 9300 | 2.9 | 8300 | 2.32
AIRQUEST |  | 215324791 | HRCU-A-CB | D5CSRAH09AAK | D5FSDAH12XAK | Mini-Splits | 10000 | 8900 | 2.61 | 8600 | 2.25
AIRQUEST |  | 215324780 | HRCU-A-CB | D5CSHAH18AAK | D5FSDAH18XHK | Mini-Splits | 19500 | 15000 | 2.89 | 18000 | 2.1
AIRQUEST |  | 215324773 | HRCU-A-CB | D5CSHAH12AAK | D5FSDAH12XHK | Mini-Splits | 12000 | 10200 | 2.6 | 12000 | 1.95
AIRQUEST |  | 215357606 | HMSV-A-CB | D5CMRAH48FAK |  | Mixed Ducted and Non-Ducted Indoor Units | 47500 | 37400 | 2.5 | 37000 | 2.05
AIRQUEST |  | 215357605 | HMSV-A-CB | D5CMRAH48FAK |  | Ducted Indoor Units | 47000 | 37000 | 2.5 | 38000 | 2.1
AIRQUEST |  | 215357604 | HMSR-A-CB-O | D5CMRAH48FAK |  | Non-Ducted Indoor Units | 48000 | 38000 | 2.5 | 36000 | 2
AIRQUEST |  | 215357591 | HMSV-A-CB | D5CMRAH18CAK |  | Mixed Ducted and Non-Ducted Indoor Units | 19000 | 14100 | 2.79 | 14000 | 2.31
AIRQUEST |  | 215357590 | HMSV-A-CB | D5CMRAH18CAK |  | Ducted Indoor Units | 19000 | 14600 | 2.8 | 14600 | 2.3
AIRQUEST |  | 215357589 | HMSR-A-CB-O | D5CMRAH18CAK |  | Non-Ducted Indoor Units | 19000 | 13600 | 2.81 | 13500 | 2.3
AIRQUEST |  | 215357588 | HMSV-A-CB | D5CMHAH55FAK |  | Mixed Ducted and Non-Ducted Indoor Units | 55000 | 44500 | 2.65 | 47500 | 2.05
AIRQUEST |  | 215357587 | HMSV-A-CB | D5CMHAH55FAK |  | Ducted Indoor Units | 55000 | 45000 | 2.7 | 48000 | 2.1
AIRQUEST |  | 215357586 | HMSR-A-CB-O | D5CMHAH55FAK |  | Non-Ducted Indoor Units | 55000 | 44000 | 2.6 | 47000 | 2
AIRQUEST |  | 215357585 | HMSV-A-CB | D5CMHAH48FAK |  | Mixed Ducted and Non-Ducted Indoor Units | 48500 | 44000 | 2.6 | 47500 | 2
AIRQUEST |  | 215357584 | HMSV-A-CB | D5CMHAH48FAK |  | Ducted Indoor Units | 48000 | 44500 | 2.6 | 48000 | 2
AIRQUEST |  | 215357583 | HMSR-A-CB-O | D5CMHAH48FAK |  | Non-Ducted Indoor Units | 49000 | 44000 | 2.6 | 47000 | 2
AIRQUEST |  | 215357570 | HMSV-A-CB | D5CMHAH18CAK |  | Mixed Ducted and Non-Ducted Indoor Units | 20000 | 17300 | 2.65 | 18500 | 2
AIRQUEST |  | 215357569 | HMSV-A-CB | D5CMHAH18CAK |  | Ducted Indoor Units | 20000 | 17000 | 2.59 | 18000 | 2
AIRQUEST |  | 215357568 | HMSR-A-CB-O | D5CMHAH18CAK |  | Non-Ducted Indoor Units | 20000 | 17600 | 2.7 | 19000 | 2
AIRQUEST |  | 215333823 | HRCU-A-CB-O | D5CVRAH09AAK | D5FVHAH09XCK | Mini-Splits | 10000 | 8000 | 2.58 | 7000 | 2.16
AIRQUEST |  | 215324812 | HRCU-A-CB-O | D5CVRAH09AAK | D5FVHAH09XAK | Mini-Splits | 10000 | 8000 | 2.58 | 7000 | 2.16
AIRQUEST |  | 215324824 | HRCU-A-CB-O | D5CLRAH36AAK | D5FLCAH36XAK | Mini-Splits | 38000 | 26800 | 2.68 | 26600 | 2.2
AIRQUEST |  | 215324817 | HRCU-A-CB-O | D5CLHAH36AAK | D5FCFAH36XAK | Mini-Splits | 38000 | 30200 | 2.58 | 39500 | 2.02
AIRQUEST |  | 215324816 | HRCU-A-CB-O | D5CLHAH36AAK | D5FLCAH36XAK | Mini-Splits | 37000 | 30600 | 2.56 | 37000 | 1.95
AIRQUEST |  | 215324808 | HRCU-A-CB-O | D5CSRAH24AAK | D5FCFAH24XAK | Mini-Splits | 24400 | 20000 | 2.56 | 18600 | 2.27
AIRQUEST |  | 215324807 | HRCU-A-CB-O | D5CSRAH24AAK | D5FSCAH24XAK | Mini-Splits | 25000 | 20400 | 2.73 | 18500 | 2.3
AIRQUEST |  | 215324803 | HRCU-A-CB-O | D5CSRAH18AAK | D5FCFAH18XAK | Mini-Splits | 18000 | 13700 | 2.51 | 12800 | 2.05
AIRQUEST |  | 215324783 | HRCU-A-CB-O | D5CSHAH24AAK | D5FCFAH24XAK | Mini-Splits | 26000 | 20200 | 2.74 | 24200 | 2.16
AIRQUEST |  | 215324823 | HRCU-A-CB | D5CLHAH58AAK | D5FLDAH58XHK | Mini-Splits | 60000 | 45000 | 2.72 | 53500 | 2.1
AIRQUEST |  | 215324821 | HRCU-A-CB | D5CLHAH48AAK | D5FLDAH48XHK | Mini-Splits | 52000 | 45000 | 2.61 | 47500 | 2
AIRQUEST |  | 215324818 | HRCU-A-CB | D5CLHAH36AAK | D5FLDAH36XHK | Mini-Splits | 42000 | 31600 | 2.73 | 37600 | 2.1
AIRQUEST |  | 215324761 | HRCU-A-CB | D5CSHAH06AAK | D5FSDAH06XAK | Mini-Splits | 8000 | 8000 | 2.69 | 7800 | 2.41
AIRQUEST |  | 215324760 | HRCU-A-CB-O | D5CSHAH06AAK | D5FSOAH06XAK | Mini-Splits | 7400 | 7000 | 2.66 | 8100 | 2.4
AIRQUEST |  | 215324759 | HRCU-A-CB-O | D5CSHAH06AAK | D5FSHAH06XAK | Mini-Splits | 7000 | 7900 | 2.79 | 7700 | 2.4
AIRQUEST |  | 215319159 | HRCU-A-CB | D5CSRAH18AAK | D5FSAAH18XBK |  | 18000 | 13200 | 2.6 | 13000 | 2.3
AIRQUEST |  | 215319165 | HRCU-A-CB | D5CLRAH48AAK | D5FLAAH48XAK |  | 50000 | 40000 | 2.6 | 35200 | 1.9
AIRQUEST |  | 215319162 | HRCU-A-CB | D5CLHAH48AAK | D5FLAAH48XAK |  | 50000 | 40000 | 2.5 | 46000 | 2
AIRQUEST |  | 215319158 | HRCU-A-CB | D5CSHAH33AAK | D5FSAAH36XBK |  | 35000 | 27400 | 2.58 | 34000 | 2
AIRQUEST |  | 215319156 | HRCU-A-CB | D5CSHAH18AAK | D5FSAAH18XBK |  | 19500 | 14000 | 2.6 | 18000 | 2.2
AIRQUEST | DELUXE 19 VS HP | 210470565 | HRCU-A-CB | HVH837GKA2* | EA*4X61L24A*+WALLCON |  | 32000 | 31200 | 2.54 | 27400 | 2.24
AIRQUEST | DELUXE 19 VS HP | 210470433 | HRCU-A-CB | HVH837GKA2* | EA*4X61L21A*+WALLCON |  | 32200 | 31400 | 2.5 | 27800 | 2.2
AIRQUEST | DELUXE 19 VS HP | 210473241 | HRCU-A-CB | HVH825GKA3* | EA*4X43L21A*+WALLCON |  | 21000 | 20400 | 2.54 | 18100 | 2.24
AIRQUEST | DELUXE 19 VS HP | 210470499 | HRCU-A-CB | HVH837GKA2* | EA*4X61L21A*+WALLCON |  | 32000 | 31200 | 2.54 | 27600 | 2.22
AIRQUEST | DELUXE 19 VS HP | 210470268 | HRCU-A-CB | HVH837GKA2* | EA*4X60L24A*+WALLCON |  | 31800 | 31000 | 2.5 | 27400 | 2.2
AIRQUEST | DELUXE 19 VS HP | 210470444 | HRCU-A-CB | HVH837GKA2* | EA*4X61L21A*+WALLCON |  | 32000 | 31200 | 2.52 | 27600 | 2.22
AIRQUEST | DELUXE 19 VS HP | 210470554 | HRCU-A-CB | HVH837GKA2* | EA*4X61L24A*+WALLCON |  | 32000 | 31200 | 2.52 | 27600 | 2.22
AIRQUEST | DELUXE 19 VS HP | 210470279 | HRCU-A-CB | HVH837GKA2* | EA*4X60L24A*+WALLCON |  | 31800 | 31000 | 2.52 | 27400 | 2.22
AIRQUEST | Dlseries | 210025750 | HRCU-A-CB | DLCURAH60ABK | DLFUAAH60XAK |  | 59000 | 42000 | 2.6 | 54356 | 1.91
AIRQUEST | QuietComfort | 206350490 | HRCU-A-CB | DLCSRBH24AAK | DLFSDAH24XAK | Mini-Splits | 24600 | 14500 | 2.8 | 27910 | 2.01
AIRQUEST | Performance Series | 207643180 | HMSV-A-CB | DLCMHBH24CAK |  | Ducted Indoor Units | 24000 | 18500 | 2.85 | 21500 | 1.95
AIRQUEST | DELUXE 19 VS HP 2-STAGE | 210468208 | HRCU-A-CB | HVH837GKA2*+TSTAT | EHD4X60AAL |  | 47000 | 30600 | 2.52 | 24200 | 1.98
AIRQUEST | DELUXE 19 VS HP 2-STAGE | 210468318 | HRCU-A-CB | HVH837GKA2*+TSTAT | EHD4X60AAL |  | 46500 | 30400 | 2.5 | 24200 | 1.98
AIRQUEST | Performance Series | 207643182 | HMSR-A-CB-O | DLCMHBH30DAK |  | Non-Ducted Indoor Units | 30000 | 18500 | 2.98 | 29400 | 1.9
AIRQUEST | DELUXE 19 VS HP 2-STAGE | 210465004 | HRCU-A-CB | HVH837GKA2*+TSTAT | EN(A,D,W)4X60L24** |  | 47000 | 30600 | 2.5 | 24000 | 1.96
AIRQUEST | DELUXE 19 VS HP 2-STAGE | 210464816 | HRCU-A-CB | HVH837GKA2*+TSTAT | EN(A,D)4X48L24** |  | 48000 | 31000 | 2.5 | 24400 | 1.94
AIRQUEST | DELUXE 19 VS HP 2-STAGE | 210464681 | HRCU-A-CB | HVH837GKA2*+TSTAT | EN(A,D)4X48L24** |  | 47500 | 30600 | 2.5 | 24200 | 1.94
AIRQUEST | DELUXE 19 VS HP 2-STAGE | 210464615 | HRCU-A-CB | HVH837GKA2*+TSTAT | EN(A,D)4X48L24** |  | 47500 | 30800 | 2.5 | 24200 | 1.96
AIRQUEST | DELUXE 19 VS HP 2-STAGE | 210464603 | HRCU-A-CB | HVH837GKA2*+TSTAT | EN(A,D)4X48L24** |  | 48000 | 31000 | 2.5 | 24400 | 1.96
AIRQUEST | DELUXE 19 VS HP 2-STAGE | 210464460 | HRCU-A-CB | HVH837GKA2*+TSTAT | EN(A,D,W)4X48L21** |  | 48000 | 31000 | 2.5 | 24400 | 1.94
AIRQUEST | DELUXE 19 VS HP 2-STAGE | 210464305 | HRCU-A-CB | HVH837GKA2*+TSTAT | EN(A,D,W)4X48L21** |  | 48000 | 31000 | 2.5 | 24400 | 1.94
AIRQUEST | DELUXE 19 VS HP 2-STAGE | 210464170 | HRCU-A-CB | HVH837GKA2*+TSTAT | EN(A,D,W)4X48L21** |  | 47500 | 30800 | 2.5 | 24200 | 1.96
AIRQUEST | DELUXE 19 VS HP 2-STAGE | 210462017 | HRCU-A-CB | HVH837GKA2*+TSTAT | EA*4X61L24A* |  | 47000 | 30800 | 2.52 | 24400 | 1.98
AIRQUEST | DELUXE 19 VS HP 2-STAGE | 210461962 | HRCU-A-CB | HVH837GKA2*+TSTAT | EA*4X61L24A* |  | 47000 | 30600 | 2.5 | 24400 | 1.98
AIRQUEST | DELUXE 19 VS HP 2-STAGE | 210461838 | HRCU-A-CB | HVH837GKA2*+TSTAT | EA*4X61L24A* |  | 47000 | 30600 | 2.5 | 24400 | 1.98
AIRQUEST | DELUXE 19 VS HP 2-STAGE | 210461827 | HRCU-A-CB | HVH837GKA2*+TSTAT | EA*4X61L24A* |  | 46500 | 30400 | 2.5 | 24000 | 1.96
AIRQUEST | DELUXE 19 VS HP 2-STAGE | 210461805 | HRCU-A-CB | HVH837GKA2*+TSTAT | EA*4X61L24A* |  | 47000 | 30600 | 2.5 | 24400 | 1.98
AIRQUEST | DELUXE 19 VS HP 2-STAGE | 210461794 | HRCU-A-CB | HVH837GKA2*+TSTAT | EA*4X61L24A* |  | 47000 | 30600 | 2.5 | 24400 | 1.96
AIRQUEST | DELUXE 19 VS HP 2-STAGE | 210461761 | HRCU-A-CB | HVH837GKA2*+TSTAT | EA*4X61L24A* |  | 46500 | 30400 | 2.5 | 24200 | 1.98
AIRQUEST | DELUXE 19 VS HP 2-STAGE | 210461749 | HRCU-A-CB | HVH837GKA2*+TSTAT | EA*4X61L24A* |  | 46500 | 30600 | 2.5 | 24200 | 1.98
AIRQUEST | DELUXE 19 VS HP 2-STAGE | 210461451 | HRCU-A-CB | HVH837GKA2*+TSTAT | EA*4X61L21A* |  | 46500 | 30600 | 2.5 | 24400 | 1.96
AIRQUEST | DELUXE 19 VS HP 2-STAGE | 210461428 | HRCU-A-CB | HVH837GKA2*+TSTAT | EA*4X61L21A* |  | 47000 | 30600 | 2.5 | 24400 | 1.98
AIRQUEST | DELUXE 19 VS HP 2-STAGE | 210461415 | HRCU-A-CB | HVH837GKA2*+TSTAT | EA*4X61L21A* |  | 47000 | 30600 | 2.5 | 24400 | 1.98
AIRQUEST | DELUXE 19 VS HP 2-STAGE | 210461327 | HRCU-A-CB | HVH837GKA2*+TSTAT | EA*4X61L21A* |  | 46500 | 30400 | 2.5 | 24200 | 1.96
AIRQUEST | DELUXE 19 VS HP 2-STAGE | 210459738 | HRCU-A-CB | HVH837GKA2*+TSTAT | EA*4X43L21A* |  | 47500 | 30800 | 2.52 | 24400 | 1.98
AIRQUEST | DELUXE 19 VS HP 2-STAGE | 210458481 | HRCU-A-CB | HVH837GKA2*+TSTAT | EA*4X37L21A* |  | 47500 | 30800 | 2.52 | 24400 | 1.98
AIRQUEST |  | 209852135 | HRCU-A-CB | DLCURAH18ABK | DLFUAAH18XAK |  | 19000 | 13500 | 2.5 | 18000 | 2
AIRQUEST | QuietComfort | 207826612 | HMSV-A-CB | DLCSRBH24AAK | DLFSABH24XBK | Mini-Splits | 26000 | 16200 | 2.79 | 21502 | 1.95
AIRTEMP | Flex Match | 210276805 | HMSR-A-CB-O | GXH18(5.3)FMK4DH-1 |  | Non-Ducted Indoor Units | 18000 | 15000 | 2.6 | 13600 | 2.21
AIRTEMP | Multizone Indoors Eight-way Compact Cassettes | 216011802 | HRCU-A-CB-O | DXH12PSK3IH | DKH12FMK3IH | Mini-Splits | 12000 | 10000 | 2.79 | 10000 | 1.9
AIRTEMP | Multizone Indoors Eight-way Compact Cassettes | 216011801 | HRCU-A-CB-O | DXH09PSK3IH | DKH09FMK3IH | Mini-Splits | 10500 | 8800 | 2.87 | 7600 | 1.94
AIRTEMP | (24-26 SEER2) Minisplits | 216011760 | HRCU-A-CB-O | DXH18PSK3IH | DHH18PUK3IH | Mini-Splits | 18000 | 14700 | 2.69 | 14600 | 1.9
AIRTEMP | (24-26 SEER2) Minisplits | 216011757 | HRCU-A-CB-O | DXH12PSK3IH | DHH12PUK3IH | Mini-Splits | 12000 | 10000 | 2.9 | 11000 | 1.95
ALLIED |  | 211034494 | HRCU-A-CB-O | 4DHPS209S-1P | DWM209S4-*P | Mini-Splits | 10000 | 8500 | 4.15 | 8622 | 2.38
ALLIED |  | 211034501 | HRCU-A-CB | 4DHPS209S-1P | DMD209S4-*P | Mini-Splits | 10000 | 7700 | 3.53 | 8499 | 2.4
ALLIED |  | 211034502 | HRCU-A-CB | 4DHP2S12S-1P | DMD212S4-*P | Mini-Splits | 12000 | 9300 | 3.13 | 8500 | 1.99
ALLIED |  | 211034507 | HRCU-A-CB-O | 4DHPS209S-1P | D22C109S4-*P | Mini-Splits | 10000 | 7500 | 3.33 | 8588 | 2.05
ALLIED |  | 208106703 | HRCU-A-CB-O | 4DHPS209S-1P | DWM209S4-1P | Mini-Splits | 10000 | 8500 | 4.15 | 8622 | 2.38
ALLIED |  | 208106706 | HRCU-A-CB | 4DHPS209S-1P | DMD209S4-1P | Mini-Splits | 10000 | 7700 | 3.53 | 8499 | 2.4
ALLIED |  | 208106705 | HRCU-A-CB-O | 4DHPS209S-1P | D22C109S4-1P | Mini-Splits | 10000 | 7500 | 3.33 | 8588 | 2.05
ALLIED |  | 208106783 | HMSV-A-CB | 4DHP2S18M-1P |  | Ducted Indoor Units | 19000 | 14800 | 3.5 | 13300 | 2.03
ALLIED |  | 208106660 | HRCU-A-CB | 4DHP2S12S-1P | DMD212S4-1P | Mini-Splits | 12000 | 9300 | 3.13 | 8500 | 1.99
ALLIED | 4HP18V SERIES | 206905844 | HRCU-A-CB | 4HP18V36P | BCE5V24M | Ducted Indoor Units | 24000 | 16100 | 2.52 | 15400 | 2.23
ALLIED | 4HP18V SERIES | 206905845 | HRCU-A-CB | 4HP18V36P | BCE5V30M | Ducted Indoor Units | 24000 | 15900 | 2.71 | 15200 | 2.37
ALLIED | 4HP18V SERIES | 206905847 | HRCU-A-CB | 4HP18V36P | BCE7E18M | Ducted Indoor Units | 24000 | 15400 | 2.87 | 14600 | 2.47
ALLIED | 4HP18V SERIES | 206905860 | HRCU-A-CB | 4HP18V36P | E*1P23B+H4TXV01 | Ducted Indoor Units | 24000 | 15300 | 2.64 | 14500 | 1.91
ALLIED | 4HP18V SERIES | 206905868 | HRCU-A-CB | 4HP18V36P | E*1P23B+H4TXV01 | Ducted Indoor Units | 24000 | 15400 | 2.62 | 14600 | 1.9
ALLIED | 4HP18V SERIES | 206905914 | HRCU-A-CB | 4HP18V36P | EA(C,U)1P24B+H4TXV01 | Ducted Indoor Units | 24000 | 16200 | 2.65 | 15500 | 1.94
ALLIED | 4HP18V SERIES | 206905921 | HRCU-A-CB | 4HP18V36P | EA(C,U)1P24B+H4TXV01 | Ducted Indoor Units | 24000 | 15900 | 2.63 | 15200 | 1.94
ALLIED | 4HP18V SERIES | 206905928 | HRCU-A-CB | 4HP18V36P | EA(C,U)1P30A+H4TXV01 | Ducted Indoor Units | 24000 | 15800 | 2.69 | 15100 | 1.97
ALLIED | 4HP18V SERIES | 206905931 | HRCU-A-CB | 4HP18V36P | EA(C,U)1P30B+H4TXV01 | Ducted Indoor Units | 24000 | 15600 | 2.71 | 14900 | 1.97
ALLIED | 4HP18V SERIES | 206905942 | HRCU-A-CB | 4HP18V36P | EA(C,U)1P30B+H4TXV01 | Ducted Indoor Units | 24000 | 15600 | 2.69 | 14900 | 1.97
ALLIED | 4HP18V SERIES | 206906013 | HRCU-A-CB | 4HP18V36P | EAC4X24B | Ducted Indoor Units | 24000 | 15900 | 2.63 | 15200 | 1.94
ALLIED | 4HP18V SERIES | 206906033 | HRCU-A-CB | 4HP18V36P | EAC4X30B | Ducted Indoor Units | 24000 | 15900 | 2.68 | 15200 | 1.96
ALLIED | 4HP18V SERIES | 206906089 | HRCU-A-CB | 4HP18V36P | EAH1P30A+H4TXV01 | Ducted Indoor Units | 24000 | 15700 | 2.84 | 15000 | 2.04
ALLIED | 4HP18V SERIES | 206906094 | HRCU-A-CB | 4HP18V36P | EAH1P30B+H4TXV01 | Ducted Indoor Units | 24000 | 15500 | 2.84 | 14900 | 2.04
ALLIED | 4HP18V SERIES | 206906097 | HRCU-A-CB | 4HP18V36P | EAH1P30B+H4TXV01 | Ducted Indoor Units | 24000 | 15900 | 2.81 | 15200 | 2.02
ALLIED | 4HP18V SERIES | 206906103 | HRCU-A-CB | 4HP18V36P | EAH1P30B+H4TXV01 | Ducted Indoor Units | 24000 | 15900 | 2.77 | 15300 | 2.03
ALLIED | 4HP18V SERIES | 206906107 | HRCU-A-CB | 4HP18V36P | EAH1P30B+H4TXV01 | Ducted Indoor Units | 24000 | 15700 | 2.72 | 15100 | 1.98
ALLIED | 4HP18V SERIES | 206905446 | HRCU-A-CB | 4HP18V36P | BCE5V36M | Ducted Indoor Units | 34800 | 22000 | 2.5 | 18100 | 2.17
ALLIED | 4HP18V SERIES | 206905840 | HRCU-A-CB | 4HP18V36P | BCE5E30M | Ducted Indoor Units | 24000 | 15900 | 2.74 | 15300 | 2.41
ALLIED | 4HP18V SERIES | 206905843 | HRCU-A-CB | 4HP18V36P | BCE5V18M | Ducted Indoor Units | 24000 | 15900 | 2.82 | 15200 | 2.46
ALLIED | 4HP18V SERIES | 206905846 | HRCU-A-CB | 4HP18V36P | BCE5V42M | Ducted Indoor Units | 35000 | 22200 | 2.53 | 18200 | 2.18
ALLIED | 4HP18V SERIES | 206905856 | HRCU-A-CB | 4HP18V36P | E*1P23A+H4TXV01 | Ducted Indoor Units | 24000 | 15400 | 2.65 | 14500 | 1.91
ALLIED | 4HP18V SERIES | 206905859 | HRCU-A-CB | 4HP18V36P | E*1P23B+H4TXV01 | Ducted Indoor Units | 24000 | 15000 | 2.65 | 14200 | 1.9
ALLIED | 4HP18V SERIES | 206905862 | HRCU-A-CB | 4HP18V36P | E*1P23B+H4TXV01 | Ducted Indoor Units | 24000 | 15400 | 2.64 | 14600 | 1.91
ALLIED | 4HP18V SERIES | 206905863 | HRCU-A-CB | 4HP18V36P | E*1P23B+H4TXV01 | Ducted Indoor Units | 24000 | 15300 | 2.65 | 14500 | 1.91
ALLIED | 4HP18V SERIES | 206905870 | HRCU-A-CB | 4HP18V36P | E*1P23B+H4TXV01 | Ducted Indoor Units | 24000 | 15100 | 2.67 | 14300 | 1.91
ALLIED | 4HP18V SERIES | 206905905 | HRCU-A-CB | 4HP18V36P | EA(C,U)1P24A+H4TXV01 | Ducted Indoor Units | 24000 | 16100 | 2.62 | 15400 | 1.93
ALLIED | 4HP18V SERIES | 206905913 | HRCU-A-CB | 4HP18V36P | EA(C,U)1P24B+H4TXV01 | Ducted Indoor Units | 24000 | 16200 | 2.58 | 15500 | 1.91
ALLIED | 4HP18V SERIES | 206905925 | HRCU-A-CB | 4HP18V36P | EA(C,U)1P30A+H4TXV01 | Ducted Indoor Units | 24000 | 15700 | 2.64 | 15000 | 1.94
ALLIED | 4HP18V SERIES | 206905935 | HRCU-A-CB | 4HP18V36P | EA(C,U)1P30B+H4TXV01 | Ducted Indoor Units | 24000 | 15800 | 2.72 | 15000 | 1.97
ALLIED | 4HP18V SERIES | 206905940 | HRCU-A-CB | 4HP18V36P | EA(C,U)1P30B+H4TXV01 | Ducted Indoor Units | 24000 | 15900 | 2.68 | 15200 | 1.96
ALLIED | 4HP18V SERIES | 206905941 | HRCU-A-CB | 4HP18V36P | EA(C,U)1P30B+H4TXV01 | Ducted Indoor Units | 24000 | 15900 | 2.68 | 15200 | 1.96
ALLIED | 4HP18V SERIES | 206905944 | HRCU-A-CB | 4HP18V36P | EA(C,U)1P30B+H4TXV01 | Ducted Indoor Units | 24000 | 15900 | 2.65 | 15100 | 1.93
ALLIED | 4HP18V SERIES | 206906002 | HRCU-A-CB | 4HP18V36P | EAC4X24B | Ducted Indoor Units | 24000 | 15900 | 2.65 | 15200 | 1.94
ALLIED | 4HP18V SERIES | 206906004 | HRCU-A-CB | 4HP18V36P | EAC4X24B | Ducted Indoor Units | 24000 | 15700 | 2.6 | 15000 | 1.9
ALLIED | 4HP18V SERIES | 206906005 | HRCU-A-CB | 4HP18V36P | EAC4X24B | Ducted Indoor Units | 24000 | 16200 | 2.58 | 15500 | 1.91
ALLIED | 4HP18V SERIES | 206906006 | HRCU-A-CB | 4HP18V36P | EAC4X24B | Ducted Indoor Units | 24000 | 16200 | 2.65 | 15500 | 1.94
ALLIED | 4HP18V SERIES | 206906016 | HRCU-A-CB | 4HP18V36P | EAC4X30A | Ducted Indoor Units | 24000 | 15800 | 2.71 | 15000 | 1.96
ALLIED | 4HP18V SERIES | 206906017 | HRCU-A-CB | 4HP18V36P | EAC4X30A | Ducted Indoor Units | 24000 | 15700 | 2.64 | 15000 | 1.94
ALLIED | 4HP18V SERIES | 206906021 | HRCU-A-CB | 4HP18V36P | EAC4X30A | Ducted Indoor Units | 24000 | 15800 | 2.69 | 15100 | 1.97
ALLIED | 4HP18V SERIES | 206906087 | HRCU-A-CB | 4HP18V36P | EAH1P30A+H4TXV01 | Ducted Indoor Units | 24000 | 15700 | 2.84 | 15000 | 2.04
ALLIED | 4HP18V SERIES | 206906088 | HRCU-A-CB | 4HP18V36P | EAH1P30A+H4TXV01 | Ducted Indoor Units | 24000 | 15700 | 2.84 | 15000 | 2.04
ALLIED | 4HP18V SERIES | 206906093 | HRCU-A-CB | 4HP18V36P | EAH1P30A+H4TXV01 | Ducted Indoor Units | 24000 | 15600 | 2.88 | 14900 | 2.04
ALLIED | 4HP18V SERIES | 206905939 | HRCU-A-CB | 4HP18V36P | EA(C,U)1P30B+H4TXV01 | Ducted Indoor Units | 24000 | 15800 | 2.63 | 15000 | 1.92
ALLIED | 4HP18V SERIES | 206906091 | HRCU-A-CB | 4HP18V36P | EAH1P30A+H4TXV01 | Ducted Indoor Units | 24000 | 15800 | 2.86 | 15100 | 2.04
ALLIED | 4HP18V SERIES | 206906092 | HRCU-A-CB | 4HP18V36P | EAH1P30A+H4TXV01 | Ducted Indoor Units | 24000 | 15800 | 2.86 | 15100 | 2.04
ALLIED | 4HP18V SERIES | 206906106 | HRCU-A-CB | 4HP18V36P | EAH1P30B+H4TXV01 | Ducted Indoor Units | 24000 | 15500 | 2.84 | 14900 | 2.04
ALLIED | 4HP18V SERIES | 206905833 | HRCU-A-CB | 4HP18V36P | BCE5C18M*1P+H4TXV01 | Ducted Indoor Units | 24000 | 15400 | 2.69 | 14700 | 2.34
ALLIED | 4HP18V SERIES | 206905834 | HRCU-A-CB | 4HP18V36P | BCE5C18M*4X | Ducted Indoor Units | 24000 | 15400 | 2.69 | 14700 | 2.34
ALLIED | 4HP18V SERIES | 206905849 | HRCU-A-CB | 4HP18V36P | BCE7E30M | Ducted Indoor Units | 24000 | 16200 | 3.06 | 15500 | 2.66
ALLIED | 4HP18V SERIES | 206905852 | HRCU-A-CB | 4HP18V36P | E*1P23A+H4TXV01 | Ducted Indoor Units | 24000 | 15300 | 2.64 | 14500 | 1.91
ALLIED | 4HP18V SERIES | 206905854 | HRCU-A-CB | 4HP18V36P | E*1P23A+H4TXV01 | Ducted Indoor Units | 24000 | 15300 | 2.64 | 14500 | 1.91
ALLIED | 4HP18V SERIES | 206905858 | HRCU-A-CB | 4HP18V36P | E*1P23A+H4TXV01 | Ducted Indoor Units | 24000 | 15200 | 2.65 | 14400 | 1.92
ALLIED | 4HP18V SERIES | 206905869 | HRCU-A-CB | 4HP18V36P | E*1P23B+H4TXV01 | Ducted Indoor Units | 24000 | 15100 | 2.62 | 14300 | 1.9
ALLIED | 4HP18V SERIES | 206905909 | HRCU-A-CB | 4HP18V36P | EA(C,U)1P24A+H4TXV01 | Ducted Indoor Units | 24000 | 16000 | 2.63 | 15300 | 1.93
ALLIED | 4HP18V SERIES | 206905919 | HRCU-A-CB | 4HP18V36P | EA(C,U)1P24B+H4TXV01 | Ducted Indoor Units | 24000 | 16300 | 2.62 | 15600 | 1.94
ALLIED | 4HP18V SERIES | 206905924 | HRCU-A-CB | 4HP18V36P | EA(C,U)1P30A+H4TXV01 | Ducted Indoor Units | 24000 | 15800 | 2.71 | 15000 | 1.96
ALLIED | 4HP18V SERIES | 206905926 | HRCU-A-CB | 4HP18V36P | EA(C,U)1P30A+H4TXV01 | Ducted Indoor Units | 24000 | 15800 | 2.71 | 15000 | 1.96
ALLIED | 4HP18V SERIES | 206905927 | HRCU-A-CB | 4HP18V36P | EA(C,U)1P30A+H4TXV01 | Ducted Indoor Units | 24000 | 15800 | 2.63 | 15000 | 1.92
ALLIED | 4HP18V SERIES | 206905929 | HRCU-A-CB | 4HP18V36P | EA(C,U)1P30A+H4TXV01 | Ducted Indoor Units | 24000 | 15800 | 2.69 | 15100 | 1.97
ALLIED | 4HP18V SERIES | 206905930 | HRCU-A-CB | 4HP18V36P | EA(C,U)1P30A+H4TXV01 | Ducted Indoor Units | 24000 | 15600 | 2.72 | 14900 | 1.98
ALLIED | 4HP18V SERIES | 206905934 | HRCU-A-CB | 4HP18V36P | EA(C,U)1P30B+H4TXV01 | Ducted Indoor Units | 24000 | 15900 | 2.69 | 15100 | 1.96
ALLIED | 4HP18V SERIES | 206905943 | HRCU-A-CB | 4HP18V36P | EA(C,U)1P30B+H4TXV01 | Ducted Indoor Units | 24000 | 15500 | 2.72 | 14800 | 1.97
ALLIED | 4HP18V SERIES | 206905995 | HRCU-A-CB | 4HP18V36P | EAC4X24A | Ducted Indoor Units | 24000 | 16100 | 2.62 | 15400 | 1.93
ALLIED | 4HP18V SERIES | 206906011 | HRCU-A-CB | 4HP18V36P | EAC4X24B | Ducted Indoor Units | 24000 | 16300 | 2.62 | 15600 | 1.94
ALLIED | 4HP18V SERIES | 206906012 | HRCU-A-CB | 4HP18V36P | EAC4X24B | Ducted Indoor Units | 24000 | 16000 | 2.62 | 15300 | 1.92
ALLIED | 4HP18V SERIES | 206906020 | HRCU-A-CB | 4HP18V36P | EAC4X30A | Ducted Indoor Units | 24000 | 15800 | 2.69 | 15100 | 1.97
ALLIED | 4HP18V SERIES | 206906022 | HRCU-A-CB | 4HP18V36P | EAC4X30A | Ducted Indoor Units | 24000 | 15600 | 2.72 | 14900 | 1.98
ALLIED | 4HP18V SERIES | 206906023 | HRCU-A-CB | 4HP18V36P | EAC4X30B | Ducted Indoor Units | 24000 | 15600 | 2.71 | 14900 | 1.97
ALLIED | 4HP18V SERIES | 206906024 | HRCU-A-CB | 4HP18V36P | EAC4X30B | Ducted Indoor Units | 24000 | 15800 | 2.69 | 15100 | 1.97
ALLIED | 4HP18V SERIES | 206906027 | HRCU-A-CB | 4HP18V36P | EAC4X30B | Ducted Indoor Units | 24000 | 15800 | 2.72 | 15000 | 1.97
ALLIED | 4HP18V SERIES | 206906029 | HRCU-A-CB | 4HP18V36P | EAC4X30B | Ducted Indoor Units | 24000 | 15800 | 2.69 | 15100 | 1.97
ALLIED | 4HP18V SERIES | 206906036 | HRCU-A-CB | 4HP18V36P | EAC4X30B | Ducted Indoor Units | 24000 | 15900 | 2.65 | 15100 | 1.93
ALLIED | 4HP18V SERIES | 206906104 | HRCU-A-CB | 4HP18V36P | EAH1P30B+H4TXV01 | Ducted Indoor Units | 24000 | 15900 | 2.77 | 15300 | 2.02
ALLIED | 4HP18V SERIES | 206906105 | HRCU-A-CB | 4HP18V36P | EAH1P30B+H4TXV01 | Ducted Indoor Units | 24000 | 15600 | 2.8 | 15000 | 2.03
ALLIED | 4HP18V SERIES | 206905867 | HRCU-A-CB | 4HP18V36P | E*1P23B+H4TXV01 | Ducted Indoor Units | 24000 | 15400 | 2.62 | 14600 | 1.9
ALLIED | 4HP18V SERIES | 206905872 | HRCU-A-CB | 4HP18V36P | E*1P23B+H4TXV01 | Ducted Indoor Units | 24000 | 15200 | 2.67 | 14400 | 1.92
ALLIED | 4HP18V SERIES | 206905903 | HRCU-A-CB | 4HP18V36P | EA(C,U)1P24A+H4TXV01 | Ducted Indoor Units | 24000 | 16100 | 2.62 | 15400 | 1.93
ALLIED | 4HP18V SERIES | 206905918 | HRCU-A-CB | 4HP18V36P | EA(C,U)1P24B+H4TXV01 | Ducted Indoor Units | 24000 | 16300 | 2.61 | 15600 | 1.94
ALLIED | 4HP18V SERIES | 206905920 | HRCU-A-CB | 4HP18V36P | EA(C,U)1P24B+H4TXV01 | Ducted Indoor Units | 24000 | 16000 | 2.62 | 15300 | 1.92
ALLIED | 4HP18V SERIES | 206905923 | HRCU-A-CB | 4HP18V36P | EA(C,U)1P24B+H4TXV01 | Ducted Indoor Units | 24000 | 16000 | 2.65 | 15300 | 1.94
ALLIED | 4HP18V SERIES | 206905932 | HRCU-A-CB | 4HP18V36P | EA(C,U)1P30B+H4TXV01 | Ducted Indoor Units | 24000 | 15800 | 2.69 | 15100 | 1.97
ALLIED | 4HP18V SERIES | 206905997 | HRCU-A-CB | 4HP18V36P | EAC4X24A | Ducted Indoor Units | 24000 | 16100 | 2.62 | 15400 | 1.93
ALLIED | 4HP18V SERIES | 206906001 | HRCU-A-CB | 4HP18V36P | EAC4X24A | Ducted Indoor Units | 24000 | 16000 | 2.63 | 15300 | 1.93
ALLIED | 4HP18V SERIES | 206906010 | HRCU-A-CB | 4HP18V36P | EAC4X24B | Ducted Indoor Units | 24000 | 16300 | 2.61 | 15600 | 1.94
ALLIED | 4HP18V SERIES | 206906018 | HRCU-A-CB | 4HP18V36P | EAC4X30A | Ducted Indoor Units | 24000 | 15800 | 2.71 | 15000 | 1.96
ALLIED | 4HP18V SERIES | 206906019 | HRCU-A-CB | 4HP18V36P | EAC4X30A | Ducted Indoor Units | 24000 | 15800 | 2.63 | 15000 | 1.92
ALLIED | 4HP18V SERIES | 206906025 | HRCU-A-CB | 4HP18V36P | EAC4X30B | Ducted Indoor Units | 24000 | 15800 | 2.62 | 15000 | 1.91
ALLIED | 4HP18V SERIES | 206906026 | HRCU-A-CB | 4HP18V36P | EAC4X30B | Ducted Indoor Units | 24000 | 15900 | 2.69 | 15100 | 1.96
ALLIED | 4HP18V SERIES | 206906034 | HRCU-A-CB | 4HP18V36P | EAC4X30B | Ducted Indoor Units | 24000 | 15600 | 2.69 | 14900 | 1.97
ALLIED | 4HP18V SERIES | 206906035 | HRCU-A-CB | 4HP18V36P | EAC4X30B | Ducted Indoor Units | 24000 | 15500 | 2.72 | 14800 | 1.97
ALLIED | 4HP18V SERIES | 206906090 | HRCU-A-CB | 4HP18V36P | EAH1P30A+H4TXV01 | Ducted Indoor Units | 23800 | 15400 | 2.87 | 14700 | 2.04
ALLIED | 4HP18V SERIES | 206906095 | HRCU-A-CB | 4HP18V36P | EAH1P30B+H4TXV01 | Ducted Indoor Units | 24000 | 15800 | 2.72 | 15100 | 1.98
ALLIED | 4HP18V SERIES | 206906096 | HRCU-A-CB | 4HP18V36P | EAH1P30B+H4TXV01 | Ducted Indoor Units | 24000 | 15800 | 2.71 | 15200 | 1.99
ALLIED | 4HP18V SERIES | 206906098 | HRCU-A-CB | 4HP18V36P | EAH1P30B+H4TXV01 | Ducted Indoor Units | 24000 | 15800 | 2.84 | 15100 | 2.04
ALLIED | 4HP18V SERIES | 206906108 | HRCU-A-CB | 4HP18V36P | EAH1P30B+H4TXV01 | Ducted Indoor Units | 24000 | 15600 | 2.82 | 14900 | 2.03
ALLIED | 4HP18V SERIES | 206905848 | HRCU-A-CB | 4HP18V36P | BCE7E24M | Ducted Indoor Units | 24000 | 15800 | 2.91 | 15200 | 2.55
ALLIED |  | 208106786 | HMSV-A-CB | 4DHP2S24M-1P |  | Ducted Indoor Units | 24000 | 21600 | 3.37 | 20263 | 1.99
ALLIED |  | 208106794 | HRCU-A-CB | 4DHP2S48M-1P |  | Non-Ducted Indoor Units | 49000 | 36000 | 3.29 | 45000 | 2
ALLIED |  | 211034504 | HRCU-A-CB | 4DHP2S24S-1P | DMD224S4-*P | Mini-Splits | 25000 | 20000 | 3.71 | 20500 | 2.28
ALLIED |  | 211034510 | HRCU-A-CB-O | 4DHP2S24S-1P | D33C224S4-*P | Mini-Splits | 26000 | 19000 | 3.48 | 18550 | 2.16
ALLIED |  | 211034509 | HRCU-A-CB-O | 4DHP2S18S-1P | D22C118S4-*P | Mini-Splits | 19000 | 12000 | 2.51 | 11330 | 2.01
ALLIED |  | 211034493 | HRCU-A-CB-O | 4DHP2S12S-1L | DWM212S4-*L | Mini-Splits | 12000 | 8400 | 3.04 | 7094 | 2.19
ALLIED |  | 208106658 | HRCU-A-CB-O | 4DHP2S18S-1P | D22C118S4-1P | Mini-Splits | 18500 | 12000 | 2.51 | 11331 | 2.01
ALLIED |  | 208106659 | HRCU-A-CB-O | 4DHP2S24S-1P | D33C224S4-1P | Mini-Splits | 25000 | 15600 | 2.86 | 17540 | 2.12
ALLIED |  | 208106662 | HRCU-A-CB | 4DHP2S24S-1P | DMD224S4-1P | Mini-Splits | 24600 | 13500 | 2.59 | 17000 | 2.05
ALLIED |  | 208106657 | HRCU-A-CB-O | 4DHP2S12S-1P | D22C112S4-1P | Mini-Splits | 12000 | 8900 | 3.22 | 7786 | 1.92
ALLIED |  | 208106653 | HRCU-A-CB-O | 4DHP2S12S-1P | DWM212S4-1P | Mini-Splits | 12000 | 9000 | 3.22 | 8465 | 2.26
ALLIED |  | 208106782 | HMSV-A-CB | 4DHP2S18M-1P |  | Non-Ducted Indoor Units | 19000 | 14300 | 3.64 | 12427 | 1.91
ALLIED |  | 208106654 | HRCU-A-CB-O | 4DHP2S18S-1P | DWM218S4-1P | Mini-Splits | 19000 | 14900 | 2.99 | 12184 | 2.25
ALLIED |  | 208106661 | HRCU-A-CB | 4DHP2S18S-1P | DMD218S4-1P | Mini-Splits | 20000 | 12600 | 2.74 | 11966 | 2.21
ALLIED |  | 208106655 | HRCU-A-CB-O | 4DHP2S24S-1P | DWM224S4-1P | Mini-Splits | 25000 | 16200 | 3.08 | 17500 | 2.04
ALLIED |  | 211034508 | HRCU-A-CB-O | 4DHP2S12S-1P | D22C112S4-*P | Mini-Splits | 12000 | 8900 | 3.22 | 7786 | 1.92
ALLIED |  | 211034503 | HRCU-A-CB | 4DHP2S18S-1P | DMD218S4-*P | Mini-Splits | 20000 | 12600 | 2.74 | 11966 | 2.21
ALLIED |  | 211034497 | HRCU-A-CB-O | 4DHP2S24S-1P | DWM224S4-*P | Mini-Splits | 25000 | 16200 | 3.08 | 17500 | 2.04
ALLIED |  | 211034496 | HRCU-A-CB-O | 4DHP2S18S-1P | DWM218S4-*P | Mini-Splits | 19000 | 14900 | 2.99 | 12184 | 2.25
ALLIED |  | 211034495 | HRCU-A-CB-O | 4DHP2S12S-1P | DWM212S4-*P | Mini-Splits | 12000 | 9000 | 3.22 | 8465 | 2.26
ALLIED |  | 208106787 | HMSV-A-CB | 4DHP2S24M-1P |  | Mixed Ducted and Non-Ducted Indoor Units | 24400 | 16700 | 3.2 | 18380 | 1.98
ALLIED |  | 208106784 | HMSV-A-CB | 4DHP2S18M-1P |  | Mixed Ducted and Non-Ducted Indoor Units | 19000 | 11400 | 2.91 | 12427 | 1.91
ALSETRIA |  | 208130391 | HRCU-A-CB | MOX430U-18HFN1-M | MVC-18HWFN1-M |  | 19000 | 13500 | 2.6 | 18629 | 2.04
ALSETRIA |  | 208130392 | HRCU-A-CB | MOD30-24HFN1-MW | MVC-24HWFN1-M |  | 24000 | 19200 | 2.5 | 24071 | 1.91
ALSETRIA |  | 211644106 | HRCU-A-CB | MOX430-17HFN1-MT0W | MVC-18HWFN1-MW(GA) |  | 19000 | 15400 | 2.7 | 18295 | 2
ALSETRIA |  | 208130386 | HRCU-A-CB | MOX430U-24HFN1-MR0 | MVC-24HWFN1-M |  | 26000 | 21000 | 2.8 | 19400 | 2.1
ALSETRIA |  | 211644024 | HRCU-A-CB | MOX230-09HFN1-MW5W | MTIU-09HWFN1-M | Mini-Splits | 10000 | 7700 | 2.59 | 8000 | 2.09
ALSETRIA |  | 211644025 | HRCU-A-CB | MOX230-12HFN1-MV5W | MTIU-12HWFN1-M | Mini-Splits | 12000 | 9300 | 2.78 | 8400 | 2.26
ALSETRIA |  | 211644044 | HRCU-A-CB-O | MOX330-12HFN1-MW5W | CCA3U-12HRFN1-M(C) | Mini-Splits | 12000 | 9900 | 2.55 | 11500 | 1.9
ALSETRIA |  | 211644034 | HRCU-A-CB-O | MOD33-24HFN1-MT0W | MCD1-24HRFN1-MT0W(GA) | Mini-Splits | 25000 | 19000 | 2.6 | 18900 | 1.96
ALSETRIA |  | 211644098 | HRCU-A-CB-O | MOX230-09HFN1-MW5W | MCBU-06HRFN1-MV0W | Mini-Splits | 7100 | 5700 | 2.61 | 8500 | 2.03
ALSETRIA |  | 208121907 | HMSV-A-CB | M2OA-18HFN1-M |  | Mixed Ducted and Non-Ducted Indoor Units | 19000 | 14500 | 2.5 | 14000 | 2.17
ALSETRIA |  | 208121910 | HMSV-A-CB | M3OJ-27HFN1-M |  | Mixed Ducted and Non-Ducted Indoor Units | 28000 | 21400 | 2.55 | 20000 | 2.13
ALSETRIA |  | 208121900 | HRCU-A-CB-O | MOX230-09HFN1-MW5W | MSEPB-06HRFN1-MY5W | Mini-Splits | 7000 | 8500 | 2.9 | 8581 | 2.19
ALSETRIA |  | 208121896 | HRCU-A-CB-O | MOX230-09HFN1-MW5W | MSEPB-09HRFN1-MY5W(GA) | Mini-Splits | 10000 | 8500 | 2.8 | 8581 | 2.19
ALSETRIA |  | 208121882 | HRCU-A-CB-O | MOX230-09HFN1-MT0W | MSAG11A-09HRFN1-MT0W | Mini-Splits | 10000 | 6000 | 2.51 | 6933 | 1.97
ALSETRIA |  | 208121901 | HRCU-A-CB-O | MOX330-09HFN1-MY5W | MSEPB-09HRFN1-MY5W(GA) | Mini-Splits | 12000 | 9500 | 2.53 | 11109 | 1.97
ALSETRIA |  | 211644038 | HRCU-A-CB | MOX330-12HFN1-MW5W | MTIU-12HWFN1-M | Mini-Splits | 12500 | 10600 | 2.51 | 12100 | 1.96
ALSETRIA |  | 211644027 | HRCU-A-CB | MOD33-24HFN1-MT0W | MTIU-24HWFN1-M | Mini-Splits | 25000 | 20000 | 2.61 | 20000 | 2.3
ALSETRIA |  | 211644040 | HRCU-A-CB | MOD30-24HFN1-MU0W | MTIU-24HWFN1-M | Mini-Splits | 25000 | 21000 | 2.64 | 27000 | 2
ALSETRIA |  | 211644048 | HRCU-A-CB-O | MOE30U-48HFN1-M-[X](GA) | MCD1-48HRFN1-M(GA) | Mini-Splits | 53000 | 35000 | 2.59 | 48000 | 1.98
ALSETRIA |  | 211644033 | HRCU-A-CB-O | MOX430-18HFN1-MU0W | CCA3U-18HRFN1-M(C) | Mini-Splits | 19000 | 12000 | 2.51 | 12700 | 2.16
ALSETRIA |  | 213307912 | HMSR-A-CB-O | M4OX630-36HFN1-M1X |  | Non-Ducted Indoor Units | 36000 | 27400 | 2.5 | 36000 | 1.95
ALSETRIA |  | 208121908 | HMSR-A-CB-O | M3OJ-27HFN1-M |  | Non-Ducted Indoor Units | 28000 | 21000 | 2.5 | 20000 | 2.11
ALSETRIA |  | 213307910 | HRCU-A-CB | MOX430U-18HFN1-M | MVBE-18HWFN1-MM3E |  | 19000 | 15800 | 2.82 | 18800 | 2.3
ALSETRIA |  | 208121897 | HRCU-A-CB-O | MOX230-12HFN1-MV5W | MSEPB-12HRFN1-MW5W(GA) | Mini-Splits | 12000 | 9000 | 2.69 | 8981 | 2.19
ALSETRIA |  | 208121892 | HRCU-A-CB-O | MOX230-12HFN1-BV0Q1W | MSABB-12HRFN1-BV0Q1W | Mini-Splits | 12000 | 7500 | 2.59 | 6400 | 1.95
ALSETRIA |  | 208121893 | HRCU-A-CB-O | MOX430-18HFN1-MT2Q1W | MSABE-18HRFN1-MT2Q1W | Mini-Splits | 18000 | 13800 | 2.54 | 11700 | 2.05
ALSETRIA |  | 211644026 | HRCU-A-CB | MOX430-18HFN1-MU0W | MTIU-18HWFN1-M | Mini-Splits | 20000 | 12600 | 2.66 | 13000 | 2.4
ALSETRIA |  | 211644032 | HRCU-A-CB-O | MOX230-12HFN1-MV5W | CCA3U-12HRFN1-M(C) | Mini-Splits | 12000 | 8900 | 2.75 | 8000 | 2.28
ALSETRIA | MVP series | 211644103 | HRCU-A-CB | MOD33-24HFN1-MT0W | MVC-23HWFN1-M |  | 25000 | 17000 | 2.98 | 18000 | 1.9
ALSETRIA |  | 211644102 | HRCU-A-CB | MOX430-18HFN1-MU0W | MVC-18HWFN1-MW(GA) |  | 19000 | 13200 | 2.67 | 12800 | 2.32
ALSETRIA |  | 208121909 | HMSV-A-CB | M3OJ-27HFN1-M |  | Ducted Indoor Units | 28000 | 22000 | 2.6 | 20000 | 2.14
ALSETRIA |  | 213081455 | HRCU-A-CB | MOE30U-55HFN1-M | MVC-60HWFN1-M |  | 59000 | 42000 | 2.6 | 54356 | 1.91
ALSETRIA |  | 213081456 | HRCU-A-CB | MOD30-24HFN1-MW | MVBE-24HWFN1-MM3E |  | 26000 | 20000 | 2.7 | 24000 | 2
AMANA | AZV9SA | 216699794 | HRCU-A-CB | AZV9SA361CA* | CAHEA3630C3A*+MBVK16CH*X00A* | Ducted Indoor Units | 34200 | 34200 | 2.5 | 34200 | 2.4
AMANA | AZV9SA | 216699793 | HRCU-A-CB | AZV9SA241CA* | CAHEA3630C3A*+MBVK16CH*X00A* | Ducted Indoor Units | 24000 | 24000 | 2.69 | 24000 | 2.4
AMANA | AZV9SA | 216699888 | HRCU-A-CB | AZV9SA361CA* | CA*EA6030*3A* | Ducted Indoor Units | 32600 | 31000 | 2.5 | 32600 | 2
AMANA | AZV9SA | 216699886 | HRCU-A-CB | AZV9SA361CA* | CA*EA6030*3A* | Ducted Indoor Units | 32600 | 31000 | 2.5 | 32600 | 2
AMANA | AZV9SA | 216699884 | HRCU-A-CB | AZV9SA361CA* | CA*EA6030*3A* | Ducted Indoor Units | 32600 | 31000 | 2.5 | 32600 | 2
AMANA | AZV9SA | 216699882 | HRCU-A-CB | AZV9SA361CA* | CA*EA6030*3A* | Ducted Indoor Units | 32600 | 31000 | 2.5 | 32600 | 2
AMANA | AZV9SA | 216699880 | HRCU-A-CB | AZV9SA361CA* | CA*EA6030*3A* | Ducted Indoor Units | 32600 | 31000 | 2.5 | 32600 | 2
AMANA | AZV9SA | 216699878 | HRCU-A-CB | AZV9SA361CA* | CA*EA6030*3A* | Ducted Indoor Units | 32600 | 31000 | 2.5 | 32600 | 2
AMANA | AZV9SA | 216699876 | HRCU-A-CB | AZV9SA361CA* | CA*EA6030*3A* | Ducted Indoor Units | 32600 | 31000 | 2.5 | 32600 | 2
AMANA | AZV9SA | 216699874 | HRCU-A-CB | AZV9SA361CA* | CA*EA6030*3A* | Ducted Indoor Units | 32600 | 31000 | 2.5 | 32600 | 2
AMANA | AZV9SA | 216699872 | HRCU-A-CB | AZV9SA361CA* | CA*EA6030*3A*+MBVK16CP1X00A* | Ducted Indoor Units | 32600 | 31000 | 2.5 | 32600 | 2
AMANA | AZV9SA | 216699870 | HRCU-A-CB | AZV9SA361CA* | AHVE48CP0300A* | Ducted Indoor Units | 33400 | 32000 | 2.6 | 33000 | 2.23
AMANA | AZV9SA | 216699869 | HRCU-A-CB | AZV9SA361CA* | AHVE48CP1300A* | Ducted Indoor Units | 33400 | 32000 | 2.6 | 33000 | 2.23
AMANA | AZV9SA | 216699868 | HRCU-A-CB | AZV9SA361CA* | AHVE48DP0300A* | Ducted Indoor Units | 33400 | 32000 | 2.6 | 33000 | 2.23
AMANA | AZV9SA | 216699867 | HRCU-A-CB | AZV9SA361CA* | AHVE48DP1300A* | Ducted Indoor Units | 33400 | 32000 | 2.6 | 33000 | 2.23
AMANA | AZV9SA | 216699866 | HRCU-A-CB | AZV9SA361CA* | AHVE60DP0300A* | Ducted Indoor Units | 33800 | 32000 | 2.58 | 33000 | 2.13
AMANA | AZV9SA | 216699865 | HRCU-A-CB | AZV9SA361CA* | AHVE60DP1300A* | Ducted Indoor Units | 33800 | 32000 | 2.58 | 33000 | 2.13
AMANA | AZV9SA | 216699864 | HRCU-A-CB | AZV9SA241CA* | CA*EA4830*3A* | Ducted Indoor Units | 22000 | 22000 | 2.5 | 22000 | 2
AMANA | AZV9SA | 216699862 | HRCU-A-CB | AZV9SA241CA* | CA*EA4830*3A* | Ducted Indoor Units | 22000 | 22000 | 2.5 | 22000 | 2
AMANA | AZV9SA | 216699860 | HRCU-A-CB | AZV9SA241CA* | CA*EA4830*3A* | Ducted Indoor Units | 22000 | 22000 | 2.5 | 22000 | 2
AMANA | AZV9SA | 216699858 | HRCU-A-CB | AZV9SA241CA* | CA*EA4830*3A* | Ducted Indoor Units | 22000 | 22000 | 2.5 | 22000 | 2
AMANA | AZV9SA | 216699856 | HRCU-A-CB | AZV9SA241CA* | CA*EA4830*3A* | Ducted Indoor Units | 22000 | 22000 | 2.5 | 22000 | 2
AMANA | AZV9SA | 216699854 | HRCU-A-CB | AZV9SA241CA* | CA*EA4830*3A* | Ducted Indoor Units | 22000 | 22000 | 2.5 | 22000 | 2
AMANA | AZV9SA | 216699852 | HRCU-A-CB | AZV9SA241CA* | CA*EA4830*3A* | Ducted Indoor Units | 22000 | 22000 | 2.5 | 22000 | 2
AMANA | AZV9SA | 216699850 | HRCU-A-CB | AZV9SA241CA* | CA*EA4830*3A* | Ducted Indoor Units | 22000 | 22000 | 2.5 | 22000 | 2
AMANA | AZV9SA | 216699848 | HRCU-A-CB | AZV9SA241CA* | CA*EA4830*3A* | Ducted Indoor Units | 22000 | 22000 | 2.5 | 22000 | 2
AMANA | AZV9SA | 216699846 | HRCU-A-CB | AZV9SA241CA* | CA*EA4830*3A*+MBVK16CP1X00A* | Ducted Indoor Units | 22000 | 22000 | 2.5 | 22000 | 2
AMANA | AZV9SA | 216699844 | HRCU-A-CB | AZV9SA241CA* | AHVE48CP0300A* | Ducted Indoor Units | 23200 | 23000 | 2.61 | 22400 | 2.14
AMANA | AZV9SA | 216699843 | HRCU-A-CB | AZV9SA241CA* | AHVE48CP1300A* | Ducted Indoor Units | 23200 | 23000 | 2.61 | 22400 | 2.14
AMANA | AZV7SA | 216835180 | HRCU-A-CB | AZV7SA6010A* | CAHEA3630C3A*+MBVK16CH*X00A* | Ducted Indoor Units | 54000 | 33400 | 2.5 | 46000 | 2
AMANA | AZV7SA | 216835178 | HRCU-A-CB | AZV7SA6010A* | CA*EA6030*3A* | Ducted Indoor Units | 53500 | 33400 | 2.5 | 46000 | 2
AMANA | AZV7SA | 216835172 | HRCU-A-CB | AZV7SA6010A* | CA*EA6030*3A* | Ducted Indoor Units | 53500 | 33400 | 2.5 | 46000 | 2
AMANA | AZV7SA | 216835167 | HRCU-A-CB | AZV7SA6010A* | CA*EA6030*3A* | Ducted Indoor Units | 53500 | 33400 | 2.5 | 46000 | 2
AMANA | AZV7SA | 216835161 | HRCU-A-CB | AZV7SA6010A* | CA*EA6030*3A* | Ducted Indoor Units | 53500 | 33400 | 2.5 | 46000 | 2
AMANA | AZV7SA | 216835156 | HRCU-A-CB | AZV7SA6010A* | CA*EA6030*3A* | Ducted Indoor Units | 53500 | 33400 | 2.5 | 46000 | 2
AMANA | AZV7SA | 216835151 | HRCU-A-CB | AZV7SA6010A* | CA*EA6030*3A* | Ducted Indoor Units | 53500 | 33400 | 2.5 | 46000 | 2
AMANA | AZV7SA | 216835147 | HRCU-A-CB | AZV7SA6010A* | CA*EA6030*3A* | Ducted Indoor Units | 53500 | 33400 | 2.5 | 46000 | 2
AMANA | AZV7SA | 216835142 | HRCU-A-CB | AZV7SA6010A* | CA*EA6030*3A* | Ducted Indoor Units | 53500 | 33400 | 2.5 | 46000 | 2
AMANA | AZV7SA | 216835138 | HRCU-A-CB | AZV7SA6010A* | CA*EA6030*3A* | Ducted Indoor Units | 53500 | 33400 | 2.5 | 46000 | 2
AMANA | AZV7SA | 216835131 | HRCU-A-CB | AZV7SA6010A* | CA*EA6030*3A* | Ducted Indoor Units | 53500 | 33400 | 2.5 | 46000 | 2
AMANA | AZV7SA | 216835125 | HRCU-A-CB | AZV7SA6010A* | CA*EA6030*3A* | Ducted Indoor Units | 53500 | 33400 | 2.5 | 46000 | 2
AMANA | AZV7SA | 216835119 | HRCU-A-CB | AZV7SA6010A* | CA*EA6030*3A*+MBVK16CP1X00A* | Ducted Indoor Units | 53500 | 33400 | 2.5 | 46000 | 2
AMANA | AZV7SA | 216835114 | HRCU-A-CB | AZV7SA6010A* | CA*EA6030*3A*+MBVK20DP1X00A* | Ducted Indoor Units | 53500 | 33400 | 2.5 | 46000 | 2
AMANA | AZV7SA | 216835107 | HRCU-A-CB | AZV7SA6010A* | AHVE60DP0300A* | Ducted Indoor Units | 54000 | 33400 | 2.5 | 46000 | 2
AMANA | AZV7SA | 216835066 | HRCU-A-CB | AZV7SA6010A* | AHVE60DP1300A* | Ducted Indoor Units | 54000 | 33400 | 2.5 | 46000 | 2
AMANA | ASZS6 | 213872277 | HRCU-A-CB | ASZS60481EA* | CA*EA6030*4A* | Ducted Indoor Units | 43500 | 28000 | 2.67 | 31000 | 2.22
AMANA | ASZS6 | 214505274 | HRCU-A-CB | ASZS60241EA* | CA*EA2422*4B*+MBVC1200**-1A* | Ducted Indoor Units | 23000 | 16000 | 2.65 | 16100 | 2
AMANA | ASZS6 | 214505276 | HRCU-A-CB | ASZS60241EA* | CA*EA2422*4B*+MBVC1600**-1A* | Ducted Indoor Units | 23000 | 16000 | 2.65 | 16100 | 2
AMANA | ASZS6 | 214505279 | HRCU-A-CB | ASZS60241EA* | CA*EA2422*4B* | Ducted Indoor Units | 23000 | 16000 | 2.65 | 16100 | 2
AMANA | ASZS6 | 214505282 | HRCU-A-CB | ASZS60241EA* | CA*EA2422*4B* | Ducted Indoor Units | 23000 | 16000 | 2.65 | 16100 | 2
AMANA | ASZS6 | 214505284 | HRCU-A-CB | ASZS60241EA* | CA*EA2422*4B* | Ducted Indoor Units | 23000 | 16000 | 2.65 | 16100 | 2
AMANA | ASZS6 | 214505287 | HRCU-A-CB | ASZS60241EA* | CA*EA2422*4B* | Ducted Indoor Units | 23000 | 16000 | 2.65 | 16100 | 2
AMANA | ASZS6 | 214505290 | HRCU-A-CB | ASZS60241EA* | CA*EA2422*4B* | Ducted Indoor Units | 23000 | 16000 | 2.65 | 16100 | 2
AMANA | ASZS6 | 214505293 | HRCU-A-CB | ASZS60241EA* | CA*EA2422*4B* | Ducted Indoor Units | 23000 | 16000 | 2.65 | 16100 | 2
AMANA | ASZS6 | 214505296 | HRCU-A-CB | ASZS60241EA* | CA*EA2422*4B* | Ducted Indoor Units | 23000 | 16000 | 2.65 | 16100 | 2
AMANA | ASZS6 | 214505299 | HRCU-A-CB | ASZS60241EA* | CA*EA2422*4B* | Ducted Indoor Units | 23000 | 16000 | 2.65 | 16100 | 2
AMANA | ASZS6 | 214505302 | HRCU-A-CB | ASZS60241EA* | CA*EA2422*4B* | Ducted Indoor Units | 23000 | 16000 | 2.65 | 16100 | 2
AMANA | ASZS6 | 214505305 | HRCU-A-CB | ASZS60241EA* | CA*EA2422*4B* | Ducted Indoor Units | 23000 | 16000 | 2.65 | 16100 | 2
AMANA | ASZS6 | 214505308 | HRCU-A-CB | ASZS60241EA* | CA*EA2422*4B* | Ducted Indoor Units | 23000 | 16000 | 2.65 | 16100 | 2
AMANA | ASZS6 | 214505310 | HRCU-A-CB | ASZS60241EA* | CA*EA2422*4B* | Ducted Indoor Units | 23000 | 16000 | 2.65 | 16100 | 2
AMANA | ASZS6 | 214505313 | HRCU-A-CB | ASZS60241EA* | CA*EA2422*4B* | Ducted Indoor Units | 23000 | 16000 | 2.65 | 16100 | 2
AMANA | ASZS6 | 214505316 | HRCU-A-CB | ASZS60241EA* | CA*EA2422*4B* | Ducted Indoor Units | 23000 | 16000 | 2.65 | 16100 | 2
AMANA | ASZS6 | 214505319 | HRCU-A-CB | ASZS60241EA* | CA*EA2422*4B* | Ducted Indoor Units | 23000 | 16000 | 2.65 | 16100 | 2
AMANA | ASZS6 | 214505322 | HRCU-A-CB | ASZS60241EA* | CA*EA2422*4B* | Ducted Indoor Units | 23000 | 16000 | 2.65 | 16100 | 2
AMANA | ASZS6 | 214505325 | HRCU-A-CB | ASZS60241EA* | CA*EA2422*4B* | Ducted Indoor Units | 23000 | 16000 | 2.65 | 16100 | 2
AMANA | ASZS6 | 214505328 | HRCU-A-CB | ASZS60241EA* | CA*EA2422*4B* | Ducted Indoor Units | 23000 | 16000 | 2.65 | 16100 | 2
AMANA | ASZS6 | 214505331 | HRCU-A-CB | ASZS60241EA* | CA*EA2422*4B* | Ducted Indoor Units | 23000 | 16000 | 2.65 | 16100 | 2
AMANA | ASZS6 | 214505334 | HRCU-A-CB | ASZS60241EA* | CA*EA3026*4B*+MBVC1200**-1A* | Ducted Indoor Units | 23000 | 16000 | 2.65 | 16100 | 2
AMANA | ASZS6 | 214505336 | HRCU-A-CB | ASZS60241EA* | CA*EA3026*4B*+MBVC1600**-1A* | Ducted Indoor Units | 23000 | 16000 | 2.65 | 16100 | 2
AMANA | ASZS6 | 214505339 | HRCU-A-CB | ASZS60241EA* | CA*EA3026*4B* | Ducted Indoor Units | 23000 | 16000 | 2.65 | 16100 | 2
AMANA | ASZS6 | 214505341 | HRCU-A-CB | ASZS60241EA* | CA*EA3026*4B* | Ducted Indoor Units | 23000 | 16000 | 2.65 | 16100 | 2
AMANA | ASZS6 | 214505344 | HRCU-A-CB | ASZS60241EA* | CA*EA3026*4B* | Ducted Indoor Units | 23000 | 16000 | 2.65 | 16100 | 2
AMANA | ASZS6 | 214505346 | HRCU-A-CB | ASZS60241EA* | CA*EA3026*4B* | Ducted Indoor Units | 23000 | 16000 | 2.65 | 16100 | 2
AMANA | ASZS6 | 214505349 | HRCU-A-CB | ASZS60241EA* | CA*EA3026*4B* | Ducted Indoor Units | 23000 | 16000 | 2.65 | 16100 | 2
AMANA | ASZS6 | 214505352 | HRCU-A-CB | ASZS60241EA* | CA*EA3026*4B* | Ducted Indoor Units | 23000 | 16000 | 2.65 | 16100 | 2
AMANA | ASZS6 | 214505355 | HRCU-A-CB | ASZS60241EA* | CA*EA3026*4B* | Ducted Indoor Units | 23000 | 16000 | 2.65 | 16100 | 2
AMANA | ASZS6 | 214505358 | HRCU-A-CB | ASZS60241EA* | CA*EA3026*4B* | Ducted Indoor Units | 23000 | 16000 | 2.65 | 16100 | 2
AMANA | ASZS6 | 214505361 | HRCU-A-CB | ASZS60241EA* | CA*EA3026*4B* | Ducted Indoor Units | 23000 | 16000 | 2.65 | 16100 | 2
AMANA | ASZS6 | 214505364 | HRCU-A-CB | ASZS60241EA* | CA*EA3026*4B* | Ducted Indoor Units | 23000 | 16000 | 2.65 | 16100 | 2
AMANA | ASZS6 | 214505367 | HRCU-A-CB | ASZS60241EA* | CA*EA3026*4B* | Ducted Indoor Units | 23000 | 16000 | 2.65 | 16100 | 2
AMANA | ASZS6 | 214505369 | HRCU-A-CB | ASZS60241EA* | CA*EA3026*4B* | Ducted Indoor Units | 23000 | 16000 | 2.65 | 16100 | 2
AMANA | ASZS6 | 214505372 | HRCU-A-CB | ASZS60241EA* | CA*EA3026*4B* | Ducted Indoor Units | 23000 | 16000 | 2.65 | 16100 | 2
AMANA | ASZS6 | 214505375 | HRCU-A-CB | ASZS60241EA* | CA*EA3026*4B* | Ducted Indoor Units | 23000 | 16000 | 2.65 | 16100 | 2
AMANA | ASZS6 | 214505378 | HRCU-A-CB | ASZS60241EA* | CA*EA3026*4B* | Ducted Indoor Units | 23000 | 16000 | 2.65 | 16100 | 2
AMANA | ASZS6 | 214505381 | HRCU-A-CB | ASZS60241EA* | CA*EA3026*4B* | Ducted Indoor Units | 23000 | 16000 | 2.65 | 16100 | 2
AMANA | ASZS6 | 214505384 | HRCU-A-CB | ASZS60241EA* | CA*EA3026*4B* | Ducted Indoor Units | 23000 | 16000 | 2.65 | 16100 | 2
AMANA | ASZS6 | 214505387 | HRCU-A-CB | ASZS60241EA* | CA*EA3026*4B* | Ducted Indoor Units | 23000 | 16000 | 2.65 | 16100 | 2
AMANA | ASZS6 | 214505389 | HRCU-A-CB | ASZS60241EA* | CA*EA3026*4B* | Ducted Indoor Units | 23000 | 16000 | 2.65 | 16100 | 2
AMANA | ASZS6 | 214505411 | HRCU-A-CB | ASZS60241EA* | CA*EA2422*4B*+MBVK12BP1X00A* | Ducted Indoor Units | 23000 | 16000 | 2.65 | 16100 | 2
AMANA | ASZS6 | 214505414 | HRCU-A-CB | ASZS60241EA* | CA*EA2422*4B*+MBVK16CP1X00A* | Ducted Indoor Units | 23000 | 16000 | 2.65 | 16100 | 2
AMANA | ASZS6 | 214505416 | HRCU-A-CB | ASZS60241EA* | CA*EA3026*4B*+MBVK12BP1X00A* | Ducted Indoor Units | 23000 | 16000 | 2.65 | 16100 | 2
AMANA | ASZS6 | 214505419 | HRCU-A-CB | ASZS60241EA* | CA*EA3026*4B*+MBVK16CP1X00A* | Ducted Indoor Units | 23000 | 16000 | 2.65 | 16100 | 2
AMANA | AZV7SA | 215487752 | HRCU-A-CB | AZV7SA4810A* | CA*EA6030*3A* | Ducted Indoor Units | 47000 | 29000 | 2.5 | 33600 | 2
AMANA | AZV7SA | 215487751 | HRCU-A-CB | AZV7SA4810A* | CA*EA6030*3A* | Ducted Indoor Units | 47000 | 29000 | 2.5 | 33600 | 2
AMANA | AZV7SA | 215487750 | HRCU-A-CB | AZV7SA4810A* | CA*EA6030*3A* | Ducted Indoor Units | 47000 | 29000 | 2.5 | 33600 | 2
AMANA | AZV7SA | 215487749 | HRCU-A-CB | AZV7SA4810A* | CA*EA6030*3A* | Ducted Indoor Units | 47000 | 29000 | 2.5 | 33600 | 2
AMANA | AZV7SA | 215487748 | HRCU-A-CB | AZV7SA4810A* | CA*EA6030*3A* | Ducted Indoor Units | 47000 | 29000 | 2.5 | 33600 | 2
AMANA | AZV7SA | 215487747 | HRCU-A-CB | AZV7SA4810A* | CA*EA6030*3A* | Ducted Indoor Units | 47000 | 29000 | 2.5 | 33600 | 2
AMANA | AZV7SA | 215487746 | HRCU-A-CB | AZV7SA4810A* | CA*EA6030*3A* | Ducted Indoor Units | 47000 | 29000 | 2.5 | 33600 | 2
AMANA | AZV7SA | 215487745 | HRCU-A-CB | AZV7SA4810A* | CA*EA6030*3A* | Ducted Indoor Units | 47000 | 29000 | 2.5 | 33600 | 2
AMANA | AZV7SA | 215487744 | HRCU-A-CB | AZV7SA4810A* | CA*EA6030*3A* | Ducted Indoor Units | 47000 | 29000 | 2.5 | 33600 | 2
AMANA | AZV7SA | 215487743 | HRCU-A-CB | AZV7SA4810A* | CA*EA6030*3A* | Ducted Indoor Units | 47000 | 29000 | 2.5 | 33600 | 2
AMANA | AZV7SA | 215487722 | HRCU-A-CB | AZV7SA4210A* | CA*EA6030*3A* | Ducted Indoor Units | 41000 | 28000 | 2.5 | 31000 | 2
AMANA | AZV7SA | 215487721 | HRCU-A-CB | AZV7SA4210A* | CA*EA6030*3A* | Ducted Indoor Units | 41000 | 28000 | 2.5 | 31000 | 2
AMANA | AZV7SA | 215487720 | HRCU-A-CB | AZV7SA4210A* | CA*EA6030*3A* | Ducted Indoor Units | 41000 | 28000 | 2.5 | 31000 | 2
AMANA | AZV7SA | 215487719 | HRCU-A-CB | AZV7SA4210A* | CA*EA6030*3A* | Ducted Indoor Units | 41000 | 28000 | 2.5 | 31000 | 2
AMANA | AZV7SA | 215487718 | HRCU-A-CB | AZV7SA4210A* | CA*EA6030*3A* | Ducted Indoor Units | 41000 | 28000 | 2.5 | 31000 | 2
AMANA | AZV7SA | 215487717 | HRCU-A-CB | AZV7SA4210A* | CA*EA6030*3A* | Ducted Indoor Units | 41000 | 28000 | 2.5 | 31000 | 2
AMANA | AZV7SA | 215487716 | HRCU-A-CB | AZV7SA4210A* | CA*EA6030*3A* | Ducted Indoor Units | 41000 | 28000 | 2.5 | 31000 | 2
AMANA | AZV7SA | 215487715 | HRCU-A-CB | AZV7SA4210A* | CA*EA6030*3A* | Ducted Indoor Units | 41000 | 28000 | 2.5 | 31000 | 2
AMANA | AZV7SA | 215487714 | HRCU-A-CB | AZV7SA4210A* | CA*EA6030*3A* | Ducted Indoor Units | 41000 | 28000 | 2.5 | 31000 | 2
AMANA | AZV7SA | 215487713 | HRCU-A-CB | AZV7SA4210A* | CA*EA6030*3A* | Ducted Indoor Units | 41000 | 28000 | 2.5 | 31000 | 2
AMANA | AZV7SA | 215487688 | HRCU-A-CB | AZV7SA2410A* | CHPEA3026*3A* | Ducted Indoor Units | 23200 | 15800 | 2.5 | 17000 | 2
AMANA | AZV7SA | 215487687 | HRCU-A-CB | AZV7SA2410A* | CHPEA3026*3A* | Ducted Indoor Units | 23200 | 15800 | 2.5 | 17000 | 2
AMANA | AZV7SA | 215487686 | HRCU-A-CB | AZV7SA2410A* | CHPEA3026*3A* | Ducted Indoor Units | 23200 | 15800 | 2.5 | 17000 | 2
AMANA | AZV7SA | 215487685 | HRCU-A-CB | AZV7SA2410A* | CHPEA3026*3A* | Ducted Indoor Units | 23200 | 15800 | 2.5 | 17000 | 2
AMANA | AZV7SA | 215487684 | HRCU-A-CB | AZV7SA2410A* | CHPEA3026*3A* | Ducted Indoor Units | 23200 | 15800 | 2.5 | 17000 | 2
AMANA | AZV7SA | 215487683 | HRCU-A-CB | AZV7SA2410A* | CHPEA3026*3A* | Ducted Indoor Units | 23200 | 15800 | 2.5 | 17000 | 2
AMANA | AZV7SA | 215487682 | HRCU-A-CB | AZV7SA2410A* | CHPEA3026*3A* | Ducted Indoor Units | 23200 | 15800 | 2.5 | 17000 | 2
AMANA | AZV7SA | 215487681 | HRCU-A-CB | AZV7SA2410A* | CHPEA3026*3A* | Ducted Indoor Units | 23200 | 15800 | 2.5 | 17000 | 2
AMANA | AZV7SA | 215487680 | HRCU-A-CB | AZV7SA2410A* | CHPEA3026*3A* | Ducted Indoor Units | 23200 | 15800 | 2.5 | 17000 | 2
AMANA | AZV7SA | 215487679 | HRCU-A-CB | AZV7SA2410A* | CHPEA3026*3A* | Ducted Indoor Units | 23200 | 15800 | 2.5 | 17000 | 2
AMANA | AZV7SA | 215487678 | HRCU-A-CB | AZV7SA2410A* | CHPEA3026*3A* | Ducted Indoor Units | 23200 | 15800 | 2.5 | 17000 | 2
AMANA | AZV7SA | 215487677 | HRCU-A-CB | AZV7SA2410A* | CHPEA3026*3A* | Ducted Indoor Units | 23200 | 15800 | 2.5 | 17000 | 2
AMANA | AZV7SA | 215487676 | HRCU-A-CB | AZV7SA2410A* | CHPEA3026*3A* | Ducted Indoor Units | 23200 | 15800 | 2.5 | 17000 | 2
AMANA | AZV7SA | 215487675 | HRCU-A-CB | AZV7SA2410A* | CHPEA3026*3A* | Ducted Indoor Units | 23200 | 15800 | 2.5 | 17000 | 2
AMANA | AZV7SA | 215487674 | HRCU-A-CB | AZV7SA2410A* | CHPEA3026*3A* | Ducted Indoor Units | 23200 | 15800 | 2.5 | 17000 | 2
AMANA | AZV7SA | 215487673 | HRCU-A-CB | AZV7SA2410A* | CA*EA3626*3A* | Ducted Indoor Units | 23200 | 15800 | 2.5 | 17000 | 2
AMANA | AZV7SA | 215487672 | HRCU-A-CB | AZV7SA2410A* | CA*EA3626*3A* | Ducted Indoor Units | 23200 | 15800 | 2.5 | 17000 | 2
AMANA | AZV7SA | 215487671 | HRCU-A-CB | AZV7SA2410A* | CA*EA3626*3A* | Ducted Indoor Units | 23200 | 15800 | 2.5 | 17000 | 2
AMANA | AZV7SA | 215487670 | HRCU-A-CB | AZV7SA2410A* | CA*EA3626*3A* | Ducted Indoor Units | 23200 | 15800 | 2.5 | 17000 | 2
AMANA | AZV7SA | 215487669 | HRCU-A-CB | AZV7SA2410A* | CA*EA3626*3A* | Ducted Indoor Units | 23200 | 15800 | 2.5 | 17000 | 2
AMANA | AZV7SA | 215487668 | HRCU-A-CB | AZV7SA2410A* | CA*EA3626*3A* | Ducted Indoor Units | 23200 | 15800 | 2.5 | 17000 | 2
AMANA | AZV7SA | 215487667 | HRCU-A-CB | AZV7SA2410A* | CA*EA3626*3A* | Ducted Indoor Units | 23200 | 15800 | 2.5 | 17000 | 2
AMANA | AZV7SA | 215487666 | HRCU-A-CB | AZV7SA2410A* | CA*EA3626*3A* | Ducted Indoor Units | 23200 | 15800 | 2.5 | 17000 | 2
AMANA | AZV7SA | 215487665 | HRCU-A-CB | AZV7SA2410A* | CA*EA3626*3A* | Ducted Indoor Units | 23200 | 15800 | 2.5 | 17000 | 2
AMANA | AZV7SA | 215487664 | HRCU-A-CB | AZV7SA2410A* | CA*EA3626*3A* | Ducted Indoor Units | 23200 | 15800 | 2.5 | 17000 | 2
AMANA | AZV7SA | 215487663 | HRCU-A-CB | AZV7SA2410A* | CA*EA3626*3A* | Ducted Indoor Units | 23200 | 15800 | 2.5 | 17000 | 2
AMANA | AZV7SA | 215487662 | HRCU-A-CB | AZV7SA2410A* | CA*EA3626*3A* | Ducted Indoor Units | 23200 | 15800 | 2.5 | 17000 | 2
AMANA | AZV7SA | 215487661 | HRCU-A-CB | AZV7SA2410A* | CA*EA3626*3A* | Ducted Indoor Units | 23200 | 15800 | 2.5 | 17000 | 2
AMANA | AZV7SA | 215487660 | HRCU-A-CB | AZV7SA2410A* | CA*EA3626*3A* | Ducted Indoor Units | 23200 | 15800 | 2.5 | 17000 | 2
AMANA | AZV7SA | 215487659 | HRCU-A-CB | AZV7SA2410A* | CA*EA3626*3A* | Ducted Indoor Units | 23200 | 15800 | 2.5 | 17000 | 2
AMANA | AZV7SA | 215487658 | HRCU-A-CB | AZV7SA2410A* | CA*EA3022*3A* | Ducted Indoor Units | 23200 | 15800 | 2.5 | 17000 | 2
AMANA | AZV7SA | 215487657 | HRCU-A-CB | AZV7SA2410A* | CA*EA3022*3A* | Ducted Indoor Units | 23200 | 15800 | 2.5 | 17000 | 2
AMANA | AZV7SA | 215487656 | HRCU-A-CB | AZV7SA2410A* | CA*EA3022*3A* | Ducted Indoor Units | 23200 | 15800 | 2.5 | 17000 | 2
AMANA | AZV7SA | 215487655 | HRCU-A-CB | AZV7SA2410A* | CA*EA3022*3A* | Ducted Indoor Units | 23200 | 15800 | 2.5 | 17000 | 2
AMANA | AZV7SA | 215487654 | HRCU-A-CB | AZV7SA2410A* | CA*EA3022*3A* | Ducted Indoor Units | 23200 | 15800 | 2.5 | 17000 | 2
AMANA | AZV7SA | 215487653 | HRCU-A-CB | AZV7SA2410A* | CA*EA3022*3A* | Ducted Indoor Units | 23200 | 15800 | 2.5 | 17000 | 2
AMANA | AZV7SA | 215487652 | HRCU-A-CB | AZV7SA2410A* | CA*EA3022*3A* | Ducted Indoor Units | 23200 | 15800 | 2.5 | 17000 | 2
AMANA | AZV7SA | 215487651 | HRCU-A-CB | AZV7SA2410A* | CA*EA3022*3A* | Ducted Indoor Units | 23200 | 15800 | 2.5 | 17000 | 2
AMANA | AZV7SA | 215487650 | HRCU-A-CB | AZV7SA2410A* | CA*EA3022*3A* | Ducted Indoor Units | 23200 | 15800 | 2.5 | 17000 | 2
AMANA | AZV7SA | 215487649 | HRCU-A-CB | AZV7SA2410A* | CA*EA3022*3A* | Ducted Indoor Units | 23200 | 15800 | 2.5 | 17000 | 2
AMANA | AZV7SA | 215487648 | HRCU-A-CB | AZV7SA2410A* | CA*EA3022*3A* | Ducted Indoor Units | 23200 | 15800 | 2.5 | 17000 | 2
AMANA | AZV7SA | 215487647 | HRCU-A-CB | AZV7SA2410A* | CA*EA3022*3A* | Ducted Indoor Units | 23200 | 15800 | 2.5 | 17000 | 2
AMANA | AZV7SA | 215487646 | HRCU-A-CB | AZV7SA2410A* | CA*EA3022*3A* | Ducted Indoor Units | 23200 | 15800 | 2.5 | 17000 | 2
AMANA | AZV7SA | 215487645 | HRCU-A-CB | AZV7SA2410A* | CA*EA3022*3A* | Ducted Indoor Units | 23200 | 15800 | 2.5 | 17000 | 2
AMANA | AZV7SA | 215433954 | HRCU-A-CB | AZV7SA4810A* | CA*EA6030*3A*+MBVK20DP1X00A* |  | 47000 | 29000 | 2.5 | 33600 | 2
AMANA | AZV7SA | 215434399 | HRCU-A-CB | AZV7SA4810A* | CA*EA6030*3A* |  | 47000 | 29000 | 2.5 | 33600 | 2
AMANA | AZV7SA | 215434398 | HRCU-A-CB | AZV7SA4810A* | CA*EA6030*3A* |  | 47000 | 29000 | 2.5 | 33600 | 2
AMANA | AZV7SA | 215434397 | HRCU-A-CB | AZV7SA4810A* | CA*EA6030*3A* |  | 47000 | 29000 | 2.5 | 33600 | 2
AMANA | AZV7SA | 215434396 | HRCU-A-CB | AZV7SA4810A* | CA*EA6030*3A* |  | 47000 | 29000 | 2.5 | 33600 | 2
AMANA | AZV7SA | 215433953 | HRCU-A-CB | AZV7SA4810A* | CA*EA6030*3A*+MBVK16CP1X00A* |  | 47000 | 29000 | 2.5 | 33600 | 2
AMANA | AZV7SA | 215434395 | HRCU-A-CB | AZV7SA4810A* | CA*EA6030*3A* |  | 47000 | 29000 | 2.5 | 33600 | 2
AMANA | AZV7SA | 215434394 | HRCU-A-CB | AZV7SA4810A* | CA*EA6030*3A* |  | 47000 | 29000 | 2.5 | 33600 | 2
AMANA | AZV7SA | 215434393 | HRCU-A-CB | AZV7SA4810A* | CA*EA6030*3A* |  | 47000 | 29000 | 2.5 | 33600 | 2
AMANA | AZV7SA | 215434392 | HRCU-A-CB | AZV7SA4810A* | CA*EA6030*3A* |  | 47000 | 29000 | 2.5 | 33600 | 2
AMANA | AZV7SA | 215434391 | HRCU-A-CB | AZV7SA4810A* | CA*EA6030*3A* |  | 47000 | 29000 | 2.5 | 33600 | 2
AMANA | AZV7SA | 215434390 | HRCU-A-CB | AZV7SA4810A* | CA*EA6030*3A* |  | 47000 | 29000 | 2.5 | 33600 | 2
AMANA | AZV7SA | 215434389 | HRCU-A-CB | AZV7SA4810A* | CA*EA6030*3A* |  | 47000 | 29000 | 2.5 | 33600 | 2
AMANA | AZV7SA | 215434388 | HRCU-A-CB | AZV7SA4810A* | CA*EA6030*3A* |  | 47000 | 29000 | 2.5 | 33600 | 2
AMANA | AZV7SA | 215434387 | HRCU-A-CB | AZV7SA4810A* | CA*EA6030*3A* |  | 47000 | 29000 | 2.5 | 33600 | 2
AMANA | AZV7SA | 215429750 | HRCU-A-CB | AZV7SA4810A* | AHVE60DP0300A* |  | 47500 | 29000 | 2.5 | 33600 | 2
AMANA | AZV7SA | 215429189 | HRCU-A-CB | AZV7SA4810A* | AHVE60DP1300A* |  | 47500 | 29000 | 2.5 | 33600 | 2
AMANA | AZV7SA | 215433940 | HRCU-A-CB | AZV7SA4210A* | CHPEA6030*3A*+MBVK20DP1X00A* |  | 41000 | 28000 | 2.5 | 31000 | 2
AMANA | AZV7SA | 215433938 | HRCU-A-CB | AZV7SA4210A* | CHPEA4830*3A*+MBVK20DP1X00A* |  | 41000 | 28000 | 2.5 | 31000 | 2
AMANA | AZV7SA | 215433936 | HRCU-A-CB | AZV7SA4210A* | CA*EA6030*3A*+MBVK20DP1X00A* |  | 41000 | 28000 | 2.5 | 31000 | 2
AMANA | AZV7SA | 215433935 | HRCU-A-CB | AZV7SA4210A* | CA*EA6030*3A*+MBVK16CP1X00A* |  | 41000 | 28000 | 2.5 | 31000 | 2
AMANA | AZV7SA | 215434282 | HRCU-A-CB | AZV7SA4210A* | CA*EA6030*3A* |  | 41000 | 28000 | 2.5 | 31000 | 2
AMANA | AZV7SA | 215434281 | HRCU-A-CB | AZV7SA4210A* | CA*EA6030*3A* |  | 41000 | 28000 | 2.5 | 31000 | 2
AMANA | AZV7SA | 215434280 | HRCU-A-CB | AZV7SA4210A* | CA*EA6030*3A* |  | 41000 | 28000 | 2.5 | 31000 | 2
AMANA | AZV7SA | 215434279 | HRCU-A-CB | AZV7SA4210A* | CA*EA6030*3A* |  | 41000 | 28000 | 2.5 | 31000 | 2
AMANA | AZV7SA | 215434278 | HRCU-A-CB | AZV7SA4210A* | CA*EA6030*3A* |  | 41000 | 28000 | 2.5 | 31000 | 2
AMANA | AZV7SA | 215434277 | HRCU-A-CB | AZV7SA4210A* | CA*EA6030*3A* |  | 41000 | 28000 | 2.5 | 31000 | 2
AMANA | AZV7SA | 215434276 | HRCU-A-CB | AZV7SA4210A* | CA*EA6030*3A* |  | 41000 | 28000 | 2.5 | 31000 | 2
AMANA | AZV7SA | 215434275 | HRCU-A-CB | AZV7SA4210A* | CA*EA6030*3A* |  | 41000 | 28000 | 2.5 | 31000 | 2
AMANA | AZV7SA | 215434274 | HRCU-A-CB | AZV7SA4210A* | CA*EA6030*3A* |  | 41000 | 28000 | 2.5 | 31000 | 2
AMANA | AZV7SA | 215434273 | HRCU-A-CB | AZV7SA4210A* | CA*EA6030*3A* |  | 41000 | 28000 | 2.5 | 31000 | 2
AMANA | AZV7SA | 215434272 | HRCU-A-CB | AZV7SA4210A* | CA*EA6030*3A* |  | 41000 | 28000 | 2.5 | 31000 | 2
AMANA | AZV7SA | 215434271 | HRCU-A-CB | AZV7SA4210A* | CA*EA6030*3A* |  | 41000 | 28000 | 2.5 | 31000 | 2
AMANA | AZV7SA | 215434270 | HRCU-A-CB | AZV7SA4210A* | CA*EA6030*3A* |  | 41000 | 28000 | 2.5 | 31000 | 2
AMANA | AZV7SA | 215429749 | HRCU-A-CB | AZV7SA4210A* | AHVE60DP0300A* |  | 41000 | 28000 | 2.5 | 31000 | 2
AMANA | AZV7SA | 215429188 | HRCU-A-CB | AZV7SA4210A* | AHVE60DP1300A* |  | 41000 | 28000 | 2.5 | 31000 | 2
AMANA | AZV7SA | 215433904 | HRCU-A-CB | AZV7SA2410A* | CHPEA3026*3A*+MBVK16CP1X00A* |  | 23200 | 15800 | 2.5 | 17000 | 2
AMANA | AZV7SA | 215433903 | HRCU-A-CB | AZV7SA2410A* | CHPEA3026*3A*+MBVK12BP1X00A* |  | 23200 | 15800 | 2.5 | 17000 | 2
AMANA | AZV7SA | 215434078 | HRCU-A-CB | AZV7SA2410A* | CHPEA3026*3A* |  | 23200 | 15800 | 2.5 | 17000 | 2
AMANA | AZV7SA | 215434077 | HRCU-A-CB | AZV7SA2410A* | CHPEA3026*3A* |  | 23200 | 15800 | 2.5 | 17000 | 2
AMANA | AZV7SA | 215434076 | HRCU-A-CB | AZV7SA2410A* | CHPEA3026*3A* |  | 23200 | 15800 | 2.5 | 17000 | 2
AMANA | AZV7SA | 215434075 | HRCU-A-CB | AZV7SA2410A* | CHPEA3026*3A* |  | 23200 | 15800 | 2.5 | 17000 | 2
AMANA | AZV7SA | 215434074 | HRCU-A-CB | AZV7SA2410A* | CHPEA3026*3A* |  | 23200 | 15800 | 2.5 | 17000 | 2
AMANA | AZV7SA | 215434073 | HRCU-A-CB | AZV7SA2410A* | CHPEA3026*3A* |  | 23200 | 15800 | 2.5 | 17000 | 2
AMANA | AZV7SA | 215434072 | HRCU-A-CB | AZV7SA2410A* | CHPEA3026*3A* |  | 23200 | 15800 | 2.5 | 17000 | 2
AMANA | AZV7SA | 215434071 | HRCU-A-CB | AZV7SA2410A* | CHPEA3026*3A* |  | 23200 | 15800 | 2.5 | 17000 | 2
AMANA | AZV7SA | 215434070 | HRCU-A-CB | AZV7SA2410A* | CHPEA3026*3A* |  | 23200 | 15800 | 2.5 | 17000 | 2
AMANA | AZV7SA | 215434069 | HRCU-A-CB | AZV7SA2410A* | CHPEA3026*3A* |  | 23200 | 15800 | 2.5 | 17000 | 2
AMANA | AZV7SA | 215434068 | HRCU-A-CB | AZV7SA2410A* | CHPEA3026*3A* |  | 23200 | 15800 | 2.5 | 17000 | 2
AMANA | AZV7SA | 215434067 | HRCU-A-CB | AZV7SA2410A* | CHPEA3026*3A* |  | 23200 | 15800 | 2.5 | 17000 | 2
AMANA | AZV7SA | 215434066 | HRCU-A-CB | AZV7SA2410A* | CHPEA3026*3A* |  | 23200 | 15800 | 2.5 | 17000 | 2
AMANA | AZV7SA | 215434065 | HRCU-A-CB | AZV7SA2410A* | CHPEA3026*3A* |  | 23200 | 15800 | 2.5 | 17000 | 2
AMANA | AZV7SA | 215434064 | HRCU-A-CB | AZV7SA2410A* | CHPEA3026*3A* |  | 23200 | 15800 | 2.5 | 17000 | 2
AMANA | AZV7SA | 215434063 | HRCU-A-CB | AZV7SA2410A* | CHPEA3026*3A* |  | 23200 | 15800 | 2.5 | 17000 | 2
AMANA | AZV7SA | 215434062 | HRCU-A-CB | AZV7SA2410A* | CHPEA3026*3A* |  | 23200 | 15800 | 2.5 | 17000 | 2
AMANA | AZV7SA | 215434061 | HRCU-A-CB | AZV7SA2410A* | CHPEA3026*3A* |  | 23200 | 15800 | 2.5 | 17000 | 2
AMANA | AZV7SA | 215434060 | HRCU-A-CB | AZV7SA2410A* | CHPEA3026*3A* |  | 23200 | 15800 | 2.5 | 17000 | 2
AMANA | AZV7SA | 215433902 | HRCU-A-CB | AZV7SA2410A* | CA*EA3626*3A*+MBVK16CP1X00A* |  | 23200 | 15800 | 2.5 | 17000 | 2
AMANA | AZV7SA | 215433901 | HRCU-A-CB | AZV7SA2410A* | CA*EA3626*3A*+MBVK12BP1X00A* |  | 23200 | 15800 | 2.5 | 17000 | 2
AMANA | AZV7SA | 215434059 | HRCU-A-CB | AZV7SA2410A* | CA*EA3626*3A* |  | 23200 | 15800 | 2.5 | 17000 | 2
AMANA | AZV7SA | 215434058 | HRCU-A-CB | AZV7SA2410A* | CA*EA3626*3A* |  | 23200 | 15800 | 2.5 | 17000 | 2
AMANA | AZV7SA | 215434057 | HRCU-A-CB | AZV7SA2410A* | CA*EA3626*3A* |  | 23200 | 15800 | 2.5 | 17000 | 2
AMANA | AZV7SA | 215434056 | HRCU-A-CB | AZV7SA2410A* | CA*EA3626*3A* |  | 23200 | 15800 | 2.5 | 17000 | 2
AMANA | AZV7SA | 215434055 | HRCU-A-CB | AZV7SA2410A* | CA*EA3626*3A* |  | 23200 | 15800 | 2.5 | 17000 | 2
AMANA | AZV7SA | 215434054 | HRCU-A-CB | AZV7SA2410A* | CA*EA3626*3A* |  | 23200 | 15800 | 2.5 | 17000 | 2
AMANA | AZV7SA | 215434053 | HRCU-A-CB | AZV7SA2410A* | CA*EA3626*3A* |  | 23200 | 15800 | 2.5 | 17000 | 2
AMANA | AZV7SA | 215434052 | HRCU-A-CB | AZV7SA2410A* | CA*EA3626*3A* |  | 23200 | 15800 | 2.5 | 17000 | 2
AMANA | AZV7SA | 215434051 | HRCU-A-CB | AZV7SA2410A* | CA*EA3626*3A* |  | 23200 | 15800 | 2.5 | 17000 | 2
AMANA | AZV7SA | 215434050 | HRCU-A-CB | AZV7SA2410A* | CA*EA3626*3A* |  | 23200 | 15800 | 2.5 | 17000 | 2
AMANA | AZV7SA | 215434049 | HRCU-A-CB | AZV7SA2410A* | CA*EA3626*3A* |  | 23200 | 15800 | 2.5 | 17000 | 2
AMANA | AZV7SA | 215434048 | HRCU-A-CB | AZV7SA2410A* | CA*EA3626*3A* |  | 23200 | 15800 | 2.5 | 17000 | 2
AMANA | AZV7SA | 215434047 | HRCU-A-CB | AZV7SA2410A* | CA*EA3626*3A* |  | 23200 | 15800 | 2.5 | 17000 | 2
AMANA | AZV7SA | 215434046 | HRCU-A-CB | AZV7SA2410A* | CA*EA3626*3A* |  | 23200 | 15800 | 2.5 | 17000 | 2
AMANA | AZV7SA | 215434045 | HRCU-A-CB | AZV7SA2410A* | CA*EA3626*3A* |  | 23200 | 15800 | 2.5 | 17000 | 2
AMANA | AZV7SA | 215434044 | HRCU-A-CB | AZV7SA2410A* | CA*EA3626*3A* |  | 23200 | 15800 | 2.5 | 17000 | 2
AMANA | AZV7SA | 215434043 | HRCU-A-CB | AZV7SA2410A* | CA*EA3626*3A* |  | 23200 | 15800 | 2.5 | 17000 | 2
AMANA | AZV7SA | 215434042 | HRCU-A-CB | AZV7SA2410A* | CA*EA3626*3A* |  | 23200 | 15800 | 2.5 | 17000 | 2
AMANA | AZV7SA | 215434041 | HRCU-A-CB | AZV7SA2410A* | CA*EA3626*3A* |  | 23200 | 15800 | 2.5 | 17000 | 2
AMANA | AZV7SA | 215433900 | HRCU-A-CB | AZV7SA2410A* | CA*EA3022*3A*+MBVK16CP1X00A* |  | 23200 | 15800 | 2.5 | 17000 | 2
AMANA | AZV7SA | 215433899 | HRCU-A-CB | AZV7SA2410A* | CA*EA3022*3A*+MBVK12BP1X00A* |  | 23200 | 15800 | 2.5 | 17000 | 2
AMANA | AZV7SA | 215434040 | HRCU-A-CB | AZV7SA2410A* | CA*EA3022*3A* |  | 23200 | 15800 | 2.5 | 17000 | 2
AMANA | AZV7SA | 215434039 | HRCU-A-CB | AZV7SA2410A* | CA*EA3022*3A* |  | 23200 | 15800 | 2.5 | 17000 | 2
AMANA | AZV7SA | 215434038 | HRCU-A-CB | AZV7SA2410A* | CA*EA3022*3A* |  | 23200 | 15800 | 2.5 | 17000 | 2
AMANA | AZV7SA | 215434037 | HRCU-A-CB | AZV7SA2410A* | CA*EA3022*3A* |  | 23200 | 15800 | 2.5 | 17000 | 2
AMANA | AZV7SA | 215434036 | HRCU-A-CB | AZV7SA2410A* | CA*EA3022*3A* |  | 23200 | 15800 | 2.5 | 17000 | 2
AMANA | AZV7SA | 215434035 | HRCU-A-CB | AZV7SA2410A* | CA*EA3022*3A* |  | 23200 | 15800 | 2.5 | 17000 | 2
AMANA | AZV7SA | 215434034 | HRCU-A-CB | AZV7SA2410A* | CA*EA3022*3A* |  | 23200 | 15800 | 2.5 | 17000 | 2
AMANA | AZV7SA | 215434033 | HRCU-A-CB | AZV7SA2410A* | CA*EA3022*3A* |  | 23200 | 15800 | 2.5 | 17000 | 2
AMANA | AZV7SA | 215434032 | HRCU-A-CB | AZV7SA2410A* | CA*EA3022*3A* |  | 23200 | 15800 | 2.5 | 17000 | 2
AMANA | AZV7SA | 215434031 | HRCU-A-CB | AZV7SA2410A* | CA*EA3022*3A* |  | 23200 | 15800 | 2.5 | 17000 | 2
AMANA | AZV7SA | 215434030 | HRCU-A-CB | AZV7SA2410A* | CA*EA3022*3A* |  | 23200 | 15800 | 2.5 | 17000 | 2
AMANA | AZV7SA | 215434029 | HRCU-A-CB | AZV7SA2410A* | CA*EA3022*3A* |  | 23200 | 15800 | 2.5 | 17000 | 2
AMANA | AZV7SA | 215434028 | HRCU-A-CB | AZV7SA2410A* | CA*EA3022*3A* |  | 23200 | 15800 | 2.5 | 17000 | 2
AMANA | AZV7SA | 215434027 | HRCU-A-CB | AZV7SA2410A* | CA*EA3022*3A* |  | 23200 | 15800 | 2.5 | 17000 | 2
AMANA | AZV7SA | 215434026 | HRCU-A-CB | AZV7SA2410A* | CA*EA3022*3A* |  | 23200 | 15800 | 2.5 | 17000 | 2
AMANA | AZV7SA | 215434025 | HRCU-A-CB | AZV7SA2410A* | CA*EA3022*3A* |  | 23200 | 15800 | 2.5 | 17000 | 2
AMANA | AZV7SA | 215434024 | HRCU-A-CB | AZV7SA2410A* | CA*EA3022*3A* |  | 23200 | 15800 | 2.5 | 17000 | 2
AMANA | AZV7SA | 215434023 | HRCU-A-CB | AZV7SA2410A* | CA*EA3022*3A* |  | 23200 | 15800 | 2.5 | 17000 | 2
AMANA | AZV7SA | 215429733 | HRCU-A-CB | AZV7SA2410A* | AHVE36CP0300A* |  | 23200 | 15800 | 2.5 | 17000 | 2
AMANA | AZV7SA | 215429186 | HRCU-A-CB | AZV7SA2410A* | AHVE36CP1300A* |  | 23200 | 15800 | 2.5 | 17000 | 2
AMANA | ASZS6 | 213156957 | HRCU-A-CB | ASZS60481EA* | CA*EA6030*4A* | Ducted Indoor Units | 44000 | 28000 | 2.67 | 31000 | 2.22
AMANA | ASZS6 | 213156956 | HRCU-A-CB | ASZS60421EA* | CA*EA6030*4A* | Ducted Indoor Units | 40000 | 28000 | 2.67 | 30600 | 2.19
AMANA | ASZS6 | 213815741 | HRCU-A-CB | ASZS60481EA* | CAPEA6030*4A*+MBVK20DP1X00A* | Ducted Indoor Units | 44000 | 28000 | 2.67 | 31000 | 2.22
AMANA | ASZS6 | 213815740 | HRCU-A-CB | ASZS60421EA* | CAPEA6030*4A*+MBVK20DP1X00A* | Ducted Indoor Units | 40000 | 28000 | 2.67 | 30600 | 2.19
AMANA | ASZS6 | 213815739 | HRCU-A-CB | ASZS60361EA* | CAPEA4830*4A*+MBVK16CP1X00A* | Ducted Indoor Units | 34200 | 23000 | 2.59 | 29000 | 2
AMANA | ASZS6 | 213815738 | HRCU-A-CB | ASZS60361EA* | CAPEA6030*4A*+MBVK20DP1X00A* | Ducted Indoor Units | 34200 | 23000 | 2.59 | 30000 | 2.11
AMANA | ASZS6 | 213815737 | HRCU-A-CB | ASZS60241EA* | CAPEA3026*4A*+MBVK16CP1X00A* | Ducted Indoor Units | 23000 | 16000 | 2.65 | 16100 | 2
AMANA | ASZS6 | 213815736 | HRCU-A-CB | ASZS60241EA* | CAPEA3026*4A*+MBVK12BP1X00A* | Ducted Indoor Units | 23000 | 16000 | 2.65 | 16100 | 2
AMANA | ASZS6 | 213815735 | HRCU-A-CB | ASZS60241EA* | CAPEA2422*4A*+MBVK16CP1X00A* | Ducted Indoor Units | 23000 | 16000 | 2.65 | 16100 | 2
AMANA | ASZS6 | 213815734 | HRCU-A-CB | ASZS60241EA* | CAPEA2422*4A*+MBVK12BP1X00A* | Ducted Indoor Units | 23000 | 16000 | 2.65 | 16100 | 2
AMANA | ASZS6 | 213613306 | HRCU-A-CB | ASZS60361EA* | AHVE42CP1400B* | Ducted Indoor Units | 34200 | 23000 | 2.59 | 29000 | 2
AMANA | ASZS6 | 213613304 | HRCU-A-CB | ASZS60481EA* | AHVE60DP1400B* | Ducted Indoor Units | 44000 | 28000 | 2.67 | 31000 | 2.22
AMANA | ASZS6 | 213613303 | HRCU-A-CB | ASZS60421EA* | AHVE60DP1400B* | Ducted Indoor Units | 40000 | 28000 | 2.67 | 30600 | 2.19
AMANA | ASZS6 | 213613302 | HRCU-A-CB | ASZS60361EA* | AHVE48DP1400B* | Ducted Indoor Units | 34200 | 23000 | 2.59 | 30000 | 2.11
AMANA | ASZS6 | 213613305 | HRCU-A-CB | ASZS60361EA* | AHVE60DP1400B* | Ducted Indoor Units | 34200 | 23000 | 2.59 | 30000 | 2.11
AMANA | ASZS6 | 213613301 | HRCU-A-CB | ASZS60241EA* | AHVE36CP1400B* | Ducted Indoor Units | 23000 | 16000 | 2.65 | 16100 | 2
AMANA | ASZS6 | 213872274 | HRCU-A-CB | ASZS60481EA* | CA*EA6030*4A* | Ducted Indoor Units | 44000 | 28000 | 2.67 | 31000 | 2.22
AMANA | ASZS6 | 213872272 | HRCU-A-CB | ASZS60481EA* | CA*EA6030*4A* | Ducted Indoor Units | 44000 | 28000 | 2.67 | 31000 | 2.22
AMANA | ASZS6 | 213872270 | HRCU-A-CB | ASZS60481EA* | CA*EA6030*4A* | Ducted Indoor Units | 44000 | 28000 | 2.67 | 31000 | 2.22
AMANA | ASZS6 | 213872268 | HRCU-A-CB | ASZS60481EA* | CA*EA6030*4A* | Ducted Indoor Units | 44000 | 28000 | 2.67 | 31000 | 2.22
AMANA | ASZS6 | 213872266 | HRCU-A-CB | ASZS60421EA* | CA*EA6030*4A* | Ducted Indoor Units | 40000 | 28000 | 2.67 | 30600 | 2.19
AMANA | ASZS6 | 213872264 | HRCU-A-CB | ASZS60421EA* | CA*EA6030*4A* | Ducted Indoor Units | 40000 | 28000 | 2.67 | 30600 | 2.19
AMANA | ASZS6 | 213872262 | HRCU-A-CB | ASZS60421EA* | CA*EA6030*4A* | Ducted Indoor Units | 40000 | 28000 | 2.67 | 30600 | 2.19
AMANA | ASZS6 | 213872260 | HRCU-A-CB | ASZS60421EA* | CA*EA6030*4A* | Ducted Indoor Units | 40000 | 28000 | 2.67 | 30600 | 2.19
AMANA | ASZS6 | 212614868 | HRCU-A-CB | ASZS60241EA* | AHVE36CP1400A* | Ducted Indoor Units | 23000 | 16000 | 2.65 | 16100 | 2
AMANA | ASZS6 | 212614943 | HRCU-A-CB | ASZS60241EA* | AHVE36CP0400A* | Ducted Indoor Units | 23000 | 16000 | 2.65 | 16100 | 2
AMANA | ASZS6 | 212614944 | HRCU-A-CB | ASZS60241EA* | CA*EA2422*4A*+MBVC1200**-1A* | Ducted Indoor Units | 23000 | 16000 | 2.65 | 16100 | 2
AMANA | ASZS6 | 212614945 | HRCU-A-CB | ASZS60241EA* | CA*EA2422*4A*+MBVC1600**-1A* | Ducted Indoor Units | 23000 | 16000 | 2.65 | 16100 | 2
AMANA | ASZS6 | 212614946 | HRCU-A-CB | ASZS60241EA* | CA*EA2422*4A* | Ducted Indoor Units | 23000 | 16000 | 2.65 | 16100 | 2
AMANA | ASZS6 | 212614947 | HRCU-A-CB | ASZS60241EA* | CA*EA2422*4A* | Ducted Indoor Units | 23000 | 16000 | 2.65 | 16100 | 2
AMANA | ASZS6 | 212614948 | HRCU-A-CB | ASZS60241EA* | CA*EA2422*4A* | Ducted Indoor Units | 23000 | 16000 | 2.65 | 16100 | 2
AMANA | ASZS6 | 212614949 | HRCU-A-CB | ASZS60241EA* | CA*EA2422*4A* | Ducted Indoor Units | 23000 | 16000 | 2.65 | 16100 | 2
AMANA | ASZS6 | 212614950 | HRCU-A-CB | ASZS60241EA* | CA*EA2422*4A* | Ducted Indoor Units | 23000 | 16000 | 2.65 | 16100 | 2
AMANA | ASZS6 | 212614951 | HRCU-A-CB | ASZS60241EA* | CA*EA2422*4A* | Ducted Indoor Units | 23000 | 16000 | 2.65 | 16100 | 2
AMANA | ASZS6 | 212614952 | HRCU-A-CB | ASZS60241EA* | CA*EA2422*4A* | Ducted Indoor Units | 23000 | 16000 | 2.65 | 16100 | 2
AMANA | ASZS6 | 212614953 | HRCU-A-CB | ASZS60241EA* | CA*EA2422*4A* | Ducted Indoor Units | 23000 | 16000 | 2.65 | 16100 | 2
AMANA | ASZS6 | 212614954 | HRCU-A-CB | ASZS60241EA* | CA*EA2422*4A* | Ducted Indoor Units | 23000 | 16000 | 2.65 | 16100 | 2
AMANA | ASZS6 | 212614955 | HRCU-A-CB | ASZS60241EA* | CA*EA2422*4A* | Ducted Indoor Units | 23000 | 16000 | 2.65 | 16100 | 2
AMANA | ASZS6 | 212614956 | HRCU-A-CB | ASZS60241EA* | CA*EA2422*4A* | Ducted Indoor Units | 23000 | 16000 | 2.65 | 16100 | 2
AMANA | ASZS6 | 212614957 | HRCU-A-CB | ASZS60241EA* | CA*EA2422*4A* | Ducted Indoor Units | 23000 | 16000 | 2.65 | 16100 | 2
AMANA | ASZS6 | 212614958 | HRCU-A-CB | ASZS60241EA* | CA*EA2422*4A* | Ducted Indoor Units | 23000 | 16000 | 2.65 | 16100 | 2
AMANA | ASZS6 | 212614959 | HRCU-A-CB | ASZS60241EA* | CA*EA2422*4A* | Ducted Indoor Units | 23000 | 16000 | 2.65 | 16100 | 2
AMANA | ASZS6 | 212614960 | HRCU-A-CB | ASZS60241EA* | CA*EA2422*4A* | Ducted Indoor Units | 23000 | 16000 | 2.65 | 16100 | 2
AMANA | ASZS6 | 212614961 | HRCU-A-CB | ASZS60241EA* | CA*EA2422*4A* | Ducted Indoor Units | 23000 | 16000 | 2.65 | 16100 | 2
AMANA | ASZS6 | 212614962 | HRCU-A-CB | ASZS60241EA* | CA*EA2422*4A* | Ducted Indoor Units | 23000 | 16000 | 2.65 | 16100 | 2
AMANA | ASZS6 | 212614963 | HRCU-A-CB | ASZS60241EA* | CA*EA2422*4A* | Ducted Indoor Units | 23000 | 16000 | 2.65 | 16100 | 2
AMANA | ASZS6 | 212614964 | HRCU-A-CB | ASZS60241EA* | CA*EA2422*4A* | Ducted Indoor Units | 23000 | 16000 | 2.65 | 16100 | 2
AMANA | ASZS6 | 212614965 | HRCU-A-CB | ASZS60241EA* | CA*EA3026*4A*+MBVC1200**-1A* | Ducted Indoor Units | 23000 | 16000 | 2.65 | 16100 | 2
AMANA | ASZS6 | 212614966 | HRCU-A-CB | ASZS60241EA* | CA*EA3026*4A*+MBVC1600**-1A* | Ducted Indoor Units | 23000 | 16000 | 2.65 | 16100 | 2
AMANA | ASZS6 | 212614967 | HRCU-A-CB | ASZS60241EA* | CA*EA3026*4A* | Ducted Indoor Units | 23000 | 16000 | 2.65 | 16100 | 2
AMANA | ASZS6 | 212614968 | HRCU-A-CB | ASZS60241EA* | CA*EA3026*4A* | Ducted Indoor Units | 23000 | 16000 | 2.65 | 16100 | 2
AMANA | ASZS6 | 212614969 | HRCU-A-CB | ASZS60241EA* | CA*EA3026*4A* | Ducted Indoor Units | 23000 | 16000 | 2.65 | 16100 | 2
AMANA | ASZS6 | 212614970 | HRCU-A-CB | ASZS60241EA* | CA*EA3026*4A* | Ducted Indoor Units | 23000 | 16000 | 2.65 | 16100 | 2
AMANA | ASZS6 | 212614971 | HRCU-A-CB | ASZS60241EA* | CA*EA3026*4A* | Ducted Indoor Units | 23000 | 16000 | 2.65 | 16100 | 2
AMANA | ASZS6 | 212614972 | HRCU-A-CB | ASZS60241EA* | CA*EA3026*4A* | Ducted Indoor Units | 23000 | 16000 | 2.65 | 16100 | 2
AMANA | ASZS6 | 212614973 | HRCU-A-CB | ASZS60241EA* | CA*EA3026*4A* | Ducted Indoor Units | 23000 | 16000 | 2.65 | 16100 | 2
AMANA | ASZS6 | 212614974 | HRCU-A-CB | ASZS60241EA* | CA*EA3026*4A* | Ducted Indoor Units | 23000 | 16000 | 2.65 | 16100 | 2
AMANA | ASZS6 | 212614975 | HRCU-A-CB | ASZS60241EA* | CA*EA3026*4A* | Ducted Indoor Units | 23000 | 16000 | 2.65 | 16100 | 2
AMANA | ASZS6 | 212614976 | HRCU-A-CB | ASZS60241EA* | CA*EA3026*4A* | Ducted Indoor Units | 23000 | 16000 | 2.65 | 16100 | 2
AMANA | ASZS6 | 212614977 | HRCU-A-CB | ASZS60241EA* | CA*EA3026*4A* | Ducted Indoor Units | 23000 | 16000 | 2.65 | 16100 | 2
AMANA | ASZS6 | 212614978 | HRCU-A-CB | ASZS60241EA* | CA*EA3026*4A* | Ducted Indoor Units | 23000 | 16000 | 2.65 | 16100 | 2
AMANA | ASZS6 | 212614979 | HRCU-A-CB | ASZS60241EA* | CA*EA3026*4A* | Ducted Indoor Units | 23000 | 16000 | 2.65 | 16100 | 2
AMANA | ASZS6 | 212614980 | HRCU-A-CB | ASZS60241EA* | CA*EA3026*4A* | Ducted Indoor Units | 23000 | 16000 | 2.65 | 16100 | 2
AMANA | ASZS6 | 212614981 | HRCU-A-CB | ASZS60241EA* | CA*EA3026*4A* | Ducted Indoor Units | 23000 | 16000 | 2.65 | 16100 | 2
AMANA | ASZS6 | 212614982 | HRCU-A-CB | ASZS60241EA* | CA*EA3026*4A* | Ducted Indoor Units | 23000 | 16000 | 2.65 | 16100 | 2
AMANA | ASZS6 | 212614983 | HRCU-A-CB | ASZS60241EA* | CA*EA3026*4A* | Ducted Indoor Units | 23000 | 16000 | 2.65 | 16100 | 2
AMANA | ASZS6 | 212614984 | HRCU-A-CB | ASZS60241EA* | CA*EA3026*4A* | Ducted Indoor Units | 23000 | 16000 | 2.65 | 16100 | 2
AMANA | ASZS6 | 212614985 | HRCU-A-CB | ASZS60241EA* | CA*EA3026*4A* | Ducted Indoor Units | 23000 | 16000 | 2.65 | 16100 | 2
AMANA | ASZS6 | 212615010 | HRCU-A-CB | ASZS60481EA* | CA*EA6030*4A* | Ducted Indoor Units | 44000 | 28000 | 2.67 | 31000 | 2.22
AMANA | ASZS6 | 212615009 | HRCU-A-CB | ASZS60481EA* | CA*EA6030*4A* | Ducted Indoor Units | 44000 | 28000 | 2.67 | 31000 | 2.22
AMANA | ASZS6 | 212615008 | HRCU-A-CB | ASZS60481EA* | CA*EA6030*4A*+MBVC2000**-1A* | Ducted Indoor Units | 44000 | 28000 | 2.67 | 31000 | 2.22
AMANA | ASZS6 | 212615007 | HRCU-A-CB | ASZS60481EA* | AHVE60DP0400A* | Ducted Indoor Units | 44000 | 28000 | 2.67 | 31000 | 2.22
AMANA | ASZS6 | 212614871 | HRCU-A-CB | ASZS60481EA* | AHVE60DP1400A* | Ducted Indoor Units | 44000 | 28000 | 2.67 | 31000 | 2.22
AMANA | ASZS6 | 212615006 | HRCU-A-CB | ASZS60421EA* | CA*EA6030*4A* | Ducted Indoor Units | 40000 | 28000 | 2.67 | 30600 | 2.19
AMANA | ASZS6 | 212615005 | HRCU-A-CB | ASZS60421EA* | CA*EA6030*4A* | Ducted Indoor Units | 40000 | 28000 | 2.67 | 30600 | 2.19
AMANA | ASZS6 | 212615004 | HRCU-A-CB | ASZS60421EA* | CA*EA6030*4A*+MBVC2000**-1A* | Ducted Indoor Units | 40000 | 28000 | 2.67 | 30600 | 2.19
AMANA | ASZS6 | 212615003 | HRCU-A-CB | ASZS60421EA* | AHVE60DP0400A* | Ducted Indoor Units | 40000 | 28000 | 2.67 | 30600 | 2.19
AMANA | ASZS6 | 212614870 | HRCU-A-CB | ASZS60421EA* | AHVE60DP1400A* | Ducted Indoor Units | 40000 | 28000 | 2.67 | 30600 | 2.19
AMANA | ASZS6 | 212928696 | HRCU-A-CB | ASZS60361EA* | AHVE42CP1400A* | Ducted Indoor Units | 34200 | 23000 | 2.59 | 29000 | 2
AMANA | ASZS6 | 212928697 | HRCU-A-CB | ASZS60361EA* | AHVE42CP0400A* | Ducted Indoor Units | 34200 | 23000 | 2.59 | 29000 | 2
AMANA | ASZS6 | 212615002 | HRCU-A-CB | ASZS60361EA* | CA*EA4830*4A* | Ducted Indoor Units | 34200 | 23000 | 2.59 | 29000 | 2
AMANA | ASZS6 | 212615001 | HRCU-A-CB | ASZS60361EA* | CA*EA4830*4A* | Ducted Indoor Units | 34200 | 23000 | 2.59 | 29000 | 2
AMANA | ASZS6 | 212614993 | HRCU-A-CB | ASZS60361EA* | CA*EA4830*4A* | Ducted Indoor Units | 34200 | 23000 | 2.59 | 29000 | 2
AMANA | ASZS6 | 212615000 | HRCU-A-CB | ASZS60361EA* | CA*EA4830*4A* | Ducted Indoor Units | 34200 | 23000 | 2.59 | 29000 | 2
AMANA | ASZS6 | 212614999 | HRCU-A-CB | ASZS60361EA* | CA*EA4830*4A* | Ducted Indoor Units | 34200 | 23000 | 2.59 | 29000 | 2
AMANA | ASZS6 | 212614998 | HRCU-A-CB | ASZS60361EA* | CA*EA6030*4A* | Ducted Indoor Units | 34200 | 23000 | 2.59 | 30000 | 2.11
AMANA | ASZS6 | 212614997 | HRCU-A-CB | ASZS60361EA* | CA*EA4830*4A* | Ducted Indoor Units | 34200 | 23000 | 2.59 | 29000 | 2
AMANA | ASZS6 | 212614996 | HRCU-A-CB | ASZS60361EA* | CA*EA4830*4A* | Ducted Indoor Units | 34200 | 23000 | 2.59 | 29000 | 2
AMANA | ASZS6 | 212614995 | HRCU-A-CB | ASZS60361EA* | CA*EA4830*4A* | Ducted Indoor Units | 34200 | 23000 | 2.59 | 29000 | 2
AMANA | ASZS6 | 212614994 | HRCU-A-CB | ASZS60361EA* | CA*EA6030*4A* | Ducted Indoor Units | 34200 | 23000 | 2.59 | 30000 | 2.11
AMANA | ASZS6 | 212614992 | HRCU-A-CB | ASZS60361EA* | CA*EA4830*4A* | Ducted Indoor Units | 34200 | 23000 | 2.59 | 29000 | 2.04
AMANA | ASZS6 | 212614991 | HRCU-A-CB | ASZS60361EA* | CA*EA6030*4A* | Ducted Indoor Units | 34200 | 23000 | 2.59 | 30000 | 2.11
AMANA | ASZS6 | 212614990 | HRCU-A-CB | ASZS60361EA* | CA*EA4830*4A*+MBVC1600**-1A* | Ducted Indoor Units | 34200 | 23000 | 2.59 | 29000 | 2
AMANA | ASZS6 | 212614989 | HRCU-A-CB | ASZS60361EA* | CA*EA6030*4A*+MBVC2000**-1A* | Ducted Indoor Units | 34200 | 23000 | 2.59 | 30000 | 2.11
AMANA | ASZS6 | 212614988 | HRCU-A-CB | ASZS60361EA* | AHVE48DP0400A* | Ducted Indoor Units | 34200 | 23000 | 2.59 | 30000 | 2.11
AMANA | ASZS6 | 212614987 | HRCU-A-CB | ASZS60361EA* | AHVE60DP0400A* | Ducted Indoor Units | 34200 | 23000 | 2.59 | 30000 | 2.11
AMANA | ASZS6 | 212614986 | HRCU-A-CB | ASZS60361EA* | AHVE60DP1400A* | Ducted Indoor Units | 34200 | 23000 | 2.59 | 30000 | 2.11
AMANA | ASZS6 | 212614869 | HRCU-A-CB | ASZS60361EA* | AHVE48DP1400A* | Ducted Indoor Units | 34200 | 23000 | 2.59 | 30000 | 2.11
AMANA | ASZV9 | 210607572 | HRCU-A-CB | ASZV902410A* | CA*F3137*6A*+MBVC1201**-1A*+TX | Ducted Indoor Units | 23000 | 14000 | 2.6 | 13100 | 2.19
AMERICAN STANDARD | PLATINUM 18 | 215865114 | HRCU-A-CB | 5A6V8X48A1 | 5TXCD010AS3 | Ducted Indoor Units | 45000 | 41500 | 2.5 | 34200 | 2.2
AMERICAN STANDARD | PLATINUM 18 | 215865112 | HRCU-A-CB | 5A6V8X48A1 | 5TXCD010AS3 | Ducted Indoor Units | 45000 | 42000 | 2.5 | 34400 | 2.2
AMERICAN STANDARD | PLATINUM 18 | 215865044 | HRCU-A-CB | 5A6V8X48A1 | 5TEMCD07AV51+TD | Ducted Indoor Units | 45000 | 42000 | 2.5 | 34400 | 2.2
AMERICAN STANDARD | PLATINUM 18 | 215865096 | HRCU-A-CB | 5A6V8X48A1 | 5PX*D010AS3 | Ducted Indoor Units | 45000 | 41500 | 2.5 | 34200 | 2.2
AMERICAN STANDARD | PLATINUM 18 | 215865098 | HRCU-A-CB | 5A6V8X48A1 | 5PX*D010AS3 | Ducted Indoor Units | 45000 | 42000 | 2.5 | 34400 | 2.2
AMERICAN STANDARD | PLATINUM 18 | 215865036 | HRCU-A-CB | 5A6V8X24A1 | 5TEMCB03AV31+TD | Ducted Indoor Units | 22800 | 22400 | 2.5 | 17600 | 2.1
AMERICAN STANDARD | PLATINUM 18 | 216056999 | HRCU-A-CB | 5A6V8X24A1 | 5TAMXD04AV31 | Ducted Indoor Units | 23000 | 22400 | 2.5 | 18300 | 2.2
AMERICAN STANDARD | PLATINUM 18 | 216599682 | HRCU-A-CB | 5A6V8X24A1 | 5PX*BD06AS3 | Ducted Indoor Units | 23600 | 23200 | 2.5 | 18700 | 2.2
AMERICAN STANDARD | PLATINUM 18 | 216571211 | HRCU-A-CB | 5A6V8X24A1 | 5PX*BD06AS3 | Ducted Indoor Units | 23800 | 23200 | 2.5 | 18600 | 2.2
AMERICAN STANDARD | PLATINUM 18 | 216571213 | HRCU-A-CB | 5A6V8X24A1 | 5PX*BD06AS3 | Ducted Indoor Units | 23800 | 23200 | 2.5 | 18600 | 2.2
AMERICAN STANDARD | PLATINUM 18 | 216571215 | HRCU-A-CB | 5A6V8X24A1 | 5PX*BD06AS3 | Ducted Indoor Units | 23800 | 23000 | 2.5 | 18700 | 2.2
AMERICAN STANDARD | PLATINUM 18 | 216571217 | HRCU-A-CB | 5A6V8X24A1 | 5PX*BD06AS3 | Ducted Indoor Units | 23800 | 23000 | 2.5 | 18700 | 2.2
AMERICAN STANDARD | PLATINUM 18 | 216571223 | HRCU-A-CB | 5A6V8X24A1 | 5PX*BD06AS3 | Ducted Indoor Units | 23800 | 23000 | 2.5 | 18600 | 2.2
AMERICAN STANDARD | PLATINUM 18 | 216571221 | HRCU-A-CB | 5A6V8X24A1 | 5PX*BD06AS3 | Ducted Indoor Units | 23800 | 23000 | 2.5 | 18600 | 2.2
AMERICAN STANDARD | PLATINUM 18 | 216571219 | HRCU-A-CB | 5A6V8X24A1 | 5PX*BD06AS3 | Ducted Indoor Units | 23800 | 23200 | 2.5 | 18600 | 2.2
AMERICAN STANDARD | PLATINUM 18 | 216571225 | HRCU-A-CB | 5A6V8X24A1 | 5PX*BD06AS3 | Ducted Indoor Units | 23800 | 23000 | 2.5 | 18600 | 2.2
AMERICAN STANDARD | PLATINUM 18 | 216599680 | HRCU-A-CB | 5A6V8X24A1 | 5PX*B006AS3 | Ducted Indoor Units | 23000 | 22800 | 2.5 | 18700 | 2.2
AMERICAN STANDARD | PLATINUM 18 | 216571201 | HRCU-A-CB | 5A6V8X24A1 | 5PX*B006AS3 | Ducted Indoor Units | 23000 | 22800 | 2.5 | 18600 | 2.2
AMERICAN STANDARD | PLATINUM 18 | 216571203 | HRCU-A-CB | 5A6V8X24A1 | 5PX*B006AS3 | Ducted Indoor Units | 23000 | 22800 | 2.5 | 18600 | 2.2
AMERICAN STANDARD | PLATINUM 18 | 216571205 | HRCU-A-CB | 5A6V8X24A1 | 5PX*B006AS3 | Ducted Indoor Units | 23000 | 22600 | 2.5 | 18700 | 2.2
AMERICAN STANDARD | PLATINUM 18 | 216571207 | HRCU-A-CB | 5A6V8X24A1 | 5PX*B006AS3 | Ducted Indoor Units | 23000 | 22600 | 2.5 | 18700 | 2.2
AMERICAN STANDARD | PLATINUM 18 | 216571199 | HRCU-A-CB | 5A6V8X24A1 | 5PX*B006AS3 | Ducted Indoor Units | 22800 | 22600 | 2.5 | 18500 | 2.2
AMERICAN STANDARD | PLATINUM 18 | 216571209 | HRCU-A-CB | 5A6V8X24A1 | 5PX*B006AS3 | Ducted Indoor Units | 22800 | 22600 | 2.5 | 18500 | 2.2
AMERICAN STANDARD | PLATINUM 18 | 216571197 | HRCU-A-CB | 5A6V8X24A1 | 5PX*B006AS3 | Ducted Indoor Units | 23000 | 22600 | 2.5 | 18600 | 2.2
AMERICAN STANDARD | PLATINUM 18 | 216571195 | HRCU-A-CB | 5A6V8X24A1 | 5PX*B006AS3 | Ducted Indoor Units | 23000 | 22800 | 2.5 | 18700 | 2.2
AMERICAN STANDARD | PLATINUM 18 | 216571193 | HRCU-A-CB | 5A6V8X24A1 | 5PX*B006AS3 | Ducted Indoor Units | 23000 | 22800 | 2.5 | 18700 | 2.2
AMERICAN STANDARD | PLATINUM 18 | 216571191 | HRCU-A-CB | 5A6V8X24A1 | 5PX*B006AS3 | Ducted Indoor Units | 22800 | 22400 | 2.5 | 18300 | 2.2
AMERICAN STANDARD | PLATINUM 18 | 216571189 | HRCU-A-CB | 5A6V8X24A1 | 5PX*B006AS3 | Ducted Indoor Units | 22800 | 22600 | 2.5 | 18300 | 2.2
AMERICAN STANDARD | PLATINUM 20 | 216440395 | HRCU-A-CB | 5A6V0X48A1 | 5TXCD010AS3 | Ducted Indoor Units | 46000 | 41500 | 2.5 | 32800 | 2.1
AMERICAN STANDARD | PLATINUM 20 | 216440397 | HRCU-A-CB | 5A6V0X48A1 | 5TXCD010AS3 | Ducted Indoor Units | 46000 | 41500 | 2.5 | 32800 | 2.1
AMERICAN STANDARD | PLATINUM 20 | 216440403 | HRCU-A-CB | 5A6V0X48A1 | 5TXCD010AS3 | Ducted Indoor Units | 46000 | 42000 | 2.5 | 33200 | 2.1
AMERICAN STANDARD | PLATINUM 20 | 216440407 | HRCU-A-CB | 5A6V0X48A1 | 5TXCD010AS3 | Ducted Indoor Units | 46000 | 42000 | 2.5 | 33200 | 2.1
AMERICAN STANDARD | PLATINUM 20 | 216440411 | HRCU-A-CB | 5A6V0X48A1 | 5TXCD010AS3 | Ducted Indoor Units | 46000 | 42000 | 2.5 | 33200 | 2.1
AMERICAN STANDARD | PLATINUM 20 | 216440405 | HRCU-A-CB | 5A6V0X48A1 | 5TXCD010AS3 | Ducted Indoor Units | 46000 | 41500 | 2.5 | 33000 | 2.1
AMERICAN STANDARD | PLATINUM 20 | 216440409 | HRCU-A-CB | 5A6V0X48A1 | 5TXCD010AS3 | Ducted Indoor Units | 46000 | 41500 | 2.5 | 33000 | 2.1
AMERICAN STANDARD | PLATINUM 20 | 216453212 | HRCU-A-CB | 5A6V0X48A1 | 5TXCD010AS3 | Ducted Indoor Units | 47000 | 42500 | 2.5 | 33600 | 2.1
AMERICAN STANDARD | PLATINUM 20 | 216453216 | HRCU-A-CB | 5A6V0X48A1 | 5TXCD010AS3 | Ducted Indoor Units | 47000 | 42500 | 2.5 | 33600 | 2.1
AMERICAN STANDARD | PLATINUM 20 | 216453210 | HRCU-A-CB | 5A6V0X48A1 | 5TXCD010AS3 | Ducted Indoor Units | 47000 | 42500 | 2.5 | 33800 | 2.1
AMERICAN STANDARD | PLATINUM 20 | 216453214 | HRCU-A-CB | 5A6V0X48A1 | 5TXCD010AS3 | Ducted Indoor Units | 47000 | 42500 | 2.5 | 33800 | 2.1
AMERICAN STANDARD | PLATINUM 20 | 216571139 | HRCU-A-CB | 5A6V0X48A1 | 5TXCD010AS3 | Ducted Indoor Units | 47000 | 42500 | 2.5 | 33600 | 2.1
AMERICAN STANDARD | PLATINUM 20 | 216571141 | HRCU-A-CB | 5A6V0X48A1 | 5TXCD010AS3 | Ducted Indoor Units | 47000 | 42500 | 2.5 | 33600 | 2.1
AMERICAN STANDARD | PLATINUM 20 | 216440399 | HRCU-A-CB | 5A6V0X48A1 | 5TXCD010AS3 | Ducted Indoor Units | 46000 | 41500 | 2.5 | 32600 | 2.1
AMERICAN STANDARD | PLATINUM 20 | 216440401 | HRCU-A-CB | 5A6V0X48A1 | 5TXCD010AS3 | Ducted Indoor Units | 46000 | 41500 | 2.5 | 32800 | 2.1
AMERICAN STANDARD | PLATINUM 20 | 216440413 | HRCU-A-CB | 5A6V0X48A1 | 5TXCD010AS3 | Ducted Indoor Units | 47000 | 42500 | 2.5 | 33600 | 2.1
AMERICAN STANDARD | PLATINUM 20 | 216571145 | HRCU-A-CB | 5A6V0X48A1 | 5TXCD010AS3 | Ducted Indoor Units | 46500 | 42000 | 2.5 | 33400 | 2.1
AMERICAN STANDARD | PLATINUM 20 | 216571143 | HRCU-A-CB | 5A6V0X48A1 | 5TXCD010AS3 | Ducted Indoor Units | 46500 | 42500 | 2.5 | 33600 | 2.1
AMERICAN STANDARD | PLATINUM 20 | 216453200 | HRCU-A-CB | 5A6V0X48A1 | 5TXCC009AS3 | Ducted Indoor Units | 47000 | 42500 | 2.5 | 33800 | 2.1
AMERICAN STANDARD | PLATINUM 20 | 216453198 | HRCU-A-CB | 5A6V0X48A1 | 5TXCC009AS3 | Ducted Indoor Units | 47000 | 42500 | 2.5 | 33800 | 2.1
AMERICAN STANDARD | PLATINUM 20 | 216571125 | HRCU-A-CB | 5A6V0X48A1 | 5TXCC009AS3 | Ducted Indoor Units | 47000 | 42500 | 2.5 | 33600 | 2.1
AMERICAN STANDARD | PLATINUM 20 | 216571127 | HRCU-A-CB | 5A6V0X48A1 | 5TXCC009AS3 | Ducted Indoor Units | 47000 | 42500 | 2.5 | 33600 | 2.1
AMERICAN STANDARD | PLATINUM 20 | 216440373 | HRCU-A-CB | 5A6V0X48A1 | 5TXCC009AS3 | Ducted Indoor Units | 46000 | 41500 | 2.5 | 32800 | 2.1
AMERICAN STANDARD | PLATINUM 20 | 216440369 | HRCU-A-CB | 5A6V0X48A1 | 5TXCC009AS3 | Ducted Indoor Units | 47000 | 42500 | 2.5 | 33600 | 2.1
AMERICAN STANDARD | PLATINUM 20 | 216571129 | HRCU-A-CB | 5A6V0X48A1 | 5TXCC009AS3 | Ducted Indoor Units | 46500 | 42500 | 2.5 | 33600 | 2.1
AMERICAN STANDARD | PLATINUM 20 | 216440337 | HRCU-A-CB | 5A6V0X48A1 | 5TEMCD07AV51+TD | Ducted Indoor Units | 47000 | 42500 | 2.6 | 33400 | 2.2
AMERICAN STANDARD | PLATINUM 20 | 216453182 | HRCU-A-CB | 5A6V0X48A1 | 5PX*DD10AS3 | Ducted Indoor Units | 47000 | 42500 | 2.5 | 33800 | 2.1
AMERICAN STANDARD | PLATINUM 20 | 216453184 | HRCU-A-CB | 5A6V0X48A1 | 5PX*DD10AS3 | Ducted Indoor Units | 47000 | 42500 | 2.5 | 33800 | 2.1
AMERICAN STANDARD | PLATINUM 20 | 216440307 | HRCU-A-CB | 5A6V0X48A1 | 5PX*D010AS3 | Ducted Indoor Units | 46000 | 41500 | 2.5 | 32800 | 2.1
AMERICAN STANDARD | PLATINUM 20 | 216440311 | HRCU-A-CB | 5A6V0X48A1 | 5PX*D010AS3 | Ducted Indoor Units | 46000 | 41500 | 2.5 | 32800 | 2.1
AMERICAN STANDARD | PLATINUM 20 | 216440293 | HRCU-A-CB | 5A6V0X48A1 | 5PX*D010AS3 | Ducted Indoor Units | 46000 | 41500 | 2.5 | 33000 | 2.1
AMERICAN STANDARD | PLATINUM 20 | 216440301 | HRCU-A-CB | 5A6V0X48A1 | 5PX*D010AS3 | Ducted Indoor Units | 46000 | 41500 | 2.5 | 33000 | 2.1
AMERICAN STANDARD | PLATINUM 20 | 216440305 | HRCU-A-CB | 5A6V0X48A1 | 5PX*D010AS3 | Ducted Indoor Units | 46000 | 41500 | 2.5 | 33000 | 2.1
AMERICAN STANDARD | PLATINUM 20 | 216440297 | HRCU-A-CB | 5A6V0X48A1 | 5PX*D010AS3 | Ducted Indoor Units | 46000 | 41500 | 2.5 | 33000 | 2.1
AMERICAN STANDARD | PLATINUM 20 | 216440303 | HRCU-A-CB | 5A6V0X48A1 | 5PX*D010AS3 | Ducted Indoor Units | 46000 | 41500 | 2.5 | 33000 | 2.1
AMERICAN STANDARD | PLATINUM 20 | 216453176 | HRCU-A-CB | 5A6V0X48A1 | 5PX*D010AS3 | Ducted Indoor Units | 47000 | 42500 | 2.5 | 33600 | 2.1
AMERICAN STANDARD | PLATINUM 20 | 216453172 | HRCU-A-CB | 5A6V0X48A1 | 5PX*D010AS3 | Ducted Indoor Units | 47000 | 42500 | 2.5 | 33600 | 2.1
AMERICAN STANDARD | PLATINUM 20 | 216453170 | HRCU-A-CB | 5A6V0X48A1 | 5PX*D010AS3 | Ducted Indoor Units | 47000 | 42500 | 2.5 | 33800 | 2.1
AMERICAN STANDARD | PLATINUM 20 | 216453174 | HRCU-A-CB | 5A6V0X48A1 | 5PX*D010AS3 | Ducted Indoor Units | 47000 | 42500 | 2.5 | 33800 | 2.1
AMERICAN STANDARD | PLATINUM 20 | 216571107 | HRCU-A-CB | 5A6V0X48A1 | 5PX*D010AS3 | Ducted Indoor Units | 47000 | 42500 | 2.5 | 33600 | 2.1
AMERICAN STANDARD | PLATINUM 20 | 216571105 | HRCU-A-CB | 5A6V0X48A1 | 5PX*D010AS3 | Ducted Indoor Units | 47000 | 42500 | 2.5 | 33600 | 2.1
AMERICAN STANDARD | PLATINUM 20 | 216440295 | HRCU-A-CB | 5A6V0X48A1 | 5PX*D010AS3 | Ducted Indoor Units | 46000 | 41500 | 2.5 | 32800 | 2.1
AMERICAN STANDARD | PLATINUM 20 | 216440299 | HRCU-A-CB | 5A6V0X48A1 | 5PX*D010AS3 | Ducted Indoor Units | 46000 | 41500 | 2.5 | 32800 | 2.1
AMERICAN STANDARD | PLATINUM 20 | 216440309 | HRCU-A-CB | 5A6V0X48A1 | 5PX*D010AS3 | Ducted Indoor Units | 47000 | 42500 | 2.5 | 33600 | 2.1
AMERICAN STANDARD | PLATINUM 20 | 216571111 | HRCU-A-CB | 5A6V0X48A1 | 5PX*D010AS3 | Ducted Indoor Units | 46500 | 42000 | 2.5 | 33400 | 2.1
AMERICAN STANDARD | PLATINUM 20 | 216571109 | HRCU-A-CB | 5A6V0X48A1 | 5PX*D010AS3 | Ducted Indoor Units | 46500 | 42500 | 2.5 | 34000 | 2.1
AMERICAN STANDARD | PLATINUM 20 | 216453154 | HRCU-A-CB | 5A6V0X48A1 | 5PX*C009AS3 | Ducted Indoor Units | 47000 | 42500 | 2.5 | 33800 | 2.1
AMERICAN STANDARD | PLATINUM 20 | 216453156 | HRCU-A-CB | 5A6V0X48A1 | 5PX*C009AS3 | Ducted Indoor Units | 47000 | 42500 | 2.5 | 33800 | 2.1
AMERICAN STANDARD | PLATINUM 20 | 216571085 | HRCU-A-CB | 5A6V0X48A1 | 5PX*C009AS3 | Ducted Indoor Units | 47000 | 42500 | 2.5 | 33600 | 2.1
AMERICAN STANDARD | PLATINUM 20 | 216571087 | HRCU-A-CB | 5A6V0X48A1 | 5PX*C009AS3 | Ducted Indoor Units | 47000 | 42500 | 2.5 | 33600 | 2.1
AMERICAN STANDARD | PLATINUM 20 | 216440251 | HRCU-A-CB | 5A6V0X48A1 | 5PX*C009AS3 | Ducted Indoor Units | 46000 | 41500 | 2.5 | 32800 | 2.1
AMERICAN STANDARD | PLATINUM 20 | 216440259 | HRCU-A-CB | 5A6V0X48A1 | 5PX*C009AS3 | Ducted Indoor Units | 47000 | 42500 | 2.5 | 33600 | 2.1
AMERICAN STANDARD | PLATINUM 20 | 216571089 | HRCU-A-CB | 5A6V0X48A1 | 5PX*C009AS3 | Ducted Indoor Units | 46500 | 42500 | 2.5 | 33600 | 2.1
AMERICAN STANDARD | PLATINUM 20 | 216453138 | HRCU-A-CB | 5A6V0X36A1 | 5TXCD010AS3 | Ducted Indoor Units | 32000 | 31200 | 2.6 | 24600 | 2.2
AMERICAN STANDARD | PLATINUM 20 | 216453140 | HRCU-A-CB | 5A6V0X36A1 | 5TXCD010AS3 | Ducted Indoor Units | 32000 | 31200 | 2.6 | 24600 | 2.2
AMERICAN STANDARD | PLATINUM 20 | 216440217 | HRCU-A-CB | 5A6V0X36A1 | 5TXCC009AS3 | Ducted Indoor Units | 32400 | 30400 | 2.5 | 23800 | 2.1
AMERICAN STANDARD | PLATINUM 20 | 216440227 | HRCU-A-CB | 5A6V0X36A1 | 5TXCC009AS3 | Ducted Indoor Units | 32400 | 30400 | 2.5 | 23800 | 2.1
AMERICAN STANDARD | PLATINUM 20 | 216440225 | HRCU-A-CB | 5A6V0X36A1 | 5TXCC009AS3 | Ducted Indoor Units | 32400 | 30400 | 2.5 | 23800 | 2.1
AMERICAN STANDARD | PLATINUM 20 | 216440219 | HRCU-A-CB | 5A6V0X36A1 | 5TXCC009AS3 | Ducted Indoor Units | 32400 | 30400 | 2.5 | 23800 | 2.1
AMERICAN STANDARD | PLATINUM 20 | 216440223 | HRCU-A-CB | 5A6V0X36A1 | 5TXCC009AS3 | Ducted Indoor Units | 32400 | 30400 | 2.5 | 23800 | 2.1
AMERICAN STANDARD | PLATINUM 20 | 216571073 | HRCU-A-CB | 5A6V0X36A1 | 5TXCC009AS3 | Ducted Indoor Units | 32000 | 31400 | 2.5 | 24800 | 2.2
AMERICAN STANDARD | PLATINUM 20 | 216571077 | HRCU-A-CB | 5A6V0X36A1 | 5TXCC009AS3 | Ducted Indoor Units | 32000 | 31400 | 2.5 | 24800 | 2.2
AMERICAN STANDARD | PLATINUM 20 | 216571069 | HRCU-A-CB | 5A6V0X36A1 | 5TXCC009AS3 | Ducted Indoor Units | 31600 | 31200 | 2.5 | 24600 | 2.2
AMERICAN STANDARD | PLATINUM 20 | 216571071 | HRCU-A-CB | 5A6V0X36A1 | 5TXCC009AS3 | Ducted Indoor Units | 31600 | 31200 | 2.5 | 24600 | 2.2
AMERICAN STANDARD | PLATINUM 20 | 216440221 | HRCU-A-CB | 5A6V0X36A1 | 5TXCC009AS3 | Ducted Indoor Units | 32400 | 30400 | 2.5 | 23800 | 2.1
AMERICAN STANDARD | PLATINUM 20 | 216571075 | HRCU-A-CB | 5A6V0X36A1 | 5TXCC009AS3 | Ducted Indoor Units | 32400 | 31000 | 2.5 | 24400 | 2.2
AMERICAN STANDARD | PLATINUM 20 | 216440119 | HRCU-A-CB | 5A6V0X36A1 | 5TEMCD05AV41+TD | Ducted Indoor Units | 33200 | 31600 | 2.6 | 24600 | 2.2
AMERICAN STANDARD | PLATINUM 20 | 216440115 | HRCU-A-CB | 5A6V0X36A1 | 5TAMXD06AV41 | Ducted Indoor Units | 32800 | 31600 | 2.5 | 24800 | 2.1
AMERICAN STANDARD | PLATINUM 20 | 216440113 | HRCU-A-CB | 5A6V0X36A1 | 5TAMXD05AV41 | Ducted Indoor Units | 33000 | 31600 | 2.5 | 24600 | 2.1
AMERICAN STANDARD | PLATINUM 20 | 216453114 | HRCU-A-CB | 5A6V0X36A1 | 5PX*DD10AS3 | Ducted Indoor Units | 32200 | 31200 | 2.5 | 24600 | 2.1
AMERICAN STANDARD | PLATINUM 20 | 216453116 | HRCU-A-CB | 5A6V0X36A1 | 5PX*DD10AS3 | Ducted Indoor Units | 32200 | 31200 | 2.5 | 24600 | 2.1
AMERICAN STANDARD | PLATINUM 20 | 216453110 | HRCU-A-CB | 5A6V0X36A1 | 5PX*D010AS3 | Ducted Indoor Units | 32000 | 31200 | 2.6 | 24600 | 2.2
AMERICAN STANDARD | PLATINUM 20 | 216453112 | HRCU-A-CB | 5A6V0X36A1 | 5PX*D010AS3 | Ducted Indoor Units | 32000 | 31200 | 2.6 | 24600 | 2.2
AMERICAN STANDARD | PLATINUM 20 | 216571017 | HRCU-A-CB | 5A6V0X36A1 | 5PX*CD09AS3 | Ducted Indoor Units | 32200 | 31400 | 2.5 | 24600 | 2.1
AMERICAN STANDARD | PLATINUM 20 | 216571015 | HRCU-A-CB | 5A6V0X36A1 | 5PX*CD09AS3 | Ducted Indoor Units | 32200 | 31400 | 2.5 | 24600 | 2.1
AMERICAN STANDARD | PLATINUM 20 | 216571013 | HRCU-A-CB | 5A6V0X36A1 | 5PX*CD09AS3 | Ducted Indoor Units | 31800 | 31200 | 2.5 | 24600 | 2.1
AMERICAN STANDARD | PLATINUM 20 | 216571011 | HRCU-A-CB | 5A6V0X36A1 | 5PX*CD09AS3 | Ducted Indoor Units | 31800 | 31200 | 2.5 | 24600 | 2.1
AMERICAN STANDARD | PLATINUM 20 | 216571009 | HRCU-A-CB | 5A6V0X36A1 | 5PX*CD09AS3 | Ducted Indoor Units | 32400 | 31000 | 2.5 | 24400 | 2.1
AMERICAN STANDARD | PLATINUM 20 | 216440097 | HRCU-A-CB | 5A6V0X36A1 | 5PX*C009AS3 | Ducted Indoor Units | 32400 | 30400 | 2.5 | 23800 | 2.1
AMERICAN STANDARD | PLATINUM 20 | 216440089 | HRCU-A-CB | 5A6V0X36A1 | 5PX*C009AS3 | Ducted Indoor Units | 32400 | 30400 | 2.5 | 23800 | 2.1
AMERICAN STANDARD | PLATINUM 20 | 216440099 | HRCU-A-CB | 5A6V0X36A1 | 5PX*C009AS3 | Ducted Indoor Units | 32400 | 30400 | 2.5 | 23800 | 2.1
AMERICAN STANDARD | PLATINUM 20 | 216440095 | HRCU-A-CB | 5A6V0X36A1 | 5PX*C009AS3 | Ducted Indoor Units | 32400 | 30400 | 2.5 | 23800 | 2.1
AMERICAN STANDARD | PLATINUM 20 | 216440091 | HRCU-A-CB | 5A6V0X36A1 | 5PX*C009AS3 | Ducted Indoor Units | 32400 | 30400 | 2.5 | 23800 | 2.1
AMERICAN STANDARD | PLATINUM 20 | 216571001 | HRCU-A-CB | 5A6V0X36A1 | 5PX*C009AS3 | Ducted Indoor Units | 32000 | 31400 | 2.5 | 24800 | 2.2
AMERICAN STANDARD | PLATINUM 20 | 216570999 | HRCU-A-CB | 5A6V0X36A1 | 5PX*C009AS3 | Ducted Indoor Units | 32000 | 31400 | 2.5 | 24800 | 2.2
AMERICAN STANDARD | PLATINUM 20 | 216570997 | HRCU-A-CB | 5A6V0X36A1 | 5PX*C009AS3 | Ducted Indoor Units | 31600 | 31200 | 2.5 | 24600 | 2.2
AMERICAN STANDARD | PLATINUM 20 | 216570995 | HRCU-A-CB | 5A6V0X36A1 | 5PX*C009AS3 | Ducted Indoor Units | 31600 | 31200 | 2.5 | 24600 | 2.2
AMERICAN STANDARD | PLATINUM 20 | 216440093 | HRCU-A-CB | 5A6V0X36A1 | 5PX*C009AS3 | Ducted Indoor Units | 32400 | 30400 | 2.5 | 23800 | 2.1
AMERICAN STANDARD | PLATINUM 20 | 216570993 | HRCU-A-CB | 5A6V0X36A1 | 5PX*C009AS3 | Ducted Indoor Units | 32400 | 31000 | 2.5 | 24400 | 2.2
AMERICAN STANDARD | PLATINUM 20 | 216612218 | HRCU-A-CB | 5A6V0X24A1 | 5TXCB006AS3 | Ducted Indoor Units | 22800 | 22000 | 2.5 | 18200 | 2.2
AMERICAN STANDARD | PLATINUM 20 | 216612216 | HRCU-A-CB | 5A6V0X24A1 | 5TXCB006AS3 | Ducted Indoor Units | 22800 | 22000 | 2.5 | 18200 | 2.2
AMERICAN STANDARD | PLATINUM 20 | 216612214 | HRCU-A-CB | 5A6V0X24A1 | 5TXCB006AS3 | Ducted Indoor Units | 22600 | 22200 | 2.5 | 18200 | 2.2
AMERICAN STANDARD | PLATINUM 20 | 216612224 | HRCU-A-CB | 5A6V0X24A1 | 5TXCB006AS3 | Ducted Indoor Units | 22600 | 22200 | 2.5 | 18200 | 2.2
AMERICAN STANDARD | PLATINUM 20 | 216612222 | HRCU-A-CB | 5A6V0X24A1 | 5TXCB006AS3 | Ducted Indoor Units | 23000 | 22000 | 2.5 | 18100 | 2.2
AMERICAN STANDARD | PLATINUM 20 | 216612220 | HRCU-A-CB | 5A6V0X24A1 | 5TXCB006AS3 | Ducted Indoor Units | 22600 | 22000 | 2.5 | 18100 | 2.2
AMERICAN STANDARD | PLATINUM 20 | 216612226 | HRCU-A-CB | 5A6V0X24A1 | 5TXCB006AS3 | Ducted Indoor Units | 22600 | 22000 | 2.5 | 18000 | 2.2
AMERICAN STANDARD | PLATINUM 20 | 216439977 | HRCU-A-CB | 5A6V0X24A1 | 5TEMCB03AV31+TD | Ducted Indoor Units | 22800 | 22800 | 2.6 | 18200 | 2.2
AMERICAN STANDARD | PLATINUM 20 | 216439975 | HRCU-A-CB | 5A6V0X24A1 | 5TAMXD04AV31 | Ducted Indoor Units | 22600 | 21800 | 2.5 | 17700 | 2.2
AMERICAN STANDARD | PLATINUM 20 | 216612212 | HRCU-A-CB | 5A6V0X24A1 | 5PX*BD06AS3 | Ducted Indoor Units | 23400 | 22400 | 2.5 | 18200 | 2.2
AMERICAN STANDARD | PLATINUM 20 | 216599674 | HRCU-A-CB | 5A6V0X24A1 | 5PX*BD06AS3 | Ducted Indoor Units | 23400 | 22400 | 2.5 | 18200 | 2.2
AMERICAN STANDARD | PLATINUM 20 | 216453084 | HRCU-A-CB | 5A6V0X24A1 | 5PX*BD06AS3 | Ducted Indoor Units | 23400 | 22400 | 2.5 | 18100 | 2.2
AMERICAN STANDARD | PLATINUM 20 | 216453082 | HRCU-A-CB | 5A6V0X24A1 | 5PX*BD06AS3 | Ducted Indoor Units | 23400 | 22400 | 2.5 | 18100 | 2.2
AMERICAN STANDARD | PLATINUM 20 | 216570893 | HRCU-A-CB | 5A6V0X24A1 | 5PX*BD06AS3 | Ducted Indoor Units | 23400 | 22400 | 2.5 | 18100 | 2.2
AMERICAN STANDARD | PLATINUM 20 | 216570895 | HRCU-A-CB | 5A6V0X24A1 | 5PX*BD06AS3 | Ducted Indoor Units | 23400 | 22400 | 2.5 | 18100 | 2.2
AMERICAN STANDARD | PLATINUM 20 | 216570901 | HRCU-A-CB | 5A6V0X24A1 | 5PX*BD06AS3 | Ducted Indoor Units | 23400 | 22400 | 2.5 | 18100 | 2.2
AMERICAN STANDARD | PLATINUM 20 | 216570899 | HRCU-A-CB | 5A6V0X24A1 | 5PX*BD06AS3 | Ducted Indoor Units | 23400 | 22400 | 2.5 | 18100 | 2.2
AMERICAN STANDARD | PLATINUM 20 | 216570903 | HRCU-A-CB | 5A6V0X24A1 | 5PX*BD06AS3 | Ducted Indoor Units | 23400 | 22400 | 2.5 | 18100 | 2.2
AMERICAN STANDARD | PLATINUM 20 | 216570897 | HRCU-A-CB | 5A6V0X24A1 | 5PX*BD06AS3 | Ducted Indoor Units | 23400 | 22400 | 2.5 | 18000 | 2.2
AMERICAN STANDARD | PLATINUM 20 | 216612200 | HRCU-A-CB | 5A6V0X24A1 | 5PX*B006AS3 | Ducted Indoor Units | 22600 | 22000 | 2.5 | 18000 | 2.2
AMERICAN STANDARD | PLATINUM 20 | 216599672 | HRCU-A-CB | 5A6V0X24A1 | 5PX*B006AS3 | Ducted Indoor Units | 22600 | 22000 | 2.5 | 18000 | 2.2
AMERICAN STANDARD | PLATINUM 20 | 216439961 | HRCU-A-CB | 5A6V0X24A1 | 5PX*B006AS3 | Ducted Indoor Units | 22600 | 22200 | 2.5 | 18200 | 2.2
AMERICAN STANDARD | PLATINUM 20 | 216439959 | HRCU-A-CB | 5A6V0X24A1 | 5PX*B006AS3 | Ducted Indoor Units | 22600 | 22200 | 2.5 | 18200 | 2.2
AMERICAN STANDARD | PLATINUM 20 | 216453078 | HRCU-A-CB | 5A6V0X24A1 | 5PX*B006AS3 | Ducted Indoor Units | 22600 | 22000 | 2.5 | 18100 | 2.2
AMERICAN STANDARD | PLATINUM 20 | 216453080 | HRCU-A-CB | 5A6V0X24A1 | 5PX*B006AS3 | Ducted Indoor Units | 22600 | 22000 | 2.5 | 18100 | 2.2
AMERICAN STANDARD | PLATINUM 20 | 216570877 | HRCU-A-CB | 5A6V0X24A1 | 5PX*B006AS3 | Ducted Indoor Units | 22400 | 22000 | 2.5 | 18100 | 2.2
AMERICAN STANDARD | PLATINUM 20 | 216570879 | HRCU-A-CB | 5A6V0X24A1 | 5PX*B006AS3 | Ducted Indoor Units | 22400 | 22000 | 2.5 | 18100 | 2.2
AMERICAN STANDARD | PLATINUM 20 | 216570885 | HRCU-A-CB | 5A6V0X24A1 | 5PX*B006AS3 | Ducted Indoor Units | 22600 | 22000 | 2.5 | 18100 | 2.2
AMERICAN STANDARD | PLATINUM 20 | 216570887 | HRCU-A-CB | 5A6V0X24A1 | 5PX*B006AS3 | Ducted Indoor Units | 22600 | 22200 | 2.5 | 18200 | 2.2
AMERICAN STANDARD | PLATINUM 20 | 216570889 | HRCU-A-CB | 5A6V0X24A1 | 5PX*B006AS3 | Ducted Indoor Units | 22800 | 22200 | 2.5 | 18200 | 2.2
AMERICAN STANDARD | PLATINUM 20 | 216570875 | HRCU-A-CB | 5A6V0X24A1 | 5PX*B006AS3 | Ducted Indoor Units | 22400 | 21800 | 2.5 | 17700 | 2.2
AMERICAN STANDARD | PLATINUM 20 | 216570891 | HRCU-A-CB | 5A6V0X24A1 | 5PX*B006AS3 | Ducted Indoor Units | 22400 | 21800 | 2.5 | 17800 | 2.2
AMERICAN STANDARD | GOLD 17 | 216764088 | HRCU-A-CB | 5A6H7060A1 | 5TEMCD07AV51+TD | Ducted Indoor Units | 50500 | 33600 | 2.9 | 38000 | 2.2
AMERICAN STANDARD | GOLD 17 | 216764086 | HRCU-A-CB | 5A6H7060A1 | 5TEMCD06AV41+TD | Ducted Indoor Units | 50500 | 33600 | 2.9 | 38000 | 2.2
AMERICAN STANDARD | GOLD 17 | 216764084 | HRCU-A-CB | 5A6H7060A1 | 5TEM6D07AV51+TD | Ducted Indoor Units | 50500 | 33400 | 2.9 | 38000 | 2.2
AMERICAN STANDARD | GOLD 17 | 216764082 | HRCU-A-CB | 5A6H7060A1 | 5TEM6D06AV41+TD | Ducted Indoor Units | 50500 | 33400 | 2.9 | 38000 | 2.2
AMERICAN STANDARD | GOLD 17 | 216766633 | HRCU-A-CB | 5A6H7048A1 | 5TXCD010AS3 | Ducted Indoor Units | 44000 | 29400 | 2.8 | 32400 | 2.24
AMERICAN STANDARD | GOLD 17 | 216766635 | HRCU-A-CB | 5A6H7048A1 | 5TXCD010AS3 | Ducted Indoor Units | 44000 | 29400 | 2.8 | 32200 | 2.22
AMERICAN STANDARD | GOLD 17 | 216766605 | HRCU-A-CB | 5A6H7048A1 | 5TXCD010AS3 | Ducted Indoor Units | 44000 | 29200 | 2.8 | 32000 | 2.22
AMERICAN STANDARD | GOLD 17 | 216764022 | HRCU-A-CB | 5A6H7048A1 | 5TXCD010AS3 | Ducted Indoor Units | 43500 | 29000 | 2.8 | 32000 | 2.2
AMERICAN STANDARD | GOLD 17 | 216764024 | HRCU-A-CB | 5A6H7048A1 | 5TXCD010AS3 | Ducted Indoor Units | 43500 | 29000 | 2.8 | 32000 | 2.2
AMERICAN STANDARD | GOLD 17 | 216766611 | HRCU-A-CB | 5A6H7048A1 | 5TXCD010AS3 | Ducted Indoor Units | 44000 | 29200 | 2.8 | 32000 | 2.21
AMERICAN STANDARD | GOLD 17 | 216764026 | HRCU-A-CB | 5A6H7048A1 | 5TXCD010AS3 | Ducted Indoor Units | 44000 | 29200 | 2.8 | 32000 | 2.2
AMERICAN STANDARD | GOLD 17 | 216764032 | HRCU-A-CB | 5A6H7048A1 | 5TXCD010AS3 | Ducted Indoor Units | 44000 | 29200 | 2.8 | 32000 | 2.2
AMERICAN STANDARD | GOLD 17 | 216766613 | HRCU-A-CB | 5A6H7048A1 | 5TXCD010AS3 | Ducted Indoor Units | 43500 | 29000 | 2.8 | 32000 | 2.22
AMERICAN STANDARD | GOLD 17 | 216764030 | HRCU-A-CB | 5A6H7048A1 | 5TXCD010AS3 | Ducted Indoor Units | 43500 | 29000 | 2.8 | 32000 | 2.2
AMERICAN STANDARD | GOLD 17 | 216764826 | HRCU-A-CB | 5A6H7048A1 | 5TXCD010AS3 | Ducted Indoor Units | 44500 | 29600 | 2.8 | 32400 | 2.2
AMERICAN STANDARD | GOLD 17 | 216764824 | HRCU-A-CB | 5A6H7048A1 | 5TXCD010AS3 | Ducted Indoor Units | 44500 | 29600 | 2.8 | 32400 | 2.2
AMERICAN STANDARD | GOLD 17 | 216764838 | HRCU-A-CB | 5A6H7048A1 | 5TXCD010AS3 | Ducted Indoor Units | 44000 | 29400 | 2.8 | 32200 | 2.2
AMERICAN STANDARD | GOLD 17 | 216764840 | HRCU-A-CB | 5A6H7048A1 | 5TXCD010AS3 | Ducted Indoor Units | 44000 | 29400 | 2.8 | 32200 | 2.2
AMERICAN STANDARD | GOLD 17 | 216764828 | HRCU-A-CB | 5A6H7048A1 | 5TXCD010AS3 | Ducted Indoor Units | 44000 | 29400 | 2.8 | 32200 | 2.2
AMERICAN STANDARD | GOLD 17 | 216764834 | HRCU-A-CB | 5A6H7048A1 | 5TXCD010AS3 | Ducted Indoor Units | 44000 | 29400 | 2.8 | 32200 | 2.2
AMERICAN STANDARD | GOLD 17 | 216764830 | HRCU-A-CB | 5A6H7048A1 | 5TXCD010AS3 | Ducted Indoor Units | 44500 | 29600 | 2.8 | 32400 | 2.2
AMERICAN STANDARD | GOLD 17 | 216764016 | HRCU-A-CB | 5A6H7048A1 | 5TXCD010AS3 | Ducted Indoor Units | 44500 | 29600 | 2.8 | 32400 | 2.2
AMERICAN STANDARD | GOLD 17 | 216764832 | HRCU-A-CB | 5A6H7048A1 | 5TXCD010AS3 | Ducted Indoor Units | 44000 | 29400 | 2.8 | 32200 | 2.2
AMERICAN STANDARD | GOLD 17 | 216764014 | HRCU-A-CB | 5A6H7048A1 | 5TXCD010AS3 | Ducted Indoor Units | 44000 | 29400 | 2.8 | 32200 | 2.2
AMERICAN STANDARD | GOLD 17 | 216764836 | HRCU-A-CB | 5A6H7048A1 | 5TXCD010AS3 | Ducted Indoor Units | 44000 | 29400 | 2.8 | 32200 | 2.2
AMERICAN STANDARD | GOLD 17 | 216764012 | HRCU-A-CB | 5A6H7048A1 | 5TXCD010AS3 | Ducted Indoor Units | 44000 | 29400 | 2.8 | 32200 | 2.2
AMERICAN STANDARD | GOLD 17 | 216766615 | HRCU-A-CB | 5A6H7048A1 | 5TXCD010AS3 | Ducted Indoor Units | 44000 | 29200 | 2.8 | 32200 | 2.24
AMERICAN STANDARD | GOLD 17 | 216766617 | HRCU-A-CB | 5A6H7048A1 | 5TXCD010AS3 | Ducted Indoor Units | 44000 | 29200 | 2.8 | 32000 | 2.22
AMERICAN STANDARD | GOLD 17 | 216766619 | HRCU-A-CB | 5A6H7048A1 | 5TXCD010AS3 | Ducted Indoor Units | 44000 | 29200 | 2.8 | 32000 | 2.21
AMERICAN STANDARD | GOLD 17 | 216764010 | HRCU-A-CB | 5A6H7048A1 | 5TXCD010AS3 | Ducted Indoor Units | 44500 | 29800 | 2.7 | 32600 | 2.1
AMERICAN STANDARD | GOLD 17 | 216764028 | HRCU-A-CB | 5A6H7048A1 | 5TXCD010AS3 | Ducted Indoor Units | 44000 | 29200 | 2.8 | 32000 | 2.2
AMERICAN STANDARD | GOLD 17 | 216764020 | HRCU-A-CB | 5A6H7048A1 | 5TXCD010AS3 | Ducted Indoor Units | 44000 | 29200 | 2.8 | 32000 | 2.2
AMERICAN STANDARD | GOLD 17 | 216764018 | HRCU-A-CB | 5A6H7048A1 | 5TXCD010AS3 | Ducted Indoor Units | 43500 | 29200 | 2.8 | 32000 | 2.2
AMERICAN STANDARD | GOLD 17 | 216766583 | HRCU-A-CB | 5A6H7048A1 | 5TXCD008AS3 | Ducted Indoor Units | 44500 | 29800 | 2.8 | 32600 | 2.23
AMERICAN STANDARD | GOLD 17 | 216766585 | HRCU-A-CB | 5A6H7048A1 | 5TXCD008AS3 | Ducted Indoor Units | 45000 | 30200 | 2.7 | 33200 | 2.21
AMERICAN STANDARD | GOLD 17 | 216770059 | HRCU-A-CB | 5A6H7048A1 | 5TXCD008AS3 | Ducted Indoor Units | 44500 | 29600 | 2.8 | 32400 | 2.23
AMERICAN STANDARD | GOLD 17 | 216770057 | HRCU-A-CB | 5A6H7048A1 | 5TXCD008AS3 | Ducted Indoor Units | 44500 | 29600 | 2.8 | 32400 | 2.23
AMERICAN STANDARD | GOLD 17 | 216766581 | HRCU-A-CB | 5A6H7048A1 | 5TXCD008AS3 | Ducted Indoor Units | 44500 | 29600 | 2.8 | 32600 | 2.22
AMERICAN STANDARD | GOLD 17 | 216770055 | HRCU-A-CB | 5A6H7048A1 | 5TXCD008AS3 | Ducted Indoor Units | 44500 | 29600 | 2.8 | 32600 | 2.22
AMERICAN STANDARD | GOLD 17 | 216770053 | HRCU-A-CB | 5A6H7048A1 | 5TXCD008AS3 | Ducted Indoor Units | 44500 | 29800 | 2.8 | 32800 | 2.22
AMERICAN STANDARD | GOLD 17 | 216770061 | HRCU-A-CB | 5A6H7048A1 | 5TXCD008AS3 | Ducted Indoor Units | 44500 | 29800 | 2.8 | 32800 | 2.22
AMERICAN STANDARD | GOLD 17 | 216770049 | HRCU-A-CB | 5A6H7048A1 | 5TXCD008AS3 | Ducted Indoor Units | 45000 | 30200 | 2.7 | 33000 | 2.21
AMERICAN STANDARD | GOLD 17 | 216770047 | HRCU-A-CB | 5A6H7048A1 | 5TXCD008AS3 | Ducted Indoor Units | 45000 | 30200 | 2.7 | 33000 | 2.21
AMERICAN STANDARD | GOLD 17 | 216770045 | HRCU-A-CB | 5A6H7048A1 | 5TXCD008AS3 | Ducted Indoor Units | 44500 | 29800 | 2.8 | 32800 | 2.22
AMERICAN STANDARD | GOLD 17 | 216770043 | HRCU-A-CB | 5A6H7048A1 | 5TXCD008AS3 | Ducted Indoor Units | 44500 | 29800 | 2.8 | 32800 | 2.22
AMERICAN STANDARD | GOLD 17 | 216770041 | HRCU-A-CB | 5A6H7048A1 | 5TXCD008AS3 | Ducted Indoor Units | 45000 | 30200 | 2.7 | 33000 | 2.21
AMERICAN STANDARD | GOLD 17 | 216766593 | HRCU-A-CB | 5A6H7048A1 | 5TXCD008AS3 | Ducted Indoor Units | 44500 | 29400 | 2.8 | 32400 | 2.23
AMERICAN STANDARD | GOLD 17 | 216766595 | HRCU-A-CB | 5A6H7048A1 | 5TXCD008AS3 | Ducted Indoor Units | 44500 | 29800 | 2.8 | 32600 | 2.22
AMERICAN STANDARD | GOLD 17 | 216766597 | HRCU-A-CB | 5A6H7048A1 | 5TXCD008AS3 | Ducted Indoor Units | 45000 | 30000 | 2.7 | 32800 | 2.21
AMERICAN STANDARD | GOLD 17 | 216770051 | HRCU-A-CB | 5A6H7048A1 | 5TXCD008AS3 | Ducted Indoor Units | 44500 | 29600 | 2.8 | 32600 | 2.22
AMERICAN STANDARD | GOLD 17 | 216764006 | HRCU-A-CB | 5A6H7048A1 | 5TXCD008AS3 | Ducted Indoor Units | 45000 | 30000 | 2.7 | 32800 | 2.2
AMERICAN STANDARD | GOLD 17 | 216766565 | HRCU-A-CB | 5A6H7048A1 | 5TXCC009AS3 | Ducted Indoor Units | 44000 | 29200 | 2.8 | 32200 | 2.21
AMERICAN STANDARD | GOLD 17 | 216766567 | HRCU-A-CB | 5A6H7048A1 | 5TXCC009AS3 | Ducted Indoor Units | 43500 | 29200 | 2.8 | 32000 | 2.21
AMERICAN STANDARD | GOLD 17 | 216766569 | HRCU-A-CB | 5A6H7048A1 | 5TXCC009AS3 | Ducted Indoor Units | 44000 | 29400 | 2.7 | 32400 | 2.2
AMERICAN STANDARD | GOLD 17 | 216770039 | HRCU-A-CB | 5A6H7048A1 | 5TXCC009AS3 | Ducted Indoor Units | 44000 | 29400 | 2.7 | 32400 | 2.2
AMERICAN STANDARD | GOLD 17 | 216766571 | HRCU-A-CB | 5A6H7048A1 | 5TXCC009AS3 | Ducted Indoor Units | 43500 | 29000 | 2.8 | 32000 | 2.22
AMERICAN STANDARD | GOLD 17 | 216770037 | HRCU-A-CB | 5A6H7048A1 | 5TXCC009AS3 | Ducted Indoor Units | 43500 | 29000 | 2.8 | 32000 | 2.22
AMERICAN STANDARD | GOLD 17 | 216770035 | HRCU-A-CB | 5A6H7048A1 | 5TXCC009AS3 | Ducted Indoor Units | 44000 | 29400 | 2.8 | 32200 | 2.21
AMERICAN STANDARD | GOLD 17 | 216770033 | HRCU-A-CB | 5A6H7048A1 | 5TXCC009AS3 | Ducted Indoor Units | 44000 | 29400 | 2.8 | 32200 | 2.21
AMERICAN STANDARD | GOLD 17 | 216770031 | HRCU-A-CB | 5A6H7048A1 | 5TXCC009AS3 | Ducted Indoor Units | 44000 | 29200 | 2.8 | 32200 | 2.22
AMERICAN STANDARD | GOLD 17 | 216770029 | HRCU-A-CB | 5A6H7048A1 | 5TXCC009AS3 | Ducted Indoor Units | 44000 | 29200 | 2.8 | 32200 | 2.22
AMERICAN STANDARD | GOLD 17 | 216770027 | HRCU-A-CB | 5A6H7048A1 | 5TXCC009AS3 | Ducted Indoor Units | 44000 | 29400 | 2.8 | 32200 | 2.21
AMERICAN STANDARD | GOLD 17 | 216770025 | HRCU-A-CB | 5A6H7048A1 | 5TXCC009AS3 | Ducted Indoor Units | 44000 | 29400 | 2.8 | 32200 | 2.21
AMERICAN STANDARD | GOLD 17 | 216770023 | HRCU-A-CB | 5A6H7048A1 | 5TXCC009AS3 | Ducted Indoor Units | 44000 | 29200 | 2.8 | 32200 | 2.22
AMERICAN STANDARD | GOLD 17 | 216770021 | HRCU-A-CB | 5A6H7048A1 | 5TXCC009AS3 | Ducted Indoor Units | 44000 | 29200 | 2.8 | 32200 | 2.22
AMERICAN STANDARD | GOLD 17 | 216766573 | HRCU-A-CB | 5A6H7048A1 | 5TXCC009AS3 | Ducted Indoor Units | 44000 | 29200 | 2.8 | 32000 | 2.21
AMERICAN STANDARD | GOLD 17 | 216766559 | HRCU-A-CB | 5A6H7048A1 | 5TXCC009AS3 | Ducted Indoor Units | 44000 | 29400 | 2.8 | 32200 | 2.21
AMERICAN STANDARD | GOLD 17 | 216764002 | HRCU-A-C | 5A6H7048A1 | 5TXCC009AS3 | Ducted Indoor Units | 44500 | 29800 | 2.7 | 32600 | 2.1
AMERICAN STANDARD | GOLD 17 | 216770017 | HRCU-A-CB | 5A6H7048A1 | 5TXCC009AS3 | Ducted Indoor Units | 43500 | 29000 | 2.8 | 32000 | 2.22
AMERICAN STANDARD | GOLD 17 | 216764004 | HRCU-A-CB | 5A6H7048A1 | 5TXCC009AS3 | Ducted Indoor Units | 44000 | 29200 | 2.8 | 32200 | 2.2
AMERICAN STANDARD | GOLD 17 | 216766553 | HRCU-A-CB | 5A6H7048A1 | 5TXCC007AS3 | Ducted Indoor Units | 45000 | 29800 | 2.7 | 32800 | 2.21
AMERICAN STANDARD | GOLD 17 | 216764000 | HRCU-A-CB | 5A6H7048A1 | 5TEMCD07AV51+TD | Ducted Indoor Units | 43500 | 29000 | 2.9 | 31800 | 2.2
AMERICAN STANDARD | GOLD 17 | 216763998 | HRCU-A-CB | 5A6H7048A1 | 5TEMCD06AV41+TD | Ducted Indoor Units | 43500 | 29000 | 2.9 | 31800 | 2.2
AMERICAN STANDARD | GOLD 17 | 216763996 | HRCU-A-CB | 5A6H7048A1 | 5TEM6D07AV51+TD | Ducted Indoor Units | 44000 | 29200 | 2.9 | 31800 | 2.2
AMERICAN STANDARD | GOLD 17 | 216763994 | HRCU-A-CB | 5A6H7048A1 | 5TEM6D06AV41+TD | Ducted Indoor Units | 44000 | 29000 | 2.9 | 31800 | 2.2
AMERICAN STANDARD | GOLD 17 | 216763992 | HRCU-A-CB | 5A6H7048A1 | 5TAMXD07AV51 | Ducted Indoor Units | 43500 | 29200 | 2.7 | 32000 | 2.1
AMERICAN STANDARD | GOLD 17 | 216763990 | HRCU-A-CB | 5A6H7048A1 | 5TAMXD06AV41 | Ducted Indoor Units | 44500 | 29400 | 2.7 | 32400 | 2.1
AMERICAN STANDARD | GOLD 17 | 216763988 | HRCU-A-CB | 5A6H7048A1 | 5TAM5D07AC51 | Ducted Indoor Units | 44500 | 29400 | 2.8 | 32400 | 2.2
AMERICAN STANDARD | GOLD 17 | 216763986 | HRCU-A-CB | 5A6H7048A1 | 5TAM5D06AC41 | Ducted Indoor Units | 43500 | 29000 | 2.7 | 31800 | 2.1
AMERICAN STANDARD | GOLD 17 | 216766547 | HRCU-A-CB | 5A6H7048A1 | 5PX*DD10AS3 | Ducted Indoor Units | 44500 | 29600 | 2.7 | 32400 | 2.2
AMERICAN STANDARD | GOLD 17 | 216766549 | HRCU-A-CB | 5A6H7048A1 | 5PX*DD10AS3 | Ducted Indoor Units | 44500 | 29600 | 2.7 | 32400 | 2.2
AMERICAN STANDARD | GOLD 17 | 216763984 | HRCU-A-CB | 5A6H7048A1 | 5PX*DD10AS3 | Ducted Indoor Units | 44500 | 29600 | 2.7 | 32400 | 2.2
AMERICAN STANDARD | GOLD 17 | 216764820 | HRCU-A-CB | 5A6H7048A1 | 5PX*DD10AS3 | Ducted Indoor Units | 44500 | 29800 | 2.7 | 32600 | 2.2
AMERICAN STANDARD | GOLD 17 | 216764822 | HRCU-A-CB | 5A6H7048A1 | 5PX*DD10AS3 | Ducted Indoor Units | 44500 | 29800 | 2.7 | 32600 | 2.2
AMERICAN STANDARD | GOLD 17 | 216764812 | HRCU-A-CB | 5A6H7048A1 | 5PX*DD10AS3 | Ducted Indoor Units | 44500 | 29800 | 2.7 | 32600 | 2.1
AMERICAN STANDARD | GOLD 17 | 216764814 | HRCU-A-CB | 5A6H7048A1 | 5PX*DD10AS3 | Ducted Indoor Units | 44500 | 29800 | 2.7 | 32600 | 2.1
AMERICAN STANDARD | GOLD 17 | 216764816 | HRCU-A-CB | 5A6H7048A1 | 5PX*DD10AS3 | Ducted Indoor Units | 44500 | 29800 | 2.7 | 32600 | 2.2
AMERICAN STANDARD | GOLD 17 | 216763982 | HRCU-A-CB | 5A6H7048A1 | 5PX*DD10AS3 | Ducted Indoor Units | 44500 | 29800 | 2.7 | 32600 | 2.2
AMERICAN STANDARD | GOLD 17 | 216764818 | HRCU-A-CB | 5A6H7048A1 | 5PX*DD10AS3 | Ducted Indoor Units | 44500 | 29800 | 2.7 | 32600 | 2.1
AMERICAN STANDARD | GOLD 17 | 216763980 | HRCU-A-CB | 5A6H7048A1 | 5PX*DD10AS3 | Ducted Indoor Units | 44500 | 29800 | 2.7 | 32600 | 2.1
AMERICAN STANDARD | GOLD 17 | 216766543 | HRCU-A-CB | 5A6H7048A1 | 5PX*DD10AS3 | Ducted Indoor Units | 44000 | 29400 | 2.7 | 32400 | 2.21
AMERICAN STANDARD | GOLD 17 | 216766537 | HRCU-A-CB | 5A6H7048A1 | 5PX*DD10AS3 | Ducted Indoor Units | 44500 | 29800 | 2.7 | 32600 | 2.19
AMERICAN STANDARD | GOLD 17 | 216766521 | HRCU-A-CB | 5A6H7048A1 | 5PX*D010AS3 | Ducted Indoor Units | 44000 | 29400 | 2.8 | 32400 | 2.24
AMERICAN STANDARD | GOLD 17 | 216766519 | HRCU-A-CB | 5A6H7048A1 | 5PX*D010AS3 | Ducted Indoor Units | 44000 | 29200 | 2.8 | 32200 | 2.21
AMERICAN STANDARD | GOLD 17 | 216766517 | HRCU-A-CB | 5A6H7048A1 | 5PX*D010AS3 | Ducted Indoor Units | 44000 | 29200 | 2.8 | 32000 | 2.22
AMERICAN STANDARD | GOLD 17 | 216763958 | HRCU-A-CB | 5A6H7048A1 | 5PX*D010AS3 | Ducted Indoor Units | 43500 | 29000 | 2.8 | 32000 | 2.2
AMERICAN STANDARD | GOLD 17 | 216763960 | HRCU-A-CB | 5A6H7048A1 | 5PX*D010AS3 | Ducted Indoor Units | 43500 | 29000 | 2.8 | 32000 | 2.2
AMERICAN STANDARD | GOLD 17 | 216766515 | HRCU-A-CB | 5A6H7048A1 | 5PX*D010AS3 | Ducted Indoor Units | 44000 | 29200 | 2.8 | 32000 | 2.21
AMERICAN STANDARD | GOLD 17 | 216763962 | HRCU-A-CB | 5A6H7048A1 | 5PX*D010AS3 | Ducted Indoor Units | 44000 | 29200 | 2.8 | 32000 | 2.2
AMERICAN STANDARD | GOLD 17 | 216763964 | HRCU-A-CB | 5A6H7048A1 | 5PX*D010AS3 | Ducted Indoor Units | 44000 | 29200 | 2.8 | 32000 | 2.2
AMERICAN STANDARD | GOLD 17 | 216766513 | HRCU-A-CB | 5A6H7048A1 | 5PX*D010AS3 | Ducted Indoor Units | 43500 | 29000 | 2.8 | 32000 | 2.23
AMERICAN STANDARD | GOLD 17 | 216763970 | HRCU-A-CB | 5A6H7048A1 | 5PX*D010AS3 | Ducted Indoor Units | 43500 | 29000 | 2.8 | 31800 | 2.2
AMERICAN STANDARD | GOLD 17 | 216764806 | HRCU-A-CB | 5A6H7048A1 | 5PX*D010AS3 | Ducted Indoor Units | 44500 | 29400 | 2.8 | 32400 | 2.2
AMERICAN STANDARD | GOLD 17 | 216764802 | HRCU-A-CB | 5A6H7048A1 | 5PX*D010AS3 | Ducted Indoor Units | 44500 | 29400 | 2.8 | 32400 | 2.2
AMERICAN STANDARD | GOLD 17 | 216764794 | HRCU-A-CB | 5A6H7048A1 | 5PX*D010AS3 | Ducted Indoor Units | 44000 | 29400 | 2.8 | 32200 | 2.2
AMERICAN STANDARD | GOLD 17 | 216764798 | HRCU-A-CB | 5A6H7048A1 | 5PX*D010AS3 | Ducted Indoor Units | 44000 | 29400 | 2.8 | 32200 | 2.2
AMERICAN STANDARD | GOLD 17 | 216764796 | HRCU-A-CB | 5A6H7048A1 | 5PX*D010AS3 | Ducted Indoor Units | 44000 | 29200 | 2.8 | 32200 | 2.2
AMERICAN STANDARD | GOLD 17 | 216764800 | HRCU-A-CB | 5A6H7048A1 | 5PX*D010AS3 | Ducted Indoor Units | 44000 | 29200 | 2.8 | 32200 | 2.2
AMERICAN STANDARD | GOLD 17 | 216764804 | HRCU-A-CB | 5A6H7048A1 | 5PX*D010AS3 | Ducted Indoor Units | 44500 | 29400 | 2.8 | 32400 | 2.2
AMERICAN STANDARD | GOLD 17 | 216763968 | HRCU-A-CB | 5A6H7048A1 | 5PX*D010AS3 | Ducted Indoor Units | 44500 | 29400 | 2.8 | 32400 | 2.2
AMERICAN STANDARD | GOLD 17 | 216764808 | HRCU-A-CB | 5A6H7048A1 | 5PX*D010AS3 | Ducted Indoor Units | 44000 | 29400 | 2.8 | 32200 | 2.2
AMERICAN STANDARD | GOLD 17 | 216763966 | HRCU-A-CB | 5A6H7048A1 | 5PX*D010AS3 | Ducted Indoor Units | 44000 | 29400 | 2.8 | 32200 | 2.2
AMERICAN STANDARD | GOLD 17 | 216764810 | HRCU-A-CB | 5A6H7048A1 | 5PX*D010AS3 | Ducted Indoor Units | 44000 | 29200 | 2.8 | 32200 | 2.2
AMERICAN STANDARD | GOLD 17 | 216763972 | HRCU-A-CB | 5A6H7048A1 | 5PX*D010AS3 | Ducted Indoor Units | 44000 | 29200 | 2.8 | 32200 | 2.2
AMERICAN STANDARD | GOLD 17 | 216766511 | HRCU-A-CB | 5A6H7048A1 | 5PX*D010AS3 | Ducted Indoor Units | 44000 | 29200 | 2.8 | 32000 | 2.24
AMERICAN STANDARD | GOLD 17 | 216766509 | HRCU-A-CB | 5A6H7048A1 | 5PX*D010AS3 | Ducted Indoor Units | 44000 | 29200 | 2.8 | 32000 | 2.22
AMERICAN STANDARD | GOLD 17 | 216766507 | HRCU-A-CB | 5A6H7048A1 | 5PX*D010AS3 | Ducted Indoor Units | 43500 | 29200 | 2.8 | 32000 | 2.21
AMERICAN STANDARD | GOLD 17 | 216763974 | HRCU-A-C | 5A6H7048A1 | 5PX*D010AS3 | Ducted Indoor Units | 44500 | 29800 | 2.7 | 32800 | 2.1
AMERICAN STANDARD | GOLD 17 | 216763978 | HRCU-A-CB | 5A6H7048A1 | 5PX*D010AS3 | Ducted Indoor Units | 44000 | 29200 | 2.8 | 32000 | 2.2
AMERICAN STANDARD | GOLD 17 | 216770015 | HRCU-A-CB | 5A6H7048A1 | 5PX*D010AS3 | Ducted Indoor Units | 44000 | 29200 | 2.8 | 32000 | 2.21
AMERICAN STANDARD | GOLD 17 | 216770013 | HRCU-A-CB | 5A6H7048A1 | 5PX*D010AS3 | Ducted Indoor Units | 43500 | 29000 | 2.8 | 32000 | 2.21
AMERICAN STANDARD | GOLD 17 | 216766489 | HRCU-A-CB | 5A6H7048A1 | 5PX*D008AS3 | Ducted Indoor Units | 44500 | 29800 | 2.8 | 32600 | 2.23
AMERICAN STANDARD | GOLD 17 | 216766491 | HRCU-A-CB | 5A6H7048A1 | 5PX*D008AS3 | Ducted Indoor Units | 45000 | 30200 | 2.7 | 33200 | 2.21
AMERICAN STANDARD | GOLD 17 | 216763948 | HRCU-A-CB | 5A6H7048A1 | 5PX*D008AS3 | Ducted Indoor Units | 44500 | 29600 | 2.8 | 32400 | 2.2
AMERICAN STANDARD | GOLD 17 | 216763956 | HRCU-A-CB | 5A6H7048A1 | 5PX*D008AS3 | Ducted Indoor Units | 44500 | 29600 | 2.8 | 32400 | 2.2
AMERICAN STANDARD | GOLD 17 | 216766493 | HRCU-A-CB | 5A6H7048A1 | 5PX*D008AS3 | Ducted Indoor Units | 44500 | 29600 | 2.8 | 32600 | 2.22
AMERICAN STANDARD | GOLD 17 | 216763954 | HRCU-A-CB | 5A6H7048A1 | 5PX*D008AS3 | Ducted Indoor Units | 44500 | 29600 | 2.8 | 32600 | 2.2
AMERICAN STANDARD | GOLD 17 | 216764788 | HRCU-A-CB | 5A6H7048A1 | 5PX*D008AS3 | Ducted Indoor Units | 44500 | 29800 | 2.8 | 32800 | 2.2
AMERICAN STANDARD | GOLD 17 | 216764784 | HRCU-A-CB | 5A6H7048A1 | 5PX*D008AS3 | Ducted Indoor Units | 44500 | 29800 | 2.8 | 32800 | 2.2
AMERICAN STANDARD | GOLD 17 | 216764782 | HRCU-A-CB | 5A6H7048A1 | 5PX*D008AS3 | Ducted Indoor Units | 45000 | 30200 | 2.7 | 33000 | 2.2
AMERICAN STANDARD | GOLD 17 | 216764786 | HRCU-A-CB | 5A6H7048A1 | 5PX*D008AS3 | Ducted Indoor Units | 45000 | 30200 | 2.7 | 33000 | 2.2
AMERICAN STANDARD | GOLD 17 | 216764792 | HRCU-A-CB | 5A6H7048A1 | 5PX*D008AS3 | Ducted Indoor Units | 44500 | 29800 | 2.8 | 32800 | 2.2
AMERICAN STANDARD | GOLD 17 | 216763952 | HRCU-A-CB | 5A6H7048A1 | 5PX*D008AS3 | Ducted Indoor Units | 44500 | 29800 | 2.8 | 32800 | 2.2
AMERICAN STANDARD | GOLD 17 | 216764790 | HRCU-A-CB | 5A6H7048A1 | 5PX*D008AS3 | Ducted Indoor Units | 45000 | 30200 | 2.7 | 33000 | 2.2
AMERICAN STANDARD | GOLD 17 | 216763950 | HRCU-A-CB | 5A6H7048A1 | 5PX*D008AS3 | Ducted Indoor Units | 45000 | 30200 | 2.7 | 33000 | 2.2
AMERICAN STANDARD | GOLD 17 | 216766495 | HRCU-A-CB | 5A6H7048A1 | 5PX*D008AS3 | Ducted Indoor Units | 44500 | 29400 | 2.8 | 32400 | 2.23
AMERICAN STANDARD | GOLD 17 | 216766497 | HRCU-A-CB | 5A6H7048A1 | 5PX*D008AS3 | Ducted Indoor Units | 44500 | 29800 | 2.8 | 32600 | 2.22
AMERICAN STANDARD | GOLD 17 | 216766499 | HRCU-A-CB | 5A6H7048A1 | 5PX*D008AS3 | Ducted Indoor Units | 45000 | 30000 | 2.7 | 32800 | 2.21
AMERICAN STANDARD | GOLD 17 | 216763946 | HRCU-A-CB | 5A6H7048A1 | 5PX*D008AS3 | Ducted Indoor Units | 44500 | 29600 | 2.8 | 32600 | 2.2
AMERICAN STANDARD | GOLD 17 | 216770009 | HRCU-A-CB | 5A6H7048A1 | 5PX*D008AS3 | Ducted Indoor Units | 45000 | 30000 | 2.7 | 32800 | 2.21
AMERICAN STANDARD | GOLD 17 | 216766463 | HRCU-A-CB | 5A6H7048A1 | 5PX*CD09AS3 | Ducted Indoor Units | 44000 | 29400 | 2.7 | 32400 | 2.16
AMERICAN STANDARD | GOLD 17 | 216766475 | HRCU-A-CB | 5A6H7048A1 | 5PX*CD09AS3 | Ducted Indoor Units | 44000 | 29200 | 2.7 | 32200 | 2.15
AMERICAN STANDARD | GOLD 17 | 216763944 | HRCU-A-CB | 5A6H7048A1 | 5PX*CD09AS3 | Ducted Indoor Units | 44000 | 29200 | 2.7 | 32200 | 2.1
AMERICAN STANDARD | GOLD 17 | 216763942 | HRCU-A-CB | 5A6H7048A1 | 5PX*CD09AS3 | Ducted Indoor Units | 44000 | 29200 | 2.7 | 32200 | 2.1
AMERICAN STANDARD | GOLD 17 | 216764776 | HRCU-A-CB | 5A6H7048A1 | 5PX*CD09AS3 | Ducted Indoor Units | 44000 | 29400 | 2.7 | 32200 | 2.1
AMERICAN STANDARD | GOLD 17 | 216764774 | HRCU-A-CB | 5A6H7048A1 | 5PX*CD09AS3 | Ducted Indoor Units | 44000 | 29400 | 2.7 | 32200 | 2.1
AMERICAN STANDARD | GOLD 17 | 216764770 | HRCU-A-CB | 5A6H7048A1 | 5PX*CD09AS3 | Ducted Indoor Units | 44000 | 29200 | 2.7 | 32000 | 2.1
AMERICAN STANDARD | GOLD 17 | 216764772 | HRCU-A-CB | 5A6H7048A1 | 5PX*CD09AS3 | Ducted Indoor Units | 44000 | 29200 | 2.7 | 32000 | 2.1
AMERICAN STANDARD | GOLD 17 | 216764780 | HRCU-A-CB | 5A6H7048A1 | 5PX*CD09AS3 | Ducted Indoor Units | 44000 | 29400 | 2.7 | 32200 | 2.1
AMERICAN STANDARD | GOLD 17 | 216763940 | HRCU-A-CB | 5A6H7048A1 | 5PX*CD09AS3 | Ducted Indoor Units | 44000 | 29400 | 2.7 | 32200 | 2.1
AMERICAN STANDARD | GOLD 17 | 216764778 | HRCU-A-CB | 5A6H7048A1 | 5PX*CD09AS3 | Ducted Indoor Units | 44000 | 29200 | 2.7 | 32000 | 2.1
AMERICAN STANDARD | GOLD 17 | 216763938 | HRCU-A-CB | 5A6H7048A1 | 5PX*CD09AS3 | Ducted Indoor Units | 44000 | 29200 | 2.7 | 32000 | 2.1
AMERICAN STANDARD | GOLD 17 | 216766473 | HRCU-A-CB | 5A6H7048A1 | 5PX*CD09AS3 | Ducted Indoor Units | 44000 | 29400 | 2.7 | 32200 | 2.17
AMERICAN STANDARD | GOLD 17 | 216766465 | HRCU-A-CB | 5A6H7048A1 | 5PX*CD09AS3 | Ducted Indoor Units | 43500 | 29200 | 2.7 | 32000 | 2.16
AMERICAN STANDARD | GOLD 17 | 216766439 | HRCU-A-CB | 5A6H7048A1 | 5PX*C009AS3 | Ducted Indoor Units | 44000 | 29200 | 2.8 | 32200 | 2.21
AMERICAN STANDARD | GOLD 17 | 216766441 | HRCU-A-CB | 5A6H7048A1 | 5PX*C009AS3 | Ducted Indoor Units | 43500 | 29200 | 2.8 | 32000 | 2.21
AMERICAN STANDARD | GOLD 17 | 216766443 | HRCU-A-CB | 5A6H7048A1 | 5PX*C009AS3 | Ducted Indoor Units | 44000 | 29400 | 2.7 | 32400 | 2.2
AMERICAN STANDARD | GOLD 17 | 216763936 | HRCU-A-CB | 5A6H7048A1 | 5PX*C009AS3 | Ducted Indoor Units | 44000 | 29400 | 2.7 | 32400 | 2.2
AMERICAN STANDARD | GOLD 17 | 216766445 | HRCU-A-CB | 5A6H7048A1 | 5PX*C009AS3 | Ducted Indoor Units | 43500 | 29000 | 2.8 | 32000 | 2.22
AMERICAN STANDARD | GOLD 17 | 216763934 | HRCU-A-CB | 5A6H7048A1 | 5PX*C009AS3 | Ducted Indoor Units | 43500 | 29000 | 2.8 | 32000 | 2.2
AMERICAN STANDARD | GOLD 17 | 216764760 | HRCU-A-CB | 5A6H7048A1 | 5PX*C009AS3 | Ducted Indoor Units | 44000 | 29400 | 2.8 | 32200 | 2.2
AMERICAN STANDARD | GOLD 17 | 216764764 | HRCU-A-CB | 5A6H7048A1 | 5PX*C009AS3 | Ducted Indoor Units | 44000 | 29400 | 2.8 | 32200 | 2.2
AMERICAN STANDARD | GOLD 17 | 216764758 | HRCU-A-CB | 5A6H7048A1 | 5PX*C009AS3 | Ducted Indoor Units | 44000 | 29200 | 2.8 | 32200 | 2.2
AMERICAN STANDARD | GOLD 17 | 216764762 | HRCU-A-CB | 5A6H7048A1 | 5PX*C009AS3 | Ducted Indoor Units | 44000 | 29200 | 2.8 | 32200 | 2.2
AMERICAN STANDARD | GOLD 17 | 216764768 | HRCU-A-CB | 5A6H7048A1 | 5PX*C009AS3 | Ducted Indoor Units | 44000 | 29400 | 2.8 | 32200 | 2.2
AMERICAN STANDARD | GOLD 17 | 216763932 | HRCU-A-CB | 5A6H7048A1 | 5PX*C009AS3 | Ducted Indoor Units | 44000 | 29400 | 2.8 | 32200 | 2.2
AMERICAN STANDARD | GOLD 17 | 216764766 | HRCU-A-CB | 5A6H7048A1 | 5PX*C009AS3 | Ducted Indoor Units | 44000 | 29200 | 2.8 | 32200 | 2.2
AMERICAN STANDARD | GOLD 17 | 216763930 | HRCU-A-CB | 5A6H7048A1 | 5PX*C009AS3 | Ducted Indoor Units | 44000 | 29200 | 2.8 | 32200 | 2.2
AMERICAN STANDARD | GOLD 17 | 216766447 | HRCU-A-CB | 5A6H7048A1 | 5PX*C009AS3 | Ducted Indoor Units | 44000 | 29200 | 2.8 | 32000 | 2.21
AMERICAN STANDARD | GOLD 17 | 216766449 | HRCU-A-CB | 5A6H7048A1 | 5PX*C009AS3 | Ducted Indoor Units | 44000 | 29400 | 2.8 | 32200 | 2.21
AMERICAN STANDARD | GOLD 17 | 216763928 | HRCU-A-C | 5A6H7048A1 | 5PX*C009AS3 | Ducted Indoor Units | 44500 | 29800 | 2.7 | 32600 | 2.1
AMERICAN STANDARD | GOLD 17 | 216763924 | HRCU-A-CB | 5A6H7048A1 | 5PX*C009AS3 | Ducted Indoor Units | 43500 | 29000 | 2.8 | 32000 | 2.2
AMERICAN STANDARD | GOLD 17 | 216770007 | HRCU-A-CB | 5A6H7048A1 | 5PX*C009AS3 | Ducted Indoor Units | 44000 | 29200 | 2.8 | 32200 | 2.21
AMERICAN STANDARD | GOLD 17 | 216766433 | HRCU-A-CB | 5A6H7036A1 | 5TXCD010AS3 | Ducted Indoor Units | 32200 | 21200 | 2.8 | 23800 | 2.23
AMERICAN STANDARD | GOLD 17 | 216763920 | HRCU-A-CB | 5A6H7036A1 | 5TXCD010AS3 | Ducted Indoor Units | 32400 | 21200 | 2.8 | 24000 | 2.2
AMERICAN STANDARD | GOLD 17 | 216763922 | HRCU-A-CB | 5A6H7036A1 | 5TXCD010AS3 | Ducted Indoor Units | 32400 | 21200 | 2.8 | 24000 | 2.2
AMERICAN STANDARD | GOLD 17 | 216766431 | HRCU-A-CB | 5A6H7036A1 | 5TXCD010AS3 | Ducted Indoor Units | 32400 | 21200 | 2.8 | 24000 | 2.24
AMERICAN STANDARD | GOLD 17 | 216763918 | HRCU-A-CB | 5A6H7036A1 | 5TXCD010AS3 | Ducted Indoor Units | 32200 | 21200 | 2.8 | 23800 | 2.2
AMERICAN STANDARD | GOLD 17 | 216766425 | HRCU-A-CB | 5A6H7036A1 | 5TXCD008AS3 | Ducted Indoor Units | 32600 | 21200 | 2.8 | 24000 | 2.22
AMERICAN STANDARD | GOLD 17 | 216770005 | HRCU-A-CB | 5A6H7036A1 | 5TXCD008AS3 | Ducted Indoor Units | 32600 | 21400 | 2.8 | 24200 | 2.22
AMERICAN STANDARD | GOLD 17 | 216769999 | HRCU-A-CB | 5A6H7036A1 | 5TXCD008AS3 | Ducted Indoor Units | 32200 | 21000 | 2.7 | 23800 | 2.17
AMERICAN STANDARD | GOLD 17 | 216769997 | HRCU-A-CB | 5A6H7036A1 | 5TXCD008AS3 | Ducted Indoor Units | 32200 | 21000 | 2.7 | 23800 | 2.17
AMERICAN STANDARD | GOLD 17 | 216770003 | HRCU-A-CB | 5A6H7036A1 | 5TXCD008AS3 | Ducted Indoor Units | 32200 | 21000 | 2.7 | 23800 | 2.17
AMERICAN STANDARD | GOLD 17 | 216770001 | HRCU-A-CB | 5A6H7036A1 | 5TXCD008AS3 | Ducted Indoor Units | 32200 | 21000 | 2.7 | 23800 | 2.17
AMERICAN STANDARD | GOLD 17 | 216766423 | HRCU-A-CB | 5A6H7036A1 | 5TXCD008AS3 | Ducted Indoor Units | 32600 | 21400 | 2.8 | 24200 | 2.22
AMERICAN STANDARD | GOLD 17 | 216763912 | HRCU-A-CB | 5A6H7036A1 | 5TXCD008AS3 | Ducted Indoor Units | 32400 | 21200 | 2.8 | 24000 | 2.1
AMERICAN STANDARD | GOLD 17 | 216766415 | HRCU-A-CB | 5A6H7036A1 | 5TXCC009AS3 | Ducted Indoor Units | 32400 | 21200 | 2.8 | 24000 | 2.21
AMERICAN STANDARD | GOLD 17 | 216766413 | HRCU-A-CB | 5A6H7036A1 | 5TXCC009AS3 | Ducted Indoor Units | 32600 | 21400 | 2.8 | 24200 | 2.22
AMERICAN STANDARD | GOLD 17 | 216766411 | HRCU-A-CB | 5A6H7036A1 | 5TXCC009AS3 | Ducted Indoor Units | 32200 | 21200 | 2.8 | 23800 | 2.21
AMERICAN STANDARD | GOLD 17 | 216769995 | HRCU-A-CB | 5A6H7036A1 | 5TXCC009AS3 | Ducted Indoor Units | 32200 | 21200 | 2.8 | 23800 | 2.21
AMERICAN STANDARD | GOLD 17 | 216769981 | HRCU-A-CB | 5A6H7036A1 | 5TXCC009AS3 | Ducted Indoor Units | 32200 | 21200 | 2.8 | 23800 | 2.21
AMERICAN STANDARD | GOLD 17 | 216766409 | HRCU-A-CB | 5A6H7036A1 | 5TXCC009AS3 | Ducted Indoor Units | 32200 | 21200 | 2.8 | 24000 | 2.23
AMERICAN STANDARD | GOLD 17 | 216769979 | HRCU-A-CB | 5A6H7036A1 | 5TXCC009AS3 | Ducted Indoor Units | 32200 | 21200 | 2.8 | 24000 | 2.23
AMERICAN STANDARD | GOLD 17 | 216769977 | HRCU-A-CB | 5A6H7036A1 | 5TXCC009AS3 | Ducted Indoor Units | 32600 | 21400 | 2.8 | 24200 | 2.22
AMERICAN STANDARD | GOLD 17 | 216769975 | HRCU-A-CB | 5A6H7036A1 | 5TXCC009AS3 | Ducted Indoor Units | 32600 | 21400 | 2.8 | 24200 | 2.22
AMERICAN STANDARD | GOLD 17 | 216769993 | HRCU-A-CB | 5A6H7036A1 | 5TXCC009AS3 | Ducted Indoor Units | 32400 | 21200 | 2.8 | 24000 | 2.22
AMERICAN STANDARD | GOLD 17 | 216769991 | HRCU-A-CB | 5A6H7036A1 | 5TXCC009AS3 | Ducted Indoor Units | 32400 | 21200 | 2.8 | 24000 | 2.22
AMERICAN STANDARD | GOLD 17 | 216769989 | HRCU-A-CB | 5A6H7036A1 | 5TXCC009AS3 | Ducted Indoor Units | 32600 | 21400 | 2.8 | 24200 | 2.22
AMERICAN STANDARD | GOLD 17 | 216769987 | HRCU-A-CB | 5A6H7036A1 | 5TXCC009AS3 | Ducted Indoor Units | 32600 | 21400 | 2.8 | 24200 | 2.22
AMERICAN STANDARD | GOLD 17 | 216769985 | HRCU-A-CB | 5A6H7036A1 | 5TXCC009AS3 | Ducted Indoor Units | 32400 | 21200 | 2.8 | 24000 | 2.22
AMERICAN STANDARD | GOLD 17 | 216769983 | HRCU-A-CB | 5A6H7036A1 | 5TXCC009AS3 | Ducted Indoor Units | 32400 | 21200 | 2.8 | 24000 | 2.22
AMERICAN STANDARD | GOLD 17 | 216766407 | HRCU-A-CB | 5A6H7036A1 | 5TXCC009AS3 | Ducted Indoor Units | 32400 | 21200 | 2.8 | 24000 | 2.22
AMERICAN STANDARD | GOLD 17 | 216766405 | HRCU-A-CB | 5A6H7036A1 | 5TXCC009AS3 | Ducted Indoor Units | 32400 | 21400 | 2.8 | 24000 | 2.21
AMERICAN STANDARD | GOLD 17 | 216769973 | HRCU-A-CB | 5A6H7036A1 | 5TXCC009AS3 | Ducted Indoor Units | 32200 | 21200 | 2.7 | 23800 | 2.17
AMERICAN STANDARD | GOLD 17 | 216769971 | HRCU-A-CB | 5A6H7036A1 | 5TXCC009AS3 | Ducted Indoor Units | 32200 | 21200 | 2.8 | 23800 | 2.22
AMERICAN STANDARD | GOLD 17 | 216763908 | HRCU-A-CB | 5A6H7036A1 | 5TXCC009AS3 | Ducted Indoor Units | 32200 | 21000 | 2.8 | 23800 | 2.2
AMERICAN STANDARD | GOLD 17 | 216766381 | HRCU-A-CB | 5A6H7036A1 | 5TXCC007AS3 | Ducted Indoor Units | 32800 | 21400 | 2.7 | 24200 | 2.19
AMERICAN STANDARD | GOLD 17 | 216766383 | HRCU-A-CB | 5A6H7036A1 | 5TXCC007AS3 | Ducted Indoor Units | 33000 | 21600 | 2.71 | 24400 | 2.2
AMERICAN STANDARD | GOLD 17 | 216766385 | HRCU-A-CB | 5A6H7036A1 | 5TXCC007AS3 | Ducted Indoor Units | 32600 | 21400 | 2.7 | 24200 | 2.18
AMERICAN STANDARD | GOLD 17 | 216763898 | HRCU-A-CB | 5A6H7036A1 | 5TXCC007AS3 | Ducted Indoor Units | 32600 | 21400 | 2.7 | 24200 | 2.1
AMERICAN STANDARD | GOLD 17 | 216763900 | HRCU-A-CB | 5A6H7036A1 | 5TXCC007AS3 | Ducted Indoor Units | 32600 | 21400 | 2.7 | 24200 | 2.1
AMERICAN STANDARD | GOLD 17 | 216766379 | HRCU-A-CB | 5A6H7036A1 | 5TXCC007AS3 | Ducted Indoor Units | 31600 | 21000 | 2.7 | 23600 | 2.16
AMERICAN STANDARD | GOLD 17 | 216763906 | HRCU-A-CB | 5A6H7036A1 | 5TXCC007AS3 | Ducted Indoor Units | 31600 | 21000 | 2.7 | 23600 | 2.1
AMERICAN STANDARD | GOLD 17 | 216763904 | HRCU-A-CB | 5A6H7036A1 | 5TXCC007AS3 | Ducted Indoor Units | 31600 | 21000 | 2.7 | 23600 | 2.1
AMERICAN STANDARD | GOLD 17 | 216766387 | HRCU-A-CB | 5A6H7036A1 | 5TXCC007AS3 | Ducted Indoor Units | 32600 | 21400 | 2.8 | 24200 | 2.21
AMERICAN STANDARD | GOLD 17 | 216763902 | HRCU-A-CB | 5A6H7036A1 | 5TXCC007AS3 | Ducted Indoor Units | 32600 | 21400 | 2.8 | 24200 | 2.2
AMERICAN STANDARD | GOLD 17 | 216764748 | HRCU-A-CB | 5A6H7036A1 | 5TXCC007AS3 | Ducted Indoor Units | 32600 | 21200 | 2.7 | 24000 | 2.1
AMERICAN STANDARD | GOLD 17 | 216764750 | HRCU-A-CB | 5A6H7036A1 | 5TXCC007AS3 | Ducted Indoor Units | 32600 | 21200 | 2.7 | 24000 | 2.1
AMERICAN STANDARD | GOLD 17 | 216764752 | HRCU-A-CB | 5A6H7036A1 | 5TXCC007AS3 | Ducted Indoor Units | 32800 | 21400 | 2.8 | 24200 | 2.2
AMERICAN STANDARD | GOLD 17 | 216764746 | HRCU-A-CB | 5A6H7036A1 | 5TXCC007AS3 | Ducted Indoor Units | 32800 | 21400 | 2.8 | 24200 | 2.2
AMERICAN STANDARD | GOLD 17 | 216764754 | HRCU-A-CB | 5A6H7036A1 | 5TXCC007AS3 | Ducted Indoor Units | 32600 | 21200 | 2.7 | 24000 | 2.1
AMERICAN STANDARD | GOLD 17 | 216763886 | HRCU-A-CB | 5A6H7036A1 | 5TXCC007AS3 | Ducted Indoor Units | 32600 | 21200 | 2.7 | 24000 | 2.1
AMERICAN STANDARD | GOLD 17 | 216764756 | HRCU-A-CB | 5A6H7036A1 | 5TXCC007AS3 | Ducted Indoor Units | 32800 | 21400 | 2.8 | 24200 | 2.2
AMERICAN STANDARD | GOLD 17 | 216763888 | HRCU-A-CB | 5A6H7036A1 | 5TXCC007AS3 | Ducted Indoor Units | 32800 | 21400 | 2.8 | 24200 | 2.2
AMERICAN STANDARD | GOLD 17 | 216766389 | HRCU-A-CB | 5A6H7036A1 | 5TXCC007AS3 | Ducted Indoor Units | 32800 | 21400 | 2.7 | 24200 | 2.2
AMERICAN STANDARD | GOLD 17 | 216766391 | HRCU-A-CB | 5A6H7036A1 | 5TXCC007AS3 | Ducted Indoor Units | 32800 | 21400 | 2.7 | 24200 | 2.19
AMERICAN STANDARD | GOLD 17 | 216763892 | HRCU-A-CB | 5A6H7036A1 | 5TXCC007AS3 | Ducted Indoor Units | 32600 | 21200 | 2.7 | 24200 | 2.1
AMERICAN STANDARD | GOLD 17 | 216763894 | HRCU-A-CB | 5A6H7036A1 | 5TXCC007AS3 | Ducted Indoor Units | 32600 | 21400 | 2.8 | 24200 | 2.2
AMERICAN STANDARD | GOLD 17 | 216763896 | HRCU-A-CB | 5A6H7036A1 | 5TXCC007AS3 | Ducted Indoor Units | 32600 | 21200 | 2.8 | 24000 | 2.2
AMERICAN STANDARD | GOLD 17 | 216766353 | HRCU-A-CB | 5A6H7036A1 | 5TXCC005AS3 | Ducted Indoor Units | 32400 | 21200 | 2.7 | 24000 | 2.13
AMERICAN STANDARD | GOLD 17 | 216766351 | HRCU-A-CB | 5A6H7036A1 | 5TXCC005AS3 | Ducted Indoor Units | 32200 | 21000 | 2.7 | 23800 | 2.12
AMERICAN STANDARD | GOLD 17 | 216769953 | HRCU-A-CB | 5A6H7036A1 | 5TXCC005AS3 | Ducted Indoor Units | 32200 | 21000 | 2.7 | 23800 | 2.12
AMERICAN STANDARD | GOLD 17 | 216769955 | HRCU-A-CB | 5A6H7036A1 | 5TXCC005AS3 | Ducted Indoor Units | 32200 | 21000 | 2.7 | 23800 | 2.12
AMERICAN STANDARD | GOLD 17 | 216766349 | HRCU-A-CB | 5A6H7036A1 | 5TXCC005AS3 | Ducted Indoor Units | 32000 | 21000 | 2.7 | 23800 | 2.13
AMERICAN STANDARD | GOLD 17 | 216769957 | HRCU-A-CB | 5A6H7036A1 | 5TXCC005AS3 | Ducted Indoor Units | 32200 | 21000 | 2.7 | 23800 | 2.13
AMERICAN STANDARD | GOLD 17 | 216769959 | HRCU-A-CB | 5A6H7036A1 | 5TXCC005AS3 | Ducted Indoor Units | 32200 | 21000 | 2.7 | 23800 | 2.12
AMERICAN STANDARD | GOLD 17 | 216769961 | HRCU-A-CB | 5A6H7036A1 | 5TXCC005AS3 | Ducted Indoor Units | 32200 | 21000 | 2.7 | 23800 | 2.12
AMERICAN STANDARD | GOLD 17 | 216769963 | HRCU-A-CB | 5A6H7036A1 | 5TXCC005AS3 | Ducted Indoor Units | 32400 | 21200 | 2.7 | 24000 | 2.14
AMERICAN STANDARD | GOLD 17 | 216769965 | HRCU-A-CB | 5A6H7036A1 | 5TXCC005AS3 | Ducted Indoor Units | 32400 | 21200 | 2.7 | 24000 | 2.14
AMERICAN STANDARD | GOLD 17 | 216769967 | HRCU-A-CB | 5A6H7036A1 | 5TXCC005AS3 | Ducted Indoor Units | 32200 | 21000 | 2.7 | 23800 | 2.12
AMERICAN STANDARD | GOLD 17 | 216769969 | HRCU-A-CB | 5A6H7036A1 | 5TXCC005AS3 | Ducted Indoor Units | 32200 | 21000 | 2.7 | 23800 | 2.12
AMERICAN STANDARD | GOLD 17 | 216769951 | HRCU-A-CB | 5A6H7036A1 | 5TXCC005AS3 | Ducted Indoor Units | 32400 | 21200 | 2.7 | 24000 | 2.14
AMERICAN STANDARD | GOLD 17 | 216769943 | HRCU-A-CB | 5A6H7036A1 | 5TXCC005AS3 | Ducted Indoor Units | 32400 | 21200 | 2.7 | 24000 | 2.14
AMERICAN STANDARD | GOLD 17 | 216766347 | HRCU-A-CB | 5A6H7036A1 | 5TXCC005AS3 | Ducted Indoor Units | 32400 | 21200 | 2.7 | 24000 | 2.13
AMERICAN STANDARD | GOLD 17 | 216766345 | HRCU-A-CB | 5A6H7036A1 | 5TXCC005AS3 | Ducted Indoor Units | 32600 | 21400 | 2.7 | 24200 | 2.13
AMERICAN STANDARD | GOLD 17 | 216769947 | HRCU-A-CB | 5A6H7036A1 | 5TXCC005AS3 | Ducted Indoor Units | 32600 | 21400 | 2.7 | 24200 | 2.15
AMERICAN STANDARD | GOLD 17 | 216769949 | HRCU-A-CB | 5A6H7036A1 | 5TXCC005AS3 | Ducted Indoor Units | 32000 | 21000 | 2.7 | 23800 | 2.12
AMERICAN STANDARD | GOLD 17 | 216766329 | HRCU-A-CB | 5A6H7036A1 | 5TXCB006AS3 | Ducted Indoor Units | 32800 | 21600 | 2.71 | 24400 | 2.18
AMERICAN STANDARD | GOLD 17 | 216766333 | HRCU-A-CB | 5A6H7036A1 | 5TXCB006AS3 | Ducted Indoor Units | 32800 | 21400 | 2.7 | 24200 | 2.18
AMERICAN STANDARD | GOLD 17 | 216766331 | HRCU-A-CB | 5A6H7036A1 | 5TXCB006AS3 | Ducted Indoor Units | 32600 | 21400 | 2.7 | 24200 | 2.17
AMERICAN STANDARD | GOLD 17 | 216763853 | HRCU-A-CB | 5A6H7036A1 | 5TXCB006AS3 | Ducted Indoor Units | 32600 | 21400 | 2.7 | 24200 | 2.1
AMERICAN STANDARD | GOLD 17 | 216763855 | HRCU-A-CB | 5A6H7036A1 | 5TXCB006AS3 | Ducted Indoor Units | 32600 | 21400 | 2.7 | 24200 | 2.1
AMERICAN STANDARD | GOLD 17 | 216766313 | HRCU-A-CB | 5A6H7036A1 | 5TXCB006AS3 | Ducted Indoor Units | 32600 | 21200 | 2.7 | 24200 | 2.17
AMERICAN STANDARD | GOLD 17 | 216763857 | HRCU-A-CB | 5A6H7036A1 | 5TXCB006AS3 | Ducted Indoor Units | 32600 | 21200 | 2.7 | 24200 | 2.1
AMERICAN STANDARD | GOLD 17 | 216763859 | HRCU-A-CB | 5A6H7036A1 | 5TXCB006AS3 | Ducted Indoor Units | 32600 | 21200 | 2.7 | 24200 | 2.1
AMERICAN STANDARD | GOLD 17 | 216763861 | HRCU-A-CB | 5A6H7036A1 | 5TXCB006AS3 | Ducted Indoor Units | 32600 | 21200 | 2.7 | 24000 | 2.1
AMERICAN STANDARD | GOLD 17 | 216763880 | HRCU-A-CB | 5A6H7036A1 | 5TXCB006AS3 | Ducted Indoor Units | 32600 | 21200 | 2.7 | 24000 | 2.1
AMERICAN STANDARD | GOLD 17 | 216764730 | HRCU-A-CB | 5A6H7036A1 | 5TXCB006AS3 | Ducted Indoor Units | 32800 | 21400 | 2.7 | 24200 | 2.1
AMERICAN STANDARD | GOLD 17 | 216764742 | HRCU-A-CB | 5A6H7036A1 | 5TXCB006AS3 | Ducted Indoor Units | 32800 | 21400 | 2.7 | 24200 | 2.1
AMERICAN STANDARD | GOLD 17 | 216764734 | HRCU-A-CB | 5A6H7036A1 | 5TXCB006AS3 | Ducted Indoor Units | 32600 | 21400 | 2.7 | 24200 | 2.1
AMERICAN STANDARD | GOLD 17 | 216764740 | HRCU-A-CB | 5A6H7036A1 | 5TXCB006AS3 | Ducted Indoor Units | 32600 | 21400 | 2.7 | 24200 | 2.1
AMERICAN STANDARD | GOLD 17 | 216764728 | HRCU-A-CB | 5A6H7036A1 | 5TXCB006AS3 | Ducted Indoor Units | 32400 | 21200 | 2.7 | 24000 | 2.1
AMERICAN STANDARD | GOLD 17 | 216764732 | HRCU-A-CB | 5A6H7036A1 | 5TXCB006AS3 | Ducted Indoor Units | 32400 | 21200 | 2.7 | 24000 | 2.1
AMERICAN STANDARD | GOLD 17 | 216764736 | HRCU-A-CB | 5A6H7036A1 | 5TXCB006AS3 | Ducted Indoor Units | 32800 | 21400 | 2.7 | 24200 | 2.1
AMERICAN STANDARD | GOLD 17 | 216763878 | HRCU-A-CB | 5A6H7036A1 | 5TXCB006AS3 | Ducted Indoor Units | 32800 | 21400 | 2.7 | 24200 | 2.1
AMERICAN STANDARD | GOLD 17 | 216764738 | HRCU-A-CB | 5A6H7036A1 | 5TXCB006AS3 | Ducted Indoor Units | 32600 | 21400 | 2.7 | 24200 | 2.1
AMERICAN STANDARD | GOLD 17 | 216763876 | HRCU-A-CB | 5A6H7036A1 | 5TXCB006AS3 | Ducted Indoor Units | 32600 | 21400 | 2.7 | 24200 | 2.1
AMERICAN STANDARD | GOLD 17 | 216764744 | HRCU-A-CB | 5A6H7036A1 | 5TXCB006AS3 | Ducted Indoor Units | 32400 | 21200 | 2.7 | 24000 | 2.1
AMERICAN STANDARD | GOLD 17 | 216763874 | HRCU-A-CB | 5A6H7036A1 | 5TXCB006AS3 | Ducted Indoor Units | 32400 | 21200 | 2.7 | 24000 | 2.1
AMERICAN STANDARD | GOLD 17 | 216766315 | HRCU-A-CB | 5A6H7036A1 | 5TXCB006AS3 | Ducted Indoor Units | 32600 | 21400 | 2.7 | 24200 | 2.17
AMERICAN STANDARD | GOLD 17 | 216766317 | HRCU-A-CB | 5A6H7036A1 | 5TXCB006AS3 | Ducted Indoor Units | 32600 | 21200 | 2.7 | 24000 | 2.16
AMERICAN STANDARD | GOLD 17 | 216766319 | HRCU-A-CB | 5A6H7036A1 | 5TXCB006AS3 | Ducted Indoor Units | 32600 | 21400 | 2.7 | 24200 | 2.14
AMERICAN STANDARD | GOLD 17 | 216763866 | HRCU-A-CB | 5A6H7036A1 | 5TXCB006AS3 | Ducted Indoor Units | 32400 | 21200 | 2.7 | 24000 | 2.1
AMERICAN STANDARD | GOLD 17 | 216763863 | HRCU-A-CB | 5A6H7036A1 | 5TXCB006AS3 | Ducted Indoor Units | 32200 | 21200 | 2.7 | 24000 | 2.1
AMERICAN STANDARD | GOLD 17 | 216763851 | HRCU-A-CB | 5A6H7036A1 | 5TXCB006AS3 | Ducted Indoor Units | 32600 | 21400 | 2.7 | 24200 | 2.1
AMERICAN STANDARD | GOLD 17 | 216763835 | HRCU-A-CB | 5A6H7036A1 | 5TXCB006AS3 | Ducted Indoor Units | 32400 | 21200 | 2.7 | 24000 | 2.1
AMERICAN STANDARD | GOLD 17 | 216763837 | HRCU-A-CB | 5A6H7036A1 | 5TXCB006AS3 | Ducted Indoor Units | 32400 | 21200 | 2.7 | 24000 | 2.1
AMERICAN STANDARD | GOLD 17 | 216766275 | HRCU-A-CB | 5A6H7036A1 | 5TXCB004AS3 | Ducted Indoor Units | 32200 | 21000 | 2.6 | 23800 | 2.11
AMERICAN STANDARD | GOLD 17 | 216766277 | HRCU-A-CB | 5A6H7036A1 | 5TXCB004AS3 | Ducted Indoor Units | 32600 | 21400 | 2.6 | 24200 | 2.12
AMERICAN STANDARD | GOLD 17 | 216766279 | HRCU-A-CB | 5A6H7036A1 | 5TXCB004AS3 | Ducted Indoor Units | 32400 | 21200 | 2.6 | 24000 | 2.11
AMERICAN STANDARD | GOLD 17 | 216763821 | HRCU-A-CB | 5A6H7036A1 | 5TXCB004AS3 | Ducted Indoor Units | 32200 | 21200 | 2.6 | 24000 | 2.1
AMERICAN STANDARD | GOLD 17 | 216763819 | HRCU-A-CB | 5A6H7036A1 | 5TXCB004AS3 | Ducted Indoor Units | 32200 | 21200 | 2.6 | 24000 | 2.1
AMERICAN STANDARD | GOLD 17 | 216766281 | HRCU-A-CB | 5A6H7036A1 | 5TXCB004AS3 | Ducted Indoor Units | 32200 | 21200 | 2.6 | 24000 | 2.11
AMERICAN STANDARD | GOLD 17 | 216763817 | HRCU-A-CB | 5A6H7036A1 | 5TXCB004AS3 | Ducted Indoor Units | 32200 | 21200 | 2.6 | 24000 | 2.1
AMERICAN STANDARD | GOLD 17 | 216763815 | HRCU-A-CB | 5A6H7036A1 | 5TXCB004AS3 | Ducted Indoor Units | 32200 | 21200 | 2.6 | 24000 | 2.1
AMERICAN STANDARD | GOLD 17 | 216763813 | HRCU-A-CB | 5A6H7036A1 | 5TXCB004AS3 | Ducted Indoor Units | 32200 | 21200 | 2.6 | 24000 | 2.1
AMERICAN STANDARD | GOLD 17 | 216763811 | HRCU-A-CB | 5A6H7036A1 | 5TXCB004AS3 | Ducted Indoor Units | 32200 | 21200 | 2.6 | 24000 | 2.1
AMERICAN STANDARD | GOLD 17 | 216764724 | HRCU-A-CB | 5A6H7036A1 | 5TXCB004AS3 | Ducted Indoor Units | 32400 | 21200 | 2.7 | 24000 | 2.1
AMERICAN STANDARD | GOLD 17 | 216764714 | HRCU-A-CB | 5A6H7036A1 | 5TXCB004AS3 | Ducted Indoor Units | 32400 | 21200 | 2.7 | 24000 | 2.1
AMERICAN STANDARD | GOLD 17 | 216764722 | HRCU-A-CB | 5A6H7036A1 | 5TXCB004AS3 | Ducted Indoor Units | 32400 | 21200 | 2.7 | 24000 | 2.1
AMERICAN STANDARD | GOLD 17 | 216763825 | HRCU-A-CB | 5A6H7036A1 | 5TXCB004AS3 | Ducted Indoor Units | 32400 | 21200 | 2.7 | 24000 | 2.1
AMERICAN STANDARD | GOLD 17 | 216766293 | HRCU-A-CB | 5A6H7036A1 | 5TXCB004AS3 | Ducted Indoor Units | 32200 | 21200 | 2.6 | 24000 | 2.11
AMERICAN STANDARD | GOLD 17 | 216766295 | HRCU-A-CB | 5A6H7036A1 | 5TXCB004AS3 | Ducted Indoor Units | 32200 | 21200 | 2.6 | 24000 | 2.11
AMERICAN STANDARD | GOLD 17 | 216766297 | HRCU-A-CB | 5A6H7036A1 | 5TXCB004AS3 | Ducted Indoor Units | 32200 | 21200 | 2.6 | 24000 | 2.09
AMERICAN STANDARD | GOLD 17 | 216763801 | HRCU-A-CB | 5A6H7036A1 | 5TXCB004AS3 | Ducted Indoor Units | 32200 | 21200 | 2.6 | 24000 | 2.1
AMERICAN STANDARD | GOLD 17 | 216763799 | HRCU-A-CB | 5A6H7036A1 | 5TXCB004AS3 | Ducted Indoor Units | 32000 | 21000 | 2.6 | 23800 | 2
AMERICAN STANDARD | GOLD 17 | 216763829 | HRCU-A-CB | 5A6H7036A1 | 5TXCB004AS3 | Ducted Indoor Units | 32000 | 21000 | 2.7 | 23800 | 2.1
AMERICAN STANDARD | GOLD 17 | 216763827 | HRCU-A-CB | 5A6H7036A1 | 5TXCB004AS3 | Ducted Indoor Units | 32000 | 21000 | 2.6 | 23800 | 2.1
AMERICAN STANDARD | GOLD 17 | 216763797 | HRCU-A-CB | 5A6H7036A1 | 5TEMCD07AV51+TD | Ducted Indoor Units | 32200 | 21000 | 2.9 | 23800 | 2.2
AMERICAN STANDARD | GOLD 17 | 216763795 | HRCU-A-CB | 5A6H7036A1 | 5TEMCD06AV41+TD | Ducted Indoor Units | 32200 | 21000 | 2.9 | 23800 | 2.2
AMERICAN STANDARD | GOLD 17 | 216763793 | HRCU-A-CB | 5A6H7036A1 | 5TEMCD05AV41+TD | Ducted Indoor Units | 32600 | 21200 | 2.9 | 24000 | 2.2
AMERICAN STANDARD | GOLD 17 | 216763791 | HRCU-A-CB | 5A6H7036A1 | 5TEMCD04AV31+TD | Ducted Indoor Units | 32600 | 21200 | 2.9 | 24000 | 2.2
AMERICAN STANDARD | GOLD 17 | 216763789 | HRCU-A-CB | 5A6H7036A1 | 5TEMCB03AV31+TD | Ducted Indoor Units | 33400 | 21600 | 2.71 | 24400 | 2.1
AMERICAN STANDARD | GOLD 17 | 216763787 | HRCU-A-CB | 5A6H7036A1 | 5TEM6D07AV51+TD | Ducted Indoor Units | 32200 | 21000 | 2.9 | 23800 | 2.2
AMERICAN STANDARD | GOLD 17 | 216763785 | HRCU-A-CB | 5A6H7036A1 | 5TEM6D06AV41+TD | Ducted Indoor Units | 32200 | 21000 | 2.9 | 23800 | 2.2
AMERICAN STANDARD | GOLD 17 | 216763783 | HRCU-A-CB | 5A6H7036A1 | 5TEM6D05AV41+TD | Ducted Indoor Units | 32800 | 21200 | 2.8 | 24000 | 2.2
AMERICAN STANDARD | GOLD 17 | 216763781 | HRCU-A-CB | 5A6H7036A1 | 5TEM6D04AV31+TD | Ducted Indoor Units | 32600 | 21200 | 2.8 | 24000 | 2.2
AMERICAN STANDARD | GOLD 17 | 216763779 | HRCU-A-CB | 5A6H7036A1 | 5TEM6B03AV21+TD | Ducted Indoor Units | 33600 | 21600 | 2.71 | 24400 | 2.1
AMERICAN STANDARD | GOLD 17 | 216763777 | HRCU-A-CB | 5A6H7036A1 | 5TAMXD07AV51 | Ducted Indoor Units | 32000 | 21000 | 2.7 | 23800 | 2.1
AMERICAN STANDARD | GOLD 17 | 216763775 | HRCU-A-CB | 5A6H7036A1 | 5TAMXD06AV41 | Ducted Indoor Units | 32800 | 21400 | 2.7 | 24200 | 2.1
AMERICAN STANDARD | GOLD 17 | 216763773 | HRCU-A-CB | 5A6H7036A1 | 5TAMXD05AV41 | Ducted Indoor Units | 32800 | 21200 | 2.7 | 24000 | 2.1
AMERICAN STANDARD | GOLD 17 | 216763771 | HRCU-A-CB | 5A6H7036A1 | 5TAMXD04AV31 | Ducted Indoor Units | 32800 | 21200 | 2.7 | 24000 | 2.1
AMERICAN STANDARD | GOLD 17 | 216763769 | HRCU-A-CB | 5A6H7036A1 | 5TAMXC03AV31 | Ducted Indoor Units | 33200 | 21400 | 2.6 | 24400 | 2
AMERICAN STANDARD | GOLD 17 | 216763767 | HRCU-A-CB | 5A6H7036A1 | 5TAM5D05AC31 | Ducted Indoor Units | 33000 | 21400 | 2.7 | 24200 | 2.1
AMERICAN STANDARD | GOLD 17 | 216763765 | HRCU-A-CB | 5A6H7036A1 | 5TAM5C04AC31 | Ducted Indoor Units | 33200 | 21400 | 2.6 | 24200 | 2
AMERICAN STANDARD | GOLD 17 | 216763763 | HRCU-A-CB | 5A6H7036A1 | 5TAM5C03AC21 | Ducted Indoor Units | 32800 | 21200 | 2.6 | 24000 | 2
AMERICAN STANDARD | GOLD 17 | 216766269 | HRCU-A-CB | 5A6H7036A1 | 5PX*DD10AS3 | Ducted Indoor Units | 32400 | 21200 | 2.8 | 24000 | 2.21
AMERICAN STANDARD | GOLD 17 | 216766267 | HRCU-A-CB | 5A6H7036A1 | 5PX*DD10AS3 | Ducted Indoor Units | 32400 | 21200 | 2.8 | 24000 | 2.21
AMERICAN STANDARD | GOLD 17 | 216769941 | HRCU-A-CB | 5A6H7036A1 | 5PX*DD10AS3 | Ducted Indoor Units | 32000 | 20800 | 2.7 | 23600 | 2.17
AMERICAN STANDARD | GOLD 17 | 216766261 | HRCU-A-CB | 5A6H7036A1 | 5PX*D010AS3 | Ducted Indoor Units | 32200 | 21000 | 2.8 | 23800 | 2.24
AMERICAN STANDARD | GOLD 17 | 216763757 | HRCU-A-CB | 5A6H7036A1 | 5PX*D010AS3 | Ducted Indoor Units | 32200 | 21200 | 2.8 | 24000 | 2.2
AMERICAN STANDARD | GOLD 17 | 216763755 | HRCU-A-CB | 5A6H7036A1 | 5PX*D010AS3 | Ducted Indoor Units | 32200 | 21200 | 2.8 | 24000 | 2.2
AMERICAN STANDARD | GOLD 17 | 216766257 | HRCU-A-CB | 5A6H7036A1 | 5PX*D010AS3 | Ducted Indoor Units | 32400 | 21200 | 2.8 | 24000 | 2.24
AMERICAN STANDARD | GOLD 17 | 216763759 | HRCU-A-CB | 5A6H7036A1 | 5PX*D010AS3 | Ducted Indoor Units | 32200 | 21000 | 2.8 | 23800 | 2.2
AMERICAN STANDARD | GOLD 17 | 216766245 | HRCU-A-CB | 5A6H7036A1 | 5PX*D008AS3 | Ducted Indoor Units | 32600 | 21200 | 2.8 | 24000 | 2.22
AMERICAN STANDARD | GOLD 17 | 216763751 | HRCU-A-CB | 5A6H7036A1 | 5PX*D008AS3 | Ducted Indoor Units | 32600 | 21400 | 2.8 | 24200 | 2.2
AMERICAN STANDARD | GOLD 17 | 216763747 | HRCU-A-CB | 5A6H7036A1 | 5PX*D008AS3 | Ducted Indoor Units | 32600 | 21400 | 2.8 | 24200 | 2.2
AMERICAN STANDARD | GOLD 17 | 216764704 | HRCU-A-CB | 5A6H7036A1 | 5PX*D008AS3 | Ducted Indoor Units | 32200 | 21000 | 2.7 | 23800 | 2.1
AMERICAN STANDARD | GOLD 17 | 216764708 | HRCU-A-CB | 5A6H7036A1 | 5PX*D008AS3 | Ducted Indoor Units | 32200 | 21000 | 2.7 | 23800 | 2.1
AMERICAN STANDARD | GOLD 17 | 216764706 | HRCU-A-CB | 5A6H7036A1 | 5PX*D008AS3 | Ducted Indoor Units | 32200 | 21000 | 2.7 | 23800 | 2.1
AMERICAN STANDARD | GOLD 17 | 216763749 | HRCU-A-CB | 5A6H7036A1 | 5PX*D008AS3 | Ducted Indoor Units | 32200 | 21000 | 2.7 | 23800 | 2.1
AMERICAN STANDARD | GOLD 17 | 216766243 | HRCU-A-CB | 5A6H7036A1 | 5PX*D008AS3 | Ducted Indoor Units | 32600 | 21400 | 2.8 | 24200 | 2.22
AMERICAN STANDARD | GOLD 17 | 216769939 | HRCU-A-CB | 5A6H7036A1 | 5PX*D008AS3 | Ducted Indoor Units | 32400 | 21200 | 2.8 | 24000 | 2.19
AMERICAN STANDARD | GOLD 17 | 216766227 | HRCU-A-CB | 5A6H7036A1 | 5PX*CD09AS3 | Ducted Indoor Units | 32600 | 21400 | 2.7 | 24200 | 2.17
AMERICAN STANDARD | GOLD 17 | 216766229 | HRCU-A-CB | 5A6H7036A1 | 5PX*CD09AS3 | Ducted Indoor Units | 32000 | 21000 | 2.7 | 23600 | 2.15
AMERICAN STANDARD | GOLD 17 | 216763737 | HRCU-A-CB | 5A6H7036A1 | 5PX*CD09AS3 | Ducted Indoor Units | 32000 | 21000 | 2.7 | 23600 | 2.1
AMERICAN STANDARD | GOLD 17 | 216763739 | HRCU-A-CB | 5A6H7036A1 | 5PX*CD09AS3 | Ducted Indoor Units | 32000 | 21000 | 2.7 | 23600 | 2.1
AMERICAN STANDARD | GOLD 17 | 216769935 | HRCU-A-CB | 5A6H7036A1 | 5PX*CD09AS3 | Ducted Indoor Units | 32600 | 21400 | 2.7 | 24200 | 2.17
AMERICAN STANDARD | GOLD 17 | 216769933 | HRCU-A-CB | 5A6H7036A1 | 5PX*CD09AS3 | Ducted Indoor Units | 32600 | 21400 | 2.7 | 24200 | 2.17
AMERICAN STANDARD | GOLD 17 | 216764700 | HRCU-A-CB | 5A6H7036A1 | 5PX*CD09AS3 | Ducted Indoor Units | 32200 | 21200 | 2.7 | 24000 | 2.1
AMERICAN STANDARD | GOLD 17 | 216764702 | HRCU-A-CB | 5A6H7036A1 | 5PX*CD09AS3 | Ducted Indoor Units | 32200 | 21200 | 2.7 | 24000 | 2.1
AMERICAN STANDARD | GOLD 17 | 216769931 | HRCU-A-CB | 5A6H7036A1 | 5PX*CD09AS3 | Ducted Indoor Units | 32600 | 21400 | 2.7 | 24200 | 2.17
AMERICAN STANDARD | GOLD 17 | 216769929 | HRCU-A-CB | 5A6H7036A1 | 5PX*CD09AS3 | Ducted Indoor Units | 32600 | 21400 | 2.7 | 24200 | 2.17
AMERICAN STANDARD | GOLD 17 | 216764698 | HRCU-A-CB | 5A6H7036A1 | 5PX*CD09AS3 | Ducted Indoor Units | 32200 | 21200 | 2.7 | 24000 | 2.1
AMERICAN STANDARD | GOLD 17 | 216763741 | HRCU-A-CB | 5A6H7036A1 | 5PX*CD09AS3 | Ducted Indoor Units | 32200 | 21200 | 2.7 | 24000 | 2.1
AMERICAN STANDARD | GOLD 17 | 216766231 | HRCU-A-CB | 5A6H7036A1 | 5PX*CD09AS3 | Ducted Indoor Units | 32400 | 21200 | 2.7 | 24000 | 2.17
AMERICAN STANDARD | GOLD 17 | 216766233 | HRCU-A-CB | 5A6H7036A1 | 5PX*CD09AS3 | Ducted Indoor Units | 32400 | 21200 | 2.7 | 24000 | 2.17
AMERICAN STANDARD | GOLD 17 | 216769927 | HRCU-A-CB | 5A6H7036A1 | 5PX*CD09AS3 | Ducted Indoor Units | 32000 | 21000 | 2.7 | 23600 | 2.14
AMERICAN STANDARD | GOLD 17 | 216766215 | HRCU-A-CB | 5A6H7036A1 | 5PX*CD07AS3 | Ducted Indoor Units | 33600 | 21800 | 2.6 | 24600 | 2.12
AMERICAN STANDARD | GOLD 17 | 216766217 | HRCU-A-CB | 5A6H7036A1 | 5PX*CD07AS3 | Ducted Indoor Units | 33200 | 21600 | 2.71 | 24400 | 2.11
AMERICAN STANDARD | GOLD 17 | 216763733 | HRCU-A-CB | 5A6H7036A1 | 5PX*CD07AS3 | Ducted Indoor Units | 33200 | 21600 | 2.71 | 24400 | 2.1
AMERICAN STANDARD | GOLD 17 | 216763735 | HRCU-A-CB | 5A6H7036A1 | 5PX*CD07AS3 | Ducted Indoor Units | 33200 | 21600 | 2.71 | 24400 | 2.1
AMERICAN STANDARD | GOLD 17 | 216764692 | HRCU-A-CB | 5A6H7036A1 | 5PX*CD07AS3 | Ducted Indoor Units | 33200 | 21400 | 2.6 | 24400 | 2.1
AMERICAN STANDARD | GOLD 17 | 216764688 | HRCU-A-CB | 5A6H7036A1 | 5PX*CD07AS3 | Ducted Indoor Units | 33200 | 21400 | 2.6 | 24400 | 2.1
AMERICAN STANDARD | GOLD 17 | 216764686 | HRCU-A-CB | 5A6H7036A1 | 5PX*CD07AS3 | Ducted Indoor Units | 33400 | 21600 | 2.71 | 24400 | 2.1
AMERICAN STANDARD | GOLD 17 | 216764690 | HRCU-A-CB | 5A6H7036A1 | 5PX*CD07AS3 | Ducted Indoor Units | 33400 | 21600 | 2.71 | 24400 | 2.1
AMERICAN STANDARD | GOLD 17 | 216764694 | HRCU-A-CB | 5A6H7036A1 | 5PX*CD07AS3 | Ducted Indoor Units | 33200 | 21400 | 2.6 | 24400 | 2.1
AMERICAN STANDARD | GOLD 17 | 216763729 | HRCU-A-CB | 5A6H7036A1 | 5PX*CD07AS3 | Ducted Indoor Units | 33200 | 21400 | 2.6 | 24400 | 2.1
AMERICAN STANDARD | GOLD 17 | 216764696 | HRCU-A-CB | 5A6H7036A1 | 5PX*CD07AS3 | Ducted Indoor Units | 33400 | 21600 | 2.71 | 24400 | 2.1
AMERICAN STANDARD | GOLD 17 | 216763731 | HRCU-A-CB | 5A6H7036A1 | 5PX*CD07AS3 | Ducted Indoor Units | 33400 | 21600 | 2.71 | 24400 | 2.1
AMERICAN STANDARD | GOLD 17 | 216766219 | HRCU-A-CB | 5A6H7036A1 | 5PX*CD07AS3 | Ducted Indoor Units | 33600 | 21800 | 2.7 | 24600 | 2.13
AMERICAN STANDARD | GOLD 17 | 216766223 | HRCU-A-CB | 5A6H7036A1 | 5PX*CD07AS3 | Ducted Indoor Units | 33400 | 21800 | 2.7 | 24600 | 2.12
AMERICAN STANDARD | GOLD 17 | 216766203 | HRCU-A-CB | 5A6H7036A1 | 5PX*CD05AS3 | Ducted Indoor Units | 33400 | 21600 | 2.5 | 24400 | 1.99
AMERICAN STANDARD | GOLD 17 | 216766195 | HRCU-A-CB | 5A6H7036A1 | 5PX*CD05AS3 | Ducted Indoor Units | 33400 | 21600 | 2.5 | 24400 | 1.99
AMERICAN STANDARD | GOLD 17 | 216763725 | HRCU-A-CB | 5A6H7036A1 | 5PX*CD05AS3 | Ducted Indoor Units | 33400 | 21600 | 2.5 | 24400 | 1.9
AMERICAN STANDARD | GOLD 17 | 216763723 | HRCU-A-CB | 5A6H7036A1 | 5PX*CD05AS3 | Ducted Indoor Units | 33400 | 21600 | 2.5 | 24400 | 1.9
AMERICAN STANDARD | GOLD 17 | 216764684 | HRCU-A-CB | 5A6H7036A1 | 5PX*CD05AS3 | Ducted Indoor Units | 33400 | 21600 | 2.5 | 24400 | 2
AMERICAN STANDARD | GOLD 17 | 216764682 | HRCU-A-CB | 5A6H7036A1 | 5PX*CD05AS3 | Ducted Indoor Units | 33400 | 21600 | 2.5 | 24400 | 2
AMERICAN STANDARD | GOLD 17 | 216764680 | HRCU-A-CB | 5A6H7036A1 | 5PX*CD05AS3 | Ducted Indoor Units | 33400 | 21600 | 2.5 | 24400 | 2
AMERICAN STANDARD | GOLD 17 | 216763721 | HRCU-A-CB | 5A6H7036A1 | 5PX*CD05AS3 | Ducted Indoor Units | 33400 | 21600 | 2.5 | 24400 | 2
AMERICAN STANDARD | GOLD 17 | 216766197 | HRCU-A-CB | 5A6H7036A1 | 5PX*CD05AS3 | Ducted Indoor Units | 33400 | 21600 | 2.5 | 24600 | 2
AMERICAN STANDARD | GOLD 17 | 216766199 | HRCU-A-CB | 5A6H7036A1 | 5PX*CD05AS3 | Ducted Indoor Units | 33400 | 21600 | 2.5 | 24600 | 2
AMERICAN STANDARD | GOLD 17 | 216766173 | HRCU-A-CB | 5A6H7036A1 | 5PX*C009AS3 | Ducted Indoor Units | 32400 | 21200 | 2.8 | 24000 | 2.21
AMERICAN STANDARD | GOLD 17 | 216766187 | HRCU-A-CB | 5A6H7036A1 | 5PX*C009AS3 | Ducted Indoor Units | 32600 | 21400 | 2.8 | 24200 | 2.22
AMERICAN STANDARD | GOLD 17 | 216766177 | HRCU-A-CB | 5A6H7036A1 | 5PX*C009AS3 | Ducted Indoor Units | 32200 | 21200 | 2.8 | 23800 | 2.21
AMERICAN STANDARD | GOLD 17 | 216763711 | HRCU-A-CB | 5A6H7036A1 | 5PX*C009AS3 | Ducted Indoor Units | 32200 | 21200 | 2.8 | 23800 | 2.2
AMERICAN STANDARD | GOLD 17 | 216763713 | HRCU-A-CB | 5A6H7036A1 | 5PX*C009AS3 | Ducted Indoor Units | 32200 | 21200 | 2.8 | 23800 | 2.2
AMERICAN STANDARD | GOLD 17 | 216766179 | HRCU-A-CB | 5A6H7036A1 | 5PX*C009AS3 | Ducted Indoor Units | 32200 | 21200 | 2.8 | 24000 | 2.23
AMERICAN STANDARD | GOLD 17 | 216763715 | HRCU-A-CB | 5A6H7036A1 | 5PX*C009AS3 | Ducted Indoor Units | 32200 | 21200 | 2.8 | 24000 | 2.2
AMERICAN STANDARD | GOLD 17 | 216769921 | HRCU-A-CB | 5A6H7036A1 | 5PX*C009AS3 | Ducted Indoor Units | 32600 | 21400 | 2.8 | 24200 | 2.22
AMERICAN STANDARD | GOLD 17 | 216769923 | HRCU-A-CB | 5A6H7036A1 | 5PX*C009AS3 | Ducted Indoor Units | 32600 | 21400 | 2.8 | 24200 | 2.22
AMERICAN STANDARD | GOLD 17 | 216764674 | HRCU-A-CB | 5A6H7036A1 | 5PX*C009AS3 | Ducted Indoor Units | 32400 | 21200 | 2.8 | 24000 | 2.2
AMERICAN STANDARD | GOLD 17 | 216764676 | HRCU-A-CB | 5A6H7036A1 | 5PX*C009AS3 | Ducted Indoor Units | 32400 | 21200 | 2.8 | 24000 | 2.2
AMERICAN STANDARD | GOLD 17 | 216769925 | HRCU-A-CB | 5A6H7036A1 | 5PX*C009AS3 | Ducted Indoor Units | 32600 | 21400 | 2.8 | 24200 | 2.22
AMERICAN STANDARD | GOLD 17 | 216769919 | HRCU-A-CB | 5A6H7036A1 | 5PX*C009AS3 | Ducted Indoor Units | 32600 | 21400 | 2.8 | 24200 | 2.22
AMERICAN STANDARD | GOLD 17 | 216764678 | HRCU-A-CB | 5A6H7036A1 | 5PX*C009AS3 | Ducted Indoor Units | 32400 | 21200 | 2.8 | 24000 | 2.2
AMERICAN STANDARD | GOLD 17 | 216763717 | HRCU-A-CB | 5A6H7036A1 | 5PX*C009AS3 | Ducted Indoor Units | 32400 | 21200 | 2.8 | 24000 | 2.2
AMERICAN STANDARD | GOLD 17 | 216766181 | HRCU-A-CB | 5A6H7036A1 | 5PX*C009AS3 | Ducted Indoor Units | 32400 | 21200 | 2.8 | 24000 | 2.22
AMERICAN STANDARD | GOLD 17 | 216766183 | HRCU-A-CB | 5A6H7036A1 | 5PX*C009AS3 | Ducted Indoor Units | 32400 | 21400 | 2.8 | 24000 | 2.21
AMERICAN STANDARD | GOLD 17 | 216769915 | HRCU-A-CB | 5A6H7036A1 | 5PX*C009AS3 | Ducted Indoor Units | 32200 | 21200 | 2.7 | 23800 | 2.17
AMERICAN STANDARD | GOLD 17 | 216763707 | HRCU-A-CB | 5A6H7036A1 | 5PX*C009AS3 | Ducted Indoor Units | 32200 | 21200 | 2.8 | 23800 | 2.2
AMERICAN STANDARD | GOLD 17 | 216769917 | HRCU-A-CB | 5A6H7036A1 | 5PX*C009AS3 | Ducted Indoor Units | 32200 | 21000 | 2.8 | 23800 | 2.22
AMERICAN STANDARD | GOLD 17 | 216766149 | HRCU-A-CB | 5A6H7036A1 | 5PX*C007AS3 | Ducted Indoor Units | 32600 | 21400 | 2.7 | 24200 | 2.19
AMERICAN STANDARD | GOLD 17 | 216766147 | HRCU-A-CB | 5A6H7036A1 | 5PX*C007AS3 | Ducted Indoor Units | 33000 | 21600 | 2.71 | 24400 | 2.21
AMERICAN STANDARD | GOLD 17 | 216766145 | HRCU-A-CB | 5A6H7036A1 | 5PX*C007AS3 | Ducted Indoor Units | 32600 | 21400 | 2.7 | 24200 | 2.19
AMERICAN STANDARD | GOLD 17 | 216763703 | HRCU-A-CB | 5A6H7036A1 | 5PX*C007AS3 | Ducted Indoor Units | 32600 | 21400 | 2.7 | 24200 | 2.1
AMERICAN STANDARD | GOLD 17 | 216763701 | HRCU-A-CB | 5A6H7036A1 | 5PX*C007AS3 | Ducted Indoor Units | 32600 | 21400 | 2.7 | 24200 | 2.1
AMERICAN STANDARD | GOLD 17 | 216766159 | HRCU-A-CB | 5A6H7036A1 | 5PX*C007AS3 | Ducted Indoor Units | 32600 | 21400 | 2.8 | 24200 | 2.21
AMERICAN STANDARD | GOLD 17 | 216763699 | HRCU-A-CB | 5A6H7036A1 | 5PX*C007AS3 | Ducted Indoor Units | 32800 | 21400 | 2.8 | 24200 | 2.2
AMERICAN STANDARD | GOLD 17 | 216764668 | HRCU-A-CB | 5A6H7036A1 | 5PX*C007AS3 | Ducted Indoor Units | 33000 | 21600 | 2.71 | 24400 | 2.2
AMERICAN STANDARD | GOLD 17 | 216764664 | HRCU-A-CB | 5A6H7036A1 | 5PX*C007AS3 | Ducted Indoor Units | 33000 | 21600 | 2.71 | 24400 | 2.2
AMERICAN STANDARD | GOLD 17 | 216764666 | HRCU-A-CB | 5A6H7036A1 | 5PX*C007AS3 | Ducted Indoor Units | 32600 | 21400 | 2.8 | 24200 | 2.2
AMERICAN STANDARD | GOLD 17 | 216764662 | HRCU-A-CB | 5A6H7036A1 | 5PX*C007AS3 | Ducted Indoor Units | 32600 | 21400 | 2.8 | 24200 | 2.2
AMERICAN STANDARD | GOLD 17 | 216764672 | HRCU-A-CB | 5A6H7036A1 | 5PX*C007AS3 | Ducted Indoor Units | 33000 | 21600 | 2.71 | 24400 | 2.2
AMERICAN STANDARD | GOLD 17 | 216763697 | HRCU-A-CB | 5A6H7036A1 | 5PX*C007AS3 | Ducted Indoor Units | 33000 | 21600 | 2.71 | 24400 | 2.2
AMERICAN STANDARD | GOLD 17 | 216764670 | HRCU-A-CB | 5A6H7036A1 | 5PX*C007AS3 | Ducted Indoor Units | 32600 | 21400 | 2.8 | 24200 | 2.2
AMERICAN STANDARD | GOLD 17 | 216763695 | HRCU-A-CB | 5A6H7036A1 | 5PX*C007AS3 | Ducted Indoor Units | 32600 | 21400 | 2.8 | 24200 | 2.2
AMERICAN STANDARD | GOLD 17 | 216766161 | HRCU-A-CB | 5A6H7036A1 | 5PX*C007AS3 | Ducted Indoor Units | 32800 | 21400 | 2.7 | 24200 | 2.2
AMERICAN STANDARD | GOLD 17 | 216766163 | HRCU-A-CB | 5A6H7036A1 | 5PX*C007AS3 | Ducted Indoor Units | 32800 | 21400 | 2.7 | 24200 | 2.19
AMERICAN STANDARD | GOLD 17 | 216763691 | HRCU-A-CB | 5A6H7036A1 | 5PX*C007AS3 | Ducted Indoor Units | 32400 | 21200 | 2.7 | 24200 | 2.1
AMERICAN STANDARD | GOLD 17 | 216763689 | HRCU-A-CB | 5A6H7036A1 | 5PX*C007AS3 | Ducted Indoor Units | 32600 | 21400 | 2.8 | 24200 | 2.2
AMERICAN STANDARD | GOLD 17 | 216769911 | HRCU-A-CB | 5A6H7036A1 | 5PX*C007AS3 | Ducted Indoor Units | 32600 | 21200 | 2.8 | 24000 | 2.2
AMERICAN STANDARD | GOLD 17 | 216766139 | HRCU-A-CB | 5A6H7036A1 | 5PX*C005AS3 | Ducted Indoor Units | 32400 | 21200 | 2.7 | 24000 | 2.13
AMERICAN STANDARD | GOLD 17 | 216766137 | HRCU-A-CB | 5A6H7036A1 | 5PX*C005AS3 | Ducted Indoor Units | 32200 | 21000 | 2.7 | 23800 | 2.12
AMERICAN STANDARD | GOLD 17 | 216763681 | HRCU-A-CB | 5A6H7036A1 | 5PX*C005AS3 | Ducted Indoor Units | 32200 | 21000 | 2.7 | 23800 | 2.1
AMERICAN STANDARD | GOLD 17 | 216763671 | HRCU-A-CB | 5A6H7036A1 | 5PX*C005AS3 | Ducted Indoor Units | 32200 | 21000 | 2.7 | 23800 | 2.1
AMERICAN STANDARD | GOLD 17 | 216766127 | HRCU-A-CB | 5A6H7036A1 | 5PX*C005AS3 | Ducted Indoor Units | 32000 | 21000 | 2.7 | 23800 | 2.13
AMERICAN STANDARD | GOLD 17 | 216763673 | HRCU-A-CB | 5A6H7036A1 | 5PX*C005AS3 | Ducted Indoor Units | 32200 | 21000 | 2.7 | 23800 | 2.1
AMERICAN STANDARD | GOLD 17 | 216764656 | HRCU-A-CB | 5A6H7036A1 | 5PX*C005AS3 | Ducted Indoor Units | 32200 | 21000 | 2.7 | 23800 | 2.1
AMERICAN STANDARD | GOLD 17 | 216764652 | HRCU-A-CB | 5A6H7036A1 | 5PX*C005AS3 | Ducted Indoor Units | 32200 | 21000 | 2.7 | 23800 | 2.1
AMERICAN STANDARD | GOLD 17 | 216764650 | HRCU-A-CB | 5A6H7036A1 | 5PX*C005AS3 | Ducted Indoor Units | 32800 | 21600 | 2.71 | 24200 | 2.1
AMERICAN STANDARD | GOLD 17 | 216764654 | HRCU-A-CB | 5A6H7036A1 | 5PX*C005AS3 | Ducted Indoor Units | 32800 | 21600 | 2.71 | 24200 | 2.1
AMERICAN STANDARD | GOLD 17 | 216764660 | HRCU-A-CB | 5A6H7036A1 | 5PX*C005AS3 | Ducted Indoor Units | 32200 | 21000 | 2.7 | 23800 | 2.1
AMERICAN STANDARD | GOLD 17 | 216763675 | HRCU-A-CB | 5A6H7036A1 | 5PX*C005AS3 | Ducted Indoor Units | 32200 | 21000 | 2.7 | 23800 | 2.1
AMERICAN STANDARD | GOLD 17 | 216764658 | HRCU-A-CB | 5A6H7036A1 | 5PX*C005AS3 | Ducted Indoor Units | 32800 | 21600 | 2.71 | 24200 | 2.1
AMERICAN STANDARD | GOLD 17 | 216763677 | HRCU-A-CB | 5A6H7036A1 | 5PX*C005AS3 | Ducted Indoor Units | 32800 | 21600 | 2.71 | 24200 | 2.1
AMERICAN STANDARD | GOLD 17 | 216766123 | HRCU-A-CB | 5A6H7036A1 | 5PX*C005AS3 | Ducted Indoor Units | 32400 | 21200 | 2.7 | 24000 | 2.13
AMERICAN STANDARD | GOLD 17 | 216766131 | HRCU-A-CB | 5A6H7036A1 | 5PX*C005AS3 | Ducted Indoor Units | 32400 | 21400 | 2.7 | 24200 | 2.13
AMERICAN STANDARD | GOLD 17 | 216763679 | HRCU-A-CB | 5A6H7036A1 | 5PX*C005AS3 | Ducted Indoor Units | 32600 | 21400 | 2.7 | 24200 | 2.1
AMERICAN STANDARD | GOLD 17 | 216769909 | HRCU-A-CB | 5A6H7036A1 | 5PX*C005AS3 | Ducted Indoor Units | 32000 | 21000 | 2.7 | 23800 | 2.12
AMERICAN STANDARD | GOLD 17 | 216766101 | HRCU-A-CB | 5A6H7036A1 | 5PX*BD06AS3 | Ducted Indoor Units | 33000 | 21400 | 2.6 | 24200 | 2.05
AMERICAN STANDARD | GOLD 17 | 216766103 | HRCU-A-CB | 5A6H7036A1 | 5PX*BD06AS3 | Ducted Indoor Units | 33400 | 21600 | 2.61 | 24400 | 2.09
AMERICAN STANDARD | GOLD 17 | 216766105 | HRCU-A-CB | 5A6H7036A1 | 5PX*BD06AS3 | Ducted Indoor Units | 33600 | 22000 | 2.6 | 24800 | 2.09
AMERICAN STANDARD | GOLD 17 | 216763659 | HRCU-A-CB | 5A6H7036A1 | 5PX*BD06AS3 | Ducted Indoor Units | 33400 | 21600 | 2.61 | 24400 | 2.1
AMERICAN STANDARD | GOLD 17 | 216763657 | HRCU-A-CB | 5A6H7036A1 | 5PX*BD06AS3 | Ducted Indoor Units | 33400 | 21600 | 2.61 | 24400 | 2.1
AMERICAN STANDARD | GOLD 17 | 216763655 | HRCU-A-CB | 5A6H7036A1 | 5PX*BD06AS3 | Ducted Indoor Units | 33200 | 21600 | 2.61 | 24400 | 2
AMERICAN STANDARD | GOLD 17 | 216763653 | HRCU-A-CB | 5A6H7036A1 | 5PX*BD06AS3 | Ducted Indoor Units | 33200 | 21600 | 2.61 | 24400 | 2
AMERICAN STANDARD | GOLD 17 | 216766107 | HRCU-A-CB | 5A6H7036A1 | 5PX*BD06AS3 | Ducted Indoor Units | 33200 | 21600 | 2.61 | 24400 | 2.08
AMERICAN STANDARD | GOLD 17 | 216763667 | HRCU-A-CB | 5A6H7036A1 | 5PX*BD06AS3 | Ducted Indoor Units | 33200 | 21600 | 2.61 | 24400 | 2
AMERICAN STANDARD | GOLD 17 | 216764634 | HRCU-A-CB | 5A6H7036A1 | 5PX*BD06AS3 | Ducted Indoor Units | 33600 | 21800 | 2.6 | 24800 | 2.1
AMERICAN STANDARD | GOLD 17 | 216764640 | HRCU-A-CB | 5A6H7036A1 | 5PX*BD06AS3 | Ducted Indoor Units | 33600 | 21800 | 2.6 | 24800 | 2.1
AMERICAN STANDARD | GOLD 17 | 216764642 | HRCU-A-CB | 5A6H7036A1 | 5PX*BD06AS3 | Ducted Indoor Units | 33400 | 21600 | 2.61 | 24400 | 2.1
AMERICAN STANDARD | GOLD 17 | 216764638 | HRCU-A-CB | 5A6H7036A1 | 5PX*BD06AS3 | Ducted Indoor Units | 33400 | 21600 | 2.61 | 24400 | 2.1
AMERICAN STANDARD | GOLD 17 | 216764632 | HRCU-A-CB | 5A6H7036A1 | 5PX*BD06AS3 | Ducted Indoor Units | 33600 | 21800 | 2.6 | 24600 | 2
AMERICAN STANDARD | GOLD 17 | 216764648 | HRCU-A-CB | 5A6H7036A1 | 5PX*BD06AS3 | Ducted Indoor Units | 33600 | 21800 | 2.6 | 24600 | 2
AMERICAN STANDARD | GOLD 17 | 216764636 | HRCU-A-CB | 5A6H7036A1 | 5PX*BD06AS3 | Ducted Indoor Units | 33600 | 21800 | 2.6 | 24800 | 2.1
AMERICAN STANDARD | GOLD 17 | 216763661 | HRCU-A-CB | 5A6H7036A1 | 5PX*BD06AS3 | Ducted Indoor Units | 33600 | 21800 | 2.6 | 24800 | 2.1
AMERICAN STANDARD | GOLD 17 | 216764644 | HRCU-A-CB | 5A6H7036A1 | 5PX*BD06AS3 | Ducted Indoor Units | 33400 | 21600 | 2.61 | 24400 | 2.1
AMERICAN STANDARD | GOLD 17 | 216763665 | HRCU-A-CB | 5A6H7036A1 | 5PX*BD06AS3 | Ducted Indoor Units | 33400 | 21600 | 2.61 | 24400 | 2.1
AMERICAN STANDARD | GOLD 17 | 216764646 | HRCU-A-CB | 5A6H7036A1 | 5PX*BD06AS3 | Ducted Indoor Units | 33600 | 21800 | 2.6 | 24600 | 2
AMERICAN STANDARD | GOLD 17 | 216763663 | HRCU-A-CB | 5A6H7036A1 | 5PX*BD06AS3 | Ducted Indoor Units | 33600 | 21800 | 2.6 | 24600 | 2
AMERICAN STANDARD | GOLD 17 | 216766115 | HRCU-A-CB | 5A6H7036A1 | 5PX*BD06AS3 | Ducted Indoor Units | 33200 | 21400 | 2.6 | 24400 | 2.09
AMERICAN STANDARD | GOLD 17 | 216766093 | HRCU-A-CB | 5A6H7036A1 | 5PX*BD06AS3 | Ducted Indoor Units | 33200 | 21600 | 2.61 | 24400 | 2.09
AMERICAN STANDARD | GOLD 17 | 216766121 | HRCU-A-CB | 5A6H7036A1 | 5PX*BD06AS3 | Ducted Indoor Units | 33200 | 21400 | 2.6 | 24400 | 2.05
AMERICAN STANDARD | GOLD 17 | 216766071 | HRCU-A-CB | 5A6H7036A1 | 5PX*BD04AS3 | Ducted Indoor Units | 33400 | 21600 | 2.5 | 24600 | 1.97
AMERICAN STANDARD | GOLD 17 | 216763651 | HRCU-A-CB | 5A6H7036A1 | 5PX*BD04AS3 | Ducted Indoor Units | 33600 | 21600 | 2.5 | 24600 | 1.9
AMERICAN STANDARD | GOLD 17 | 216763649 | HRCU-A-CB | 5A6H7036A1 | 5PX*BD04AS3 | Ducted Indoor Units | 33600 | 21600 | 2.5 | 24600 | 1.9
AMERICAN STANDARD | GOLD 17 | 216763647 | HRCU-A-CB | 5A6H7036A1 | 5PX*BD04AS3 | Ducted Indoor Units | 33400 | 21600 | 2.5 | 24600 | 1.9
AMERICAN STANDARD | GOLD 17 | 216763643 | HRCU-A-CB | 5A6H7036A1 | 5PX*BD04AS3 | Ducted Indoor Units | 33400 | 21600 | 2.5 | 24600 | 1.9
AMERICAN STANDARD | GOLD 17 | 216766085 | HRCU-A-CB | 5A6H7036A1 | 5PX*BD04AS3 | Ducted Indoor Units | 33600 | 21800 | 2.5 | 24600 | 1.98
AMERICAN STANDARD | GOLD 17 | 216763645 | HRCU-A-CB | 5A6H7036A1 | 5PX*BD04AS3 | Ducted Indoor Units | 33600 | 21800 | 2.5 | 24600 | 1.9
AMERICAN STANDARD | GOLD 17 | 216764620 | HRCU-A-CB | 5A6H7036A1 | 5PX*BD04AS3 | Ducted Indoor Units | 33400 | 21600 | 2.5 | 24400 | 1.9
AMERICAN STANDARD | GOLD 17 | 216764628 | HRCU-A-CB | 5A6H7036A1 | 5PX*BD04AS3 | Ducted Indoor Units | 33400 | 21600 | 2.5 | 24400 | 1.9
AMERICAN STANDARD | GOLD 17 | 216764618 | HRCU-A-CB | 5A6H7036A1 | 5PX*BD04AS3 | Ducted Indoor Units | 33400 | 21600 | 2.5 | 24400 | 1.9
AMERICAN STANDARD | GOLD 17 | 216764630 | HRCU-A-CB | 5A6H7036A1 | 5PX*BD04AS3 | Ducted Indoor Units | 33400 | 21600 | 2.5 | 24400 | 1.9
AMERICAN STANDARD | GOLD 17 | 216764624 | HRCU-A-CB | 5A6H7036A1 | 5PX*BD04AS3 | Ducted Indoor Units | 33400 | 21600 | 2.5 | 24400 | 1.9
AMERICAN STANDARD | GOLD 17 | 216763635 | HRCU-A-CB | 5A6H7036A1 | 5PX*BD04AS3 | Ducted Indoor Units | 33400 | 21600 | 2.5 | 24400 | 1.9
AMERICAN STANDARD | GOLD 17 | 216764616 | HRCU-A-CB | 5A6H7036A1 | 5PX*BD04AS3 | Ducted Indoor Units | 33400 | 21600 | 2.5 | 24400 | 1.9
AMERICAN STANDARD | GOLD 17 | 216763637 | HRCU-A-CB | 5A6H7036A1 | 5PX*BD04AS3 | Ducted Indoor Units | 33400 | 21600 | 2.5 | 24400 | 1.9
AMERICAN STANDARD | GOLD 17 | 216766077 | HRCU-A-CB | 5A6H7036A1 | 5PX*BD04AS3 | Ducted Indoor Units | 33400 | 21600 | 2.5 | 24600 | 1.99
AMERICAN STANDARD | GOLD 17 | 216766079 | HRCU-A-CB | 5A6H7036A1 | 5PX*BD04AS3 | Ducted Indoor Units | 33400 | 21600 | 2.5 | 24600 | 1.98
AMERICAN STANDARD | GOLD 17 | 216766041 | HRCU-A-CB | 5A6H7036A1 | 5PX*B006AS3 | Ducted Indoor Units | 32800 | 21600 | 2.71 | 24400 | 2.18
AMERICAN STANDARD | GOLD 17 | 216766043 | HRCU-A-CB | 5A6H7036A1 | 5PX*B006AS3 | Ducted Indoor Units | 32800 | 21400 | 2.7 | 24200 | 2.18
AMERICAN STANDARD | GOLD 17 | 216766045 | HRCU-A-CB | 5A6H7036A1 | 5PX*B006AS3 | Ducted Indoor Units | 32600 | 21400 | 2.7 | 24200 | 2.17
AMERICAN STANDARD | GOLD 17 | 216763615 | HRCU-A-CB | 5A6H7036A1 | 5PX*B006AS3 | Ducted Indoor Units | 32400 | 21200 | 2.7 | 24000 | 2.1
AMERICAN STANDARD | GOLD 17 | 216763613 | HRCU-A-CB | 5A6H7036A1 | 5PX*B006AS3 | Ducted Indoor Units | 32400 | 21200 | 2.7 | 24000 | 2.1
AMERICAN STANDARD | GOLD 17 | 216766047 | HRCU-A-CB | 5A6H7036A1 | 5PX*B006AS3 | Ducted Indoor Units | 32600 | 21400 | 2.7 | 24200 | 2.17
AMERICAN STANDARD | GOLD 17 | 216763623 | HRCU-A-CB | 5A6H7036A1 | 5PX*B006AS3 | Ducted Indoor Units | 32400 | 21200 | 2.7 | 24000 | 2.1
AMERICAN STANDARD | GOLD 17 | 216763625 | HRCU-A-CB | 5A6H7036A1 | 5PX*B006AS3 | Ducted Indoor Units | 32400 | 21200 | 2.7 | 24000 | 2.1
AMERICAN STANDARD | GOLD 17 | 216763627 | HRCU-A-CB | 5A6H7036A1 | 5PX*B006AS3 | Ducted Indoor Units | 32400 | 21200 | 2.7 | 24000 | 2.1
AMERICAN STANDARD | GOLD 17 | 216763629 | HRCU-A-CB | 5A6H7036A1 | 5PX*B006AS3 | Ducted Indoor Units | 32400 | 21200 | 2.7 | 24000 | 2.1
AMERICAN STANDARD | GOLD 17 | 216764602 | HRCU-A-CB | 5A6H7036A1 | 5PX*B006AS3 | Ducted Indoor Units | 32600 | 21400 | 2.7 | 24200 | 2.1
AMERICAN STANDARD | GOLD 17 | 216764608 | HRCU-A-CB | 5A6H7036A1 | 5PX*B006AS3 | Ducted Indoor Units | 32600 | 21400 | 2.7 | 24200 | 2.1
AMERICAN STANDARD | GOLD 17 | 216764596 | HRCU-A-CB | 5A6H7036A1 | 5PX*B006AS3 | Ducted Indoor Units | 32600 | 21400 | 2.7 | 24200 | 2.1
AMERICAN STANDARD | GOLD 17 | 216764610 | HRCU-A-CB | 5A6H7036A1 | 5PX*B006AS3 | Ducted Indoor Units | 32600 | 21400 | 2.7 | 24200 | 2.1
AMERICAN STANDARD | GOLD 17 | 216764604 | HRCU-A-CB | 5A6H7036A1 | 5PX*B006AS3 | Ducted Indoor Units | 32400 | 21200 | 2.7 | 24000 | 2.1
AMERICAN STANDARD | GOLD 17 | 216764612 | HRCU-A-CB | 5A6H7036A1 | 5PX*B006AS3 | Ducted Indoor Units | 32400 | 21200 | 2.7 | 24000 | 2.1
AMERICAN STANDARD | GOLD 17 | 216764598 | HRCU-A-CB | 5A6H7036A1 | 5PX*B006AS3 | Ducted Indoor Units | 32600 | 21400 | 2.7 | 24200 | 2.1
AMERICAN STANDARD | GOLD 17 | 216763607 | HRCU-A-CB | 5A6H7036A1 | 5PX*B006AS3 | Ducted Indoor Units | 32600 | 21400 | 2.7 | 24200 | 2.1
AMERICAN STANDARD | GOLD 17 | 216764600 | HRCU-A-CB | 5A6H7036A1 | 5PX*B006AS3 | Ducted Indoor Units | 32600 | 21400 | 2.7 | 24200 | 2.1
AMERICAN STANDARD | GOLD 17 | 216763609 | HRCU-A-CB | 5A6H7036A1 | 5PX*B006AS3 | Ducted Indoor Units | 32600 | 21400 | 2.7 | 24200 | 2.1
AMERICAN STANDARD | GOLD 17 | 216764606 | HRCU-A-CB | 5A6H7036A1 | 5PX*B006AS3 | Ducted Indoor Units | 32400 | 21200 | 2.7 | 24000 | 2.1
AMERICAN STANDARD | GOLD 17 | 216763611 | HRCU-A-CB | 5A6H7036A1 | 5PX*B006AS3 | Ducted Indoor Units | 32400 | 21200 | 2.7 | 24000 | 2.1
AMERICAN STANDARD | GOLD 17 | 216766049 | HRCU-A-CB | 5A6H7036A1 | 5PX*B006AS3 | Ducted Indoor Units | 32600 | 21400 | 2.7 | 24200 | 2.18
AMERICAN STANDARD | GOLD 17 | 216766051 | HRCU-A-CB | 5A6H7036A1 | 5PX*B006AS3 | Ducted Indoor Units | 32600 | 21400 | 2.7 | 24200 | 2.18
AMERICAN STANDARD | GOLD 17 | 216766053 | HRCU-A-CB | 5A6H7036A1 | 5PX*B006AS3 | Ducted Indoor Units | 32400 | 21200 | 2.7 | 24200 | 2.14
AMERICAN STANDARD | GOLD 17 | 216763633 | HRCU-A-CB | 5A6H7036A1 | 5PX*B006AS3 | Ducted Indoor Units | 33000 | 21600 | 2.71 | 24400 | 2.1
AMERICAN STANDARD | GOLD 17 | 216763605 | HRCU-A-CB | 5A6H7036A1 | 5PX*B006AS3 | Ducted Indoor Units | 32400 | 21200 | 2.7 | 24000 | 2.1
AMERICAN STANDARD | GOLD 17 | 216763601 | HRCU-A-CB | 5A6H7036A1 | 5PX*B006AS3 | Ducted Indoor Units | 32200 | 21200 | 2.7 | 24000 | 2.1
AMERICAN STANDARD | GOLD 17 | 216763631 | HRCU-A-CB | 5A6H7036A1 | 5PX*B006AS3 | Ducted Indoor Units | 32200 | 21200 | 2.7 | 24000 | 2.1
AMERICAN STANDARD | GOLD 17 | 216769905 | HRCU-A-CB | 5A6H7036A1 | 5PX*B006AS3 | Ducted Indoor Units | 32400 | 21200 | 2.7 | 24000 | 2.17
AMERICAN STANDARD | GOLD 17 | 216769903 | HRCU-A-CB | 5A6H7036A1 | 5PX*B006AS3 | Ducted Indoor Units | 32400 | 21200 | 2.7 | 24000 | 2.17
AMERICAN STANDARD | GOLD 17 | 216766005 | HRCU-A-CB | 5A6H7036A1 | 5PX*B004AS3 | Ducted Indoor Units | 32200 | 21000 | 2.6 | 23800 | 2.11
AMERICAN STANDARD | GOLD 17 | 216766013 | HRCU-A-CB | 5A6H7036A1 | 5PX*B004AS3 | Ducted Indoor Units | 32600 | 21400 | 2.6 | 24200 | 2.12
AMERICAN STANDARD | GOLD 17 | 216766015 | HRCU-A-CB | 5A6H7036A1 | 5PX*B004AS3 | Ducted Indoor Units | 32400 | 21200 | 2.6 | 24000 | 2.11
AMERICAN STANDARD | GOLD 17 | 216763581 | HRCU-A-CB | 5A6H7036A1 | 5PX*B004AS3 | Ducted Indoor Units | 32200 | 21200 | 2.6 | 24000 | 2.1
AMERICAN STANDARD | GOLD 17 | 216763569 | HRCU-A-CB | 5A6H7036A1 | 5PX*B004AS3 | Ducted Indoor Units | 32200 | 21200 | 2.6 | 24000 | 2.1
AMERICAN STANDARD | GOLD 17 | 216766017 | HRCU-A-CB | 5A6H7036A1 | 5PX*B004AS3 | Ducted Indoor Units | 32200 | 21200 | 2.6 | 24000 | 2.11
AMERICAN STANDARD | GOLD 17 | 216763585 | HRCU-A-CB | 5A6H7036A1 | 5PX*B004AS3 | Ducted Indoor Units | 32200 | 21200 | 2.6 | 24000 | 2.1
AMERICAN STANDARD | GOLD 17 | 216763587 | HRCU-A-CB | 5A6H7036A1 | 5PX*B004AS3 | Ducted Indoor Units | 32200 | 21200 | 2.6 | 24000 | 2.1
AMERICAN STANDARD | GOLD 17 | 216763589 | HRCU-A-CB | 5A6H7036A1 | 5PX*B004AS3 | Ducted Indoor Units | 32200 | 21200 | 2.6 | 24000 | 2.1
AMERICAN STANDARD | GOLD 17 | 216763591 | HRCU-A-CB | 5A6H7036A1 | 5PX*B004AS3 | Ducted Indoor Units | 32200 | 21200 | 2.6 | 24000 | 2.1
AMERICAN STANDARD | GOLD 17 | 216764590 | HRCU-A-CB | 5A6H7036A1 | 5PX*B004AS3 | Ducted Indoor Units | 32400 | 21200 | 2.7 | 24000 | 2.1
AMERICAN STANDARD | GOLD 17 | 216764594 | HRCU-A-CB | 5A6H7036A1 | 5PX*B004AS3 | Ducted Indoor Units | 32400 | 21200 | 2.7 | 24000 | 2.1
AMERICAN STANDARD | GOLD 17 | 216763595 | HRCU-A-CB | 5A6H7036A1 | 5PX*B004AS3 | Ducted Indoor Units | 32400 | 21200 | 2.7 | 24000 | 2.1
AMERICAN STANDARD | GOLD 17 | 216766019 | HRCU-A-CB | 5A6H7036A1 | 5PX*B004AS3 | Ducted Indoor Units | 32200 | 21200 | 2.6 | 24000 | 2.11
AMERICAN STANDARD | GOLD 17 | 216766021 | HRCU-A-CB | 5A6H7036A1 | 5PX*B004AS3 | Ducted Indoor Units | 32200 | 21200 | 2.6 | 24000 | 2.11
AMERICAN STANDARD | GOLD 17 | 216766027 | HRCU-A-CB | 5A6H7036A1 | 5PX*B004AS3 | Ducted Indoor Units | 32200 | 21200 | 2.6 | 24000 | 2.09
AMERICAN STANDARD | GOLD 17 | 216763575 | HRCU-A-CB | 5A6H7036A1 | 5PX*B004AS3 | Ducted Indoor Units | 32200 | 21200 | 2.6 | 24000 | 2.1
AMERICAN STANDARD | GOLD 17 | 216763577 | HRCU-A-CB | 5A6H7036A1 | 5PX*B004AS3 | Ducted Indoor Units | 31800 | 20800 | 2.61 | 23800 | 2
AMERICAN STANDARD | GOLD 17 | 216769899 | HRCU-A-CB | 5A6H7036A1 | 5PX*B004AS3 | Ducted Indoor Units | 32200 | 21000 | 2.7 | 23800 | 2.11
AMERICAN STANDARD | GOLD 17 | 216769901 | HRCU-A-CB | 5A6H7036A1 | 5PX*B004AS3 | Ducted Indoor Units | 32200 | 21000 | 2.6 | 23800 | 2.11
AMERICAN STANDARD | GOLD 17 | 216769895 | HRCU-A-CB | 5A6H7024A1 | 5TXCC009AS3 | Ducted Indoor Units | 21400 | 15100 | 2.7 | 16900 | 2.1
AMERICAN STANDARD | GOLD 17 | 216769893 | HRCU-A-CB | 5A6H7024A1 | 5TXCC007AS3 | Ducted Indoor Units | 21600 | 15200 | 2.7 | 17100 | 2.06
AMERICAN STANDARD | GOLD 17 | 216763567 | HRCU-A-CB | 5A6H7024A1 | 5TXCC007AS3 | Ducted Indoor Units | 21000 | 14900 | 2.5 | 16800 | 2
AMERICAN STANDARD | GOLD 17 | 216769889 | HRCU-A-CB | 5A6H7024A1 | 5TXCC005AS3 | Ducted Indoor Units | 21400 | 15000 | 2.6 | 16900 | 2
AMERICAN STANDARD | GOLD 17 | 216769891 | HRCU-A-CB | 5A6H7024A1 | 5TXCC005AS3 | Ducted Indoor Units | 21200 | 15100 | 2.5 | 16900 | 1.97
AMERICAN STANDARD | GOLD 17 | 216765975 | HRCU-A-CB | 5A6H7024A1 | 5TXCB006AS3 | Ducted Indoor Units | 21200 | 15100 | 2.6 | 17000 | 2.02
AMERICAN STANDARD | GOLD 17 | 216765999 | HRCU-A-CB | 5A6H7024A1 | 5TXCB006AS3 | Ducted Indoor Units | 21800 | 15400 | 2.7 | 17400 | 2.08
AMERICAN STANDARD | GOLD 17 | 216765977 | HRCU-A-CB | 5A6H7024A1 | 5TXCB006AS3 | Ducted Indoor Units | 21200 | 15000 | 2.6 | 16900 | 2.02
AMERICAN STANDARD | GOLD 17 | 216765985 | HRCU-A-CB | 5A6H7024A1 | 5TXCB006AS3 | Ducted Indoor Units | 21800 | 15500 | 2.7 | 17400 | 2.08
AMERICAN STANDARD | GOLD 17 | 216765979 | HRCU-A-CB | 5A6H7024A1 | 5TXCB006AS3 | Ducted Indoor Units | 21200 | 15100 | 2.5 | 17000 | 2.01
AMERICAN STANDARD | GOLD 17 | 216763551 | HRCU-A-CB | 5A6H7024A1 | 5TXCB006AS3 | Ducted Indoor Units | 21800 | 15500 | 2.6 | 17400 | 2
AMERICAN STANDARD | GOLD 17 | 216763549 | HRCU-A-CB | 5A6H7024A1 | 5TXCB006AS3 | Ducted Indoor Units | 21800 | 15500 | 2.6 | 17400 | 2
AMERICAN STANDARD | GOLD 17 | 216763555 | HRCU-A-CB | 5A6H7024A1 | 5TXCB006AS3 | Ducted Indoor Units | 21400 | 15200 | 2.61 | 17100 | 2
AMERICAN STANDARD | GOLD 17 | 216763557 | HRCU-A-CB | 5A6H7024A1 | 5TXCB006AS3 | Ducted Indoor Units | 21400 | 15200 | 2.61 | 17100 | 2
AMERICAN STANDARD | GOLD 17 | 216765987 | HRCU-A-CB | 5A6H7024A1 | 5TXCB006AS3 | Ducted Indoor Units | 21800 | 15500 | 2.7 | 17400 | 2.08
AMERICAN STANDARD | GOLD 17 | 216763547 | HRCU-A-CB | 5A6H7024A1 | 5TXCB006AS3 | Ducted Indoor Units | 21800 | 15500 | 2.7 | 17400 | 2
AMERICAN STANDARD | GOLD 17 | 216763545 | HRCU-A-CB | 5A6H7024A1 | 5TXCB006AS3 | Ducted Indoor Units | 21800 | 15500 | 2.7 | 17400 | 2
AMERICAN STANDARD | GOLD 17 | 216763559 | HRCU-A-CB | 5A6H7024A1 | 5TXCB006AS3 | Ducted Indoor Units | 21000 | 14900 | 2.5 | 16800 | 1.9
AMERICAN STANDARD | GOLD 17 | 216763561 | HRCU-A-CB | 5A6H7024A1 | 5TXCB006AS3 | Ducted Indoor Units | 21000 | 14900 | 2.5 | 16800 | 1.9
AMERICAN STANDARD | GOLD 17 | 216763543 | HRCU-A-CB | 5A6H7024A1 | 5TXCB006AS3 | Ducted Indoor Units | 22000 | 15500 | 2.7 | 17400 | 2
AMERICAN STANDARD | GOLD 17 | 216763541 | HRCU-A-CB | 5A6H7024A1 | 5TXCB006AS3 | Ducted Indoor Units | 22000 | 15500 | 2.7 | 17400 | 2
AMERICAN STANDARD | GOLD 17 | 216765981 | HRCU-A-CB | 5A6H7024A1 | 5TXCB006AS3 | Ducted Indoor Units | 21400 | 15200 | 2.61 | 17100 | 2.04
AMERICAN STANDARD | GOLD 17 | 216763563 | HRCU-A-CB | 5A6H7024A1 | 5TXCB006AS3 | Ducted Indoor Units | 21400 | 15200 | 2.61 | 17100 | 2
AMERICAN STANDARD | GOLD 17 | 216765989 | HRCU-A-CB | 5A6H7024A1 | 5TXCB006AS3 | Ducted Indoor Units | 21800 | 15500 | 2.6 | 17400 | 2.07
AMERICAN STANDARD | GOLD 17 | 216765991 | HRCU-A-CB | 5A6H7024A1 | 5TXCB006AS3 | Ducted Indoor Units | 21800 | 15400 | 2.59 | 17300 | 2.05
AMERICAN STANDARD | GOLD 17 | 216765993 | HRCU-A-CB | 5A6H7024A1 | 5TXCB006AS3 | Ducted Indoor Units | 22000 | 15500 | 2.6 | 17500 | 2.08
AMERICAN STANDARD | GOLD 17 | 216763539 | HRCU-A-CB | 5A6H7024A1 | 5TXCB006AS3 | Ducted Indoor Units | 21800 | 15400 | 2.59 | 17300 | 2
AMERICAN STANDARD | GOLD 17 | 216763537 | HRCU-A-CB | 5A6H7024A1 | 5TXCB006AS3 | Ducted Indoor Units | 22000 | 15500 | 2.6 | 17500 | 2
AMERICAN STANDARD | GOLD 17 | 216763535 | HRCU-A-CB | 5A6H7024A1 | 5TXCB006AS3 | Ducted Indoor Units | 22000 | 15500 | 2.6 | 17500 | 2
AMERICAN STANDARD | GOLD 17 | 216763531 | HRCU-A-CB | 5A6H7024A1 | 5TXCB006AS3 | Ducted Indoor Units | 21800 | 15400 | 2.7 | 17300 | 2
AMERICAN STANDARD | GOLD 17 | 216763529 | HRCU-A-CB | 5A6H7024A1 | 5TXCB006AS3 | Ducted Indoor Units | 21800 | 15400 | 2.7 | 17400 | 2
AMERICAN STANDARD | GOLD 17 | 216763533 | HRCU-A-CB | 5A6H7024A1 | 5TXCB006AS3 | Ducted Indoor Units | 21200 | 15100 | 2.6 | 17000 | 2
AMERICAN STANDARD | GOLD 17 | 216763553 | HRCU-A-CB | 5A6H7024A1 | 5TXCB006AS3 | Ducted Indoor Units | 21200 | 15100 | 2.6 | 16900 | 2
AMERICAN STANDARD | GOLD 17 | 216765945 | HRCU-A-CB | 5A6H7024A1 | 5TXCB004AS3 | Ducted Indoor Units | 21800 | 15300 | 2.61 | 17200 | 2.02
AMERICAN STANDARD | GOLD 17 | 216765929 | HRCU-A-CB | 5A6H7024A1 | 5TXCB004AS3 | Ducted Indoor Units | 21200 | 15100 | 2.5 | 16900 | 1.96
AMERICAN STANDARD | GOLD 17 | 216765955 | HRCU-A-CB | 5A6H7024A1 | 5TXCB004AS3 | Ducted Indoor Units | 21800 | 15300 | 2.61 | 17200 | 2.02
AMERICAN STANDARD | GOLD 17 | 216763485 | HRCU-A-CB | 5A6H7024A1 | 5TXCB004AS3 | Ducted Indoor Units | 21800 | 15300 | 2.61 | 17200 | 2
AMERICAN STANDARD | GOLD 17 | 216763483 | HRCU-A-CB | 5A6H7024A1 | 5TXCB004AS3 | Ducted Indoor Units | 21800 | 15300 | 2.61 | 17200 | 2
AMERICAN STANDARD | GOLD 17 | 216763515 | HRCU-A-CB | 5A6H7024A1 | 5TXCB004AS3 | Ducted Indoor Units | 21200 | 15000 | 2.5 | 16900 | 1.9
AMERICAN STANDARD | GOLD 17 | 216763517 | HRCU-A-CB | 5A6H7024A1 | 5TXCB004AS3 | Ducted Indoor Units | 21200 | 15000 | 2.5 | 16900 | 1.9
AMERICAN STANDARD | GOLD 17 | 216765951 | HRCU-A-CB | 5A6H7024A1 | 5TXCB004AS3 | Ducted Indoor Units | 21800 | 15300 | 2.61 | 17200 | 2.02
AMERICAN STANDARD | GOLD 17 | 216763481 | HRCU-A-CB | 5A6H7024A1 | 5TXCB004AS3 | Ducted Indoor Units | 21800 | 15300 | 2.61 | 17200 | 2
AMERICAN STANDARD | GOLD 17 | 216763489 | HRCU-A-CB | 5A6H7024A1 | 5TXCB004AS3 | Ducted Indoor Units | 21800 | 15300 | 2.61 | 17200 | 2
AMERICAN STANDARD | GOLD 17 | 216763491 | HRCU-A-CB | 5A6H7024A1 | 5TXCB004AS3 | Ducted Indoor Units | 21800 | 15300 | 2.61 | 17300 | 2
AMERICAN STANDARD | GOLD 17 | 216763493 | HRCU-A-CB | 5A6H7024A1 | 5TXCB004AS3 | Ducted Indoor Units | 21800 | 15400 | 2.59 | 17300 | 2
AMERICAN STANDARD | GOLD 17 | 216765943 | HRCU-A-CB | 5A6H7024A1 | 5TXCB004AS3 | Ducted Indoor Units | 21200 | 15100 | 2.5 | 16900 | 1.96
AMERICAN STANDARD | GOLD 17 | 216763523 | HRCU-A-CB | 5A6H7024A1 | 5TXCB004AS3 | Ducted Indoor Units | 21200 | 15100 | 2.5 | 16900 | 1.9
AMERICAN STANDARD | GOLD 17 | 216764570 | HRCU-A-CB | 5A6H7024A1 | 5TXCB004AS3 | Ducted Indoor Units | 21600 | 15100 | 2.5 | 17000 | 1.9
AMERICAN STANDARD | GOLD 17 | 216764568 | HRCU-A-CB | 5A6H7024A1 | 5TXCB004AS3 | Ducted Indoor Units | 21600 | 15100 | 2.5 | 17000 | 1.9
AMERICAN STANDARD | GOLD 17 | 216764578 | HRCU-A-CB | 5A6H7024A1 | 5TXCB004AS3 | Ducted Indoor Units | 21600 | 15200 | 2.61 | 17100 | 2
AMERICAN STANDARD | GOLD 17 | 216764574 | HRCU-A-CB | 5A6H7024A1 | 5TXCB004AS3 | Ducted Indoor Units | 21600 | 15200 | 2.61 | 17100 | 2
AMERICAN STANDARD | GOLD 17 | 216764572 | HRCU-A-CB | 5A6H7024A1 | 5TXCB004AS3 | Ducted Indoor Units | 21800 | 15300 | 2.61 | 17200 | 2
AMERICAN STANDARD | GOLD 17 | 216764576 | HRCU-A-CB | 5A6H7024A1 | 5TXCB004AS3 | Ducted Indoor Units | 21800 | 15300 | 2.61 | 17200 | 2
AMERICAN STANDARD | GOLD 17 | 216764560 | HRCU-A-CB | 5A6H7024A1 | 5TXCB004AS3 | Ducted Indoor Units | 21600 | 15100 | 2.5 | 17000 | 1.9
AMERICAN STANDARD | GOLD 17 | 216763495 | HRCU-A-CB | 5A6H7024A1 | 5TXCB004AS3 | Ducted Indoor Units | 21600 | 15100 | 2.5 | 17000 | 1.9
AMERICAN STANDARD | GOLD 17 | 216764562 | HRCU-A-CB | 5A6H7024A1 | 5TXCB004AS3 | Ducted Indoor Units | 21600 | 15200 | 2.61 | 17100 | 2
AMERICAN STANDARD | GOLD 17 | 216763497 | HRCU-A-CB | 5A6H7024A1 | 5TXCB004AS3 | Ducted Indoor Units | 21600 | 15200 | 2.61 | 17100 | 2
AMERICAN STANDARD | GOLD 17 | 216764564 | HRCU-A-CB | 5A6H7024A1 | 5TXCB004AS3 | Ducted Indoor Units | 21600 | 15200 | 2.5 | 17100 | 1.9
AMERICAN STANDARD | GOLD 17 | 216763499 | HRCU-A-CB | 5A6H7024A1 | 5TXCB004AS3 | Ducted Indoor Units | 21600 | 15200 | 2.5 | 17100 | 1.9
AMERICAN STANDARD | GOLD 17 | 216764566 | HRCU-A-CB | 5A6H7024A1 | 5TXCB004AS3 | Ducted Indoor Units | 21800 | 15300 | 2.61 | 17200 | 2
AMERICAN STANDARD | GOLD 17 | 216763501 | HRCU-A-CB | 5A6H7024A1 | 5TXCB004AS3 | Ducted Indoor Units | 21800 | 15300 | 2.61 | 17200 | 2
AMERICAN STANDARD | GOLD 17 | 216765949 | HRCU-A-CB | 5A6H7024A1 | 5TXCB004AS3 | Ducted Indoor Units | 21800 | 15300 | 2.61 | 17200 | 2.02
AMERICAN STANDARD | GOLD 17 | 216765947 | HRCU-A-CB | 5A6H7024A1 | 5TXCB004AS3 | Ducted Indoor Units | 21800 | 15400 | 2.59 | 17300 | 2.02
AMERICAN STANDARD | GOLD 17 | 216765957 | HRCU-A-CB | 5A6H7024A1 | 5TXCB004AS3 | Ducted Indoor Units | 21800 | 15400 | 2.59 | 17300 | 2.02
AMERICAN STANDARD | GOLD 17 | 216763503 | HRCU-A-CB | 5A6H7024A1 | 5TXCB004AS3 | Ducted Indoor Units | 21400 | 15200 | 2.5 | 17000 | 1.9
AMERICAN STANDARD | GOLD 17 | 216763505 | HRCU-A-CB | 5A6H7024A1 | 5TXCB004AS3 | Ducted Indoor Units | 22000 | 15700 | 2.5 | 17600 | 1.9
AMERICAN STANDARD | GOLD 17 | 216763507 | HRCU-A-CB | 5A6H7024A1 | 5TXCB004AS3 | Ducted Indoor Units | 21800 | 15400 | 2.59 | 17300 | 2
AMERICAN STANDARD | GOLD 17 | 216763509 | HRCU-A-CB | 5A6H7024A1 | 5TXCB004AS3 | Ducted Indoor Units | 21800 | 15400 | 2.59 | 17300 | 2
AMERICAN STANDARD | GOLD 17 | 216763511 | HRCU-A-CB | 5A6H7024A1 | 5TXCB004AS3 | Ducted Indoor Units | 21600 | 15300 | 2.61 | 17200 | 2
AMERICAN STANDARD | GOLD 17 | 216763527 | HRCU-A-CB | 5A6H7024A1 | 5TXCB004AS3 | Ducted Indoor Units | 21600 | 15300 | 2.61 | 17200 | 2
AMERICAN STANDARD | GOLD 17 | 216763479 | HRCU-A-CB | 5A6H7024A1 | 5TEMCD05AV41+TD | Ducted Indoor Units | 21600 | 15200 | 2.7 | 17200 | 2.1
AMERICAN STANDARD | GOLD 17 | 216763477 | HRCU-A-CB | 5A6H7024A1 | 5TEMCD04AV31+TD | Ducted Indoor Units | 21600 | 15200 | 2.7 | 17200 | 2.1
AMERICAN STANDARD | GOLD 17 | 216763475 | HRCU-A-CB | 5A6H7024A1 | 5TEMCB03AV31+TD | Ducted Indoor Units | 22200 | 15500 | 2.7 | 17400 | 2
AMERICAN STANDARD | GOLD 17 | 216763473 | HRCU-A-CB | 5A6H7024A1 | 5TEMCB02AV21+TD | Ducted Indoor Units | 22400 | 15600 | 2.71 | 17500 | 2
AMERICAN STANDARD | GOLD 17 | 216763471 | HRCU-A-CB | 5A6H7024A1 | 5TEM6D05AV41+TD | Ducted Indoor Units | 21800 | 15400 | 2.8 | 17400 | 2.1
AMERICAN STANDARD | GOLD 17 | 216763469 | HRCU-A-CB | 5A6H7024A1 | 5TEM6D04AV31+TD | Ducted Indoor Units | 21800 | 15400 | 2.8 | 17400 | 2.1
AMERICAN STANDARD | GOLD 17 | 216763467 | HRCU-A-CB | 5A6H7024A1 | 5TEM6B03AV21+TD | Ducted Indoor Units | 22400 | 15600 | 2.6 | 17500 | 2
AMERICAN STANDARD | GOLD 17 | 216763465 | HRCU-A-CB | 5A6H7024A1 | 5TEM6B02AV21+TD | Ducted Indoor Units | 22400 | 15600 | 2.6 | 17500 | 2
AMERICAN STANDARD | GOLD 17 | 216763463 | HRCU-A-CB | 5A6H7024A1 | 5TAMXD05AV41 | Ducted Indoor Units | 21800 | 15200 | 2.61 | 17100 | 2
AMERICAN STANDARD | GOLD 17 | 216763461 | HRCU-A-CB | 5A6H7024A1 | 5TAMXD04AV31 | Ducted Indoor Units | 21800 | 15300 | 2.61 | 17200 | 2
AMERICAN STANDARD | GOLD 17 | 216763459 | HRCU-A-CB | 5A6H7024A1 | 5TAMXC03AV31 | Ducted Indoor Units | 22000 | 15300 | 2.51 | 17200 | 1.9
AMERICAN STANDARD | GOLD 17 | 216769887 | HRCU-A-CB | 5A6H7024A1 | 5TAM5C04AC31 | Ducted Indoor Units | 22000 | 15200 | 2.5 | 17100 | 1.97
AMERICAN STANDARD | GOLD 17 | 216763457 | HRCU-A-CB | 5A6H7024A1 | 5TAM5C03AC21 | Ducted Indoor Units | 21800 | 15100 | 2.5 | 16900 | 1.9
AMERICAN STANDARD | GOLD 17 | 216769885 | HRCU-A-CB | 5A6H7024A1 | 5PX*CD09AS3 | Ducted Indoor Units | 21400 | 15100 | 2.6 | 17000 | 2.04
AMERICAN STANDARD | GOLD 17 | 216769883 | HRCU-A-CB | 5A6H7024A1 | 5PX*CD07AS3 | Ducted Indoor Units | 22000 | 15300 | 2.51 | 17100 | 1.94
AMERICAN STANDARD | GOLD 17 | 216769881 | HRCU-A-CB | 5A6H7024A1 | 5PX*C009AS3 | Ducted Indoor Units | 21400 | 15100 | 2.7 | 16900 | 2.1
AMERICAN STANDARD | GOLD 17 | 216769879 | HRCU-A-CB | 5A6H7024A1 | 5PX*C007AS3 | Ducted Indoor Units | 21600 | 15200 | 2.7 | 17100 | 2.06
AMERICAN STANDARD | GOLD 17 | 216763451 | HRCU-A-CB | 5A6H7024A1 | 5PX*C007AS3 | Ducted Indoor Units | 21400 | 15200 | 2.61 | 17100 | 2
AMERICAN STANDARD | GOLD 17 | 216769877 | HRCU-A-CB | 5A6H7024A1 | 5PX*C005AS3 | Ducted Indoor Units | 21400 | 15000 | 2.6 | 16900 | 2
AMERICAN STANDARD | GOLD 17 | 216763449 | HRCU-A-CB | 5A6H7024A1 | 5PX*C005AS3 | Ducted Indoor Units | 21200 | 15100 | 2.5 | 16900 | 1.9
AMERICAN STANDARD | GOLD 17 | 216765899 | HRCU-A-CB | 5A6H7024A1 | 5PX*BD06AS3 | Ducted Indoor Units | 22200 | 15500 | 2.5 | 17400 | 1.99
AMERICAN STANDARD | GOLD 17 | 216763441 | HRCU-A-CB | 5A6H7024A1 | 5PX*BD06AS3 | Ducted Indoor Units | 22200 | 15500 | 2.5 | 17400 | 1.9
AMERICAN STANDARD | GOLD 17 | 216763445 | HRCU-A-CB | 5A6H7024A1 | 5PX*BD06AS3 | Ducted Indoor Units | 22200 | 15500 | 2.5 | 17400 | 1.9
AMERICAN STANDARD | GOLD 17 | 216763433 | HRCU-A-CB | 5A6H7024A1 | 5PX*BD06AS3 | Ducted Indoor Units | 22200 | 15500 | 2.5 | 17400 | 1.9
AMERICAN STANDARD | GOLD 17 | 216763439 | HRCU-A-CB | 5A6H7024A1 | 5PX*BD06AS3 | Ducted Indoor Units | 22200 | 15500 | 2.5 | 17400 | 1.9
AMERICAN STANDARD | GOLD 17 | 216765903 | HRCU-A-CB | 5A6H7024A1 | 5PX*BD06AS3 | Ducted Indoor Units | 22200 | 15500 | 2.5 | 17400 | 1.99
AMERICAN STANDARD | GOLD 17 | 216765905 | HRCU-A-CB | 5A6H7024A1 | 5PX*BD06AS3 | Ducted Indoor Units | 22200 | 15500 | 2.5 | 17400 | 1.98
AMERICAN STANDARD | GOLD 17 | 216765907 | HRCU-A-CB | 5A6H7024A1 | 5PX*BD06AS3 | Ducted Indoor Units | 22200 | 15500 | 2.5 | 17300 | 1.95
AMERICAN STANDARD | GOLD 17 | 216765909 | HRCU-A-CB | 5A6H7024A1 | 5PX*BD06AS3 | Ducted Indoor Units | 22400 | 15600 | 2.5 | 17500 | 1.98
AMERICAN STANDARD | GOLD 17 | 216763435 | HRCU-A-CB | 5A6H7024A1 | 5PX*BD06AS3 | Ducted Indoor Units | 22200 | 15500 | 2.5 | 17300 | 1.9
AMERICAN STANDARD | GOLD 17 | 216763443 | HRCU-A-CB | 5A6H7024A1 | 5PX*BD06AS3 | Ducted Indoor Units | 22200 | 15600 | 2.5 | 17400 | 1.9
AMERICAN STANDARD | GOLD 17 | 216765863 | HRCU-A-CB | 5A6H7024A1 | 5PX*B006AS3 | Ducted Indoor Units | 21800 | 15400 | 2.7 | 17400 | 2.08
AMERICAN STANDARD | GOLD 17 | 216765829 | HRCU-A-CB | 5A6H7024A1 | 5PX*B006AS3 | Ducted Indoor Units | 21400 | 15200 | 2.61 | 17100 | 2.05
AMERICAN STANDARD | GOLD 17 | 216765861 | HRCU-A-CB | 5A6H7024A1 | 5PX*B006AS3 | Ducted Indoor Units | 21800 | 15500 | 2.7 | 17400 | 2.08
AMERICAN STANDARD | GOLD 17 | 216765827 | HRCU-A-CB | 5A6H7024A1 | 5PX*B006AS3 | Ducted Indoor Units | 21200 | 15100 | 2.6 | 17000 | 2.02
AMERICAN STANDARD | GOLD 17 | 216763399 | HRCU-A-CB | 5A6H7024A1 | 5PX*B006AS3 | Ducted Indoor Units | 21800 | 15500 | 2.6 | 17400 | 2
AMERICAN STANDARD | GOLD 17 | 216763397 | HRCU-A-CB | 5A6H7024A1 | 5PX*B006AS3 | Ducted Indoor Units | 21800 | 15500 | 2.6 | 17400 | 2
AMERICAN STANDARD | GOLD 17 | 216763417 | HRCU-A-CB | 5A6H7024A1 | 5PX*B006AS3 | Ducted Indoor Units | 21200 | 15200 | 2.61 | 17100 | 2
AMERICAN STANDARD | GOLD 17 | 216763419 | HRCU-A-CB | 5A6H7024A1 | 5PX*B006AS3 | Ducted Indoor Units | 21200 | 15200 | 2.61 | 17100 | 2
AMERICAN STANDARD | GOLD 17 | 216765859 | HRCU-A-CB | 5A6H7024A1 | 5PX*B006AS3 | Ducted Indoor Units | 21800 | 15500 | 2.7 | 17400 | 2.08
AMERICAN STANDARD | GOLD 17 | 216763395 | HRCU-A-CB | 5A6H7024A1 | 5PX*B006AS3 | Ducted Indoor Units | 21800 | 15500 | 2.7 | 17400 | 2
AMERICAN STANDARD | GOLD 17 | 216763393 | HRCU-A-CB | 5A6H7024A1 | 5PX*B006AS3 | Ducted Indoor Units | 21800 | 15500 | 2.7 | 17400 | 2
AMERICAN STANDARD | GOLD 17 | 216763389 | HRCU-A-CB | 5A6H7024A1 | 5PX*B006AS3 | Ducted Indoor Units | 21400 | 15300 | 2.61 | 17200 | 2
AMERICAN STANDARD | GOLD 17 | 216763421 | HRCU-A-CB | 5A6H7024A1 | 5PX*B006AS3 | Ducted Indoor Units | 21400 | 15300 | 2.61 | 17200 | 2
AMERICAN STANDARD | GOLD 17 | 216763391 | HRCU-A-CB | 5A6H7024A1 | 5PX*B006AS3 | Ducted Indoor Units | 22000 | 15500 | 2.7 | 17400 | 2
AMERICAN STANDARD | GOLD 17 | 216763413 | HRCU-A-CB | 5A6H7024A1 | 5PX*B006AS3 | Ducted Indoor Units | 22000 | 15500 | 2.7 | 17400 | 2
AMERICAN STANDARD | GOLD 17 | 216765865 | HRCU-A-CB | 5A6H7024A1 | 5PX*B006AS3 | Ducted Indoor Units | 21400 | 15200 | 2.61 | 17100 | 2.05
AMERICAN STANDARD | GOLD 17 | 216763387 | HRCU-A-CB | 5A6H7024A1 | 5PX*B006AS3 | Ducted Indoor Units | 21400 | 15200 | 2.61 | 17100 | 2
AMERICAN STANDARD | GOLD 17 | 216765857 | HRCU-A-CB | 5A6H7024A1 | 5PX*B006AS3 | Ducted Indoor Units | 21800 | 15500 | 2.6 | 17400 | 2.08
AMERICAN STANDARD | GOLD 17 | 216765855 | HRCU-A-CB | 5A6H7024A1 | 5PX*B006AS3 | Ducted Indoor Units | 22000 | 15500 | 2.6 | 17500 | 2.08
AMERICAN STANDARD | GOLD 17 | 216765853 | HRCU-A-CB | 5A6H7024A1 | 5PX*B006AS3 | Ducted Indoor Units | 22000 | 15600 | 2.6 | 17500 | 2.08
AMERICAN STANDARD | GOLD 17 | 216763411 | HRCU-A-CB | 5A6H7024A1 | 5PX*B006AS3 | Ducted Indoor Units | 21800 | 15400 | 2.59 | 17300 | 2
AMERICAN STANDARD | GOLD 17 | 216763409 | HRCU-A-CB | 5A6H7024A1 | 5PX*B006AS3 | Ducted Indoor Units | 22000 | 15500 | 2.6 | 17500 | 2
AMERICAN STANDARD | GOLD 17 | 216763415 | HRCU-A-CB | 5A6H7024A1 | 5PX*B006AS3 | Ducted Indoor Units | 22000 | 15500 | 2.6 | 17500 | 2
AMERICAN STANDARD | GOLD 17 | 216763407 | HRCU-A-CB | 5A6H7024A1 | 5PX*B006AS3 | Ducted Indoor Units | 21800 | 15400 | 2.7 | 17300 | 2.1
AMERICAN STANDARD | GOLD 17 | 216763405 | HRCU-A-CB | 5A6H7024A1 | 5PX*B006AS3 | Ducted Indoor Units | 21800 | 15400 | 2.7 | 17400 | 2
AMERICAN STANDARD | GOLD 17 | 216763403 | HRCU-A-CB | 5A6H7024A1 | 5PX*B006AS3 | Ducted Indoor Units | 21400 | 15300 | 2.61 | 17200 | 2
AMERICAN STANDARD | GOLD 17 | 216763401 | HRCU-A-CB | 5A6H7024A1 | 5PX*B006AS3 | Ducted Indoor Units | 21400 | 15200 | 2.61 | 17100 | 2
AMERICAN STANDARD | GOLD 17 | 216765817 | HRCU-A-CB | 5A6H7024A1 | 5PX*B004AS3 | Ducted Indoor Units | 21800 | 15300 | 2.61 | 17200 | 2.02
AMERICAN STANDARD | GOLD 17 | 216765823 | HRCU-A-CB | 5A6H7024A1 | 5PX*B004AS3 | Ducted Indoor Units | 21200 | 15100 | 2.5 | 16900 | 1.96
AMERICAN STANDARD | GOLD 17 | 216765787 | HRCU-A-CB | 5A6H7024A1 | 5PX*B004AS3 | Ducted Indoor Units | 21800 | 15300 | 2.61 | 17200 | 2.02
AMERICAN STANDARD | GOLD 17 | 216763365 | HRCU-A-CB | 5A6H7024A1 | 5PX*B004AS3 | Ducted Indoor Units | 21800 | 15300 | 2.61 | 17200 | 2
AMERICAN STANDARD | GOLD 17 | 216763363 | HRCU-A-CB | 5A6H7024A1 | 5PX*B004AS3 | Ducted Indoor Units | 21800 | 15300 | 2.61 | 17200 | 2
AMERICAN STANDARD | GOLD 17 | 216763381 | HRCU-A-CB | 5A6H7024A1 | 5PX*B004AS3 | Ducted Indoor Units | 21200 | 15000 | 2.5 | 16900 | 1.9
AMERICAN STANDARD | GOLD 17 | 216763377 | HRCU-A-CB | 5A6H7024A1 | 5PX*B004AS3 | Ducted Indoor Units | 21200 | 15000 | 2.5 | 16900 | 1.9
AMERICAN STANDARD | GOLD 17 | 216765825 | HRCU-A-CB | 5A6H7024A1 | 5PX*B004AS3 | Ducted Indoor Units | 21800 | 15400 | 2.59 | 17200 | 2.02
AMERICAN STANDARD | GOLD 17 | 216763361 | HRCU-A-CB | 5A6H7024A1 | 5PX*B004AS3 | Ducted Indoor Units | 21800 | 15300 | 2.61 | 17200 | 2
AMERICAN STANDARD | GOLD 17 | 216763359 | HRCU-A-CB | 5A6H7024A1 | 5PX*B004AS3 | Ducted Indoor Units | 21800 | 15300 | 2.61 | 17200 | 2
AMERICAN STANDARD | GOLD 17 | 216763375 | HRCU-A-CB | 5A6H7024A1 | 5PX*B004AS3 | Ducted Indoor Units | 21200 | 15100 | 2.5 | 17000 | 1.9
AMERICAN STANDARD | GOLD 17 | 216763373 | HRCU-A-CB | 5A6H7024A1 | 5PX*B004AS3 | Ducted Indoor Units | 21400 | 15100 | 2.5 | 17000 | 1.9
AMERICAN STANDARD | GOLD 17 | 216763357 | HRCU-A-CB | 5A6H7024A1 | 5PX*B004AS3 | Ducted Indoor Units | 21800 | 15300 | 2.61 | 17300 | 2
AMERICAN STANDARD | GOLD 17 | 216763355 | HRCU-A-CB | 5A6H7024A1 | 5PX*B004AS3 | Ducted Indoor Units | 21800 | 15400 | 2.59 | 17300 | 2
AMERICAN STANDARD | GOLD 17 | 216765819 | HRCU-A-CB | 5A6H7024A1 | 5PX*B004AS3 | Ducted Indoor Units | 21200 | 15000 | 2.5 | 16900 | 1.96
AMERICAN STANDARD | GOLD 17 | 216763371 | HRCU-A-CB | 5A6H7024A1 | 5PX*B004AS3 | Ducted Indoor Units | 21200 | 15000 | 2.5 | 16900 | 1.9
AMERICAN STANDARD | GOLD 17 | 216764542 | HRCU-A-CB | 5A6H7024A1 | 5PX*B004AS3 | Ducted Indoor Units | 21400 | 15100 | 2.5 | 17000 | 1.9
AMERICAN STANDARD | GOLD 17 | 216764540 | HRCU-A-CB | 5A6H7024A1 | 5PX*B004AS3 | Ducted Indoor Units | 21400 | 15100 | 2.5 | 17000 | 1.9
AMERICAN STANDARD | GOLD 17 | 216764544 | HRCU-A-CB | 5A6H7024A1 | 5PX*B004AS3 | Ducted Indoor Units | 21600 | 15200 | 2.61 | 17100 | 2
AMERICAN STANDARD | GOLD 17 | 216764556 | HRCU-A-CB | 5A6H7024A1 | 5PX*B004AS3 | Ducted Indoor Units | 21600 | 15200 | 2.61 | 17100 | 2
AMERICAN STANDARD | GOLD 17 | 216764546 | HRCU-A-CB | 5A6H7024A1 | 5PX*B004AS3 | Ducted Indoor Units | 21800 | 15300 | 2.61 | 17200 | 2
AMERICAN STANDARD | GOLD 17 | 216764548 | HRCU-A-CB | 5A6H7024A1 | 5PX*B004AS3 | Ducted Indoor Units | 21800 | 15300 | 2.61 | 17200 | 2
AMERICAN STANDARD | GOLD 17 | 216764558 | HRCU-A-CB | 5A6H7024A1 | 5PX*B004AS3 | Ducted Indoor Units | 21400 | 15100 | 2.5 | 17000 | 1.9
AMERICAN STANDARD | GOLD 17 | 216763353 | HRCU-A-CB | 5A6H7024A1 | 5PX*B004AS3 | Ducted Indoor Units | 21400 | 15100 | 2.5 | 17000 | 1.9
AMERICAN STANDARD | GOLD 17 | 216764550 | HRCU-A-CB | 5A6H7024A1 | 5PX*B004AS3 | Ducted Indoor Units | 21600 | 15200 | 2.61 | 17100 | 2
AMERICAN STANDARD | GOLD 17 | 216763351 | HRCU-A-CB | 5A6H7024A1 | 5PX*B004AS3 | Ducted Indoor Units | 21600 | 15200 | 2.61 | 17100 | 2
AMERICAN STANDARD | GOLD 17 | 216764552 | HRCU-A-CB | 5A6H7024A1 | 5PX*B004AS3 | Ducted Indoor Units | 21600 | 15200 | 2.5 | 17100 | 1.9
AMERICAN STANDARD | GOLD 17 | 216763349 | HRCU-A-CB | 5A6H7024A1 | 5PX*B004AS3 | Ducted Indoor Units | 21600 | 15200 | 2.5 | 17100 | 1.9
AMERICAN STANDARD | GOLD 17 | 216764554 | HRCU-A-CB | 5A6H7024A1 | 5PX*B004AS3 | Ducted Indoor Units | 21800 | 15300 | 2.61 | 17200 | 2
AMERICAN STANDARD | GOLD 17 | 216763347 | HRCU-A-CB | 5A6H7024A1 | 5PX*B004AS3 | Ducted Indoor Units | 21800 | 15300 | 2.61 | 17200 | 2
AMERICAN STANDARD | GOLD 17 | 216765793 | HRCU-A-CB | 5A6H7024A1 | 5PX*B004AS3 | Ducted Indoor Units | 21800 | 15300 | 2.61 | 17200 | 2.02
AMERICAN STANDARD | GOLD 17 | 216765791 | HRCU-A-CB | 5A6H7024A1 | 5PX*B004AS3 | Ducted Indoor Units | 21800 | 15400 | 2.59 | 17300 | 2.02
AMERICAN STANDARD | GOLD 17 | 216765797 | HRCU-A-CB | 5A6H7024A1 | 5PX*B004AS3 | Ducted Indoor Units | 21800 | 15400 | 2.59 | 17300 | 2.02
AMERICAN STANDARD | GOLD 17 | 216763345 | HRCU-A-CB | 5A6H7024A1 | 5PX*B004AS3 | Ducted Indoor Units | 21400 | 15200 | 2.5 | 17000 | 1.9
AMERICAN STANDARD | GOLD 17 | 216763343 | HRCU-A-CB | 5A6H7024A1 | 5PX*B004AS3 | Ducted Indoor Units | 22000 | 15700 | 2.5 | 17600 | 1.9
AMERICAN STANDARD | GOLD 17 | 216763341 | HRCU-A-CB | 5A6H7024A1 | 5PX*B004AS3 | Ducted Indoor Units | 21800 | 15500 | 2.6 | 17300 | 2
AMERICAN STANDARD | GOLD 17 | 216763339 | HRCU-A-CB | 5A6H7024A1 | 5PX*B004AS3 | Ducted Indoor Units | 21800 | 15400 | 2.59 | 17300 | 2
AMERICAN STANDARD | GOLD 17 | 216763385 | HRCU-A-CB | 5A6H7024A1 | 5PX*B004AS3 | Ducted Indoor Units | 21600 | 15300 | 2.61 | 17200 | 2
AMERICAN STANDARD | GOLD 17 | 216763379 | HRCU-A-CB | 5A6H7024A1 | 5PX*B004AS3 | Ducted Indoor Units | 21800 | 15300 | 2.61 | 17200 | 2
AMERICAN STANDARD | 38 Series | 9150128 | HRCU-A-CB-O | 4TXK3824A10NU** | 4MXW3824A10NU** | Mini-Splits | 24000 | 20000 | 2.85 | 24000 | 1.9
AMERICAN STANDARD | 38 Series | 9150124 | HRCU-A-CB-O | 4TXK3812A10NU** | 4MXW3812A10NU** | Mini-Splits | 12200 | 10300 | 2.85 | 12000 | 1.91
AMERICAN STANDARD | 38 Series | 204340355 | HRCU-A-CB-O | 4TXK3809B10NU** | 4MXW3809B10NU** | Mini-Splits | 9000 | 8200 | 2.9 | 13000 | 1.91
AMERICAN STANDARD |  | 207805226 | HRCU-A-CB | 4A6L9048A1 | 4TXCC009DS3+P0V0C000M50SC+RP | Ducted Indoor Units | 43000 | 31600 | 3.28 | 25160 | 2.32
AMERICAN STANDARD |  | 207805217 | HRCU-A-CB | 4A6L9048A1 | 4PX*DD60BS3+P0V0C000M50SC+RP | Ducted Indoor Units | 42000 | 30600 | 3.35 | 24260 | 2.19
AMERICAN STANDARD |  | 207805198 | HRCU-A-CB | 4A6L9036A1 | 4PX*BU48BS3+P0V0A000M30SC+RP | Ducted Indoor Units | 31800 | 22000 | 2.54 | 18000 | 2.13
AMERICAN STANDARD |  | 207805197 | HRCU-A-CB | 4A6L9036A1 | 4PX*BU42BS3+P0V0B000M40SC+RP | Ducted Indoor Units | 33400 | 23000 | 2.52 | 18760 | 2.23
AMERICAN STANDARD |  | 207352648 | HRCU-A-CB | 4A6L9048A1 | 4TXCD010DS3 | Ducted Indoor Units | 42000 | 30800 | 3.32 | 24600 | 2.24
AMERICAN STANDARD |  | 207352644 | HRCU-A-CB | 4A6L9048A1 | 4PX*DU60BS3 | Ducted Indoor Units | 42000 | 30800 | 3.32 | 24600 | 2.24
AMERICAN STANDARD |  | 207352642 | HRCU-A-CB | 4A6L9048A1 | 4PX*CU60BS3 | Ducted Indoor Units | 43500 | 31800 | 3.33 | 25360 | 2.29
AMERICAN STANDARD |  | 201922734 | HRCU-A-CB | 4A6L9048A1 | TAM9A0C42V41 | Ducted Indoor Units | 43500 | 31600 | 3.76 | 25420 | 2.05
AMERICAN STANDARD |  | 201922720 | HRCU-A-CB | 4A6L9048A1 | 4TXCD010DS3 | Ducted Indoor Units | 42000 | 30800 | 3.37 | 24660 | 2.19
AMERICAN STANDARD |  | 201922719 | HRCU-A-CB | 4A6L9048A1 | 4TXCD010DS3 | Ducted Indoor Units | 42000 | 31000 | 3.36 | 24760 | 2.21
AMERICAN STANDARD |  | 201922718 | HRCU-A-CB | 4A6L9048A1 | 4TXCD010DS3 | Ducted Indoor Units | 43000 | 31800 | 3.33 | 25360 | 2.29
AMERICAN STANDARD |  | 201922700 | HRCU-A-CB | 4A6L9048A1 | 4TXCD008DS3 | Ducted Indoor Units | 44000 | 32200 | 3.39 | 25720 | 2.28
AMERICAN STANDARD |  | 201922678 | HRCU-A-CB | 4A6L9048A1 | 4TXCD008DS3 | Ducted Indoor Units | 44000 | 32200 | 3.47 | 25820 | 2.25
AMERICAN STANDARD |  | 201922669 | HRCU-A-CB | 4A6L9048A1 | 4TXCC009DS3 | Ducted Indoor Units | 43500 | 31800 | 3.4 | 25520 | 2.25
AMERICAN STANDARD |  | 201922640 | HRCU-A-CB | 4A6L9048A1 | 4PX*DU60BS3 | Ducted Indoor Units | 43000 | 31800 | 3.33 | 25360 | 2.29
AMERICAN STANDARD |  | 201922638 | HRCU-A-CB | 4A6L9048A1 | 4PX*DU60BS3 | Ducted Indoor Units | 42000 | 30800 | 3.37 | 24660 | 2.19
AMERICAN STANDARD |  | 201922636 | HRCU-A-CB | 4A6L9048A1 | 4PX*DU60BS3 | Ducted Indoor Units | 42000 | 30800 | 3.37 | 24760 | 2.2
AMERICAN STANDARD |  | 201922628 | HRCU-A-CB | 4A6L9048A1 | 4PX*DU60BS3 | Ducted Indoor Units | 43500 | 31800 | 3.4 | 25420 | 2.26
AMERICAN STANDARD |  | 201922627 | HRCU-A-CB | 4A6L9048A1 | 4PX*DU60BS3 | Ducted Indoor Units | 42000 | 30800 | 3.37 | 24660 | 2.19
AMERICAN STANDARD |  | 201922621 | HRCU-A-CB | 4A6L9048A1 | 4PX*DU48BS3 | Ducted Indoor Units | 42500 | 31200 | 3.46 | 24920 | 2.16
AMERICAN STANDARD |  | 201922608 | HRCU-A-CB | 4A6L9048A1 | 4PX*DU48BS3 | Ducted Indoor Units | 44000 | 32200 | 3.44 | 25920 | 2.27
AMERICAN STANDARD |  | 201922552 | HRCU-A-CB | 4A6L9048A1 | 4PX*CU60BS3 | Ducted Indoor Units | 43500 | 31800 | 3.38 | 25560 | 2.27
AMERICAN STANDARD |  | 201922515 | HRCU-A-CB | 4A6L9048A1 | 4PX*CD60BS3 | Ducted Indoor Units | 43500 | 31800 | 3.5 | 25460 | 2.18
AMERICAN STANDARD |  | 210652850 | HRCU-A-CB | 4A6L9036A1 | 4PX*CD42BS3+HORIZ-RT | Ducted Indoor Units | 33800 | 23600 | 2.6 | 18360 | 2.19
AMERICAN STANDARD |  | 207805230 | HRCU-A-CB | 4A6L9048A1 | 4TXCD010DS3+P0V0D000M50SC+RP | Ducted Indoor Units | 43000 | 31400 | 3.24 | 24960 | 2.34
AMERICAN STANDARD |  | 207805229 | HRCU-A-CB | 4A6L9048A1 | 4TXCD010DS3+P0V0C000M50SC+RP | Ducted Indoor Units | 42000 | 30600 | 3.27 | 24360 | 2.26
AMERICAN STANDARD |  | 207805228 | HRCU-A-CB | 4A6L9048A1 | 4TXCD008DS3+P0V0D000M50SC+RP | Ducted Indoor Units | 43500 | 32000 | 3.33 | 25420 | 2.33
AMERICAN STANDARD |  | 207805223 | HRCU-A-CB | 4A6L9048A1 | 4PX*DU60BS3+P0V0D000M50SC+RP | Ducted Indoor Units | 43000 | 31400 | 3.24 | 24960 | 2.34
AMERICAN STANDARD |  | 207805211 | HRCU-A-CB | 4A6L9048A1 | 4PX*CU60BS3+P0V0C000M50SC+RP | Ducted Indoor Units | 43000 | 31600 | 3.28 | 25160 | 2.32
AMERICAN STANDARD |  | 207805210 | HRCU-A-CB | 4A6L9048A1 | 4PX*CU48BS3+P0V0C000M50SC+RP | Ducted Indoor Units | 44000 | 32000 | 3.35 | 25420 | 2.3
AMERICAN STANDARD |  | 207805195 | HRCU-A-CB | 4A6L9036A1 | 4PX*BU36BS3+P0V0B000M40SC+RP | Ducted Indoor Units | 33200 | 22800 | 2.63 | 18560 | 2.14
AMERICAN STANDARD |  | 207352641 | HRCU-A-CB | 4A6L9048A1 | 4PX*CU48BS3 | Ducted Indoor Units | 44000 | 32200 | 3.42 | 25660 | 2.28
AMERICAN STANDARD |  | 201922735 | HRCU-A-CB | 4A6L9048A1 | TAM9A0C60V51 | Ducted Indoor Units | 43500 | 31600 | 3.36 | 25120 | 2.27
AMERICAN STANDARD |  | 201922724 | HRCU-A-CB | 4A6L9048A1 | 4TXCD010DS3 | Ducted Indoor Units | 43500 | 31800 | 3.4 | 25420 | 2.24
AMERICAN STANDARD |  | 201922673 | HRCU-A-CB | 4A6L9048A1 | 4TXCC009DS3 | Ducted Indoor Units | 43500 | 32000 | 3.4 | 25560 | 2.27
AMERICAN STANDARD |  | 201922672 | HRCU-A-CB | 4A6L9048A1 | 4TXCC009DS3 | Ducted Indoor Units | 43500 | 31800 | 3.4 | 25460 | 2.25
AMERICAN STANDARD |  | 201922639 | HRCU-A-CB | 4A6L9048A1 | 4PX*DU60BS3 | Ducted Indoor Units | 42000 | 31000 | 3.36 | 24760 | 2.21
AMERICAN STANDARD |  | 201922625 | HRCU-A-CB | 4A6L9048A1 | 4PX*DU60BS3 | Ducted Indoor Units | 42000 | 31000 | 3.36 | 24760 | 2.21
AMERICAN STANDARD |  | 201922588 | HRCU-A-CB | 4A6L9048A1 | 4PX*DD60BS3 | Ducted Indoor Units | 43000 | 31800 | 3.4 | 25360 | 2.25
AMERICAN STANDARD |  | 201922560 | HRCU-A-CB | 4A6L9048A1 | 4PX*CU60BS3 | Ducted Indoor Units | 43500 | 31800 | 3.4 | 25460 | 2.25
AMERICAN STANDARD |  | 201922554 | HRCU-A-CB | 4A6L9048A1 | 4PX*CU60BS3 | Ducted Indoor Units | 43500 | 31800 | 3.4 | 25320 | 2.25
AMERICAN STANDARD |  | 201922540 | HRCU-A-CB | 4A6L9048A1 | 4PX*CU42BS3 | Ducted Indoor Units | 44500 | 32400 | 3.54 | 25880 | 2.19
AMERICAN STANDARD |  | 201922348 | HRCU-A-CB | 4A6L9036A1 | 4PX*CD42BS3 | Ducted Indoor Units | 34000 | 23400 | 2.62 | 18360 | 2.15
AMERICAN STANDARD |  | 210652941 | HRCU-A-CB | 4A6L9048A1 | 4TXCD010DS3 | Ducted Indoor Units | 43000 | 31800 | 3.33 | 25360 | 2.29
AMERICAN STANDARD |  | 210649601 | HRCU-A-CB | 4A6L9036A1 | 4PX*CD42BS3+HORIZ-RT | Ducted Indoor Units | 34000 | 23400 | 2.66 | 18360 | 2.12
AMERICAN STANDARD |  | 207820971 | HRCU-A-CB | 4A6L9048A1 | TEM8B0C60V51+TDR | Ducted Indoor Units | 43000 | 31200 | 3.17 | 24960 | 2.38
AMERICAN STANDARD |  | 207805227 | HRCU-A-CB | 4A6L9048A1 | 4TXCD008DS3+P0V0C000M50SC+RP | Ducted Indoor Units | 42500 | 31000 | 3.34 | 24560 | 2.22
AMERICAN STANDARD |  | 207805222 | HRCU-A-CB | 4A6L9048A1 | 4PX*DU60BS3+P0V0C000M50SC+RP | Ducted Indoor Units | 42000 | 30600 | 3.27 | 24360 | 2.26
AMERICAN STANDARD |  | 207805221 | HRCU-A-CB | 4A6L9048A1 | 4PX*DU48BS3+P0V0D000M50SC+RP | Ducted Indoor Units | 43500 | 31800 | 3.3 | 25220 | 2.31
AMERICAN STANDARD |  | 207805209 | HRCU-A-CB | 4A6L9048A1 | 4PX*CU42BS3+P0V0C000M50SC+RP | Ducted Indoor Units | 44500 | 32400 | 3.44 | 25680 | 2.25
AMERICAN STANDARD |  | 207805196 | HRCU-A-CB | 4A6L9036A1 | 4PX*BU42BS3+P0V0A000M30SC+RP | Ducted Indoor Units | 32600 | 22200 | 2.54 | 18060 | 2.13
AMERICAN STANDARD |  | 207805189 | HRCU-A-CB | 4A6L9036A1 | 4PX*BD42BS3+P0V0B000M40SC+RP | Ducted Indoor Units | 33200 | 22800 | 2.72 | 18520 | 2.06
AMERICAN STANDARD |  | 207805186 | HRCU-A-CB | 4A6L9036A1 | 4PX*BD36BS3+P0V0B000M40SC+RP | Ducted Indoor Units | 33800 | 23000 | 2.81 | 18620 | 2.02
AMERICAN STANDARD |  | 207352646 | HRCU-A-CB | 4A6L9048A1 | 4TXCC009DS3 | Ducted Indoor Units | 43500 | 31800 | 3.33 | 25360 | 2.29
AMERICAN STANDARD |  | 207352643 | HRCU-A-CB | 4A6L9048A1 | 4PX*DU48BS3 | Ducted Indoor Units | 42500 | 31200 | 3.41 | 24860 | 2.21
AMERICAN STANDARD |  | 201922736 | HRCU-A-CB | 4A6L9048A1 | TEM8A0C48V41+TDR | Ducted Indoor Units | 43000 | 31400 | 3.17 | 25060 | 2.38
AMERICAN STANDARD |  | 201922723 | HRCU-A-CB | 4A6L9048A1 | 4TXCD010DS3 | Ducted Indoor Units | 42000 | 30800 | 3.37 | 24660 | 2.19
AMERICAN STANDARD |  | 201922722 | HRCU-A-CB | 4A6L9048A1 | 4TXCD010DS3 | Ducted Indoor Units | 43000 | 31600 | 3.38 | 25360 | 2.27
AMERICAN STANDARD |  | 201922675 | HRCU-A-CB | 4A6L9048A1 | 4TXCC009DS3 | Ducted Indoor Units | 43500 | 31800 | 3.4 | 25560 | 2.26
AMERICAN STANDARD |  | 201922624 | HRCU-A-CB | 4A6L9048A1 | 4PX*DU48BS3 | Ducted Indoor Units | 44000 | 32200 | 3.39 | 25720 | 2.28
AMERICAN STANDARD |  | 201922559 | HRCU-A-CB | 4A6L9048A1 | 4PX*CU60BS3 | Ducted Indoor Units | 43500 | 31800 | 3.4 | 25520 | 2.25
AMERICAN STANDARD |  | 201922557 | HRCU-A-CB | 4A6L9048A1 | 4PX*CU60BS3 | Ducted Indoor Units | 43500 | 32000 | 3.4 | 25560 | 2.27
AMERICAN STANDARD |  | 201922541 | HRCU-A-CB | 4A6L9048A1 | 4PX*CU48BS3 | Ducted Indoor Units | 44000 | 32200 | 3.47 | 25820 | 2.24
AMERICAN STANDARD |  | 201922525 | HRCU-A-CB | 4A6L9048A1 | 4PX*CD60BS3+HORIZ-RT | Ducted Indoor Units | 43500 | 31800 | 3.53 | 25520 | 2.19
AMERICAN STANDARD |  | 201922518 | HRCU-A-CB | 4A6L9048A1 | 4PX*CD60BS3 | Ducted Indoor Units | 43500 | 31800 | 3.56 | 25760 | 2.17
AMERICAN STANDARD |  | 201922514 | HRCU-A-CB | 4A6L9048A1 | 4PX*CD60BS3 | Ducted Indoor Units | 43500 | 31800 | 3.45 | 25460 | 2.22
AMERICAN STANDARD |  | 210652924 | HRCU-A-CB | 4A6L9048A1 | 4PX*DU60BS3 | Ducted Indoor Units | 42000 | 30800 | 3.37 | 24660 | 2.19
AMERICAN STANDARD |  | 207805216 | HRCU-A-CB | 4A6L9048A1 | 4PX*DD60BS3+P0V0D000M50SC+RP | Ducted Indoor Units | 43000 | 31400 | 3.31 | 24920 | 2.28
AMERICAN STANDARD |  | 201922721 | HRCU-A-CB | 4A6L9048A1 | 4TXCD010DS3 | Ducted Indoor Units | 42000 | 30800 | 3.37 | 24500 | 2.2
AMERICAN STANDARD |  | 210652913 | HRCU-A-CB | 4A6L9048A1 | 4PX*CU60BS3 | Ducted Indoor Units | 43500 | 31800 | 3.4 | 25460 | 2.25
AMERICAN STANDARD |  | 210652903 | HRCU-A-CB | 4A6L9048A1 | 4PX*CD60BS3 | Ducted Indoor Units | 43500 | 31800 | 3.5 | 25460 | 2.18
AMERICAN STANDARD |  | 210652849 | HRCU-A-CB | 4A6L9036A1 | 4PX*CD42BS3 | Ducted Indoor Units | 34000 | 23400 | 2.62 | 18360 | 2.15
AMERICAN STANDARD |  | 210649603 | HRCU-A-CB | 4A6L9036A1 | 4PX*CD42BS3+HORIZ-RT | Ducted Indoor Units | 34000 | 23400 | 2.66 | 18360 | 2.12
AMERICAN STANDARD |  | 210649594 | HRCU-A-CB | 4A6L9036A1 | 4PX*CD36BS3 | Ducted Indoor Units | 34200 | 23200 | 2.66 | 18360 | 2.1
AMERICAN STANDARD |  | 208185440 | HRCU-A-CB | 4A6L9048A1 | 4TXCB006DS3+P0V0B000M40SC+RP | Ducted Indoor Units | 43500 | 31600 | 3.56 | 26180 | 2.17
AMERICAN STANDARD |  | 207805225 | HRCU-A-CB | 4A6L9048A1 | 4TXCC007DS3+P0V0C000M50SC+RP | Ducted Indoor Units | 44000 | 31800 | 3.33 | 25360 | 2.31
AMERICAN STANDARD |  | 207805220 | HRCU-A-CB | 4A6L9048A1 | 4PX*DU48BS3+P0V0C000M50SC+RP | Ducted Indoor Units | 42500 | 31200 | 3.34 | 24860 | 2.25
AMERICAN STANDARD |  | 207805207 | HRCU-A-CB | 4A6L9048A1 | 4PX*CD60BS3+P0V0C000M50SC+RP | Ducted Indoor Units | 43500 | 31400 | 3.36 | 25020 | 2.25
AMERICAN STANDARD |  | 207805202 | HRCU-A-CB | 4A6L9036A1 | 4TXCB006DS3+P0V0A000M30SC+RP | Ducted Indoor Units | 31800 | 22000 | 2.54 | 18000 | 2.13
AMERICAN STANDARD |  | 207805201 | HRCU-A-CB | 4A6L9036A1 | 4TXCB004DS3+P0V0B000M40SC+RP | Ducted Indoor Units | 33200 | 22800 | 2.63 | 18560 | 2.14
AMERICAN STANDARD |  | 207590072 | HRCU-A-CB | 4A6V8X48A1 | TEM8A0C48V41+TDR | Ducted Indoor Units | 43000 | 36600 | 4.55 | 28640 | 1.92
AMERICAN STANDARD |  | 207352647 | HRCU-A-CB | 4A6L9048A1 | 4TXCD008DS3 | Ducted Indoor Units | 42500 | 31200 | 3.41 | 24760 | 2.2
AMERICAN STANDARD |  | 207352645 | HRCU-A-CB | 4A6L9048A1 | 4TXCC007DS3 | Ducted Indoor Units | 44000 | 32000 | 3.37 | 25560 | 2.28
AMERICAN STANDARD |  | 201923684 | HRCU-A-CB | 4A6L9048A1 | TAM9A0C48V41 | Ducted Indoor Units | 43500 | 31600 | 3.33 | 25160 | 2.29
AMERICAN STANDARD |  | 201922714 | HRCU-A-CB | 4A6L9048A1 | 4TXCD010DS3 | Ducted Indoor Units | 42000 | 30800 | 3.39 | 24660 | 2.18
AMERICAN STANDARD |  | 201922679 | HRCU-A-CB | 4A6L9048A1 | 4TXCD008DS3 | Ducted Indoor Units | 42500 | 31200 | 3.44 | 24960 | 2.18
AMERICAN STANDARD |  | 201922671 | HRCU-A-CB | 4A6L9048A1 | 4TXCC009DS3 | Ducted Indoor Units | 43500 | 31800 | 3.4 | 25320 | 2.25
AMERICAN STANDARD |  | 201922660 | HRCU-A-CB | 4A6L9048A1 | 4TXCC007DS3 | Ducted Indoor Units | 44000 | 32200 | 3.47 | 25820 | 2.24
AMERICAN STANDARD |  | 201922641 | HRCU-A-CB | 4A6L9048A1 | 4PX*DU60BS3 | Ducted Indoor Units | 43000 | 31600 | 3.38 | 25360 | 2.27
AMERICAN STANDARD |  | 211289109 | HRCU-A-CB | 4A6L9048A1 | 4PX*BU48BS3+P0V0B000M40SC+RP | Ducted Indoor Units | 43500 | 31400 | 3.54 | 26080 | 2.18
AMERICAN STANDARD |  | 210652942 | HRCU-A-CB | 4A6L9048A1 | 4TXCD010DS3 | Ducted Indoor Units | 42000 | 30800 | 3.37 | 24660 | 2.19
AMERICAN STANDARD |  | 210652939 | HRCU-A-CB | 4A6L9048A1 | 4TXCD008DS3 | Ducted Indoor Units | 44000 | 32200 | 3.42 | 25620 | 2.28
AMERICAN STANDARD |  | 210652937 | HRCU-A-CB | 4A6L9048A1 | 4TXCC009DS3 | Ducted Indoor Units | 43500 | 31800 | 3.4 | 25460 | 2.25
AMERICAN STANDARD |  | 210652925 | HRCU-A-CB | 4A6L9048A1 | 4PX*DU60BS3 | Ducted Indoor Units | 43000 | 31600 | 3.33 | 25160 | 2.29
AMERICAN STANDARD |  | 210652922 | HRCU-A-CB | 4A6L9048A1 | 4PX*DU48BS3 | Ducted Indoor Units | 44000 | 32200 | 3.39 | 25720 | 2.28
AMERICAN STANDARD |  | 210649600 | HRCU-A-CB | 4A6L9036A1 | 4PX*CD42BS3+HORIZ-RT | Ducted Indoor Units | 34200 | 23600 | 2.66 | 18560 | 2.14
AMERICAN STANDARD |  | 210649599 | HRCU-A-CB | 4A6L9036A1 | 4PX*CD42BS3 | Ducted Indoor Units | 34000 | 23400 | 2.62 | 18360 | 2.15
AMERICAN STANDARD |  | 210649580 | HRCU-A-CB | 4A6L9036A1 | 4PX*BD42BS3 | Ducted Indoor Units | 34000 | 23400 | 2.7 | 18560 | 2.11
AMERICAN STANDARD |  | 210649579 | HRCU-A-CB | 4A6L9036A1 | 4PX*BD42BS3 | Ducted Indoor Units | 33800 | 23400 | 2.7 | 18660 | 2.1
AMERICAN STANDARD |  | 210636941 | HRCU-A-CB | 4A6V8X48A1 | TEM8B0C60V51+TDR | Ducted Indoor Units | 43000 | 36600 | 4.55 | 28640 | 1.92
AMERICAN STANDARD |  | 207590073 | HRCU-A-CB | 4A6V8X48A1 | TEM8A0C60V51+TDR |  | 44500 | 36800 | 4.49 | 28520 | 1.92
AMERICAN STANDARD |  | 210692211 | HRCU-A-CB | 4A6L9048A1 | 4PX*DU60BS3 | Ducted Indoor Units | 42000 | 30800 | 3.37 | 24560 | 2.19
AMERICAN STANDARD |  | 210691993 | HRCU-A-CB | 4A6L9048A1 | 4PX*DU60BS3 | Ducted Indoor Units | 43500 | 31800 | 3.35 | 25220 | 2.28
AMERICAN STANDARD |  | 210692002 | HRCU-A-CB | 4A6L9048A1 | 4TXCD010DS3 | Ducted Indoor Units | 43500 | 31800 | 3.35 | 25260 | 2.28
AMERICAN STANDARD |  | 207629144 | HRCU-A-CB-O | 4TXK2509A10N0** | 4MXW2509A10N0** | Mini-Splits | 11000 | 7300 | 2.61 | 9000 | 1.93
AMERICAN STANDARD |  | 210435420 | HMSR-A-CB-O | 4TXM2118A12N0** |  | Non-Ducted Indoor Units | 18000 | 14700 | 2.63 | 13600 | 2.23
AMERICAN STANDARD |  | 207590594 | HRCU-A-CB | 4A6V0X36A1 | TEM6A0C36H31+TDR+RP |  | 30600 | 25000 | 3.08 | 19440 | 1.9
AMERICAN STANDARD |  | 207590187 | HRCU-A-CB | 4A6V8X36A1 | 4TXCB006DS3 |  | 33000 | 26400 | 3.31 | 20740 | 1.9
AMERICAN STANDARD |  | 207590189 | HRCU-A-CB | 4A6V8X36A1 | 4TXCB006DS3 |  | 32800 | 26400 | 3.31 | 20800 | 1.9
AMERICAN STANDARD |  | 207590114 | HRCU-A-CB | 4A6V8X36A1 | 4TXCB006DS3 |  | 33000 | 26600 | 3.3 | 21000 | 1.92
AMERICAN STANDARD |  | 207590188 | HRCU-A-CB | 4A6V8X36A1 | 4TXCB006DS3 |  | 33000 | 26600 | 3.3 | 21000 | 1.92
AMERICAN STANDARD |  | 208141276 | HRCU-A-CB | 4TXD2036A10NU** | 4MXA2024A10NU** |  | 24000 | 16300 | 2.7 | 24000 | 2.1
AMERICAN STANDARD |  | 207629150 | HRCU-A-CB-O | 4TXK2512A10N0** | 4MXW2512A10N0** | Mini-Splits | 12000 | 7700 | 2.59 | 9200 | 1.93
AMERICAN STANDARD / MITSUBISHI ELECTRIC | M-Series | 207705488 | HRCU-A-CB-O | MUZ-GS15NA*** | NAXWST15B112** | Mini-Splits | 18000 | 12100 | 2.67 | 14000 | 2.03
AMERICAN STANDARD / MITSUBISHI ELECTRIC | M-Series | 207705487 | HRCU-A-CB-O | MUZ-GS12NA*** | NAXWST12B112** | Mini-Splits | 14400 | 9000 | 2.64 | 10100 | 2
AMERICAN STANDARD / MITSUBISHI ELECTRIC | M-Series | 209832979 | HRCU-A-CB-O | MUZ-FS06NA*** | NAXWPH06B112A* | Mini-Splits | 8700 | 5900 | 4.43 | 10500 | 2.46
AMERICAN STANDARD / MITSUBISHI ELECTRIC | M-Series | 209832984 | HRCU-A-CB-O | MUZ-FS09NA*** | NAXWPH09B112A* | Mini-Splits | 9600 | 5900 | 3.84 | 11590 | 2.41
AMERICAN STANDARD / MITSUBISHI ELECTRIC | M-Series | 209832989 | HRCU-A-CB-O | MUZ-FS12NA*** | NAXWPH12B112A* | Mini-Splits | 12300 | 8400 | 4.04 | 14690 | 2.42
AMERICAN STANDARD / MITSUBISHI ELECTRIC | M-Series | 209832994 | HRCU-A-CB-O | MUZ-FS15NA*** | NAXWPH15B112A* | Mini-Splits | 16000 | 10000 | 3.53 | 19360 | 2.17
AMERICAN STANDARD / MITSUBISHI ELECTRIC | M-Series | 209832999 | HRCU-A-CB-O | MUZ-FS18NA*** | NAXWPH18B112A* | Mini-Splits | 19000 | 12800 | 3.23 | 23000 | 2.15
AMERICAN STANDARD / MITSUBISHI ELECTRIC | M-Series | 207705485 | HRCU-A-CB-O | MUZ-GS09NA*** | NAXWST09B112** | Mini-Splits | 10900 | 6500 | 2.61 | 7900 | 2.12
AMERICAN STANDARD / MITSUBISHI ELECTRIC | M-Series | 207705499 | HRCU-A-CB-O | MUZ-GS09NAHZ*** | NAXWST09B112** | Mini-Splits | 9600 | 5700 | 2.57 | 9600 | 2.01
AMERICAN STANDARD / MITSUBISHI ELECTRIC | M-Series | 207705501 | HRCU-A-CB-O | MUZ-GS15NAHZ*** | NAXWST15B112** | Mini-Splits | 14000 | 8700 | 2.68 | 14000 | 1.91
AMERICAN STANDARD / MITSUBISHI ELECTRIC | M-Series | 207705491 | HRCU-A-CB-O | MUZ-GS24NA*** | NAXWST24B112** | Mini-Splits | 27600 | 17600 | 2.67 | 19640 | 2.25
AMERICAN STANDARD / MITSUBISHI ELECTRIC | M-Series | 207705504 | HRCU-A-CB-O | MUZ-GS24NAHZ*** | NAXWST24B112** | Mini-Splits | 21200 | 13300 | 2.78 | 21200 | 1.95
AMERICAN STANDARD / MITSUBISHI ELECTRIC | NV-Series | 212925515 | HMSR-A-CB-O | NTXMPH30A132C** |  | Non-Ducted Indoor Units | 28600 | 18000 | 2.65 | 28600 | 1.95
AMERICAN STANDARD / MITSUBISHI ELECTRIC | NV-Series | 212925514 | HMSR-A-CB-O | NTXMPH24A132C** |  | Non-Ducted Indoor Units | 25000 | 14500 | 2.62 | 25000 | 1.95
AMERICAN STANDARD / MITSUBISHI ELECTRIC | M-Series | 213879424 | HRCU-A-CB-O | MUZ-FS18NAH*** | NAXWPH18B112A* | Mini-Splits | 19000 | 12800 | 2.93 | 23000 | 2.07
AMERICAN STANDARD / MITSUBISHI ELECTRIC | M-Series | 213879423 | HRCU-A-CB-O | MUZ-FS15NAH*** | NAXWPH15B112A* | Mini-Splits | 16000 | 10000 | 3.08 | 19360 | 2.08
AMERICAN STANDARD / MITSUBISHI ELECTRIC | M-Series | 213879422 | HRCU-A-CB-O | MUZ-FS12NAH*** | NAXWPH12B112A* | Mini-Splits | 12300 | 8400 | 3.33 | 14690 | 2.25
AMERICAN STANDARD / MITSUBISHI ELECTRIC | M-Series | 213879421 | HRCU-A-CB-O | MUZ-FS09NAH*** | NAXWPH09B112A* | Mini-Splits | 9600 | 5900 | 2.98 | 11590 | 2.21
AMERICAN STANDARD / MITSUBISHI ELECTRIC | M-Series | 213879420 | HRCU-A-CB-O | MUZ-FS06NAH*** | NAXWPH06B112A* | Mini-Splits | 8700 | 5900 | 3.33 | 10500 | 2.23
AMERICAN STANDARD / MITSUBISHI ELECTRIC |  | 213499807 | HMSR-A-CB-O | NTXMMX20A122C** |  | Non-Ducted Indoor Units | 22000 | 13500 | 2.91 | 11100 | 2.03
AMERICAN STANDARD / MITSUBISHI ELECTRIC |  | 209424925 | HMSR-A-CB-O | NTXMMX20A122C* |  | Non-Ducted Indoor Units | 22000 | 13500 | 2.91 | 11100 | 2.03
AMERICAN STANDARD / MITSUBISHI ELECTRIC | M-Series | 207705490 | HRCU-A-CB-O | MUZ-GS18NA*** | NAXWST18B112** | Mini-Splits | 21600 | 13300 | 2.67 | 14780 | 2.27
AMERICAN STANDARD / MITSUBISHI ELECTRIC |  | 202102497 | HRCU-A-CB-O | PUZ-A24NHA7*** | PLA-A24EA7 | Mini-Splits | 26000 | 14900 | 2.73 | 13000 | 2.72
AMERICAN STANDARD / MITSUBISHI ELECTRIC |  | 202102469 | HRCU-A-CB-O | MUZ-FH12NA | MSZ-FH12NA | Mini-Splits | 13600 | 8000 | 3.26 | 13600 | 2.21
AMERICAN STANDARD / MITSUBISHI ELECTRIC |  | 202102450 | HRCU-A-CB-O | MXZ-4C36NAHZ |  | Non-Ducted Indoor Units | 45000 | 34000 | 2.85 | 45000 | 2.42
AMERICAN STANDARD / MITSUBISHI ELECTRIC |  | 202102476 | HRCU-A-CB-O | MUZ-GL12NA-U1 | MSZ-GL12NA-U1 | Mini-Splits | 14400 | 9200 | 3.1 | 10200 | 2.93
AMERICAN STANDARD / MITSUBISHI ELECTRIC |  | 202102475 | HRCU-A-CB-O | MUZ-GL09NA-U1 | MSZ-GL09NA-U1 | Mini-Splits | 10900 | 6700 | 3.12 | 8000 | 2.76
AMERICAN STANDARD / MITSUBISHI ELECTRIC |  | 202102470 | HRCU-A-CB-O | MUZ-FH12NAH | MSZ-FH12NAH | Mini-Splits | 13600 | 8100 | 2.83 | 13600 | 2.07
AMERICAN STANDARD / MITSUBISHI ELECTRIC |  | 202102531 | HRCU-A-CB | SUZ-KA12NA | SEZ-KD12NA | Mini-Splits | 13600 | 9000 | 2.87 | 7400 | 2.41
AMERICAN STANDARD / MITSUBISHI ELECTRIC |  | 202102467 | HRCU-A-CB-O | MUZ-FH09NA | MSZ-FH09NA | Mini-Splits | 10900 | 6700 | 3.27 | 10900 | 2.37
AMERICAN STANDARD / MITSUBISHI ELECTRIC |  | 202102452 | HRCU-A-CB-O | MXZ-5C42NAHZ |  | Non-Ducted Indoor Units | 48000 | 35800 | 2.87 | 48000 | 2.51
AMERICAN STANDARD / MITSUBISHI ELECTRIC |  | 202102466 | HRCU-A-CB-O | MUZ-FH06NAH | MSZ-FH06NAH | Mini-Splits | 8700 | 5900 | 2.74 | 8700 | 2.45
AMERICAN STANDARD / MITSUBISHI ELECTRIC |  | 202102456 | HRCU-A-CB-O | PUMY-P36NKMU* |  | Non-Ducted Indoor Units | 42000 | 26400 | 2.99 | 29000 | 2.3
AMERICAN STANDARD / MITSUBISHI ELECTRIC |  | 202102538 | HRCU-A-CB | SUZ-KA18NA | SEZ-KD18NA | Mini-Splits | 21600 | 13100 | 2.84 | 9900 | 2.2
AMERICAN STANDARD / MITSUBISHI ELECTRIC |  | 202102474 | HRCU-A-CB-O | MUZ-FH18NAH2 | MSZ-FH18NA | Mini-Splits | 20300 | 12480 | 2.93 | 20900 | 2.06
AMERICAN STANDARD / MITSUBISHI ELECTRIC |  | 202106831 | HRCU-A-CB | MXZ-4C36NAHZ |  | Mixed Ducted and Non-Ducted Indoor Units | 45000 | 35000 | 2.53 | 45000 | 2.12
AMERICAN STANDARD / MITSUBISHI ELECTRIC |  | 202102473 | HRCU-A-CB-O | MUZ-FH18NA2 | MSZ-FH18NA2 | Mini-Splits | 20300 | 13700 | 3.04 | 20300 | 2.01
AMERICAN STANDARD / MITSUBISHI ELECTRIC |  | 202102465 | HRCU-A-CB-O | MUZ-FH06NA | MSZ-FH06NA | Mini-Splits | 8700 | 5900 | 3.46 | 8700 | 2.8
AMERICAN STANDARD / MITSUBISHI ELECTRIC |  | 202102446 | HRCU-A-CB-O | MXZ-3C24NAHZ2 |  | Non-Ducted Indoor Units | 25000 | 14000 | 2.53 | 25000 | 1.92
AMERICAN STANDARD / MITSUBISHI ELECTRIC |  | 202106837 | HRCU-A-CB | PUMY-P36NKMU* |  | Mixed Ducted and Non-Ducted Indoor Units | 42000 | 26500 | 2.78 | 29000 | 2.24
AMERICAN STANDARD / MITSUBISHI ELECTRIC |  | 202102479 | HRCU-A-CB-O | MUZ-GL24NA-U1 | MSZ-GL24NA-U1 | Mini-Splits | 27600 | 16000 | 2.65 | 20200 | 1.98
AMERICAN STANDARD / MITSUBISHI ELECTRIC |  | 202102478 | HRCU-A-CB-O | MUZ-GL18NA-U1 | MSZ-GL18NA-U1 | Mini-Splits | 21600 | 13800 | 2.73 | 15100 | 2.35
AMERICAN STANDARD / MITSUBISHI ELECTRIC |  | 202102468 | HRCU-A-CB-O | MUZ-FH09NAH | MSZ-FH09NA** | Mini-Splits | 10900 | 6700 | 2.73 | 10900 | 2.73
AMERICAN STANDARD / MITSUBISHI ELECTRIC |  | 202102458 | HRCU-A-CB-O | PUMY-P60NKMU* |  | Non-Ducted Indoor Units | 66000 | 41500 | 2.6 | 57000 | 2
AMERICAN STANDARD / MITSUBISHI ELECTRIC |  | 202102455 | HRCU-A-CB-O | MXZ-8C60NA-U* |  | Non-Ducted Indoor Units | 66000 | 41500 | 2.5 | 57000 | 2.06
AMERICAN STANDARD / MITSUBISHI ELECTRIC |  | 202102443 | HRCU-A-CB-O | MXZ-2C20NA2 |  | Non-Ducted Indoor Units | 22000 | 12500 | 2.82 | 11100 | 2.03
AMERICAN STANDARD / MITSUBISHI ELECTRIC |  | 202102440 | HMSV-A-CB | PUMY-P36NKMU* |  | Ducted Indoor Units | 42000 | 26600 | 2.6 | 30000 | 2.25
AMERICAN STANDARD / MITSUBISHI ELECTRIC |  | 202102457 | HRCU-A-CB-O | PUMY-P48NKMU* |  | Non-Ducted Indoor Units | 54000 | 31400 | 2.92 | 36400 | 2.2
AMERICAN STANDARD / MITSUBISHI ELECTRIC |  | 202102462 | HRCU-A-CB-O | MUFZ-KJ18NAHZ | MFZ-KJ18NA | Mini-Splits | 21000 | 12800 | 2.62 | 21000 | 2.05
AMERICAN STANDARD / MITSUBISHI ELECTRIC |  | 202102459 | HRCU-A-CB-O | MUFZ-KJ09NAHZ | MFZ-KJ09NA | Mini-Splits | 11000 | 7500 | 2.75 | 11000 | 2.01
AMERICAN STANDARD / MITSUBISHI ELECTRIC |  | 202102460 | HRCU-A-CB-O | MUFZ-KJ12NAHZ | MFZ-KJ12NA | Mini-Splits | 13000 | 8800 | 2.77 | 13000 | 2.1
AMERISTAR |  | 215385439 | HRCU-A-CB-O | M5THS2312A11NAA | M5MHWUN12A1N0AA | Mini-Splits | 12600 | 8100 | 3.08 | 9100 | 2.2
AMERISTAR |  | 207642983 | HRCU-A-CB-O | M4THS2309A11N** | M4MHW2309A1N0** | Mini-Splits | 11000 | 7300 | 2.61 | 9000 | 1.93
AMERISTAR |  | 207642985 | HRCU-A-CB-O | M4THS2312A11N** | M4MHW2312A1N0** | Mini-Splits | 12000 | 7700 | 2.59 | 9200 | 1.93
AMERISTAR |  | 210488259 | HMSR-A-CB-O | M4THM1918A12N** |  | Non-Ducted Indoor Units | 18000 | 14700 | 2.63 | 13600 | 2.23
ARCOAIRE | Deluxe 20 VS Heat Pump | 215676327 | HRCU-A-CB | H5H0V48*K*AAA* | EVD5X49M24A*+WALLCON |  | 50000 | 46000 | 2.5 | 36400 | 2
ARCOAIRE | Deluxe 20 VS Heat Pump | 215682287 | HRCU-A-CB | H5H0V48*K*AAA* | EVD5X49M24A*+WALLCON |  | 50000 | 46000 | 2.5 | 36600 | 2
ARCOAIRE | Deluxe 20 VS Heat Pump | 215682277 | HRCU-A-CB | H5H0V48*K*AAA* | EVD5X49M24A*+WALLCON |  | 50000 | 46000 | 2.5 | 36600 | 2
ARCOAIRE | Deluxe 20 VS Heat Pump | 215676317 | HRCU-A-CB | H5H0V48*K*AAA* | EVD5X49M24A*+WALLCON |  | 50000 | 46000 | 2.5 | 36400 | 2
ARCOAIRE | Deluxe 20 VS Heat Pump | 215676307 | HRCU-A-CB | H5H0V48*K*AAA* | EVD5X49M24A*+WALLCON |  | 50000 | 46000 | 2.5 | 36400 | 2
ARCOAIRE | Deluxe 20 VS Heat Pump | 215682257 | HRCU-A-CB | H5H0V48*K*AAA* | EVD5X49M24A*+WALLCON |  | 50000 | 46000 | 2.5 | 36600 | 2
ARCOAIRE | Deluxe 20 VS Heat Pump | 215682247 | HRCU-A-CB | H5H0V48*K*AAA* | EVD5X49M24A*+WALLCON |  | 50000 | 46000 | 2.52 | 36200 | 2.12
ARCOAIRE | Deluxe 20 VS Heat Pump | 215662867 | HRCU-A-CB | H5H0V48*K*AAA* | FCMA5B48L0C*+WALLCON |  | 48000 | 42000 | 2.52 | 33600 | 2.1
ARCOAIRE | DLC-series | 207188905 | HRCU-A-CB-O | DLCSRBH06AAK | DLFSHBH06XAK | Mini-Splits | 7000 | 7500 | 2.5 | 7200 | 1.92
ARCOAIRE | DLC-series | 206361868 | HRCU-A-CB-O | DLCSRBH12AAJ | DLFSHBH12XAJ | Mini-Splits | 12000 | 8900 | 2.75 | 6858 | 2.07
ARCOAIRE | DLC-series | 206361870 | HRCU-A-CB-O | DLCSRBH12AAK | DLFSHBH12XAK | Mini-Splits | 12000 | 10300 | 2.56 | 12113 | 1.9
ARCOAIRE | DL series | 213372116 | HRCU-A-C | DLCURAH18ABK | DLFULAH24XBX + CI |  | 19000 | 14700 | 2.6 | 15000 | 2.2
ARCOAIRE | DL series | 213372118 | HRCU-A-C | DLCURAH24ABK | DLFULAH24XBX + CI |  | 25000 | 21000 | 2.58 | 20000 | 1.95
ARCOAIRE | DLC-series | 210857426 | HRCU-A-CB-O | DLCSRBH06AAK | DLFSOAH09XAK | Mini-Splits | 7100 | 5700 | 2.61 | 8500 | 2.03
ARCOAIRE | DLC-series | 209948191 | HRCU-A-CB-O | DLCSRBH12AAK | DLFSFBH12XAK | Mini-Splits | 12000 | 10200 | 2.72 | 12300 | 2.1
ARCOAIRE | DLC-series | 208447621 | HRCU-A-CB-O | DLCSRBH06AAK | DLFSHCH06XAK | Mini-Splits | 7000 | 8500 | 2.9 | 8581 | 2.19
ARCOAIRE | DLC-series | 208447620 | HRCU-A-CB-O | DLCSRBH12AAJ | DLFSHCH12XAJ | Mini-Splits | 12000 | 8400 | 2.8 | 7094 | 2.19
ARCOAIRE | DLC-series | 208447700 | HRCU-A-CB-O | DLCERBH09AAK | DLFEHBH09XAK | Mini-Splits | 10000 | 6000 | 2.51 | 6933 | 1.97
ARCOAIRE | DLC-series | 211132712 | HRCU-A-CB | DLCSRBH24AAK | DLFSDAH24XHK | Mini-Splits | 25000 | 21000 | 2.75 | 24000 | 2
ARCOAIRE | DLC-series | 211132679 | HRCU-A-CB | DLCSRBH18AAK | DLFSDAH18XHK | Mini-Splits | 19000 | 15700 | 2.6 | 18000 | 2.2
ARCOAIRE | DURACOMFORT DELUXE 18 VS HP | 206771904 | HRCU-A-CB | HVH837GKA2* | EA*4X48L24A*+WALLCON |  | 32400 | 31400 | 2.54 | 27600 | 2.22
ARCOAIRE | DURACOMFORT DELUXE 18 VS HP | 206771355 | HRCU-A-CB | HVH837GKA2* | EA*4X37L21A*+WALLCON |  | 32800 | 31800 | 2.54 | 27800 | 2.22
ARCOAIRE | DURACOMFORT DELUXE 18 VS HP | 206771625 | HRCU-A-CB | HVH837GKA2* | EA*4X43L21A*+WALLCON |  | 33000 | 32000 | 2.52 | 28000 | 2.2
ARCOAIRE | DURACOMFORT DELUXE 18 VS HP | 206771274 | HRCU-A-CB | HVH837GKA2* | EA*4X37L21A*+WALLCON |  | 33000 | 31800 | 2.52 | 28000 | 2.2
ARCOAIRE | DURACOMFORT DELUXE 18 VS HP | 206766035 | HRCU-A-CB | HVH825GKA3* | EA*4X37L21A*+WALLCON |  | 21000 | 20400 | 2.54 | 18100 | 2.24
ARCOAIRE | DURACOMFORT DELUXE 18 VS HP | 206771778 | HRCU-A-CB | HVH837GKA2* | EA*4X48L21A*+WALLCON |  | 32600 | 31400 | 2.52 | 27800 | 2.2
ARCOAIRE | DLC-series | 208447617 | HRCU-A-CB-O | DLCSRBH09AAK | DLFSHCH09XAK | Mini-Splits | 12000 | 9500 | 2.53 | 11109 | 1.97
ARCOAIRE | DURACOMFORT DELUXE 18 VS HP | 206771643 | HRCU-A-CB | HVH837GKA2* | EA*4X43L21A*+WALLCON |  | 32800 | 31800 | 2.54 | 28000 | 2.2
ARCOAIRE | DURACOMFORT DELUXE 18 VS HP | 206771859 | HRCU-A-CB | HVH837GKA2* | EA*4X48L21A*+WALLCON |  | 32400 | 31400 | 2.52 | 27600 | 2.2
ARCOAIRE | DURACOMFORT DELUXE 18 VS HP | 206771895 | HRCU-A-CB | HVH837GKA2* | EA*4X48L24A*+WALLCON |  | 32400 | 31400 | 2.52 | 27600 | 2.2
ARCOAIRE | D5F Series | 215324117 | HRCU-A-CB-O | D5CSHAH18AAK | D5FSHAH18XAK | Mini-Splits | 18000 | 16600 | 2.55 | 18000 | 1.92
ARCOAIRE |  | 215324124 | HRCU-A-CB-O | D5CSHAH24AAK | D5FSHAH24XAK | Mini-Splits | 29000 | 21000 | 2.88 | 24200 | 2.34
ARCOAIRE |  | 215324120 | HRCU-A-CB-O | D5CSHAH18AAK | D5FSFAH16XAK | Mini-Splits | 17000 | 14200 | 2.6 | 17500 | 1.95
ARCOAIRE |  | 215324119 | HRCU-A-CB-O | D5CSHAH18AAK | D5FSCAH18XAK | Mini-Splits | 19000 | 14900 | 2.7 | 17000 | 1.9
ARCOAIRE |  | 215324113 | HRCU-A-CB-O | D5CSHAH12AAK | D5FSCAH12XAK | Mini-Splits | 12000 | 10000 | 2.74 | 11500 | 1.99
ARCOAIRE |  | 215324112 | HRCU-A-CB-O | D5CSHAH12AAK | D5FSOAH12XAK | Mini-Splits | 12500 | 9600 | 2.65 | 11500 | 1.99
ARCOAIRE |  | 215324104 | HRCU-A-CB | D5CSHAH06AAK | D5FSDAH06XAK | Mini-Splits | 8000 | 8000 | 2.69 | 7800 | 2.41
ARCOAIRE |  | 215324103 | HRCU-A-CB-O | D5CSHAH06AAK | D5FSOAH06XAK | Mini-Splits | 7400 | 7000 | 2.66 | 8100 | 2.4
ARCOAIRE |  | 215324102 | HRCU-A-CB-O | D5CSHAH06AAK | D5FSHAH06XAK | Mini-Splits | 7000 | 7900 | 2.79 | 7700 | 2.4
ARCOAIRE |  | 215323725 | HRCU-A-CB | D5CUHAH36AAK | D5FUHAH36XAK |  | 37000 | 31000 | 2.5 | 37400 | 1.91
ARCOAIRE |  | 215324146 | HRCU-A-CB-O | D5CSRAH18AAK | D5FCFAH18XAK | Mini-Splits | 18000 | 13700 | 2.51 | 12800 | 2.05
ARCOAIRE |  | 215324126 | HRCU-A-CB-O | D5CSHAH24AAK | D5FCFAH24XAK | Mini-Splits | 26000 | 20200 | 2.74 | 24200 | 2.16
ARCOAIRE |  | 215324125 | HRCU-A-CB-O | D5CSHAH24AAK | D5FSCAH24XAK | Mini-Splits | 25000 | 20400 | 2.78 | 23800 | 2.23
ARCOAIRE |  | 215324152 | HRCU-A-CB | D5CSRAH24AAK | D5FSDAH24XHK | Mini-Splits | 25000 | 21200 | 2.6 | 19000 | 2.3
ARCOAIRE |  | 215324149 | HRCU-A-CB-O | D5CSRAH24AAK | D5FPHAH18XAK | Mini-Splits | 25000 | 18800 | 2.65 | 19600 | 2.54
ARCOAIRE |  | 215324147 | HRCU-A-CB | D5CSRAH18AAK | D5FSDAH18XAK | Mini-Splits | 20000 | 14000 | 2.6 | 14000 | 2.19
ARCOAIRE |  | 215324145 | HRCU-A-CB-O | D5CSRAH18AAK | D5FSFAH16XAK | Mini-Splits | 17000 | 14100 | 2.75 | 13100 | 2.16
ARCOAIRE |  | 215324144 | HRCU-A-CB-O | D5CSRAH18AAK | D5FSCAH18XAK | Mini-Splits | 18000 | 13900 | 2.66 | 12800 | 2.19
ARCOAIRE |  | 215324143 | HRCU-A-CB-O | D5CSRAH18AAK | D5FSOAH18XAK | Mini-Splits | 18000 | 14000 | 2.77 | 13100 | 2.25
ARCOAIRE |  | 215324142 | HRCU-A-CB-O | D5CSRAH18AAK | D5FSHAH18XAK | Mini-Splits | 18000 | 13600 | 2.73 | 12800 | 2.1
ARCOAIRE |  | 215324140 | HRCU-A-CB | D5CSRAH12AAK | D5FSDAH12XAK | Mini-Splits | 12000 | 9500 | 2.58 | 8800 | 2.24
ARCOAIRE |  | 215324139 | HRCU-A-CB-O | D5CSRAH12AAK | D5FSFAH12XAK | Mini-Splits | 12000 | 9000 | 2.87 | 8900 | 2.51
ARCOAIRE |  | 215324138 | HRCU-A-CB-O | D5CSRAH12AAK | D5FSCAH12XAK | Mini-Splits | 12000 | 8500 | 2.8 | 8400 | 2.39
ARCOAIRE |  | 215324137 | HRCU-A-CB-O | D5CSRAH12AAK | D5FSOAH12XAK | Mini-Splits | 12000 | 8600 | 2.77 | 8600 | 2.47
ARCOAIRE |  | 215324136 | HRCU-A-CB-O | D5CSRAH12AAK | D5FSHAH12XAK | Mini-Splits | 12000 | 9300 | 2.84 | 8400 | 2.3
ARCOAIRE |  | 215324133 | HRCU-A-CB-O | D5CSRAH09AAK | D5FSFAH09XAK | Mini-Splits | 9000 | 9000 | 2.9 | 8600 | 2.27
ARCOAIRE |  | 215324132 | HRCU-A-CB-O | D5CSRAH09AAK | D5FSCAH12XAK | Mini-Splits | 10000 | 8500 | 2.8 | 8300 | 2.17
ARCOAIRE |  | 215324131 | HRCU-A-CB-O | D5CSRAH09AAK | D5FSOAH12XAK | Mini-Splits | 11000 | 7900 | 2.69 | 8000 | 2.17
ARCOAIRE |  | 215324130 | HRCU-A-CB-O | D5CSRAH09AAK | D5FSHAH09XAK | Mini-Splits | 10000 | 8100 | 2.83 | 8000 | 2.37
ARCOAIRE |  | 215324129 | HRCU-A-CB-O | D5CSRAH12AAJ | D5FSHAH12XAJ | Mini-Splits | 12000 | 8700 | 2.68 | 7700 | 2.33
ARCOAIRE |  | 215324128 | HRCU-A-CB-O | D5CSHAH33AAK | D5FSHAH33XAK | Mini-Splits | 36000 | 30000 | 2.69 | 35000 | 1.98
ARCOAIRE |  | 215324127 | HRCU-A-CB | D5CSHAH24AAK | D5FSDAH24XHK | Mini-Splits | 26000 | 21600 | 2.71 | 24000 | 2.18
ARCOAIRE |  | 215413214 | HRCU-A-CB-O | D5CPRAH18AA | D5FPHAH18XAK | Mini-Splits | 20000 | 19300 | 3.01 | 22600 | 2.34
ARCOAIRE |  | 215413215 | HRCU-A-CB-O | D5CSRAH30AAK | D5FSHAH30XAK | Mini-Splits | 30000 | 20400 | 2.52 | 20000 | 2.03
ARCOAIRE |  | 215357172 | HMSV-A-CB | D5CMRAH24DAK |  | Mixed Ducted and Non-Ducted Indoor Units | 25000 | 18000 | 2.6 | 18000 | 2
ARCOAIRE |  | 215357178 | HMSR-A-CB-O | D5CMRAH30EAK |  | Non-Ducted Indoor Units | 31000 | 26600 | 2.5 | 26000 | 2
ARCOAIRE |  | 215357131 | HMSR-A-CB-O | D5CMHAH24DAK |  | Non-Ducted Indoor Units | 25000 | 23600 | 2.5 | 25000 | 2
ARCOAIRE |  | 215357171 | HMSV-A-CB | D5CMRAH24DAK |  | Ducted Indoor Units | 25000 | 18200 | 2.6 | 18000 | 2
ARCOAIRE |  | 215357169 | HMSR-A-CB-O | D5CMRAH24DAK |  | Non-Ducted Indoor Units | 25000 | 17800 | 2.6 | 18000 | 2
ARCOAIRE |  | 215357186 | HMSV-A-CB | D5CMRAH48FAK |  | Mixed Ducted and Non-Ducted Indoor Units | 47500 | 37400 | 2.5 | 37000 | 2.05
ARCOAIRE |  | 215357185 | HMSV-A-CB | D5CMRAH48FAK |  | Ducted Indoor Units | 47000 | 37000 | 2.5 | 38000 | 2.1
ARCOAIRE |  | 215357184 | HMSR-A-CB-O | D5CMRAH48FAK |  | Non-Ducted Indoor Units | 48000 | 38000 | 2.5 | 36000 | 2
ARCOAIRE |  | 215357167 | HMSV-A-CB | D5CMRAH18CAK |  | Mixed Ducted and Non-Ducted Indoor Units | 19000 | 14100 | 2.79 | 14000 | 2.31
ARCOAIRE |  | 215357165 | HMSV-A-CB | D5CMRAH18CAK |  | Ducted Indoor Units | 19000 | 14600 | 2.8 | 14600 | 2.3
ARCOAIRE |  | 215357163 | HMSR-A-CB-O | D5CMRAH18CAK |  | Non-Ducted Indoor Units | 19000 | 13600 | 2.81 | 13500 | 2.3
ARCOAIRE |  | 215357162 | HMSV-A-CB | D5CMHAH55FAK |  | Mixed Ducted and Non-Ducted Indoor Units | 55000 | 44500 | 2.65 | 47500 | 2.05
ARCOAIRE |  | 215357160 | HMSV-A-CB | D5CMHAH55FAK |  | Ducted Indoor Units | 55000 | 45000 | 2.7 | 48000 | 2.1
ARCOAIRE |  | 215357158 | HMSR-A-CB-O | D5CMHAH55FAK |  | Non-Ducted Indoor Units | 55000 | 44000 | 2.6 | 47000 | 2
ARCOAIRE |  | 215357156 | HMSV-A-CB | D5CMHAH48FAK |  | Mixed Ducted and Non-Ducted Indoor Units | 48500 | 44000 | 2.6 | 47500 | 2
ARCOAIRE |  | 215357154 | HMSV-A-CB | D5CMHAH48FAK |  | Ducted Indoor Units | 48000 | 44500 | 2.6 | 48000 | 2
ARCOAIRE |  | 215357152 | HMSR-A-CB-O | D5CMHAH48FAK |  | Non-Ducted Indoor Units | 49000 | 44000 | 2.6 | 47000 | 2
ARCOAIRE |  | 215357129 | HMSV-A-CB | D5CMHAH18CAK |  | Mixed Ducted and Non-Ducted Indoor Units | 20000 | 17300 | 2.65 | 18500 | 2
ARCOAIRE |  | 215357127 | HMSV-A-CB | D5CMHAH18CAK |  | Ducted Indoor Units | 20000 | 17000 | 2.59 | 18000 | 2
ARCOAIRE |  | 215357125 | HMSR-A-CB-O | D5CMHAH18CAK |  | Non-Ducted Indoor Units | 20000 | 17600 | 2.7 | 19000 | 2
ARCOAIRE |  | 215333769 | HRCU-A-CB-O | D5CVRAH09AAK | D5FVHAH09XCK | Mini-Splits | 10000 | 8000 | 2.58 | 7000 | 2.16
ARCOAIRE |  | 215324155 | HRCU-A-CB-O | D5CVRAH09AAK | D5FVHAH09XAK | Mini-Splits | 10000 | 8000 | 2.58 | 7000 | 2.16
ARCOAIRE |  | 215324167 | HRCU-A-CB-O | D5CLRAH36AAK | D5FLCAH36XAK | Mini-Splits | 38000 | 26800 | 2.68 | 26600 | 2.2
ARCOAIRE |  | 215324160 | HRCU-A-CB-O | D5CLHAH36AAK | D5FCFAH36XAK | Mini-Splits | 38000 | 30200 | 2.58 | 39500 | 2.02
ARCOAIRE |  | 215324159 | HRCU-A-CB-O | D5CLHAH36AAK | D5FLCAH36XAK | Mini-Splits | 37000 | 30600 | 2.56 | 37000 | 1.95
ARCOAIRE |  | 215324166 | HRCU-A-CB | D5CLHAH58AAK | D5FLDAH58XHK | Mini-Splits | 60000 | 45000 | 2.72 | 53500 | 2.1
ARCOAIRE |  | 215324164 | HRCU-A-CB | D5CLHAH48AAK | D5FLDAH48XHK | Mini-Splits | 52000 | 45000 | 2.61 | 47500 | 2
ARCOAIRE |  | 215324161 | HRCU-A-CB | D5CLHAH36AAK | D5FLDAH36XHK | Mini-Splits | 42000 | 31600 | 2.73 | 37600 | 2.1
ARCOAIRE |  | 215324148 | HRCU-A-CB | D5CSRAH18AAK | D5FSDAH18XHK | Mini-Splits | 20000 | 14900 | 2.89 | 14200 | 2.41
ARCOAIRE |  | 215324141 | HRCU-A-CB | D5CSRAH12AAK | D5FSDAH12XHK | Mini-Splits | 12000 | 9100 | 2.78 | 8900 | 2.44
ARCOAIRE |  | 215324135 | HRCU-A-CB | D5CSRAH09AAK | D5FSDAH12XHK | Mini-Splits | 10000 | 9300 | 2.9 | 8300 | 2.32
ARCOAIRE |  | 215324134 | HRCU-A-CB | D5CSRAH09AAK | D5FSDAH12XAK | Mini-Splits | 10000 | 8900 | 2.61 | 8600 | 2.25
ARCOAIRE |  | 215324123 | HRCU-A-CB | D5CSHAH18AAK | D5FSDAH18XHK | Mini-Splits | 19500 | 15000 | 2.89 | 18000 | 2.1
ARCOAIRE |  | 215324116 | HRCU-A-CB | D5CSHAH12AAK | D5FSDAH12XHK | Mini-Splits | 12000 | 10200 | 2.6 | 12000 | 1.95
ARCOAIRE |  | 215324151 | HRCU-A-CB-O | D5CSRAH24AAK | D5FCFAH24XAK | Mini-Splits | 24400 | 20000 | 2.56 | 18600 | 2.27
ARCOAIRE |  | 215324150 | HRCU-A-CB-O | D5CSRAH24AAK | D5FSCAH24XAK | Mini-Splits | 25000 | 20400 | 2.73 | 18500 | 2.3
ARCOAIRE |  | 215318903 | HRCU-A-CB | D5CUHAH48AAK | D5FUHAH60XAK |  | 48000 | 34000 | 2.56 | 48000 | 2
ARCOAIRE |  | 215318902 | HRCU-A-CB | D5CUHAH30AAK | D5FUHAH36XAK |  | 33000 | 24000 | 2.69 | 33200 | 1.97
ARCOAIRE |  | 215318901 | HRCU-A-CB | D5CUHAH18AAK | D5FUHAH24XAK |  | 18000 | 14700 | 2.66 | 18600 | 2.12
ARCOAIRE |  | 215318911 | HRCU-A-CB | D5CLHAH58AAK | D5FLAAH60XAK |  | 59000 | 41000 | 2.6 | 53000 | 2
ARCOAIRE |  | 215318898 | HRCU-A-CB | D5CURAH36AAK | D5FUAAH36XAK |  | 36000 | 25600 | 2.6 | 27000 | 2
ARCOAIRE |  | 215318894 | HRCU-A-CB | D5CUHAH60AAK | D5FUHAH60XAK |  | 55000 | 35000 | 2.5 | 54000 | 1.9
ARCOAIRE |  | 215318892 | HRCU-A-CB | D5CUHAH48AAK | D5FUAAH48XAK |  | 50000 | 37000 | 2.7 | 46000 | 1.9
ARCOAIRE |  | 215318891 | HRCU-A-CB | D5CUHAH36AAK | D5FUAAH36XAK |  | 37000 | 31800 | 2.56 | 39000 | 1.9
ARCOAIRE |  | 215318890 | HRCU-A-CB | D5CUHAH30AAK | D5FUAAH30XAK |  | 34000 | 23800 | 2.76 | 32600 | 1.96
ARCOAIRE |  | 215318889 | HRCU-A-CB | D5CUHAH24AAK | D5FUHAH24XAK |  | 24000 | 19000 | 2.64 | 20600 | 2.14
ARCOAIRE |  | 215318887 | HRCU-A-CB | D5CUHAH18AAK | D5FUAAH18XAK |  | 19000 | 15000 | 2.6 | 18000 | 2
ARCOAIRE |  | 215318907 | HRCU-A-CB | D5CSRAH18AAK | D5FSAAH18XBK |  | 18000 | 13200 | 2.6 | 13000 | 2.3
ARCOAIRE |  | 215318913 | HRCU-A-CB | D5CLRAH48AAK | D5FLAAH48XAK |  | 50000 | 40000 | 2.6 | 35200 | 1.9
ARCOAIRE |  | 215318910 | HRCU-A-CB | D5CLHAH48AAK | D5FLAAH48XAK |  | 50000 | 40000 | 2.5 | 46000 | 2
ARCOAIRE |  | 215318906 | HRCU-A-CB | D5CSHAH33AAK | D5FSAAH36XBK |  | 35000 | 27400 | 2.58 | 34000 | 2
ARCOAIRE |  | 215318904 | HRCU-A-CB | D5CSHAH18AAK | D5FSAAH18XBK |  | 19500 | 14000 | 2.6 | 18000 | 2.2
ARCOAIRE | DURACOMFORT DELUXE 18 VS HP | 210470500 | HRCU-A-CB | HVH837GKA2* | EA*4X61L21A*+WALLCON |  | 32000 | 31200 | 2.54 | 27600 | 2.22
ARCOAIRE | DURACOMFORT DELUXE 18 VS HP | 210470269 | HRCU-A-CB | HVH837GKA2* | EA*4X60L24A*+WALLCON |  | 31800 | 31000 | 2.5 | 27400 | 2.2
ARCOAIRE | DURACOMFORT DELUXE 18 VS HP | 210470434 | HRCU-A-CB | HVH837GKA2* | EA*4X61L21A*+WALLCON |  | 32200 | 31400 | 2.5 | 27800 | 2.2
ARCOAIRE | DURACOMFORT DELUXE 18 VS HP | 210473242 | HRCU-A-CB | HVH825GKA3* | EA*4X43L21A*+WALLCON |  | 21000 | 20400 | 2.54 | 18100 | 2.24
ARCOAIRE | DURACOMFORT DELUXE 18 VS HP | 210470566 | HRCU-A-CB | HVH837GKA2* | EA*4X61L24A*+WALLCON |  | 32000 | 31200 | 2.54 | 27400 | 2.24
ARCOAIRE | DURACOMFORT DELUXE 18 VS HP | 210470555 | HRCU-A-CB | HVH837GKA2* | EA*4X61L24A*+WALLCON |  | 32000 | 31200 | 2.52 | 27600 | 2.22
ARCOAIRE | DURACOMFORT DELUXE 18 VS HP | 210470445 | HRCU-A-CB | HVH837GKA2* | EA*4X61L21A*+WALLCON |  | 32000 | 31200 | 2.52 | 27600 | 2.22
ARCOAIRE | DURACOMFORT DELUXE 18 VS HP | 210470280 | HRCU-A-CB | HVH837GKA2* | EA*4X60L24A*+WALLCON |  | 31800 | 31000 | 2.52 | 27400 | 2.22
ARCOAIRE | Dlseries | 210025741 | HRCU-A-CB | DLCURAH60ABK | DLFUAAH60XAK |  | 59000 | 42000 | 2.6 | 54356 | 1.91
ARCOAIRE |  | 201835506 | HRCU-A-CB-O | DLCPRAH09AAK | DLFPHAH09XAK | Mini-Splits | 10000 | 7200 | 2.78 | 13047 | 1.97
ARCOAIRE | High Tier | 202463643 | HRCU-A-CB-O | DLCPRAH24AAK | DLFPHAH24XAK | Mini-Splits | 24000 | 15450 | 3 | 24000 | 2
ARCOAIRE | DuraComfort | 206350391 | HRCU-A-CB | DLCSRBH24AAK | DLFSDAH24XAK | Mini-Splits | 24600 | 14500 | 2.8 | 27910 | 2.01
ARCOAIRE | Performance Series | 207642991 | HMSV-A-CB | DLCMHBH24CAK |  | Ducted Indoor Units | 24000 | 18500 | 2.85 | 21500 | 1.95
ARCOAIRE | DURACOMFORT DELUXE 18 VS HP 2-STAGE | 210468209 | HRCU-A-CB | HVH837GKA2*+TSTAT | EHD4X60AAL |  | 47000 | 30600 | 2.52 | 24200 | 1.98
ARCOAIRE | DURACOMFORT DELUXE 18 VS HP 2-STAGE | 210468319 | HRCU-A-CB | HVH837GKA2*+TSTAT | EHD4X60AAL |  | 46500 | 30400 | 2.5 | 24200 | 1.98
ARCOAIRE | Performance Series | 207642993 | HMSR-A-CB-O | DLCMHBH30DAK |  | Non-Ducted Indoor Units | 30000 | 18500 | 2.98 | 29400 | 1.9
ARCOAIRE | DURACOMFORT DELUXE 18 VS HP 2-STAGE | 210465005 | HRCU-A-CB | HVH837GKA2*+TSTAT | EN(A,D,W)4X60L24** |  | 47000 | 30600 | 2.5 | 24000 | 1.96
ARCOAIRE | DURACOMFORT DELUXE 18 VS HP 2-STAGE | 210464817 | HRCU-A-CB | HVH837GKA2*+TSTAT | EN(A,D)4X48L24** |  | 48000 | 31000 | 2.5 | 24400 | 1.94
ARCOAIRE | DURACOMFORT DELUXE 18 VS HP 2-STAGE | 210464682 | HRCU-A-CB | HVH837GKA2*+TSTAT | EN(A,D)4X48L24** |  | 47500 | 30600 | 2.5 | 24200 | 1.94
ARCOAIRE | DURACOMFORT DELUXE 18 VS HP 2-STAGE | 210464616 | HRCU-A-CB | HVH837GKA2*+TSTAT | EN(A,D)4X48L24** |  | 47500 | 30800 | 2.5 | 24200 | 1.96
ARCOAIRE | DURACOMFORT DELUXE 18 VS HP 2-STAGE | 210464604 | HRCU-A-CB | HVH837GKA2*+TSTAT | EN(A,D)4X48L24** |  | 48000 | 31000 | 2.5 | 24400 | 1.96
ARCOAIRE | DURACOMFORT DELUXE 18 VS HP 2-STAGE | 210464461 | HRCU-A-CB | HVH837GKA2*+TSTAT | EN(A,D,W)4X48L21** |  | 48000 | 31000 | 2.5 | 24400 | 1.94
ARCOAIRE | DURACOMFORT DELUXE 18 VS HP 2-STAGE | 210464306 | HRCU-A-CB | HVH837GKA2*+TSTAT | EN(A,D,W)4X48L21** |  | 48000 | 31000 | 2.5 | 24400 | 1.94
ARCOAIRE | DURACOMFORT DELUXE 18 VS HP 2-STAGE | 210464171 | HRCU-A-CB | HVH837GKA2*+TSTAT | EN(A,D,W)4X48L21** |  | 47500 | 30800 | 2.5 | 24200 | 1.96
ARCOAIRE | DURACOMFORT DELUXE 18 VS HP 2-STAGE | 210462018 | HRCU-A-CB | HVH837GKA2*+TSTAT | EA*4X61L24A* |  | 47000 | 30800 | 2.52 | 24400 | 1.98
ARCOAIRE | DURACOMFORT DELUXE 18 VS HP 2-STAGE | 210461963 | HRCU-A-CB | HVH837GKA2*+TSTAT | EA*4X61L24A* |  | 47000 | 30600 | 2.5 | 24400 | 1.98
ARCOAIRE | DURACOMFORT DELUXE 18 VS HP 2-STAGE | 210461839 | HRCU-A-CB | HVH837GKA2*+TSTAT | EA*4X61L24A* |  | 47000 | 30600 | 2.5 | 24400 | 1.98
ARCOAIRE | DURACOMFORT DELUXE 18 VS HP 2-STAGE | 210461828 | HRCU-A-CB | HVH837GKA2*+TSTAT | EA*4X61L24A* |  | 46500 | 30400 | 2.5 | 24000 | 1.96
ARCOAIRE | DURACOMFORT DELUXE 18 VS HP 2-STAGE | 210461806 | HRCU-A-CB | HVH837GKA2*+TSTAT | EA*4X61L24A* |  | 47000 | 30600 | 2.5 | 24400 | 1.98
ARCOAIRE | DURACOMFORT DELUXE 18 VS HP 2-STAGE | 210461795 | HRCU-A-CB | HVH837GKA2*+TSTAT | EA*4X61L24A* |  | 47000 | 30600 | 2.5 | 24400 | 1.96
ARCOAIRE | DURACOMFORT DELUXE 18 VS HP 2-STAGE | 210461762 | HRCU-A-CB | HVH837GKA2*+TSTAT | EA*4X61L24A* |  | 46500 | 30400 | 2.5 | 24200 | 1.98
ARCOAIRE | DURACOMFORT DELUXE 18 VS HP 2-STAGE | 210461750 | HRCU-A-CB | HVH837GKA2*+TSTAT | EA*4X61L24A* |  | 46500 | 30600 | 2.5 | 24200 | 1.98
ARCOAIRE | DURACOMFORT DELUXE 18 VS HP 2-STAGE | 210461452 | HRCU-A-CB | HVH837GKA2*+TSTAT | EA*4X61L21A* |  | 46500 | 30600 | 2.5 | 24400 | 1.96
ARCOAIRE | DURACOMFORT DELUXE 18 VS HP 2-STAGE | 210461429 | HRCU-A-CB | HVH837GKA2*+TSTAT | EA*4X61L21A* |  | 47000 | 30600 | 2.5 | 24400 | 1.98
ARCOAIRE | DURACOMFORT DELUXE 18 VS HP 2-STAGE | 210461416 | HRCU-A-CB | HVH837GKA2*+TSTAT | EA*4X61L21A* |  | 47000 | 30600 | 2.5 | 24400 | 1.98
ARCOAIRE | DURACOMFORT DELUXE 18 VS HP 2-STAGE | 210461328 | HRCU-A-CB | HVH837GKA2*+TSTAT | EA*4X61L21A* |  | 46500 | 30400 | 2.5 | 24200 | 1.96
ARCOAIRE | DURACOMFORT DELUXE 18 VS HP 2-STAGE | 210459739 | HRCU-A-CB | HVH837GKA2*+TSTAT | EA*4X43L21A* |  | 47500 | 30800 | 2.52 | 24400 | 1.98
ARCOAIRE | DURACOMFORT DELUXE 18 VS HP 2-STAGE | 210458482 | HRCU-A-CB | HVH837GKA2*+TSTAT | EA*4X37L21A* |  | 47500 | 30800 | 2.52 | 24400 | 1.98
ARCOAIRE |  | 209852036 | HRCU-A-CB | DLCURAH18ABK | DLFUAAH18XAK |  | 19000 | 13500 | 2.5 | 18000 | 2
ARCOAIRE | DuraComfort | 207826594 | HMSV-A-CB | DLCSRBH24AAK | DLFSABH24XBK | Mini-Splits | 26000 | 16200 | 2.79 | 21505 | 1.95
ARCOAIRE | High Tier | 202463642 | HRCU-A-CB-O | DLCPRAH18AAK | DLFPHAH18XAK | Mini-Splits | 18000 | 12300 | 3.19 | 18000 | 2
ARCOAIRE |  | 201835513 | HRCU-A-CB-O | DLCSRAH09AAJ | DLFSHAH09XAJ | Mini-Splits | 9800 | 5600 | 2.65 | 6880 | 1.96
ARCOAIRE | High Wall System | 8177085 | HRCU-A-CB-O | DLCAHB09K1A | DLFAHH09K1A | Mini-Splits | 9000 | 5500 | 2.88 | 10488 | 1.98
ARCOAIRE | High Wall System | 8177103 | HRCU-A-CB-O | DLCAHB18K1A | DLFAHH18K1A | Mini-Splits | 19000 | 12717 | 2.5 | 19190 | 2.85
ARMSTRONG AIR |  | 211034520 | HRCU-A-CB-O | 4DHPS209S-1P | DWM209S4-*P | Mini-Splits | 10000 | 8500 | 4.15 | 8622 | 2.38
ARMSTRONG AIR |  | 211034527 | HRCU-A-CB | 4DHPS209S-1P | DMD209S4-*P | Mini-Splits | 10000 | 7700 | 3.53 | 8499 | 2.4
ARMSTRONG AIR |  | 211034528 | HRCU-A-CB | 4DHP2S12S-1P | DMD212S4-*P | Mini-Splits | 12000 | 9300 | 3.13 | 8500 | 1.99
ARMSTRONG AIR |  | 211034533 | HRCU-A-CB-O | 4DHPS209S-1P | D22C109S4-*P | Mini-Splits | 10000 | 7500 | 3.33 | 8588 | 2.05
ARMSTRONG AIR |  | 208106739 | HRCU-A-CB | 4DHPS209S-1P | DMD209S4-1P | Mini-Splits | 10000 | 7700 | 3.53 | 8499 | 2.4
ARMSTRONG AIR |  | 208106738 | HRCU-A-CB-O | 4DHPS209S-1P | D22C109S4-1P | Mini-Splits | 10000 | 7500 | 3.33 | 8588 | 2.05
ARMSTRONG AIR |  | 208106736 | HRCU-A-CB-O | 4DHPS209S-1P | DWM209S4-1P | Mini-Splits | 10000 | 8500 | 4.15 | 8622 | 2.38
ARMSTRONG AIR |  | 208106813 | HMSV-A-CB | 4DHP2S18M-1P |  | Ducted Indoor Units | 19000 | 14800 | 3.5 | 13300 | 2.03
ARMSTRONG AIR |  | 208106678 | HRCU-A-CB | 4DHP2S12S-1P | DMD212S4-1P | Mini-Splits | 12000 | 9300 | 3.13 | 8500 | 1.99
ARMSTRONG AIR |  | 208106816 | HMSV-A-CB | 4DHP2S24M-1P | Ducted Indoor Units | Ducted Indoor Units | 24000 | 21600 | 3.37 | 20263 | 1.99
ARMSTRONG AIR |  | 208106824 | HRCU-A-CB | 4DHP2S48M-1P |  | Non-Ducted Indoor Units | 49000 | 36000 | 3.29 | 45000 | 2
ARMSTRONG AIR |  | 211034530 | HRCU-A-CB | 4DHP2S24S-1P | DMD224S4-*P | Mini-Splits | 25000 | 20000 | 3.71 | 20500 | 2.28
ARMSTRONG AIR |  | 211034536 | HRCU-A-CB-O | 4DHP2S24S-1P | D33C224S4-*P | Mini-Splits | 26000 | 19000 | 3.48 | 18550 | 2.16
ARMSTRONG AIR | 4SHP18LX SERIES | 214729851 | HRCU-A-CB | 4SHP18LX136P | 7EC30AX-0*+TDR | Ducted Indoor Units | 24000 | 15600 | 2.74 | 14800 | 1.97
ARMSTRONG AIR | 4SHP18LX SERIES | 214729813 | HRCU-A-CB | 4SHP18LX136P | 7EC24AX-0*+TDR | Ducted Indoor Units | 24000 | 16000 | 2.63 | 15300 | 1.94
ARMSTRONG AIR | 4SHP22LX SERIES | 214074491 | HRCU-A-CB | 4SHP22LX136P-**A | EA(C;U)1P48C+TDR+TXV | Ducted Indoor Units | 33800 | 22400 | 2.54 | 18500 | 2.24
ARMSTRONG AIR | 4SHP22LX SERIES | 214074492 | HRCU-A-CB | 4SHP22LX136P-**A | EA(C;U)1P48C+TDR+TXV | Ducted Indoor Units | 33800 | 22400 | 2.52 | 18600 | 2.24
ARMSTRONG AIR | 4SHP22LX SERIES | 214074494 | HRCU-A-CB | 4SHP22LX136P-**A | EA(C;U)1P48C+TDR+TXV | Ducted Indoor Units | 33800 | 22400 | 2.52 | 18600 | 2.24
ARMSTRONG AIR | 4SHP22LX SERIES | 214074496 | HRCU-A-CB | 4SHP22LX136P-**A | EAC4X48C+TDR | Ducted Indoor Units | 33800 | 22400 | 2.54 | 18500 | 2.24
ARMSTRONG AIR | 4SHP22LX SERIES | 214074497 | HRCU-A-CB | 4SHP22LX136P-**A | EAC4X48C+TDR | Ducted Indoor Units | 33800 | 22400 | 2.52 | 18600 | 2.24
ARMSTRONG AIR | 4SHP22LX SERIES | 214074499 | HRCU-A-CB | 4SHP22LX136P-**A | EAC4X48C+TDR | Ducted Indoor Units | 33800 | 22400 | 2.52 | 18600 | 2.24
ARMSTRONG AIR | 4SHP22LX SERIES | 214074666 | HRCU-A-CB | 4SHP22LX124P-**A | EA(C;U)1P24B+TDR+TXV | Ducted Indoor Units | 23600 | 14700 | 2.52 | 15800 | 1.92
ARMSTRONG AIR | 4SHP22LX SERIES | 214074668 | HRCU-A-CB | 4SHP22LX124P-**A | EA(C;U)1P30B+TDR+TXV | Ducted Indoor Units | 23600 | 14200 | 2.51 | 16100 | 1.96
ARMSTRONG AIR | 4SHP22LX SERIES | 214074670 | HRCU-A-CB | 4SHP22LX124P-**A | EAC4X24B+TDR | Ducted Indoor Units | 23600 | 14700 | 2.52 | 15800 | 1.92
ARMSTRONG AIR | 4SHP22LX SERIES | 214074672 | HRCU-A-CB | 4SHP22LX124P-**A | EAC4X30B+TDR | Ducted Indoor Units | 23600 | 14200 | 2.51 | 16100 | 1.96
ARMSTRONG AIR | 4SHP22LX SERIES | 214074483 | HRCU-A-CB | 4SHP22LX136P-**A | EAH1P42C+TDR+TXV | Ducted Indoor Units | 33800 | 22400 | 2.5 | 18200 | 2.04
ARMSTRONG AIR | 4SHP22LX SERIES | 214074481 | HRCU-A-CB | 4SHP22LX136P-**A | EAH1P42C+TDR+TXV | Ducted Indoor Units | 33800 | 22600 | 2.5 | 18200 | 2.02
ARMSTRONG AIR |  | 211034535 | HRCU-A-CB-O | 4DHP2S18S-1P | D22C118S4-*P | Mini-Splits | 19000 | 12000 | 2.51 | 11330 | 2.01
ARMSTRONG AIR |  | 211034519 | HRCU-A-CB-O | 4DHP2S12S-1L | DWM212S4-*L | Mini-Splits | 12000 | 8400 | 3.04 | 7094 | 2.19
ARMSTRONG AIR | 4SHP18LX SERIES | 210739951 | HRCU-A-CB | 4SHP18LX136P | BCE7S30M*4X | Ducted Indoor Units | 24000 | 16000 | 2.58 | 15400 | 2.62
ARMSTRONG AIR | 4SHP18LX SERIES | 210739947 | HRCU-A-CB | 4SHP18LX136P | BCE7S24M*4X | Ducted Indoor Units | 24000 | 15200 | 2.62 | 15400 | 2.1
ARMSTRONG AIR | 4SHP22LX SERIES | 211729605 | HRCU-A-CB | 4SHP22LX124P-**A | BCE5E24M | Ducted Indoor Units | 21000 | 14100 | 2.52 | 15500 | 2.16
ARMSTRONG AIR | 4SHP22LX SERIES | 211528369 | HRCU-A-CB | 4SHP22LX136P-**A | EAH1P42C+TDR+TXV |  | 33600 | 22400 | 2.5 | 18100 | 2.04
ARMSTRONG AIR | 4SHP22LX SERIES | 211528367 | HRCU-A-CB | 4SHP22LX136P-**A | EAH1P42C+TDR+TXV |  | 33600 | 22400 | 2.52 | 18100 | 2.06
ARMSTRONG AIR | 4SHP22LX SERIES | 211528366 | HRCU-A-CB | 4SHP22LX136P-**A | EAH1P42C+TDR+TXV |  | 33600 | 22400 | 2.5 | 18100 | 2.04
ARMSTRONG AIR | 4SHP22LX SERIES | 211528354 | HRCU-A-CB | 4SHP22LX136P-**A | EAH1P42C+TDR+TXV |  | 33800 | 22600 | 2.5 | 18200 | 2.02
ARMSTRONG AIR | 4SHP22LX SERIES | 211528351 | HRCU-A-CB | 4SHP22LX136P-**A | EAH1P42C+TDR+TXV |  | 33200 | 22200 | 2.5 | 17800 | 2.04
ARMSTRONG AIR | 4SHP22LX SERIES | 211729606 | HRCU-A-CB | 4SHP22LX124P-**A | BCE5E30M | Ducted Indoor Units | 22000 | 14300 | 2.7 | 14900 | 2.14
ARMSTRONG AIR | 4SHP22LX SERIES | 211528363 | HRCU-A-CB | 4SHP22LX136P-**A | EAH1P42C+TDR+TXV |  | 33600 | 22400 | 2.5 | 18100 | 2.04
ARMSTRONG AIR | 4SHP22LX SERIES | 211528370 | HRCU-A-CB | 4SHP22LX136P-**A | EAH1P42C+TDR+TXV |  | 33600 | 22400 | 2.5 | 18100 | 2.04
ARMSTRONG AIR | 4SHP22LX SERIES | 211528371 | HRCU-A-CB | 4SHP22LX136P-**A | EAH1P42C+TDR+TXV |  | 33800 | 22600 | 2.5 | 18200 | 2.04
ARMSTRONG AIR | 4SHP22LX SERIES | 211528362 | HRCU-A-CB | 4SHP22LX136P-**A | EAH1P42C+TDR+TXV |  | 33400 | 22200 | 2.5 | 17900 | 2.04
ARMSTRONG AIR | 4SHP22LX SERIES | 211528358 | HRCU-A-CB | 4SHP22LX136P-**A | EAH1P42C+TDR+TXV |  | 33400 | 22200 | 2.52 | 17900 | 2.06
ARMSTRONG AIR | 4SHP22LX SERIES | 211528357 | HRCU-A-CB | 4SHP22LX136P-**A | EAH1P42C+TDR+TXV |  | 33800 | 22400 | 2.5 | 18200 | 2.04
ARMSTRONG AIR | 4SHP22LX SERIES | 211528355 | HRCU-A-CB | 4SHP22LX136P-**A | EAH1P42C+TDR+TXV |  | 33800 | 22600 | 2.5 | 18200 | 2.04
ARMSTRONG AIR | 4SHP22LX SERIES | 211528350 | HRCU-A-CB | 4SHP22LX136P-**A | EAH1P42C+TDR+TXV |  | 33800 | 22600 | 2.52 | 18200 | 2.04
ARMSTRONG AIR | 4SHP22LX SERIES | 211528349 | HRCU-A-CB | 4SHP22LX136P-**A | EAH1P42C+TDR+TXV |  | 33200 | 22000 | 2.52 | 17700 | 2.06
ARMSTRONG AIR | 4SHP22LX SERIES | 211528365 | HRCU-A-CB | 4SHP22LX136P-**A | EAH1P42C+TDR+TXV |  | 33800 | 22600 | 2.52 | 18200 | 2.04
ARMSTRONG AIR | 4SHP22LX SERIES | 211528361 | HRCU-A-CB | 4SHP22LX136P-**A | EAH1P42C+TDR+TXV |  | 33400 | 22400 | 2.5 | 18000 | 2.04
ARMSTRONG AIR | 4SHP22LX SERIES | 211528359 | HRCU-A-CB | 4SHP22LX136P-**A | EAH1P42C+TDR+TXV |  | 33400 | 22200 | 2.5 | 17900 | 2.04
ARMSTRONG AIR | 4SHP22LX SERIES | 211528484 | HRCU-A-CB | 4SHP22LX136P-**A | EAC4X48B+TDR |  | 33800 | 22400 | 2.54 | 18400 | 2.22
ARMSTRONG AIR | 4SHP22LX SERIES | 211528483 | HRCU-A-CB | 4SHP22LX136P-**A | EAC4X48B+TDR |  | 33800 | 22400 | 2.54 | 18400 | 2.22
ARMSTRONG AIR | 4SHP22LX SERIES | 211528482 | HRCU-A-CB | 4SHP22LX136P-**A | EAC4X48B+TDR |  | 33800 | 22400 | 2.52 | 18400 | 2.22
ARMSTRONG AIR | 4SHP22LX SERIES | 211528481 | HRCU-A-CB | 4SHP22LX136P-**A | EAC4X48B+TDR |  | 33800 | 22600 | 2.52 | 18500 | 2.2
ARMSTRONG AIR | 4SHP22LX SERIES | 211528474 | HRCU-A-CB | 4SHP22LX136P-**A | EAC4X48B+TDR |  | 33600 | 22200 | 2.56 | 18200 | 2.24
ARMSTRONG AIR | 4SHP22LX SERIES | 211528473 | HRCU-A-CB | 4SHP22LX136P-**A | EAC4X48B+TDR |  | 33400 | 22200 | 2.52 | 18200 | 2.22
ARMSTRONG AIR | 4SHP22LX SERIES | 211528469 | HRCU-A-CB | 4SHP22LX136P-**A | EAC4X48B+TDR |  | 33600 | 22400 | 2.5 | 18400 | 2.2
ARMSTRONG AIR | 4SHP22LX SERIES | 211528468 | HRCU-A-CB | 4SHP22LX136P-**A | EAC4X48B+TDR |  | 33200 | 22000 | 2.54 | 18000 | 2.24
ARMSTRONG AIR | 4SHP22LX SERIES | 211528467 | HRCU-A-CB | 4SHP22LX136P-**A | EAC4X48B+TDR |  | 33200 | 22000 | 2.52 | 18100 | 2.24
ARMSTRONG AIR | 4SHP22LX SERIES | 211528466 | HRCU-A-CB | 4SHP22LX136P-**A | EAC4X48B+TDR |  | 33800 | 22600 | 2.5 | 18500 | 2.18
ARMSTRONG AIR | 4SHP22LX SERIES | 211528401 | HRCU-A-CB | 4SHP22LX136P-**A | ED1P48B+TDR+TXV |  | 33400 | 21400 | 2.5 | 17700 | 2.18
ARMSTRONG AIR | 4SHP22LX SERIES | 211528396 | HRCU-A-CB | 4SHP22LX136P-**A | ED1P30/36C+TDR+TXV |  | 35800 | 23400 | 2.5 | 19000 | 2.18
ARMSTRONG AIR | 4SHP22LX SERIES | 211528395 | HRCU-A-CB | 4SHP22LX136P-**A | ED1P30/36C+TDR+TXV |  | 35400 | 23000 | 2.54 | 18700 | 2.22
ARMSTRONG AIR | 4SHP22LX SERIES | 211528394 | HRCU-A-CB | 4SHP22LX136P-**A | ED1P30/36C+TDR+TXV |  | 35000 | 22800 | 2.56 | 18500 | 2.24
ARMSTRONG AIR | 4SHP22LX SERIES | 211528393 | HRCU-A-CB | 4SHP22LX136P-**A | ED1P30/36C+TDR+TXV |  | 35000 | 22800 | 2.54 | 18500 | 2.22
ARMSTRONG AIR | 4SHP22LX SERIES | 211528392 | HRCU-A-CB | 4SHP22LX136P-**A | ED1P30/36C+TDR+TXV |  | 35000 | 22800 | 2.58 | 18400 | 2.24
ARMSTRONG AIR | 4SHP22LX SERIES | 211528391 | HRCU-A-CB | 4SHP22LX136P-**A | ED1P30/36C+TDR+TXV |  | 35400 | 23000 | 2.54 | 18700 | 2.22
ARMSTRONG AIR | 4SHP22LX SERIES | 211528390 | HRCU-A-CB | 4SHP22LX136P-**A | ED1P30/36C+TDR+TXV |  | 35000 | 22800 | 2.54 | 18500 | 2.22
ARMSTRONG AIR | 4SHP22LX SERIES | 211528389 | HRCU-A-CB | 4SHP22LX136P-**A | ED1P30/36B+TDR+TXV |  | 35600 | 23200 | 2.5 | 18900 | 2.18
ARMSTRONG AIR | 4SHP22LX SERIES | 211528388 | HRCU-A-CB | 4SHP22LX136P-**A | ED1P30/36B+TDR+TXV |  | 35600 | 23200 | 2.5 | 18900 | 2.18
ARMSTRONG AIR | 4SHP22LX SERIES | 211528387 | HRCU-A-CB | 4SHP22LX136P-**A | ED1P30/36B+TDR+TXV |  | 35400 | 23200 | 2.52 | 18800 | 2.2
ARMSTRONG AIR | 4SHP22LX SERIES | 211528386 | HRCU-A-CB | 4SHP22LX136P-**A | ED1P30/36B+TDR+TXV |  | 34800 | 22800 | 2.52 | 18400 | 2.2
ARMSTRONG AIR | 4SHP22LX SERIES | 211528385 | HRCU-A-CB | 4SHP22LX136P-**A | ED1P30/36B+TDR+TXV |  | 35200 | 23000 | 2.52 | 18600 | 2.2
ARMSTRONG AIR | 4SHP22LX SERIES | 211528384 | HRCU-A-CB | 4SHP22LX136P-**A | ED1P30/36B+TDR+TXV |  | 35200 | 23000 | 2.52 | 18600 | 2.2
ARMSTRONG AIR | 4SHP22LX SERIES | 211528383 | HRCU-A-CB | 4SHP22LX136P-**A | ED1P30/36B+TDR+TXV |  | 35000 | 22800 | 2.58 | 18500 | 2.26
ARMSTRONG AIR | 4SHP22LX SERIES | 211528382 | HRCU-A-CB | 4SHP22LX136P-**A | ED1P30/36B+TDR+TXV |  | 34800 | 22600 | 2.52 | 18400 | 2.22
ARMSTRONG AIR | 4SHP22LX SERIES | 211528380 | HRCU-A-CB | 4SHP22LX136P-**A | ED1P30/36B+TDR+TXV |  | 35400 | 23000 | 2.5 | 18800 | 2.2
ARMSTRONG AIR | 4SHP22LX SERIES | 211528379 | HRCU-A-CB | 4SHP22LX136P-**A | ED1P30/36B+TDR+TXV |  | 35800 | 23400 | 2.5 | 19000 | 2.16
ARMSTRONG AIR | 4SHP22LX SERIES | 211528378 | HRCU-A-CB | 4SHP22LX136P-**A | ED1P30/36A+TDR+TXV |  | 35800 | 23400 | 2.5 | 19000 | 2.16
ARMSTRONG AIR | 4SHP22LX SERIES | 211528377 | HRCU-A-CB | 4SHP22LX136P-**A | ED1P30/36A+TDR+TXV |  | 35000 | 22800 | 2.52 | 18500 | 2.2
ARMSTRONG AIR | 4SHP22LX SERIES | 211528296 | HRCU-A-CB | 4SHP22LX136P-**A | BCE7S42M*4X |  | 35000 | 22800 | 2.64 | 18400 | 2.3
ARMSTRONG AIR | 4SHP22LX SERIES | 211528295 | HRCU-A-CB | 4SHP22LX136P-**A | BCE7E42M*4X |  | 34400 | 22200 | 2.6 | 18000 | 2.3
ARMSTRONG AIR | 4SHP22LX SERIES | 211528294 | HRCU-A-CB | 4SHP22LX136P-**A | BCE7E36M*4X |  | 33600 | 23000 | 2.6 | 18300 | 2.24
ARMSTRONG AIR | 4SHP22LX SERIES | 211528293 | HRCU-A-CB | 4SHP22LX136P-**A | BCE5V42M*4X |  | 33600 | 22200 | 2.6 | 18000 | 2.24
ARMSTRONG AIR | 4SHP22LX SERIES | 211528292 | HRCU-A-CB | 4SHP22LX136P-**A | BCE5V36M*4X |  | 33400 | 22200 | 2.58 | 18000 | 2.24
ARMSTRONG AIR | 4SHP22LX SERIES | 211528288 | HRCU-A-CB | 4SHP22LX136P-**A | EA(C;U)1P48B+TDR+TXV |  | 33800 | 22400 | 2.54 | 18400 | 2.22
ARMSTRONG AIR | 4SHP22LX SERIES | 211528287 | HRCU-A-CB | 4SHP22LX136P-**A | EA(C;U)1P48B+TDR+TXV |  | 33800 | 22400 | 2.54 | 18400 | 2.22
ARMSTRONG AIR | 4SHP22LX SERIES | 211528286 | HRCU-A-CB | 4SHP22LX136P-**A | EA(C;U)1P48B+TDR+TXV |  | 33800 | 22400 | 2.52 | 18400 | 2.22
ARMSTRONG AIR | 4SHP22LX SERIES | 211528285 | HRCU-A-CB | 4SHP22LX136P-**A | EA(C;U)1P48B+TDR+TXV |  | 33800 | 22600 | 2.52 | 18500 | 2.2
ARMSTRONG AIR | 4SHP22LX SERIES | 211528278 | HRCU-A-CB | 4SHP22LX136P-**A | EA(C;U)1P48B+TDR+TXV |  | 33600 | 22200 | 2.56 | 18200 | 2.24
ARMSTRONG AIR | 4SHP22LX SERIES | 211528277 | HRCU-A-CB | 4SHP22LX136P-**A | EA(C;U)1P48B+TDR+TXV |  | 33400 | 22200 | 2.52 | 18200 | 2.22
ARMSTRONG AIR | 4SHP22LX SERIES | 211528273 | HRCU-A-CB | 4SHP22LX136P-**A | EA(C;U)1P48B+TDR+TXV |  | 33600 | 22400 | 2.5 | 18400 | 2.2
ARMSTRONG AIR | 4SHP22LX SERIES | 211528272 | HRCU-A-CB | 4SHP22LX136P-**A | EA(C;U)1P48B+TDR+TXV |  | 33200 | 22000 | 2.54 | 18000 | 2.24
ARMSTRONG AIR | 4SHP22LX SERIES | 211528271 | HRCU-A-CB | 4SHP22LX136P-**A | EA(C;U)1P48B+TDR+TXV |  | 33200 | 22000 | 2.52 | 18100 | 2.24
ARMSTRONG AIR | 4SHP22LX SERIES | 211528270 | HRCU-A-CB | 4SHP22LX136P-**A | EA(C;U)1P48B+TDR+TXV |  | 33800 | 22600 | 2.5 | 18500 | 2.18
ARMSTRONG AIR | 4SHP22LX SERIES | 211709363 | HRCU-A-CB | 4SHP22LX124P-**A | EA(C;U)1P24A+TDR+TXV |  | 23600 | 14700 | 2.5 | 15800 | 1.92
ARMSTRONG AIR | 4SHP22LX SERIES | 211709362 | HRCU-A-CB | 4SHP22LX124P-**A | EA(C;U)1P24A+TDR+TXV |  | 23000 | 14300 | 2.52 | 15400 | 1.9
ARMSTRONG AIR | 4SHP22LX SERIES | 211709361 | HRCU-A-CB | 4SHP22LX124P-**A | EA(C;U)1P24A+TDR+TXV |  | 23600 | 14700 | 2.52 | 15700 | 1.9
ARMSTRONG AIR | 4SHP22LX SERIES | 211709360 | HRCU-A-CB | 4SHP22LX124P-**A | EA(C;U)1P24A+TDR+TXV |  | 23600 | 14700 | 2.52 | 15700 | 1.9
ARMSTRONG AIR | 4SHP22LX Series | 211708571 | HRCU-A-CB | 4SHP22LX136P-**A | BCE5E42M | Ducted Indoor Units | 33000 | 22000 | 2.56 | 18000 | 2.2
ARMSTRONG AIR | 4SHP22LX Series | 211708570 | HRCU-A-CB | 4SHP22LX136P-**A | BCE5E36M | Ducted Indoor Units | 32800 | 21800 | 2.5 | 17700 | 2.18
ARMSTRONG AIR | 4SHP22LX Series | 211708567 | HRCU-A-CB | 4SHP22LX136P-**A | BCE7S36M*4X | Ducted Indoor Units | 33400 | 22800 | 2.6 | 18300 | 2.28
ARMSTRONG AIR | 4SHP22LX SERIES | 211709508 | HRCU-A-CB | 4SHP22LX124P-**A | EAC4X30A+TDR |  | 23600 | 14200 | 2.51 | 16100 | 1.96
ARMSTRONG AIR | 4SHP22LX SERIES | 211709507 | HRCU-A-CB | 4SHP22LX124P-**A | EAC4X30A+TDR |  | 23600 | 14200 | 2.51 | 16100 | 1.96
ARMSTRONG AIR | 4SHP22LX SERIES | 211709506 | HRCU-A-CB | 4SHP22LX124P-**A | EAC4X30A+TDR |  | 23400 | 14200 | 2.52 | 16100 | 1.98
ARMSTRONG AIR | 4SHP22LX SERIES | 211709505 | HRCU-A-CB | 4SHP22LX124P-**A | EAC4X30A+TDR |  | 23200 | 14000 | 2.52 | 15900 | 1.94
ARMSTRONG AIR | 4SHP22LX SERIES | 211709504 | HRCU-A-CB | 4SHP22LX124P-**A | EAC4X30A+TDR |  | 23400 | 14200 | 2.52 | 16100 | 1.96
ARMSTRONG AIR | 4SHP22LX SERIES | 211709502 | HRCU-A-CB | 4SHP22LX124P-**A | EAC4X30A+TDR |  | 23000 | 13900 | 2.51 | 15800 | 1.94
ARMSTRONG AIR | 4SHP22LX SERIES | 211709501 | HRCU-A-CB | 4SHP22LX124P-**A | EAC4X30A+TDR |  | 23400 | 14200 | 2.51 | 16100 | 1.96
ARMSTRONG AIR | 4SHP22LX SERIES | 211709500 | HRCU-A-CB | 4SHP22LX124P-**A | EAC4X30A+TDR |  | 23400 | 14200 | 2.51 | 16100 | 1.96
ARMSTRONG AIR | 4SHP22LX SERIES | 211709499 | HRCU-A-CB | 4SHP22LX124P-**A | EAC4X30B+TDR |  | 23600 | 14200 | 2.51 | 16100 | 1.96
ARMSTRONG AIR | 4SHP22LX SERIES | 211709498 | HRCU-A-CB | 4SHP22LX124P-**A | EAC4X30B+TDR |  | 23600 | 14200 | 2.51 | 16100 | 1.96
ARMSTRONG AIR | 4SHP22LX SERIES | 211709497 | HRCU-A-CB | 4SHP22LX124P-**A | EAC4X30B+TDR |  | 23600 | 14200 | 2.51 | 16200 | 1.96
ARMSTRONG AIR | 4SHP22LX SERIES | 211709496 | HRCU-A-CB | 4SHP22LX124P-**A | EAC4X30B+TDR |  | 23600 | 14200 | 2.51 | 16100 | 1.96
ARMSTRONG AIR | 4SHP22LX SERIES | 211709495 | HRCU-A-CB | 4SHP22LX124P-**A | EAC4X30B+TDR |  | 23400 | 14100 | 2.54 | 16000 | 1.98
ARMSTRONG AIR | 4SHP22LX SERIES | 211709494 | HRCU-A-CB | 4SHP22LX124P-**A | EAC4X30B+TDR |  | 23400 | 14100 | 2.54 | 16000 | 1.98
ARMSTRONG AIR | 4SHP22LX SERIES | 211709493 | HRCU-A-CB | 4SHP22LX124P-**A | EAC4X30B+TDR |  | 23400 | 14100 | 2.54 | 16000 | 1.98
ARMSTRONG AIR | 4SHP22LX SERIES | 211709488 | HRCU-A-CB | 4SHP22LX124P-**A | EAC4X30B+TDR |  | 23600 | 14200 | 2.51 | 16100 | 1.96
ARMSTRONG AIR | 4SHP22LX SERIES | 211709484 | HRCU-A-CB | 4SHP22LX124P-**A | EAC4X30B+TDR |  | 23200 | 14000 | 2.52 | 15900 | 1.96
ARMSTRONG AIR | 4SHP22LX SERIES | 211709483 | HRCU-A-CB | 4SHP22LX124P-**A | EAC4X30B+TDR |  | 23600 | 14200 | 2.51 | 16100 | 1.96
ARMSTRONG AIR | 4SHP22LX SERIES | 211709476 | HRCU-A-CB | 4SHP22LX124P-**A | EAC4X24B+TDR |  | 23600 | 14700 | 2.52 | 15800 | 1.92
ARMSTRONG AIR | 4SHP22LX SERIES | 211709475 | HRCU-A-CB | 4SHP22LX124P-**A | EAC4X24B+TDR |  | 23600 | 14700 | 2.5 | 15800 | 1.9
ARMSTRONG AIR | 4SHP22LX SERIES | 211709474 | HRCU-A-CB | 4SHP22LX124P-**A | EAC4X24B+TDR |  | 23600 | 14700 | 2.5 | 15800 | 1.92
ARMSTRONG AIR | 4SHP22LX SERIES | 211709473 | HRCU-A-CB | 4SHP22LX124P-**A | EAC4X24B+TDR |  | 23600 | 14600 | 2.55 | 15700 | 1.92
ARMSTRONG AIR | 4SHP22LX SERIES | 211709472 | HRCU-A-CB | 4SHP22LX124P-**A | EAC4X24B+TDR |  | 23600 | 14600 | 2.55 | 15700 | 1.92
ARMSTRONG AIR | 4SHP22LX SERIES | 211709471 | HRCU-A-CB | 4SHP22LX124P-**A | EAC4X24B+TDR |  | 23600 | 14600 | 2.55 | 15700 | 1.92
ARMSTRONG AIR | 4SHP22LX SERIES | 211709466 | HRCU-A-CB | 4SHP22LX124P-**A | EAC4X24B+TDR |  | 23600 | 14700 | 2.52 | 15700 | 1.9
ARMSTRONG AIR | 4SHP22LX SERIES | 211709462 | HRCU-A-CB | 4SHP22LX124P-**A | EAC4X24B+TDR |  | 23200 | 14500 | 2.54 | 15500 | 1.9
ARMSTRONG AIR | 4SHP22LX SERIES | 211709461 | HRCU-A-CB | 4SHP22LX124P-**A | EAC4X24B+TDR |  | 23600 | 14700 | 2.52 | 15800 | 1.92
ARMSTRONG AIR | 4SHP22LX SERIES | 211709456 | HRCU-A-CB | 4SHP22LX124P-**A | EAC4X24B+TDR |  | 23600 | 14700 | 2.5 | 15800 | 1.92
ARMSTRONG AIR | 4SHP22LX SERIES | 211709454 | HRCU-A-CB | 4SHP22LX124P-**A | EAC4X24A+TDR |  | 23600 | 14700 | 2.52 | 15700 | 1.9
ARMSTRONG AIR | 4SHP22LX SERIES | 211709453 | HRCU-A-CB | 4SHP22LX124P-**A | EAC4X24A+TDR |  | 23600 | 14700 | 2.52 | 15700 | 1.9
ARMSTRONG AIR | 4SHP22LX SERIES | 211709452 | HRCU-A-CB | 4SHP22LX124P-**A | EAC4X24A+TDR |  | 23600 | 14700 | 2.53 | 15700 | 1.92
ARMSTRONG AIR | 4SHP22LX SERIES | 211709451 | HRCU-A-CB | 4SHP22LX124P-**A | EAC4X24A+TDR |  | 23200 | 14500 | 2.51 | 15500 | 1.9
ARMSTRONG AIR | 4SHP22LX SERIES | 211709449 | HRCU-A-CB | 4SHP22LX124P-**A | EAC4X24A+TDR |  | 23600 | 14700 | 2.5 | 15800 | 1.92
ARMSTRONG AIR | 4SHP22LX SERIES | 211709448 | HRCU-A-CB | 4SHP22LX124P-**A | EAC4X24A+TDR |  | 23000 | 14300 | 2.52 | 15400 | 1.9
ARMSTRONG AIR | 4SHP22LX SERIES | 211709447 | HRCU-A-CB | 4SHP22LX124P-**A | EAC4X24A+TDR |  | 23600 | 14700 | 2.52 | 15700 | 1.9
ARMSTRONG AIR | 4SHP22LX SERIES | 211709446 | HRCU-A-CB | 4SHP22LX124P-**A | EAC4X24A+TDR |  | 23600 | 14700 | 2.52 | 15700 | 1.9
ARMSTRONG AIR | 4SHP22LX SERIES | 211709445 | HRCU-A-CB | 4SHP22LX124P-**A | ED1P24B+TDR+TXV |  | 23200 | 15000 | 2.7 | 15100 | 2.06
ARMSTRONG AIR | 4SHP22LX SERIES | 211709444 | HRCU-A-CB | 4SHP22LX124P-**A | ED1P24B+TDR+TXV |  | 23400 | 15100 | 2.67 | 15200 | 2.04
ARMSTRONG AIR | 4SHP22LX SERIES | 211709443 | HRCU-A-CB | 4SHP22LX124P-**A | ED1P24B+TDR+TXV |  | 23200 | 15000 | 2.68 | 15100 | 2.04
ARMSTRONG AIR | 4SHP22LX SERIES | 211709442 | HRCU-A-CB | 4SHP22LX124P-**A | ED1P24B+TDR+TXV |  | 23200 | 15000 | 2.71 | 15000 | 2.04
ARMSTRONG AIR | 4SHP22LX SERIES | 211709441 | HRCU-A-CB | 4SHP22LX124P-**A | ED1P24B+TDR+TXV |  | 23200 | 14900 | 2.71 | 15000 | 2.06
ARMSTRONG AIR | 4SHP22LX SERIES | 211709440 | HRCU-A-CB | 4SHP22LX124P-**A | ED1P24B+TDR+TXV |  | 23200 | 14900 | 2.71 | 15000 | 2.06
ARMSTRONG AIR | 4SHP22LX SERIES | 211709439 | HRCU-A-CB | 4SHP22LX124P-**A | ED1P24B+TDR+TXV |  | 23400 | 15100 | 2.71 | 15100 | 2.04
ARMSTRONG AIR | 4SHP22LX SERIES | 211709438 | HRCU-A-CB | 4SHP22LX124P-**A | ED1P24B+TDR+TXV |  | 23200 | 15000 | 2.7 | 15000 | 2.04
ARMSTRONG AIR | 4SHP22LX SERIES | 211709437 | HRCU-A-CB | 4SHP22LX124P-**A | ED1P24B+TDR+TXV |  | 23400 | 15200 | 2.62 | 15300 | 2.02
ARMSTRONG AIR | 4SHP22LX SERIES | 211709436 | HRCU-A-CB | 4SHP22LX124P-**A | ED1P24B+TDR+TXV |  | 23200 | 14900 | 2.66 | 15000 | 2.02
ARMSTRONG AIR | 4SHP22LX SERIES | 211709435 | HRCU-A-CB | 4SHP22LX124P-**A | ED1P24B+TDR+TXV |  | 23200 | 15000 | 2.76 | 15000 | 2.06
ARMSTRONG AIR | 4SHP22LX SERIES | 211709434 | HRCU-A-CB | 4SHP22LX124P-**A | ED1P24B+TDR+TXV |  | 23200 | 14900 | 2.68 | 15000 | 2.04
ARMSTRONG AIR | 4SHP22LX SERIES | 211709433 | HRCU-A-CB | 4SHP22LX124P-**A | ED1P24A+TDR+TXV |  | 23200 | 15000 | 2.76 | 15000 | 2.08
ARMSTRONG AIR | 4SHP22LX SERIES | 211709432 | HRCU-A-CB | 4SHP22LX124P-**A | ED1P24A+TDR+TXV |  | 23000 | 14900 | 2.75 | 14900 | 2.06
ARMSTRONG AIR | 4SHP22LX SERIES | 211709431 | HRCU-A-CB | 4SHP22LX124P-**A | ED1P24A+TDR+TXV |  | 23000 | 14900 | 2.71 | 14900 | 2.04
ARMSTRONG AIR | 4SHP22LX SERIES | 211709430 | HRCU-A-CB | 4SHP22LX124P-**A | BCE7S24M*4X |  | 23000 | 14400 | 2.56 | 15400 | 2.08
ARMSTRONG AIR | 4SHP22LX SERIES | 211709429 | HRCU-A-CB | 4SHP22LX124P-**A | BCE7E30M*4X |  | 22400 | 14300 | 2.85 | 16100 | 2.34
ARMSTRONG AIR | 4SHP22LX SERIES | 211709428 | HRCU-A-CB | 4SHP22LX124P-**A | BCE7E24M*4X |  | 23200 | 14500 | 2.56 | 15500 | 2.08
ARMSTRONG AIR | 4SHP22LX SERIES | 211709427 | HRCU-A-CB | 4SHP22LX124P-**A | BCE7E18M*4X |  | 22600 | 14100 | 2.54 | 15100 | 2.06
ARMSTRONG AIR | 4SHP22LX SERIES | 211709426 | HRCU-A-CB | 4SHP22LX124P-**A | BCE5V30M*4X |  | 22400 | 14500 | 2.67 | 14900 | 2.12
ARMSTRONG AIR | 4SHP22LX SERIES | 211709425 | HRCU-A-CB | 4SHP22LX124P-**A | BCE5V24M*4X |  | 22200 | 14900 | 2.68 | 15400 | 2.12
ARMSTRONG AIR | 4SHP22LX SERIES | 211709424 | HRCU-A-CB | 4SHP22LX124P-**A | BCE5C30M*4X |  | 22800 | 14900 | 2.6 | 15200 | 2.08
ARMSTRONG AIR | 4SHP22LX SERIES | 211709423 | HRCU-A-CB | 4SHP22LX124P-**A | BCE5C24M*4X |  | 23400 | 14700 | 2.5 | 15300 | 2.06
ARMSTRONG AIR | 4SHP22LX SERIES | 211709422 | HRCU-A-CB | 4SHP22LX124P-**A | EA(C;U)1P30B+TDR+TXV |  | 23600 | 14200 | 2.51 | 16100 | 1.96
ARMSTRONG AIR | 4SHP22LX SERIES | 211709421 | HRCU-A-CB | 4SHP22LX124P-**A | EA(C;U)1P30B+TDR+TXV |  | 23600 | 14200 | 2.51 | 16100 | 1.96
ARMSTRONG AIR | 4SHP22LX SERIES | 211709420 | HRCU-A-CB | 4SHP22LX124P-**A | EA(C;U)1P30B+TDR+TXV |  | 23600 | 14200 | 2.51 | 16200 | 1.96
ARMSTRONG AIR | 4SHP22LX SERIES | 211709419 | HRCU-A-CB | 4SHP22LX124P-**A | EA(C;U)1P30B+TDR+TXV |  | 23600 | 14200 | 2.51 | 16100 | 1.96
ARMSTRONG AIR | 4SHP22LX SERIES | 211709418 | HRCU-A-CB | 4SHP22LX124P-**A | EA(C;U)1P30B+TDR+TXV |  | 23400 | 14100 | 2.54 | 16000 | 1.98
ARMSTRONG AIR | 4SHP22LX SERIES | 211709417 | HRCU-A-CB | 4SHP22LX124P-**A | EA(C;U)1P30B+TDR+TXV |  | 23400 | 14100 | 2.54 | 16000 | 1.98
ARMSTRONG AIR | 4SHP22LX SERIES | 211709416 | HRCU-A-CB | 4SHP22LX124P-**A | EA(C;U)1P30B+TDR+TXV |  | 23400 | 14100 | 2.54 | 16000 | 1.98
ARMSTRONG AIR | 4SHP22LX SERIES | 211709411 | HRCU-A-CB | 4SHP22LX124P-**A | EA(C;U)1P30B+TDR+TXV |  | 23600 | 14200 | 2.51 | 16100 | 1.96
ARMSTRONG AIR | 4SHP22LX SERIES | 211709407 | HRCU-A-CB | 4SHP22LX124P-**A | EA(C;U)1P30B+TDR+TXV |  | 23200 | 14000 | 2.52 | 15900 | 1.96
ARMSTRONG AIR | 4SHP22LX SERIES | 211709406 | HRCU-A-CB | 4SHP22LX124P-**A | EA(C;U)1P30B+TDR+TXV |  | 23600 | 14200 | 2.51 | 16100 | 1.96
ARMSTRONG AIR | 4SHP22LX SERIES | 211709399 | HRCU-A-CB | 4SHP22LX124P-**A | EA(C;U)1P30A+TDR+TXV |  | 23600 | 14200 | 2.51 | 16100 | 1.96
ARMSTRONG AIR | 4SHP22LX SERIES | 211709398 | HRCU-A-CB | 4SHP22LX124P-**A | EA(C;U)1P30A+TDR+TXV |  | 23600 | 14200 | 2.51 | 16100 | 1.96
ARMSTRONG AIR | 4SHP22LX SERIES | 211709397 | HRCU-A-CB | 4SHP22LX124P-**A | EA(C;U)1P30A+TDR+TXV |  | 23400 | 14200 | 2.52 | 16100 | 1.98
ARMSTRONG AIR | 4SHP22LX SERIES | 211709396 | HRCU-A-CB | 4SHP22LX124P-**A | EA(C;U)1P30A+TDR+TXV |  | 23200 | 14000 | 2.52 | 15900 | 1.94
ARMSTRONG AIR | 4SHP22LX SERIES | 211709395 | HRCU-A-CB | 4SHP22LX124P-**A | EA(C;U)1P30A+TDR+TXV |  | 23400 | 14200 | 2.52 | 16100 | 1.96
ARMSTRONG AIR | 4SHP22LX SERIES | 211709393 | HRCU-A-CB | 4SHP22LX124P-**A | EA(C;U)1P30A+TDR+TXV |  | 23000 | 13900 | 2.51 | 15800 | 1.94
ARMSTRONG AIR | 4SHP22LX SERIES | 211709392 | HRCU-A-CB | 4SHP22LX124P-**A | EA(C;U)1P30A+TDR+TXV |  | 23400 | 14200 | 2.51 | 16100 | 1.96
ARMSTRONG AIR | 4SHP22LX SERIES | 211709391 | HRCU-A-CB | 4SHP22LX124P-**A | EA(C;U)1P30A+TDR+TXV |  | 23400 | 14200 | 2.51 | 16100 | 1.96
ARMSTRONG AIR | 4SHP22LX SERIES | 211709390 | HRCU-A-CB | 4SHP22LX124P-**A | EA(C;U)1P24B+TDR+TXV |  | 23600 | 14700 | 2.52 | 15800 | 1.92
ARMSTRONG AIR | 4SHP22LX SERIES | 211709389 | HRCU-A-CB | 4SHP22LX124P-**A | EA(C;U)1P24B+TDR+TXV |  | 23600 | 14700 | 2.5 | 15800 | 1.9
ARMSTRONG AIR | 4SHP22LX SERIES | 211709388 | HRCU-A-CB | 4SHP22LX124P-**A | EA(C;U)1P24B+TDR+TXV |  | 23600 | 14700 | 2.5 | 15800 | 1.92
ARMSTRONG AIR | 4SHP22LX SERIES | 211709387 | HRCU-A-CB | 4SHP22LX124P-**A | EA(C;U)1P24B+TDR+TXV |  | 23600 | 14600 | 2.55 | 15700 | 1.92
ARMSTRONG AIR | 4SHP22LX SERIES | 211709386 | HRCU-A-CB | 4SHP22LX124P-**A | EA(C;U)1P24B+TDR+TXV |  | 23600 | 14600 | 2.55 | 15700 | 1.92
ARMSTRONG AIR | 4SHP22LX SERIES | 211709385 | HRCU-A-CB | 4SHP22LX124P-**A | EA(C;U)1P24B+TDR+TXV |  | 23600 | 14600 | 2.55 | 15700 | 1.92
ARMSTRONG AIR | 4SHP22LX SERIES | 211709380 | HRCU-A-CB | 4SHP22LX124P-**A | EA(C;U)1P24B+TDR+TXV |  | 23600 | 14700 | 2.52 | 15700 | 1.9
ARMSTRONG AIR | 4SHP22LX SERIES | 211709376 | HRCU-A-CB | 4SHP22LX124P-**A | EA(C;U)1P24B+TDR+TXV |  | 23200 | 14500 | 2.54 | 15500 | 1.9
ARMSTRONG AIR | 4SHP22LX SERIES | 211709375 | HRCU-A-CB | 4SHP22LX124P-**A | EA(C;U)1P24B+TDR+TXV |  | 23600 | 14700 | 2.52 | 15800 | 1.92
ARMSTRONG AIR | 4SHP22LX SERIES | 211709370 | HRCU-A-CB | 4SHP22LX124P-**A | EA(C;U)1P24B+TDR+TXV |  | 23600 | 14700 | 2.5 | 15800 | 1.92
ARMSTRONG AIR | 4SHP22LX SERIES | 211709368 | HRCU-A-CB | 4SHP22LX124P-**A | EA(C;U)1P24A+TDR+TXV |  | 23600 | 14700 | 2.52 | 15700 | 1.9
ARMSTRONG AIR | 4SHP22LX SERIES | 211709367 | HRCU-A-CB | 4SHP22LX124P-**A | EA(C;U)1P24A+TDR+TXV |  | 23600 | 14700 | 2.52 | 15700 | 1.9
ARMSTRONG AIR | 4SHP22LX SERIES | 211709366 | HRCU-A-CB | 4SHP22LX124P-**A | EA(C;U)1P24A+TDR+TXV |  | 23600 | 14700 | 2.53 | 15700 | 1.92
ARMSTRONG AIR | 4SHP22LX SERIES | 211709365 | HRCU-A-CB | 4SHP22LX124P-**A | EA(C;U)1P24A+TDR+TXV |  | 23200 | 14500 | 2.51 | 15500 | 1.9
ARMSTRONG AIR | 4SHP22LX SERIES | 211804088 | HRCU-A-CB | 4SHP22LX136P-**A | EAC4X48C+TDR |  | 33600 | 22400 | 2.56 | 18500 | 2.26
ARMSTRONG AIR | 4SHP22LX SERIES | 211804086 | HRCU-A-CB | 4SHP22LX136P-**A | EAC4X48C+TDR |  | 33800 | 22400 | 2.52 | 18600 | 2.24
ARMSTRONG AIR | 4SHP22LX SERIES | 211804085 | HRCU-A-CB | 4SHP22LX136P-**A | EAC4X48C+TDR |  | 33800 | 22400 | 2.52 | 18600 | 2.24
ARMSTRONG AIR | 4SHP22LX SERIES | 211804083 | HRCU-A-CB | 4SHP22LX136P-**A | EAC4X48C+TDR |  | 33800 | 22400 | 2.54 | 18500 | 2.24
ARMSTRONG AIR | 4SHP22LX SERIES | 211804079 | HRCU-A-CB | 4SHP22LX136P-**A | EAC4X48C+TDR |  | 33800 | 22400 | 2.52 | 18600 | 2.24
ARMSTRONG AIR | 4SHP22LX SERIES | 211804076 | HRCU-A-CB | 4SHP22LX136P-**A | EAC4X48C+TDR |  | 33800 | 22400 | 2.52 | 18600 | 2.24
ARMSTRONG AIR | 4SHP22LX SERIES | 211804075 | HRCU-A-CB | 4SHP22LX136P-**A | EAC4X48C+TDR |  | 33800 | 22400 | 2.54 | 18500 | 2.24
ARMSTRONG AIR | 4SHP22LX SERIES | 211804073 | HRCU-A-CB | 4SHP22LX136P-**A | EA(C;U)1P48C+TDR+TXV |  | 33600 | 22400 | 2.56 | 18500 | 2.26
ARMSTRONG AIR | 4SHP22LX SERIES | 211804071 | HRCU-A-CB | 4SHP22LX136P-**A | EA(C;U)1P48C+TDR+TXV |  | 33800 | 22400 | 2.52 | 18600 | 2.24
ARMSTRONG AIR | 4SHP22LX SERIES | 211804070 | HRCU-A-CB | 4SHP22LX136P-**A | EA(C;U)1P48C+TDR+TXV |  | 33800 | 22400 | 2.52 | 18600 | 2.24
ARMSTRONG AIR | 4SHP22LX SERIES | 211804068 | HRCU-A-CB | 4SHP22LX136P-**A | EA(C;U)1P48C+TDR+TXV |  | 33800 | 22400 | 2.54 | 18500 | 2.24
ARMSTRONG AIR | 4SHP22LX SERIES | 211804064 | HRCU-A-CB | 4SHP22LX136P-**A | EA(C;U)1P48C+TDR+TXV |  | 33800 | 22400 | 2.52 | 18600 | 2.24
ARMSTRONG AIR | 4SHP22LX SERIES | 211804061 | HRCU-A-CB | 4SHP22LX136P-**A | EA(C;U)1P48C+TDR+TXV |  | 33800 | 22400 | 2.52 | 18600 | 2.24
ARMSTRONG AIR | 4SHP22LX SERIES | 211804060 | HRCU-A-CB | 4SHP22LX136P-**A | EA(C;U)1P48C+TDR+TXV |  | 33800 | 22400 | 2.54 | 18500 | 2.24
ARMSTRONG AIR | 4SHP18LX SERIES | 213270490 | HRCU-A-CB | 4SHP18LX136P | EAC4X30A+TDR | Ducted Indoor Units | 24000 | 15600 | 2.74 | 14800 | 1.96
ARMSTRONG AIR | 4SHP18LX SERIES | 213270488 | HRCU-A-CB | 4SHP18LX136P | EA(C;U)1P30A+TDR+TXV | Ducted Indoor Units | 24000 | 15600 | 2.74 | 14800 | 1.96
ARMSTRONG AIR | 4SHP18LX SERIES | 213270489 | HRCU-A-CB | 4SHP18LX136P | EAC4X24A+TDR | Ducted Indoor Units | 24000 | 16000 | 2.65 | 15300 | 1.94
ARMSTRONG AIR | 4SHP18LX SERIES | 213270487 | HRCU-A-CB | 4SHP18LX136P | EA(C;U)1P24A+TDR+TXV | Ducted Indoor Units | 24000 | 16000 | 2.65 | 15300 | 1.94
ARMSTRONG AIR |  | 208106676 | HRCU-A-CB-O | 4DHP2S18S-1P | D22C118S4-1P | Mini-Splits | 18500 | 12000 | 2.51 | 11331 | 2.01
ARMSTRONG AIR |  | 208106677 | HRCU-A-CB-O | 4DHP2S24S-1P | D33C224S4-1P | Mini-Splits | 25000 | 15600 | 2.86 | 17540 | 2.12
ARMSTRONG AIR |  | 208106680 | HRCU-A-CB | 4DHP2S24S-1P | DMD224S4-1P | Mini-Splits | 24600 | 13500 | 2.59 | 17000 | 2.05
ARMSTRONG AIR | 4SHP18LX SERIES | 210739943 | HRCU-A-CB | 4SHP18LX136P | BCE7E30M*4X | Ducted Indoor Units | 24000 | 16200 | 2.62 | 15500 | 2.66
ARMSTRONG AIR |  | 208106675 | HRCU-A-CB-O | 4DHP2S12S-1P | D22C112S4-1P | Mini-Splits | 12000 | 8900 | 3.22 | 7786 | 1.92
ARMSTRONG AIR |  | 208106672 | HRCU-A-CB-O | 4DHP2S12S-1P | DWM212S4-1P | Mini-Splits | 12000 | 9000 | 3.22 | 8465 | 2.26
ARMSTRONG AIR |  | 208106812 | HMSV-A-CB | 4DHP2S18M-1P |  | Non-Ducted Indoor Units | 19000 | 14300 | 3.64 | 12427 | 1.91
ARMSTRONG AIR |  | 208106673 | HRCU-A-CB-O | 4DHP2S18S-1P | DWM218S4-1P | Mini-Splits | 19000 | 14900 | 2.99 | 12184 | 2.25
ARMSTRONG AIR |  | 208106679 | HRCU-A-CB | 4DHP2S18S-1P | DMD218S4-1P | Mini-Splits | 20000 | 12600 | 2.74 | 11966 | 2.21
ARMSTRONG AIR |  | 208106674 | HRCU-A-CB-O | 4DHP2S24S-1P | DWM224S4-1P | Mini-Splits | 25000 | 16200 | 3.08 | 17500 | 2.04
ARMSTRONG AIR |  | 211034534 | HRCU-A-CB-O | 4DHP2S12S-1P | D22C112S4-*P | Mini-Splits | 12000 | 8900 | 3.22 | 7786 | 1.92
ARMSTRONG AIR |  | 211034529 | HRCU-A-CB | 4DHP2S18S-1P | DMD218S4-*P | Mini-Splits | 20000 | 12600 | 2.74 | 11966 | 2.21
ARMSTRONG AIR |  | 211034523 | HRCU-A-CB-O | 4DHP2S24S-1P | DWM224S4-*P | Mini-Splits | 25000 | 16200 | 3.08 | 17500 | 2.04
ARMSTRONG AIR |  | 211034522 | HRCU-A-CB-O | 4DHP2S18S-1P | DWM218S4-*P | Mini-Splits | 19000 | 14900 | 2.99 | 12184 | 2.25
ARMSTRONG AIR |  | 211034521 | HRCU-A-CB-O | 4DHP2S12S-1P | DWM212S4-*P | Mini-Splits | 12000 | 9000 | 3.22 | 8465 | 2.26
ARMSTRONG AIR |  | 208106817 | HMSV-A-CB | 4DHP2S24M-1P |  | Mixed Ducted and Non-Ducted Indoor Units | 24400 | 16700 | 3.2 | 18380 | 1.98
ARMSTRONG AIR |  | 208106814 | HMSV-A-CB | 4DHP2S18M-1P |  | Mixed Ducted and Non-Ducted Indoor Units | 19000 | 11400 | 2.91 | 12427 | 1.91
AUX | C-series | 214290021 | HRCU-A-CB-O | AMAR12HP230V1CO | AMAR12HP230V1CH | Mini-Splits | 12300 | 8800 | 2.69 | 9700 | 2.2
AUX | C-series | 214290020 | HRCU-A-CB-O | AFEB12HP230V1CO | AFEB12HP230V1CH | Mini-Splits | 12300 | 8500 | 2.57 | 9300 | 2.1
AUX | C-series | 216765701 | HRCU-A-CB-O | AUM20SW09HP230V1/O | AUM20SW09HP230V1/H | Mini-Splits | 10000 | 5800 | 2.79 | 9200 | 2
AUX | C-series | 214290031 | HRCU-A-CB-O | AJAN12HP230V1CO | AJAN12HP230V1CH | Mini-Splits | 12300 | 7500 | 2.89 | 9200 | 2.11
AUX | C-series | 214290014 | HRCU-A-CB-O | AFEB09HP230V1CO | AFEB09HP230V1CH | Mini-Splits | 10000 | 7600 | 2.93 | 9300 | 2.05
AUX | C-series | 214290013 | HRCU-A-CB-O | AJAN09HP230V1CO | AJAN09HP230V1CH | Mini-Splits | 10000 | 5800 | 2.79 | 9200 | 2
AUX | C-series | 214290022 | HRCU-A-CB-O | AMAR18HP230V1CO | AMAR18HP230V1CH | Mini-Splits | 18200 | 16000 | 2.63 | 15500 | 2.21
AUX | C-series | 214290017 | HRCU-A-CB-O | AFEB09HP115V1CO | AFEB09HP115V1CH | Mini-Splits | 9700 | 8800 | 2.58 | 9200 | 2.52
AUX | C-series | 214290016 | HRCU-A-CB-O | AMAR09HP115V1CO | AMAR09HP115V1CH | Mini-Splits | 10000 | 9400 | 3.94 | 9400 | 1.91
AUX | C-series | 215876499 | HRCU-A-CB-O | AJAN36HP230V2CO | AJAN36HP230V2CH | Mini-Splits | 34000 | 23600 | 2.57 | 23800 | 2
AUX | C-Series | 214291428 | HMSR-A-CB-O | ASUM18HPMULO |  | Non-Ducted Indoor Units | 21000 | 18100 | 2.5 | 21800 | 2
AUX | A-Series | 214291425 | HMSR-A-CB-O | ASPR30HPMULO |  | Non-Ducted Indoor Units | 30000 | 27200 | 2.55 | 24600 | 2
BLUEFIN |  | 213769909 | HRCU-A-CB-O | BFMS12PL-01O | BFMS12PL-01I | Mini-Splits | 12000 | 10000 | 2.69 | 8820 | 2.25
BLUEFIN |  | 213769912 | HRCU-A-CB-O | BFMS09BA-01O | BFMS09BA-01I | Mini-Splits | 10000 | 6000 | 2.51 | 6933 | 1.97
BLUEFIN |  | 213769908 | HRCU-A-CB-O | BFMS09PL-01O | BFMS09PL-01I | Mini-Splits | 10000 | 8100 | 2.7 | 8564 | 2.22
BLUEFIN |  | 213769906 | HRCU-A-CB-O | BFMS18PL-01O | BFMS18PL-01I | Mini-Splits | 18000 | 14100 | 2.65 | 12829 | 2.35
BLUEFIN | BFM Series | 213769915 | HRCU-A-CB-O | BFMS09PR-01O | BFMS09PL-01I | Mini-Splits | 12000 | 9300 | 2.5 | 11300 | 1.9
BLUEFIN | BFM Series | 213769907 | HRCU-A-CB-O | BFMS12PR-01O | BFMS12PL-01I | Mini-Splits | 12000 | 10300 | 2.56 | 12113 | 1.9
BLUEFIN | BFM Series | 216719249 | HMSV-A-CB | BFMS27MZPL-02O |  | Mixed Ducted and Non-Ducted Indoor Units | 26800 | 18200 | 2.5 | 18900 | 2
BLUEFIN | BFM Series | 216719248 | HMSV-A-CB | BFMS27MZPL-02O |  | Ducted Indoor Units | 26600 | 18400 | 2.5 | 18800 | 2
BLUEFIN | BFM Series | 216719247 | HMSR-A-CB-O | BFMS27MZPL-02O |  | Non-Ducted Indoor Units | 27000 | 18000 | 2.5 | 19000 | 2
BLUERIDGE | M5O Series | 215853972 | HMSV-A-CB | BMMZ27C |  | Mixed Ducted and Non-Ducted Indoor Units | 26800 | 18400 | 2.56 | 18900 | 2
BLUERIDGE | M5O Series | 216997607 | HMSV-A-CB | BXM1A27SC0 |  | Mixed Ducted and Non-Ducted Indoor Units | 26800 | 18400 | 2.56 | 18900 | 2
BLUERIDGE | DIRM Series | 215853970 | HMSR-A-CB-O | BMMZ27C |  | Non-Ducted Indoor Units | 27000 | 18400 | 2.61 | 19000 | 2
BLUERIDGE | MOM Series | 216997605 | HMSR-A-CB-O | BXM1A27SC0 |  | Non-Ducted Indoor Units | 27000 | 18400 | 2.61 | 19000 | 2
BLUERIDGE | BMM Series | 215853967 | HMSR-A-CB-O | BMMZ18C |  | Non-Ducted Indoor Units | 19000 | 13600 | 2.81 | 13500 | 2.3
BLUERIDGE | BXM Series | 216997602 | HMSR-A-CB-O | BXM1A18SC0 |  | Non-Ducted Indoor Units | 19000 | 13600 | 2.81 | 13500 | 2.3
BLUERIDGE | BMM Series | 215853969 | HMSV-A-CB | BMMZ18C |  | Mixed Ducted and Non-Ducted Indoor Units | 19000 | 14100 | 2.79 | 14000 | 2.31
BLUERIDGE | BXM Series | 216997604 | HMSV-A-CB | BXM1A18SC0 |  | Mixed Ducted and Non-Ducted Indoor Units | 19000 | 14100 | 2.79 | 14000 | 2.31
BLUERIDGE | BXM Series | 216997603 | HMSV-A-CB | BXM1A18SC0 |  | Ducted Indoor Units | 19000 | 14600 | 2.8 | 14600 | 2.3
BLUERIDGE | BMM Series | 215853968 | HMSV-A-CB | BMMZ18C |  | Ducted Indoor Units | 19000 | 14600 | 2.8 | 14600 | 2.3
BLUERIDGE |  | 207571388 | HRCU-A-CB-O | BMY12HH26C | BM12MCC | Mini-Splits | 12000 | 9900 | 2.55 | 11500 | 1.9
BLUERIDGE |  | 207339173 | HRCU-A-CB-O | BMY922C | BMY922WM | Mini-Splits | 10000 | 6000 | 2.51 | 6933 | 1.97
BLUERIDGE |  | 207826692 | HRCU-A-CB-O | BMY6HH27C | BMY6HH27WM | Mini-Splits | 7000 | 8500 | 2.9 | 8581 | 2.19
BLUERIDGE |  | 209550307 | HRCU-A-CB-O | BMY6HH27C | BMM6CC2 | Mini-Splits | 7100 | 5700 | 2.61 | 8500 | 2.03
BLUERIDGE |  | 209550311 | HRCU-A-CB-O | BMY12HH26C | BMM12LW | Mini-Splits | 12000 | 10200 | 2.72 | 12300 | 2.1
BLUERIDGE |  | 208650623 | HMSV-A-CB | BMM55HHC |  | Ducted Indoor Units | 55000 | 35200 | 2.5 | 47000 | 1.94
BLUERIDGE |  | 208101242 | HRCU-A-CB | BMAH1820C | BMAH1820I |  | 19000 | 13500 | 2.6 | 18629 | 2.04
BLUERIDGE |  | 208101243 | HRCU-A-CB | BMAH2420C | BMAH2420I |  | 24000 | 19200 | 2.5 | 24071 | 1.91
BLUERIDGE | BM series | 207641281 | HMSV-A-CB | BMM18C |  | Mixed Ducted and Non-Ducted Indoor Units | 19000 | 14600 | 2.5 | 14000 | 2.17
BLUERIDGE |  | 207641291 | HMSR-A-CB-O | BMM18HHC |  | Non-Ducted Indoor Units | 20000 | 13500 | 2.5 | 20000 | 2
BLUERIDGE | BMAH Series | 215359194 | HRCU-A-CB | BMY18HH22C | BMAHM1820I |  | 19000 | 15400 | 2.7 | 18295 | 2
BLUERIDGE | BMAH Series | 215359198 | HRCU-A-C | BMAH1820C | BMAHC24B |  | 19000 | 14700 | 2.6 | 15000 | 2.2
BLUERIDGE | BMAH Series | 215359200 | HRCU-A-C | BMAH2420C | BMAHC24B |  | 25000 | 21000 | 2.58 | 20000 | 1.95
BLUERIDGE |  | 207339183 | HRCU-A-CB-O | BMY9HH28C | BMY9HH28WM | Mini-Splits | 12000 | 9500 | 2.53 | 11109 | 1.97
BLUERIDGE |  | 207571394 | HRCU-A-CB-O | BMY24HH22C | BM24MFCC | Mini-Splits | 25000 | 19000 | 2.64 | 25000 | 2.1
BLUERIDGE |  | 207641292 | HMSV-A-CB | BMM18HHC |  | Ducted Indoor Units | 20000 | 16000 | 2.61 | 20000 | 1.95
BLUERIDGE |  | 207571393 | HRCU-A-CB | BMY24HH22C | BM24MCD | Mini-Splits | 25000 | 21000 | 2.64 | 27000 | 2
BLUERIDGE | BM series | 207641293 | HMSV-A-CB | BMM18HHC |  | Mixed Ducted and Non-Ducted Indoor Units | 20000 | 14700 | 2.55 | 20000 | 1.98
BLUERIDGE |  | 207571387 | HRCU-A-CB | BMY12HH26C | BM12MCD | Mini-Splits | 12500 | 10600 | 2.51 | 12100 | 1.96
BLUERIDGE | BNG Series | 216997506 | HRCU-A-CB | BNG3A30UCN | BNGFA30DH2 |  | 34000 | 23800 | 2.76 | 32600 | 1.96
BLUERIDGE | BNG Series | 216997504 | HRCU-A-CB | BNG3A18UCN | BNGFA18DH2 |  | 19000 | 15000 | 2.6 | 18000 | 2
BLUERIDGE | BXS Series | 216997493 | HRCU-A-CB | BXS3A18SC0 | BNHFA18DH0 |  | 18000 | 13200 | 2.6 | 13000 | 2.3
BLUERIDGE | BXS Series | 216997497 | HRCU-A-CB | BXS5A33UC0 | BNHFA36DH0 |  | 35000 | 27400 | 2.58 | 34000 | 2
BLUERIDGE | BXS Series | 216997495 | HRCU-A-CB | BXS5A18UC0 | BNHFA18DH0 |  | 19500 | 14000 | 2.6 | 18000 | 2.2
BLUERIDGE | BNG Series | 216997513 | HRCU-A-CB | BNG3A36UCN | BNG3A36DH3 |  | 37000 | 31000 | 2.5 | 37400 | 1.9
BLUERIDGE | BNG Series | 216997501 | HRCU-A-CB | BNG2A36SCN | BNGFA36DH2 |  | 36000 | 24800 | 2.6 | 27000 | 2
BLUERIDGE | BNG Series | 216997508 | HRCU-A-CB | BNG3A48UCN | BNGFA48DH2 |  | 50000 | 37000 | 2.7 | 46000 | 1.9
BLUERIDGE | BNG Series | 216997507 | HRCU-A-CB | BNG3A36UCN | BNGFA36DH2 |  | 37000 | 31800 | 2.54 | 39000 | 1.9
BLUERIDGE | BNG Series | 216997512 | HRCU-A-CB | BNG3A30UCN | BNG3A30DH3 |  | 33000 | 24000 | 2.69 | 33200 | 1.97
BLUERIDGE | BNG Series | 216997511 | HRCU-A-CB | BNG3A24UCN | BNG3A24DH3 |  | 24000 | 19000 | 2.64 | 20600 | 2.14
BLUERIDGE | BNG Series | 216997510 | HRCU-A-CB | BNG3A18UCN | BNG3A18DH3 |  | 18000 | 14700 | 2.66 | 18600 | 2.12
BLUERIDGE | BNG Series | 216997515 | HRCU-A-CB | BNG3A60UCN | BNG3A60DH3 |  | 55000 | 35000 | 2.5 | 54000 | 1.9
BLUERIDGE | BNG Series | 216997514 | HRCU-A-CB | BNG3A48UCN | BNG3A48DH3 |  | 48000 | 34000 | 2.56 | 48000 | 2
BLUERIDGE | BDM Series | 216997644 | HMSV-A-CB | BDM1A55SC0 |  | Mixed Ducted and Non-Ducted Indoor Units | 55000 | 43000 | 2.65 | 46000 | 2
BLUERIDGE | BDM Series | 216997641 | HMSV-A-CB | BDM1A48SC0 |  | Mixed Ducted and Non-Ducted Indoor Units | 47500 | 36400 | 2.55 | 37000 | 2
BLUERIDGE | BDM Series | 216997635 | HMSV-A-CB | BDM1A27SC0 |  | Mixed Ducted and Non-Ducted Indoor Units | 26400 | 17600 | 2.55 | 18700 | 2.05
BLUERIDGE | BDS Series | 216997597 | HRCU-A-CB-O | BDS2A18SC0 | BDAFA18WM0 | Mini-Splits | 18000 | 13400 | 2.75 | 12800 | 2.44
BLUERIDGE | BDS Series | 216997595 | HRCU-A-CB-O | BDS2A09SCV | BDS2A09WMV | Mini-Splits | 10000 | 7500 | 2.53 | 7300 | 2.16
BLUERIDGE | BDS Series | 216997601 | HRCU-A-CB-O | BDS3A18UC0 | BDAFA18WM0 | Mini-Splits | 18000 | 15200 | 2.72 | 18000 | 1.99
BLUERIDGE | BDM Series | 216997643 | HMSV-A-CB | BDM1A55SC0 |  | Ducted Indoor Units | 55000 | 42500 | 2.7 | 46000 | 2
BLUERIDGE | BDM Series | 216997642 | HMSR-A-CB-O | BDM1A55SC0 |  | Non-Ducted Indoor Units | 55000 | 44000 | 2.6 | 46000 | 2
BLUERIDGE | BDM Series | 216997640 | HMSV-A-CB | BDM1A48SC0 |  | Ducted Indoor Units | 47000 | 37800 | 2.6 | 37000 | 2
BLUERIDGE | BDM Series | 216997639 | HMSR-A-CB-O | BDM1A48SC0 |  | Non-Ducted Indoor Units | 48000 | 35200 | 2.5 | 37000 | 2
BLUERIDGE | BDM Series | 216997634 | HMSV-A-CB | BDM1A27SC0 |  | Ducted Indoor Units | 27000 | 19000 | 2.7 | 19200 | 2.1
BLUERIDGE | BDM Series | 216997632 | HMSR-A-CB-O | BDM1A18SC0 |  | Non-Ducted Indoor Units | 18000 | 13400 | 2.71 | 13300 | 2.31
BLUERIDGE | BXL Series | 216997587 | HRCU-A-CB | BXL2A60UC0 | BXALA60CDH | Mini-Splits | 60000 | 45000 | 2.72 | 53500 | 2.1
BLUERIDGE | BXL Series | 216997586 | HRCU-A-CB | BXL2A48UC0 | BXALA48CDH | Mini-Splits | 52000 | 45000 | 2.61 | 47500 | 2
BLUERIDGE | BXL Series | 216997585 | HRCU-A-CB | BXL2A36UC0 | BXALA36CDH | Mini-Splits | 42000 | 31600 | 2.73 | 37600 | 2.1
BLUERIDGE | BXS Series | 216997549 | HRCU-A-CB | BXS3A24SC0 | BXAFA24CDH | Mini-Splits | 25000 | 21200 | 2.6 | 19000 | 2.3
BLUERIDGE | BXS Series | 216997548 | HRCU-A-CB | BXS3A18SC0 | BXAFA18CDH | Mini-Splits | 20000 | 14900 | 2.89 | 14200 | 2.41
BLUERIDGE | BXS Series | 216997545 | HRCU-A-CB | BXS3A18SC0 | BXAFA18CDL | Mini-Splits | 20000 | 14000 | 2.6 | 14000 | 2.19
BLUERIDGE | BXS Series | 216997547 | HRCU-A-CB | BXS3A12SC0 | BXAFA12CDH | Mini-Splits | 12000 | 9100 | 2.78 | 8900 | 2.44
BLUERIDGE | BXS Series | 216997544 | HRCU-A-CB | BXS3A12SC0 | BXAFA12CDL | Mini-Splits | 12000 | 9500 | 2.58 | 8800 | 2.24
BLUERIDGE | BXS Series | 216997546 | HRCU-A-CB | BXS3A09SC0 | BXAFA09CDH | Mini-Splits | 10000 | 9300 | 2.9 | 8300 | 2.32
BLUERIDGE | BXS Series | 216997543 | HRCU-A-CB | BXS3A09SC0 | BXAFA09CDL | Mini-Splits | 10000 | 8900 | 2.61 | 8600 | 2.25
BLUERIDGE | BXS Series | 216997569 | HRCU-A-CB | BXS5A24UC0 | BXAFA24CDH | Mini-Splits | 26000 | 21600 | 2.71 | 24000 | 2.18
BLUERIDGE | BXS Series | 216997568 | HRCU-A-CB | BXS5A18UC0 | BXAFA18CDH | Mini-Splits | 19500 | 15000 | 2.89 | 18000 | 2.1
BLUERIDGE | BXS Series | 216997565 | HRCU-A-CB | BXS5A18UC0 | BXAFA18CDL | Mini-Splits | 19000 | 15000 | 2.7 | 18000 | 2
BLUERIDGE | BXS Series | 216997567 | HRCU-A-CB | BXS5A12UC0 | BXAFA12CDH | Mini-Splits | 12000 | 10200 | 2.6 | 12000 | 1.95
BLUERIDGE | BXM Series | 216997613 | HMSV-A-CB | BXM1A48SC0 |  | Mixed Ducted and Non-Ducted Indoor Units | 47500 | 37400 | 2.5 | 37000 | 2.05
BLUERIDGE | BXM Series | 216997612 | HMSV-A-CB | BXM1A48SC0 |  | Ducted Indoor Units | 47000 | 37000 | 2.5 | 38000 | 2.1
BLUERIDGE | BXM Series | 216997611 | HMSR-A-CB-O | BXM1A48SC0 |  | Non-Ducted Indoor Units | 48000 | 38000 | 2.5 | 36000 | 2
BLUERIDGE | BXM Series | 216997606 | HMSV-A-CB | BXM1A27SC0 |  | Ducted Indoor Units | 26600 | 18400 | 2.5 | 18800 | 2
BLUERIDGE | BXM Series | 216997631 | HMSV-A-CB | BXM3A55UC0 |  | Mixed Ducted and Non-Ducted Indoor Units | 55000 | 44500 | 2.65 | 47500 | 2.05
BLUERIDGE | BXM Series | 216997630 | HMSV-A-CB | BXM3A55UC0 |  | Ducted Indoor Units | 55000 | 45000 | 2.7 | 48000 | 2.1
BLUERIDGE | BXM Series | 216997629 | HMSR-A-CB-O | BXM3A55UC0 |  | Non-Ducted Indoor Units | 55000 | 44000 | 2.6 | 47000 | 2
BLUERIDGE | BXM Series | 216997628 | HMSV-A-CB | BXM3A48UC0 |  | Mixed Ducted and Non-Ducted Indoor Units | 48500 | 44000 | 2.6 | 47500 | 2
BLUERIDGE | BXM Series | 216997627 | HMSV-A-CB | BXM3A48UC0 |  | Ducted Indoor Units | 48000 | 44500 | 2.6 | 48000 | 2
BLUERIDGE | BXM Series | 216997626 | HMSR-A-CB-O | BXM3A48UC0 |  | Non-Ducted Indoor Units | 49000 | 44000 | 2.6 | 47000 | 2
BLUERIDGE | BXM Series | 216997622 | HMSV-A-CB | BXM3A27UC0 |  | Mixed Ducted and Non-Ducted Indoor Units | 27400 | 24000 | 2.5 | 27000 | 2
BLUERIDGE | BXM Series | 216997620 | HMSR-A-CB-O | BXM3A27UC0 |  | Non-Ducted Indoor Units | 27000 | 25000 | 2.6 | 27000 | 2
BLUERIDGE | BXM Series | 216997619 | HMSV-A-CB | BXM3A18UC0 |  | Mixed Ducted and Non-Ducted Indoor Units | 20000 | 17300 | 2.65 | 18500 | 2
BLUERIDGE | BXM Series | 216997618 | HMSV-A-CB | BXM3A18UC0 |  | Ducted Indoor Units | 20000 | 17000 | 2.59 | 18000 | 2
BLUERIDGE | BXM Series | 216997617 | HMSR-A-CB-O | BXM3A18UC0 |  | Non-Ducted Indoor Units | 20000 | 17600 | 2.7 | 19000 | 2
BLUERIDGE | BXS Series | 216997518 | HRCU-A-CB-O | BXS1A09SC0 | BXS1A09WM0 | Mini-Splits | 10000 | 8000 | 2.58 | 7000 | 2.16
BLUERIDGE | BXS Series | 216997574 | HRCU-A-CB-O | BXS5A24UC0 | BXAFA24FC0 | Mini-Splits | 26000 | 20200 | 2.74 | 24200 | 2.16
BLUERIDGE | BXS Series | 216997558 | HRCU-A-CB-O | BXS5A24UC0 | BXAFA24CC4 | Mini-Splits | 25000 | 20400 | 2.78 | 23800 | 2.23
BLUERIDGE | BXS Series | 216997572 | HRCU-A-CB-O | BXS5A18UC0 | BXAFA16LW0 | Mini-Splits | 17000 | 14200 | 2.6 | 17500 | 1.95
BLUERIDGE | BXS Series | 216997557 | HRCU-A-CB-O | BXS5A18UC0 | BXAFA18CC4 | Mini-Splits | 19000 | 14900 | 2.7 | 17000 | 1.9
BLUERIDGE | BXS Series | 216997529 | HRCU-A-CB-O | BXS5A18UC0 | BXAFA18WM0 | Mini-Splits | 18000 | 15000 | 2.56 | 18000 | 1.92
BLUERIDGE | BXS Series | 216997556 | HRCU-A-CB-O | BXS5A12UC0 | BXAFA12CC4 | Mini-Splits | 12000 | 10000 | 2.74 | 11500 | 1.99
BLUERIDGE | BXS Series | 216997561 | HRCU-A-CB-O | BXS5A12UC0 | BXAFA12CC1 | Mini-Splits | 12500 | 9600 | 2.65 | 11500 | 1.99
BLUERIDGE | BXS Series | 216997559 | HRCU-A-CB-O | BXS5A06UC0 | BXAFA06CC1 | Mini-Splits | 7400 | 7000 | 2.66 | 8100 | 2.4
BLUERIDGE | BXS Series | 216997526 | HRCU-A-CB-O | BXS5A06UC0 | BXAFA06WM0 | Mini-Splits | 7000 | 7900 | 2.79 | 7700 | 2.4
BLUERIDGE | BXL Series | 216997575 | HRCU-A-CB-O | BXL1A36SC0 | BXALA36CC4 | Mini-Splits | 38000 | 26800 | 2.68 | 26600 | 2.2
BLUERIDGE | BXL Series | 216997588 | HRCU-A-CB-O | BXL2A36UC0 | BXALA36FC0 | Mini-Splits | 38000 | 30200 | 2.58 | 39500 | 2.02
BLUERIDGE | BXL Series | 216997583 | HRCU-A-CB-O | BXL2A36UC0 | BXALA36CC4 | Mini-Splits | 37000 | 30600 | 2.56 | 37000 | 1.95
BLUERIDGE | BXS Series | 216997554 | HRCU-A-CB-O | BXS3A24SC0 | BXAFA24FC0 | Mini-Splits | 24400 | 20000 | 2.56 | 18600 | 2.27
BLUERIDGE | BXS Series | 216997539 | HRCU-A-CB-O | BXS3A24SC0 | BXAFA24CC4 | Mini-Splits | 25000 | 20400 | 2.73 | 18500 | 2.3
BLUERIDGE | BXS Series | 216997525 | HRCU-A-CB-O | BXS3A24SC0 | BXAFA24WM0 | Mini-Splits | 25000 | 18800 | 2.65 | 19600 | 2.54
BLUERIDGE | BXS Series | 216997553 | HRCU-A-CB-O | BXS3A18SC0 | BXAFA18FC0 | Mini-Splits | 18000 | 13700 | 2.51 | 12800 | 2.05
BLUERIDGE | BXS Series | 216997552 | HRCU-A-CB-O | BXS3A18SC0 | BXAFA16LW0 | Mini-Splits | 17000 | 14100 | 2.75 | 13100 | 2.16
BLUERIDGE | BXS Series | 216997538 | HRCU-A-CB-O | BXS3A18SC0 | BXAFA18CC4 | Mini-Splits | 18000 | 13900 | 2.66 | 12800 | 2.19
BLUERIDGE | BXS Series | 216997542 | HRCU-A-CB-O | BXS3A18SC0 | BXAFA18CC1 | Mini-Splits | 18000 | 14000 | 2.77 | 13100 | 2.25
BLUERIDGE | BXS Series | 216997524 | HRCU-A-CB-O | BXS3A18SC0 | BXAFA18WM0 | Mini-Splits | 18000 | 13600 | 2.73 | 12800 | 2.1
BLUERIDGE | BXS Series | 216997551 | HRCU-A-CB-O | BXS3A12SC0 | BXAFA12LW0 | Mini-Splits | 12000 | 9000 | 2.87 | 8900 | 2.51
BLUERIDGE | BXS Series | 216997537 | HRCU-A-CB-O | BXS3A12SC0 | BXAFA12CC4 | Mini-Splits | 12000 | 8500 | 2.8 | 8400 | 2.39
BLUERIDGE | BXS Series | 216997541 | HRCU-A-CB-O | BXS3A12SC0 | BXAFA12CC1 | Mini-Splits | 12000 | 8600 | 2.77 | 8600 | 2.47
BLUERIDGE | BXS Series | 216997523 | HRCU-A-CB-O | BXS3A12SC0 | BXAFA12WM0 | Mini-Splits | 12000 | 9300 | 2.84 | 8400 | 2.3
BLUERIDGE | BXS Series | 216997550 | HRCU-A-CB-O | BXS3A09SC0 | BXAFA09LW0 | Mini-Splits | 9000 | 9000 | 2.9 | 8600 | 2.27
BLUERIDGE | BXS Series | 216997536 | HRCU-A-CB-O | BXS3A09SC0 | BXAFA09CC4 | Mini-Splits | 10000 | 8500 | 2.8 | 8300 | 2.17
BLUERIDGE | BXS Series | 216997540 | HRCU-A-CB-O | BXS3A09SC0 | BXAFA09CC1 | Mini-Splits | 11000 | 7900 | 2.69 | 8000 | 2.17
BLUERIDGE | BXS Series | 216997522 | HRCU-A-CB-O | BXS3A09SC0 | BXAFA09WM0 | Mini-Splits | 10000 | 8100 | 2.83 | 8000 | 2.37
BLUERIDGE | BXS Series | 216997531 | HRCU-A-CB-O | BXS5A33UC0 | BXAFA33WM0 | Mini-Splits | 36000 | 30000 | 2.69 | 35000 | 1.98
BLUERIDGE | BXS Series | 216997530 | HRCU-A-CB-O | BXS5A24UC0 | BXAFA24WM0 | Mini-Splits | 29000 | 21000 | 2.88 | 24200 | 2.34
BLUERIDGE | BXS Series | 216997535 | HRCU-A-CB-O | BXS6A18UC0 | BXS6A18WM0 | Mini-Splits | 20000 | 19300 | 3.01 | 22600 | 2.34
BLUERIDGE | BMS Series | 215853904 | HRCU-A-CB-O | BMS1821HHYC | BMC18HHYW | Mini-Splits | 18000 | 16600 | 2.55 | 18000 | 1.92
BLUERIDGE | BMS Series | 215853869 | HRCU-A-CB | BMSAH18HHC | BMS2AH18I |  | 19000 | 15000 | 2.6 | 18000 | 2
BLUERIDGE | BMS Series | 215853922 | HRCU-A-CB | BMS1226YC | BMC12HCD | Mini-Splits | 12000 | 9100 | 2.78 | 8900 | 2.44
BLUERIDGE | BMS Series | 215853921 | HRCU-A-CB | BMS926YC | BMC9HCD | Mini-Splits | 10000 | 9300 | 2.9 | 8300 | 2.32
BLUERIDGE | BMS Series | 215853872 | HRCU-A-CB | BMSAH36HHC | BMS2AH36I |  | 37000 | 31800 | 2.56 | 39000 | 1.9
BLUERIDGE | BMS Series | 215853914 | HRCU-A-CB-O | BMS2423YC | BMC24CC | Mini-Splits | 25000 | 20400 | 2.73 | 18500 | 2.3
BLUERIDGE | BMS Series | 215853963 | HRCU-A-CB | BMS60HHUYC | BMS60HCD | Mini-Splits | 60000 | 45000 | 2.72 | 53500 | 2.1
BLUERIDGE | BMS Series | 215853962 | HRCU-A-CB | BMS48HHUYC | BMS48HCD | Mini-Splits | 52000 | 45000 | 2.61 | 47500 | 2
BLUERIDGE | BMS Series | 215853961 | HRCU-A-CB | BMS36HHUYC | BMS36HCD | Mini-Splits | 42000 | 31600 | 2.73 | 37600 | 2.1
BLUERIDGE | BMS Series | 215853924 | HRCU-A-CB | BMS2423YC | BMC24HCD | Mini-Splits | 25000 | 21200 | 2.6 | 19000 | 2.3
BLUERIDGE | BMS Series | 215853923 | HRCU-A-CB | BMS1824YC | BMC18HCD | Mini-Splits | 20000 | 14900 | 2.89 | 14200 | 2.41
BLUERIDGE | BMS Series | 215853920 | HRCU-A-CB | BMS1824YC | BMC18LCD | Mini-Splits | 20000 | 14000 | 2.6 | 14000 | 2.19
BLUERIDGE | BMS Series | 215853919 | HRCU-A-CB | BMS1226YC | BMC12LCD | Mini-Splits | 12000 | 9500 | 2.58 | 8800 | 2.24
BLUERIDGE | BMS Series | 215853918 | HRCU-A-CB | BMS926YC | BMC9LCD | Mini-Splits | 10000 | 8900 | 2.61 | 8600 | 2.25
BLUERIDGE | BMS Series | 215853945 | HRCU-A-CB | BMS2421HHYC | BMC24HCD | Mini-Splits | 26000 | 21600 | 2.71 | 24000 | 2.18
BLUERIDGE | BMS Series | 215853944 | HRCU-A-CB | BMS1821HHYC | BMC18HCD | Mini-Splits | 19500 | 15000 | 2.89 | 18000 | 2.1
BLUERIDGE | BMS Series | 215853941 | HRCU-A-CB | BMS1821HHYC | BMC18LCD | Mini-Splits | 19000 | 15000 | 2.7 | 18000 | 2
BLUERIDGE | BMS Series | 215853943 | HRCU-A-CB | BMS1225HHYC | BMC12HCD | Mini-Splits | 12000 | 10200 | 2.6 | 12000 | 1.95
BLUERIDGE | BMS Series | 215853938 | HRCU-A-CB | BMS626HHYC | BMC6LCD | Mini-Splits | 8000 | 8000 | 2.69 | 7800 | 2.41
BLUERIDGE | BMM Series | 215853978 | HMSV-A-CB | BMMZ48C |  | Mixed Ducted and Non-Ducted Indoor Units | 47500 | 37400 | 2.5 | 37000 | 2.05
BLUERIDGE | BMM Series | 215853977 | HMSV-A-CB | BMMZ48C |  | Ducted Indoor Units | 47000 | 37000 | 2.5 | 38000 | 2.1
BLUERIDGE | BMM Series | 215853976 | HMSR-A-CB-O | BMMZ48C |  | Non-Ducted Indoor Units | 48000 | 38000 | 2.5 | 36000 | 2
BLUERIDGE | BMM Series | 215853971 | HMSV-A-CB | BMMZ27C |  | Ducted Indoor Units | 26600 | 18400 | 2.5 | 18800 | 2
BLUERIDGE | BMM Series | 215853993 | HMSV-A-CB | BMMZ55HHC |  | Mixed Ducted and Non-Ducted Indoor Units | 55000 | 44500 | 2.65 | 47500 | 2.05
BLUERIDGE | BMM Series | 215853992 | HMSV-A-CB | BMMZ55HHC |  | Ducted Indoor Units | 55000 | 45000 | 2.7 | 48000 | 2.1
BLUERIDGE | BMM Series | 215853991 | HMSR-A-CB-O | BMMZ55HHC |  | Non-Ducted Indoor Units | 55000 | 44000 | 2.6 | 47000 | 2
BLUERIDGE | BMM Series | 215853990 | HMSV-A-CB | BMMZ48HHC |  | Mixed Ducted and Non-Ducted Indoor Units | 48500 | 44000 | 2.6 | 47500 | 2
BLUERIDGE | BMM Series | 215853989 | HMSV-A-CB | BMMZ48HHC |  | Ducted Indoor Units | 48000 | 44500 | 2.6 | 48000 | 2
BLUERIDGE | BMM Series | 215853988 | HMSR-A-CB-O | BMMZ48HHC |  | Non-Ducted Indoor Units | 49000 | 44000 | 2.6 | 47000 | 2
BLUERIDGE | BMM Series | 215853984 | HMSV-A-CB | BMMZ27HHC |  | Mixed Ducted and Non-Ducted Indoor Units | 27400 | 24000 | 2.5 | 27000 | 2
BLUERIDGE | BMM Series | 215853982 | HMSR-A-CB-O | BMMZ27HHC |  | Non-Ducted Indoor Units | 27000 | 25000 | 2.6 | 27000 | 2
BLUERIDGE | BMM Series | 215853981 | HMSV-A-CB | BMMZ18HHC |  | Mixed Ducted and Non-Ducted Indoor Units | 20000 | 17300 | 2.65 | 18500 | 2
BLUERIDGE | BMM Series | 215853980 | HMSV-A-CB | BMMZ18HHC |  | Ducted Indoor Units | 20000 | 17000 | 2.59 | 18000 | 2
BLUERIDGE | BMM Series | 215853979 | HMSR-A-CB-O | BMMZ18HHC |  | Non-Ducted Indoor Units | 20000 | 17600 | 2.7 | 19000 | 2
BLUERIDGE | BMS Series | 215853883 | HRCU-A-CB-O | BMS919YC | BMS919YW | Mini-Splits | 10000 | 8000 | 2.58 | 7000 | 2.16
BLUERIDGE | BMS Series | 215853950 | HRCU-A-CB-O | BMS2421HHYC | BMC24FCC | Mini-Splits | 26000 | 20200 | 2.74 | 24200 | 2.16
BLUERIDGE | BMS Series | 215853933 | HRCU-A-CB-O | BMS2421HHYC | BMC24CC | Mini-Splits | 25000 | 20400 | 2.78 | 23800 | 2.23
BLUERIDGE | BMS Series | 215853948 | HRCU-A-CB-O | BMS1821HHYC | BMC16LW | Mini-Splits | 17000 | 14200 | 2.6 | 17500 | 1.95
BLUERIDGE | BMS Series | 215853932 | HRCU-A-CB-O | BMS1821HHYC | BMC18CC | Mini-Splits | 19000 | 14900 | 2.7 | 17000 | 1.9
BLUERIDGE | BMS Series | 215853931 | HRCU-A-CB-O | BMS1225HHYC | BMC12CC | Mini-Splits | 12000 | 10000 | 2.74 | 11500 | 1.99
BLUERIDGE | BMS Series | 215853936 | HRCU-A-CB-O | BMS1225HHYC | BMC12CC2 | Mini-Splits | 12500 | 9600 | 2.65 | 11500 | 1.99
BLUERIDGE | BMS Series | 215853934 | HRCU-A-CB-O | BMS626HHYC | BMC6CC2 | Mini-Splits | 7400 | 7000 | 2.66 | 8100 | 2.4
BLUERIDGE | BMS Series | 215853901 | HRCU-A-CB-O | BMS626HHYC | BMC6HHYW | Mini-Splits | 7000 | 7900 | 2.79 | 7700 | 2.4
BLUERIDGE | BMS Series | 215853951 | HRCU-A-CB-O | BMS36UYC | BMS36CC | Mini-Splits | 38000 | 26800 | 2.68 | 26600 | 2.2
BLUERIDGE | BMS Series | 215853964 | HRCU-A-CB-O | BMS36HHUYC | BMS36FCC | Mini-Splits | 38000 | 30200 | 2.58 | 39500 | 2.02
BLUERIDGE | BMS Series | 215853959 | HRCU-A-CB-O | BMS36HHUYC | BMS36CC | Mini-Splits | 37000 | 30600 | 2.56 | 37000 | 1.95
BLUERIDGE | BMS Series | 215853929 | HRCU-A-CB-O | BMS2423YC | BMC24FCC | Mini-Splits | 24400 | 20000 | 2.56 | 18600 | 2.27
BLUERIDGE | BMS Series | 215853900 | HRCU-A-CB-O | BMS2423YC | BMC24HHYW | Mini-Splits | 25000 | 18800 | 2.65 | 19600 | 2.54
BLUERIDGE | BMS Series | 215853928 | HRCU-A-CB-O | BMS1824YC | BMC18FCC | Mini-Splits | 18000 | 13700 | 2.51 | 12800 | 2.05
BLUERIDGE | BMS Series | 215853927 | HRCU-A-CB-O | BMS1824YC | BMC16LW | Mini-Splits | 17000 | 14100 | 2.75 | 13100 | 2.16
BLUERIDGE | BMS Series | 215853913 | HRCU-A-CB-O | BMS1824YC | BMC18CC | Mini-Splits | 18000 | 13900 | 2.66 | 12800 | 2.19
BLUERIDGE | BMS Series | 215853917 | HRCU-A-CB-O | BMS1824YC | BMC18CC2 | Mini-Splits | 18000 | 14000 | 2.77 | 13100 | 2.25
BLUERIDGE | BMS Series | 215853878 | HRCU-A-CB | BMSAH36HHC | BMS3AH36I |  | 37000 | 31000 | 2.5 | 37400 | 1.91
BLUERIDGE | BMS Series | 215853880 | HRCU-A-CB | BMSAH60HHC | BMS3AH60I |  | 55000 | 35000 | 2.5 | 54000 | 1.9
BLUERIDGE | BMS Series | 215853879 | HRCU-A-CB | BMSAH48HHC | BMS3AH48I |  | 48000 | 34000 | 2.56 | 48000 | 2
BLUERIDGE | BMS Series | 215853866 | HRCU-A-CB | BMSAHS3616C | BMS2AH36I |  | 36000 | 25600 | 2.6 | 27000 | 2
BLUERIDGE | BMS Series | 215853873 | HRCU-A-CB | BMSAH48HHC | BMS2AH48I |  | 50000 | 37000 | 2.7 | 46000 | 1.9
BLUERIDGE | BMS Series | 215853877 | HRCU-A-CB | BMSAH30HHC | BMS3AH30I |  | 33000 | 24000 | 2.69 | 33200 | 1.97
BLUERIDGE | BMS Series | 215853871 | HRCU-A-CB | BMSAH30HHC | BMS2AH30I |  | 34000 | 23800 | 2.76 | 32600 | 1.96
BLUERIDGE | BMS Series | 215853876 | HRCU-A-CB | BMSAH24HHC | BMS3AH24I |  | 24000 | 19000 | 2.64 | 20600 | 2.14
BLUERIDGE | BMS Series | 215853875 | HRCU-A-CB | BMSAH18HHC | BMS3AH18I |  | 18000 | 14700 | 2.66 | 18600 | 2.12
BLUERIDGE | BMS Series | 215853856 | HRCU-A-CB | BMS1824YC | BMMZAH18I |  | 18000 | 13200 | 2.6 | 13000 | 2.3
BLUERIDGE | BMS Series | 215853862 | HRCU-A-CB | BMS3320HHYC | BMMZAH36I |  | 35000 | 27400 | 2.58 | 34000 | 2
BLUERIDGE | BMS Series | 215853860 | HRCU-A-CB | BMS1821HHYC | BMMZAH18I |  | 19500 | 14000 | 2.6 | 18000 | 2.2
BLUERIDGE | BMM series | 213363376 | HMSR-A-CB-O | BMM36HH2C |  | Non-Ducted Indoor Units | 36000 | 27400 | 2.5 | 36000 | 1.95
BLUERIDGE |  | 207641279 | HMSR-A-CB-O | BMM18C |  | Non-Ducted Indoor Units | 19000 | 14400 | 2.5 | 14000 | 2.22
BLUERIDGE |  | 210025757 | HRCU-A-CB | BMAH6016C | BMAH6016I |  | 59000 | 42000 | 2.6 | 54356 | 1.91
BLUERIDGE |  | 207641282 | HMSV-A-CB | BMM27C |  | Ducted Indoor Units | 28000 | 22000 | 2.6 | 20000 | 2.14
BLUERIDGE |  | 210191032 | HRCU-A-CB-O | BMY60HHUC | BM60MFCC | Mini-Splits | 60000 | 40000 | 2.58 | 56500 | 1.97
BLUERIDGE |  | 207339180 | HRCU-A-CB-O | BMY18DIY22C | BMY18DIY22WM | Mini-Splits | 18000 | 13800 | 2.54 | 11700 | 2.05
BLUERIDGE |  | 207339179 | HRCU-A-CB-O | BMY12DIY22C | BMY12DIY22WM | Mini-Splits | 12000 | 7500 | 2.59 | 6400 | 1.95
BOREAL | ENERMAXX | 208130264 | HRCU-A-CB | ENVBR36HPJ1OA | ENVBR24HPJ1IB |  | 24000 | 16300 | 2.7 | 24000 | 2.1
BOSCH | Bosch Climate 5000 ductless minisplit series | 207759988 | HRCU-A-CB-O | BMS500-AAS012-0CSXRC | BMS500-AAS012-0AHWXC | Mini-Splits | 12000 | 8400 | 2.8 | 7094 | 2.19
BOSCH | Bosch Climate 5000 ductless minisplit series | 207760042 | HMSV-A-CB | BMS500-AAM048-1CSXHC |  | Non-Ducted Indoor Units | 49000 | 36000 | 2.51 | 48000 | 2.01
BOSCH | Bosch Climate 5000 ductless minisplit series | 207760033 | HMSV-A-CB | BMS500-AAM018-1CSXHC |  | Non-Ducted Indoor Units | 20000 | 15000 | 2.6 | 19000 | 1.96
BOSCH | Bosch Climate 5000 ductless minisplit series | 207760017 | HRCU-A-CB-O | BMS500-AAS024-1CSXRC | BMS500-AAU024-1AHCXC | Mini-Splits | 25000 | 19000 | 3.48 | 17540 | 2.12
BOSCH | Bosch Climate 5000 ductless minisplit series | 203991162 | HRCU-A-CB | BMS500-AAS024-1CSXRA | BMS500-AAU024-1AHDXB | Mini-Splits | 24400 | 18000 | 3.03 | 18533 | 2.04
BOSCH | Bosch Climate 5000 ductless minisplit series | 204014470 | HRCU-A-CB | BMS500-AAS024-1CSXHB | BMS500-AAU024-1AHDXB | Mini-Splits | 24000 | 23000 | 3.42 | 25166 | 2.07
BOSCH | Bosch Climate 5000 ductless minisplit series | 204014467 | HRCU-A-CB | BMS500-AAS009-1CSXHB | BMS500-AAU009-1AHDXB | Mini-Splits | 10000 | 10100 | 3.84 | 8343 | 2.07
BOSCH | Bosch Climate 5000 ductless minisplit series | 203991148 | HRCU-A-CB-O | BMS500-AAS009-1CSXRA | BMS500-AAU009-1AHWXB | Mini-Splits | 9800 | 5800 | 2.74 | 7990 | 1.98
BOSCH | Bosch Climate 5000 ductless minisplit series | 207759993 | HRCU-A-CB-O | BMS500-AAS009-1CSXRC | BMS500-AAU006-1AHWXC | Mini-Splits | 7000 | 8500 | 4.15 | 8581 | 2.19
BOSCH | Bosch Climate 5000 ductless minisplit series | 207759995 | HRCU-A-CB-O | BMS500-AAS012-1CSXHC | BMS500-AAU012-1AHWXC | Mini-Splits | 12000 | 10000 | 4.01 | 11782 | 2.07
BOSCH | Bosch Climate 5000 ductless minisplit series | 207760037 | HMSV-A-CB | BMS500-AAM027-1CSXHC |  | Ducted Indoor Units | 28000 | 27000 | 4.14 | 22505 | 1.92
BOSCH | Bosch Climate 5000 ductless minisplit series | 207760022 | HMSV-A-CB | BMS500-AAM018-1CSXRC |  | Ducted Indoor Units | 19000 | 14800 | 3.5 | 13000 | 1.9
BOSCH | Bosch Climate 5000 ductless minisplit series | 207759989 | HRCU-A-CB-O | BMS500-AAS009-1CSXRC | BMS500-AAU009-1AHWXC | Mini-Splits | 10000 | 8500 | 4.15 | 8581 | 2.19
BOSCH | Bosch Climate 5000 ductless minisplit series | 207760002 | HRCU-A-CB | BMS500-AAS012-1CSXRC | BMS500-AAU012-1AHDXB | Mini-Splits | 12000 | 9300 | 3.13 | 10460 | 2.51
BOSCH | Bosch Climate 5000 ductless minisplit series | 207760000 | HRCU-A-CB | BMS500-AAS009-1CSXRC | BMS500-AAU009-1AHDXB | Mini-Splits | 10000 | 7700 | 3.53 | 7630 | 2.17
BOSCH | Inverter Ducted Split Family (IDS) | 207658524 | HRCU-A-CB | BOVB-36HDN1-M20G | BVA-36WN1-M20 |  | 34200 | 28000 | 2.5 | 21200 | 2.02
BOSCH | Inverter Ducted Split Family (IDS) | 207658523 | HRCU-A-CB | BOVB-60HDN1-M20G | BVA-48WN1-M20 |  | 48000 | 40000 | 2.5 | 33600 | 2
BOSCH | Inverter Ducted Split Family (IDS) | 202868496 | HRCU-A-CB | BOVA-36HDN1-M20G | BVA-36WN1-M20 |  | 34200 | 28000 | 2.5 | 21200 | 2.02
BOSCH | Inverter Ducted Split Family (IDS) | 202868495 | HRCU-A-CB | BOVA-60HDN1-M20G | BVA-48WN1-M20 |  | 48000 | 40000 | 2.5 | 33600 | 2
BOSCH | Bosch Climate 5000 ductless minisplit series | 207760006 | HRCU-A-CB | BMS500-AAS024-1CSXRC | BMS500-AAU024-1AHDXB | Mini-Splits | 25000 | 20000 | 3.83 | 17000 | 2.05
BOSCH | Bosch Climate 5000 ductless minisplit series | 207760008 | HRCU-A-CB | BMS500-AAS024-1CSXHC | BMS500-AAU024-1AHDXB | Mini-Splits | 25000 | 21000 | 3.29 | 25166 | 2.07
BOSCH | Bosch Climate 5000 ductless minisplit series | 207760043 | HMSV-A-CB | BMS500-AAM048-1CSXHC |  | Ducted Indoor Units | 49000 | 36000 | 3.26 | 48000 | 1.99
BOSCH | Bosch Climate 5000 ductless minisplit series | 207760034 | HMSV-A-CB | BMS500-AAM018-1CSXHC |  | Ducted Indoor Units | 20000 | 16000 | 3.78 | 19000 | 1.95
BOSCH | Bosch Climate 5000 ductless minisplit series | 207760044 | HMSV-A-CB | BMS500-AAM048-1CSXHC |  | Mixed Ducted and Non-Ducted Indoor Units | 49000 | 36000 | 2.72 | 48000 | 1.99
BOSCH | Bosch Climate 5000 ductless minisplit series | 207760035 | HMSV-A-CB | BMS500-AAM018-1CSXHC |  | Mixed Ducted and Non-Ducted Indoor Units | 20000 | 15500 | 2.6 | 19000 | 1.95
BOSCH | BM Series | 215871204 | HRCU-A-CB-O | BMS500-AAS009-1CSXRD | BMS500-AAU006-1AHWXD | Mini-Splits | 10000 | 8100 | 2.83 | 8000 | 2.37
BOSCH | BMS Series | 215223339 | HMSV-A-CB | BMS500-AAM048-1CSXRD |  | Mixed Ducted and Non-Ducted Indoor Units | 47500 | 37400 | 2.5 | 37000 | 2.05
BOSCH | BMS Series | 215223338 | HMSV-A-CB | BMS500-AAM048-1CSXRD |  | Ducted Indoor Units | 47000 | 37000 | 2.5 | 38000 | 2.1
BOSCH | BMS Series | 215223337 | HMSR-A-CB-O | BMS500-AAM048-1CSXRD |  | Non-Ducted Indoor Units | 48000 | 38000 | 2.5 | 36000 | 2
BOSCH | BMS Series | 215223333 | HMSV-A-CB | BMS500-AAM027-1CSXRD |  | Mixed Ducted and Non-Ducted Indoor Units | 26800 | 18400 | 2.56 | 18900 | 2
BOSCH | BMS Series | 215223332 | HMSV-A-CB | BMS500-AAM027-1CSXRD |  | Ducted Indoor Units | 26600 | 18400 | 2.5 | 18800 | 2
BOSCH | BMS Series | 215223331 | HMSR-A-CB-O | BMS500-AAM027-1CSXRD |  | Non-Ducted Indoor Units | 27000 | 18400 | 2.61 | 19000 | 2
BOSCH | BMS Series | 215223330 | HMSV-A-CB | BMS500-AAM018-1CSXRD |  | Mixed Ducted and Non-Ducted Indoor Units | 19000 | 14100 | 2.55 | 14000 | 2.31
BOSCH | BMS Series | 215223328 | HMSR-A-CB-O | BMS500-AAM018-1CSXRD |  | Non-Ducted Indoor Units | 19000 | 13600 | 2.81 | 13500 | 2.3
BOSCH | BMS Series | 215223327 | HMSV-A-CB | BMS500-AAM048-1CSXHD |  | Mixed Ducted and Non-Ducted Indoor Units | 48500 | 44000 | 2.6 | 47500 | 2
BOSCH | BMS Series | 215223326 | HMSV-A-CB | BMS500-AAM048-1CSXHD |  | Ducted Indoor Units | 48000 | 44500 | 2.6 | 48000 | 2
BOSCH | BMS Series | 215223325 | HMSR-A-CB-O | BMS500-AAM048-1CSXHD |  | Non-Ducted Indoor Units | 49000 | 44000 | 2.6 | 47000 | 2
BOSCH | BMS Series | 215223321 | HMSV-A-CB | BMS500-AAM027-1CSXHD |  | Mixed Ducted and Non-Ducted Indoor Units | 27400 | 24000 | 2.5 | 27000 | 2
BOSCH | BMS Series | 215223319 | HMSR-A-CB-O | BMS500-AAM027-1CSXHD |  | Non-Ducted Indoor Units | 27000 | 25000 | 2.6 | 27000 | 2
BOSCH | BMS Series | 215223318 | HMSV-A-CB | BMS500-AAM018-1CSXHD |  | Mixed Ducted and Non-Ducted Indoor Units | 20000 | 17300 | 2.65 | 18500 | 2
BOSCH | BMS Series | 215223317 | HMSV-A-CB | BMS500-AAM018-1CSXHD |  | Ducted Indoor Units | 20000 | 17000 | 2.59 | 18000 | 2
BOSCH | BMS Series | 215223316 | HMSR-A-CB-O | BMS500-AAM018-1CSXHD |  | Non-Ducted Indoor Units | 20000 | 17600 | 2.7 | 19000 | 2
BOSCH | BMS Series | 215223309 | HRCU-A-CB-O | BMS500-AAS030-1CSXRD | BMS500-AAU030-1AHWXD | Mini-Splits | 30000 | 20400 | 2.52 | 20000 | 2.03
BOSCH | BMS Series | 215223308 | HRCU-A-CB | BMS500-AAS024-1CSXRD | BMS500-AAU024-1AHDXD | Mini-Splits | 25000 | 21200 | 2.6 | 19000 | 2.3
BOSCH | BMS Series | 215223305 | HRCU-A-CB | BMS500-AAS018-1CSXRD | BMS500-AAU018-1AHDXD | Mini-Splits | 20000 | 14000 | 2.6 | 14000 | 2.19
BOSCH | BMS Series | 215223301 | HRCU-A-CB | BMS500-AAS012-1CSXRD | BMS500-AAU012-1AHDXD | Mini-Splits | 12000 | 9500 | 2.58 | 8800 | 2.24
BOSCH | BMS Series | 215223297 | HRCU-A-CB | BMS500-AAS009-1CSXRD | BMS500-AAU009-1AHDXD | Mini-Splits | 10000 | 8900 | 2.61 | 8600 | 2.25
BOSCH | BMS Series | 215223291 | HRCU-A-CB | BMS500-AAS024-1CSXHD | BMS500-AAU024-1AHDXD | Mini-Splits | 26000 | 21600 | 2.71 | 24000 | 2.18
BOSCH | BMS Series | 215223289 | HRCU-A-CB | BMS500-AAS018-1CSXHD | BMS500-AAU018-1AHDXD | Mini-Splits | 19000 | 15000 | 2.7 | 18000 | 2
BOSCH | BMS Series | 215223292 | HRCU-A-CB-O | BMS500-AAS024-1CSXHD | BMS500-AAU024-1AHCXD | Mini-Splits | 25000 | 20400 | 2.78 | 23800 | 2.23
BOSCH | BMS Series | 215223288 | HRCU-A-CB-O | BMS500-AAS018-1CSXHD | BMS500-AAU018-1AHCXD | Mini-Splits | 19000 | 14900 | 2.7 | 17000 | 1.9
BOSCH | BMS Series | 215223286 | HRCU-A-CB-O | BMS500-AAS018-1CSXHD | BMS500-AAU018-1AHWXD | Mini-Splits | 18000 | 15000 | 2.56 | 18000 | 1.92
BOSCH | BMS Series | 215223284 | HRCU-A-CB-O | BMS500-AAS012-1CSXHD | BMS500-AAU012-1AHCXD | Mini-Splits | 12000 | 10000 | 2.74 | 11500 | 1.99
BOSCH | BMS Series | 215223283 | HRCU-A-CB-O | BMS500-AAS012-1CSXHD | BMS500-AAU012-1AHZXD | Mini-Splits | 12500 | 9600 | 2.65 | 11500 | 1.99
BOSCH | BMS Series | 215223311 | HRCU-A-CB-O | BMS500-AAS036-1CSXLD | BMS500-AAU036-1AHCXD | Mini-Splits | 38000 | 26800 | 2.68 | 26600 | 2.2
BOSCH | BMS Series | 215223307 | HRCU-A-CB-O | BMS500-AAS024-1CSXRD | BMS500-AAU024-1AHCXD | Mini-Splits | 25000 | 20400 | 2.73 | 18500 | 2.3
BOSCH | BMS Series | 215223306 | HRCU-A-CB-O | BMS500-AAS024-1CSXRD | BMS500-AAU024-1AHWXD | Mini-Splits | 25000 | 18800 | 2.65 | 19600 | 2.54
BOSCH | BMS Series | 215223304 | HRCU-A-CB-O | BMS500-AAS018-1CSXRD | BMS500-AAU018-1AHCXD | Mini-Splits | 18000 | 13900 | 2.66 | 12800 | 2.19
BOSCH | BMS Series | 215223303 | HRCU-A-CB-O | BMS500-AAS018-1CSXRD | BMS500-AAU018-1AHZXD | Mini-Splits | 18000 | 14000 | 2.77 | 13100 | 2.25
BOSCH | BMS Series | 215223302 | HRCU-A-CB-O | BMS500-AAS018-1CSXRD | BMS500-AAU018-1AHWXD | Mini-Splits | 18000 | 13600 | 2.73 | 12800 | 2.1
BOSCH | BMS Series | 215223300 | HRCU-A-CB-O | BMS500-AAS012-1CSXRD | BMS500-AAU012-1AHCXD | Mini-Splits | 12000 | 8500 | 2.8 | 8400 | 2.39
BOSCH | BMS Series | 215223299 | HRCU-A-CB-O | BMS500-AAS012-1CSXRD | BMS500-AAU012-1AHZXD | Mini-Splits | 12000 | 8600 | 2.77 | 8600 | 2.47
BOSCH | BMS Series | 215223298 | HRCU-A-CB-O | BMS500-AAS012-1CSXRD | BMS500-AAU012-1AHWXD | Mini-Splits | 12000 | 9300 | 2.84 | 8400 | 2.3
BOSCH | BMS Series | 215223296 | HRCU-A-CB-O | BMS500-AAS009-1CSXRD | BMS500-AAU009-1AHCXD | Mini-Splits | 10000 | 8500 | 2.8 | 8300 | 2.17
BOSCH | BMS Series | 215223295 | HRCU-A-CB-O | BMS500-AAS009-1CSXRD | BMS500-AAU009-1AHZXD | Mini-Splits | 11000 | 7900 | 2.69 | 8000 | 2.17
BOSCH | BMS Series | 215223294 | HRCU-A-CB-O | BMS500-AAS009-1CSXRD | BMS500-AAU009-1AHWXD | Mini-Splits | 10000 | 8100 | 2.83 | 8000 | 2.37
BOSCH | BMS Series | 215374898 | HRCU-A-CB-O | BMS500-AAS012-0CSXRD | BMS500-AAS012-0AHWXD* | Mini-Splits | 12000 | 8700 | 2.68 | 7700 | 2.33
BOSCH | BMS Series | 215223290 | HRCU-A-CB-O | BMS500-AAS024-1CSXHD | BMS500-AAU024-1AHWXD | Mini-Splits | 29000 | 21000 | 2.88 | 24200 | 2.34
BOSCH | Bosch Climate 5000 ductless minisplit series | 207760015 | HRCU-A-CB-O | BMS500-AAS018-1CSXRC | BMS500-AAU018-1AHCXB | Mini-Splits | 19000 | 12000 | 2.51 | 11331 | 2.01
BOSCH | Bosch Climate 5000 ductless minisplit series | 203991172 | HMSV-A-CB | BMS500-AAM018-1CSXRA |  | Non-Ducted Indoor Units | 18000 | 11800 | 2.74 | 10205 | 1.97
BOSCH | Inverter Ducted Split Family (IDS) | 214771733 | HRCU-A-CB | BOVA-60RTB-M20S | BIVA-60RCB-M20X |  | 55000 | 44000 | 2.5 | 38500 | 2
BOSCH | Inverter Ducted Split Family (IDS) | 214771732 | HRCU-A-CB | BOVA-60RTB-M20S | BIVA-48RCB-M20X |  | 48000 | 40000 | 2.5 | 33600 | 2
BOSCH | Inverter Ducted Split Family (IDS) | 214771711 | HRCU-A-CB | BOVA-36RTB-M20S | BIVA-36RCB-M20X |  | 34200 | 28000 | 2.5 | 24400 | 2
BOSCH | Inverter Ducted Split Family (IDS) | 214771710 | HRCU-A-CB | BOVA-36RTB-M20S | BIVA-24RCB-M20X |  | 24000 | 22400 | 2.51 | 17400 | 2.01
BOSCH | Inverter Ducted Split Family (IDS) | 214053824 | HRCU-A-CB | BOVD-36HDN1-M20G | BVA-36WN1-M20 |  | 34200 | 28000 | 2.5 | 24000 | 1.9
BOSCH | Inverter Ducted Split Family (IDS) | 214053805 | HRCU-A-CB | BOVC-36HDN1-M20G | BVA-36WN1-M20 |  | 34200 | 28000 | 2.5 | 24000 | 1.9
BOSCH |  | 207759994 | HRCU-A-CB-O | BMS500-AAS009-1CSXHC | BMS500-AAU009-1AHWXC | Non-Ducted Indoor Units | 11800 | 7500 | 3.01 | 11109 | 1.97
BOSCH |  | 208157116 | HRCU-A-CB-O | BMS500-AAS009-1CSXHC | BMS500-AAU009-1AHWXB | Non-Ducted Indoor Units | 11500 | 7100 | 2.85 | 9898 | 1.9
BOSCH |  | 208157118 | HRCU-A-CB-O | BMS500-AAS018-1CSXHC | BMS500-AAU018-1AHWXB | Non-Ducted Indoor Units | 18000 | 10900 | 2.58 | 16497 | 1.9
BOSCH | Bosch Climate 5000 ductless minisplit series | 203991150 | HRCU-A-CB-O | BMS500-AAS018-1CSXRA | BMS500-AAU018-1AHWXB | Mini-Splits | 18000 | 11400 | 2.72 | 11178 | 2.02
BOSCH | Bosch Climate 5000 ductless minisplit series | 207759992 | HRCU-A-CB-O | BMS500-AAS024-1CSXRC | BMS500-AAU024-1AHWXC | Mini-Splits | 25000 | 16200 | 3.08 | 17500 | 2.04
BOSCH | Bosch Climate 5000 ductless minisplit series | 207760004 | HRCU-A-CB | BMS500-AAS018-1CSXRC | BMS500-AAU018-1AHDXB | Mini-Splits | 20000 | 12600 | 2.74 | 11965 | 2.21
BOSCH | Bosch Climate 5000 ductless minisplit series | 207759991 | HRCU-A-CB-O | BMS500-AAS018-1CSXRC | BMS500-AAU018-1AHWXC | Mini-Splits | 19000 | 14900 | 2.99 | 12388 | 2.24
BOSCH | Bosch Climate 5000 ductless minisplit series | 207760045 | HRCU-A-CB-O | BMS500-AAS012-1CSXRC | BMS500-AAU012-1AHCXB | Mini-Splits | 12000 | 8900 | 3.26 | 8120 | 2.22
BOSCH | Bosch Climate 5000 ductless minisplit series | 207759990 | HRCU-A-CB-O | BMS500-AAS012-1CSXRC | BMS500-AAU012-1AHWXC | Mini-Splits | 12000 | 9000 | 3.22 | 8981 | 2.19
BOSCH | Bosch Climate 5000 ductless minisplit series | 203991161 | HRCU-A-CB | BMS500-AAS018-1CSXRA | BMS500-AAU018-1AHDXB | Mini-Splits | 18000 | 11600 | 2.52 | 10352 | 1.96
BOSCH | Bosch Climate 5000 ductless minisplit series | 203991174 | HMSV-A-CB | BMS500-AAM027-1CSXRA |  | Non-Ducted Indoor Units | 28000 | 17200 | 2.8 | 17040 | 1.97
BREEZE33 | M5O Series | 215449792 | HMSV-A-CB | BZ33-HP274Z2-454-G3-P |  | Mixed Ducted and Non-Ducted Indoor Units | 26800 | 18400 | 2.56 | 18900 | 2
BREEZE33 | BMM Series | 215449790 | HMSR-A-CB-O | BZ33-HP274Z2-454-G3-P |  | Non-Ducted Indoor Units | 27000 | 18400 | 2.61 | 19000 | 2
BREEZE33 | BZ33 Series | 215449787 | HMSR-A-CB-O | BZ33-HP183Z2-454-G3-P |  | Non-Ducted Indoor Units | 19000 | 13600 | 2.81 | 13500 | 2.3
BREEZE33 | BZ33 Series | 215449789 | HMSV-A-CB | BZ33-HP183Z2-454-G3-P |  | Mixed Ducted and Non-Ducted Indoor Units | 19000 | 14100 | 2.79 | 14000 | 2.31
BREEZE33 | BZ33 Series | 215449788 | HMSV-A-CB | BZ33-HP183Z2-454-G3-P |  | Ducted Indoor Units | 19000 | 14600 | 2.8 | 14600 | 2.3
BREEZE33 |  | 208130311 | HRCU-A-CB | BZ33-HYP18OUT2-G2-P | BZ33-MSAHU18-G2-P |  | 19000 | 15400 | 2.7 | 18295 | 2
BREEZE33 |  | 207862077 | HRCU-A-CB-O | BZ33-HYP12OUT2-G2-P | BZ33-CASS12-P | Mini-Splits | 12000 | 9900 | 2.55 | 11500 | 1.9
BREEZE33 | HS-series | 211277597 | HRCU-A-CB | HSZ18H424ZMO | AH18H424ZMI |  | 19000 | 15400 | 2.7 | 18295 | 2
BREEZE33 | HS series | 211277584 | HRCU-A-CB-O | HSZ12H424ZMO | CA12H424ZMI | Mini-Splits | 12000 | 9900 | 2.55 | 11500 | 1.9
BREEZE33 | HS series | 211277587 | HRCU-A-CB-O | HSZ12H424ZMO | C12H424ZMI | Mini-Splits | 12000 | 10200 | 2.72 | 12300 | 2.1
BREEZE33 |  | 207862069 | HRCU-A-CB-O | BZ33-HYP06OUT2-G2-P | BZ33-HYP06WALL2-G2-P | Mini-Splits | 7000 | 8500 | 2.9 | 8581 | 2.19
BREEZE33 | BZ33 series | 207862088 | HMSV-A-CB | BZ33-HP182Z2-G2-P |  | Mixed Ducted and Non-Ducted Indoor Units | 19000 | 14500 | 2.5 | 14000 | 2.17
BREEZE33 | BZ33 series | 207862091 | HMSV-A-CB | BZ33-HP273Z2-G2-P |  | Mixed Ducted and Non-Ducted Indoor Units | 28000 | 21400 | 2.55 | 20000 | 2.13
BREEZE33 |  | 213732638 | HRCU-A-C | BZ33-INV18OUT2-J | BZ33-MSC24B-J |  | 19000 | 14700 | 2.6 | 15000 | 2.2
BREEZE33 |  | 207862098 | HMSR-A-CB-O | BZ33-HYP182Z2-G2-P |  | Non-Ducted Indoor Units | 20000 | 15000 | 2.5 | 20000 | 1.93
BREEZE33 |  | 207862070 | HRCU-A-CB-O | BZ33-HYP09OUT2-G2-P | BZ33-HYP09WALL2-G2-P | Mini-Splits | 12000 | 9500 | 2.53 | 11109 | 1.97
BREEZE33 | HS series | 211277594 | HRCU-A-CB | HSZ24H424ZMO | D24H424ZMI | Mini-Splits | 25000 | 21000 | 2.64 | 27000 | 2
BREEZE33 |  | 207862099 | HMSV-A-CB | BZ33-HYP182Z2-G2-P |  | Ducted Indoor Units | 20000 | 16000 | 2.61 | 20000 | 1.95
BREEZE33 | BZ33 series | 207862100 | HMSV-A-CB | BZ33-HYP182Z2-G2-P |  | Mixed Ducted and Non-Ducted Indoor Units | 20000 | 15500 | 2.55 | 20000 | 1.95
BREEZE33 |  | 207862084 | HRCU-A-CB-O | BZ33-HYP24OUT2-G2-P | BZ33-IFMU24-G2-P | Mini-Splits | 25000 | 19000 | 2.64 | 25000 | 2.1
BREEZE33 | HS series | 211277595 | HRCU-A-CB-O | HSZ24H424ZMO | FC24H424ZMI | Mini-Splits | 25000 | 19000 | 2.64 | 25000 | 2.1
BREEZE33 |  | 207862080 | HRCU-A-CB | BZ33-HYP12OUT2-G2-P | BZ33-DIDU12-P | Mini-Splits | 12500 | 10600 | 2.51 | 12100 | 1.96
BREEZE33 | HS series | 211277586 | HRCU-A-CB | HSZ12H424ZMO | D12H424ZMI | Mini-Splits | 12500 | 10600 | 2.51 | 12100 | 1.96
BREEZE33 | BZ33 series | 213732640 | HRCU-A-C | BZ33-INV24OUT2-J | BZ33-MSC24B-J |  | 25000 | 21000 | 2.58 | 20000 | 1.95
BREEZE33 | BZ33 Series | 215449760 | HRCU-A-CB-O | BZ33-HYP18OUT2-454-G3-P | BZ33-HYP18WALL2-454-G3-P | Mini-Splits | 18000 | 16600 | 2.55 | 18000 | 1.92
BREEZE33 | BZ33 Series | 216012012 | HRCU-A-CB | BZ33-INV18OUT2-454-G3-J | BZ33-INVAHU18-454-G3-J |  | 19000 | 15000 | 2.6 | 18000 | 2
BREEZE33 | BZ33 Series | 216012015 | HRCU-A-CB | BZ33-INV36OUT2-454-G3-J | BZ33-INVAHU36-454-G3-J |  | 37000 | 31800 | 2.56 | 39000 | 1.9
BREEZE33 | BZ33 Series | 216012016 | HRCU-A-CB | BZ33-INV48OUT2-454-G3-J | BZ33-INVAHU48-454-G3-J |  | 50000 | 37000 | 2.7 | 46000 | 1.9
BREEZE33 | BZ33 Series | 216012014 | HRCU-A-CB | BZ33-INV30OUT2-454-G3-J | BZ33-INVAHU30-454-G3-J |  | 34000 | 23800 | 2.76 | 32600 | 1.96
BREEZE33 | BZ33 Series | 215449747 | HRCU-A-CB | BZ33-INV36OUT2-454-G3-J | BZ33-AHU36-454-G3-J |  | 37000 | 31000 | 2.5 | 37400 | 1.91
BREEZE33 | BZ33 Series | 215449767 | HRCU-A-CB-O | BZ33-HYP36OUT2-454-G3-P | BZ33-CASS36-454-G3-P | Mini-Splits | 37000 | 30600 | 2.56 | 37000 | 1.95
BREEZE33 | BZ33 Series | 215449762 | HRCU-A-CB-O | BZ33-HYP33OUT2-454-G3-P | BZ33-HYP33WALL2-454-G3-P | Mini-Splits | 36000 | 30000 | 2.69 | 35000 | 1.98
BREEZE33 | BZ33 Series | 215449761 | HRCU-A-CB-O | BZ33-HYP24OUT2-454-G3-P | BZ33-HYP24WALL2-454-G3-P | Mini-Splits | 29000 | 21000 | 2.88 | 24200 | 2.34
BREEZE33 | BZ33 Series | 215449756 | HRCU-A-CB-O | BZ33-HP24OUT2-454-G3-C | BZ33-HP24WALL2-454-G3-C | Mini-Splits | 24000 | 16900 | 2.53 | 17000 | 2.14
BREEZE33 | BZ33 Series | 215449749 | HRCU-A-CB | BZ33-INV60OUT2-454-G3-J | BZ33-AHU60-454-G3-J |  | 55000 | 35000 | 2.5 | 54000 | 1.9
BREEZE33 | BZ33 Series | 215449748 | HRCU-A-CB | BZ33-INV48OUT2-454-G3-J | BZ33-AHU48-454-G3-J |  | 48000 | 34000 | 2.56 | 48000 | 2
BREEZE33 | BZ33 Series | 215449746 | HRCU-A-CB | BZ33-INV30OUT2-454-G3-J | BZ33-AHU30-454-G3-J |  | 33000 | 24000 | 2.69 | 33200 | 1.97
BREEZE33 | BZ33 Series | 215449745 | HRCU-A-CB | BZ33-INV24OUT2-454-G3-J | BZ33-AHU24-454-G3-J |  | 24000 | 19000 | 2.64 | 20600 | 2.14
BREEZE33 | BZ33 Series | 215449744 | HRCU-A-CB | BZ33-INV18OUT2-454-G3-J | BZ33-AHU18-454-G3-J |  | 18000 | 14700 | 2.66 | 18600 | 2.12
BREEZE33 | BZ33 Series | 215449754 | HRCU-A-CB | BZ33-HYP55OUT2-454-G3-P | BZ33-MSAHU55-454-G3-P |  | 59000 | 41000 | 2.6 | 53000 | 2
BREEZE33 | BZ33 Series | 215449753 | HRCU-A-CB | BZ33-HYP48OUT2-454-G3-P | BZ33-MSAHU48-454-G3-P |  | 50000 | 40000 | 2.5 | 46000 | 2
BREEZE33 | BZ33 Series | 215449750 | HRCU-A-CB | BZ33-HYP18OUT2-454-G3-P | BZ33-MSAHU18-454-G3-P |  | 19500 | 14000 | 2.6 | 18000 | 2.2
BREEZE33 | BZ33 Series | 215449778 | HRCU-A-CB | BZ33-HYP55OUT2-454-G3-P | BZ33-DIDU60-454-G3-P | Mini-Splits | 60000 | 45000 | 2.72 | 53500 | 2.1
BREEZE33 | BZ33 Series | 215449777 | HRCU-A-CB | BZ33-HYP48OUT2-454-G3-P | BZ33-DIDU48-454-G3-P | Mini-Splits | 52000 | 45000 | 2.61 | 47500 | 2
BREEZE33 | BZ33 Series | 215449776 | HRCU-A-CB | BZ33-HYP36OUT2-454-G3-P | BZ33-DIDU36-454-G3-P | Mini-Splits | 42000 | 31600 | 2.73 | 37600 | 2.1
BREEZE33 | BZ33 Series | 215449775 | HRCU-A-CB | BZ33-HYP24OUT2-454-G3-P | BZ33-DIDU24-454-G3-P | Mini-Splits | 26000 | 21600 | 2.71 | 24000 | 2.18
BREEZE33 | BZ33 Series | 215449774 | HRCU-A-CB | BZ33-HYP18OUT2-454-G3-P | BZ33-DIDU18-454-G3-P | Mini-Splits | 19000 | 15000 | 2.7 | 18000 | 2
BREEZE33 | BZ33 Series | 215449798 | HMSV-A-CB | BZ33-HP486Z2-454-G3-P |  | Mixed Ducted and Non-Ducted Indoor Units | 47500 | 37400 | 2.5 | 37000 | 2.05
BREEZE33 | BZ33 Series | 215449797 | HMSV-A-CB | BZ33-HP486Z2-454-G3-P |  | Ducted Indoor Units | 47000 | 37000 | 2.5 | 38000 | 2.1
BREEZE33 | BZ33 Series | 215449796 | HMSR-A-CB-O | BZ33-HP486Z2-454-G3-P |  | Non-Ducted Indoor Units | 48000 | 38000 | 2.5 | 36000 | 2
BREEZE33 | BZ33 Series | 215449791 | HMSV-A-CB | BZ33-HP274Z2-454-G3-P |  | Ducted Indoor Units | 26600 | 18400 | 2.5 | 18800 | 2
BREEZE33 | BZ33 Series | 215449813 | HMSV-A-CB | BZ33-HYP556Z2-454-G3-P |  | Mixed Ducted and Non-Ducted Indoor Units | 55000 | 44500 | 2.65 | 47500 | 2.05
BREEZE33 | BZ33 Series | 215449812 | HMSV-A-CB | BZ33-HYP556Z2-454-G3-P |  | Ducted Indoor Units | 55000 | 45000 | 2.7 | 48000 | 2.1
BREEZE33 | BZ33 Series | 215449811 | HMSR-A-CB-O | BZ33-HYP556Z2-454-G3-P |  | Non-Ducted Indoor Units | 55000 | 44000 | 2.6 | 47000 | 2
BREEZE33 | BZ33 Series | 215449810 | HMSV-A-CB | BZ33-HYP486Z2-454-G3-P |  | Mixed Ducted and Non-Ducted Indoor Units | 48500 | 44000 | 2.6 | 47500 | 2
BREEZE33 | BZ33 Series | 215449809 | HMSV-A-CB | BZ33-HYP486Z2-454-G3-P |  | Ducted Indoor Units | 48000 | 44500 | 2.6 | 48000 | 2
BREEZE33 | BZ33 Series | 215449808 | HMSR-A-CB-O | BZ33-HYP486Z2-454-G3-P |  | Non-Ducted Indoor Units | 49000 | 44000 | 2.6 | 47000 | 2
BREEZE33 | BZ33 Series | 215449804 | HMSV-A-CB | BZ33-HYP274Z2-454-G3-P |  | Mixed Ducted and Non-Ducted Indoor Units | 27400 | 24000 | 2.5 | 27000 | 2
BREEZE33 | BZ33 Series | 215449802 | HMSR-A-CB-O | BZ33-HYP274Z2-454-G3-P |  | Non-Ducted Indoor Units | 27000 | 25000 | 2.6 | 27000 | 2
BREEZE33 | BZ33 Series | 215449801 | HMSV-A-CB | BZ33-HYP183Z2-454-G3-P |  | Mixed Ducted and Non-Ducted Indoor Units | 20000 | 17300 | 2.65 | 18500 | 2
BREEZE33 | BZ33 Series | 215449800 | HMSV-A-CB | BZ33-HYP183Z2-454-G3-P |  | Ducted Indoor Units | 20000 | 17000 | 2.59 | 18000 | 2
BREEZE33 | BZ33 Series | 215449799 | HMSR-A-CB-O | BZ33-HYP183Z2-454-G3-P |  | Non-Ducted Indoor Units | 20000 | 17600 | 2.7 | 19000 | 2
BREEZE33 | BZ33 Series | 215449783 | HRCU-A-CB-O | BZ33-HYP24OUT2-454-G3-P | BZ33-IFCM24-454-G3-P | Mini-Splits | 26000 | 20200 | 2.74 | 24200 | 2.16
BREEZE33 | BZ33 Series | 215449766 | HRCU-A-CB-O | BZ33-HYP24OUT2-454-G3-P | BZ33-CASS24-454-G3-P | Mini-Splits | 25000 | 20400 | 2.78 | 23800 | 2.23
BREEZE33 | BZ33 Series | 215449781 | HRCU-A-CB-O | BZ33-HYP18OUT2-454-G3-P | BZ33-ICM16-454-G3-P | Mini-Splits | 17000 | 14200 | 2.6 | 17500 | 1.95
BREEZE33 | BZ33 Series | 215449765 | HRCU-A-CB-O | BZ33-HYP18OUT2-454-G3-P | BZ33-CASS18-454-G3-P | Mini-Splits | 19000 | 14900 | 2.7 | 17000 | 1.9
BREEZE33 | BZ33 Series | 215449764 | HRCU-A-CB-O | BZ33-HYP12OUT2-454-G3-P | BZ33-CASS12-454-G3-P | Mini-Splits | 12000 | 10000 | 2.74 | 11500 | 1.99
BREEZE33 | BZ33 Series | 215449771 | HRCU-A-CB-O | BZ33-HYP12OUT2-454-G3-P | BZ33-OWCASS12-454-G3-P | Mini-Splits | 12500 | 9600 | 2.65 | 11500 | 1.99
BREEZE33 | BZ33 Series | 215449769 | HRCU-A-CB-O | BZ33-HYP06OUT2-454-G3-P | BZ33-OWCASS06-454-G3-P | Mini-Splits | 7400 | 7000 | 2.66 | 8100 | 2.4
BREEZE33 | BZ33 Series | 215449757 | HRCU-A-CB-O | BZ33-HYP06OUT2-454-G3-P | BZ33-HYP06WALL2-454-G3-P | Mini-Splits | 7000 | 7900 | 2.79 | 7700 | 2.4
BREEZE33 | BZ33 Series | 215449784 | HRCU-A-CB-O | BZ33-HYP36OUT2-454-G3-P | BZ33-IFCM36-454-G3-P | Mini-Splits | 38000 | 30200 | 2.58 | 39500 | 2.02
BREEZE33 | BZ33 Series | 215338144 | HRCU-A-CB-O | BZ33-HYP48OUT2-G2-P | BZ33-CASS48-G2-P | Mini-Splits | 53000 | 35000 | 2.59 | 48000 | 1.98
BREEZE33 |  | 207862089 | HMSR-A-CB-O | BZ33-HP273Z2-G2-P |  | Non-Ducted Indoor Units | 28000 | 21000 | 2.5 | 20000 | 2.11
BREEZE33 | BZ33 series | 214389568 | HRCU-A-CB | BZ33-INV24OUT2-J | BZ33-WMAHU24-J |  | 26000 | 20000 | 2.7 | 24000 | 2
BREEZE33 | BZ33 series | 214389567 | HRCU-A-CB | BZ33-INV18OUT2-J | BZ33-WMAHU18-J |  | 19000 | 15800 | 2.82 | 18800 | 2.3
BREEZE33 |  | 207862090 | HMSV-A-CB | BZ33-HP273Z2-G2-P |  | Ducted Indoor Units | 28000 | 22000 | 2.6 | 20000 | 2.14
BRYANT |  | 208447894 | HRCU-A-CB | 38MURAQ18AB3 | 40MUAAQ18XA3 |  | 19000 | 13500 | 2.5 | 18000 | 2
BRYANT | 38M series | 213372212 | HRCU-A-C | 38MURAQ18AB3 | 40MULAQ24XBX + CI |  | 19000 | 14700 | 2.6 | 15000 | 2.2
BRYANT | 38M series | 213372214 | HRCU-A-C | 38MURAQ24AB3 | 40MULAQ24XBX + CI |  | 25000 | 21000 | 2.58 | 20000 | 1.95
BRYANT | 38MH-series | 208447847 | HRCU-A-CB-O | 38MHRCQ09AA3 | 40MHHAQ09XA3 | Mini-Splits | 10000 | 6000 | 2.51 | 7300 | 2.14
BRYANT | 615 Series | 215323756 | HRCU-A-CB-O | 37MAHAQ18AA3 | 615AHAQ18XA3 | Mini-Splits | 18000 | 16600 | 2.55 | 18000 | 1.92
BRYANT |  | 215323872 | HRCU-A-CB-O | 37MAHAQ18AA3 | 45MBFAQ16XA3 | Mini-Splits | 17000 | 14200 | 2.6 | 17500 | 1.95
BRYANT |  | 215323871 | HRCU-A-CB-O | 37MAHAQ18AA3 | 45MBCAQ18XA3 | Mini-Splits | 19000 | 14900 | 2.7 | 17000 | 1.9
BRYANT |  | 215323866 | HRCU-A-CB-O | 37MAHAQ12AA3 | 45MBCAQ12XA3 | Mini-Splits | 12000 | 10000 | 2.74 | 11500 | 1.99
BRYANT |  | 215323865 | HRCU-A-CB-O | 37MAHAQ12AA3 | 45MCCAQ12XA3 | Mini-Splits | 12500 | 9600 | 2.65 | 11500 | 1.99
BRYANT |  | 215323859 | HRCU-A-CB | 37MAHAQ06AA3 | 45MBDAQ06XA3 | Mini-Splits | 8000 | 8000 | 2.69 | 7800 | 2.41
BRYANT |  | 215323858 | HRCU-A-CB-O | 37MAHAQ06AA3 | 45MCCAQ06XA3 | Mini-Splits | 7400 | 7000 | 2.66 | 8100 | 2.4
BRYANT |  | 215323753 | HRCU-A-CB-O | 37MAHAQ06AA3 | 615AHAQ06XA3 | Mini-Splits | 7000 | 7900 | 2.79 | 7700 | 2.4
BRYANT |  | 215323721 | HRCU-A-CB | 37MUHAQ36AA3 | 45MUHAQ36XX3 |  | 37000 | 31000 | 2.5 | 37400 | 1.91
BRYANT |  | 215323894 | HRCU-A-CB-O | 37MARAQ24AA3 | 45MBCAQ24XA3 | Mini-Splits | 25000 | 20400 | 2.73 | 18500 | 2.3
BRYANT |  | 215323891 | HRCU-A-CB-O | 37MARAQ18AA3 | 45MCFAQ18XA3 | Mini-Splits | 18000 | 13700 | 2.51 | 12800 | 2.05
BRYANT |  | 215323877 | HRCU-A-CB-O | 37MAHAQ24AA3 | 45MCFAQ24XA3 | Mini-Splits | 26000 | 20200 | 2.74 | 24200 | 2.16
BRYANT |  | 215323876 | HRCU-A-CB-O | 37MAHAQ24AA3 | 45MBCAQ24XA3 | Mini-Splits | 25000 | 20400 | 2.78 | 23800 | 2.23
BRYANT |  | 215323910 | HRCU-A-CB | 37MBHAQ58AA3 | 45MBDAQ58XH3 | Mini-Splits | 60000 | 45000 | 2.72 | 53500 | 2.1
BRYANT |  | 215323908 | HRCU-A-CB | 37MBHAQ48AA3 | 45MBDAQ48XH3 | Mini-Splits | 52000 | 45000 | 2.61 | 47500 | 2
BRYANT |  | 215323905 | HRCU-A-CB | 37MBHAQ36AA3 | 45MBDAQ36XH3 | Mini-Splits | 42000 | 31600 | 2.73 | 37600 | 2.1
BRYANT |  | 215323896 | HRCU-A-CB | 37MARAQ24AA3 | 45MBDAQ24XH3 | Mini-Splits | 25000 | 21200 | 2.6 | 19000 | 2.3
BRYANT |  | 215323763 | HRCU-A-CB-O | 37MARAQ24AA3 | 615AHAQ24XA3 | Mini-Splits | 25000 | 18800 | 2.65 | 19600 | 2.54
BRYANT |  | 215323892 | HRCU-A-CB | 37MARAQ18AA3 | 45MBDAQ18XA3 | Mini-Splits | 20000 | 14000 | 2.6 | 14000 | 2.19
BRYANT |  | 215323890 | HRCU-A-CB-O | 37MARAQ18AA3 | 45MBFAQ16XA3 | Mini-Splits | 17000 | 14100 | 2.75 | 13100 | 2.16
BRYANT |  | 215323889 | HRCU-A-CB-O | 37MARAQ18AA3 | 45MBCAQ18XA3 | Mini-Splits | 18000 | 13900 | 2.66 | 12800 | 2.19
BRYANT |  | 215323888 | HRCU-A-CB-O | 37MARAQ18AA3 | 45MCCAQ18XA3 | Mini-Splits | 18000 | 14000 | 2.77 | 13100 | 2.25
BRYANT |  | 215323762 | HRCU-A-CB-O | 37MARAQ18AA3 | 615AHAQ18XA3 | Mini-Splits | 18000 | 13600 | 2.73 | 12800 | 2.1
BRYANT |  | 215323886 | HRCU-A-CB | 37MARAQ12AA3 | 45MBDAQ12XA3 | Mini-Splits | 12000 | 9500 | 2.58 | 8800 | 2.24
BRYANT |  | 215323885 | HRCU-A-CB-O | 37MARAQ12AA3 | 45MBFAQ12XA3 | Mini-Splits | 12000 | 9000 | 2.87 | 8900 | 2.51
BRYANT |  | 215323884 | HRCU-A-CB-O | 37MARAQ12AA3 | 45MBCAQ12XA3 | Mini-Splits | 12000 | 8500 | 2.8 | 8400 | 2.39
BRYANT |  | 215323883 | HRCU-A-CB-O | 37MARAQ12AA3 | 45MCCAQ12XA3 | Mini-Splits | 12000 | 8600 | 2.77 | 8600 | 2.47
BRYANT |  | 215323761 | HRCU-A-CB-O | 37MARAQ12AA3 | 615AHAQ12XA3 | Mini-Splits | 12000 | 9300 | 2.84 | 8400 | 2.3
BRYANT |  | 215323880 | HRCU-A-CB-O | 37MARAQ09AA3 | 45MBFAQ09XA3 | Mini-Splits | 9000 | 9000 | 2.9 | 8600 | 2.27
BRYANT |  | 215323879 | HRCU-A-CB-O | 37MARAQ09AA3 | 45MBCAQ12XA3 | Mini-Splits | 10000 | 8500 | 2.8 | 8300 | 2.17
BRYANT |  | 215323760 | HRCU-A-CB-O | 37MARAQ09AA3 | 615AHAQ09XA3 | Mini-Splits | 10000 | 8100 | 2.83 | 8000 | 2.37
BRYANT |  | 215323759 | HRCU-A-CB-O | 37MARAQ12AA1 | 615AHAQ12XA1 | Mini-Splits | 12000 | 8700 | 2.68 | 7700 | 2.33
BRYANT |  | 215323758 | HRCU-A-CB-O | 37MAHAQ33AA3 | 615AHAQ33XA3 | Mini-Splits | 36000 | 30000 | 2.69 | 35000 | 1.98
BRYANT |  | 215323878 | HRCU-A-CB | 37MAHAQ24AA3 | 45MBDAQ24XH3 | Mini-Splits | 26000 | 21600 | 2.71 | 24000 | 2.18
BRYANT |  | 215323757 | HRCU-A-CB-O | 37MAHAQ24AA3 | 615AHAQ24XA3 | Mini-Splits | 29000 | 21000 | 2.88 | 24200 | 2.34
BRYANT |  | 215413151 | HRCU-A-CB-O | 37MARAQ30AA3 | 615AHAQ30XA3 | Mini-Splits | 30000 | 20400 | 2.52 | 20000 | 2.03
BRYANT |  | 215413150 | HRCU-A-CB-O | 37MPRAQ18AA3 | 615PHAQ18XA3 | Mini-Splits | 20000 | 19300 | 3.01 | 22600 | 2.34
BRYANT |  | 215357142 | HMSV-A-CB | 37MGRAQ24DA3 |  | Mixed Ducted and Non-Ducted Indoor Units | 25000 | 18000 | 2.6 | 18000 | 2
BRYANT |  | 215357151 | HMSR-A-CB-O | 37MGRAQ30EA3 |  | Non-Ducted Indoor Units | 31000 | 26600 | 2.5 | 26000 | 2
BRYANT |  | 215357109 | HMSR-A-CB-O | 37MGHAQ24DA3 |  | Non-Ducted Indoor Units | 25000 | 23600 | 2.5 | 25000 | 2
BRYANT |  | 215357140 | HMSV-A-CB | 37MGRAQ24DA3 |  | Ducted Indoor Units | 25000 | 18200 | 2.6 | 18000 | 2
BRYANT |  | 215357137 | HMSR-A-CB-O | 37MGRAQ24DA3 |  | Non-Ducted Indoor Units | 25000 | 17800 | 2.6 | 18000 | 2
BRYANT |  | 215357168 | HMSV-A-CB | 37MGRAQ48FA3 |  | Mixed Ducted and Non-Ducted Indoor Units | 47500 | 37400 | 2.5 | 37000 | 2.05
BRYANT |  | 215357166 | HMSV-A-CB | 37MGRAQ48FA3 |  | Ducted Indoor Units | 47000 | 37000 | 2.5 | 38000 | 2.1
BRYANT |  | 215357164 | HMSR-A-CB-O | 37MGRAQ48FA3 |  | Non-Ducted Indoor Units | 48000 | 38000 | 2.5 | 36000 | 2
BRYANT |  | 215357135 | HMSV-A-CB | 37MGRAQ18CA3 |  | Mixed Ducted and Non-Ducted Indoor Units | 19000 | 14100 | 2.79 | 14000 | 2.31
BRYANT |  | 215357133 | HMSV-A-CB | 37MGRAQ18CA3 |  | Ducted Indoor Units | 19000 | 14600 | 2.8 | 14600 | 2.3
BRYANT |  | 215357130 | HMSR-A-CB-O | 37MGRAQ18CA3 |  | Non-Ducted Indoor Units | 19000 | 13600 | 2.81 | 13500 | 2.3
BRYANT |  | 215357128 | HMSV-A-CB | 37MGHAQ55FA3 |  | Mixed Ducted and Non-Ducted Indoor Units | 55000 | 44500 | 2.65 | 47500 | 2.05
BRYANT |  | 215357126 | HMSV-A-CB | 37MGHAQ55FA3 |  | Ducted Indoor Units | 55000 | 45000 | 2.7 | 48000 | 2.1
BRYANT |  | 215357124 | HMSR-A-CB-O | 37MGHAQ55FA3 |  | Non-Ducted Indoor Units | 55000 | 44000 | 2.6 | 47000 | 2
BRYANT |  | 215357123 | HMSV-A-CB | 37MGHAQ48FA3 |  | Mixed Ducted and Non-Ducted Indoor Units | 48500 | 44000 | 2.6 | 47500 | 2
BRYANT |  | 215357122 | HMSV-A-CB | 37MGHAQ48FA3 |  | Ducted Indoor Units | 48000 | 44500 | 2.6 | 48000 | 2
BRYANT |  | 215357121 | HMSR-A-CB-O | 37MGHAQ48FA3 |  | Non-Ducted Indoor Units | 49000 | 44000 | 2.6 | 47000 | 2
BRYANT |  | 215357108 | HMSV-A-CB | 37MGHAQ18CA3 |  | Mixed Ducted and Non-Ducted Indoor Units | 20000 | 17300 | 2.65 | 18500 | 2
BRYANT |  | 215357107 | HMSV-A-CB | 37MGHAQ18CA3 |  | Ducted Indoor Units | 20000 | 17000 | 2.59 | 18000 | 2
BRYANT |  | 215357106 | HMSR-A-CB-O | 37MGHAQ18CA3 |  | Non-Ducted Indoor Units | 20000 | 17600 | 2.7 | 19000 | 2
BRYANT |  | 215333745 | HRCU-A-CB-O | 37MVRAQ09AA3 | D5MVHAQ09XC3 | Mini-Splits | 10000 | 8000 | 2.58 | 7000 | 2.16
BRYANT |  | 215323893 | HRCU-A-CB | 37MARAQ18AA3 | 45MBDAQ18XH3 | Mini-Splits | 20000 | 14900 | 2.89 | 14200 | 2.41
BRYANT |  | 215323887 | HRCU-A-CB | 37MARAQ12AA3 | 45MBDAQ12XH3 | Mini-Splits | 12000 | 9100 | 2.78 | 8900 | 2.44
BRYANT |  | 215323882 | HRCU-A-CB | 37MARAQ09AA3 | 45MBDAQ12XH3 | Mini-Splits | 10000 | 9300 | 2.9 | 8300 | 2.32
BRYANT |  | 215323881 | HRCU-A-CB | 37MARAQ09AA3 | 45MBDAQ12XA3 | Mini-Splits | 10000 | 8900 | 2.61 | 8600 | 2.25
BRYANT |  | 215323875 | HRCU-A-CB | 37MAHAQ18AA3 | 45MBDAQ18XH3 | Mini-Splits | 19500 | 15000 | 2.89 | 18000 | 2.1
BRYANT |  | 215323869 | HRCU-A-CB | 37MAHAQ12AA3 | 45MBDAQ12XH3 | Mini-Splits | 12000 | 10200 | 2.6 | 12000 | 1.95
BRYANT |  | 215323899 | HRCU-A-CB-O | 37MVRAQ09AA3 | D5MVHAQ09XA3 | Mini-Splits | 10000 | 8000 | 2.58 | 7000 | 2.16
BRYANT |  | 215323911 | HRCU-A-CB-O | 37MBRAQ36AA3 | 45MBCAQ36XA3 | Mini-Splits | 38000 | 26800 | 2.68 | 26600 | 2.2
BRYANT |  | 215323904 | HRCU-A-CB-O | 37MBHAQ36AA3 | 45MCFAQ36XA3 | Mini-Splits | 38000 | 30200 | 2.58 | 39500 | 2.02
BRYANT |  | 215323903 | HRCU-A-CB-O | 37MBHAQ36AA3 | 45MBCAQ36XA3 | Mini-Splits | 37000 | 30600 | 2.56 | 37000 | 1.95
BRYANT |  | 215323895 | HRCU-A-CB-O | 37MARAQ24AA3 | 45MCFAQ24XA3 | Mini-Splits | 24400 | 20000 | 2.56 | 18600 | 2.27
BRYANT |  | 215318791 | HRCU-A-CB | 37MUHAQ48AA3 | 45MUHAQ60XX3 |  | 48000 | 34000 | 2.56 | 48000 | 2
BRYANT |  | 215318790 | HRCU-A-CB | 37MUHAQ30AA3 | 45MUHAQ36XX3 |  | 33000 | 24000 | 2.69 | 33200 | 1.97
BRYANT |  | 215318789 | HRCU-A-CB | 37MUHAQ18AA3 | 45MUHAQ24XX3 |  | 18000 | 14700 | 2.66 | 18600 | 2.12
BRYANT |  | 215318799 | HRCU-A-CB | 37MBHAQ58AA3 | 45MBAAQ60XA3 |  | 59000 | 41000 | 2.6 | 53000 | 2
BRYANT |  | 215318786 | HRCU-A-CB | 37MURAQ36AA3 | 45MUAAQ36XX3 |  | 36000 | 25600 | 2.6 | 27000 | 2
BRYANT |  | 215318782 | HRCU-A-CB | 37MUHAQ60AA3 | 45MUHAQ60XX3 |  | 55000 | 35000 | 2.5 | 54000 | 1.9
BRYANT |  | 215318780 | HRCU-A-CB | 37MUHAQ48AA3 | 45MUAAQ48XX3 |  | 50000 | 37000 | 2.7 | 46000 | 1.9
BRYANT |  | 215318779 | HRCU-A-CB | 37MUHAQ36AA3 | 45MUAAQ36XX3 |  | 37000 | 31800 | 2.56 | 39000 | 1.9
BRYANT |  | 215318778 | HRCU-A-CB | 37MUHAQ30AA3 | 45MUAAQ30XX3 |  | 34000 | 23800 | 2.76 | 32600 | 1.96
BRYANT |  | 215318777 | HRCU-A-CB | 37MUHAQ24AA3 | 45MUHAQ24XX3 |  | 24000 | 19000 | 2.64 | 20600 | 2.14
BRYANT |  | 215318775 | HRCU-A-CB | 37MUHAQ18AA3 | 45MUAAQ18XX3 |  | 19000 | 15000 | 2.6 | 18000 | 2
BRYANT |  | 215318795 | HRCU-A-CB | 37MARAQ18AA3 | 45MBAAQ18XB3 |  | 18000 | 13200 | 2.6 | 13000 | 2.3
BRYANT |  | 215318801 | HRCU-A-CB | 37MBRAQ48AA3 | 45MBAAQ48XA3 |  | 50000 | 40000 | 2.6 | 35200 | 1.9
BRYANT |  | 215318798 | HRCU-A-CB | 37MBHAQ48AA3 | 45MBAAQ48XA3 |  | 50000 | 40000 | 2.5 | 46000 | 2
BRYANT |  | 215318794 | HRCU-A-CB | 37MAHAQ33AA3 | 45MBAAQ36XB3 |  | 35000 | 27400 | 2.58 | 34000 | 2
BRYANT |  | 215318792 | HRCU-A-CB | 37MAHAQ18AA3 | 45MBAAQ18XB3 |  | 19500 | 14000 | 2.6 | 18000 | 2.2
BRYANT | Preferred | 206348141 | HRCU-A-CB-O | 38MARBQ12AA1 | 619AHBQ12XA1 | Mini-Splits | 12100 | 7400 | 2.64 | 6980 | 2.18
BRYANT | Preferred | 202345970 | HMSV-A-CB | 38MGRQ18B--3 |  | Ducted Indoor Units | 18500 | 11500 | 2.7 | 14400 | 2.1
BRYANT | Preferred | 8738647 | HRCU-A-CB-O | 38MAQB12R--1 | 619PAQ012BBMA | Mini-Splits | 12000 | 7600 | 2.59 | 6490 | 1.94
BRYANT | Preferred Series | 8738646 | HRCU-A-CB-O | 38MAQB09R--3 | 619PEQ009BBMA | Mini-Splits | 10900 | 6900 | 2.73 | 10900 | 1.98
BRYANT | Evolution | 201753409 | HRCU-A-CB-O | 38MPRAQ09AA3 | 619PHAQ09XA3 | Mini-Splits | 10000 | 7200 | 2.78 | 13000 | 2.01
BRYANT | Evolution | 202463636 | HRCU-A-CB-O | 38MPRAQ18AA3 | 619PHAQ18XA3 | Mini-Splits | 18000 | 12300 | 3.19 | 18000 | 2
BRYANT | Evolution | 202463637 | HRCU-A-CB-O | 38MPRAQ24AA3 | 619PHAQ24XA3 | Mini-Splits | 24000 | 15450 | 3 | 24000 | 2
BRYANT | Preferred Series | 8738645 | HRCU-A-CB-O | 38MAQB12R--3 | 619PEQ012BBMA | Mini-Splits | 12000 | 7800 | 2.66 | 12010 | 1.98
BRYANT | Preferred | 206396038 | HRCU-A-CB-O | 38MAQB12R--3 | 619AHBQ12XA3 | Mini-Splits | 12000 | 7500 | 2.56 | 12010 | 1.98
BRYANT | Preferred | 206350347 | HRCU-A-CB | 38MARBQ24AA3 | 40MBDQ24--3 | Mini-Splits | 24600 | 14500 | 2.8 | 27910 | 2.01
BRYANT | Preferred Series | 207642901 | HMSV-A-CB | 38MGHBQ24CA3 |  | Ducted Indoor Units | 24000 | 18500 | 2.85 | 21500 | 1.95
BRYANT | Preferred Series | 207642909 | HMSR-A-CB-O | 38MGHBQ48EA3 |  | Non-Ducted Indoor Units | 49000 | 30000 | 2.5 | 48000 | 2
BRYANT | Preferred Series | 207642903 | HMSR-A-CB-O | 38MGHBQ30DA3 |  | Non-Ducted Indoor Units | 30000 | 17500 | 2.82 | 29400 | 1.9
BRYANT | Preferred Series | 9118462 | HMSR-A-CB-O | 38MGRQ18B--3 |  | Non-Ducted Indoor Units | 19000 | 12000 | 2.81 | 13990 | 2.15
BRYANT | Preferred Series | 9118474 | HMSR-A-CB-O | 38MGRQ36D--3 |  | Non-Ducted Indoor Units | 36000 | 23200 | 2.79 | 36080 | 1.96
BRYANT | Preferred Series | 9118478 | HMSR-A-CB-O | 38MGRQ48E--3 |  | Non-Ducted Indoor Units | 48000 | 29600 | 2.7 | 36340 | 1.98
BRYANT | Preferred Series | 207826665 | HMSV-A-CB | 38MARBQ24AA3 | 40MBABQ24XB3 | Mini-Splits | 26000 | 16200 | 2.79 | 21503 | 1.95
BRYANT HEATING AND COOLING SYSTEMS | EVOLUTION Extreme 24 HP | 206790017 | HRCU-A-CB | 284ANV024*0**B* | FE4ANF002L+UI |  | 26600 | 24800 | 2.54 | 19800 | 2.48
BRYANT HEATING AND COOLING SYSTEMS | EVOLUTION Extreme 24 HP | 206790023 | HRCU-A-CB | 284ANV024*0**B* | CAP**3617AL*+UI |  | 26600 | 24800 | 2.5 | 19700 | 2.44
BRYANT HEATING AND COOLING SYSTEMS | EVOLUTION Extreme 24 HP | 206790029 | HRCU-A-CB | 284ANV024*0**B* | CAP**3621AL*+UI |  | 26600 | 24800 | 2.5 | 19700 | 2.46
BRYANT HEATING AND COOLING SYSTEMS | EVOLUTION Extreme 24 HP | 206790036 | HRCU-A-CB | 284ANV024*0**B* | CAP**4221AL*+UI |  | 26400 | 24600 | 2.54 | 19700 | 2.48
BRYANT HEATING AND COOLING SYSTEMS | EVOLUTION Extreme 24 HP | 206790073 | HRCU-A-CB | 284ANV024*0**B* | CNPV*4217AL*+UI |  | 26600 | 24800 | 2.56 | 19700 | 2.5
BRYANT HEATING AND COOLING SYSTEMS | EVOLUTION Extreme 24 HP | 206790074 | HRCU-A-CB | 284ANV024*0**B* | CNPV*4217AL*+UI |  | 26400 | 24600 | 2.58 | 19700 | 2.52
BRYANT HEATING AND COOLING SYSTEMS | EVOLUTION Extreme 24 HP | 206790080 | HRCU-A-CB | 284ANV024*0**B* | CNPV*4221AL*+UI |  | 26600 | 24800 | 2.54 | 19700 | 2.48
BRYANT HEATING AND COOLING SYSTEMS | EVOLUTION Extreme 24 HP | 206790105 | HRCU-A-CB | 284ANV024*0**B* | CSPH*3612AL*+UI |  | 26600 | 24800 | 2.56 | 19700 | 2.5
BRYANT HEATING AND COOLING SYSTEMS | EVOLUTION Extreme 24 HP | 206790106 | HRCU-A-CB | 284ANV024*0**B* | CSPH*3612AL*+UI |  | 26400 | 24600 | 2.58 | 19600 | 2.52
BRYANT HEATING AND COOLING SYSTEMS | EVOLUTION Extreme 24 HP | 206790114 | HRCU-A-CB | 284ANV024*0**B* | CSPH*4212AL*+UI |  | 26400 | 24600 | 2.6 | 19700 | 2.52
BRYANT HEATING AND COOLING SYSTEMS | EVOLUTION Extreme 24 HP | 206790115 | HRCU-A-CB | 284ANV024*0**B* | CSPH*4212AL*+UI |  | 26400 | 24600 | 2.62 | 19600 | 2.54
BRYANT HEATING AND COOLING SYSTEMS | EVOLUTION Extreme 24 HP | 206790146 | HRCU-A-CB | 284ANV024*0**B* | CAP**4221AL*+UI |  | 26600 | 24800 | 2.52 | 19800 | 2.46
BRYANT HEATING AND COOLING SYSTEMS | EVOLUTION Extreme 24 HP | 206790179 | HRCU-A-CB | 284ANV024*0**B* | CNPV*4217AL*+UI |  | 26800 | 25000 | 2.5 | 20000 | 2.44
BRYANT HEATING AND COOLING SYSTEMS | EVOLUTION Extreme 24 HP | 206790180 | HRCU-A-CB | 284ANV024*0**B* | CNPV*4217AL*+UI |  | 26600 | 24800 | 2.56 | 19800 | 2.48
BRYANT HEATING AND COOLING SYSTEMS | EVOLUTION Extreme 24 HP | 206790184 | HRCU-A-CB | 284ANV024*0**B* | CNPV*4221AL*+UI |  | 26600 | 24800 | 2.5 | 19800 | 2.46
BRYANT HEATING AND COOLING SYSTEMS | EVOLUTION Extreme 24 HP | 206790203 | HRCU-A-CB | 284ANV024*0**B* | CSPH*3612AL*+UI |  | 26800 | 25000 | 2.52 | 20000 | 2.46
BRYANT HEATING AND COOLING SYSTEMS | EVOLUTION Extreme 24 HP | 206790204 | HRCU-A-CB | 284ANV024*0**B* | CSPH*3612AL*+UI |  | 26600 | 24800 | 2.56 | 19800 | 2.5
BRYANT HEATING AND COOLING SYSTEMS | EVOLUTION Extreme 24 HP | 206790211 | HRCU-A-CB | 284ANV024*0**B* | CSPH*4212AL*+UI |  | 26600 | 25000 | 2.54 | 19900 | 2.48
BRYANT HEATING AND COOLING SYSTEMS | EVOLUTION Extreme 24 HP | 206790212 | HRCU-A-CB | 284ANV024*0**B* | CSPH*4212AL*+UI |  | 26600 | 24800 | 2.58 | 19700 | 2.52
BRYANT HEATING AND COOLING SYSTEMS | EVOLUTION Extreme 24 HP | 206790253 | HRCU-A-CB | 284ANV024*0**B* | CAP**3621AL*+UI |  | 26600 | 24800 | 2.5 | 19700 | 2.44
BRYANT HEATING AND COOLING SYSTEMS | EVOLUTION Extreme 24 HP | 206790254 | HRCU-A-CB | 284ANV024*0**B* | CAP**3621AL*+UI |  | 26600 | 24800 | 2.5 | 19700 | 2.44
BRYANT HEATING AND COOLING SYSTEMS | EVOLUTION Extreme 24 HP | 206790259 | HRCU-A-CB | 284ANV024*0**B* | CSPH*3612AL*+UI |  | 26600 | 25000 | 2.54 | 19900 | 2.46
BRYANT HEATING AND COOLING SYSTEMS | EVOLUTION Extreme 24 HP | 206790260 | HRCU-A-CB | 284ANV024*0**B* | CSPH*3612AL*+UI |  | 26600 | 24800 | 2.58 | 19700 | 2.52
BRYANT HEATING AND COOLING SYSTEMS | EVOLUTION Extreme 24 HP | 206790261 | HRCU-A-CB | 284ANV024*0**B* | CSPH*3612AL*+UI |  | 26600 | 24800 | 2.58 | 19700 | 2.52
BRYANT HEATING AND COOLING SYSTEMS | EVOLUTION Extreme 24 HP | 206790587 | HRCU-A-CB | 284ANV048*0**B* | FE4ANB006L+UI |  | 45500 | 42500 | 2.58 | 35600 | 2.44
BRYANT HEATING AND COOLING SYSTEMS | EVOLUTION Extreme 24 HP | 206790595 | HRCU-A-CB | 284ANV048*0**B* | CAP**6124AL*+UI |  | 46000 | 43000 | 2.5 | 36000 | 2.38
BRYANT HEATING AND COOLING SYSTEMS | EVOLUTION Extreme 24 HP | 206790599 | HRCU-A-CB | 284ANV048*0**B* | CSPH*6012AL*+UI |  | 46000 | 43000 | 2.5 | 36000 | 2.38
BRYANT HEATING AND COOLING SYSTEMS | EVOLUTION Extreme 24 HP | 206790651 | HRCU-A-CB | 284ANV048*0**B* | CAP**6121AL*+UI |  | 46000 | 43000 | 2.5 | 36200 | 2.38
BRYANT HEATING AND COOLING SYSTEMS | EVOLUTION Extreme 24 HP | 206790653 | HRCU-A-CB | 284ANV048*0**B* | CAP**6124AL*+UI |  | 46000 | 43000 | 2.5 | 36200 | 2.38
BRYANT HEATING AND COOLING SYSTEMS | EVOLUTION Extreme 24 HP | 206790655 | HRCU-A-CB | 284ANV048*0**B* | CSPH*6012AL*+UI |  | 46000 | 43000 | 2.5 | 36000 | 2.36
BRYANT HEATING AND COOLING SYSTEMS | EVOLUTION Extreme 24 HP | 206790658 | HRCU-A-CB | 284ANV060*0**B* | FE4ANB006L+UI |  | 59500 | 50000 | 2.58 | 38500 | 2.18
BRYANT HEATING AND COOLING SYSTEMS | EVOLUTION Extreme 24 HP | 206790677 | HRCU-A-CB | 284ANV060*0**B* | CAP**6124AL*+UI |  | 60500 | 51000 | 2.5 | 39000 | 2.1
BRYANT HEATING AND COOLING SYSTEMS | EVOLUTION Extreme 24 HP | 206790697 | HRCU-A-CB | 284ANV060*0**B* | CAP**6121AL*+UI |  | 60500 | 50500 | 2.5 | 39000 | 2.1
BRYANT HEATING AND COOLING SYSTEMS | EVOLUTION Extreme 24 HP | 206790698 | HRCU-A-CB | 284ANV060*0**B* | CAP**6124AL*+UI |  | 60500 | 51000 | 2.5 | 39000 | 2.1
BRYANT HEATING AND COOLING SYSTEMS | EVOLUTION Extreme 24 HP | 206790699 | HRCU-A-CB | 284ANV060*0**B* | CAP**6124AL*+UI |  | 60500 | 50500 | 2.52 | 39000 | 2.1
BRYANT HEATING AND COOLING SYSTEMS | EVOLUTION V Heat Pump | 204298882 | HRCU-A-CB | 288BNV037*0**A* | CAP**3721AL*+UI |  | 33000 | 31800 | 2.52 | 25200 | 1.98
BRYANT HEATING AND COOLING SYSTEMS | EVOLUTION V Heat Pump | 204298900 | HRCU-A-CB | 288BNV037*0**A* | CAP**3721AL*+UI |  | 32800 | 31800 | 2.54 | 25000 | 2
BRYANT HEATING AND COOLING SYSTEMS | EVOLUTION V Heat Pump | 204299168 | HRCU-A-CB | 288BNV037*0**A* | CAP**4321AL*+UI |  | 33000 | 32000 | 2.52 | 25200 | 1.98
BRYANT HEATING AND COOLING SYSTEMS | EVOLUTION V Heat Pump | 204299172 | HRCU-A-CB | 288BNV037*0**A* | CAP**4321AL*+UI |  | 33000 | 31800 | 2.54 | 25200 | 2
BRYANT HEATING AND COOLING SYSTEMS | EVOLUTION V Heat Pump | 204299190 | HRCU-A-CB | 288BNV037*0**A* | CAP**4321AL*+UI |  | 32800 | 31800 | 2.56 | 25000 | 2
BRYANT HEATING AND COOLING SYSTEMS | EVOLUTION V Heat Pump | 204299226 | HRCU-A-CB | 288BNV037*0**A* | CAP**4821AL*+UI |  | 32600 | 31400 | 2.52 | 25000 | 1.98
BRYANT HEATING AND COOLING SYSTEMS | EVOLUTION V Heat Pump | 204299316 | HRCU-A-CB | 288BNV037*0**A* | CAP**4821AL*+UI |  | 32600 | 31400 | 2.52 | 24800 | 2
BRYANT HEATING AND COOLING SYSTEMS | EVOLUTION V Heat Pump | 204299356 | HRCU-A-CB | 288BNV037*0**A* | CAP**4824AL*+UI |  | 32600 | 31400 | 2.52 | 25000 | 1.98
BRYANT HEATING AND COOLING SYSTEMS | EVOLUTION V Heat Pump | 204299366 | HRCU-A-CB | 288BNV037*0**A* | CAP**4824AL*+UI |  | 32400 | 31400 | 2.54 | 24800 | 2
BRYANT HEATING AND COOLING SYSTEMS | EVOLUTION V Heat Pump | 204299746 | HRCU-A-CB | 288BNV037*0**A* | CNPV*4821AL*+UI |  | 33000 | 31600 | 2.52 | 24800 | 1.96
BRYANT HEATING AND COOLING SYSTEMS | EVOLUTION V Heat Pump | 204299836 | HRCU-A-CB | 288BNV037*0**A* | CNPV*4821AL*+UI |  | 32800 | 31400 | 2.52 | 24800 | 1.98
BRYANT HEATING AND COOLING SYSTEMS | EVOLUTION V Heat Pump | 204299876 | HRCU-A-CB | 288BNV037*0**A* | CNPV*4824AL*+UI |  | 33000 | 31600 | 2.52 | 24800 | 1.96
BRYANT HEATING AND COOLING SYSTEMS | EVOLUTION V Heat Pump | 204299886 | HRCU-A-CB | 288BNV037*0**A* | CNPV*4824AL*+UI |  | 32800 | 31400 | 2.52 | 24800 | 1.98
BRYANT HEATING AND COOLING SYSTEMS | EVOLUTION V Heat Pump | 204299946 | HRCU-A-CB | 288BNV037*0**A* | CNPV*4824AL*+UI |  | 33000 | 31400 | 2.52 | 24800 | 1.96
BRYANT HEATING AND COOLING SYSTEMS | EVOLUTION V Heat Pump | 206136275 | HRCU-A-CB | 288BNV037*0**A* | CNPV*4821AL*+UI |  | 32800 | 31400 | 2.52 | 24800 | 1.96
BRYANT HEATING AND COOLING SYSTEMS | EVOLUTION V Heat Pump | 206136285 | HRCU-A-CB | 288BNV037*0**A* | CNPV*4821AL*+UI |  | 32800 | 31400 | 2.52 | 24600 | 1.98
BRYANT HEATING AND COOLING SYSTEMS | EVOLUTION V Heat Pump | 206771271 | HRCU-A-CB | 288BNV037*0**B* | CAP**3721AL*+UI |  | 33000 | 31800 | 2.52 | 25200 | 1.98
BRYANT HEATING AND COOLING SYSTEMS | EVOLUTION V Heat Pump | 206771325 | HRCU-A-CB | 288BNV037*0**B* | CAP**3721AL*+UI |  | 33000 | 31800 | 2.54 | 25200 | 2
BRYANT HEATING AND COOLING SYSTEMS | EVOLUTION V Heat Pump | 206771343 | HRCU-A-CB | 288BNV037*0**B* | CAP**3721AL*+UI |  | 33000 | 31800 | 2.54 | 25200 | 2
BRYANT HEATING AND COOLING SYSTEMS | EVOLUTION V Heat Pump | 206771352 | HRCU-A-CB | 288BNV037*0**B* | CAP**3721AL*+UI |  | 32800 | 31800 | 2.54 | 25000 | 2
BRYANT HEATING AND COOLING SYSTEMS | EVOLUTION V Heat Pump | 206771622 | HRCU-A-CB | 288BNV037*0**B* | CAP**4321AL*+UI |  | 33000 | 32000 | 2.52 | 25200 | 1.98
BRYANT HEATING AND COOLING SYSTEMS | EVOLUTION V Heat Pump | 206771640 | HRCU-A-CB | 288BNV037*0**B* | CAP**4321AL*+UI |  | 33000 | 31800 | 2.54 | 25200 | 2
BRYANT HEATING AND COOLING SYSTEMS | EVOLUTION V Heat Pump | 206771694 | HRCU-A-CB | 288BNV037*0**B* | CAP**4321AL*+UI |  | 33000 | 31800 | 2.54 | 25200 | 2
BRYANT HEATING AND COOLING SYSTEMS | EVOLUTION V Heat Pump | 206771712 | HRCU-A-CB | 288BNV037*0**B* | CAP**4321AL*+UI |  | 33000 | 31800 | 2.54 | 25200 | 2
BRYANT HEATING AND COOLING SYSTEMS | EVOLUTION V Heat Pump | 206771721 | HRCU-A-CB | 288BNV037*0**B* | CAP**4321AL*+UI |  | 32800 | 31800 | 2.56 | 25000 | 2
BRYANT HEATING AND COOLING SYSTEMS | EVOLUTION V Heat Pump | 206771775 | HRCU-A-CB | 288BNV037*0**B* | CAP**4821AL*+UI |  | 32600 | 31400 | 2.52 | 25000 | 1.98
BRYANT HEATING AND COOLING SYSTEMS | EVOLUTION V Heat Pump | 206771829 | HRCU-A-CB | 288BNV037*0**B* | CAP**4821AL*+UI |  | 32600 | 31400 | 2.52 | 25000 | 1.98
BRYANT HEATING AND COOLING SYSTEMS | EVOLUTION V Heat Pump | 206771847 | HRCU-A-CB | 288BNV037*0**B* | CAP**4821AL*+UI |  | 32600 | 31400 | 2.52 | 25000 | 1.98
BRYANT HEATING AND COOLING SYSTEMS | EVOLUTION V Heat Pump | 206771856 | HRCU-A-CB | 288BNV037*0**B* | CAP**4821AL*+UI |  | 32600 | 31400 | 2.52 | 24800 | 2
BRYANT HEATING AND COOLING SYSTEMS | EVOLUTION V Heat Pump | 206771892 | HRCU-A-CB | 288BNV037*0**B* | CAP**4824AL*+UI |  | 32600 | 31400 | 2.52 | 25000 | 1.98
BRYANT HEATING AND COOLING SYSTEMS | EVOLUTION V Heat Pump | 206771901 | HRCU-A-CB | 288BNV037*0**B* | CAP**4824AL*+UI |  | 32400 | 31400 | 2.54 | 24800 | 2
BRYANT HEATING AND COOLING SYSTEMS | EVOLUTION V Heat Pump | 206771910 | HRCU-A-CB | 288BNV037*0**B* | CAP**4824AL*+UI |  | 32400 | 31400 | 2.54 | 24800 | 2
BRYANT HEATING AND COOLING SYSTEMS | EVOLUTION V Heat Pump | 206771928 | HRCU-A-CB | 288BNV037*0**B* | CAP**4824AL*+UI |  | 32600 | 31400 | 2.52 | 24800 | 2
BRYANT HEATING AND COOLING SYSTEMS | EVOLUTION V Heat Pump | 206771937 | HRCU-A-CB | 288BNV037*0**B* | CAP**4824AL*+UI |  | 32600 | 31400 | 2.52 | 25000 | 1.98
BRYANT HEATING AND COOLING SYSTEMS | EVOLUTION V Heat Pump | 206771955 | HRCU-A-CB | 288BNV037*0**B* | CAP**4824AL*+UI |  | 32600 | 31400 | 2.52 | 24800 | 2
BRYANT HEATING AND COOLING SYSTEMS | EVOLUTION V Heat Pump | 206772243 | HRCU-A-CB | 288BNV037*0**B* | CNPV*4821AL*+UI |  | 33000 | 31600 | 2.52 | 24800 | 1.96
BRYANT HEATING AND COOLING SYSTEMS | EVOLUTION V Heat Pump | 206772297 | HRCU-A-CB | 288BNV037*0**B* | CNPV*4821AL*+UI |  | 33000 | 31400 | 2.52 | 24800 | 1.96
BRYANT HEATING AND COOLING SYSTEMS | EVOLUTION V Heat Pump | 206772315 | HRCU-A-CB | 288BNV037*0**B* | CNPV*4821AL*+UI |  | 33000 | 31400 | 2.52 | 24800 | 1.96
BRYANT HEATING AND COOLING SYSTEMS | EVOLUTION V Heat Pump | 206772324 | HRCU-A-CB | 288BNV037*0**B* | CNPV*4821AL*+UI |  | 32800 | 31400 | 2.52 | 24800 | 1.98
BRYANT HEATING AND COOLING SYSTEMS | EVOLUTION V Heat Pump | 206772360 | HRCU-A-CB | 288BNV037*0**B* | CNPV*4824AL*+UI |  | 33000 | 31600 | 2.52 | 24800 | 1.96
BRYANT HEATING AND COOLING SYSTEMS | EVOLUTION V Heat Pump | 206772369 | HRCU-A-CB | 288BNV037*0**B* | CNPV*4824AL*+UI |  | 32800 | 31400 | 2.52 | 24800 | 1.98
BRYANT HEATING AND COOLING SYSTEMS | EVOLUTION V Heat Pump | 206772378 | HRCU-A-CB | 288BNV037*0**B* | CNPV*4824AL*+UI |  | 32800 | 31400 | 2.52 | 24800 | 1.96
BRYANT HEATING AND COOLING SYSTEMS | EVOLUTION V Heat Pump | 206772396 | HRCU-A-CB | 288BNV037*0**B* | CNPV*4824AL*+UI |  | 33000 | 31400 | 2.52 | 24800 | 1.96
BRYANT HEATING AND COOLING SYSTEMS | EVOLUTION V Heat Pump | 206772423 | HRCU-A-CB | 288BNV037*0**B* | CNPV*4824AL*+UI |  | 33000 | 31400 | 2.52 | 24800 | 1.96
BRYANT HEATING AND COOLING SYSTEMS | EVOLUTION V Heat Pump | 206773599 | HRCU-A-CB | 288BNV037*0**B* | CNPV*4821AL*+UI |  | 32800 | 31400 | 2.52 | 24800 | 1.96
BRYANT HEATING AND COOLING SYSTEMS | EVOLUTION V Heat Pump | 206773608 | HRCU-A-CB | 288BNV037*0**B* | CNPV*4821AL*+UI |  | 32800 | 31400 | 2.52 | 24600 | 1.98
BRYANT HEATING AND COOLING SYSTEMS | EVOLUTION Extreme 24 HP | 213361582 | HRCU-A-CB | 284ANV024*0**B* | FE4BNXB24L*+UI |  | 26600 | 25000 | 2.54 | 19800 | 2.48
BRYANT HEATING AND COOLING SYSTEMS | EVOLUTION Extreme 24 HP | 213361580 | HRCU-A-CB | 284ANV024*0**B* | FE4BN(B,X)C36L*+UI |  | 26400 | 24800 | 2.52 | 19700 | 2.46
BRYANT HEATING AND COOLING SYSTEMS | EVOLUTION V Heat Pump 2-STAGE | 210468315 | HRCU-A-CB | 288BNV037*0**B*+TSTAT | CSPH*6012AL* |  | 46500 | 30400 | 2.5 | 24200 | 1.98
BRYANT HEATING AND COOLING SYSTEMS | EVOLUTION V Heat Pump 2-STAGE | 210468205 | HRCU-A-CB | 288BNV037*0**B*+TSTAT | CSPH*6012AL* |  | 47000 | 30600 | 2.52 | 24200 | 1.98
BRYANT HEATING AND COOLING SYSTEMS | EVOLUTION V Heat Pump 2-STAGE | 210465191 | HRCU-A-CB | 288BNV037*0**B*+TSTAT | CNPV*6024AL* |  | 47000 | 30800 | 2.52 | 24200 | 1.96
BRYANT HEATING AND COOLING SYSTEMS | EVOLUTION V Heat Pump 2-STAGE | 210465001 | HRCU-A-CB | 288BNV037*0**B*+TSTAT | CNPV*6024AL* |  | 47000 | 30600 | 2.5 | 24000 | 1.96
BRYANT HEATING AND COOLING SYSTEMS | EVOLUTION V Heat Pump 2-STAGE | 210464868 | HRCU-A-CB | 288BNV037*0**B*+TSTAT | CNPV*4824AL* |  | 47000 | 31000 | 2.52 | 24400 | 1.96
BRYANT HEATING AND COOLING SYSTEMS | EVOLUTION V Heat Pump 2-STAGE | 210464813 | HRCU-A-CB | 288BNV037*0**B*+TSTAT | CNPV*4824AL* |  | 48000 | 31000 | 2.5 | 24400 | 1.94
BRYANT HEATING AND COOLING SYSTEMS | EVOLUTION V Heat Pump 2-STAGE | 210464678 | HRCU-A-CB | 288BNV037*0**B*+TSTAT | CNPV*4824AL* |  | 47500 | 30600 | 2.5 | 24200 | 1.94
BRYANT HEATING AND COOLING SYSTEMS | EVOLUTION V Heat Pump 2-STAGE | 210464612 | HRCU-A-CB | 288BNV037*0**B*+TSTAT | CNPV*4824AL* |  | 47500 | 30800 | 2.5 | 24200 | 1.96
BRYANT HEATING AND COOLING SYSTEMS | EVOLUTION V Heat Pump 2-STAGE | 210464600 | HRCU-A-CB | 288BNV037*0**B*+TSTAT | CNPV*4824AL* |  | 48000 | 31000 | 2.5 | 24400 | 1.96
BRYANT HEATING AND COOLING SYSTEMS | EVOLUTION V Heat Pump 2-STAGE | 210464457 | HRCU-A-CB | 288BNV037*0**B*+TSTAT | CNPV*4821AL* |  | 48000 | 31000 | 2.5 | 24400 | 1.94
BRYANT HEATING AND COOLING SYSTEMS | EVOLUTION V Heat Pump 2-STAGE | 210464302 | HRCU-A-CB | 288BNV037*0**B*+TSTAT | CNPV*4821AL* |  | 48000 | 31000 | 2.5 | 24400 | 1.94
BRYANT HEATING AND COOLING SYSTEMS | EVOLUTION V Heat Pump 2-STAGE | 210464266 | HRCU-A-CB | 288BNV037*0**B*+TSTAT | CNPV*4821AL* |  | 47500 | 30800 | 2.5 | 24200 | 1.94
BRYANT HEATING AND COOLING SYSTEMS | EVOLUTION V Heat Pump 2-STAGE | 210464167 | HRCU-A-CB | 288BNV037*0**B*+TSTAT | CNPV*4821AL* |  | 47500 | 30800 | 2.5 | 24200 | 1.96
BRYANT HEATING AND COOLING SYSTEMS | EVOLUTION V Heat Pump 2-STAGE | 210462014 | HRCU-A-CB | 288BNV037*0**B*+TSTAT | CAP**6124AL* |  | 47000 | 30800 | 2.52 | 24400 | 1.98
BRYANT HEATING AND COOLING SYSTEMS | EVOLUTION V Heat Pump 2-STAGE | 210461959 | HRCU-A-CB | 288BNV037*0**B*+TSTAT | CAP**6124AL* |  | 47000 | 30600 | 2.5 | 24400 | 1.98
BRYANT HEATING AND COOLING SYSTEMS | EVOLUTION V Heat Pump 2-STAGE | 210461835 | HRCU-A-CB | 288BNV037*0**B*+TSTAT | CAP**6124AL* |  | 47000 | 30600 | 2.5 | 24400 | 1.98
BRYANT HEATING AND COOLING SYSTEMS | EVOLUTION V Heat Pump 2-STAGE | 210461824 | HRCU-A-CB | 288BNV037*0**B*+TSTAT | CAP**6124AL* |  | 46500 | 30400 | 2.5 | 24000 | 1.96
BRYANT HEATING AND COOLING SYSTEMS | EVOLUTION V Heat Pump 2-STAGE | 210461802 | HRCU-A-CB | 288BNV037*0**B*+TSTAT | CAP**6124AL* |  | 47000 | 30600 | 2.5 | 24400 | 1.98
BRYANT HEATING AND COOLING SYSTEMS | EVOLUTION V Heat Pump 2-STAGE | 210461791 | HRCU-A-CB | 288BNV037*0**B*+TSTAT | CAP**6124AL* |  | 47000 | 30600 | 2.5 | 24400 | 1.96
BRYANT HEATING AND COOLING SYSTEMS | EVOLUTION V Heat Pump 2-STAGE | 210461758 | HRCU-A-CB | 288BNV037*0**B*+TSTAT | CAP**6124AL* |  | 46500 | 30400 | 2.5 | 24200 | 1.98
BRYANT HEATING AND COOLING SYSTEMS | EVOLUTION V Heat Pump 2-STAGE | 210461746 | HRCU-A-CB | 288BNV037*0**B*+TSTAT | CAP**6124AL* |  | 46500 | 30600 | 2.5 | 24200 | 1.98
BRYANT HEATING AND COOLING SYSTEMS | EVOLUTION V Heat Pump 2-STAGE | 210461448 | HRCU-A-CB | 288BNV037*0**B*+TSTAT | CAP**6121AL* |  | 46500 | 30600 | 2.5 | 24400 | 1.96
BRYANT HEATING AND COOLING SYSTEMS | EVOLUTION V Heat Pump 2-STAGE | 210461425 | HRCU-A-CB | 288BNV037*0**B*+TSTAT | CAP**6121AL* |  | 47000 | 30600 | 2.5 | 24400 | 1.98
BRYANT HEATING AND COOLING SYSTEMS | EVOLUTION V Heat Pump 2-STAGE | 210461412 | HRCU-A-CB | 288BNV037*0**B*+TSTAT | CAP**6121AL* |  | 47000 | 30600 | 2.5 | 24400 | 1.98
BRYANT HEATING AND COOLING SYSTEMS | EVOLUTION V Heat Pump 2-STAGE | 210461324 | HRCU-A-CB | 288BNV037*0**B*+TSTAT | CAP**6121AL* |  | 46500 | 30400 | 2.5 | 24200 | 1.96
BRYANT HEATING AND COOLING SYSTEMS | EVOLUTION V Heat Pump 2-STAGE | 210459735 | HRCU-A-CB | 288BNV037*0**B*+TSTAT | CAP**4321AL* |  | 47500 | 30800 | 2.52 | 24400 | 1.98
BRYANT HEATING AND COOLING SYSTEMS | EVOLUTION V Heat Pump 2-STAGE | 210458478 | HRCU-A-CB | 288BNV037*0**B*+TSTAT | CAP**3721AL* |  | 47500 | 30800 | 2.52 | 24400 | 1.98
BRYANT HEATING AND COOLING SYSTEMS | EVOLUTION V Heat Pump | 210470986 | HRCU-A-CB | 288BNV037*0**B* | CNPV*6024AL*+UI |  | 32200 | 31200 | 2.52 | 24600 | 1.98
BRYANT HEATING AND COOLING SYSTEMS | EVOLUTION V Heat Pump | 210470964 | HRCU-A-CB | 288BNV037*0**B* | CNPV*6024AL*+UI |  | 32200 | 31400 | 2.5 | 24800 | 1.96
BRYANT HEATING AND COOLING SYSTEMS | EVOLUTION V Heat Pump | 210470953 | HRCU-A-CB | 288BNV037*0**B* | CNPV*6024AL*+UI |  | 32200 | 31200 | 2.52 | 24600 | 1.98
BRYANT HEATING AND COOLING SYSTEMS | EVOLUTION V Heat Pump | 210470931 | HRCU-A-CB | 288BNV037*0**B* | CNPV*6024AL*+UI |  | 32200 | 31200 | 2.52 | 24600 | 1.98
BRYANT HEATING AND COOLING SYSTEMS | EVOLUTION V Heat Pump | 210470920 | HRCU-A-CB | 288BNV037*0**B* | CNPV*6024AL*+UI |  | 32200 | 31200 | 2.52 | 24600 | 1.98
BRYANT HEATING AND COOLING SYSTEMS | EVOLUTION V Heat Pump | 210470909 | HRCU-A-CB | 288BNV037*0**B* | CNPV*6024AL*+UI |  | 32200 | 31400 | 2.52 | 24800 | 1.98
BRYANT HEATING AND COOLING SYSTEMS | EVOLUTION V Heat Pump | 210470898 | HRCU-A-CB | 288BNV037*0**B* | CNPV*6024AL*+UI |  | 32200 | 31400 | 2.5 | 24800 | 1.98
BRYANT HEATING AND COOLING SYSTEMS | EVOLUTION V Heat Pump | 210470887 | HRCU-A-CB | 288BNV037*0**B* | CNPV*6024AL*+UI |  | 32200 | 31200 | 2.52 | 24600 | 1.98
BRYANT HEATING AND COOLING SYSTEMS | EVOLUTION V Heat Pump | 210470876 | HRCU-A-CB | 288BNV037*0**B* | CNPV*6024AL*+UI |  | 32200 | 31200 | 2.52 | 24600 | 1.98
BRYANT HEATING AND COOLING SYSTEMS | EVOLUTION V Heat Pump | 210470844 | HRCU-A-CB | 288BNV037*0**B* | CNPV*4824AL*+UI |  | 32800 | 31400 | 2.52 | 24600 | 1.98
BRYANT HEATING AND COOLING SYSTEMS | EVOLUTION V Heat Pump | 210470833 | HRCU-A-CB | 288BNV037*0**B* | CNPV*4824AL*+UI |  | 32800 | 31400 | 2.52 | 24800 | 1.96
BRYANT HEATING AND COOLING SYSTEMS | EVOLUTION V Heat Pump | 210470810 | HRCU-A-CB | 288BNV037*0**B* | CNPV*4821AL*+UI |  | 33000 | 31600 | 2.5 | 24800 | 1.96
BRYANT HEATING AND COOLING SYSTEMS | EVOLUTION V Heat Pump | 210470799 | HRCU-A-CB | 288BNV037*0**B* | CNPV*4821AL*+UI |  | 33000 | 31600 | 2.5 | 24800 | 1.96
BRYANT HEATING AND COOLING SYSTEMS | EVOLUTION V Heat Pump | 210470628 | HRCU-A-CB | 288BNV037*0**B* | CAP**6124AL*+UI |  | 32000 | 31200 | 2.54 | 24800 | 2
BRYANT HEATING AND COOLING SYSTEMS | EVOLUTION V Heat Pump | 210470606 | HRCU-A-CB | 288BNV037*0**B* | CAP**6124AL*+UI |  | 32000 | 31200 | 2.52 | 25000 | 2
BRYANT HEATING AND COOLING SYSTEMS | EVOLUTION V Heat Pump | 210470595 | HRCU-A-CB | 288BNV037*0**B* | CAP**6124AL*+UI |  | 32000 | 31200 | 2.54 | 24800 | 2
BRYANT HEATING AND COOLING SYSTEMS | EVOLUTION V Heat Pump | 210470573 | HRCU-A-CB | 288BNV037*0**B* | CAP**6124AL*+UI |  | 32000 | 31200 | 2.54 | 24800 | 2
BRYANT HEATING AND COOLING SYSTEMS | EVOLUTION V Heat Pump | 210470562 | HRCU-A-CB | 288BNV037*0**B* | CAP**6124AL*+UI |  | 32000 | 31200 | 2.54 | 24800 | 2.02
BRYANT HEATING AND COOLING SYSTEMS | EVOLUTION V Heat Pump | 210470551 | HRCU-A-CB | 288BNV037*0**B* | CAP**6124AL*+UI |  | 32000 | 31200 | 2.52 | 24800 | 2
BRYANT HEATING AND COOLING SYSTEMS | EVOLUTION V Heat Pump | 210470496 | HRCU-A-CB | 288BNV037*0**B* | CAP**6121AL*+UI |  | 32000 | 31200 | 2.54 | 24800 | 2
BRYANT HEATING AND COOLING SYSTEMS | EVOLUTION V Heat Pump | 210470485 | HRCU-A-CB | 288BNV037*0**B* | CAP**6121AL*+UI |  | 32000 | 31200 | 2.52 | 24800 | 2
BRYANT HEATING AND COOLING SYSTEMS | EVOLUTION V Heat Pump | 210470463 | HRCU-A-CB | 288BNV037*0**B* | CAP**6121AL*+UI |  | 32000 | 31200 | 2.52 | 24800 | 2
BRYANT HEATING AND COOLING SYSTEMS | EVOLUTION V Heat Pump | 210470441 | HRCU-A-CB | 288BNV037*0**B* | CAP**6121AL*+UI |  | 32000 | 31200 | 2.52 | 25000 | 2
BRYANT HEATING AND COOLING SYSTEMS | EVOLUTION V Heat Pump | 210470430 | HRCU-A-CB | 288BNV037*0**B* | CAP**6121AL*+UI |  | 32200 | 31400 | 2.5 | 25000 | 1.98
BRYANT HEATING AND COOLING SYSTEMS | EVOLUTION V Heat Pump | 210470342 | HRCU-A-CB | 288BNV037*0**B* | CAP**6024AL*+UI |  | 31800 | 31000 | 2.52 | 24800 | 2
BRYANT HEATING AND COOLING SYSTEMS | EVOLUTION V Heat Pump | 210470320 | HRCU-A-CB | 288BNV037*0**B* | CAP**6024AL*+UI |  | 32000 | 31200 | 2.5 | 24800 | 1.98
BRYANT HEATING AND COOLING SYSTEMS | EVOLUTION V Heat Pump | 210470309 | HRCU-A-CB | 288BNV037*0**B* | CAP**6024AL*+UI |  | 31800 | 31000 | 2.52 | 24800 | 2
BRYANT HEATING AND COOLING SYSTEMS | EVOLUTION V Heat Pump | 210470287 | HRCU-A-CB | 288BNV037*0**B* | CAP**6024AL*+UI |  | 31800 | 31000 | 2.52 | 24800 | 2
BRYANT HEATING AND COOLING SYSTEMS | EVOLUTION V Heat Pump | 210470276 | HRCU-A-CB | 288BNV037*0**B* | CAP**6024AL*+UI |  | 31800 | 31000 | 2.52 | 24800 | 2
BRYANT HEATING AND COOLING SYSTEMS | EVOLUTION V Heat Pump | 210470265 | HRCU-A-CB | 288BNV037*0**B* | CAP**6024AL*+UI |  | 31800 | 31000 | 2.5 | 24800 | 1.98
BRYANT HEATING AND COOLING SYSTEMS | EVOLUTION V Heat Pump | 210596589 | HRCU-A-CB | 288BNV037*0**A* | CNPV*6024AL*+UI |  | 32200 | 31400 | 2.5 | 24800 | 1.96
BRYANT HEATING AND COOLING SYSTEMS | EVOLUTION V Heat Pump | 210596588 | HRCU-A-CB | 288BNV037*0**A* | CNPV*6024AL*+UI |  | 32200 | 31200 | 2.52 | 24600 | 1.98
BRYANT HEATING AND COOLING SYSTEMS | EVOLUTION V Heat Pump | 210596586 | HRCU-A-CB | 288BNV037*0**A* | CNPV*6024AL*+UI |  | 32200 | 31200 | 2.52 | 24600 | 1.98
BRYANT HEATING AND COOLING SYSTEMS | EVOLUTION V Heat Pump | 210596585 | HRCU-A-CB | 288BNV037*0**A* | CNPV*6024AL*+UI |  | 32200 | 31200 | 2.52 | 24600 | 1.98
BRYANT HEATING AND COOLING SYSTEMS | EVOLUTION V Heat Pump | 210596583 | HRCU-A-CB | 288BNV037*0**A* | CNPV*6024AL*+UI |  | 32200 | 31200 | 2.52 | 24600 | 1.98
BRYANT HEATING AND COOLING SYSTEMS | EVOLUTION V Heat Pump | 210596582 | HRCU-A-CB | 288BNV037*0**A* | CNPV*6024AL*+UI |  | 32200 | 31200 | 2.52 | 24600 | 1.98
BRYANT HEATING AND COOLING SYSTEMS | EVOLUTION V Heat Pump | 210596581 | HRCU-A-CB | 288BNV037*0**A* | CNPV*6024AL*+UI |  | 32200 | 31200 | 2.52 | 24600 | 1.98
BRYANT HEATING AND COOLING SYSTEMS | EVOLUTION V Heat Pump | 210596579 | HRCU-A-CB | 288BNV037*0**A* | CNPV*6024AL*+UI |  | 32200 | 31400 | 2.52 | 24800 | 1.98
BRYANT HEATING AND COOLING SYSTEMS | EVOLUTION V Heat Pump | 210596578 | HRCU-A-CB | 288BNV037*0**A* | CNPV*6024AL*+UI |  | 32200 | 31400 | 2.5 | 24800 | 1.98
BRYANT HEATING AND COOLING SYSTEMS | EVOLUTION V Heat Pump | 210596577 | HRCU-A-CB | 288BNV037*0**A* | CNPV*4824AL*+UI |  | 32800 | 31400 | 2.52 | 24600 | 1.98
BRYANT HEATING AND COOLING SYSTEMS | EVOLUTION V Heat Pump | 210596576 | HRCU-A-CB | 288BNV037*0**A* | CNPV*4824AL*+UI |  | 32800 | 31400 | 2.52 | 24800 | 1.96
BRYANT HEATING AND COOLING SYSTEMS | EVOLUTION V Heat Pump | 210596574 | HRCU-A-CB | 288BNV037*0**A* | CNPV*4821AL*+UI |  | 33000 | 31600 | 2.5 | 24800 | 1.96
BRYANT HEATING AND COOLING SYSTEMS | EVOLUTION V Heat Pump | 210596573 | HRCU-A-CB | 288BNV037*0**A* | CNPV*4821AL*+UI |  | 33000 | 31600 | 2.5 | 24800 | 1.96
BRYANT HEATING AND COOLING SYSTEMS | EVOLUTION V Heat Pump | 210596562 | HRCU-A-CB | 288BNV037*0**A* | CAP**6124AL*+UI |  | 32000 | 31200 | 2.52 | 25000 | 2
BRYANT HEATING AND COOLING SYSTEMS | EVOLUTION V Heat Pump | 210596561 | HRCU-A-CB | 288BNV037*0**A* | CAP**6124AL*+UI |  | 32000 | 31200 | 2.54 | 24800 | 2
BRYANT HEATING AND COOLING SYSTEMS | EVOLUTION V Heat Pump | 210596558 | HRCU-A-CB | 288BNV037*0**A* | CAP**6124AL*+UI |  | 32000 | 31200 | 2.54 | 24800 | 2
BRYANT HEATING AND COOLING SYSTEMS | EVOLUTION V Heat Pump | 210596557 | HRCU-A-CB | 288BNV037*0**A* | CAP**6124AL*+UI |  | 32000 | 31200 | 2.54 | 24800 | 2
BRYANT HEATING AND COOLING SYSTEMS | EVOLUTION V Heat Pump | 210596553 | HRCU-A-CB | 288BNV037*0**A* | CAP**6124AL*+UI |  | 32000 | 31200 | 2.54 | 24800 | 2.02
BRYANT HEATING AND COOLING SYSTEMS | EVOLUTION V Heat Pump | 210596551 | HRCU-A-CB | 288BNV037*0**A* | CAP**6124AL*+UI |  | 32000 | 31200 | 2.52 | 24800 | 2
BRYANT HEATING AND COOLING SYSTEMS | EVOLUTION V Heat Pump | 210596549 | HRCU-A-CB | 288BNV037*0**A* | CAP**6121AL*+UI |  | 32000 | 31200 | 2.52 | 24800 | 2
BRYANT HEATING AND COOLING SYSTEMS | EVOLUTION V Heat Pump | 210596547 | HRCU-A-CB | 288BNV037*0**A* | CAP**6121AL*+UI |  | 32000 | 31200 | 2.52 | 24800 | 2
BRYANT HEATING AND COOLING SYSTEMS | EVOLUTION V Heat Pump | 210596542 | HRCU-A-CB | 288BNV037*0**A* | CAP**6121AL*+UI |  | 32000 | 31200 | 2.52 | 25000 | 2
BRYANT HEATING AND COOLING SYSTEMS | EVOLUTION V Heat Pump | 210596541 | HRCU-A-CB | 288BNV037*0**A* | CAP**6121AL*+UI |  | 32000 | 31200 | 2.54 | 24800 | 2
BRYANT HEATING AND COOLING SYSTEMS | EVOLUTION V Heat Pump | 210596540 | HRCU-A-CB | 288BNV037*0**A* | CAP**6121AL*+UI |  | 32200 | 31400 | 2.5 | 25000 | 1.98
BRYANT HEATING AND COOLING SYSTEMS | EVOLUTION V Heat Pump | 210596536 | HRCU-A-CB | 288BNV037*0**A* | CAP**6024AL*+UI |  | 32000 | 31200 | 2.5 | 24800 | 1.98
BRYANT HEATING AND COOLING SYSTEMS | EVOLUTION V Heat Pump | 210596535 | HRCU-A-CB | 288BNV037*0**A* | CAP**6024AL*+UI |  | 31800 | 31000 | 2.52 | 24800 | 2
BRYANT HEATING AND COOLING SYSTEMS | EVOLUTION V Heat Pump | 210596532 | HRCU-A-CB | 288BNV037*0**A* | CAP**6024AL*+UI |  | 31800 | 31000 | 2.52 | 24800 | 2
BRYANT HEATING AND COOLING SYSTEMS | EVOLUTION V Heat Pump | 210596531 | HRCU-A-CB | 288BNV037*0**A* | CAP**6024AL*+UI |  | 31800 | 31000 | 2.52 | 24800 | 2
BRYANT HEATING AND COOLING SYSTEMS | EVOLUTION V Heat Pump | 210596527 | HRCU-A-CB | 288BNV037*0**A* | CAP**6024AL*+UI |  | 31800 | 31000 | 2.52 | 24800 | 2
BRYANT HEATING AND COOLING SYSTEMS | EVOLUTION V Heat Pump | 210596525 | HRCU-A-CB | 288BNV037*0**A* | CAP**6024AL*+UI |  | 31800 | 31000 | 2.5 | 24800 | 1.98
BRYANT HEATING AND COOLING SYSTEMS | EVOLUTION V Heat Pump | 210473238 | HRCU-A-CB | 288BNV025*0**C* | CAP**4321AL*+UI |  | 21000 | 20400 | 2.54 | 16500 | 2.04
BRYANT HEATING AND COOLING SYSTEMS | EVOLUTION V Heat Pump 2-STAGE | 204456301 | HRCU-A-CB | 288BNV025*0**B*+TSTAT | FV4CN(B,F)005L |  | 31000 | 20200 | 2.52 | 16100 | 2
BRYANT HEATING AND COOLING SYSTEMS | EVOLUTION Extreme 24 HP | 210720712 | HRCU-A-CB | 284ANV060*0**B* | CAP**6124AL*+UI |  | 60500 | 50500 | 2.52 | 39000 | 2.12
BRYANT HEATING AND COOLING SYSTEMS | EVOLUTION Extreme 24 HP | 210720710 | HRCU-A-CB | 284ANV060*0**B* | CAP**6124AL*+UI |  | 60500 | 51000 | 2.5 | 39000 | 2.1
BRYANT HEATING AND COOLING SYSTEMS | EVOLUTION Extreme 24 HP | 210532881 | HRCU-A-CB | 284ANV048*0**B* | CAP**6124AL*+UI |  | 46000 | 43500 | 2.5 | 36200 | 2.36
BRYANT HEATING AND COOLING SYSTEMS | EVOLUTION Extreme 24 HP | 210533111 | HRCU-A-CB | 284ANV024*0**B* | CSPH*4212AL*+UI |  | 26400 | 24600 | 2.6 | 19600 | 2.54
BRYANT HEATING AND COOLING SYSTEMS | EVOLUTION Extreme 24 HP | 210533109 | HRCU-A-CB | 284ANV024*0**B* | CSPH*4212AL*+UI |  | 26400 | 24600 | 2.6 | 19600 | 2.54
BRYANT HEATING AND COOLING SYSTEMS | EVOLUTION Extreme 24 HP | 210533107 | HRCU-A-CB | 284ANV024*0**B* | CSPH*4212AL*+UI |  | 26600 | 24800 | 2.56 | 19800 | 2.5
BRYANT HEATING AND COOLING SYSTEMS | EVOLUTION Extreme 24 HP | 210533103 | HRCU-A-CB | 284ANV024*0**B* | CSPH*3012AL*+UI |  | 27000 | 24800 | 2.54 | 19800 | 2.48
BRYANT HEATING AND COOLING SYSTEMS | EVOLUTION Extreme 24 HP | 210533101 | HRCU-A-CB | 284ANV024*0**B* | CSPH*3012AL*+UI |  | 27000 | 25000 | 2.52 | 19900 | 2.46
BRYANT HEATING AND COOLING SYSTEMS | EVOLUTION Extreme 24 HP | 210533093 | HRCU-A-CB | 284ANV024*0**B* | CSPH*3012AL*+UI |  | 27000 | 25000 | 2.5 | 19900 | 2.44
BRYANT HEATING AND COOLING SYSTEMS | EVOLUTION Extreme 24 HP | 210533087 | HRCU-A-CB | 284ANV024*0**B* | CSPH*3012AL*+UI |  | 27000 | 25000 | 2.52 | 19900 | 2.46
BRYANT HEATING AND COOLING SYSTEMS | EVOLUTION Extreme 24 HP | 210533085 | HRCU-A-CB | 284ANV024*0**B* | CSPH*3012AL*+UI |  | 27000 | 25000 | 2.52 | 19800 | 2.46
BRYANT HEATING AND COOLING SYSTEMS | EVOLUTION Extreme 24 HP | 210533077 | HRCU-A-CB | 284ANV024*0**B* | CNPV*4221AL*+UI |  | 26600 | 24800 | 2.52 | 19800 | 2.46
BRYANT HEATING AND COOLING SYSTEMS | EVOLUTION Extreme 24 HP | 210533075 | HRCU-A-CB | 284ANV024*0**B* | CNPV*4221AL*+UI |  | 26600 | 24800 | 2.52 | 19700 | 2.46
BRYANT HEATING AND COOLING SYSTEMS | EVOLUTION Extreme 24 HP | 210533067 | HRCU-A-CB | 284ANV024*0**B* | CNPV*4217AL*+UI |  | 26600 | 25000 | 2.52 | 19900 | 2.46
BRYANT HEATING AND COOLING SYSTEMS | EVOLUTION Extreme 24 HP | 210533045 | HRCU-A-CB | 284ANV024*0**B* | CAP**4321AL*+UI |  | 26400 | 24600 | 2.64 | 19600 | 2.58
BRYANT HEATING AND COOLING SYSTEMS | EVOLUTION Extreme 24 HP | 210533037 | HRCU-A-CB | 284ANV024*0**B* | CAP**4321AL*+UI |  | 26400 | 24800 | 2.62 | 19700 | 2.54
BRYANT HEATING AND COOLING SYSTEMS | EVOLUTION Extreme 24 HP | 210533031 | HRCU-A-CB | 284ANV024*0**B* | CAP**4321AL*+UI |  | 26400 | 24600 | 2.64 | 19600 | 2.56
BRYANT HEATING AND COOLING SYSTEMS | EVOLUTION Extreme 24 HP | 210533029 | HRCU-A-CB | 284ANV024*0**B* | CAP**4321AL*+UI |  | 26400 | 24600 | 2.64 | 19600 | 2.56
BRYANT HEATING AND COOLING SYSTEMS | EVOLUTION Extreme 24 HP | 210533027 | HRCU-A-CB | 284ANV024*0**B* | CAP**4321AL*+UI |  | 26400 | 24800 | 2.58 | 19800 | 2.52
BRYANT HEATING AND COOLING SYSTEMS | EVOLUTION Extreme 24 HP | 210533025 | HRCU-A-CB | 284ANV024*0**B* | CAP**4224AL*+UI |  | 26600 | 24800 | 2.54 | 19700 | 2.48
BRYANT HEATING AND COOLING SYSTEMS | EVOLUTION Extreme 24 HP | 210533023 | HRCU-A-CB | 284ANV024*0**B* | CAP**4224AL*+UI |  | 26600 | 24800 | 2.54 | 19700 | 2.48
BRYANT HEATING AND COOLING SYSTEMS | EVOLUTION Extreme 24 HP | 210533017 | HRCU-A-CB | 284ANV024*0**B* | CAP**4221AL*+UI |  | 26600 | 24800 | 2.54 | 19700 | 2.48
BRYANT HEATING AND COOLING SYSTEMS | EVOLUTION Extreme 24 HP | 210533015 | HRCU-A-CB | 284ANV024*0**B* | CAP**4221AL*+UI |  | 26600 | 24800 | 2.54 | 19700 | 2.48
BRYANT HEATING AND COOLING SYSTEMS | EVOLUTION Extreme 24 HP | 210533013 | HRCU-A-CB | 284ANV024*0**B* | CAP**4221AL*+UI |  | 26600 | 25000 | 2.5 | 19900 | 2.44
BRYANT HEATING AND COOLING SYSTEMS | EVOLUTION Extreme 24 HP | 210533009 | HRCU-A-CB | 284ANV024*0**B* | CAP**3721AL*+UI |  | 26400 | 24600 | 2.64 | 19600 | 2.58
BRYANT HEATING AND COOLING SYSTEMS | EVOLUTION Extreme 24 HP | 210533001 | HRCU-A-CB | 284ANV024*0**B* | CAP**3721AL*+UI |  | 26400 | 24800 | 2.62 | 19700 | 2.54
BRYANT HEATING AND COOLING SYSTEMS | EVOLUTION Extreme 24 HP | 210532995 | HRCU-A-CB | 284ANV024*0**B* | CAP**3721AL*+UI |  | 26400 | 24600 | 2.64 | 19600 | 2.56
BRYANT HEATING AND COOLING SYSTEMS | EVOLUTION Extreme 24 HP | 210532993 | HRCU-A-CB | 284ANV024*0**B* | CAP**3721AL*+UI |  | 26400 | 24600 | 2.64 | 19600 | 2.56
BRYANT HEATING AND COOLING SYSTEMS | EVOLUTION Extreme 24 HP | 210532991 | HRCU-A-CB | 284ANV024*0**B* | CAP**3721AL*+UI |  | 26600 | 24800 | 2.58 | 19800 | 2.52
BRYANT HEATING AND COOLING SYSTEMS | EVOLUTION Extreme 24 HP | 210532967 | HRCU-A-CB | 284ANV024*0**B* | CAP**2517AL*+UI |  | 26400 | 24600 | 2.62 | 19600 | 2.56
BRYANT HEATING AND COOLING SYSTEMS | EVOLUTION Extreme 24 HP | 210532965 | HRCU-A-CB | 284ANV024*0**B* | CAP**2517AL*+UI |  | 26400 | 24800 | 2.6 | 19700 | 2.54
BRYANT HEATING AND COOLING SYSTEMS | EVOLUTION Extreme 24 HP | 210532957 | HRCU-A-CB | 284ANV024*0**B* | CAP**2517AL*+UI |  | 26400 | 24800 | 2.6 | 19800 | 2.52
BRYANT HEATING AND COOLING SYSTEMS | EVOLUTION Extreme 24 HP | 210532951 | HRCU-A-CB | 284ANV024*0**B* | CAP**2517AL*+UI |  | 26600 | 25000 | 2.56 | 19900 | 2.5
C&H | CH Series | 217155427 | HMSV-A-CB | CH-RHP19M-230VO |  | Ducted Indoor Units | 20000 | 17000 | 2.59 | 18000 | 2
C&H | CH Series | 217155426 | HMSR-A-CB-O | CH-RHP19M-230VO |  | Non-Ducted Indoor Units | 20000 | 17600 | 2.7 | 19000 | 2
C&H | CH Series | 217155429 | HMSR-A-CB-O | CH-RHP28M-230VO |  | Non-Ducted Indoor Units | 27000 | 25000 | 2.6 | 27000 | 2
C&H | CH Series | 217155428 | HMSV-A-CB | CH-RHP19M-230VO |  | Mixed Ducted and Non-Ducted Indoor Units | 20000 | 17300 | 2.65 | 18500 | 2
C&H | CH Series | 217155431 | HMSV-A-CB | CH-RHP28M-230VO |  | Mixed Ducted and Non-Ducted Indoor Units | 27400 | 24000 | 2.5 | 27000 | 2
C&H | CH Series | 217155435 | HMSR-A-CB-O | CH-RHP48M-230VO |  | Non-Ducted Indoor Units | 49000 | 44000 | 2.6 | 47000 | 2
C&H | CH Series | 217155436 | HMSV-A-CB | CH-RHP48M-230VO |  | Ducted Indoor Units | 48000 | 44500 | 2.6 | 48000 | 2
C&H | CH Series | 217155437 | HMSV-A-CB | CH-RHP48M-230VO |  | Mixed Ducted and Non-Ducted Indoor Units | 48500 | 44000 | 2.6 | 47500 | 2
C&H | CH Series | 217155439 | HMSV-A-CB | CH-RHP55M-230VO |  | Ducted Indoor Units | 55000 | 45000 | 2.7 | 48000 | 2.1
C&H | CH Series | 217155438 | HMSR-A-CB-O | CH-RHP55M-230VO |  | Non-Ducted Indoor Units | 55000 | 44000 | 2.6 | 47000 | 2
C&H | CH Series | 217155440 | HMSV-A-CB | CH-RHP55M-230VO |  | Mixed Ducted and Non-Ducted Indoor Units | 55000 | 44500 | 2.65 | 47500 | 2.05
C&H |  | 207742317 | HRCU-A-CB | CH-ES09-230VO | CH-M09DTUI | Mini-Splits | 10000 | 7700 | 2.59 | 8000 | 2.09
C&H |  | 207742319 | HRCU-A-CB | CH-ES12-230VO | CH-M12DTUI | Mini-Splits | 12000 | 9300 | 2.78 | 8400 | 2.26
C&H |  | 207742320 | HRCU-A-CB-O | CH-ES12-230VO | CH-12MSPHMC-230VI | Mini-Splits | 12000 | 9000 | 2.69 | 8400 | 2.26
C&H |  | 207742329 | HRCU-A-CB-O | CH-HPR12-230VO | CH-12MSPHCT-230VI | Mini-Splits | 12000 | 9900 | 2.55 | 11500 | 1.9
C&H |  | 207740513 | HRCU-A-CB-O | CH-ES12-230VO | CH-12MOLVWM-230VI | Mini-Splits | 12000 | 10000 | 2.69 | 8820 | 2.25
C&H |  | 207740532 | HRCU-A-CB-O | CH-NY09MIA-230VO | CH-09MOLV-230VI | Mini-Splits | 10000 | 6000 | 2.51 | 6933 | 1.97
C&H |  | 207740500 | HRCU-A-CB-O | CH-HPR06F9-230VO | CH-06MASTWM-230VI | Mini-Splits | 7000 | 8500 | 2.9 | 8581 | 2.19
C&H |  | 207740512 | HRCU-A-CB-O | CH-ES09-230VO | CH-09MOLVWM-230VI | Mini-Splits | 10000 | 8100 | 2.7 | 8564 | 2.22
C&H |  | 207742324 | HRCU-A-CB-O | CH-ES24-230VO | CH-N24MSPHCT-230VI | Mini-Splits | 25000 | 19000 | 2.6 | 18900 | 1.96
C&H |  | 207740514 | HRCU-A-CB-O | CH-ES18-230VO | CH-18MOLVWM-230VI | Mini-Splits | 18000 | 14100 | 2.65 | 12829 | 2.35
C&H |  | 209937052 | HRCU-A-CB-O | CH-HPR12-230VO | CH-12MMC-230VI | Mini-Splits | 12000 | 10200 | 2.72 | 12300 | 2.1
C&H |  | 210665990 | HRCU-A-CB-O | CH-ES18-230VO | CH-B18MOLVWM-230VI | Mini-Splits | 18000 | 14100 | 2.65 | 12829 | 2.35
C&H |  | 210665989 | HRCU-A-CB-O | CH-ES12-230VO | CH-B12MOLVWM-230VI | Mini-Splits | 12000 | 10000 | 2.69 | 8820 | 2.25
C&H |  | 209937047 | HRCU-A-CB-O | CH-ES09-230VO | CH-09MASTWM-230VI | Mini-Splits | 10000 | 8500 | 2.8 | 8581 | 2.19
C&H | CH series | 207742363 | HMSV-A-CB | CH-18MES-230VO |  | Mixed Ducted and Non-Ducted Indoor Units | 19000 | 14500 | 2.5 | 14000 | 2.17
C&H | CH series | 207742366 | HMSV-A-CB | CH-28MES-230VO |  | Mixed Ducted and Non-Ducted Indoor Units | 28000 | 21400 | 2.55 | 20000 | 2.13
C&H |  | 210665988 | HRCU-A-CB-O | CH-ES09-230VO | CH-B09MOLVWM-230VI | Mini-Splits | 10000 | 8100 | 2.7 | 8564 | 2.22
C&H |  | 207742373 | HMSR-A-CB-O | CH-HPR19M-230VO |  | Non-Ducted Indoor Units | 20000 | 15000 | 2.5 | 20000 | 1.93
C&H | CH series | 207740519 | HRCU-A-CB-O | CH-HPR09-230VO | CH-09MOLVWM-230VI | Mini-Splits | 12000 | 9300 | 2.5 | 11300 | 1.9
C&H | CH series | 210665992 | HRCU-A-CB-O | CH-HPR09-230VO | CH-B09MOLVWM-230VI | Mini-Splits | 12000 | 9300 | 2.5 | 11300 | 1.9
C&H | CH series | 207740520 | HRCU-A-CB-O | CH-HPR12-230VO | CH-12MOLVWM-230VI | Mini-Splits | 12000 | 10300 | 2.56 | 12113 | 1.9
C&H | CH series | 210665993 | HRCU-A-CB-O | CH-HPR12-230VO | CH-B12MOLVWM-230VI | Mini-Splits | 12000 | 10300 | 2.56 | 12113 | 1.9
C&H |  | 207740501 | HRCU-A-CB-O | CH-HPR09-230VO | CH-09MASTWM-230VI | Mini-Splits | 12000 | 9500 | 2.53 | 11109 | 1.97
C&H |  | 207742336 | HRCU-A-CB | CH-HPR24-230VO | CH-M24DTUI | Mini-Splits | 25000 | 21000 | 2.64 | 27000 | 2
C&H |  | 207742374 | HMSV-A-CB | CH-HPR19M-230VO |  | Ducted Indoor Units | 20000 | 16000 | 2.61 | 20000 | 1.95
C&H |  | 207742337 | HRCU-A-CB-O | CH-HPR24-230VO | CH-24MSPHFC-230VI | Mini-Splits | 25000 | 19000 | 2.64 | 25000 | 2.1
C&H | CH series | 207742375 | HMSV-A-CB | CH-HPR19M-230VO |  | Mixed Ducted and Non-Ducted Indoor Units | 20000 | 15500 | 2.55 | 20000 | 1.95
C&H |  | 207742330 | HRCU-A-CB | CH-HPR12-230VO | CH-M12DTUI | Mini-Splits | 12500 | 10600 | 2.51 | 12100 | 1.96
C&H |  | 207742325 | HRCU-A-CB | CH-ES24-230VO | CH-M24DTUI | Mini-Splits | 25000 | 20000 | 2.61 | 20000 | 2.3
C&H | CH series | 210665987 | HRCU-A-CB-O | CH-HPR06F9-230VO | CH-B06MOLVWM-230VI | Mini-Splits | 7000 | 7500 | 2.5 | 7200 | 1.92
C&H | CH series | 207740518 | HRCU-A-CB-O | CH-HPR06F9-230VO | CH-06MOLVWM-230VI | Mini-Splits | 7000 | 7500 | 2.5 | 7200 | 1.92
C&H |  | 207765977 | HRCU-A-CB-O | CH-ES09-115VO | CH-09OLVWM-115VI | Mini-Splits | 10000 | 5900 | 2.93 | 6858 | 2.07
C&H |  | 210665985 | HRCU-A-CB-O | CH-ES09-115VO | CH-B09OLVWM-115VI | Mini-Splits | 10000 | 5900 | 2.93 | 6858 | 2.07
C&H |  | 207742321 | HRCU-A-CB-O | CH-ES18-230VO | CH-18MSPHCT-230VI | Mini-Splits | 19000 | 12000 | 2.51 | 12700 | 2.16
C&H |  | 207742364 | HMSR-A-CB-O | CH-28MES-230VO |  | Non-Ducted Indoor Units | 28000 | 21000 | 2.5 | 20000 | 2.11
C&H |  | 205047864 | HMSR-A-CB-O | CH-HYP36MSPH-230VO |  | Non-Ducted Indoor Units | 36000 | 23200 | 2.78 | 36037 | 1.96
C&H |  | 205104722 | HMSR-A-CB-O | CH18MSPH230VO |  | Non-Ducted Indoor Units | 19000 | 12000 | 2.79 | 10205 | 1.97
C&H |  | 202832586 | HMSR-A-CB-O | CH28MSPH230VO |  | Non-Ducted Indoor Units | 28000 | 17200 | 2.8 | 17040 | 1.97
C&H |  | 205263869 | HRCU-A-CB-O | CH-18SPH-230VO | CH-18MSPHWM-230VI | Mini-Splits | 18000 | 10400 | 2.72 | 10953 | 1.9
C&H |  | 205263877 | HRCU-A-CB-O | CH-09SPH-230VO | CH-D09MSPHWM-230VI | Mini-Splits | 9800 | 5800 | 2.74 | 7989 | 2
C&H |  | 205263879 | HRCU-A-CB-O | CH-18SPH-230VO | CH-D18MSPHWM-230VI | Mini-Splits | 18000 | 11400 | 2.72 | 11178 | 2.02
C&H |  | 205263851 | HRCU-A-CB | CH-HYP09SPH230VO | CH-M09DTUI | Mini-Splits | 10000 | 7200 | 2.74 | 8300 | 2.06
C&H |  | 205263859 | HRCU-A-CB | CH-24SPH-230VO | CH-M24DTUI | Mini-Splits | 24400 | 16000 | 2.69 | 18500 | 2.04
C&H |  | 205263856 | HRCU-A-CB | CH-18SPH-230VO | CH-M18DTUI | Mini-Splits | 18000 | 12000 | 2.61 | 10300 | 1.95
C&H |  | 205047857 | HRCU-A-CB-O | CH-09SPH-230VO | CH-09DKT230VI | Mini-Splits | 9800 | 5800 | 2.74 | 7989 | 2
C&H |  | 204098433 | HRCU-A-CB-O | CH-24SPH-230VO | CH-24MSPHFC-230VI | Mini-Splits | 24000 | 15000 | 2.85 | 17817 | 1.9
C&H |  | 9119326 | HRCU-A-CB-O | CH-18SPH-230VO | CH-18SPH-230VI | Mini-Splits | 18000 | 10400 | 2.72 | 10953 | 1.9
C&H |  | 204098423 | HRCU-A-CB | CH-24SPH-230VO | CH-24LCDTU/I | Mini-Splits | 24400 | 16000 | 2.69 | 18500 | 2.04
C&H |  | 205104726 | HRCU-A-CB-O | CH-18SPH-230VO | CH-18DKT230VI | Mini-Splits | 18000 | 11400 | 2.72 | 11178 | 2.02
C&H |  | 204098424 | HRCU-A-CB | CH-09DKT230VO | CH-09LCDTU/I | Mini-Splits | 10000 | 7200 | 2.74 | 8300 | 2.06
C&H |  | 204098422 | HRCU-A-CB | CH-18SPH-230VO | CH-18LCDTU/I | Mini-Splits | 18000 | 12000 | 2.61 | 10300 | 1.95
C&H |  | 201992974 | HRCU-A-CB | CH-18LCU/O | CH-18LCDTU/I | Mini-Splits | 18000 | 12000 | 2.61 | 10300 | 1.95
C&H |  | 205901586 | HRCU-A-CB | CH-HYP36LCUO | CH-36LCDTU/I | Mini-Splits | 40000 | 28000 | 2.75 | 43000 | 2.1
C&H |  | 208816951 | HRCU-A-CB-O | CH-HPR24-230VO | CH-D24MSPHWM-230VI | Mini-Splits | 26000 | 19400 | 2.95 | 26000 | 2.07
C&H |  | 208816948 | HRCU-A-CB-O | CH-HPR09-230VO | CH-D09MSPHWM-230VI | Mini-Splits | 11500 | 7100 | 2.85 | 9898 | 1.9
C&H |  | 209937050 | HRCU-A-CB-O | CH-ES12-230VO | CH-12MASTWM-230VI | Mini-Splits | 12000 | 9000 | 2.69 | 8981 | 2.19
C&H |  | 210665986 | HRCU-A-CB-O | CH-ES12-115VO | CH-B12OLVWM-115VI | Mini-Splits | 12000 | 8900 | 2.75 | 6858 | 2.07
C&H |  | 207742365 | HMSV-A-CB | CH-28MES-230VO |  | Ducted Indoor Units | 28000 | 22000 | 2.6 | 20000 | 2.14
C&H |  | 207742322 | HRCU-A-CB | CH-ES18-230VO | CH-M18DTUI | Mini-Splits | 20000 | 12600 | 2.66 | 13000 | 2.4
C&H |  | 210434544 | HRCU-A-CB-O | CH-06OLVWM-115VO | CH-06OLVWM-115VI | Mini-Splits | 7000 | 5900 | 2.93 | 6858 | 2.07
C&H |  | 210665996 | HRCU-A-CB-O | CH-ES06-115VO | CH-06OLVWM-115VI | Mini-Splits | 7000 | 5900 | 2.93 | 6858 | 2.07
C&H |  | 207742323 | HRCU-A-CB-O | CH-ES18-230VO | CH-18MSPHFC-230VI | Mini-Splits | 20000 | 12800 | 2.52 | 13000 | 2.08
C&H |  | 207740525 | HRCU-A-CB-O | CH-NY09MIA-230VO | CH-NY09MIA-230VI | Mini-Splits | 10000 | 6900 | 2.53 | 6400 | 1.95
C&H |  | 207740531 | HRCU-A-CB-O | CH-ES12-115VO | CH-12OLVWM-115VI | Mini-Splits | 12000 | 8900 | 2.75 | 6858 | 2.07
C&H |  | 207742318 | HRCU-A-CB-O | CH-ES12-230VO | CH-12MSPHCT-230VI | Mini-Splits | 12000 | 8900 | 2.75 | 8000 | 2.28
CANAIR |  | 207683266 | HMSV-A-CB | C28MC324H21 |  | Ducted Indoor Units | 24000 | 21600 | 2.61 | 20000 | 2.11
CANAIR |  | 211253522 | HRCU-A-CB-O | C25SCH09H21 | C28SEH09H21 | Mini-Splits | 10000 | 8500 | 2.8 | 8581 | 2.19
CANAIR | CDH series | 207706569 | HRCU-A-CB | CDH2024C21 | CDH2024F21 |  | 24000 | 19200 | 2.5 | 24071 | 1.91
CANAIR | CDH series | 207706568 | HRCU-A-CB | CDH2018C21 | CDH2018F21 |  | 19000 | 13500 | 2.6 | 18629 | 2.04
CANAIR |  | 207683255 | HRCU-A-CB-O | C28SCH06H21 | C28SEH06H21 | Mini-Splits | 7000 | 8500 | 2.9 | 8581 | 2.19
CANAIR | C series | 207683264 | HMSV-A-CB | C28MC218H21 |  | Mixed Ducted and Non-Ducted Indoor Units | 19000 | 14500 | 2.5 | 14000 | 2.17
CANAIR |  | 207683267 | HMSV-A-CB | C28MC324H21 |  | Mixed Ducted and Non-Ducted Indoor Units | 24400 | 21000 | 2.55 | 20000 | 2.09
CANAIR | MAC series | 209550333 | HRCU-A-C | MOX430U-18HFN1-M | MAC-24HWDN1-MN0 |  | 19000 | 14700 | 2.6 | 15000 | 2.2
CANAIR | CDH series | 211644141 | HRCU-A-C | CDH2018C21 | MAC-24HWDN1-MN0 |  | 19000 | 14700 | 2.6 | 15000 | 2.2
CANAIR | C28M series | 213479410 | HMSR-A-CB-O | C28MC218H22 |  | Non-Ducted Indoor Units | 20000 | 15000 | 2.5 | 20000 | 1.93
CANAIR |  | 207683265 | HMSR-A-CB-O | C28MC324H21 |  | Non-Ducted Indoor Units | 25000 | 20400 | 2.5 | 20000 | 2.06
CANAIR |  | 207683256 | HRCU-A-CB-O | C28SCH09H21 | C28SEH09H21 | Mini-Splits | 12000 | 9500 | 2.53 | 11109 | 1.97
CANAIR | C28M series | 213479412 | HMSV-A-CB | C28MC218H22 |  | Mixed Ducted and Non-Ducted Indoor Units | 20000 | 15500 | 2.55 | 20000 | 1.95
CANAIR | C28M series | 213479411 | HMSV-A-CB | C28MC218H22 |  | Ducted Indoor Units | 20000 | 16000 | 2.61 | 20000 | 1.95
CANAIR | CDH series | 211644139 | HRCU-A-C | CDH2024C21 | MAC-24HWDN1-MN0 |  | 25000 | 21000 | 2.58 | 20000 | 1.95
CANAIR | MAC series | 209550334 | HRCU-A-C | MOD30-24HFN1-MW | MAC-24HWDN1-MN0 |  | 25000 | 21000 | 2.58 | 20000 | 1.95
CANAIR | 4C22 Series | 215449719 | HRCU-A-CB-O | 4C28SCH18H21 | 4C28SEH18H21 | Mini-Splits | 18000 | 16600 | 2.55 | 18000 | 1.92
CANAIR | 4CDH Series | 215449704 | HRCU-A-CB | 4CDH2018C21 | 4CDH2018F21 |  | 19000 | 15000 | 2.6 | 18000 | 2
CANAIR | 4CDH Series | 215449707 | HRCU-A-CB | 4CDH2036C21 | 4CDH2036F21 |  | 37000 | 31800 | 2.56 | 39000 | 1.9
CANAIR | 4CD Series | 216621485 | HRCU-A-C | 4CDH2018C21 | CEB-24MX1421 |  | 19000 | 15200 | 2.7 | 18000 | 2.06
CANAIR | 4CD Series | 216621486 | HRCU-A-C | 4CDH2018C21 | CEB-24MX1721 |  | 19000 | 15200 | 2.7 | 18000 | 2.06
CANAIR | 4CD Series | 216621492 | HRCU-A-C | 4CDH2036C21 | CEB-36MX1721 |  | 36000 | 29200 | 2.5 | 36000 | 1.9
CANAIR | 4CD Series | 216621493 | HRCU-A-C | 4CDH2036C21 | CEB-36MX2121 |  | 36000 | 29200 | 2.5 | 36000 | 1.9
CANAIR | 4C22 Series | 215828390 | HRCU-A-CB-O | 4C25SCH24H21 | 4C28SEH24H21 | Mini-Splits | 25000 | 18800 | 2.65 | 19600 | 2.54
CANAIR | 4C22 Series | 215828389 | HRCU-A-CB-O | 4C25SCH18H21 | 4C28SEH18H21 | Mini-Splits | 18000 | 13600 | 2.73 | 12800 | 2.1
CANAIR | 4C22 Series | 215828388 | HRCU-A-CB-O | 4C25SCH12H21 | 4C28SEH12H21 | Mini-Splits | 12000 | 9300 | 2.84 | 8400 | 2.3
CANAIR | 4C22 Series | 215828387 | HRCU-A-CB-O | 4C25SCH09H21 | 4C28SEH09H21 | Mini-Splits | 10000 | 8100 | 2.83 | 8000 | 2.37
CANAIR |  | 215449738 | HMSV-A-CB | 4C28MC655H21 |  | Mixed Ducted and Non-Ducted Indoor Units | 55000 | 44500 | 2.65 | 47500 | 2.05
CANAIR |  | 215449737 | HMSV-A-CB | 4C28MC655H21 |  | Ducted Indoor Units | 55000 | 45000 | 2.7 | 48000 | 2.1
CANAIR |  | 215449736 | HMSR-A-CB-O | 4C28MC655H21 |  | Non-Ducted Indoor Units | 55000 | 44000 | 2.6 | 47000 | 2
CANAIR |  | 215449735 | HMSV-A-CB | 4C28MC648H21 |  | Mixed Ducted and Non-Ducted Indoor Units | 48500 | 44000 | 2.6 | 47500 | 2
CANAIR |  | 215449734 | HMSV-A-CB | 4C28MC648H21 |  | Ducted Indoor Units | 48000 | 44500 | 2.6 | 48000 | 2
CANAIR |  | 215449733 | HMSR-A-CB-O | 4C28MC648H21 |  | Non-Ducted Indoor Units | 49000 | 44000 | 2.6 | 47000 | 2
CANAIR |  | 215449729 | HMSV-A-CB | 4C28MC428H21 |  | Mixed Ducted and Non-Ducted Indoor Units | 27400 | 24000 | 2.5 | 27000 | 2
CANAIR |  | 215449727 | HMSR-A-CB-O | 4C28MC428H21 |  | Non-Ducted Indoor Units | 27000 | 25000 | 2.6 | 27000 | 2
CANAIR |  | 215449726 | HMSV-A-CB | 4C28MC318H21 |  | Mixed Ducted and Non-Ducted Indoor Units | 20000 | 17300 | 2.65 | 18500 | 2
CANAIR |  | 215449725 | HMSV-A-CB | 4C28MC318H21 |  | Ducted Indoor Units | 20000 | 17000 | 2.59 | 18000 | 2
CANAIR |  | 215449724 | HMSR-A-CB-O | 4C28MC318H21 |  | Non-Ducted Indoor Units | 20000 | 17600 | 2.7 | 19000 | 2
CANAIR |  | 215449716 | HRCU-A-CB-O | 4C28SCH06H21 | 4C28SEH06H21 | Mini-Splits | 7000 | 7900 | 2.79 | 7700 | 2.4
CANAIR |  | 215449721 | HRCU-A-CB-O | 4C28SCH30H21 | 4C28SEH30H21 | Mini-Splits | 30000 | 20400 | 2.52 | 20000 | 2.03
CANAIR |  | 215449723 | HRCU-A-CB-O | 4C28SCH33H21 | 4C28SEH33H21 | Mini-Splits | 36000 | 30000 | 2.69 | 35000 | 1.98
CANAIR |  | 215449720 | HRCU-A-CB-O | 4C28SCH24H21 | 4C28SEH24H21 | Mini-Splits | 29000 | 21000 | 2.88 | 24200 | 2.34
CANAIR |  | 215449715 | HRCU-A-CB-O | 4C22SCH24H21 | 4C22SEH24H21 | Mini-Splits | 24000 | 16900 | 2.53 | 17000 | 2.14
CANAIR |  | 215449708 | HRCU-A-CB | 4CDH2048C21 | 4CDH2048F21 |  | 50000 | 37000 | 2.7 | 46000 | 1.9
CANAIR |  | 215449706 | HRCU-A-CB | 4CDH2030C21 | 4CDH2030F21 |  | 34000 | 23800 | 2.76 | 32600 | 1.96
CANAIR |  | 205816494 | HRCU-A-CB-O | C23SCH24H22 | C23SEH24H21 | Mini-Splits | 26000 | 19400 | 2.95 | 26000 | 2.07
CANAIR |  | 205306868 | HMSR-A-CB-O | C23MC327H21 |  | Non-Ducted Indoor Units | 24000 | 17200 | 2.8 | 17040 | 1.97
CANAIR | MAC series | 209550328 | HRCU-A-C | MOX430-24HFN1-MR0 | MAC-24HWDN1-MN0 |  | 25600 | 22000 | 2.5 | 18500 | 2.2
CANAIR |  | 205816493 | HRCU-A-CB-O | C23SCH18H22 | C23SEH18H21 | Mini-Splits | 18000 | 10900 | 2.58 | 16497 | 1.9
CANAIR |  | 207683251 | HRCU-A-CB-O | C22SCH09H21 | C22SEH09H21 | Mini-Splits | 10000 | 6900 | 2.53 | 6400 | 1.95
CANAIR | CDH series | 210342131 | HRCU-A-CB | CDH2060C22 | CDH2060F21 |  | 59000 | 42000 | 2.6 | 54356 | 1.91
CANAIR |  | 211253521 | HRCU-A-CB-O | C25SCH12H21 | C28SEH12H21 | Mini-Splits | 12000 | 9000 | 2.69 | 8981 | 2.19
CAPELLA | CPPB Series | 216027622 | HRCU-A-CB-O | CPPB-H18A-O | CPPB-H18A-I | Mini-Splits | 18000 | 16600 | 2.55 | 18000 | 1.92
CAPELLA | Energia B | 216445283 | HRCU-A-CB-O | CPEB-H18A-O | CPEB-H18A-I | Mini-Splits | 18000 | 18000 | 3.61 | 18000 | 1.9
CAPELLA | Energia B | 216445282 | HRCU-A-CB-O | CPEB-H12A-O | CPEB-H12A-I | Mini-Splits | 12000 | 10800 | 4.8 | 11000 | 2
CAPELLA | Energia B | 216445281 | HRCU-A-CB-O | CPEB-H09A-O | CPEB-H09A-I | Mini-Splits | 9000 | 9000 | 4.8 | 9000 | 2.09
CAPELLA | CAHB Series | 216027664 | HRCU-A-CB | CCB1-H36A-O | CAHB1-H36A-I |  | 37000 | 31800 | 2.56 | 39000 | 1.9
CAPELLA | CCB Series | 216623797 | HRCU-A-C | CCB1-H36A-O | CACB1-H36A1724-I |  | 36000 | 29200 | 2.5 | 36000 | 1.9
CAPELLA | CCB Series | 216623798 | HRCU-A-C | CCB1-H36A-O | CACB1-H36A2124-I |  | 36000 | 29200 | 2.5 | 36000 | 1.9
CAPELLA | CPPB Series | 216027623 | HRCU-A-CB-O | CPPB-H24A-O | CPPB-H24A-I | Mini-Splits | 29000 | 21000 | 2.88 | 24200 | 2.34
CAPELLA | SICB Series | 216027626 | HRCU-A-CB-O | CPPB-H18A-O | SICB1-H18A-I | Mini-Splits | 19000 | 14900 | 2.7 | 17000 | 1.9
CAPELLA | SICB Series | 216027625 | HRCU-A-CB-O | CPPB-H12A-O | SICB1-H12A-I | Mini-Splits | 12000 | 10000 | 2.74 | 11500 | 1.99
CAPELLA | SICB Series | 216027627 | HRCU-A-CB-O | CPPB-H24A-O | SICB1-H24A-I | Mini-Splits | 25000 | 20400 | 2.78 | 23800 | 2.23
CAPELLA | SFCB Series | 216027629 | HRCU-A-CB | CPPB-H12A-O | SFCB1-H12A-I | Mini-Splits | 12000 | 10200 | 2.6 | 12000 | 1.95
CAPELLA | SFCB Series | 216027630 | HRCU-A-CB | CPPB-H18A-O | SFCB1-H18A-I | Mini-Splits | 19500 | 15000 | 2.89 | 18000 | 2.1
CAPELLA | SFCB Series | 216027631 | HRCU-A-CB | CPPB-H24A-O | SFCB1-H24A-I | Mini-Splits | 26000 | 21600 | 2.71 | 24000 | 2.18
CAPELLA | CPM Series | 216027632 | HMSR-A-CB-O | CPM2B1-H18A-O |  | Non-Ducted Indoor Units | 20000 | 17600 | 2.7 | 19000 | 2
CAPELLA | CAHB Series | 216027663 | HRCU-A-CB | CCB1-H30A-O | CAHB1-H30A-I |  | 34000 | 23800 | 2.76 | 32600 | 1.96
CAPELLA | CAHB Series | 216027665 | HRCU-A-CB | CCB1-H48A-O | CAHB1-H48A-I |  | 50000 | 37000 | 2.7 | 46000 | 1.9
CAPELLA | CPM Series | 216027634 | HMSV-A-CB | CPM2B1-H18A-O |  | Mixed Ducted and Non-Ducted Indoor Units | 20000 | 17300 | 2.65 | 18500 | 2
CAPELLA | CPM Series | 216027633 | HMSV-A-CB | CPM2B1-H18A-O |  | Ducted Indoor Units | 20000 | 17000 | 2.59 | 18000 | 2
CAPELLA | CPM Series | 216027635 | HMSR-A-CB-O | CPM3B1-H27A-O |  | Non-Ducted Indoor Units | 27000 | 25000 | 2.6 | 27000 | 2
CAPELLA | CPM Series | 216027637 | HMSV-A-CB | CPM3B1-H27A-O |  | Mixed Ducted and Non-Ducted Indoor Units | 27400 | 24000 | 2.5 | 27000 | 2
CAPELLA | CPM Series | 216027641 | HMSR-A-CB-O | CPM5B1-H48A-O |  | Non-Ducted Indoor Units | 49000 | 44000 | 2.6 | 47000 | 2
CAPELLA | CPM Series | 216027642 | HMSV-A-CB | CPM5B1-H48A-O |  | Ducted Indoor Units | 48000 | 44500 | 2.6 | 48000 | 2
CAPELLA | CPM Series | 216027643 | HMSV-A-CB | CPM5B1-H48A-O |  | Mixed Ducted and Non-Ducted Indoor Units | 48500 | 44000 | 2.6 | 47500 | 2
CAPELLA | CPM Series | 216027644 | HMSR-A-CB-O | CPM5B1-H55A-O |  | Non-Ducted Indoor Units | 55000 | 44000 | 2.6 | 47000 | 2
CAPELLA | CPM Series | 216027645 | HMSV-A-CB | CPM5B1-H55A-O |  | Ducted Indoor Units | 55000 | 45000 | 2.7 | 48000 | 2.1
CAPELLA | CPM Series | 216027646 | HMSV-A-CB | CPM5B1-H55A-O |  | Mixed Ducted and Non-Ducted Indoor Units | 55000 | 44500 | 2.65 | 47500 | 2.05
CAPELLA | CPM Series | 216027647 | HMSR-A-CB-O | CPM2B1V-H18A-O |  | Non-Ducted Indoor Units | 20000 | 17600 | 2.7 | 19000 | 2
CAPELLA | CPM Series | 216027648 | HMSV-A-CB | CPM2B1V-H18A-O |  | Ducted Indoor Units | 20000 | 17000 | 2.59 | 18000 | 2
CAPELLA | CPM Series | 216027649 | HMSV-A-CB | CPM2B1V-H18A-O |  | Mixed Ducted and Non-Ducted Indoor Units | 20000 | 17300 | 2.65 | 18500 | 2
CAPELLA | CPM Series | 216027650 | HMSR-A-CB-O | CPM3B1V-H27A-O |  | Non-Ducted Indoor Units | 27000 | 25000 | 2.6 | 27000 | 2
CAPELLA | CPM Series | 216027652 | HMSV-A-CB | CPM3B1V-H27A-O |  | Mixed Ducted and Non-Ducted Indoor Units | 27400 | 24000 | 2.5 | 27000 | 2
CAPELLA | CPM Series | 216027656 | HMSR-A-CB-O | CPM5B1V-H48A-O |  | Non-Ducted Indoor Units | 49000 | 44000 | 2.6 | 47000 | 2
CAPELLA | CPM Series | 216027657 | HMSV-A-CB | CPM5B1V-H48A-O |  | Ducted Indoor Units | 48000 | 44500 | 2.6 | 48000 | 2
CAPELLA | CPM Series | 216027658 | HMSV-A-CB | CPM5B1V-H48A-O |  | Mixed Ducted and Non-Ducted Indoor Units | 48500 | 44000 | 2.6 | 47500 | 2
CAPELLA | CPM Series | 216027659 | HMSR-A-CB-O | CPM5B1V-H55A-O |  | Non-Ducted Indoor Units | 55000 | 44000 | 2.6 | 47000 | 2
CAPELLA | CPM Series | 216027660 | HMSV-A-CB | CPM5B1V-H55A-O |  | Ducted Indoor Units | 55000 | 45000 | 2.7 | 48000 | 2.1
CAPELLA | CPM Series | 216027661 | HMSV-A-CB | CPM5B1V-H55A-O |  | Mixed Ducted and Non-Ducted Indoor Units | 55000 | 44500 | 2.65 | 47500 | 2.05
CARRIER | Infinity 23 VS Heat Pump | 215934884 | HRCU-A-CB | 27VNA336A*030* | CVAMA4421XMA*+UI |  | 38000 | 32600 | 2.56 | 28400 | 2.02
CARRIER | Infinity 23 VS Heat Pump | 215934874 | HRCU-A-CB | 27VNA336A*030* | CVAMA4421XMA*+UI |  | 38000 | 32800 | 2.52 | 28600 | 2.04
CARRIER | Infinity 23 VS Heat Pump | 215934854 | HRCU-A-CB | 27VNA336A*030* | CVAMA4421XMA*+UI |  | 38000 | 32600 | 2.54 | 28400 | 2.02
CARRIER | Infinity 23 VS Heat Pump | 215934844 | HRCU-A-CB | 27VNA336A*030* | CVAMA4421XMA*+UI |  | 38000 | 32600 | 2.54 | 28400 | 2.02
CARRIER | Infinity 23 VS Heat Pump | 215934834 | HRCU-A-CB | 27VNA336A*030* | CVAMA4421XMA*+UI |  | 38000 | 32800 | 2.52 | 28600 | 2.02
CARRIER | Infinity 23 VS Heat Pump | 215934824 | HRCU-A-CB | 27VNA336A*030* | CVAMA4421XMA*+UI |  | 38000 | 32800 | 2.52 | 28600 | 2.02
CARRIER | Infinity 23 VS Heat Pump | 215934814 | HRCU-A-CB | 27VNA336A*030* | CVAMA4421XMA*+UI |  | 38500 | 33000 | 2.5 | 29000 | 2.02
CARRIER | Infinity 23 VS Heat Pump | 215934704 | HRCU-A-CB | 27VNA336A*030* | CVAMA3217XMA*+UI |  | 38000 | 32000 | 2.5 | 28000 | 2.06
CARRIER | Infinity 20 VS Heat Pump | 215681523 | HRCU-A-CB | 27VNA048A*030* | CAA**6124AM*+UI |  | 48000 | 41500 | 2.5 | 33400 | 2.08
CARRIER | Infinity 20 VS Heat Pump | 215681463 | HRCU-A-CB | 27VNA048A*030* | CAA**6121AM*+UI |  | 47500 | 41500 | 2.5 | 33400 | 2.08
CARRIER | Infinity 23 VS Heat Pump | 215933964 | HRCU-A-CB | 27VNA336A*030* | FE5BNBD60L*+UI |  | 33400 | 29200 | 2.54 | 25200 | 2.08
CARRIER | Infinity 20 VS Heat Pump | 215676953 | HRCU-A-CB | 27VNA048A*030* | CVAVA6124XMA*+UI |  | 50000 | 46500 | 2.52 | 36600 | 2.12
CARRIER | Infinity 20 VS Heat Pump | 215676943 | HRCU-A-CB | 27VNA048A*030* | CVAVA6124XMA*+UI |  | 50000 | 46500 | 2.52 | 36800 | 2.12
CARRIER | Infinity 20 VS Heat Pump | 215676933 | HRCU-A-CB | 27VNA048A*030* | CVAVA6124XMA*+UI |  | 50000 | 46500 | 2.52 | 36800 | 2.12
CARRIER | Infinity 20 VS Heat Pump | 215676923 | HRCU-A-CB | 27VNA048A*030* | CVAVA6124XMA*+UI |  | 50000 | 46500 | 2.52 | 36800 | 2.12
CARRIER | Infinity 20 VS Heat Pump | 215676913 | HRCU-A-CB | 27VNA048A*030* | CVAVA6124XMA*+UI |  | 50000 | 46500 | 2.52 | 36800 | 2.1
CARRIER | Infinity 20 VS Heat Pump | 215676893 | HRCU-A-CB | 27VNA048A*030* | CVAVA6124XMA*+UI |  | 50000 | 46500 | 2.54 | 36600 | 2.1
CARRIER | Infinity 20 VS Heat Pump | 215676883 | HRCU-A-CB | 27VNA048A*030* | CVAVA6124XMA*+UI |  | 50000 | 46500 | 2.54 | 36600 | 2.1
CARRIER | Infinity 20 VS Heat Pump | 215676873 | HRCU-A-CB | 27VNA048A*030* | CVAVA6124XMA*+UI |  | 50000 | 46500 | 2.54 | 36600 | 2.1
CARRIER | Infinity 20 VS Heat Pump | 215676863 | HRCU-A-CB | 27VNA048A*030* | CVAVA6124XMA*+UI |  | 50000 | 46500 | 2.52 | 36800 | 2
CARRIER | Infinity 20 VS Heat Pump | 215676833 | HRCU-A-CB | 27VNA048A*030* | CVAVA6121XMA*+UI |  | 50000 | 46500 | 2.52 | 36800 | 2.12
CARRIER | Infinity 20 VS Heat Pump | 215676823 | HRCU-A-CB | 27VNA048A*030* | CVAVA6121XMA*+UI |  | 50000 | 46000 | 2.5 | 36400 | 2.02
CARRIER | Infinity 20 VS Heat Pump | 215676813 | HRCU-A-CB | 27VNA048A*030* | CVAVA6121XMA*+UI |  | 50000 | 46500 | 2.52 | 36800 | 2.12
CARRIER | Infinity 23 VS Heat Pump | 215934614 | HRCU-A-CB | 27VNA348A*030* | FE5BN(B,X)C48L*+UI |  | 48500 | 39000 | 2.52 | 36000 | 1.96
CARRIER | Infinity 20 VS Heat Pump | 215676783 | HRCU-A-CB | 27VNA048A*030* | CVAVA6121XMA*+UI |  | 50000 | 46500 | 2.52 | 36600 | 2.12
CARRIER | Infinity 20 VS Heat Pump | 215676773 | HRCU-A-CB | 27VNA048A*030* | CVAVA6121XMA*+UI |  | 50000 | 47000 | 2.5 | 37000 | 2
CARRIER | Infinity 20 VS Heat Pump | 215676753 | HRCU-A-CB | 27VNA048A*030* | CVAVA6121XMA*+UI |  | 50000 | 46500 | 2.52 | 36600 | 2.12
CARRIER | Infinity 20 VS Heat Pump | 215676743 | HRCU-A-CB | 27VNA048A*030* | CVAVA6121XMA*+UI |  | 50000 | 46500 | 2.52 | 36600 | 2.12
CARRIER | Infinity 20 VS Heat Pump | 215676733 | HRCU-A-CB | 27VNA048A*030* | CVAVA6121XMA*+UI |  | 50000 | 47000 | 2.5 | 37000 | 2
CARRIER | Infinity 20 VS Heat Pump | 215676723 | HRCU-A-CB | 27VNA048A*030* | CVAVA6121XMA*+UI |  | 50000 | 47000 | 2.5 | 37000 | 2
CARRIER | Infinity 20 VS Heat Pump | 215676673 | HRCU-A-CB | 27VNA048A*030* | CVAVA6024XMA*+UI |  | 50000 | 46000 | 2.5 | 36600 | 2
CARRIER | Infinity 20 VS Heat Pump | 215676663 | HRCU-A-CB | 27VNA048A*030* | CVAVA6024XMA*+UI |  | 50000 | 46000 | 2.5 | 36600 | 2
CARRIER | Infinity 20 VS Heat Pump | 215676643 | HRCU-A-CB | 27VNA048A*030* | CVAVA6024XMA*+UI |  | 50000 | 46000 | 2.5 | 36400 | 2.02
CARRIER | Infinity 20 VS Heat Pump | 215676623 | HRCU-A-CB | 27VNA048A*030* | CVAVA6024XMA*+UI |  | 50000 | 46000 | 2.5 | 36400 | 2
CARRIER | Infinity 20 VS Heat Pump | 215676613 | HRCU-A-CB | 27VNA048A*030* | CVAVA6024XMA*+UI |  | 50000 | 46000 | 2.5 | 36400 | 2
CARRIER | Infinity 20 VS Heat Pump | 215676573 | HRCU-A-CB | 27VNA048A*030* | CVAVA6021XMA*+UI |  | 50000 | 46500 | 2.5 | 36600 | 2
CARRIER | Infinity 20 VS Heat Pump | 215676553 | HRCU-A-CB | 27VNA048A*030* | CVAVA6021XMA*+UI |  | 50000 | 46500 | 2.5 | 36600 | 2
CARRIER | Infinity 20 VS Heat Pump | 215676543 | HRCU-A-CB | 27VNA048A*030* | CVAVA6021XMA*+UI |  | 50000 | 46500 | 2.5 | 36800 | 2
CARRIER | Infinity 20 VS Heat Pump | 215676513 | HRCU-A-CB | 27VNA048A*030* | CVAVA6021XMA*+UI |  | 50000 | 46500 | 2.52 | 36600 | 2.12
CARRIER | Infinity 20 VS Heat Pump | 215676503 | HRCU-A-CB | 27VNA048A*030* | CVAVA6021XMA*+UI |  | 50000 | 46500 | 2.5 | 36800 | 2
CARRIER | Infinity 20 VS Heat Pump | 215676483 | HRCU-A-CB | 27VNA048A*030* | CVAVA6021XMA*+UI |  | 50000 | 46500 | 2.5 | 36600 | 2.1
CARRIER | Infinity 20 VS Heat Pump | 215676473 | HRCU-A-CB | 27VNA048A*030* | CVAVA6021XMA*+UI |  | 50000 | 46500 | 2.52 | 36600 | 2.12
CARRIER | Infinity 20 VS Heat Pump | 215676393 | HRCU-A-CB | 27VNA048A*030* | CVAVA4924XMA*+UI |  | 50000 | 46000 | 2.5 | 36600 | 2
CARRIER | Infinity 20 VS Heat Pump | 215676383 | HRCU-A-CB | 27VNA048A*030* | CVAVA4924XMA*+UI |  | 50000 | 46000 | 2.5 | 36600 | 2
CARRIER | Infinity 20 VS Heat Pump | 215676373 | HRCU-A-CB | 27VNA048A*030* | CVAVA4924XMA*+UI |  | 50000 | 46000 | 2.5 | 36600 | 2
CARRIER | Infinity 20 VS Heat Pump | 215676363 | HRCU-A-CB | 27VNA048A*030* | CVAVA4924XMA*+UI |  | 50000 | 46000 | 2.5 | 36600 | 2
CARRIER | Infinity 20 VS Heat Pump | 215676333 | HRCU-A-CB | 27VNA048A*030* | CVAVA4924XMA*+UI |  | 50000 | 46000 | 2.5 | 36400 | 2.02
CARRIER | Infinity 20 VS Heat Pump | 215676323 | HRCU-A-CB | 27VNA048A*030* | CVAVA4924XMA*+UI |  | 50000 | 46000 | 2.5 | 36400 | 2
CARRIER | Infinity 20 VS Heat Pump | 215676313 | HRCU-A-CB | 27VNA048A*030* | CVAVA4924XMA*+UI |  | 50000 | 46000 | 2.5 | 36400 | 2
CARRIER | Infinity 20 VS Heat Pump | 215676303 | HRCU-A-CB | 27VNA048A*030* | CVAVA4924XMA*+UI |  | 50000 | 46000 | 2.5 | 36400 | 2
CARRIER | Infinity 20 VS Heat Pump | 215676083 | HRCU-A-CB | 27VNA048A*030* | CVAMA6124XMA*+UI |  | 50000 | 46500 | 2.52 | 36600 | 2.12
CARRIER | Infinity 20 VS Heat Pump | 215676073 | HRCU-A-CB | 27VNA048A*030* | CVAMA6124XMA*+UI |  | 50000 | 46500 | 2.52 | 36600 | 2.12
CARRIER | Infinity 20 VS Heat Pump | 215676063 | HRCU-A-CB | 27VNA048A*030* | CVAMA6124XMA*+UI |  | 50000 | 46500 | 2.52 | 36800 | 2.12
CARRIER | Infinity 20 VS Heat Pump | 215676053 | HRCU-A-CB | 27VNA048A*030* | CVAMA6124XMA*+UI |  | 50000 | 46500 | 2.52 | 36600 | 2.12
CARRIER | Infinity 20 VS Heat Pump | 215676043 | HRCU-A-CB | 27VNA048A*030* | CVAMA6124XMA*+UI |  | 50000 | 46500 | 2.52 | 36800 | 2.12
CARRIER | Infinity 20 VS Heat Pump | 215676023 | HRCU-A-CB | 27VNA048A*030* | CVAMA6124XMA*+UI |  | 50000 | 46500 | 2.54 | 36600 | 2.1
CARRIER | Infinity 20 VS Heat Pump | 215676013 | HRCU-A-CB | 27VNA048A*030* | CVAMA6124XMA*+UI |  | 50000 | 46500 | 2.52 | 36800 | 2
CARRIER | Infinity 20 VS Heat Pump | 215676003 | HRCU-A-CB | 27VNA048A*030* | CVAMA6124XMA*+UI |  | 50000 | 46500 | 2.54 | 36600 | 2.1
CARRIER | Infinity 20 VS Heat Pump | 215675993 | HRCU-A-CB | 27VNA048A*030* | CVAMA6124XMA*+UI |  | 50000 | 46500 | 2.54 | 36600 | 2.1
CARRIER | Infinity 20 VS Heat Pump | 215675983 | HRCU-A-CB | 27VNA048A*030* | CVAMA6124XMA*+UI |  | 50000 | 46500 | 2.54 | 36600 | 2.1
CARRIER | Infinity 20 VS Heat Pump | 215675973 | HRCU-A-CB | 27VNA048A*030* | CVAMA6124XMA*+UI |  | 50000 | 46500 | 2.52 | 36800 | 2.1
CARRIER | Infinity 20 VS Heat Pump | 215675943 | HRCU-A-CB | 27VNA048A*030* | CVAMA6024XMA*+UI |  | 50000 | 46000 | 2.5 | 36600 | 2
CARRIER | Infinity 20 VS Heat Pump | 215675933 | HRCU-A-CB | 27VNA048A*030* | CVAMA6024XMA*+UI |  | 50000 | 46000 | 2.5 | 36600 | 2
CARRIER | Infinity 20 VS Heat Pump | 215675923 | HRCU-A-CB | 27VNA048A*030* | CVAMA6024XMA*+UI |  | 50000 | 46000 | 2.5 | 36600 | 2
CARRIER | Infinity 20 VS Heat Pump | 215675913 | HRCU-A-CB | 27VNA048A*030* | CVAMA6024XMA*+UI |  | 50000 | 46000 | 2.5 | 36400 | 2.02
CARRIER | Infinity 20 VS Heat Pump | 215675893 | HRCU-A-CB | 27VNA048A*030* | CVAMA6024XMA*+UI |  | 50000 | 46000 | 2.5 | 36400 | 2
CARRIER | Infinity 20 VS Heat Pump | 215675883 | HRCU-A-CB | 27VNA048A*030* | CVAMA6024XMA*+UI |  | 50000 | 46000 | 2.5 | 36400 | 2
CARRIER | Infinity 20 VS Heat Pump | 215675873 | HRCU-A-CB | 27VNA048A*030* | CVAMA6024XMA*+UI |  | 50000 | 46000 | 2.5 | 36400 | 2
CARRIER | Infinity 20 VS Heat Pump | 215675833 | HRCU-A-CB | 27VNA048A*030* | CVAMA6021XMA*+UI |  | 50000 | 46500 | 2.5 | 36800 | 2
CARRIER | Infinity 20 VS Heat Pump | 215675813 | HRCU-A-CB | 27VNA048A*030* | CVAMA6021XMA*+UI |  | 50000 | 46500 | 2.5 | 36800 | 2
CARRIER | Infinity 20 VS Heat Pump | 215675803 | HRCU-A-CB | 27VNA048A*030* | CVAMA6021XMA*+UI |  | 50000 | 46500 | 2.5 | 36800 | 2
CARRIER | Infinity 20 VS Heat Pump | 215675773 | HRCU-A-CB | 27VNA048A*030* | CVAMA6021XMA*+UI |  | 50000 | 46500 | 2.52 | 36600 | 2.12
CARRIER | Infinity 20 VS Heat Pump | 215675743 | HRCU-A-CB | 27VNA048A*030* | CVAMA6021XMA*+UI |  | 50000 | 46500 | 2.5 | 36600 | 2
CARRIER | Infinity 20 VS Heat Pump | 215675733 | HRCU-A-CB | 27VNA048A*030* | CVAMA6021XMA*+UI |  | 50000 | 46500 | 2.5 | 36600 | 2.1
CARRIER | Infinity 20 VS Heat Pump | 215675653 | HRCU-A-CB | 27VNA048A*030* | CVAMA4921XMA*+UI |  | 50000 | 46500 | 2.5 | 36800 | 2
CARRIER | Infinity 20 VS Heat Pump | 215675633 | HRCU-A-CB | 27VNA048A*030* | CVAMA4921XMA*+UI |  | 50000 | 46500 | 2.5 | 36800 | 2
CARRIER | Infinity 20 VS Heat Pump | 215675623 | HRCU-A-CB | 27VNA048A*030* | CVAMA4921XMA*+UI |  | 50000 | 46500 | 2.5 | 36800 | 2
CARRIER | Infinity 20 VS Heat Pump | 215675593 | HRCU-A-CB | 27VNA048A*030* | CVAMA4921XMA*+UI |  | 50000 | 46500 | 2.52 | 36600 | 2.02
CARRIER | Infinity 20 VS Heat Pump | 215675573 | HRCU-A-CB | 27VNA048A*030* | CVAMA4921XMA*+UI |  | 50000 | 46500 | 2.5 | 36600 | 2
CARRIER | Infinity 20 VS Heat Pump | 215675563 | HRCU-A-CB | 27VNA048A*030* | CVAMA4921XMA*+UI |  | 50000 | 46500 | 2.5 | 36600 | 2
CARRIER | Infinity 20 VS Heat Pump | 215675343 | HRCU-A-CB | 27VNA048A*030* | FE5BNBD60L*+UI |  | 47000 | 41000 | 2.58 | 33000 | 2.2
CARRIER | Infinity 20 VS Heat Pump | 215675253 | HRCU-A-CB | 27VNA048A*030* | CSAH*6012AM*+UI |  | 48000 | 42000 | 2.5 | 33600 | 2.06
CARRIER | Infinity 20 VS Heat Pump | 215675223 | HRCU-A-CB | 27VNA048A*030* | CSAH*6012AM*+UI |  | 48000 | 42000 | 2.5 | 33600 | 2.06
CARRIER | Infinity 20 VS Heat Pump | 215675213 | HRCU-A-CB | 27VNA048A*030* | CSAH*6012AM*+UI |  | 48000 | 42000 | 2.5 | 33600 | 2.06
CARRIER | Infinity 20 VS Heat Pump | 215675203 | HRCU-A-CB | 27VNA048A*030* | CSAH*6012AM*+UI |  | 48000 | 42000 | 2.5 | 33600 | 2.06
CARRIER | Infinity 20 VS Heat Pump | 215662627 | HRCU-A-CB | 27VNA048A*030* | FE5BN(B,X)C48L*+UI |  | 48000 | 42000 | 2.52 | 33600 | 2.1
CARRIER | Infinity 23 VS Heat Pump | 215931484 | HRCU-A-CB | 27VNA360A*030* | FE5BNBD60L*+UI |  | 60000 | 46000 | 2.52 | 44500 | 2.06
CARRIER | Infinity 23 VS Heat Pump | 215931485 | HRCU-A-CB | 27VNA336A*030* | FE5BN(B,X)C48L*+UI |  | 34200 | 29800 | 2.5 | 25800 | 2.06
CARRIER | Infinity 23 VS Heat Pump | 215931486 | HRCU-A-CB | 27VNA348A*030* | FE5BNBD60L*+UI |  | 48000 | 39000 | 2.58 | 35600 | 1.98
CARRIER | PERFORMANCE | 208447885 | HRCU-A-CB | 38MURAQ18AB3 | 40MUAAQ18XA3 |  | 19000 | 13500 | 2.5 | 18000 | 2
CARRIER | INFINITY 24 HP with GREENSPEED INTELLIGENCE | 206788417 | HRCU-A-CB | 25VNA424A*031* | CSPH*3612AL*+UI |  | 26600 | 24800 | 2.56 | 19700 | 2.5
CARRIER | INFINITY 24 HP with GREENSPEED INTELLIGENCE | 206788427 | HRCU-A-CB | 25VNA424A*031* | CSPH*4212AL*+UI |  | 26400 | 24600 | 2.62 | 19600 | 2.54
CARRIER | INFINITY 24 HP with GREENSPEED INTELLIGENCE | 206788571 | HRCU-A-CB | 25VNA424A*031* | CSPH*3612AL*+UI |  | 26600 | 25000 | 2.54 | 19900 | 2.46
CARRIER | INFINITY 18VS HEAT PUMP | 206764911 | HRCU-A-CB | 25VNA837A*031* | CAP**3721AL*+UI |  | 33000 | 31800 | 2.52 | 25200 | 1.98
CARRIER | INFINITY 18VS HEAT PUMP | 206764917 | HRCU-A-CB | 25VNA837A*031* | CAP**3721AL*+UI |  | 33000 | 31800 | 2.54 | 25200 | 2
CARRIER | INFINITY 18VS HEAT PUMP | 206764919 | HRCU-A-CB | 25VNA837A*031* | CAP**3721AL*+UI |  | 33000 | 31800 | 2.54 | 25200 | 2
CARRIER | INFINITY 18VS HEAT PUMP | 206764952 | HRCU-A-CB | 25VNA837A*031* | CAP**4321AL*+UI |  | 33000 | 31800 | 2.54 | 25200 | 2
CARRIER | INFINITY 18VS HEAT PUMP | 206764958 | HRCU-A-CB | 25VNA837A*031* | CAP**4321AL*+UI |  | 33000 | 31800 | 2.54 | 25200 | 2
CARRIER | INFINITY 18VS HEAT PUMP | 206764960 | HRCU-A-CB | 25VNA837A*031* | CAP**4321AL*+UI |  | 33000 | 31800 | 2.54 | 25200 | 2
CARRIER | INFINITY 18VS HEAT PUMP | 206764961 | HRCU-A-CB | 25VNA837A*031* | CAP**4321AL*+UI |  | 32800 | 31800 | 2.56 | 25000 | 2
CARRIER | INFINITY 18VS HEAT PUMP | 206764967 | HRCU-A-CB | 25VNA837A*031* | CAP**4821AL*+UI |  | 32600 | 31400 | 2.52 | 25000 | 1.98
CARRIER | INFINITY 18VS HEAT PUMP | 206764973 | HRCU-A-CB | 25VNA837A*031* | CAP**4821AL*+UI |  | 32600 | 31400 | 2.52 | 25000 | 1.98
CARRIER | INFINITY 18VS HEAT PUMP | 206764975 | HRCU-A-CB | 25VNA837A*031* | CAP**4821AL*+UI |  | 32600 | 31400 | 2.52 | 25000 | 1.98
CARRIER | INFINITY 18VS HEAT PUMP | 206764976 | HRCU-A-CB | 25VNA837A*031* | CAP**4821AL*+UI |  | 32600 | 31400 | 2.52 | 24800 | 2
CARRIER | INFINITY 18VS HEAT PUMP | 206764981 | HRCU-A-CB | 25VNA837A*031* | CAP**4824AL*+UI |  | 32400 | 31400 | 2.54 | 24800 | 2
CARRIER | INFINITY 18VS HEAT PUMP | 206764982 | HRCU-A-CB | 25VNA837A*031* | CAP**4824AL*+UI |  | 32400 | 31400 | 2.54 | 24800 | 2
CARRIER | INFINITY 18VS HEAT PUMP | 206764984 | HRCU-A-CB | 25VNA837A*031* | CAP**4824AL*+UI |  | 32600 | 31400 | 2.52 | 24800 | 2
CARRIER | INFINITY 18VS HEAT PUMP | 206764985 | HRCU-A-CB | 25VNA837A*031* | CAP**4824AL*+UI |  | 32600 | 31400 | 2.52 | 25000 | 1.98
CARRIER | INFINITY 18VS HEAT PUMP | 206764987 | HRCU-A-CB | 25VNA837A*031* | CAP**4824AL*+UI |  | 32600 | 31400 | 2.52 | 24800 | 2
CARRIER | INFINITY 18VS HEAT PUMP | 206765019 | HRCU-A-CB | 25VNA837A*031* | CNPV*4821AL*+UI |  | 33000 | 31600 | 2.52 | 24800 | 1.96
CARRIER | INFINITY 18VS HEAT PUMP | 206765025 | HRCU-A-CB | 25VNA837A*031* | CNPV*4821AL*+UI |  | 33000 | 31400 | 2.52 | 24800 | 1.96
CARRIER | INFINITY 18VS HEAT PUMP | 206765027 | HRCU-A-CB | 25VNA837A*031* | CNPV*4821AL*+UI |  | 33000 | 31400 | 2.52 | 24800 | 1.96
CARRIER | INFINITY 18VS HEAT PUMP | 206765032 | HRCU-A-CB | 25VNA837A*031* | CNPV*4824AL*+UI |  | 33000 | 31600 | 2.52 | 24800 | 1.96
CARRIER | INFINITY 18VS HEAT PUMP | 206765033 | HRCU-A-CB | 25VNA837A*031* | CNPV*4824AL*+UI |  | 32800 | 31400 | 2.52 | 24800 | 1.98
CARRIER | INFINITY 18VS HEAT PUMP | 206765034 | HRCU-A-CB | 25VNA837A*031* | CNPV*4824AL*+UI |  | 32800 | 31400 | 2.52 | 24800 | 1.96
CARRIER | INFINITY 18VS HEAT PUMP | 206765036 | HRCU-A-CB | 25VNA837A*031* | CNPV*4824AL*+UI |  | 33000 | 31400 | 2.52 | 24800 | 1.96
CARRIER | INFINITY 18VS HEAT PUMP | 206765039 | HRCU-A-CB | 25VNA837A*031* | CNPV*4824AL*+UI |  | 33000 | 31400 | 2.52 | 24800 | 1.96
CARRIER | INFINITY 18VS HEAT PUMP | 206765159 | HRCU-A-CB | 25VNA837A*031* | CNPV*4821AL*+UI |  | 32800 | 31400 | 2.52 | 24800 | 1.96
CARRIER | Performance Series | 207642879 | HMSV-A-CB | 38MGHBQ24CA3 |  | Non-Ducted Indoor Units | 25000 | 20400 | 3.81 | 18500 | 1.9
CARRIER | 38M series | 213372204 | HRCU-A-C | 38MURAQ18AB3 | 40MULAQ24XBX + CI |  | 19000 | 14700 | 2.6 | 15000 | 2.2
CARRIER | 38M series | 213372206 | HRCU-A-C | 38MURAQ24AB3 | 40MULAQ24XBX + CI |  | 25000 | 21000 | 2.58 | 20000 | 1.95
CARRIER | 38MH-series | 208447845 | HRCU-A-CB-O | 38MHRCQ09AA3 | 40MHHAQ09XA3 | Mini-Splits | 10000 | 6000 | 2.51 | 7300 | 2.14
CARRIER | INFINITY 24 HP with GREENSPEED INTELLIGENCE | 206788899 | HRCU-A-CB | 25VNA448A*031* | FE4ANB006L+UI |  | 45500 | 42500 | 2.58 | 35600 | 2.44
CARRIER | INFINITY 24 HP with GREENSPEED INTELLIGENCE | 206788911 | HRCU-A-CB | 25VNA448A*031* | CSPH*6012AL*+UI |  | 46000 | 43000 | 2.5 | 36000 | 2.38
CARRIER | INFINITY 24 HP with GREENSPEED INTELLIGENCE | 206788985 | HRCU-A-CB | 25VNA460A*031* | CAP**6124AL*+UI |  | 60500 | 51000 | 2.5 | 39000 | 2.1
CARRIER | INFINITY 24 HP with GREENSPEED INTELLIGENCE | 206788907 | HRCU-A-CB | 25VNA448A*031* | CAP**6124AL*+UI |  | 46000 | 43000 | 2.5 | 36000 | 2.38
CARRIER | INFINITY 24 HP with GREENSPEED INTELLIGENCE | 206788934 | HRCU-A-CB | 25VNA448A*031* | CAP**6124AL*+UI |  | 46000 | 43000 | 2.5 | 36200 | 2.38
CARRIER | INFINITY 24 HP with GREENSPEED INTELLIGENCE | 206789009 | HRCU-A-CB | 25VNA460A*031* | CAP**6121AL*+UI |  | 60500 | 50500 | 2.5 | 39000 | 2.1
CARRIER | INFINITY 24 HP with GREENSPEED INTELLIGENCE | 206788963 | HRCU-A-CB | 25VNA448A*031* | CAP**6121AL*+UI |  | 46000 | 43000 | 2.5 | 36200 | 2.38
CARRIER | INFINITY 24 HP with GREENSPEED INTELLIGENCE | 206788988 | HRCU-A-CB | 25VNA460A*031* | CAP**6124AL*+UI |  | 60500 | 51000 | 2.5 | 39000 | 2.1
CARRIER | INFINITY 24 HP with GREENSPEED INTELLIGENCE | 206789005 | HRCU-A-CB | 25VNA460A*031* | CAP**6124AL*+UI |  | 60500 | 50500 | 2.52 | 39000 | 2.12
CARRIER | INFINITY 24 HP with GREENSPEED INTELLIGENCE | 206789004 | HRCU-A-CB | 25VNA460A*031* | CAP**6121AL*+UI |  | 60500 | 50500 | 2.5 | 39000 | 2.1
CARRIER | INFINITY 24 HP with GREENSPEED INTELLIGENCE | 206789010 | HRCU-A-CB | 25VNA460A*031* | CAP**6124AL*+UI |  | 60500 | 51000 | 2.5 | 39000 | 2.1
CARRIER | 45M Series | 215323745 | HRCU-A-CB-O | 37MAHAQ18AA3 | 45MAHAQ18XA3 | Mini-Splits | 18000 | 16600 | 2.55 | 18000 | 1.92
CARRIER | 38Mseries | 210025752 | HRCU-A-CB | 38MURAQ60AB3 | 40MUAAQ60XA3 |  | 59000 | 42000 | 2.6 | 54356 | 1.91
CARRIER |  | 215323811 | HRCU-A-CB-O | 37MAHAQ18AA3 | 45MBFAQ16XA3 | Mini-Splits | 17000 | 14200 | 2.6 | 17500 | 1.95
CARRIER |  | 215323810 | HRCU-A-CB-O | 37MAHAQ18AA3 | 45MBCAQ18XA3 | Mini-Splits | 19000 | 14900 | 2.7 | 17000 | 1.9
CARRIER |  | 215323805 | HRCU-A-CB-O | 37MAHAQ12AA3 | 45MBCAQ12XA3 | Mini-Splits | 12000 | 10000 | 2.74 | 11500 | 1.99
CARRIER |  | 215323804 | HRCU-A-CB-O | 37MAHAQ12AA3 | 45MCCAQ12XA3 | Mini-Splits | 12500 | 9600 | 2.65 | 11500 | 1.99
CARRIER |  | 215323798 | HRCU-A-CB | 37MAHAQ06AA3 | 45MBDAQ06XA3 | Mini-Splits | 8000 | 8000 | 2.69 | 7800 | 2.41
CARRIER |  | 215323797 | HRCU-A-CB-O | 37MAHAQ06AA3 | 45MCCAQ06XA3 | Mini-Splits | 7400 | 7000 | 2.66 | 8100 | 2.4
CARRIER |  | 215323742 | HRCU-A-CB-O | 37MAHAQ06AA3 | 45MAHAQ06XA3 | Mini-Splits | 7000 | 7900 | 2.79 | 7700 | 2.4
CARRIER |  | 215323720 | HRCU-A-CB | 37MUHAQ36AA3 | 45MUHAQ36XX3 |  | 37000 | 31000 | 2.5 | 37400 | 1.91
CARRIER |  | 215323833 | HRCU-A-CB-O | 37MARAQ24AA3 | 45MBCAQ24XA3 | Mini-Splits | 25000 | 20400 | 2.73 | 18500 | 2.3
CARRIER |  | 215323830 | HRCU-A-CB-O | 37MARAQ18AA3 | 45MCFAQ18XA3 | Mini-Splits | 18000 | 13700 | 2.51 | 12800 | 2.05
CARRIER |  | 215323816 | HRCU-A-CB-O | 37MAHAQ24AA3 | 45MCFAQ24XA3 | Mini-Splits | 26000 | 20200 | 2.74 | 24200 | 2.16
CARRIER |  | 215323815 | HRCU-A-CB-O | 37MAHAQ24AA3 | 45MBCAQ24XA3 | Mini-Splits | 25000 | 20400 | 2.78 | 23800 | 2.23
CARRIER |  | 215323849 | HRCU-A-CB | 37MBHAQ58AA3 | 45MBDAQ58XH3 | Mini-Splits | 60000 | 45000 | 2.72 | 53500 | 2.1
CARRIER |  | 215323847 | HRCU-A-CB | 37MBHAQ48AA3 | 45MBDAQ48XH3 | Mini-Splits | 52000 | 45000 | 2.61 | 47500 | 2
CARRIER |  | 215323844 | HRCU-A-CB | 37MBHAQ36AA3 | 45MBDAQ36XH3 | Mini-Splits | 42000 | 31600 | 2.73 | 37600 | 2.1
CARRIER |  | 215323835 | HRCU-A-CB | 37MARAQ24AA3 | 45MBDAQ24XH3 | Mini-Splits | 25000 | 21200 | 2.6 | 19000 | 2.3
CARRIER |  | 215323752 | HRCU-A-CB-O | 37MARAQ24AA3 | 45MAHAQ24XA3 | Mini-Splits | 25000 | 18800 | 2.65 | 19600 | 2.54
CARRIER |  | 215323831 | HRCU-A-CB | 37MARAQ18AA3 | 45MBDAQ18XA3 | Mini-Splits | 20000 | 14000 | 2.6 | 14000 | 2.19
CARRIER |  | 215323829 | HRCU-A-CB-O | 37MARAQ18AA3 | 45MBFAQ16XA3 | Mini-Splits | 17000 | 14100 | 2.75 | 13100 | 2.16
CARRIER |  | 215323828 | HRCU-A-CB-O | 37MARAQ18AA3 | 45MBCAQ18XA3 | Mini-Splits | 18000 | 13900 | 2.66 | 12800 | 2.19
CARRIER |  | 215323827 | HRCU-A-CB-O | 37MARAQ18AA3 | 45MCCAQ18XA3 | Mini-Splits | 18000 | 14000 | 2.77 | 13100 | 2.25
CARRIER |  | 215323751 | HRCU-A-CB-O | 37MARAQ18AA3 | 45MAHAQ18XA3 | Mini-Splits | 18000 | 13600 | 2.73 | 12800 | 2.1
CARRIER |  | 215323825 | HRCU-A-CB | 37MARAQ12AA3 | 45MBDAQ12XA3 | Mini-Splits | 12000 | 9500 | 2.58 | 8800 | 2.24
CARRIER |  | 215323824 | HRCU-A-CB-O | 37MARAQ12AA3 | 45MBFAQ12XA3 | Mini-Splits | 12000 | 9000 | 2.87 | 8900 | 2.51
CARRIER |  | 215323823 | HRCU-A-CB-O | 37MARAQ12AA3 | 45MBCAQ12XA3 | Mini-Splits | 12000 | 8500 | 2.8 | 8400 | 2.39
CARRIER |  | 215323822 | HRCU-A-CB-O | 37MARAQ12AA3 | 45MCCAQ12XA3 | Mini-Splits | 12000 | 8600 | 2.77 | 8600 | 2.47
CARRIER |  | 215323750 | HRCU-A-CB-O | 37MARAQ12AA3 | 45MAHAQ12XA3 | Mini-Splits | 12000 | 9300 | 2.84 | 8400 | 2.3
CARRIER |  | 215323819 | HRCU-A-CB-O | 37MARAQ09AA3 | 45MBFAQ09XA3 | Mini-Splits | 9000 | 9000 | 2.9 | 8600 | 2.27
CARRIER |  | 215323818 | HRCU-A-CB-O | 37MARAQ09AA3 | 45MBCAQ12XA3 | Mini-Splits | 10000 | 8500 | 2.8 | 8300 | 2.17
CARRIER |  | 215323749 | HRCU-A-CB-O | 37MARAQ09AA3 | 45MAHAQ09XA3 | Mini-Splits | 10000 | 8100 | 2.83 | 8000 | 2.37
CARRIER |  | 215323748 | HRCU-A-CB-O | 37MARAQ12AA1 | 45MAHAQ12XA1 | Mini-Splits | 12000 | 8700 | 2.68 | 7700 | 2.33
CARRIER |  | 215323747 | HRCU-A-CB-O | 37MAHAQ33AA3 | 45MAHAQ33XA3 | Mini-Splits | 36000 | 30000 | 2.69 | 35000 | 1.98
CARRIER |  | 215323817 | HRCU-A-CB | 37MAHAQ24AA3 | 45MBDAQ24XH3 | Mini-Splits | 26000 | 21600 | 2.71 | 24000 | 2.18
CARRIER |  | 215323746 | HRCU-A-CB-O | 37MAHAQ24AA3 | 45MAHAQ24XA3 | Mini-Splits | 29000 | 21000 | 2.88 | 24200 | 2.34
CARRIER |  | 215413145 | HRCU-A-CB-O | 37MARAQ30AA3 | 45MAHAQ30XA3 | Mini-Splits | 30000 | 20400 | 2.52 | 20000 | 2.03
CARRIER |  | 215413144 | HRCU-A-CB-O | 37MPRAQ18AA3 | 45MPHAQ18XA3 | Mini-Splits | 20000 | 19300 | 3.01 | 22600 | 2.34
CARRIER |  | 215357481 | HMSV-A-CB | 37MGRAQ24DA3 |  | Mixed Ducted and Non-Ducted Indoor Units | 25000 | 18000 | 2.6 | 18000 | 2
CARRIER |  | 215357490 | HMSR-A-CB-O | 37MGRAQ30EA3 |  | Non-Ducted Indoor Units | 31000 | 26600 | 2.5 | 26000 | 2
CARRIER |  | 215357438 | HMSR-A-CB-O | 37MGHAQ24DA3 |  | Non-Ducted Indoor Units | 25000 | 23600 | 2.5 | 25000 | 2
CARRIER |  | 215357479 | HMSV-A-CB | 37MGRAQ24DA3 |  | Ducted Indoor Units | 25000 | 18200 | 2.6 | 18000 | 2
CARRIER |  | 215357477 | HMSR-A-CB-O | 37MGRAQ24DA3 |  | Non-Ducted Indoor Units | 25000 | 17800 | 2.6 | 18000 | 2
CARRIER |  | 215357507 | HMSV-A-CB | 37MGRAQ48FA3 |  | Mixed Ducted and Non-Ducted Indoor Units | 47500 | 37400 | 2.5 | 37000 | 2.05
CARRIER |  | 215357505 | HMSV-A-CB | 37MGRAQ48FA3 |  | Ducted Indoor Units | 47000 | 37000 | 2.5 | 38000 | 2.1
CARRIER |  | 215357502 | HMSR-A-CB-O | 37MGRAQ48FA3 |  | Non-Ducted Indoor Units | 48000 | 38000 | 2.5 | 36000 | 2
CARRIER |  | 215357475 | HMSV-A-CB | 37MGRAQ18CA3 |  | Mixed Ducted and Non-Ducted Indoor Units | 19000 | 14100 | 2.79 | 14000 | 2.31
CARRIER |  | 215357473 | HMSV-A-CB | 37MGRAQ18CA3 |  | Ducted Indoor Units | 19000 | 14600 | 2.8 | 14600 | 2.3
CARRIER |  | 215357470 | HMSR-A-CB-O | 37MGRAQ18CA3 |  | Non-Ducted Indoor Units | 19000 | 13600 | 2.81 | 13500 | 2.3
CARRIER |  | 215357468 | HMSV-A-CB | 37MGHAQ55FA3 |  | Mixed Ducted and Non-Ducted Indoor Units | 55000 | 44500 | 2.65 | 47500 | 2.05
CARRIER |  | 215357466 | HMSV-A-CB | 37MGHAQ55FA3 |  | Ducted Indoor Units | 55000 | 45000 | 2.7 | 48000 | 2.1
CARRIER |  | 215357464 | HMSR-A-CB-O | 37MGHAQ55FA3 |  | Non-Ducted Indoor Units | 55000 | 44000 | 2.6 | 47000 | 2
CARRIER |  | 215357462 | HMSV-A-CB | 37MGHAQ48FA3 |  | Mixed Ducted and Non-Ducted Indoor Units | 48500 | 44000 | 2.6 | 47500 | 2
CARRIER |  | 215357460 | HMSV-A-CB | 37MGHAQ48FA3 |  | Ducted Indoor Units | 48000 | 44500 | 2.6 | 48000 | 2
CARRIER |  | 215357458 | HMSR-A-CB-O | 37MGHAQ48FA3 |  | Non-Ducted Indoor Units | 49000 | 44000 | 2.6 | 47000 | 2
CARRIER |  | 215357437 | HMSV-A-CB | 37MGHAQ18CA3 |  | Mixed Ducted and Non-Ducted Indoor Units | 20000 | 17300 | 2.65 | 18500 | 2
CARRIER |  | 215357435 | HMSV-A-CB | 37MGHAQ18CA3 |  | Ducted Indoor Units | 20000 | 17000 | 2.59 | 18000 | 2
CARRIER |  | 215357433 | HMSR-A-CB-O | 37MGHAQ18CA3 |  | Non-Ducted Indoor Units | 20000 | 17600 | 2.7 | 19000 | 2
CARRIER |  | 215333739 | HRCU-A-CB-O | 37MVRAQ09AA3 | D5MVHAQ09XC3 | Mini-Splits | 10000 | 8000 | 2.58 | 7000 | 2.16
CARRIER |  | 215323832 | HRCU-A-CB | 37MARAQ18AA3 | 45MBDAQ18XH3 | Mini-Splits | 20000 | 14900 | 2.89 | 14200 | 2.41
CARRIER |  | 215323826 | HRCU-A-CB | 37MARAQ12AA3 | 45MBDAQ12XH3 | Mini-Splits | 12000 | 9100 | 2.78 | 8900 | 2.44
CARRIER |  | 215323821 | HRCU-A-CB | 37MARAQ09AA3 | 45MBDAQ12XH3 | Mini-Splits | 10000 | 9300 | 2.9 | 8300 | 2.32
CARRIER |  | 215323820 | HRCU-A-CB | 37MARAQ09AA3 | 45MBDAQ12XA3 | Mini-Splits | 10000 | 8900 | 2.61 | 8600 | 2.25
CARRIER |  | 215323814 | HRCU-A-CB | 37MAHAQ18AA3 | 45MBDAQ18XH3 | Mini-Splits | 19500 | 15000 | 2.89 | 18000 | 2.1
CARRIER |  | 215323808 | HRCU-A-CB | 37MAHAQ12AA3 | 45MBDAQ12XH3 | Mini-Splits | 12000 | 10200 | 2.6 | 12000 | 1.95
CARRIER |  | 215323838 | HRCU-A-CB-O | 37MVRAQ09AA3 | D5MVHAQ09XA3 | Mini-Splits | 10000 | 8000 | 2.58 | 7000 | 2.16
CARRIER |  | 215323850 | HRCU-A-CB-O | 37MBRAQ36AA3 | 45MBCAQ36XA3 | Mini-Splits | 38000 | 26800 | 2.68 | 26600 | 2.2
CARRIER |  | 215323843 | HRCU-A-CB-O | 37MBHAQ36AA3 | 45MCFAQ36XA3 | Mini-Splits | 38000 | 30200 | 2.58 | 39500 | 2.02
CARRIER |  | 215323842 | HRCU-A-CB-O | 37MBHAQ36AA3 | 45MBCAQ36XA3 | Mini-Splits | 37000 | 30600 | 2.56 | 37000 | 1.95
CARRIER |  | 215323834 | HRCU-A-CB-O | 37MARAQ24AA3 | 45MCFAQ24XA3 | Mini-Splits | 24400 | 20000 | 2.56 | 18600 | 2.27
CARRIER |  | 215318763 | HRCU-A-CB | 37MUHAQ48AA3 | 45MUHAQ60XX3 |  | 48000 | 34000 | 2.56 | 48000 | 2
CARRIER |  | 215318762 | HRCU-A-CB | 37MUHAQ30AA3 | 45MUHAQ36XX3 |  | 33000 | 24000 | 2.69 | 33200 | 1.97
CARRIER |  | 215318761 | HRCU-A-CB | 37MUHAQ18AA3 | 45MUHAQ24XX3 |  | 18000 | 14700 | 2.66 | 18600 | 2.12
CARRIER |  | 215318771 | HRCU-A-CB | 37MBHAQ58AA3 | 45MBAAQ60XA3 |  | 59000 | 41000 | 2.6 | 53000 | 2
CARRIER |  | 215318758 | HRCU-A-CB | 37MURAQ36AA3 | 45MUAAQ36XX3 |  | 36000 | 25600 | 2.6 | 27000 | 2
CARRIER |  | 215318754 | HRCU-A-CB | 37MUHAQ60AA3 | 45MUHAQ60XX3 |  | 55000 | 35000 | 2.5 | 54000 | 1.9
CARRIER |  | 215318752 | HRCU-A-CB | 37MUHAQ48AA3 | 45MUAAQ48XX3 |  | 50000 | 37000 | 2.7 | 46000 | 1.9
CARRIER |  | 215318751 | HRCU-A-CB | 37MUHAQ36AA3 | 45MUAAQ36XX3 |  | 37000 | 31800 | 2.56 | 39000 | 1.9
CARRIER |  | 215318750 | HRCU-A-CB | 37MUHAQ30AA3 | 45MUAAQ30XX3 |  | 34000 | 23800 | 2.76 | 32600 | 1.96
CARRIER |  | 215318749 | HRCU-A-CB | 37MUHAQ24AA3 | 45MUHAQ24XX3 |  | 24000 | 19000 | 2.64 | 20600 | 2.14
CARRIER |  | 215318747 | HRCU-A-CB | 37MUHAQ18AA3 | 45MUAAQ18XX3 |  | 19000 | 15000 | 2.6 | 18000 | 2
CARRIER |  | 215318767 | HRCU-A-CB | 37MARAQ18AA3 | 45MBAAQ18XB3 |  | 18000 | 13200 | 2.6 | 13000 | 2.3
CARRIER |  | 215318773 | HRCU-A-CB | 37MBRAQ48AA3 | 45MBAAQ48XA3 |  | 50000 | 40000 | 2.6 | 35200 | 1.9
CARRIER |  | 215318770 | HRCU-A-CB | 37MBHAQ48AA3 | 45MBAAQ48XA3 |  | 50000 | 40000 | 2.5 | 46000 | 2
CARRIER |  | 215318766 | HRCU-A-CB | 37MAHAQ33AA3 | 45MBAAQ36XB3 |  | 35000 | 27400 | 2.58 | 34000 | 2
CARRIER |  | 215318764 | HRCU-A-CB | 37MAHAQ18AA3 | 45MBAAQ18XB3 |  | 19500 | 14000 | 2.6 | 18000 | 2.2
CARRIER | Performance | 206348134 | HRCU-A-CB-O | 38MARBQ12AA1 | 40MAHBQ12XA1 | Mini-Splits | 12100 | 7400 | 2.68 | 6980 | 2.18
CARRIER | INFINITY 24 HP with GREENSPEED INTELLIGENCE | 210720709 | HRCU-A-CB | 25VNA460A*031* | CAP**6124AL*+UI |  | 60500 | 51000 | 2.5 | 39000 | 2.1
CARRIER | INFINITY 24 HP with GREENSPEED INTELLIGENCE | 210720713 | HRCU-A-CB | 25VNA460A*031* | CAP**6124AL*+UI |  | 60500 | 51000 | 2.5 | 39000 | 2.1
CARRIER | INFINITY 24 HP with GREENSPEED INTELLIGENCE | 213361593 | HRCU-A-CB | 25VNA460A*031* | FE4BNBD60L*+UI |  | 59500 | 49500 | 2.64 | 38000 | 2.22
CARRIER | INFINITY 18VS HEAT PUMP 2-STAGE | 210468314 | HRCU-A-CB | 25VNA837A*031*+TSTAT | CSPH*6012AL* |  | 46500 | 30400 | 2.5 | 24200 | 1.98
CARRIER | INFINITY 18VS HEAT PUMP 2-STAGE | 210468204 | HRCU-A-CB | 25VNA837A*031*+TSTAT | CSPH*6012AL* |  | 47000 | 30600 | 2.52 | 24200 | 1.98
CARRIER | INFINITY 18VS HEAT PUMP 2-STAGE | 210468203 | HRCU-A-CB | 25VNA837A*031*+TSTAT | CSPH*6012AL* |  | 47000 | 30600 | 2.52 | 24200 | 1.98
CARRIER | INFINITY 18VS HEAT PUMP 2-STAGE | 210465190 | HRCU-A-CB | 25VNA837A*031*+TSTAT | CNPV*6024AL* |  | 47000 | 30800 | 2.52 | 24200 | 1.96
CARRIER | INFINITY 18VS HEAT PUMP 2-STAGE | 210465000 | HRCU-A-CB | 25VNA837A*031*+TSTAT | CNPV*6024AL* |  | 47000 | 30600 | 2.5 | 24000 | 1.96
CARRIER | INFINITY 18VS HEAT PUMP 2-STAGE | 210464867 | HRCU-A-CB | 25VNA837A*031*+TSTAT | CNPV*4824AL* |  | 47000 | 31000 | 2.52 | 24400 | 1.96
CARRIER | INFINITY 18VS HEAT PUMP 2-STAGE | 210464812 | HRCU-A-CB | 25VNA837A*031*+TSTAT | CNPV*4824AL* |  | 48000 | 31000 | 2.5 | 24400 | 1.94
CARRIER | INFINITY 18VS HEAT PUMP 2-STAGE | 210464677 | HRCU-A-CB | 25VNA837A*031*+TSTAT | CNPV*4824AL* |  | 47500 | 30600 | 2.5 | 24200 | 1.94
CARRIER | INFINITY 18VS HEAT PUMP 2-STAGE | 210464611 | HRCU-A-CB | 25VNA837A*031*+TSTAT | CNPV*4824AL* |  | 47500 | 30800 | 2.5 | 24200 | 1.96
CARRIER | INFINITY 18VS HEAT PUMP 2-STAGE | 210464610 | HRCU-A-CB | 25VNA837A*031*+TSTAT | CNPV*4824AL* |  | 47500 | 30800 | 2.5 | 24200 | 1.96
CARRIER | INFINITY 18VS HEAT PUMP 2-STAGE | 210464599 | HRCU-A-CB | 25VNA837A*031*+TSTAT | CNPV*4824AL* |  | 48000 | 31000 | 2.5 | 24400 | 1.96
CARRIER | INFINITY 18VS HEAT PUMP 2-STAGE | 210464456 | HRCU-A-CB | 25VNA837A*031*+TSTAT | CNPV*4821AL* |  | 48000 | 31000 | 2.5 | 24400 | 1.94
CARRIER | INFINITY 18VS HEAT PUMP 2-STAGE | 210464301 | HRCU-A-CB | 25VNA837A*031*+TSTAT | CNPV*4821AL* |  | 48000 | 31000 | 2.5 | 24400 | 1.94
CARRIER | INFINITY 18VS HEAT PUMP 2-STAGE | 210464265 | HRCU-A-CB | 25VNA837A*031*+TSTAT | CNPV*4821AL* |  | 47500 | 30800 | 2.5 | 24200 | 1.94
CARRIER | INFINITY 18VS HEAT PUMP 2-STAGE | 210464166 | HRCU-A-CB | 25VNA837A*031*+TSTAT | CNPV*4821AL* |  | 47500 | 30800 | 2.5 | 24200 | 1.96
CARRIER | INFINITY 18VS HEAT PUMP 2-STAGE | 210464165 | HRCU-A-CB | 25VNA837A*031*+TSTAT | CNPV*4821AL* |  | 47500 | 30800 | 2.5 | 24200 | 1.96
CARRIER | INFINITY 18VS HEAT PUMP 2-STAGE | 210462013 | HRCU-A-CB | 25VNA837A*031*+TSTAT | CAP**6124AL* |  | 47000 | 30800 | 2.52 | 24400 | 1.98
CARRIER | INFINITY 18VS HEAT PUMP 2-STAGE | 210461958 | HRCU-A-CB | 25VNA837A*031*+TSTAT | CAP**6124AL* |  | 47000 | 30600 | 2.5 | 24400 | 1.98
CARRIER | INFINITY 18VS HEAT PUMP 2-STAGE | 210461834 | HRCU-A-CB | 25VNA837A*031*+TSTAT | CAP**6124AL* |  | 47000 | 30600 | 2.5 | 24400 | 1.98
CARRIER | INFINITY 18VS HEAT PUMP 2-STAGE | 210461823 | HRCU-A-CB | 25VNA837A*031*+TSTAT | CAP**6124AL* |  | 46500 | 30400 | 2.5 | 24000 | 1.96
CARRIER | INFINITY 18VS HEAT PUMP 2-STAGE | 210461801 | HRCU-A-CB | 25VNA837A*031*+TSTAT | CAP**6124AL* |  | 47000 | 30600 | 2.5 | 24400 | 1.98
CARRIER | INFINITY 18VS HEAT PUMP 2-STAGE | 210461790 | HRCU-A-CB | 25VNA837A*031*+TSTAT | CAP**6124AL* |  | 47000 | 30600 | 2.5 | 24400 | 1.96
CARRIER | INFINITY 18VS HEAT PUMP 2-STAGE | 210461757 | HRCU-A-CB | 25VNA837A*031*+TSTAT | CAP**6124AL* |  | 46500 | 30400 | 2.5 | 24200 | 1.98
CARRIER | INFINITY 18VS HEAT PUMP 2-STAGE | 210461756 | HRCU-A-CB | 25VNA837A*031*+TSTAT | CAP**6124AL* |  | 46500 | 30400 | 2.5 | 24200 | 1.98
CARRIER | INFINITY 18VS HEAT PUMP 2-STAGE | 210461745 | HRCU-A-CB | 25VNA837A*031*+TSTAT | CAP**6124AL* |  | 46500 | 30600 | 2.5 | 24200 | 1.98
CARRIER | INFINITY 18VS HEAT PUMP 2-STAGE | 210461447 | HRCU-A-CB | 25VNA837A*031*+TSTAT | CAP**6121AL* |  | 46500 | 30600 | 2.5 | 24400 | 1.96
CARRIER | INFINITY 18VS HEAT PUMP 2-STAGE | 210461424 | HRCU-A-CB | 25VNA837A*031*+TSTAT | CAP**6121AL* |  | 47000 | 30600 | 2.5 | 24400 | 1.98
CARRIER | INFINITY 18VS HEAT PUMP 2-STAGE | 210461411 | HRCU-A-CB | 25VNA837A*031*+TSTAT | CAP**6121AL* |  | 47000 | 30600 | 2.5 | 24400 | 1.98
CARRIER | INFINITY 18VS HEAT PUMP 2-STAGE | 210461323 | HRCU-A-CB | 25VNA837A*031*+TSTAT | CAP**6121AL* |  | 46500 | 30400 | 2.5 | 24200 | 1.96
CARRIER | INFINITY 18VS HEAT PUMP 2-STAGE | 210461322 | HRCU-A-CB | 25VNA837A*031*+TSTAT | CAP**6121AL* |  | 46500 | 30400 | 2.5 | 24200 | 1.96
CARRIER | INFINITY 18VS HEAT PUMP 2-STAGE | 210459734 | HRCU-A-CB | 25VNA837A*031*+TSTAT | CAP**4321AL* |  | 47500 | 30800 | 2.52 | 24400 | 1.98
CARRIER | INFINITY 18VS HEAT PUMP 2-STAGE | 210459733 | HRCU-A-CB | 25VNA837A*031*+TSTAT | CAP**4321AL* |  | 47500 | 30800 | 2.52 | 24400 | 1.98
CARRIER | INFINITY 18VS HEAT PUMP 2-STAGE | 210458477 | HRCU-A-CB | 25VNA837A*031*+TSTAT | CAP**3721AL* |  | 47500 | 30800 | 2.52 | 24400 | 1.98
CARRIER | INFINITY 18VS HEAT PUMP 2-STAGE | 210458476 | HRCU-A-CB | 25VNA837A*031*+TSTAT | CAP**3721AL* |  | 47500 | 30800 | 2.52 | 24400 | 1.98
CARRIER | INFINITY 18VS HEAT PUMP | 210470985 | HRCU-A-CB | 25VNA837A*031* | CNPV*6024AL*+UI |  | 32200 | 31200 | 2.52 | 24600 | 1.98
CARRIER | INFINITY 18VS HEAT PUMP | 210470963 | HRCU-A-CB | 25VNA837A*031* | CNPV*6024AL*+UI |  | 32200 | 31400 | 2.5 | 24800 | 1.96
CARRIER | INFINITY 18VS HEAT PUMP | 210470952 | HRCU-A-CB | 25VNA837A*031* | CNPV*6024AL*+UI |  | 32200 | 31200 | 2.52 | 24600 | 1.98
CARRIER | INFINITY 18VS HEAT PUMP | 210470930 | HRCU-A-CB | 25VNA837A*031* | CNPV*6024AL*+UI |  | 32200 | 31200 | 2.52 | 24600 | 1.98
CARRIER | INFINITY 18VS HEAT PUMP | 210470919 | HRCU-A-CB | 25VNA837A*031* | CNPV*6024AL*+UI |  | 32200 | 31200 | 2.52 | 24600 | 1.98
CARRIER | INFINITY 18VS HEAT PUMP | 210470908 | HRCU-A-CB | 25VNA837A*031* | CNPV*6024AL*+UI |  | 32200 | 31400 | 2.52 | 24800 | 1.98
CARRIER | INFINITY 18VS HEAT PUMP | 210470897 | HRCU-A-CB | 25VNA837A*031* | CNPV*6024AL*+UI |  | 32200 | 31400 | 2.5 | 24800 | 1.98
CARRIER | INFINITY 18VS HEAT PUMP | 210470886 | HRCU-A-CB | 25VNA837A*031* | CNPV*6024AL*+UI |  | 32200 | 31200 | 2.52 | 24600 | 1.98
CARRIER | INFINITY 18VS HEAT PUMP | 210470875 | HRCU-A-CB | 25VNA837A*031* | CNPV*6024AL*+UI |  | 32200 | 31200 | 2.52 | 24600 | 1.98
CARRIER | INFINITY 18VS HEAT PUMP | 210470843 | HRCU-A-CB | 25VNA837A*031* | CNPV*4824AL*+UI |  | 32800 | 31400 | 2.52 | 24600 | 1.98
CARRIER | INFINITY 18VS HEAT PUMP | 210470832 | HRCU-A-CB | 25VNA837A*031* | CNPV*4824AL*+UI |  | 32800 | 31400 | 2.52 | 24800 | 1.96
CARRIER | INFINITY 18VS HEAT PUMP | 210470809 | HRCU-A-CB | 25VNA837A*031* | CNPV*4821AL*+UI |  | 33000 | 31600 | 2.5 | 24800 | 1.96
CARRIER | INFINITY 18VS HEAT PUMP | 210470798 | HRCU-A-CB | 25VNA837A*031* | CNPV*4821AL*+UI |  | 33000 | 31600 | 2.5 | 24800 | 1.96
CARRIER | INFINITY 18VS HEAT PUMP | 210470627 | HRCU-A-CB | 25VNA837A*031* | CAP**6124AL*+UI |  | 32000 | 31200 | 2.54 | 24800 | 2
CARRIER | INFINITY 18VS HEAT PUMP | 210470605 | HRCU-A-CB | 25VNA837A*031* | CAP**6124AL*+UI |  | 32000 | 31200 | 2.52 | 25000 | 2
CARRIER | INFINITY 18VS HEAT PUMP | 210470594 | HRCU-A-CB | 25VNA837A*031* | CAP**6124AL*+UI |  | 32000 | 31200 | 2.54 | 24800 | 2
CARRIER | INFINITY 18VS HEAT PUMP | 210470572 | HRCU-A-CB | 25VNA837A*031* | CAP**6124AL*+UI |  | 32000 | 31200 | 2.54 | 24800 | 2
CARRIER | INFINITY 18VS HEAT PUMP | 210470561 | HRCU-A-CB | 25VNA837A*031* | CAP**6124AL*+UI |  | 32000 | 31200 | 2.54 | 24800 | 2.02
CARRIER | INFINITY 18VS HEAT PUMP | 210470495 | HRCU-A-CB | 25VNA837A*031* | CAP**6121AL*+UI |  | 32000 | 31200 | 2.54 | 24800 | 2
CARRIER | INFINITY 18VS HEAT PUMP | 210470484 | HRCU-A-CB | 25VNA837A*031* | CAP**6121AL*+UI |  | 32000 | 31200 | 2.52 | 24800 | 2
CARRIER | INFINITY 18VS HEAT PUMP | 210470462 | HRCU-A-CB | 25VNA837A*031* | CAP**6121AL*+UI |  | 32000 | 31200 | 2.52 | 24800 | 2
CARRIER | INFINITY 18VS HEAT PUMP | 210470440 | HRCU-A-CB | 25VNA837A*031* | CAP**6121AL*+UI |  | 32000 | 31200 | 2.52 | 25000 | 2
CARRIER | INFINITY 18VS HEAT PUMP | 210470341 | HRCU-A-CB | 25VNA837A*031* | CAP**6024AL*+UI |  | 31800 | 31000 | 2.52 | 24800 | 2
CARRIER | INFINITY 18VS HEAT PUMP | 210470319 | HRCU-A-CB | 25VNA837A*031* | CAP**6024AL*+UI |  | 32000 | 31200 | 2.5 | 24800 | 1.98
CARRIER | INFINITY 18VS HEAT PUMP | 210470308 | HRCU-A-CB | 25VNA837A*031* | CAP**6024AL*+UI |  | 31800 | 31000 | 2.52 | 24800 | 2
CARRIER | INFINITY 18VS HEAT PUMP | 210470286 | HRCU-A-CB | 25VNA837A*031* | CAP**6024AL*+UI |  | 31800 | 31000 | 2.52 | 24800 | 2
CARRIER | INFINITY 18VS HEAT PUMP | 210470275 | HRCU-A-CB | 25VNA837A*031* | CAP**6024AL*+UI |  | 31800 | 31000 | 2.52 | 24800 | 2
CARRIER | INFINITY 18VS HEAT PUMP | 210470264 | HRCU-A-CB | 25VNA837A*031* | CAP**6024AL*+UI |  | 31800 | 31000 | 2.5 | 24800 | 1.98
CARRIER | INFINITY 18VS HEAT PUMP | 210596233 | HRCU-A-CB | 25VNA837A*030* | CNPV*6024AL*+UI |  | 32200 | 31200 | 2.52 | 24600 | 1.98
CARRIER | INFINITY 24 HP with GREENSPEED INTELLIGENCE | 210533114 | HRCU-A-CB | 25VNA424A*031* | CSPH*4212AL*+UI |  | 26600 | 24600 | 2.6 | 19700 | 2.52
CARRIER | INFINITY 24 HP with GREENSPEED INTELLIGENCE | 210533112 | HRCU-A-CB | 25VNA424A*031* | CSPH*4212AL*+UI |  | 26400 | 24600 | 2.6 | 19600 | 2.54
CARRIER | INFINITY 24 HP with GREENSPEED INTELLIGENCE | 210533106 | HRCU-A-CB | 25VNA424A*031* | CSPH*4212AL*+UI |  | 26600 | 24800 | 2.56 | 19800 | 2.5
CARRIER | INFINITY 24 HP with GREENSPEED INTELLIGENCE | 210533102 | HRCU-A-CB | 25VNA424A*031* | CSPH*3012AL*+UI |  | 27000 | 24800 | 2.54 | 19800 | 2.48
CARRIER | INFINITY 24 HP with GREENSPEED INTELLIGENCE | 210533100 | HRCU-A-CB | 25VNA424A*031* | CSPH*3012AL*+UI |  | 27000 | 25000 | 2.52 | 19900 | 2.46
CARRIER | INFINITY 24 HP with GREENSPEED INTELLIGENCE | 210533096 | HRCU-A-CB | 25VNA424A*031* | CSPH*3012AL*+UI |  | 27000 | 25000 | 2.5 | 20000 | 2.44
CARRIER | INFINITY 24 HP with GREENSPEED INTELLIGENCE | 210533090 | HRCU-A-CB | 25VNA424A*031* | CSPH*3012AL*+UI |  | 27000 | 25000 | 2.52 | 19900 | 2.46
CARRIER | INFINITY 24 HP with GREENSPEED INTELLIGENCE | 210533088 | HRCU-A-CB | 25VNA424A*031* | CSPH*3012AL*+UI |  | 27000 | 25000 | 2.52 | 19900 | 2.46
CARRIER | INFINITY 24 HP with GREENSPEED INTELLIGENCE | 210533080 | HRCU-A-CB | 25VNA424A*031* | CNPV*4221AL*+UI |  | 26600 | 24800 | 2.52 | 19800 | 2.46
CARRIER | INFINITY 24 HP with GREENSPEED INTELLIGENCE | 210533078 | HRCU-A-CB | 25VNA424A*031* | CNPV*4221AL*+UI |  | 26600 | 24800 | 2.52 | 19800 | 2.46
CARRIER | INFINITY 24 HP with GREENSPEED INTELLIGENCE | 210533076 | HRCU-A-CB | 25VNA424A*031* | CNPV*4221AL*+UI |  | 26600 | 24800 | 2.52 | 19800 | 2.46
CARRIER | INFINITY 24 HP with GREENSPEED INTELLIGENCE | 210533070 | HRCU-A-CB | 25VNA424A*031* | CNPV*4217AL*+UI |  | 26600 | 24800 | 2.56 | 19700 | 2.5
CARRIER | INFINITY 24 HP with GREENSPEED INTELLIGENCE | 210533068 | HRCU-A-CB | 25VNA424A*031* | CNPV*4217AL*+UI |  | 26600 | 24800 | 2.56 | 19700 | 2.5
CARRIER | INFINITY 24 HP with GREENSPEED INTELLIGENCE | 210533066 | HRCU-A-CB | 25VNA424A*031* | CNPV*4217AL*+UI |  | 26600 | 25000 | 2.52 | 19900 | 2.46
CARRIER | INFINITY 24 HP with GREENSPEED INTELLIGENCE | 210533046 | HRCU-A-CB | 25VNA424A*031* | CAP**4321AL*+UI |  | 26400 | 24800 | 2.6 | 19800 | 2.52
CARRIER | INFINITY 24 HP with GREENSPEED INTELLIGENCE | 210533044 | HRCU-A-CB | 25VNA424A*031* | CAP**4321AL*+UI |  | 26400 | 24600 | 2.64 | 19600 | 2.58
CARRIER | INFINITY 24 HP with GREENSPEED INTELLIGENCE | 210533042 | HRCU-A-CB | 25VNA424A*031* | CAP**4321AL*+UI |  | 26400 | 24800 | 2.58 | 19800 | 2.52
CARRIER | INFINITY 24 HP with GREENSPEED INTELLIGENCE | 210533040 | HRCU-A-CB | 25VNA424A*031* | CAP**4321AL*+UI |  | 26400 | 24800 | 2.6 | 19800 | 2.55
CARRIER | INFINITY 24 HP with GREENSPEED INTELLIGENCE | 210533038 | HRCU-A-CB | 25VNA424A*031* | CAP**4321AL*+UI |  | 26600 | 24800 | 2.58 | 19900 | 2.52
CARRIER | INFINITY 24 HP with GREENSPEED INTELLIGENCE | 210533034 | HRCU-A-CB | 25VNA424A*031* | CAP**4321AL*+UI |  | 26400 | 24600 | 2.62 | 19700 | 2.55
CARRIER | INFINITY 24 HP with GREENSPEED INTELLIGENCE | 210533032 | HRCU-A-CB | 25VNA424A*031* | CAP**4321AL*+UI |  | 26400 | 24600 | 2.64 | 19600 | 2.56
CARRIER | INFINITY 24 HP with GREENSPEED INTELLIGENCE | 210533026 | HRCU-A-CB | 25VNA424A*031* | CAP**4321AL*+UI |  | 26400 | 24800 | 2.58 | 19800 | 2.52
CARRIER | INFINITY 24 HP with GREENSPEED INTELLIGENCE | 210533024 | HRCU-A-CB | 25VNA424A*031* | CAP**4224AL*+UI |  | 26600 | 24800 | 2.54 | 19700 | 2.48
CARRIER | INFINITY 24 HP with GREENSPEED INTELLIGENCE | 210533020 | HRCU-A-CB | 25VNA424A*031* | CAP**4221AL*+UI |  | 26600 | 24800 | 2.52 | 19700 | 2.46
CARRIER | INFINITY 24 HP with GREENSPEED INTELLIGENCE | 210533018 | HRCU-A-CB | 25VNA424A*031* | CAP**4221AL*+UI |  | 26600 | 24800 | 2.52 | 19700 | 2.48
CARRIER | INFINITY 24 HP with GREENSPEED INTELLIGENCE | 210533010 | HRCU-A-CB | 25VNA424A*031* | CAP**3721AL*+UI |  | 26400 | 24800 | 2.58 | 19800 | 2.52
CARRIER | INFINITY 24 HP with GREENSPEED INTELLIGENCE | 210533008 | HRCU-A-CB | 25VNA424A*031* | CAP**3721AL*+UI |  | 26400 | 24600 | 2.64 | 19600 | 2.58
CARRIER | INFINITY 24 HP with GREENSPEED INTELLIGENCE | 210533006 | HRCU-A-CB | 25VNA424A*031* | CAP**3721AL*+UI |  | 26400 | 24800 | 2.58 | 19800 | 2.52
CARRIER | INFINITY 24 HP with GREENSPEED INTELLIGENCE | 210533004 | HRCU-A-CB | 25VNA424A*031* | CAP**3721AL*+UI |  | 26400 | 24800 | 2.6 | 19800 | 2.55
CARRIER | INFINITY 24 HP with GREENSPEED INTELLIGENCE | 210533002 | HRCU-A-CB | 25VNA424A*031* | CAP**3721AL*+UI |  | 26600 | 24800 | 2.58 | 19900 | 2.52
CARRIER | INFINITY 24 HP with GREENSPEED INTELLIGENCE | 210532998 | HRCU-A-CB | 25VNA424A*031* | CAP**3721AL*+UI |  | 26400 | 24600 | 2.62 | 19700 | 2.55
CARRIER | INFINITY 24 HP with GREENSPEED INTELLIGENCE | 210532996 | HRCU-A-CB | 25VNA424A*031* | CAP**3721AL*+UI |  | 26400 | 24600 | 2.62 | 19700 | 2.55
CARRIER | INFINITY 24 HP with GREENSPEED INTELLIGENCE | 210532990 | HRCU-A-CB | 25VNA424A*031* | CAP**3721AL*+UI |  | 26600 | 24800 | 2.58 | 19800 | 2.52
CARRIER | INFINITY 24 HP with GREENSPEED INTELLIGENCE | 210532964 | HRCU-A-CB | 25VNA424A*031* | CAP**2517AL*+UI |  | 26400 | 24800 | 2.6 | 19700 | 2.54
CARRIER | INFINITY 24 HP with GREENSPEED INTELLIGENCE | 210532962 | HRCU-A-CB | 25VNA424A*031* | CAP**2517AL*+UI |  | 26600 | 25000 | 2.56 | 19900 | 2.5
CARRIER | INFINITY 24 HP with GREENSPEED INTELLIGENCE | 210532960 | HRCU-A-CB | 25VNA424A*031* | CAP**2517AL*+UI |  | 26600 | 24800 | 2.58 | 19800 | 2.52
CARRIER | INFINITY 24 HP with GREENSPEED INTELLIGENCE | 210532958 | HRCU-A-CB | 25VNA424A*031* | CAP**2517AL*+UI |  | 26600 | 25000 | 2.56 | 19900 | 2.5
CARRIER | INFINITY 24 HP with GREENSPEED INTELLIGENCE | 210532956 | HRCU-A-CB | 25VNA424A*031* | CAP**2517AL*+UI |  | 26400 | 24800 | 2.6 | 19800 | 2.52
CARRIER | INFINITY 24 HP with GREENSPEED INTELLIGENCE | 210532954 | HRCU-A-CB | 25VNA424A*031* | CAP**2517AL*+UI |  | 26600 | 24800 | 2.6 | 19700 | 2.54
CARRIER | INFINITY 24 HP with GREENSPEED INTELLIGENCE | 210532952 | HRCU-A-CB | 25VNA424A*031* | CAP**2517AL*+UI |  | 26400 | 24800 | 2.62 | 19700 | 2.54
CARRIER | Performance | 202345965 | HMSV-A-CB | 38MGRQ18B--3 |  | Ducted Indoor Units | 18500 | 11500 | 2.7 | 14400 | 2.1
CARRIER | Performance | 8738634 | HRCU-A-CB-O | 38MAQB12R--1 | 40MAQB12B--1 | Mini-Splits | 12000 | 7600 | 2.59 | 6490 | 1.94
CARRIER |  | 8738635 | HRCU-A-CB-O | 38MAQB09R--3 | 40MAQB09B--3 | Mini-Splits | 10900 | 6900 | 2.73 | 10900 | 1.98
CARRIER | Infinity | 201753411 | HRCU-A-CB-O | 38MPRAQ12AA3 | 40MPHAQ12XA3 | Mini-Splits | 12000 | 6800 | 2.66 | 13887 | 2
CARRIER | Infinity | 201753408 | HRCU-A-CB-O | 38MPRAQ09AA3 | 40MPHAQ09XA3 | Mini-Splits | 10000 | 7200 | 2.78 | 13000 | 2.01
CARRIER | Infinity | 202463635 | HRCU-A-CB-O | 38MPRAQ24AA3 | 40MPHAQ24XA3 | Mini-Splits | 24000 | 15450 | 3 | 24000 | 2
CARRIER | Infinity | 202463634 | HRCU-A-CB-O | 38MPRAQ18AA3 | 40MPHAQ18XA3 | Mini-Splits | 18000 | 12300 | 3.19 | 18000 | 2
CARRIER |  | 8738636 | HRCU-A-CB-O | 38MAQB12R--3 | 40MAQB12B--3 | Mini-Splits | 12000 | 7800 | 2.66 | 12010 | 1.98
CARRIER | Performance | 206396031 | HRCU-A-CB-O | 38MAQB12R--3 | 40MAHBQ12XA3 | Mini-Splits | 12000 | 7500 | 2.56 | 12010 | 1.98
CARRIER | Performance | 206350336 | HRCU-A-CB | 38MARBQ24AA3 | 40MBDQ24--3 | Mini-Splits | 24600 | 14500 | 2.8 | 27910 | 2.01
CARRIER | Performance Series | 207642880 | HMSV-A-CB | 38MGHBQ24CA3 |  | Ducted Indoor Units | 24000 | 18500 | 2.85 | 21500 | 1.95
CARRIER | Performance Series | 207642888 | HMSR-A-CB-O | 38MGHBQ48EA3 |  | Non-Ducted Indoor Units | 49000 | 30000 | 2.5 | 48000 | 2
CARRIER | Performance Series | 207642882 | HMSR-A-CB-O | 38MGHBQ30DA3 |  | Non-Ducted Indoor Units | 30000 | 17500 | 2.82 | 29400 | 1.9
CARRIER |  | 9118461 | HMSR-A-CB-O | 38MGRQ18B--3 |  | Non-Ducted Indoor Units | 19000 | 12000 | 2.81 | 13990 | 2.15
CARRIER |  | 9118473 | HMSR-A-CB-O | 38MGRQ36D--3 |  | Non-Ducted Indoor Units | 36000 | 23200 | 2.79 | 36080 | 1.96
CARRIER |  | 9118477 | HMSR-A-CB-O | 38MGRQ48E--3 |  | Non-Ducted Indoor Units | 48000 | 29600 | 2.7 | 36340 | 1.98
CARRIER | Performance | 207826660 | HMSV-A-CB | 38MARBQ24AA3 | 40MBABQ24XB3 | Mini-Splits | 26000 | 16200 | 2.79 | 21507 | 1.95
CENTURY | A-VMH Series | 214442634 | HMSR-A-CB-O | A-VMH55PV-1 |  | Non-Ducted Indoor Units | 55000 | 34400 | 2.5 | 47000 | 1.94
CENTURY | A-VMH Series | 214442635 | HMSV-A-CB | A-VMH55PV-1 |  | Ducted Indoor Units | 55000 | 35200 | 2.5 | 47000 | 1.94
CENTURY | A-VMH Series | 214442636 | HMSV-A-CB | A-VMH55PV-1 |  | Mixed Ducted and Non-Ducted Indoor Units | 55000 | 34800 | 2.5 | 47000 | 1.94
CENTURY | A series | 212940802 | HRCU-A-CB | A-VCD24SA-1 | B-VCD24SA-1 |  | 24000 | 19200 | 2.5 | 24071 | 1.91
CENTURY | A series | 212940800 | HRCU-A-CB | A-VCD18SA-1 | B-VCD18SA-1 |  | 19000 | 13500 | 2.6 | 18629 | 2.04
CENTURY | A-series | 212940813 | HRCU-A-CB-O | A-VMH06SV-1 | B-VMH06SV-1 | Mini-Splits | 7000 | 8500 | 2.9 | 8581 | 2.19
CENTURY | A series | 212940799 | HRCU-A-C | A-VCD18SA-1 | MCD18/24B1A |  | 19000 | 14700 | 2.6 | 15000 | 2.2
CENTURY | A-series | 212940821 | HMSR-A-CB-O | A-VMH18DV-1 |  | Non-Ducted Indoor Units | 20000 | 15000 | 2.5 | 20000 | 1.93
CENTURY | A-series | 212940814 | HRCU-A-CB-O | A-VMH09SV-1 | B-VMH09SV-1 | Mini-Splits | 12000 | 9500 | 2.53 | 11109 | 1.97
CENTURY | A-series | 212940820 | HMSV-A-CB | A-VMH18DV-1 |  | Ducted Indoor Units | 20000 | 16000 | 2.61 | 20000 | 1.95
CENTURY | A-series | 212940822 | HMSV-A-CB | A-VMH18DV-1 |  | Mixed Ducted and Non-Ducted Indoor Units | 20000 | 15500 | 2.55 | 20000 | 1.95
CENTURY | A series | 212940798 | HRCU-A-C | A-VCD24SA-1 | MCD18/24B1A |  | 25000 | 21000 | 2.58 | 20000 | 1.95
CENTURY |  | 201862958 | HMSR-A-CB-O | A-VMH28TU-1 |  | Non-Ducted Indoor Units | 31400 | 18000 | 2.75 | 26357 | 1.97
CENTURY |  | 201862959 | HMSR-A-CB-O | A-VMH36QU-1 |  | Non-Ducted Indoor Units | 36000 | 23200 | 2.78 | 36000 | 1.96
CENTURY |  | 207071379 | HRCU-A-CB | HRG1836S1P | EAH1P30B+H4TXV01 | Ducted Indoor Units | 24000 | 15300 | 2.51 | 12500 | 2.19
CENTURY |  | 207071361 | HRCU-A-CB | HRG1836S1P | EAH1P30A+H4TXV01 | Ducted Indoor Units | 24000 | 15200 | 2.5 | 12500 | 2.19
CENTURY |  | 207071367 | HRCU-A-CB | HRG1836S1P | EAH1P30B+H4TXV01 | Ducted Indoor Units | 24000 | 15300 | 2.51 | 12500 | 2.19
CENTURY |  | 207071377 | HRCU-A-CB | HRG1836S1P | EAH1P30B+H4TXV01 | Ducted Indoor Units | 24000 | 15300 | 2.51 | 12500 | 2.18
CENTURY |  | 207071363 | HRCU-A-CB | HRG1836S1P | EAH1P30B+H4TXV01 | Ducted Indoor Units | 24000 | 15300 | 2.51 | 12500 | 2.18
CENTURY |  | 207071365 | HRCU-A-CB | HRG1836S1P | EAH1P30B+H4TXV01 | Ducted Indoor Units | 24000 | 15300 | 2.52 | 12500 | 2.19
CENTURY | A series | 212940797 | HRCU-A-CB | A-VCD60SA-1 | B-VCD60SA-1 |  | 59000 | 42000 | 2.6 | 54356 | 1.91
CHAMPION HEATING AND COOLING | LX SERIES | 214396409 | HRCU-A-CB | HH836E2S11 | CTF36C5CDS1 |  | 33000 | 29600 | 2.62 | 27200 | 2
CHAMPION HEATING AND COOLING | LX SERIES | 214396404 | HRCU-A-CB | HH836E2S11 | CTF36C5CDS1 |  | 33000 | 29600 | 2.62 | 27200 | 2
CHAMPION HEATING AND COOLING | LX SERIES | 214398469 | HRCU-A-CB | HH860E2S11 | CTF60D5CJS1 |  | 55500 | 38500 | 2.56 | 40000 | 2
CHAMPION HEATING AND COOLING | LX SERIES | 215853495 | HRCU-A-CB | HH860E2S11 | CTM60D5CJS1 |  | 55000 | 38500 | 2.56 | 40000 | 2
CHAMPION HEATING AND COOLING | LX SERIES | 215853497 | HRCU-A-CB | HH860E2S11 | CTF60D5CJS1 |  | 54500 | 37600 | 2.6 | 39500 | 2
CHAMPION HEATING AND COOLING | LX SERIES | 214609095 | HRCU-A-CB | HH824E2S11 | CTM30B5ACS1 |  | 23000 | 17900 | 2.6 | 19200 | 2
CHAMPION HEATING AND COOLING | LX SERIES | 215853445 | HRCU-A-CB | HH836E2S11 | CTF36C5CDS1 |  | 33000 | 29600 | 2.6 | 27200 | 2
CHAMPION HEATING AND COOLING | LX SERIES | 214609193 | HRCU-A-CB | HH860E2S11 | CTM60C5CHS1 |  | 54000 | 37400 | 2.54 | 39000 | 2
CHAMPION HEATING AND COOLING | LX SERIES | 214609218 | HRCU-A-CB | HH824E2S11 | CTM36B5ADS1 |  | 23000 | 18300 | 2.76 | 18600 | 2
CHAMPION HEATING AND COOLING | LX SERIES | 215853447 | HRCU-A-CB | HH836E2S11 | CTF36C5CDS1 |  | 32800 | 29200 | 2.6 | 27000 | 2
CHAMPION HEATING AND COOLING | LX SERIES | 214651038 | HRCU-A-CB | HH860E2S11 | CTU60D5XHS1+TXV |  | 53500 | 37000 | 2.56 | 38500 | 2
CHAMPION HEATING AND COOLING | LX SERIES | 214609080 | HRCU-A-CB | HH860E2S11 | CTF60D5CHS1 |  | 53500 | 37000 | 2.56 | 38500 | 2
CHAMPION HEATING AND COOLING | LX SERIES | 215853498 | HRCU-A-CB | HH860E2S11 | CTM60D5CJS1 |  | 55000 | 38000 | 2.6 | 40000 | 2
CHAMPION HEATING AND COOLING | LX SERIES | 214609168 | HRCU-A-CB | HH860E2S11 | CTM60C5CGS1 |  | 47000 | 34600 | 2.52 | 34400 | 2
CHAMPION HEATING AND COOLING | LX SERIES | 215853446 | HRCU-A-CB | HH836E2S11 | CTM36C5CDS1 |  | 32600 | 29200 | 2.58 | 26800 | 2
CHAMPION HEATING AND COOLING | LX SERIES | 214609134 | HRCU-A-CB | HH860E2S11 | CTF60C5CHS1 |  | 54000 | 37200 | 2.54 | 39000 | 2
CHAMPION HEATING AND COOLING | LX SERIES | 214651886 | HRCU-A-CB | HH824E2S11 | CTU36B5XDS1+TXV |  | 23000 | 18400 | 2.78 | 18700 | 2
CHAMPION HEATING AND COOLING | LX SERIES | 214609100 | HRCU-A-CB | HH824E2S11 | CTF36B5ADS1 |  | 23000 | 18400 | 2.78 | 18700 | 2
CHAMPION HEATING AND COOLING | LX SERIES | 214650016 | HRCU-A-CB | HH860E2S11 | CTU60D5XGS1+TXV |  | 47000 | 34400 | 2.54 | 34200 | 2
CHAMPION HEATING AND COOLING | LX SERIES | 214609114 | HRCU-A-CB | HH860E2S11 | CTF60D5CGS1 |  | 47000 | 34400 | 2.54 | 34200 | 2
CHAMPION HEATING AND COOLING | LX SERIES | 215853453 | HRCU-A-CB | HH836E2S11 | CTF36C5CDS1 |  | 32000 | 28600 | 2.56 | 26400 | 2
CHAMPION HEATING AND COOLING | LX SERIES | 214609109 | HRCU-A-CB | HH860E2S11 | CTM60D5CHS1 |  | 53500 | 37000 | 2.56 | 38500 | 2
CHAMPION HEATING AND COOLING | LX SERIES | 214650642 | HRCU-A-CB | HH824E2S11 | CTU30B5XCS1+TXV |  | 23000 | 17900 | 2.6 | 19100 | 2
CHAMPION HEATING AND COOLING | LX SERIES | 214609183 | HRCU-A-CB | HH824E2S11 | CTF30B5ACS1 |  | 23000 | 17900 | 2.6 | 19100 | 2
CHAMPION HEATING AND COOLING | LX SERIES | 214609051 | HRCU-A-CB | HH860E2S11 | CTF60C5CHS1 |  | 54000 | 37200 | 2.54 | 38500 | 2
CHAMPION HEATING AND COOLING | LX SERIES | 214650098 | HRCU-A-CB | HH824E2S11 | CTU30B5XCS1+TXV |  | 23000 | 17900 | 2.64 | 18400 | 2
CHAMPION HEATING AND COOLING | LX SERIES | 214609154 | HRCU-A-CB | HH824E2S11 | CTF30B5ACS1 |  | 23000 | 17900 | 2.64 | 18400 | 2
CHAMPION HEATING AND COOLING | LX SERIES | 214609085 | HRCU-A-CB | HH860E2S11 | CTM60D5CGS1 |  | 47000 | 34400 | 2.52 | 34200 | 2
CHAMPION HEATING AND COOLING | LX SERIES | 214609163 | HRCU-A-CB | HH860E2S11 | CTM60C5CHS1 |  | 54000 | 37200 | 2.54 | 38500 | 2
CHAMPION HEATING AND COOLING | LX SERIES | 216374740 | HRCU-A-CB | HH860E2S11 | CTM60D5CJS1 |  | 55500 | 38500 | 2.58 | 40000 | 2
CHAMPION HEATING AND COOLING | LX SERIES | 216374699 | HRCU-A-CB | HH860E2S11 | CTF60D5CJS1 |  | 56000 | 39000 | 2.6 | 40500 | 2
CHAMPION HEATING AND COOLING | HMH7 | 213297446 | HRCU-A-CB | HMH72B341 | XAFB36DBCN1 |  | 33400 | 26000 | 2.52 | 23400 | 2
CHAMPION HEATING AND COOLING | HMH7 | 213297686 | HRCU-A-CB | HMH72B341 | XAFC36DBCN1 |  | 34800 | 26600 | 2.58 | 24400 | 2.06
CHAMPION HEATING AND COOLING | HMH7 | 213296791 | HRCU-A-CB | HMH72B341 | XAHC36DBCN1 |  | 33000 | 25800 | 2.58 | 23200 | 2.04
CHAMPION HEATING AND COOLING | HMH7 | 213297021 | HRCU-A-CB | HMH72B341 | XAFB36DBCN1 |  | 33000 | 25800 | 2.54 | 23200 | 2
CHAMPION HEATING AND COOLING | HMH7 | 213297251 | HRCU-A-CB | HMH72B341 | XAFB36DBCN1 |  | 33000 | 25800 | 2.5 | 23200 | 1.98
CHAMPION HEATING AND COOLING | HMH7 | 213297241 | HRCU-A-CB | HMH72B341 | XAFC36DBCN1 |  | 33000 | 25800 | 2.54 | 23200 | 2
CHAMPION HEATING AND COOLING | HMH7 | 213297696 | HRCU-A-CB | HMH72B341 | XAFC36DBCN1 |  | 33400 | 26000 | 2.52 | 23400 | 2
CHAMPION HEATING AND COOLING | LX SERIES | 215912255 | HRCU-A-CB | HH824E2S11 | CTM36B5ADS1 |  | 23000 | 18000 | 2.75 | 18400 | 2
CHAMPION HEATING AND COOLING | LX SERIES | 214396676 | HRCU-A-CB | HH824E2S11 | CTF30A5ADS1 |  | 23000 | 18300 | 2.76 | 18600 | 2
CHAMPION HEATING AND COOLING | LX SERIES | 214650938 | HRCU-A-CB | HH824E2S11 | CTU36B5XDS1+TXV |  | 23000 | 18400 | 2.78 | 18700 | 2
CHAMPION HEATING AND COOLING | LX SERIES | 214650923 | HRCU-A-CB | HH824E2S11 | CTU36B5XDS1+TXV |  | 23000 | 18400 | 2.78 | 18700 | 2
CHAMPION HEATING AND COOLING | LX SERIES | 214397541 | HRCU-A-CB | HH824E2S11 | CTF36B5ADS1 |  | 23000 | 18400 | 2.78 | 18700 | 2
CHAMPION HEATING AND COOLING | LX SERIES | 214397536 | HRCU-A-CB | HH824E2S11 | CTF36B5ADS1 |  | 23000 | 18400 | 2.78 | 18700 | 2
CHAMPION HEATING AND COOLING | LX SERIES | 214396681 | HRCU-A-CB | HH824E2S11 | CTF30A5ADS1 |  | 23000 | 18300 | 2.76 | 18600 | 2
CHAMPION HEATING AND COOLING | LX SERIES | 214650483 | HRCU-A-CB | HH824E2S11 | CTU36B5XDS1+TXV |  | 23000 | 18000 | 2.76 | 18300 | 2
CHAMPION HEATING AND COOLING | LX SERIES | 214397108 | HRCU-A-CB | HH824E2S11 | CTF36B5ADS1 |  | 23000 | 18000 | 2.76 | 18300 | 2
CHAMPION HEATING AND COOLING | LX SERIES | 214807688 | HRCU-A-CB | HH824E2S11 | CTM36B5ADS1 |  | 23000 | 18300 | 2.76 | 18600 | 2
CHAMPION HEATING AND COOLING | LX SERIES | 214810248 | HRCU-A-CB | HH824E2S11 | CTM36B5ADS1 |  | 23000 | 18300 | 2.76 | 18600 | 2
CHAMPION HEATING AND COOLING | LX SERIES | 214397946 | HRCU-A-CB | HH824E2S11 | CTF30A5ADS1 |  | 23000 | 18100 | 2.72 | 18500 | 2
CHAMPION HEATING AND COOLING | LX SERIES | 214397941 | HRCU-A-CB | HH824E2S11 | CTF30A5ADS1 |  | 23000 | 18100 | 2.72 | 18500 | 2
CHAMPION HEATING AND COOLING | LX SERIES | 214396691 | HRCU-A-CB | HH824E2S11 | CTF30A5ADS1 |  | 23000 | 17800 | 2.7 | 18200 | 2
CHAMPION HEATING AND COOLING | LX SERIES | 214807737 | HRCU-A-CB | HH824E2S11 | CTM36B5ADS1 |  | 23000 | 18600 | 2.78 | 18800 | 2
CHAMPION HEATING AND COOLING | LX SERIES | 214810242 | HRCU-A-CB | HH824E2S11 | CTM36B5ADS1 |  | 23000 | 18600 | 2.78 | 18800 | 2
CHAMPION HEATING AND COOLING | LX SERIES | 214651448 | HRCU-A-CB | HH824E2S11 | CTU36B5XDS1+TXV |  | 23000 | 18600 | 2.8 | 18900 | 2
CHAMPION HEATING AND COOLING | LX SERIES | 214651436 | HRCU-A-CB | HH824E2S11 | CTU36B5XDS1+TXV |  | 23000 | 18600 | 2.8 | 18900 | 2
CHAMPION HEATING AND COOLING | LX SERIES | 214396245 | HRCU-A-CB | HH824E2S11 | CTF36B5ADS1 |  | 23000 | 18600 | 2.8 | 18900 | 2
CHAMPION HEATING AND COOLING | LX SERIES | 214396240 | HRCU-A-CB | HH824E2S11 | CTF36B5ADS1 |  | 23000 | 18600 | 2.8 | 18900 | 2
CHAMPION HEATING AND COOLING | LX SERIES | 214397867 | HRCU-A-CB | HH860E2S11 | CTM60C5CGS1 |  | 45500 | 34000 | 2.5 | 34200 | 2
CHAMPION HEATING AND COOLING | LX SERIES | 214397862 | HRCU-A-CB | HH860E2S11 | CTM60C5CGS1 |  | 45500 | 34000 | 2.5 | 34200 | 2
CHAMPION HEATING AND COOLING | LX SERIES | 214720182 | HRCU-A-CB | HH860E2S11 | CTU60C5XGS1+TXV |  | 45500 | 34000 | 2.5 | 34200 | 2
CHAMPION HEATING AND COOLING | LX SERIES | 214720177 | HRCU-A-CB | HH860E2S11 | CTU60C5XGS1+TXV |  | 45500 | 34000 | 2.5 | 34200 | 2
CHAMPION HEATING AND COOLING | LX SERIES | 214397852 | HRCU-A-CB | HH860E2S11 | CTF60C5CGS1 |  | 45500 | 34000 | 2.5 | 34200 | 2
CHAMPION HEATING AND COOLING | LX SERIES | 214397847 | HRCU-A-CB | HH860E2S11 | CTF60C5CGS1 |  | 45500 | 34000 | 2.5 | 34200 | 2
CHAMPION HEATING AND COOLING | LX SERIES | 214397442 | HRCU-A-CB | HH860E2S11 | CTM60C5CGS1 |  | 45500 | 34200 | 2.5 | 34200 | 2
CHAMPION HEATING AND COOLING | LX SERIES | 214397437 | HRCU-A-CB | HH860E2S11 | CTM60C5CGS1 |  | 45500 | 34200 | 2.5 | 34200 | 2
CHAMPION HEATING AND COOLING | LX SERIES | 214720167 | HRCU-A-CB | HH860E2S11 | CTU60C5XGS1+TXV |  | 45500 | 34200 | 2.5 | 34200 | 2
CHAMPION HEATING AND COOLING | LX SERIES | 214720162 | HRCU-A-CB | HH860E2S11 | CTU60C5XGS1+TXV |  | 45500 | 34200 | 2.5 | 34200 | 2
CHAMPION HEATING AND COOLING | LX SERIES | 214397427 | HRCU-A-CB | HH860E2S11 | CTF60C5CGS1 |  | 45500 | 34200 | 2.5 | 34200 | 2
CHAMPION HEATING AND COOLING | LX SERIES | 214397422 | HRCU-A-CB | HH860E2S11 | CTF60C5CGS1 |  | 45500 | 34200 | 2.5 | 34200 | 2
CHAMPION HEATING AND COOLING | LX SERIES | 214720192 | HRCU-A-CB | HH860E2S11 | CTU60C5XGS1+TXV |  | 45500 | 34200 | 2.5 | 34200 | 2
CHAMPION HEATING AND COOLING | LX SERIES | 214720187 | HRCU-A-CB | HH860E2S11 | CTU60C5XGS1+TXV |  | 45500 | 34200 | 2.5 | 34200 | 2
CHAMPION HEATING AND COOLING | LX SERIES | 214397452 | HRCU-A-CB | HH860E2S11 | CTF60C5CGS1 |  | 45500 | 34200 | 2.5 | 34200 | 2
CHAMPION HEATING AND COOLING | LX SERIES | 214397447 | HRCU-A-CB | HH860E2S11 | CTF60C5CGS1 |  | 45500 | 34200 | 2.5 | 34200 | 2
CHAMPION HEATING AND COOLING | LX SERIES | 214719886 | HRCU-A-CB | HH860E2S11 | CTU60C5XGS1+TXV |  | 45000 | 33600 | 2.5 | 33800 | 2
CHAMPION HEATING AND COOLING | LX SERIES | 214719891 | HRCU-A-CB | HH860E2S11 | CTU60C5XGS1+TXV |  | 45000 | 33600 | 2.5 | 33800 | 2
CHAMPION HEATING AND COOLING | LX SERIES | 214398308 | HRCU-A-CB | HH860E2S11 | CTF60C5CGS1 |  | 45000 | 33600 | 2.5 | 33800 | 2
CHAMPION HEATING AND COOLING | LX SERIES | 214398303 | HRCU-A-CB | HH860E2S11 | CTF60C5CGS1 |  | 45000 | 33600 | 2.5 | 33800 | 2
CHAMPION HEATING AND COOLING | LX SERIES | 214720127 | HRCU-A-CB | HH860E2S11 | CTU60C5XGS1+TXV |  | 45000 | 33200 | 2.5 | 33600 | 2
CHAMPION HEATING AND COOLING | LX SERIES | 214720122 | HRCU-A-CB | HH860E2S11 | CTU60C5XGS1+TXV |  | 45000 | 33200 | 2.5 | 33600 | 2
CHAMPION HEATING AND COOLING | LX SERIES | 214397472 | HRCU-A-CB | HH860E2S11 | CTF60C5CGS1 |  | 45000 | 33200 | 2.5 | 33600 | 2
CHAMPION HEATING AND COOLING | LX SERIES | 214397467 | HRCU-A-CB | HH860E2S11 | CTF60C5CGS1 |  | 45000 | 33200 | 2.5 | 33600 | 2
CHAMPION HEATING AND COOLING | LX SERIES | 214396607 | HRCU-A-CB | HH860E2S11 | CTM60C5CGS1 |  | 45000 | 33400 | 2.5 | 33600 | 2
CHAMPION HEATING AND COOLING | LX SERIES | 214396602 | HRCU-A-CB | HH860E2S11 | CTM60C5CGS1 |  | 45000 | 33400 | 2.5 | 33600 | 2
CHAMPION HEATING AND COOLING | LX SERIES | 214398699 | HRCU-A-CB | HH860E2S11 | CTM60C5CGS1 |  | 45000 | 33400 | 2.5 | 33800 | 2
CHAMPION HEATING AND COOLING | LX SERIES | 214398694 | HRCU-A-CB | HH860E2S11 | CTM60C5CGS1 |  | 45000 | 33400 | 2.5 | 33800 | 2
CHAMPION HEATING AND COOLING | LX SERIES | 214720117 | HRCU-A-CB | HH860E2S11 | CTU60C5XGS1+TXV |  | 45000 | 33400 | 2.5 | 33800 | 2
CHAMPION HEATING AND COOLING | LX SERIES | 214720112 | HRCU-A-CB | HH860E2S11 | CTU60C5XGS1+TXV |  | 45000 | 33400 | 2.5 | 33800 | 2
CHAMPION HEATING AND COOLING | LX SERIES | 214398689 | HRCU-A-CB | HH860E2S11 | CTF60C5CGS1 |  | 45000 | 33400 | 2.5 | 33800 | 2
CHAMPION HEATING AND COOLING | LX SERIES | 214398684 | HRCU-A-CB | HH860E2S11 | CTF60C5CGS1 |  | 45000 | 33400 | 2.5 | 33800 | 2
CHAMPION HEATING AND COOLING | LX SERIES | 214649827 | HRCU-A-CB | HH860E2S11 | CTU60D5XGS1+TXV |  | 47500 | 36200 | 2.56 | 35200 | 2
CHAMPION HEATING AND COOLING | LX SERIES | 214649821 | HRCU-A-CB | HH860E2S11 | CTU60D5XGS1+TXV |  | 47500 | 36200 | 2.56 | 35200 | 2
CHAMPION HEATING AND COOLING | LX SERIES | 214396627 | HRCU-A-CB | HH860E2S11 | CTF60D5CGS1 |  | 47500 | 36200 | 2.56 | 35200 | 2
CHAMPION HEATING AND COOLING | LX SERIES | 214396622 | HRCU-A-CB | HH860E2S11 | CTF60D5CGS1 |  | 47500 | 36200 | 2.56 | 35200 | 2
CHAMPION HEATING AND COOLING | LX SERIES | 214398249 | HRCU-A-CB | HH860E2S11 | CTM60C5CGS1 |  | 45000 | 33600 | 2.5 | 33800 | 2
CHAMPION HEATING AND COOLING | LX SERIES | 214397058 | HRCU-A-CB | HH860E2S11 | CTM60C5CGS1 |  | 45000 | 33600 | 2.5 | 33800 | 2
CHAMPION HEATING AND COOLING | LX SERIES | 214397053 | HRCU-A-CB | HH860E2S11 | CTM60C5CGS1 |  | 45000 | 33600 | 2.5 | 33800 | 2
CHAMPION HEATING AND COOLING | LX SERIES | 214397088 | HRCU-A-CB | HH860E2S11 | CTM60C5CGS1 |  | 45500 | 34200 | 2.5 | 34200 | 2
CHAMPION HEATING AND COOLING | LX SERIES | 214397083 | HRCU-A-CB | HH860E2S11 | CTM60C5CGS1 |  | 45500 | 34200 | 2.5 | 34200 | 2
CHAMPION HEATING AND COOLING | LX SERIES | 214397585 | HRCU-A-CB | HH860E2S11 | CTF60C5CHS1 |  | 54500 | 38000 | 2.52 | 39500 | 2
CHAMPION HEATING AND COOLING | LX SERIES | 214397580 | HRCU-A-CB | HH860E2S11 | CTF60C5CHS1 |  | 54500 | 38000 | 2.52 | 39500 | 2
CHAMPION HEATING AND COOLING | LX SERIES | 214398439 | HRCU-A-CB | HH860E2S11 | CTF60C5CHS1 |  | 55000 | 38000 | 2.54 | 40000 | 2
CHAMPION HEATING AND COOLING | LX SERIES | 214398434 | HRCU-A-CB | HH860E2S11 | CTF60C5CHS1 |  | 55000 | 38000 | 2.54 | 40000 | 2
CHAMPION HEATING AND COOLING | LX SERIES | 214397078 | HRCU-A-CB | HH860E2S11 | CTM60D5CGS1 |  | 47000 | 35800 | 2.56 | 35000 | 2
CHAMPION HEATING AND COOLING | LX SERIES | 214397073 | HRCU-A-CB | HH860E2S11 | CTM60D5CGS1 |  | 47000 | 35800 | 2.56 | 35000 | 2
CHAMPION HEATING AND COOLING | LX SERIES | 214397462 | HRCU-A-CB | HH860E2S11 | CTF60C5CGS1 |  | 45000 | 33400 | 2.5 | 33800 | 2
CHAMPION HEATING AND COOLING | LX SERIES | 214397457 | HRCU-A-CB | HH860E2S11 | CTF60C5CGS1 |  | 45000 | 33400 | 2.5 | 33800 | 2
CHAMPION HEATING AND COOLING | LX SERIES | 214396748 | HRCU-A-CB | HH860E2S11 | CTF60D5CHS1 |  | 55000 | 38000 | 2.56 | 40000 | 2
CHAMPION HEATING AND COOLING | LX SERIES | 214398030 | HRCU-A-CB | HH860E2S11 | CTM60C5CHS1 |  | 54000 | 37400 | 2.54 | 39000 | 2
CHAMPION HEATING AND COOLING | LX SERIES | 214398025 | HRCU-A-CB | HH860E2S11 | CTM60C5CHS1 |  | 54000 | 37400 | 2.54 | 39000 | 2
CHAMPION HEATING AND COOLING | LX SERIES | 214396335 | HRCU-A-CB | HH860E2S11 | CTM60C5CHS1 |  | 55000 | 38000 | 2.54 | 40000 | 2
CHAMPION HEATING AND COOLING | LX SERIES | 214396330 | HRCU-A-CB | HH860E2S11 | CTM60C5CHS1 |  | 55000 | 38000 | 2.54 | 40000 | 2
CHAMPION HEATING AND COOLING | LX SERIES | 214398020 | HRCU-A-CB | HH860E2S11 | CTF60C5CHS1 |  | 55000 | 38000 | 2.52 | 40000 | 2
CHAMPION HEATING AND COOLING | LX SERIES | 214398015 | HRCU-A-CB | HH860E2S11 | CTF60C5CHS1 |  | 55000 | 38000 | 2.52 | 40000 | 2
CHAMPION HEATING AND COOLING | LX SERIES | 214397630 | HRCU-A-CB | HH860E2S11 | CTM60C5CHS1 |  | 54000 | 37400 | 2.56 | 39000 | 2
CHAMPION HEATING AND COOLING | LX SERIES | 214397625 | HRCU-A-CB | HH860E2S11 | CTM60C5CHS1 |  | 54000 | 37400 | 2.56 | 39000 | 2
CHAMPION HEATING AND COOLING | LX SERIES | 214397620 | HRCU-A-CB | HH860E2S11 | CTF60C5CHS1 |  | 55000 | 38000 | 2.54 | 40000 | 2
CHAMPION HEATING AND COOLING | LX SERIES | 214397615 | HRCU-A-CB | HH860E2S11 | CTF60C5CHS1 |  | 55000 | 38000 | 2.54 | 40000 | 2
CHAMPION HEATING AND COOLING | LX SERIES | 214651100 | HRCU-A-CB | HH860E2S11 | CTU60D5XHS1+TXV |  | 55000 | 38000 | 2.56 | 40000 | 2
CHAMPION HEATING AND COOLING | LX SERIES | 214396753 | HRCU-A-CB | HH860E2S11 | CTF60D5CHS1 |  | 55000 | 38000 | 2.56 | 40000 | 2
CHAMPION HEATING AND COOLING | LX SERIES | 214651085 | HRCU-A-CB | HH860E2S11 | CTU60D5XHS1+TXV |  | 55000 | 38000 | 2.56 | 40000 | 2
CHAMPION HEATING AND COOLING | HMH7 | 213298106 | HRCU-A-CB | HMH72B341 | XAFB36DBCN1+JMET12BS2N1 |  | 33800 | 25200 | 2.58 | 23800 | 2.12
CHAMPION HEATING AND COOLING | HMH7 | 213297421 | HRCU-A-CB | HMH72B341 | XAFB36DBCN1+JMVT12BC2N1 |  | 33600 | 25000 | 2.56 | 23600 | 2.1
CHAMPION HEATING AND COOLING | HMH7 | 213297221 | HRCU-A-CB | HMH72B341 | XAHC36DBCN1+JMET12CS2N1 |  | 32800 | 24600 | 2.52 | 23000 | 2.06
CHAMPION HEATING AND COOLING | HMH7 | 213296946 | HRCU-A-CB | HMH72B341 | XAFC36DBCN1 |  | 33400 | 25800 | 2.56 | 24400 | 2.12
CHAMPION HEATING AND COOLING | HMH7 | 213296906 | HRCU-A-CB | HMH72B341 | XAFC36DBCN1 |  | 33400 | 25800 | 2.56 | 24400 | 2.12
CHAMPION HEATING AND COOLING | HMH7 | 213297971 | HRCU-A-CB | HMH72B341 | XAHC36DBCN1 |  | 33400 | 25200 | 2.52 | 24000 | 2.08
CHAMPION HEATING AND COOLING | HMH7 | 213297951 | HRCU-A-CB | HMH72B341 | XAFD48FBCN1 |  | 32800 | 25200 | 2.6 | 23400 | 2.1
CHAMPION HEATING AND COOLING | HMH7 | 213297501 | HRCU-A-CB | HMH72B341 | XAFC48FBCN1 |  | 32800 | 25000 | 2.6 | 23200 | 2.08
CHAMPION HEATING AND COOLING | HMH7 | 213297496 | HRCU-A-CB | HMH72B341 | XAFC48FXXN1+TXV |  | 32800 | 25000 | 2.6 | 23200 | 2.08
CHAMPION HEATING AND COOLING | HMH7 | 213296986 | HRCU-A-CB | HMH72B341 | XAFB36DBCN1 |  | 33400 | 25400 | 2.52 | 24000 | 2.08
CHAMPION HEATING AND COOLING | HMH7 | 213298011 | HRCU-A-CB | HMH72B341 | XAHC36DBCN1 |  | 33400 | 25000 | 2.52 | 23600 | 2.08
CHAMPION HEATING AND COOLING | HMH7 | 213297346 | HRCU-A-CB | HMH72B341 | XAFC36DBCN1 |  | 33400 | 25400 | 2.58 | 24200 | 2.14
CHAMPION HEATING AND COOLING | HMH7 | 213297121 | HRCU-A-CB | HMH72B341 | XAFC48FBCN1 |  | 32800 | 25200 | 2.6 | 23400 | 2.1
CHAMPION HEATING AND COOLING | HMH7 | 213297111 | HRCU-A-CB | HMH72B341 | XAFC48FXXN1+TXV |  | 32800 | 25200 | 2.6 | 23400 | 2.1
CHAMPION HEATING AND COOLING | HMH7 | 213296866 | HRCU-A-CB | HMH72B341 | XAFC36DBCN1 |  | 34000 | 25800 | 2.54 | 24600 | 2.12
CHAMPION HEATING AND COOLING | HMH7 | 213297316 | HRCU-A-CB | HMH72B341 | XAFC36DBCN1 |  | 33400 | 25400 | 2.58 | 24200 | 2.14
CHAMPION HEATING AND COOLING | HMH7 | 213298031 | HRCU-A-CB | HMH72B341 | XAFC36DBCN1 |  | 33400 | 25400 | 2.58 | 24200 | 2.14
CHAMPION HEATING AND COOLING | HMH7 | 213296886 | HRCU-A-CB | HMH72B341 | XAFC36DBCN1 |  | 33400 | 25600 | 2.58 | 24400 | 2.12
CHAMPION HEATING AND COOLING | HMH7 | 213297931 | HRCU-A-CB | HMH72B341 | XAFB36DBCN1 |  | 33400 | 25400 | 2.52 | 24000 | 2.08
CHAMPION HEATING AND COOLING | HMH7 | 213297856 | HRCU-A-CB | HMH72B341 | XAFC36DBCN1+JMET12CS2N1 |  | 34000 | 25400 | 2.6 | 24200 | 2.14
CHAMPION HEATING AND COOLING | HMH7 | 213298051 | HRCU-A-CB | HMH72B341 | XAFC36DBCN1 |  | 33400 | 25400 | 2.54 | 24000 | 2.08
CHAMPION HEATING AND COOLING | HMH7 | 213296926 | HRCU-A-CB | HMH72B341 | XAFC36DBCN1 |  | 34000 | 25800 | 2.54 | 24600 | 2.12
CHAMPION HEATING AND COOLING | HMH7 | 213297551 | HRCU-A-CB | HMH72B341 | XAHC36DBCN1 |  | 33400 | 25000 | 2.52 | 23600 | 2.08
CHAMPION HEATING AND COOLING | LX SERIES | 214396778 | HRCU-A-CB | HH860E2S11 | CTF60D5CJS1 |  | 54000 | 37200 | 2.58 | 39000 | 2
CHAMPION HEATING AND COOLING | LX SERIES | 214396773 | HRCU-A-CB | HH860E2S11 | CTF60D5CJS1 |  | 54000 | 37200 | 2.58 | 39000 | 2
CHAMPION HEATING AND COOLING | LX SERIES | 214397148 | HRCU-A-CB | HH824E2S11 | CTF30B5ACS1 |  | 23000 | 18400 | 2.72 | 18000 | 2
CHAMPION HEATING AND COOLING | LX SERIES | 214397143 | HRCU-A-CB | HH824E2S11 | CTF30B5ACS1 |  | 23000 | 18400 | 2.72 | 18000 | 2
CHAMPION HEATING AND COOLING | HMH7 | 213296976 | HRCU-A-CB | HMH72B341 | XAFB36DXXN1+TXV |  | 33400 | 25400 | 2.52 | 24000 | 2.08
CHAMPION HEATING AND COOLING | HMH7 | 213297296 | HRCU-A-CB | HMH72B341 | XAHC36DBCN1 |  | 33400 | 25000 | 2.52 | 23600 | 2.08
CHAMPION HEATING AND COOLING | HMH7 | 213297306 | HRCU-A-CB | HMH72B341 | XAFC36DBCN1 |  | 33400 | 25600 | 2.56 | 24200 | 2.12
CHAMPION HEATING AND COOLING | HMH7 | 213297076 | HRCU-A-CB | HMH72B341 | XAFC36DBCN1 |  | 33400 | 25400 | 2.58 | 24200 | 2.14
CHAMPION HEATING AND COOLING | HMH7 | 213297591 | HRCU-A-CB | HMH72B341 | XAFB36DBCN1 |  | 34000 | 25800 | 2.52 | 24600 | 2.1
CHAMPION HEATING AND COOLING | HMH7 | 213297581 | HRCU-A-CB | HMH72B341 | XAFB36DXXN1+TXV |  | 34000 | 25800 | 2.52 | 24600 | 2.1
CHAMPION HEATING AND COOLING | HMH7 | 213297731 | HRCU-A-CB | HMH72B341 | XAFC36DBCN1 |  | 33400 | 25600 | 2.56 | 24200 | 2.12
CHAMPION HEATING AND COOLING | HMH7 | 213297086 | HRCU-A-CB | HMH72B341 | XAHC36DBCN1 |  | 33400 | 25200 | 2.54 | 24000 | 2.1
CHAMPION HEATING AND COOLING | HMH7 | 213298101 | HRCU-A-CB | HMH72B341 | XAFB36DXXN1+JMET12BS2N1+TXV |  | 33800 | 25200 | 2.58 | 23800 | 2.12
CHAMPION HEATING AND COOLING | HMH7 | 213298071 | HRCU-A-CB | HMH72B341 | XAFB36DBCN1 |  | 33400 | 25600 | 2.54 | 24200 | 2.1
CHAMPION HEATING AND COOLING | HMH7 | 213297516 | HRCU-A-CB | HMH72B341 | XAFC36DBCN1 |  | 33400 | 25400 | 2.54 | 24000 | 2.08
CHAMPION HEATING AND COOLING | HMH7 | 213298061 | HRCU-A-CB | HMH72B341 | XAFB36DXXN1+TXV |  | 33400 | 25600 | 2.54 | 24200 | 2.1
CHAMPION HEATING AND COOLING | HMH7 | 213297751 | HRCU-A-CB | HMH72B341 | XAFD48FBCN1 |  | 32800 | 25000 | 2.6 | 23200 | 2.08
CHAMPION HEATING AND COOLING | HMH7 | 213297531 | HRCU-A-CB | HMH72B341 | XAHC36DBCN1 |  | 33400 | 25200 | 2.52 | 24000 | 2.08
CHAMPION HEATING AND COOLING | HMH7 | 213297621 | HRCU-A-CB | HMH72B341 | XAHC36DBCN1 |  | 33400 | 25000 | 2.52 | 23600 | 2.08
CHAMPION HEATING AND COOLING | HMH7 | 213297926 | HRCU-A-CB | HMH72B341 | XAFB36DXXN1+TXV |  | 33400 | 25400 | 2.52 | 24000 | 2.08
CHAMPION HEATING AND COOLING | HMH7 | 213296836 | HRCU-A-CB | HMH72B341 | XAHC36DBCN1 |  | 33400 | 25000 | 2.5 | 23800 | 2.06
CHAMPION HEATING AND COOLING | HMH7 | 213297416 | HRCU-A-CB | HMH72B341 | XAFB36DXXN1+JMVT12BC2N1+TXV |  | 33600 | 25000 | 2.56 | 23600 | 2.1
CHAMPION HEATING AND COOLING | HMH7 | 213297741 | HRCU-A-CB | HMH72B341 | XAHC36DBCN1 |  | 33400 | 25200 | 2.52 | 23800 | 2.08
CLASSIC |  | 209843001 | HRCU-A-CB | MRSVHC12AS | MFCHC12S | Mini-Splits | 12000 | 9300 | 2.78 | 8400 | 2.26
CLASSIC | M series | 209843035 | HMSV-A-CB | MMRSHC18AS2 |  | Mixed Ducted and Non-Ducted Indoor Units | 19000 | 14600 | 2.5 | 14000 | 2.17
CLASSIC |  | 209842997 | HRCU-A-CB-O | MRSVHC18AS | MC4VHC18S | Mini-Splits | 19000 | 12000 | 2.51 | 12700 | 2.16
CLASSIC |  | 209843033 | HMSR-A-CB-O | MMRSHC18AS2 |  | Non-Ducted Indoor Units | 19000 | 14400 | 2.5 | 14000 | 2.22
CLASSIC |  | 209843002 | HRCU-A-CB | MRSVHC18AS | MFCHC18S | Mini-Splits | 20000 | 12600 | 2.66 | 13000 | 2.4
CLASSIC |  | 209843007 | HRCU-A-CB-O | MC4VHC18S | MUVHC18S | Mini-Splits | 20000 | 12800 | 2.52 | 13000 | 2.08
CLASSIC |  | 209842996 | HRCU-A-CB-O | MRSVHC12AS | MC4VHC12S | Mini-Splits | 12000 | 8900 | 2.75 | 8000 | 2.28
CLIMA SMART |  | 211257105 | HRCU-A-CB-O | MCH18-CS-S23-O | MCH18-CS-S23-I | Mini-Splits | 18000 | 10000 | 2.85 | 12600 | 2.21
CLIMA SMART |  | 211257106 | HRCU-A-CB-O | MCH24-CS-S23-O | MCH24-CS-S23-I | Mini-Splits | 24000 | 13900 | 2.75 | 16720 | 1.96
COAST AIR |  | 211126491 | HRCU-A-CB-O | A-CAD18-1A | B-CAD18-1A | Mini-Splits | 18000 | 13800 | 2.54 | 11700 | 2.05
COAST AIR |  | 211126490 | HRCU-A-CB-O | A-CAD12-0A | B-CAD12-0A | Mini-Splits | 12000 | 7500 | 2.59 | 6400 | 1.95
COLEMAN | LX SERIES | 214396411 | HRCU-A-CB | HH836E2S11 | CTF36C5CDS1 |  | 33000 | 29600 | 2.62 | 27200 | 2
COLEMAN | LX SERIES | 214396406 | HRCU-A-CB | HH836E2S11 | CTF36C5CDS1 |  | 33000 | 29600 | 2.62 | 27200 | 2
COLEMAN | LX SERIES | 214396401 | HRCU-A-CB | HH836E2S11 | CTF36C5CDS1 |  | 33000 | 29600 | 2.62 | 27200 | 2
COLEMAN | UMULTI | 216566089 | HMSR-A-CB-O | UMC18CN23STG1 |  | Mixed Ducted and Non-Ducted Indoor Units | 18000 | 11700 | 2.96 | 17400 | 1.96
COLEMAN | UMULTI | 216566088 | HMSV-A-CB | UMC18CN23STG1 |  | Ducted Indoor Units | 18000 | 11900 | 2.98 | 17000 | 1.96
COLEMAN | UMULTI | 216566093 | HMSR-A-CB-O | UMC48CN23STG1 |  | Non-Ducted Indoor Units | 48000 | 28200 | 2.59 | 36000 | 1.92
COLEMAN | UMULTI | 216566096 | HMSR-A-CB-O | UMC36CN23STG1 |  | Non-Ducted Indoor Units | 36000 | 22600 | 2.92 | 36000 | 1.92
COLEMAN | UMULTI | 216566116 | HMSR-A-CB-O | UMC18CN23STG1 |  | Non-Ducted Indoor Units | 18000 | 11500 | 2.93 | 18000 | 1.99
COLEMAN | UPAC COLEMAN | 216572160 | HRCU-A-CB-O | UPC24CN23STG1 | UNI24HW23STG1 | Mini-Splits | 24000 | 17000 | 3.11 | 24000 | 2.01
COLEMAN | UPAC COLEMAN | 216572159 | HRCU-A-CB-O | UPC18CN23STG1 | UNI18HW23STG1 | Mini-Splits | 18000 | 13400 | 3.48 | 18000 | 2.13
COLEMAN | UPAC Coleman | 216558428 | HRCU-A-CB-O | UPC36CN23STG1 | UNI36CS23STG1 | Mini-Splits | 36000 | 25600 | 2.76 | 36000 | 2.07
COLEMAN | UPAC Coleman | 216558426 | HRCU-A-CB | UPC36CN23STG1 | UNI36DT23STG1 | Mini-Splits | 36000 | 25600 | 2.74 | 36000 | 2.01
COLEMAN | UPAC GUARDIAN | 216558427 | HRCU-A-CB | UPC48CN23STG1 | UNI48DT23STG1 | Mini-Splits | 44000 | 28600 | 2.6 | 44000 | 2
COLEMAN | UPAC COLEMAN | 216566112 | HRCU-A-CB-O | UPC18CN23STG1 | UNI18DT23STG1 | Mini-Splits | 18000 | 13200 | 3.12 | 18000 | 2.16
COLEMAN | UPAC COLEMAN | 216566109 | HRCU-A-CB-O | UPC24CN23STG1 | UNI24CS23STG1 | Mini-Splits | 24000 | 19100 | 3.33 | 24000 | 2.01
COLEMAN | UPAC COLEMAN | 216566108 | HRCU-A-CB-O | UPC18CN23STG1 | UNI18CS23STG1 | Mini-Splits | 18000 | 14100 | 3.59 | 18000 | 2.26
COLEMAN | LX SERIES | 214398466 | HRCU-A-CB | HH860E2S11 | CTF60D5CJS1 |  | 55500 | 38500 | 2.56 | 40000 | 2
COLEMAN | LX SERIES | 215853458 | HRCU-A-CB | HH860E2S11 | CTM60D5CJS1 |  | 55000 | 38500 | 2.56 | 40000 | 2
COLEMAN | LX SERIES | 215853466 | HRCU-A-CB | HH860E2S11 | CTF60D5CJS1 |  | 54500 | 37600 | 2.6 | 39500 | 2
COLEMAN | LX SERIES | 214609180 | HRCU-A-CB | HH824E2S11 | CTM30B5ACS1 |  | 23000 | 17900 | 2.6 | 19200 | 2
COLEMAN | LX SERIES | 215853370 | HRCU-A-CB | HH836E2S11 | CTF36C5CDS1 |  | 33000 | 29600 | 2.6 | 27200 | 2
COLEMAN | LX SERIES | 214609106 | HRCU-A-CB | HH860E2S11 | CTM60C5CHS1 |  | 54000 | 37400 | 2.54 | 39000 | 2
COLEMAN | LX SERIES | 214609131 | HRCU-A-CB | HH824E2S11 | CTM36B5ADS1 |  | 23000 | 18300 | 2.76 | 18600 | 2
COLEMAN | LX SERIES | 215853369 | HRCU-A-CB | HH836E2S11 | CTF36C5CDS1 |  | 32800 | 29200 | 2.6 | 27000 | 2
COLEMAN | LX SERIES | 214651029 | HRCU-A-CB | HH860E2S11 | CTU60D5XHS1+TXV |  | 53500 | 37000 | 2.56 | 38500 | 2
COLEMAN | LX SERIES | 214609165 | HRCU-A-CB | HH860E2S11 | CTF60D5CHS1 |  | 53500 | 37000 | 2.56 | 38500 | 2
COLEMAN | LX SERIES | 215853467 | HRCU-A-CB | HH860E2S11 | CTM60D5CJS1 |  | 55000 | 38000 | 2.6 | 40000 | 2
COLEMAN | LX SERIES | 214609082 | HRCU-A-CB | HH860E2S11 | CTM60C5CGS1 |  | 47000 | 34600 | 2.52 | 34400 | 2
COLEMAN | LX SERIES | 215853368 | HRCU-A-CB | HH836E2S11 | CTM36C5CDS1 |  | 32600 | 29200 | 2.58 | 26800 | 2
COLEMAN | LX SERIES | 214609048 | HRCU-A-CB | HH860E2S11 | CTF60C5CHS1 |  | 54000 | 37200 | 2.54 | 39000 | 2
COLEMAN | LX SERIES | 214651877 | HRCU-A-CB | HH824E2S11 | CTU36B5XDS1+TXV |  | 23000 | 18400 | 2.78 | 18700 | 2
COLEMAN | LX SERIES | 214609185 | HRCU-A-CB | HH824E2S11 | CTF36B5ADS1 |  | 23000 | 18400 | 2.78 | 18700 | 2
COLEMAN | LX SERIES | 214650007 | HRCU-A-CB | HH860E2S11 | CTU60D5XGS1+TXV |  | 47000 | 34400 | 2.54 | 34200 | 2
COLEMAN | LX SERIES | 214609200 | HRCU-A-CB | HH860E2S11 | CTF60D5CGS1 |  | 47000 | 34400 | 2.54 | 34200 | 2
COLEMAN | LX SERIES | 215853367 | HRCU-A-CB | HH836E2S11 | CTF36C5CDS1 |  | 32000 | 28600 | 2.56 | 26400 | 2
COLEMAN | LX SERIES | 214609195 | HRCU-A-CB | HH860E2S11 | CTM60D5CHS1 |  | 53500 | 37000 | 2.56 | 38500 | 2
COLEMAN | LX SERIES | 214650630 | HRCU-A-CB | HH824E2S11 | CTU30B5XCS1+TXV |  | 23000 | 17900 | 2.6 | 19100 | 2
COLEMAN | LX SERIES | 214609097 | HRCU-A-CB | HH824E2S11 | CTF30B5ACS1 |  | 23000 | 17900 | 2.6 | 19100 | 2
COLEMAN | LX SERIES | 214609136 | HRCU-A-CB | HH860E2S11 | CTF60C5CHS1 |  | 54000 | 37200 | 2.54 | 38500 | 2
COLEMAN | LX SERIES | 214650086 | HRCU-A-CB | HH824E2S11 | CTU30B5XCS1+TXV |  | 23000 | 17900 | 2.64 | 18400 | 2
COLEMAN | LX SERIES | 214609068 | HRCU-A-CB | HH824E2S11 | CTF30B5ACS1 |  | 23000 | 17900 | 2.64 | 18400 | 2
COLEMAN | LX SERIES | 214609170 | HRCU-A-CB | HH860E2S11 | CTM60D5CGS1 |  | 47000 | 34400 | 2.52 | 34200 | 2
COLEMAN | LX SERIES | 214609077 | HRCU-A-CB | HH860E2S11 | CTM60C5CHS1 |  | 54000 | 37200 | 2.54 | 38500 | 2
COLEMAN | URAC | 216572156 | HRCU-A-CB-O | URC12CN15STG1 | URD12HW15STG1 | Mini-Splits | 12000 | 9300 | 4.78 | 9200 | 1.9
COLEMAN | URAC | 216572154 | HRCU-A-CB-O | URC09CN15STG1 | URD09HW15STG1 | Mini-Splits | 9500 | 9500 | 4.8 | 8700 | 1.9
COLEMAN | URAC | 216572151 | HRCU-A-CB-O | URC18CN23STG1 | UNI18HW23STG1 | Mini-Splits | 18000 | 18000 | 3.61 | 18000 | 1.9
COLEMAN | URAC | 216572150 | HRCU-A-CB-O | URC12CN23STG1 | UNI12HW23STG1 | Mini-Splits | 12000 | 10800 | 4.8 | 11000 | 2
COLEMAN | URAC | 216572149 | HRCU-A-CB-O | URC09CN23STG1 | UNI09HW23STG1 | Mini-Splits | 9000 | 9000 | 4.8 | 9000 | 2.09
COLEMAN | LX SERIES | 216374620 | HRCU-A-CB | HH860E2S11 | CTM60D5CJS1 |  | 55500 | 38500 | 2.58 | 40000 | 2
COLEMAN | LX SERIES | 216374579 | HRCU-A-CB | HH860E2S11 | CTF60D5CJS1 |  | 56000 | 39000 | 2.6 | 40500 | 2
COLEMAN | HMH7 | 213297443 | HRCU-A-CB | HMH72B341 | XAFB36DBCN1 |  | 33400 | 26000 | 2.52 | 23400 | 2
COLEMAN | HMH7 | 213297683 | HRCU-A-CB | HMH72B341 | XAFC36DBCN1 |  | 34800 | 26600 | 2.58 | 24400 | 2.06
COLEMAN | HMH7 | 213296788 | HRCU-A-CB | HMH72B341 | XAHC36DBCN1 |  | 33000 | 25800 | 2.58 | 23200 | 2.04
COLEMAN | HMH7 | 213297018 | HRCU-A-CB | HMH72B341 | XAFB36DBCN1 |  | 33000 | 25800 | 2.54 | 23200 | 2
COLEMAN | HMH7 | 213297248 | HRCU-A-CB | HMH72B341 | XAFB36DBCN1 |  | 33000 | 25800 | 2.5 | 23200 | 1.98
COLEMAN | HMH7 | 213297238 | HRCU-A-CB | HMH72B341 | XAFC36DBCN1 |  | 33000 | 25800 | 2.54 | 23200 | 2
COLEMAN | HMH7 | 213297693 | HRCU-A-CB | HMH72B341 | XAFC36DBCN1 |  | 33400 | 26000 | 2.52 | 23400 | 2
COLEMAN | LX SERIES | 215912236 | HRCU-A-CB | HH824E2S11 | CTM36B5ADS1 |  | 23000 | 18000 | 2.75 | 18400 | 2
COLEMAN | LX SERIES | 214396673 | HRCU-A-CB | HH824E2S11 | CTF30A5ADS1 |  | 23000 | 18300 | 2.76 | 18600 | 2
COLEMAN | LX SERIES | 214650930 | HRCU-A-CB | HH824E2S11 | CTU36B5XDS1+TXV |  | 23000 | 18400 | 2.78 | 18700 | 2
COLEMAN | LX SERIES | 214650914 | HRCU-A-CB | HH824E2S11 | CTU36B5XDS1+TXV |  | 23000 | 18400 | 2.78 | 18700 | 2
COLEMAN | LX SERIES | 214397538 | HRCU-A-CB | HH824E2S11 | CTF36B5ADS1 |  | 23000 | 18400 | 2.78 | 18700 | 2
COLEMAN | LX SERIES | 214397533 | HRCU-A-CB | HH824E2S11 | CTF36B5ADS1 |  | 23000 | 18400 | 2.78 | 18700 | 2
COLEMAN | LX SERIES | 214396678 | HRCU-A-CB | HH824E2S11 | CTF30A5ADS1 |  | 23000 | 18300 | 2.76 | 18600 | 2
COLEMAN | LX SERIES | 214650470 | HRCU-A-CB | HH824E2S11 | CTU36B5XDS1+TXV |  | 23000 | 18000 | 2.76 | 18300 | 2
COLEMAN | LX SERIES | 214397105 | HRCU-A-CB | HH824E2S11 | CTF36B5ADS1 |  | 23000 | 18000 | 2.76 | 18300 | 2
COLEMAN | LX SERIES | 214807685 | HRCU-A-CB | HH824E2S11 | CTM36B5ADS1 |  | 23000 | 18300 | 2.76 | 18600 | 2
COLEMAN | LX SERIES | 214810233 | HRCU-A-CB | HH824E2S11 | CTM36B5ADS1 |  | 23000 | 18300 | 2.76 | 18600 | 2
COLEMAN | LX SERIES | 214397943 | HRCU-A-CB | HH824E2S11 | CTF30A5ADS1 |  | 23000 | 18100 | 2.72 | 18500 | 2
COLEMAN | LX SERIES | 214397938 | HRCU-A-CB | HH824E2S11 | CTF30A5ADS1 |  | 23000 | 18100 | 2.72 | 18500 | 2
COLEMAN | LX SERIES | 214396688 | HRCU-A-CB | HH824E2S11 | CTF30A5ADS1 |  | 23000 | 17800 | 2.7 | 18200 | 2
COLEMAN | LX SERIES | 214807734 | HRCU-A-CB | HH824E2S11 | CTM36B5ADS1 |  | 23000 | 18600 | 2.78 | 18800 | 2
COLEMAN | LX SERIES | 214810229 | HRCU-A-CB | HH824E2S11 | CTM36B5ADS1 |  | 23000 | 18600 | 2.78 | 18800 | 2
COLEMAN | LX SERIES | 214651442 | HRCU-A-CB | HH824E2S11 | CTU36B5XDS1+TXV |  | 23000 | 18600 | 2.8 | 18900 | 2
COLEMAN | LX SERIES | 214651427 | HRCU-A-CB | HH824E2S11 | CTU36B5XDS1+TXV |  | 23000 | 18600 | 2.8 | 18900 | 2
COLEMAN | LX SERIES | 214396242 | HRCU-A-CB | HH824E2S11 | CTF36B5ADS1 |  | 23000 | 18600 | 2.8 | 18900 | 2
COLEMAN | LX SERIES | 214396237 | HRCU-A-CB | HH824E2S11 | CTF36B5ADS1 |  | 23000 | 18600 | 2.8 | 18900 | 2
COLEMAN | LX SERIES | 214397864 | HRCU-A-CB | HH860E2S11 | CTM60C5CGS1 |  | 45500 | 34000 | 2.5 | 34200 | 2
COLEMAN | LX SERIES | 214397859 | HRCU-A-CB | HH860E2S11 | CTM60C5CGS1 |  | 45500 | 34000 | 2.5 | 34200 | 2
COLEMAN | LX SERIES | 214720179 | HRCU-A-CB | HH860E2S11 | CTU60C5XGS1+TXV |  | 45500 | 34000 | 2.5 | 34200 | 2
COLEMAN | LX SERIES | 214720174 | HRCU-A-CB | HH860E2S11 | CTU60C5XGS1+TXV |  | 45500 | 34000 | 2.5 | 34200 | 2
COLEMAN | LX SERIES | 214397849 | HRCU-A-CB | HH860E2S11 | CTF60C5CGS1 |  | 45500 | 34000 | 2.5 | 34200 | 2
COLEMAN | LX SERIES | 214397844 | HRCU-A-CB | HH860E2S11 | CTF60C5CGS1 |  | 45500 | 34000 | 2.5 | 34200 | 2
COLEMAN | LX SERIES | 214397439 | HRCU-A-CB | HH860E2S11 | CTM60C5CGS1 |  | 45500 | 34200 | 2.5 | 34200 | 2
COLEMAN | LX SERIES | 214397434 | HRCU-A-CB | HH860E2S11 | CTM60C5CGS1 |  | 45500 | 34200 | 2.5 | 34200 | 2
COLEMAN | LX SERIES | 214720164 | HRCU-A-CB | HH860E2S11 | CTU60C5XGS1+TXV |  | 45500 | 34200 | 2.5 | 34200 | 2
COLEMAN | LX SERIES | 214720159 | HRCU-A-CB | HH860E2S11 | CTU60C5XGS1+TXV |  | 45500 | 34200 | 2.5 | 34200 | 2
COLEMAN | LX SERIES | 214397424 | HRCU-A-CB | HH860E2S11 | CTF60C5CGS1 |  | 45500 | 34200 | 2.5 | 34200 | 2
COLEMAN | LX SERIES | 214397419 | HRCU-A-CB | HH860E2S11 | CTF60C5CGS1 |  | 45500 | 34200 | 2.5 | 34200 | 2
COLEMAN | LX SERIES | 214720189 | HRCU-A-CB | HH860E2S11 | CTU60C5XGS1+TXV |  | 45500 | 34200 | 2.5 | 34200 | 2
COLEMAN | LX SERIES | 214720184 | HRCU-A-CB | HH860E2S11 | CTU60C5XGS1+TXV |  | 45500 | 34200 | 2.5 | 34200 | 2
COLEMAN | LX SERIES | 214397449 | HRCU-A-CB | HH860E2S11 | CTF60C5CGS1 |  | 45500 | 34200 | 2.5 | 34200 | 2
COLEMAN | LX SERIES | 214397444 | HRCU-A-CB | HH860E2S11 | CTF60C5CGS1 |  | 45500 | 34200 | 2.5 | 34200 | 2
COLEMAN | LX SERIES | 214719883 | HRCU-A-CB | HH860E2S11 | CTU60C5XGS1+TXV |  | 45000 | 33600 | 2.5 | 33800 | 2
COLEMAN | LX SERIES | 214719888 | HRCU-A-CB | HH860E2S11 | CTU60C5XGS1+TXV |  | 45000 | 33600 | 2.5 | 33800 | 2
COLEMAN | LX SERIES | 214398305 | HRCU-A-CB | HH860E2S11 | CTF60C5CGS1 |  | 45000 | 33600 | 2.5 | 33800 | 2
COLEMAN | LX SERIES | 214398300 | HRCU-A-CB | HH860E2S11 | CTF60C5CGS1 |  | 45000 | 33600 | 2.5 | 33800 | 2
COLEMAN | LX SERIES | 214720124 | HRCU-A-CB | HH860E2S11 | CTU60C5XGS1+TXV |  | 45000 | 33200 | 2.5 | 33600 | 2
COLEMAN | LX SERIES | 214720119 | HRCU-A-CB | HH860E2S11 | CTU60C5XGS1+TXV |  | 45000 | 33200 | 2.5 | 33600 | 2
COLEMAN | LX SERIES | 214397469 | HRCU-A-CB | HH860E2S11 | CTF60C5CGS1 |  | 45000 | 33200 | 2.5 | 33600 | 2
COLEMAN | LX SERIES | 214397464 | HRCU-A-CB | HH860E2S11 | CTF60C5CGS1 |  | 45000 | 33200 | 2.5 | 33600 | 2
COLEMAN | LX SERIES | 214396604 | HRCU-A-CB | HH860E2S11 | CTM60C5CGS1 |  | 45000 | 33400 | 2.5 | 33600 | 2
COLEMAN | LX SERIES | 214396599 | HRCU-A-CB | HH860E2S11 | CTM60C5CGS1 |  | 45000 | 33400 | 2.5 | 33600 | 2
COLEMAN | LX SERIES | 214398696 | HRCU-A-CB | HH860E2S11 | CTM60C5CGS1 |  | 45000 | 33400 | 2.5 | 33800 | 2
COLEMAN | LX SERIES | 214398691 | HRCU-A-CB | HH860E2S11 | CTM60C5CGS1 |  | 45000 | 33400 | 2.5 | 33800 | 2
COLEMAN | LX SERIES | 214720114 | HRCU-A-CB | HH860E2S11 | CTU60C5XGS1+TXV |  | 45000 | 33400 | 2.5 | 33800 | 2
COLEMAN | LX SERIES | 214720109 | HRCU-A-CB | HH860E2S11 | CTU60C5XGS1+TXV |  | 45000 | 33400 | 2.5 | 33800 | 2
COLEMAN | LX SERIES | 214398686 | HRCU-A-CB | HH860E2S11 | CTF60C5CGS1 |  | 45000 | 33400 | 2.5 | 33800 | 2
COLEMAN | LX SERIES | 214398681 | HRCU-A-CB | HH860E2S11 | CTF60C5CGS1 |  | 45000 | 33400 | 2.5 | 33800 | 2
COLEMAN | LX SERIES | 214649823 | HRCU-A-CB | HH860E2S11 | CTU60D5XGS1+TXV |  | 47500 | 36200 | 2.56 | 35200 | 2
COLEMAN | LX SERIES | 214649818 | HRCU-A-CB | HH860E2S11 | CTU60D5XGS1+TXV |  | 47500 | 36200 | 2.56 | 35200 | 2
COLEMAN | LX SERIES | 214396624 | HRCU-A-CB | HH860E2S11 | CTF60D5CGS1 |  | 47500 | 36200 | 2.56 | 35200 | 2
COLEMAN | LX SERIES | 214396619 | HRCU-A-CB | HH860E2S11 | CTF60D5CGS1 |  | 47500 | 36200 | 2.56 | 35200 | 2
COLEMAN | LX SERIES | 214398246 | HRCU-A-CB | HH860E2S11 | CTM60C5CGS1 |  | 45000 | 33600 | 2.5 | 33800 | 2
COLEMAN | LX SERIES | 214397055 | HRCU-A-CB | HH860E2S11 | CTM60C5CGS1 |  | 45000 | 33600 | 2.5 | 33800 | 2
COLEMAN | LX SERIES | 214397050 | HRCU-A-CB | HH860E2S11 | CTM60C5CGS1 |  | 45000 | 33600 | 2.5 | 33800 | 2
COLEMAN | LX SERIES | 214397085 | HRCU-A-CB | HH860E2S11 | CTM60C5CGS1 |  | 45500 | 34200 | 2.5 | 34200 | 2
COLEMAN | LX SERIES | 214397080 | HRCU-A-CB | HH860E2S11 | CTM60C5CGS1 |  | 45500 | 34200 | 2.5 | 34200 | 2
COLEMAN | HMH7 | 211394991 | HRCU-A-CB | HMH72B341 | XAUC48FXXN1+TXV |  | 32400 | 25400 | 2.56 | 23800 | 2.08
COLEMAN | HMH7 | 211392827 | HRCU-A-CB | HMH72B341 | XAFB36DXXN1+TXV |  | 33600 | 25200 | 2.5 | 23800 | 2.06
COLEMAN | HMH7 | 211397468 | HRCU-A-CB | HMH72B341 | XAHC48FBCN1 |  | 32400 | 25400 | 2.5 | 23800 | 2.06
COLEMAN | HMH7 | 211398568 | HRCU-A-CB | HMH72B341 | XAFC48FBCN1 |  | 32400 | 25400 | 2.56 | 23600 | 2.06
COLEMAN | HMH7 | 211391350 | HRCU-A-CB | HMH72B341 | XAFC36DBCN1 |  | 33600 | 25200 | 2.54 | 23800 | 2.08
COLEMAN | LX SERIES | 214397582 | HRCU-A-CB | HH860E2S11 | CTF60C5CHS1 |  | 54500 | 38000 | 2.52 | 39500 | 2
COLEMAN | LX SERIES | 214397577 | HRCU-A-CB | HH860E2S11 | CTF60C5CHS1 |  | 54500 | 38000 | 2.52 | 39500 | 2
COLEMAN | LX SERIES | 214398436 | HRCU-A-CB | HH860E2S11 | CTF60C5CHS1 |  | 55000 | 38000 | 2.54 | 40000 | 2
COLEMAN | LX SERIES | 214398431 | HRCU-A-CB | HH860E2S11 | CTF60C5CHS1 |  | 55000 | 38000 | 2.54 | 40000 | 2
COLEMAN | LX SERIES | 214397075 | HRCU-A-CB | HH860E2S11 | CTM60D5CGS1 |  | 47000 | 35800 | 2.56 | 35000 | 2
COLEMAN | LX SERIES | 214397070 | HRCU-A-CB | HH860E2S11 | CTM60D5CGS1 |  | 47000 | 35800 | 2.56 | 35000 | 2
COLEMAN | LX SERIES | 214397459 | HRCU-A-CB | HH860E2S11 | CTF60C5CGS1 |  | 45000 | 33400 | 2.5 | 33800 | 2
COLEMAN | LX SERIES | 214397454 | HRCU-A-CB | HH860E2S11 | CTF60C5CGS1 |  | 45000 | 33400 | 2.5 | 33800 | 2
COLEMAN | LX SERIES | 214396750 | HRCU-A-CB | HH860E2S11 | CTF60D5CHS1 |  | 55000 | 38000 | 2.56 | 40000 | 2
COLEMAN | LX SERIES | 214396745 | HRCU-A-CB | HH860E2S11 | CTF60D5CHS1 |  | 55000 | 38000 | 2.56 | 40000 | 2
COLEMAN | LX SERIES | 214398027 | HRCU-A-CB | HH860E2S11 | CTM60C5CHS1 |  | 54000 | 37400 | 2.54 | 39000 | 2
COLEMAN | LX SERIES | 214398022 | HRCU-A-CB | HH860E2S11 | CTM60C5CHS1 |  | 54000 | 37400 | 2.54 | 39000 | 2
COLEMAN | LX SERIES | 214396332 | HRCU-A-CB | HH860E2S11 | CTM60C5CHS1 |  | 55000 | 38000 | 2.54 | 40000 | 2
COLEMAN | LX SERIES | 214396327 | HRCU-A-CB | HH860E2S11 | CTM60C5CHS1 |  | 55000 | 38000 | 2.54 | 40000 | 2
COLEMAN | LX SERIES | 214398017 | HRCU-A-CB | HH860E2S11 | CTF60C5CHS1 |  | 55000 | 38000 | 2.52 | 40000 | 2
COLEMAN | LX SERIES | 214398012 | HRCU-A-CB | HH860E2S11 | CTF60C5CHS1 |  | 55000 | 38000 | 2.52 | 40000 | 2
COLEMAN | LX SERIES | 214397627 | HRCU-A-CB | HH860E2S11 | CTM60C5CHS1 |  | 54000 | 37400 | 2.56 | 39000 | 2
COLEMAN | LX SERIES | 214397622 | HRCU-A-CB | HH860E2S11 | CTM60C5CHS1 |  | 54000 | 37400 | 2.56 | 39000 | 2
COLEMAN | LX SERIES | 214397617 | HRCU-A-CB | HH860E2S11 | CTF60C5CHS1 |  | 55000 | 38000 | 2.54 | 40000 | 2
COLEMAN | LX SERIES | 214397612 | HRCU-A-CB | HH860E2S11 | CTF60C5CHS1 |  | 55000 | 38000 | 2.54 | 40000 | 2
COLEMAN | LX SERIES | 214651091 | HRCU-A-CB | HH860E2S11 | CTU60D5XHS1+TXV |  | 55000 | 38000 | 2.56 | 40000 | 2
COLEMAN | LX SERIES | 214651075 | HRCU-A-CB | HH860E2S11 | CTU60D5XHS1+TXV |  | 55000 | 38000 | 2.56 | 40000 | 2
COLEMAN | HMH7 | 213298103 | HRCU-A-CB | HMH72B341 | XAFB36DBCN1+JMET12BS2N1 |  | 33800 | 25200 | 2.58 | 23800 | 2.12
COLEMAN | HMH7 | 213297418 | HRCU-A-CB | HMH72B341 | XAFB36DBCN1+JMVT12BC2N1 |  | 33600 | 25000 | 2.56 | 23600 | 2.1
COLEMAN | HMH7 | 213297218 | HRCU-A-CB | HMH72B341 | XAHC36DBCN1+JMET12CS2N1 |  | 32800 | 24600 | 2.52 | 23000 | 2.06
COLEMAN | HMH7 | 213296943 | HRCU-A-CB | HMH72B341 | XAFC36DBCN1 |  | 33400 | 25800 | 2.56 | 24400 | 2.12
COLEMAN | HMH7 | 213296903 | HRCU-A-CB | HMH72B341 | XAFC36DBCN1 |  | 33400 | 25800 | 2.56 | 24400 | 2.12
COLEMAN | HMH7 | 213297968 | HRCU-A-CB | HMH72B341 | XAHC36DBCN1 |  | 33400 | 25200 | 2.52 | 24000 | 2.08
COLEMAN | HMH7 | 213297948 | HRCU-A-CB | HMH72B341 | XAFD48FBCN1 |  | 32800 | 25200 | 2.6 | 23400 | 2.1
COLEMAN | HMH7 | 213297498 | HRCU-A-CB | HMH72B341 | XAFC48FBCN1 |  | 32800 | 25000 | 2.6 | 23200 | 2.08
COLEMAN | HMH7 | 213297493 | HRCU-A-CB | HMH72B341 | XAFC48FXXN1+TXV |  | 32800 | 25000 | 2.6 | 23200 | 2.08
COLEMAN | HMH7 | 213296983 | HRCU-A-CB | HMH72B341 | XAFB36DBCN1 |  | 33400 | 25400 | 2.52 | 24000 | 2.08
COLEMAN | HMH7 | 213298008 | HRCU-A-CB | HMH72B341 | XAHC36DBCN1 |  | 33400 | 25000 | 2.52 | 23600 | 2.08
COLEMAN | HMH7 | 213297343 | HRCU-A-CB | HMH72B341 | XAFC36DBCN1 |  | 33400 | 25400 | 2.58 | 24200 | 2.14
COLEMAN | HMH7 | 213297118 | HRCU-A-CB | HMH72B341 | XAFC48FBCN1 |  | 32800 | 25200 | 2.6 | 23400 | 2.1
COLEMAN | HMH7 | 213297108 | HRCU-A-CB | HMH72B341 | XAFC48FXXN1+TXV |  | 32800 | 25200 | 2.6 | 23400 | 2.1
COLEMAN | HMH7 | 213296863 | HRCU-A-CB | HMH72B341 | XAFC36DBCN1 |  | 34000 | 25800 | 2.54 | 24600 | 2.12
COLEMAN | HMH7 | 213297313 | HRCU-A-CB | HMH72B341 | XAFC36DBCN1 |  | 33400 | 25400 | 2.58 | 24200 | 2.14
COLEMAN | HMH7 | 213298028 | HRCU-A-CB | HMH72B341 | XAFC36DBCN1 |  | 33400 | 25400 | 2.58 | 24200 | 2.14
COLEMAN | HMH7 | 213296883 | HRCU-A-CB | HMH72B341 | XAFC36DBCN1 |  | 33400 | 25600 | 2.58 | 24400 | 2.12
COLEMAN | HMH7 | 213297928 | HRCU-A-CB | HMH72B341 | XAFB36DBCN1 |  | 33400 | 25400 | 2.52 | 24000 | 2.08
COLEMAN | HMH7 | 213297853 | HRCU-A-CB | HMH72B341 | XAFC36DBCN1+JMET12CS2N1 |  | 34000 | 25400 | 2.6 | 24200 | 2.14
COLEMAN | HMH7 | 213298048 | HRCU-A-CB | HMH72B341 | XAFC36DBCN1 |  | 33400 | 25400 | 2.54 | 24000 | 2.08
COLEMAN | HMH7 | 213296923 | HRCU-A-CB | HMH72B341 | XAFC36DBCN1 |  | 34000 | 25800 | 2.54 | 24600 | 2.12
COLEMAN | HMH7 | 213297548 | HRCU-A-CB | HMH72B341 | XAHC36DBCN1 |  | 33400 | 25000 | 2.52 | 23600 | 2.08
COLEMAN | LX SERIES | 214396775 | HRCU-A-CB | HH860E2S11 | CTF60D5CJS1 |  | 54000 | 37200 | 2.58 | 39000 | 2
COLEMAN | LX SERIES | 214396770 | HRCU-A-CB | HH860E2S11 | CTF60D5CJS1 |  | 54000 | 37200 | 2.58 | 39000 | 2
COLEMAN | LX SERIES | 214397145 | HRCU-A-CB | HH824E2S11 | CTF30B5ACS1 |  | 23000 | 18400 | 2.72 | 18000 | 2
COLEMAN | LX SERIES | 214397140 | HRCU-A-CB | HH824E2S11 | CTF30B5ACS1 |  | 23000 | 18400 | 2.72 | 18000 | 2
COLEMAN | HMH7 | 213296973 | HRCU-A-CB | HMH72B341 | XAFB36DXXN1+TXV |  | 33400 | 25400 | 2.52 | 24000 | 2.08
COLEMAN | HMH7 | 213297293 | HRCU-A-CB | HMH72B341 | XAHC36DBCN1 |  | 33400 | 25000 | 2.52 | 23600 | 2.08
COLEMAN | HMH7 | 213297303 | HRCU-A-CB | HMH72B341 | XAFC36DBCN1 |  | 33400 | 25600 | 2.56 | 24200 | 2.12
COLEMAN | HMH7 | 213297073 | HRCU-A-CB | HMH72B341 | XAFC36DBCN1 |  | 33400 | 25400 | 2.58 | 24200 | 2.14
COLEMAN | HMH7 | 213297588 | HRCU-A-CB | HMH72B341 | XAFB36DBCN1 |  | 34000 | 25800 | 2.52 | 24600 | 2.1
COLEMAN | HMH7 | 213297578 | HRCU-A-CB | HMH72B341 | XAFB36DXXN1+TXV |  | 34000 | 25800 | 2.52 | 24600 | 2.1
COLEMAN | HMH7 | 213297728 | HRCU-A-CB | HMH72B341 | XAFC36DBCN1 |  | 33400 | 25600 | 2.56 | 24200 | 2.12
COLEMAN | HMH7 | 213297083 | HRCU-A-CB | HMH72B341 | XAHC36DBCN1 |  | 33400 | 25200 | 2.54 | 24000 | 2.1
COLEMAN | HMH7 | 213298098 | HRCU-A-CB | HMH72B341 | XAFB36DXXN1+JMET12BS2N1+TXV |  | 33800 | 25200 | 2.58 | 23800 | 2.12
COLEMAN | HMH7 | 213298068 | HRCU-A-CB | HMH72B341 | XAFB36DBCN1 |  | 33400 | 25600 | 2.54 | 24200 | 2.1
COLEMAN | HMH7 | 213297513 | HRCU-A-CB | HMH72B341 | XAFC36DBCN1 |  | 33400 | 25400 | 2.54 | 24000 | 2.08
COLEMAN | HMH7 | 213298058 | HRCU-A-CB | HMH72B341 | XAFB36DXXN1+TXV |  | 33400 | 25600 | 2.54 | 24200 | 2.1
COLEMAN | HMH7 | 213297748 | HRCU-A-CB | HMH72B341 | XAFD48FBCN1 |  | 32800 | 25000 | 2.6 | 23200 | 2.08
COLEMAN | HMH7 | 213297528 | HRCU-A-CB | HMH72B341 | XAHC36DBCN1 |  | 33400 | 25200 | 2.52 | 24000 | 2.08
COLEMAN | HMH7 | 213297618 | HRCU-A-CB | HMH72B341 | XAHC36DBCN1 |  | 33400 | 25000 | 2.52 | 23600 | 2.08
COLEMAN | HMH7 | 213297923 | HRCU-A-CB | HMH72B341 | XAFB36DXXN1+TXV |  | 33400 | 25400 | 2.52 | 24000 | 2.08
COLEMAN | HMH7 | 213296833 | HRCU-A-CB | HMH72B341 | XAHC36DBCN1 |  | 33400 | 25000 | 2.5 | 23800 | 2.06
COLEMAN | HMH7 | 213297413 | HRCU-A-CB | HMH72B341 | XAFB36DXXN1+JMVT12BC2N1+TXV |  | 33600 | 25000 | 2.56 | 23600 | 2.1
COLEMAN | HMH7 | 213297738 | HRCU-A-CB | HMH72B341 | XAHC36DBCN1 |  | 33400 | 25200 | 2.52 | 23800 | 2.08
COMFIAIRE | Hi ULTRA Xtreme | 215427967 | HRCU-A-CB-O | CA-09UXEO | CA-09UWXI | Mini-Splits | 10000 | 5500 | 2.93 | 8600 | 1.94
COMFIAIRE | Hi ULTRA HD | 216765687 | HRCU-A-CB | CA-36UHDO | CA-36UHDI |  | 35000 | 24000 | 2.5 | 26000 | 2.16
COMFORT AIRE | A-VHP Series | 217101925 | HMSV-A-CB | A-VHP556A-1 |  | Mixed Ducted and Non-Ducted Indoor Units | 55000 | 44500 | 2.65 | 47500 | 2.05
COMFORT AIRE | A-VHP Series | 217101924 | HMSV-A-CB | A-VHP556A-1 |  | Ducted Indoor Units | 55000 | 45000 | 2.7 | 48000 | 2.1
COMFORT AIRE | A-VHP Series | 217101923 | HMSR-A-CB-O | A-VHP556A-1 |  | Non-Ducted Indoor Units | 55000 | 44000 | 2.6 | 47000 | 2
COMFORT AIRE | A-VHP Series | 217101922 | HMSV-A-CB | A-VHP486A-1 |  | Mixed Ducted and Non-Ducted Indoor Units | 48500 | 44000 | 2.6 | 47500 | 2
COMFORT AIRE | A-VHP Series | 217101921 | HMSV-A-CB | A-VHP486A-1 |  | Ducted Indoor Units | 48000 | 44500 | 2.6 | 48000 | 2
COMFORT AIRE | A-VHP Series | 217101920 | HMSR-A-CB-O | A-VHP486A-1 |  | Non-Ducted Indoor Units | 49000 | 44000 | 2.6 | 47000 | 2
COMFORT AIRE | A-VHP Series | 217101916 | HMSV-A-CB | A-VHP284A-1 |  | Mixed Ducted and Non-Ducted Indoor Units | 27400 | 24000 | 2.5 | 27000 | 2
COMFORT AIRE | A-VHP Series | 217101914 | HMSR-A-CB-O | A-VHP284A-1 |  | Non-Ducted Indoor Units | 27000 | 25000 | 2.6 | 27000 | 2
COMFORT AIRE | A-VHP Series | 217101913 | HMSV-A-CB | A-VHP183A-1 |  | Mixed Ducted and Non-Ducted Indoor Units | 20000 | 17300 | 2.65 | 18500 | 2
COMFORT AIRE | A-VHP Series | 217101912 | HMSV-A-CB | A-VHP183A-1 |  | Ducted Indoor Units | 20000 | 17000 | 2.59 | 18000 | 2
COMFORT AIRE | A-VHP Series | 217101911 | HMSR-A-CB-O | A-VHP183A-1 |  | Non-Ducted Indoor Units | 20000 | 17600 | 2.7 | 19000 | 2
COMFORT AIRE | A-SSP Series | 217101897 | HRCU-A-CB-O | A-SSP09SA-1 | B-SSP09SA-1 | Mini-Splits | 10000 | 8000 | 2.58 | 7000 | 2.16
COMFORT AIRE | A-VHP Series | 217101904 | HRCU-A-CB-O | A-VHP18SA-1 | B-VHP18SA-1 | Mini-Splits | 18000 | 15000 | 2.56 | 18000 | 1.92
COMFORT AIRE | A-VHP Series | 217101901 | HRCU-A-CB-O | A-VHP06SA-1 | B-VHP06SA-1 | Mini-Splits | 7000 | 7900 | 2.79 | 7700 | 2.4
COMFORT AIRE | A-VHP Series | 217101906 | HRCU-A-CB-O | A-VHP33SA-1 | B-VHP33SA-1 | Mini-Splits | 36000 | 30000 | 2.69 | 35000 | 1.98
COMFORT AIRE | A-VHP Series | 217101905 | HRCU-A-CB-O | A-VHP24SA-1 | B-VHP24SA-1 | Mini-Splits | 29000 | 21000 | 2.88 | 24200 | 2.34
COMFORT AIRE | A-ZHP Series | 217101910 | HRCU-A-CB-O | A-ZHP18SA-1 | B-ZHP18SA-1 | Mini-Splits | 20000 | 19300 | 3.01 | 22600 | 2.34
COMFORT AIRE | A-series | 217101887 | HRCU-A-CB-O | A-VMH12SV-1 | B-VMH12FV-1 | Mini-Splits | 12000 | 10200 | 2.72 | 11900 | 1.99
COMFORT AIRE | A-series | 217101890 | HMSV-A-CB | A-VMH55PV-1 |  | Mixed Ducted and Non-Ducted Indoor Units | 55000 | 34800 | 2.5 | 46000 | 1.9
COMFORT AIRE | A-series | 217101889 | HMSV-A-CB | A-VMH55PV-1 |  | Ducted Indoor Units | 55000 | 35200 | 2.5 | 46000 | 1.9
COMFORT AIRE | A-series | 217101888 | HMSR-A-CB-O | A-VMH55PV-1 |  | Non-Ducted Indoor Units | 55000 | 34400 | 2.5 | 46000 | 1.9
COMFORT AIRE | A-series | 217101883 | HRCU-A-CB | A-VMH24SV-1 | B-VMH24DU-1 | Mini-Splits | 25000 | 21000 | 2.64 | 27000 | 2
COMFORT AIRE | A-series | 217101884 | HRCU-A-CB-O | A-VMH24SV-1 | B-VMH24UU-1 | Mini-Splits | 25000 | 19000 | 2.64 | 25000 | 2.1
COMFORT AIRE | A-series | 217101886 | HRCU-A-CB | A-VMH12SV-1 | B-VMH12DU-1 | Mini-Splits | 12500 | 10600 | 2.51 | 12100 | 1.96
COMFORT AIRE | A-series | 217101865 | HRCU-A-CB-O | A-VMH24SU-1 | B-VMH24SV-1 | Mini-Splits | 29000 | 21200 | 2.88 | 25000 | 2.21
COMFORT AIRE | A-series | 217101875 | HRCU-A-CB-O | A-KMH24SU-1 | B-KMH24SV-1 | Mini-Splits | 29000 | 21200 | 2.88 | 25000 | 2.21
COMFORT AIRE | A-series | 217101851 | HRCU-A-CB-O | A-DVH09SH-1 | B-DVH09SH-1 | Mini-Splits | 10000 | 6900 | 2.53 | 6400 | 1.95
COMFORT AIRE | A-series | 217101839 | HRCU-A-CB-O | A-VMH24SV-1 | B-VMH24CV-1 | Mini-Splits | 25000 | 21000 | 2.64 | 25800 | 2
COMFORT AIRE | A-series | 217101832 | HRCU-A-CB-O | A-VMH06SV-1 | B-VMH06SV-1 | Mini-Splits | 7000 | 8500 | 2.9 | 7500 | 2.09
COMFORT AIRE | A-series | 217101841 | HMSR-A-CB-O | A-VMH18DV-1 |  | Non-Ducted Indoor Units | 20000 | 15000 | 2.5 | 19700 | 1.9
COMFORT AIRE | A-series | 217101836 | HRCU-A-CB-O | A-VMH24SV-1 | B-VMH24SV-1 | Mini-Splits | 29000 | 21200 | 2.88 | 25000 | 2.21
COMFORT AIRE | A-series | 217101833 | HRCU-A-CB-O | A-VMH09SV-1 | B-VMH09SV-1 | Mini-Splits | 12000 | 9500 | 2.53 | 10600 | 2
COMFORT AIRE | A-VHP | 217123475 | HRCU-A-CB | A-VHP33SA-1 | B-VHP30AA-1 |  | 35000 | 27400 | 2.58 | 34000 | 2
COMFORT AIRE | A-VHP | 217123473 | HRCU-A-CB | A-VHP18SA-1 | B-VHP18AA-1 |  | 19500 | 14000 | 2.6 | 18000 | 2.2
COMFORT AIRE | A-series | 217123464 | HRCU-A-CB | A-VCD60SA-1 | B-KCD60SA-1 |  | 59000 | 42000 | 2.6 | 48500 | 1.91
COMFORT AIRE | A series | 217123449 | HRCU-A-CB | A-VCD60SA-1 | B-VCD60SA-1 |  | 59000 | 42000 | 2.6 | 48500 | 1.91
COMFORT AIRE | A series | 217123450 | HRCU-A-C | A-VCD24SA-1 | MCD18/24B1A |  | 25000 | 21000 | 2.58 | 20000 | 1.95
COMFORT AIRE | A series | 217123451 | HRCU-A-C | A-VCD18SA-1 | MCD18/24B1A |  | 19000 | 14700 | 2.6 | 15000 | 2.2
COMFORT AIRE | A series | 217123445 | HRCU-A-CB | A-VMH18SV-1 | B-VMH18AV-1 |  | 19000 | 15400 | 2.7 | 17000 | 2
COMFORT AIRE | A series | 217123454 | HRCU-A-CB | A-VCD24SA-1 | B-VCD24SA-1 |  | 24000 | 19200 | 2.5 | 22600 | 1.91
COMFORT AIRE | A-series | 217123460 | HRCU-A-CB | A-VCD24SA-1 | B-KCD24SA-1 |  | 24000 | 19200 | 2.5 | 22600 | 1.91
COMFORT AIRE | A-series | 217123459 | HRCU-A-CB | A-VCD18SA-1 | B-KCD18SA-1 |  | 19000 | 13500 | 2.6 | 16500 | 2.04
COMFORT AIRE | A series | 217123452 | HRCU-A-CB | A-VCD18SA-1 | B-VCD18SA-1 |  | 19000 | 13500 | 2.6 | 16500 | 2.04
COMFORT TEMPS |  | 216472852 | HRCU-A-CB-O | CTP-BH122A-O | CTP-BH122A-I | Mini-Splits | 12600 | 8100 | 3.08 | 9100 | 2.4
COMFORT TEMPS |  | 216472851 | HRCU-A-CB-O | CTP-BH092A-O | CTP-BH092A-I | Mini-Splits | 10000 | 5800 | 2.66 | 7100 | 2.04
COMFORT TEMPS |  | 216472850 | HRCU-A-CB-O | CTP-BH121A-O | CTP-BH121A-I | Mini-Splits | 12400 | 7800 | 2.89 | 8900 | 2.31
COMFORT TEMPS |  | 216472849 | HRCU-A-CB-O | CTP-BH091A-O | CTP-BH091A-I | Mini-Splits | 10000 | 6200 | 2.84 | 7500 | 2.15
COMFORT-AIRE |  | 207071380 | HRCU-A-CB | HRG1836S1P | EAH1P30B+H4TXV01 | Ducted Indoor Units | 24000 | 15300 | 2.51 | 12500 | 2.19
COMFORT-AIRE |  | 207071362 | HRCU-A-CB | HRG1836S1P | EAH1P30A+H4TXV01 | Ducted Indoor Units | 24000 | 15200 | 2.5 | 12500 | 2.19
COMFORT-AIRE |  | 207071368 | HRCU-A-CB | HRG1836S1P | EAH1P30B+H4TXV01 | Ducted Indoor Units | 24000 | 15300 | 2.51 | 12500 | 2.19
COMFORT-AIRE |  | 207071364 | HRCU-A-CB | HRG1836S1P | EAH1P30B+H4TXV01 | Ducted Indoor Units | 24000 | 15300 | 2.51 | 12500 | 2.18
COMFORT-AIRE |  | 207071366 | HRCU-A-CB | HRG1836S1P | EAH1P30B+H4TXV01 | Ducted Indoor Units | 24000 | 15300 | 2.52 | 12500 | 2.19
COMFORT-AIRE |  | 207071378 | HRCU-A-CB | HRG1836S1P | EAH1P30B+H4TXV01 | Ducted Indoor Units | 24000 | 15300 | 2.51 | 12500 | 2.18
COMFORTMAKER | DLC-series | 207188908 | HRCU-A-CB-O | DLCSRBH06AAK | DLFSHBH06XAK | Mini-Splits | 7000 | 7500 | 2.5 | 7200 | 1.92
COMFORTMAKER | DLC-series | 206361873 | HRCU-A-CB-O | DLCSRBH12AAJ | DLFSHBH12XAJ | Mini-Splits | 12000 | 8900 | 2.75 | 6858 | 2.07
COMFORTMAKER | DLC-series | 206361875 | HRCU-A-CB-O | DLCSRBH12AAK | DLFSHBH12XAK | Mini-Splits | 12000 | 10300 | 2.56 | 12113 | 1.9
COMFORTMAKER | DL series | 213372124 | HRCU-A-C | DLCURAH18ABK | DLFULAH24XBX + CI |  | 19000 | 14700 | 2.6 | 15000 | 2.2
COMFORTMAKER | DL series | 213372126 | HRCU-A-C | DLCURAH24ABK | DLFULAH24XBX + CI |  | 25000 | 21000 | 2.58 | 20000 | 1.95
COMFORTMAKER | DLC-series | 210857430 | HRCU-A-CB-O | DLCSRBH06AAK | DLFSOAH09XAK | Mini-Splits | 7100 | 5700 | 2.61 | 8500 | 2.03
COMFORTMAKER | DLC-series | 209948192 | HRCU-A-CB-O | DLCSRBH12AAK | DLFSFBH12XAK | Mini-Splits | 12000 | 10200 | 2.72 | 12300 | 2.1
COMFORTMAKER | DLC-series | 208447629 | HRCU-A-CB-O | DLCSRBH06AAK | DLFSHCH06XAK | Mini-Splits | 7000 | 8500 | 2.9 | 8581 | 2.19
COMFORTMAKER | DLC-series | 208447628 | HRCU-A-CB-O | DLCSRBH12AAJ | DLFSHCH12XAJ | Mini-Splits | 12000 | 8400 | 2.8 | 7094 | 2.19
COMFORTMAKER | DLC-series | 208447708 | HRCU-A-CB-O | DLCERBH09AAK | DLFEHBH09XAK | Mini-Splits | 10000 | 6000 | 2.51 | 6933 | 1.97
COMFORTMAKER | DLC-series | 211132716 | HRCU-A-CB | DLCSRBH24AAK | DLFSDAH24XHK | Mini-Splits | 25000 | 21000 | 2.75 | 24000 | 2
COMFORTMAKER | SOFTSOUND DELUXE 18 VS HP | 206771905 | HRCU-A-CB | CVH837GKA2* | EA*4X48L24A*+WALLCON |  | 32400 | 31400 | 2.54 | 27600 | 2.22
COMFORTMAKER | DLC-series | 211132682 | HRCU-A-CB | DLCSRBH18AAK | DLFSDAH18XHK | Mini-Splits | 19000 | 15700 | 2.6 | 18000 | 2.2
COMFORTMAKER | SOFTSOUND DELUXE 18 VS HP | 206771725 | HRCU-A-CB | CVH837GKA2* | EA*4X43L21A*+WALLCON |  | 32800 | 31800 | 2.56 | 27800 | 2.22
COMFORTMAKER | SOFTSOUND DELUXE 18 VS HP | 206771356 | HRCU-A-CB | CVH837GKA2* | EA*4X37L21A*+WALLCON |  | 32800 | 31800 | 2.54 | 27800 | 2.22
COMFORTMAKER | SOFTSOUND DELUXE 18 VS HP | 206771626 | HRCU-A-CB | CVH837GKA2* | EA*4X43L21A*+WALLCON |  | 33000 | 32000 | 2.52 | 28000 | 2.2
COMFORTMAKER | SOFTSOUND DELUXE 18 VS HP | 206771275 | HRCU-A-CB | CVH837GKA2* | EA*4X37L21A*+WALLCON |  | 33000 | 31800 | 2.52 | 28000 | 2.2
COMFORTMAKER | SOFTSOUND DELUXE 18 VS HP | 206771779 | HRCU-A-CB | CVH837GKA2* | EA*4X48L21A*+WALLCON |  | 32600 | 31400 | 2.52 | 27800 | 2.2
COMFORTMAKER | DLC-series | 208447625 | HRCU-A-CB-O | DLCSRBH09AAK | DLFSHCH09XAK | Mini-Splits | 12000 | 9500 | 2.53 | 11109 | 1.97
COMFORTMAKER | SOFTSOUND DELUXE 18 VS HP | 206771644 | HRCU-A-CB | CVH837GKA2* | EA*4X43L21A*+WALLCON |  | 32800 | 31800 | 2.54 | 28000 | 2.2
COMFORTMAKER | SOFTSOUND DELUXE 18 VS HP | 206771860 | HRCU-A-CB | CVH837GKA2* | EA*4X48L21A*+WALLCON |  | 32400 | 31400 | 2.52 | 27600 | 2.2
COMFORTMAKER | SOFTSOUND DELUXE 18 VS HP | 206771896 | HRCU-A-CB | CVH837GKA2* | EA*4X48L24A*+WALLCON |  | 32400 | 31400 | 2.52 | 27600 | 2.2
COMFORTMAKER | D5F Series | 215324190 | HRCU-A-CB-O | D5CSHAH18AAK | D5FSHAH18XAK | Mini-Splits | 18000 | 16600 | 2.55 | 18000 | 1.92
COMFORTMAKER |  | 215323726 | HRCU-A-CB | D5CUHAH36AAK | D5FUHAH36XAK |  | 37000 | 31000 | 2.5 | 37400 | 1.91
COMFORTMAKER |  | 215324210 | HRCU-A-CB-O | D5CSRAH12AAK | D5FSOAH12XAK | Mini-Splits | 12000 | 8600 | 2.77 | 8600 | 2.47
COMFORTMAKER |  | 215324209 | HRCU-A-CB-O | D5CSRAH12AAK | D5FSHAH12XAK | Mini-Splits | 12000 | 9300 | 2.84 | 8400 | 2.3
COMFORTMAKER |  | 215324206 | HRCU-A-CB-O | D5CSRAH09AAK | D5FSFAH09XAK | Mini-Splits | 9000 | 9000 | 2.9 | 8600 | 2.27
COMFORTMAKER |  | 215324205 | HRCU-A-CB-O | D5CSRAH09AAK | D5FSCAH12XAK | Mini-Splits | 10000 | 8500 | 2.8 | 8300 | 2.17
COMFORTMAKER |  | 215324204 | HRCU-A-CB-O | D5CSRAH09AAK | D5FSOAH12XAK | Mini-Splits | 11000 | 7900 | 2.69 | 8000 | 2.17
COMFORTMAKER |  | 215324203 | HRCU-A-CB-O | D5CSRAH09AAK | D5FSHAH09XAK | Mini-Splits | 10000 | 8100 | 2.83 | 8000 | 2.37
COMFORTMAKER |  | 215324202 | HRCU-A-CB-O | D5CSRAH12AAJ | D5FSHAH12XAJ | Mini-Splits | 12000 | 8700 | 2.68 | 7700 | 2.33
COMFORTMAKER |  | 215324201 | HRCU-A-CB-O | D5CSHAH33AAK | D5FSHAH33XAK | Mini-Splits | 36000 | 30000 | 2.69 | 35000 | 1.98
COMFORTMAKER |  | 215324200 | HRCU-A-CB | D5CSHAH24AAK | D5FSDAH24XHK | Mini-Splits | 26000 | 21600 | 2.71 | 24000 | 2.18
COMFORTMAKER |  | 215324197 | HRCU-A-CB-O | D5CSHAH24AAK | D5FSHAH24XAK | Mini-Splits | 29000 | 21000 | 2.88 | 24200 | 2.34
COMFORTMAKER |  | 215324193 | HRCU-A-CB-O | D5CSHAH18AAK | D5FSFAH16XAK | Mini-Splits | 17000 | 14200 | 2.6 | 17500 | 1.95
COMFORTMAKER |  | 215324192 | HRCU-A-CB-O | D5CSHAH18AAK | D5FSCAH18XAK | Mini-Splits | 19000 | 14900 | 2.7 | 17000 | 1.9
COMFORTMAKER |  | 215324186 | HRCU-A-CB-O | D5CSHAH12AAK | D5FSCAH12XAK | Mini-Splits | 12000 | 10000 | 2.74 | 11500 | 1.99
COMFORTMAKER |  | 215324185 | HRCU-A-CB-O | D5CSHAH12AAK | D5FSOAH12XAK | Mini-Splits | 12500 | 9600 | 2.65 | 11500 | 1.99
COMFORTMAKER |  | 215413228 | HRCU-A-CB-O | D5CPRAH18AA | D5FPHAH18XAK | Mini-Splits | 20000 | 19300 | 3.01 | 22600 | 2.34
COMFORTMAKER |  | 215413229 | HRCU-A-CB-O | D5CSRAH30AAK | D5FSHAH30XAK | Mini-Splits | 30000 | 20400 | 2.52 | 20000 | 2.03
COMFORTMAKER |  | 215357216 | HMSV-A-CB | D5CMRAH24DAK |  | Mixed Ducted and Non-Ducted Indoor Units | 25000 | 18000 | 2.6 | 18000 | 2
COMFORTMAKER |  | 215357220 | HMSR-A-CB-O | D5CMRAH30EAK |  | Non-Ducted Indoor Units | 31000 | 26600 | 2.5 | 26000 | 2
COMFORTMAKER |  | 215357193 | HMSR-A-CB-O | D5CMHAH24DAK |  | Non-Ducted Indoor Units | 25000 | 23600 | 2.5 | 25000 | 2
COMFORTMAKER |  | 215357215 | HMSV-A-CB | D5CMRAH24DAK |  | Ducted Indoor Units | 25000 | 18200 | 2.6 | 18000 | 2
COMFORTMAKER |  | 215357214 | HMSR-A-CB-O | D5CMRAH24DAK |  | Non-Ducted Indoor Units | 25000 | 17800 | 2.6 | 18000 | 2
COMFORTMAKER |  | 215324221 | HRCU-A-CB | D5CSRAH18AAK | D5FSDAH18XHK | Mini-Splits | 20000 | 14900 | 2.89 | 14200 | 2.41
COMFORTMAKER |  | 215324214 | HRCU-A-CB | D5CSRAH12AAK | D5FSDAH12XHK | Mini-Splits | 12000 | 9100 | 2.78 | 8900 | 2.44
COMFORTMAKER |  | 215324208 | HRCU-A-CB | D5CSRAH09AAK | D5FSDAH12XHK | Mini-Splits | 10000 | 9300 | 2.9 | 8300 | 2.32
COMFORTMAKER |  | 215324207 | HRCU-A-CB | D5CSRAH09AAK | D5FSDAH12XAK | Mini-Splits | 10000 | 8900 | 2.61 | 8600 | 2.25
COMFORTMAKER |  | 215324196 | HRCU-A-CB | D5CSHAH18AAK | D5FSDAH18XHK | Mini-Splits | 19500 | 15000 | 2.89 | 18000 | 2.1
COMFORTMAKER |  | 215324189 | HRCU-A-CB | D5CSHAH12AAK | D5FSDAH12XHK | Mini-Splits | 12000 | 10200 | 2.6 | 12000 | 1.95
COMFORTMAKER |  | 215357228 | HMSV-A-CB | D5CMRAH48FAK |  | Mixed Ducted and Non-Ducted Indoor Units | 47500 | 37400 | 2.5 | 37000 | 2.05
COMFORTMAKER |  | 215357227 | HMSV-A-CB | D5CMRAH48FAK |  | Ducted Indoor Units | 47000 | 37000 | 2.5 | 38000 | 2.1
COMFORTMAKER |  | 215357226 | HMSR-A-CB-O | D5CMRAH48FAK |  | Non-Ducted Indoor Units | 48000 | 38000 | 2.5 | 36000 | 2
COMFORTMAKER |  | 215357213 | HMSV-A-CB | D5CMRAH18CAK |  | Mixed Ducted and Non-Ducted Indoor Units | 19000 | 14100 | 2.79 | 14000 | 2.31
COMFORTMAKER |  | 215357212 | HMSV-A-CB | D5CMRAH18CAK |  | Ducted Indoor Units | 19000 | 14600 | 2.8 | 14600 | 2.3
COMFORTMAKER |  | 215357211 | HMSR-A-CB-O | D5CMRAH18CAK |  | Non-Ducted Indoor Units | 19000 | 13600 | 2.81 | 13500 | 2.3
COMFORTMAKER |  | 215357210 | HMSV-A-CB | D5CMHAH55FAK |  | Mixed Ducted and Non-Ducted Indoor Units | 55000 | 44500 | 2.65 | 47500 | 2.05
COMFORTMAKER |  | 215357209 | HMSV-A-CB | D5CMHAH55FAK |  | Ducted Indoor Units | 55000 | 45000 | 2.7 | 48000 | 2.1
COMFORTMAKER |  | 215357208 | HMSR-A-CB-O | D5CMHAH55FAK |  | Non-Ducted Indoor Units | 55000 | 44000 | 2.6 | 47000 | 2
COMFORTMAKER |  | 215357207 | HMSV-A-CB | D5CMHAH48FAK |  | Mixed Ducted and Non-Ducted Indoor Units | 48500 | 44000 | 2.6 | 47500 | 2
COMFORTMAKER |  | 215357206 | HMSV-A-CB | D5CMHAH48FAK |  | Ducted Indoor Units | 48000 | 44500 | 2.6 | 48000 | 2
COMFORTMAKER |  | 215357205 | HMSR-A-CB-O | D5CMHAH48FAK |  | Non-Ducted Indoor Units | 49000 | 44000 | 2.6 | 47000 | 2
COMFORTMAKER |  | 215357192 | HMSV-A-CB | D5CMHAH18CAK |  | Mixed Ducted and Non-Ducted Indoor Units | 20000 | 17300 | 2.65 | 18500 | 2
COMFORTMAKER |  | 215357191 | HMSV-A-CB | D5CMHAH18CAK |  | Ducted Indoor Units | 20000 | 17000 | 2.59 | 18000 | 2
COMFORTMAKER |  | 215357190 | HMSR-A-CB-O | D5CMHAH18CAK |  | Non-Ducted Indoor Units | 20000 | 17600 | 2.7 | 19000 | 2
COMFORTMAKER |  | 215333775 | HRCU-A-CB-O | D5CVRAH09AAK | D5FVHAH09XCK | Mini-Splits | 10000 | 8000 | 2.58 | 7000 | 2.16
COMFORTMAKER |  | 215324228 | HRCU-A-CB-O | D5CVRAH09AAK | D5FVHAH09XAK | Mini-Splits | 10000 | 8000 | 2.58 | 7000 | 2.16
COMFORTMAKER |  | 215324240 | HRCU-A-CB-O | D5CLRAH36AAK | D5FLCAH36XAK | Mini-Splits | 38000 | 26800 | 2.68 | 26600 | 2.2
COMFORTMAKER |  | 215324233 | HRCU-A-CB-O | D5CLHAH36AAK | D5FCFAH36XAK | Mini-Splits | 38000 | 30200 | 2.58 | 39500 | 2.02
COMFORTMAKER |  | 215324232 | HRCU-A-CB-O | D5CLHAH36AAK | D5FLCAH36XAK | Mini-Splits | 37000 | 30600 | 2.56 | 37000 | 1.95
COMFORTMAKER |  | 215324224 | HRCU-A-CB-O | D5CSRAH24AAK | D5FCFAH24XAK | Mini-Splits | 24400 | 20000 | 2.56 | 18600 | 2.27
COMFORTMAKER |  | 215324223 | HRCU-A-CB-O | D5CSRAH24AAK | D5FSCAH24XAK | Mini-Splits | 25000 | 20400 | 2.73 | 18500 | 2.3
COMFORTMAKER |  | 215324219 | HRCU-A-CB-O | D5CSRAH18AAK | D5FCFAH18XAK | Mini-Splits | 18000 | 13700 | 2.51 | 12800 | 2.05
COMFORTMAKER |  | 215324199 | HRCU-A-CB-O | D5CSHAH24AAK | D5FCFAH24XAK | Mini-Splits | 26000 | 20200 | 2.74 | 24200 | 2.16
COMFORTMAKER |  | 215324239 | HRCU-A-CB | D5CLHAH58AAK | D5FLDAH58XHK | Mini-Splits | 60000 | 45000 | 2.72 | 53500 | 2.1
COMFORTMAKER |  | 215324237 | HRCU-A-CB | D5CLHAH48AAK | D5FLDAH48XHK | Mini-Splits | 52000 | 45000 | 2.61 | 47500 | 2
COMFORTMAKER |  | 215324234 | HRCU-A-CB | D5CLHAH36AAK | D5FLDAH36XHK | Mini-Splits | 42000 | 31600 | 2.73 | 37600 | 2.1
COMFORTMAKER |  | 215324177 | HRCU-A-CB | D5CSHAH06AAK | D5FSDAH06XAK | Mini-Splits | 8000 | 8000 | 2.69 | 7800 | 2.41
COMFORTMAKER |  | 215324176 | HRCU-A-CB-O | D5CSHAH06AAK | D5FSOAH06XAK | Mini-Splits | 7400 | 7000 | 2.66 | 8100 | 2.4
COMFORTMAKER |  | 215324175 | HRCU-A-CB-O | D5CSHAH06AAK | D5FSHAH06XAK | Mini-Splits | 7000 | 7900 | 2.79 | 7700 | 2.4
COMFORTMAKER |  | 215318931 | HRCU-A-CB | D5CUHAH48AAK | D5FUHAH60XAK |  | 48000 | 34000 | 2.56 | 48000 | 2
COMFORTMAKER |  | 215318930 | HRCU-A-CB | D5CUHAH30AAK | D5FUHAH36XAK |  | 33000 | 24000 | 2.69 | 33200 | 1.97
COMFORTMAKER |  | 215318929 | HRCU-A-CB | D5CUHAH18AAK | D5FUHAH24XAK |  | 18000 | 14700 | 2.66 | 18600 | 2.12
COMFORTMAKER |  | 215318939 | HRCU-A-CB | D5CLHAH58AAK | D5FLAAH60XAK |  | 59000 | 41000 | 2.6 | 53000 | 2
COMFORTMAKER |  | 215318926 | HRCU-A-CB | D5CURAH36AAK | D5FUAAH36XAK |  | 36000 | 25600 | 2.6 | 27000 | 2
COMFORTMAKER |  | 215318922 | HRCU-A-CB | D5CUHAH60AAK | D5FUHAH60XAK |  | 55000 | 35000 | 2.5 | 54000 | 1.9
COMFORTMAKER |  | 215318920 | HRCU-A-CB | D5CUHAH48AAK | D5FUAAH48XAK |  | 50000 | 37000 | 2.7 | 46000 | 1.9
COMFORTMAKER |  | 215318919 | HRCU-A-CB | D5CUHAH36AAK | D5FUAAH36XAK |  | 37000 | 31800 | 2.56 | 39000 | 1.9
COMFORTMAKER |  | 215318918 | HRCU-A-CB | D5CUHAH30AAK | D5FUAAH30XAK |  | 34000 | 23800 | 2.76 | 32600 | 1.96
COMFORTMAKER |  | 215318917 | HRCU-A-CB | D5CUHAH24AAK | D5FUHAH24XAK |  | 24000 | 19000 | 2.64 | 20600 | 2.14
COMFORTMAKER |  | 215318915 | HRCU-A-CB | D5CUHAH18AAK | D5FUAAH18XAK |  | 19000 | 15000 | 2.6 | 18000 | 2
COMFORTMAKER |  | 215318935 | HRCU-A-CB | D5CSRAH18AAK | D5FSAAH18XBK |  | 18000 | 13200 | 2.6 | 13000 | 2.3
COMFORTMAKER |  | 215318941 | HRCU-A-CB | D5CLRAH48AAK | D5FLAAH48XAK |  | 50000 | 40000 | 2.6 | 35200 | 1.9
COMFORTMAKER |  | 215318938 | HRCU-A-CB | D5CLHAH48AAK | D5FLAAH48XAK |  | 50000 | 40000 | 2.5 | 46000 | 2
COMFORTMAKER |  | 215318934 | HRCU-A-CB | D5CSHAH33AAK | D5FSAAH36XBK |  | 35000 | 27400 | 2.58 | 34000 | 2
COMFORTMAKER |  | 215318932 | HRCU-A-CB | D5CSHAH18AAK | D5FSAAH18XBK |  | 19500 | 14000 | 2.6 | 18000 | 2.2
COMFORTMAKER | SOFTSOUND DELUXE 18 VS HP | 210470270 | HRCU-A-CB | CVH837GKA2* | EA*4X60L24A*+WALLCON |  | 31800 | 31000 | 2.5 | 27400 | 2.2
COMFORTMAKER | SOFTSOUND DELUXE 18 VS HP | 210470567 | HRCU-A-CB | CVH837GKA2* | EA*4X61L24A*+WALLCON |  | 32000 | 31200 | 2.54 | 27400 | 2.24
COMFORTMAKER | SOFTSOUND DELUXE 18 VS HP | 210473243 | HRCU-A-CB | CVH825GKA3* | EA*4X43L21A*+WALLCON |  | 21000 | 20400 | 2.54 | 18100 | 2.24
COMFORTMAKER | SOFTSOUND DELUXE 18 VS HP | 210470501 | HRCU-A-CB | CVH837GKA2* | EA*4X61L21A*+WALLCON |  | 32000 | 31200 | 2.54 | 27600 | 2.22
COMFORTMAKER | SOFTSOUND DELUXE 18 VS HP | 210470435 | HRCU-A-CB | CVH837GKA2* | EA*4X61L21A*+WALLCON |  | 32200 | 31400 | 2.5 | 27800 | 2.2
COMFORTMAKER | SOFTSOUND DELUXE 18 VS HP | 210470556 | HRCU-A-CB | CVH837GKA2* | EA*4X61L24A*+WALLCON |  | 32000 | 31200 | 2.52 | 27600 | 2.22
COMFORTMAKER | SOFTSOUND DELUXE 18 VS HP | 210470446 | HRCU-A-CB | CVH837GKA2* | EA*4X61L21A*+WALLCON |  | 32000 | 31200 | 2.52 | 27600 | 2.22
COMFORTMAKER | SOFTSOUND DELUXE 18 VS HP | 210470281 | HRCU-A-CB | CVH837GKA2* | EA*4X60L24A*+WALLCON |  | 31800 | 31000 | 2.52 | 27400 | 2.22
COMFORTMAKER | Dlseries | 210025742 | HRCU-A-CB | DLCURAH60ABK | DLFUAAH60XAK |  | 59000 | 42000 | 2.6 | 54356 | 1.91
COMFORTMAKER |  | 201835554 | HRCU-A-CB-O | DLCPRAH09AAK | DLFPHAH09XAK | Mini-Splits | 10000 | 7200 | 2.78 | 13047 | 1.97
COMFORTMAKER | High Tier | 202463645 | HRCU-A-CB-O | DLCPRAH24AAK | DLFPHAH24XAK | Mini-Splits | 24000 | 15450 | 3 | 24000 | 2
COMFORTMAKER | QuietComfort | 206350402 | HRCU-A-CB | DLCSRBH24AAK | DLFSDAH24XAK | Mini-Splits | 24600 | 14500 | 2.8 | 27910 | 2.01
COMFORTMAKER | Performance Series | 207643012 | HMSV-A-CB | DLCMHBH24CAK |  | Ducted Indoor Units | 24000 | 18500 | 2.85 | 21500 | 1.95
COMFORTMAKER | SOFTSOUND DELUXE 18 VS HP 2-STAGE | 210458483 | HRCU-A-CB | CVH837GKA2*+TSTAT | EA*4X37L21A* |  | 47500 | 30800 | 2.52 | 24400 | 1.98
COMFORTMAKER | SOFTSOUND DELUXE 18 VS HP 2-STAGE | 210459740 | HRCU-A-CB | CVH837GKA2*+TSTAT | EA*4X43L21A* |  | 47500 | 30800 | 2.52 | 24400 | 1.98
COMFORTMAKER | Performance Series | 207643014 | HMSR-A-CB-O | DLCMHBH30DAK |  | Non-Ducted Indoor Units | 30000 | 18500 | 2.98 | 29400 | 1.9
COMFORTMAKER | SOFTSOUND DELUXE 18 VS HP 2-STAGE | 210465006 | HRCU-A-CB | CVH837GKA2*+TSTAT | EN(A,D,W)4X60L24** |  | 47000 | 30600 | 2.5 | 24000 | 1.96
COMFORTMAKER | SOFTSOUND DELUXE 18 VS HP 2-STAGE | 210464818 | HRCU-A-CB | CVH837GKA2*+TSTAT | EN(A,D)4X48L24** |  | 48000 | 31000 | 2.5 | 24400 | 1.94
COMFORTMAKER | SOFTSOUND DELUXE 18 VS HP 2-STAGE | 210464683 | HRCU-A-CB | CVH837GKA2*+TSTAT | EN(A,D)4X48L24** |  | 47500 | 30600 | 2.5 | 24200 | 1.94
COMFORTMAKER | SOFTSOUND DELUXE 18 VS HP 2-STAGE | 210464617 | HRCU-A-CB | CVH837GKA2*+TSTAT | EN(A,D)4X48L24** |  | 47500 | 30800 | 2.5 | 24200 | 1.96
COMFORTMAKER | SOFTSOUND DELUXE 18 VS HP 2-STAGE | 210464605 | HRCU-A-CB | CVH837GKA2*+TSTAT | EN(A,D)4X48L24** |  | 48000 | 31000 | 2.5 | 24400 | 1.96
COMFORTMAKER | SOFTSOUND DELUXE 18 VS HP 2-STAGE | 210464462 | HRCU-A-CB | CVH837GKA2*+TSTAT | EN(A,D,W)4X48L21** |  | 48000 | 31000 | 2.5 | 24400 | 1.94
COMFORTMAKER | SOFTSOUND DELUXE 18 VS HP 2-STAGE | 210464307 | HRCU-A-CB | CVH837GKA2*+TSTAT | EN(A,D,W)4X48L21** |  | 48000 | 31000 | 2.5 | 24400 | 1.94
COMFORTMAKER | SOFTSOUND DELUXE 18 VS HP 2-STAGE | 210464172 | HRCU-A-CB | CVH837GKA2*+TSTAT | EN(A,D,W)4X48L21** |  | 47500 | 30800 | 2.5 | 24200 | 1.96
COMFORTMAKER | SOFTSOUND DELUXE 18 VS HP 2-STAGE | 210462019 | HRCU-A-CB | CVH837GKA2*+TSTAT | EA*4X61L24A* |  | 47000 | 30800 | 2.52 | 24400 | 1.98
COMFORTMAKER | SOFTSOUND DELUXE 18 VS HP 2-STAGE | 210461964 | HRCU-A-CB | CVH837GKA2*+TSTAT | EA*4X61L24A* |  | 47000 | 30600 | 2.5 | 24400 | 1.98
COMFORTMAKER | SOFTSOUND DELUXE 18 VS HP 2-STAGE | 210461840 | HRCU-A-CB | CVH837GKA2*+TSTAT | EA*4X61L24A* |  | 47000 | 30600 | 2.5 | 24400 | 1.98
COMFORTMAKER | SOFTSOUND DELUXE 18 VS HP 2-STAGE | 210461829 | HRCU-A-CB | CVH837GKA2*+TSTAT | EA*4X61L24A* |  | 46500 | 30400 | 2.5 | 24000 | 1.96
COMFORTMAKER | SOFTSOUND DELUXE 18 VS HP 2-STAGE | 210461807 | HRCU-A-CB | CVH837GKA2*+TSTAT | EA*4X61L24A* |  | 47000 | 30600 | 2.5 | 24400 | 1.98
COMFORTMAKER | SOFTSOUND DELUXE 18 VS HP 2-STAGE | 210461796 | HRCU-A-CB | CVH837GKA2*+TSTAT | EA*4X61L24A* |  | 47000 | 30600 | 2.5 | 24400 | 1.96
COMFORTMAKER | SOFTSOUND DELUXE 18 VS HP 2-STAGE | 210461763 | HRCU-A-CB | CVH837GKA2*+TSTAT | EA*4X61L24A* |  | 46500 | 30400 | 2.5 | 24200 | 1.98
COMFORTMAKER | SOFTSOUND DELUXE 18 VS HP 2-STAGE | 210461751 | HRCU-A-CB | CVH837GKA2*+TSTAT | EA*4X61L24A* |  | 46500 | 30600 | 2.5 | 24200 | 1.98
COMFORTMAKER | SOFTSOUND DELUXE 18 VS HP 2-STAGE | 210461453 | HRCU-A-CB | CVH837GKA2*+TSTAT | EA*4X61L21A* |  | 46500 | 30600 | 2.5 | 24400 | 1.96
COMFORTMAKER | SOFTSOUND DELUXE 18 VS HP 2-STAGE | 210461430 | HRCU-A-CB | CVH837GKA2*+TSTAT | EA*4X61L21A* |  | 47000 | 30600 | 2.5 | 24400 | 1.98
COMFORTMAKER | SOFTSOUND DELUXE 18 VS HP 2-STAGE | 210461417 | HRCU-A-CB | CVH837GKA2*+TSTAT | EA*4X61L21A* |  | 47000 | 30600 | 2.5 | 24400 | 1.98
COMFORTMAKER | SOFTSOUND DELUXE 18 VS HP 2-STAGE | 210461329 | HRCU-A-CB | CVH837GKA2*+TSTAT | EA*4X61L21A* |  | 46500 | 30400 | 2.5 | 24200 | 1.96
COMFORTMAKER |  | 209852047 | HRCU-A-CB | DLCURAH18ABK | DLFUAAH18XAK |  | 19000 | 13500 | 2.5 | 18000 | 2
COMFORTMAKER | SoftSound | 207826596 | HMSV-A-CB | DLCSRBH24AAK | DLFSABH24XBK | Mini-Splits | 26000 | 16200 | 2.79 | 21508 | 1.95
COMFORTMAKER | High Tier | 202463644 | HRCU-A-CB-O | DLCPRAH18AAK | DLFPHAH18XAK | Mini-Splits | 18000 | 12300 | 3.19 | 18000 | 2
COMFORTMAKER |  | 201835561 | HRCU-A-CB-O | DLCSRAH09AAJ | DLFSHAH09XAJ | Mini-Splits | 9800 | 5600 | 2.65 | 6880 | 1.96
COMFORTMAKER | High Wall System | 8177105 | HRCU-A-CB-O | DLCAHB18K1A | DLFAHH18K1A | Mini-Splits | 19000 | 12717 | 2.5 | 19190 | 2.85
COMFORTMAKER | High Wall System | 8177087 | HRCU-A-CB-O | DLCAHB09K1A | DLFAHH09K1A | Mini-Splits | 9000 | 5500 | 2.88 | 10488 | 1.98
COMFORTSTAR | CHF Series | 217138389 | HRCU-A-CB | CHF3-60DU(O) | CPA3H-60DU(I) | Mini-Splits | 60000 | 45000 | 2.72 | 53500 | 2.1
COMFORTSTAR | CHF Series | 217138388 | HRCU-A-CB | CHF3-48DU(O) | CPA3H-48DU(I) | Mini-Splits | 52000 | 45000 | 2.61 | 47500 | 2
COMFORTSTAR | CHF Series | 217138387 | HRCU-A-CB | CHF3-36DU(O) | CPA3H-36DU(I) | Mini-Splits | 42000 | 31600 | 2.73 | 37600 | 2.1
COMFORTSTAR | CPP Series | 217138382 | HRCU-A-CB | CPP3-18CD(O) | CPA3-18CD(I) | Mini-Splits | 20000 | 14000 | 2.6 | 14000 | 2.19
COMFORTSTAR | CPP Series | 217138381 | HRCU-A-CB | CPP3-12CD(O) | CPA3-12CD(I) | Mini-Splits | 12000 | 9500 | 2.58 | 8800 | 2.24
COMFORTSTAR | CPP Series | 217138380 | HRCU-A-CB | CPP3-09CD(O) | CPA3-09CD(I) | Mini-Splits | 10000 | 8900 | 2.61 | 8600 | 2.25
COMFORTSTAR | CHF Series | 217138378 | HRCU-A-CB | CHF3-18CD(O) | CPA3-18CD(I) | Mini-Splits | 19000 | 15000 | 2.7 | 18000 | 2
COMFORTSTAR | CHF Series | 217138375 | HRCU-A-CB | CHF3-06CD(O) | CPA3-06CD(I) | Mini-Splits | 8000 | 8000 | 2.69 | 7800 | 2.41
COMFORTSTAR | CHF Series | 217138373 | HRCU-A-CB-O | CHF3-36CD(O) | CPP3H-36CD(I) | Mini-Splits | 36000 | 29600 | 2.61 | 34600 | 1.91
COMFORTSTAR | CHF Series | 217138374 | HRCU-A-CB-O | CHF3-24CD(O) | TIP3-24CD(I) | Mini-Splits | 25000 | 20400 | 2.78 | 23800 | 2.23
COMFORTSTAR | CHF Series | 217138383 | HRCU-A-CB-O | CHF3-06CD(O) | T1W3-06CD(I) | Mini-Splits | 7400 | 7000 | 2.66 | 8100 | 2.4
COMFORTSTAR | CHF Series | 217138384 | HRCU-A-CB-O | CHF3-36DU(O) | FPA3-36DU(I) | Mini-Splits | 38000 | 30200 | 2.58 | 39500 | 2.02
COMFORTSTAR | CHF Series | 217138390 | HRCU-A-CB-O | CHF3-36DU(O) | TIP3-36DU(I) | Mini-Splits | 37000 | 30600 | 2.56 | 37000 | 1.95
COMFORTSTAR | CPP Series | 217138338 | HRCU-A-CB-O | CPP3-24CD(O) | TIP3-24CD(I) | Mini-Splits | 25000 | 20400 | 2.73 | 18500 | 2.3
COMFORTSTAR | CHF Series | 217138372 | HRCU-A-CB-O | CHF3-24CD(O) | CPP3-24CD(I) | Mini-Splits | 26000 | 21600 | 2.61 | 24000 | 2
COMFORTSTAR | CHF Series | 217138371 | HRCU-A-CB-O | CHF3-18CD(O) | CPP3-18CD(I) | Mini-Splits | 18000 | 14400 | 2.79 | 18000 | 2
COMFORTSTAR | CHF Series | 217138368 | HRCU-A-CB-O | CHF3-06CD(O) | CPP3-06CD(I) | Mini-Splits | 7000 | 7600 | 2.5 | 7500 | 2.29
COMFORTSTAR | CMZ Series | 216720926 | HMSV-A-CB | CMZ3-24-3Z |  | Mixed Ducted and Non-Ducted Indoor Units | 19000 | 14000 | 2.7 | 14000 | 2.25
COMFORTSTAR | CMZ Series | 216720925 | HMSV-A-CB | CMZ3-24-3Z |  | Ducted Indoor Units | 19000 | 14600 | 2.8 | 14600 | 2.3
COMFORTSTAR | AHU series | 212940790 | HRCU-A-CB | CPH24CD(O) | AHU24-SG2 |  | 24000 | 19200 | 2.5 | 24071 | 1.91
COMFORTSTAR | AHU series | 212940789 | HRCU-A-CB | CPH18CD(O) | AHU18-SG2 |  | 19000 | 13500 | 2.6 | 18629 | 2.04
COMFORTSTAR |  | 207658930 | HRCU-A-CB | CZP09CD(O) | CPA-09B | Mini-Splits | 10000 | 7700 | 2.59 | 8000 | 2.09
COMFORTSTAR |  | 207658931 | HRCU-A-CB | CZP12CD(O) | CPA-12B | Mini-Splits | 12000 | 9300 | 2.78 | 8400 | 2.26
COMFORTSTAR |  | 207658950 | HRCU-A-CB-O | CHF12CD(O) | TPA-12 | Mini-Splits | 12000 | 9900 | 2.55 | 11500 | 1.9
COMFORTSTAR |  | 207826041 | HRCU-A-CB-O | CGS09CD(O) | CGS09CD(I) | Mini-Splits | 10000 | 6000 | 2.51 | 6933 | 1.97
COMFORTSTAR |  | 207658922 | HRCU-A-CB-O | CZP09CD(O) | CHF09CD(I) | Mini-Splits | 10000 | 8500 | 2.8 | 8581 | 2.19
COMFORTSTAR |  | 207658946 | HRCU-A-CB-O | CZP24CD(O) | TPA-24C | Mini-Splits | 25000 | 19000 | 2.6 | 18900 | 1.96
COMFORTSTAR |  | 207765976 | HRCU-A-CB-O | CZP24CD(O) | TIP24 | Mini-Splits | 25000 | 19000 | 2.6 | 18900 | 1.96
COMFORTSTAR |  | 208142953 | HRCU-A-CB | CPR24CD(O) | AHU24-SG2 |  | 26000 | 21000 | 2.8 | 19400 | 2.1
COMFORTSTAR | C-series | 207658966 | HMSV-A-CB | CMZ-18-2Z |  | Mixed Ducted and Non-Ducted Indoor Units | 19000 | 14500 | 2.5 | 14000 | 2.17
COMFORTSTAR | C-series | 207658969 | HMSV-A-CB | CMZ-27-3Z |  | Mixed Ducted and Non-Ducted Indoor Units | 28000 | 21400 | 2.55 | 20000 | 2.13
COMFORTSTAR | UACP series | 213386529 | HRCU-A-C | CPH18CD(O) | UACP-24B |  | 19000 | 14700 | 2.6 | 15000 | 2.2
COMFORTSTAR | ACP series | 213386517 | HRCU-A-C | CPH18CD(O) | ACP-24B |  | 19000 | 14700 | 2.6 | 15000 | 2.2
COMFORTSTAR |  | 207658976 | HMSR-A-CB-O | CVH-18-2SH |  | Non-Ducted Indoor Units | 20000 | 15000 | 2.5 | 20000 | 1.93
COMFORTSTAR |  | 207658940 | HRCU-A-CB | CHF24CD(O) | CPA-24C | Mini-Splits | 25000 | 21000 | 2.64 | 27000 | 2
COMFORTSTAR |  | 207658977 | HMSV-A-CB | CVH-18-2SH |  | Ducted Indoor Units | 20000 | 16000 | 2.61 | 20000 | 1.95
COMFORTSTAR | C-series | 207658978 | HMSV-A-CB | CVH-18-2SH |  | Mixed Ducted and Non-Ducted Indoor Units | 20000 | 15500 | 2.55 | 20000 | 1.95
COMFORTSTAR |  | 207658926 | HRCU-A-CB-O | CHF09CD(O) | CHF09CD(I) | Mini-Splits | 12000 | 9500 | 2.53 | 11109 | 1.97
COMFORTSTAR |  | 207658938 | HRCU-A-CB | CHF12CD(O) | CPA-12C | Mini-Splits | 12500 | 10600 | 2.51 | 12100 | 1.96
COMFORTSTAR |  | 207658961 | HRCU-A-CB-O | CHF24CD(O) | FPA-24 | Mini-Splits | 25000 | 19000 | 2.64 | 25000 | 2.1
COMFORTSTAR |  | 207658933 | HRCU-A-CB | CZP24CD(O) | CPA-24B | Mini-Splits | 25000 | 20000 | 2.61 | 20000 | 2.3
COMFORTSTAR |  | 207765970 | HRCU-A-CB | CHF12CD(O) | CPA-12B | Mini-Splits | 12500 | 10600 | 2.51 | 12100 | 1.96
COMFORTSTAR |  | 207765972 | HRCU-A-CB | CHF24CD(O) | CPA-24B | Mini-Splits | 25000 | 21000 | 2.64 | 27000 | 2
COMFORTSTAR | UACP series | 213386530 | HRCU-A-C | CPH24CD(O) | UACP-24B |  | 25000 | 21000 | 2.58 | 20000 | 1.95
COMFORTSTAR | ACP series | 213386518 | HRCU-A-C | CPH24CD(O) | ACP-24B |  | 25000 | 21000 | 2.58 | 20000 | 1.95
COMFORTSTAR | T1W Series | 214594913 | HRCU-A-CB-O | CZP09CD(O) | T1W9P | Mini-Splits | 11000 | 8000 | 2.66 | 8500 | 2.37
COMFORTSTAR | T1W Series | 214594915 | HRCU-A-CB-O | CZP18CD(O) | T1W18P | Mini-Splits | 19000 | 12200 | 2.79 | 13100 | 2.3
COMFORTSTAR | CPP Series | 216720902 | HRCU-A-CB | CPP3-24CD(O) | CPA3H-24CD(I) | Mini-Splits | 25000 | 21200 | 2.6 | 19000 | 2.3
COMFORTSTAR | CPP Series | 216720901 | HRCU-A-CB | CPP3-18CD(O) | CPA3H-18CD(I) | Mini-Splits | 20000 | 14900 | 2.89 | 14200 | 2.41
COMFORTSTAR | CPP Series | 216720900 | HRCU-A-CB | CPP3-12CD(O) | CPA3H-12CD(I) | Mini-Splits | 12000 | 9100 | 2.78 | 8900 | 2.44
COMFORTSTAR | CPP Series | 216720899 | HRCU-A-CB | CPP3-09CD(O) | CPA3H-09CD(I) | Mini-Splits | 10000 | 9300 | 2.9 | 8300 | 2.32
COMFORTSTAR | CMZ Series | 216720934 | HMSV-A-CB | CMZ3-55-6Z |  | Ducted Indoor Units | 47000 | 37000 | 2.5 | 38000 | 2.1
COMFORTSTAR | CMZ Series | 216720929 | HMSV-A-CB | CMZ3-30-4Z |  | Mixed Ducted and Non-Ducted Indoor Units | 26800 | 18200 | 2.5 | 18900 | 2
COMFORTSTAR | CMZ Series | 216720928 | HMSV-A-CB | CMZ3-30-4Z |  | Ducted Indoor Units | 26600 | 18400 | 2.5 | 18800 | 2
COMFORTSTAR | CMZ Series | 216720927 | HMSR-A-CB-O | CMZ3-30-4Z |  | Non-Ducted Indoor Units | 27000 | 18000 | 2.5 | 19000 | 2
COMFORTSTAR | CMZ Series | 216720924 | HMSR-A-CB-O | CMZ3-24-3Z |  | Non-Ducted Indoor Units | 19000 | 13500 | 2.6 | 13500 | 2.2
COMFORTSTAR | CVH Series | 216720923 | HMSV-A-CB | CVH3-60-6SH |  | Mixed Ducted and Non-Ducted Indoor Units | 55000 | 45000 | 2.65 | 48000 | 2.05
COMFORTSTAR | CVH Series | 216720922 | HMSV-A-CB | CVH3-60-6SH |  | Ducted Indoor Units | 55000 | 45000 | 2.7 | 48000 | 2.1
COMFORTSTAR | CVH Series | 216720921 | HMSR-A-CB-O | CVH3-60-6SH |  | Non-Ducted Indoor Units | 55000 | 45000 | 2.6 | 48000 | 2
COMFORTSTAR | CVH Series | 216720920 | HMSV-A-CB | CVH3-48-6SH |  | Mixed Ducted and Non-Ducted Indoor Units | 48500 | 42500 | 2.5 | 48000 | 2
COMFORTSTAR | CVH Series | 216720919 | HMSV-A-CB | CVH3-48-6SH |  | Ducted Indoor Units | 48000 | 44500 | 2.6 | 48000 | 2
COMFORTSTAR | CVH Series | 216720911 | HMSV-A-CB | CVH3-18-3SH |  | Mixed Ducted and Non-Ducted Indoor Units | 20000 | 16700 | 2.55 | 18000 | 2
COMFORTSTAR | CVH Series | 216720910 | HMSV-A-CB | CVH3-18-3SH |  | Ducted Indoor Units | 20000 | 17000 | 2.59 | 18000 | 2
COMFORTSTAR | CVH Series | 216720909 | HMSR-A-CB-O | CVH3-18-3SH |  | Non-Ducted Indoor Units | 20000 | 16400 | 2.5 | 18000 | 2
COMFORTSTAR | CPP Series | 216720897 | HRCU-A-CB-O | CPP3-36DU(O) | TIP3-36DU(I) | Mini-Splits | 38000 | 26800 | 2.68 | 26600 | 2.2
COMFORTSTAR | CPP Series | 216720889 | HRCU-A-CB-O | CPP3-24CD(O) | FPA3-24CD(I) | Mini-Splits | 24400 | 20000 | 2.56 | 18600 | 2.27
COMFORTSTAR | CPP Series | 216720888 | HRCU-A-CB-O | CPP3-18CD(O) | FPA3-18CD(I) | Mini-Splits | 18000 | 13700 | 2.51 | 12800 | 2.05
COMFORTSTAR | CPP Series | 216720895 | HRCU-A-CB-O | CPP3-18CD(O) | TPA3-18CD(I) | Mini-Splits | 18000 | 13900 | 2.66 | 12800 | 2.19
COMFORTSTAR | CPP Series | 216720908 | HRCU-A-CB-O | CPP3-18CD(O) | T1W3-18CD(I) | Mini-Splits | 18000 | 14000 | 2.77 | 13100 | 2.25
COMFORTSTAR | CPP Series | 216720894 | HRCU-A-CB-O | CPP3-12CD(O) | TPA3-12CD(I) | Mini-Splits | 12000 | 8500 | 2.8 | 8400 | 2.39
COMFORTSTAR | CPP Series | 216720907 | HRCU-A-CB-O | CPP3-12CD(O) | T1W3-12CD(I) | Mini-Splits | 12000 | 8600 | 2.77 | 8600 | 2.47
COMFORTSTAR | CPP Series | 216720893 | HRCU-A-CB-O | CPP3-09CD(O) | TPA3-09CD(I) | Mini-Splits | 10000 | 8500 | 2.8 | 8300 | 2.17
COMFORTSTAR | CPP Series | 216720906 | HRCU-A-CB-O | CPP3-09CD(O) | T1W3-09CD(I) | Mini-Splits | 11000 | 7900 | 2.69 | 8000 | 2.17
COMFORTSTAR | CPP Series | 216720887 | HRCU-A-CB-O | CPP3-24CD(O) | CPP3-24CD(I) | Mini-Splits | 25000 | 19500 | 2.5 | 17800 | 2.15
COMFORTSTAR | CPP Series | 216720886 | HRCU-A-CB-O | CPP3-18CD(O) | CPP3-18CD(I) | Mini-Splits | 18000 | 13000 | 2.59 | 13000 | 2.35
COMFORTSTAR | CPP Series | 216720885 | HRCU-A-CB-O | CPP3-12CD(O) | CPP3-12CD(I) | Mini-Splits | 12000 | 9600 | 2.84 | 8600 | 2.36
COMFORTSTAR | CPP Series | 216720884 | HRCU-A-CB-O | CPP3-09CD(O) | CPP3-09CD(I) | Mini-Splits | 10000 | 8600 | 2.8 | 8200 | 2.33
COMFORTSTAR | CPP Series | 216720883 | HRCU-A-CB-O | CPP3-12CA(O) | CPP3-12CA(I) | Mini-Splits | 12000 | 8800 | 2.77 | 7300 | 2.21
COMFORTSTAR | CPP Series | 216720882 | HRCU-A-CB-O | CPP3-09CA(O) | CPP3-09CA(I) | Mini-Splits | 12000 | 8800 | 2.77 | 7300 | 2.21
COMFORTSTAR | CPR Series | 216720942 | HRCU-A-CB | CPR3-36CD(O) | AHU3-36-SG3 |  | 36000 | 24800 | 2.6 | 27000 | 2
COMFORTSTAR | CPR Series | 216720949 | HRCU-A-CB | CPH3-48CD(O) | AHU3-48-SG3 |  | 50000 | 37000 | 2.7 | 46000 | 1.9
COMFORTSTAR | CPR Series | 216720947 | HRCU-A-CB | CPH3-30CD(O) | AHU3-30-SG3 |  | 34000 | 23800 | 2.76 | 32600 | 1.96
COMFORTSTAR | CPR Series | 216720945 | HRCU-A-CB | CPH3-18CD(O) | AHU3-18-SG3 |  | 19000 | 15000 | 2.6 | 18000 | 2
COMFORTSTAR |  | 207658945 | HRCU-A-CB-O | CZP18CD(O) | TPA-18C | Mini-Splits | 19000 | 12000 | 2.51 | 12700 | 2.16
COMFORTSTAR |  | 207658954 | HRCU-A-CB-O | CHF48CD(O) | TIP-48 | Mini-Splits | 53000 | 35000 | 2.59 | 48000 | 1.98
COMFORTSTAR |  | 207765975 | HRCU-A-CB-O | CZP18CD(O) | TPA-18 | Mini-Splits | 19000 | 12000 | 2.51 | 12700 | 2.16
COMFORTSTAR |  | 207658967 | HMSR-A-CB-O | CMZ-27-3Z |  | Non-Ducted Indoor Units | 28000 | 21000 | 2.5 | 20000 | 2.11
COMFORTSTAR |  | 202575873 | HMSR-A-CB-O | CM4-36-4ZX |  | Non-Ducted Indoor Units | 36000 | 23200 | 2.78 | 36037 | 1.96
COMFORTSTAR |  | 201763956 | HMSR-A-CB-O | CM2-18-2Z |  | Non-Ducted Indoor Units | 19000 | 12000 | 2.79 | 10205 | 1.97
COMFORTSTAR |  | 201763958 | HMSR-A-CB-O | CM3-27-3Z |  | Non-Ducted Indoor Units | 28000 | 17200 | 2.8 | 17040 | 1.97
COMFORTSTAR | UACP series | 213386524 | HRCU-A-C | CPR24CD(O) | UACP-24B |  | 25600 | 22000 | 2.5 | 18500 | 2.2
COMFORTSTAR | ACP series | 213386512 | HRCU-A-C | CPR24CD(O) | ACP-24B |  | 25600 | 22000 | 2.5 | 18500 | 2.2
COMFORTSTAR |  | 202575859 | HRCU-A-CB-O | CPP009CD(O) | CXH009CD(I) | Mini-Splits | 9800 | 5800 | 2.74 | 7989 | 2
COMFORTSTAR |  | 202575861 | HRCU-A-CB-O | CPP018CD(O) | CXH018CD(I) | Mini-Splits | 18000 | 11400 | 2.72 | 11178 | 2.02
COMFORTSTAR |  | 8854585 | HRCU-A-CB-O | CPP018CD(O) | CPP018CD(I) | Mini-Splits | 18000 | 10400 | 2.72 | 10953 | 1.9
COMFORTSTAR |  | 9119315 | HRCU-A-CB-O | CPP024CD(O) | FPA-24 | Mini-Splits | 24000 | 15000 | 2.85 | 17817 | 1.9
COMFORTSTAR |  | 10595506 | HRCU-A-CB | CPP024CD(O) | CPA-24B | Mini-Splits | 24400 | 16000 | 2.69 | 18500 | 2.04
COMFORTSTAR |  | 202575866 | HRCU-A-CB | CXH009CD(O) | CPA-09B | Mini-Splits | 10000 | 7200 | 2.74 | 8300 | 2.06
COMFORTSTAR |  | 10595505 | HRCU-A-CB | CPP018CD(O) | CPA-18B | Mini-Splits | 18000 | 12000 | 2.61 | 10300 | 1.95
COMFORTSTAR |  | 202575853 | HRCU-A-CB-O | CPP009CD(O) | CXH009CD(I)-WIFI | Mini-Splits | 9800 | 5800 | 2.74 | 7989 | 2
COMFORTSTAR |  | 202575855 | HRCU-A-CB-O | CPP018CD(O) | CXH018CD(I)-WIFI | Mini-Splits | 18000 | 11400 | 2.72 | 11178 | 2.02
COMFORTSTAR |  | 207658968 | HMSV-A-CB | CMZ-27-3Z |  | Ducted Indoor Units | 28000 | 22000 | 2.6 | 20000 | 2.14
COMFORTSTAR |  | 207658932 | HRCU-A-CB | CZP18CD(O) | CPA-18B | Mini-Splits | 20000 | 12600 | 2.66 | 13000 | 2.4
COMFORTSTAR |  | 207658955 | HRCU-A-CB-O | CZP18CD(O) | FPA-18 | Mini-Splits | 20000 | 12800 | 2.52 | 13000 | 2.08
COMFORTSTAR |  | 207658923 | HRCU-A-CB-O | CZP12CD(O) | CHF12CD(I) | Mini-Splits | 12000 | 9000 | 2.69 | 8981 | 2.19
COMFORTSTAR |  | 207765974 | HRCU-A-CB-O | CZP12CD(O) | TPA-12 | Mini-Splits | 12000 | 8900 | 2.75 | 8000 | 2.28
COMFORTSTAR |  | 207658944 | HRCU-A-CB-O | CZP12CD(O) | TPA-12C | Mini-Splits | 12000 | 8900 | 2.75 | 8000 | 2.28
COMFORTSTAR |  | 207658921 | HRCU-A-CB-O | CZP12CA(O) | CHF12CA(I) | Mini-Splits | 12000 | 8400 | 2.8 | 7094 | 2.19
COMFORTSTAR | AHU series | 212940794 | HRCU-A-CB | CPH60CD(O) | AHU60-SG2 |  | 59000 | 42000 | 2.6 | 54356 | 1.91
CONCORD |  | 211034546 | HRCU-A-CB-O | 4DHPS209S-1P | DWM209S4-*P | Mini-Splits | 10000 | 8500 | 4.15 | 8622 | 2.38
CONCORD |  | 211034553 | HRCU-A-CB | 4DHPS209S-1P | DMD209S4-*P | Mini-Splits | 10000 | 7700 | 3.53 | 8499 | 2.4
CONCORD |  | 211034554 | HRCU-A-CB | 4DHP2S12S-1P | DMD212S4-*P | Mini-Splits | 12000 | 9300 | 3.13 | 8500 | 1.99
CONCORD |  | 211034559 | HRCU-A-CB-O | 4DHPS209S-1P | D22C109S4-*P | Mini-Splits | 10000 | 7500 | 3.33 | 8588 | 2.05
CONCORD |  | 208106747 | HRCU-A-CB-O | 4DHPS209S-1P | DWM209S4-1P | Mini-Splits | 10000 | 8500 | 4.15 | 8622 | 2.38
CONCORD |  | 208106750 | HRCU-A-CB | 4DHPS209S-1P | DMD209S4-1P | Mini-Splits | 10000 | 7700 | 3.53 | 8499 | 2.4
CONCORD |  | 208106749 | HRCU-A-CB-O | 4DHPS209S-1P | D22C109S4-1P | Mini-Splits | 10000 | 7500 | 3.33 | 8588 | 2.05
CONCORD |  | 208106828 | HMSV-A-CB | 4DHP2S18M-1P |  | Ducted Indoor Units | 19000 | 14800 | 3.5 | 13300 | 2.03
CONCORD |  | 208106696 | HRCU-A-CB | 4DHP2S12S-1P | DMD212S4-1P | Mini-Splits | 12000 | 9300 | 3.13 | 8500 | 1.99
CONCORD | 4HP18V SERIES | 206906228 | HRCU-A-CB | 4HP18V36P | BCE5V18M | Ducted Indoor Units | 24000 | 15900 | 2.82 | 15200 | 2.46
CONCORD | 4HP18V SERIES | 206906232 | HRCU-A-CB | 4HP18V36P | BCE7E18M | Ducted Indoor Units | 24000 | 15400 | 2.87 | 14600 | 2.47
CONCORD | 4HP18V SERIES | 206906234 | HRCU-A-CB | 4HP18V36P | BCE7E30M | Ducted Indoor Units | 24000 | 16200 | 3.06 | 15500 | 2.66
CONCORD | 4HP18V SERIES | 206906248 | HRCU-A-CB | 4HP18V36P | E*1P23B+H4TXV01 | Ducted Indoor Units | 24000 | 15300 | 2.65 | 14500 | 1.91
CONCORD | 4HP18V SERIES | 206906253 | HRCU-A-CB | 4HP18V36P | E*1P23B+H4TXV01 | Ducted Indoor Units | 24000 | 15400 | 2.62 | 14600 | 1.9
CONCORD | 4HP18V SERIES | 206906294 | HRCU-A-CB | 4HP18V36P | EA(C,U)1P24A+H4TXV01 | Ducted Indoor Units | 24000 | 16000 | 2.63 | 15300 | 1.93
CONCORD | 4HP18V SERIES | 206906305 | HRCU-A-CB | 4HP18V36P | EA(C,U)1P24B+H4TXV01 | Ducted Indoor Units | 24000 | 16000 | 2.62 | 15300 | 1.92
CONCORD | 4HP18V SERIES | 206906310 | HRCU-A-CB | 4HP18V36P | EA(C,U)1P30A+H4TXV01 | Ducted Indoor Units | 24000 | 15700 | 2.64 | 15000 | 1.94
CONCORD | 4HP18V SERIES | 206906326 | HRCU-A-CB | 4HP18V36P | EA(C,U)1P30B+H4TXV01 | Ducted Indoor Units | 24000 | 15900 | 2.68 | 15200 | 1.96
CONCORD | 4HP18V SERIES | 206906329 | HRCU-A-CB | 4HP18V36P | EA(C,U)1P30B+H4TXV01 | Ducted Indoor Units | 24000 | 15900 | 2.65 | 15100 | 1.93
CONCORD | 4HP18V SERIES | 206906402 | HRCU-A-CB | 4HP18V36P | EAC4X30A | Ducted Indoor Units | 24000 | 15700 | 2.64 | 15000 | 1.94
CONCORD | 4HP18V SERIES | 206906404 | HRCU-A-CB | 4HP18V36P | EAC4X30A | Ducted Indoor Units | 24000 | 15800 | 2.63 | 15000 | 1.92
CONCORD | 4HP18V SERIES | 206906407 | HRCU-A-CB | 4HP18V36P | EAC4X30A | Ducted Indoor Units | 24000 | 15600 | 2.72 | 14900 | 1.98
CONCORD | 4HP18V SERIES | 206906408 | HRCU-A-CB | 4HP18V36P | EAC4X30B | Ducted Indoor Units | 24000 | 15600 | 2.71 | 14900 | 1.97
CONCORD | 4HP18V SERIES | 206906409 | HRCU-A-CB | 4HP18V36P | EAC4X30B | Ducted Indoor Units | 24000 | 15800 | 2.69 | 15100 | 1.97
CONCORD | 4HP18V SERIES | 206906421 | HRCU-A-CB | 4HP18V36P | EAC4X30B | Ducted Indoor Units | 24000 | 15900 | 2.65 | 15100 | 1.93
CONCORD | 4HP18V SERIES | 206906472 | HRCU-A-CB | 4HP18V36P | EAH1P30A+H4TXV01 | Ducted Indoor Units | 24000 | 15700 | 2.84 | 15000 | 2.04
CONCORD | 4HP18V SERIES | 206906488 | HRCU-A-CB | 4HP18V36P | EAH1P30B+H4TXV01 | Ducted Indoor Units | 24000 | 15900 | 2.77 | 15300 | 2.03
CONCORD | 4HP18V SERIES | 206905447 | HRCU-A-CB | 4HP18V36P | BCE5V36M | Ducted Indoor Units | 34800 | 22000 | 2.5 | 18100 | 2.17
CONCORD | 4HP18V SERIES | 206906237 | HRCU-A-CB | 4HP18V36P | E*1P23A+H4TXV01 | Ducted Indoor Units | 24000 | 15300 | 2.64 | 14500 | 1.91
CONCORD | 4HP18V SERIES | 206906241 | HRCU-A-CB | 4HP18V36P | E*1P23A+H4TXV01 | Ducted Indoor Units | 24000 | 15400 | 2.65 | 14500 | 1.91
CONCORD | 4HP18V SERIES | 206906243 | HRCU-A-CB | 4HP18V36P | E*1P23A+H4TXV01 | Ducted Indoor Units | 24000 | 15200 | 2.65 | 14400 | 1.92
CONCORD | 4HP18V SERIES | 206906247 | HRCU-A-CB | 4HP18V36P | E*1P23B+H4TXV01 | Ducted Indoor Units | 24000 | 15400 | 2.64 | 14600 | 1.91
CONCORD | 4HP18V SERIES | 206906254 | HRCU-A-CB | 4HP18V36P | E*1P23B+H4TXV01 | Ducted Indoor Units | 24000 | 15100 | 2.62 | 14300 | 1.9
CONCORD | 4HP18V SERIES | 206906257 | HRCU-A-CB | 4HP18V36P | E*1P23B+H4TXV01 | Ducted Indoor Units | 24000 | 15200 | 2.67 | 14400 | 1.92
CONCORD | 4HP18V SERIES | 206906299 | HRCU-A-CB | 4HP18V36P | EA(C,U)1P24B+H4TXV01 | Ducted Indoor Units | 24000 | 16200 | 2.65 | 15500 | 1.94
CONCORD | 4HP18V SERIES | 206906306 | HRCU-A-CB | 4HP18V36P | EA(C,U)1P24B+H4TXV01 | Ducted Indoor Units | 24000 | 15900 | 2.63 | 15200 | 1.94
CONCORD | 4HP18V SERIES | 206906308 | HRCU-A-CB | 4HP18V36P | EA(C,U)1P24B+H4TXV01 | Ducted Indoor Units | 24000 | 16000 | 2.65 | 15300 | 1.94
CONCORD | 4HP18V SERIES | 206906320 | HRCU-A-CB | 4HP18V36P | EA(C,U)1P30B+H4TXV01 | Ducted Indoor Units | 24000 | 15800 | 2.72 | 15000 | 1.97
CONCORD | 4HP18V SERIES | 206906324 | HRCU-A-CB | 4HP18V36P | EA(C,U)1P30B+H4TXV01 | Ducted Indoor Units | 24000 | 15800 | 2.63 | 15000 | 1.92
CONCORD | 4HP18V SERIES | 206906380 | HRCU-A-CB | 4HP18V36P | EAC4X24A | Ducted Indoor Units | 24000 | 16100 | 2.62 | 15400 | 1.93
CONCORD | 4HP18V SERIES | 206906386 | HRCU-A-CB | 4HP18V36P | EAC4X24A | Ducted Indoor Units | 24000 | 16000 | 2.63 | 15300 | 1.93
CONCORD | 4HP18V SERIES | 206906387 | HRCU-A-CB | 4HP18V36P | EAC4X24B | Ducted Indoor Units | 24000 | 15900 | 2.65 | 15200 | 1.94
CONCORD | 4HP18V SERIES | 206906389 | HRCU-A-CB | 4HP18V36P | EAC4X24B | Ducted Indoor Units | 24000 | 15700 | 2.6 | 15000 | 1.9
CONCORD | 4HP18V SERIES | 206906391 | HRCU-A-CB | 4HP18V36P | EAC4X24B | Ducted Indoor Units | 24000 | 16200 | 2.65 | 15500 | 1.94
CONCORD | 4HP18V SERIES | 206906396 | HRCU-A-CB | 4HP18V36P | EAC4X24B | Ducted Indoor Units | 24000 | 16300 | 2.62 | 15600 | 1.94
CONCORD | 4HP18V SERIES | 206906403 | HRCU-A-CB | 4HP18V36P | EAC4X30A | Ducted Indoor Units | 24000 | 15800 | 2.71 | 15000 | 1.96
CONCORD | 4HP18V SERIES | 206906406 | HRCU-A-CB | 4HP18V36P | EAC4X30A | Ducted Indoor Units | 24000 | 15800 | 2.69 | 15100 | 1.97
CONCORD | 4HP18V SERIES | 206906479 | HRCU-A-CB | 4HP18V36P | EAH1P30B+H4TXV01 | Ducted Indoor Units | 24000 | 15500 | 2.84 | 14900 | 2.04
CONCORD | 4HP18V SERIES | 206906482 | HRCU-A-CB | 4HP18V36P | EAH1P30B+H4TXV01 | Ducted Indoor Units | 24000 | 15900 | 2.81 | 15200 | 2.02
CONCORD | 4HP18V SERIES | 206906483 | HRCU-A-CB | 4HP18V36P | EAH1P30B+H4TXV01 | Ducted Indoor Units | 24000 | 15800 | 2.84 | 15100 | 2.04
CONCORD | 4HP18V SERIES | 206906489 | HRCU-A-CB | 4HP18V36P | EAH1P30B+H4TXV01 | Ducted Indoor Units | 24000 | 15900 | 2.77 | 15300 | 2.02
CONCORD | 4HP18V SERIES | 206906490 | HRCU-A-CB | 4HP18V36P | EAH1P30B+H4TXV01 | Ducted Indoor Units | 24000 | 15600 | 2.8 | 15000 | 2.03
CONCORD | 4HP18V SERIES | 206906252 | HRCU-A-CB | 4HP18V36P | E*1P23B+H4TXV01 | Ducted Indoor Units | 24000 | 15400 | 2.62 | 14600 | 1.9
CONCORD | 4HP18V SERIES | 206906218 | HRCU-A-CB | 4HP18V36P | BCE5C18M*1P+H4TXV01 | Ducted Indoor Units | 24000 | 15400 | 2.69 | 14700 | 2.34
CONCORD | 4HP18V SERIES | 206906229 | HRCU-A-CB | 4HP18V36P | BCE5V24M | Ducted Indoor Units | 24000 | 16100 | 2.52 | 15400 | 2.23
CONCORD | 4HP18V SERIES | 206906230 | HRCU-A-CB | 4HP18V36P | BCE5V30M | Ducted Indoor Units | 24000 | 15900 | 2.71 | 15200 | 2.37
CONCORD | 4HP18V SERIES | 206906244 | HRCU-A-CB | 4HP18V36P | E*1P23B+H4TXV01 | Ducted Indoor Units | 24000 | 15000 | 2.65 | 14200 | 1.9
CONCORD | 4HP18V SERIES | 206906245 | HRCU-A-CB | 4HP18V36P | E*1P23B+H4TXV01 | Ducted Indoor Units | 24000 | 15300 | 2.64 | 14500 | 1.91
CONCORD | 4HP18V SERIES | 206906255 | HRCU-A-CB | 4HP18V36P | E*1P23B+H4TXV01 | Ducted Indoor Units | 24000 | 15100 | 2.67 | 14300 | 1.91
CONCORD | 4HP18V SERIES | 206906288 | HRCU-A-CB | 4HP18V36P | EA(C,U)1P24A+H4TXV01 | Ducted Indoor Units | 24000 | 16100 | 2.62 | 15400 | 1.93
CONCORD | 4HP18V SERIES | 206906298 | HRCU-A-CB | 4HP18V36P | EA(C,U)1P24B+H4TXV01 | Ducted Indoor Units | 24000 | 16200 | 2.58 | 15500 | 1.91
CONCORD | 4HP18V SERIES | 206906303 | HRCU-A-CB | 4HP18V36P | EA(C,U)1P24B+H4TXV01 | Ducted Indoor Units | 24000 | 16300 | 2.61 | 15600 | 1.94
CONCORD | 4HP18V SERIES | 206906304 | HRCU-A-CB | 4HP18V36P | EA(C,U)1P24B+H4TXV01 | Ducted Indoor Units | 24000 | 16300 | 2.62 | 15600 | 1.94
CONCORD | 4HP18V SERIES | 206906309 | HRCU-A-CB | 4HP18V36P | EA(C,U)1P30A+H4TXV01 | Ducted Indoor Units | 24000 | 15800 | 2.71 | 15000 | 1.96
CONCORD | 4HP18V SERIES | 206906311 | HRCU-A-CB | 4HP18V36P | EA(C,U)1P30A+H4TXV01 | Ducted Indoor Units | 24000 | 15800 | 2.71 | 15000 | 1.96
CONCORD | 4HP18V SERIES | 206906315 | HRCU-A-CB | 4HP18V36P | EA(C,U)1P30A+H4TXV01 | Ducted Indoor Units | 24000 | 15600 | 2.72 | 14900 | 1.98
CONCORD | 4HP18V SERIES | 206906328 | HRCU-A-CB | 4HP18V36P | EA(C,U)1P30B+H4TXV01 | Ducted Indoor Units | 24000 | 15500 | 2.72 | 14800 | 1.97
CONCORD | 4HP18V SERIES | 206906390 | HRCU-A-CB | 4HP18V36P | EAC4X24B | Ducted Indoor Units | 24000 | 16200 | 2.58 | 15500 | 1.91
CONCORD | 4HP18V SERIES | 206906395 | HRCU-A-CB | 4HP18V36P | EAC4X24B | Ducted Indoor Units | 24000 | 16300 | 2.61 | 15600 | 1.94
CONCORD | 4HP18V SERIES | 206906397 | HRCU-A-CB | 4HP18V36P | EAC4X24B | Ducted Indoor Units | 24000 | 16000 | 2.62 | 15300 | 1.92
CONCORD | 4HP18V SERIES | 206906405 | HRCU-A-CB | 4HP18V36P | EAC4X30A | Ducted Indoor Units | 24000 | 15800 | 2.69 | 15100 | 1.97
CONCORD | 4HP18V SERIES | 206906411 | HRCU-A-CB | 4HP18V36P | EAC4X30B | Ducted Indoor Units | 24000 | 15900 | 2.69 | 15100 | 1.96
CONCORD | 4HP18V SERIES | 206906418 | HRCU-A-CB | 4HP18V36P | EAC4X30B | Ducted Indoor Units | 24000 | 15900 | 2.68 | 15200 | 1.96
CONCORD | 4HP18V SERIES | 206906419 | HRCU-A-CB | 4HP18V36P | EAC4X30B | Ducted Indoor Units | 24000 | 15600 | 2.69 | 14900 | 1.97
CONCORD | 4HP18V SERIES | 206906473 | HRCU-A-CB | 4HP18V36P | EAH1P30A+H4TXV01 | Ducted Indoor Units | 24000 | 15700 | 2.84 | 15000 | 2.04
CONCORD | 4HP18V SERIES | 206906475 | HRCU-A-CB | 4HP18V36P | EAH1P30A+H4TXV01 | Ducted Indoor Units | 23800 | 15400 | 2.87 | 14700 | 2.04
CONCORD | 4HP18V SERIES | 206906476 | HRCU-A-CB | 4HP18V36P | EAH1P30A+H4TXV01 | Ducted Indoor Units | 24000 | 15800 | 2.86 | 15100 | 2.04
CONCORD | 4HP18V SERIES | 206906477 | HRCU-A-CB | 4HP18V36P | EAH1P30A+H4TXV01 | Ducted Indoor Units | 24000 | 15800 | 2.86 | 15100 | 2.04
CONCORD | 4HP18V SERIES | 206906478 | HRCU-A-CB | 4HP18V36P | EAH1P30A+H4TXV01 | Ducted Indoor Units | 24000 | 15600 | 2.88 | 14900 | 2.04
CONCORD | 4HP18V SERIES | 206906480 | HRCU-A-CB | 4HP18V36P | EAH1P30B+H4TXV01 | Ducted Indoor Units | 24000 | 15800 | 2.72 | 15100 | 1.98
CONCORD | 4HP18V SERIES | 206906481 | HRCU-A-CB | 4HP18V36P | EAH1P30B+H4TXV01 | Ducted Indoor Units | 24000 | 15800 | 2.71 | 15200 | 1.99
CONCORD | 4HP18V SERIES | 206906491 | HRCU-A-CB | 4HP18V36P | EAH1P30B+H4TXV01 | Ducted Indoor Units | 24000 | 15500 | 2.84 | 14900 | 2.04
CONCORD | 4HP18V SERIES | 206906492 | HRCU-A-CB | 4HP18V36P | EAH1P30B+H4TXV01 | Ducted Indoor Units | 24000 | 15700 | 2.72 | 15100 | 1.98
CONCORD | 4HP18V SERIES | 206906219 | HRCU-A-CB | 4HP18V36P | BCE5C18M*4X | Ducted Indoor Units | 24000 | 15400 | 2.69 | 14700 | 2.34
CONCORD | 4HP18V SERIES | 206906225 | HRCU-A-CB | 4HP18V36P | BCE5E30M | Ducted Indoor Units | 24000 | 15900 | 2.74 | 15300 | 2.41
CONCORD | 4HP18V SERIES | 206906231 | HRCU-A-CB | 4HP18V36P | BCE5V42M | Ducted Indoor Units | 35000 | 22200 | 2.53 | 18200 | 2.18
CONCORD | 4HP18V SERIES | 206906239 | HRCU-A-CB | 4HP18V36P | E*1P23A+H4TXV01 | Ducted Indoor Units | 24000 | 15300 | 2.64 | 14500 | 1.91
CONCORD | 4HP18V SERIES | 206906290 | HRCU-A-CB | 4HP18V36P | EA(C,U)1P24A+H4TXV01 | Ducted Indoor Units | 24000 | 16100 | 2.62 | 15400 | 1.93
CONCORD | 4HP18V SERIES | 206906312 | HRCU-A-CB | 4HP18V36P | EA(C,U)1P30A+H4TXV01 | Ducted Indoor Units | 24000 | 15800 | 2.63 | 15000 | 1.92
CONCORD | 4HP18V SERIES | 206906313 | HRCU-A-CB | 4HP18V36P | EA(C,U)1P30A+H4TXV01 | Ducted Indoor Units | 24000 | 15800 | 2.69 | 15100 | 1.97
CONCORD | 4HP18V SERIES | 206906314 | HRCU-A-CB | 4HP18V36P | EA(C,U)1P30A+H4TXV01 | Ducted Indoor Units | 24000 | 15800 | 2.69 | 15100 | 1.97
CONCORD | 4HP18V SERIES | 206906316 | HRCU-A-CB | 4HP18V36P | EA(C,U)1P30B+H4TXV01 | Ducted Indoor Units | 24000 | 15600 | 2.71 | 14900 | 1.97
CONCORD | 4HP18V SERIES | 206906317 | HRCU-A-CB | 4HP18V36P | EA(C,U)1P30B+H4TXV01 | Ducted Indoor Units | 24000 | 15800 | 2.69 | 15100 | 1.97
CONCORD | 4HP18V SERIES | 206906319 | HRCU-A-CB | 4HP18V36P | EA(C,U)1P30B+H4TXV01 | Ducted Indoor Units | 24000 | 15900 | 2.69 | 15100 | 1.96
CONCORD | 4HP18V SERIES | 206906325 | HRCU-A-CB | 4HP18V36P | EA(C,U)1P30B+H4TXV01 | Ducted Indoor Units | 24000 | 15900 | 2.68 | 15200 | 1.96
CONCORD | 4HP18V SERIES | 206906327 | HRCU-A-CB | 4HP18V36P | EA(C,U)1P30B+H4TXV01 | Ducted Indoor Units | 24000 | 15600 | 2.69 | 14900 | 1.97
CONCORD | 4HP18V SERIES | 206906382 | HRCU-A-CB | 4HP18V36P | EAC4X24A | Ducted Indoor Units | 24000 | 16100 | 2.62 | 15400 | 1.93
CONCORD | 4HP18V SERIES | 206906398 | HRCU-A-CB | 4HP18V36P | EAC4X24B | Ducted Indoor Units | 24000 | 15900 | 2.63 | 15200 | 1.94
CONCORD | 4HP18V SERIES | 206906401 | HRCU-A-CB | 4HP18V36P | EAC4X30A | Ducted Indoor Units | 24000 | 15800 | 2.71 | 15000 | 1.96
CONCORD | 4HP18V SERIES | 206906410 | HRCU-A-CB | 4HP18V36P | EAC4X30B | Ducted Indoor Units | 24000 | 15800 | 2.62 | 15000 | 1.91
CONCORD | 4HP18V SERIES | 206906412 | HRCU-A-CB | 4HP18V36P | EAC4X30B | Ducted Indoor Units | 24000 | 15800 | 2.72 | 15000 | 1.97
CONCORD | 4HP18V SERIES | 206906414 | HRCU-A-CB | 4HP18V36P | EAC4X30B | Ducted Indoor Units | 24000 | 15800 | 2.69 | 15100 | 1.97
CONCORD | 4HP18V SERIES | 206906420 | HRCU-A-CB | 4HP18V36P | EAC4X30B | Ducted Indoor Units | 24000 | 15500 | 2.72 | 14800 | 1.97
CONCORD | 4HP18V SERIES | 206906474 | HRCU-A-CB | 4HP18V36P | EAH1P30A+H4TXV01 | Ducted Indoor Units | 24000 | 15700 | 2.84 | 15000 | 2.04
CONCORD | 4HP18V SERIES | 206906493 | HRCU-A-CB | 4HP18V36P | EAH1P30B+H4TXV01 | Ducted Indoor Units | 24000 | 15600 | 2.82 | 14900 | 2.03
CONCORD | 4HP18V SERIES | 206906233 | HRCU-A-CB | 4HP18V36P | BCE7E24M | Ducted Indoor Units | 24000 | 15800 | 2.91 | 15200 | 2.55
CONCORD |  | 208106831 | HMSV-A-CB | 4DHP2S24M-1P |  | Ducted Indoor Units | 24000 | 21600 | 3.37 | 20263 | 1.99
CONCORD |  | 208106839 | HRCU-A-CB | 4DHP2S48M-1P |  | Non-Ducted Indoor Units | 49000 | 36000 | 3.29 | 45000 | 2
CONCORD |  | 211034562 | HRCU-A-CB-O | 4DHP2S24S-1P | D33C224S4-*P | Mini-Splits | 26000 | 19000 | 3.48 | 18550 | 2.16
CONCORD |  | 211034556 | HRCU-A-CB | 4DHP2S24S-1P | DMD224S4-*P | Mini-Splits | 25000 | 20000 | 3.71 | 20500 | 2.28
CONCORD |  | 211034545 | HRCU-A-CB-O | 4DHP2S12S-1L | DWM212S4-*L | Mini-Splits | 12000 | 8400 | 3.04 | 7094 | 2.19
CONCORD |  | 211034561 | HRCU-A-CB-O | 4DHP2S18S-1P | D22C118S4-*P | Mini-Splits | 19000 | 12000 | 2.51 | 11330 | 2.01
CONCORD |  | 208106695 | HRCU-A-CB-O | 4DHP2S24S-1P | D33C224S4-1P | Mini-Splits | 25000 | 15600 | 2.86 | 17540 | 2.12
CONCORD |  | 208106694 | HRCU-A-CB-O | 4DHP2S18S-1P | D22C118S4-1P | Mini-Splits | 18500 | 12000 | 2.51 | 11331 | 2.01
CONCORD |  | 208106698 | HRCU-A-CB | 4DHP2S24S-1P | DMD224S4-1P | Mini-Splits | 24600 | 13500 | 2.59 | 17000 | 2.05
CONCORD |  | 208106693 | HRCU-A-CB-O | 4DHP2S12S-1P | D22C112S4-1P | Mini-Splits | 12000 | 8900 | 3.22 | 7786 | 1.92
CONCORD |  | 208106690 | HRCU-A-CB-O | 4DHP2S12S-1P | DWM212S4-1P | Mini-Splits | 12000 | 9000 | 3.22 | 8465 | 2.26
CONCORD |  | 208106827 | HMSV-A-CB | 4DHP2S18M-1P |  | Non-Ducted Indoor Units | 19000 | 14300 | 3.64 | 12427 | 1.91
CONCORD |  | 208106691 | HRCU-A-CB-O | 4DHP2S18S-1P | DWM218S4-1P | Mini-Splits | 19000 | 14900 | 2.99 | 12184 | 2.25
CONCORD |  | 208106697 | HRCU-A-CB | 4DHP2S18S-1P | DMD218S4-1P | Mini-Splits | 20000 | 12600 | 2.74 | 11966 | 2.21
CONCORD |  | 208106692 | HRCU-A-CB-O | 4DHP2S24S-1P | DWM224S4-1P | Mini-Splits | 25000 | 16200 | 3.08 | 17500 | 2.04
CONCORD |  | 211034560 | HRCU-A-CB-O | 4DHP2S12S-1P | D22C112S4-*P | Mini-Splits | 12000 | 8900 | 3.22 | 7786 | 1.92
CONCORD |  | 211034555 | HRCU-A-CB | 4DHP2S18S-1P | DMD218S4-*P | Mini-Splits | 20000 | 12600 | 2.74 | 11966 | 2.21
CONCORD |  | 211034549 | HRCU-A-CB-O | 4DHP2S24S-1P | DWM224S4-*P | Mini-Splits | 25000 | 16200 | 3.08 | 17500 | 2.04
CONCORD |  | 211034548 | HRCU-A-CB-O | 4DHP2S18S-1P | DWM218S4-*P | Mini-Splits | 19000 | 14900 | 2.99 | 12184 | 2.25
CONCORD |  | 211034547 | HRCU-A-CB-O | 4DHP2S12S-1P | DWM212S4-*P | Mini-Splits | 12000 | 9000 | 3.22 | 8465 | 2.26
CONCORD |  | 208106832 | HMSV-A-CB | 4DHP2S24M-1P |  | Mixed Ducted and Non-Ducted Indoor Units | 24400 | 16700 | 3.2 | 18380 | 1.98
CONCORD |  | 208106829 | HMSV-A-CB | 4DHP2S18M-1P |  | Mixed Ducted and Non-Ducted Indoor Units | 19000 | 11400 | 2.91 | 12427 | 1.91
CONFORTO |  | 210605807 | HRCU-A-CB-O | MHSZ112DA | MHCAS12DA | Mini-Splits | 12000 | 9900 | 2.55 | 11500 | 1.9
CONFORTO |  | 210605801 | HRCU-A-CB-O | MHSZ106DA | MHWAL06DA | Mini-Splits | 7000 | 8500 | 2.9 | 8581 | 2.19
CONFORTO |  | 210605802 | HRCU-A-CB-O | MHSZ109DA | MHWAL09DA | Mini-Splits | 12000 | 9500 | 2.53 | 11109 | 1.97
CONFORTO | MHAH Series | 216683748 | HRCU-A-CB | MHSD118DACFC | MHAH118DACFC |  | 19000 | 13500 | 2.6 | 18629 | 2.04
CONFORTO | MHAH Series | 216683749 | HRCU-A-CB | MHSD124DACFC | MHAH124DACFC |  | 24000 | 19200 | 2.5 | 24071 | 1.91
CONFORTO | MHAH Series | 216683753 | HRCU-A-CB | MHSD160DACFC | MHAH160DACFC |  | 59000 | 42000 | 2.6 | 54356 | 1.91
CONNECT M |  | 215748023 | HRCU-A-CB | CNTM16DHP24AA | CNTM16DAH24AA |  | 24000 | 19200 | 2.5 | 22600 | 1.91
CONNECT M |  | 215748027 | HRCU-A-C | CNTM16DHP18AA | CNTMDCC24AA |  | 19000 | 14700 | 2.6 | 15000 | 2.2
CONNECT M |  | 215748022 | HRCU-A-CB | CNTM16DHP18AA | CNTM16DAH18AA |  | 19000 | 13500 | 2.6 | 16500 | 2.04
CONNECT M |  | 215748026 | HRCU-A-CB | CNTM16DHP60AA | CNTM16DAH60AA |  | 59000 | 42000 | 2.6 | 48500 | 1.91
CONTINENTAL | CDHA series | 213386538 | HRCU-A-CB-O | CDHAS22-12-O | CDHAS22-12-I | Mini-Splits | 12000 | 10000 | 2.69 | 8820 | 2.25
CONTINENTAL | CDHA series | 213386540 | HRCU-A-CB-O | CDHAS22-18-O | CDHAS22-18-I | Mini-Splits | 18000 | 14100 | 2.65 | 12829 | 2.35
CONTINENTAL | CDHA Series | 216706206 | HRCU-A-CB-O | CDHAS26B-33-O | CDHAS26B-33-I | Mini-Splits | 36000 | 30000 | 2.69 | 35000 | 1.98
CONTINENTAL | CDH Series | 215213716 | HRCU-A-CB-O | CDHAS26B-18-O | CDHAS26B-18-I | Mini-Splits | 18000 | 16600 | 2.55 | 18000 | 1.92
CONTINENTAL | CDH Series | 215931367 | HRCU-A-CB-O | CDHAS26BA-18-O | CDHAS26BA-18-I | Mini-Splits | 18000 | 16600 | 2.55 | 18000 | 1.92
CONTINENTAL | CDH Series | 215931359 | HRCU-A-CB-O | CDHAS22BA-24-O | CDHAS22BB-24-I | Mini-Splits | 25000 | 19500 | 2.5 | 17800 | 2.15
CONTINENTAL | CDH Series | 215931358 | HRCU-A-CB-O | CDHAS22BA-18-O | CDHAS22BB-18-I | Mini-Splits | 18000 | 13000 | 2.59 | 13000 | 2.35
CONTINENTAL | CDH Series | 215931357 | HRCU-A-CB-O | CDHAS22BA-12-O | CDHAS22BB-12-I | Mini-Splits | 12000 | 9600 | 2.84 | 8600 | 2.36
CONTINENTAL | CDH Series | 215213713 | HRCU-A-CB-O | CDHAS22B-24-O | CDHAS22B-24-I | Mini-Splits | 25000 | 19500 | 2.5 | 17800 | 2.15
CONTINENTAL | CDH Series | 215213712 | HRCU-A-CB-O | CDHAS22B-18-O | CDHAS22B-18-I | Mini-Splits | 18000 | 13000 | 2.59 | 13000 | 2.35
CONTINENTAL | CDH Series | 215213711 | HRCU-A-CB-O | CDHAS22B-12-O | CDHAS22B-12-I | Mini-Splits | 12000 | 9600 | 2.84 | 8600 | 2.36
CONTINENTAL | CDH Series | 215931371 | HMSR-A-CB-O | CDHAMBB-27-O |  | Non-Ducted Indoor Units | 27000 | 25000 | 2.6 | 27000 | 2
CONTINENTAL | CDH Series | 215931370 | HMSR-A-CB-O | CDHAMBB-18-O |  | Non-Ducted Indoor Units | 20000 | 17600 | 2.7 | 19000 | 2
CONTINENTAL | CDH Series | 215931369 | HRCU-A-CB-O | CDHAS26BA-33-O | CDHAS26BA-33-I | Mini-Splits | 36000 | 30000 | 2.69 | 35000 | 1.98
CONTINENTAL | CDH Series | 215931368 | HRCU-A-CB-O | CDHAS26BA-24-O | CDHAS26BA-24-I | Mini-Splits | 29000 | 21000 | 2.88 | 24200 | 2.34
CONTINENTAL | CDH Series | 215213717 | HRCU-A-CB-O | CDHAS26B-24-O | CDHAS26B-24-I | Mini-Splits | 20000 | 19300 | 3.01 | 22600 | 2.34
CONTINENTAL | CDH Series | 215213724 | HMSV-A-CB | CDHAMB-27-O |  | Mixed Ducted and Non-Ducted Indoor Units | 27400 | 24000 | 2.5 | 27000 | 2
CONTINENTAL | CDH Series | 215213722 | HMSR-A-CB-O | CDHAMB-27-O |  | Non-Ducted Indoor Units | 27000 | 25000 | 2.6 | 27000 | 2
CONVECTAIR |  | 207590843 | HRCU-A-CB-O | 8028-C12-O | 8028-C12-I | Mini-Splits | 12000 | 7500 | 3.01 | 11782 | 2.07
CONVECTAIR |  | 207590842 | HRCU-A-CB-O | 8028-C09-O | 8028-C09-I | Mini-Splits | 11800 | 7500 | 3.01 | 11109 | 1.97
COOPER&HUNTER |  | 215864259 | HMSV-A-CB | CH-R28MES-230VO |  | Mixed Ducted and Non-Ducted Indoor Units | 26800 | 18400 | 2.56 | 18900 | 2
COOPER&HUNTER | BZ33 Series | 215864257 | HMSR-A-CB-O | CH-R28MES-230VO |  | Non-Ducted Indoor Units | 27000 | 18400 | 2.61 | 19000 | 2
COOPER&HUNTER | CH Series | 215864166 | HRCU-A-CB-O | CH-RHP18-230VO | CH-RB18MOLVWM-230VI | Mini-Splits | 18000 | 14400 | 2.79 | 18000 | 2
COOPER&HUNTER | CH Series | 215864154 | HRCU-A-CB-O | CH-RHP18-230VO | CH-R18MOLVWM-230VI | Mini-Splits | 18000 | 14400 | 2.79 | 18000 | 2
COOPER&HUNTER | CH Series | 215864254 | HMSR-A-CB-O | CH-R18MES-230VO |  | Non-Ducted Indoor Units | 19000 | 13600 | 2.81 | 13500 | 2.3
COOPER&HUNTER | CH Series | 215864256 | HMSV-A-CB | CH-R18MES-230VO |  | Mixed Ducted and Non-Ducted Indoor Units | 19000 | 14100 | 2.79 | 14000 | 2.31
COOPER&HUNTER | CH Series | 215864255 | HMSV-A-CB | CH-R18MES-230VO |  | Ducted Indoor Units | 19000 | 14600 | 2.8 | 14600 | 2.3
COOPER&HUNTER |  | 210857416 | HRCU-A-CB-O | CH-ES09-230VO | CH-06MCT1W-230VI | Mini-Splits | 7100 | 5700 | 2.61 | 8500 | 2.03
COOPER&HUNTER |  | 210857420 | HRCU-A-CB-O | CH-HPR06F9-230VO | CH-06MCT1W-230VI | Mini-Splits | 7100 | 5700 | 2.61 | 8500 | 2.03
COOPER&HUNTER |  | 210857417 | HRCU-A-CB-O | CH-ES09-230VO | CH-09MCT1W-230VI | Mini-Splits | 11000 | 8000 | 2.66 | 8500 | 2.37
COOPER&HUNTER |  | 210799675 | HRCU-A-CB-O | CH-HPR12-230VO | CH-12MMC-230VI | Mini-Splits | 12000 | 10200 | 2.72 | 12300 | 2.1
COOPER&HUNTER |  | 210799689 | HRCU-A-CB-O | CH-ES18-230VO | CH-B18MOLVWM-230VI | Mini-Splits | 18000 | 14100 | 2.65 | 12829 | 2.35
COOPER&HUNTER |  | 210799561 | HRCU-A-CB-O | CH-ES18-230VO | CH-18MOLVWM-230VI | Mini-Splits | 18000 | 14100 | 2.65 | 12829 | 2.35
COOPER&HUNTER | CH-series | 214312546 | HRCU-A-CB-O | CH-NY09MIA-230VO | CH-NY09MIA-SK230V | Mini-Splits | 10000 | 6900 | 2.53 | 6400 | 1.95
COOPER&HUNTER |  | 208141205 | HRCU-A-CB | CH-HPR18-230VO | CH-M18AHU |  | 19000 | 15400 | 2.7 | 18295 | 2
COOPER&HUNTER |  | 210799593 | HRCU-A-CB-O | CH-HPR12-230VO | CH-12MSPHCT-230VI | Mini-Splits | 12000 | 9900 | 2.55 | 11500 | 1.9
COOPER&HUNTER |  | 210799584 | HRCU-A-CB-O | CH-ES12-230VO | CH-12MSPHMC-230VI | Mini-Splits | 12000 | 9000 | 2.69 | 8400 | 2.26
COOPER&HUNTER |  | 210799583 | HRCU-A-CB | CH-ES12-230VO | CH-M12DTUI | Mini-Splits | 12000 | 9300 | 2.78 | 8400 | 2.26
COOPER&HUNTER |  | 210799688 | HRCU-A-CB-O | CH-ES12-230VO | CH-B12MOLVWM-230VI | Mini-Splits | 12000 | 10000 | 2.69 | 8820 | 2.25
COOPER&HUNTER |  | 210799560 | HRCU-A-CB-O | CH-ES12-230VO | CH-12MOLVWM-230VI | Mini-Splits | 12000 | 10000 | 2.69 | 8820 | 2.25
COOPER&HUNTER |  | 210799581 | HRCU-A-CB | CH-ES09-230VO | CH-M09DTUI | Mini-Splits | 10000 | 7700 | 2.59 | 8000 | 2.09
COOPER&HUNTER |  | 210799579 | HRCU-A-CB-O | CH-NY09MIA-230VO | CH-09MOLV-230VI | Mini-Splits | 10000 | 6000 | 2.51 | 6933 | 1.97
COOPER&HUNTER |  | 210799670 | HRCU-A-CB-O | CH-ES09-230VO | CH-09MASTWM-230VI | Mini-Splits | 10000 | 8500 | 2.8 | 8581 | 2.19
COOPER&HUNTER |  | 210799547 | HRCU-A-CB-O | CH-HPR06F9-230VO | CH-06MASTWM-230VI | Mini-Splits | 7000 | 8500 | 2.9 | 8581 | 2.19
COOPER&HUNTER |  | 210799559 | HRCU-A-CB-O | CH-ES09-230VO | CH-09MOLVWM-230VI | Mini-Splits | 10000 | 8100 | 2.7 | 8564 | 2.22
COOPER&HUNTER | CH series | 210799618 | HMSV-A-CB | CH-18MES-230VO |  | Mixed Ducted and Non-Ducted Indoor Units | 19000 | 14500 | 2.5 | 14000 | 2.17
COOPER&HUNTER |  | 210799687 | HRCU-A-CB-O | CH-ES09-230VO | CH-B09MOLVWM-230VI | Mini-Splits | 10000 | 8100 | 2.7 | 8564 | 2.22
COOPER&HUNTER | CH series | 210799621 | HMSV-A-CB | CH-28MES-230VO |  | Mixed Ducted and Non-Ducted Indoor Units | 28000 | 21400 | 2.55 | 20000 | 2.13
COOPER&HUNTER |  | 210799588 | HRCU-A-CB-O | CH-ES24-230VO | CH-N24MSPHCT-230VI | Mini-Splits | 25000 | 19000 | 2.6 | 18900 | 1.96
COOPER&HUNTER | CH series | 213265562 | HRCU-A-CB-O | CH-ES12-230VO | CH-12MCT-W | Mini-Splits | 12000 | 8900 | 2.75 | 8000 | 2.28
COOPER&HUNTER | CH series | 213265572 | HRCU-A-CB | CH-ES09-230VO | CH-09MDT-W | Mini-Splits | 10000 | 7700 | 2.59 | 8000 | 2.09
COOPER&HUNTER | CH series | 213265574 | HRCU-A-CB | CH-ES12-230VO | CH-12MDT-W | Mini-Splits | 12000 | 9300 | 2.78 | 8400 | 2.26
COOPER&HUNTER | CH series | 213265563 | HRCU-A-CB-O | CH-HPR12-230VO | CH-12MCT-W | Mini-Splits | 12000 | 9900 | 2.55 | 11500 | 1.9
COOPER&HUNTER | CH series | 213265566 | HRCU-A-CB-O | CH-ES24-230VO | CH-24MCT-W | Mini-Splits | 25000 | 19000 | 2.6 | 18900 | 1.96
COOPER&HUNTER | CH series | 213265586 | HRCU-A-CB-O | CH-ES18-230VO | CH-18MFC-W | Mini-Splits | 20000 | 12800 | 2.52 | 13000 | 2.08
COOPER&HUNTER | CH series | 213265576 | HRCU-A-CB | CH-ES18-230VO | CH-18MDT-W | Mini-Splits | 20000 | 12600 | 2.66 | 13000 | 2.4
COOPER&HUNTER | CH series | 213265601 | HRCU-A-CB-O | CH-ES18-230VO | CH-18MCT1W-W | Mini-Splits | 19000 | 12200 | 2.79 | 13100 | 2.3
COOPER&HUNTER | CH series | 213265597 | HRCU-A-CB-O | CH-ES09-230VO | CH-09MCT1W-W | Mini-Splits | 11000 | 8000 | 2.66 | 8500 | 2.37
COOPER&HUNTER | CH series | 213265596 | HRCU-A-CB-O | CH-HPR06F9-230VO | CH-06MCT1W-W | Mini-Splits | 7100 | 5700 | 2.61 | 8500 | 2.03
COOPER&HUNTER | CH series | 213265603 | HRCU-A-CB | CH-ES18-230VO | CH-M18AHU-W |  | 19000 | 13200 | 2.67 | 12800 | 2.32
COOPER&HUNTER | CH series | 213265605 | HRCU-A-CB | CH-ES24-230VO | CH-M24AHU-W |  | 25000 | 17000 | 2.98 | 18000 | 1.9
COOPER&HUNTER | CH series | 213265604 | HRCU-A-CB | CH-HPR18-230VO | CH-M18AHU-W |  | 19000 | 15400 | 2.7 | 18295 | 2
COOPER&HUNTER |  | 210799628 | HMSR-A-CB-O | CH-HPR19M-230VO |  | Non-Ducted Indoor Units | 20000 | 15000 | 2.5 | 20000 | 1.93
COOPER&HUNTER | CH series | 210799566 | HRCU-A-CB-O | CH-HPR09-230VO | CH-09MOLVWM-230VI | Mini-Splits | 12000 | 9300 | 2.5 | 11300 | 1.9
COOPER&HUNTER | CH series | 210799691 | HRCU-A-CB-O | CH-HPR09-230VO | CH-B09MOLVWM-230VI | Mini-Splits | 12000 | 9300 | 2.5 | 11300 | 1.9
COOPER&HUNTER | CH series | 210799692 | HRCU-A-CB-O | CH-HPR12-230VO | CH-B12MOLVWM-230VI | Mini-Splits | 12000 | 10300 | 2.56 | 12113 | 1.9
COOPER&HUNTER | CH series | 210799567 | HRCU-A-CB-O | CH-HPR12-230VO | CH-12MOLVWM-230VI | Mini-Splits | 12000 | 10300 | 2.56 | 12113 | 1.9
COOPER&HUNTER | CH series | 213265564 | HRCU-A-CB-O | CH-ES18-230VO | CH-18MCT-W | Mini-Splits | 19000 | 12000 | 2.51 | 12700 | 2.16
COOPER&HUNTER | CH series | 213265589 | HRCU-A-CB-O | CH-HPR24-230VO | CH-24MFC-W | Mini-Splits | 25000 | 19000 | 2.64 | 25000 | 2.1
COOPER&HUNTER |  | 210799629 | HMSV-A-CB | CH-HPR19M-230VO |  | Ducted Indoor Units | 20000 | 16000 | 2.61 | 20000 | 1.95
COOPER&HUNTER |  | 210799548 | HRCU-A-CB-O | CH-HPR09-230VO | CH-09MASTWM-230VI | Mini-Splits | 12000 | 9500 | 2.53 | 11109 | 1.97
COOPER&HUNTER |  | 210799600 | HRCU-A-CB | CH-HPR24-230VO | CH-M24DTUI | Mini-Splits | 25000 | 21000 | 2.64 | 27000 | 2
COOPER&HUNTER | CH series | 210799630 | HMSV-A-CB | CH-HPR19M-230VO |  | Mixed Ducted and Non-Ducted Indoor Units | 20000 | 15500 | 2.55 | 20000 | 1.95
COOPER&HUNTER |  | 210799594 | HRCU-A-CB | CH-HPR12-230VO | CH-M12DTUI | Mini-Splits | 12500 | 10600 | 2.51 | 12100 | 1.96
COOPER&HUNTER |  | 210799601 | HRCU-A-CB-O | CH-HPR24-230VO | CH-24MSPHFC-230VI | Mini-Splits | 25000 | 19000 | 2.64 | 25000 | 2.1
COOPER&HUNTER |  | 210799589 | HRCU-A-CB | CH-ES24-230VO | CH-M24DTUI | Mini-Splits | 25000 | 20000 | 2.61 | 20000 | 2.3
COOPER&HUNTER | CH series | 213265575 | HRCU-A-CB | CH-HPR12-230VO | CH-12MDT-W | Mini-Splits | 12500 | 10600 | 2.51 | 12100 | 1.96
COOPER&HUNTER | CH series | 213265579 | HRCU-A-CB | CH-HPR24-230VO | CH-24MDT-W | Mini-Splits | 25000 | 21000 | 2.64 | 27000 | 2
COOPER&HUNTER | CH series | 213265578 | HRCU-A-CB | CH-ES24-230VO | CH-24MDT-W | Mini-Splits | 25000 | 20000 | 2.61 | 20000 | 2.3
COOPER&HUNTER | CH series | 210799565 | HRCU-A-CB-O | CH-HPR06F9-230VO | CH-06MOLVWM-230VI | Mini-Splits | 7000 | 7500 | 2.5 | 7200 | 1.92
COOPER&HUNTER | CH series | 210799686 | HRCU-A-CB-O | CH-HPR06F9-230VO | CH-B06MOLVWM-230VI | Mini-Splits | 7000 | 7500 | 2.5 | 7200 | 1.92
COOPER&HUNTER | CH Series | 216763040 | HRCU-A-CB-O | CH-RHP15-230VO | CH-PRO15MASTWM-230VI | Mini-Splits | 18000 | 15000 | 2.56 | 18000 | 1.92
COOPER&HUNTER | CH Series | 216763039 | HRCU-A-CB-O | CH-RHP15-230VO | CH-RH15MASTWM-230VI | Mini-Splits | 18000 | 15000 | 2.56 | 18000 | 1.92
COOPER&HUNTER | CH Series | 216706043 | HRCU-A-CB-O | CH-RHP33-230VO | CH-R33HOLVWM-230VI | Mini-Splits | 36000 | 29600 | 2.61 | 34600 | 1.91
COOPER&HUNTER | CH Series | 216706045 | HRCU-A-CB-O | CH-RHP33-230VO | CH-RH33HASTWM-230VI | Mini-Splits | 36000 | 30000 | 2.69 | 35000 | 1.98
COOPER&HUNTER | CH Series | 216706044 | HRCU-A-CB-O | CH-RHP33-230VO | CH-PRO33HASTWM-230VI | Mini-Splits | 36000 | 30000 | 2.69 | 35000 | 1.98
COOPER&HUNTER | CH Series | 215864175 | HRCU-A-CB-O | CH-RHP18-230VO | CH-PRO18MASTWM-230VI | Mini-Splits | 18000 | 16600 | 2.55 | 18000 | 1.92
COOPER&HUNTER | CH Series | 215864181 | HRCU-A-CB-O | CH-RHP18-230VO | CH-RH18MASTWM-230VI | Mini-Splits | 18000 | 16600 | 2.55 | 18000 | 1.92
COOPER&HUNTER | CH Series | 216623807 | HRCU-A-CB-O | CH-RLS24MIA-230VO | CH-RLS24MIA-230VI | Mini-Splits | 24000 | 16900 | 2.53 | 17000 | 2.14
COOPER&HUNTER | CH Series | 215864197 | HRCU-A-CB-O | CH-RES24-230VO | CH-RSH24MCT | Mini-Splits | 25000 | 20400 | 2.73 | 18500 | 2.3
COOPER&HUNTER | CH Series | 215864209 | HRCU-A-CB-O | CH-RES24-230VO | CH-RH24MCT | Mini-Splits | 25000 | 20400 | 2.73 | 18500 | 2.3
COOPER&HUNTER | CH Series | 215864162 | HRCU-A-CB-O | CH-RES24-230VO | CH-RB24MOLVWM-230VI | Mini-Splits | 25000 | 19500 | 2.5 | 17800 | 2.15
COOPER&HUNTER | CH Series | 215864150 | HRCU-A-CB-O | CH-RES24-230VO | CH-R24MOLVWM-230VI | Mini-Splits | 25000 | 19500 | 2.5 | 17800 | 2.15
COOPER&HUNTER | CH Series | 215864149 | HRCU-A-CB-O | CH-RES18-230VO | CH-R18MOLVWM-230VI | Mini-Splits | 18000 | 13000 | 2.59 | 13000 | 2.35
COOPER&HUNTER | CH Series | 215864161 | HRCU-A-CB-O | CH-RES18-230VO | CH-RB18MOLVWM-230VI | Mini-Splits | 18000 | 13000 | 2.59 | 13000 | 2.35
COOPER&HUNTER | CH Series | 215864160 | HRCU-A-CB-O | CH-RES12-230VO | CH-RB12MOLVWM-230VI | Mini-Splits | 12000 | 9600 | 2.84 | 8600 | 2.36
COOPER&HUNTER | CH Series | 215864148 | HRCU-A-CB-O | CH-RES12-230VO | CH-R12MOLVWM-230VI | Mini-Splits | 12000 | 9600 | 2.84 | 8600 | 2.36
COOPER&HUNTER | CH Series | 215864147 | HRCU-A-CB-O | CH-RES09-230VO | CH-R09MOLVWM-230VI | Mini-Splits | 10000 | 8600 | 2.8 | 8200 | 2.33
COOPER&HUNTER | CH Series | 215864159 | HRCU-A-CB-O | CH-RES09-230VO | CH-RB09MOLVWM-230VI | Mini-Splits | 10000 | 8600 | 2.8 | 8200 | 2.33
COOPER&HUNTER | CH Series | 215864158 | HRCU-A-CB-O | CH-RES12-115VO | CH-RB12OLVWM-115VI | Mini-Splits | 12000 | 8800 | 2.77 | 7300 | 2.21
COOPER&HUNTER | CH Series | 215864146 | HRCU-A-CB-O | CH-RES12-115VO | CH-R12OLVWM-115VI | Mini-Splits | 12000 | 8800 | 2.77 | 7300 | 2.21
COOPER&HUNTER | CH Series | 215864145 | HRCU-A-CB-O | CH-RES09-115VO | CH-R09OLVWM-115VI | Mini-Splits | 10000 | 8800 | 2.77 | 7300 | 2.21
COOPER&HUNTER | CH Series | 215864144 | HRCU-A-CB-O | CH-RES06-115VO | CH-R06OLVWM-115VI | Mini-Splits | 10000 | 8800 | 2.77 | 7300 | 2.21
COOPER&HUNTER | CH Series | 215864157 | HRCU-A-CB-O | CH-RES09-115VO | CH-RB09OLVWM-115VI | Mini-Splits | 10000 | 8800 | 2.77 | 7300 | 2.21
COOPER&HUNTER | CH Series | 215864155 | HRCU-A-CB-O | CH-RHP24-230VO | CH-R24MOLVWM-230VI | Mini-Splits | 26000 | 21600 | 2.61 | 24000 | 2
COOPER&HUNTER | CH Series | 215864167 | HRCU-A-CB-O | CH-RHP24-230VO | CH-RB24MOLVWM-230VI | Mini-Splits | 26000 | 21600 | 2.61 | 24000 | 2
COOPER&HUNTER | CH Series | 215864163 | HRCU-A-CB-O | CH-RHP06F9-230VO | CH-RB06MOLVWM-230VI | Mini-Splits | 7000 | 7600 | 2.5 | 7500 | 2.29
COOPER&HUNTER | CH Series | 215864151 | HRCU-A-CB-O | CH-RHP06F9-230VO | CH-R06MOLVWM-230VI | Mini-Splits | 7000 | 7600 | 2.5 | 7500 | 2.29
COOPER&HUNTER | CH Series | 215864125 | HRCU-A-CB | CH-PQ55-230VO | CH-PQ55AHU |  | 55000 | 35000 | 2.5 | 54000 | 1.9
COOPER&HUNTER | CH Series | 215864124 | HRCU-A-CB | CH-PQ48-230VO | CH-PQ48AHU |  | 48000 | 34000 | 2.56 | 48000 | 2
COOPER&HUNTER | CH Series | 215864123 | HRCU-A-CB | CH-PQ36-230VO | CH-PQ36AHU |  | 36000 | 24600 | 2.68 | 32600 | 2.06
COOPER&HUNTER | CH Series | 215864122 | HRCU-A-CB | CH-PQ33-230VO | CH-PQ33AHU |  | 33000 | 24000 | 2.69 | 33200 | 1.97
COOPER&HUNTER | CH Series | 215864121 | HRCU-A-CB | CH-PQ24-230VO | CH-PQ24AHU |  | 24000 | 19000 | 2.64 | 20600 | 2.14
COOPER&HUNTER | CH Series | 215864120 | HRCU-A-CB | CH-PQ18-230VO | CH-PQ18AHU |  | 18000 | 14700 | 2.66 | 18600 | 2.12
COOPER&HUNTER | CH Series | 215864131 | HRCU-A-CB | CH-RES18-230VO | CH-RS18MAHU |  | 18000 | 13200 | 2.6 | 13000 | 2.3
COOPER&HUNTER | CH Series | 215864134 | HRCU-A-CB | CH-R48LCU-230VO | CH-RS48LCAHU |  | 50000 | 40000 | 2.6 | 35200 | 1.9
COOPER&HUNTER | CH Series | 215864130 | HRCU-A-CB | CH-RHP60LCU-230VO | CH-RS60LCAHU |  | 59000 | 41000 | 2.6 | 53000 | 2
COOPER&HUNTER | CH Series | 215864129 | HRCU-A-CB | CH-RHP48LCU-230VO | CH-RS48LCAHU |  | 50000 | 40000 | 2.5 | 46000 | 2
COOPER&HUNTER | CH Series | 215864126 | HRCU-A-CB | CH-RHP18-230VO | CH-RS18MAHU |  | 19500 | 14000 | 2.6 | 18000 | 2.2
COOPER&HUNTER |  | 210799585 | HRCU-A-CB-O | CH-ES18-230VO | CH-18MSPHCT-230VI | Mini-Splits | 19000 | 12000 | 2.51 | 12700 | 2.16
COOPER&HUNTER |  | 210799684 | HRCU-A-CB-O | CH-ES09-115VO | CH-B09OLVWM-115VI | Mini-Splits | 10000 | 5900 | 2.93 | 6858 | 2.07
COOPER&HUNTER |  | 210799640 | HRCU-A-CB-O | CH-ES09-115VO | CH-09OLVWM-115VI | Mini-Splits | 10000 | 5900 | 2.93 | 6858 | 2.07
COOPER&HUNTER |  | 210799619 | HMSR-A-CB-O | CH-28MES-230VO |  | Non-Ducted Indoor Units | 28000 | 21000 | 2.5 | 20000 | 2.11
COOPER&HUNTER | CH series | 213265612 | HRCU-A-CB | CH-NHPR60LCU-230VO | CH-60AHU-W |  | 60000 | 41000 | 2.56 | 57600 | 1.96
COOPER&HUNTER |  | 210799572 | HRCU-A-CB-O | CH-NY09MIA-230VO | CH-NY09MIA-230VI | Mini-Splits | 10000 | 6900 | 2.53 | 6400 | 1.95
COOPER&HUNTER |  | 210799582 | HRCU-A-CB-O | CH-ES12-230VO | CH-12MSPHCT-230VI | Mini-Splits | 12000 | 8900 | 2.75 | 8000 | 2.28
COOPER&HUNTER |  | 210799673 | HRCU-A-CB-O | CH-ES12-230VO | CH-12MASTWM-230VI | Mini-Splits | 12000 | 9000 | 2.69 | 8981 | 2.19
COOPER&HUNTER |  | 210799578 | HRCU-A-CB-O | CH-ES12-115VO | CH-12OLVWM-115VI | Mini-Splits | 12000 | 8900 | 2.75 | 6858 | 2.07
COOPER&HUNTER |  | 210799685 | HRCU-A-CB-O | CH-ES12-115VO | CH-B12OLVWM-115VI | Mini-Splits | 12000 | 8900 | 2.75 | 6858 | 2.07
COOPER&HUNTER | DIYH | 211246029 | HRCU-A-CB | CH-NHPR60LCU-230VO | CH-60AHU |  | 60000 | 41000 | 2.56 | 57600 | 1.96
COOPER&HUNTER |  | 208101233 | HRCU-A-CB | CH-ES24-230VO | CH-M24AHU |  | 25000 | 17000 | 2.98 | 18000 | 1.9
COOPER&HUNTER |  | 208101231 | HRCU-A-CB | CH-ES18-230VO | CH-M18AHU |  | 19000 | 13200 | 2.67 | 12800 | 2.32
COOPER&HUNTER |  | 210799620 | HMSV-A-CB | CH-28MES-230VO |  | Ducted Indoor Units | 28000 | 22000 | 2.6 | 20000 | 2.14
COOPER&HUNTER |  | 210799587 | HRCU-A-CB-O | CH-ES18-230VO | CH-18MSPHFC-230VI | Mini-Splits | 20000 | 12800 | 2.52 | 13000 | 2.08
COOPER&HUNTER |  | 210799586 | HRCU-A-CB | CH-ES18-230VO | CH-M18DTUI | Mini-Splits | 20000 | 12600 | 2.66 | 13000 | 2.4
COOPER&HUNTER |  | 210857419 | HRCU-A-CB-O | CH-ES18-230VO | CH-18MCT1W-230VI | Mini-Splits | 19000 | 12200 | 2.79 | 13100 | 2.3
COOPER&HUNTER |  | 210799695 | HRCU-A-CB-O | CH-ES06-115VO | CH-06OLVWM-115VI | Mini-Splits | 7000 | 5900 | 2.93 | 6858 | 2.07
COOPER&HUNTER |  | 210799696 | HRCU-A-CB-O | CH-06OLVWM-115VO | CH-06OLVWM-115VI | Mini-Splits | 7000 | 5900 | 2.93 | 6858 | 2.07
CUSTOM COMFORT |  | 212365429 | HRCU-A-CB-O | CCOXHASZ06HP | CCOXHA1C06 | Mini-Splits | 7100 | 5700 | 2.61 | 8500 | 2.03
CUSTOM COMFORT |  | 212365422 | HRCU-A-CB-O | CCOXHASZ12HP | CCOXHAFM12 | Mini-Splits | 12000 | 10200 | 2.72 | 12300 | 2.1
CUSTOM COMFORT |  | 212365443 | HMSV-A-CB | CCOXHAMZ555HP |  | Ducted Indoor Units | 55000 | 35200 | 2.5 | 47000 | 1.94
CUSTOM COMFORT |  | 212365403 | HRCU-A-CB-O | CCOXHASZ06HP | CCOXHAWM06 | Mini-Splits | 7000 | 8500 | 2.9 | 8581 | 2.19
CUSTOM COMFORT |  | 212365410 | HRCU-A-CB-O | CCOXHASZ12HP | CCOXHA4C12 | Mini-Splits | 12000 | 9900 | 2.55 | 11500 | 1.9
CUSTOM COMFORT |  | 212365445 | HRCU-A-CB | CCOXHASZ17HP | CCOXHAAHU18 |  | 19000 | 15400 | 2.7 | 18295 | 2
CUSTOM COMFORT |  | 212365451 | HRCU-A-CB | CCOXHA24V24HP | CCOXHAAH24V24 |  | 24000 | 19200 | 2.5 | 24071 | 1.91
CUSTOM COMFORT |  | 212365450 | HRCU-A-CB | CCOXHA24V18HP | CCOXHAAH24V18 |  | 19000 | 13500 | 2.6 | 18629 | 2.04
CUSTOM COMFORT |  | 212365444 | HMSV-A-CB | CCOXHAMZ555HP |  | Mixed Ducted and Non-Ducted Indoor Units | 55000 | 34800 | 2.5 | 47000 | 1.94
CUSTOM COMFORT | CCOX series | 212365456 | HRCU-A-C | CCOXHA24V18HP | CCOACC1824B |  | 19000 | 14700 | 2.6 | 15000 | 2.2
CUSTOM COMFORT |  | 212365433 | HMSR-A-CB-O | CCOXHAMZ218HP |  | Non-Ducted Indoor Units | 20000 | 15000 | 2.5 | 20000 | 1.93
CUSTOM COMFORT |  | 212365442 | HMSR-A-CB-O | CCOXHAMZ555HP |  | Non-Ducted Indoor Units | 55000 | 34400 | 2.5 | 47000 | 1.94
CUSTOM COMFORT |  | 212365404 | HRCU-A-CB-O | CCOXHASZ09HP | CCOXHAWM09 | Mini-Splits | 12000 | 9500 | 2.53 | 11109 | 1.97
CUSTOM COMFORT |  | 212365416 | HRCU-A-CB | CCOXHASZ12HP | CCOXHASD12 | Mini-Splits | 12500 | 10600 | 2.51 | 12100 | 1.96
CUSTOM COMFORT |  | 212365435 | HMSV-A-CB | CCOXHAMZ218HP |  | Mixed Ducted and Non-Ducted Indoor Units | 20000 | 15500 | 2.55 | 20000 | 1.95
CUSTOM COMFORT |  | 212365418 | HRCU-A-CB | CCOXHASZ24HP | CCOXHASD24 | Mini-Splits | 25000 | 21000 | 2.64 | 27000 | 2
CUSTOM COMFORT |  | 212365434 | HMSV-A-CB | CCOXHAMZ218HP |  | Ducted Indoor Units | 20000 | 16000 | 2.61 | 20000 | 1.95
CUSTOM COMFORT |  | 212365425 | HRCU-A-CB-O | CCOXHASZ24HP | CCOXHAFC24 | Mini-Splits | 25000 | 19000 | 2.64 | 25000 | 2.1
CUSTOM COMFORT | CCOX series | 212365457 | HRCU-A-C | CCOXHA24V24HP | CCOACC1824B |  | 25000 | 21000 | 2.58 | 20000 | 1.95
CUSTOM COMFORT | CCO Series | 216773244 | HRCU-A-C | CCOXHB24V36HP | CCOBCC3036C |  | 38000 | 29200 | 2.5 | 36000 | 1.9
CUSTOM COMFORT | CCO Series | 216773242 | HRCU-A-C | CCOXHB24V36HP | CCOBCC3036B |  | 38000 | 29200 | 2.5 | 36000 | 1.9
CUSTOM COMFORT | CCO Series | 216773239 | HRCU-A-C | CCOXHB24V18HP | CCOBCC1824B |  | 19000 | 15200 | 2.7 | 18000 | 2.06
CUSTOM COMFORT | CCO Series | 216773237 | HRCU-A-C | CCOXHB24V18HP | CCOBCC1824A |  | 19000 | 15200 | 2.7 | 18000 | 2.06
CUSTOM COMFORT | COOX Series | 215745976 | HRCU-A-CB-O | CCOXHBSZ17HP | CCOXHBWM18 | Mini-Splits | 18000 | 16600 | 2.55 | 18000 | 1.92
CUSTOM COMFORT | CCOX Series | 215746026 | HRCU-A-CB | CCOXHB24V18HP | CCOXHBAH24V18 |  | 19000 | 15000 | 2.6 | 18000 | 2
CUSTOM COMFORT | CCOX Series | 215746029 | HRCU-A-CB | CCOXHB24V36HP | CCOXHBAH24V36 |  | 37000 | 31800 | 2.56 | 39000 | 1.9
CUSTOM COMFORT | COOX Series | 215746001 | HRCU-A-CB | CCOXHBSZ60CHP | CCOXHBSD60 | Mini-Splits | 60000 | 45000 | 2.72 | 53500 | 2.1
CUSTOM COMFORT | COOX Series | 215746000 | HRCU-A-CB | CCOXHBSZ48CHP | CCOXHBSD48 | Mini-Splits | 52000 | 45000 | 2.61 | 47500 | 2
CUSTOM COMFORT | COOX Series | 215745999 | HRCU-A-CB | CCOXHBSZ36CHP | CCOXHBSD36 | Mini-Splits | 42000 | 31600 | 2.73 | 37600 | 2.1
CUSTOM COMFORT | COOX Series | 215745987 | HRCU-A-CB | CCOXHBSZ24HP | CCOXHBSD24 | Mini-Splits | 26000 | 21600 | 2.71 | 24000 | 2.18
CUSTOM COMFORT | COOX Series | 215745986 | HRCU-A-CB | CCOXHBSZ17HP | CCOXHBSD18 | Mini-Splits | 19500 | 15000 | 2.89 | 18000 | 2.1
CUSTOM COMFORT | COOX Series | 215745985 | HRCU-A-CB | CCOXHBSZ12HP | CCOXHBSD12 | Mini-Splits | 12000 | 10200 | 2.6 | 12000 | 1.95
CUSTOM COMFORT | COOX Series | 215745983 | HRCU-A-CB | CCOXHBSZ06HP | CCOXHBSD06 | Mini-Splits | 8000 | 8000 | 2.69 | 7800 | 2.41
CUSTOM COMFORT | COOX Series | 215746019 | HMSV-A-CB | CCOXHBMZ655HP |  | Mixed Ducted and Non-Ducted Indoor Units | 55000 | 44500 | 2.65 | 47500 | 2.05
CUSTOM COMFORT | COOX Series | 215746018 | HMSV-A-CB | CCOXHBMZ655HP |  | Ducted Indoor Units | 55000 | 45000 | 2.7 | 48000 | 2.1
CUSTOM COMFORT | COOX Series | 215746017 | HMSR-A-CB-O | CCOXHBMZ655HP |  | Non-Ducted Indoor Units | 55000 | 44000 | 2.6 | 47000 | 2
CUSTOM COMFORT | COOX Series | 215746016 | HMSV-A-CB | CCOXHBMZ648HP |  | Mixed Ducted and Non-Ducted Indoor Units | 48500 | 44000 | 2.6 | 47500 | 2
CUSTOM COMFORT | COOX Series | 215746015 | HMSV-A-CB | CCOXHBMZ648HP |  | Ducted Indoor Units | 48000 | 44500 | 2.6 | 48000 | 2
CUSTOM COMFORT | COOX Series | 215746014 | HMSR-A-CB-O | CCOXHBMZ648HP |  | Non-Ducted Indoor Units | 49000 | 44000 | 2.6 | 47000 | 2
CUSTOM COMFORT | COOX Series | 215746010 | HMSV-A-CB | CCOXHBMZ427HP |  | Mixed Ducted and Non-Ducted Indoor Units | 27400 | 24000 | 2.5 | 27000 | 2
CUSTOM COMFORT | COOX Series | 215746008 | HMSR-A-CB-O | CCOXHBMZ427HP |  | Non-Ducted Indoor Units | 27000 | 25000 | 2.6 | 27000 | 2
CUSTOM COMFORT | COOX Series | 215746007 | HMSV-A-CB | CCOXHBMZ318HP |  | Mixed Ducted and Non-Ducted Indoor Units | 20000 | 17300 | 2.65 | 18500 | 2
CUSTOM COMFORT | COOX Series | 215746006 | HMSV-A-CB | CCOXHBMZ318HP |  | Ducted Indoor Units | 20000 | 17000 | 2.59 | 18000 | 2
CUSTOM COMFORT | COOX Series | 215746005 | HMSR-A-CB-O | CCOXHBMZ318HP |  | Non-Ducted Indoor Units | 20000 | 17600 | 2.7 | 19000 | 2
CUSTOM COMFORT | COOX Series | 215745992 | HRCU-A-CB-O | CCOXHBSZ24HP | CCOXHBFC24 | Mini-Splits | 26000 | 20200 | 2.74 | 24200 | 2.16
CUSTOM COMFORT | COOX Series | 215745982 | HRCU-A-CB-O | CCOXHBSZ24HP | CCOXHB4C24 | Mini-Splits | 25000 | 20400 | 2.78 | 23800 | 2.23
CUSTOM COMFORT | COOX Series | 215745990 | HRCU-A-CB-O | CCOXHBSZ17HP | CCOXHBFM18 | Mini-Splits | 17000 | 14200 | 2.6 | 17500 | 1.95
CUSTOM COMFORT | COOX Series | 215745981 | HRCU-A-CB-O | CCOXHBSZ17HP | CCOXHB4C18 | Mini-Splits | 19000 | 14900 | 2.7 | 17000 | 1.9
CUSTOM COMFORT | COOX Series | 215745980 | HRCU-A-CB-O | CCOXHBSZ12HP | CCOXHB4C12 | Mini-Splits | 12000 | 10000 | 2.74 | 11500 | 1.99
CUSTOM COMFORT | COOX Series | 215745995 | HRCU-A-CB-O | CCOXHBSZ12HP | CCOXHB1C12 | Mini-Splits | 12500 | 9600 | 2.65 | 11500 | 1.99
CUSTOM COMFORT | COOX Series | 215745993 | HRCU-A-CB-O | CCOXHBSZ06HP | CCOXHB1C06 | Mini-Splits | 7400 | 7000 | 2.66 | 8100 | 2.4
CUSTOM COMFORT | COOX Series | 215745973 | HRCU-A-CB-O | CCOXHBSZ06HP | CCOXHBWM06 | Mini-Splits | 7000 | 7900 | 2.79 | 7700 | 2.4
CUSTOM COMFORT | COOX Series | 215746002 | HRCU-A-CB-O | CCOXHBSZ36CHP | CCOXHBFC36 | Mini-Splits | 38000 | 30200 | 2.58 | 39500 | 2.02
CUSTOM COMFORT | COOX Series | 215745997 | HRCU-A-CB-O | CCOXHBSZ36CHP | CCOXHB4C36 | Mini-Splits | 37000 | 30600 | 2.56 | 37000 | 1.95
CUSTOM COMFORT | COOX Series | 215745978 | HRCU-A-CB-O | CCOXHBSZ33HP | CCOXHBWM33 | Mini-Splits | 36000 | 30000 | 2.69 | 35000 | 1.98
CUSTOM COMFORT | COOX Series | 215745977 | HRCU-A-CB-O | CCOXHBSZ24HP | CCOXHBWM24 | Mini-Splits | 29000 | 21000 | 2.88 | 24200 | 2.34
CUSTOM COMFORT | CCOX Series | 215746030 | HRCU-A-CB | CCOXHB24V48HP | CCOXHBAH24V48 |  | 50000 | 37000 | 2.7 | 46000 | 1.9
CUSTOM COMFORT | CCOX Series | 215746028 | HRCU-A-CB | CCOXHB24V30HP | CCOXHBAH24V30 |  | 34000 | 23800 | 2.76 | 32600 | 1.96
CUSTOM COMFORT | CCOX Series | 215746025 | HRCU-A-CB | CCOXHBSZ60CHP | CCOXHBAHUC60 |  | 59000 | 41000 | 2.6 | 53000 | 2
CUSTOM COMFORT | CCOX Series | 215746024 | HRCU-A-CB | CCOXHBSZ48CHP | CCOXHBAHUC48 |  | 50000 | 40000 | 2.5 | 46000 | 2
CUSTOM COMFORT | CCOX Series | 215746022 | HRCU-A-CB | CCOXHBSZ33HP | CCOXHBAHU36 |  | 35000 | 27400 | 2.58 | 34000 | 2
CUSTOM COMFORT | CCOX Series | 215746020 | HRCU-A-CB | CCOXHBSZ17HP | CCOXHBAHU18 |  | 19500 | 14000 | 2.6 | 18000 | 2.2
CUSTOM COMFORT |  | 212365414 | HRCU-A-CB-O | CCOXHASZ48CHP | CCOXHA4C48 | Mini-Splits | 53000 | 35000 | 2.59 | 48000 | 1.98
CUSTOM COMFORT |  | 212365455 | HRCU-A-CB | CCOXHA24V60HP | CCOXHAAH24V60 |  | 59000 | 42000 | 2.6 | 54356 | 1.91
CUSTOM COMFORT |  | 212365449 | HRCU-A-CB | CCOXHASZ60CHP | CCOXHAAHUC60 |  | 60000 | 41000 | 2.56 | 57600 | 1.96
CUSTOM COMFORT |  | 212365428 | HRCU-A-CB-O | CCOXHASZ60CHP | CCOXHAFC60 | Mini-Splits | 60000 | 40000 | 2.58 | 56500 | 1.97
DAIKIN | DH7VSA | 217049704 | HRCU-A-CB | DH7VSA6010A* | CAHEA3630C3A*+MBVK16CH*X00A* | Ducted Indoor Units | 54000 | 33400 | 2.5 | 46000 | 2
DAIKIN | DH7VSA | 217049703 | HRCU-A-CB | DH7VSA6010A* | CA*EA6030*3A* | Ducted Indoor Units | 53500 | 33400 | 2.5 | 46000 | 2
DAIKIN | DH7VSA | 217049701 | HRCU-A-CB | DH7VSA6010A* | CA*EA6030*3A* | Ducted Indoor Units | 53500 | 33400 | 2.5 | 46000 | 2
DAIKIN | DH7VSA | 217049699 | HRCU-A-CB | DH7VSA6010A* | CA*EA6030*3A* | Ducted Indoor Units | 53500 | 33400 | 2.5 | 46000 | 2
DAIKIN | DH7VSA | 217049697 | HRCU-A-CB | DH7VSA6010A* | CA*EA6030*3A* | Ducted Indoor Units | 53500 | 33400 | 2.5 | 46000 | 2
DAIKIN | DH7VSA | 217049695 | HRCU-A-CB | DH7VSA6010A* | CA*EA6030*3A* | Ducted Indoor Units | 53500 | 33400 | 2.5 | 46000 | 2
DAIKIN | DH7VSA | 217049693 | HRCU-A-CB | DH7VSA6010A* | CA*EA6030*3A* | Ducted Indoor Units | 53500 | 33400 | 2.5 | 46000 | 2
DAIKIN | DH7VSA | 217049691 | HRCU-A-CB | DH7VSA6010A* | CA*EA6030*3A* | Ducted Indoor Units | 53500 | 33400 | 2.5 | 46000 | 2
DAIKIN | DH7VSA | 217049689 | HRCU-A-CB | DH7VSA6010A* | CA*EA6030*3A* | Ducted Indoor Units | 53500 | 33400 | 2.5 | 46000 | 2
DAIKIN | DH7VSA | 217049687 | HRCU-A-CB | DH7VSA6010A* | CA*EA6030*3A* | Ducted Indoor Units | 53500 | 33400 | 2.5 | 46000 | 2
DAIKIN | DH7VSA | 217049685 | HRCU-A-CB | DH7VSA6010A* | CA*EA6030*3A* | Ducted Indoor Units | 53500 | 33400 | 2.5 | 46000 | 2
DAIKIN | DH7VSA | 217049683 | HRCU-A-CB | DH7VSA6010A* | CA*EA6030*3A* | Ducted Indoor Units | 53500 | 33400 | 2.5 | 46000 | 2
DAIKIN | DH7VSA | 217049681 | HRCU-A-CB | DH7VSA6010A* | CA*EA6030*3A*+MBVK16CP1X00A* | Ducted Indoor Units | 53500 | 33400 | 2.5 | 46000 | 2
DAIKIN | DH7VSA | 217049679 | HRCU-A-CB | DH7VSA6010A* | CA*EA6030*3A*+MBVK20DP1X00A* | Ducted Indoor Units | 53500 | 33400 | 2.5 | 46000 | 2
DAIKIN | DH7VSA | 217049677 | HRCU-A-CB | DH7VSA6010A* | DFVE60DP0300A* | Ducted Indoor Units | 54000 | 33400 | 2.5 | 46000 | 2
DAIKIN | DH7VSA | 217049676 | HRCU-A-CB | DH7VSA6010A* | DFVE60DP1300A* | Ducted Indoor Units | 54000 | 33400 | 2.5 | 46000 | 2
DAIKIN |  | 210722665 | HMSR-A-CB-O | 3MXL24WMVJU* |  | Non-Ducted Indoor Units | 24000 | 15500 | 3.42 | 21600 | 2.02
DAIKIN |  | 210722664 | HMSR-A-CB-O | 2MXL18WMVJU* |  | Non-Ducted Indoor Units | 18500 | 12000 | 2.93 | 18930 | 2.12
DAIKIN |  | 217005315 | HRCU-A-CB-O | RXF24BVJU* | FTXF24BVJU* | Mini-Splits | 24000 | 16400 | 2.6 | 16800 | 1.9
DAIKIN |  | 217005314 | HRCU-A-CB-O | RXF18BVJU* | FTXF18BVJU* | Mini-Splits | 21600 | 15200 | 2.61 | 15200 | 2
DAIKIN | DH9VSA | 216699792 | HRCU-A-CB | DH9VSA361CA* | CAHEA3630C3A*+MBVK16CH*X00A* | Ducted Indoor Units | 34200 | 34200 | 2.5 | 34200 | 2.4
DAIKIN | DH9VSA | 216699791 | HRCU-A-CB | DH9VSA241CA* | CAHEA3630C3A*+MBVK16CH*X00A* | Ducted Indoor Units | 24000 | 24000 | 2.69 | 24000 | 2.4
DAIKIN | DH9VSA | 216699842 | HRCU-A-CB | DH9VSA361CA* | CA*EA6030*3A* | Ducted Indoor Units | 32600 | 31000 | 2.5 | 32600 | 2
DAIKIN | DH9VSA | 216699840 | HRCU-A-CB | DH9VSA361CA* | CA*EA6030*3A* | Ducted Indoor Units | 32600 | 31000 | 2.5 | 32600 | 2
DAIKIN | DH9VSA | 216699838 | HRCU-A-CB | DH9VSA361CA* | CA*EA6030*3A* | Ducted Indoor Units | 32600 | 31000 | 2.5 | 32600 | 2
DAIKIN | DH9VSA | 216699836 | HRCU-A-CB | DH9VSA361CA* | CA*EA6030*3A* | Ducted Indoor Units | 32600 | 31000 | 2.5 | 32600 | 2
DAIKIN | DH9VSA | 216699834 | HRCU-A-CB | DH9VSA361CA* | CA*EA6030*3A* | Ducted Indoor Units | 32600 | 31000 | 2.5 | 32600 | 2
DAIKIN | DH9VSA | 216699832 | HRCU-A-CB | DH9VSA361CA* | CA*EA6030*3A* | Ducted Indoor Units | 32600 | 31000 | 2.5 | 32600 | 2
DAIKIN | DH9VSA | 216699830 | HRCU-A-CB | DH9VSA361CA* | CA*EA6030*3A* | Ducted Indoor Units | 32600 | 31000 | 2.5 | 32600 | 2
DAIKIN | DH9VSA | 216699828 | HRCU-A-CB | DH9VSA361CA* | CA*EA6030*3A* | Ducted Indoor Units | 32600 | 31000 | 2.5 | 32600 | 2
DAIKIN | DH9VSA | 216699826 | HRCU-A-CB | DH9VSA361CA* | CA*EA6030*3A*+MBVK16CP1X00A* | Ducted Indoor Units | 32600 | 31000 | 2.5 | 32600 | 2
DAIKIN | DH9VSA | 216699824 | HRCU-A-CB | DH9VSA361CA* | DFVE48CP0300A* | Ducted Indoor Units | 33400 | 32000 | 2.6 | 33000 | 2.23
DAIKIN | DH9VSA | 216699823 | HRCU-A-CB | DH9VSA361CA* | DFVE48CP1300A* | Ducted Indoor Units | 33400 | 32000 | 2.6 | 33000 | 2.23
DAIKIN | DH9VSA | 216699822 | HRCU-A-CB | DH9VSA361CA* | DFVE48DP0300A* | Ducted Indoor Units | 33400 | 32000 | 2.6 | 33000 | 2.23
DAIKIN | DH9VSA | 216699821 | HRCU-A-CB | DH9VSA361CA* | DFVE48DP1300A* | Ducted Indoor Units | 33400 | 32000 | 2.6 | 33000 | 2.23
DAIKIN | DH9VSA | 216699820 | HRCU-A-CB | DH9VSA361CA* | DFVE60DP0300A* | Ducted Indoor Units | 33800 | 32000 | 2.58 | 33000 | 2.13
DAIKIN | DH9VSA | 216699819 | HRCU-A-CB | DH9VSA361CA* | DFVE60DP1300A* | Ducted Indoor Units | 33800 | 32000 | 2.58 | 33000 | 2.13
DAIKIN | DH9VSA | 216699818 | HRCU-A-CB | DH9VSA241CA* | CA*EA4830*3A* | Ducted Indoor Units | 22000 | 22000 | 2.5 | 22000 | 2
DAIKIN | DH9VSA | 216699816 | HRCU-A-CB | DH9VSA241CA* | CA*EA4830*3A* | Ducted Indoor Units | 22000 | 22000 | 2.5 | 22000 | 2
DAIKIN | DH9VSA | 216699814 | HRCU-A-CB | DH9VSA241CA* | CA*EA4830*3A* | Ducted Indoor Units | 22000 | 22000 | 2.5 | 22000 | 2
DAIKIN | DH9VSA | 216699812 | HRCU-A-CB | DH9VSA241CA* | CA*EA4830*3A* | Ducted Indoor Units | 22000 | 22000 | 2.5 | 22000 | 2
DAIKIN | DH9VSA | 216699810 | HRCU-A-CB | DH9VSA241CA* | CA*EA4830*3A* | Ducted Indoor Units | 22000 | 22000 | 2.5 | 22000 | 2
DAIKIN | DH9VSA | 216699808 | HRCU-A-CB | DH9VSA241CA* | CA*EA4830*3A* | Ducted Indoor Units | 22000 | 22000 | 2.5 | 22000 | 2
DAIKIN | DH9VSA | 216699806 | HRCU-A-CB | DH9VSA241CA* | CA*EA4830*3A* | Ducted Indoor Units | 22000 | 22000 | 2.5 | 22000 | 2
DAIKIN | DH9VSA | 216699804 | HRCU-A-CB | DH9VSA241CA* | CA*EA4830*3A* | Ducted Indoor Units | 22000 | 22000 | 2.5 | 22000 | 2
DAIKIN | DH9VSA | 216699802 | HRCU-A-CB | DH9VSA241CA* | CA*EA4830*3A* | Ducted Indoor Units | 22000 | 22000 | 2.5 | 22000 | 2
DAIKIN | DH9VSA | 216699800 | HRCU-A-CB | DH9VSA241CA* | CA*EA4830*3A*+MBVK16CP1X00A* | Ducted Indoor Units | 22000 | 22000 | 2.5 | 22000 | 2
DAIKIN | DH9VSA | 216699798 | HRCU-A-CB | DH9VSA241CA* | DFVE48CP0300A* | Ducted Indoor Units | 23200 | 23000 | 2.61 | 22400 | 2.14
DAIKIN | DH9VSA | 216699797 | HRCU-A-CB | DH9VSA241CA* | DFVE48CP1300A* | Ducted Indoor Units | 23200 | 23000 | 2.61 | 22400 | 2.14
DAIKIN |  | 216620039 | HRCU-A-CB-O | RXF12BVJU* | FTXF12BVJU* | Mini-Splits | 13500 | 9800 | 2.68 | 9500 | 2.11
DAIKIN |  | 216620038 | HRCU-A-CB-O | RXF09BVJU* | FTXF09BVJU* | Mini-Splits | 10900 | 8000 | 3.01 | 7700 | 2
DAIKIN |  | 214725905 | HRCU-A-CB | RZQ24TBVJU* | FTQ24TBVJU*A* | Mini-Splits | 27400 | 19400 | 2.55 | 22000 | 2.08
DAIKIN | Daikin Fit | 213872282 | HRCU-A-CB | DZ6VSA421EA* | CAPEA6030*4A* | Ducted Indoor Units | 40000 | 27800 | 2.59 | 30600 | 2.19
DAIKIN | Daikin Fit | 213872276 | HRCU-A-CB | DZ6VSA481EA* | CAPEA6030*4A* | Ducted Indoor Units | 43500 | 28000 | 2.67 | 31000 | 2.22
DAIKIN | DZ6VS | 214505160 | HRCU-A-CB | DZ6VSA241EA* | CA*EA2422*4B*+MBVC1200**-1A* | Ducted Indoor Units | 23000 | 16000 | 2.65 | 16100 | 2
DAIKIN | DZ6VS | 214505163 | HRCU-A-CB | DZ6VSA241EA* | CA*EA2422*4B*+MBVC1600**-1A* | Ducted Indoor Units | 23000 | 16000 | 2.65 | 16100 | 2
DAIKIN | DZ6VS | 214505166 | HRCU-A-CB | DZ6VSA241EA* | CA*EA2422*4B* | Ducted Indoor Units | 23000 | 16000 | 2.65 | 16100 | 2
DAIKIN | DZ6VS | 214505169 | HRCU-A-CB | DZ6VSA241EA* | CA*EA2422*4B* | Ducted Indoor Units | 23000 | 16000 | 2.65 | 16100 | 2
DAIKIN | DZ6VS | 214505171 | HRCU-A-CB | DZ6VSA241EA* | CA*EA2422*4B* | Ducted Indoor Units | 23000 | 16000 | 2.65 | 16100 | 2
DAIKIN | DZ6VS | 214505174 | HRCU-A-CB | DZ6VSA241EA* | CA*EA2422*4B* | Ducted Indoor Units | 23000 | 16000 | 2.65 | 16100 | 2
DAIKIN | DZ6VS | 214505177 | HRCU-A-CB | DZ6VSA241EA* | CA*EA2422*4B* | Ducted Indoor Units | 23000 | 16000 | 2.65 | 16100 | 2
DAIKIN | DZ6VS | 214505179 | HRCU-A-CB | DZ6VSA241EA* | CA*EA2422*4B* | Ducted Indoor Units | 23000 | 16000 | 2.65 | 16100 | 2
DAIKIN | DZ6VS | 214505182 | HRCU-A-CB | DZ6VSA241EA* | CA*EA2422*4B* | Ducted Indoor Units | 23000 | 16000 | 2.65 | 16100 | 2
DAIKIN | DZ6VS | 214505185 | HRCU-A-CB | DZ6VSA241EA* | CA*EA2422*4B* | Ducted Indoor Units | 23000 | 16000 | 2.65 | 16100 | 2
DAIKIN | DZ6VS | 214505187 | HRCU-A-CB | DZ6VSA241EA* | CA*EA2422*4B* | Ducted Indoor Units | 23000 | 16000 | 2.65 | 16100 | 2
DAIKIN | DZ6VS | 214505190 | HRCU-A-CB | DZ6VSA241EA* | CA*EA2422*4B* | Ducted Indoor Units | 23000 | 16000 | 2.65 | 16100 | 2
DAIKIN | DZ6VS | 214505193 | HRCU-A-CB | DZ6VSA241EA* | CA*EA2422*4B* | Ducted Indoor Units | 23000 | 16000 | 2.65 | 16100 | 2
DAIKIN | DZ6VS | 214505196 | HRCU-A-CB | DZ6VSA241EA* | CA*EA2422*4B* | Ducted Indoor Units | 23000 | 16000 | 2.65 | 16100 | 2
DAIKIN | DZ6VS | 214505199 | HRCU-A-CB | DZ6VSA241EA* | CA*EA2422*4B* | Ducted Indoor Units | 23000 | 16000 | 2.65 | 16100 | 2
DAIKIN | DZ6VS | 214505202 | HRCU-A-CB | DZ6VSA241EA* | CA*EA2422*4B* | Ducted Indoor Units | 23000 | 16000 | 2.65 | 16100 | 2
DAIKIN | DZ6VS | 214505205 | HRCU-A-CB | DZ6VSA241EA* | CA*EA2422*4B* | Ducted Indoor Units | 23000 | 16000 | 2.65 | 16100 | 2
DAIKIN | DZ6VS | 214505208 | HRCU-A-CB | DZ6VSA241EA* | CA*EA2422*4B* | Ducted Indoor Units | 23000 | 16000 | 2.65 | 16100 | 2
DAIKIN | DZ6VS | 214505211 | HRCU-A-CB | DZ6VSA241EA* | CA*EA2422*4B* | Ducted Indoor Units | 23000 | 16000 | 2.65 | 16100 | 2
DAIKIN | DZ6VS | 214505214 | HRCU-A-CB | DZ6VSA241EA* | CA*EA2422*4B* | Ducted Indoor Units | 23000 | 16000 | 2.65 | 16100 | 2
DAIKIN | DZ6VS | 214505217 | HRCU-A-CB | DZ6VSA241EA* | CA*EA2422*4B* | Ducted Indoor Units | 23000 | 16000 | 2.65 | 16100 | 2
DAIKIN | DZ6VS | 214505221 | HRCU-A-CB | DZ6VSA241EA* | CA*EA3026*4B*+MBVC1200**-1A* | Ducted Indoor Units | 23000 | 16000 | 2.65 | 16100 | 2
DAIKIN | DZ6VS | 214505225 | HRCU-A-CB | DZ6VSA241EA* | CA*EA3026*4B*+MBVC1600**-1A* | Ducted Indoor Units | 23000 | 16000 | 2.65 | 16100 | 2
DAIKIN | DZ6VS | 214505227 | HRCU-A-CB | DZ6VSA241EA* | CA*EA3026*4B* | Ducted Indoor Units | 23000 | 16000 | 2.65 | 16100 | 2
DAIKIN | DZ6VS | 214505231 | HRCU-A-CB | DZ6VSA241EA* | CA*EA3026*4B* | Ducted Indoor Units | 23000 | 16000 | 2.65 | 16100 | 2
DAIKIN | DZ6VS | 214505234 | HRCU-A-CB | DZ6VSA241EA* | CA*EA3026*4B* | Ducted Indoor Units | 23000 | 16000 | 2.65 | 16100 | 2
DAIKIN | DZ6VS | 214505238 | HRCU-A-CB | DZ6VSA241EA* | CA*EA3026*4B* | Ducted Indoor Units | 23000 | 16000 | 2.65 | 16100 | 2
DAIKIN | DZ6VS | 214505242 | HRCU-A-CB | DZ6VSA241EA* | CA*EA3026*4B* | Ducted Indoor Units | 23000 | 16000 | 2.65 | 16100 | 2
DAIKIN | DZ6VS | 214505245 | HRCU-A-CB | DZ6VSA241EA* | CA*EA3026*4B* | Ducted Indoor Units | 23000 | 16000 | 2.65 | 16100 | 2
DAIKIN | DZ6VS | 214505248 | HRCU-A-CB | DZ6VSA241EA* | CA*EA3026*4B* | Ducted Indoor Units | 23000 | 16000 | 2.65 | 16100 | 2
DAIKIN | DZ6VS | 214505250 | HRCU-A-CB | DZ6VSA241EA* | CA*EA3026*4B* | Ducted Indoor Units | 23000 | 16000 | 2.65 | 16100 | 2
DAIKIN | DZ6VS | 214505252 | HRCU-A-CB | DZ6VSA241EA* | CA*EA3026*4B* | Ducted Indoor Units | 23000 | 16000 | 2.65 | 16100 | 2
DAIKIN | DZ6VS | 214505254 | HRCU-A-CB | DZ6VSA241EA* | CA*EA3026*4B* | Ducted Indoor Units | 23000 | 16000 | 2.65 | 16100 | 2
DAIKIN | DZ6VS | 214505256 | HRCU-A-CB | DZ6VSA241EA* | CA*EA3026*4B* | Ducted Indoor Units | 23000 | 16000 | 2.65 | 16100 | 2
DAIKIN | DZ6VS | 214505257 | HRCU-A-CB | DZ6VSA241EA* | CA*EA3026*4B* | Ducted Indoor Units | 23000 | 16000 | 2.65 | 16100 | 2
DAIKIN | DZ6VS | 214505260 | HRCU-A-CB | DZ6VSA241EA* | CA*EA3026*4B* | Ducted Indoor Units | 23000 | 16000 | 2.65 | 16100 | 2
DAIKIN | DZ6VS | 214505262 | HRCU-A-CB | DZ6VSA241EA* | CA*EA3026*4B* | Ducted Indoor Units | 23000 | 16000 | 2.65 | 16100 | 2
DAIKIN | DZ6VS | 214505264 | HRCU-A-CB | DZ6VSA241EA* | CA*EA3026*4B* | Ducted Indoor Units | 23000 | 16000 | 2.65 | 16100 | 2
DAIKIN | DZ6VS | 214505266 | HRCU-A-CB | DZ6VSA241EA* | CA*EA3026*4B* | Ducted Indoor Units | 23000 | 16000 | 2.65 | 16100 | 2
DAIKIN | DZ6VS | 214505268 | HRCU-A-CB | DZ6VSA241EA* | CA*EA3026*4B* | Ducted Indoor Units | 23000 | 16000 | 2.65 | 16100 | 2
DAIKIN | DZ6VS | 214505270 | HRCU-A-CB | DZ6VSA241EA* | CA*EA3026*4B* | Ducted Indoor Units | 23000 | 16000 | 2.65 | 16100 | 2
DAIKIN | DZ6VS | 214505271 | HRCU-A-CB | DZ6VSA241EA* | CA*EA3026*4B* | Ducted Indoor Units | 23000 | 16000 | 2.65 | 16100 | 2
DAIKIN | DZ6VS | 214505401 | HRCU-A-CB | DZ6VSA241EA* | CA*EA2422*4B*+MBVK12BP1X00A* | Ducted Indoor Units | 23000 | 16000 | 2.65 | 16100 | 2
DAIKIN | DZ6VS | 214505403 | HRCU-A-CB | DZ6VSA241EA* | CA*EA2422*4B*+MBVK16CP1X00A* | Ducted Indoor Units | 23000 | 16000 | 2.65 | 16100 | 2
DAIKIN | DZ6VS | 214505405 | HRCU-A-CB | DZ6VSA241EA* | CA*EA3026*4B*+MBVK12BP1X00A* | Ducted Indoor Units | 23000 | 16000 | 2.65 | 16100 | 2
DAIKIN | DZ6VS | 214505408 | HRCU-A-CB | DZ6VSA241EA* | CA*EA3026*4B*+MBVK16CP1X00A* | Ducted Indoor Units | 23000 | 16000 | 2.65 | 16100 | 2
DAIKIN | DH7VSA | 215487446 | HRCU-A-CB | DH7VSA4810A* | CA*EA6030*3A* | Ducted Indoor Units | 47000 | 29000 | 2.5 | 33600 | 2
DAIKIN | DH7VSA | 215487445 | HRCU-A-CB | DH7VSA4810A* | CA*EA6030*3A* | Ducted Indoor Units | 47000 | 29000 | 2.5 | 33600 | 2
DAIKIN | DH7VSA | 215487444 | HRCU-A-CB | DH7VSA4810A* | CA*EA6030*3A* | Ducted Indoor Units | 47000 | 29000 | 2.5 | 33600 | 2
DAIKIN | DH7VSA | 215487443 | HRCU-A-CB | DH7VSA4810A* | CA*EA6030*3A* | Ducted Indoor Units | 47000 | 29000 | 2.5 | 33600 | 2
DAIKIN | DH7VSA | 215487442 | HRCU-A-CB | DH7VSA4810A* | CA*EA6030*3A* | Ducted Indoor Units | 47000 | 29000 | 2.5 | 33600 | 2
DAIKIN | DH7VSA | 215487441 | HRCU-A-CB | DH7VSA4810A* | CA*EA6030*3A* | Ducted Indoor Units | 47000 | 29000 | 2.5 | 33600 | 2
DAIKIN | DH7VSA | 215487440 | HRCU-A-CB | DH7VSA4810A* | CA*EA6030*3A* | Ducted Indoor Units | 47000 | 29000 | 2.5 | 33600 | 2
DAIKIN | DH7VSA | 215487439 | HRCU-A-CB | DH7VSA4810A* | CA*EA6030*3A* | Ducted Indoor Units | 47000 | 29000 | 2.5 | 33600 | 2
DAIKIN | DH7VSA | 215487422 | HRCU-A-CB | DH7VSA4210A* | CA*EA6030*3A* | Ducted Indoor Units | 41000 | 28000 | 2.5 | 31000 | 2
DAIKIN | DH7VSA | 215487421 | HRCU-A-CB | DH7VSA4210A* | CA*EA6030*3A* | Ducted Indoor Units | 41000 | 28000 | 2.5 | 31000 | 2
DAIKIN | DH7VSA | 215487420 | HRCU-A-CB | DH7VSA4210A* | CA*EA6030*3A* | Ducted Indoor Units | 41000 | 28000 | 2.5 | 31000 | 2
DAIKIN | DH7VSA | 215487419 | HRCU-A-CB | DH7VSA4210A* | CA*EA6030*3A* | Ducted Indoor Units | 41000 | 28000 | 2.5 | 31000 | 2
DAIKIN | DH7VSA | 215487418 | HRCU-A-CB | DH7VSA4210A* | CA*EA6030*3A* | Ducted Indoor Units | 41000 | 28000 | 2.5 | 31000 | 2
DAIKIN | DH7VSA | 215487417 | HRCU-A-CB | DH7VSA4210A* | CA*EA6030*3A* | Ducted Indoor Units | 41000 | 28000 | 2.5 | 31000 | 2
DAIKIN | DH7VSA | 215487416 | HRCU-A-CB | DH7VSA4210A* | CA*EA6030*3A* | Ducted Indoor Units | 41000 | 28000 | 2.5 | 31000 | 2
DAIKIN | DH7VSA | 215487415 | HRCU-A-CB | DH7VSA4210A* | CA*EA6030*3A* | Ducted Indoor Units | 41000 | 28000 | 2.5 | 31000 | 2
DAIKIN | DH7VSA | 215487394 | HRCU-A-CB | DH7VSA2410A* | CHPEA3026*3A* | Ducted Indoor Units | 23200 | 15800 | 2.5 | 17000 | 2
DAIKIN | DH7VSA | 215487393 | HRCU-A-CB | DH7VSA2410A* | CHPEA3026*3A* | Ducted Indoor Units | 23200 | 15800 | 2.5 | 17000 | 2
DAIKIN | DH7VSA | 215487392 | HRCU-A-CB | DH7VSA2410A* | CHPEA3026*3A* | Ducted Indoor Units | 23200 | 15800 | 2.5 | 17000 | 2
DAIKIN | DH7VSA | 215487391 | HRCU-A-CB | DH7VSA2410A* | CHPEA3026*3A* | Ducted Indoor Units | 23200 | 15800 | 2.5 | 17000 | 2
DAIKIN | DH7VSA | 215487390 | HRCU-A-CB | DH7VSA2410A* | CHPEA3026*3A* | Ducted Indoor Units | 23200 | 15800 | 2.5 | 17000 | 2
DAIKIN | DH7VSA | 215487389 | HRCU-A-CB | DH7VSA2410A* | CHPEA3026*3A* | Ducted Indoor Units | 23200 | 15800 | 2.5 | 17000 | 2
DAIKIN | DH7VSA | 215487388 | HRCU-A-CB | DH7VSA2410A* | CHPEA3026*3A* | Ducted Indoor Units | 23200 | 15800 | 2.5 | 17000 | 2
DAIKIN | DH7VSA | 215487387 | HRCU-A-CB | DH7VSA2410A* | CHPEA3026*3A* | Ducted Indoor Units | 23200 | 15800 | 2.5 | 17000 | 2
DAIKIN | DH7VSA | 215487386 | HRCU-A-CB | DH7VSA2410A* | CHPEA3026*3A* | Ducted Indoor Units | 23200 | 15800 | 2.5 | 17000 | 2
DAIKIN | DH7VSA | 215487385 | HRCU-A-CB | DH7VSA2410A* | CHPEA3026*3A* | Ducted Indoor Units | 23200 | 15800 | 2.5 | 17000 | 2
DAIKIN | DH7VSA | 215487384 | HRCU-A-CB | DH7VSA2410A* | CHPEA3026*3A* | Ducted Indoor Units | 23200 | 15800 | 2.5 | 17000 | 2
DAIKIN | DH7VSA | 215487383 | HRCU-A-CB | DH7VSA2410A* | CA*EA3626*3A* | Ducted Indoor Units | 23200 | 15800 | 2.5 | 17000 | 2
DAIKIN | DH7VSA | 215487382 | HRCU-A-CB | DH7VSA2410A* | CA*EA3626*3A* | Ducted Indoor Units | 23200 | 15800 | 2.5 | 17000 | 2
DAIKIN | DH7VSA | 215487381 | HRCU-A-CB | DH7VSA2410A* | CA*EA3626*3A* | Ducted Indoor Units | 23200 | 15800 | 2.5 | 17000 | 2
DAIKIN | DH7VSA | 215487380 | HRCU-A-CB | DH7VSA2410A* | CA*EA3626*3A* | Ducted Indoor Units | 23200 | 15800 | 2.5 | 17000 | 2
DAIKIN | DH7VSA | 215487379 | HRCU-A-CB | DH7VSA2410A* | CA*EA3626*3A* | Ducted Indoor Units | 23200 | 15800 | 2.5 | 17000 | 2
DAIKIN | DH7VSA | 215487378 | HRCU-A-CB | DH7VSA2410A* | CA*EA3626*3A* | Ducted Indoor Units | 23200 | 15800 | 2.5 | 17000 | 2
DAIKIN | DH7VSA | 215487377 | HRCU-A-CB | DH7VSA2410A* | CA*EA3626*3A* | Ducted Indoor Units | 23200 | 15800 | 2.5 | 17000 | 2
DAIKIN | DH7VSA | 215487376 | HRCU-A-CB | DH7VSA2410A* | CA*EA3626*3A* | Ducted Indoor Units | 23200 | 15800 | 2.5 | 17000 | 2
DAIKIN | DH7VSA | 215487375 | HRCU-A-CB | DH7VSA2410A* | CA*EA3626*3A* | Ducted Indoor Units | 23200 | 15800 | 2.5 | 17000 | 2
DAIKIN | DH7VSA | 215487374 | HRCU-A-CB | DH7VSA2410A* | CA*EA3626*3A* | Ducted Indoor Units | 23200 | 15800 | 2.5 | 17000 | 2
DAIKIN | DH7VSA | 215487373 | HRCU-A-CB | DH7VSA2410A* | CA*EA3626*3A* | Ducted Indoor Units | 23200 | 15800 | 2.5 | 17000 | 2
DAIKIN | DH7VSA | 215487372 | HRCU-A-CB | DH7VSA2410A* | CA*EA3022*3A* | Ducted Indoor Units | 23200 | 15800 | 2.5 | 17000 | 2
DAIKIN | DH7VSA | 215487371 | HRCU-A-CB | DH7VSA2410A* | CA*EA3022*3A* | Ducted Indoor Units | 23200 | 15800 | 2.5 | 17000 | 2
DAIKIN | DH7VSA | 215487370 | HRCU-A-CB | DH7VSA2410A* | CA*EA3022*3A* | Ducted Indoor Units | 23200 | 15800 | 2.5 | 17000 | 2
DAIKIN | DH7VSA | 215487369 | HRCU-A-CB | DH7VSA2410A* | CA*EA3022*3A* | Ducted Indoor Units | 23200 | 15800 | 2.5 | 17000 | 2
DAIKIN | DH7VSA | 215487368 | HRCU-A-CB | DH7VSA2410A* | CA*EA3022*3A* | Ducted Indoor Units | 23200 | 15800 | 2.5 | 17000 | 2
DAIKIN | DH7VSA | 215487367 | HRCU-A-CB | DH7VSA2410A* | CA*EA3022*3A* | Ducted Indoor Units | 23200 | 15800 | 2.5 | 17000 | 2
DAIKIN | DH7VSA | 215487366 | HRCU-A-CB | DH7VSA2410A* | CA*EA3022*3A* | Ducted Indoor Units | 23200 | 15800 | 2.5 | 17000 | 2
DAIKIN | DH7VSA | 215487365 | HRCU-A-CB | DH7VSA2410A* | CA*EA3022*3A* | Ducted Indoor Units | 23200 | 15800 | 2.5 | 17000 | 2
DAIKIN | DH7VSA | 215487364 | HRCU-A-CB | DH7VSA2410A* | CA*EA3022*3A* | Ducted Indoor Units | 23200 | 15800 | 2.5 | 17000 | 2
DAIKIN | DH7VSA | 215487363 | HRCU-A-CB | DH7VSA2410A* | CA*EA3022*3A* | Ducted Indoor Units | 23200 | 15800 | 2.5 | 17000 | 2
DAIKIN | DH7VSA | 215433948 | HRCU-A-CB | DH7VSA4810A* | CA*EA6030*3A*+MBVK20DP1X00A* |  | 47000 | 29000 | 2.5 | 33600 | 2
DAIKIN | DH7VSA | 215434360 | HRCU-A-CB | DH7VSA4810A* | CA*EA6030*3A* |  | 47000 | 29000 | 2.5 | 33600 | 2
DAIKIN | DH7VSA | 215434359 | HRCU-A-CB | DH7VSA4810A* | CA*EA6030*3A* |  | 47000 | 29000 | 2.5 | 33600 | 2
DAIKIN | DH7VSA | 215434358 | HRCU-A-CB | DH7VSA4810A* | CA*EA6030*3A* |  | 47000 | 29000 | 2.5 | 33600 | 2
DAIKIN | DH7VSA | 215434357 | HRCU-A-CB | DH7VSA4810A* | CA*EA6030*3A* |  | 47000 | 29000 | 2.5 | 33600 | 2
DAIKIN | DH7VSA | 215433947 | HRCU-A-CB | DH7VSA4810A* | CA*EA6030*3A*+MBVK16CP1X00A* |  | 47000 | 29000 | 2.5 | 33600 | 2
DAIKIN | DH7VSA | 215434356 | HRCU-A-CB | DH7VSA4810A* | CA*EA6030*3A* |  | 47000 | 29000 | 2.5 | 33600 | 2
DAIKIN | DH7VSA | 215434355 | HRCU-A-CB | DH7VSA4810A* | CA*EA6030*3A* |  | 47000 | 29000 | 2.5 | 33600 | 2
DAIKIN | DH7VSA | 215434354 | HRCU-A-CB | DH7VSA4810A* | CA*EA6030*3A* |  | 47000 | 29000 | 2.5 | 33600 | 2
DAIKIN | DH7VSA | 215434353 | HRCU-A-CB | DH7VSA4810A* | CA*EA6030*3A* |  | 47000 | 29000 | 2.5 | 33600 | 2
DAIKIN | DH7VSA | 215434352 | HRCU-A-CB | DH7VSA4810A* | CA*EA6030*3A* |  | 47000 | 29000 | 2.5 | 33600 | 2
DAIKIN | DH7VSA | 215434351 | HRCU-A-CB | DH7VSA4810A* | CA*EA6030*3A* |  | 47000 | 29000 | 2.5 | 33600 | 2
DAIKIN | DH7VSA | 215434350 | HRCU-A-CB | DH7VSA4810A* | CA*EA6030*3A* |  | 47000 | 29000 | 2.5 | 33600 | 2
DAIKIN | DH7VSA | 215434349 | HRCU-A-CB | DH7VSA4810A* | CA*EA6030*3A* |  | 47000 | 29000 | 2.5 | 33600 | 2
DAIKIN | DH7VSA | 215434348 | HRCU-A-CB | DH7VSA4810A* | CA*EA6030*3A* |  | 47000 | 29000 | 2.5 | 33600 | 2
DAIKIN | DH7VSA | 215429732 | HRCU-A-CB | DH7VSA4810A* | DFVE60DP0300A* |  | 47500 | 29000 | 2.5 | 33600 | 2
DAIKIN | DH7VSA | 215415511 | HRCU-A-CB | DH7VSA4810A* | DFVE60DP1300A* |  | 47500 | 29000 | 2.5 | 33600 | 2
DAIKIN | DH7VSA | 215433934 | HRCU-A-CB | DH7VSA4210A* | CHPEA6030*3A*+MBVK20DP1X00A* |  | 41000 | 28000 | 2.5 | 31000 | 2
DAIKIN | DH7VSA | 215433932 | HRCU-A-CB | DH7VSA4210A* | CHPEA4830*3A*+MBVK20DP1X00A* |  | 41000 | 28000 | 2.5 | 31000 | 2
DAIKIN | DH7VSA | 215433930 | HRCU-A-CB | DH7VSA4210A* | CA*EA6030*3A*+MBVK20DP1X00A* |  | 41000 | 28000 | 2.5 | 31000 | 2
DAIKIN | DH7VSA | 215433929 | HRCU-A-CB | DH7VSA4210A* | CA*EA6030*3A*+MBVK16CP1X00A* |  | 41000 | 28000 | 2.5 | 31000 | 2
DAIKIN | DH7VSA | 215434243 | HRCU-A-CB | DH7VSA4210A* | CA*EA6030*3A* |  | 41000 | 28000 | 2.5 | 31000 | 2
DAIKIN | DH7VSA | 215434242 | HRCU-A-CB | DH7VSA4210A* | CA*EA6030*3A* |  | 41000 | 28000 | 2.5 | 31000 | 2
DAIKIN | DH7VSA | 215434241 | HRCU-A-CB | DH7VSA4210A* | CA*EA6030*3A* |  | 41000 | 28000 | 2.5 | 31000 | 2
DAIKIN | DH7VSA | 215434240 | HRCU-A-CB | DH7VSA4210A* | CA*EA6030*3A* |  | 41000 | 28000 | 2.5 | 31000 | 2
DAIKIN | DH7VSA | 215434239 | HRCU-A-CB | DH7VSA4210A* | CA*EA6030*3A* |  | 41000 | 28000 | 2.5 | 31000 | 2
DAIKIN | DH7VSA | 215434238 | HRCU-A-CB | DH7VSA4210A* | CA*EA6030*3A* |  | 41000 | 28000 | 2.5 | 31000 | 2
DAIKIN | DH7VSA | 215434237 | HRCU-A-CB | DH7VSA4210A* | CA*EA6030*3A* |  | 41000 | 28000 | 2.5 | 31000 | 2
DAIKIN | DH7VSA | 215434236 | HRCU-A-CB | DH7VSA4210A* | CA*EA6030*3A* |  | 41000 | 28000 | 2.5 | 31000 | 2
DAIKIN | DH7VSA | 215434235 | HRCU-A-CB | DH7VSA4210A* | CA*EA6030*3A* |  | 41000 | 28000 | 2.5 | 31000 | 2
DAIKIN | DH7VSA | 215434234 | HRCU-A-CB | DH7VSA4210A* | CA*EA6030*3A* |  | 41000 | 28000 | 2.5 | 31000 | 2
DAIKIN | DH7VSA | 215434233 | HRCU-A-CB | DH7VSA4210A* | CA*EA6030*3A* |  | 41000 | 28000 | 2.5 | 31000 | 2
DAIKIN | DH7VSA | 215434232 | HRCU-A-CB | DH7VSA4210A* | CA*EA6030*3A* |  | 41000 | 28000 | 2.5 | 31000 | 2
DAIKIN | DH7VSA | 215434231 | HRCU-A-CB | DH7VSA4210A* | CA*EA6030*3A* |  | 41000 | 28000 | 2.5 | 31000 | 2
DAIKIN | DH7VSA | 215429731 | HRCU-A-CB | DH7VSA4210A* | DFVE60DP0300A* |  | 41000 | 28000 | 2.5 | 31000 | 2
DAIKIN | DH7VSA | 215415510 | HRCU-A-CB | DH7VSA4210A* | DFVE60DP1300A* |  | 41000 | 28000 | 2.5 | 31000 | 2
DAIKIN | DH7VSA | 215433898 | HRCU-A-CB | DH7VSA2410A* | CHPEA3026*3A*+MBVK16CP1X00A* |  | 23200 | 15800 | 2.5 | 17000 | 2
DAIKIN | DH7VSA | 215433897 | HRCU-A-CB | DH7VSA2410A* | CHPEA3026*3A*+MBVK12BP1X00A* |  | 23200 | 15800 | 2.5 | 17000 | 2
DAIKIN | DH7VSA | 215434022 | HRCU-A-CB | DH7VSA2410A* | CHPEA3026*3A* |  | 23200 | 15800 | 2.5 | 17000 | 2
DAIKIN | DH7VSA | 215434021 | HRCU-A-CB | DH7VSA2410A* | CHPEA3026*3A* |  | 23200 | 15800 | 2.5 | 17000 | 2
DAIKIN | DH7VSA | 215434020 | HRCU-A-CB | DH7VSA2410A* | CHPEA3026*3A* |  | 23200 | 15800 | 2.5 | 17000 | 2
DAIKIN | DH7VSA | 215434019 | HRCU-A-CB | DH7VSA2410A* | CHPEA3026*3A* |  | 23200 | 15800 | 2.5 | 17000 | 2
DAIKIN | DH7VSA | 215434018 | HRCU-A-CB | DH7VSA2410A* | CHPEA3026*3A* |  | 23200 | 15800 | 2.5 | 17000 | 2
DAIKIN | DH7VSA | 215434017 | HRCU-A-CB | DH7VSA2410A* | CHPEA3026*3A* |  | 23200 | 15800 | 2.5 | 17000 | 2
DAIKIN | DH7VSA | 215434016 | HRCU-A-CB | DH7VSA2410A* | CHPEA3026*3A* |  | 23200 | 15800 | 2.5 | 17000 | 2
DAIKIN | DH7VSA | 215434015 | HRCU-A-CB | DH7VSA2410A* | CHPEA3026*3A* |  | 23200 | 15800 | 2.5 | 17000 | 2
DAIKIN | DH7VSA | 215434014 | HRCU-A-CB | DH7VSA2410A* | CHPEA3026*3A* |  | 23200 | 15800 | 2.5 | 17000 | 2
DAIKIN | DH7VSA | 215434013 | HRCU-A-CB | DH7VSA2410A* | CHPEA3026*3A* |  | 23200 | 15800 | 2.5 | 17000 | 2
DAIKIN | DH7VSA | 215434012 | HRCU-A-CB | DH7VSA2410A* | CHPEA3026*3A* |  | 23200 | 15800 | 2.5 | 17000 | 2
DAIKIN | DH7VSA | 215434011 | HRCU-A-CB | DH7VSA2410A* | CHPEA3026*3A* |  | 23200 | 15800 | 2.5 | 17000 | 2
DAIKIN | DH7VSA | 215434010 | HRCU-A-CB | DH7VSA2410A* | CHPEA3026*3A* |  | 23200 | 15800 | 2.5 | 17000 | 2
DAIKIN | DH7VSA | 215434009 | HRCU-A-CB | DH7VSA2410A* | CHPEA3026*3A* |  | 23200 | 15800 | 2.5 | 17000 | 2
DAIKIN | DH7VSA | 215434008 | HRCU-A-CB | DH7VSA2410A* | CHPEA3026*3A* |  | 23200 | 15800 | 2.5 | 17000 | 2
DAIKIN | DH7VSA | 215434007 | HRCU-A-CB | DH7VSA2410A* | CHPEA3026*3A* |  | 23200 | 15800 | 2.5 | 17000 | 2
DAIKIN | DH7VSA | 215434006 | HRCU-A-CB | DH7VSA2410A* | CHPEA3026*3A* |  | 23200 | 15800 | 2.5 | 17000 | 2
DAIKIN | DH7VSA | 215434005 | HRCU-A-CB | DH7VSA2410A* | CHPEA3026*3A* |  | 23200 | 15800 | 2.5 | 17000 | 2
DAIKIN | DH7VSA | 215434004 | HRCU-A-CB | DH7VSA2410A* | CHPEA3026*3A* |  | 23200 | 15800 | 2.5 | 17000 | 2
DAIKIN | DH7VSA | 215433896 | HRCU-A-CB | DH7VSA2410A* | CA*EA3626*3A*+MBVK16CP1X00A* |  | 23200 | 15800 | 2.5 | 17000 | 2
DAIKIN | DH7VSA | 215433895 | HRCU-A-CB | DH7VSA2410A* | CA*EA3626*3A*+MBVK12BP1X00A* |  | 23200 | 15800 | 2.5 | 17000 | 2
DAIKIN | DH7VSA | 215434003 | HRCU-A-CB | DH7VSA2410A* | CA*EA3626*3A* |  | 23200 | 15800 | 2.5 | 17000 | 2
DAIKIN | DH7VSA | 215434002 | HRCU-A-CB | DH7VSA2410A* | CA*EA3626*3A* |  | 23200 | 15800 | 2.5 | 17000 | 2
DAIKIN | DH7VSA | 215434001 | HRCU-A-CB | DH7VSA2410A* | CA*EA3626*3A* |  | 23200 | 15800 | 2.5 | 17000 | 2
DAIKIN | DH7VSA | 215434000 | HRCU-A-CB | DH7VSA2410A* | CA*EA3626*3A* |  | 23200 | 15800 | 2.5 | 17000 | 2
DAIKIN | DH7VSA | 215433999 | HRCU-A-CB | DH7VSA2410A* | CA*EA3626*3A* |  | 23200 | 15800 | 2.5 | 17000 | 2
DAIKIN | DH7VSA | 215433998 | HRCU-A-CB | DH7VSA2410A* | CA*EA3626*3A* |  | 23200 | 15800 | 2.5 | 17000 | 2
DAIKIN | DH7VSA | 215433997 | HRCU-A-CB | DH7VSA2410A* | CA*EA3626*3A* |  | 23200 | 15800 | 2.5 | 17000 | 2
DAIKIN | DH7VSA | 215433996 | HRCU-A-CB | DH7VSA2410A* | CA*EA3626*3A* |  | 23200 | 15800 | 2.5 | 17000 | 2
DAIKIN | DH7VSA | 215433995 | HRCU-A-CB | DH7VSA2410A* | CA*EA3626*3A* |  | 23200 | 15800 | 2.5 | 17000 | 2
DAIKIN | DH7VSA | 215433994 | HRCU-A-CB | DH7VSA2410A* | CA*EA3626*3A* |  | 23200 | 15800 | 2.5 | 17000 | 2
DAIKIN | DH7VSA | 215433993 | HRCU-A-CB | DH7VSA2410A* | CA*EA3626*3A* |  | 23200 | 15800 | 2.5 | 17000 | 2
DAIKIN | DH7VSA | 215433992 | HRCU-A-CB | DH7VSA2410A* | CA*EA3626*3A* |  | 23200 | 15800 | 2.5 | 17000 | 2
DAIKIN | DH7VSA | 215433991 | HRCU-A-CB | DH7VSA2410A* | CA*EA3626*3A* |  | 23200 | 15800 | 2.5 | 17000 | 2
DAIKIN | DH7VSA | 215433990 | HRCU-A-CB | DH7VSA2410A* | CA*EA3626*3A* |  | 23200 | 15800 | 2.5 | 17000 | 2
DAIKIN | DH7VSA | 215433989 | HRCU-A-CB | DH7VSA2410A* | CA*EA3626*3A* |  | 23200 | 15800 | 2.5 | 17000 | 2
DAIKIN | DH7VSA | 215433988 | HRCU-A-CB | DH7VSA2410A* | CA*EA3626*3A* |  | 23200 | 15800 | 2.5 | 17000 | 2
DAIKIN | DH7VSA | 215433987 | HRCU-A-CB | DH7VSA2410A* | CA*EA3626*3A* |  | 23200 | 15800 | 2.5 | 17000 | 2
DAIKIN | DH7VSA | 215433986 | HRCU-A-CB | DH7VSA2410A* | CA*EA3626*3A* |  | 23200 | 15800 | 2.5 | 17000 | 2
DAIKIN | DH7VSA | 215433985 | HRCU-A-CB | DH7VSA2410A* | CA*EA3626*3A* |  | 23200 | 15800 | 2.5 | 17000 | 2
DAIKIN | DH7VSA | 215433894 | HRCU-A-CB | DH7VSA2410A* | CA*EA3022*3A*+MBVK16CP1X00A* |  | 23200 | 15800 | 2.5 | 17000 | 2
DAIKIN | DH7VSA | 215433893 | HRCU-A-CB | DH7VSA2410A* | CA*EA3022*3A*+MBVK12BP1X00A* |  | 23200 | 15800 | 2.5 | 17000 | 2
DAIKIN | DH7VSA | 215433984 | HRCU-A-CB | DH7VSA2410A* | CA*EA3022*3A* |  | 23200 | 15800 | 2.5 | 17000 | 2
DAIKIN | DH7VSA | 215433983 | HRCU-A-CB | DH7VSA2410A* | CA*EA3022*3A* |  | 23200 | 15800 | 2.5 | 17000 | 2
DAIKIN | DH7VSA | 215433982 | HRCU-A-CB | DH7VSA2410A* | CA*EA3022*3A* |  | 23200 | 15800 | 2.5 | 17000 | 2
DAIKIN | DH7VSA | 215433981 | HRCU-A-CB | DH7VSA2410A* | CA*EA3022*3A* |  | 23200 | 15800 | 2.5 | 17000 | 2
DAIKIN | DH7VSA | 215433980 | HRCU-A-CB | DH7VSA2410A* | CA*EA3022*3A* |  | 23200 | 15800 | 2.5 | 17000 | 2
DAIKIN | DH7VSA | 215433979 | HRCU-A-CB | DH7VSA2410A* | CA*EA3022*3A* |  | 23200 | 15800 | 2.5 | 17000 | 2
DAIKIN | DH7VSA | 215433978 | HRCU-A-CB | DH7VSA2410A* | CA*EA3022*3A* |  | 23200 | 15800 | 2.5 | 17000 | 2
DAIKIN | DH7VSA | 215433977 | HRCU-A-CB | DH7VSA2410A* | CA*EA3022*3A* |  | 23200 | 15800 | 2.5 | 17000 | 2
DAIKIN | DH7VSA | 215433976 | HRCU-A-CB | DH7VSA2410A* | CA*EA3022*3A* |  | 23200 | 15800 | 2.5 | 17000 | 2
DAIKIN | DH7VSA | 215433975 | HRCU-A-CB | DH7VSA2410A* | CA*EA3022*3A* |  | 23200 | 15800 | 2.5 | 17000 | 2
DAIKIN | DH7VSA | 215433974 | HRCU-A-CB | DH7VSA2410A* | CA*EA3022*3A* |  | 23200 | 15800 | 2.5 | 17000 | 2
DAIKIN | DH7VSA | 215433973 | HRCU-A-CB | DH7VSA2410A* | CA*EA3022*3A* |  | 23200 | 15800 | 2.5 | 17000 | 2
DAIKIN | DH7VSA | 215433972 | HRCU-A-CB | DH7VSA2410A* | CA*EA3022*3A* |  | 23200 | 15800 | 2.5 | 17000 | 2
DAIKIN | DH7VSA | 215433971 | HRCU-A-CB | DH7VSA2410A* | CA*EA3022*3A* |  | 23200 | 15800 | 2.5 | 17000 | 2
DAIKIN | DH7VSA | 215433970 | HRCU-A-CB | DH7VSA2410A* | CA*EA3022*3A* |  | 23200 | 15800 | 2.5 | 17000 | 2
DAIKIN | DH7VSA | 215433969 | HRCU-A-CB | DH7VSA2410A* | CA*EA3022*3A* |  | 23200 | 15800 | 2.5 | 17000 | 2
DAIKIN | DH7VSA | 215433968 | HRCU-A-CB | DH7VSA2410A* | CA*EA3022*3A* |  | 23200 | 15800 | 2.5 | 17000 | 2
DAIKIN | DH7VSA | 215433967 | HRCU-A-CB | DH7VSA2410A* | CA*EA3022*3A* |  | 23200 | 15800 | 2.5 | 17000 | 2
DAIKIN | DH7VSA | 215429723 | HRCU-A-CB | DH7VSA2410A* | DFVE36CP0300A* |  | 23200 | 15800 | 2.5 | 17000 | 2
DAIKIN | DH7VSA | 215415508 | HRCU-A-CB | DH7VSA2410A* | DFVE36CP1300A* |  | 23200 | 15800 | 2.5 | 17000 | 2
DAIKIN | Daikin Fit | 213156959 | HRCU-A-CB | DZ6VSA481EA* | CA*EA6030*4A* | Ducted Indoor Units | 44000 | 28000 | 2.67 | 31000 | 2.22
DAIKIN | Daikin Fit | 213156958 | HRCU-A-CB | DZ6VSA421EA* | CA*EA6030*4A* | Ducted Indoor Units | 40000 | 28000 | 2.67 | 30600 | 2.19
DAIKIN | Daikin Fit | 213815733 | HRCU-A-CB | DZ6VSA481EA* | CAPEA6030*4A*+MBVK20DP1X00A* | Ducted Indoor Units | 44000 | 28000 | 2.67 | 31000 | 2.22
DAIKIN | Daikin Fit | 213815732 | HRCU-A-CB | DZ6VSA421EA* | CAPEA6030*4A*+MBVK20DP1X00A* | Ducted Indoor Units | 40000 | 28000 | 2.67 | 30600 | 2.19
DAIKIN | Daikin Fit | 213815731 | HRCU-A-CB | DZ6VSA361EA* | CAPEA4830*4A*+MBVK16CP1X00A* | Ducted Indoor Units | 34200 | 23000 | 2.59 | 29000 | 2
DAIKIN | Daikin Fit | 213815730 | HRCU-A-CB | DZ6VSA361EA* | CAPEA6030*4A*+MBVK20DP1X00A* | Ducted Indoor Units | 34200 | 23000 | 2.59 | 30000 | 2.11
DAIKIN | Daikin Fit | 213815729 | HRCU-A-CB | DZ6VSA241EA* | CAPEA3026*4A*+MBVK16CP1X00A* | Ducted Indoor Units | 23000 | 16000 | 2.65 | 16100 | 2
DAIKIN | Daikin Fit | 213815728 | HRCU-A-CB | DZ6VSA241EA* | CAPEA3026*4A*+MBVK12BP1X00A* | Ducted Indoor Units | 23000 | 16000 | 2.65 | 16100 | 2
DAIKIN | Daikin Fit | 213815727 | HRCU-A-CB | DZ6VSA241EA* | CAPEA2422*4A*+MBVK16CP1X00A* | Ducted Indoor Units | 23000 | 16000 | 2.65 | 16100 | 2
DAIKIN | Daikin Fit | 213815726 | HRCU-A-CB | DZ6VSA241EA* | CAPEA2422*4A*+MBVK12BP1X00A* | Ducted Indoor Units | 23000 | 16000 | 2.65 | 16100 | 2
DAIKIN | Daikin Fit | 213613334 | HRCU-A-CB | DZ6VSA361EA* | DFVE42CP1400B* | Ducted Indoor Units | 34200 | 23000 | 2.59 | 29000 | 2
DAIKIN | Daikin Fit | 213613332 | HRCU-A-CB | DZ6VSA481EA* | DFVE60DP1400B* | Ducted Indoor Units | 44000 | 28000 | 2.67 | 31000 | 2.22
DAIKIN | Daikin Fit | 213613331 | HRCU-A-CB | DZ6VSA421EA* | DFVE60DP1400B* | Ducted Indoor Units | 40000 | 28000 | 2.67 | 30600 | 2.19
DAIKIN | Daikin Fit | 213613330 | HRCU-A-CB | DZ6VSA361EA* | DFVE48DP1400B* | Ducted Indoor Units | 34200 | 23000 | 2.59 | 30000 | 2.11
DAIKIN | Daikin Fit | 213613333 | HRCU-A-CB | DZ6VSA361EA* | DFVE60DP1400B* | Ducted Indoor Units | 34200 | 23000 | 2.59 | 30000 | 2.11
DAIKIN | Daikin Fit | 213613329 | HRCU-A-CB | DZ6VSA241EA* | DFVE36CP1400B* | Ducted Indoor Units | 23000 | 16000 | 2.65 | 16100 | 2
DAIKIN | Daikin Fit | 213872275 | HRCU-A-CB | DZ6VSA481EA* | CA*EA6030*4A* | Ducted Indoor Units | 44000 | 28000 | 2.67 | 31000 | 2.22
DAIKIN | Daikin Fit | 213872273 | HRCU-A-CB | DZ6VSA481EA* | CA*EA6030*4A* | Ducted Indoor Units | 44000 | 28000 | 2.67 | 31000 | 2.22
DAIKIN | Daikin Fit | 213872271 | HRCU-A-CB | DZ6VSA481EA* | CA*EA6030*4A* | Ducted Indoor Units | 44000 | 28000 | 2.67 | 31000 | 2.22
DAIKIN | Daikin Fit | 213872269 | HRCU-A-CB | DZ6VSA481EA* | CA*EA6030*4A* | Ducted Indoor Units | 44000 | 28000 | 2.67 | 31000 | 2.22
DAIKIN | Daikin Fit | 213872267 | HRCU-A-CB | DZ6VSA421EA* | CA*EA6030*4A* | Ducted Indoor Units | 40000 | 28000 | 2.67 | 30600 | 2.19
DAIKIN | Daikin Fit | 213872265 | HRCU-A-CB | DZ6VSA421EA* | CA*EA6030*4A* | Ducted Indoor Units | 40000 | 28000 | 2.67 | 30600 | 2.19
DAIKIN | Daikin Fit | 213872263 | HRCU-A-CB | DZ6VSA421EA* | CA*EA6030*4A* | Ducted Indoor Units | 40000 | 28000 | 2.67 | 30600 | 2.19
DAIKIN | Daikin Fit | 213872261 | HRCU-A-CB | DZ6VSA421EA* | CA*EA6030*4A* | Ducted Indoor Units | 40000 | 28000 | 2.67 | 30600 | 2.19
DAIKIN |  | 211635177 | HRCU-A-CB | RZQ24TBVJU* | FTQ24TAVJU*A* | Mini-Splits | 27400 | 19400 | 2.55 | 20800 | 1.97
DAIKIN | Daikin Fit | 212614864 | HRCU-A-CB | DZ6VSA241EA* | DFVE36CP1400A* | Ducted Indoor Units | 23000 | 16000 | 2.65 | 16100 | 2
DAIKIN | Daikin Fit | 212614872 | HRCU-A-CB | DZ6VSA241EA* | DFVE36CP0400A* | Ducted Indoor Units | 23000 | 16000 | 2.65 | 16100 | 2
DAIKIN | Daikin Fit | 212614873 | HRCU-A-CB | DZ6VSA241EA* | CA*EA2422*4A*+MBVC1200**-1A* | Ducted Indoor Units | 23000 | 16000 | 2.65 | 16100 | 2
DAIKIN | Daikin Fit | 212614874 | HRCU-A-CB | DZ6VSA241EA* | CA*EA2422*4A*+MBVC1600**-1A* | Ducted Indoor Units | 23000 | 16000 | 2.65 | 16100 | 2
DAIKIN | Daikin Fit | 212614875 | HRCU-A-CB | DZ6VSA241EA* | CA*EA2422*4A* | Ducted Indoor Units | 23000 | 16000 | 2.65 | 16100 | 2
DAIKIN | Daikin Fit | 212614876 | HRCU-A-CB | DZ6VSA241EA* | CA*EA2422*4A* | Ducted Indoor Units | 23000 | 16000 | 2.65 | 16100 | 2
DAIKIN | Daikin Fit | 212614877 | HRCU-A-CB | DZ6VSA241EA* | CA*EA2422*4A* | Ducted Indoor Units | 23000 | 16000 | 2.65 | 16100 | 2
DAIKIN | Daikin Fit | 212614878 | HRCU-A-CB | DZ6VSA241EA* | CA*EA2422*4A* | Ducted Indoor Units | 23000 | 16000 | 2.65 | 16100 | 2
DAIKIN | Daikin Fit | 212614879 | HRCU-A-CB | DZ6VSA241EA* | CA*EA2422*4A* | Ducted Indoor Units | 23000 | 16000 | 2.65 | 16100 | 2
DAIKIN | Daikin Fit | 212614880 | HRCU-A-CB | DZ6VSA241EA* | CA*EA2422*4A* | Ducted Indoor Units | 23000 | 16000 | 2.65 | 16100 | 2
DAIKIN | Daikin Fit | 212614881 | HRCU-A-CB | DZ6VSA241EA* | CA*EA2422*4A* | Ducted Indoor Units | 23000 | 16000 | 2.65 | 16100 | 2
DAIKIN | Daikin Fit | 212614882 | HRCU-A-CB | DZ6VSA241EA* | CA*EA2422*4A* | Ducted Indoor Units | 23000 | 16000 | 2.65 | 16100 | 2
DAIKIN | Daikin Fit | 212614883 | HRCU-A-CB | DZ6VSA241EA* | CA*EA2422*4A* | Ducted Indoor Units | 23000 | 16000 | 2.65 | 16100 | 2
DAIKIN | Daikin Fit | 212614884 | HRCU-A-CB | DZ6VSA241EA* | CA*EA2422*4A* | Ducted Indoor Units | 23000 | 16000 | 2.65 | 16100 | 2
DAIKIN | Daikin Fit | 212614885 | HRCU-A-CB | DZ6VSA241EA* | CA*EA2422*4A* | Ducted Indoor Units | 23000 | 16000 | 2.65 | 16100 | 2
DAIKIN | Daikin Fit | 212614886 | HRCU-A-CB | DZ6VSA241EA* | CA*EA2422*4A* | Ducted Indoor Units | 23000 | 16000 | 2.65 | 16100 | 2
DAIKIN | Daikin Fit | 212614887 | HRCU-A-CB | DZ6VSA241EA* | CA*EA2422*4A* | Ducted Indoor Units | 23000 | 16000 | 2.65 | 16100 | 2
DAIKIN | Daikin Fit | 212614888 | HRCU-A-CB | DZ6VSA241EA* | CA*EA2422*4A* | Ducted Indoor Units | 23000 | 16000 | 2.65 | 16100 | 2
DAIKIN | Daikin Fit | 212614889 | HRCU-A-CB | DZ6VSA241EA* | CA*EA2422*4A* | Ducted Indoor Units | 23000 | 16000 | 2.65 | 16100 | 2
DAIKIN | Daikin Fit | 212614890 | HRCU-A-CB | DZ6VSA241EA* | CA*EA2422*4A* | Ducted Indoor Units | 23000 | 16000 | 2.65 | 16100 | 2
DAIKIN | Daikin Fit | 212614891 | HRCU-A-CB | DZ6VSA241EA* | CA*EA2422*4A* | Ducted Indoor Units | 23000 | 16000 | 2.65 | 16100 | 2
DAIKIN | Daikin Fit | 212614892 | HRCU-A-CB | DZ6VSA241EA* | CA*EA2422*4A* | Ducted Indoor Units | 23000 | 16000 | 2.65 | 16100 | 2
DAIKIN | Daikin Fit | 212614893 | HRCU-A-CB | DZ6VSA241EA* | CA*EA2422*4A* | Ducted Indoor Units | 23000 | 16000 | 2.65 | 16100 | 2
DAIKIN | Daikin Fit | 212614894 | HRCU-A-CB | DZ6VSA241EA* | CA*EA3026*4A*+MBVC1200**-1A* | Ducted Indoor Units | 23000 | 16000 | 2.65 | 16100 | 2
DAIKIN | Daikin Fit | 212614895 | HRCU-A-CB | DZ6VSA241EA* | CA*EA3026*4A*+MBVC1600**-1A* | Ducted Indoor Units | 23000 | 16000 | 2.65 | 16100 | 2
DAIKIN | Daikin Fit | 212614896 | HRCU-A-CB | DZ6VSA241EA* | CA*EA3026*4A* | Ducted Indoor Units | 23000 | 16000 | 2.65 | 16100 | 2
DAIKIN | Daikin Fit | 212614897 | HRCU-A-CB | DZ6VSA241EA* | CA*EA3026*4A* | Ducted Indoor Units | 23000 | 16000 | 2.65 | 16100 | 2
DAIKIN | Daikin Fit | 212614898 | HRCU-A-CB | DZ6VSA241EA* | CA*EA3026*4A* | Ducted Indoor Units | 23000 | 16000 | 2.65 | 16100 | 2
DAIKIN | Daikin Fit | 212614899 | HRCU-A-CB | DZ6VSA241EA* | CA*EA3026*4A* | Ducted Indoor Units | 23000 | 16000 | 2.65 | 16100 | 2
DAIKIN | Daikin Fit | 212614900 | HRCU-A-CB | DZ6VSA241EA* | CA*EA3026*4A* | Ducted Indoor Units | 23000 | 16000 | 2.65 | 16100 | 2
DAIKIN | Daikin Fit | 212614901 | HRCU-A-CB | DZ6VSA241EA* | CA*EA3026*4A* | Ducted Indoor Units | 23000 | 16000 | 2.65 | 16100 | 2
DAIKIN | Daikin Fit | 212614902 | HRCU-A-CB | DZ6VSA241EA* | CA*EA3026*4A* | Ducted Indoor Units | 23000 | 16000 | 2.65 | 16100 | 2
DAIKIN | Daikin Fit | 212614903 | HRCU-A-CB | DZ6VSA241EA* | CA*EA3026*4A* | Ducted Indoor Units | 23000 | 16000 | 2.65 | 16100 | 2
DAIKIN | Daikin Fit | 212614904 | HRCU-A-CB | DZ6VSA241EA* | CA*EA3026*4A* | Ducted Indoor Units | 23000 | 16000 | 2.65 | 16100 | 2
DAIKIN | Daikin Fit | 212614905 | HRCU-A-CB | DZ6VSA241EA* | CA*EA3026*4A* | Ducted Indoor Units | 23000 | 16000 | 2.65 | 16100 | 2
DAIKIN | Daikin Fit | 212614906 | HRCU-A-CB | DZ6VSA241EA* | CA*EA3026*4A* | Ducted Indoor Units | 23000 | 16000 | 2.65 | 16100 | 2
DAIKIN | Daikin Fit | 212614907 | HRCU-A-CB | DZ6VSA241EA* | CA*EA3026*4A* | Ducted Indoor Units | 23000 | 16000 | 2.65 | 16100 | 2
DAIKIN | Daikin Fit | 212614908 | HRCU-A-CB | DZ6VSA241EA* | CA*EA3026*4A* | Ducted Indoor Units | 23000 | 16000 | 2.65 | 16100 | 2
DAIKIN | Daikin Fit | 212614909 | HRCU-A-CB | DZ6VSA241EA* | CA*EA3026*4A* | Ducted Indoor Units | 23000 | 16000 | 2.65 | 16100 | 2
DAIKIN | Daikin Fit | 212614910 | HRCU-A-CB | DZ6VSA241EA* | CA*EA3026*4A* | Ducted Indoor Units | 23000 | 16000 | 2.65 | 16100 | 2
DAIKIN | Daikin Fit | 212614911 | HRCU-A-CB | DZ6VSA241EA* | CA*EA3026*4A* | Ducted Indoor Units | 23000 | 16000 | 2.65 | 16100 | 2
DAIKIN | Daikin Fit | 212614912 | HRCU-A-CB | DZ6VSA241EA* | CA*EA3026*4A* | Ducted Indoor Units | 23000 | 16000 | 2.65 | 16100 | 2
DAIKIN | Daikin Fit | 212614913 | HRCU-A-CB | DZ6VSA241EA* | CA*EA3026*4A* | Ducted Indoor Units | 23000 | 16000 | 2.65 | 16100 | 2
DAIKIN | Daikin Fit | 212614914 | HRCU-A-CB | DZ6VSA241EA* | CA*EA3026*4A* | Ducted Indoor Units | 23000 | 16000 | 2.65 | 16100 | 2
DAIKIN | Daikin Fit | 212614942 | HRCU-A-CB | DZ6VSA481EA* | CA*EA6030*4A* | Ducted Indoor Units | 44000 | 28000 | 2.67 | 31000 | 2.22
DAIKIN | Daikin Fit | 212614941 | HRCU-A-CB | DZ6VSA481EA* | CA*EA6030*4A* | Ducted Indoor Units | 44000 | 28000 | 2.67 | 31000 | 2.22
DAIKIN | Daikin Fit | 212614940 | HRCU-A-CB | DZ6VSA481EA* | CA*EA6030*4A* | Ducted Indoor Units | 44000 | 28000 | 2.67 | 31000 | 2.22
DAIKIN | Daikin Fit | 212614939 | HRCU-A-CB | DZ6VSA481EA* | CA*EA6030*4A*+MBVC2000**-1A* | Ducted Indoor Units | 44000 | 28000 | 2.67 | 31000 | 2.22
DAIKIN | Daikin Fit | 212614938 | HRCU-A-CB | DZ6VSA481EA* | DFVE60DP0400A* | Ducted Indoor Units | 44000 | 28000 | 2.67 | 31000 | 2.22
DAIKIN | Daikin Fit | 212614867 | HRCU-A-CB | DZ6VSA481EA* | DFVE60DP1400A* | Ducted Indoor Units | 44000 | 28000 | 2.67 | 31000 | 2.22
DAIKIN | Daikin Fit | 212614937 | HRCU-A-CB | DZ6VSA421EA* | CA*EA6030*4A* | Ducted Indoor Units | 40000 | 28000 | 2.67 | 30600 | 2.19
DAIKIN | Daikin Fit | 212614936 | HRCU-A-CB | DZ6VSA421EA* | CA*EA6030*4A* | Ducted Indoor Units | 40000 | 28000 | 2.67 | 30600 | 2.19
DAIKIN | Daikin Fit | 212614935 | HRCU-A-CB | DZ6VSA421EA* | CA*EA6030*4A* | Ducted Indoor Units | 40000 | 28000 | 2.67 | 30600 | 2.19
DAIKIN | Daikin Fit | 212614934 | HRCU-A-CB | DZ6VSA421EA* | CA*EA6030*4A*+MBVC2000**-1A* | Ducted Indoor Units | 40000 | 28000 | 2.67 | 30600 | 2.19
DAIKIN | Daikin Fit | 212614933 | HRCU-A-CB | DZ6VSA421EA* | DFVE60DP0400A* | Ducted Indoor Units | 40000 | 28000 | 2.67 | 30600 | 2.19
DAIKIN | Daikin Fit | 212614866 | HRCU-A-CB | DZ6VSA421EA* | DFVE60DP1400A* | Ducted Indoor Units | 40000 | 28000 | 2.67 | 30600 | 2.19
DAIKIN | Daikin Fit | 212928695 | HRCU-A-CB | DZ6VSA361EA* | DFVE42CP1400A* | Ducted Indoor Units | 34200 | 23000 | 2.59 | 29000 | 2
DAIKIN | Daikin Fit | 212928694 | HRCU-A-CB | DZ6VSA361EA* | DFVE42CP0400A* | Ducted Indoor Units | 34200 | 23000 | 2.59 | 29000 | 2
DAIKIN | Daikin Fit | 212614932 | HRCU-A-CB | DZ6VSA361EA* | CA*EA4830*4A* | Ducted Indoor Units | 34200 | 23000 | 2.59 | 29000 | 2
DAIKIN | Daikin Fit | 212614931 | HRCU-A-CB | DZ6VSA361EA* | CA*EA4830*4A* | Ducted Indoor Units | 34200 | 23000 | 2.59 | 29000 | 2
DAIKIN | Daikin Fit | 212614930 | HRCU-A-CB | DZ6VSA361EA* | CA*EA4830*4A* | Ducted Indoor Units | 34200 | 23000 | 2.59 | 29000 | 2
DAIKIN | Daikin Fit | 212614929 | HRCU-A-CB | DZ6VSA361EA* | CA*EA4830*4A* | Ducted Indoor Units | 34200 | 23000 | 2.59 | 29000 | 2
DAIKIN | Daikin Fit | 212614928 | HRCU-A-CB | DZ6VSA361EA* | CA*EA4830*4A* | Ducted Indoor Units | 34200 | 23000 | 2.59 | 29000 | 2
DAIKIN | Daikin Fit | 212614927 | HRCU-A-CB | DZ6VSA361EA* | CA*EA6030*4A* | Ducted Indoor Units | 34200 | 23000 | 2.59 | 30000 | 2.11
DAIKIN | Daikin Fit | 212614926 | HRCU-A-CB | DZ6VSA361EA* | CA*EA4830*4A* | Ducted Indoor Units | 34200 | 23000 | 2.59 | 29000 | 2
DAIKIN | Daikin Fit | 212614925 | HRCU-A-CB | DZ6VSA361EA* | CA*EA4830*4A* | Ducted Indoor Units | 34200 | 23000 | 2.59 | 29000 | 2
DAIKIN | Daikin Fit | 212614924 | HRCU-A-CB | DZ6VSA361EA* | CA*EA4830*4A* | Ducted Indoor Units | 34200 | 23000 | 2.59 | 29000 | 2
DAIKIN | Daikin Fit | 212614923 | HRCU-A-CB | DZ6VSA361EA* | CA*EA6030*4A* | Ducted Indoor Units | 34200 | 23000 | 2.59 | 30000 | 2.11
DAIKIN | Daikin Fit | 212614922 | HRCU-A-CB | DZ6VSA361EA* | CA*EA6030*4A* | Ducted Indoor Units | 34200 | 23000 | 2.59 | 30000 | 2.11
DAIKIN | Daikin Fit | 212614921 | HRCU-A-CB | DZ6VSA361EA* | CA*EA4830*4A* | Ducted Indoor Units | 34200 | 23000 | 2.59 | 29000 | 2.04
DAIKIN | Daikin Fit | 212614920 | HRCU-A-CB | DZ6VSA361EA* | CA*EA6030*4A* | Ducted Indoor Units | 34200 | 23000 | 2.59 | 30000 | 2.11
DAIKIN | Daikin Fit | 212614919 | HRCU-A-CB | DZ6VSA361EA* | CA*EA4830*4A*+MBVC1600**-1A* | Ducted Indoor Units | 34200 | 23000 | 2.59 | 29000 | 2
DAIKIN | Daikin Fit | 212614918 | HRCU-A-CB | DZ6VSA361EA* | CA*EA6030*4A*+MBVC2000**-1A* | Ducted Indoor Units | 34200 | 23000 | 2.59 | 30000 | 2.11
DAIKIN | Daikin Fit | 212614917 | HRCU-A-CB | DZ6VSA361EA* | DFVE48DP0400A* | Ducted Indoor Units | 34200 | 23000 | 2.59 | 30000 | 2.11
DAIKIN | Daikin Fit | 212614916 | HRCU-A-CB | DZ6VSA361EA* | DFVE60DP0400A* | Ducted Indoor Units | 34200 | 23000 | 2.59 | 30000 | 2.11
DAIKIN | Daikin Fit | 212614915 | HRCU-A-CB | DZ6VSA361EA* | DFVE60DP1400A* | Ducted Indoor Units | 34200 | 23000 | 2.59 | 30000 | 2.11
DAIKIN | Daikin Fit | 212614865 | HRCU-A-CB | DZ6VSA361EA* | DFVE48DP1400A* | Ducted Indoor Units | 34200 | 23000 | 2.59 | 30000 | 2.11
DAIKIN | DZ9VC | 210607570 | HRCU-A-CB | DZ9VCA2410A* | CA*F3137*6A*+MBVC1200**-1A*+TX | Ducted Indoor Units | 23000 | 14000 | 2.6 | 13100 | 2.19
DAIKIN |  | 211697901 | HRCU-A-CB-O | RX24BXVJU | FTX24BXVJU | Mini-Splits | 23600 | 14400 | 2.51 | 13173 | 2.22
DAIKIN |  | 211697900 | HRCU-A-CB-O | RX18BXVJU | FTX18BXVJU | Mini-Splits | 21600 | 14400 | 2.74 | 13404 | 2.4
DAIKIN |  | 211291634 | HRCU-A-CB-O | RX12BXVJU | FTX12BXVJU | Mini-Splits | 13500 | 8600 | 2.97 | 9104 | 2.32
DAIKIN |  | 211291633 | HRCU-A-CB-O | RX09BXVJU | FTX09BXVJU | Mini-Splits | 10000 | 5800 | 2.7 | 7594 | 2.34
DAIKIN | Sky air | 202517170 | HRCU-A-CB | RZQ30TAVJU | FTQ30TAVJU*A* |  | 34000 | 24000 | 2.91 | 34000 | 2.09
DAIKIN |  | 201986968 | HRCU-A-CB-O | RX09RMVJU | FFQ09Q2VJU | Mini-Splits | 10000 | 6000 | 3.08 | 6920 | 2.16
DAIKIN |  | 201851573 | HRCU-A-CB | RX18RMVJU | FDMQ18RVJU | Mini-Splits | 21600 | 13600 | 2.69 | 12470 | 2.21
DAIKIN |  | 201851574 | HRCU-A-CB | RX24RMVJU | FDMQ24RVJU | Mini-Splits | 24000 | 15000 | 2.78 | 13760 | 2.24
DAIKIN |  | 201871420 | HRCU-A-CB-O | RX18RMVJU | FFQ18Q2VJU | Mini-Splits | 21600 | 14200 | 2.67 | 10900 | 2.03
DAIKIN |  | 201871419 | HRCU-A-CB-O | RX15RMVJU | FFQ15Q2VJU | Mini-Splits | 16200 | 10600 | 2.8 | 8160 | 2.26
DAIKIN |  | 201851572 | HRCU-A-CB | RX15RMVJU | FDMQ15RVJU | Mini-Splits | 18000 | 11500 | 2.88 | 9220 | 2.29
DAIKIN | Vista | 10318063 | HRCU-A-CB-O | RX18QMVJU | FFQ18Q2VJU | Mini-Splits | 21600 | 14200 | 3.13 | 9700 | 2.24
DAIKIN | MXL Aurora Series | 8849539 | HMSV-A-CB | 3MXL24QMVJU |  | Non-Ducted Indoor Units | 24000 | 15500 | 3.36 | 21600 | 2.17
DAIKIN | MXS Series | 8103869 | HMSV-A-CB | 3MXS24NMVJU |  | Non-Ducted Indoor Units | 24000 | 15500 | 3.52 | 18930 | 2.26
DAIKIN | SkyAir | 202514058 | HRCU-A-CB | RZQ18TAVJU | FBQ18PVJU |  | 20000 | 13200 | 2.56 | 27939 | 1.93
DAIKIN | Aurora Series | 8849458 | HRCU-A-CB-O | RXL12QMVJU | FTX12NMVJU | Mini-Splits | 13600 | 8300 | 2.7 | 14330 | 2.26
DAY & NIGHT | DLC-series | 207188911 | HRCU-A-CB-O | DLCSRBH06AAK | DLFSHBH06XAK | Mini-Splits | 7000 | 7500 | 2.5 | 7200 | 1.92
DAY & NIGHT | DLC-series | 206361878 | HRCU-A-CB-O | DLCSRBH12AAJ | DLFSHBH12XAJ | Mini-Splits | 12000 | 8900 | 2.75 | 6858 | 2.07
DAY & NIGHT | DLC-series | 206361880 | HRCU-A-CB-O | DLCSRBH12AAK | DLFSHBH12XAK | Mini-Splits | 12000 | 10300 | 2.56 | 12113 | 1.9
DAY & NIGHT | DL series | 213372132 | HRCU-A-C | DLCURAH18ABK | DLFULAH24XBX + CI |  | 19000 | 14700 | 2.6 | 15000 | 2.2
DAY & NIGHT | DL series | 213372134 | HRCU-A-C | DLCURAH24ABK | DLFULAH24XBX + CI |  | 25000 | 21000 | 2.58 | 20000 | 1.95
DAY & NIGHT | DLC-series | 210857434 | HRCU-A-CB-O | DLCSRBH06AAK | DLFSOAH09XAK | Mini-Splits | 7100 | 5700 | 2.61 | 8500 | 2.03
DAY & NIGHT | DLC-series | 209948193 | HRCU-A-CB-O | DLCSRBH12AAK | DLFSFBH12XAK | Mini-Splits | 12000 | 10200 | 2.72 | 12300 | 2.1
DAY & NIGHT | DLC-series | 208447637 | HRCU-A-CB-O | DLCSRBH06AAK | DLFSHCH06XAK | Mini-Splits | 7000 | 8500 | 2.9 | 8581 | 2.19
DAY & NIGHT | DLC-series | 208447636 | HRCU-A-CB-O | DLCSRBH12AAJ | DLFSHCH12XAJ | Mini-Splits | 12000 | 8400 | 2.8 | 7094 | 2.19
DAY & NIGHT | DLC-series | 208447716 | HRCU-A-CB-O | DLCERBH09AAK | DLFEHBH09XAK | Mini-Splits | 10000 | 6000 | 2.51 | 6933 | 1.97
DAY & NIGHT | DLC-series | 211132720 | HRCU-A-CB | DLCSRBH24AAK | DLFSDAH24XHK | Mini-Splits | 25000 | 21000 | 2.75 | 24000 | 2
DAY & NIGHT | DLC-series | 211132685 | HRCU-A-CB | DLCSRBH18AAK | DLFSDAH18XHK | Mini-Splits | 19000 | 15700 | 2.6 | 18000 | 2.2
DAY & NIGHT | CONSTANTCOMFORT DELUXE 18 VS HP | 206771906 | HRCU-A-CB | CVH837GKA2* | EA*4X48L24A*+WALLCON |  | 32400 | 31400 | 2.54 | 27600 | 2.22
DAY & NIGHT | CONSTANTCOMFORT DELUXE 18 VS HP | 206771357 | HRCU-A-CB | CVH837GKA2* | EA*4X37L21A*+WALLCON |  | 32800 | 31800 | 2.54 | 27800 | 2.22
DAY & NIGHT | CONSTANTCOMFORT DELUXE 18 VS HP | 206771627 | HRCU-A-CB | CVH837GKA2* | EA*4X43L21A*+WALLCON |  | 33000 | 32000 | 2.52 | 28000 | 2.2
DAY & NIGHT | CONSTANTCOMFORT DELUXE 18 VS HP | 206771276 | HRCU-A-CB | CVH837GKA2* | EA*4X37L21A*+WALLCON |  | 33000 | 31800 | 2.52 | 28000 | 2.2
DAY & NIGHT | CONSTANTCOMFORT DELUXE 18 VS HP | 206771726 | HRCU-A-CB | CVH837GKA2* | EA*4X43L21A*+WALLCON |  | 32800 | 31800 | 2.56 | 27800 | 2.22
DAY & NIGHT | CONSTANTCOMFORT DELUXE 18 VS HP | 206771780 | HRCU-A-CB | CVH837GKA2* | EA*4X48L21A*+WALLCON |  | 32600 | 31400 | 2.52 | 27800 | 2.2
DAY & NIGHT | CONSTANTCOMFORT DELUXE 18 VS HP | 206766037 | HRCU-A-CB | CVH825GKA3* | EA*4X37L21A*+WALLCON |  | 21000 | 20400 | 2.54 | 18100 | 2.24
DAY & NIGHT | DLC-series | 208447633 | HRCU-A-CB-O | DLCSRBH09AAK | DLFSHCH09XAK | Mini-Splits | 12000 | 9500 | 2.53 | 11109 | 1.97
DAY & NIGHT | CONSTANTCOMFORT DELUXE 18 VS HP | 206771861 | HRCU-A-CB | CVH837GKA2* | EA*4X48L21A*+WALLCON |  | 32400 | 31400 | 2.52 | 27600 | 2.2
DAY & NIGHT | CONSTANTCOMFORT DELUXE 18 VS HP | 206771897 | HRCU-A-CB | CVH837GKA2* | EA*4X48L24A*+WALLCON |  | 32400 | 31400 | 2.52 | 27600 | 2.2
DAY & NIGHT | CONSTANTCOMFORT DELUXE 18 VS HP | 206771645 | HRCU-A-CB | CVH837GKA2* | EA*4X43L21A*+WALLCON |  | 32800 | 31800 | 2.54 | 28000 | 2.2
DAY & NIGHT | D5F Series | 215324263 | HRCU-A-CB-O | D5CSHAH18AAK | D5FSHAH18XAK | Mini-Splits | 18000 | 16600 | 2.55 | 18000 | 1.92
DAY & NIGHT |  | 215323727 | HRCU-A-CB | D5CUHAH36AAK | D5FUHAH36XAK |  | 37000 | 31000 | 2.5 | 37400 | 1.91
DAY & NIGHT |  | 215324282 | HRCU-A-CB-O | D5CSRAH12AAK | D5FSHAH12XAK | Mini-Splits | 12000 | 9300 | 2.84 | 8400 | 2.3
DAY & NIGHT |  | 215324279 | HRCU-A-CB-O | D5CSRAH09AAK | D5FSFAH09XAK | Mini-Splits | 9000 | 9000 | 2.9 | 8600 | 2.27
DAY & NIGHT |  | 215324278 | HRCU-A-CB-O | D5CSRAH09AAK | D5FSCAH12XAK | Mini-Splits | 10000 | 8500 | 2.8 | 8300 | 2.17
DAY & NIGHT |  | 215324277 | HRCU-A-CB-O | D5CSRAH09AAK | D5FSOAH12XAK | Mini-Splits | 11000 | 7900 | 2.69 | 8000 | 2.17
DAY & NIGHT |  | 215324276 | HRCU-A-CB-O | D5CSRAH09AAK | D5FSHAH09XAK | Mini-Splits | 10000 | 8100 | 2.83 | 8000 | 2.37
DAY & NIGHT |  | 215324275 | HRCU-A-CB-O | D5CSRAH12AAJ | D5FSHAH12XAJ | Mini-Splits | 12000 | 8700 | 2.68 | 7700 | 2.33
DAY & NIGHT |  | 215324274 | HRCU-A-CB-O | D5CSHAH33AAK | D5FSHAH33XAK | Mini-Splits | 36000 | 30000 | 2.69 | 35000 | 1.98
DAY & NIGHT |  | 215324273 | HRCU-A-CB | D5CSHAH24AAK | D5FSDAH24XHK | Mini-Splits | 26000 | 21600 | 2.71 | 24000 | 2.18
DAY & NIGHT |  | 215324270 | HRCU-A-CB-O | D5CSHAH24AAK | D5FSHAH24XAK | Mini-Splits | 29000 | 21000 | 2.88 | 24200 | 2.34
DAY & NIGHT |  | 215324266 | HRCU-A-CB-O | D5CSHAH18AAK | D5FSFAH16XAK | Mini-Splits | 17000 | 14200 | 2.6 | 17500 | 1.95
DAY & NIGHT |  | 215324265 | HRCU-A-CB-O | D5CSHAH18AAK | D5FSCAH18XAK | Mini-Splits | 19000 | 14900 | 2.7 | 17000 | 1.9
DAY & NIGHT |  | 215324259 | HRCU-A-CB-O | D5CSHAH12AAK | D5FSCAH12XAK | Mini-Splits | 12000 | 10000 | 2.74 | 11500 | 1.99
DAY & NIGHT |  | 215324258 | HRCU-A-CB-O | D5CSHAH12AAK | D5FSOAH12XAK | Mini-Splits | 12500 | 9600 | 2.65 | 11500 | 1.99
DAY & NIGHT |  | 215413242 | HRCU-A-CB-O | D5CPRAH18AA | D5FPHAH18XAK | Mini-Splits | 20000 | 19300 | 3.01 | 22600 | 2.34
DAY & NIGHT |  | 215413243 | HRCU-A-CB-O | D5CSRAH30AAK | D5FSHAH30XAK | Mini-Splits | 30000 | 20400 | 2.52 | 20000 | 2.03
DAY & NIGHT |  | 215357258 | HMSV-A-CB | D5CMRAH24DAK |  | Mixed Ducted and Non-Ducted Indoor Units | 25000 | 18000 | 2.6 | 18000 | 2
DAY & NIGHT |  | 215357262 | HMSR-A-CB-O | D5CMRAH30EAK |  | Non-Ducted Indoor Units | 31000 | 26600 | 2.5 | 26000 | 2
DAY & NIGHT |  | 215357235 | HMSR-A-CB-O | D5CMHAH24DAK |  | Non-Ducted Indoor Units | 25000 | 23600 | 2.5 | 25000 | 2
DAY & NIGHT |  | 215357257 | HMSV-A-CB | D5CMRAH24DAK |  | Ducted Indoor Units | 25000 | 18200 | 2.6 | 18000 | 2
DAY & NIGHT |  | 215357256 | HMSR-A-CB-O | D5CMRAH24DAK |  | Non-Ducted Indoor Units | 25000 | 17800 | 2.6 | 18000 | 2
DAY & NIGHT |  | 215324294 | HRCU-A-CB | D5CSRAH18AAK | D5FSDAH18XHK | Mini-Splits | 20000 | 14900 | 2.89 | 14200 | 2.41
DAY & NIGHT |  | 215324287 | HRCU-A-CB | D5CSRAH12AAK | D5FSDAH12XHK | Mini-Splits | 12000 | 9100 | 2.78 | 8900 | 2.44
DAY & NIGHT |  | 215324281 | HRCU-A-CB | D5CSRAH09AAK | D5FSDAH12XHK | Mini-Splits | 10000 | 9300 | 2.9 | 8300 | 2.32
DAY & NIGHT |  | 215324280 | HRCU-A-CB | D5CSRAH09AAK | D5FSDAH12XAK | Mini-Splits | 10000 | 8900 | 2.61 | 8600 | 2.25
DAY & NIGHT |  | 215324269 | HRCU-A-CB | D5CSHAH18AAK | D5FSDAH18XHK | Mini-Splits | 19500 | 15000 | 2.89 | 18000 | 2.1
DAY & NIGHT |  | 215324262 | HRCU-A-CB | D5CSHAH12AAK | D5FSDAH12XHK | Mini-Splits | 12000 | 10200 | 2.6 | 12000 | 1.95
DAY & NIGHT |  | 215357270 | HMSV-A-CB | D5CMRAH48FAK |  | Mixed Ducted and Non-Ducted Indoor Units | 47500 | 37400 | 2.5 | 37000 | 2.05
DAY & NIGHT |  | 215357269 | HMSV-A-CB | D5CMRAH48FAK |  | Ducted Indoor Units | 47000 | 37000 | 2.5 | 38000 | 2.1
DAY & NIGHT |  | 215357268 | HMSR-A-CB-O | D5CMRAH48FAK |  | Non-Ducted Indoor Units | 48000 | 38000 | 2.5 | 36000 | 2
DAY & NIGHT |  | 215357255 | HMSV-A-CB | D5CMRAH18CAK |  | Mixed Ducted and Non-Ducted Indoor Units | 19000 | 14100 | 2.79 | 14000 | 2.31
DAY & NIGHT |  | 215357254 | HMSV-A-CB | D5CMRAH18CAK |  | Ducted Indoor Units | 19000 | 14600 | 2.8 | 14600 | 2.3
DAY & NIGHT |  | 215357253 | HMSR-A-CB-O | D5CMRAH18CAK |  | Non-Ducted Indoor Units | 19000 | 13600 | 2.81 | 13500 | 2.3
DAY & NIGHT |  | 215357252 | HMSV-A-CB | D5CMHAH55FAK |  | Mixed Ducted and Non-Ducted Indoor Units | 55000 | 44500 | 2.65 | 47500 | 2.05
DAY & NIGHT |  | 215357251 | HMSV-A-CB | D5CMHAH55FAK |  | Ducted Indoor Units | 55000 | 45000 | 2.7 | 48000 | 2.1
DAY & NIGHT |  | 215357250 | HMSR-A-CB-O | D5CMHAH55FAK |  | Non-Ducted Indoor Units | 55000 | 44000 | 2.6 | 47000 | 2
DAY & NIGHT |  | 215357249 | HMSV-A-CB | D5CMHAH48FAK |  | Mixed Ducted and Non-Ducted Indoor Units | 48500 | 44000 | 2.6 | 47500 | 2
DAY & NIGHT |  | 215357248 | HMSV-A-CB | D5CMHAH48FAK |  | Ducted Indoor Units | 48000 | 44500 | 2.6 | 48000 | 2
DAY & NIGHT |  | 215357247 | HMSR-A-CB-O | D5CMHAH48FAK |  | Non-Ducted Indoor Units | 49000 | 44000 | 2.6 | 47000 | 2
DAY & NIGHT |  | 215357234 | HMSV-A-CB | D5CMHAH18CAK |  | Mixed Ducted and Non-Ducted Indoor Units | 20000 | 17300 | 2.65 | 18500 | 2
DAY & NIGHT |  | 215357233 | HMSV-A-CB | D5CMHAH18CAK |  | Ducted Indoor Units | 20000 | 17000 | 2.59 | 18000 | 2
DAY & NIGHT |  | 215357232 | HMSR-A-CB-O | D5CMHAH18CAK |  | Non-Ducted Indoor Units | 20000 | 17600 | 2.7 | 19000 | 2
DAY & NIGHT |  | 215333781 | HRCU-A-CB-O | D5CVRAH09AAK | D5FVHAH09XCK | Mini-Splits | 10000 | 8000 | 2.58 | 7000 | 2.16
DAY & NIGHT |  | 215324301 | HRCU-A-CB-O | D5CVRAH09AAK | D5FVHAH09XAK | Mini-Splits | 10000 | 8000 | 2.58 | 7000 | 2.16
DAY & NIGHT |  | 215324313 | HRCU-A-CB-O | D5CLRAH36AAK | D5FLCAH36XAK | Mini-Splits | 38000 | 26800 | 2.68 | 26600 | 2.2
DAY & NIGHT |  | 215324306 | HRCU-A-CB-O | D5CLHAH36AAK | D5FCFAH36XAK | Mini-Splits | 38000 | 30200 | 2.58 | 39500 | 2.02
DAY & NIGHT |  | 215324305 | HRCU-A-CB-O | D5CLHAH36AAK | D5FLCAH36XAK | Mini-Splits | 37000 | 30600 | 2.56 | 37000 | 1.95
DAY & NIGHT |  | 215324297 | HRCU-A-CB-O | D5CSRAH24AAK | D5FCFAH24XAK | Mini-Splits | 24400 | 20000 | 2.56 | 18600 | 2.27
DAY & NIGHT |  | 215324296 | HRCU-A-CB-O | D5CSRAH24AAK | D5FSCAH24XAK | Mini-Splits | 25000 | 20400 | 2.73 | 18500 | 2.3
DAY & NIGHT |  | 215324292 | HRCU-A-CB-O | D5CSRAH18AAK | D5FCFAH18XAK | Mini-Splits | 18000 | 13700 | 2.51 | 12800 | 2.05
DAY & NIGHT |  | 215324272 | HRCU-A-CB-O | D5CSHAH24AAK | D5FCFAH24XAK | Mini-Splits | 26000 | 20200 | 2.74 | 24200 | 2.16
DAY & NIGHT |  | 215324312 | HRCU-A-CB | D5CLHAH58AAK | D5FLDAH58XHK | Mini-Splits | 60000 | 45000 | 2.72 | 53500 | 2.1
DAY & NIGHT |  | 215324310 | HRCU-A-CB | D5CLHAH48AAK | D5FLDAH48XHK | Mini-Splits | 52000 | 45000 | 2.61 | 47500 | 2
DAY & NIGHT |  | 215324307 | HRCU-A-CB | D5CLHAH36AAK | D5FLDAH36XHK | Mini-Splits | 42000 | 31600 | 2.73 | 37600 | 2.1
DAY & NIGHT |  | 215324250 | HRCU-A-CB | D5CSHAH06AAK | D5FSDAH06XAK | Mini-Splits | 8000 | 8000 | 2.69 | 7800 | 2.41
DAY & NIGHT |  | 215324249 | HRCU-A-CB-O | D5CSHAH06AAK | D5FSOAH06XAK | Mini-Splits | 7400 | 7000 | 2.66 | 8100 | 2.4
DAY & NIGHT |  | 215324248 | HRCU-A-CB-O | D5CSHAH06AAK | D5FSHAH06XAK | Mini-Splits | 7000 | 7900 | 2.79 | 7700 | 2.4
DAY & NIGHT |  | 215318959 | HRCU-A-CB | D5CUHAH48AAK | D5FUHAH60XAK |  | 48000 | 34000 | 2.56 | 48000 | 2
DAY & NIGHT |  | 215318958 | HRCU-A-CB | D5CUHAH30AAK | D5FUHAH36XAK |  | 33000 | 24000 | 2.69 | 33200 | 1.97
DAY & NIGHT |  | 215318957 | HRCU-A-CB | D5CUHAH18AAK | D5FUHAH24XAK |  | 18000 | 14700 | 2.66 | 18600 | 2.12
DAY & NIGHT |  | 215318967 | HRCU-A-CB | D5CLHAH58AAK | D5FLAAH60XAK |  | 59000 | 41000 | 2.6 | 53000 | 2
DAY & NIGHT |  | 215318954 | HRCU-A-CB | D5CURAH36AAK | D5FUAAH36XAK |  | 36000 | 25600 | 2.6 | 27000 | 2
DAY & NIGHT |  | 215318950 | HRCU-A-CB | D5CUHAH60AAK | D5FUHAH60XAK |  | 55000 | 35000 | 2.5 | 54000 | 1.9
DAY & NIGHT |  | 215318948 | HRCU-A-CB | D5CUHAH48AAK | D5FUAAH48XAK |  | 50000 | 37000 | 2.7 | 46000 | 1.9
DAY & NIGHT |  | 215318947 | HRCU-A-CB | D5CUHAH36AAK | D5FUAAH36XAK |  | 37000 | 31800 | 2.56 | 39000 | 1.9
DAY & NIGHT |  | 215318946 | HRCU-A-CB | D5CUHAH30AAK | D5FUAAH30XAK |  | 34000 | 23800 | 2.76 | 32600 | 1.96
DAY & NIGHT |  | 215318945 | HRCU-A-CB | D5CUHAH24AAK | D5FUHAH24XAK |  | 24000 | 19000 | 2.64 | 20600 | 2.14
DAY & NIGHT |  | 215318943 | HRCU-A-CB | D5CUHAH18AAK | D5FUAAH18XAK |  | 19000 | 15000 | 2.6 | 18000 | 2
DAY & NIGHT |  | 215318963 | HRCU-A-CB | D5CSRAH18AAK | D5FSAAH18XBK |  | 18000 | 13200 | 2.6 | 13000 | 2.3
DAY & NIGHT |  | 215318969 | HRCU-A-CB | D5CLRAH48AAK | D5FLAAH48XAK |  | 50000 | 40000 | 2.6 | 35200 | 1.9
DAY & NIGHT |  | 215318966 | HRCU-A-CB | D5CLHAH48AAK | D5FLAAH48XAK |  | 50000 | 40000 | 2.5 | 46000 | 2
DAY & NIGHT |  | 215318962 | HRCU-A-CB | D5CSHAH33AAK | D5FSAAH36XBK |  | 35000 | 27400 | 2.58 | 34000 | 2
DAY & NIGHT |  | 215318960 | HRCU-A-CB | D5CSHAH18AAK | D5FSAAH18XBK |  | 19500 | 14000 | 2.6 | 18000 | 2.2
DAY & NIGHT | CONSTANTCOMFORT DELUXE 18 VS HP | 210470271 | HRCU-A-CB | CVH837GKA2* | EA*4X60L24A*+WALLCON |  | 31800 | 31000 | 2.5 | 27400 | 2.2
DAY & NIGHT | CONSTANTCOMFORT DELUXE 18 VS HP | 210470502 | HRCU-A-CB | CVH837GKA2* | EA*4X61L21A*+WALLCON |  | 32000 | 31200 | 2.54 | 27600 | 2.22
DAY & NIGHT | CONSTANTCOMFORT DELUXE 18 VS HP | 210470436 | HRCU-A-CB | CVH837GKA2* | EA*4X61L21A*+WALLCON |  | 32200 | 31400 | 2.5 | 27800 | 2.2
DAY & NIGHT | CONSTANTCOMFORT DELUXE 18 VS HP | 210470568 | HRCU-A-CB | CVH837GKA2* | EA*4X61L24A*+WALLCON |  | 32000 | 31200 | 2.54 | 27400 | 2.24
DAY & NIGHT | CONSTANTCOMFORT DELUXE 18 VS HP | 210470557 | HRCU-A-CB | CVH837GKA2* | EA*4X61L24A*+WALLCON |  | 32000 | 31200 | 2.52 | 27600 | 2.22
DAY & NIGHT | CONSTANTCOMFORT DELUXE 18 VS HP | 210470447 | HRCU-A-CB | CVH837GKA2* | EA*4X61L21A*+WALLCON |  | 32000 | 31200 | 2.52 | 27600 | 2.22
DAY & NIGHT | CONSTANTCOMFORT DELUXE 18 VS HP | 210470282 | HRCU-A-CB | CVH837GKA2* | EA*4X60L24A*+WALLCON |  | 31800 | 31000 | 2.52 | 27400 | 2.22
DAY & NIGHT | Dlseries | 210025743 | HRCU-A-CB | DLCURAH60ABK | DLFUAAH60XAK |  | 59000 | 42000 | 2.6 | 54356 | 1.91
DAY & NIGHT |  | 201835602 | HRCU-A-CB-O | DLCPRAH09AAK | DLFPHAH09XAK | Mini-Splits | 10000 | 7200 | 2.78 | 13047 | 1.97
DAY & NIGHT | High Tier | 202463647 | HRCU-A-CB-O | DLCPRAH24AAK | DLFPHAH24XAK | Mini-Splits | 24000 | 15450 | 3 | 24000 | 2
DAY & NIGHT | Constant Comfort | 206350413 | HRCU-A-CB | DLCSRBH24AAK | DLFSDAH24XAK | Mini-Splits | 24600 | 14500 | 2.8 | 27910 | 2.01
DAY & NIGHT | Performance Series | 207643033 | HMSV-A-CB | DLCMHBH24CAK |  | Ducted Indoor Units | 24000 | 18500 | 2.85 | 21500 | 1.95
DAY & NIGHT | CONSTANTCOMFORT DELUXE 18 VS HP 2-STAGE | 210458484 | HRCU-A-CB | CVH837GKA2*+TSTAT | EA*4X37L21A* |  | 47500 | 30800 | 2.52 | 24400 | 1.98
DAY & NIGHT | CONSTANTCOMFORT DELUXE 18 VS HP 2-STAGE | 210459741 | HRCU-A-CB | CVH837GKA2*+TSTAT | EA*4X43L21A* |  | 47500 | 30800 | 2.52 | 24400 | 1.98
DAY & NIGHT | Performance Series | 207643035 | HMSR-A-CB-O | DLCMHBH30DAK |  | Non-Ducted Indoor Units | 30000 | 18500 | 2.98 | 29400 | 1.9
DAY & NIGHT | CONSTANTCOMFORT DELUXE 18 VS HP 2-STAGE | 210465007 | HRCU-A-CB | CVH837GKA2*+TSTAT | EN(A,D,W)4X60L24** |  | 47000 | 30600 | 2.5 | 24000 | 1.96
DAY & NIGHT | CONSTANTCOMFORT DELUXE 18 VS HP 2-STAGE | 210464819 | HRCU-A-CB | CVH837GKA2*+TSTAT | EN(A,D)4X48L24** |  | 48000 | 31000 | 2.5 | 24400 | 1.94
DAY & NIGHT | CONSTANTCOMFORT DELUXE 18 VS HP 2-STAGE | 210464684 | HRCU-A-CB | CVH837GKA2*+TSTAT | EN(A,D)4X48L24** |  | 47500 | 30600 | 2.5 | 24200 | 1.94
DAY & NIGHT | CONSTANTCOMFORT DELUXE 18 VS HP 2-STAGE | 210464618 | HRCU-A-CB | CVH837GKA2*+TSTAT | EN(A,D)4X48L24** |  | 47500 | 30800 | 2.5 | 24200 | 1.96
DAY & NIGHT | CONSTANTCOMFORT DELUXE 18 VS HP 2-STAGE | 210464606 | HRCU-A-CB | CVH837GKA2*+TSTAT | EN(A,D)4X48L24** |  | 48000 | 31000 | 2.5 | 24400 | 1.96
DAY & NIGHT | CONSTANTCOMFORT DELUXE 18 VS HP 2-STAGE | 210464463 | HRCU-A-CB | CVH837GKA2*+TSTAT | EN(A,D,W)4X48L21** |  | 48000 | 31000 | 2.5 | 24400 | 1.94
DAY & NIGHT | CONSTANTCOMFORT DELUXE 18 VS HP 2-STAGE | 210464308 | HRCU-A-CB | CVH837GKA2*+TSTAT | EN(A,D,W)4X48L21** |  | 48000 | 31000 | 2.5 | 24400 | 1.94
DAY & NIGHT | CONSTANTCOMFORT DELUXE 18 VS HP 2-STAGE | 210464173 | HRCU-A-CB | CVH837GKA2*+TSTAT | EN(A,D,W)4X48L21** |  | 47500 | 30800 | 2.5 | 24200 | 1.96
DAY & NIGHT | CONSTANTCOMFORT DELUXE 18 VS HP 2-STAGE | 210462020 | HRCU-A-CB | CVH837GKA2*+TSTAT | EA*4X61L24A* |  | 47000 | 30800 | 2.52 | 24400 | 1.98
DAY & NIGHT | CONSTANTCOMFORT DELUXE 18 VS HP 2-STAGE | 210461965 | HRCU-A-CB | CVH837GKA2*+TSTAT | EA*4X61L24A* |  | 47000 | 30600 | 2.5 | 24400 | 1.98
DAY & NIGHT | CONSTANTCOMFORT DELUXE 18 VS HP 2-STAGE | 210461841 | HRCU-A-CB | CVH837GKA2*+TSTAT | EA*4X61L24A* |  | 47000 | 30600 | 2.5 | 24400 | 1.98
DAY & NIGHT | CONSTANTCOMFORT DELUXE 18 VS HP 2-STAGE | 210461830 | HRCU-A-CB | CVH837GKA2*+TSTAT | EA*4X61L24A* |  | 46500 | 30400 | 2.5 | 24000 | 1.96
DAY & NIGHT | CONSTANTCOMFORT DELUXE 18 VS HP 2-STAGE | 210461808 | HRCU-A-CB | CVH837GKA2*+TSTAT | EA*4X61L24A* |  | 47000 | 30600 | 2.5 | 24400 | 1.98
DAY & NIGHT | CONSTANTCOMFORT DELUXE 18 VS HP 2-STAGE | 210461797 | HRCU-A-CB | CVH837GKA2*+TSTAT | EA*4X61L24A* |  | 47000 | 30600 | 2.5 | 24400 | 1.96
DAY & NIGHT | CONSTANTCOMFORT DELUXE 18 VS HP 2-STAGE | 210461764 | HRCU-A-CB | CVH837GKA2*+TSTAT | EA*4X61L24A* |  | 46500 | 30400 | 2.5 | 24200 | 1.98
DAY & NIGHT | CONSTANTCOMFORT DELUXE 18 VS HP 2-STAGE | 210461752 | HRCU-A-CB | CVH837GKA2*+TSTAT | EA*4X61L24A* |  | 46500 | 30600 | 2.5 | 24200 | 1.98
DAY & NIGHT | CONSTANTCOMFORT DELUXE 18 VS HP 2-STAGE | 210461454 | HRCU-A-CB | CVH837GKA2*+TSTAT | EA*4X61L21A* |  | 46500 | 30600 | 2.5 | 24400 | 1.96
DAY & NIGHT | CONSTANTCOMFORT DELUXE 18 VS HP 2-STAGE | 210461431 | HRCU-A-CB | CVH837GKA2*+TSTAT | EA*4X61L21A* |  | 47000 | 30600 | 2.5 | 24400 | 1.98
DAY & NIGHT | CONSTANTCOMFORT DELUXE 18 VS HP 2-STAGE | 210461418 | HRCU-A-CB | CVH837GKA2*+TSTAT | EA*4X61L21A* |  | 47000 | 30600 | 2.5 | 24400 | 1.98
DAY & NIGHT | CONSTANTCOMFORT DELUXE 18 VS HP 2-STAGE | 210461330 | HRCU-A-CB | CVH837GKA2*+TSTAT | EA*4X61L21A* |  | 46500 | 30400 | 2.5 | 24200 | 1.96
DAY & NIGHT |  | 209852058 | HRCU-A-CB | DLCURAH18ABK | DLFUAAH18XAK |  | 19000 | 13500 | 2.5 | 18000 | 2
DAY & NIGHT | Constant Comfort | 207826598 | HMSV-A-CB | DLCSRBH24AAK | DLFSABH24XBK | Mini-Splits | 26000 | 16200 | 2.79 | 21511 | 1.95
DAY & NIGHT | High Tier | 202463646 | HRCU-A-CB-O | DLCPRAH18AAK | DLFPHAH18XAK | Mini-Splits | 18000 | 12300 | 3.19 | 18000 | 2
DAY & NIGHT |  | 201835609 | HRCU-A-CB-O | DLCSRAH09AAJ | DLFSHAH09XAJ | Mini-Splits | 9800 | 5600 | 2.65 | 6880 | 1.96
DAY & NIGHT | High Wall System | 8177102 | HRCU-A-CB-O | DLCAHB18K1A | DLFAHH18K1A | Mini-Splits | 19000 | 12717 | 2.5 | 19190 | 2.85
DAY & NIGHT | High Wall System | 8177084 | HRCU-A-CB-O | DLCAHB09K1A | DLFAHH09K1A | Mini-Splits | 9000 | 5500 | 2.88 | 10488 | 1.98
DELLA | TP | 213927345 | HRCU-A-CB-O | 048-TP-24K2V-20S-OUT | 048-TP-24K2V-20S-IN | Mini-Splits | 24000 | 13900 | 2.75 | 16720 | 1.96
DELLA | TP | 213927344 | HRCU-A-CB-O | 048-TP-18K2V-22S-OUT | 048-TP-18K2V-22S-IN | Mini-Splits | 18000 | 10000 | 2.85 | 12600 | 2.21
DELLA | TP | 213927343 | HRCU-A-CB-O | 048-TP-12K2V-23S-OUT | 048-TP-12K2V-23S-IN | Mini-Splits | 12000 | 7600 | 3.14 | 9170 | 2.18
DELLA | TP | 213927341 | HRCU-A-CB-O | 048-TP-9K2V-23S-OUT | 048-TP-9K2V-23S-IN | Mini-Splits | 9500 | 5900 | 2.79 | 7350 | 2.03
DELLA | TP | 213927342 | HRCU-A-CB-O | 048-TP-12K1V-22S-OUT | 048-TP-12K1V-22S-IN | Mini-Splits | 12000 | 7100 | 3.02 | 8970 | 2.19
DELLA | TP | 213927340 | HRCU-A-CB-O | 048-TP-9K1V-23S-OUT | 048-TP-9K1V-23S-IN | Mini-Splits | 9500 | 5900 | 2.79 | 7340 | 2.01
DENALI AIRE |  | 205300162 | HRCU-A-CB-O | DNMSHQCO12A | DNMSHQCW12A | Mini-Splits | 13000 | 7500 | 2.71 | 7377 | 2.08
DENALI AIRE |  | 205300164 | HRCU-A-CB-O | DNMSHQCO18 | DNMSHQCW18 | Mini-Splits | 19000 | 11600 | 3.01 | 13146 | 2.11
DETTSON | LEA series | 210365431 | HRCU-A-CB | EVD-18-O | EVD-18-I |  | 19000 | 13500 | 2.6 | 18629 | 2.04
DETTSON |  | 210365432 | HRCU-A-CB | EVD-24-O | EVD-24-I |  | 24000 | 19200 | 2.5 | 24071 | 1.91
DETTSON | EVD series | 213160479 | HRCU-A-C | EVD-18-O | MAC24H1718E |  | 19000 | 14700 | 2.6 | 15000 | 2.2
DETTSON | EVD series | 213160480 | HRCU-A-C | EVD-24-O | MAC24H1718E |  | 25000 | 21000 | 2.58 | 20000 | 1.95
DETTSON | MHD series | 210365427 | HRCU-A-C | MHD-18 | MHD-CC2.0-17.5-M |  | 19500 | 13000 | 2.7 | 14600 | 2.19
DETTSON |  | 210365436 | HRCU-A-CB | EVD-60-O | EVD-60-I |  | 59000 | 42000 | 2.6 | 54356 | 1.91
DIRECT AIR | M5O Series | 216683822 | HMSV-A-CB | DIRM4-27DA25-3Z* |  | Mixed Ducted and Non-Ducted Indoor Units | 26800 | 18400 | 2.56 | 18900 | 2
DIRECT AIR | M4O Series | 216683820 | HMSR-A-CB-O | DIRM4-27DA25-3Z* |  | Non-Ducted Indoor Units | 27000 | 18400 | 2.61 | 19000 | 2
DIRECT AIR | DIRM Series | 215213787 | HMSR-A-CB-O | DIRM4-18DA25-2Z |  | Non-Ducted Indoor Units | 19000 | 13600 | 2.81 | 13500 | 2.3
DIRECT AIR | DIRM Series | 215213789 | HMSV-A-CB | DIRM4-18DA25-2Z |  | Mixed Ducted and Non-Ducted Indoor Units | 19000 | 14100 | 2.79 | 14000 | 2.31
DIRECT AIR | DIRM Series | 215213788 | HMSV-A-CB | DIRM4-18DA25-2Z |  | Ducted Indoor Units | 19000 | 14600 | 2.8 | 14600 | 2.3
DIRECT AIR |  | 207743747 | HRCU-A-CB | DIRM-09DA25-1Z | DIRM-09HP-DUH | Mini-Splits | 10000 | 7700 | 2.59 | 8000 | 2.09
DIRECT AIR |  | 207743748 | HRCU-A-CB | DIRM-09DA25-1Z | DIRM-09HP-DUV | Mini-Splits | 10000 | 7700 | 2.59 | 8000 | 2.09
DIRECT AIR |  | 207743751 | HRCU-A-CB | DIRM-12DA25-1Z | DIRM-12HP-DUH | Mini-Splits | 12000 | 9300 | 2.78 | 8400 | 2.26
DIRECT AIR |  | 207743752 | HRCU-A-CB | DIRM-12DA25-1Z | DIRM-12HP-DUV | Mini-Splits | 12000 | 9300 | 2.78 | 8400 | 2.26
DIRECT AIR |  | 207743764 | HRCU-A-CB-O | DIRM-12DA25-1Z | DIRM-12HP-CO | Mini-Splits | 12000 | 9000 | 2.69 | 8400 | 2.26
DIRECT AIR |  | 207743740 | HRCU-A-CB-O | DIRM-12HXPRO28-1Z | DIRM-12HP-CA | Mini-Splits | 12000 | 9900 | 2.55 | 11500 | 1.9
DIRECT AIR | DIRM series | 214232469 | HRCU-A-CB | DIRM-24CS19-OU | DIRM-24MAGICPRO20-AH |  | 26000 | 21000 | 2.8 | 19400 | 2.1
DIRECT AIR | CDH series | 207706563 | HRCU-A-CB | DIRM-18MAGICPRO20-OU | DIRM-18MAGICPRO20-AH |  | 19000 | 13500 | 2.6 | 18629 | 2.04
DIRECT AIR |  | 207706564 | HRCU-A-CB | DIRM-24MAGICPRO20-OU | DIRM-24MAGICPRO20-AH |  | 24000 | 19200 | 2.5 | 24071 | 1.91
DIRECT AIR | DIRM series | 207743775 | HMSV-A-CB | DIRM-18DA25-2Z |  | Mixed Ducted and Non-Ducted Indoor Units | 19000 | 14500 | 2.5 | 14000 | 2.17
DIRECT AIR | DIRM series | 207743778 | HMSV-A-CB | DIRM-27DA25-3Z |  | Mixed Ducted and Non-Ducted Indoor Units | 28000 | 21400 | 2.55 | 20000 | 2.13
DIRECT AIR |  | 207743743 | HRCU-A-CB-O | DIRM-24DA25-1Z | DIRM-24HP-CA | Mini-Splits | 25000 | 19000 | 2.6 | 18900 | 1.96
DIRECT AIR |  | 207743723 | HRCU-A-CB-O | DIRM-06HXPRO28-1Z | DIRM-06HP-WM | Mini-Splits | 7000 | 8500 | 2.9 | 8581 | 2.19
DIRECT AIR |  | 207743719 | HRCU-A-CB-O | DIRM-09DA25-1Z | DIRM-09HP-WM | Mini-Splits | 10000 | 8500 | 2.8 | 8581 | 2.19
DIRECT AIR | DIRM series | 212101621 | HRCU-A-C | DIRM-18MAGICPRO20-OU | DIRM-24MAGICPRO20-COIL |  | 19000 | 14700 | 2.6 | 15000 | 2.2
DIRECT AIR |  | 207743785 | HMSR-A-CB-O | DIRM-18HXPRO28-2Z |  | Non-Ducted Indoor Units | 20000 | 15000 | 2.5 | 20000 | 1.93
DIRECT AIR |  | 207743733 | HRCU-A-CB-O | DIRM-24HXPRO28-1Z | DIRM-24HP-CF | Mini-Splits | 25000 | 19000 | 2.64 | 25000 | 2.1
DIRECT AIR |  | 207743760 | HRCU-A-CB | DIRM-24HXPRO28-1Z | DIRM-24HP-DU | Mini-Splits | 25000 | 21000 | 2.64 | 27000 | 2
DIRECT AIR | DIRM series | 207743787 | HMSV-A-CB | DIRM-18HXPRO28-2Z |  | Mixed Ducted and Non-Ducted Indoor Units | 20000 | 15500 | 2.55 | 20000 | 1.95
DIRECT AIR |  | 207743724 | HRCU-A-CB-O | DIRM-09HXPRO28-1Z | DIRM-09HP-WM | Mini-Splits | 12000 | 9500 | 2.53 | 11109 | 1.97
DIRECT AIR |  | 207743753 | HRCU-A-CB | DIRM-12HXPRO28-1Z | DIRM-12HP-DUH | Mini-Splits | 12500 | 10600 | 2.51 | 12100 | 1.96
DIRECT AIR |  | 207743759 | HRCU-A-CB | DIRM-24DA25-1Z | DIRM-24HP-DU | Mini-Splits | 25000 | 20000 | 2.61 | 20000 | 2.3
DIRECT AIR |  | 207743754 | HRCU-A-CB | DIRM-12HXPRO28-1Z | DIRM-12HP-DUV | Mini-Splits | 12500 | 10600 | 2.51 | 12100 | 1.96
DIRECT AIR |  | 207743786 | HMSV-A-CB | DIRM-18HXPRO28-2Z |  | Ducted Indoor Units | 20000 | 16000 | 2.61 | 20000 | 1.95
DIRECT AIR | DIRM series | 212101619 | HRCU-A-C | DIRM-24MAGICPRO20-OU | DIRM-24MAGICPRO20-COIL |  | 25000 | 21000 | 2.58 | 20000 | 1.95
DIRECT AIR | DIRM4 Series | 216788535 | HRCU-A-CB | DIRM4-48LCHX-1Z | DIRM4-48HP-DU | Mini-Splits | 52000 | 45000 | 2.61 | 47500 | 2
DIRECT AIR | DIRM4 Series | 216788532 | HRCU-A-CB-O | DIRM4-36LCDA25-1Z | DIRM4-36HP-CA | Mini-Splits | 38000 | 26800 | 2.68 | 26600 | 2.2
DIRECT AIR | DIRM4 Series | 216788531 | HRCU-A-CB | DIRM4-36LCHX-1Z | DIRM4-36HP-DU | Mini-Splits | 42000 | 31600 | 2.73 | 37600 | 2.1
DIRECT AIR | DIRM4 Series | 216788530 | HRCU-A-CB-O | DIRM4-36LCHX-1Z | DIRM4-36HP-CA | Mini-Splits | 37000 | 30600 | 2.56 | 37000 | 1.95
DIRECT AIR | DIRM4 Series | 216788529 | HRCU-A-CB | DIRM4-24DA25-1Z | DIRM4-24HP-DU | Mini-Splits | 25000 | 21200 | 2.6 | 19000 | 2.3
DIRECT AIR | DIRM4 Series | 216788528 | HRCU-A-CB-O | DIRM4-24DA25-1Z | DIRM4-24HP-CA | Mini-Splits | 25000 | 20400 | 2.73 | 18500 | 2.3
DIRECT AIR | DIRM4 Series | 216788527 | HRCU-A-CB | DIRM4-24HXPRO28-1Z | DIRM4-24HP-DU | Mini-Splits | 26000 | 21600 | 2.71 | 24000 | 2.18
DIRECT AIR | DIRM4 Series | 216788526 | HRCU-A-CB-O | DIRM4-24HXPRO28-1Z | DIRM4-24HP-CA | Mini-Splits | 25000 | 20400 | 2.78 | 23800 | 2.23
DIRECT AIR | DIRM4 Series | 216788525 | HRCU-A-CB | DIRM4-18DA25-1Z | DIRM4-18HP-DUV | Mini-Splits | 20000 | 14900 | 2.89 | 14200 | 2.41
DIRECT AIR | DIRM4 Series | 216788524 | HRCU-A-CB | DIRM4-18DA25-1Z | DIRM4-18HP-DUH | Mini-Splits | 20000 | 14900 | 2.89 | 14200 | 2.41
DIRECT AIR | DIRM4 Series | 216788523 | HRCU-A-CB-O | DIRM4-18DA25-1Z | DIRM4-18HP-CA | Mini-Splits | 18000 | 13900 | 2.66 | 12800 | 2.19
DIRECT AIR | DIRM4 Series | 216788522 | HRCU-A-CB | DIRM4-18HXPRO28-1Z | DIRM4-18HP-DUV | Mini-Splits | 19500 | 15000 | 2.89 | 18000 | 2.1
DIRECT AIR | DIRM4 Series | 216788521 | HRCU-A-CB | DIRM4-18HXPRO28-1Z | DIRM4-18HP-DUH | Mini-Splits | 19500 | 15000 | 2.89 | 18000 | 2.1
DIRECT AIR | DIRM4 Series | 216788520 | HRCU-A-CB-O | DIRM4-18HXPRO28-1Z | DIRM4-18HP-CA | Mini-Splits | 19000 | 14900 | 2.7 | 17000 | 1.9
DIRECT AIR | DIRM4 Series | 216788519 | HRCU-A-CB | DIRM4-12DA25-1Z | DIRM4-12HP-DUV | Mini-Splits | 12000 | 9100 | 2.78 | 8900 | 2.44
DIRECT AIR | DIRM4 Series | 216788518 | HRCU-A-CB | DIRM4-12DA25-1Z | DIRM4-12HP-DUH | Mini-Splits | 12000 | 9100 | 2.78 | 8900 | 2.44
DIRECT AIR | DIRM4 Series | 216788517 | HRCU-A-CB-O | DIRM4-12DA25-1Z | DIRM4-12HP-CA | Mini-Splits | 12000 | 8500 | 2.8 | 8400 | 2.39
DIRECT AIR | DIRM4 Series | 216788516 | HRCU-A-CB | DIRM4-12HXPRO28-1Z | DIRM4-12HP-DUV | Mini-Splits | 12000 | 10200 | 2.6 | 12000 | 1.95
DIRECT AIR | DIRM4 Series | 216788515 | HRCU-A-CB | DIRM4-12HXPRO28-1Z | DIRM4-12HP-DUH | Mini-Splits | 12000 | 10200 | 2.6 | 12000 | 1.95
DIRECT AIR | DIRM4 Series | 216788514 | HRCU-A-CB-O | DIRM4-12HXPRO28-1Z | DIRM4-12HP-CA | Mini-Splits | 12000 | 10000 | 2.74 | 11500 | 1.99
DIRECT AIR | DIRM4 Series | 216788513 | HRCU-A-CB | DIRM4-09DA25-1Z | DIRM4-09HP-DUV | Mini-Splits | 10000 | 9300 | 2.9 | 8300 | 2.32
DIRECT AIR | DIRM4 Series | 216788512 | HRCU-A-CB | DIRM4-09DA25-1Z | DIRM4-09HP-DUH | Mini-Splits | 10000 | 9300 | 2.9 | 8300 | 2.32
DIRECT AIR | DIRM4 Series | 216788511 | HRCU-A-CB-O | DIRM4-09DA25-1Z | DIRM4-09HP-CO | Mini-Splits | 9000 | 9000 | 2.9 | 8600 | 2.27
DIRECT AIR | DIRM4 Series | 216788510 | HRCU-A-CB-O | DIRM4-09DA25-1Z | DIRM4-09HP-CA | Mini-Splits | 10000 | 8500 | 2.8 | 8300 | 2.17
DIRECT AIR | DIRM4 Series | 216790059 | HRCU-A-C | DIRM4-36MAGICPRO20-OU | DIRM4-3621MAGICP20-CCOIL* |  | 38000 | 29200 | 2.5 | 36000 | 1.9
DIRECT AIR | DIRM4 Series | 216790054 | HRCU-A-C | DIRM4-36MAGICPRO20-OU | DIRM4-3617MAGICP20-CCOIL |  | 38000 | 29200 | 2.5 | 36000 | 1.9
DIRECT AIR | DIR Series | 216571374 | HRCU-A-CB-O | DIRM4-18HXPRO28-1Z | DIRM4-18HP-WM | Mini-Splits | 18000 | 16600 | 2.55 | 18000 | 1.92
DIRECT AIR | DIR Series | 216571361 | HRCU-A-CB | DIRM4-18MAGICPRO20-OU | DIRM4-18MAGICPRO20-AH |  | 19000 | 15000 | 2.6 | 18000 | 2
DIRECT AIR | DIR Series | 216571364 | HRCU-A-CB | DIRM4-36MAGICPRO20-OU | DIRM4-36MAGICPRO20-AH |  | 37000 | 31800 | 2.56 | 39000 | 1.9
DIRECT AIR | DIRM Series | 216623486 | HRCU-A-C | DIRM4-18MAGICPRO20-OU | DIRM4-2417MAGICP20-CCOIL |  | 19000 | 15200 | 2.7 | 18000 | 2.06
DIRECT AIR | DIRM Series | 216623485 | HRCU-A-C | DIRM4-18MAGICPRO20-OU | DIRM4-2414MAGICP20-CCOIL |  | 19000 | 15200 | 2.7 | 18000 | 2.06
DIRECT AIR | DIRM Series | 216623493 | HRCU-A-C | DIRM4-36MAGICPRO20-OU | DIRM4-4821MAGICP20-CCOIL |  | 36000 | 29200 | 2.5 | 36000 | 1.9
DIRECT AIR | DIRM Series | 216683821 | HMSV-A-CB | DIRM4-27DA25-3Z* |  | Ducted Indoor Units | 26600 | 18400 | 2.5 | 18800 | 2
DIRECT AIR | DIRM Series | 215213798 | HMSV-A-CB | DIRM4-48DA25-5Z |  | Mixed Ducted and Non-Ducted Indoor Units | 47500 | 37400 | 2.5 | 37000 | 2.05
DIRECT AIR | DIRM Series | 215213796 | HMSR-A-CB-O | DIRM4-48DA25-5Z |  | Non-Ducted Indoor Units | 48000 | 38000 | 2.5 | 36000 | 2
DIRECT AIR | DIR Series | 216571358 | HRCU-A-CB | DIRM4-36CS19-OU | DIRM4-36MAGICPRO20-AH |  | 36000 | 25600 | 2.6 | 27000 | 2
DIRECT AIR | DIR Series | 216571365 | HRCU-A-CB | DIRM4-48MAGICPRO20-OU | DIRM4-48MAGICPRO20-AH |  | 50000 | 37000 | 2.7 | 46000 | 1.9
DIRECT AIR | DIR Series | 216571363 | HRCU-A-CB | DIRM4-30MAGICPRO20-OU | DIRM4-30MAGICPRO20-AH |  | 34000 | 23800 | 2.76 | 32600 | 1.96
DIRECT AIR | DIR Series | 216571367 | HRCU-A-CB-O | DIRM4-09DA25-1Z | DIRM4-09HP-WM | Mini-Splits | 10000 | 8100 | 2.83 | 8000 | 2.37
DIRECT AIR | DIR Series | 216571370 | HRCU-A-CB-O | DIRM4-24DA25-1Z | DIRM4-24HP-WM | Mini-Splits | 25000 | 18800 | 2.65 | 19600 | 2.54
DIRECT AIR | DIR Series | 216571369 | HRCU-A-CB-O | DIRM4-18DA25-1Z | DIRM4-18HP-WM | Mini-Splits | 18000 | 13600 | 2.73 | 12800 | 2.1
DIRECT AIR | DIR Series | 216571368 | HRCU-A-CB-O | DIRM4-12DA25-1Z | DIRM4-12HP-WM | Mini-Splits | 12000 | 9300 | 2.84 | 8400 | 2.3
DIRECT AIR | DIR Series | 216571371 | HRCU-A-CB-O | DIRM4-06HXPRO28-1Z | DIRM4-06HP-WM | Mini-Splits | 7000 | 7900 | 2.79 | 7700 | 2.4
DIRECT AIR | DIR Series | 216571375 | HRCU-A-CB-O | DIRM4-24HXPRO28-1Z | DIRM4-24HP-WM | Mini-Splits | 29000 | 21000 | 2.88 | 24200 | 2.34
DIRECT AIR | DIR Series | 216571376 | HRCU-A-CB-O | DIRM4-30DA25-1Z | DIRM4-30HP-WM | Mini-Splits | 30000 | 20400 | 2.52 | 20000 | 2.03
DIRECT AIR | DIR Series | 216571378 | HRCU-A-CB-O | DIRM4-18DA25-1Z | DIRM4-18HP-CF | Mini-Splits | 18000 | 13700 | 2.51 | 12800 | 2.05
DIRECT AIR | DIR Series | 216571379 | HRCU-A-CB-O | DIRM4-24DA25-1Z | DIRM4-24HP-CF | Mini-Splits | 24400 | 20000 | 2.56 | 18600 | 2.27
DIRECT AIR | DIR Series | 216571384 | HRCU-A-CB-O | DIRM4-24HXPRO28-1Z | DIRM4-24HP-CF | Mini-Splits | 26000 | 20200 | 2.74 | 24200 | 2.16
DIRECT AIR | DIR Series | 216571385 | HRCU-A-CB-O | DIRM4-36LCHX-1Z | DIRM4-36HP-CF | Mini-Splits | 38000 | 30200 | 2.58 | 39500 | 2.02
DIRECT AIR | DIR Series | 216571387 | HRCU-A-CB-O | DIRM4-12DA25-1Z | DIRM4-12HP-CO | Mini-Splits | 12000 | 9000 | 2.87 | 8900 | 2.51
DIRECT AIR |  | 207743741 | HRCU-A-CB-O | DIRM-18DA25-1Z | DIRM-18HP-CA | Mini-Splits | 19000 | 12000 | 2.51 | 12700 | 2.16
DIRECT AIR | DIRM Series | 215213797 | HMSV-A-CB | DIRM4-48DA25-5Z |  | Ducted Indoor Units | 47000 | 37000 | 2.5 | 38000 | 2.1
DIRECT AIR | DIRM Series | 215213810 | HMSV-A-CB | DIRM4-48HXPRO28-5Z |  | Mixed Ducted and Non-Ducted Indoor Units | 48500 | 44000 | 2.6 | 47500 | 2
DIRECT AIR | DIRM Series | 215213809 | HMSV-A-CB | DIRM4-48HXPRO28-5Z |  | Ducted Indoor Units | 48000 | 44500 | 2.6 | 48000 | 2
DIRECT AIR | DIRM Series | 215213808 | HMSR-A-CB-O | DIRM4-48HXPRO28-5Z |  | Non-Ducted Indoor Units | 49000 | 44000 | 2.6 | 47000 | 2
DIRECT AIR | DIRM Series | 215213792 | HMSV-A-CB | DIRM4-27DA25-3Z |  | Mixed Ducted and Non-Ducted Indoor Units | 27400 | 24000 | 2.5 | 27000 | 2
DIRECT AIR | DIRM Series | 215213804 | HMSV-A-CB | DIRM4-28HXPRO28-3Z |  | Mixed Ducted and Non-Ducted Indoor Units | 27400 | 24000 | 2.5 | 27000 | 2
DIRECT AIR | DIRM Series | 215213790 | HMSR-A-CB-O | DIRM4-27DA25-3Z |  | Non-Ducted Indoor Units | 27000 | 25000 | 2.6 | 27000 | 2
DIRECT AIR | DIRM Series | 215213802 | HMSR-A-CB-O | DIRM4-28HXPRO28-3Z |  | Non-Ducted Indoor Units | 27000 | 25000 | 2.6 | 27000 | 2
DIRECT AIR | DIRM Series | 215213801 | HMSV-A-CB | DIRM4-18HXPRO28-2Z |  | Mixed Ducted and Non-Ducted Indoor Units | 20000 | 17300 | 2.65 | 18500 | 2
DIRECT AIR | DIRM Series | 215213800 | HMSV-A-CB | DIRM4-18HXPRO28-2Z |  | Ducted Indoor Units | 20000 | 17000 | 2.59 | 18000 | 2
DIRECT AIR | DIRM Series | 215213799 | HMSR-A-CB-O | DIRM4-18HXPRO28-2Z |  | Non-Ducted Indoor Units | 20000 | 17600 | 2.7 | 19000 | 2
DIRECT AIR |  | 207743776 | HMSR-A-CB-O | DIRM-27DA25-3Z |  | Non-Ducted Indoor Units | 28000 | 21000 | 2.5 | 20000 | 2.11
DIRECT AIR |  | 203269784 | HMSR-A-CB-O | M4OH-36HFN1-M |  | Non-Ducted Indoor Units | 36000 | 23200 | 2.78 | 36037 | 1.96
DIRECT AIR |  | 8994012 | HMSR-A-CB-O | M3OF-27HFN1-M |  | Non-Ducted Indoor Units | 28000 | 17200 | 2.82 | 16820 | 1.95
DIRECT AIR |  | 8775849 | HRCU-A-CB-O | MOCA31-18HFN1-MT0W | CCA3U-18HRFN1-M(C) | Mini-Splits | 18000 | 12000 | 2.77 | 9410 | 1.98
DIRECT AIR |  | 8775850 | HRCU-A-CB-O | MOCA31-18HFN1-MT0W | MUEU-18HRFN1-M(C) | Mini-Splits | 18000 | 12000 | 2.71 | 10274 | 2.11
DIRECT AIR |  | 8775853 | HRCU-A-CB-O | MOD31-24HFN1-MT0W | MUEU-24HRFN1-M(C) | Mini-Splits | 24000 | 15000 | 2.85 | 17705 | 2.02
DIRECT AIR |  | 9680949 | HRCU-A-CB-O | MOCA31-18HFN1-MT0W | CS11M-18HRFN1-MT0W | Mini-Splits | 18000 | 11400 | 2.72 | 11178 | 2.02
DIRECT AIR |  | 9680950 | HRCU-A-CB-O | MOD31-24HFN1-MT0W | CS11M-23HRFN1-MT0W | Mini-Splits | 25000 | 15300 | 2.7 | 18099 | 2.07
DIRECT AIR |  | 9680948 | HRCU-A-CB-O | MOB30-12HFN1-MT0W | CS11M-12HRFN1-MU5W | Mini-Splits | 12000 | 7700 | 2.75 | 9134 | 1.94
DIRECT AIR |  | 9680947 | HRCU-A-CB-O | MOBA30-09HFN1-MT0W | CS11M-09HRFN1-MX0W(A) | Mini-Splits | 9800 | 5800 | 2.74 | 7989 | 2
DIRECT AIR |  | 205816491 | HRCU-A-CB-O | MOX430-17HFN1-MT0W | CS11M-18HRFN1-MT0W | Mini-Splits | 18000 | 10900 | 2.58 | 16497 | 1.9
DIRECT AIR |  | 207743720 | HRCU-A-CB-O | DIRM-12DA25-1Z | DIRM-12HP-WM | Mini-Splits | 12000 | 9000 | 2.69 | 8981 | 2.19
DIRECT AIR |  | 210342132 | HRCU-A-CB | DIRM-60MAGICPRO20-OU | DIRM-60MAGICPRO20-AH |  | 59000 | 42000 | 2.6 | 54356 | 1.91
DIRECT AIR |  | 207743777 | HMSV-A-CB | DIRM-27DA25-3Z |  | Ducted Indoor Units | 28000 | 22000 | 2.6 | 20000 | 2.14
DIRECT AIR |  | 207743739 | HRCU-A-CB-O | DIRM-12DA25-1Z | DIRM-12HP-CA | Mini-Splits | 12000 | 8900 | 2.75 | 8000 | 2.28
DIRECT AIR |  | 207743756 | HRCU-A-CB | DIRM-18DA25-1Z | DIRM-18HP-DUV | Mini-Splits | 20000 | 12600 | 2.66 | 13000 | 2.4
DIRECT AIR |  | 207743755 | HRCU-A-CB | DIRM-18DA25-1Z | DIRM-18HP-DUH | Mini-Splits | 20000 | 12600 | 2.66 | 13000 | 2.4
DIRECT AIR |  | 207743730 | HRCU-A-CB-O | DIRM-18DA25-1Z | DIRM-18HP-CF | Mini-Splits | 20000 | 12800 | 2.52 | 13000 | 2.08
DIYCOOL |  | 210857351 | HRCU-A-CB-O | ACIQ-12ZPL-HP230B | ACIQ-12FM-HH-MC | Mini-Splits | 12000 | 10200 | 2.72 | 12300 | 2.1
DIYCOOL |  | 210857399 | HMSV-A-CB | ACIQ-55Z-HH-M5B |  | Ducted Indoor Units | 55000 | 35200 | 2.5 | 47000 | 1.94
DIYCOOL |  | 210857347 | HRCU-A-CB-O | ACIQ-06ZPL-HP230B | SCC-0609-HH-M |  | 7100 | 5700 | 2.61 | 8500 | 2.03
DIYCOOL |  | 208106632 | HRCU-A-CB | ACIQ-24-HPB | ACIQ-24-AHB |  | 24000 | 19200 | 2.5 | 24071 | 1.91
DIYCOOL |  | 210857360 | HRCU-A-CB | ACIQ-18ZPL-HP230B | ACIQ-18AHB-HH-M |  | 19000 | 15400 | 2.7 | 18295 | 2
DIYCOOL |  | 207825555 | HRCU-A-CB-O | ACIQ-12ZPL-HP230B | ACIQ-12CC-HH-MB | Mini-Splits | 12000 | 9900 | 2.55 | 11500 | 1.9
DIYCOOL |  | 210857334 | HRCU-A-CB-O | ACIQ-06ZPL-HP230B | ACIQ-06W-HH-MC | Mini-Splits | 7000 | 8500 | 2.9 | 8581 | 2.19
DIYCOOL | ES SERIES | 210857403 | HMSV-A-CB | ES-18Z-M2B |  | Mixed Ducted and Non-Ducted Indoor Units | 19000 | 14500 | 2.5 | 14000 | 2.17
DIYCOOL | ES SERIES | 210857406 | HMSV-A-CB | ES-27Z-M3B |  | Mixed Ducted and Non-Ducted Indoor Units | 28000 | 21400 | 2.55 | 20000 | 2.13
DIYCOOL | ACIQ | 210857400 | HMSV-A-CB | ACIQ-55Z-HH-M5B |  | Mixed Ducted and Non-Ducted Indoor Units | 55000 | 34800 | 2.5 | 47000 | 1.94
DIYCOOL | ACIQ series | 213433257 | HRCU-A-CB | ACIQ-24-EHPB | ACIQ-24-AHB |  | 26000 | 21000 | 2.8 | 19400 | 2.1
DIYCOOL | ACIQ series | 213492145 | HRCU-A-C | ACIQ-18-HPB | ACIQ-24-ACL |  | 19000 | 14700 | 2.6 | 15000 | 2.2
DIYCOOL | ACIQ series | 212394333 | HRCU-A-C | ACIQ-18-HPB | ACIQ-18-ACL |  | 19000 | 14700 | 2.6 | 15000 | 2.2
DIYCOOL |  | 210857398 | HMSR-A-CB-O | ACIQ-55Z-HH-M5B |  | Non-Ducted Indoor Units | 55000 | 34400 | 2.5 | 47000 | 1.94
DIYCOOL |  | 207825588 | HMSR-A-CB-O | ACIQ-18Z-HH-M2B |  | Non-Ducted Indoor Units | 20000 | 15000 | 2.5 | 20000 | 1.93
DIYCOOL | EZ Series | 214810599 | HRCU-A-CB-O | EZ-12ZPL-HP115 | EZ-12WPL-HP115 | Mini-Splits | 12000 | 7500 | 2.59 | 6400 | 1.95
DIYCOOL | EZ Series | 214810600 | HRCU-A-CB-O | EZ-18ZPL-HP230 | EZ-18W-M | Mini-Splits | 18000 | 13800 | 2.54 | 11700 | 2.05
DIYCOOL | ACIQ Series | 214810549 | HRCU-A-CB | ACIQ-18-HPB | ACIQ-18-AHB |  | 19000 | 13500 | 2.6 | 18629 | 2.04
DIYCOOL |  | 207825550 | HRCU-A-CB-O | ACIQ-09ZPL-HP230B | ACIQ-09W-HH-MB | Mini-Splits | 12000 | 9500 | 2.53 | 11109 | 1.97
DIYCOOL |  | 207825558 | HRCU-A-CB | ACIQ-12ZPL-HP230B | ACIQ-12CD-HH-MB | Mini-Splits | 12500 | 10600 | 2.51 | 12100 | 1.96
DIYCOOL |  | 207825560 | HRCU-A-CB | ACIQ-24ZPL-HP230B | ACIQ-24CD-HH-MB | Mini-Splits | 25000 | 21000 | 2.64 | 27000 | 2
DIYCOOL |  | 207825563 | HRCU-A-CB-O | ACIQ-24ZPL-HP230B | ACIQ-24FM-HH-MB | Mini-Splits | 25000 | 19000 | 2.64 | 25000 | 2.1
DIYCOOL | ACIQ | 207825590 | HMSV-A-CB | ACIQ-18Z-HH-M2B |  | Mixed Ducted and Non-Ducted Indoor Units | 20000 | 15500 | 2.55 | 20000 | 1.95
DIYCOOL |  | 207825589 | HMSV-A-CB | ACIQ-18Z-HH-M2B |  | Ducted Indoor Units | 20000 | 16000 | 2.61 | 20000 | 1.95
DIYCOOL |  | 210857335 | HRCU-A-CB-O | ACIQ-09ZPL-HP230B | ACIQ-09W-HH-MC | Mini-Splits | 12000 | 9500 | 2.53 | 11109 | 1.97
DIYCOOL | ACIQ series | 212394334 | HRCU-A-C | ACIQ-24-HPB | ACIQ-24-ACL |  | 25000 | 21000 | 2.58 | 20000 | 1.95
DIYCOOL | EZ Series | 216980847 | HRCU-A-CB | EZ-48-HPB | EZ-48-AHB |  | 50000 | 37000 | 2.7 | 46000 | 1.9
DIYCOOL | EZ Series | 216980846 | HRCU-A-CB | EZ-36-HPB | EZ-36-AHB |  | 37000 | 31800 | 2.54 | 39000 | 1.9
DIYCOOL | EZ Series | 216980842 | HRCU-A-CB | EZ-36-EHPB | EZ-36-AHB |  | 36000 | 24800 | 2.52 | 27000 | 2
DIYCOOL | EZ Series | 216980928 | HMSV-A-CB | EZ-48Z-M5B |  | Mixed Ducted and Non-Ducted Indoor Units | 47500 | 36400 | 2.55 | 37000 | 2
DIYCOOL | EZ Series | 216980922 | HMSV-A-CB | EZ-27Z-M3B |  | Mixed Ducted and Non-Ducted Indoor Units | 26400 | 17600 | 2.55 | 18700 | 2.05
DIYCOOL | EZ Series | 216980898 | HRCU-A-CB-O | EZ-18ZPL-HP230B | EZ-18W-MB | Mini-Splits | 18000 | 13400 | 2.75 | 12800 | 2.44
DIYCOOL | EZ Series | 216980927 | HMSV-A-CB | EZ-48Z-M5B |  | Ducted Indoor Units | 47000 | 37800 | 2.6 | 37000 | 2
DIYCOOL | EZ Series | 216980926 | HMSR-A-CB-O | EZ-48Z-M5B |  | Non-Ducted Indoor Units | 48000 | 35200 | 2.5 | 37000 | 2
DIYCOOL | EZ Series | 216980921 | HMSV-A-CB | EZ-27Z-M3B |  | Ducted Indoor Units | 27000 | 19000 | 2.7 | 19200 | 2.1
DIYCOOL | EZ Series | 216980919 | HMSR-A-CB-O | EZ-18Z-M2B |  | Non-Ducted Indoor Units | 18000 | 13400 | 2.71 | 13300 | 2.31
DIYCOOL |  | 210857340 | HRCU-A-CB-O | ACIQ-48ZPL-HP230B | ACIQ-48CC-HH-MB | Mini-Splits | 53000 | 35000 | 2.59 | 48000 | 1.98
DIYCOOL | EZ Series | 214810550 | HRCU-A-CB | EZ-24-HP | EZ-24-AH |  | 24000 | 19200 | 2.5 | 24071 | 1.91
DIYCOOL | EZ Series | 214810552 | HRCU-A-CB | EZ-60-HP | EZ-60-AH |  | 59000 | 42000 | 2.6 | 54356 | 1.91
DIYCOOL |  | 214602073 | HRCU-A-CB | ACIQ-12-EHPB | ACIQ-12-AHB |  | 13000 | 12000 | 2.61 | 11000 | 2
DIYCOOL |  | 210857404 | HMSR-A-CB-O | ES-27Z-M3B |  | Non-Ducted Indoor Units | 28000 | 21000 | 2.5 | 20000 | 2.11
DIYCOOL | ACIQ series | 212394328 | HRCU-A-C | ACIQ-24-EHPB | ACIQ-24-ACL |  | 25600 | 22000 | 2.5 | 18500 | 2.2
DIYCOOL | ACIQ series | 213433264 | HRCU-A-CB | ACIQ-24-EHPB | ACIQ-24W-WM |  | 26000 | 19500 | 2.6 | 19400 | 2.33
DIYCOOL | ACIQ series | 213433272 | HRCU-A-CB | ACIQ-24-HPB | ACIQ-24W-P |  | 27400 | 19200 | 2.61 | 24000 | 1.91
DIYCOOL | ACIQ series | 213433271 | HRCU-A-CB | ACIQ-18-HPB | ACIQ-18W-P |  | 19000 | 13500 | 2.6 | 18000 | 2
DIYCOOL | ACIQ series | 213433267 | HRCU-A-CB | ACIQ-18-HPB | ACIQ-18W-WM |  | 19000 | 15800 | 2.82 | 18800 | 2.3
DIYCOOL | ACIQ series | 213433268 | HRCU-A-CB | ACIQ-24-HPB | ACIQ-24W-WM |  | 26000 | 20000 | 2.7 | 24000 | 2
DIYCOOL |  | 210857359 | HRCU-A-CB | ACIQ-60HPB | ACIQ-60AHB |  | 59000 | 42000 | 2.6 | 54356 | 1.91
DIYCOOL |  | 210857405 | HMSV-A-CB | ES-27Z-M3B |  | Ducted Indoor Units | 28000 | 22000 | 2.6 | 20000 | 2.14
DIYCOOL |  | 210857346 | HRCU-A-CB-O | ACIQ-60ZPL-HP230B | ACIQ-60FM-HH-MB | Mini-Splits | 60000 | 40000 | 2.58 | 56500 | 1.97
DUCANE |  | 211034572 | HRCU-A-CB-O | 4DHPS209S-1P | DWM209S4-*P | Mini-Splits | 10000 | 8500 | 4.15 | 8622 | 2.38
DUCANE |  | 211034579 | HRCU-A-CB | 4DHPS209S-1P | DMD209S4-*P | Mini-Splits | 10000 | 7700 | 3.53 | 8499 | 2.4
DUCANE |  | 211034580 | HRCU-A-CB | 4DHP2S12S-1P | DMD212S4-*P | Mini-Splits | 12000 | 9300 | 3.13 | 8500 | 1.99
DUCANE |  | 211034585 | HRCU-A-CB-O | 4DHPS209S-1P | D22C109S4-*P | Mini-Splits | 10000 | 7500 | 3.33 | 8588 | 2.05
DUCANE |  | 208106714 | HRCU-A-CB-O | 4DHPS209S-1P | DWM209S4-1P | Mini-Splits | 10000 | 8500 | 4.15 | 8622 | 2.38
DUCANE |  | 208106843 | HMSV-A-CB | 4DHP2S18M-1P |  | Ducted Indoor Units | 19000 | 14800 | 3.5 | 13300 | 2.03
DUCANE |  | 208106669 | HRCU-A-CB | 4DHP2S12S-1P | DMD212S4-1P | Mini-Splits | 12000 | 9300 | 3.13 | 8500 | 1.99
DUCANE | 4HP18V SERIES | 206903142 | HRCU-A-CB | 4HP18V36P | BCE5V18M | Ducted Indoor Units | 24000 | 15900 | 2.82 | 15200 | 2.46
DUCANE | 4HP18V SERIES | 206903148 | HRCU-A-CB | 4HP18V36P | E*1P23A+H4TXV01 | Ducted Indoor Units | 24000 | 15200 | 2.65 | 14400 | 1.92
DUCANE | 4HP18V SERIES | 206903149 | HRCU-A-CB | 4HP18V36P | E*1P23A+H4TXV01 | Ducted Indoor Units | 24000 | 15300 | 2.64 | 14500 | 1.91
DUCANE | 4HP18V SERIES | 206903151 | HRCU-A-CB | 4HP18V36P | E*1P23A+H4TXV01 | Ducted Indoor Units | 24000 | 15300 | 2.64 | 14500 | 1.91
DUCANE | 4HP18V SERIES | 206903160 | HRCU-A-CB | 4HP18V36P | E*1P23B+H4TXV01 | Ducted Indoor Units | 24000 | 15300 | 2.64 | 14500 | 1.91
DUCANE | 4HP18V SERIES | 206903162 | HRCU-A-CB | 4HP18V36P | E*1P23B+H4TXV01 | Ducted Indoor Units | 24000 | 15400 | 2.64 | 14600 | 1.91
DUCANE | 4HP18V SERIES | 206903177 | HRCU-A-CB | 4HP18V36P | EA(C,U)1P24B+H4TXV01 | Ducted Indoor Units | 24000 | 15900 | 2.63 | 15200 | 1.94
DUCANE | 4HP18V SERIES | 206903183 | HRCU-A-CB | 4HP18V36P | EA(C,U)1P24B+H4TXV01 | Ducted Indoor Units | 24000 | 16200 | 2.58 | 15500 | 1.91
DUCANE | 4HP18V SERIES | 206903189 | HRCU-A-CB | 4HP18V36P | EA(C,U)1P24B+H4TXV01 | Ducted Indoor Units | 24000 | 16300 | 2.62 | 15600 | 1.94
DUCANE | 4HP18V SERIES | 206903195 | HRCU-A-CB | 4HP18V36P | EA(C,U)1P30A+H4TXV01 | Ducted Indoor Units | 24000 | 15800 | 2.69 | 15100 | 1.97
DUCANE | 4HP18V SERIES | 206903202 | HRCU-A-CB | 4HP18V36P | EA(C,U)1P30B+H4TXV01 | Ducted Indoor Units | 24000 | 15800 | 2.69 | 15100 | 1.97
DUCANE | 4HP18V SERIES | 206903205 | HRCU-A-CB | 4HP18V36P | EA(C,U)1P30B+H4TXV01 | Ducted Indoor Units | 24000 | 15800 | 2.72 | 15000 | 1.97
DUCANE | 4HP18V SERIES | 206903225 | HRCU-A-CB | 4HP18V36P | EAC4X24B | Ducted Indoor Units | 24000 | 15700 | 2.6 | 15000 | 1.9
DUCANE | 4HP18V SERIES | 206903226 | HRCU-A-CB | 4HP18V36P | EAC4X24B | Ducted Indoor Units | 24000 | 16200 | 2.58 | 15500 | 1.91
DUCANE | 4HP18V SERIES | 206903227 | HRCU-A-CB | 4HP18V36P | EAC4X24B | Ducted Indoor Units | 24000 | 16200 | 2.65 | 15500 | 1.94
DUCANE | 4HP18V SERIES | 206903233 | HRCU-A-CB | 4HP18V36P | EAC4X30A | Ducted Indoor Units | 24000 | 15600 | 2.72 | 14900 | 1.98
DUCANE | 4HP18V SERIES | 206903246 | HRCU-A-CB | 4HP18V36P | EAC4X30B | Ducted Indoor Units | 24000 | 15800 | 2.62 | 15000 | 1.91
DUCANE | 4HP18V SERIES | 206903247 | HRCU-A-CB | 4HP18V36P | EAC4X30B | Ducted Indoor Units | 24000 | 15900 | 2.69 | 15100 | 1.96
DUCANE | 4HP18V SERIES | 206903250 | HRCU-A-CB | 4HP18V36P | EAC4X30B | Ducted Indoor Units | 24000 | 15800 | 2.69 | 15100 | 1.97
DUCANE | 4HP18V SERIES | 206903255 | HRCU-A-CB | 4HP18V36P | EAH1P30A+H4TXV01 | Ducted Indoor Units | 24000 | 15600 | 2.88 | 14900 | 2.04
DUCANE | 4HP18V SERIES | 206903266 | HRCU-A-CB | 4HP18V36P | EAH1P30B+H4TXV01 | Ducted Indoor Units | 24000 | 15500 | 2.84 | 14900 | 2.04
DUCANE | 4HP18V SERIES | 206903267 | HRCU-A-CB | 4HP18V36P | EAH1P30B+H4TXV01 | Ducted Indoor Units | 24000 | 15800 | 2.72 | 15100 | 1.98
DUCANE | 4HP18V SERIES | 206903270 | HRCU-A-CB | 4HP18V36P | EAH1P30B+H4TXV01 | Ducted Indoor Units | 24000 | 15800 | 2.84 | 15100 | 2.04
DUCANE | 4HP18V SERIES | 206903147 | HRCU-A-CB | 4HP18V36P | BCE7E30M | Ducted Indoor Units | 24000 | 16200 | 3.06 | 15500 | 2.66
DUCANE | 4HP18V SERIES | 206903167 | HRCU-A-CB | 4HP18V36P | E*1P23B+H4TXV01 | Ducted Indoor Units | 24000 | 15400 | 2.62 | 14600 | 1.9
DUCANE | 4HP18V SERIES | 206903172 | HRCU-A-CB | 4HP18V36P | EA(C,U)1P24A+H4TXV01 | Ducted Indoor Units | 24000 | 16100 | 2.62 | 15400 | 1.93
DUCANE | 4HP18V SERIES | 206903191 | HRCU-A-CB | 4HP18V36P | EA(C,U)1P30A+H4TXV01 | Ducted Indoor Units | 24000 | 15800 | 2.71 | 15000 | 1.96
DUCANE | 4HP18V SERIES | 206903193 | HRCU-A-CB | 4HP18V36P | EA(C,U)1P30A+H4TXV01 | Ducted Indoor Units | 24000 | 15800 | 2.71 | 15000 | 1.96
DUCANE | 4HP18V SERIES | 206903197 | HRCU-A-CB | 4HP18V36P | EA(C,U)1P30B+H4TXV01 | Ducted Indoor Units | 24000 | 15600 | 2.69 | 14900 | 1.97
DUCANE | 4HP18V SERIES | 206903204 | HRCU-A-CB | 4HP18V36P | EA(C,U)1P30B+H4TXV01 | Ducted Indoor Units | 24000 | 15900 | 2.69 | 15100 | 1.96
DUCANE | 4HP18V SERIES | 206903209 | HRCU-A-CB | 4HP18V36P | EA(C,U)1P30B+H4TXV01 | Ducted Indoor Units | 24000 | 15800 | 2.63 | 15000 | 1.92
DUCANE | 4HP18V SERIES | 206903211 | HRCU-A-CB | 4HP18V36P | EA(C,U)1P30B+H4TXV01 | Ducted Indoor Units | 24000 | 15900 | 2.68 | 15200 | 1.96
DUCANE | 4HP18V SERIES | 206903215 | HRCU-A-CB | 4HP18V36P | EAC4X24A | Ducted Indoor Units | 24000 | 16100 | 2.62 | 15400 | 1.93
DUCANE | 4HP18V SERIES | 206903219 | HRCU-A-CB | 4HP18V36P | EAC4X24B | Ducted Indoor Units | 24000 | 16000 | 2.62 | 15300 | 1.92
DUCANE | 4HP18V SERIES | 206903223 | HRCU-A-CB | 4HP18V36P | EAC4X24B | Ducted Indoor Units | 24000 | 15900 | 2.65 | 15200 | 1.94
DUCANE | 4HP18V SERIES | 206903234 | HRCU-A-CB | 4HP18V36P | EAC4X30A | Ducted Indoor Units | 24000 | 15800 | 2.71 | 15000 | 1.96
DUCANE | 4HP18V SERIES | 206903236 | HRCU-A-CB | 4HP18V36P | EAC4X30A | Ducted Indoor Units | 24000 | 15800 | 2.71 | 15000 | 1.96
DUCANE | 4HP18V SERIES | 206903248 | HRCU-A-CB | 4HP18V36P | EAC4X30B | Ducted Indoor Units | 24000 | 15800 | 2.72 | 15000 | 1.97
DUCANE | 4HP18V SERIES | 206903254 | HRCU-A-CB | 4HP18V36P | EAC4X30B | Ducted Indoor Units | 24000 | 15900 | 2.68 | 15200 | 1.96
DUCANE | 4HP18V SERIES | 206903256 | HRCU-A-CB | 4HP18V36P | EAH1P30A+H4TXV01 | Ducted Indoor Units | 24000 | 15700 | 2.84 | 15000 | 2.04
DUCANE | 4HP18V SERIES | 206903259 | HRCU-A-CB | 4HP18V36P | EAH1P30A+H4TXV01 | Ducted Indoor Units | 23800 | 15400 | 2.87 | 14700 | 2.04
DUCANE | 4HP18V SERIES | 206903260 | HRCU-A-CB | 4HP18V36P | EAH1P30A+H4TXV01 | Ducted Indoor Units | 24000 | 15800 | 2.86 | 15100 | 2.04
DUCANE | 4HP18V SERIES | 206903268 | HRCU-A-CB | 4HP18V36P | EAH1P30B+H4TXV01 | Ducted Indoor Units | 24000 | 15800 | 2.71 | 15200 | 1.99
DUCANE | 4HP18V SERIES | 206903275 | HRCU-A-CB | 4HP18V36P | EAH1P30B+H4TXV01 | Ducted Indoor Units | 24000 | 15900 | 2.77 | 15300 | 2.03
DUCANE | 4HP18V SERIES | 206903176 | HRCU-A-CB | 4HP18V36P | EA(C,U)1P24B+H4TXV01 | Ducted Indoor Units | 24000 | 16000 | 2.62 | 15300 | 1.92
DUCANE | 4HP18V SERIES | 206903245 | HRCU-A-CB | 4HP18V36P | EAC4X30B | Ducted Indoor Units | 24000 | 15800 | 2.69 | 15100 | 1.97
DUCANE | 4HP18V SERIES | 206902823 | HRCU-A-CB | 4HP18V36P | BCE5V42M | Ducted Indoor Units | 35000 | 22200 | 2.53 | 18200 | 2.18
DUCANE | 4HP18V SERIES | 206903143 | HRCU-A-CB | 4HP18V36P | BCE5V24M | Ducted Indoor Units | 24000 | 16100 | 2.52 | 15400 | 2.23
DUCANE | 4HP18V SERIES | 206903144 | HRCU-A-CB | 4HP18V36P | BCE5V30M | Ducted Indoor Units | 24000 | 15900 | 2.71 | 15200 | 2.37
DUCANE | 4HP18V SERIES | 206903145 | HRCU-A-CB | 4HP18V36P | BCE7E18M | Ducted Indoor Units | 24000 | 15400 | 2.87 | 14600 | 2.47
DUCANE | 4HP18V SERIES | 206903158 | HRCU-A-CB | 4HP18V36P | E*1P23B+H4TXV01 | Ducted Indoor Units | 24000 | 15200 | 2.67 | 14400 | 1.92
DUCANE | 4HP18V SERIES | 206903163 | HRCU-A-CB | 4HP18V36P | E*1P23B+H4TXV01 | Ducted Indoor Units | 24000 | 15300 | 2.65 | 14500 | 1.91
DUCANE | 4HP18V SERIES | 206903169 | HRCU-A-CB | 4HP18V36P | EA(C,U)1P24A+H4TXV01 | Ducted Indoor Units | 24000 | 16000 | 2.63 | 15300 | 1.93
DUCANE | 4HP18V SERIES | 206903170 | HRCU-A-CB | 4HP18V36P | EA(C,U)1P24A+H4TXV01 | Ducted Indoor Units | 24000 | 16100 | 2.62 | 15400 | 1.93
DUCANE | 4HP18V SERIES | 206903184 | HRCU-A-CB | 4HP18V36P | EA(C,U)1P24B+H4TXV01 | Ducted Indoor Units | 24000 | 16200 | 2.65 | 15500 | 1.94
DUCANE | 4HP18V SERIES | 206903190 | HRCU-A-CB | 4HP18V36P | EA(C,U)1P30A+H4TXV01 | Ducted Indoor Units | 24000 | 15600 | 2.72 | 14900 | 1.98
DUCANE | 4HP18V SERIES | 206903198 | HRCU-A-CB | 4HP18V36P | EA(C,U)1P30B+H4TXV01 | Ducted Indoor Units | 24000 | 15500 | 2.72 | 14800 | 1.97
DUCANE | 4HP18V SERIES | 206903201 | HRCU-A-CB | 4HP18V36P | EA(C,U)1P30B+H4TXV01 | Ducted Indoor Units | 24000 | 15600 | 2.71 | 14900 | 1.97
DUCANE | 4HP18V SERIES | 206903213 | HRCU-A-CB | 4HP18V36P | EAC4X24A | Ducted Indoor Units | 24000 | 16100 | 2.62 | 15400 | 1.93
DUCANE | 4HP18V SERIES | 206903220 | HRCU-A-CB | 4HP18V36P | EAC4X24B | Ducted Indoor Units | 24000 | 15900 | 2.63 | 15200 | 1.94
DUCANE | 4HP18V SERIES | 206903231 | HRCU-A-CB | 4HP18V36P | EAC4X24B | Ducted Indoor Units | 24000 | 16300 | 2.61 | 15600 | 1.94
DUCANE | 4HP18V SERIES | 206903232 | HRCU-A-CB | 4HP18V36P | EAC4X24B | Ducted Indoor Units | 24000 | 16300 | 2.62 | 15600 | 1.94
DUCANE | 4HP18V SERIES | 206903238 | HRCU-A-CB | 4HP18V36P | EAC4X30A | Ducted Indoor Units | 24000 | 15800 | 2.69 | 15100 | 1.97
DUCANE | 4HP18V SERIES | 206903239 | HRCU-A-CB | 4HP18V36P | EAC4X30A | Ducted Indoor Units | 24000 | 15800 | 2.69 | 15100 | 1.97
DUCANE | 4HP18V SERIES | 206903241 | HRCU-A-CB | 4HP18V36P | EAC4X30B | Ducted Indoor Units | 24000 | 15500 | 2.72 | 14800 | 1.97
DUCANE | 4HP18V SERIES | 206903261 | HRCU-A-CB | 4HP18V36P | EAH1P30A+H4TXV01 | Ducted Indoor Units | 24000 | 15800 | 2.86 | 15100 | 2.04
DUCANE | 4HP18V SERIES | 206903263 | HRCU-A-CB | 4HP18V36P | EAH1P30B+H4TXV01 | Ducted Indoor Units | 24000 | 15500 | 2.84 | 14900 | 2.04
DUCANE | 4HP18V SERIES | 206903264 | HRCU-A-CB | 4HP18V36P | EAH1P30B+H4TXV01 | Ducted Indoor Units | 24000 | 15700 | 2.72 | 15100 | 1.98
DUCANE | 4HP18V SERIES | 206903265 | HRCU-A-CB | 4HP18V36P | EAH1P30B+H4TXV01 | Ducted Indoor Units | 24000 | 15600 | 2.82 | 14900 | 2.03
DUCANE | 4HP18V SERIES | 206903269 | HRCU-A-CB | 4HP18V36P | EAH1P30B+H4TXV01 | Ducted Indoor Units | 24000 | 15900 | 2.81 | 15200 | 2.02
DUCANE | 4HP18V SERIES | 206902818 | HRCU-A-CB | 4HP18V36P | BCE5V36M | Ducted Indoor Units | 34800 | 22000 | 2.5 | 18100 | 2.17
DUCANE | 4HP18V SERIES | 206903136 | HRCU-A-CB | 4HP18V36P | BCE5C18M*1P+H4TXV01 | Ducted Indoor Units | 24000 | 15400 | 2.69 | 14700 | 2.34
DUCANE | 4HP18V SERIES | 206903137 | HRCU-A-CB | 4HP18V36P | BCE5C18M*4X | Ducted Indoor Units | 24000 | 15400 | 2.69 | 14700 | 2.34
DUCANE | 4HP18V SERIES | 206903141 | HRCU-A-CB | 4HP18V36P | BCE5E30M | Ducted Indoor Units | 24000 | 15900 | 2.74 | 15300 | 2.41
DUCANE | 4HP18V SERIES | 206903153 | HRCU-A-CB | 4HP18V36P | E*1P23A+H4TXV01 | Ducted Indoor Units | 24000 | 15400 | 2.65 | 14500 | 1.91
DUCANE | 4HP18V SERIES | 206903155 | HRCU-A-CB | 4HP18V36P | E*1P23B+H4TXV01 | Ducted Indoor Units | 24000 | 15100 | 2.62 | 14300 | 1.9
DUCANE | 4HP18V SERIES | 206903156 | HRCU-A-CB | 4HP18V36P | E*1P23B+H4TXV01 | Ducted Indoor Units | 24000 | 15100 | 2.67 | 14300 | 1.91
DUCANE | 4HP18V SERIES | 206903159 | HRCU-A-CB | 4HP18V36P | E*1P23B+H4TXV01 | Ducted Indoor Units | 24000 | 15000 | 2.65 | 14200 | 1.9
DUCANE | 4HP18V SERIES | 206903168 | HRCU-A-CB | 4HP18V36P | E*1P23B+H4TXV01 | Ducted Indoor Units | 24000 | 15400 | 2.62 | 14600 | 1.9
DUCANE | 4HP18V SERIES | 206903179 | HRCU-A-CB | 4HP18V36P | EA(C,U)1P24B+H4TXV01 | Ducted Indoor Units | 24000 | 16000 | 2.65 | 15300 | 1.94
DUCANE | 4HP18V SERIES | 206903188 | HRCU-A-CB | 4HP18V36P | EA(C,U)1P24B+H4TXV01 | Ducted Indoor Units | 24000 | 16300 | 2.61 | 15600 | 1.94
DUCANE | 4HP18V SERIES | 206903192 | HRCU-A-CB | 4HP18V36P | EA(C,U)1P30A+H4TXV01 | Ducted Indoor Units | 24000 | 15700 | 2.64 | 15000 | 1.94
DUCANE | 4HP18V SERIES | 206903194 | HRCU-A-CB | 4HP18V36P | EA(C,U)1P30A+H4TXV01 | Ducted Indoor Units | 24000 | 15800 | 2.63 | 15000 | 1.92
DUCANE | 4HP18V SERIES | 206903196 | HRCU-A-CB | 4HP18V36P | EA(C,U)1P30A+H4TXV01 | Ducted Indoor Units | 24000 | 15800 | 2.69 | 15100 | 1.97
DUCANE | 4HP18V SERIES | 206903199 | HRCU-A-CB | 4HP18V36P | EA(C,U)1P30B+H4TXV01 | Ducted Indoor Units | 24000 | 15900 | 2.65 | 15100 | 1.93
DUCANE | 4HP18V SERIES | 206903210 | HRCU-A-CB | 4HP18V36P | EA(C,U)1P30B+H4TXV01 | Ducted Indoor Units | 24000 | 15900 | 2.68 | 15200 | 1.96
DUCANE | 4HP18V SERIES | 206903212 | HRCU-A-CB | 4HP18V36P | EAC4X24A | Ducted Indoor Units | 24000 | 16000 | 2.63 | 15300 | 1.93
DUCANE | 4HP18V SERIES | 206903235 | HRCU-A-CB | 4HP18V36P | EAC4X30A | Ducted Indoor Units | 24000 | 15700 | 2.64 | 15000 | 1.94
DUCANE | 4HP18V SERIES | 206903237 | HRCU-A-CB | 4HP18V36P | EAC4X30A | Ducted Indoor Units | 24000 | 15800 | 2.63 | 15000 | 1.92
DUCANE | 4HP18V SERIES | 206903240 | HRCU-A-CB | 4HP18V36P | EAC4X30B | Ducted Indoor Units | 24000 | 15600 | 2.69 | 14900 | 1.97
DUCANE | 4HP18V SERIES | 206903242 | HRCU-A-CB | 4HP18V36P | EAC4X30B | Ducted Indoor Units | 24000 | 15900 | 2.65 | 15100 | 1.93
DUCANE | 4HP18V SERIES | 206903244 | HRCU-A-CB | 4HP18V36P | EAC4X30B | Ducted Indoor Units | 24000 | 15600 | 2.71 | 14900 | 1.97
DUCANE | 4HP18V SERIES | 206903257 | HRCU-A-CB | 4HP18V36P | EAH1P30A+H4TXV01 | Ducted Indoor Units | 24000 | 15700 | 2.84 | 15000 | 2.04
DUCANE | 4HP18V SERIES | 206903258 | HRCU-A-CB | 4HP18V36P | EAH1P30A+H4TXV01 | Ducted Indoor Units | 24000 | 15700 | 2.84 | 15000 | 2.04
DUCANE | 4HP18V SERIES | 206903262 | HRCU-A-CB | 4HP18V36P | EAH1P30B+H4TXV01 | Ducted Indoor Units | 24000 | 15600 | 2.8 | 15000 | 2.03
DUCANE | 4HP18V SERIES | 206903276 | HRCU-A-CB | 4HP18V36P | EAH1P30B+H4TXV01 | Ducted Indoor Units | 24000 | 15900 | 2.77 | 15300 | 2.02
DUCANE | 4HP18V SERIES | 206903146 | HRCU-A-CB | 4HP18V36P | BCE7E24M | Ducted Indoor Units | 24000 | 15800 | 2.91 | 15200 | 2.55
DUCANE |  | 208106846 | HMSV-A-CB | 4DHP2S24M-1P |  | Ducted Indoor Units | 24000 | 21600 | 3.37 | 20263 | 1.99
DUCANE |  | 208106854 | HRCU-A-CB | 4DHP2S48M-1P |  | Non-Ducted Indoor Units | 49000 | 36000 | 3.29 | 45000 | 2
DUCANE |  | 211034582 | HRCU-A-CB | 4DHP2S24S-1P | DMD224S4-*P | Mini-Splits | 25000 | 20000 | 3.71 | 20500 | 2.28
DUCANE |  | 211034588 | HRCU-A-CB-O | 4DHP2S24S-1P | D33C224S4-*P | Mini-Splits | 26000 | 19000 | 3.48 | 18550 | 2.16
DUCANE |  | 211034571 | HRCU-A-CB-O | 4DHP2S12S-1L | DWM212S4-*L | Mini-Splits | 12000 | 8400 | 3.04 | 7094 | 2.19
DUCANE |  | 211034587 | HRCU-A-CB-O | 4DHP2S18S-1P | D22C118S4-*P | Mini-Splits | 19000 | 12000 | 2.51 | 11330 | 2.01
DUCANE |  | 208106667 | HRCU-A-CB-O | 4DHP2S18S-1P | D22C118S4-1P | Mini-Splits | 18500 | 12000 | 2.51 | 11331 | 2.01
DUCANE |  | 208106668 | HRCU-A-CB-O | 4DHP2S24S-1P | D33C224S4-1P | Mini-Splits | 25000 | 15600 | 2.86 | 17540 | 2.12
DUCANE |  | 208106671 | HRCU-A-CB | 4DHP2S24S-1P | DMD224S4-1P | Mini-Splits | 24600 | 13500 | 2.59 | 17000 | 2.05
DUCANE |  | 208106666 | HRCU-A-CB-O | 4DHP2S12S-1P | D22C112S4-1P | Mini-Splits | 12000 | 8900 | 3.22 | 7786 | 1.92
DUCANE |  | 208106663 | HRCU-A-CB-O | 4DHP2S12S-1P | DWM212S4-1P | Mini-Splits | 12000 | 9000 | 3.22 | 8465 | 2.26
DUCANE |  | 208106842 | HMSV-A-CB | 4DHP2S18M-1P |  | Non-Ducted Indoor Units | 19000 | 14300 | 3.64 | 12427 | 1.91
DUCANE |  | 208106664 | HRCU-A-CB-O | 4DHP2S18S-1P | DWM218S4-1P | Mini-Splits | 19000 | 14900 | 2.99 | 12184 | 2.25
DUCANE |  | 208106670 | HRCU-A-CB | 4DHP2S18S-1P | DMD218S4-1P | Mini-Splits | 20000 | 12600 | 2.74 | 11966 | 2.21
DUCANE |  | 208106665 | HRCU-A-CB-O | 4DHP2S24S-1P | DWM224S4-1P | Mini-Splits | 25000 | 16200 | 3.08 | 17500 | 2.04
DUCANE |  | 211034586 | HRCU-A-CB-O | 4DHP2S12S-1P | D22C112S4-*P | Mini-Splits | 12000 | 8900 | 3.22 | 7786 | 1.92
DUCANE |  | 211034581 | HRCU-A-CB | 4DHP2S18S-1P | DMD218S4-*P | Mini-Splits | 20000 | 12600 | 2.74 | 11966 | 2.21
DUCANE |  | 211034575 | HRCU-A-CB-O | 4DHP2S24S-1P | DWM224S4-*P | Mini-Splits | 25000 | 16200 | 3.08 | 17500 | 2.04
DUCANE |  | 211034574 | HRCU-A-CB-O | 4DHP2S18S-1P | DWM218S4-*P | Mini-Splits | 19000 | 14900 | 2.99 | 12184 | 2.25
DUCANE |  | 211034573 | HRCU-A-CB-O | 4DHP2S12S-1P | DWM212S4-*P | Mini-Splits | 12000 | 9000 | 3.22 | 8465 | 2.26
DUCANE |  | 208106847 | HMSV-A-CB | 4DHP2S24M-1P |  | Mixed Ducted and Non-Ducted Indoor Units | 24400 | 16700 | 3.2 | 18380 | 1.98
DUCANE |  | 208106844 | HMSV-A-CB | 4DHP2S18M-1P |  | Mixed Ducted and Non-Ducted Indoor Units | 19000 | 11400 | 2.91 | 12427 | 1.91
DUCTLESSAIRE |  | 208136306 | HRCU-A-CB-O | DA0921-H2-O* | DA0921-H2-I* | Mini-Splits | 10000 | 8300 | 2.67 | 6544 | 1.98
DUCTLESSAIRE | DA series | 208136308 | HRCU-A-CB-O | DA1821-H2-O* | DA1821-H2-I* | Mini-Splits | 18000 | 14000 | 2.61 | 12600 | 2.35
DUCTLESSAIRE |  | 9150139 | HRCU-A-CB-O | DA1821-H2-O | DA1821-H2-I | Mini-Splits | 18000 | 10400 | 2.72 | 10953 | 1.9
DURASTAR | DRA Series | 215359258 | HRCU-A-CB-O | DRA1H18S2A | DRAW18F2A | Mini-Splits | 18000 | 14400 | 2.79 | 18000 | 2
DURASTAR | DRA Series | 215359232 | HMSV-A-CB | DRA3U18M2A |  | Mixed Ducted and Non-Ducted Indoor Units | 19000 | 14000 | 2.7 | 14000 | 2.25
DURASTAR | DRA Series | 215359231 | HMSV-A-CB | DRA3U18M2A |  | Ducted Indoor Units | 19000 | 14600 | 2.8 | 14600 | 2.3
DURASTAR | DRA1 | 207787135 | HRCU-A-CB | DRA1U09S1B | DRAD09F1A | Mini-Splits | 10000 | 7700 | 2.59 | 8000 | 2.09
DURASTAR | DRA1 | 207787137 | HRCU-A-CB | DRA1U12S1B | DRAD12F1A | Mini-Splits | 12000 | 9300 | 2.78 | 8400 | 2.26
DURASTAR | DRA1 | 207787138 | HRCU-A-CB-O | DRA1U12S1B | DRAS12F1A | Mini-Splits | 12000 | 9000 | 2.69 | 8400 | 2.26
DURASTAR | DRA1 | 207787139 | HRCU-A-CB-O | DRA1U12S1B | DRAS12F1B | Mini-Splits | 12000 | 9000 | 2.69 | 8400 | 2.26
DURASTAR | DRA1 | 210568112 | HRCU-A-CB-O | DRA1H12S1A | DRAC12F1A | Mini-Splits | 12000 | 9900 | 2.55 | 11500 | 1.9
DURASTAR | DRA1 | 207787131 | HRCU-A-CB-O | DRA1U12S1B | DRAW12F1B | Mini-Splits | 12000 | 10000 | 2.69 | 8820 | 2.25
DURASTAR | DRA1 | 207787130 | HRCU-A-CB-O | DRA1U09S1B | DRAW09F1B | Mini-Splits | 10000 | 8100 | 2.7 | 8564 | 2.22
DURASTAR | DRA1 | 207787144 | HRCU-A-CB-O | DRA1U24S1B | DRAC24F1B | Mini-Splits | 25000 | 19000 | 2.6 | 18900 | 1.96
DURASTAR | DRA1 | 207787132 | HRCU-A-CB-O | DRA1U18S1B | DRAW18F1B | Mini-Splits | 18000 | 14100 | 2.65 | 12829 | 2.35
DURASTAR | DRA5 | 210568224 | HMSV-A-CB | DRA5H55M1A |  | Ducted Indoor Units | 55000 | 35200 | 2.5 | 47000 | 1.94
DURASTAR | DRA1 | 210568109 | HRCU-A-CB-O | DRA1H12S1A | DRAS12F1C | Mini-Splits | 12000 | 10200 | 2.72 | 12300 | 2.1
DURASTAR | DRA1 | 210568106 | HRCU-A-CB-O | DRA1U09S1B | DRAL09F1A | Mini-Splits | 11000 | 8000 | 2.66 | 8500 | 2.37
DURASTAR | DRA1 | 210568102 | HRCU-A-CB-O | DRA1U09S1B | DRAL06F1A | Mini-Splits | 7100 | 5700 | 2.61 | 8500 | 2.03
DURASTAR | DRA2 | 207787173 | HMSV-A-CB | DRA2U18M1B |  | Mixed Ducted and Non-Ducted Indoor Units | 19000 | 14600 | 2.5 | 14000 | 2.17
DURASTAR | DRA2 | 210568211 | HMSR-A-CB-O | DRA2H18M1A |  | Non-Ducted Indoor Units | 20000 | 13500 | 2.5 | 20000 | 2
DURASTAR | DRA1 | 210568098 | HRCU-A-CB-O | DRA1H09S1A | DRAW09F1B | Mini-Splits | 12000 | 9300 | 2.5 | 11300 | 1.9
DURASTAR | DRA1 | 210568099 | HRCU-A-CB-O | DRA1H12S1A | DRAW12F1B | Mini-Splits | 12000 | 10300 | 2.56 | 12113 | 1.9
DURASTAR | DRA1 | 210568118 | HRCU-A-CB | DRA1H24S1A | DRAD24F1A | Mini-Splits | 25000 | 21000 | 2.64 | 27000 | 2
DURASTAR | DRA1 | 207787145 | HRCU-A-CB | DRA1U24S1B | DRAD24F1A | Mini-Splits | 25000 | 20000 | 2.61 | 20000 | 2.3
DURASTAR | DRA1 | 210568116 | HRCU-A-CB | DRA1H12S1A | DRAD12F1A | Mini-Splits | 12500 | 10600 | 2.51 | 12100 | 1.96
DURASTAR | DRA1 | 210568120 | HRCU-A-CB-O | DRA1H24S1A | DRAF24F1A | Mini-Splits | 25000 | 19000 | 2.64 | 25000 | 2.1
DURASTAR | DRA2 | 210568212 | HMSV-A-CB | DRA2H18M1A |  | Ducted Indoor Units | 20000 | 16000 | 2.61 | 20000 | 1.95
DURASTAR | DRA2 | 210568213 | HMSV-A-CB | DRA2H18M1A |  | Mixed Ducted and Non-Ducted Indoor Units | 20000 | 14700 | 2.55 | 20000 | 1.98
DURASTAR | DRA1 | 210568097 | HRCU-A-CB-O | DRA1U09S1B | DRAW06F1B | Mini-Splits | 7000 | 7500 | 2.5 | 7200 | 1.92
DURASTAR | DRA Series | 215359282 | HRCU-A-CB | DRA1U12S2A | DRADH0912F2A | Mini-Splits | 12000 | 9100 | 2.78 | 8900 | 2.44
DURASTAR | DRU Series | 215374887 | HRCU-A-CB | DRU1H36S2A | DRUM3036S2A |  | 37000 | 31800 | 2.56 | 39000 | 1.9
DURASTAR | DRA Series | 215359291 | HRCU-A-CB-O | DRA1U24S2A | DRAC24F2A | Mini-Splits | 25000 | 20400 | 2.73 | 18500 | 2.3
DURASTAR | DRA Series | 215359266 | HRCU-A-CB-O | DRA1H24S2A | DRAC24F2A | Mini-Splits | 25000 | 20400 | 2.78 | 23800 | 2.23
DURASTAR | DRA Series | 215415539 | HMSV-A-CB | DRA6U48M2A |  | Ducted Indoor Units | 47000 | 37000 | 2.5 | 38000 | 2.1
DURASTAR | DRA Series | 215415537 | HMSV-A-CB | DRA6H55M2A |  | Mixed Ducted and Non-Ducted Indoor Units | 55000 | 45000 | 2.65 | 48000 | 2.05
DURASTAR | DRA Series | 215415536 | HMSV-A-CB | DRA6H55M2A |  | Ducted Indoor Units | 55000 | 45000 | 2.7 | 48000 | 2.1
DURASTAR | DRA Series | 215415535 | HMSR-A-CB-O | DRA6H55M2A |  | Non-Ducted Indoor Units | 55000 | 45000 | 2.6 | 48000 | 2
DURASTAR | DRA Series | 215415534 | HMSV-A-CB | DRA6H48M2A |  | Mixed Ducted and Non-Ducted Indoor Units | 48500 | 42500 | 2.5 | 48000 | 2
DURASTAR | DRA Series | 215415533 | HMSV-A-CB | DRA6H48M2A |  | Ducted Indoor Units | 48000 | 44500 | 2.6 | 48000 | 2
DURASTAR | DRU Series | 215415501 | HRCU-A-CB | DRU1H30S2A | DRUM3036S2A |  | 34000 | 23800 | 2.76 | 32600 | 1.96
DURASTAR | DRA1 | 207787140 | HRCU-A-CB-O | DRA1U18S1B | DRAC18F1A | Mini-Splits | 19000 | 12000 | 2.51 | 12700 | 2.16
DURASTAR | DRA Series | 215359293 | HRCU-A-CB | DRA1U24S2A | DRADH24F2A | Mini-Splits | 25000 | 21200 | 2.6 | 19000 | 2.3
DURASTAR | DRA Series | 215359289 | HRCU-A-CB | DRA1U18S2A | DRADH18F2A | Mini-Splits | 20000 | 14900 | 2.89 | 14200 | 2.41
DURASTAR | DRA Series | 215359288 | HRCU-A-CB | DRA1U18S2A | DRADL18F2A | Mini-Splits | 20000 | 14000 | 2.6 | 14000 | 2.19
DURASTAR | DRA Series | 215359281 | HRCU-A-CB | DRA1U12S2A | DRADL0612F2A | Mini-Splits | 12000 | 9500 | 2.58 | 8800 | 2.24
DURASTAR | DRA Series | 215359276 | HRCU-A-CB | DRA1U09S2A | DRADH0912F2A | Mini-Splits | 10000 | 9300 | 2.9 | 8300 | 2.32
DURASTAR | DRA Series | 215359275 | HRCU-A-CB | DRA1U09S2A | DRADL0612F2A | Mini-Splits | 10000 | 8900 | 2.61 | 8600 | 2.25
DURASTAR | DRA Series | 215359268 | HRCU-A-CB | DRA1H24S2A | DRADH24F2A | Mini-Splits | 26000 | 21600 | 2.71 | 24000 | 2.18
DURASTAR | DRA Series | 215359264 | HRCU-A-CB | DRA1H18S2A | DRADH18F2A | Mini-Splits | 19500 | 15000 | 2.89 | 18000 | 2.1
DURASTAR | DRA Series | 215359263 | HRCU-A-CB | DRA1H18S2A | DRADL18F2A | Mini-Splits | 19000 | 15000 | 2.7 | 18000 | 2
DURASTAR | DRA Series | 215359257 | HRCU-A-CB | DRA1H12S2A | DRADH0912F2A | Mini-Splits | 12000 | 10200 | 2.6 | 12000 | 1.95
DURASTAR | DRA Series | 215359244 | HRCU-A-CB | DRA1H06S2A | DRADL0612F2A | Mini-Splits | 8000 | 8000 | 2.69 | 7800 | 2.41
DURASTAR | DRA Series | 215359235 | HMSV-A-CB | DRA4U28M2A |  | Mixed Ducted and Non-Ducted Indoor Units | 26800 | 18200 | 2.5 | 18900 | 2
DURASTAR | DRA Series | 215359234 | HMSV-A-CB | DRA4U28M2A |  | Ducted Indoor Units | 26600 | 18400 | 2.5 | 18800 | 2
DURASTAR | DRA Series | 215359233 | HMSR-A-CB-O | DRA4U28M2A |  | Non-Ducted Indoor Units | 27000 | 18000 | 2.5 | 19000 | 2
DURASTAR | DRA Series | 215359230 | HMSR-A-CB-O | DRA3U18M2A |  | Non-Ducted Indoor Units | 19000 | 13500 | 2.6 | 13500 | 2.2
DURASTAR | DRA Series | 215359217 | HMSV-A-CB | DRA3H18M2A |  | Mixed Ducted and Non-Ducted Indoor Units | 20000 | 16700 | 2.55 | 18000 | 2
DURASTAR | DRA Series | 215359216 | HMSV-A-CB | DRA3H18M2A |  | Ducted Indoor Units | 20000 | 17000 | 2.59 | 18000 | 2
DURASTAR | DRA Series | 215359215 | HMSR-A-CB-O | DRA3H18M2A |  | Non-Ducted Indoor Units | 20000 | 16400 | 2.5 | 18000 | 2
DURASTAR | DRA Series | 215359269 | HRCU-A-CB-O | DRA1H33S2A | DRAW33F2A | Mini-Splits | 36000 | 29600 | 2.61 | 34600 | 1.91
DURASTAR | DRA Series | 215359267 | HRCU-A-CB-O | DRA1H24S2A | DRAF24F2A | Mini-Splits | 26000 | 20200 | 2.74 | 24200 | 2.16
DURASTAR | DRA Series | 215359261 | HRCU-A-CB-O | DRA1H18S2A | DRAS16F2A | Mini-Splits | 17000 | 14200 | 2.6 | 17500 | 1.95
DURASTAR | DRA Series | 215359260 | HRCU-A-CB-O | DRA1H18S2A | DRAC18F2A | Mini-Splits | 19000 | 14900 | 2.7 | 17000 | 1.9
DURASTAR | DRA Series | 215359254 | HRCU-A-CB-O | DRA1H12S2A | DRAC0912F2A | Mini-Splits | 12000 | 10000 | 2.74 | 11500 | 1.99
DURASTAR | DRA Series | 215359253 | HRCU-A-CB-O | DRA1H12S2A | DRAL0612F2A | Mini-Splits | 12500 | 9600 | 2.65 | 11500 | 1.99
DURASTAR | DRA Series | 215359292 | HRCU-A-CB-O | DRA1U24S2A | DRAF24F2A | Mini-Splits | 24400 | 20000 | 2.56 | 18600 | 2.27
DURASTAR | DRA Series | 215359287 | HRCU-A-CB-O | DRA1U18S2A | DRAF18F2A | Mini-Splits | 18000 | 13700 | 2.51 | 12800 | 2.05
DURASTAR | DRA Series | 215359286 | HRCU-A-CB-O | DRA1U18S2A | DRAS16F2A | Mini-Splits | 17000 | 14100 | 2.75 | 13100 | 2.16
DURASTAR | DRA Series | 215359285 | HRCU-A-CB-O | DRA1U18S2A | DRAC18F2A | Mini-Splits | 18000 | 13900 | 2.66 | 12800 | 2.19
DURASTAR | DRA Series | 215359284 | HRCU-A-CB-O | DRA1U18S2A | DRAL18F2A | Mini-Splits | 18000 | 14000 | 2.77 | 13100 | 2.25
DURASTAR | DRA Series | 215359280 | HRCU-A-CB-O | DRA1U12S2A | DRAS12F2A | Mini-Splits | 12000 | 9000 | 2.87 | 8900 | 2.51
DURASTAR | DRA Series | 215359279 | HRCU-A-CB-O | DRA1U12S2A | DRAC0912F2A | Mini-Splits | 12000 | 8500 | 2.8 | 8400 | 2.39
DURASTAR | DRA Series | 215359278 | HRCU-A-CB-O | DRA1U12S2A | DRAL0612F2A | Mini-Splits | 12000 | 8600 | 2.77 | 8600 | 2.47
DURASTAR | DRA Series | 215359274 | HRCU-A-CB-O | DRA1U09S2A | DRAS12F2A | Mini-Splits | 9000 | 9000 | 2.9 | 8600 | 2.27
DURASTAR | DRA Series | 215359273 | HRCU-A-CB-O | DRA1U09S2A | DRAS09F2A | Mini-Splits | 9000 | 9000 | 2.9 | 8600 | 2.27
DURASTAR | DRA Series | 215359272 | HRCU-A-CB-O | DRA1U09S2A | DRAC0912F2A | Mini-Splits | 10000 | 8500 | 2.8 | 8300 | 2.17
DURASTAR | DRA Series | 215359271 | HRCU-A-CB-O | DRA1U09S2A | DRAL0612F2A | Mini-Splits | 11000 | 7900 | 2.69 | 8000 | 2.17
DURASTAR | DRA Series | 215359243 | HRCU-A-CB-O | DRA1H06S2A | DRAL0612F2A | Mini-Splits | 7400 | 7000 | 2.66 | 8100 | 2.4
DURASTAR | DRA Series | 215359290 | HRCU-A-CB-O | DRA1U24S2A | DRAW24F2A | Mini-Splits | 25000 | 19500 | 2.5 | 17800 | 2.15
DURASTAR | DRA Series | 215359283 | HRCU-A-CB-O | DRA1U18S2A | DRAW18F2A | Mini-Splits | 18000 | 13000 | 2.59 | 13000 | 2.35
DURASTAR | DRA Series | 215359277 | HRCU-A-CB-O | DRA1U12S2A | DRAW12F2A | Mini-Splits | 12000 | 9600 | 2.84 | 8600 | 2.36
DURASTAR | DRA Series | 215359270 | HRCU-A-CB-O | DRA1U09S2A | DRAW09F2A | Mini-Splits | 10000 | 8600 | 2.8 | 8200 | 2.33
DURASTAR | DRA Series | 215359265 | HRCU-A-CB-O | DRA1H24S2A | DRAW24F2A | Mini-Splits | 26000 | 21600 | 2.61 | 24000 | 2
DURASTAR | DRA Series | 215359242 | HRCU-A-CB-O | DRA1H06S2A | DRAW06F2A | Mini-Splits | 7000 | 7600 | 2.5 | 7500 | 2.29
DURASTAR | DRU Series | 215374888 | HRCU-A-CB | DRU1H42S2A | DRUM4260S2A |  | 50000 | 37000 | 2.7 | 46000 | 1.9
DURASTAR | DRU Series | 215374889 | HRCU-A-CB | DRU1H48S2A | DRUM4260S2A |  | 50000 | 37000 | 2.7 | 46000 | 1.9
DURASTAR | DRU Series | 215374884 | HRCU-A-CB | DRU1H18S2A | DRUM1824S2A |  | 19000 | 15000 | 2.6 | 18000 | 2
DURASTAR | DRU Series | 215374895 | HRCU-A-CB | DRU1U36S2A | DRUM3036S2A |  | 36000 | 25600 | 2.6 | 27000 | 2
DURASTAR | DRA Series | 215374880 | HRCU-A-CB | DRA1U18S2A | DRAM18F2A |  | 18000 | 13200 | 2.6 | 13000 | 2.3
DURASTAR | DRA Series | 215374882 | HRCU-A-CB | DRA1H18S2A | DRAM18F2A |  | 19500 | 14000 | 2.6 | 18000 | 2.2
DURASTAR | DRA2 | 207787171 | HMSR-A-CB-O | DRA2U18M1B |  | Non-Ducted Indoor Units | 19000 | 14400 | 2.5 | 14000 | 2.22
DURASTAR | DRA1 | 210568108 | HRCU-A-CB-O | DRA1U18S1B | DRAL18F1A | Mini-Splits | 19000 | 12200 | 2.79 | 13100 | 2.3
DURASTAR | DRA3 | 207787175 | HMSV-A-CB | DRA3U28M1B |  | Ducted Indoor Units | 28000 | 22000 | 2.6 | 20000 | 2.14
DURASTAR | DRA1 | 207787141 | HRCU-A-CB | DRA1U18S1B | DRAD18F1A | Mini-Splits | 20000 | 12600 | 2.66 | 13000 | 2.4
DURASTAR | DRA1 | 207787142 | HRCU-A-CB-O | DRA1U18S1B | DRAF18F1A | Mini-Splits | 20000 | 12800 | 2.52 | 13000 | 2.08
DURASTAR | DRA1 | 207787136 | HRCU-A-CB-O | DRA1U12S1B | DRAC12F1A | Mini-Splits | 12000 | 8900 | 2.75 | 8000 | 2.28
ECO AC |  | 211253515 | HRCU-A-CB | EHI-O18BAH | EHI-V18BA |  | 19000 | 13500 | 2.6 | 18629 | 2.04
ECO AC |  | 211253516 | HRCU-A-CB | EHI-O24BAH | EHI-V24BA |  | 24000 | 19200 | 2.5 | 24071 | 1.91
ECO AC |  | 207825495 | HRCU-A-CB | EHH-O12BB | EHH-D12BA | Mini-Splits | 12000 | 9300 | 2.78 | 8400 | 2.26
ECO AC |  | 207825494 | HRCU-A-CB | EHH-O9BB | EHH-D09BA | Mini-Splits | 10000 | 7700 | 2.59 | 8000 | 2.09
ECO AC |  | 207826046 | HRCU-A-CB | EHH-O09BB | EHH-D09BA | Mini-Splits | 10000 | 7700 | 2.59 | 8000 | 2.09
ECO AC | E-series | 207825500 | HMSV-A-CB | EMH-2O18BB |  | Mixed Ducted and Non-Ducted Indoor Units | 19000 | 14600 | 2.5 | 14000 | 2.17
ECO AC |  | 207825490 | HRCU-A-CB-O | EHH-O9BB | EHH-W09BB | Mini-Splits | 10000 | 8300 | 2.67 | 6544 | 1.98
ECO AC |  | 207826045 | HRCU-A-CB-O | EHH-O09BB | EHH-W09BB | Mini-Splits | 10000 | 8300 | 2.67 | 6544 | 1.98
ECO AC |  | 210586151 | HMSR-A-CB-O | EMH-2O18BBH |  | Non-Ducted Indoor Units | 20000 | 13500 | 2.5 | 20000 | 2
ECO AC | E-series | 207825492 | HRCU-A-CB-O | EHH-O18BB | EHH-W18BB | Mini-Splits | 18000 | 14000 | 2.61 | 12600 | 2.35
ECO AC | EHP series | 214232432 | HRCU-A-CB-O | EHP-O09BB | EHP-W09BB | Mini-Splits | 12000 | 9300 | 2.5 | 11300 | 1.9
ECO AC | EHP series | 214232433 | HRCU-A-CB-O | EHP-O12BB | EHP-W12BB | Mini-Splits | 12000 | 10300 | 2.56 | 12113 | 1.9
ECO AC |  | 207825497 | HRCU-A-CB | EHH-O24BB | EHH-D24BA | Mini-Splits | 25000 | 20000 | 2.61 | 20000 | 2.3
ECO AC |  | 206902027 | HRCU-A-CB | EHH-O24BA | EHH-D24BA | Mini-Splits | 25000 | 20000 | 2.61 | 20000 | 2.3
ECO AC |  | 210586152 | HMSV-A-CB | EMH-2O18BBH |  | Ducted Indoor Units | 20000 | 16000 | 2.61 | 20000 | 1.95
ECO AC | E-series | 210586153 | HMSV-A-CB | EMH-2O18BBH |  | Mixed Ducted and Non-Ducted Indoor Units | 20000 | 14700 | 2.55 | 20000 | 1.98
ECO AC | High efficiency series | 215416031 | HRCU-A-CB-O | EHH-O18KBA | EHH-W18KBA | Mini-Splits | 18000 | 10800 | 2.64 | 13500 | 1.9
ECO AC | Premium efficiency series | 215416011 | HRCU-A-CB-O | EHP-O24KBA | EHP-W24KBA | Mini-Splits | 24000 | 20000 | 2.85 | 24000 | 1.9
ECO AC | Premium efficiency series | 215416012 | HRCU-A-CB-O | EHP-O12KBA | EHP-W12KBA | Mini-Splits | 12200 | 10300 | 2.85 | 12000 | 1.91
ECO AC | Premium efficiency series | 215416013 | HRCU-A-CB-O | EHP-O09KBA | EHP-W09KBA | Mini-Splits | 9000 | 8200 | 2.9 | 13000 | 1.91
ECO AC |  | 216772338 | HRCU-A-CB-O | EHS-O09KBB | EHS-W09KBB | Mini-Splits | 10000 | 8100 | 2.7 | 7600 | 1.94
ECO AC | Airy | 216772327 | HRCU-A-CB-O | EHP-O12KBB | EHP-W12KBB | Mini-Splits | 12200 | 10300 | 3.11 | 12200 | 2
ECO AC | Airy | 216772328 | HRCU-A-CB-O | EHP-O09KBB | EHP-W09KBB | Mini-Splits | 10600 | 8900 | 3.22 | 11500 | 2.11
ECO AC | Clivia | 216772331 | HRCU-A-CB-O | EHH-O18KBB | EHH-W18KBB | Mini-Splits | 18000 | 14700 | 2.69 | 14600 | 1.9
ECO AC | Clivia | 216772330 | HRCU-A-CB-O | EHH-O12KBB | EHH-W12KBB | Mini-Splits | 12000 | 10000 | 2.9 | 11000 | 1.95
ECO AC |  | 210586148 | HRCU-A-CB-O | EHH-O18BB | EHH-C18BA | Mini-Splits | 19000 | 12000 | 2.51 | 12700 | 2.16
ECO AC |  | 207825498 | HMSR-A-CB-O | EMH-2O18BB |  | Non-Ducted Indoor Units | 19000 | 14400 | 2.5 | 14000 | 2.22
ECO AC |  | 206902026 | HRCU-A-CB | EHH-O18BA | EHH-D18BA | Mini-Splits | 18000 | 12000 | 2.61 | 10300 | 1.95
ECO AC |  | 206902023 | HRCU-A-CB-O | EHH-O18BA | EHH-W18BA | Mini-Splits | 18000 | 10400 | 2.72 | 10953 | 1.9
ECO AC |  | 207825487 | HRCU-A-CB-O | EHS-O9BB | EHS-W09BB | Mini-Splits | 10000 | 6900 | 2.53 | 6400 | 1.95
ECO AC |  | 207826044 | HRCU-A-CB-O | EHS-O09BB | EHS-W09BB | Mini-Splits | 10000 | 6900 | 2.53 | 6400 | 1.95
ECO AC |  | 210586147 | HRCU-A-CB-O | EHH-O12BB | EHH-C12BA | Mini-Splits | 12000 | 8900 | 2.75 | 8000 | 2.28
ECO AC | LEA series | 211253520 | HRCU-A-CB | EHI-O60BAH | EHI-V60BA |  | 59000 | 42000 | 2.6 | 54356 | 1.91
ECO AC |  | 207825502 | HMSV-A-CB | EMH-3O27BB |  | Ducted Indoor Units | 28000 | 22000 | 2.6 | 20000 | 2.14
ECO AC |  | 207825496 | HRCU-A-CB | EHH-O18BB | EHH-D18BA | Mini-Splits | 20000 | 12600 | 2.66 | 13000 | 2.4
ECO AIR |  | 209319651 | HMSV-A-CB | M5OA-55HFN1-M-[X] |  | Ducted Indoor Units | 55000 | 35200 | 2.5 | 47000 | 1.94
ECO AIR |  | 209319652 | HMSV-A-CB | M5OA-55HFN1-M-[X] |  | Mixed Ducted and Non-Ducted Indoor Units | 55000 | 34800 | 2.5 | 47000 | 1.94
ECO AIR |  | 209319650 | HMSR-A-CB-O | M5OA-55HFN1-M-[X] |  | Non-Ducted Indoor Units | 55000 | 34400 | 2.5 | 47000 | 1.94
ECO AIR |  | 209319638 | HMSR-A-CB-O | M2OI-18HFN1-M |  | Non-Ducted Indoor Units | 20000 | 15000 | 2.5 | 20000 | 1.93
ECO AIR |  | 209319639 | HMSV-A-CB | M2OI-18HFN1-M |  | Ducted Indoor Units | 20000 | 16000 | 2.61 | 20000 | 1.95
ECO AIR |  | 209319640 | HMSV-A-CB | M2OI-18HFN1-M |  | Mixed Ducted and Non-Ducted Indoor Units | 20000 | 15500 | 2.55 | 20000 | 1.95
ECO-AIR | M5O Series | 216759990 | HMSV-A-CB | EDMO-27E |  | Mixed Ducted and Non-Ducted Indoor Units | 26800 | 18400 | 2.56 | 18900 | 2
ECO-AIR |  | 216759988 | HMSR-A-CB-O | EDMO-27E |  | Non-Ducted Indoor Units | 27000 | 18400 | 2.61 | 19000 | 2
ECO-AIR | EDM Series | 216759985 | HMSR-A-CB-O | EDMO-18E |  | Non-Ducted Indoor Units | 19000 | 13600 | 2.81 | 13500 | 2.3
ECO-AIR | EDM Series | 216759987 | HMSV-A-CB | EDMO-18E |  | Mixed Ducted and Non-Ducted Indoor Units | 19000 | 14100 | 2.79 | 14000 | 2.31
ECO-AIR | EDM Series | 216759986 | HMSV-A-CB | EDMO-18E |  | Ducted Indoor Units | 19000 | 14600 | 2.8 | 14600 | 2.3
ECO-AIR | AA18H series | 208130402 | HRCU-A-CB | MOX430U-18HFN1-M | MVC-18HWFN1-M |  | 19000 | 13500 | 2.6 | 18629 | 2.04
ECO-AIR |  | 208130403 | HRCU-A-CB | MOD30-24HFN1-MW | MVC-24HWFN1-M |  | 24000 | 19200 | 2.5 | 24071 | 1.91
ECO-AIR |  | 211644112 | HRCU-A-CB | MOX430-17HFN1-MT0W | MVC-18HWFN1-MW(GA) |  | 19000 | 15400 | 2.7 | 18295 | 2
ECO-AIR |  | 208130397 | HRCU-A-CB | MOX430U-24HFN1-MR0 | MVC-24HWFN1-M |  | 26000 | 21000 | 2.8 | 19400 | 2.1
ECO-AIR |  | 211644049 | HRCU-A-CB | MOX230-09HFN1-MW5W | MTIU-09HWFN1-M | Mini-Splits | 10000 | 7700 | 2.59 | 8000 | 2.09
ECO-AIR |  | 211644050 | HRCU-A-CB | MOX230-12HFN1-MV5W | MTIU-12HWFN1-M | Mini-Splits | 12000 | 9300 | 2.78 | 8400 | 2.26
ECO-AIR |  | 211644069 | HRCU-A-CB-O | MOX330-12HFN1-MW5W | CCA3U-12HRFN1-M(C) | Mini-Splits | 12000 | 9900 | 2.55 | 11500 | 1.9
ECO-AIR |  | 211644059 | HRCU-A-CB-O | MOD33-24HFN1-MT0W | MCD1-24HRFN1-MT0W(GA) | Mini-Splits | 25000 | 19000 | 2.6 | 18900 | 1.96
ECO-AIR |  | 211644092 | HRCU-A-CB-O | MOX230-09HFN1-MW5W | MCBU-06HRFN1-MV0W | Mini-Splits | 7100 | 5700 | 2.61 | 8500 | 2.03
ECO-AIR |  | 208121870 | HMSV-A-CB | M2OA-18HFN1-M |  | Mixed Ducted and Non-Ducted Indoor Units | 19000 | 14500 | 2.5 | 14000 | 2.17
ECO-AIR |  | 208121873 | HMSV-A-CB | M3OJ-27HFN1-M |  | Mixed Ducted and Non-Ducted Indoor Units | 28000 | 21400 | 2.55 | 20000 | 2.13
ECO-AIR |  | 208121863 | HRCU-A-CB-O | MOX230-09HFN1-MW5W | MSEPB-06HRFN1-MY5W | Mini-Splits | 7000 | 8500 | 2.9 | 8581 | 2.19
ECO-AIR |  | 208121859 | HRCU-A-CB-O | MOX230-09HFN1-MW5W | MSEPB-09HRFN1-MY5W(GA) | Mini-Splits | 10000 | 8500 | 2.8 | 8581 | 2.19
ECO-AIR |  | 208121845 | HRCU-A-CB-O | MOX230-09HFN1-MT0W | MSAG11A-09HRFN1-MT0W | Mini-Splits | 10000 | 6000 | 2.51 | 6933 | 1.97
ECO-AIR |  | 209270319 | HRCU-A-C | MOX430U-18HFN1-M | MAC-24HWDN1-MN0 |  | 19000 | 14700 | 2.6 | 15000 | 2.2
ECO-AIR |  | 211644052 | HRCU-A-CB | MOD33-24HFN1-MT0W | MTIU-24HWFN1-M | Mini-Splits | 25000 | 20000 | 2.61 | 20000 | 2.3
ECO-AIR |  | 211644063 | HRCU-A-CB | MOX330-12HFN1-MW5W | MTIU-12HWFN1-M | Mini-Splits | 12500 | 10600 | 2.51 | 12100 | 1.96
ECO-AIR |  | 211644065 | HRCU-A-CB | MOD30-24HFN1-MU0W | MTIU-24HWFN1-M | Mini-Splits | 25000 | 21000 | 2.64 | 27000 | 2
ECO-AIR |  | 208121864 | HRCU-A-CB-O | MOX330-09HFN1-MY5W | MSEPB-09HRFN1-MY5W(GA) | Mini-Splits | 12000 | 9500 | 2.53 | 11109 | 1.97
ECO-AIR |  | 209270320 | HRCU-A-C | MOD30-24HFN1-MW | MAC-24HWDN1-MN0 |  | 25000 | 21000 | 2.58 | 20000 | 1.95
ECO-AIR | ECU Series | 216759918 | HRCU-A-C | ECUO-36H | ECCC-36U |  | 38000 | 29200 | 2.5 | 36000 | 1.9
ECO-AIR | ECU Series | 216759916 | HRCU-A-C | ECUO-36H | ECCB-36U |  | 38000 | 29200 | 2.5 | 36000 | 1.9
ECO-AIR | ECU Series | 216759912 | HRCU-A-C | ECUO-18H | ECCB-24U |  | 19000 | 15200 | 2.7 | 18000 | 2.06
ECO-AIR | ECU Series | 216759910 | HRCU-A-C | ECUO-18H | ECCA-24U |  | 19000 | 15200 | 2.7 | 18000 | 2.06
ECO-AIR | ECU Series | 216759890 | HRCU-A-CB | ECUO-36E | ECMP-36U |  | 36000 | 24800 | 2.6 | 27000 | 2
ECO-AIR | ECU Series | 216759899 | HRCU-A-CB | ECUO-48H | ECMP-48U |  | 50000 | 37000 | 2.7 | 46000 | 1.9
ECO-AIR | ECU Series | 216759898 | HRCU-A-CB | ECUO-42H | ECMP-48U |  | 50000 | 37000 | 2.7 | 46000 | 1.9
ECO-AIR | ECU Series | 216759895 | HRCU-A-CB | ECUO-30H | ECMP-30U |  | 34000 | 23800 | 2.76 | 32600 | 1.96
ECO-AIR | ECU Series | 216759893 | HRCU-A-CB | ECUO-18H | ECMP-18U |  | 19000 | 15000 | 2.6 | 18000 | 2
ECO-AIR | EDM Series | 216760005 | HMSV-A-CB | EDMO-27H |  | Mixed Ducted and Non-Ducted Indoor Units | 27400 | 24000 | 2.5 | 27000 | 2
ECO-AIR | EDM Series | 216760003 | HMSR-A-CB-O | EDMO-27H |  | Non-Ducted Indoor Units | 27000 | 25000 | 2.6 | 27000 | 2
ECO-AIR | EDM Series | 216760002 | HMSV-A-CB | EDMO-18H |  | Mixed Ducted and Non-Ducted Indoor Units | 20000 | 17300 | 2.65 | 18500 | 2
ECO-AIR | EDM Series | 216760001 | HMSV-A-CB | EDMO-18H |  | Ducted Indoor Units | 20000 | 17000 | 2.59 | 18000 | 2
ECO-AIR | EDM Series | 216760000 | HMSR-A-CB-O | EDMO-18H |  | Non-Ducted Indoor Units | 20000 | 17600 | 2.7 | 19000 | 2
ECO-AIR | EDS Series | 216759948 | HRCU-A-CB-O | EDSO-24H | ED4W-24U | Mini-Splits | 25000 | 20400 | 2.78 | 23800 | 2.23
ECO-AIR | EDS Series | 216759947 | HRCU-A-CB-O | EDSO-18H | ED4W-18U | Mini-Splits | 19000 | 14900 | 2.7 | 17000 | 1.9
ECO-AIR | EDS Series | 216759982 | HRCU-A-CB-O | EDSO-18H | EDWM-18U | Mini-Splits | 18000 | 15000 | 2.56 | 18000 | 1.92
ECO-AIR | EDS Series | 216759946 | HRCU-A-CB-O | EDSO-12H | ED4W-12U | Mini-Splits | 12000 | 10000 | 2.74 | 11500 | 1.99
ECO-AIR | EDS Series | 216759953 | HRCU-A-CB-O | EDSO-12H | ED1W-12U | Mini-Splits | 12500 | 9600 | 2.65 | 11500 | 1.99
ECO-AIR | EDS Series | 216759951 | HRCU-A-CB-O | EDSO-06H | ED1W-06U | Mini-Splits | 7400 | 7000 | 2.66 | 8100 | 2.4
ECO-AIR | EDS Series | 216759979 | HRCU-A-CB-O | EDSO-06H | EDWM-06U | Mini-Splits | 7000 | 7900 | 2.79 | 7700 | 2.4
ECO-AIR | EDS Series | 216759944 | HRCU-A-CB-O | EDSO-36E | ED4W-36U | Mini-Splits | 38000 | 26800 | 2.68 | 26600 | 2.2
ECO-AIR | EDS Series | 216759949 | HRCU-A-CB-O | EDSO-36H | ED4W-36U | Mini-Splits | 37000 | 30600 | 2.56 | 37000 | 1.95
ECO-AIR | EDS Series | 216759943 | HRCU-A-CB-O | EDSO-24E | ED4W-24U | Mini-Splits | 25000 | 20400 | 2.73 | 18500 | 2.3
ECO-AIR | EDS Series | 216759939 | HRCU-A-CB-O | EDSO-24E | EDWM-24U | Mini-Splits | 25000 | 18800 | 2.65 | 19600 | 2.54
ECO-AIR | EDS Series | 216759942 | HRCU-A-CB-O | EDSO-18E | ED4W-18U | Mini-Splits | 18000 | 13900 | 2.66 | 12800 | 2.19
ECO-AIR | EDS Series | 216759957 | HRCU-A-CB-O | EDSO-18E | ED1W-18U | Mini-Splits | 18000 | 14000 | 2.77 | 13100 | 2.25
ECO-AIR | EDS Series | 216759938 | HRCU-A-CB-O | EDSO-18E | EDWM-18U | Mini-Splits | 18000 | 13600 | 2.73 | 12800 | 2.1
ECO-AIR | EDS Series | 216759941 | HRCU-A-CB-O | EDSO-12E | ED4W-12U | Mini-Splits | 12000 | 8500 | 2.8 | 8400 | 2.39
ECO-AIR | EDS Series | 216759956 | HRCU-A-CB-O | EDSO-12E | ED1W-12U | Mini-Splits | 12000 | 8600 | 2.77 | 8600 | 2.47
ECO-AIR | EDS Series | 216759937 | HRCU-A-CB-O | EDSO-12E | EDWM-12U | Mini-Splits | 12000 | 9300 | 2.84 | 8400 | 2.3
ECO-AIR | EDS Series | 216759940 | HRCU-A-CB-O | EDSO-09E | ED4W-09U | Mini-Splits | 10000 | 8500 | 2.8 | 8300 | 2.17
ECO-AIR | EDS Series | 216759955 | HRCU-A-CB-O | EDSO-09E | ED1W-09U | Mini-Splits | 11000 | 7900 | 2.69 | 8000 | 2.17
ECO-AIR | EDS Series | 216759936 | HRCU-A-CB-O | EDSO-09E | EDWM-09U | Mini-Splits | 10000 | 8100 | 2.83 | 8000 | 2.37
ECO-AIR | EDS Series | 216759935 | HRCU-A-CB-O | EDSO-12E-115V | EDWM-12E-115V | Mini-Splits | 12000 | 8700 | 2.68 | 7700 | 2.33
ECO-AIR | EDS Series | 216759934 | HRCU-A-CB-O | EDSO-09E-115V | EDWM-09E-115V | Mini-Splits | 10000 | 8500 | 2.71 | 7200 | 2.22
ECO-AIR | EDS Series | 216759984 | HRCU-A-CB-O | EDSO-33H | EDWM-33U | Mini-Splits | 36000 | 30000 | 2.69 | 35000 | 1.98
ECO-AIR | EDS Series | 216759983 | HRCU-A-CB-O | EDSO-24H | EDWM-24U | Mini-Splits | 29000 | 21000 | 2.88 | 24200 | 2.34
ECO-AIR | EDS Series | 216759971 | HRCU-A-CB | EDSO-60H | EDHS-60U | Mini-Splits | 60000 | 45000 | 2.72 | 53500 | 2.1
ECO-AIR | EDS Series | 216759970 | HRCU-A-CB | EDSO-48H | EDHS-48U | Mini-Splits | 52000 | 45000 | 2.61 | 47500 | 2
ECO-AIR | EDS Series | 216759969 | HRCU-A-CB | EDSO-36H | EDHS-36U | Mini-Splits | 42000 | 31600 | 2.73 | 37600 | 2.1
ECO-AIR | EDS Series | 216759975 | HRCU-A-CB | EDSO-24E | EDHS-24U | Mini-Splits | 25000 | 21200 | 2.6 | 19000 | 2.3
ECO-AIR | EDS Series | 216759974 | HRCU-A-CB | EDSO-18E | EDHS-18U | Mini-Splits | 20000 | 14900 | 2.89 | 14200 | 2.41
ECO-AIR | EDS Series | 216759964 | HRCU-A-CB | EDSO-18E | EDLS-18U | Mini-Splits | 20000 | 14000 | 2.6 | 14000 | 2.19
ECO-AIR | EDS Series | 216759973 | HRCU-A-CB | EDSO-12E | EDHS-12U | Mini-Splits | 12000 | 9100 | 2.78 | 8900 | 2.44
ECO-AIR | EDS Series | 216759963 | HRCU-A-CB | EDSO-12E | EDLS-12U | Mini-Splits | 12000 | 9500 | 2.58 | 8800 | 2.24
ECO-AIR | EDS Series | 216759972 | HRCU-A-CB | EDSO-09E | EDHS-09U | Mini-Splits | 10000 | 9300 | 2.9 | 8300 | 2.32
ECO-AIR | EDS Series | 216759962 | HRCU-A-CB | EDSO-09E | EDLS-09U | Mini-Splits | 10000 | 8900 | 2.61 | 8600 | 2.25
ECO-AIR | EDS Series | 216759968 | HRCU-A-CB | EDSO-24H | EDHS-24U | Mini-Splits | 26000 | 21600 | 2.71 | 24000 | 2.18
ECO-AIR | EDS Series | 216759967 | HRCU-A-CB | EDSO-18H | EDHS-18U | Mini-Splits | 19500 | 15000 | 2.89 | 18000 | 2.1
ECO-AIR | EDS Series | 216759961 | HRCU-A-CB | EDSO-18H | EDLS-18U | Mini-Splits | 19000 | 15000 | 2.7 | 18000 | 2
ECO-AIR | EDS Series | 216759966 | HRCU-A-CB | EDSO-12H | EDHS-12U | Mini-Splits | 12000 | 10200 | 2.6 | 12000 | 1.95
ECO-AIR | EDS Series | 216759958 | HRCU-A-CB | EDSO-06H | EDLS-06U | Mini-Splits | 8000 | 8000 | 2.69 | 7800 | 2.41
ECO-AIR | EDM Series | 216759996 | HMSV-A-CB | EDMO-48E |  | Mixed Ducted and Non-Ducted Indoor Units | 47500 | 37400 | 2.5 | 37000 | 2.05
ECO-AIR | EDM Series | 216759995 | HMSV-A-CB | EDMO-48E |  | Ducted Indoor Units | 47000 | 37000 | 2.5 | 38000 | 2.1
ECO-AIR | EDM Series | 216759994 | HMSR-A-CB-O | EDMO-48E |  | Non-Ducted Indoor Units | 48000 | 38000 | 2.5 | 36000 | 2
ECO-AIR | EDM Series | 216759989 | HMSV-A-CB | EDMO-27E |  | Ducted Indoor Units | 26600 | 18400 | 2.5 | 18800 | 2
ECO-AIR | EDM Series | 216760014 | HMSV-A-CB | EDMO-53H |  | Mixed Ducted and Non-Ducted Indoor Units | 55000 | 44500 | 2.65 | 47500 | 2.05
ECO-AIR | EDM Series | 216760013 | HMSV-A-CB | EDMO-53H |  | Ducted Indoor Units | 55000 | 45000 | 2.7 | 48000 | 2.1
ECO-AIR | EDM Series | 216760012 | HMSR-A-CB-O | EDMO-53H |  | Non-Ducted Indoor Units | 55000 | 44000 | 2.6 | 47000 | 2
ECO-AIR | EDM Series | 216760011 | HMSV-A-CB | EDMO-48H |  | Mixed Ducted and Non-Ducted Indoor Units | 48500 | 44000 | 2.6 | 47500 | 2
ECO-AIR | EDM Series | 216760010 | HMSV-A-CB | EDMO-48H |  | Ducted Indoor Units | 48000 | 44500 | 2.6 | 48000 | 2
ECO-AIR | EDM Series | 216760009 | HMSR-A-CB-O | EDMO-48H |  | Non-Ducted Indoor Units | 49000 | 44000 | 2.6 | 47000 | 2
ECO-AIR |  | 211644073 | HRCU-A-CB-O | MOE30U-48HFN1-M-[X](GA) | MCD1-48HRFN1-M(GA) | Mini-Splits | 53000 | 35000 | 2.59 | 48000 | 1.98
ECO-AIR |  | 211644058 | HRCU-A-CB-O | MOX430-18HFN1-MU0W | CCA3U-18HRFN1-M(C) | Mini-Splits | 19000 | 12000 | 2.51 | 12700 | 2.16
ECO-AIR |  | 213307915 | HMSR-A-CB-O | M4OX630-36HFN1-M1X |  | Non-Ducted Indoor Units | 36000 | 27400 | 2.5 | 36000 | 1.95
ECO-AIR |  | 208121871 | HMSR-A-CB-O | M3OJ-27HFN1-M |  | Non-Ducted Indoor Units | 28000 | 21000 | 2.5 | 20000 | 2.11
ECO-AIR |  | 209270314 | HRCU-A-C | MOX430U-24HFN1-MR0 | MAC-24HWDN1-MN0 |  | 25600 | 22000 | 2.5 | 18500 | 2.2
ECO-AIR |  | 213307908 | HRCU-A-CB | MOX430U-18HFN1-M | MVBE-18HWFN1-MM3E |  | 19000 | 15800 | 2.82 | 18800 | 2.3
ECO-AIR |  | 208121860 | HRCU-A-CB-O | MOX230-12HFN1-MV5W | MSEPB-12HRFN1-MW5W(GA) | Mini-Splits | 12000 | 9000 | 2.69 | 8981 | 2.19
ECO-AIR |  | 208121855 | HRCU-A-CB-O | MOX230-12HFN1-BV0Q1W | MSABB-12HRFN1-BV0Q1W | Mini-Splits | 12000 | 7500 | 2.59 | 6400 | 1.95
ECO-AIR |  | 208121856 | HRCU-A-CB-O | MOX430-18HFN1-MT2Q1W | MSABE-18HRFN1-MT2Q1W | Mini-Splits | 18000 | 13800 | 2.54 | 11700 | 2.05
ECO-AIR |  | 211644051 | HRCU-A-CB | MOX430-18HFN1-MU0W | MTIU-18HWFN1-M | Mini-Splits | 20000 | 12600 | 2.66 | 13000 | 2.4
ECO-AIR |  | 211644057 | HRCU-A-CB-O | MOX230-12HFN1-MV5W | CCA3U-12HRFN1-M(C) | Mini-Splits | 12000 | 8900 | 2.75 | 8000 | 2.28
ECO-AIR |  | 211644109 | HRCU-A-CB | MOD33-24HFN1-MT0W | MVC-23HWFN1-M |  | 25000 | 17000 | 2.98 | 18000 | 1.9
ECO-AIR |  | 211644108 | HRCU-A-CB | MOX430-18HFN1-MU0W | MVC-18HWFN1-MW(GA) |  | 19000 | 13200 | 2.67 | 12800 | 2.32
ECO-AIR |  | 208121872 | HMSV-A-CB | M3OJ-27HFN1-M |  | Ducted Indoor Units | 28000 | 22000 | 2.6 | 20000 | 2.14
ECO-AIR |  | 213081459 | HRCU-A-CB | MOE30U-55HFN1-M | MVC-60HWFN1-M |  | 59000 | 42000 | 2.6 | 54356 | 1.91
ECO-AIR |  | 213081460 | HRCU-A-CB | MOD30-24HFN1-MW | MVBE-24HWFN1-MM3E |  | 26000 | 20000 | 2.7 | 24000 | 2
ECOER |  | 202337969 | HRCU-A-CB | EODA18H-2436 | EAHATN-24 | Ducted Indoor Units | 24000 | 19200 | 2.61 | 17600 | 2.1
ECOER | SDi Pro 2 | 216980951 | HRCU-A-CB | ESCA16H-36BBA | EAHDEC-36AB* |  | 36000 | 24800 | 2.6 | 27000 | 2
ECOER | SDi Extreme 2 | 216980949 | HRCU-A-CB | ESCA17H-36ABA | EAHDEC-36AB* |  | 37000 | 31800 | 2.54 | 39000 | 1.9
ECOER | SDi Extreme 2 | 216706025 | HRCU-A-CB | ESCA17H-48ABA | EAHDEC-48ABA |  | 50000 | 37000 | 2.7 | 46000 | 1.9
ECOER | SDi Extreme 2 | 216706031 | HRCU-A-C | ESCA17H-36ABA | ESCT3036BBA |  | 38000 | 29200 | 2.5 | 36000 | 1.9
ECOER |  | 216445239 | HRCU-A-CB | EODA19H-2436AB* | EAHDEN-24AB* | Ducted Indoor Units | 24000 | 23200 | 2.5 | 19600 | 2.1
ECOER |  | 216445241 | HRCU-A-CB | EODA19H-4860AB* | EAHDEN-48AB* | Ducted Indoor Units | 48000 | 42000 | 2.5 | 34400 | 2.1
ECOER |  | 214608210 | HRCU-A-CB | EODA18H-2436 | EAHATN-24BAA | Ducted Indoor Units | 24000 | 19200 | 2.61 | 17600 | 2.1
ECOER |  | 211887778 | HRCU-A-CB | EODA18H-2436 | EAHATN-24B | Ducted Indoor Units | 24000 | 19200 | 2.61 | 17600 | 2.1
ECOER |  | 211594474 | HRCU-A-CB | ESCA16H-60 | EAHAEC-60 |  | 59000 | 42000 | 2.6 | 54356 | 1.91
ELIOS | ESH Series | 216046615 | HRCU-A-CB-O | ESHMA18C2AN1 | EWHMA18C2AS1 | Mini-Splits | 18000 | 14400 | 2.79 | 18000 | 2
ELIOS | EXH Series | 216505502 | HMSV-A-CB | EXHSA1832AN1 |  | Mixed Ducted and Non-Ducted Indoor Units | 19000 | 14000 | 2.7 | 14000 | 2.25
ELIOS | EXH Series | 216505501 | HMSV-A-CB | EXHSA1832AN1 |  | Ducted Indoor Units | 19000 | 14600 | 2.8 | 14600 | 2.3
ELIOS |  | 207742445 | HRCU-A-CB | DEA09HOS25230E8 | DUA09HIDU230X5 | Mini-Splits | 10000 | 7700 | 2.59 | 8000 | 2.09
ELIOS |  | 207742446 | HRCU-A-CB | DEA12HOS25230E8 | DUA12HIDU230X5 | Mini-Splits | 12000 | 9300 | 2.78 | 8400 | 2.26
ELIOS |  | 207742459 | HRCU-A-CB-O | DEA12HOS25230E8 | DUA12HIFU230E5 | Mini-Splits | 12000 | 9000 | 2.69 | 8400 | 2.26
ELIOS |  | 207742440 | HRCU-A-CB-O | DEA12HOS28230E8 | DUA12HICU230X5 | Mini-Splits | 12000 | 9900 | 2.55 | 11500 | 1.9
ELIOS |  | 207742424 | HRCU-A-CB-O | DEA09HOS25230E8 | DEA09HIW25230E8 | Mini-Splits | 10000 | 8500 | 2.8 | 8581 | 2.19
ELIOS | DEA series | 213081442 | HRCU-A-CB | DEA24HOS20230E7 | FEA24HIAHUU230X7 |  | 24000 | 19200 | 2.5 | 24071 | 1.91
ELIOS | DEA series | 213081441 | HRCU-A-CB | DEA18HOS20230E7 | FEA18HIAHUU230X7 |  | 19000 | 13500 | 2.6 | 18629 | 2.04
ELIOS |  | 208075830 | HRCU-A-CB-O | DEA09HOS25230E8 | DEA06HIW25230E8 | Mini-Splits | 7000 | 8500 | 2.9 | 8581 | 2.19
ELIOS |  | 207742428 | HRCU-A-CB-O | DEA06HOS28230E8 | DEA06HIW25230E8 | Mini-Splits | 7000 | 8500 | 2.9 | 8581 | 2.19
ELIOS |  | 207742436 | HRCU-A-CB-O | DEA24HOS25230E8 | DUA24HICU230X5 | Mini-Splits | 25000 | 19000 | 2.6 | 18900 | 1.96
ELIOS |  | 207824534 | HRCU-A-CB | DEA18HOS28230E8 | DUA24HIDU230X5 | Mini-Splits | 19000 | 15800 | 2.63 | 16000 | 2
ELIOS |  | 208136314 | HMSV-A-CB | DEA55HOM25230X3 |  | Ducted Indoor Units | 55000 | 35200 | 2.5 | 47000 | 1.94
ELIOS | DE-series | 207742474 | HMSV-A-CB | DEA18HOM23230X2 |  | Mixed Ducted and Non-Ducted Indoor Units | 19000 | 14500 | 2.5 | 14000 | 2.17
ELIOS | DE-series | 207742477 | HMSV-A-CB | DEA27HOM23230X2 |  | Mixed Ducted and Non-Ducted Indoor Units | 28000 | 21400 | 2.55 | 20000 | 2.13
ELIOS | DE-series | 208136315 | HMSV-A-CB | DEA55HOM25230X3 |  | Mixed Ducted and Non-Ducted Indoor Units | 55000 | 34800 | 2.5 | 47000 | 1.94
ELIOS | DEA series | 213081448 | HRCU-A-C | DEA18HOS20230E7 | CUB24HAC20BWT7A |  | 19000 | 14700 | 2.6 | 15000 | 2.2
ELIOS |  | 208136313 | HMSR-A-CB-O | DEA55HOM25230X3 |  | Non-Ducted Indoor Units | 55000 | 34400 | 2.5 | 47000 | 1.94
ELIOS |  | 207742460 | HMSR-A-CB-O | DEA18HOM25230X3 |  | Non-Ducted Indoor Units | 20000 | 15000 | 2.5 | 20000 | 1.93
ELIOS | DM Series | 214810646 | HRCU-A-CB | DEA12HOS25230E8 | DM12HIDU230X5 | Mini-Splits | 12000 | 9300 | 2.78 | 8400 | 2.26
ELIOS | DUB series | 214844432 | HRCU-A-CB-O | DEA12HOS28230E8 | DUB12HIFU230X5A | Mini-Splits | 12000 | 10200 | 2.72 | 12300 | 2.1
ELIOS |  | 207742448 | HRCU-A-CB | DEA24HOS25230E8 | DUA24HIDU230X5 | Mini-Splits | 25000 | 20000 | 2.61 | 20000 | 2.3
ELIOS |  | 207742453 | HRCU-A-CB | DEA12HOS28230E8 | DUA12HIDU230X5 | Mini-Splits | 12500 | 10600 | 2.51 | 12100 | 1.96
ELIOS |  | 206401449 | HRCU-A-CB | DE24HOS25230E3A | DM24HIDU230X5 | Mini-Splits | 25000 | 21000 | 2.64 | 27000 | 2
ELIOS |  | 207742455 | HRCU-A-CB | DEA24HOS28230E8 | DUA24HIDU230X5 | Mini-Splits | 25000 | 21000 | 2.64 | 27000 | 2
ELIOS |  | 207742461 | HMSV-A-CB | DEA18HOM25230X3 |  | Ducted Indoor Units | 20000 | 16000 | 2.61 | 20000 | 1.95
ELIOS | DE-series | 207742462 | HMSV-A-CB | DEA18HOM25230X3 |  | Mixed Ducted and Non-Ducted Indoor Units | 20000 | 15500 | 2.55 | 20000 | 1.95
ELIOS | DEA series | 213081449 | HRCU-A-C | DEA24HOS20230E7 | CUB24HAC20BWT7A |  | 25000 | 21000 | 2.58 | 20000 | 1.95
ELIOS |  | 207742429 | HRCU-A-CB-O | DEA09HOS28230E8 | DEA09HIW25230E8 | Mini-Splits | 12000 | 9500 | 2.53 | 11109 | 1.97
ELIOS | ESH Series | 216760016 | HRCU-A-C | ESHMB36R2AN1 | GUHMA36RCAS1 |  | 38000 | 29200 | 2.5 | 36000 | 1.9
ELIOS | ESH Series | 216760015 | HRCU-A-C | ESHMB36R2AN1 | GUHMA36RBAS1 |  | 38000 | 29200 | 2.5 | 36000 | 1.9
ELIOS | ESH Series | 216046627 | HRCU-A-CB | ESHEA12C2AN1 | GDHRA12C2AS1 | Mini-Splits | 12000 | 9100 | 2.78 | 8900 | 2.44
ELIOS | ESH Series | 216046626 | HRCU-A-CB | ESHEA09C2AN1 | GDHRA09C2AS1 | Mini-Splits | 10000 | 9300 | 2.9 | 8300 | 2.32
ELIOS | ESH Series | 216618899 | HRCU-A-CB | ESHMB36R2AN1 | EAHMA36R4AS1 |  | 37000 | 31800 | 2.56 | 39000 | 1.9
ELIOS | ESH Series | 216623472 | HRCU-A-C | ESHMA18R2AN1 | GCHMA24RBAS1 |  | 19000 | 15200 | 2.7 | 18000 | 2.06
ELIOS | ESH Series | 216623479 | HRCU-A-C | ESHMA18R2AN1 | GUHMA24RBAS1 |  | 19000 | 15200 | 2.7 | 18000 | 2.06
ELIOS | MSH Series | 216623811 | HRCU-A-C | ESHMB36R2AN1 | GCHMA36RBAS1 |  | 36000 | 29200 | 2.5 | 36000 | 1.9
ELIOS | MSH Series | 216623812 | HRCU-A-C | ESHMB36R2AN1 | GCHMA36RCAS1 |  | 36000 | 29200 | 2.5 | 36000 | 1.9
ELIOS | ESH Series | 216046616 | HRCU-A-CB-O | ESHMA24C2AN1 | EWHMA24C2AS1 | Mini-Splits | 26000 | 21600 | 2.61 | 24000 | 2
ELIOS | ESH Series | 216046617 | HRCU-A-CB-O | ESHMA33C2AN1 | EWHMA33C2AS1 | Mini-Splits | 36000 | 29600 | 2.61 | 34600 | 1.91
ELIOS | ESH Series | 216046619 | HRCU-A-CB-O | ESHEA12C2AN1 | GKHRA12C2AS1 | Mini-Splits | 12000 | 8500 | 2.8 | 8400 | 2.39
ELIOS | ESH Series | 216046618 | HRCU-A-CB-O | ESHEA09C2AN1 | GKHRA09C2AS1 | Mini-Splits | 10000 | 8500 | 2.8 | 8300 | 2.17
ELIOS | ESH Series | 216046620 | HRCU-A-CB-O | ESHEA18C2AN1 | GKHRA18C2AS1 | Mini-Splits | 18000 | 13900 | 2.66 | 12800 | 2.19
ELIOS | ESH Series | 216046622 | HRCU-A-CB-O | ESHUA36R2AN1 | GQHLA36R2AS1 | Mini-Splits | 38000 | 26800 | 2.68 | 26600 | 2.2
ELIOS | ESH Series | 216046621 | HRCU-A-CB-O | ESHEA24C2AN1 | GQHRA24C2AS1 | Mini-Splits | 25000 | 20400 | 2.73 | 18500 | 2.3
ELIOS | ESH Series | 216046625 | HRCU-A-CB-O | ESHEA18C2AN1 | GOHRA18C2AS1 | Mini-Splits | 18000 | 14000 | 2.77 | 13100 | 2.25
ELIOS | ESH Series | 216046628 | HRCU-A-CB | ESHEA18C2AN1 | GDHRA18C2AS1 | Mini-Splits | 20000 | 14900 | 2.89 | 14200 | 2.41
ELIOS | ESH Series | 216046629 | HRCU-A-CB | ESHEA24C2AN1 | GDHRA24C2AS1 | Mini-Splits | 25000 | 21200 | 2.6 | 19000 | 2.3
ELIOS | ESH Series | 216046633 | HRCU-A-CB-O | ESHEA12C2AN1 | GFHRA12C2AS1 | Mini-Splits | 12000 | 9000 | 2.87 | 8900 | 2.51
ELIOS | EXH Series | 216046639 | HMSR-A-CB-O | EXHSA2742AV1 |  | Non-Ducted Indoor Units | 27000 | 18000 | 2.5 | 19000 | 2
ELIOS | EXH Series | 216046640 | HMSV-A-CB | EXHSA2742AV1 |  | Ducted Indoor Units | 26600 | 18400 | 2.5 | 18800 | 2
ELIOS | EXH Series | 216046641 | HMSV-A-CB | EXHSA2742AV1 |  | Mixed Ducted and Non-Ducted Indoor Units | 26800 | 18200 | 2.5 | 18900 | 2
ELIOS | EXH Series | 216046646 | HMSV-A-CB | EXHSA4862AV1 |  | Ducted Indoor Units | 47000 | 37000 | 2.5 | 38000 | 2.1
ELIOS | ESH Series | 216046600 | HRCU-A-CB | ESHMA48R2AN1 | EAHMA48R4AS1 |  | 50000 | 37000 | 2.7 | 46000 | 1.9
ELIOS | ESH Series | 216046598 | HRCU-A-CB | ESHMA30R2AN1 | EAHMA30R4AS1 |  | 34000 | 23800 | 2.76 | 32600 | 1.96
ELIOS | EXH Series | 216046636 | HMSR-A-CB-O | EXHSA1832AV1 |  | Non-Ducted Indoor Units | 19000 | 13500 | 2.6 | 13500 | 2.2
ELIOS | EXH Series | 216505500 | HMSR-A-CB-O | EXHSA1832AN1 |  | Non-Ducted Indoor Units | 19000 | 13500 | 2.6 | 13500 | 2.2
ELIOS | ESH Series | 216505507 | HRCU-A-CB-O | ESHEA12C2AN1 | GOHRA12C2AS1 | Mini-Splits | 12000 | 8600 | 2.77 | 8600 | 2.47
ELIOS | ESH Series | 216505494 | HRCU-A-CB | ESHEA24R2AN1 | GGHLA24R2AS1 |  | 25000 | 20800 | 2.8 | 19600 | 1.96
ELIOS | ESH Series | 216505496 | HRCU-A-CB | ESHEA36R2AN1 | GGHLA36R2AS1 |  | 37000 | 24800 | 2.64 | 29200 | 1.99
ELIOS |  | 207742435 | HRCU-A-CB-O | DEA18HOS25230E8 | DUA18HICU230X5 | Mini-Splits | 19000 | 12000 | 2.51 | 12700 | 2.16
ELIOS |  | 207742444 | HRCU-A-CB-O | DEA48HOS28230E8 | DUA48HICU230X5 | Mini-Splits | 53000 | 35000 | 2.59 | 48000 | 1.98
ELIOS |  | 208119831 | HRCU-A-CB-O | DEA24HOS28230E8 | DE24HIW23230E3 | Mini-Splits | 26000 | 19400 | 2.95 | 26000 | 2.07
ELIOS |  | 206401448 | HRCU-A-CB-O | DE24HOS25230E3A | DE24HIW23230E3 | Mini-Splits | 26000 | 19400 | 2.95 | 26000 | 2.07
ELIOS |  | 207742475 | HMSR-A-CB-O | DEA27HOM23230X2 |  | Non-Ducted Indoor Units | 28000 | 21000 | 2.5 | 20000 | 2.11
ELIOS |  | 204005786 | HMSR-A-CB-O | DE36HOM25230X3 |  | Non-Ducted Indoor Units | 36000 | 23200 | 2.78 | 36037 | 1.96
ELIOS |  | 203238504 | HMSR-A-CB-O | DE18HOM23230X2 |  | Non-Ducted Indoor Units | 19000 | 12000 | 2.79 | 10205 | 1.97
ELIOS |  | 203238506 | HMSR-A-CB-O | DE27HOM23230X2 |  | Non-Ducted Indoor Units | 28000 | 17200 | 2.8 | 17040 | 1.97
ELIOS |  | 205300173 | HRCU-A-CB | DE09HOS25230E3 | DM09HIDU230X5 | Mini-Splits | 10000 | 7200 | 2.74 | 8300 | 2.06
ELIOS |  | 205300169 | HRCU-A-CB | DE24HOS23230E2 | DM24HIDU230X5 | Mini-Splits | 24400 | 16000 | 2.69 | 18500 | 2.04
ELIOS |  | 205300168 | HRCU-A-CB | DE18HOS23230E2 | DM18HIDU230X5 | Mini-Splits | 18000 | 12000 | 2.61 | 10300 | 1.95
ELIOS |  | 203238486 | HRCU-A-CB-O | DE09HOS23230E2 | DE09HIW23230E3 | Mini-Splits | 9800 | 5800 | 2.74 | 7989 | 2
ELIOS |  | 203238488 | HRCU-A-CB-O | DE18HOS23230E2 | DE18HIW23230E3 | Mini-Splits | 18000 | 11400 | 2.72 | 11178 | 2.02
ELIOS |  | 204005778 | HRCU-A-CB | DE09HOS25230E3 | DE09HIDU230X5 | Mini-Splits | 10000 | 7200 | 2.74 | 8300 | 2.06
ELIOS |  | 203238495 | HRCU-A-CB | DE18HOS23230E2 | DE18HIDU230X5 | Mini-Splits | 18000 | 12000 | 2.61 | 10300 | 1.95
ELIOS |  | 203238496 | HRCU-A-CB | DE24HOS23230E2 | DE24HIDU230X5 | Mini-Splits | 24400 | 16000 | 2.69 | 18500 | 2.04
ELIOS |  | 206377757 | HRCU-A-CB-O | DE12HOS42230E4 | DE12HIW42230E4 | Mini-Splits | 12000 | 6800 | 2.62 | 13873 | 2.03
ELIOS |  | 206377755 | HRCU-A-CB-O | DE09HOS42230E4 | DE09HIW42230E4 | Mini-Splits | 10000 | 7200 | 2.78 | 13047 | 1.91
ELIOS |  | 206401445 | HRCU-A-CB-O | DE18HOS25230E3A | DE18HIW23230E3 | Mini-Splits | 18000 | 10900 | 2.58 | 16497 | 1.9
ELIOS |  | 206853242 | HRCU-A-CB | DE36HOS25230E3 | DM36HIDU230X5 | Mini-Splits | 40000 | 28000 | 2.75 | 43000 | 2.1
ELIOS |  | 208119828 | HRCU-A-CB-O | DEA09HOS28230E8 | DE09HIW23230E3 | Mini-Splits | 11500 | 7100 | 2.85 | 9898 | 1.9
ELIOS |  | 207742476 | HMSV-A-CB | DEA27HOM23230X2 |  | Ducted Indoor Units | 28000 | 22000 | 2.6 | 20000 | 2.14
ELIOS |  | 207742447 | HRCU-A-CB | DEA18HOS25230E8 | DUA18HIDU230X5 | Mini-Splits | 20000 | 12600 | 2.66 | 13000 | 2.4
ELIOS | DEA series | 213081446 | HRCU-A-CB | DEA60HOS20230E7 | FEA60HIAHUU230X7 |  | 59000 | 42000 | 2.6 | 54356 | 1.91
ELIOS |  | 207742425 | HRCU-A-CB-O | DEA12HOS25230E8 | DEA12HIW25230E8 | Mini-Splits | 12000 | 9000 | 2.69 | 8981 | 2.19
ELIOS |  | 207742434 | HRCU-A-CB-O | DEA12HOS25230E8 | DUA12HICU230X5 | Mini-Splits | 12000 | 8900 | 2.75 | 8000 | 2.28
EMI |  | 208121929 | HRCU-A-CB-O | MHSZ112DA | MHCAS12DA | Mini-Splits | 12000 | 9900 | 2.55 | 11500 | 1.9
EMI |  | 208121923 | HRCU-A-CB-O | MHSZ106DA | MHWAL06DA | Mini-Splits | 7000 | 8500 | 2.9 | 8581 | 2.19
EMI |  | 208121924 | HRCU-A-CB-O | MHSZ109DA | MHWAL09DA | Mini-Splits | 12000 | 9500 | 2.53 | 11109 | 1.97
EMI | MHAH Series | 216372807 | HRCU-A-CB | MHSD118DACFC | MHAH118DACFC |  | 19000 | 13500 | 2.6 | 18629 | 2.04
EMI | MHAH Series | 216372808 | HRCU-A-CB | MHSD124DACFC | MHAH124DACFC |  | 24000 | 19200 | 2.5 | 24071 | 1.91
EMI | EMX Series | 215444938 | HRCU-A-CB-O | EMXSZ118DA | EMXWAL18DA | Mini-Splits | 18000 | 16600 | 2.55 | 18000 | 1.92
EMI | MHAH Series | 216372812 | HRCU-A-CB | MHSD160DACFC | MHAH160DACFC |  | 59000 | 42000 | 2.6 | 54356 | 1.91
EMI | EMX Series | 215444951 | HMSV-A-CB | EMXMZ548DA |  | Mixed Ducted and Non-Ducted Indoor Units | 48500 | 44000 | 2.6 | 47500 | 2
EMI | EMX Series | 215444950 | HMSV-A-CB | EMXMZ548DA |  | Ducted Indoor Units | 48000 | 44500 | 2.6 | 48000 | 2
EMI | EMX Series | 215444949 | HMSR-A-CB-O | EMXMZ548DA |  | Non-Ducted Indoor Units | 49000 | 44000 | 2.6 | 47000 | 2
EMI | EMX Series | 215444945 | HMSV-A-CB | EMXMZ327DA |  | Mixed Ducted and Non-Ducted Indoor Units | 27400 | 24000 | 2.5 | 27000 | 2
EMI | EMX Series | 215444943 | HMSR-A-CB-O | EMXMZ327DA |  | Non-Ducted Indoor Units | 27000 | 25000 | 2.6 | 27000 | 2
EMI | EMX Series | 215444942 | HMSV-A-CB | EMXMZ218DA |  | Mixed Ducted and Non-Ducted Indoor Units | 20000 | 17300 | 2.65 | 18500 | 2
EMI | EMX Series | 215444941 | HMSV-A-CB | EMXMZ218DA |  | Ducted Indoor Units | 20000 | 17000 | 2.59 | 18000 | 2
EMI | EMX Series | 215444940 | HMSR-A-CB-O | EMXMZ218DA |  | Non-Ducted Indoor Units | 20000 | 17600 | 2.7 | 19000 | 2
EMI | EMX Series | 215444935 | HRCU-A-CB-O | EMXSZ106DA | EMXWAL06DA | Mini-Splits | 7000 | 7900 | 2.79 | 7700 | 2.4
EMI | EMX Series | 215444939 | HRCU-A-CB-O | EMXSZ124DA | EMXWAL24DA | Mini-Splits | 29000 | 21000 | 2.88 | 24200 | 2.34
EMI |  | 203514060 | HMSR-A-CB-O | DHMZ436DA |  | Non-Ducted Indoor Units | 36000 | 23200 | 2.78 | 36037 | 1.96
EMI |  | 204853572 | HMSR-A-CB-O | MZ3H27DAA |  | Non-Ducted Indoor Units | 28000 | 17200 | 2.8 | 17040 | 1.97
EMI |  | 204853571 | HMSR-A-CB-O | MZ2H18DAA |  | Non-Ducted Indoor Units | 19000 | 12000 | 2.79 | 10205 | 1.97
EMI |  | 8993367 | HRCU-A-CB-O | SZ1H18DAA | WALH18DAA | Mini-Splits | 18000 | 10400 | 2.72 | 10953 | 1.9
FRANKLIN |  | 206900433 | HRCU-A-CB-O | MSH123E23MCAA | MST123E20ACAA | Mini-Splits | 12000 | 9900 | 2.55 | 11500 | 1.9
FRANKLIN |  | 214383439 | HMSR-A-CB-O | MST183F25MHAA |  | Non-Ducted Indoor Units | 20000 | 15000 | 2.5 | 20000 | 1.93
FRANKLIN |  | 206764068 | HMSR-A-CB-O | MST183E23MHAA |  | Non-Ducted Indoor Units | 20000 | 15000 | 2.5 | 20000 | 1.93
FRANKLIN |  | 214383441 | HMSV-A-CB | MST183F25MHAA |  | Mixed Ducted and Non-Ducted Indoor Units | 20000 | 15500 | 2.55 | 20000 | 1.95
FRANKLIN |  | 206764069 | HMSV-A-CB | MST183E23MHAA |  | Ducted Indoor Units | 20000 | 16000 | 2.61 | 20000 | 1.95
FRANKLIN |  | 206900430 | HRCU-A-CB | MSH243E23MCAA | MST243E21ADAA | Mini-Splits | 25000 | 21000 | 2.64 | 27000 | 2
FRANKLIN |  | 214383433 | HRCU-A-CB-O | MSH093F25MCAA | MSH093F25AXAA | Mini-Splits | 12000 | 9500 | 2.53 | 11109 | 1.97
FRANKLIN |  | 214383440 | HMSV-A-CB | MST183F25MHAA |  | Ducted Indoor Units | 20000 | 16000 | 2.61 | 20000 | 1.95
FRANKLIN |  | 206900428 | HRCU-A-CB | MSH123E23MCAA | MST123E21ADAA | Mini-Splits | 12500 | 10600 | 2.51 | 12100 | 1.96
FRANKLIN | MST Series | 214594909 | HRCU-A-CB | MSH243F25MCAA | MST243E21ADAA | Mini-Splits | 25000 | 21000 | 2.64 | 27000 | 2
FRANKLIN | MST Series | 214594907 | HRCU-A-CB | MSH123F25MCAA | MST123E21ADAA | Mini-Splits | 12500 | 10600 | 2.51 | 12100 | 1.96
FRANKLIN | MST Series | 214594905 | HRCU-A-CB-O | MSH123F25MCAA | MST123E20ACAA | Mini-Splits | 12000 | 9900 | 2.55 | 11500 | 1.9
FRANKLIN |  | 206764065 | HRCU-A-CB-O | MSH243E23MCAA | MSH243E23AXAA | Mini-Splits | 26000 | 19400 | 2.95 | 26000 | 2.07
FRANKLIN |  | 206764064 | HRCU-A-CB-O | MSH183E23MCAA | MSH183E23AXAA | Mini-Splits | 18000 | 10900 | 2.58 | 16497 | 1.9
FRANKLIN |  | 206764062 | HRCU-A-CB-O | MSH093E23MCAA | MSH093E23AXAA | Mini-Splits | 11500 | 7100 | 2.85 | 9898 | 1.9
FRANKLIN |  | 206764070 | HMSV-A-CB | MST183E23MHAA |  | Mixed Ducted and Non-Ducted Indoor Units | 19500 | 11500 | 2.59 | 19000 | 1.95
FRANKLIN |  | 206900416 | HRCU-A-CB-O | MSH183E21MCAA | MSH183E21AXAA | Mini-Splits | 18000 | 10400 | 2.72 | 10953 | 1.9
FRANKLIN |  | 206900441 | HRCU-A-CB | MSH183E21MCAA | MST183E21ADAA | Mini-Splits | 18000 | 12000 | 2.61 | 10300 | 1.95
FRANKLIN |  | 206900442 | HRCU-A-CB | MSH243E21MCAA | MST243E21ADAA | Mini-Splits | 24400 | 16000 | 2.69 | 18500 | 2.04
FRANKLIN |  | 206764074 | HMSR-A-CB-O | MST363E23MHAA |  | Non-Ducted Indoor Units | 36000 | 23200 | 2.78 | 36037 | 1.96
FRASER-JOHNSTON | LX SERIES | 214396408 | HRCU-A-CB | HH836E2S11 | CTF36C5CDS1 |  | 33000 | 29600 | 2.62 | 27200 | 2
FRASER-JOHNSTON | LX SERIES | 214396403 | HRCU-A-CB | HH836E2S11 | CTF36C5CDS1 |  | 33000 | 29600 | 2.62 | 27200 | 2
FRASER-JOHNSTON | LX SERIES | 214398468 | HRCU-A-CB | HH860E2S11 | CTF60D5CJS1 |  | 55500 | 38500 | 2.56 | 40000 | 2
FRASER-JOHNSTON | LX SERIES | 215853480 | HRCU-A-CB | HH860E2S11 | CTM60D5CJS1 |  | 55000 | 38500 | 2.56 | 40000 | 2
FRASER-JOHNSTON | LX SERIES | 215853488 | HRCU-A-CB | HH860E2S11 | CTF60D5CJS1 |  | 54500 | 37600 | 2.6 | 39500 | 2
FRASER-JOHNSTON | LX SERIES | 214609123 | HRCU-A-CB | HH824E2S11 | CTM30B5ACS1 |  | 23000 | 17900 | 2.6 | 19200 | 2
FRASER-JOHNSTON | LX SERIES | 215853426 | HRCU-A-CB | HH836E2S11 | CTF36C5CDS1 |  | 33000 | 29600 | 2.6 | 27200 | 2
FRASER-JOHNSTON | LX SERIES | 214609050 | HRCU-A-CB | HH860E2S11 | CTM60C5CHS1 |  | 54000 | 37400 | 2.54 | 39000 | 2
FRASER-JOHNSTON | LX SERIES | 214609075 | HRCU-A-CB | HH824E2S11 | CTM36B5ADS1 |  | 23000 | 18300 | 2.76 | 18600 | 2
FRASER-JOHNSTON | LX SERIES | 215853424 | HRCU-A-CB | HH836E2S11 | CTF36C5CDS1 |  | 32800 | 29200 | 2.6 | 27000 | 2
FRASER-JOHNSTON | LX SERIES | 214651035 | HRCU-A-CB | HH860E2S11 | CTU60D5XHS1+TXV |  | 53500 | 37000 | 2.56 | 38500 | 2
FRASER-JOHNSTON | LX SERIES | 214609108 | HRCU-A-CB | HH860E2S11 | CTF60D5CHS1 |  | 53500 | 37000 | 2.56 | 38500 | 2
FRASER-JOHNSTON | LX SERIES | 215853487 | HRCU-A-CB | HH860E2S11 | CTM60D5CJS1 |  | 55000 | 38000 | 2.6 | 40000 | 2
FRASER-JOHNSTON | LX SERIES | 214609197 | HRCU-A-CB | HH860E2S11 | CTM60C5CGS1 |  | 47000 | 34600 | 2.52 | 34400 | 2
FRASER-JOHNSTON | LX SERIES | 215853425 | HRCU-A-CB | HH836E2S11 | CTM36C5CDS1 |  | 32600 | 29200 | 2.58 | 26800 | 2
FRASER-JOHNSTON | LX SERIES | 214609162 | HRCU-A-CB | HH860E2S11 | CTF60C5CHS1 |  | 54000 | 37200 | 2.54 | 39000 | 2
FRASER-JOHNSTON | LX SERIES | 214651883 | HRCU-A-CB | HH824E2S11 | CTU36B5XDS1+TXV |  | 23000 | 18400 | 2.78 | 18700 | 2
FRASER-JOHNSTON | LX SERIES | 214609128 | HRCU-A-CB | HH824E2S11 | CTF36B5ADS1 |  | 23000 | 18400 | 2.78 | 18700 | 2
FRASER-JOHNSTON | LX SERIES | 214650013 | HRCU-A-CB | HH860E2S11 | CTU60D5XGS1+TXV |  | 47000 | 34400 | 2.54 | 34200 | 2
FRASER-JOHNSTON | LX SERIES | 214609143 | HRCU-A-CB | HH860E2S11 | CTF60D5CGS1 |  | 47000 | 34400 | 2.54 | 34200 | 2
FRASER-JOHNSTON | LX SERIES | 215853422 | HRCU-A-CB | HH836E2S11 | CTF36C5CDS1 |  | 32000 | 28600 | 2.56 | 26400 | 2
FRASER-JOHNSTON | LX SERIES | 214609138 | HRCU-A-CB | HH860E2S11 | CTM60D5CHS1 |  | 53500 | 37000 | 2.56 | 38500 | 2
FRASER-JOHNSTON | LX SERIES | 214650638 | HRCU-A-CB | HH824E2S11 | CTU30B5XCS1+TXV |  | 23000 | 17900 | 2.6 | 19100 | 2
FRASER-JOHNSTON | LX SERIES | 214609212 | HRCU-A-CB | HH824E2S11 | CTF30B5ACS1 |  | 23000 | 17900 | 2.6 | 19100 | 2
FRASER-JOHNSTON | LX SERIES | 214609079 | HRCU-A-CB | HH860E2S11 | CTF60C5CHS1 |  | 54000 | 37200 | 2.54 | 38500 | 2
FRASER-JOHNSTON | LX SERIES | 214650094 | HRCU-A-CB | HH824E2S11 | CTU30B5XCS1+TXV |  | 23000 | 17900 | 2.64 | 18400 | 2
FRASER-JOHNSTON | LX SERIES | 214609182 | HRCU-A-CB | HH824E2S11 | CTF30B5ACS1 |  | 23000 | 17900 | 2.64 | 18400 | 2
FRASER-JOHNSTON | LX SERIES | 214609113 | HRCU-A-CB | HH860E2S11 | CTM60D5CGS1 |  | 47000 | 34400 | 2.52 | 34200 | 2
FRASER-JOHNSTON | LX SERIES | 214609192 | HRCU-A-CB | HH860E2S11 | CTM60C5CHS1 |  | 54000 | 37200 | 2.54 | 38500 | 2
FRASER-JOHNSTON | LX SERIES | 216374780 | HRCU-A-CB | HH860E2S11 | CTM60D5CJS1 |  | 55500 | 38500 | 2.58 | 40000 | 2
FRASER-JOHNSTON | LX SERIES | 216374739 | HRCU-A-CB | HH860E2S11 | CTF60D5CJS1 |  | 56000 | 39000 | 2.6 | 40500 | 2
FRASER-JOHNSTON | HMH7 | 213297445 | HRCU-A-CB | HMH72B341 | XAFB36DBCN1 |  | 33400 | 26000 | 2.52 | 23400 | 2
FRASER-JOHNSTON | HMH7 | 213297685 | HRCU-A-CB | HMH72B341 | XAFC36DBCN1 |  | 34800 | 26600 | 2.58 | 24400 | 2.06
FRASER-JOHNSTON | HMH7 | 213296790 | HRCU-A-CB | HMH72B341 | XAHC36DBCN1 |  | 33000 | 25800 | 2.58 | 23200 | 2.04
FRASER-JOHNSTON | HMH7 | 213297020 | HRCU-A-CB | HMH72B341 | XAFB36DBCN1 |  | 33000 | 25800 | 2.54 | 23200 | 2
FRASER-JOHNSTON | HMH7 | 213297250 | HRCU-A-CB | HMH72B341 | XAFB36DBCN1 |  | 33000 | 25800 | 2.5 | 23200 | 1.98
FRASER-JOHNSTON | HMH7 | 213297240 | HRCU-A-CB | HMH72B341 | XAFC36DBCN1 |  | 33000 | 25800 | 2.54 | 23200 | 2
FRASER-JOHNSTON | HMH7 | 213297695 | HRCU-A-CB | HMH72B341 | XAFC36DBCN1 |  | 33400 | 26000 | 2.52 | 23400 | 2
FRASER-JOHNSTON | LX SERIES | 215912260 | HRCU-A-CB | HH824E2S11 | CTM36B5ADS1 |  | 23000 | 18000 | 2.75 | 18400 | 2
FRASER-JOHNSTON | LX SERIES | 214396675 | HRCU-A-CB | HH824E2S11 | CTF30A5ADS1 |  | 23000 | 18300 | 2.76 | 18600 | 2
FRASER-JOHNSTON | LX SERIES | 214650935 | HRCU-A-CB | HH824E2S11 | CTU36B5XDS1+TXV |  | 23000 | 18400 | 2.78 | 18700 | 2
FRASER-JOHNSTON | LX SERIES | 214650920 | HRCU-A-CB | HH824E2S11 | CTU36B5XDS1+TXV |  | 23000 | 18400 | 2.78 | 18700 | 2
FRASER-JOHNSTON | LX SERIES | 214397540 | HRCU-A-CB | HH824E2S11 | CTF36B5ADS1 |  | 23000 | 18400 | 2.78 | 18700 | 2
FRASER-JOHNSTON | LX SERIES | 214397535 | HRCU-A-CB | HH824E2S11 | CTF36B5ADS1 |  | 23000 | 18400 | 2.78 | 18700 | 2
FRASER-JOHNSTON | LX SERIES | 214396680 | HRCU-A-CB | HH824E2S11 | CTF30A5ADS1 |  | 23000 | 18300 | 2.76 | 18600 | 2
FRASER-JOHNSTON | LX SERIES | 214650479 | HRCU-A-CB | HH824E2S11 | CTU36B5XDS1+TXV |  | 23000 | 18000 | 2.76 | 18300 | 2
FRASER-JOHNSTON | LX SERIES | 214397107 | HRCU-A-CB | HH824E2S11 | CTF36B5ADS1 |  | 23000 | 18000 | 2.76 | 18300 | 2
FRASER-JOHNSTON | LX SERIES | 214807687 | HRCU-A-CB | HH824E2S11 | CTM36B5ADS1 |  | 23000 | 18300 | 2.76 | 18600 | 2
FRASER-JOHNSTON | LX SERIES | 214810224 | HRCU-A-CB | HH824E2S11 | CTM36B5ADS1 |  | 23000 | 18300 | 2.76 | 18600 | 2
FRASER-JOHNSTON | LX SERIES | 214397945 | HRCU-A-CB | HH824E2S11 | CTF30A5ADS1 |  | 23000 | 18100 | 2.72 | 18500 | 2
FRASER-JOHNSTON | LX SERIES | 214397940 | HRCU-A-CB | HH824E2S11 | CTF30A5ADS1 |  | 23000 | 18100 | 2.72 | 18500 | 2
FRASER-JOHNSTON | LX SERIES | 214396690 | HRCU-A-CB | HH824E2S11 | CTF30A5ADS1 |  | 23000 | 17800 | 2.7 | 18200 | 2
FRASER-JOHNSTON | LX SERIES | 214807736 | HRCU-A-CB | HH824E2S11 | CTM36B5ADS1 |  | 23000 | 18600 | 2.78 | 18800 | 2
FRASER-JOHNSTON | LX SERIES | 214810247 | HRCU-A-CB | HH824E2S11 | CTM36B5ADS1 |  | 23000 | 18600 | 2.78 | 18800 | 2
FRASER-JOHNSTON | LX SERIES | 214651446 | HRCU-A-CB | HH824E2S11 | CTU36B5XDS1+TXV |  | 23000 | 18600 | 2.8 | 18900 | 2
FRASER-JOHNSTON | LX SERIES | 214651433 | HRCU-A-CB | HH824E2S11 | CTU36B5XDS1+TXV |  | 23000 | 18600 | 2.8 | 18900 | 2
FRASER-JOHNSTON | LX SERIES | 214396244 | HRCU-A-CB | HH824E2S11 | CTF36B5ADS1 |  | 23000 | 18600 | 2.8 | 18900 | 2
FRASER-JOHNSTON | LX SERIES | 214396239 | HRCU-A-CB | HH824E2S11 | CTF36B5ADS1 |  | 23000 | 18600 | 2.8 | 18900 | 2
FRASER-JOHNSTON | LX SERIES | 214397866 | HRCU-A-CB | HH860E2S11 | CTM60C5CGS1 |  | 45500 | 34000 | 2.5 | 34200 | 2
FRASER-JOHNSTON | LX SERIES | 214397861 | HRCU-A-CB | HH860E2S11 | CTM60C5CGS1 |  | 45500 | 34000 | 2.5 | 34200 | 2
FRASER-JOHNSTON | LX SERIES | 214720181 | HRCU-A-CB | HH860E2S11 | CTU60C5XGS1+TXV |  | 45500 | 34000 | 2.5 | 34200 | 2
FRASER-JOHNSTON | LX SERIES | 214720176 | HRCU-A-CB | HH860E2S11 | CTU60C5XGS1+TXV |  | 45500 | 34000 | 2.5 | 34200 | 2
FRASER-JOHNSTON | LX SERIES | 214397851 | HRCU-A-CB | HH860E2S11 | CTF60C5CGS1 |  | 45500 | 34000 | 2.5 | 34200 | 2
FRASER-JOHNSTON | LX SERIES | 214397846 | HRCU-A-CB | HH860E2S11 | CTF60C5CGS1 |  | 45500 | 34000 | 2.5 | 34200 | 2
FRASER-JOHNSTON | LX SERIES | 214397441 | HRCU-A-CB | HH860E2S11 | CTM60C5CGS1 |  | 45500 | 34200 | 2.5 | 34200 | 2
FRASER-JOHNSTON | LX SERIES | 214397436 | HRCU-A-CB | HH860E2S11 | CTM60C5CGS1 |  | 45500 | 34200 | 2.5 | 34200 | 2
FRASER-JOHNSTON | LX SERIES | 214720166 | HRCU-A-CB | HH860E2S11 | CTU60C5XGS1+TXV |  | 45500 | 34200 | 2.5 | 34200 | 2
FRASER-JOHNSTON | LX SERIES | 214720161 | HRCU-A-CB | HH860E2S11 | CTU60C5XGS1+TXV |  | 45500 | 34200 | 2.5 | 34200 | 2
FRASER-JOHNSTON | LX SERIES | 214397426 | HRCU-A-CB | HH860E2S11 | CTF60C5CGS1 |  | 45500 | 34200 | 2.5 | 34200 | 2
FRASER-JOHNSTON | LX SERIES | 214397421 | HRCU-A-CB | HH860E2S11 | CTF60C5CGS1 |  | 45500 | 34200 | 2.5 | 34200 | 2
FRASER-JOHNSTON | LX SERIES | 214720191 | HRCU-A-CB | HH860E2S11 | CTU60C5XGS1+TXV |  | 45500 | 34200 | 2.5 | 34200 | 2
FRASER-JOHNSTON | LX SERIES | 214720186 | HRCU-A-CB | HH860E2S11 | CTU60C5XGS1+TXV |  | 45500 | 34200 | 2.5 | 34200 | 2
FRASER-JOHNSTON | LX SERIES | 214397451 | HRCU-A-CB | HH860E2S11 | CTF60C5CGS1 |  | 45500 | 34200 | 2.5 | 34200 | 2
FRASER-JOHNSTON | LX SERIES | 214397446 | HRCU-A-CB | HH860E2S11 | CTF60C5CGS1 |  | 45500 | 34200 | 2.5 | 34200 | 2
FRASER-JOHNSTON | LX SERIES | 214719885 | HRCU-A-CB | HH860E2S11 | CTU60C5XGS1+TXV |  | 45000 | 33600 | 2.5 | 33800 | 2
FRASER-JOHNSTON | LX SERIES | 214719890 | HRCU-A-CB | HH860E2S11 | CTU60C5XGS1+TXV |  | 45000 | 33600 | 2.5 | 33800 | 2
FRASER-JOHNSTON | LX SERIES | 214398307 | HRCU-A-CB | HH860E2S11 | CTF60C5CGS1 |  | 45000 | 33600 | 2.5 | 33800 | 2
FRASER-JOHNSTON | LX SERIES | 214398302 | HRCU-A-CB | HH860E2S11 | CTF60C5CGS1 |  | 45000 | 33600 | 2.5 | 33800 | 2
FRASER-JOHNSTON | LX SERIES | 214720126 | HRCU-A-CB | HH860E2S11 | CTU60C5XGS1+TXV |  | 45000 | 33200 | 2.5 | 33600 | 2
FRASER-JOHNSTON | LX SERIES | 214720121 | HRCU-A-CB | HH860E2S11 | CTU60C5XGS1+TXV |  | 45000 | 33200 | 2.5 | 33600 | 2
FRASER-JOHNSTON | LX SERIES | 214397471 | HRCU-A-CB | HH860E2S11 | CTF60C5CGS1 |  | 45000 | 33200 | 2.5 | 33600 | 2
FRASER-JOHNSTON | LX SERIES | 214397466 | HRCU-A-CB | HH860E2S11 | CTF60C5CGS1 |  | 45000 | 33200 | 2.5 | 33600 | 2
FRASER-JOHNSTON | LX SERIES | 214396606 | HRCU-A-CB | HH860E2S11 | CTM60C5CGS1 |  | 45000 | 33400 | 2.5 | 33600 | 2
FRASER-JOHNSTON | LX SERIES | 214396601 | HRCU-A-CB | HH860E2S11 | CTM60C5CGS1 |  | 45000 | 33400 | 2.5 | 33600 | 2
FRASER-JOHNSTON | LX SERIES | 214398698 | HRCU-A-CB | HH860E2S11 | CTM60C5CGS1 |  | 45000 | 33400 | 2.5 | 33800 | 2
FRASER-JOHNSTON | LX SERIES | 214398693 | HRCU-A-CB | HH860E2S11 | CTM60C5CGS1 |  | 45000 | 33400 | 2.5 | 33800 | 2
FRASER-JOHNSTON | LX SERIES | 214720116 | HRCU-A-CB | HH860E2S11 | CTU60C5XGS1+TXV |  | 45000 | 33400 | 2.5 | 33800 | 2
FRASER-JOHNSTON | LX SERIES | 214720111 | HRCU-A-CB | HH860E2S11 | CTU60C5XGS1+TXV |  | 45000 | 33400 | 2.5 | 33800 | 2
FRASER-JOHNSTON | LX SERIES | 214398688 | HRCU-A-CB | HH860E2S11 | CTF60C5CGS1 |  | 45000 | 33400 | 2.5 | 33800 | 2
FRASER-JOHNSTON | LX SERIES | 214398683 | HRCU-A-CB | HH860E2S11 | CTF60C5CGS1 |  | 45000 | 33400 | 2.5 | 33800 | 2
FRASER-JOHNSTON | LX SERIES | 214649825 | HRCU-A-CB | HH860E2S11 | CTU60D5XGS1+TXV |  | 47500 | 36200 | 2.56 | 35200 | 2
FRASER-JOHNSTON | LX SERIES | 214649820 | HRCU-A-CB | HH860E2S11 | CTU60D5XGS1+TXV |  | 47500 | 36200 | 2.56 | 35200 | 2
FRASER-JOHNSTON | LX SERIES | 214396626 | HRCU-A-CB | HH860E2S11 | CTF60D5CGS1 |  | 47500 | 36200 | 2.56 | 35200 | 2
FRASER-JOHNSTON | LX SERIES | 214396621 | HRCU-A-CB | HH860E2S11 | CTF60D5CGS1 |  | 47500 | 36200 | 2.56 | 35200 | 2
FRASER-JOHNSTON | LX SERIES | 214398248 | HRCU-A-CB | HH860E2S11 | CTM60C5CGS1 |  | 45000 | 33600 | 2.5 | 33800 | 2
FRASER-JOHNSTON | LX SERIES | 214397057 | HRCU-A-CB | HH860E2S11 | CTM60C5CGS1 |  | 45000 | 33600 | 2.5 | 33800 | 2
FRASER-JOHNSTON | LX SERIES | 214397052 | HRCU-A-CB | HH860E2S11 | CTM60C5CGS1 |  | 45000 | 33600 | 2.5 | 33800 | 2
FRASER-JOHNSTON | LX SERIES | 214397087 | HRCU-A-CB | HH860E2S11 | CTM60C5CGS1 |  | 45500 | 34200 | 2.5 | 34200 | 2
FRASER-JOHNSTON | LX SERIES | 214397082 | HRCU-A-CB | HH860E2S11 | CTM60C5CGS1 |  | 45500 | 34200 | 2.5 | 34200 | 2
FRASER-JOHNSTON | LX SERIES | 214397584 | HRCU-A-CB | HH860E2S11 | CTF60C5CHS1 |  | 54500 | 38000 | 2.52 | 39500 | 2
FRASER-JOHNSTON | LX SERIES | 214397579 | HRCU-A-CB | HH860E2S11 | CTF60C5CHS1 |  | 54500 | 38000 | 2.52 | 39500 | 2
FRASER-JOHNSTON | LX SERIES | 214398438 | HRCU-A-CB | HH860E2S11 | CTF60C5CHS1 |  | 55000 | 38000 | 2.54 | 40000 | 2
FRASER-JOHNSTON | LX SERIES | 214398433 | HRCU-A-CB | HH860E2S11 | CTF60C5CHS1 |  | 55000 | 38000 | 2.54 | 40000 | 2
FRASER-JOHNSTON | LX SERIES | 214397077 | HRCU-A-CB | HH860E2S11 | CTM60D5CGS1 |  | 47000 | 35800 | 2.56 | 35000 | 2
FRASER-JOHNSTON | LX SERIES | 214397072 | HRCU-A-CB | HH860E2S11 | CTM60D5CGS1 |  | 47000 | 35800 | 2.56 | 35000 | 2
FRASER-JOHNSTON | LX SERIES | 214397461 | HRCU-A-CB | HH860E2S11 | CTF60C5CGS1 |  | 45000 | 33400 | 2.5 | 33800 | 2
FRASER-JOHNSTON | LX SERIES | 214397456 | HRCU-A-CB | HH860E2S11 | CTF60C5CGS1 |  | 45000 | 33400 | 2.5 | 33800 | 2
FRASER-JOHNSTON | LX SERIES | 214396752 | HRCU-A-CB | HH860E2S11 | CTF60D5CHS1 |  | 55000 | 38000 | 2.56 | 40000 | 2
FRASER-JOHNSTON | LX SERIES | 214396747 | HRCU-A-CB | HH860E2S11 | CTF60D5CHS1 |  | 55000 | 38000 | 2.56 | 40000 | 2
FRASER-JOHNSTON | LX SERIES | 214398029 | HRCU-A-CB | HH860E2S11 | CTM60C5CHS1 |  | 54000 | 37400 | 2.54 | 39000 | 2
FRASER-JOHNSTON | LX SERIES | 214398024 | HRCU-A-CB | HH860E2S11 | CTM60C5CHS1 |  | 54000 | 37400 | 2.54 | 39000 | 2
FRASER-JOHNSTON | LX SERIES | 214396334 | HRCU-A-CB | HH860E2S11 | CTM60C5CHS1 |  | 55000 | 38000 | 2.54 | 40000 | 2
FRASER-JOHNSTON | LX SERIES | 214396329 | HRCU-A-CB | HH860E2S11 | CTM60C5CHS1 |  | 55000 | 38000 | 2.54 | 40000 | 2
FRASER-JOHNSTON | LX SERIES | 214398019 | HRCU-A-CB | HH860E2S11 | CTF60C5CHS1 |  | 55000 | 38000 | 2.52 | 40000 | 2
FRASER-JOHNSTON | LX SERIES | 214398014 | HRCU-A-CB | HH860E2S11 | CTF60C5CHS1 |  | 55000 | 38000 | 2.52 | 40000 | 2
FRASER-JOHNSTON | LX SERIES | 214397629 | HRCU-A-CB | HH860E2S11 | CTM60C5CHS1 |  | 54000 | 37400 | 2.56 | 39000 | 2
FRASER-JOHNSTON | LX SERIES | 214397624 | HRCU-A-CB | HH860E2S11 | CTM60C5CHS1 |  | 54000 | 37400 | 2.56 | 39000 | 2
FRASER-JOHNSTON | LX SERIES | 214397619 | HRCU-A-CB | HH860E2S11 | CTF60C5CHS1 |  | 55000 | 38000 | 2.54 | 40000 | 2
FRASER-JOHNSTON | LX SERIES | 214397614 | HRCU-A-CB | HH860E2S11 | CTF60C5CHS1 |  | 55000 | 38000 | 2.54 | 40000 | 2
FRASER-JOHNSTON | LX SERIES | 214651097 | HRCU-A-CB | HH860E2S11 | CTU60D5XHS1+TXV |  | 55000 | 38000 | 2.56 | 40000 | 2
FRASER-JOHNSTON | LX SERIES | 214651082 | HRCU-A-CB | HH860E2S11 | CTU60D5XHS1+TXV |  | 55000 | 38000 | 2.56 | 40000 | 2
FRASER-JOHNSTON | HMH7 | 213298105 | HRCU-A-CB | HMH72B341 | XAFB36DBCN1+JMET12BS2N1 |  | 33800 | 25200 | 2.58 | 23800 | 2.12
FRASER-JOHNSTON | HMH7 | 213297420 | HRCU-A-CB | HMH72B341 | XAFB36DBCN1+JMVT12BC2N1 |  | 33600 | 25000 | 2.56 | 23600 | 2.1
FRASER-JOHNSTON | HMH7 | 213297220 | HRCU-A-CB | HMH72B341 | XAHC36DBCN1+JMET12CS2N1 |  | 32800 | 24600 | 2.52 | 23000 | 2.06
FRASER-JOHNSTON | HMH7 | 213296945 | HRCU-A-CB | HMH72B341 | XAFC36DBCN1 |  | 33400 | 25800 | 2.56 | 24400 | 2.12
FRASER-JOHNSTON | HMH7 | 213296905 | HRCU-A-CB | HMH72B341 | XAFC36DBCN1 |  | 33400 | 25800 | 2.56 | 24400 | 2.12
FRASER-JOHNSTON | HMH7 | 213297970 | HRCU-A-CB | HMH72B341 | XAHC36DBCN1 |  | 33400 | 25200 | 2.52 | 24000 | 2.08
FRASER-JOHNSTON | HMH7 | 213297950 | HRCU-A-CB | HMH72B341 | XAFD48FBCN1 |  | 32800 | 25200 | 2.6 | 23400 | 2.1
FRASER-JOHNSTON | HMH7 | 213297500 | HRCU-A-CB | HMH72B341 | XAFC48FBCN1 |  | 32800 | 25000 | 2.6 | 23200 | 2.08
FRASER-JOHNSTON | HMH7 | 213297495 | HRCU-A-CB | HMH72B341 | XAFC48FXXN1+TXV |  | 32800 | 25000 | 2.6 | 23200 | 2.08
FRASER-JOHNSTON | HMH7 | 213296985 | HRCU-A-CB | HMH72B341 | XAFB36DBCN1 |  | 33400 | 25400 | 2.52 | 24000 | 2.08
FRASER-JOHNSTON | HMH7 | 213298010 | HRCU-A-CB | HMH72B341 | XAHC36DBCN1 |  | 33400 | 25000 | 2.52 | 23600 | 2.08
FRASER-JOHNSTON | HMH7 | 213297345 | HRCU-A-CB | HMH72B341 | XAFC36DBCN1 |  | 33400 | 25400 | 2.58 | 24200 | 2.14
FRASER-JOHNSTON | HMH7 | 213297120 | HRCU-A-CB | HMH72B341 | XAFC48FBCN1 |  | 32800 | 25200 | 2.6 | 23400 | 2.1
FRASER-JOHNSTON | HMH7 | 213297110 | HRCU-A-CB | HMH72B341 | XAFC48FXXN1+TXV |  | 32800 | 25200 | 2.6 | 23400 | 2.1
FRASER-JOHNSTON | HMH7 | 213296865 | HRCU-A-CB | HMH72B341 | XAFC36DBCN1 |  | 34000 | 25800 | 2.54 | 24600 | 2.12
FRASER-JOHNSTON | HMH7 | 213297315 | HRCU-A-CB | HMH72B341 | XAFC36DBCN1 |  | 33400 | 25400 | 2.58 | 24200 | 2.14
FRASER-JOHNSTON | HMH7 | 213298030 | HRCU-A-CB | HMH72B341 | XAFC36DBCN1 |  | 33400 | 25400 | 2.58 | 24200 | 2.14
FRASER-JOHNSTON | HMH7 | 213296885 | HRCU-A-CB | HMH72B341 | XAFC36DBCN1 |  | 33400 | 25600 | 2.58 | 24400 | 2.12
FRASER-JOHNSTON | HMH7 | 213297930 | HRCU-A-CB | HMH72B341 | XAFB36DBCN1 |  | 33400 | 25400 | 2.52 | 24000 | 2.08
FRASER-JOHNSTON | HMH7 | 213297855 | HRCU-A-CB | HMH72B341 | XAFC36DBCN1+JMET12CS2N1 |  | 34000 | 25400 | 2.6 | 24200 | 2.14
FRASER-JOHNSTON | HMH7 | 213298050 | HRCU-A-CB | HMH72B341 | XAFC36DBCN1 |  | 33400 | 25400 | 2.54 | 24000 | 2.08
FRASER-JOHNSTON | HMH7 | 213296925 | HRCU-A-CB | HMH72B341 | XAFC36DBCN1 |  | 34000 | 25800 | 2.54 | 24600 | 2.12
FRASER-JOHNSTON | HMH7 | 213297550 | HRCU-A-CB | HMH72B341 | XAHC36DBCN1 |  | 33400 | 25000 | 2.52 | 23600 | 2.08
FRASER-JOHNSTON | LX SERIES | 214396777 | HRCU-A-CB | HH860E2S11 | CTF60D5CJS1 |  | 54000 | 37200 | 2.58 | 39000 | 2
FRASER-JOHNSTON | LX SERIES | 214396772 | HRCU-A-CB | HH860E2S11 | CTF60D5CJS1 |  | 54000 | 37200 | 2.58 | 39000 | 2
FRASER-JOHNSTON | LX SERIES | 214397147 | HRCU-A-CB | HH824E2S11 | CTF30B5ACS1 |  | 23000 | 18400 | 2.72 | 18000 | 2
FRASER-JOHNSTON | LX SERIES | 214397142 | HRCU-A-CB | HH824E2S11 | CTF30B5ACS1 |  | 23000 | 18400 | 2.72 | 18000 | 2
FRASER-JOHNSTON | HMH7 | 213296975 | HRCU-A-CB | HMH72B341 | XAFB36DXXN1+TXV |  | 33400 | 25400 | 2.52 | 24000 | 2.08
FRASER-JOHNSTON | HMH7 | 213297295 | HRCU-A-CB | HMH72B341 | XAHC36DBCN1 |  | 33400 | 25000 | 2.52 | 23600 | 2.08
FRASER-JOHNSTON | HMH7 | 213297305 | HRCU-A-CB | HMH72B341 | XAFC36DBCN1 |  | 33400 | 25600 | 2.56 | 24200 | 2.12
FRASER-JOHNSTON | HMH7 | 213297075 | HRCU-A-CB | HMH72B341 | XAFC36DBCN1 |  | 33400 | 25400 | 2.58 | 24200 | 2.14
FRASER-JOHNSTON | HMH7 | 213297590 | HRCU-A-CB | HMH72B341 | XAFB36DBCN1 |  | 34000 | 25800 | 2.52 | 24600 | 2.1
FRASER-JOHNSTON | HMH7 | 213297580 | HRCU-A-CB | HMH72B341 | XAFB36DXXN1+TXV |  | 34000 | 25800 | 2.52 | 24600 | 2.1
FRASER-JOHNSTON | HMH7 | 213297730 | HRCU-A-CB | HMH72B341 | XAFC36DBCN1 |  | 33400 | 25600 | 2.56 | 24200 | 2.12
FRASER-JOHNSTON | HMH7 | 213297085 | HRCU-A-CB | HMH72B341 | XAHC36DBCN1 |  | 33400 | 25200 | 2.54 | 24000 | 2.1
FRASER-JOHNSTON | HMH7 | 213298100 | HRCU-A-CB | HMH72B341 | XAFB36DXXN1+JMET12BS2N1+TXV |  | 33800 | 25200 | 2.58 | 23800 | 2.12
FRASER-JOHNSTON | HMH7 | 213298070 | HRCU-A-CB | HMH72B341 | XAFB36DBCN1 |  | 33400 | 25600 | 2.54 | 24200 | 2.1
FRASER-JOHNSTON | HMH7 | 213298060 | HRCU-A-CB | HMH72B341 | XAFB36DXXN1+TXV |  | 33400 | 25600 | 2.54 | 24200 | 2.1
FRASER-JOHNSTON | HMH7 | 213297515 | HRCU-A-CB | HMH72B341 | XAFC36DBCN1 |  | 33400 | 25400 | 2.54 | 24000 | 2.08
FRASER-JOHNSTON | HMH7 | 213297750 | HRCU-A-CB | HMH72B341 | XAFD48FBCN1 |  | 32800 | 25000 | 2.6 | 23200 | 2.08
FRASER-JOHNSTON | HMH7 | 213297530 | HRCU-A-CB | HMH72B341 | XAHC36DBCN1 |  | 33400 | 25200 | 2.52 | 24000 | 2.08
FRASER-JOHNSTON | HMH7 | 213297620 | HRCU-A-CB | HMH72B341 | XAHC36DBCN1 |  | 33400 | 25000 | 2.52 | 23600 | 2.08
FRASER-JOHNSTON | HMH7 | 213297925 | HRCU-A-CB | HMH72B341 | XAFB36DXXN1+TXV |  | 33400 | 25400 | 2.52 | 24000 | 2.08
FRASER-JOHNSTON | HMH7 | 213296835 | HRCU-A-CB | HMH72B341 | XAHC36DBCN1 |  | 33400 | 25000 | 2.5 | 23800 | 2.06
FRASER-JOHNSTON | HMH7 | 213297415 | HRCU-A-CB | HMH72B341 | XAFB36DXXN1+JMVT12BC2N1+TXV |  | 33600 | 25000 | 2.56 | 23600 | 2.1
FRASER-JOHNSTON | HMH7 | 213297740 | HRCU-A-CB | HMH72B341 | XAHC36DBCN1 |  | 33400 | 25200 | 2.52 | 23800 | 2.08
FRIEDRICH |  | 216891246 | HRCU-A-CB | RD18AY36AJVC | RCFY3621MTANM |  | 32200 | 29600 | 2.5 | 28000 | 2.1
FRIEDRICH |  | 216891248 | HRCU-A-CB | RD18AY36AJVC | RCFY3621MTANM |  | 32200 | 29600 | 2.5 | 28000 | 2.1
FRIEDRICH |  | 216891254 | HRCU-A-CB | RD18AY36AJVC | RCFY3621MTANM |  | 32200 | 29800 | 2.52 | 28200 | 2.1
FRIEDRICH |  | 216891262 | HRCU-A-CB | RD18AY36AJVC | RCFY3621MTANM |  | 32400 | 29600 | 2.5 | 28000 | 2.1
FRIEDRICH |  | 216891267 | HRCU-A-CB | RD18AY36AJVC | RCFY3621MTANM |  | 32200 | 29800 | 2.52 | 28200 | 2.1
FRIEDRICH |  | 216891270 | HRCU-A-CB | RD18AY36AJVC | RCFY3621MTANM |  | 32200 | 29600 | 2.5 | 28000 | 2.1
FRIEDRICH |  | 216891276 | HRCU-A-CB | RD18AY36AJVC | RCFY3621MTANM |  | 32400 | 29600 | 2.5 | 28000 | 2.1
FRIEDRICH |  | 216891285 | HRCU-A-CB | RD18AY36AJVC | RCFY3621MTANM |  | 32200 | 29600 | 2.5 | 28000 | 2.1
FRIEDRICH |  | 216891286 | HRCU-A-CB | RD18AY36AJVC | RCFY3621MTANM |  | 32400 | 29600 | 2.5 | 28000 | 2.1
FRIEDRICH |  | 216891296 | HRCU-A-CB | RD18AY36AJVC | RCFY3621MTANM |  | 32400 | 29600 | 2.5 | 28000 | 2.1
FRIEDRICH |  | 216891301 | HRCU-A-CB | RD18AY36AJVC | RCFY3621MTANM |  | 32400 | 29600 | 2.5 | 28000 | 2.1
FRIEDRICH |  | 216891304 | HRCU-A-CB | RD18AY36AJVC | RCFY3621MTANM |  | 32400 | 29600 | 2.5 | 28000 | 2.1
FRIEDRICH |  | 216891312 | HRCU-A-CB | RD18AY36AJVC | RCFY3621MTANM |  | 32400 | 29600 | 2.5 | 28000 | 2.1
FRIEDRICH |  | 216891317 | HRCU-A-CB | RD18AY36AJVC | RCFY3621MTANM |  | 32200 | 29600 | 2.5 | 28000 | 2.1
FRIEDRICH |  | 216891325 | HRCU-A-CB | RD18AY36AJVC | RCFY3621MTANM |  | 32400 | 29600 | 2.5 | 28000 | 2.1
FRIEDRICH |  | 216891328 | HRCU-A-CB | RD18AY36AJVC | RCFY3621MTANM |  | 32400 | 29600 | 2.5 | 28000 | 2.1
FRIEDRICH |  | 216891332 | HRCU-A-CB | RD18AY36AJVC | RCFY3621MTANM |  | 32400 | 29600 | 2.5 | 28000 | 2.1
FRIEDRICH |  | 216891339 | HRCU-A-CB | RD18AY36AJVC | RCFY3621MTANM |  | 32400 | 29600 | 2.5 | 28000 | 2.1
FRIEDRICH |  | 216891344 | HRCU-A-CB | RD18AY36AJVC | RCFY3621MTANM |  | 32400 | 29600 | 2.5 | 28000 | 2.1
FRIEDRICH |  | 216891345 | HRCU-A-CB | RD18AY36AJVC | RCFY3621MTANM |  | 32400 | 29600 | 2.5 | 28000 | 2.1
FRIEDRICH |  | 216891347 | HRCU-A-CB | RD18AY36AJVC | RCFY3621MTANM |  | 32200 | 29600 | 2.5 | 28000 | 2.1
FRIEDRICH |  | 216891351 | HRCU-A-CB | RD18AY36AJVC | RCFY3621MTANM |  | 32400 | 29600 | 2.5 | 28000 | 2.1
FRIEDRICH |  | 216891364 | HRCU-A-CB | RD18AY36AJVC | RCFY3621MTANM |  | 32400 | 29600 | 2.5 | 28000 | 2.1
FRIEDRICH |  | 216891368 | HRCU-A-CB | RD18AY36AJVC | RCFY3621MTANM |  | 32200 | 29800 | 2.52 | 28200 | 2.1
FRIEDRICH |  | 216891369 | HRCU-A-CB | RD18AY36AJVC | RCFY3621MTANM |  | 32400 | 29600 | 2.5 | 28000 | 2.1
FRIEDRICH |  | 216891372 | HRCU-A-CB | RD18AY36AJVC | RCFY3621MTANM |  | 32400 | 29600 | 2.5 | 28000 | 2.1
FRIEDRICH |  | 216891374 | HRCU-A-CB | RD18AY36AJVC | RCFY3621MTANM |  | 32200 | 29600 | 2.5 | 28000 | 2.1
FRIEDRICH |  | 216891386 | HRCU-A-CB | RD18AY36AJVC | RCFY3621MTANM |  | 32200 | 29600 | 2.5 | 28000 | 2.1
FRIEDRICH |  | 216891389 | HRCU-A-CB | RD18AY36AJVC | RCFY3621MTANM |  | 32200 | 29600 | 2.5 | 28000 | 2.1
FRIEDRICH |  | 216891743 | HRCU-A-CB | RD18AY36AJVC | RCFY3624MTANM |  | 32600 | 29400 | 2.52 | 27800 | 2.1
FRIEDRICH |  | 216891746 | HRCU-A-CB | RD18AY36AJVC | RCFY3624MTANM |  | 32400 | 29600 | 2.54 | 28000 | 2.1
FRIEDRICH |  | 216891750 | HRCU-A-CB | RD18AY36AJVC | RCFY3624MTANM |  | 32600 | 29400 | 2.52 | 27800 | 2.1
FRIEDRICH |  | 216891754 | HRCU-A-CB | RD18AY36AJVC | RCFY3624MTANM |  | 32600 | 29400 | 2.52 | 28000 | 2.1
FRIEDRICH |  | 216891759 | HRCU-A-CB | RD18AY36AJVC | RCFY3624MTANM |  | 32600 | 29400 | 2.52 | 27800 | 2.1
FRIEDRICH |  | 216891762 | HRCU-A-CB | RD18AY36AJVC | RCFY3624MTANM |  | 32800 | 29400 | 2.52 | 27800 | 2.1
FRIEDRICH |  | 216891764 | HRCU-A-CB | RD18AY36AJVC | RCFY3624MTANM |  | 32600 | 29400 | 2.52 | 27800 | 2.1
FRIEDRICH |  | 216891766 | HRCU-A-CB | RD18AY36AJVC | RCFY3624MTANM |  | 32800 | 29200 | 2.5 | 27600 | 2.1
FRIEDRICH |  | 216891768 | HRCU-A-CB | RD18AY36AJVC | RCFY3624MTANM |  | 32600 | 29400 | 2.52 | 27800 | 2.1
FRIEDRICH |  | 216891770 | HRCU-A-CB | RD18AY36AJVC | RCFY3624MTANM |  | 32400 | 29600 | 2.54 | 28000 | 2.1
FRIEDRICH |  | 216891775 | HRCU-A-CB | RD18AY36AJVC | RCFY3624MTANM |  | 32600 | 29400 | 2.52 | 27800 | 2.1
FRIEDRICH |  | 216891782 | HRCU-A-CB | RD18AY36AJVC | RCFY3624MTANM |  | 32800 | 29200 | 2.5 | 27600 | 2.1
FRIEDRICH |  | 216891788 | HRCU-A-CB | RD18AY36AJVC | RCFY3624MTANM |  | 32400 | 29400 | 2.52 | 28000 | 2.1
FRIEDRICH |  | 216891792 | HRCU-A-CB | RD18AY36AJVC | RCFY3624MTANM |  | 32400 | 29400 | 2.52 | 28000 | 2.1
FRIEDRICH |  | 216891794 | HRCU-A-CB | RD18AY36AJVC | RCFY3624MTANM |  | 32600 | 29400 | 2.52 | 27800 | 2.1
FRIEDRICH |  | 216891798 | HRCU-A-CB | RD18AY36AJVC | RCFY3624MTANM |  | 32400 | 29600 | 2.54 | 28000 | 2.1
FRIEDRICH |  | 216891800 | HRCU-A-CB | RD18AY36AJVC | RCFY3624MTANM |  | 32600 | 29400 | 2.52 | 27800 | 2.1
FRIEDRICH |  | 216891808 | HRCU-A-CB | RD18AY36AJVC | RCFY3624MTANM |  | 32400 | 29400 | 2.52 | 28000 | 2.1
FRIEDRICH |  | 216891809 | HRCU-A-CB | RD18AY36AJVC | RCFY3624MTANM |  | 32400 | 29600 | 2.54 | 28000 | 2.1
FRIEDRICH |  | 216891813 | HRCU-A-CB | RD18AY36AJVC | RCFY3624MTANM |  | 32600 | 29400 | 2.52 | 27800 | 2.1
FRIEDRICH |  | 216891815 | HRCU-A-CB | RD18AY36AJVC | RCFY3624MTANM |  | 32800 | 29200 | 2.5 | 27600 | 2.1
FRIEDRICH |  | 216891819 | HRCU-A-CB | RD18AY36AJVC | RCFY3624MTANM |  | 32600 | 29400 | 2.52 | 27800 | 2.1
FRIEDRICH |  | 216891820 | HRCU-A-CB | RD18AY36AJVC | RCFY3624MTANM |  | 32800 | 29400 | 2.52 | 27800 | 2.1
FRIEDRICH |  | 216891821 | HRCU-A-CB | RD18AY36AJVC | RCFY3624MTANM |  | 32400 | 29600 | 2.54 | 28000 | 2.1
FRIEDRICH |  | 216891822 | HRCU-A-CB | RD18AY36AJVC | RCFY3624MTANM |  | 32800 | 29200 | 2.5 | 27600 | 2.1
FRIEDRICH |  | 216891824 | HRCU-A-CB | RD18AY36AJVC | RCFY3624MTANM |  | 32400 | 29600 | 2.54 | 28000 | 2.1
FRIEDRICH |  | 216891828 | HRCU-A-CB | RD18AY36AJVC | RCFY3624MTANM |  | 32600 | 29400 | 2.52 | 27800 | 2.1
FRIEDRICH |  | 216891832 | HRCU-A-CB | RD18AY36AJVC | RCFY3624MTANM |  | 32400 | 29600 | 2.54 | 28000 | 2.1
FRIEDRICH |  | 216891836 | HRCU-A-CB | RD18AY36AJVC | RCFY3624MTANM |  | 32600 | 29400 | 2.52 | 27800 | 2.1
FRIEDRICH |  | 216891839 | HRCU-A-CB | RD18AY36AJVC | RCFY3624MTANM |  | 32600 | 29400 | 2.52 | 27800 | 2.1
FRIEDRICH |  | 216891840 | HRCU-A-CB | RD18AY36AJVC | RCFY3624MTANM |  | 32600 | 29400 | 2.52 | 27800 | 2.1
FRIEDRICH |  | 216891841 | HRCU-A-CB | RD18AY36AJVC | RCFY3624MTANM |  | 32600 | 29400 | 2.52 | 27800 | 2.1
FRIEDRICH |  | 216891843 | HRCU-A-CB | RD18AY36AJVC | RCFY3624MTANM |  | 32600 | 29400 | 2.52 | 27800 | 2.1
FRIEDRICH |  | 216891845 | HRCU-A-CB | RD18AY36AJVC | RCFY3624MTANM |  | 32600 | 29400 | 2.52 | 27800 | 2.1
FRIEDRICH |  | 216891847 | HRCU-A-CB | RD18AY36AJVC | RCFY3624MTANM |  | 32800 | 29200 | 2.5 | 27600 | 2.1
FRIEDRICH | Breeze | 213795617 | HRCU-A-CB | WFPU18Z363C | WFH36Z193C |  | 35000 | 24000 | 2.5 | 25200 | 2.1
FRIEDRICH | Floating Air Pro | 205104719 | HRCU-A-CB-O | FPHFR18A3A | FPHFC18A3B | Mini-Splits | 18000 | 11000 | 2.54 | 14750 | 2.3
FRIEDRICH |  | 214066571 | HRCU-A-CB | RD17AZ36AJ3N | TCFZ3621MTANM | Ducted Indoor Units | 34200 | 23000 | 2.7 | 17900 | 2.3
FRIEDRICH |  | 214066692 | HRCU-A-CB | RD17AZ36AJ3N | TCFZ3621MTANM | Ducted Indoor Units | 34200 | 23000 | 2.7 | 17900 | 2.3
FRIEDRICH |  | 214066734 | HRCU-A-CB | RD17AZ36AJ3N | TCFZ3621MTANM | Ducted Indoor Units | 34200 | 23000 | 2.7 | 17900 | 2.3
FRIEDRICH |  | 214066639 | HRCU-A-CB | RD17AZ36AJ3N | TCFZ3621MTANM | Ducted Indoor Units | 34200 | 23000 | 2.7 | 17900 | 2.3
FRIEDRICH |  | 214066786 | HRCU-A-CB | RD17AZ36AJ3N | TCFZ3621MTANM | Ducted Indoor Units | 34200 | 23000 | 2.7 | 17900 | 2.3
FRIEDRICH | Floating Air Pro | 205104716 | HRCU-A-CB-O | FPHFR12A3A | FPHFC12A3B | Mini-Splits | 12000 | 7000 | 2.53 | 7377 | 2.08
FRIEDRICH | Breeze | 214061914 | HRCU-A-C | WFPU18Z483C | DC61A44-245R |  | 42000 | 31200 | 3.22 | 34600 | 2.08
FRIEDRICH |  | 214066751 | HRCU-A-CB | RD17AZ36AJ3N | TCFZ3621MTANM | Ducted Indoor Units | 34200 | 23000 | 2.8 | 17800 | 2.3
FRIEDRICH |  | 214066735 | HRCU-A-CB | RD17AZ36AJ3N | TCFZ3621MTANM | Ducted Indoor Units | 34200 | 23200 | 2.7 | 18000 | 2.3
FRIEDRICH |  | 214066713 | HRCU-A-CB | RD17AZ36AJ3N | TCFZ3621MTANM | Ducted Indoor Units | 34200 | 23000 | 2.7 | 17900 | 2.3
FRIEDRICH |  | 214066687 | HRCU-A-CB | RD17AZ36AJ3N | TCFZ3621MTANM | Ducted Indoor Units | 34200 | 23000 | 2.7 | 17900 | 2.3
FRIEDRICH |  | 214066634 | HRCU-A-CB | RD17AZ36AJ3N | TCFZ3621MTANM | Ducted Indoor Units | 34200 | 23000 | 2.8 | 17800 | 2.3
FRIEDRICH |  | 214066608 | HRCU-A-CB | RD17AZ36AJ3N | TCFZ3621MTANM | Ducted Indoor Units | 34200 | 23000 | 2.7 | 17900 | 2.3
FRIEDRICH |  | 214066517 | HRCU-A-CB | RD17AZ36AJ3N | TCFZ3621MTANM | Ducted Indoor Units | 34200 | 23000 | 2.7 | 17900 | 2.3
FRIEDRICH |  | 214066505 | HRCU-A-CB | RD17AZ36AJ3N | TCFZ3624MTANM | Ducted Indoor Units | 34200 | 23400 | 2.7 | 18100 | 2.3
FRIEDRICH |  | 214066498 | HRCU-A-CB | RD17AZ36AJ3N | TCFZ3624MTANM | Ducted Indoor Units | 34200 | 23400 | 2.7 | 18100 | 2.3
FRIEDRICH |  | 214066486 | HRCU-A-CB | RD17AZ36AJ3N | TCFZ3621MTAAM | Ducted Indoor Units | 34200 | 23800 | 2.7 | 18300 | 2.2
FRIEDRICH |  | 214066470 | HRCU-A-CB | RD17AZ36AJ3N | TCFZ3624MTANM | Ducted Indoor Units | 34200 | 23400 | 2.7 | 18100 | 2.3
FRIEDRICH |  | 214066452 | HRCU-A-CB | RD17AZ36AJ3N | FRH2TZ3621MTANA | Ducted Indoor Units | 34200 | 23200 | 2.7 | 18000 | 2.3
FRIEDRICH |  | 214066450 | HRCU-A-CB | RD17AZ36AJ3N | FRH2TZ3621MTANN | Ducted Indoor Units | 34200 | 22800 | 2.77 | 17800 | 2.3
FRIEDRICH |  | 214066439 | HRCU-A-CB | RD17AZ36AJ3N | RH2TZ3621MTANN | Ducted Indoor Units | 34200 | 22800 | 2.77 | 17800 | 2.3
FRIEDRICH |  | 214075928 | HRCU-A-CB | RD17AZ24AJ3N | FRH2TZ3617STANN | Ducted Indoor Units | 22800 | 15300 | 2.61 | 12200 | 2.19
FRIEDRICH |  | 214233329 | HRCU-A-CB | RD17AZ36AJ3N | FRH3VZ4821STACN | Ducted Indoor Units | 34200 | 31200 | 3.79 | 29400 | 2
FRIEDRICH |  | 214097944 | HRCU-A-CB | RD17AZ48AJ3N | FRH3VZ6024STACN | Ducted Indoor Units | 45500 | 43000 | 3.76 | 40000 | 2.1
FRIEDRICH |  | 214095453 | HRCU-A-CB | RD17AZ24AJ3N | FRH3VZ3617STACN | Ducted Indoor Units | 22600 | 18700 | 3.22 | 16700 | 2.1
FRIEDRICH |  | 214075926 | HRCU-A-CB | RD17AZ24AJ3N | FRH2VZ3617STANN | Ducted Indoor Units | 22800 | 15100 | 2.6 | 11900 | 2.19
FRIEDRICH |  | 214066459 | HRCU-A-CB | RD17AZ36AJ3N | FRH2VZ3621MTANA | Ducted Indoor Units | 34200 | 23400 | 2.8 | 18000 | 2.3
FRIEDRICH |  | 214066454 | HRCU-A-CB | RD17AZ36AJ3N | FRH2VZ3621MTANN | Ducted Indoor Units | 34200 | 23200 | 2.82 | 17900 | 2.3
FRIEDRICH | Floating Air Pro | 203383865 | HRCU-A-CB-O | FPHSR09A3A | FPHFW09A3A | Mini-Splits | 9500 | 5000 | 2.62 | 7438 | 2.12
FRIEDRICH | Floating Air Pro | 203383869 | HRCU-A-CB-O | FPHSR18A3A | FPHFW18A3A | Mini-Splits | 19000 | 11600 | 2.7 | 12730 | 2.16
FRIEDRICH | Floating Air Pro | 203383868 | HRCU-A-CB-O | FPHSR12A1A | FPHSW12A1A | Mini-Splits | 13000 | 7500 | 2.71 | 7377 | 2.08
FRIEDRICH | Floating Air Pro | 205142786 | HRCU-A-CB-O | FPHSR18A3A-A | FPHFW18A3B | Mini-Splits | 19000 | 11600 | 2.7 | 12730 | 2.16
FRIEDRICH | Floating Air Pro | 205142783 | HRCU-A-CB-O | FPHSR09A3A-A | FPHFW09A3B | Mini-Splits | 9500 | 5000 | 2.62 | 7438 | 2.12
FRIEDRICH | Floating Air Pro | 205142782 | HRCU-A-CB-O | FPHSR12A1A-A | FPHSW12A1B | Mini-Splits | 13000 | 7500 | 2.71 | 7377 | 2.08
FRIEDRICH | Floating Air Pro | 205142785 | HRCU-A-CB-O | FPHSR12A3A-A | FPHFW12A3B | Mini-Splits | 13000 | 7500 | 2.71 | 7824 | 1.98
FRIEDRICH | Floating Air Pro | 205123805 | HRCU-A-CB-O | FPHFR24A3A | FPHFC24A3B | Mini-Splits | 24000 | 19600 | 2.84 | 21060 | 2.2
FRIEDRICH | Floating Air Pro | 203383866 | HRCU-A-CB-O | FPHSR12A3A | FPHFW12A3A | Mini-Splits | 13000 | 7500 | 2.71 | 7824 | 1.98
FRIEDRICH | Floating Air Pro | 203383864 | HRCU-A-CB-O | FRHSR12A3A | FRHSW12A3A | Mini-Splits | 13000 | 8000 | 3.17 | 7865 | 2.35
FRIEDRICH | Floating Air Pro | 205142789 | HRCU-A-CB-O | FRHSR12A3A-A | FRHSW12A3B | Mini-Splits | 13000 | 8000 | 3.17 | 12030 | 2.41
FRIEDRICH | J-Series | 8915234 | HMSV-A-CB | MR24DY3JMA |  | Mixed Ducted and Non-Ducted Indoor Units | 23250 | 14250 | 2.59 | 14109 | 2.43
FRIEDRICH | J-Series | 8915232 | HMSV-A-CB | MR24DY3JMA |  | Non-Ducted Indoor Units | 24000 | 14500 | 2.72 | 14595 | 2.59
FUJIECO | T-PRO | 211306461 | HMSR-A-CB-O | FES-36H2TK-M4O |  | Non-Ducted Indoor Units | 35600 | 21200 | 2.64 | 23200 | 2.12
FUJIECO | T-PRO | 211306460 | HMSR-A-CB-O | FES-27H2TK-M3O |  | Non-Ducted Indoor Units | 26000 | 18100 | 2.95 | 16250 | 2.27
FUJIECO | T-PRO | 211306454 | HRCU-A-CB-O | FES-24H2TK-ES(O) | FES-24H2TK-ES(I) | Mini-Splits | 24000 | 13900 | 2.75 | 16720 | 1.96
FUJITSU | H-Series | 204740067 | HRCU-A-CB-O | AOUG09LZAH1 | ASUG09LZAS | Mini-Splits | 12000 | 7400 | 3.5 | 15400 | 2.01
FUJITSU | H-Series | 204740066 | HRCU-A-CB-O | AOUG09LZAS1 | ASUG09LZAS | Mini-Splits | 12000 | 7400 | 3.61 | 15400 | 2.15
FUJITSU | H-Series | 204740068 | HRCU-A-CB-O | AOUG12LZAS1 | ASUG12LZAS | Mini-Splits | 16000 | 10000 | 3.33 | 16600 | 2.32
FUJITSU | H-Series | 204740069 | HRCU-A-CB-O | AOUG12LZAH1 | ASUG12LZAS | Mini-Splits | 16000 | 10000 | 3.22 | 16600 | 2.16
FUJITSU | H-Series | 204740070 | HRCU-A-CB-O | AOUG15LZAS1 | ASUG15LZAS | Mini-Splits | 18000 | 11200 | 3.25 | 21000 | 2.24
FUJITSU | H-Series | 204740071 | HRCU-A-CB-O | AOUG15LZAH1 | ASUG15LZAS | Mini-Splits | 18000 | 11200 | 3.16 | 21000 | 2.12
FUJITSU | H-Series | 8912454 | HRCU-A-CB-O | AOU30RLXEH | ASU30RLE | Mini-Splits | 32000 | 18900 | 2.56 | 32030 | 2.06
FUJITSU | H-Series | 6936995 | HRCU-A-CB-O | AOU9RLFF | AGU9RLF | Mini-Splits | 12000 | 7500 | 2.82 | 14220 | 1.98
FUJITSU | H-Series | 6936997 | HRCU-A-CB-O | AOU15RLFF | AGU15RLF | Mini-Splits | 18000 | 11600 | 2.62 | 18960 | 1.91
FUJITSU | H-Series | 6937310 | HRCU-A-CB-O | AOU12RLFFH | AGU12RLF | Mini-Splits | 16000 | 10600 | 2.61 | 15050 | 1.9
FUJITSU | H-Series | 206597213 | HRCU-A-CB-O | AOUG15LZAH1 | ASUG15LZBS | Mini-Splits | 18000 | 11200 | 3.16 | 21000 | 2.12
FUJITSU | H-Series | 206597208 | HRCU-A-CB-O | AOUG09LZAS1 | ASUG09LZBS | Mini-Splits | 12000 | 7400 | 3.61 | 15400 | 2.15
FUJITSU | H-Series | 206597209 | HRCU-A-CB-O | AOUG09LZAH1 | ASUG09LZBS | Mini-Splits | 12000 | 7400 | 3.5 | 15400 | 2.01
FUJITSU | H-Series | 206597212 | HRCU-A-CB-O | AOUG15LZAS1 | ASUG15LZBS | Mini-Splits | 18000 | 11200 | 3.25 | 21000 | 2.24
FUJITSU | H-Series | 207615688 | HRCU-A-CB-O | AOUH09LMAS1 | ASUH09LMAS | Mini-Splits | 12000 | 7400 | 3.19 | 10200 | 2.35
FUJITSU | H-Series | 206913028 | HRCU-A-CB-O | AOUH24LMAS1 | ASUH24LMAS | Mini-Splits | 25200 | 15700 | 3.05 | 25500 | 2.08
FUJITSU | H-Series | 206263450 | HRCU-A-CB-O | AOUH12LMAH1 | ASUH12LMAS | Mini-Splits | 16000 | 10300 | 2.9 | 10700 | 2.27
FUJITSU | H-Series | 206597210 | HRCU-A-CB-O | AOUG12LZAS1 | ASUG12LZBS | Mini-Splits | 16000 | 10000 | 3.33 | 16600 | 2.32
FUJITSU | H-Series | 206597211 | HRCU-A-CB-O | AOUG12LZAH1 | ASUG12LZBS | Mini-Splits | 16000 | 10000 | 3.22 | 16600 | 2.16
FUJITSU | H-Series | 207615689 | HRCU-A-CB-O | AOUH12LMAS1 | ASUH12LMAS | Mini-Splits | 14500 | 8800 | 3.03 | 10700 | 2.45
FUJITSU | AirStage H-Series | 215812201 | HRCU-A-CB-O | AOUH48KUAS1 | AUUH48KUAS | Mini-Splits | 51000 | 36000 | 2.96 | 38500 | 2.34
FUJITSU | AirStage H-Series | 215434557 | HRCU-A-CB | AOUH18KUAS1 | ARUH18KUAS | Mini-Splits | 21600 | 14400 | 2.91 | 17100 | 2.16
FUJITSU | AirStage H-Series | 215647924 | HRCU-A-CB-O | AOUH24KZAH1 | ASUH24KZAS | Mini-Splits | 25200 | 15900 | 3.11 | 25800 | 2.06
FUJITSU | AirStage H-Series | 215647921 | HRCU-A-CB-O | AOUH18KZAH1 | ASUH18KZAS | Mini-Splits | 21600 | 13600 | 3.32 | 25400 | 2.02
FUJITSU | AirStage H-Series | 216018257 | HRCU-A-CB-O | AOUH15KTAP1 | ASUH15KTAS | Mini-Splits | 17400 | 10800 | 3.44 | 23500 | 2
FUJITSU | AirStage H-Series | 216018256 | HRCU-A-CB-O | AOUH12KTAP1 | ASUH12KTAS | Mini-Splits | 15300 | 9600 | 3.47 | 20500 | 2.18
FUJITSU | AirStage H-Series | 216018255 | HRCU-A-CB-O | AOUH09KTAP1 | ASUH09KTAS | Mini-Splits | 12000 | 7400 | 3.74 | 17000 | 2.48
FUJITSU | AirStage H-Series | 215212610 | HRCU-A-CB-O | AOUH12KPAS1 | ASUH12KPAS | Mini-Splits | 14000 | 8700 | 2.86 | 8500 | 2.29
FUJITSU | AirStage H-Series | 215434558 | HRCU-A-CB | AOUH24KUAS1 | ARUH24KUAS | Mini-Splits | 27000 | 17800 | 2.91 | 23600 | 2.03
FUJITSU | AirStage H-Series | 214390708 | HRCU-A-CB-O | AOUH12KMAS1 | ASUH12KMAS | Mini-Splits | 14000 | 8700 | 3.11 | 10600 | 2.39
FUJITSU | AirStage H-Series | 214390707 | HRCU-A-CB-O | AOUH09KMAS1 | ASUH09KMAS | Mini-Splits | 12000 | 7400 | 3.24 | 10300 | 2.32
FUJITSU | AirStage H-Series | 215812203 | HRCU-A-CB | AOUH48KUAS1 | ARUH48KUAS | Mini-Splits | 51000 | 36000 | 2.75 | 38500 | 2.21
FUJITSU | AirStage H-Series | 215812202 | HRCU-A-CB | AOUH42KUAS1 | ARUH42KUAS | Mini-Splits | 47000 | 32000 | 2.86 | 37000 | 2.23
FUJITSU | AirStage H-Series | 215434559 | HRCU-A-CB | AOUH30KUAS1 | ARUH30KUAS | Mini-Splits | 32000 | 21200 | 2.81 | 28000 | 2.04
FUJITSU | AirStage H-Series | 215434560 | HRCU-A-CB | AOUH36KUAS1 | ARUH36KUAS | Mini-Splits | 38000 | 25400 | 2.8 | 31000 | 2.08
FUJITSU | AirStage H-Series | 215434546 | HRCU-A-CB-O | AOUH12KUAS1 | ACUH12KUAS | Mini-Splits | 16000 | 10700 | 2.99 | 15500 | 2.02
FUJITSU | AirStage H-Series | 215434550 | HRCU-A-CB-O | AOUH30KUAS1 | ABUH30KUAS | Mini-Splits | 32000 | 21200 | 3.08 | 28000 | 2.08
FUJITSU | AirStage H-Series | 215434552 | HRCU-A-CB-O | AOUH18KUAS1 | AUUH18KUAS | Mini-Splits | 21600 | 14400 | 3.01 | 17100 | 2.28
FUJITSU | AirStage H-Series | 215434547 | HRCU-A-CB-O | AOUH18KUAS1 | ACUH18KUAS | Mini-Splits | 21600 | 14400 | 2.95 | 17100 | 2.2
FUJITSU | AirStage H-Series | 215212609 | HRCU-A-CB-O | AOUH09KPAS1 | ASUH09KPAS | Mini-Splits | 10000 | 6400 | 3.07 | 7100 | 2.29
FUJITSU | AirStage H-Series | 215434545 | HRCU-A-CB-O | AOUH09KUAS1 | ACUH09KUAS | Mini-Splits | 12000 | 7900 | 3.01 | 10100 | 2.23
FUJITSU | AirStage H-Series | 215812200 | HRCU-A-CB-O | AOUH42KUAS1 | AUUH42KUAS | Mini-Splits | 47000 | 32000 | 3.11 | 37000 | 2.36
FUJITSU | AirStage H-Series | 215434555 | HRCU-A-CB-O | AOUH36KUAS1 | AUUH36KUAS | Mini-Splits | 38000 | 25400 | 3.13 | 31000 | 2.12
FUJITSU | AirStage H-Series | 215434554 | HRCU-A-CB-O | AOUH30KUAS1 | AUUH30KUAS | Mini-Splits | 32000 | 21200 | 3.17 | 28000 | 2.12
FUJITSU | AirStage H-Series | 215434553 | HRCU-A-CB-O | AOUH24KUAS1 | AUUH24KUAS | Mini-Splits | 27000 | 17800 | 3.22 | 23600 | 2.12
FUJITSU | AirStage H-Series | 215434548 | HRCU-A-CB-O | AOUH18KUAS1 | ABUH18KUAS | Mini-Splits | 21600 | 14400 | 2.91 | 17100 | 2.26
FUJITSU | AirStage H-Series | 215441047 | HRCU-A-CB-O | AOUH24KPAS1 | ASUH24KPAS | Mini-Splits | 24000 | 14800 | 3.03 | 20000 | 2.13
FUJITSU | AirStage H-Series | 215441046 | HRCU-A-CB-O | AOUH18KPAS1 | ASUH18KPAS | Mini-Splits | 18000 | 11300 | 2.63 | 18500 | 2.21
FUJITSU | AirStage H-Series | 215390440 | HRCU-A-CB-O | AOUH30KPAS1 | ASUH30KPAS | Mini-Splits | 30000 | 19600 | 3.04 | 25800 | 2.2
FUJITSU | AirStage H-Series | 215390441 | HRCU-A-CB-O | AOUH36KPAS1 | ASUH36KPAS | Mini-Splits | 34000 | 22400 | 2.89 | 25800 | 2.2
FUJITSU | AirStage H-Series | 215434549 | HRCU-A-CB-O | AOUH24KUAS1 | ABUH24KUAS | Mini-Splits | 27000 | 17800 | 3.26 | 23600 | 2.08
FUJITSU | AirStage H-Series | 215434556 | HRCU-A-CB | AOUH12KUAS1 | ARUH12KUAS | Mini-Splits | 16000 | 10700 | 2.93 | 15500 | 2.02
FUJITSU | AirStage H-Series | 215735283 | HMSV-A-CB | AOUH36KWAH4 |  | Ducted Indoor Units | 36400 | 23400 | 2.86 | 36400 | 1.9
FUJITSU | AirStage H-Series | 215735282 | HMSR-A-CB-O | AOUH36KWAH4 |  | Non-Ducted Indoor Units | 36400 | 24400 | 3.33 | 36400 | 1.9
FUJITSU | AirStage H-Series | 215447694 | HMSV-A-CB | AOUH24KWAH3 |  | Ducted Indoor Units | 25000 | 16200 | 3.08 | 25200 | 2.08
FUJITSU | AirStage H-Series | 215447693 | HMSR-A-CB-O | AOUH24KWAH3 |  | Non-Ducted Indoor Units | 25000 | 16200 | 3.34 | 25200 | 2.1
FUJITSU | AirStage H-Series | 215447692 | HMSV-A-CB | AOUH18KWAH2 |  | Ducted Indoor Units | 22000 | 14800 | 2.89 | 22000 | 2
FUJITSU | AirStage H-Series | 215447691 | HMSR-A-CB-O | AOUH18KWAH2 |  | Non-Ducted Indoor Units | 22000 | 14800 | 3.24 | 22000 | 2.18
FUJITSU | AirStage H-Series | 214888804 | HRCU-A-CB-O | AOUH15KZAH1 | ASUH15KZAS | Mini-Splits | 18000 | 11400 | 3.44 | 21000 | 2.1
FUJITSU | AirStage H-Series | 214888802 | HRCU-A-CB-O | AOUH12KZAH1 | ASUH12KZAS | Mini-Splits | 16000 | 10000 | 3.45 | 16600 | 2.16
FUJITSU | AirStage H-Series | 214888800 | HRCU-A-CB-O | AOUH09KZAH1 | ASUH09KZAS | Mini-Splits | 12000 | 7500 | 3.6 | 15400 | 2.26
FUJITSU | AirStage H-Series | 215735281 | HMSV-A-CB | AOUH45KWAS5 |  | Ducted Indoor Units | 46000 | 30600 | 2.86 | 35600 | 2.14
FUJITSU | AirStage H-Series | 215735280 | HMSR-A-CB-O | AOUH45KWAS5 |  | Non-Ducted Indoor Units | 48000 | 31000 | 2.96 | 36000 | 2.14
FUJITSU | AirStage H-Series | 215447690 | HMSV-A-CB | AOUH36KWAS4 |  | Ducted Indoor Units | 36400 | 24400 | 2.64 | 23000 | 2.08
FUJITSU | AirStage H-Series | 215447689 | HMSR-A-CB-O | AOUH36KWAS4 |  | Non-Ducted Indoor Units | 36400 | 23600 | 3.1 | 24000 | 2.2
FUJITSU | AirStage H-Series | 215447688 | HMSV-A-CB | AOUH24KWAS3 |  | Ducted Indoor Units | 24000 | 15600 | 2.97 | 19200 | 2.04
FUJITSU | AirStage H-Series | 215447687 | HMSR-A-CB-O | AOUH24KWAS3 |  | Non-Ducted Indoor Units | 24000 | 15600 | 3.34 | 19200 | 2.04
FUJITSU | AirStage H-Series | 215447686 | HMSV-A-CB | AOUH18KWAS2 |  | Ducted Indoor Units | 22000 | 15100 | 2.78 | 17000 | 2.27
FUJITSU | AirStage H-Series | 215447685 | HMSR-A-CB-O | AOUH18KWAS2 |  | Non-Ducted Indoor Units | 22000 | 14300 | 3.1 | 17000 | 2.27
FUJITSU | AirStage H-Series | 215434548 | HRCU-A-CB-O | AOUH18KUAS1 | ABUH18KUAS | Mini-Splits | 21600 | 14400 | 2.91 | 17100 | 2.26
FUJITSU | H-Series | 210191038 | HRCU-A-CB-O | AOUH12LMBS1 | ASUH12LMAS | Mini-Splits | 14000 | 8500 | 2.93 | 10700 | 2.45
FUJITSU | H-Series | 211078832 | HRCU-A-CB-O | AOUH30LUAS1 | AUUH30LUAS | Mini-Splits | 32000 | 20800 | 3.17 | 28000 | 2.12
FUJITSU | H-Series | 211078831 | HRCU-A-CB-O | AOUH24LUAS1 | AUUH24LUAS | Mini-Splits | 27000 | 18000 | 3.08 | 23600 | 2.12
FUJITSU | H-Series | 211078844 | HRCU-A-CB-O | AOUH18LUAS1 | AUUH18LUAS | Mini-Splits | 21600 | 15100 | 3.01 | 16800 | 2.24
FUJITSU | H-Series | 211078834 | HRCU-A-CB | AOUH24LUAS1 | ARUH24LUAS | Mini-Splits | 27000 | 18100 | 2.9 | 23200 | 2
FUJITSU | H-Series | 211078842 | HRCU-A-CB | AOUH18LUAS1 | ARUH18LUAS | Mini-Splits | 21600 | 15500 | 2.89 | 16800 | 2.12
FUJITSU | H-Series | 211078835 | HRCU-A-CB | AOUH24LUAS1 | AMUG24LMAS | Mini-Splits | 27000 | 18700 | 2.85 | 23000 | 1.94
FUJITSU | H-Series | 211078836 | HRCU-A-CB-O | AOUH24LUAS1 | ABUH24LUAS | Mini-Splits | 27000 | 17500 | 3.07 | 23600 | 2.08
FUJITSU | H-Series | 211078843 | HRCU-A-CB-O | AOUH18LUAS1 | ABUH18LUAS | Mini-Splits | 21600 | 15800 | 2.91 | 16800 | 2.22
FUJITSU | H-Series | 210191037 | HRCU-A-CB-O | AOUH12LMBH1 | ASUH12LMAS | Mini-Splits | 14000 | 8500 | 2.93 | 10700 | 2.27
FUJITSU | H-Series | 204752938 | HRCU-A-CB-O | AOUG12LMAS1 | ASUG12LMAS | Mini-Splits | 16000 | 10300 | 2.9 | 10700 | 2.45
FUJITSU | H-Series | 202534923 | HRCU-A-CB | AOU18RGLX | ARU18RGLX | Mini-Splits | 21000 | 12700 | 2.5 | 17990 | 2.45
FUJITSU | H-Series | 8033586 | HMSV-A-CB | AOU24RLXFZH |  | Mini-Splits | 25000 | 15400 | 2.61 | 25500 | 2.09
FUJITSU | H-Series | 207657376 | HRCU-A-CB | AOUH30LUAH1 | AMUG30LMAS | Mini-Splits | 32000 | 21600 | 3.03 | 33000 | 1.93
FUJITSU | H-Series | 8908615 | HMSR-A-CB-O | AOU36RLXFZH |  | Mini-Splits | 36400 | 21400 | 2.64 | 36407 | 2.02
FUJITSU | H-Series | 207334301 | HRCU-A-CB | AOUH12LUAS1 | ARUH12LUAS | Mini-Splits | 16000 | 10500 | 3.05 | 16000 | 2.08
FUJITSU | H-Series | 206263449 | HRCU-A-CB-O | AOUH09LMAH1 | ASUH09LMAS | Mini-Splits | 12000 | 7400 | 3.19 | 9480 | 2.17
FUJITSU | H-Series | 206913027 | HRCU-A-CB-O | AOUH18LMAS1 | ASUH18LMAS | Mini-Splits | 21600 | 13600 | 3.11 | 21600 | 2.01
FUJITSU | H-Series | 207454671 | HRCU-A-CB-O | AOUH09LEAS1 | ASUH09LMAS | Mini-Splits | 10900 | 6700 | 2.65 | 9000 | 2
FUJITSU | H-Series | 206909902 | HRCU-A-CB-O | AOUH09LPAS1 | ASUH09LPAS | Mini-Splits | 10000 | 6200 | 2.8 | 6700 | 2.07
FUJITSU | H-Series | 206579743 | HRCU-A-CB-O | AOUH09LUAS1 | ACUH09LUAS1 | Mini-Splits | 12000 | 7800 | 3.17 | 10120 | 2.23
FUJITSU | H-Series | 206579744 | HRCU-A-CB-O | AOUH12LUAS1 | ACUH12LUAS1 | Mini-Splits | 16000 | 10700 | 2.99 | 16000 | 2.08
FUJITSU | H-Series | 206579745 | HRCU-A-CB-O | AOUH18LUAS1 | ACUH18LUAS1 | Mini-Splits | 21600 | 14700 | 2.93 | 17500 | 2.33
FUJITSU | H-Series | 205123809 | HRCU-A-CB | AOUG36LMAS1 | AMUG36LMAS | Mini-Splits | 42000 | 29400 | 2.62 | 32900 | 2.02
FUJITSU | H-Series | 8779045 | HRCU-A-CB-O | AOU18RLXFWH | ASU18RLF | Mini-Splits | 21600 | 14600 | 3.01 | 21600 | 2.3
FUJITSU | H-Series | 6936996 | HRCU-A-CB-O | AOU12RLFF | AGU12RLF | Mini-Splits | 16000 | 10600 | 2.61 | 15000 | 2.03
FUJITSU | H-Series | 8779046 | HRCU-A-CB-O | AOU24RLXFWH | ASU24RLF | Mini-Splits | 25200 | 18000 | 2.5 | 25220 | 2.06
FUJITSU | H-Series | 204752937 | HRCU-A-CB-O | AOUG09LMAS1 | ASUG09LMAS | Mini-Splits | 12000 | 7400 | 3.19 | 8500 | 2.03
FUJITSU | Halcyon Single-room Mini-Split Systems Wall Mounted RLS3 Series | 7993243 | HRCU-A-CB-O | AOU15RLS3 | ASU15RLS3 | Mini-Splits | 18000 | 11200 | 3.16 | 20500 | 2.18
FUJITSU | Halcyon Single-room Mini-Split Systems Wall Mounted RL2 Series | 5063326 | HRCU-A-CB-O | AOU12RLS2 | ASU12RLS2 | Mini-Splits | 16000 | 10200 | 2.72 | 16500 | 2.3
FUJITSU | Halcyon Single-room Mini-Split Systems Wall Mounted RLS3 Series | 7993244 | HRCU-A-CB-O | AOU12RLS3H | ASU12RLS3 | Mini-Splits | 16000 | 9600 | 3.2 | 16500 | 2.15
FUJITSU | Halcyon Single-room Mini-Split Systems Wall Mounted RLS3HY Series | 8004700 | HRCU-A-CB-O | AOU9RLS3H | ASU9RLS3 | Mini-Splits | 12000 | 7000 | 3.36 | 15000 | 1.95
FUJITSU | Halcyon Single-room Mini-Split Systems Wall Mounted RLS3HY Series | 7993245 | HRCU-A-CB-O | AOU15RLS3H | ASU15RLS3 | Mini-Splits | 18000 | 11200 | 3.07 | 20500 | 2.07
FUJITSU | Halcyon Single-room Mini-Split Systems Wall Mounted RLS3 Series | 7993242 | HRCU-A-CB-O | AOU12RLS3 | ASU12RLS3 | Mini-Splits | 16000 | 9600 | 3.31 | 16500 | 2.3
FUJITSU | Halcyon Single-room Mini-Split Systems Wall Mounted RLS3 Series | 8004699 | HRCU-A-CB-O | AOU9RLS3 | ASU9RLS3 | Mini-Splits | 12000 | 7000 | 3.48 | 15000 | 2.09
GE | NS18H SERIES | 209941052 | HRCU-A-CB | NS18H36MA4-** | NCUU30AP4+TXV | Ducted Indoor Units | 24000 | 15800 | 2.71 | 15000 | 1.96
GE | NS18H SERIES | 209941053 | HRCU-A-CB | NS18H36MA4-** | NCUC24AT4 | Ducted Indoor Units | 24000 | 16100 | 2.62 | 15400 | 1.93
GE | NS18H SERIES | 209941054 | HRCU-A-CB | NS18H36MA4-** | NCUC30AT4 | Ducted Indoor Units | 24000 | 15800 | 2.71 | 15000 | 1.96
GE | NS18H SERIES | 209941058 | HRCU-A-CB | NS18H36MA4-** | NCUU30AP4+TXV | Ducted Indoor Units | 24000 | 15700 | 2.64 | 15000 | 1.94
GE | NS18H SERIES | 209941063 | HRCU-A-CB | NS18H36MA4-** | NCUU24AP4+TXV | Ducted Indoor Units | 24000 | 16100 | 2.62 | 15400 | 1.93
GE | NS18H SERIES | 209941080 | HRCU-A-CB | NS18H36MA4-** | NCHC30BT4 | Ducted Indoor Units | 24000 | 15500 | 2.84 | 14900 | 2.04
GE | NS18H SERIES | 209941210 | HRCU-A-CB | NS18H36MA4-** | NCUU24BP4+TXV | Ducted Indoor Units | 24000 | 16300 | 2.61 | 15600 | 1.94
GE | NS18H SERIES | 209941212 | HRCU-A-CB | NS18H36MA4-** | NCUC24BT4 | Ducted Indoor Units | 24000 | 16300 | 2.61 | 15600 | 1.94
GE | NS18H SERIES | 209941221 | HRCU-A-CB | NS18H36MA4-** | NCUU30BP4+TXV | Ducted Indoor Units | 24000 | 15900 | 2.68 | 15200 | 1.96
GE | NS18H SERIES | 209941252 | HRCU-A-CB | NS18H36MA4-** | NCUC30BT4 | Ducted Indoor Units | 24000 | 15500 | 2.72 | 14800 | 1.97
GE | NS18H SERIES | 209941280 | HRCU-A-CB | NS18H36MA4-** | NAM18P1TA4 | Ducted Indoor Units | 24000 | 15400 | 2.69 | 14700 | 2.34
GE | NS18H SERIES | 209941283 | HRCU-A-CB | NS18H36MA4-** | NAM30E1TA4-** | Ducted Indoor Units | 24000 | 15900 | 2.74 | 15300 | 2.41
GE | NS18H SERIES | 209941311 | HRCU-A-CB | NS18H36MA4-** | NCUC24BT4 | Ducted Indoor Units | 24000 | 16300 | 2.62 | 15600 | 1.94
GE | NS18H SERIES | 209941312 | HRCU-A-CB | NS18H36MA4-** | NCUU30BP4+TXV | Ducted Indoor Units | 24000 | 15600 | 2.69 | 14900 | 1.97
GE | NS18H SERIES | 209941313 | HRCU-A-CB | NS18H36MA4-** | NCUC30BT4 | Ducted Indoor Units | 24000 | 15600 | 2.69 | 14900 | 1.97
GE | NS18H SERIES | 209941051 | HRCU-A-CB | NS18H36MA4-** | NCUU24AP4+TXV | Ducted Indoor Units | 24000 | 16100 | 2.62 | 15400 | 1.93
GE | NS18H SERIES | 209941066 | HRCU-A-CB | NS18H36MA4-** | NCUC30AT4 | Ducted Indoor Units | 24000 | 15800 | 2.71 | 15000 | 1.96
GE | NS18H SERIES | 209941067 | HRCU-A-CB | NS18H36MA4-** | NCHC30AT4 | Ducted Indoor Units | 24000 | 15700 | 2.84 | 15000 | 2.04
GE | NS18H SERIES | 209941129 | HRCU-A-CB | NS18H36MA4-** | NCUC30AT4 | Ducted Indoor Units | 24000 | 15800 | 2.63 | 15000 | 1.92
GE | NS18H SERIES | 209941242 | HRCU-A-CB | NS18H36MA4-** | NCUC24BT4 | Ducted Indoor Units | 24000 | 16000 | 2.62 | 15300 | 1.92
GE | NS18H SERIES | 209941249 | HRCU-A-CB | NS18H36MA4-** | NCUU24BP4+TXV | Ducted Indoor Units | 24000 | 15900 | 2.63 | 15200 | 1.94
GE | NS18H SERIES | 209941275 | HRCU-A-CB | NS18H36MA4-** | NAM36V1TA4-** | Ducted Indoor Units | 34800 | 22000 | 2.5 | 18100 | 2.17
GE | NS18H SERIES | 209941055 | HRCU-A-CB | NS18H36MA4-** | NCHC30AT4 | Ducted Indoor Units | 24000 | 15700 | 2.84 | 15000 | 2.04
GE | NS18H SERIES | 209941059 | HRCU-A-CB | NS18H36MA4-** | NCUC30AT4 | Ducted Indoor Units | 24000 | 15700 | 2.64 | 15000 | 1.94
GE | NS18H SERIES | 209941060 | HRCU-A-CB | NS18H36MA4-** | NCHC30AT4 | Ducted Indoor Units | 24000 | 15700 | 2.84 | 15000 | 2.04
GE | NS18H SERIES | 209941064 | HRCU-A-CB | NS18H36MA4-** | NCUU30AP4+TXV | Ducted Indoor Units | 24000 | 15800 | 2.71 | 15000 | 1.96
GE | NS18H SERIES | 209941065 | HRCU-A-CB | NS18H36MA4-** | NCUC24AT4 | Ducted Indoor Units | 24000 | 16100 | 2.62 | 15400 | 1.93
GE | NS18H SERIES | 209941130 | HRCU-A-CB | NS18H36MA4-** | NCHC30AT4 | Ducted Indoor Units | 23800 | 15400 | 2.87 | 14700 | 2.04
GE | NS18H SERIES | 209941136 | HRCU-A-CB | NS18H36MA4-** | NCUC30AT4 | Ducted Indoor Units | 24000 | 15800 | 2.69 | 15100 | 1.97
GE | NS18H SERIES | 209941142 | HRCU-A-CB | NS18H36MA4-** | NCUC24AT4 | Ducted Indoor Units | 24000 | 16000 | 2.63 | 15300 | 1.93
GE | NS18H SERIES | 209941211 | HRCU-A-CB | NS18H36MA4-** | NCUU30BP4+TXV | Ducted Indoor Units | 24000 | 15900 | 2.68 | 15200 | 1.96
GE | NS18H SERIES | 209941214 | HRCU-A-CB | NS18H36MA4-** | NCHC30BT4 | Ducted Indoor Units | 24000 | 15900 | 2.77 | 15300 | 2.03
GE | NS18H SERIES | 209941222 | HRCU-A-CB | NS18H36MA4-** | NCUC30BT4 | Ducted Indoor Units | 24000 | 15900 | 2.68 | 15200 | 1.96
GE | NS18H SERIES | 209941241 | HRCU-A-CB | NS18H36MA4-** | NCUU24BP4+TXV | Ducted Indoor Units | 24000 | 16000 | 2.62 | 15300 | 1.92
GE | NS18H SERIES | 209941250 | HRCU-A-CB | NS18H36MA4-** | NCUU30BP4+TXV | Ducted Indoor Units | 24000 | 15500 | 2.72 | 14800 | 1.97
GE | NS18H SERIES | 209941284 | HRCU-A-CB | NS18H36MA4-** | NAM18V1TA4-** | Ducted Indoor Units | 24000 | 15900 | 2.82 | 15200 | 2.46
GE | NS18H SERIES | 209941285 | HRCU-A-CB | NS18H36MA4-** | NAM24V1TA4-** | Ducted Indoor Units | 24000 | 16100 | 2.52 | 15400 | 2.23
GE | NS18H SERIES | 209941310 | HRCU-A-CB | NS18H36MA4-** | NCUU24BP4+TXV | Ducted Indoor Units | 24000 | 16300 | 2.62 | 15600 | 1.94
GE | NS18H SERIES | 209941314 | HRCU-A-CB | NS18H36MA4-** | NCHC30BT4 | Ducted Indoor Units | 24000 | 15600 | 2.8 | 15000 | 2.03
GE | NS18H SERIES | 209941316 | HRCU-A-CB | NS18H36MA4-** | NAM30V1TA4-** | Ducted Indoor Units | 24000 | 15900 | 2.71 | 15200 | 2.37
GE | NS18H SERIES | 209941077 | HRCU-A-CB | NS18H36MA4-** | NCUU30BP4+TXV | Ducted Indoor Units | 24000 | 15600 | 2.71 | 14900 | 1.97
GE | NS18H SERIES | 209941078 | HRCU-A-CB | NS18H36MA4-** | NCUC24BT4 | Ducted Indoor Units | 24000 | 15900 | 2.65 | 15200 | 1.94
GE | NS18H SERIES | 209941079 | HRCU-A-CB | NS18H36MA4-** | NCUC30BT4 | Ducted Indoor Units | 24000 | 15600 | 2.71 | 14900 | 1.97
GE | NS18H SERIES | 209941127 | HRCU-A-CB | NS18H36MA4-** | NCUU30AP4+TXV | Ducted Indoor Units | 24000 | 15800 | 2.63 | 15000 | 1.92
GE | NS18H SERIES | 209941134 | HRCU-A-CB | NS18H36MA4-** | NCUU30AP4+TXV | Ducted Indoor Units | 24000 | 15800 | 2.69 | 15100 | 1.97
GE | NS18H SERIES | 209941137 | HRCU-A-CB | NS18H36MA4-** | NCHC30AT4 | Ducted Indoor Units | 24000 | 15800 | 2.86 | 15100 | 2.04
GE | NS18H SERIES | 209941140 | HRCU-A-CB | NS18H36MA4-** | NCUU24AP4+TXV | Ducted Indoor Units | 24000 | 16000 | 2.63 | 15300 | 1.93
GE | NS18H SERIES | 209941141 | HRCU-A-CB | NS18H36MA4-** | NCUU30AP4+TXV | Ducted Indoor Units | 24000 | 15600 | 2.72 | 14900 | 1.98
GE | NS18H SERIES | 209941143 | HRCU-A-CB | NS18H36MA4-** | NCUC30AT4 | Ducted Indoor Units | 24000 | 15600 | 2.72 | 14900 | 1.98
GE | NS18H SERIES | 209941144 | HRCU-A-CB | NS18H36MA4-** | NCHC30AT4 | Ducted Indoor Units | 24000 | 15600 | 2.88 | 14900 | 2.04
GE | NS18H SERIES | 209941223 | HRCU-A-CB | NS18H36MA4-** | NCHC30BT4 | Ducted Indoor Units | 24000 | 15900 | 2.77 | 15300 | 2.02
GE | NS18H SERIES | 209941251 | HRCU-A-CB | NS18H36MA4-** | NCUC24BT4 | Ducted Indoor Units | 24000 | 15900 | 2.63 | 15200 | 1.94
GE | NS18H SERIES | 209941279 | HRCU-A-CB | NS18H36MA4-** | NAM42V1TA4-** | Ducted Indoor Units | 35000 | 22200 | 2.53 | 18200 | 2.18
GE | NS18H SERIES | 209941315 | HRCU-A-CB | NS18H36MA4-** | NCHC30BT4 | Ducted Indoor Units | 24000 | 15500 | 2.84 | 14900 | 2.04
GE | NS22H SERIES | 212403905 | HRCU-A-CB | NS22H36MA4-**A | NCUC48CT4+TDR | Ducted Indoor Units | 33800 | 22400 | 2.52 | 18400 | 2.22
GE | NS22H SERIES | 212403898 | HRCU-A-CB | NS22H36MA4-**A | NCUC48CT4+TDR | Ducted Indoor Units | 33600 | 22200 | 2.54 | 18200 | 2.22
GE | NS22H SERIES | 212403864 | HRCU-A-CB | NS22H36MA4-**A | NCHC42CT4+TDR | Ducted Indoor Units | 33600 | 22400 | 2.5 | 18100 | 2.16
GE | NS22H SERIES | 212390342 | HRCU-A-CB | NS22H36MA4-**A | NCHC42CT4+TDR |  | 33800 | 22600 | 2.51 | 18300 | 2.18
GE | NS22H SERIES | 212403936 | HRCU-A-CB | NS22H36MA4-**A | NCUU48CP4+TDR+TXV | Ducted Indoor Units | 33600 | 22400 | 2.54 | 18300 | 2.22
GE | NS22H SERIES | 211708892 | HRCU-A-CB | NS22H36MA4-**A | NCHC42CT4+TDR |  | 33800 | 22600 | 2.52 | 18200 | 2.04
GE | NS22H SERIES | 211708889 | HRCU-A-CB | NS22H36MA4-**A | NCHC42CT4+TDR |  | 33400 | 22200 | 2.5 | 17900 | 2.04
GE | NS22H SERIES | 211708888 | HRCU-A-CB | NS22H36MA4-**A | NCHC42CT4+TDR |  | 33400 | 22200 | 2.52 | 17900 | 2.06
GE | NS22H SERIES | 212403939 | HRCU-A-CB | NS22H36MA4-**A | NCUU48CP4+TDR+TXV | Ducted Indoor Units | 33800 | 22400 | 2.52 | 18400 | 2.22
GE | NS22H SERIES | 212403938 | HRCU-A-CB | NS22H36MA4-**A | NCUU48CP4+TDR+TXV | Ducted Indoor Units | 33600 | 22200 | 2.52 | 18300 | 2.22
GE | NS22H SERIES | 212403870 | HRCU-A-CB | NS22H36MA4-**A | NCHC42CT4+TDR | Ducted Indoor Units | 33800 | 22600 | 2.5 | 18300 | 2.18
GE | NS22H SERIES | 212403869 | HRCU-A-CB | NS22H36MA4-**A | NCHC42CT4+TDR | Ducted Indoor Units | 33400 | 22200 | 2.5 | 18000 | 2.18
GE | NS22H SERIES | 212403865 | HRCU-A-CB | NS22H36MA4-**A | NCHC42CT4+TDR | Ducted Indoor Units | 33400 | 22400 | 2.52 | 18100 | 2.18
GE | NS22H SERIES | 211708890 | HRCU-A-CB | NS22H36MA4-**A | NCHC42CT4+TDR |  | 33400 | 22200 | 2.5 | 17900 | 2.04
GE | NS22H SERIES | 212403932 | HRCU-A-CB | NS22H36MA4-**A | NCUU48CP4+TDR+TXV | Ducted Indoor Units | 33600 | 22200 | 2.54 | 18200 | 2.22
GE | NS22H SERIES | 212403904 | HRCU-A-CB | NS22H36MA4-**A | NCUC48CT4+TDR | Ducted Indoor Units | 33600 | 22200 | 2.52 | 18300 | 2.22
GE | NS22H SERIES | 212403902 | HRCU-A-CB | NS22H36MA4-**A | NCUC48CT4+TDR | Ducted Indoor Units | 33600 | 22400 | 2.54 | 18300 | 2.22
GE | NS22H SERIES | 212403841 | HRCU-A-CB | NS22H36MA4-**A | NAM42V2TA4 | Ducted Indoor Units | 35000 | 22600 | 2.62 | 18300 | 2.3
GE | NS22H SERIES | 212403839 | HRCU-A-CB | NS22H36MA4-**A | NAM36E1AT | Ducted Indoor Units | 32800 | 21800 | 2.5 | 17800 | 2.18
GE | NS22H SERIES | 211708941 | HRCU-A-CB | NS22H36MA4-**A | NCUC48BT4+TDR |  | 33600 | 22200 | 2.56 | 18200 | 2.24
GE | NS22H SERIES | 211708939 | HRCU-A-CB | NS22H36MA4-**A | NCUC48BT4+TDR |  | 33600 | 22200 | 2.56 | 18200 | 2.24
GE | NS22H SERIES | 211708938 | HRCU-A-CB | NS22H36MA4-**A | NCUC48BT4+TDR |  | 33400 | 22200 | 2.52 | 18200 | 2.22
GE | NS22H SERIES | 211708937 | HRCU-A-CB | NS22H36MA4-**A | NCUC48BT4+TDR |  | 33400 | 22200 | 2.52 | 18200 | 2.22
GE | NS22H SERIES | 211708936 | HRCU-A-CB | NS22H36MA4-**A | NCUC48BT4+TDR |  | 33200 | 22000 | 2.54 | 18000 | 2.24
GE | NS22H SERIES | 211708935 | HRCU-A-CB | NS22H36MA4-**A | NCUC48BT4+TDR |  | 33200 | 22000 | 2.52 | 18100 | 2.24
GE | NS22H SERIES | 211708934 | HRCU-A-CB | NS22H36MA4-**A | NCUC48BT4+TDR |  | 33600 | 22400 | 2.5 | 18400 | 2.2
GE | NS22H SERIES | 211708932 | HRCU-A-CB | NS22H36MA4-**A | NCUC48BT4+TDR |  | 33800 | 22600 | 2.5 | 18500 | 2.18
GE | NS22H SERIES | 211708859 | HRCU-A-CB | NS22H36MA4-**A | NAM42V1TA4 |  | 33600 | 22200 | 2.6 | 18000 | 2.24
GE | NS22H SERIES | 211708858 | HRCU-A-CB | NS22H36MA4-**A | NAM36V1TA4 |  | 33400 | 22200 | 2.58 | 18000 | 2.24
GE | NS22H SERIES | 211708855 | HRCU-A-CB | NS22H36MA4-**A | NCUU48BP4+TDR+TXV |  | 33600 | 22200 | 2.56 | 18200 | 2.24
GE | NS22H SERIES | 211708854 | HRCU-A-CB | NS22H36MA4-**A | NCUU48BP4+TDR+TXV |  | 33600 | 22200 | 2.56 | 18200 | 2.24
GE | NS22H SERIES | 211708853 | HRCU-A-CB | NS22H36MA4-**A | NCUU48BP4+TDR+TXV |  | 33400 | 22200 | 2.52 | 18200 | 2.22
GE | NS22H SERIES | 211708852 | HRCU-A-CB | NS22H36MA4-**A | NCUU48BP4+TDR+TXV |  | 33400 | 22200 | 2.52 | 18200 | 2.22
GE | NS22H SERIES | 211708851 | HRCU-A-CB | NS22H36MA4-**A | NCUU48BP4+TDR+TXV |  | 33200 | 22000 | 2.54 | 18000 | 2.24
GE | NS22H SERIES | 211708850 | HRCU-A-CB | NS22H36MA4-**A | NCUU48BP4+TDR+TXV |  | 33200 | 22000 | 2.52 | 18100 | 2.24
GE | NS22H SERIES | 211708849 | HRCU-A-CB | NS22H36MA4-**A | NCUU48BP4+TDR+TXV |  | 33600 | 22400 | 2.5 | 18400 | 2.2
GE | NS22H SERIES | 211708846 | HRCU-A-CB | NS22H36MA4-**A | NCUU48BP4+TDR+TXV |  | 33800 | 22600 | 2.5 | 18500 | 2.18
GE | NS22H SERIES | 212403840 | HRCU-A-CB | NS22H36MA4-**A | NAM42E1AT | Ducted Indoor Units | 33400 | 22200 | 2.56 | 18100 | 2.22
GE | NS22H SERIES | 212403838 | HRCU-A-CB | NS22H36MA4-**A | NAM36V2TA4 | Ducted Indoor Units | 33400 | 22800 | 2.6 | 18200 | 2.26
GE | NS22H SERIES | 212396451 | HRCU-A-CB | NS22H24MA4-**A | NAM30E1AT | Ducted Indoor Units | 22400 | 14500 | 2.71 | 14900 | 2.14
GE | NS22H SERIES | 212396450 | HRCU-A-CB | NS22H24MA4-**A | NAM24E1AT | Ducted Indoor Units | 22400 | 15000 | 2.75 | 15500 | 2.16
GE | NS22H SERIES | 212396449 | HRCU-A-CB | NS22H24MA4-**A | NAM24V2AT | Ducted Indoor Units | 22800 | 14300 | 2.56 | 15300 | 2.06
GE | NS22H SERIES | 212396448 | HRCU-A-CB | NS22H24MA4-**A | NCUC30AT4+TDR | Ducted Indoor Units | 23200 | 14100 | 2.52 | 16000 | 1.96
GE | NS22H SERIES | 212396447 | HRCU-A-CB | NS22H24MA4-**A | NCUU30BP4+TDR+TXV | Ducted Indoor Units | 23200 | 14100 | 2.5 | 16000 | 1.94
GE | NS22H SERIES | 212396446 | HRCU-A-CB | NS22H24MA4-**A | NCUU30BP4+TDR+TXV | Ducted Indoor Units | 23200 | 14100 | 2.52 | 16000 | 1.96
GE | NS22H SERIES | 212396445 | HRCU-A-CB | NS22H24MA4-**A | NCUU30BP4+TDR+TXV | Ducted Indoor Units | 23200 | 14000 | 2.52 | 15900 | 1.96
GE | NS22H SERIES | 212396444 | HRCU-A-CB | NS22H24MA4-**A | NCUU30BP4+TDR+TXV | Ducted Indoor Units | 23200 | 14000 | 2.52 | 15900 | 1.96
GE | NS22H SERIES | 212396443 | HRCU-A-CB | NS22H24MA4-**A | NCUU30BP4+TDR+TXV | Ducted Indoor Units | 23200 | 14100 | 2.5 | 16000 | 1.94
GE | NS22H SERIES | 212396441 | HRCU-A-CB | NS22H24MA4-**A | NCUU30BP4+TDR+TXV | Ducted Indoor Units | 23200 | 14000 | 2.52 | 15900 | 1.96
GE | NS22H SERIES | 212396440 | HRCU-A-CB | NS22H24MA4-**A | NCUU30AP4+TDR+TXV | Ducted Indoor Units | 23200 | 14000 | 2.5 | 15900 | 1.94
GE | NS22H SERIES | 212396439 | HRCU-A-CB | NS22H24MA4-**A | NCUU30AP4+TDR+TXV | Ducted Indoor Units | 23200 | 14100 | 2.52 | 16000 | 1.96
GE | NS22H SERIES | 212396438 | HRCU-A-CB | NS22H24MA4-**A | NCUU24BP4+TDR+TXV | Ducted Indoor Units | 23200 | 14500 | 2.5 | 15600 | 1.9
GE | NS22H SERIES | 212396437 | HRCU-A-CB | NS22H24MA4-**A | NCUU24BP4+TDR+TXV | Ducted Indoor Units | 23400 | 14500 | 2.5 | 15600 | 1.9
GE | NS22H SERIES | 212396436 | HRCU-A-CB | NS22H24MA4-**A | NCUU24BP4+TDR+TXV | Ducted Indoor Units | 23200 | 14500 | 2.51 | 15500 | 1.9
GE | NS22H SERIES | 212396435 | HRCU-A-CB | NS22H24MA4-**A | NCUU24BP4+TDR+TXV | Ducted Indoor Units | 23200 | 14500 | 2.51 | 15500 | 1.9
GE | NS22H SERIES | 212396432 | HRCU-A-CB | NS22H24MA4-**A | NCUU24BP4+TDR+TXV | Ducted Indoor Units | 23200 | 14400 | 2.53 | 15500 | 1.9
GE | NS22H SERIES | 212396431 | HRCU-A-CB | NS22H24MA4-**A | NCUU24AP4+TDR+TXV | Ducted Indoor Units | 23400 | 14500 | 2.51 | 15600 | 1.9
GE | NS22H SERIES | 212396430 | HRCU-A-CB | NS22H24MA4-**A | NCUU24AP4+TDR+TXV | Ducted Indoor Units | 23400 | 14600 | 2.52 | 15600 | 1.9
GE | NS22H SERIES | 212396429 | HRCU-A-CB | NS22H24MA4-**A | NCUC30BT4+TDR | Ducted Indoor Units | 23200 | 14100 | 2.5 | 16000 | 1.94
GE | NS22H SERIES | 212396428 | HRCU-A-CB | NS22H24MA4-**A | NCUC30BT4+TDR | Ducted Indoor Units | 23200 | 14100 | 2.52 | 16000 | 1.96
GE | NS22H SERIES | 212396427 | HRCU-A-CB | NS22H24MA4-**A | NCUC30BT4+TDR | Ducted Indoor Units | 23200 | 14000 | 2.52 | 15900 | 1.96
GE | NS22H SERIES | 212396426 | HRCU-A-CB | NS22H24MA4-**A | NCUC30BT4+TDR | Ducted Indoor Units | 23200 | 14000 | 2.52 | 15900 | 1.96
GE | NS22H SERIES | 212396425 | HRCU-A-CB | NS22H24MA4-**A | NCUC30BT4+TDR | Ducted Indoor Units | 23200 | 14100 | 2.5 | 16000 | 1.94
GE | NS22H SERIES | 212396423 | HRCU-A-CB | NS22H24MA4-**A | NCUC30BT4+TDR | Ducted Indoor Units | 23200 | 14000 | 2.52 | 15900 | 1.96
GE | NS22H SERIES | 212396422 | HRCU-A-CB | NS22H24MA4-**A | NCUC30AT4+TDR | Ducted Indoor Units | 23200 | 14000 | 2.5 | 15900 | 1.94
GE | NS22H SERIES | 212396421 | HRCU-A-CB | NS22H24MA4-**A | NCUC24BT4+TDR | Ducted Indoor Units | 23200 | 14500 | 2.5 | 15600 | 1.9
GE | NS22H SERIES | 212396420 | HRCU-A-CB | NS22H24MA4-**A | NCUC24BT4+TDR | Ducted Indoor Units | 23400 | 14500 | 2.5 | 15600 | 1.9
GE | NS22H SERIES | 212396419 | HRCU-A-CB | NS22H24MA4-**A | NCUC24BT4+TDR | Ducted Indoor Units | 23200 | 14500 | 2.51 | 15500 | 1.9
GE | NS22H SERIES | 212396418 | HRCU-A-CB | NS22H24MA4-**A | NCUC24BT4+TDR | Ducted Indoor Units | 23200 | 14500 | 2.51 | 15500 | 1.9
GE | NS22H SERIES | 212396415 | HRCU-A-CB | NS22H24MA4-**A | NCUC24BT4+TDR | Ducted Indoor Units | 23200 | 14400 | 2.53 | 15500 | 1.9
GE | NS22H SERIES | 212396414 | HRCU-A-CB | NS22H24MA4-**A | NCUC24AT4+TDR | Ducted Indoor Units | 23400 | 14500 | 2.51 | 15600 | 1.9
GE | NS22H SERIES | 212396413 | HRCU-A-CB | NS22H24MA4-**A | NCUC24AT4+TDR | Ducted Indoor Units | 23400 | 14600 | 2.52 | 15600 | 1.9
GE | NS22H SERIES | 212396412 | HRCU-A-CB | NS22H24MA4-**A | NAM30V2TA4 | Ducted Indoor Units | 23000 | 14900 | 2.84 | 16100 | 2.32
GE | NS22H SERIES | 212349581 | HRCU-A-CB | NS22H24MA4-**A | NCUC30AT4+TDR |  | 23200 | 14000 | 2.52 | 15900 | 1.94
GE | NS22H SERIES | 212349580 | HRCU-A-CB | NS22H24MA4-**A | NCUC30AT4+TDR |  | 23400 | 14200 | 2.52 | 16100 | 1.96
GE | NS22H SERIES | 212349578 | HRCU-A-CB | NS22H24MA4-**A | NCUC30AT4+TDR |  | 23000 | 13900 | 2.51 | 15800 | 1.94
GE | NS22H SERIES | 212349577 | HRCU-A-CB | NS22H24MA4-**A | NCUC30AT4+TDR |  | 23400 | 14200 | 2.51 | 16100 | 1.96
GE | NS22H SERIES | 212349576 | HRCU-A-CB | NS22H24MA4-**A | NCUC30AT4+TDR |  | 23400 | 14200 | 2.51 | 16100 | 1.96
GE | NS22H SERIES | 212349572 | HRCU-A-CB | NS22H24MA4-**A | NCUC30BT4+TDR |  | 23200 | 14000 | 2.52 | 15900 | 1.96
GE | NS22H SERIES | 212349566 | HRCU-A-CB | NS22H24MA4-**A | NCUC24BT4+TDR |  | 23200 | 14500 | 2.54 | 15500 | 1.9
GE | NS22H SERIES | 212349563 | HRCU-A-CB | NS22H24MA4-**A | NCUC24AT4+TDR |  | 23200 | 14500 | 2.51 | 15500 | 1.9
GE | NS22H SERIES | 212349561 | HRCU-A-CB | NS22H24MA4-**A | NCUC24AT4+TDR |  | 23600 | 14700 | 2.5 | 15800 | 1.92
GE | NS22H SERIES | 212349560 | HRCU-A-CB | NS22H24MA4-**A | NCUC24AT4+TDR |  | 23000 | 14300 | 2.52 | 15400 | 1.9
GE | NS22H SERIES | 212349559 | HRCU-A-CB | NS22H24MA4-**A | NCUC24AT4+TDR |  | 23600 | 14700 | 2.52 | 15700 | 1.9
GE | NS22H SERIES | 212349558 | HRCU-A-CB | NS22H24MA4-**A | NCUC24AT4+TDR |  | 23600 | 14700 | 2.52 | 15700 | 1.9
GE | NS22H SERIES | 212349557 | HRCU-A-CB | NS22H24MA4-**A | NAM30V1TA4 |  | 22400 | 14500 | 2.67 | 14900 | 2.12
GE | NS22H SERIES | 212349556 | HRCU-A-CB | NS22H24MA4-**A | NAM24V1TA4 |  | 22200 | 14900 | 2.68 | 15400 | 2.12
GE | NS22H SERIES | 212349555 | HRCU-A-CB | NS22H24MA4-**A | NAM30P1TA4 |  | 22800 | 14900 | 2.6 | 15200 | 2.08
GE | NS22H SERIES | 212349554 | HRCU-A-CB | NS22H24MA4-**A | NAM24P1TA4 |  | 23400 | 14700 | 2.5 | 15300 | 2.06
GE | NS22H SERIES | 212349550 | HRCU-A-CB | NS22H24MA4-**A | NCUU30BP4+TDR+TXV |  | 23200 | 14000 | 2.52 | 15900 | 1.96
GE | NS22H SERIES | 212349547 | HRCU-A-CB | NS22H24MA4-**A | NCUU30AP4+TDR+TXV |  | 23200 | 14000 | 2.52 | 15900 | 1.94
GE | NS22H SERIES | 212349546 | HRCU-A-CB | NS22H24MA4-**A | NCUU30AP4+TDR+TXV |  | 23400 | 14200 | 2.52 | 16100 | 1.96
GE | NS22H SERIES | 212349544 | HRCU-A-CB | NS22H24MA4-**A | NCUU30AP4+TDR+TXV |  | 23000 | 13900 | 2.51 | 15800 | 1.94
GE | NS22H SERIES | 212349543 | HRCU-A-CB | NS22H24MA4-**A | NCUU30AP4+TDR+TXV |  | 23400 | 14200 | 2.51 | 16100 | 1.96
GE | NS22H SERIES | 212349542 | HRCU-A-CB | NS22H24MA4-**A | NCUU30AP4+TDR+TXV |  | 23400 | 14200 | 2.51 | 16100 | 1.96
GE | NS22H SERIES | 212349538 | HRCU-A-CB | NS22H24MA4-**A | NCUU24BP4+TDR+TXV |  | 23200 | 14500 | 2.54 | 15500 | 1.9
GE | NS22H SERIES | 212349535 | HRCU-A-CB | NS22H24MA4-**A | NCUU24AP4+TDR+TXV |  | 23200 | 14500 | 2.51 | 15500 | 1.9
GE | NS22H SERIES | 212349533 | HRCU-A-CB | NS22H24MA4-**A | NCUU24AP4+TDR+TXV |  | 23600 | 14700 | 2.5 | 15800 | 1.92
GE | NS22H SERIES | 212349532 | HRCU-A-CB | NS22H24MA4-**A | NCUU24AP4+TDR+TXV |  | 23000 | 14300 | 2.52 | 15400 | 1.9
GE | NS22H SERIES | 212349531 | HRCU-A-CB | NS22H24MA4-**A | NCUU24AP4+TDR+TXV |  | 23600 | 14700 | 2.52 | 15700 | 1.9
GE | NS22H SERIES | 212349530 | HRCU-A-CB | NS22H24MA4-**A | NCUU24AP4+TDR+TXV |  | 23600 | 14700 | 2.52 | 15700 | 1.9
GE | NS22H SERIES | 212403937 | HRCU-A-CB | NS22H36MA4-**A | NCUU48CP4+TDR+TXV | Ducted Indoor Units | 33400 | 22000 | 2.54 | 18100 | 2.24
GE | NS22H SERIES | 212403935 | HRCU-A-CB | NS22H36MA4-**A | NCUU48CP4+TDR+TXV | Ducted Indoor Units | 33600 | 22400 | 2.52 | 18400 | 2.22
GE | NS22H SERIES | 212403934 | HRCU-A-CB | NS22H36MA4-**A | NCUU48CP4+TDR+TXV | Ducted Indoor Units | 33600 | 22400 | 2.52 | 18300 | 2.22
GE | NS22H SERIES | 212403933 | HRCU-A-CB | NS22H36MA4-**A | NCUU48CP4+TDR+TXV | Ducted Indoor Units | 33400 | 22200 | 2.56 | 18200 | 2.24
GE | NS22H SERIES | 212403931 | HRCU-A-CB | NS22H36MA4-**A | NCUU48CP4+TDR+TXV | Ducted Indoor Units | 33600 | 22400 | 2.52 | 18300 | 2.22
GE | NS22H SERIES | 212403903 | HRCU-A-CB | NS22H36MA4-**A | NCUC48CT4+TDR | Ducted Indoor Units | 33400 | 22000 | 2.54 | 18100 | 2.24
GE | NS22H SERIES | 212403901 | HRCU-A-CB | NS22H36MA4-**A | NCUC48CT4+TDR | Ducted Indoor Units | 33600 | 22400 | 2.52 | 18400 | 2.22
GE | NS22H SERIES | 212403900 | HRCU-A-CB | NS22H36MA4-**A | NCUC48CT4+TDR | Ducted Indoor Units | 33600 | 22400 | 2.52 | 18300 | 2.22
GE | NS22H SERIES | 212403899 | HRCU-A-CB | NS22H36MA4-**A | NCUC48CT4+TDR | Ducted Indoor Units | 33400 | 22200 | 2.56 | 18200 | 2.24
GE | NS22H SERIES | 212403897 | HRCU-A-CB | NS22H36MA4-**A | NCUC48CT4+TDR | Ducted Indoor Units | 33600 | 22400 | 2.52 | 18300 | 2.22
GE | NS18H SERIES | 213255777 | HRCU-A-CB | NS18H36MA4-** | NAM30V2TA4 | Ducted Indoor Units | 24000 | 16000 | 3.01 | 15300 | 2.14
GE | NS18H SERIES | 213255776 | HRCU-A-CB | NS18H36MA4-** | NAM24V2TA4 | Ducted Indoor Units | 24000 | 15200 | 2.67 | 14500 | 1.94
GE APPLIANCES | ASH220NCDD** | 210154187 | HMSR-A-CB-O | ASH220NCDD** |  | Non-Ducted Indoor Units | 22000 | 14000 | 2.5 | 18500 | 2.05
GE APPLIANCES | ASH324NCDD* | 210154192 | HMSR-A-CB-O | ASH324NCDD** |  | Non-Ducted Indoor Units | 26000 | 17000 | 2.61 | 19000 | 1.95
GE APPLIANCES |  | 206842133 | HRCU-A-CB-O | ASH112URDSE* | ASYW12URDWD* | Mini-Splits | 14500 | 9300 | 2.52 | 17000 | 2.31
GE APPLIANCES |  | 206842134 | HRCU-A-CB-O | ASH118URDSE* | ASYW18URDWD* | Mini-Splits | 20000 | 15300 | 2.7 | 20000 | 2.34
GE APPLIANCES |  | 206842132 | HRCU-A-CB-O | ASH109URDSE* | ASYW09URDWD* | Mini-Splits | 10000 | 6500 | 2.89 | 12000 | 2.11
GE APPLIANCES | Summit | 202588313 | HRCU-A-CB-O | ASH118PRDWA | ASYW18PRDWB | Mini-Splits | 22000 | 14000 | 2.5 | 17000 | 1.9
GE APPLIANCES | Endure | 212409456 | HRCU-A-CB-O | ASH109URDE** | ASYW09URDE** | Mini-Splits | 10000 | 7800 | 2.69 | 12000 | 2.11
GE APPLIANCES | Endure | 212409457 | HRCU-A-CB-O | ASH112URDE** | ASYW12URDE** | Mini-Splits | 14500 | 10800 | 2.9 | 17000 | 2.31
GE APPLIANCES | Endure | 212409458 | HRCU-A-CB-O | ASH118URDE** | ASYW18URDE** | Mini-Splits | 20000 | 15300 | 2.61 | 20000 | 2.34
GIBSON | Flex Match | 210276800 | HMSR-A-CB-O | GXH18(5.3)FMK4DH-1 |  | Non-Ducted Indoor Units | 18000 | 15000 | 2.6 | 13600 | 2.21
GIBSON | Multizone Indoors Eight-way Compact Cassettes | 216011806 | HRCU-A-CB-O | DXH12PSK3IH | DKH12FMK3IH | Mini-Splits | 12000 | 10000 | 2.79 | 10000 | 1.9
GIBSON | Multizone Indoors Eight-way Compact Cassettes | 216011805 | HRCU-A-CB-O | DXH09PSK3IH | DKH09FMK3IH | Mini-Splits | 10500 | 8800 | 2.87 | 7600 | 1.94
GIBSON | (24-26 SEER2) Minisplits | 216011772 | HRCU-A-CB-O | DXH18PSK3IH | DHH18PUK3IH | Mini-Splits | 18000 | 14700 | 2.69 | 14600 | 1.9
GIBSON | (24-26 SEER2) Minisplits | 216011769 | HRCU-A-CB-O | DXH12PSK3IH | DHH12PUK3IH | Mini-Splits | 12000 | 10000 | 2.9 | 11000 | 1.95
GOODMAN |  | 214442642 | HRCU-A-CB-O | MSH183G20MCAA | MSH183G20AXAA | Mini-Splits | 18800 | 11400 | 2.57 | 12050 | 2.18
GOODMAN | MSH Series | 214438125 | HMSR-A-CB-O | MST183G22MHAA |  | Non-Ducted Indoor Units | 20000 | 13500 | 2.5 | 20000 | 2
GOODMAN | MSH Series | 214438126 | HMSV-A-CB | MST183G22MHAA |  | Ducted Indoor Units | 20000 | 16000 | 2.61 | 20000 | 1.95
GOODMAN | MSH Series | 214438127 | HMSV-A-CB | MST183G22MHAA |  | Mixed Ducted and Non-Ducted Indoor Units | 20000 | 14700 | 2.55 | 20000 | 1.98
GOODMAN |  | 206900425 | HRCU-A-CB-O | MSH123E23MCAA | MST123E20ACAA | Mini-Splits | 12000 | 9900 | 2.55 | 11500 | 1.9
GOODMAN | MSH Series | 214438122 | HRCU-A-CB-O | MSH093G22MCAA | MSH093G22AXAA | Mini-Splits | 12000 | 9300 | 2.5 | 11300 | 1.9
GOODMAN | MSH Series | 214438117 | HRCU-A-CB-O | MSH123G22MCAA | MSH123G22AXAA | Mini-Splits | 12000 | 10300 | 2.56 | 12113 | 1.9
GOODMAN |  | 206900422 | HRCU-A-CB | MSH243E23MCAA | MST243E21ADAA | Mini-Splits | 25000 | 21000 | 2.64 | 27000 | 2
GOODMAN |  | 206900420 | HRCU-A-CB | MSH123E23MCAA | MST123E21ADAA | Mini-Splits | 12500 | 10600 | 2.51 | 12100 | 1.96
GOODMAN | MST Series | 214594904 | HRCU-A-CB | MSH243G22MCAA | MST243E21ADAA | Mini-Splits | 25000 | 21000 | 2.64 | 27000 | 2
GOODMAN | MST Series | 214594902 | HRCU-A-CB | MSH123G22MCAA | MST123E21ADAA | Mini-Splits | 12500 | 10600 | 2.51 | 12100 | 1.96
GOODMAN | MST Series | 214594900 | HRCU-A-CB-O | MSH123G22MCAA | MST123E20ACAA | Mini-Splits | 12000 | 9900 | 2.55 | 11500 | 1.9
GOODMAN | GZV7SA | 216835372 | HRCU-A-CB | GZV7SA6010A* | CAHEA3630C3A*+MBVK16CH*X00A* | Ducted Indoor Units | 54000 | 33400 | 2.5 | 46000 | 2
GOODMAN | GZV7SA | 216835370 | HRCU-A-CB | GZV7SA6010A* | CA*EA6030*3A* | Ducted Indoor Units | 53500 | 33400 | 2.5 | 46000 | 2
GOODMAN | GZV7SA | 216835365 | HRCU-A-CB | GZV7SA6010A* | CA*EA6030*3A* | Ducted Indoor Units | 53500 | 33400 | 2.5 | 46000 | 2
GOODMAN | GZV7SA | 216835360 | HRCU-A-CB | GZV7SA6010A* | CA*EA6030*3A* | Ducted Indoor Units | 53500 | 33400 | 2.5 | 46000 | 2
GOODMAN | GZV7SA | 216835356 | HRCU-A-CB | GZV7SA6010A* | CA*EA6030*3A* | Ducted Indoor Units | 53500 | 33400 | 2.5 | 46000 | 2
GOODMAN | GZV7SA | 216835351 | HRCU-A-CB | GZV7SA6010A* | CA*EA6030*3A* | Ducted Indoor Units | 53500 | 33400 | 2.5 | 46000 | 2
GOODMAN | GZV7SA | 216835346 | HRCU-A-CB | GZV7SA6010A* | CA*EA6030*3A* | Ducted Indoor Units | 53500 | 33400 | 2.5 | 46000 | 2
GOODMAN | GZV7SA | 216835342 | HRCU-A-CB | GZV7SA6010A* | CA*EA6030*3A* | Ducted Indoor Units | 53500 | 33400 | 2.5 | 46000 | 2
GOODMAN | GZV7SA | 216835338 | HRCU-A-CB | GZV7SA6010A* | CA*EA6030*3A* | Ducted Indoor Units | 53500 | 33400 | 2.5 | 46000 | 2
GOODMAN | GZV7SA | 216835333 | HRCU-A-CB | GZV7SA6010A* | CA*EA6030*3A* | Ducted Indoor Units | 53500 | 33400 | 2.5 | 46000 | 2
GOODMAN | GZV7SA | 216835329 | HRCU-A-CB | GZV7SA6010A* | CA*EA6030*3A* | Ducted Indoor Units | 53500 | 33400 | 2.5 | 46000 | 2
GOODMAN | GZV7SA | 216835324 | HRCU-A-CB | GZV7SA6010A* | CA*EA6030*3A* | Ducted Indoor Units | 53500 | 33400 | 2.5 | 46000 | 2
GOODMAN | GZV7SA | 216835319 | HRCU-A-CB | GZV7SA6010A* | CA*EA6030*3A*+MBVK16CP1X00A* | Ducted Indoor Units | 53500 | 33400 | 2.5 | 46000 | 2
GOODMAN | GZV7SA | 216835314 | HRCU-A-CB | GZV7SA6010A* | CA*EA6030*3A*+MBVK20DP1X00A* | Ducted Indoor Units | 53500 | 33400 | 2.5 | 46000 | 2
GOODMAN | GZV7SA | 216835310 | HRCU-A-CB | GZV7SA6010A* | AHVE60DP0300A* | Ducted Indoor Units | 54000 | 33400 | 2.5 | 46000 | 2
GOODMAN | GZV7SA | 216835221 | HRCU-A-CB | GZV7SA6010A* | AHVE60DP1300A* | Ducted Indoor Units | 54000 | 33400 | 2.5 | 46000 | 2
GOODMAN | GZV7SA | 215488116 | HRCU-A-CB | GZV7SA4810A* | CA*EA6030*3A* | Ducted Indoor Units | 47000 | 29000 | 2.5 | 33600 | 2
GOODMAN | GZV7SA | 215488115 | HRCU-A-CB | GZV7SA4810A* | CA*EA6030*3A* | Ducted Indoor Units | 47000 | 29000 | 2.5 | 33600 | 2
GOODMAN | GZV7SA | 215488114 | HRCU-A-CB | GZV7SA4810A* | CA*EA6030*3A* | Ducted Indoor Units | 47000 | 29000 | 2.5 | 33600 | 2
GOODMAN | GZV7SA | 215488113 | HRCU-A-CB | GZV7SA4810A* | CA*EA6030*3A* | Ducted Indoor Units | 47000 | 29000 | 2.5 | 33600 | 2
GOODMAN | GZV7SA | 215488112 | HRCU-A-CB | GZV7SA4810A* | CA*EA6030*3A* | Ducted Indoor Units | 47000 | 29000 | 2.5 | 33600 | 2
GOODMAN | GZV7SA | 215488111 | HRCU-A-CB | GZV7SA4810A* | CA*EA6030*3A* | Ducted Indoor Units | 47000 | 29000 | 2.5 | 33600 | 2
GOODMAN | GZV7SA | 215488110 | HRCU-A-CB | GZV7SA4810A* | CA*EA6030*3A* | Ducted Indoor Units | 47000 | 29000 | 2.5 | 33600 | 2
GOODMAN | GZV7SA | 215488109 | HRCU-A-CB | GZV7SA4810A* | CA*EA6030*3A* | Ducted Indoor Units | 47000 | 29000 | 2.5 | 33600 | 2
GOODMAN | GZV7SA | 215488108 | HRCU-A-CB | GZV7SA4810A* | CA*EA6030*3A* | Ducted Indoor Units | 47000 | 29000 | 2.5 | 33600 | 2
GOODMAN | GZV7SA | 215488107 | HRCU-A-CB | GZV7SA4810A* | CA*EA6030*3A* | Ducted Indoor Units | 47000 | 29000 | 2.5 | 33600 | 2
GOODMAN | GZV7SA | 215488086 | HRCU-A-CB | GZV7SA4210A* | CA*EA6030*3A* | Ducted Indoor Units | 41000 | 28000 | 2.5 | 31000 | 2
GOODMAN | GZV7SA | 215488085 | HRCU-A-CB | GZV7SA4210A* | CA*EA6030*3A* | Ducted Indoor Units | 41000 | 28000 | 2.5 | 31000 | 2
GOODMAN | GZV7SA | 215488084 | HRCU-A-CB | GZV7SA4210A* | CA*EA6030*3A* | Ducted Indoor Units | 41000 | 28000 | 2.5 | 31000 | 2
GOODMAN | GZV7SA | 215488083 | HRCU-A-CB | GZV7SA4210A* | CA*EA6030*3A* | Ducted Indoor Units | 41000 | 28000 | 2.5 | 31000 | 2
GOODMAN | GZV7SA | 215488082 | HRCU-A-CB | GZV7SA4210A* | CA*EA6030*3A* | Ducted Indoor Units | 41000 | 28000 | 2.5 | 31000 | 2
GOODMAN | GZV7SA | 215488081 | HRCU-A-CB | GZV7SA4210A* | CA*EA6030*3A* | Ducted Indoor Units | 41000 | 28000 | 2.5 | 31000 | 2
GOODMAN | GZV7SA | 215488080 | HRCU-A-CB | GZV7SA4210A* | CA*EA6030*3A* | Ducted Indoor Units | 41000 | 28000 | 2.5 | 31000 | 2
GOODMAN | GZV7SA | 215488079 | HRCU-A-CB | GZV7SA4210A* | CA*EA6030*3A* | Ducted Indoor Units | 41000 | 28000 | 2.5 | 31000 | 2
GOODMAN | GZV7SA | 215488078 | HRCU-A-CB | GZV7SA4210A* | CA*EA6030*3A* | Ducted Indoor Units | 41000 | 28000 | 2.5 | 31000 | 2
GOODMAN | GZV7SA | 215488077 | HRCU-A-CB | GZV7SA4210A* | CA*EA6030*3A* | Ducted Indoor Units | 41000 | 28000 | 2.5 | 31000 | 2
GOODMAN | GZV7SA | 215488052 | HRCU-A-CB | GZV7SA2410A* | CHPEA3026*3A* | Ducted Indoor Units | 23200 | 15800 | 2.5 | 17000 | 2
GOODMAN | GZV7SA | 215488051 | HRCU-A-CB | GZV7SA2410A* | CHPEA3026*3A* | Ducted Indoor Units | 23200 | 15800 | 2.5 | 17000 | 2
GOODMAN | GZV7SA | 215488050 | HRCU-A-CB | GZV7SA2410A* | CHPEA3026*3A* | Ducted Indoor Units | 23200 | 15800 | 2.5 | 17000 | 2
GOODMAN | GZV7SA | 215488049 | HRCU-A-CB | GZV7SA2410A* | CHPEA3026*3A* | Ducted Indoor Units | 23200 | 15800 | 2.5 | 17000 | 2
GOODMAN | GZV7SA | 215488048 | HRCU-A-CB | GZV7SA2410A* | CHPEA3026*3A* | Ducted Indoor Units | 23200 | 15800 | 2.5 | 17000 | 2
GOODMAN | GZV7SA | 215488047 | HRCU-A-CB | GZV7SA2410A* | CHPEA3026*3A* | Ducted Indoor Units | 23200 | 15800 | 2.5 | 17000 | 2
GOODMAN | GZV7SA | 215488046 | HRCU-A-CB | GZV7SA2410A* | CHPEA3026*3A* | Ducted Indoor Units | 23200 | 15800 | 2.5 | 17000 | 2
GOODMAN | GZV7SA | 215488045 | HRCU-A-CB | GZV7SA2410A* | CHPEA3026*3A* | Ducted Indoor Units | 23200 | 15800 | 2.5 | 17000 | 2
GOODMAN | GZV7SA | 215488044 | HRCU-A-CB | GZV7SA2410A* | CHPEA3026*3A* | Ducted Indoor Units | 23200 | 15800 | 2.5 | 17000 | 2
GOODMAN | GZV7SA | 215488043 | HRCU-A-CB | GZV7SA2410A* | CHPEA3026*3A* | Ducted Indoor Units | 23200 | 15800 | 2.5 | 17000 | 2
GOODMAN | GZV7SA | 215488042 | HRCU-A-CB | GZV7SA2410A* | CHPEA3026*3A* | Ducted Indoor Units | 23200 | 15800 | 2.5 | 17000 | 2
GOODMAN | GZV7SA | 215488041 | HRCU-A-CB | GZV7SA2410A* | CHPEA3026*3A* | Ducted Indoor Units | 23200 | 15800 | 2.5 | 17000 | 2
GOODMAN | GZV7SA | 215488040 | HRCU-A-CB | GZV7SA2410A* | CHPEA3026*3A* | Ducted Indoor Units | 23200 | 15800 | 2.5 | 17000 | 2
GOODMAN | GZV7SA | 215488039 | HRCU-A-CB | GZV7SA2410A* | CHPEA3026*3A* | Ducted Indoor Units | 23200 | 15800 | 2.5 | 17000 | 2
GOODMAN | GZV7SA | 215488038 | HRCU-A-CB | GZV7SA2410A* | CHPEA3026*3A* | Ducted Indoor Units | 23200 | 15800 | 2.5 | 17000 | 2
GOODMAN | GZV7SA | 215488037 | HRCU-A-CB | GZV7SA2410A* | CA*EA3626*3A* | Ducted Indoor Units | 23200 | 15800 | 2.5 | 17000 | 2
GOODMAN | GZV7SA | 215488036 | HRCU-A-CB | GZV7SA2410A* | CA*EA3626*3A* | Ducted Indoor Units | 23200 | 15800 | 2.5 | 17000 | 2
GOODMAN | GZV7SA | 215488035 | HRCU-A-CB | GZV7SA2410A* | CA*EA3626*3A* | Ducted Indoor Units | 23200 | 15800 | 2.5 | 17000 | 2
GOODMAN | GZV7SA | 215488034 | HRCU-A-CB | GZV7SA2410A* | CA*EA3626*3A* | Ducted Indoor Units | 23200 | 15800 | 2.5 | 17000 | 2
GOODMAN | GZV7SA | 215488033 | HRCU-A-CB | GZV7SA2410A* | CA*EA3626*3A* | Ducted Indoor Units | 23200 | 15800 | 2.5 | 17000 | 2
GOODMAN | GZV7SA | 215488032 | HRCU-A-CB | GZV7SA2410A* | CA*EA3626*3A* | Ducted Indoor Units | 23200 | 15800 | 2.5 | 17000 | 2
GOODMAN | GZV7SA | 215488031 | HRCU-A-CB | GZV7SA2410A* | CA*EA3626*3A* | Ducted Indoor Units | 23200 | 15800 | 2.5 | 17000 | 2
GOODMAN | GZV7SA | 215488030 | HRCU-A-CB | GZV7SA2410A* | CA*EA3626*3A* | Ducted Indoor Units | 23200 | 15800 | 2.5 | 17000 | 2
GOODMAN | GZV7SA | 215488029 | HRCU-A-CB | GZV7SA2410A* | CA*EA3626*3A* | Ducted Indoor Units | 23200 | 15800 | 2.5 | 17000 | 2
GOODMAN | GZV7SA | 215488028 | HRCU-A-CB | GZV7SA2410A* | CA*EA3626*3A* | Ducted Indoor Units | 23200 | 15800 | 2.5 | 17000 | 2
GOODMAN | GZV7SA | 215488027 | HRCU-A-CB | GZV7SA2410A* | CA*EA3626*3A* | Ducted Indoor Units | 23200 | 15800 | 2.5 | 17000 | 2
GOODMAN | GZV7SA | 215488026 | HRCU-A-CB | GZV7SA2410A* | CA*EA3626*3A* | Ducted Indoor Units | 23200 | 15800 | 2.5 | 17000 | 2
GOODMAN | GZV7SA | 215488025 | HRCU-A-CB | GZV7SA2410A* | CA*EA3626*3A* | Ducted Indoor Units | 23200 | 15800 | 2.5 | 17000 | 2
GOODMAN | GZV7SA | 215488024 | HRCU-A-CB | GZV7SA2410A* | CA*EA3626*3A* | Ducted Indoor Units | 23200 | 15800 | 2.5 | 17000 | 2
GOODMAN | GZV7SA | 215488023 | HRCU-A-CB | GZV7SA2410A* | CA*EA3626*3A* | Ducted Indoor Units | 23200 | 15800 | 2.5 | 17000 | 2
GOODMAN | GZV7SA | 215488022 | HRCU-A-CB | GZV7SA2410A* | CA*EA3022*3A* | Ducted Indoor Units | 23200 | 15800 | 2.5 | 17000 | 2
GOODMAN | GZV7SA | 215488021 | HRCU-A-CB | GZV7SA2410A* | CA*EA3022*3A* | Ducted Indoor Units | 23200 | 15800 | 2.5 | 17000 | 2
GOODMAN | GZV7SA | 215488020 | HRCU-A-CB | GZV7SA2410A* | CA*EA3022*3A* | Ducted Indoor Units | 23200 | 15800 | 2.5 | 17000 | 2
GOODMAN | GZV7SA | 215488019 | HRCU-A-CB | GZV7SA2410A* | CA*EA3022*3A* | Ducted Indoor Units | 23200 | 15800 | 2.5 | 17000 | 2
GOODMAN | GZV7SA | 215488018 | HRCU-A-CB | GZV7SA2410A* | CA*EA3022*3A* | Ducted Indoor Units | 23200 | 15800 | 2.5 | 17000 | 2
GOODMAN | GZV7SA | 215488017 | HRCU-A-CB | GZV7SA2410A* | CA*EA3022*3A* | Ducted Indoor Units | 23200 | 15800 | 2.5 | 17000 | 2
GOODMAN | GZV7SA | 215488016 | HRCU-A-CB | GZV7SA2410A* | CA*EA3022*3A* | Ducted Indoor Units | 23200 | 15800 | 2.5 | 17000 | 2
GOODMAN | GZV7SA | 215488015 | HRCU-A-CB | GZV7SA2410A* | CA*EA3022*3A* | Ducted Indoor Units | 23200 | 15800 | 2.5 | 17000 | 2
GOODMAN | GZV7SA | 215488014 | HRCU-A-CB | GZV7SA2410A* | CA*EA3022*3A* | Ducted Indoor Units | 23200 | 15800 | 2.5 | 17000 | 2
GOODMAN | GZV7SA | 215488013 | HRCU-A-CB | GZV7SA2410A* | CA*EA3022*3A* | Ducted Indoor Units | 23200 | 15800 | 2.5 | 17000 | 2
GOODMAN | GZV7SA | 215488012 | HRCU-A-CB | GZV7SA2410A* | CA*EA3022*3A* | Ducted Indoor Units | 23200 | 15800 | 2.5 | 17000 | 2
GOODMAN | GZV7SA | 215488011 | HRCU-A-CB | GZV7SA2410A* | CA*EA3022*3A* | Ducted Indoor Units | 23200 | 15800 | 2.5 | 17000 | 2
GOODMAN | GZV7SA | 215488010 | HRCU-A-CB | GZV7SA2410A* | CA*EA3022*3A* | Ducted Indoor Units | 23200 | 15800 | 2.5 | 17000 | 2
GOODMAN | GZV7SA | 215488009 | HRCU-A-CB | GZV7SA2410A* | CA*EA3022*3A* | Ducted Indoor Units | 23200 | 15800 | 2.5 | 17000 | 2
GOODMAN | GZV7SA | 215433960 | HRCU-A-CB | GZV7SA4810A* | CA*EA6030*3A*+MBVK20DP1X00A* |  | 47000 | 29000 | 2.5 | 33600 | 2
GOODMAN | GZV7SA | 215434438 | HRCU-A-CB | GZV7SA4810A* | CA*EA6030*3A* |  | 47000 | 29000 | 2.5 | 33600 | 2
GOODMAN | GZV7SA | 215434437 | HRCU-A-CB | GZV7SA4810A* | CA*EA6030*3A* |  | 47000 | 29000 | 2.5 | 33600 | 2
GOODMAN | GZV7SA | 215434436 | HRCU-A-CB | GZV7SA4810A* | CA*EA6030*3A* |  | 47000 | 29000 | 2.5 | 33600 | 2
GOODMAN | GZV7SA | 215434435 | HRCU-A-CB | GZV7SA4810A* | CA*EA6030*3A* |  | 47000 | 29000 | 2.5 | 33600 | 2
GOODMAN | GZV7SA | 215433959 | HRCU-A-CB | GZV7SA4810A* | CA*EA6030*3A*+MBVK16CP1X00A* |  | 47000 | 29000 | 2.5 | 33600 | 2
GOODMAN | GZV7SA | 215434434 | HRCU-A-CB | GZV7SA4810A* | CA*EA6030*3A* |  | 47000 | 29000 | 2.5 | 33600 | 2
GOODMAN | GZV7SA | 215434433 | HRCU-A-CB | GZV7SA4810A* | CA*EA6030*3A* |  | 47000 | 29000 | 2.5 | 33600 | 2
GOODMAN | GZV7SA | 215434432 | HRCU-A-CB | GZV7SA4810A* | CA*EA6030*3A* |  | 47000 | 29000 | 2.5 | 33600 | 2
GOODMAN | GZV7SA | 215434431 | HRCU-A-CB | GZV7SA4810A* | CA*EA6030*3A* |  | 47000 | 29000 | 2.5 | 33600 | 2
GOODMAN | GZV7SA | 215434430 | HRCU-A-CB | GZV7SA4810A* | CA*EA6030*3A* |  | 47000 | 29000 | 2.5 | 33600 | 2
GOODMAN | GZV7SA | 215434429 | HRCU-A-CB | GZV7SA4810A* | CA*EA6030*3A* |  | 47000 | 29000 | 2.5 | 33600 | 2
GOODMAN | GZV7SA | 215434428 | HRCU-A-CB | GZV7SA4810A* | CA*EA6030*3A* |  | 47000 | 29000 | 2.5 | 33600 | 2
GOODMAN | GZV7SA | 215434427 | HRCU-A-CB | GZV7SA4810A* | CA*EA6030*3A* |  | 47000 | 29000 | 2.5 | 33600 | 2
GOODMAN | GZV7SA | 215434426 | HRCU-A-CB | GZV7SA4810A* | CA*EA6030*3A* |  | 47000 | 29000 | 2.5 | 33600 | 2
GOODMAN | GZV7SA | 215429752 | HRCU-A-CB | GZV7SA4810A* | AHVE60DP0300A* |  | 47500 | 29000 | 2.5 | 33600 | 2
GOODMAN | GZV7SA | 215429199 | HRCU-A-CB | GZV7SA4810A* | AHVE60DP1300A* |  | 47500 | 29000 | 2.5 | 33600 | 2
GOODMAN | GZV7SA | 215433946 | HRCU-A-CB | GZV7SA4210A* | CHPEA6030*3A*+MBVK20DP1X00A* |  | 41000 | 28000 | 2.5 | 31000 | 2
GOODMAN | GZV7SA | 215433944 | HRCU-A-CB | GZV7SA4210A* | CHPEA4830*3A*+MBVK20DP1X00A* |  | 41000 | 28000 | 2.5 | 31000 | 2
GOODMAN | GZV7SA | 215433942 | HRCU-A-CB | GZV7SA4210A* | CA*EA6030*3A*+MBVK20DP1X00A* |  | 41000 | 28000 | 2.5 | 31000 | 2
GOODMAN | GZV7SA | 215433941 | HRCU-A-CB | GZV7SA4210A* | CA*EA6030*3A*+MBVK16CP1X00A* |  | 41000 | 28000 | 2.5 | 31000 | 2
GOODMAN | GZV7SA | 215434321 | HRCU-A-CB | GZV7SA4210A* | CA*EA6030*3A* |  | 41000 | 28000 | 2.5 | 31000 | 2
GOODMAN | GZV7SA | 215434320 | HRCU-A-CB | GZV7SA4210A* | CA*EA6030*3A* |  | 41000 | 28000 | 2.5 | 31000 | 2
GOODMAN | GZV7SA | 215434319 | HRCU-A-CB | GZV7SA4210A* | CA*EA6030*3A* |  | 41000 | 28000 | 2.5 | 31000 | 2
GOODMAN | GZV7SA | 215434318 | HRCU-A-CB | GZV7SA4210A* | CA*EA6030*3A* |  | 41000 | 28000 | 2.5 | 31000 | 2
GOODMAN | GZV7SA | 215434317 | HRCU-A-CB | GZV7SA4210A* | CA*EA6030*3A* |  | 41000 | 28000 | 2.5 | 31000 | 2
GOODMAN | GZV7SA | 215434316 | HRCU-A-CB | GZV7SA4210A* | CA*EA6030*3A* |  | 41000 | 28000 | 2.5 | 31000 | 2
GOODMAN | GZV7SA | 215434315 | HRCU-A-CB | GZV7SA4210A* | CA*EA6030*3A* |  | 41000 | 28000 | 2.5 | 31000 | 2
GOODMAN | GZV7SA | 215434314 | HRCU-A-CB | GZV7SA4210A* | CA*EA6030*3A* |  | 41000 | 28000 | 2.5 | 31000 | 2
GOODMAN | GZV7SA | 215434313 | HRCU-A-CB | GZV7SA4210A* | CA*EA6030*3A* |  | 41000 | 28000 | 2.5 | 31000 | 2
GOODMAN | GZV7SA | 215434312 | HRCU-A-CB | GZV7SA4210A* | CA*EA6030*3A* |  | 41000 | 28000 | 2.5 | 31000 | 2
GOODMAN | GZV7SA | 215434311 | HRCU-A-CB | GZV7SA4210A* | CA*EA6030*3A* |  | 41000 | 28000 | 2.5 | 31000 | 2
GOODMAN | GZV7SA | 215434310 | HRCU-A-CB | GZV7SA4210A* | CA*EA6030*3A* |  | 41000 | 28000 | 2.5 | 31000 | 2
GOODMAN | GZV7SA | 215434309 | HRCU-A-CB | GZV7SA4210A* | CA*EA6030*3A* |  | 41000 | 28000 | 2.5 | 31000 | 2
GOODMAN | GZV7SA | 215429751 | HRCU-A-CB | GZV7SA4210A* | AHVE60DP0300A* |  | 41000 | 28000 | 2.5 | 31000 | 2
GOODMAN | GZV7SA | 215429198 | HRCU-A-CB | GZV7SA4210A* | AHVE60DP1300A* |  | 41000 | 28000 | 2.5 | 31000 | 2
GOODMAN | GZV7SA | 215433910 | HRCU-A-CB | GZV7SA2410A* | CHPEA3026*3A*+MBVK16CP1X00A* |  | 23200 | 15800 | 2.5 | 17000 | 2
GOODMAN | GZV7SA | 215433909 | HRCU-A-CB | GZV7SA2410A* | CHPEA3026*3A*+MBVK12BP1X00A* |  | 23200 | 15800 | 2.5 | 17000 | 2
GOODMAN | GZV7SA | 215434134 | HRCU-A-CB | GZV7SA2410A* | CHPEA3026*3A* |  | 23200 | 15800 | 2.5 | 17000 | 2
GOODMAN | GZV7SA | 215434133 | HRCU-A-CB | GZV7SA2410A* | CHPEA3026*3A* |  | 23200 | 15800 | 2.5 | 17000 | 2
GOODMAN | GZV7SA | 215434132 | HRCU-A-CB | GZV7SA2410A* | CHPEA3026*3A* |  | 23200 | 15800 | 2.5 | 17000 | 2
GOODMAN | GZV7SA | 215434131 | HRCU-A-CB | GZV7SA2410A* | CHPEA3026*3A* |  | 23200 | 15800 | 2.5 | 17000 | 2
GOODMAN | GZV7SA | 215434130 | HRCU-A-CB | GZV7SA2410A* | CHPEA3026*3A* |  | 23200 | 15800 | 2.5 | 17000 | 2
GOODMAN | GZV7SA | 215434129 | HRCU-A-CB | GZV7SA2410A* | CHPEA3026*3A* |  | 23200 | 15800 | 2.5 | 17000 | 2
GOODMAN | GZV7SA | 215434128 | HRCU-A-CB | GZV7SA2410A* | CHPEA3026*3A* |  | 23200 | 15800 | 2.5 | 17000 | 2
GOODMAN | GZV7SA | 215434127 | HRCU-A-CB | GZV7SA2410A* | CHPEA3026*3A* |  | 23200 | 15800 | 2.5 | 17000 | 2
GOODMAN | GZV7SA | 215434126 | HRCU-A-CB | GZV7SA2410A* | CHPEA3026*3A* |  | 23200 | 15800 | 2.5 | 17000 | 2
GOODMAN | GZV7SA | 215434125 | HRCU-A-CB | GZV7SA2410A* | CHPEA3026*3A* |  | 23200 | 15800 | 2.5 | 17000 | 2
GOODMAN | GZV7SA | 215434124 | HRCU-A-CB | GZV7SA2410A* | CHPEA3026*3A* |  | 23200 | 15800 | 2.5 | 17000 | 2
GOODMAN | GZV7SA | 215434123 | HRCU-A-CB | GZV7SA2410A* | CHPEA3026*3A* |  | 23200 | 15800 | 2.5 | 17000 | 2
GOODMAN | GZV7SA | 215434122 | HRCU-A-CB | GZV7SA2410A* | CHPEA3026*3A* |  | 23200 | 15800 | 2.5 | 17000 | 2
GOODMAN | GZV7SA | 215434121 | HRCU-A-CB | GZV7SA2410A* | CHPEA3026*3A* |  | 23200 | 15800 | 2.5 | 17000 | 2
GOODMAN | GZV7SA | 215434120 | HRCU-A-CB | GZV7SA2410A* | CHPEA3026*3A* |  | 23200 | 15800 | 2.5 | 17000 | 2
GOODMAN | GZV7SA | 215434119 | HRCU-A-CB | GZV7SA2410A* | CHPEA3026*3A* |  | 23200 | 15800 | 2.5 | 17000 | 2
GOODMAN | GZV7SA | 215434118 | HRCU-A-CB | GZV7SA2410A* | CHPEA3026*3A* |  | 23200 | 15800 | 2.5 | 17000 | 2
GOODMAN | GZV7SA | 215434117 | HRCU-A-CB | GZV7SA2410A* | CHPEA3026*3A* |  | 23200 | 15800 | 2.5 | 17000 | 2
GOODMAN | GZV7SA | 215434116 | HRCU-A-CB | GZV7SA2410A* | CHPEA3026*3A* |  | 23200 | 15800 | 2.5 | 17000 | 2
GOODMAN | GZV7SA | 215433908 | HRCU-A-CB | GZV7SA2410A* | CA*EA3626*3A*+MBVK16CP1X00A* |  | 23200 | 15800 | 2.5 | 17000 | 2
GOODMAN | GZV7SA | 215433907 | HRCU-A-CB | GZV7SA2410A* | CA*EA3626*3A*+MBVK12BP1X00A* |  | 23200 | 15800 | 2.5 | 17000 | 2
GOODMAN | GZV7SA | 215434115 | HRCU-A-CB | GZV7SA2410A* | CA*EA3626*3A* |  | 23200 | 15800 | 2.5 | 17000 | 2
GOODMAN | GZV7SA | 215434114 | HRCU-A-CB | GZV7SA2410A* | CA*EA3626*3A* |  | 23200 | 15800 | 2.5 | 17000 | 2
GOODMAN | GZV7SA | 215434113 | HRCU-A-CB | GZV7SA2410A* | CA*EA3626*3A* |  | 23200 | 15800 | 2.5 | 17000 | 2
GOODMAN | GZV7SA | 215434112 | HRCU-A-CB | GZV7SA2410A* | CA*EA3626*3A* |  | 23200 | 15800 | 2.5 | 17000 | 2
GOODMAN | GZV7SA | 215434111 | HRCU-A-CB | GZV7SA2410A* | CA*EA3626*3A* |  | 23200 | 15800 | 2.5 | 17000 | 2
GOODMAN | GZV7SA | 215434110 | HRCU-A-CB | GZV7SA2410A* | CA*EA3626*3A* |  | 23200 | 15800 | 2.5 | 17000 | 2
GOODMAN | GZV7SA | 215434109 | HRCU-A-CB | GZV7SA2410A* | CA*EA3626*3A* |  | 23200 | 15800 | 2.5 | 17000 | 2
GOODMAN | GZV7SA | 215434108 | HRCU-A-CB | GZV7SA2410A* | CA*EA3626*3A* |  | 23200 | 15800 | 2.5 | 17000 | 2
GOODMAN | GZV7SA | 215434107 | HRCU-A-CB | GZV7SA2410A* | CA*EA3626*3A* |  | 23200 | 15800 | 2.5 | 17000 | 2
GOODMAN | GZV7SA | 215434106 | HRCU-A-CB | GZV7SA2410A* | CA*EA3626*3A* |  | 23200 | 15800 | 2.5 | 17000 | 2
GOODMAN | GZV7SA | 215434105 | HRCU-A-CB | GZV7SA2410A* | CA*EA3626*3A* |  | 23200 | 15800 | 2.5 | 17000 | 2
GOODMAN | GZV7SA | 215434104 | HRCU-A-CB | GZV7SA2410A* | CA*EA3626*3A* |  | 23200 | 15800 | 2.5 | 17000 | 2
GOODMAN | GZV7SA | 215434103 | HRCU-A-CB | GZV7SA2410A* | CA*EA3626*3A* |  | 23200 | 15800 | 2.5 | 17000 | 2
GOODMAN | GZV7SA | 215434102 | HRCU-A-CB | GZV7SA2410A* | CA*EA3626*3A* |  | 23200 | 15800 | 2.5 | 17000 | 2
GOODMAN | GZV7SA | 215434101 | HRCU-A-CB | GZV7SA2410A* | CA*EA3626*3A* |  | 23200 | 15800 | 2.5 | 17000 | 2
GOODMAN | GZV7SA | 215434100 | HRCU-A-CB | GZV7SA2410A* | CA*EA3626*3A* |  | 23200 | 15800 | 2.5 | 17000 | 2
GOODMAN | GZV7SA | 215434099 | HRCU-A-CB | GZV7SA2410A* | CA*EA3626*3A* |  | 23200 | 15800 | 2.5 | 17000 | 2
GOODMAN | GZV7SA | 215434098 | HRCU-A-CB | GZV7SA2410A* | CA*EA3626*3A* |  | 23200 | 15800 | 2.5 | 17000 | 2
GOODMAN | GZV7SA | 215434097 | HRCU-A-CB | GZV7SA2410A* | CA*EA3626*3A* |  | 23200 | 15800 | 2.5 | 17000 | 2
GOODMAN | GZV7SA | 215433906 | HRCU-A-CB | GZV7SA2410A* | CA*EA3022*3A*+MBVK16CP1X00A* |  | 23200 | 15800 | 2.5 | 17000 | 2
GOODMAN | GZV7SA | 215433905 | HRCU-A-CB | GZV7SA2410A* | CA*EA3022*3A*+MBVK12BP1X00A* |  | 23200 | 15800 | 2.5 | 17000 | 2
GOODMAN | GZV7SA | 215434096 | HRCU-A-CB | GZV7SA2410A* | CA*EA3022*3A* |  | 23200 | 15800 | 2.5 | 17000 | 2
GOODMAN | GZV7SA | 215434095 | HRCU-A-CB | GZV7SA2410A* | CA*EA3022*3A* |  | 23200 | 15800 | 2.5 | 17000 | 2
GOODMAN | GZV7SA | 215434094 | HRCU-A-CB | GZV7SA2410A* | CA*EA3022*3A* |  | 23200 | 15800 | 2.5 | 17000 | 2
GOODMAN | GZV7SA | 215434093 | HRCU-A-CB | GZV7SA2410A* | CA*EA3022*3A* |  | 23200 | 15800 | 2.5 | 17000 | 2
GOODMAN | GZV7SA | 215434092 | HRCU-A-CB | GZV7SA2410A* | CA*EA3022*3A* |  | 23200 | 15800 | 2.5 | 17000 | 2
GOODMAN | GZV7SA | 215434091 | HRCU-A-CB | GZV7SA2410A* | CA*EA3022*3A* |  | 23200 | 15800 | 2.5 | 17000 | 2
GOODMAN | GZV7SA | 215434090 | HRCU-A-CB | GZV7SA2410A* | CA*EA3022*3A* |  | 23200 | 15800 | 2.5 | 17000 | 2
GOODMAN | GZV7SA | 215434089 | HRCU-A-CB | GZV7SA2410A* | CA*EA3022*3A* |  | 23200 | 15800 | 2.5 | 17000 | 2
GOODMAN | GZV7SA | 215434088 | HRCU-A-CB | GZV7SA2410A* | CA*EA3022*3A* |  | 23200 | 15800 | 2.5 | 17000 | 2
GOODMAN | GZV7SA | 215434087 | HRCU-A-CB | GZV7SA2410A* | CA*EA3022*3A* |  | 23200 | 15800 | 2.5 | 17000 | 2
GOODMAN | GZV7SA | 215434086 | HRCU-A-CB | GZV7SA2410A* | CA*EA3022*3A* |  | 23200 | 15800 | 2.5 | 17000 | 2
GOODMAN | GZV7SA | 215434085 | HRCU-A-CB | GZV7SA2410A* | CA*EA3022*3A* |  | 23200 | 15800 | 2.5 | 17000 | 2
GOODMAN | GZV7SA | 215434084 | HRCU-A-CB | GZV7SA2410A* | CA*EA3022*3A* |  | 23200 | 15800 | 2.5 | 17000 | 2
GOODMAN | GZV7SA | 215434083 | HRCU-A-CB | GZV7SA2410A* | CA*EA3022*3A* |  | 23200 | 15800 | 2.5 | 17000 | 2
GOODMAN | GZV7SA | 215434082 | HRCU-A-CB | GZV7SA2410A* | CA*EA3022*3A* |  | 23200 | 15800 | 2.5 | 17000 | 2
GOODMAN | GZV7SA | 215434081 | HRCU-A-CB | GZV7SA2410A* | CA*EA3022*3A* |  | 23200 | 15800 | 2.5 | 17000 | 2
GOODMAN | GZV7SA | 215434080 | HRCU-A-CB | GZV7SA2410A* | CA*EA3022*3A* |  | 23200 | 15800 | 2.5 | 17000 | 2
GOODMAN | GZV7SA | 215434079 | HRCU-A-CB | GZV7SA2410A* | CA*EA3022*3A* |  | 23200 | 15800 | 2.5 | 17000 | 2
GOODMAN | GZV7SA | 215429734 | HRCU-A-CB | GZV7SA2410A* | AHVE36CP0300A* |  | 23200 | 15800 | 2.5 | 17000 | 2
GOODMAN | GZV7SA | 215429196 | HRCU-A-CB | GZV7SA2410A* | AHVE36CP1300A* |  | 23200 | 15800 | 2.5 | 17000 | 2
GOODMAN |  | 202196602 | HRCU-A-CB | MSH243E21MCAA | MST243E21ADAA | Mini-Splits | 24400 | 16000 | 2.69 | 18533 | 2.04
GOODMAN |  | 10062552 | HRCU-A-CB-O | MSH183E21MCAA | MSH183E21AXAA | Mini-Splits | 18000 | 10400 | 2.72 | 10953 | 1.9
GOODMAN |  | 202196601 | HRCU-A-CB | MSH183E21MCAA | MST183E21ADAA | Mini-Splits | 18000 | 12000 | 2.61 | 10352 | 1.96
GOODMAN |  | 10300062 | HMSV-A-CB | MST183E21MCAA |  | Non-Ducted Indoor Units | 18000 | 11800 | 2.74 | 10205 | 1.97
GOODMAN | GSZV9 | 210607571 | HRCU-A-CB | GSZV902410A* | CA*F3137*6A*+MBVC1201**-1A*+TX | Ducted Indoor Units | 23000 | 14000 | 2.6 | 13100 | 2.19
GOODMAN | MSH Series | 214438131 | HMSR-A-CB-O | MST363G22MHAA |  | Non-Ducted Indoor Units | 36000 | 27400 | 2.5 | 36000 | 1.95
GRANDAIRE | D5F Series | 215324920 | HRCU-A-CB-O | D5CSHAH18AAK | D5FSHAH18XAK | Mini-Splits | 18000 | 16600 | 2.55 | 18000 | 1.92
GRANDAIRE |  | 215357678 | HMSV-A-CB | D5CMRAH24DAK |  | Mixed Ducted and Non-Ducted Indoor Units | 25000 | 18000 | 2.6 | 18000 | 2
GRANDAIRE |  | 215357682 | HMSR-A-CB-O | D5CMRAH30EAK |  | Non-Ducted Indoor Units | 31000 | 26600 | 2.5 | 26000 | 2
GRANDAIRE |  | 215357655 | HMSR-A-CB-O | D5CMHAH24DAK |  | Non-Ducted Indoor Units | 25000 | 23600 | 2.5 | 25000 | 2
GRANDAIRE |  | 215357677 | HMSV-A-CB | D5CMRAH24DAK |  | Ducted Indoor Units | 25000 | 18200 | 2.6 | 18000 | 2
GRANDAIRE |  | 215357676 | HMSR-A-CB-O | D5CMRAH24DAK |  | Non-Ducted Indoor Units | 25000 | 17800 | 2.6 | 18000 | 2
GRANDAIRE |  | 215357690 | HMSV-A-CB | D5CMRAH48FAK |  | Mixed Ducted and Non-Ducted Indoor Units | 47500 | 37400 | 2.5 | 37000 | 2.05
GRANDAIRE |  | 215357689 | HMSV-A-CB | D5CMRAH48FAK |  | Ducted Indoor Units | 47000 | 37000 | 2.5 | 38000 | 2.1
GRANDAIRE |  | 215357688 | HMSR-A-CB-O | D5CMRAH48FAK |  | Non-Ducted Indoor Units | 48000 | 38000 | 2.5 | 36000 | 2
GRANDAIRE |  | 215357675 | HMSV-A-CB | D5CMRAH18CAK |  | Mixed Ducted and Non-Ducted Indoor Units | 19000 | 14100 | 2.79 | 14000 | 2.31
GRANDAIRE |  | 215357674 | HMSV-A-CB | D5CMRAH18CAK |  | Ducted Indoor Units | 19000 | 14600 | 2.8 | 14600 | 2.3
GRANDAIRE |  | 215357673 | HMSR-A-CB-O | D5CMRAH18CAK |  | Non-Ducted Indoor Units | 19000 | 13600 | 2.81 | 13500 | 2.3
GRANDAIRE |  | 215357672 | HMSV-A-CB | D5CMHAH55FAK |  | Mixed Ducted and Non-Ducted Indoor Units | 55000 | 44500 | 2.65 | 47500 | 2.05
GRANDAIRE |  | 215357671 | HMSV-A-CB | D5CMHAH55FAK |  | Ducted Indoor Units | 55000 | 45000 | 2.7 | 48000 | 2.1
GRANDAIRE |  | 215357670 | HMSR-A-CB-O | D5CMHAH55FAK |  | Non-Ducted Indoor Units | 55000 | 44000 | 2.6 | 47000 | 2
GRANDAIRE |  | 215357669 | HMSV-A-CB | D5CMHAH48FAK |  | Mixed Ducted and Non-Ducted Indoor Units | 48500 | 44000 | 2.6 | 47500 | 2
GRANDAIRE |  | 215357668 | HMSV-A-CB | D5CMHAH48FAK |  | Ducted Indoor Units | 48000 | 44500 | 2.6 | 48000 | 2
GRANDAIRE |  | 215357667 | HMSR-A-CB-O | D5CMHAH48FAK |  | Non-Ducted Indoor Units | 49000 | 44000 | 2.6 | 47000 | 2
GRANDAIRE |  | 215323736 | HRCU-A-CB | D5CUHAH36AAK | D5FUHAH36XAK |  | 37000 | 31000 | 2.5 | 37400 | 1.91
GRANDAIRE |  | 215319211 | HRCU-A-CB | D5CUHAH48AAK | D5FUHAH60XAK |  | 48000 | 34000 | 2.56 | 48000 | 2
GRANDAIRE |  | 215319210 | HRCU-A-CB | D5CUHAH30AAK | D5FUHAH36XAK |  | 33000 | 24000 | 2.69 | 33200 | 1.97
GRANDAIRE |  | 215319209 | HRCU-A-CB | D5CUHAH18AAK | D5FUHAH24XAK |  | 18000 | 14700 | 2.66 | 18600 | 2.12
GRANDAIRE |  | 215319219 | HRCU-A-CB | D5CLHAH58AAK | D5FLAAH60XAK |  | 59000 | 41000 | 2.6 | 53000 | 2
GRANDAIRE |  | 215319206 | HRCU-A-CB | D5CURAH36AAK | D5FUAAH36XAK |  | 36000 | 25600 | 2.6 | 27000 | 2
GRANDAIRE |  | 215319202 | HRCU-A-CB | D5CUHAH60AAK | D5FUHAH60XAK |  | 55000 | 35000 | 2.5 | 54000 | 1.9
GRANDAIRE |  | 215319200 | HRCU-A-CB | D5CUHAH48AAK | D5FUAAH48XAK |  | 50000 | 37000 | 2.7 | 46000 | 1.9
GRANDAIRE |  | 215319199 | HRCU-A-CB | D5CUHAH36AAK | D5FUAAH36XAK |  | 37000 | 31800 | 2.56 | 39000 | 1.9
GRANDAIRE |  | 215319198 | HRCU-A-CB | D5CUHAH30AAK | D5FUAAH30XAK |  | 34000 | 23800 | 2.76 | 32600 | 1.96
GRANDAIRE |  | 215319197 | HRCU-A-CB | D5CUHAH24AAK | D5FUHAH24XAK |  | 24000 | 19000 | 2.64 | 20600 | 2.14
GRANDAIRE |  | 215319195 | HRCU-A-CB | D5CUHAH18AAK | D5FUAAH18XAK |  | 19000 | 15000 | 2.6 | 18000 | 2
GRANDAIRE |  | 215324940 | HRCU-A-CB-O | D5CSRAH12AAK | D5FSOAH12XAK | Mini-Splits | 12000 | 8600 | 2.77 | 8600 | 2.47
GRANDAIRE |  | 215324939 | HRCU-A-CB-O | D5CSRAH12AAK | D5FSHAH12XAK | Mini-Splits | 12000 | 9300 | 2.84 | 8400 | 2.3
GRANDAIRE |  | 215324936 | HRCU-A-CB-O | D5CSRAH09AAK | D5FSFAH09XAK | Mini-Splits | 9000 | 9000 | 2.9 | 8600 | 2.27
GRANDAIRE |  | 215324935 | HRCU-A-CB-O | D5CSRAH09AAK | D5FSCAH12XAK | Mini-Splits | 10000 | 8500 | 2.8 | 8300 | 2.17
GRANDAIRE |  | 215324934 | HRCU-A-CB-O | D5CSRAH09AAK | D5FSOAH12XAK | Mini-Splits | 11000 | 7900 | 2.69 | 8000 | 2.17
GRANDAIRE |  | 215324933 | HRCU-A-CB-O | D5CSRAH09AAK | D5FSHAH09XAK | Mini-Splits | 10000 | 8100 | 2.83 | 8000 | 2.37
GRANDAIRE |  | 215324932 | HRCU-A-CB-O | D5CSRAH12AAJ | D5FSHAH12XAJ | Mini-Splits | 12000 | 8700 | 2.68 | 7700 | 2.33
GRANDAIRE |  | 215324931 | HRCU-A-CB-O | D5CSHAH33AAK | D5FSHAH33XAK | Mini-Splits | 36000 | 30000 | 2.69 | 35000 | 1.98
GRANDAIRE |  | 215324930 | HRCU-A-CB | D5CSHAH24AAK | D5FSDAH24XHK | Mini-Splits | 26000 | 21600 | 2.71 | 24000 | 2.18
GRANDAIRE |  | 215324927 | HRCU-A-CB-O | D5CSHAH24AAK | D5FSHAH24XAK | Mini-Splits | 29000 | 21000 | 2.88 | 24200 | 2.34
GRANDAIRE |  | 215324923 | HRCU-A-CB-O | D5CSHAH18AAK | D5FSFAH16XAK | Mini-Splits | 17000 | 14200 | 2.6 | 17500 | 1.95
GRANDAIRE |  | 215324922 | HRCU-A-CB-O | D5CSHAH18AAK | D5FSCAH18XAK | Mini-Splits | 19000 | 14900 | 2.7 | 17000 | 1.9
GRANDAIRE |  | 215324916 | HRCU-A-CB-O | D5CSHAH12AAK | D5FSCAH12XAK | Mini-Splits | 12000 | 10000 | 2.74 | 11500 | 1.99
GRANDAIRE |  | 215324915 | HRCU-A-CB-O | D5CSHAH12AAK | D5FSOAH12XAK | Mini-Splits | 12500 | 9600 | 2.65 | 11500 | 1.99
GRANDAIRE |  | 215413368 | HRCU-A-CB-O | D5CPRAH18AA | D5FPHAH18XAK | Mini-Splits | 20000 | 19300 | 3.01 | 22600 | 2.34
GRANDAIRE |  | 215413369 | HRCU-A-CB-O | D5CSRAH30AAK | D5FSHAH30XAK | Mini-Splits | 30000 | 20400 | 2.52 | 20000 | 2.03
GRANDAIRE |  | 215357654 | HMSV-A-CB | D5CMHAH18CAK |  | Mixed Ducted and Non-Ducted Indoor Units | 20000 | 17300 | 2.65 | 18500 | 2
GRANDAIRE |  | 215357653 | HMSV-A-CB | D5CMHAH18CAK |  | Ducted Indoor Units | 20000 | 17000 | 2.59 | 18000 | 2
GRANDAIRE |  | 215357652 | HMSR-A-CB-O | D5CMHAH18CAK |  | Non-Ducted Indoor Units | 20000 | 17600 | 2.7 | 19000 | 2
GRANDAIRE |  | 215324951 | HRCU-A-CB | D5CSRAH18AAK | D5FSDAH18XHK | Mini-Splits | 20000 | 14900 | 2.89 | 14200 | 2.41
GRANDAIRE |  | 215324944 | HRCU-A-CB | D5CSRAH12AAK | D5FSDAH12XHK | Mini-Splits | 12000 | 9100 | 2.78 | 8900 | 2.44
GRANDAIRE |  | 215324938 | HRCU-A-CB | D5CSRAH09AAK | D5FSDAH12XHK | Mini-Splits | 10000 | 9300 | 2.9 | 8300 | 2.32
GRANDAIRE |  | 215324937 | HRCU-A-CB | D5CSRAH09AAK | D5FSDAH12XAK | Mini-Splits | 10000 | 8900 | 2.61 | 8600 | 2.25
GRANDAIRE |  | 215324926 | HRCU-A-CB | D5CSHAH18AAK | D5FSDAH18XHK | Mini-Splits | 19500 | 15000 | 2.89 | 18000 | 2.1
GRANDAIRE |  | 215324919 | HRCU-A-CB | D5CSHAH12AAK | D5FSDAH12XHK | Mini-Splits | 12000 | 10200 | 2.6 | 12000 | 1.95
GRANDAIRE |  | 215333835 | HRCU-A-CB-O | D5CVRAH09AAK | D5FVHAH09XCK | Mini-Splits | 10000 | 8000 | 2.58 | 7000 | 2.16
GRANDAIRE |  | 215324958 | HRCU-A-CB-O | D5CVRAH09AAK | D5FVHAH09XAK | Mini-Splits | 10000 | 8000 | 2.58 | 7000 | 2.16
GRANDAIRE |  | 215324970 | HRCU-A-CB-O | D5CLRAH36AAK | D5FLCAH36XAK | Mini-Splits | 38000 | 26800 | 2.68 | 26600 | 2.2
GRANDAIRE |  | 215324963 | HRCU-A-CB-O | D5CLHAH36AAK | D5FCFAH36XAK | Mini-Splits | 38000 | 30200 | 2.58 | 39500 | 2.02
GRANDAIRE |  | 215324962 | HRCU-A-CB-O | D5CLHAH36AAK | D5FLCAH36XAK | Mini-Splits | 37000 | 30600 | 2.56 | 37000 | 1.95
GRANDAIRE |  | 215324954 | HRCU-A-CB-O | D5CSRAH24AAK | D5FCFAH24XAK | Mini-Splits | 24400 | 20000 | 2.56 | 18600 | 2.27
GRANDAIRE |  | 215324953 | HRCU-A-CB-O | D5CSRAH24AAK | D5FSCAH24XAK | Mini-Splits | 25000 | 20400 | 2.73 | 18500 | 2.3
GRANDAIRE |  | 215324949 | HRCU-A-CB-O | D5CSRAH18AAK | D5FCFAH18XAK | Mini-Splits | 18000 | 13700 | 2.51 | 12800 | 2.05
GRANDAIRE |  | 215324929 | HRCU-A-CB-O | D5CSHAH24AAK | D5FCFAH24XAK | Mini-Splits | 26000 | 20200 | 2.74 | 24200 | 2.16
GRANDAIRE |  | 215324969 | HRCU-A-CB | D5CLHAH58AAK | D5FLDAH58XHK | Mini-Splits | 60000 | 45000 | 2.72 | 53500 | 2.1
GRANDAIRE |  | 215324967 | HRCU-A-CB | D5CLHAH48AAK | D5FLDAH48XHK | Mini-Splits | 52000 | 45000 | 2.61 | 47500 | 2
GRANDAIRE |  | 215324964 | HRCU-A-CB | D5CLHAH36AAK | D5FLDAH36XHK | Mini-Splits | 42000 | 31600 | 2.73 | 37600 | 2.1
GRANDAIRE |  | 215324907 | HRCU-A-CB | D5CSHAH06AAK | D5FSDAH06XAK | Mini-Splits | 8000 | 8000 | 2.69 | 7800 | 2.41
GRANDAIRE |  | 215324906 | HRCU-A-CB-O | D5CSHAH06AAK | D5FSOAH06XAK | Mini-Splits | 7400 | 7000 | 2.66 | 8100 | 2.4
GRANDAIRE |  | 215324905 | HRCU-A-CB-O | D5CSHAH06AAK | D5FSHAH06XAK | Mini-Splits | 7000 | 7900 | 2.79 | 7700 | 2.4
GRANDAIRE |  | 215319215 | HRCU-A-CB | D5CSRAH18AAK | D5FSAAH18XBK |  | 18000 | 13200 | 2.6 | 13000 | 2.3
GRANDAIRE |  | 215319221 | HRCU-A-CB | D5CLRAH48AAK | D5FLAAH48XAK |  | 50000 | 40000 | 2.6 | 35200 | 1.9
GRANDAIRE |  | 215319218 | HRCU-A-CB | D5CLHAH48AAK | D5FLAAH48XAK |  | 50000 | 40000 | 2.5 | 46000 | 2
GRANDAIRE |  | 215319214 | HRCU-A-CB | D5CSHAH33AAK | D5FSAAH36XBK |  | 35000 | 27400 | 2.58 | 34000 | 2
GRANDAIRE |  | 215319212 | HRCU-A-CB | D5CSHAH18AAK | D5FSAAH18XBK |  | 19500 | 14000 | 2.6 | 18000 | 2.2
GREE | Lomo | 7091967 | HRCU-A-CB-O | GWH09QC-A3DNA1D/O | GWH09QC-A3DN***/I | Mini-Splits | 9900 | 8400 | 2.51 | 8700 | 2.02
GREE | Lomo | 7091970 | HRCU-A-CB-O | GWH09QC-D3DNA1D/O | GWH09QC-D3DN***/I | Mini-Splits | 11000 | 8800 | 2.5 | 9000 | 1.97
GREE | G-Series | 9084227 | HMSR-A-CB-O | GWHD(36)ND3GO |  | Non-Ducted Indoor Units | 36000 | 26600 | 2.88 | 25400 | 2.32
GREE | Lomo | 9102794 | HRCU-A-CB-O | GWH24YE-D3DNA1A/O | GWH24QE-D3DN***/I | Mini-Splits | 24000 | 20000 | 2.85 | 24000 | 1.9
GREE | Lomo | 9116197 | HRCU-A-CB-O | GWH12YD-D3DNA1A/O | GWH12QD-D3DN***/I | Mini-Splits | 12200 | 10300 | 2.85 | 12000 | 1.91
GREE | Bora | 9123256 | HRCU-A-CB-O | GWH24YE-D3DNA1A/O | GWH24AAE-D3DN***/I | Mini-Splits | 24000 | 20000 | 2.85 | 24000 | 1.9
GREE | Bora | 9944776 | HRCU-A-CB-O | GWH12YD-D3DNA1A/O | GWH12AAD-D3DN***/I | Mini-Splits | 12200 | 10300 | 2.85 | 12000 | 1.91
GREE | Vireo GEN1 | 9956331 | HRCU-A-CB-O | VIR09HP230V1BO | VIR09HP230V1BH | Mini-Splits | 11000 | 8800 | 2.5 | 9000 | 1.97
GREE | Multi GEN1 CO | 9956417 | HMSR-A-CB-O | MULTI36HP230V1CO |  | Non-Ducted Indoor Units | 36000 | 26600 | 2.88 | 25400 | 2.32
GREE | Sapphire | 10149900 | HRCU-A-CB-O | SAP09HP230V1AO | SAP09HP230V1AH | Mini-Splits | 9000 | 8200 | 2.9 | 13000 | 1.91
GREE | Sapphire | 10149903 | HRCU-A-CB-O | SAP12HP230V1AO | SAP12HP230V1AH | Mini-Splits | 12200 | 10300 | 2.85 | 12000 | 1.91
GREE | Sapphire | 10157571 | HRCU-A-CB-O | SAP24HP230V1AO | SAP24HP230V1AH | Mini-Splits | 24000 | 20000 | 2.85 | 24000 | 1.9
GREE | Lomo | 202360989 | HRCU-A-CB-O | GWH09ACD-D3DNA1A/O | GWH09QD-D3DN***/I | Mini-Splits | 9000 | 8200 | 2.9 | 13000 | 1.91
GREE | Bora | 204325176 | HRCU-A-CB-O | GWH09ACD-D3DNA1A/O | GWH09AAD-D3DN***/I | Mini-Splits | 9000 | 8200 | 2.9 | 13000 | 1.91
GREE | Pular | 206395961 | HRCU-A-CB-O | GWH12AGC-D3DNA1A/O | GWH12AGC-D3DN***/I | Mini-Splits | 12000 | 10000 | 2.59 | 9200 | 1.93
GREE | Lomo | 206791548 | HRCU-A-CB-O | GWH12AGC-D3DNA1A/O | GWH12QC-D3DN***/I | Mini-Splits | 12000 | 10000 | 2.59 | 9200 | 1.93
GREE | Vireo GEN2 | 206839099 | HRCU-A-CB-O | 3VIR12HP230V1AO | 3VIR12HP230V1AH | Mini-Splits | 12000 | 10000 | 2.59 | 9200 | 1.93
GREE | M-Series | 208786089 | HMSR-A-CB-O | GWHD(18)ND3MO |  | Non-Ducted Indoor Units | 18000 | 15000 | 2.6 | 13600 | 2.21
GREE | Multi GEN2 EO | 210278973 | HMSR-A-CB-O | MULTI18HP230V1EO |  | Non-Ducted Indoor Units | 18000 | 15000 | 2.6 | 13600 | 2.21
GREE | N-Series | 210485362 | HMSR-A-CB-O | GWHD(18)ND3NO |  | Non-Ducted Indoor Units | 18000 | 15000 | 2.6 | 13600 | 2.21
GREE | Pular | 210605759 | HRCU-A-CB-O | GWH18AGDXF-D3DNA1A/O | GWH18AGDXF-D3DN***/I | Mini-Splits | 18000 | 14600 | 2.8 | 13500 | 1.9
GREE | Vireo GEN3 | 210665999 | HRCU-A-CB-O | 3VIR18HP230V1BO | 3VIR18HP230V1AH | Mini-Splits | 18000 | 14600 | 2.8 | 13500 | 1.9
GREE | Floor ceiling | 216618228 | HRCU-A-CB-O | GWH09AVDXE-D6DNA1B/O | GTH(09)CA-D6DN***/I | Mini-Splits | 10500 | 8900 | 2.96 | 10500 | 1.9
GREE | Ducted | 216618210 | HRCU-A-CB | GWH09AGCXD-D6DNA4D/O | GFH(09)DA-D6DN***/I | Mini-Splits | 10500 | 8800 | 2.8 | 9500 | 2.14
GREE | Floor ceiling | 216618208 | HRCU-A-CB-O | GWH09AGCXD-D6DNA4D/O | GTH(09)CA-D6DN***/I | Mini-Splits | 10500 | 8800 | 2.96 | 10000 | 1.95
GREE | One-way air discharge cassette unit | 216618207 | HRCU-A-CB-O | GWH09AGCXD-D6DNA4D/O | GKH(09)DA-D6DN***/I | Mini-Splits | 10500 | 8800 | 2.87 | 9400 | 1.97
GREE | 360°air discharge cassette unit | 216618206 | HRCU-A-CB-O | GWH09AGCXD-D6DNA4D/O | GKH(09)EB-D6DN***/I | Mini-Splits | 10500 | 8800 | 2.87 | 7600 | 1.94
GREE | Clivia | 216052270 | HRCU-A-CB-O | GWH18AGDXF-D6DNA4B/O | GWH18AUDXF-D6DN***/I | Mini-Splits | 18000 | 14700 | 2.69 | 14600 | 1.9
GREE | Clivia | 216032436 | HRCU-A-CB-O | GWH12AGCXD-D6DNA4D/O | GWH12AUCXD-D6DN***/I | Mini-Splits | 12000 | 10000 | 2.9 | 11000 | 1.95
GREE | Charmo | 215887358 | HRCU-A-CB-O | GWH18ATDXE-D6DNA1C/O | GWH18AYDXE-D6DN***/I | Mini-Splits | 18500 | 15000 | 2.89 | 13000 | 1.9
GREE | ALL MATCH | 215415558 | HRCU-A-CB-O | LIV36HP230V1R32AO | FSU36HP230V1R32AH | Mini-Splits | 34000 | 27200 | 2.58 | 24400 | 2
GREE | Floor ceiling | 215415549 | HRCU-A-CB-O | SAP09HP230V1R32AO | FLR09HP230V1R32AH | Mini-Splits | 10500 | 8900 | 2.96 | 10500 | 1.9
GREE | Floor ceiling | 215415544 | HRCU-A-CB-O | GWH09AVDXE-D6DNA1A/O | GTH(09)CA-D6DN***/I | Mini-Splits | 10500 | 8900 | 2.96 | 10500 | 1.9
GREE | Ducted | 215413817 | HRCU-A-CB | VIR09HP230V1R32AO | DUC09HP230V1R32AH | Mini-Splits | 10500 | 8800 | 2.8 | 9500 | 2.14
GREE | Floor ceiling | 215413815 | HRCU-A-CB-O | VIR09HP230V1R32AO | FLR09HP230V1R32AH | Mini-Splits | 10500 | 8800 | 2.96 | 10000 | 1.95
GREE | One-way air discharge cassette unit | 215413814 | HRCU-A-CB-O | VIR09HP230V1R32AO | OWC09HP230V1R32AH | Mini-Splits | 10500 | 8800 | 2.87 | 9400 | 1.97
GREE | 360°air discharge cassette unit | 215413813 | HRCU-A-CB-O | VIR09HP230V1R32AO | CAS09HP230V1R32AH | Mini-Splits | 10500 | 8800 | 2.87 | 7600 | 1.94
GREE | Ducted | 215413812 | HRCU-A-CB | ENV09HP230V1R32AO | DUC09HP230V1R32AH | Mini-Splits | 10500 | 8800 | 2.8 | 9500 | 2.14
GREE | Floor ceiling | 215413810 | HRCU-A-CB-O | ENV09HP230V1R32AO | FLR09HP230V1R32AH | Mini-Splits | 10500 | 8800 | 2.96 | 10000 | 1.95
GREE | One-way air discharge cassette unit | 215413809 | HRCU-A-CB-O | ENV09HP230V1R32AO | OWC09HP230V1R32AH | Mini-Splits | 10500 | 8800 | 2.87 | 9400 | 1.97
GREE | 360°air discharge cassette unit | 215413808 | HRCU-A-CB-O | ENV09HP230V1R32AO | CAS09HP230V1R32AH | Mini-Splits | 10500 | 8800 | 2.87 | 7600 | 1.94
GREE | Ducted | 215406442 | HRCU-A-CB | GWH09AUCXD-D6DNA1C/O | GFH(09)DA-D6DN***/I | Mini-Splits | 10500 | 8800 | 2.8 | 9500 | 2.14
GREE | Floor ceiling | 215406440 | HRCU-A-CB-O | GWH09AUCXD-D6DNA1C/O | GTH(09)CA-D6DN***/I | Mini-Splits | 10500 | 8800 | 2.96 | 10000 | 1.95
GREE | One-way air discharge cassette unit | 215406439 | HRCU-A-CB-O | GWH09AUCXD-D6DNA1C/O | GKH(09)DA-D6DN***/I | Mini-Splits | 10500 | 8800 | 2.87 | 9400 | 1.97
GREE | 360°air discharge cassette unit | 215406438 | HRCU-A-CB-O | GWH09AUCXD-D6DNA1C/O | GKH(09)EB-D6DN***/I | Mini-Splits | 10500 | 8800 | 2.87 | 7600 | 1.94
GREE | Clivia | 215402266 | HRCU-A-CB-O | GWH12AGCXD-D6DNA4D/O | GWH12AGCXD-D6DN***/I | Mini-Splits | 12000 | 10000 | 2.9 | 11000 | 1.95
GREE | Clivia | 215387336 | HRCU-A-CB-O | GWH18AGDXF-D6DNA4B/O | GWH18AGDXF-D6DN***/I | Mini-Splits | 18000 | 14700 | 2.69 | 14600 | 1.9
GREE | Airy | 215386290 | HRCU-A-CB-O | GWH12AVDXE-D6DNA1B/O | GWH12AVDXE-D6DN***/I | Mini-Splits | 12200 | 10300 | 3.11 | 12200 | 2
GREE | Airy | 215385452 | HRCU-A-CB-O | GWH09AVDXE-D6DNA1B/O | GWH09AVDXE-D6DN***/I | Mini-Splits | 10600 | 8900 | 3.22 | 11500 | 2.11
GREE | ALL MATCH | 215351180 | HRCU-A-CB-O | TWH36ATEXH-D6DNA1G/O | TVH36ALXH-D6DN***/I | Mini-Splits | 34000 | 27200 | 2.58 | 24400 | 2
GREE | ALL MATCH | 215351162 | HRCU-A-CB-O | GWH36ATEXH-D6DNA1G/O | GVH36ALXH-D6DN***/I | Mini-Splits | 34000 | 27200 | 2.58 | 24400 | 2
GREE | Clivia | 215218911 | HRCU-A-CB-O | VIR18HP230V1R32AO | VIR18HP230V1R32AH | Mini-Splits | 18000 | 14700 | 2.69 | 14600 | 1.9
GREE | Pular | 214813331 | HRCU-A-CB-O | GWH18AUDXF-D6DNA1A/O | GWH18AGDXF-D6DN***/I | Mini-Splits | 18000 | 14700 | 2.69 | 14600 | 1.9
GREE | Clivia | 214813258 | HRCU-A-CB-O | VIR12HP115V1R32AO | VIR12HP115V1R32AH | Mini-Splits | 12000 | 10000 | 2.9 | 9500 | 1.95
GREE | Clivia | 214813257 | HRCU-A-CB-O | VIR12HP230V1R32AO | VIR12HP230V1R32AH | Mini-Splits | 12000 | 10000 | 2.9 | 11000 | 1.95
GREE | Airy | 214810380 | HRCU-A-CB-O | SAP12HP230V1R32AO | SAP12HP230V1R32AH | Mini-Splits | 12200 | 10300 | 3.11 | 12200 | 2
GREE | Airy | 214810379 | HRCU-A-CB-O | GWH12AVDXE-D6DNA1A/O | GWH12AVDXE-D6DN***/I | Mini-Splits | 12200 | 10300 | 3.11 | 12200 | 2
GREE | Airy | 214802444 | HRCU-A-CB-O | SAP09HP230V1R32AO | SAP09HP230V1R32AH | Mini-Splits | 10600 | 8900 | 3.22 | 11500 | 2.11
GREE | Airy | 214802442 | HRCU-A-CB-O | GWH09AVDXE-D6DNA1A/O | GWH09AVDXE-D6DN***/I | Mini-Splits | 10600 | 8900 | 3.22 | 11500 | 2.11
GREE | Clivia | 214796625 | HRCU-A-CB-O | GWH12AUCXD-A6DNA1B/O | GWH12AGCXD-A6DN***/I | Mini-Splits | 12000 | 10000 | 2.9 | 9500 | 1.95
GREE | Clivia | 214796624 | HRCU-A-CB-O | GWH12AUCXD-D6DNA1B/O | GWH12AGCXD-D6DN***/I | Mini-Splits | 12000 | 10000 | 2.9 | 11000 | 1.95
GREE | Clivia | 214779344 | HRCU-A-CB-O | ENV12HP230V1R32AO | ENV12HP230V1R32AH | Mini-Splits | 12000 | 10000 | 2.9 | 11000 | 1.95
GREE | Clivia | 214779343 | HRCU-A-CB-O | ENV12HP115V1R32AO | ENV12HP115V1R32AH | Mini-Splits | 12000 | 10000 | 2.9 | 9500 | 1.95
GREE | Clivia | 214779342 | HRCU-A-CB-O | ENV09HP230V1R32AO | ENV09HP230V1R32AH | Mini-Splits | 10500 | 8800 | 2.93 | 9300 | 1.96
GREE | Clivia | 214779341 | HRCU-A-CB-O | ENV09HP115V1R32AO | ENV09HP115V1R32AH | Mini-Splits | 10000 | 8400 | 2.9 | 9200 | 1.9
GREE | Clivia | 214777850 | HRCU-A-CB-O | ENV18HP230V1R32AO | ENV18HP230V1R32AH | Mini-Splits | 18000 | 14700 | 2.69 | 14600 | 1.9
GREE | Charmo | 214608823 | HRCU-A-CB-O | GWH18ATDXE-D6DNA1C/O | GWH18ATDXE-D6DN***/I | Mini-Splits | 18500 | 15000 | 2.89 | 13000 | 1.9
GREE | Clivia | 214489060 | HRCU-A-CB-O | GWH18AUDXF-D6DNA1A/O | GWH18AUDXF-D6DN***/I | Mini-Splits | 18000 | 14700 | 2.69 | 14600 | 1.9
GREE | Sapphire | 214387779 | HRCU-A-CB-O | SAP12HP230V1AO | SAP12HP230V1AH* | Mini-Splits | 12200 | 10300 | 2.85 | 13000 | 1.91
GREE | Clivia | 213927626 | HRCU-A-CB-O | GWH12AUCXD-A6DNA1B/O | GWH12AUCXD-A6DN***/I | Mini-Splits | 12000 | 10000 | 2.9 | 9500 | 1.95
GREE | Clivia | 213927625 | HRCU-A-CB-O | GWH12AUCXD-D6DNA1B/O | GWH12AUCXD-D6DN***/I | Mini-Splits | 12000 | 10000 | 2.9 | 11000 | 1.95
GREE | Vireo GEN3 | 211755707 | HRCU-A-CB-O | 3VIR18HP230V1BO | 3VIR18HP230V1BH | Mini-Splits | 18000 | 14600 | 2.8 | 13500 | 1.9
GREE | FLEXX Eco Series | 216626011 | HRCU-A-CB | FXE60HP230V1R32AO | FXE60HP230V1R32AH |  | 54000 | 43000 | 2.66 | 40000 | 2.24
GREE | FLEXX Eco Series | 216626010 | HRCU-A-CB | FXE60HP230V1R32AO | FXE48HP230V1R32AH |  | 48000 | 38500 | 2.68 | 36000 | 2.18
GREE | FLEXX Eco Series | 216626008 | HRCU-A-CB | FXE30HP230V1R32AO | FXE30HP230V1R32AH |  | 28000 | 23000 | 2.5 | 19500 | 2.14
GREE | F Series | 216626005 | HRCU-A-CB | GUD36W2/NXF-D(U) | GUD24AH2/F-D(U) |  | 24000 | 20000 | 2.7 | 24000 | 2
GREE | E Series | 216621484 | HRCU-A-CB | GUD60W2/NHE-D(U) | GUD48AH2/E-D(U) |  | 48000 | 39500 | 2.86 | 48000 | 2
GREE | E Series | 216621482 | HRCU-A-CB | GUD36W2/NHE-D(U) | GUD24AH2/E-D(U) |  | 25000 | 20600 | 2.7 | 24000 | 2
GREE | G Series | 216621481 | HRCU-A-CB | GUD60W2/NHG-D(U) | GUD48AH2/G-D(U) |  | 48000 | 38500 | 2.68 | 36000 | 2.18
GREE | G Series | 216505509 | HRCU-A-CB | GUD30W2/NHG-D(U) | GUD30AH2/G-D(U) |  | 28000 | 23000 | 2.5 | 19500 | 2.14
GREE | G Series | 215889445 | HRCU-A-CB | GUD48W2/NHG-D(U) | GUD48AH2/G-D(U) |  | 48000 | 38500 | 2.68 | 36000 | 2.18
GREE | G Series | 215889444 | HRCU-A-CB | GUD60W2/NHG-D(U) | GUD60AH2/G-D(U) |  | 54000 | 43000 | 2.66 | 40000 | 2.24
GREE | F Series | 215494739 | HRCU-A-CB | GUD36W2/NXF-D(U) | GUD36AH2/F-D(U) |  | 34000 | 28200 | 2.7 | 30200 | 1.99
GREE | F Series | 215494738 | HRCU-A-CB | GUD24W2/NXF-D(U) | GUD24AH2/F-D(U) |  | 24000 | 20000 | 2.7 | 24000 | 2
GREE | FLEXX High-efficiency Series | 215213332 | HRCU-A-CB | FXU60HP230V1R32AO | FXU60HP230V1R32AH |  | 54000 | 45000 | 2.66 | 54000 | 2.1
GREE | FLEXX High-efficiency Series | 215213331 | HRCU-A-CB | FXU48HP230V1R32AO | FXU48HP230V1R32AH |  | 48000 | 39500 | 2.86 | 48000 | 2
GREE | FLEXX High-efficiency Series | 215213330 | HRCU-A-CB | FXU36HP230V1R32AO | FXU36HP230V1R32AH |  | 34000 | 28200 | 2.5 | 34000 | 2
GREE | FLEXX High-efficiency Series | 215213329 | HRCU-A-CB | FXU24HP230V1R32AO | FXU24HP230V1R32AH |  | 25000 | 20600 | 2.7 | 24000 | 2
GREE | E Series | 214568857 | HRCU-A-CB | GUD60W2/NHE-D(U) | GUD60AH2/E-D(U) |  | 54000 | 45000 | 2.66 | 54000 | 2.1
GREE | E Series | 214568858 | HRCU-A-CB | GUD48W2/NHE-D(U) | GUD48AH2/E-D(U) |  | 48000 | 39500 | 2.86 | 48000 | 2
GREE | E Series | 214568826 | HRCU-A-CB | GUD36W2/NHE-D(U) | GUD36AH2/E-D(U) |  | 34000 | 28200 | 2.5 | 34000 | 2
GREE | E Series | 214610240 | HRCU-A-CB | GUD24W2/NHE-D(U) | GUD24AH2/E-D(U) |  | 25000 | 20600 | 2.7 | 25000 | 2
GREE | 17 SEER DC inverter rooftop unit | 213379971 | HSP-A | GK-H02TC/NAA1-D(U) |  |  | 24000 | 23400 | 3.63 | 24000 | 2.61
GREE | 17 SEER DC inverter rooftop unit | 213368002 | HSP-A | GK-H02TC/NAA-T(U) |  |  | 24000 | 23400 | 3.63 | 24000 | 2.61
GREE | Ultra Heat GMV6 Mini | 211698448 | HMSR-A-CB-O | GMV-V36WL/C-T(U) |  | Non-Ducted Indoor Units | 36000 | 22000 | 2.5 | 34200 | 2.23
GREE | Ultra Heat GMV6 Mini | 211698447 | HMSR-A-CB-O | GMV-V48WL/C-T(U) |  | Non-Ducted Indoor Units | 48000 | 30000 | 2.6 | 45600 | 2.12
GREE | Ultra Heat GMV6 Mini | 211694660 | HMSR-A-CB-O | GMV-V60WL/C-T(U) |  | Non-Ducted Indoor Units | 60000 | 42000 | 2.5 | 54000 | 2.08
GREE | Extreme Series | 9944775 | HRCU-A-CB-O | GWH09YD-D3DNA1A/O | GWH09AAD-D3DN***/I | Mini-Splits | 9000 | 5600 | 2.88 | 12977 | 2.09
GRIDLESS | Hi ULTRA Xtreme | 213265552 | HRCU-A-CB-O | O-AYD09SD-1 | I-AYD09W-1 | Mini-Splits | 10000 | 5500 | 2.93 | 8600 | 1.94
GUARDIAN | UPAC GUARDIAN | 216445265 | HRCU-A-CB-O | UPC18CN23STG1 | UNI18DT23STG1 | Mini-Splits | 18000 | 13200 | 3.12 | 18000 | 2.16
GUARDIAN | UPAC GUARDIAN | 216019853 | HRCU-A-CB-O | UPC24CN23STG1 | UNI24CS23STG1 | Mini-Splits | 24000 | 19100 | 3.33 | 24000 | 2.01
GUARDIAN | UPAC GUARDIAN | 216019852 | HRCU-A-CB-O | UPC18CN23STG1 | UNI18CS23STG1 | Mini-Splits | 18000 | 14100 | 3.59 | 18000 | 2.26
GUARDIAN | UPAC GUARDIAN | 216017246 | HRCU-A-CB-O | UPC24CN23STG1 | UNI24HW23STG1 | Mini-Splits | 24000 | 17000 | 3.11 | 24000 | 2.01
GUARDIAN | UPAC GUARDIAN | 215743600 | HRCU-A-CB-O | UPC18CN23STG1 | UNI18HW23STG1 | Mini-Splits | 18000 | 13400 | 3.48 | 18000 | 2.13
GUARDIAN | UMULTI | 215747720 | HMSR-A-CB-O | UMC48CN23STG1 |  | Mixed Ducted and Non-Ducted Indoor Units | 46500 | 27800 | 2.54 | 37100 | 1.95
GUARDIAN | UMULTI | 215747723 | HMSR-A-CB-O | UMC36CN23STG1 |  | Mixed Ducted and Non-Ducted Indoor Units | 36000 | 21800 | 2.74 | 36065 | 1.91
GUARDIAN | UMULTI | 215747715 | HMSR-A-CB-O | UMC18CN23STG1 |  | Mixed Ducted and Non-Ducted Indoor Units | 18000 | 11700 | 2.96 | 18450 | 2.06
GUARDIAN | UMULTI | 215747714 | HMSV-A-CB | UMC18CN23STG1 |  | Ducted Indoor Units | 18000 | 11900 | 2.98 | 18800 | 2.16
GUARDIAN | UMULTI | 215747719 | HMSR-A-CB-O | UMC48CN23STG1 |  | Non-Ducted Indoor Units | 48000 | 28200 | 2.59 | 37830 | 2
GUARDIAN | UMULTI | 215747722 | HMSR-A-CB-O | UMC36CN23STG1 |  | Non-Ducted Indoor Units | 36000 | 22600 | 2.92 | 36510 | 1.94
GUARDIAN | UMULTI | 215225062 | HMSR-A-CB-O | UMC18CN23STG1 |  | Non-Ducted Indoor Units | 18000 | 11500 | 2.93 | 18100 | 1.96
GUARDIAN | UPAC GUARDIAN | 215441405 | HRCU-A-CB | UPC48CN23STG1 | UNI48DT23STG1 | Mini-Splits | 44000 | 28600 | 2.6 | 44000 | 2
GUARDIAN | UPAC GUARDIAN | 215441404 | HRCU-A-CB | UPC36CN23STG1 | UNI36DT23STG1 | Mini-Splits | 36000 | 25600 | 2.74 | 36000 | 2.01
GUARDIAN | UPAC GUARDIAN | 215449562 | HRCU-A-CB-O | UPC36CN23STG1 | UNI36CS23STG1 | Mini-Splits | 36000 | 25600 | 2.76 | 36000 | 2.07
GUARDIAN | URAC | 215270361 | HRCU-A-CB-O | URC12CN15STG1 | URD12HW15STG1 | Mini-Splits | 12000 | 9300 | 4.78 | 9200 | 1.9
GUARDIAN | URAC | 215270360 | HRCU-A-CB-O | URC09CN15STG1 | URD09HW15STG1 | Mini-Splits | 9500 | 9500 | 4.8 | 8700 | 1.9
GUARDIAN | URAC | 214803266 | HRCU-A-CB-O | URC18CN23STG1 | UNI18HW23STG1 | Mini-Splits | 18000 | 18000 | 3.61 | 18000 | 1.9
GUARDIAN | URAC | 214803265 | HRCU-A-CB-O | URC12CN23STG1 | UNI12HW23STG1 | Mini-Splits | 12000 | 10800 | 4.8 | 11000 | 2
GUARDIAN | URAC | 214803264 | HRCU-A-CB-O | URC09CN23STG1 | UNI09HW23STG1 | Mini-Splits | 9000 | 9000 | 4.8 | 9000 | 2.09
HAIER | ARCTIC Next Gen | 206389351 | HRCU-A-CB-O | 1U12EH2VHE* | AW12EH2VHD* | Mini-Splits | 14500 | 9300 | 2.52 | 17000 | 2.31
HAIER | Advanced Plus | 202583710 | HRCU-A-CB-O | 1U18AP2VHA | AW18ES2VHB | Mini-Splits | 22000 | 14000 | 2.5 | 17000 | 1.9
HAIER | 3U24EH2HD** | 210082198 | HMSR-A-CB-O | 3U24EH2HD** |  | Non-Ducted Indoor Units | 26000 | 17000 | 2.61 | 19000 | 1.95
HAIER | 2U20EH2HD** | 210082195 | HMSR-A-CB-O | 2U20EH2HD** |  | Non-Ducted Indoor Units | 22000 | 14000 | 2.5 | 18500 | 2.05
HAIER | ARCTIC Next Gen | 206445820 | HRCU-A-CB-O | 1U18EH2VHE* | AW18EH2VHD* | Mini-Splits | 20000 | 15300 | 2.7 | 20000 | 2.34
HAIER | ARCTIC Next Gen | 206445819 | HRCU-A-CB-O | 1U09EH2VHE* | AW09EH2VHD* | Mini-Splits | 10000 | 6500 | 2.89 | 12000 | 2.11
HAIER | Arctic | 212409447 | HRCU-A-CB-O | 1U09EH2HE** | AW09EH2HE** | Mini-Splits | 10000 | 7800 | 2.69 | 12000 | 2.11
HAIER | Arctic | 212409448 | HRCU-A-CB-O | 1U12EH2HE** | AW12EH2HE** | Mini-Splits | 14500 | 10800 | 2.9 | 17000 | 2.31
HAIER | Arctic | 212409449 | HRCU-A-CB-O | 1U18EH2HE** | AW18EH2HE** | Mini-Splits | 20000 | 15300 | 2.61 | 20000 | 2.34
HAIER | Arctic | 8862057 | HRCU-A-CB-O | 1U18EH2VHA | AW18EH2VHA | Mini-Splits | 20400 | 18500 | 2.85 | 20400 | 1.9
HAIER | Arctic | 8862047 | HRCU-A-CB-O | 1U09EH2VHA | AW09EH2VHA | Mini-Splits | 12000 | 9000 | 3.22 | 12000 | 2.23
HAIER | Advanced Series | 8028528 | HRCU-A-CB-O | 1U09ES2VHA | AW09ES2VHB | Mini-Splits | 10000 | 7400 | 3.44 | 10000 | 2.48
HAIER | Advanced Series | 8028525 | HRCU-A-CB-O | 1U24ES2VHA | AW24ES2VHB | Mini-Splits | 27700 | 18500 | 2.85 | 20500 | 2.15
HAIER | Advanced Series | 8028490 | HRCU-A-CB-O | 1U18ES2VHA | AW18ES2VHB | Mini-Splits | 22000 | 14000 | 2.74 | 14900 | 2.08
HAIER | Advanced Series | 8021588 | HRCU-A-CB-O | 1U12ES2VHA | AW12ES2VHB | Mini-Splits | 16000 | 12220 | 3.01 | 10160 | 2.46
HAIER | Novel Series | 6970203 | HRCU-A-CB-O | HSU09VHG(DB)-W | HSU09VHG(DB)-G | Mini-Splits | 9000 | 5600 | 3.16 | 6000 | 2.34
HAVELLS |  | 215588561 | HMSR-A-CB-O | GSSHAX7641 |  | Non-Ducted Indoor Units | 18000 | 12000 | 2.61 | 14000 | 2.22
HAVELLS |  | 215588562 | HMSR-A-CB-O | GSSHAX7642 |  | Non-Ducted Indoor Units | 24000 | 23600 | 3.84 | 20400 | 2.85
HAVELLS |  | 215588563 | HMSR-A-CB-O | GSSHAX7643 |  | Non-Ducted Indoor Units | 36000 | 27200 | 3.39 | 25200 | 2.31
HAXXAIR |  | 205921365 | HRCU-A-CB-O | HVHSC-12T2D | HAHC-12T2D | Mini-Splits | 12000 | 7600 | 2.72 | 8500 | 2.31
HAXXAIR |  | 205921367 | HRCU-A-CB-O | HVHSC-18T2D | HAHC-18T2D | Mini-Splits | 18800 | 12000 | 2.64 | 13200 | 2.36
HAXXAIR |  | 214855369 | HRCU-A-CB-O | HVHSC-24T2D | HAH-24T2D | Mini-Splits | 26000 | 19000 | 2.61 | 19000 | 2.2
HAXXAIR |  | 207036468 | HRCU-A-CB | HVHD-36E2D2 | HAHD-36E2D2 |  | 35000 | 24000 | 2.51 | 29300 | 1.93
HAXXAIR | Hi MULTI Xtreme | 216707872 | HMSR-A-CB-O | HVHMZ-42V2D |  | Non-Ducted Indoor Units | 48000 | 28200 | 2.59 | 36000 | 1.92
HAXXAIR | Hi MULTI Xtreme | 216707867 | HMSR-A-CB-O | HVHMZ-18V2D |  | Mixed Ducted and Non-Ducted Indoor Units | 18000 | 11700 | 2.96 | 17400 | 1.96
HAXXAIR | Hi MULTI Xtreme | 216707866 | HMSV-A-CB | HVHMZ-18V2D |  | Ducted Indoor Units | 18000 | 11900 | 2.98 | 17000 | 1.96
HAXXAIR | Hi MULTI Xtreme | 216707865 | HMSR-A-CB-O | HVHMZ-18V2D |  | Non-Ducted Indoor Units | 18000 | 11500 | 2.93 | 18000 | 1.99
HAXXAIR |  | 216014851 | HRCU-A-CB | HVHDZ-36V2D | HAHDZ-36V2D |  | 34000 | 32000 | 2.93 | 31000 | 2.22
HAXXAIR | Hi MULTI Xtreme | 216707875 | HMSR-A-CB-O | HVHMZ-36V2D |  | Non-Ducted Indoor Units | 36000 | 22600 | 2.92 | 36000 | 1.92
HAXXAIR |  | 216014852 | HRCU-A-CB | HVHDZ-48V2D | HAHDZ-48V2D |  | 48000 | 36600 | 2.64 | 37000 | 2.52
HAXXAIR |  | 216014850 | HRCU-A-CB | HVHDZ-24V2D | HAHDZ-24V2D |  | 24000 | 20400 | 3.05 | 20800 | 2.3
HAXXAIR |  | 216012011 | HRCU-A-CB-O | HVHZ-12V2D | HAHZ-12V2D | Mini-Splits | 12000 | 10800 | 4.8 | 11000 | 2
HAXXAIR |  | 216012010 | HRCU-A-CB-O | HVHZ-09V2D | HAHZ-09V2D | Mini-Splits | 9000 | 9000 | 4.8 | 9000 | 2.09
HAXXAIR |  | 215887341 | HRCU-A-CB-O | HVHZ-18V2D | HAHZ-18V2D | Mini-Splits | 18000 | 18000 | 3.61 | 18000 | 1.9
HAXXAIR |  | 214855372 | HRCU-A-CB-O | HVHSC-18T2D | HAH-18T2D | Mini-Splits | 19000 | 12000 | 2.71 | 13300 | 2.29
HAXXAIR |  | 214264495 | HRCU-A-C | HVHD-48E2D2 | DC61A44-245R | Ducted Indoor Units | 42000 | 31200 | 3.22 | 34600 | 2.08
HAXXAIR |  | 214264494 | HRCU-A-C | HVHD-36E2D2 | DC37A44-210L | Ducted Indoor Units | 30000 | 23000 | 2.89 | 24200 | 2.08
HEIL | QUIETCOMFORT DELUXE 20 VS HP | 215682295 | HRCU-A-CB | H5H0V48*K*AAA* | EVD5X60M21A*+WALLCON |  | 50000 | 46500 | 2.5 | 36800 | 2
HEIL | QUIETCOMFORT DELUXE 20 VS HP | 215676335 | HRCU-A-CB | H5H0V48*K*AAA* | EVD5X49M24A*+WALLCON |  | 50000 | 46000 | 2.5 | 36400 | 2.02
HEIL | QUIETCOMFORT DELUXE 20 VS HP | 215676325 | HRCU-A-CB | H5H0V48*K*AAA* | EVD5X49M24A*+WALLCON |  | 50000 | 46000 | 2.5 | 36400 | 2
HEIL | QUIETCOMFORT DELUXE 20 VS HP | 215682285 | HRCU-A-CB | H5H0V48*K*AAA* | EVD5X49M24A*+WALLCON |  | 50000 | 46000 | 2.5 | 36600 | 2
HEIL | QUIETCOMFORT DELUXE 20 VS HP | 215682275 | HRCU-A-CB | H5H0V48*K*AAA* | EVD5X49M24A*+WALLCON |  | 50000 | 46000 | 2.5 | 36600 | 2
HEIL | QUIETCOMFORT DELUXE 20 VS HP | 215676315 | HRCU-A-CB | H5H0V48*K*AAA* | EVD5X49M24A*+WALLCON |  | 50000 | 46000 | 2.5 | 36400 | 2
HEIL | QUIETCOMFORT DELUXE 20 VS HP | 215676305 | HRCU-A-CB | H5H0V48*K*AAA* | EVD5X49M24A*+WALLCON |  | 50000 | 46000 | 2.5 | 36400 | 2
HEIL | QUIETCOMFORT DELUXE 20 VS HP | 215682255 | HRCU-A-CB | H5H0V48*K*AAA* | EVD5X49M24A*+WALLCON |  | 50000 | 46000 | 2.5 | 36600 | 2
HEIL | QUIETCOMFORT DELUXE 20 VS HP | 215682245 | HRCU-A-CB | H5H0V48*K*AAA* | EVD5X49M24A*+WALLCON |  | 50000 | 46000 | 2.52 | 36200 | 2.12
HEIL | QUIETCOMFORT DELUXE 20 VS HP | 215662861 | HRCU-A-CB | H5H0V48*K*AAA* | FCMA5B48L0C*+WALLCON |  | 48000 | 42000 | 2.52 | 33600 | 2.1
HEIL | DLC-series | 207188914 | HRCU-A-CB-O | DLCSRBH06AAK | DLFSHBH06XAK | Mini-Splits | 7000 | 7500 | 2.5 | 7200 | 1.92
HEIL | DLC-series | 206361883 | HRCU-A-CB-O | DLCSRBH12AAJ | DLFSHBH12XAJ | Mini-Splits | 12000 | 8900 | 2.75 | 6858 | 2.07
HEIL | DLC-series | 206361885 | HRCU-A-CB-O | DLCSRBH12AAK | DLFSHBH12XAK | Mini-Splits | 12000 | 10300 | 2.56 | 12113 | 1.9
HEIL | DL series | 213372140 | HRCU-A-C | DLCURAH18ABK | DLFULAH24XBX + CI |  | 19000 | 14700 | 2.6 | 15000 | 2.2
HEIL | DL series | 213372142 | HRCU-A-C | DLCURAH24ABK | DLFULAH24XBX + CI |  | 25000 | 21000 | 2.58 | 20000 | 1.95
HEIL | DLC-series | 210857438 | HRCU-A-CB-O | DLCSRBH06AAK | DLFSOAH09XAK | Mini-Splits | 7100 | 5700 | 2.61 | 8500 | 2.03
HEIL | DLC-series | 209948194 | HRCU-A-CB-O | DLCSRBH12AAK | DLFSFBH12XAK | Mini-Splits | 12000 | 10200 | 2.72 | 12300 | 2.1
HEIL | DLC-series | 208447645 | HRCU-A-CB-O | DLCSRBH06AAK | DLFSHCH06XAK | Mini-Splits | 7000 | 8500 | 2.9 | 8581 | 2.19
HEIL | DLC-series | 208447644 | HRCU-A-CB-O | DLCSRBH12AAJ | DLFSHCH12XAJ | Mini-Splits | 12000 | 8400 | 2.8 | 7094 | 2.19
HEIL | DLC-series | 208447724 | HRCU-A-CB-O | DLCERBH09AAK | DLFEHBH09XAK | Mini-Splits | 10000 | 6000 | 2.51 | 6933 | 1.97
HEIL | DLC-series | 211132724 | HRCU-A-CB | DLCSRBH24AAK | DLFSDAH24XHK | Mini-Splits | 25000 | 21000 | 2.75 | 24000 | 2
HEIL | DLC-series | 211132688 | HRCU-A-CB | DLCSRBH18AAK | DLFSDAH18XHK | Mini-Splits | 19000 | 15700 | 2.6 | 18000 | 2.2
HEIL | QUIETCOMFORT DELUXE 18 VS HP | 206771902 | HRCU-A-CB | HVH837GKA2* | EA*4X48L24A*+WALLCON |  | 32400 | 31400 | 2.54 | 27600 | 2.22
HEIL | QUIETCOMFORT DELUXE 18 VS HP | 206766033 | HRCU-A-CB | HVH825GKA3* | EA*4X37L21A*+WALLCON |  | 21000 | 20400 | 2.54 | 18100 | 2.24
HEIL | QUIETCOMFORT DELUXE 18 VS HP | 206771272 | HRCU-A-CB | HVH837GKA2* | EA*4X37L21A*+WALLCON |  | 33000 | 31800 | 2.52 | 28000 | 2.2
HEIL | QUIETCOMFORT DELUXE 18 VS HP | 206771353 | HRCU-A-CB | HVH837GKA2* | EA*4X37L21A*+WALLCON |  | 32800 | 31800 | 2.54 | 27800 | 2.22
HEIL | QUIETCOMFORT DELUXE 18 VS HP | 206771722 | HRCU-A-CB | HVH837GKA2* | EA*4X43L21A*+WALLCON |  | 32800 | 31800 | 2.56 | 27800 | 2.22
HEIL | QUIETCOMFORT DELUXE 18 VS HP | 206771776 | HRCU-A-CB | HVH837GKA2* | EA*4X48L21A*+WALLCON |  | 32600 | 31400 | 2.52 | 27800 | 2.2
HEIL | QUIETCOMFORT DELUXE 18 VS HP | 206771623 | HRCU-A-CB | HVH837GKA2* | EA*4X43L21A*+WALLCON |  | 33000 | 32000 | 2.52 | 28000 | 2.2
HEIL | DLC-series | 208447641 | HRCU-A-CB-O | DLCSRBH09AAK | DLFSHCH09XAK | Mini-Splits | 12000 | 9500 | 2.53 | 11109 | 1.97
HEIL | QUIETCOMFORT DELUXE 18 VS HP | 206771641 | HRCU-A-CB | HVH837GKA2* | EA*4X43L21A*+WALLCON |  | 32800 | 31800 | 2.54 | 28000 | 2.2
HEIL | QUIETCOMFORT DELUXE 18 VS HP | 206771857 | HRCU-A-CB | HVH837GKA2* | EA*4X48L21A*+WALLCON |  | 32400 | 31400 | 2.52 | 27600 | 2.2
HEIL | QUIETCOMFORT DELUXE 18 VS HP | 206771893 | HRCU-A-CB | HVH837GKA2* | EA*4X48L24A*+WALLCON |  | 32400 | 31400 | 2.52 | 27600 | 2.2
HEIL | D5F Series | 215324336 | HRCU-A-CB-O | D5CSHAH18AAK | D5FSHAH18XAK | Mini-Splits | 18000 | 16600 | 2.55 | 18000 | 1.92
HEIL |  | 215323728 | HRCU-A-CB | D5CUHAH36AAK | D5FUHAH36XAK |  | 37000 | 31000 | 2.5 | 37400 | 1.91
HEIL |  | 215324355 | HRCU-A-CB-O | D5CSRAH12AAK | D5FSHAH12XAK | Mini-Splits | 12000 | 9300 | 2.84 | 8400 | 2.3
HEIL |  | 215324352 | HRCU-A-CB-O | D5CSRAH09AAK | D5FSFAH09XAK | Mini-Splits | 9000 | 9000 | 2.9 | 8600 | 2.27
HEIL |  | 215324351 | HRCU-A-CB-O | D5CSRAH09AAK | D5FSCAH12XAK | Mini-Splits | 10000 | 8500 | 2.8 | 8300 | 2.17
HEIL |  | 215324350 | HRCU-A-CB-O | D5CSRAH09AAK | D5FSOAH12XAK | Mini-Splits | 11000 | 7900 | 2.69 | 8000 | 2.17
HEIL |  | 215324349 | HRCU-A-CB-O | D5CSRAH09AAK | D5FSHAH09XAK | Mini-Splits | 10000 | 8100 | 2.83 | 8000 | 2.37
HEIL |  | 215324348 | HRCU-A-CB-O | D5CSRAH12AAJ | D5FSHAH12XAJ | Mini-Splits | 12000 | 8700 | 2.68 | 7700 | 2.33
HEIL |  | 215324347 | HRCU-A-CB-O | D5CSHAH33AAK | D5FSHAH33XAK | Mini-Splits | 36000 | 30000 | 2.69 | 35000 | 1.98
HEIL |  | 215324346 | HRCU-A-CB | D5CSHAH24AAK | D5FSDAH24XHK | Mini-Splits | 26000 | 21600 | 2.71 | 24000 | 2.18
HEIL |  | 215324343 | HRCU-A-CB-O | D5CSHAH24AAK | D5FSHAH24XAK | Mini-Splits | 29000 | 21000 | 2.88 | 24200 | 2.34
HEIL |  | 215324339 | HRCU-A-CB-O | D5CSHAH18AAK | D5FSFAH16XAK | Mini-Splits | 17000 | 14200 | 2.6 | 17500 | 1.95
HEIL |  | 215324338 | HRCU-A-CB-O | D5CSHAH18AAK | D5FSCAH18XAK | Mini-Splits | 19000 | 14900 | 2.7 | 17000 | 1.9
HEIL |  | 215324332 | HRCU-A-CB-O | D5CSHAH12AAK | D5FSCAH12XAK | Mini-Splits | 12000 | 10000 | 2.74 | 11500 | 1.99
HEIL |  | 215324331 | HRCU-A-CB-O | D5CSHAH12AAK | D5FSOAH12XAK | Mini-Splits | 12500 | 9600 | 2.65 | 11500 | 1.99
HEIL |  | 215413256 | HRCU-A-CB-O | D5CPRAH18AA | D5FPHAH18XAK | Mini-Splits | 20000 | 19300 | 3.01 | 22600 | 2.34
HEIL |  | 215413257 | HRCU-A-CB-O | D5CSRAH30AAK | D5FSHAH30XAK | Mini-Splits | 30000 | 20400 | 2.52 | 20000 | 2.03
HEIL |  | 215357300 | HMSV-A-CB | D5CMRAH24DAK |  | Mixed Ducted and Non-Ducted Indoor Units | 25000 | 18000 | 2.6 | 18000 | 2
HEIL |  | 215357304 | HMSR-A-CB-O | D5CMRAH30EAK |  | Non-Ducted Indoor Units | 31000 | 26600 | 2.5 | 26000 | 2
HEIL |  | 215357277 | HMSR-A-CB-O | D5CMHAH24DAK |  | Non-Ducted Indoor Units | 25000 | 23600 | 2.5 | 25000 | 2
HEIL |  | 215357299 | HMSV-A-CB | D5CMRAH24DAK |  | Ducted Indoor Units | 25000 | 18200 | 2.6 | 18000 | 2
HEIL |  | 215357298 | HMSR-A-CB-O | D5CMRAH24DAK |  | Non-Ducted Indoor Units | 25000 | 17800 | 2.6 | 18000 | 2
HEIL |  | 215324367 | HRCU-A-CB | D5CSRAH18AAK | D5FSDAH18XHK | Mini-Splits | 20000 | 14900 | 2.89 | 14200 | 2.41
HEIL |  | 215324360 | HRCU-A-CB | D5CSRAH12AAK | D5FSDAH12XHK | Mini-Splits | 12000 | 9100 | 2.78 | 8900 | 2.44
HEIL |  | 215324354 | HRCU-A-CB | D5CSRAH09AAK | D5FSDAH12XHK | Mini-Splits | 10000 | 9300 | 2.9 | 8300 | 2.32
HEIL |  | 215324353 | HRCU-A-CB | D5CSRAH09AAK | D5FSDAH12XAK | Mini-Splits | 10000 | 8900 | 2.61 | 8600 | 2.25
HEIL |  | 215324342 | HRCU-A-CB | D5CSHAH18AAK | D5FSDAH18XHK | Mini-Splits | 19500 | 15000 | 2.89 | 18000 | 2.1
HEIL |  | 215324335 | HRCU-A-CB | D5CSHAH12AAK | D5FSDAH12XHK | Mini-Splits | 12000 | 10200 | 2.6 | 12000 | 1.95
HEIL |  | 215357312 | HMSV-A-CB | D5CMRAH48FAK |  | Mixed Ducted and Non-Ducted Indoor Units | 47500 | 37400 | 2.5 | 37000 | 2.05
HEIL |  | 215357311 | HMSV-A-CB | D5CMRAH48FAK |  | Ducted Indoor Units | 47000 | 37000 | 2.5 | 38000 | 2.1
HEIL |  | 215357310 | HMSR-A-CB-O | D5CMRAH48FAK |  | Non-Ducted Indoor Units | 48000 | 38000 | 2.5 | 36000 | 2
HEIL |  | 215357297 | HMSV-A-CB | D5CMRAH18CAK |  | Mixed Ducted and Non-Ducted Indoor Units | 19000 | 14100 | 2.79 | 14000 | 2.31
HEIL |  | 215357296 | HMSV-A-CB | D5CMRAH18CAK |  | Ducted Indoor Units | 19000 | 14600 | 2.8 | 14600 | 2.3
HEIL |  | 215357295 | HMSR-A-CB-O | D5CMRAH18CAK |  | Non-Ducted Indoor Units | 19000 | 13600 | 2.81 | 13500 | 2.3
HEIL |  | 215357294 | HMSV-A-CB | D5CMHAH55FAK |  | Mixed Ducted and Non-Ducted Indoor Units | 55000 | 44500 | 2.65 | 47500 | 2.05
HEIL |  | 215357293 | HMSV-A-CB | D5CMHAH55FAK |  | Ducted Indoor Units | 55000 | 45000 | 2.7 | 48000 | 2.1
HEIL |  | 215357292 | HMSR-A-CB-O | D5CMHAH55FAK |  | Non-Ducted Indoor Units | 55000 | 44000 | 2.6 | 47000 | 2
HEIL |  | 215357291 | HMSV-A-CB | D5CMHAH48FAK |  | Mixed Ducted and Non-Ducted Indoor Units | 48500 | 44000 | 2.6 | 47500 | 2
HEIL |  | 215357290 | HMSV-A-CB | D5CMHAH48FAK |  | Ducted Indoor Units | 48000 | 44500 | 2.6 | 48000 | 2
HEIL |  | 215357289 | HMSR-A-CB-O | D5CMHAH48FAK |  | Non-Ducted Indoor Units | 49000 | 44000 | 2.6 | 47000 | 2
HEIL |  | 215357276 | HMSV-A-CB | D5CMHAH18CAK |  | Mixed Ducted and Non-Ducted Indoor Units | 20000 | 17300 | 2.65 | 18500 | 2
HEIL |  | 215357275 | HMSV-A-CB | D5CMHAH18CAK |  | Ducted Indoor Units | 20000 | 17000 | 2.59 | 18000 | 2
HEIL |  | 215357274 | HMSR-A-CB-O | D5CMHAH18CAK |  | Non-Ducted Indoor Units | 20000 | 17600 | 2.7 | 19000 | 2
HEIL |  | 215333787 | HRCU-A-CB-O | D5CVRAH09AAK | D5FVHAH09XCK | Mini-Splits | 10000 | 8000 | 2.58 | 7000 | 2.16
HEIL |  | 215324374 | HRCU-A-CB-O | D5CVRAH09AAK | D5FVHAH09XAK | Mini-Splits | 10000 | 8000 | 2.58 | 7000 | 2.16
HEIL |  | 215324386 | HRCU-A-CB-O | D5CLRAH36AAK | D5FLCAH36XAK | Mini-Splits | 38000 | 26800 | 2.68 | 26600 | 2.2
HEIL |  | 215324379 | HRCU-A-CB-O | D5CLHAH36AAK | D5FCFAH36XAK | Mini-Splits | 38000 | 30200 | 2.58 | 39500 | 2.02
HEIL |  | 215324378 | HRCU-A-CB-O | D5CLHAH36AAK | D5FLCAH36XAK | Mini-Splits | 37000 | 30600 | 2.56 | 37000 | 1.95
HEIL |  | 215324370 | HRCU-A-CB-O | D5CSRAH24AAK | D5FCFAH24XAK | Mini-Splits | 24400 | 20000 | 2.56 | 18600 | 2.27
HEIL |  | 215324369 | HRCU-A-CB-O | D5CSRAH24AAK | D5FSCAH24XAK | Mini-Splits | 25000 | 20400 | 2.73 | 18500 | 2.3
HEIL |  | 215324365 | HRCU-A-CB-O | D5CSRAH18AAK | D5FCFAH18XAK | Mini-Splits | 18000 | 13700 | 2.51 | 12800 | 2.05
HEIL |  | 215324345 | HRCU-A-CB-O | D5CSHAH24AAK | D5FCFAH24XAK | Mini-Splits | 26000 | 20200 | 2.74 | 24200 | 2.16
HEIL |  | 215324385 | HRCU-A-CB | D5CLHAH58AAK | D5FLDAH58XHK | Mini-Splits | 60000 | 45000 | 2.72 | 53500 | 2.1
HEIL |  | 215324383 | HRCU-A-CB | D5CLHAH48AAK | D5FLDAH48XHK | Mini-Splits | 52000 | 45000 | 2.61 | 47500 | 2
HEIL |  | 215324380 | HRCU-A-CB | D5CLHAH36AAK | D5FLDAH36XHK | Mini-Splits | 42000 | 31600 | 2.73 | 37600 | 2.1
HEIL |  | 215324323 | HRCU-A-CB | D5CSHAH06AAK | D5FSDAH06XAK | Mini-Splits | 8000 | 8000 | 2.69 | 7800 | 2.41
HEIL |  | 215324322 | HRCU-A-CB-O | D5CSHAH06AAK | D5FSOAH06XAK | Mini-Splits | 7400 | 7000 | 2.66 | 8100 | 2.4
HEIL |  | 215324321 | HRCU-A-CB-O | D5CSHAH06AAK | D5FSHAH06XAK | Mini-Splits | 7000 | 7900 | 2.79 | 7700 | 2.4
HEIL |  | 215318987 | HRCU-A-CB | D5CUHAH48AAK | D5FUHAH60XAK |  | 48000 | 34000 | 2.56 | 48000 | 2
HEIL |  | 215318986 | HRCU-A-CB | D5CUHAH30AAK | D5FUHAH36XAK |  | 33000 | 24000 | 2.69 | 33200 | 1.97
HEIL |  | 215318985 | HRCU-A-CB | D5CUHAH18AAK | D5FUHAH24XAK |  | 18000 | 14700 | 2.66 | 18600 | 2.12
HEIL |  | 215318995 | HRCU-A-CB | D5CLHAH58AAK | D5FLAAH60XAK |  | 59000 | 41000 | 2.6 | 53000 | 2
HEIL |  | 215318982 | HRCU-A-CB | D5CURAH36AAK | D5FUAAH36XAK |  | 36000 | 25600 | 2.6 | 27000 | 2
HEIL |  | 215318978 | HRCU-A-CB | D5CUHAH60AAK | D5FUHAH60XAK |  | 55000 | 35000 | 2.5 | 54000 | 1.9
HEIL |  | 215318976 | HRCU-A-CB | D5CUHAH48AAK | D5FUAAH48XAK |  | 50000 | 37000 | 2.7 | 46000 | 1.9
HEIL |  | 215318975 | HRCU-A-CB | D5CUHAH36AAK | D5FUAAH36XAK |  | 37000 | 31800 | 2.56 | 39000 | 1.9
HEIL |  | 215318974 | HRCU-A-CB | D5CUHAH30AAK | D5FUAAH30XAK |  | 34000 | 23800 | 2.76 | 32600 | 1.96
HEIL |  | 215318973 | HRCU-A-CB | D5CUHAH24AAK | D5FUHAH24XAK |  | 24000 | 19000 | 2.64 | 20600 | 2.14
HEIL |  | 215318971 | HRCU-A-CB | D5CUHAH18AAK | D5FUAAH18XAK |  | 19000 | 15000 | 2.6 | 18000 | 2
HEIL |  | 215318991 | HRCU-A-CB | D5CSRAH18AAK | D5FSAAH18XBK |  | 18000 | 13200 | 2.6 | 13000 | 2.3
HEIL |  | 215318997 | HRCU-A-CB | D5CLRAH48AAK | D5FLAAH48XAK |  | 50000 | 40000 | 2.6 | 35200 | 1.9
HEIL |  | 215318994 | HRCU-A-CB | D5CLHAH48AAK | D5FLAAH48XAK |  | 50000 | 40000 | 2.5 | 46000 | 2
HEIL |  | 215318990 | HRCU-A-CB | D5CSHAH33AAK | D5FSAAH36XBK |  | 35000 | 27400 | 2.58 | 34000 | 2
HEIL |  | 215318988 | HRCU-A-CB | D5CSHAH18AAK | D5FSAAH18XBK |  | 19500 | 14000 | 2.6 | 18000 | 2.2
HEIL | QUIETCOMFORT DELUXE 18 VS HP | 210473239 | HRCU-A-CB | HVH825GKA3* | EA*4X43L21A*+WALLCON |  | 21000 | 20400 | 2.54 | 18100 | 2.24
HEIL | QUIETCOMFORT DELUXE 18 VS HP | 210470497 | HRCU-A-CB | HVH837GKA2* | EA*4X61L21A*+WALLCON |  | 32000 | 31200 | 2.54 | 27600 | 2.22
HEIL | QUIETCOMFORT DELUXE 18 VS HP | 210470431 | HRCU-A-CB | HVH837GKA2* | EA*4X61L21A*+WALLCON |  | 32200 | 31400 | 2.5 | 27800 | 2.2
HEIL | QUIETCOMFORT DELUXE 18 VS HP | 210470563 | HRCU-A-CB | HVH837GKA2* | EA*4X61L24A*+WALLCON |  | 32000 | 31200 | 2.54 | 27400 | 2.24
HEIL | QUIETCOMFORT DELUXE 18 VS HP | 210470266 | HRCU-A-CB | HVH837GKA2* | EA*4X60L24A*+WALLCON |  | 31800 | 31000 | 2.5 | 27400 | 2.2
HEIL | QUIETCOMFORT DELUXE 18 VS HP | 210470552 | HRCU-A-CB | HVH837GKA2* | EA*4X61L24A*+WALLCON |  | 32000 | 31200 | 2.52 | 27600 | 2.22
HEIL | QUIETCOMFORT DELUXE 18 VS HP | 210470442 | HRCU-A-CB | HVH837GKA2* | EA*4X61L21A*+WALLCON |  | 32000 | 31200 | 2.52 | 27600 | 2.22
HEIL | QUIETCOMFORT DELUXE 18 VS HP | 210470277 | HRCU-A-CB | HVH837GKA2* | EA*4X60L24A*+WALLCON |  | 31800 | 31000 | 2.52 | 27400 | 2.22
HEIL | Dlseries | 210025744 | HRCU-A-CB | DLCURAH60ABK | DLFUAAH60XAK |  | 59000 | 42000 | 2.6 | 54356 | 1.91
HEIL |  | 201835653 | HRCU-A-CB-O | DLCPRAH09AAK | DLFPHAH09XAK | Mini-Splits | 10000 | 7200 | 2.78 | 13047 | 1.97
HEIL | High Tier | 202463649 | HRCU-A-CB-O | DLCPRAH24AAK | DLFPHAH24XAK | Mini-Splits | 24000 | 15450 | 3 | 24000 | 2
HEIL | QuietComfort | 206350424 | HRCU-A-CB | DLCSRBH24AAK | DLFSDAH24XAK | Mini-Splits | 24600 | 14500 | 2.8 | 27910 | 2.01
HEIL | Performance Series | 207643054 | HMSV-A-CB | DLCMHBH24CAK |  | Ducted Indoor Units | 24000 | 18500 | 2.85 | 21500 | 1.95
HEIL | QUIETCOMFORT DELUXE 18 VS HP 2-STAGE | 210468206 | HRCU-A-CB | HVH837GKA2*+TSTAT | EHD4X60AAL |  | 47000 | 30600 | 2.52 | 24200 | 1.98
HEIL | QUIETCOMFORT DELUXE 18 VS HP 2-STAGE | 210468316 | HRCU-A-CB | HVH837GKA2*+TSTAT | EHD4X60AAL |  | 46500 | 30400 | 2.5 | 24200 | 1.98
HEIL | Performance Series | 207643056 | HMSR-A-CB-O | DLCMHBH30DAK |  | Non-Ducted Indoor Units | 30000 | 18500 | 2.98 | 29400 | 1.9
HEIL | QUIETCOMFORT DELUXE 18 VS HP 2-STAGE | 210465002 | HRCU-A-CB | HVH837GKA2*+TSTAT | EN(A,D,W)4X60L24** |  | 47000 | 30600 | 2.5 | 24000 | 1.96
HEIL | QUIETCOMFORT DELUXE 18 VS HP 2-STAGE | 210464814 | HRCU-A-CB | HVH837GKA2*+TSTAT | EN(A,D)4X48L24** |  | 48000 | 31000 | 2.5 | 24400 | 1.94
HEIL | QUIETCOMFORT DELUXE 18 VS HP 2-STAGE | 210464679 | HRCU-A-CB | HVH837GKA2*+TSTAT | EN(A,D)4X48L24** |  | 47500 | 30600 | 2.5 | 24200 | 1.94
HEIL | QUIETCOMFORT DELUXE 18 VS HP 2-STAGE | 210464613 | HRCU-A-CB | HVH837GKA2*+TSTAT | EN(A,D)4X48L24** |  | 47500 | 30800 | 2.5 | 24200 | 1.96
HEIL | QUIETCOMFORT DELUXE 18 VS HP 2-STAGE | 210464601 | HRCU-A-CB | HVH837GKA2*+TSTAT | EN(A,D)4X48L24** |  | 48000 | 31000 | 2.5 | 24400 | 1.96
HEIL | QUIETCOMFORT DELUXE 18 VS HP 2-STAGE | 210464458 | HRCU-A-CB | HVH837GKA2*+TSTAT | EN(A,D,W)4X48L21** |  | 48000 | 31000 | 2.5 | 24400 | 1.94
HEIL | QUIETCOMFORT DELUXE 18 VS HP 2-STAGE | 210464303 | HRCU-A-CB | HVH837GKA2*+TSTAT | EN(A,D,W)4X48L21** |  | 48000 | 31000 | 2.5 | 24400 | 1.94
HEIL | QUIETCOMFORT DELUXE 18 VS HP 2-STAGE | 210464168 | HRCU-A-CB | HVH837GKA2*+TSTAT | EN(A,D,W)4X48L21** |  | 47500 | 30800 | 2.5 | 24200 | 1.96
HEIL | QUIETCOMFORT DELUXE 18 VS HP 2-STAGE | 210462015 | HRCU-A-CB | HVH837GKA2*+TSTAT | EA*4X61L24A* |  | 47000 | 30800 | 2.52 | 24400 | 1.98
HEIL | QUIETCOMFORT DELUXE 18 VS HP 2-STAGE | 210461960 | HRCU-A-CB | HVH837GKA2*+TSTAT | EA*4X61L24A* |  | 47000 | 30600 | 2.5 | 24400 | 1.98
HEIL | QUIETCOMFORT DELUXE 18 VS HP 2-STAGE | 210461836 | HRCU-A-CB | HVH837GKA2*+TSTAT | EA*4X61L24A* |  | 47000 | 30600 | 2.5 | 24400 | 1.98
HEIL | QUIETCOMFORT DELUXE 18 VS HP 2-STAGE | 210461825 | HRCU-A-CB | HVH837GKA2*+TSTAT | EA*4X61L24A* |  | 46500 | 30400 | 2.5 | 24000 | 1.96
HEIL | QUIETCOMFORT DELUXE 18 VS HP 2-STAGE | 210461803 | HRCU-A-CB | HVH837GKA2*+TSTAT | EA*4X61L24A* |  | 47000 | 30600 | 2.5 | 24400 | 1.98
HEIL | QUIETCOMFORT DELUXE 18 VS HP 2-STAGE | 210461792 | HRCU-A-CB | HVH837GKA2*+TSTAT | EA*4X61L24A* |  | 47000 | 30600 | 2.5 | 24400 | 1.96
HEIL | QUIETCOMFORT DELUXE 18 VS HP 2-STAGE | 210461759 | HRCU-A-CB | HVH837GKA2*+TSTAT | EA*4X61L24A* |  | 46500 | 30400 | 2.5 | 24200 | 1.98
HEIL | QUIETCOMFORT DELUXE 18 VS HP 2-STAGE | 210461747 | HRCU-A-CB | HVH837GKA2*+TSTAT | EA*4X61L24A* |  | 46500 | 30600 | 2.5 | 24200 | 1.98
HEIL | QUIETCOMFORT DELUXE 18 VS HP 2-STAGE | 210461449 | HRCU-A-CB | HVH837GKA2*+TSTAT | EA*4X61L21A* |  | 46500 | 30600 | 2.5 | 24400 | 1.96
HEIL | QUIETCOMFORT DELUXE 18 VS HP 2-STAGE | 210461426 | HRCU-A-CB | HVH837GKA2*+TSTAT | EA*4X61L21A* |  | 47000 | 30600 | 2.5 | 24400 | 1.98
HEIL | QUIETCOMFORT DELUXE 18 VS HP 2-STAGE | 210461413 | HRCU-A-CB | HVH837GKA2*+TSTAT | EA*4X61L21A* |  | 47000 | 30600 | 2.5 | 24400 | 1.98
HEIL | QUIETCOMFORT DELUXE 18 VS HP 2-STAGE | 210461325 | HRCU-A-CB | HVH837GKA2*+TSTAT | EA*4X61L21A* |  | 46500 | 30400 | 2.5 | 24200 | 1.96
HEIL | QUIETCOMFORT DELUXE 18 VS HP 2-STAGE | 210459736 | HRCU-A-CB | HVH837GKA2*+TSTAT | EA*4X43L21A* |  | 47500 | 30800 | 2.52 | 24400 | 1.98
HEIL | QUIETCOMFORT DELUXE 18 VS HP 2-STAGE | 210458479 | HRCU-A-CB | HVH837GKA2*+TSTAT | EA*4X37L21A* |  | 47500 | 30800 | 2.52 | 24400 | 1.98
HEIL |  | 209852069 | HRCU-A-CB | DLCURAH18ABK | DLFUAAH18XAK |  | 19000 | 13500 | 2.5 | 18000 | 2
HEIL | QuietComfort | 207826600 | HMSV-A-CB | DLCSRBH24AAK | DLFSABH24XBK | Mini-Splits | 26000 | 16200 | 2.79 | 21514 | 1.95
HEIL | High Tier | 202463648 | HRCU-A-CB-O | DLCPRAH18AAK | DLFPHAH18XAK | Mini-Splits | 18000 | 12300 | 3.19 | 18000 | 2
HEIL |  | 201835667 | HRCU-A-CB-O | DLCSRAH09AAJ | DLFSHAH09XAJ | Mini-Splits | 9800 | 5600 | 2.65 | 6880 | 1.96
HEIL | High Wall System | 8177099 | HRCU-A-CB-O | DLCAHB18K1A | DLFAHH18K1A | Mini-Splits | 19000 | 12700 | 2.5 | 19190 | 2.85
HEIL | High Wall System | 8177081 | HRCU-A-CB-O | DLCAHB09K1A | DLFAHH09K1A | Mini-Splits | 9000 | 5500 | 2.88 | 10488 | 1.98
HISENSE | Hi-PRO HD | 214855379 | HRCU-A-CB | AUWR-6024P | AUH-6024 |  | 57000 | 37000 | 2.61 | 42000 | 2.46
HISENSE | Hi-PRO HD | 215278607 | HRCU-A-CB | AUWR-4824P | AUH-4824 |  | 48000 | 36600 | 2.64 | 37000 | 2.52
HISENSE | Hi-PRO HD | 214855378 | HRCU-A-CB | AUWR-3624P | AUH-3624 |  | 34000 | 32000 | 2.93 | 31000 | 2.15
HISENSE | Hi-PRO HD | 214855377 | HRCU-A-CB | AUWR-2424P | AUH-2424 |  | 24000 | 20400 | 3.05 | 20800 | 2.3
HISENSE | Hi UNI | 204835478 | HRCU-A-CB-O | AUW-09U3SS | ACT-09UR3SCA | Mini-Splits | 10000 | 7200 | 2.81 | 8300 | 2.25
HISENSE | Hi UNI | 204976793 | HRCU-A-CB-O | AUW-12U3SS | ACT-12UR3SCA | Mini-Splits | 12000 | 7600 | 2.72 | 8500 | 2.31
HISENSE | Hi ULTRA Xtreme | 208193232 | HRCU-A-CB-O | AST-09UW3SXE01 | AST-09UW3SXE**01 | Mini-Splits | 10000 | 5500 | 2.93 | 8600 | 1.94
HISENSE | Hi ULTRA HD | 206903535 | HRCU-A-CB | AUWR-36U3SA2 | AUH-36UX3SDH2 |  | 35000 | 24000 | 2.5 | 25200 | 2.1
HISENSE | Hi PRO | 201981253 | HRCU-A-CB-O | AS-09UW3SXE00 | AS-09UW3SXE**00 | Mini-Splits | 10000 | 6000 | 2.88 | 8050 | 2.05
HISENSE | Hi UNI | 203167189 | HRCU-A-CB-O | AUW-24U3SA | ACT-24UR3SGB | Mini-Splits | 26000 | 19000 | 2.61 | 19000 | 2.2
HISENSE | HiULTRA | 211717253 | HRCU-A-CB-O | AS-12UW3SXA**00 | AS-12UW3SXA**00 | Mini-Splits | 12000 | 7000 | 2.77 | 9730 | 1.95
HISENSE | Hi UNI | 205013613 | HRCU-A-CB-O | AUW-18U3SF | ACT-18UR3SGB | Mini-Splits | 18800 | 12000 | 2.64 | 13200 | 2.36
HISENSE | Hi UNI | 204835479 | HRCU-A-CB | AUW-09U3SS | ADT-09UX3SBL | Mini-Splits | 10000 | 6500 | 2.65 | 7100 | 2.1
HISENSE |  | 201981254 | HRCU-A-CB-O | AS-12UW3SXA00 | AS-12UW3SXA**00 | Mini-Splits | 12000 | 8000 | 3.17 | 9730 | 1.95
HISENSE |  | 216030254 | HRCU-A-CB-O | AO-18U3R25SS | AS-18U3RDL25SS | Mini-Splits | 18000 | 14800 | 2.8 | 13700 | 2.4
HISENSE |  | 216030255 | HRCU-A-CB-O | AO-09U3R25SS | AS-09U3RDL25SS | Mini-Splits | 9000 | 6500 | 2.57 | 5700 | 2.09
HISENSE | Hi Uni | 216498638 | HRCU-A-CB-O | AOU-18U3T25U | ADU-18U3T25U | Mini-Splits | 18000 | 13200 | 2.74 | 18000 | 2.16
HISENSE | Hi Uni | 216498636 | HRCU-A-CB | AOU-36U3T25U | AD-36U3T25U | Mini-Splits | 36000 | 25600 | 2.77 | 36000 | 2.01
HISENSE | Hi Uni | 216498639 | HRCU-A-CB-O | AOU-24U3T25U | ADU-24U3T25U | Mini-Splits | 24000 | 18200 | 2.63 | 24000 | 2.03
HISENSE | Hi Uni | 216498637 | HRCU-A-CB-O | AOU-36U3T25U | AC-36U3T25U | Mini-Splits | 36000 | 25600 | 2.75 | 36000 | 2.07
HISENSE | Hi Uni | 216498635 | HRCU-A-CB-O | AOU-24U3T25U | ACU-24U3T25U | Mini-Splits | 24000 | 19100 | 2.69 | 24000 | 2.01
HISENSE | Hi Uni | 216498634 | HRCU-A-CB-O | AOU-18U3T25U | ACU-18U3T25U | Mini-Splits | 18000 | 14100 | 2.89 | 18000 | 2.26
HISENSE | Hi MULTI Xtreme | 216472840 | HMSR-A-CB-O | AMO2-18U3T25U |  | Mixed Ducted and Non-Ducted Indoor Units | 18000 | 11700 | 2.96 | 17400 | 1.96
HISENSE | Hi MULTI Xtreme | 216472833 | HMSV-A-CB | AMO2-18U3T25U |  | Ducted Indoor Units | 18000 | 11900 | 2.98 | 17000 | 1.96
HISENSE | Hi MULTI Xtreme | 216472835 | HMSR-A-CB-O | AMO5-45U3T25U |  | Non-Ducted Indoor Units | 48000 | 28200 | 2.59 | 36000 | 1.92
HISENSE | Hi MULTI Xtreme | 216472838 | HMSR-A-CB-O | AMO4-36U3T25U |  | Non-Ducted Indoor Units | 36000 | 22600 | 2.92 | 36000 | 1.92
HISENSE | Hi MULTI Xtreme | 216472831 | HMSR-A-CB-O | AMO2-18U3T25U |  | Non-Ducted Indoor Units | 18000 | 11500 | 2.93 | 18000 | 1.99
HISENSE | Hi-Ultra HD | 216664722 | HRCU-A-CB | AOH-48U3T25U | AHU-48U3T24 |  | 48000 | 32200 | 2.52 | 35000 | 2
HISENSE | Hi-Ultra HD | 216664720 | HRCU-A-CB | AOH-24U3T25U | AHU-24U3T24 |  | 24000 | 17000 | 2.72 | 18000 | 2
HISENSE | Hi-PRO HD | 216558230 | HRCU-A-CB | AOH-60U3T24P | AHU-60U3T24 |  | 57000 | 37000 | 2.61 | 42000 | 2.46
HISENSE | Hi-PRO HD | 216558231 | HRCU-A-CB | AOH-48U3T24P | AHU-48U3T24 |  | 48000 | 36600 | 2.64 | 37000 | 2.52
HISENSE | Hi-PRO HD | 216558229 | HRCU-A-CB | AOH-36U3T24P | AHU-36U3T24 |  | 34000 | 32000 | 2.93 | 31000 | 2.15
HISENSE | Hi-PRO HD | 216558228 | HRCU-A-CB | AOH-24U3T24P | AHU-24U3T24 |  | 24000 | 20400 | 3.05 | 20800 | 2.3
HISENSE | Hi UNI | 211302338 | HRCU-A-CB-O | AUW-09U3SS | AST-09UW3SVEDL01 | Mini-Splits | 9200 | 5800 | 2.7 | 7800 | 2.26
HISENSE | Hi ULTRA HD-Coil | 214841713 | HRCU-A-C | AUWR-36U3SA2 | DC37A44-210L |  | 30000 | 23000 | 2.89 | 24200 | 2.08
HISENSE | Hi ULTRA HD-Coil | 214841714 | HRCU-A-C | AUWR-48U3SP2 | DC61A44-245R |  | 42000 | 31200 | 3.22 | 34600 | 1.94
HISENSE | Hi-PRO HD | 214802098 | HRCU-A-CB | AUWR-60U3TH5 | AUH-60UX3TEH3 |  | 57000 | 37000 | 2.61 | 42500 | 2.47
HISENSE | Hi-PRO HD | 214802097 | HRCU-A-CB | AUWR-36U3TW5 | AUH-36UX3TDH3 |  | 34000 | 32000 | 2.93 | 31000 | 2.22
HISENSE | Hi-PRO HD | 214802096 | HRCU-A-CB | AUWR-24U3TK5 | AUH-24UX3TDH3 |  | 24000 | 20400 | 3.05 | 21000 | 2.32
HISENSE | Hi ULTRA HD-Coil | 213411088 | HRCU-A-C | AUWR-48U3SP | DC61A44-245R |  | 42000 | 31200 | 3.22 | 34600 | 2.08
HISENSE | Hi ULTRA HD-Coil | 213411087 | HRCU-A-C | AUWR-36U3SA | DC37A44-210L |  | 30000 | 23000 | 2.89 | 24200 | 2.08
HISENSE |  | 207641266 | HRCU-A-CB-O | AUW-18U3SF | AST-18UW3SBBTV00 | Non-Ducted Indoor Units | 19000 | 11400 | 2.93 | 13000 | 2.43
HISENSE | Hi UNI | 211302340 | HRCU-A-CB-O | AUW-18U3SF | AST-18UW3SBBDL00 | Mini-Splits | 19000 | 12000 | 2.71 | 13300 | 2.29
HISENSE |  | 201910439 | HRCU-A-CB-O | AS-09UW3SVE | AS-09UW3SVE** | Mini-Splits | 9500 | 5000 | 2.62 | 7400 | 2.13
HISENSE |  | 201910443 | HRCU-A-CB-O | AS-12UW3SXE | AS-12UW3SXE ** | Mini-Splits | 13000 | 7500 | 2.71 | 7800 | 2.26
HISENSE |  | 201912599 | HRCU-A-CB-O | AS-18UW3SBB | AS-18UW3SBB** | Mini-Splits | 19000 | 11600 | 2.7 | 13273 | 2.21
HITACHI | Mini-VRF | 203994976 | HMSV-A-CB | HVAHP048B21S* |  | Ducted Indoor Units | 54000 | 32000 | 2.9 | 31800 | 1.95
HITACHI | airHome 400 | 216759659 | HRCU-A-CB-O | RAC-EJ12WHAA | RAK-EJ12PHAA | Mini-Splits | 13000 | 8400 | 2.59 | 9200 | 2.14
HITACHI | airHome Multi | 216097706 | HRCU-A-CB-O | RAM-G18N2HAA |  | Non-Ducted Indoor Units | 22000 | 14900 | 2.5 | 14300 | 1.9
HITACHI | airHome Multi | 216097709 | HRCU-A-CB | RAM-G18N2HAA |  | Ducted Indoor Units | 22000 | 14900 | 2.5 | 14300 | 1.9
HITACHI | airCore 700 | 216439115 | HRCU-A-CB-O | PAS-30BLFASDQ1 | PPK-B30UFA1DQ | Mini-Splits | 32000 | 26800 | 2.7 | 32000 | 2.05
HITACHI | airCore 700 | 216439112 | HRCU-A-CB | PAS-24BLFASDQ1 | JPE24B3XC2HS1A | Mini-Splits | 26000 | 21000 | 2.69 | 26000 | 1.9
HITACHI | airCore 700 | 216439111 | HRCU-A-CB | PAS-18BLFASDQ1 | JPE18B3XB2HS1A | Mini-Splits | 20000 | 17300 | 2.5 | 20000 | 1.9
HITACHI | airHome 600 | 216618246 | HRCU-A-CB-O | RAC-GJ15WHAA | RAK-GJ15PHAA | Mini-Splits | 19000 | 12600 | 2.5 | 15000 | 2.2
HITACHI | airCore 700 | 216439098 | HRCU-A-CB-O | PAS-30BUFASDQ1 | PPK-B30UFA1DQ | Mini-Splits | 32000 | 22400 | 2.63 | 26800 | 2.1
HITACHI | airCore 700 | 214911493 | HRCU-A-CB | PAS-48BUFASDQ1 | JPE48C3XG2HS1A | Mini-Splits | 48000 | 40000 | 2.6 | 36400 | 2
HITACHI | airCore 700 | 214991605 | HRCU-A-CB | PAS-30BUFASDQ1 | JPE30B3XD2HS1A | Mini-Splits | 32000 | 28000 | 2.7 | 32400 | 2
HITACHI | airCore 700 | 214911491 | HRCU-A-CB | PAS-18BUFASDQ1 | JPE18B3XB2HS1A | Mini-Splits | 19000 | 17000 | 2.55 | 14800 | 2.2
HITACHI | airHome 800 | 215911631 | HRCU-A-CB-O | RAC-XJ12WHAA | RAK-XJ12PHAA | Mini-Splits | 13500 | 11000 | 2.93 | 15200 | 2.12
HITACHI | airHome 800 | 215911630 | HRCU-A-CB-O | RAC-XJ09WHAA | RAK-XJ09PHAA | Mini-Splits | 12000 | 8000 | 2.93 | 14000 | 1.9
HITACHI | airHome 600 | 215413021 | HRCU-A-CB-O | RAC-GJ24WHAA | RAK-GJ24PHAA | Mini-Splits | 25200 | 16700 | 2.88 | 24700 | 2.34
HITACHI | airHome 600 | 215413020 | HRCU-A-CB-O | RAC-GJ18WHAA | RAK-GJ18PHAA | Mini-Splits | 21600 | 15000 | 2.93 | 21600 | 2.18
HITACHI | airHome 400 | 215224720 | HRCU-A-CB-O | RAC-DJ12WHAA | RAK-DJ12PHAA | Mini-Splits | 13000 | 8400 | 2.59 | 10250 | 2.1
HITACHI | airHome 400 | 215224719 | HRCU-A-CB-O | RAC-DJ09WHAA | RAK-DJ09PHAA | Mini-Splits | 10000 | 6500 | 2.61 | 7500 | 2.2
HITACHI | airHome 400 | 215224722 | HRCU-A-CB-O | RAC-DJ24WHAA | RAK-DJ24PHAA | Mini-Splits | 25000 | 17500 | 2.5 | 18500 | 2.1
HITACHI | airCore 700 | 215359322 | HRCU-A-CB-O | PAS-12BLFASDQ1 | PCIM-B12UFA1DQ | Mini-Splits | 14000 | 12500 | 3.1 | 14000 | 2.13
HITACHI | airCore 700 | 215359321 | HRCU-A-CB | PAS-12BLFASDQ1 | PPIM-B12UFA1DQ | Mini-Splits | 14000 | 12500 | 2.69 | 14000 | 2.03
HITACHI | airCore 700 | 215222842 | HRCU-A-CB-O | PAS-36BLFASDQ1 | PCI-B36UFA1DQ | Mini-Splits | 38000 | 34200 | 2.9 | 38000 | 2.06
HITACHI | airCore 700 | 215222826 | HRCU-A-CB-O | PAS-30BLFASDQ1 | PCI-B30UFA1DQ | Mini-Splits | 32000 | 28600 | 3 | 32000 | 2.27
HITACHI | airCore 700 | 215222825 | HRCU-A-CB-O | PAS-24BLFASDQ1 | PCI-B24UFA1DQ | Mini-Splits | 26000 | 21600 | 3.1 | 26000 | 2.16
HITACHI | airCore 700 | 215222824 | HRCU-A-CB-O | PAS-18BLFASDQ1 | PCI-B18UFA1DQ | Mini-Splits | 20000 | 18000 | 3.2 | 22600 | 2.2
HITACHI | airCore 700 | 215222841 | HRCU-A-CB | PAS-36BLFASDQ1 | PPIM-B36UFA1DQ | Mini-Splits | 38000 | 34200 | 2.7 | 38000 | 2.02
HITACHI | airCore 700 | 215222843 | HRCU-A-CB | PAS-30BLFASDQ1 | PPIM-B30UFA1DQ | Mini-Splits | 32000 | 28600 | 2.7 | 32000 | 2.08
HITACHI | airCore 700 | 215222823 | HRCU-A-CB | PAS-24BLFASDQ1 | PPIM-B24UFA1DQ | Mini-Splits | 26000 | 21600 | 2.8 | 26000 | 2.05
HITACHI | airCore 700 | 215222822 | HRCU-A-CB | PAS-18BLFASDQ1 | PPIM-B18UFA1DQ | Mini-Splits | 20000 | 18000 | 2.6 | 22000 | 2.1
HITACHI | airCore 700 | 215218878 | HRCU-A-CB | PAS-12BUFASDQ1 | PPIM-B12UFA1DQ | Mini-Splits | 14000 | 13300 | 2.63 | 10800 | 2.1
HITACHI | airCore 700 | 215218877 | HRCU-A-CB-O | PAS-12BUFASDQ1 | PCIM-B12UFA1DQ | Mini-Splits | 14000 | 12600 | 2.64 | 10800 | 2.23
HITACHI | airCore 700 | 215218876 | HRCU-A-CB-O | PAS-12BUFASDQ1 | PPFC-B12UFA1DQ | Mini-Splits | 14000 | 12800 | 2.76 | 11000 | 2.22
HITACHI | airCore 700 | 215218875 | HRCU-A-CB | PAS-09BUFASDQ1 | PPIM-B09UFA1DQ | Mini-Splits | 11000 | 10100 | 2.62 | 9600 | 1.98
HITACHI | airCore 700 | 215218874 | HRCU-A-CB-O | PAS-09BUFASDQ1 | PCIM-B09UFA1DQ | Mini-Splits | 11000 | 10500 | 2.5 | 10000 | 2.19
HITACHI | airCore 700 | 214779301 | HRCU-A-CB-O | PAS-36BUFASDQ1 | PPFC-B36UFA1DQ | Mini-Splits | 38000 | 33000 | 2.6 | 27000 | 2.4
HITACHI | airCore 700 | 214779300 | HRCU-A-CB-O | PAS-30BUFASDQ1 | PPFC-B30UFA1DQ | Mini-Splits | 32000 | 28000 | 2.8 | 26000 | 2.5
HITACHI | airCore 700 | 214779299 | HRCU-A-CB-O | PAS-24BUFASDQ1 | PPFC-B24UFA1DQ | Mini-Splits | 24000 | 20000 | 2.7 | 19000 | 2.5
HITACHI | airCore 700 | 214779298 | HRCU-A-CB-O | PAS-18BUFASDQ1 | PPFC-B18UFA1DQ | Mini-Splits | 20000 | 18000 | 2.71 | 14500 | 2.4
HITACHI | airCore 700 | 214723262 | HRCU-A-CB-O | PAS-48BUFASDQ1 | PCI-B48UFA1DQ | Mini-Splits | 47000 | 39000 | 2.5 | 34000 | 2.2
HITACHI | airCore 700 | 214723261 | HRCU-A-CB-O | PAS-36BUFASDQ1 | PCI-B36UFA1DQ | Mini-Splits | 38000 | 34000 | 2.8 | 30000 | 2.4
HITACHI | airCore 700 | 214723260 | HRCU-A-CB-O | PAS-30BUFASDQ1 | PCI-B30UFA1DQ | Mini-Splits | 32000 | 28000 | 2.9 | 24000 | 2.4
HITACHI | airCore 700 | 214723259 | HRCU-A-CB-O | PAS-24BUFASDQ1 | PCI-B24UFA1DQ | Mini-Splits | 24000 | 20000 | 2.9 | 19000 | 2.5
HITACHI | airCore 700 | 214723258 | HRCU-A-CB-O | PAS-18BUFASDQ1 | PCI-B18UFA1DQ | Mini-Splits | 20000 | 17000 | 2.9 | 15000 | 2.6
HITACHI | airCore 700 | 213685842 | HRCU-A-CB | PAS-48BUFASDQ1 | PPIM-B48UFA1DQ | Mini-Splits | 45500 | 41000 | 2.5 | 34200 | 2
HITACHI | airCore 700 | 213685841 | HRCU-A-CB | PAS-36BUFASDQ1 | PPIM-B36UFA1DQ | Mini-Splits | 38000 | 34400 | 2.71 | 32000 | 2
HITACHI | airCore 700 | 213685840 | HRCU-A-CB | PAS-30BUFASDQ1 | PPIM-B30UFA1DQ | Mini-Splits | 32000 | 28600 | 2.6 | 30000 | 2
HITACHI | airCore 700 | 213685839 | HRCU-A-CB | PAS-24BUFASDQ1 | PPIM-B24UFA1DQ | Mini-Splits | 24000 | 21800 | 2.7 | 19400 | 2.1
HITACHI | airCore 700 | 213685838 | HRCU-A-CB | PAS-18BUFASDQ1 | PPIM-B18UFA1DQ | Mini-Splits | 20000 | 18200 | 2.6 | 14100 | 2.1
HITACHI | H700 | 207200484 | HRCU-A-CB-O | RAC-PH18WHLAE | RAS-PH18PHLAE | Non-Ducted Indoor Units | 21600 | 13300 | 3.39 | 21600 | 1.9
HITACHI | H700 | 207200482 | HRCU-A-CB-O | RAC-PH12WHLAE | RAS-PH12PHLAE | Non-Ducted Indoor Units | 14500 | 9500 | 3.2 | 14500 | 1.91
HITACHI | H700 | 207200481 | HRCU-A-CB-O | RAC-PH09WHLAE | RAS-PH09PHLAE | Non-Ducted Indoor Units | 12000 | 8000 | 3.4 | 14500 | 1.91
HITACHI | H500 | 206143041 | HRCU-A-CB-O | RAC-SH18WHLAE | RAS-SH18RHLAE | Non-Ducted Indoor Units | 21700 | 12200 | 2.88 | 15400 | 2.25
HITACHI | H500 | 206143042 | HRCU-A-CB-O | RAC-SH24WHLAE | RAS-SH24RHLAE | Non-Ducted Indoor Units | 25000 | 15100 | 2.97 | 18250 | 2.26
HITACHI | H500 | 206907172 | HRCU-A-CB-O | RAC-SH09WHLAE | RAS-SH09RHLAE | Non-Ducted Indoor Units | 11000 | 7200 | 2.81 | 8050 | 2.25
HITACHI | H500 | 206907173 | HRCU-A-CB-O | RAC-SH12WHLAE | RAS-SH12RHLAE | Non-Ducted Indoor Units | 13800 | 9400 | 2.99 | 10000 | 2.25
HITACHI | M400 | 206186276 | HRCU-A-CB-O | RAM-S36U4HLAE | RAS-SH09RHLAE ,RAS-SH09RHLAE , RAS-SH09RHLAE , RAS-SH09RHLAE | Non-Ducted Indoor Units | 40000 | 25000 | 2.58 | 23900 | 2.18
HITACHI | M400 | 206186275 | HRCU-A-CB-O | RAM-S18U2HLAE | RAS-SH09RHLAE , RAS-SH09RHLAE | Non-Ducted Indoor Units | 22000 | 14900 | 2.76 | 13220 | 2.32
HITACHI |  | 206750857 | HRCU-A-CB-O | RAS-3.0PNNBDH1 | RCI-3.0PNN1DH | Non-Ducted Indoor Units | 24000 | 19600 | 2.84 | 19060 | 1.94
HITACHI |  | 206750855 | HRCU-A-CB-O | RAS-2.0PNNBDH1 | RCI-2.0PNN1DH | Non-Ducted Indoor Units | 19000 | 11000 | 2.9 | 14750 | 2.3
HITACHI |  | 206750851 | HRCU-A-CB-O | RAS-1.0PNNBDH1 | RCIM-1.0PNN1DH | Non-Ducted Indoor Units | 10000 | 6000 | 2.98 | 7620 | 2.6
HITACHI |  | 206750852 | HRCU-A-CB | RAS-1.0PNNBDH1 | RPIL-1.0PNN1DH | Ducted Indoor Units | 11000 | 6000 | 2.59 | 7550 | 2.21
HITACHI |  | 207656962 | HRCU-A-CB-O | RAS-2.0PNNBDH1 | RPK-2.0PNN1DH | Non-Ducted Indoor Units | 19000 | 11400 | 2.93 | 13000 | 2.43
HONEYWELL | Ultra heat | 208480450 | HRCU-A-CB | HSH17S-36AAA | HVTAN-24SA |  | 24000 | 16300 | 2.7 | 24000 | 2.1
INFINITYLIVING | EZ Series | 214810593 | HRCU-A-CB-O | EZ-12ZPL-HP115 | EZ-12WPL-HP115 | Mini-Splits | 12000 | 7500 | 2.59 | 6400 | 1.95
INFINITYLIVING | EZ Series | 214810594 | HRCU-A-CB-O | EZ-18ZPL-HP230 | EZ-18W-M | Mini-Splits | 18000 | 13800 | 2.54 | 11700 | 2.05
INFINITYLIVING | EZ Series | 216980839 | HRCU-A-CB | EZ-48-HPB | EZ-48-AHB |  | 50000 | 37000 | 2.7 | 46000 | 1.9
INFINITYLIVING | EZ Series | 216980834 | HRCU-A-CB | EZ-36-EHPB | EZ-36-AHB |  | 36000 | 24800 | 2.52 | 27000 | 2
INFINITYLIVING | EZ Series | 216980838 | HRCU-A-CB | EZ-36-HPB | EZ-36-AHB |  | 37000 | 31800 | 2.54 | 39000 | 1.9
INFINITYLIVING | EZ Series | 216980918 | HMSV-A-CB | EZ-48Z-M5B |  | Mixed Ducted and Non-Ducted Indoor Units | 47500 | 36400 | 2.55 | 37000 | 2
INFINITYLIVING | EZ Series | 216980912 | HMSV-A-CB | EZ-27Z-M3B |  | Mixed Ducted and Non-Ducted Indoor Units | 26400 | 17600 | 2.55 | 18700 | 2.05
INFINITYLIVING | EZ Series | 216980876 | HRCU-A-CB-O | EZ-18ZPL-HP230B | EZ-18W-MB | Mini-Splits | 18000 | 13400 | 2.75 | 12800 | 2.44
INFINITYLIVING | EZ Series | 216980917 | HMSV-A-CB | EZ-48Z-M5B |  | Ducted Indoor Units | 47000 | 37800 | 2.6 | 37000 | 2
INFINITYLIVING | EZ Series | 216980916 | HMSR-A-CB-O | EZ-48Z-M5B |  | Non-Ducted Indoor Units | 48000 | 35200 | 2.5 | 37000 | 2
INFINITYLIVING | EZ Series | 216980911 | HMSV-A-CB | EZ-27Z-M3B |  | Ducted Indoor Units | 27000 | 19000 | 2.7 | 19200 | 2.1
INFINITYLIVING | EZ Series | 216980909 | HMSR-A-CB-O | EZ-18Z-M2B |  | Non-Ducted Indoor Units | 18000 | 13400 | 2.71 | 13300 | 2.31
INFINITYLIVING | EZ Series | 214810558 | HRCU-A-CB | EZ-24-HP | EZ-24-AH |  | 24000 | 19200 | 2.5 | 24071 | 1.91
INFINITYLIVING | EZ Series | 214810560 | HRCU-A-CB | EZ-60-HP | EZ-60-AH |  | 59000 | 42000 | 2.6 | 54356 | 1.91
INNOVAIR | EDM Series | 215725506 | HMSV-A-CB | MOM27H2BM4B |  | Mixed Ducted and Non-Ducted Indoor Units | 26800 | 18400 | 2.56 | 18900 | 2
INNOVAIR | EDM Series | 215725504 | HMSR-A-CB-O | MOM27H2BM4B |  | Non-Ducted Indoor Units | 27000 | 18400 | 2.61 | 19000 | 2
INNOVAIR | ML Series | 215725494 | HMSV-A-CB | MOM27H2BM4A |  | Mixed Ducted and Non-Ducted Indoor Units | 26800 | 18400 | 2.56 | 18900 | 2
INNOVAIR | MXH Series | 215725492 | HMSR-A-CB-O | MOM27H2BM4A |  | Non-Ducted Indoor Units | 27000 | 18400 | 2.61 | 19000 | 2
INNOVAIR | MOM Series | 215725489 | HMSR-A-CB-O | MOM18H2BM3A |  | Non-Ducted Indoor Units | 19000 | 13600 | 2.81 | 13500 | 2.3
INNOVAIR | MOM Series | 215725491 | HMSV-A-CB | MOM18H2BM3A |  | Mixed Ducted and Non-Ducted Indoor Units | 19000 | 14100 | 2.79 | 14000 | 2.31
INNOVAIR | MOM Series | 215725490 | HMSV-A-CB | MOM18H2BM3A |  | Ducted Indoor Units | 19000 | 14600 | 2.8 | 14600 | 2.3
INNOVAIR |  | 210343158 | HRCU-A-CB | SHV24H2R20 | DEV24H2R19 |  | 24000 | 19200 | 2.5 | 24071 | 1.91
INNOVAIR |  | 208106859 | HRCU-A-CB | SEV24H2R19 | DEV24H2R19 |  | 26000 | 21000 | 2.8 | 19400 | 2.1
INNOVAIR |  | 208286573 | HRCU-A-CB-O | WIN09H7H51(O) | WIN09H7H51(I) | Mini-Splits | 10000 | 5500 | 2.93 | 8600 | 1.94
INNOVAIR | SH series | 213386877 | HRCU-A-CB | SHV18H2R20 | DEV18H2R19 |  | 19000 | 13500 | 2.6 | 18629 | 2.04
INNOVAIR | SHV series | 213160472 | HRCU-A-C | SHV18H2R20 | MAC24H1718E |  | 19000 | 14700 | 2.6 | 15000 | 2.2
INNOVAIR | Innovair Elite | 206330208 | HRCU-A-CB-O | EIN13H2V32(O) | EIN13H2V32(I) | Mini-Splits | 12200 | 8100 | 2.86 | 12000 | 1.91
INNOVAIR | SHV series | 213160473 | HRCU-A-C | SHV24H2R20 | MAC24H1718E |  | 25000 | 21000 | 2.58 | 20000 | 1.95
INNOVAIR | SOV Series | 216768193 | HRCU-A-CB | SHV24H2BA | SFV24BDA |  | 26000 | 19800 | 2.5 | 20000 | 1.9
INNOVAIR | MHW Series | 215725445 | HRCU-A-CB-O | MOS18H2BH0A | MHW18H2BHRB | Mini-Splits | 18000 | 16600 | 2.55 | 18000 | 1.92
INNOVAIR | SAV Series | 215408661 | HRCU-A-CB | SHV18H2BA | SAV18BDA |  | 19000 | 15000 | 2.6 | 18000 | 2
INNOVAIR | MDH Series | 215725461 | HRCU-A-CB | MOS12H2BM0A | MDH12H2MHWA | Mini-Splits | 12000 | 9100 | 2.78 | 8900 | 2.44
INNOVAIR | MDH Series | 215725460 | HRCU-A-CB | MOS09H2BM0A | MDH09H2MHWA | Mini-Splits | 10000 | 9300 | 2.9 | 8300 | 2.32
INNOVAIR | SAV Series | 215408664 | HRCU-A-CB | SHV36H2BB | SAV36BDA |  | 37000 | 31800 | 2.56 | 39000 | 1.9
INNOVAIR | SHV Series | 216623505 | HRCU-A-C | SHV18H2BA | MAC24H1718B |  | 19000 | 15200 | 2.7 | 18000 | 2.06
INNOVAIR | SHV Series | 216623504 | HRCU-A-C | SHV18H2BA | MAC24H1418B |  | 19000 | 15200 | 2.7 | 18000 | 2.06
INNOVAIR | SHV Series | 216623511 | HRCU-A-C | SHV36H2BB | MAC36H2124B |  | 36000 | 29200 | 2.5 | 36000 | 1.9
INNOVAIR | Q4 MULTI | 215747783 | HMSR-A-CB-O | QOM42H2BM5A |  | Mixed Ducted and Non-Ducted Indoor Units | 46500 | 27800 | 2.54 | 37100 | 1.95
INNOVAIR | Q4 MULTI | 215747786 | HMSR-A-CB-O | QOM36H2BM4A |  | Mixed Ducted and Non-Ducted Indoor Units | 36000 | 21800 | 2.74 | 36065 | 1.91
INNOVAIR | Q4 MULTI | 215747777 | HMSR-A-CB-O | QOM18H2BM2A |  | Mixed Ducted and Non-Ducted Indoor Units | 18000 | 11700 | 2.96 | 18450 | 2.06
INNOVAIR | Q4 MULTI | 215747776 | HMSV-A-CB | QOM18H2BM2A |  | Ducted Indoor Units | 18000 | 11900 | 2.98 | 18800 | 2.16
INNOVAIR | Q4 MULTI | 215747782 | HMSR-A-CB-O | QOM42H2BM5A |  | Non-Ducted Indoor Units | 48000 | 28200 | 2.59 | 37830 | 2
INNOVAIR | Q4 MULTI | 215747785 | HMSR-A-CB-O | QOM36H2BM4A |  | Non-Ducted Indoor Units | 36000 | 22600 | 2.92 | 36510 | 1.94
INNOVAIR | Q4 MULTI | 215747775 | HMSR-A-CB-O | QOM18H2BM2A |  | Non-Ducted Indoor Units | 18000 | 11500 | 2.93 | 18100 | 1.96
INNOVAIR | Q4 | 216445290 | HRCU-A-CB-O | QOS12H1BM0A | QHW12H1UZRA | Mini-Splits | 12000 | 9300 | 4.78 | 9200 | 1.9
INNOVAIR | Q4 | 216445289 | HRCU-A-CB-O | QOS09H1BM0A | QHW09H1UZRA | Mini-Splits | 9500 | 9500 | 4.8 | 8800 | 1.92
INNOVAIR | Q4 | 216445279 | HRCU-A-CB-O | QOS18H2BM0A | QHW18H2UZRA | Mini-Splits | 18000 | 18000 | 3.61 | 18000 | 1.9
INNOVAIR | Q4 | 216445278 | HRCU-A-CB-O | QOS12H2BM0A | QHW12H2UZRA | Mini-Splits | 12000 | 10800 | 4.8 | 11000 | 2
INNOVAIR | Q4 | 216445277 | HRCU-A-CB-O | QOS09H2BM0A | QHW09H2UZRA | Mini-Splits | 9000 | 9000 | 4.8 | 9000 | 2.09
INNOVAIR | SWV Series | 216027612 | HRCU-A-CB | SHV18H2BA | SWV18BDA |  | 19000 | 15300 | 2.72 | 19600 | 2.1
INNOVAIR | SWV Series | 216027611 | HRCU-A-CB | SOV36H2BA | SWV36BDA |  | 37000 | 24800 | 2.64 | 29200 | 1.99
INNOVAIR | SWV Series | 216027609 | HRCU-A-CB | SOV24H2BA | SWV24BDA |  | 25000 | 20800 | 2.8 | 19600 | 1.96
INNOVAIR | SWV Series | 216027613 | HRCU-A-CB | SHV24H2BA | SWV24BDA |  | 25000 | 20800 | 2.8 | 19600 | 1.96
INNOVAIR | SWV Series | 216027614 | HRCU-A-CB | SHV30H2BA | SWV30BDA |  | 32000 | 23200 | 2.6 | 32000 | 2
INNOVAIR | MCS Series | 215725450 | HRCU-A-CB-O | MOS24H2BM0A | MCS24H2BHRB | Mini-Splits | 25000 | 20400 | 2.73 | 18500 | 2.3
INNOVAIR | SAV Series | 215408658 | HRCU-A-CB | SOV36H2BA | SAV36BDA |  | 36000 | 25600 | 2.6 | 27000 | 2
INNOVAIR | MOM Series | 215835704 | HMSV-A-CB | MOM60H2BH6A |  | Mixed Ducted and Non-Ducted Indoor Units | 55000 | 44500 | 2.65 | 47500 | 2.05
INNOVAIR | MOM Series | 215835703 | HMSV-A-CB | MOM60H2BH6A |  | Ducted Indoor Units | 55000 | 45000 | 2.7 | 48000 | 2.1
INNOVAIR | MOM Series | 215835702 | HMSR-A-CB-O | MOM60H2BH6A |  | Non-Ducted Indoor Units | 55000 | 44000 | 2.6 | 47000 | 2
INNOVAIR | MOM Series | 215835707 | HMSV-A-CB | MOM60H2BH6B |  | Mixed Ducted and Non-Ducted Indoor Units | 55000 | 44500 | 2.65 | 47500 | 2.05
INNOVAIR | MOM Series | 215835706 | HMSV-A-CB | MOM60H2BH6B |  | Ducted Indoor Units | 55000 | 45000 | 2.7 | 48000 | 2.1
INNOVAIR | MOM Series | 215835705 | HMSR-A-CB-O | MOM60H2BH6B |  | Non-Ducted Indoor Units | 55000 | 44000 | 2.6 | 47000 | 2
INNOVAIR | MDH Series | 215735337 | HRCU-A-CB | MOS60H2BH0A | MDH60H2MHWA | Mini-Splits | 60000 | 45000 | 2.72 | 53500 | 2.1
INNOVAIR | MDH Series | 215735336 | HRCU-A-CB | MOS48H2BH0A | MDH48H2MHWA | Mini-Splits | 52000 | 45000 | 2.61 | 47500 | 2
INNOVAIR | MDH Series | 215735335 | HRCU-A-CB | MOS36H2BH0A | MDH36H2MHWA | Mini-Splits | 42000 | 31600 | 2.73 | 37600 | 2.1
INNOVAIR | MOM Series | 215725542 | HMSV-A-CB | MOM48H2BH6B |  | Mixed Ducted and Non-Ducted Indoor Units | 48500 | 44000 | 2.6 | 47500 | 2
INNOVAIR | MOM Series | 215725541 | HMSV-A-CB | MOM48H2BH6B |  | Ducted Indoor Units | 48000 | 44500 | 2.6 | 48000 | 2
INNOVAIR | MOM Series | 215725540 | HMSR-A-CB-O | MOM48H2BH6B |  | Non-Ducted Indoor Units | 49000 | 44000 | 2.6 | 47000 | 2
INNOVAIR | MOM Series | 215725536 | HMSV-A-CB | MOM27H2BH4B |  | Mixed Ducted and Non-Ducted Indoor Units | 27400 | 24000 | 2.5 | 27000 | 2
INNOVAIR | MOM Series | 215725534 | HMSR-A-CB-O | MOM27H2BH4B |  | Non-Ducted Indoor Units | 27000 | 25000 | 2.6 | 27000 | 2
INNOVAIR | MOM Series | 215725533 | HMSV-A-CB | MOM18H2BH3B |  | Mixed Ducted and Non-Ducted Indoor Units | 20000 | 17300 | 2.65 | 18500 | 2
INNOVAIR | MOM Series | 215725532 | HMSV-A-CB | MOM18H2BH3B |  | Ducted Indoor Units | 20000 | 17000 | 2.59 | 18000 | 2
INNOVAIR | MFC Series | 215735338 | HRCU-A-CB-O | MOS36H2BH0A | MFC36H2BHRB | Mini-Splits | 38000 | 30200 | 2.58 | 39500 | 2.02
INNOVAIR | MCS Series | 215735333 | HRCU-A-CB-O | MOS36H2BH0A | MCS36H2BHRB | Mini-Splits | 37000 | 30600 | 2.56 | 37000 | 1.95
INNOVAIR | MDH Series | 215725463 | HRCU-A-CB | MOS24H2BM0A | MDH24H2MHWA | Mini-Splits | 25000 | 21200 | 2.6 | 19000 | 2.3
INNOVAIR | MDH Series | 215725462 | HRCU-A-CB | MOS18H2BM0A | MDH18H2MHWA | Mini-Splits | 20000 | 14900 | 2.89 | 14200 | 2.41
INNOVAIR | MDL Series | 215725459 | HRCU-A-CB | MOS18H2BM0A | MDL18H2MHWA | Mini-Splits | 20000 | 14000 | 2.6 | 14000 | 2.19
INNOVAIR | MDL Series | 215725458 | HRCU-A-CB | MOS12H2BM0A | MDL12H2MHWA | Mini-Splits | 12000 | 9500 | 2.58 | 8800 | 2.24
INNOVAIR | MDL Series | 215725457 | HRCU-A-CB | MOS09H2BM0A | MDL09H2MHWA | Mini-Splits | 10000 | 8900 | 2.61 | 8600 | 2.25
INNOVAIR | MDH Series | 215725473 | HRCU-A-CB | MOS24H2BH0A | MDH24H2MHWA | Mini-Splits | 26000 | 21600 | 2.71 | 24000 | 2.18
INNOVAIR | MDH Series | 215725472 | HRCU-A-CB | MOS18H2BH0A | MDH18H2MHWA | Mini-Splits | 19500 | 15000 | 2.89 | 18000 | 2.1
INNOVAIR | MDL Series | 215725469 | HRCU-A-CB | MOS18H2BH0A | MDL18H2MHWA | Mini-Splits | 19000 | 15000 | 2.7 | 18000 | 2
INNOVAIR | MDH Series | 215725471 | HRCU-A-CB | MOS12H2BH0A | MDH12H2MHWA | Mini-Splits | 12000 | 10200 | 2.6 | 12000 | 1.95
INNOVAIR | MOM Series | 215725500 | HMSV-A-CB | MOM48H2BM6A |  | Mixed Ducted and Non-Ducted Indoor Units | 47500 | 37400 | 2.5 | 37000 | 2.05
INNOVAIR | MOM Series | 215725499 | HMSV-A-CB | MOM48H2BM6A |  | Ducted Indoor Units | 47000 | 37000 | 2.5 | 38000 | 2.1
INNOVAIR | MOM Series | 215725498 | HMSR-A-CB-O | MOM48H2BM6A |  | Non-Ducted Indoor Units | 48000 | 38000 | 2.5 | 36000 | 2
INNOVAIR | MOM Series | 215725493 | HMSV-A-CB | MOM27H2BM4A |  | Ducted Indoor Units | 26600 | 18400 | 2.5 | 18800 | 2
INNOVAIR | MOM Series | 215725527 | HMSV-A-CB | MOM48H2BH6A |  | Mixed Ducted and Non-Ducted Indoor Units | 48500 | 44000 | 2.6 | 47500 | 2
INNOVAIR | MOM Series | 215725526 | HMSV-A-CB | MOM48H2BH6A |  | Ducted Indoor Units | 48000 | 44500 | 2.6 | 48000 | 2
INNOVAIR | MOM Series | 215725525 | HMSR-A-CB-O | MOM48H2BH6A |  | Non-Ducted Indoor Units | 49000 | 44000 | 2.6 | 47000 | 2
INNOVAIR | MOM Series | 215725521 | HMSV-A-CB | MOM27H2BH4A |  | Mixed Ducted and Non-Ducted Indoor Units | 27400 | 24000 | 2.5 | 27000 | 2
INNOVAIR | MOM Series | 215725519 | HMSR-A-CB-O | MOM27H2BH4A |  | Non-Ducted Indoor Units | 27000 | 25000 | 2.6 | 27000 | 2
INNOVAIR | MOM Series | 215725518 | HMSV-A-CB | MOM18H2BH3A |  | Mixed Ducted and Non-Ducted Indoor Units | 20000 | 17300 | 2.65 | 18500 | 2
INNOVAIR | MOM Series | 215725517 | HMSV-A-CB | MOM18H2BH3A |  | Ducted Indoor Units | 20000 | 17000 | 2.59 | 18000 | 2
INNOVAIR | MOM Series | 215725516 | HMSR-A-CB-O | MOM18H2BH3A |  | Non-Ducted Indoor Units | 20000 | 17600 | 2.7 | 19000 | 2
INNOVAIR | MOM Series | 215725512 | HMSV-A-CB | MOM48H2BM6B |  | Mixed Ducted and Non-Ducted Indoor Units | 47500 | 37400 | 2.5 | 37000 | 2.05
INNOVAIR | MOM Series | 215725511 | HMSV-A-CB | MOM48H2BM6B |  | Ducted Indoor Units | 47000 | 37000 | 2.5 | 38000 | 2.1
INNOVAIR | MOM Series | 215725510 | HMSR-A-CB-O | MOM48H2BM6B |  | Non-Ducted Indoor Units | 48000 | 38000 | 2.5 | 36000 | 2
INNOVAIR | MOM Series | 215725505 | HMSV-A-CB | MOM27H2BM4B |  | Ducted Indoor Units | 26600 | 18400 | 2.5 | 18800 | 2
INNOVAIR | MOM Series | 215725531 | HMSR-A-CB-O | MOM18H2BH3B |  | Non-Ducted Indoor Units | 20000 | 17600 | 2.7 | 19000 | 2
INNOVAIR | MHW Series | 215725430 | HRCU-A-CB-O | MOS09H2BE5A | MHW09H2BERA | Mini-Splits | 10000 | 8000 | 2.58 | 7000 | 2.16
INNOVAIR | MFC Series | 215725484 | HRCU-A-CB-O | MOS24H2BH0A | MFC24H2BHRB | Mini-Splits | 26000 | 20200 | 2.74 | 24200 | 2.16
INNOVAIR | MCS Series | 215725456 | HRCU-A-CB-O | MOS24H2BH0A | MCS24H2BHRB | Mini-Splits | 25000 | 20400 | 2.78 | 23800 | 2.23
INNOVAIR | MCW Series | 215725477 | HRCU-A-CB-O | MOS18H2BH0A | MCW16H2BHRB | Mini-Splits | 17000 | 14200 | 2.6 | 17500 | 1.95
INNOVAIR | MCS Series | 215725455 | HRCU-A-CB-O | MOS18H2BH0A | MCS18H2BHRB | Mini-Splits | 19000 | 14900 | 2.7 | 17000 | 1.9
INNOVAIR | MCS Series | 215725454 | HRCU-A-CB-O | MOS12H2BH0A | MCS12H2BHRB | Mini-Splits | 12000 | 10000 | 2.74 | 11500 | 1.99
INNOVAIR | MHW Series | 215725442 | HRCU-A-CB-O | MOS06H2BH0A | MHW06H2BHRB | Mini-Splits | 7000 | 7900 | 2.79 | 7700 | 2.4
INNOVAIR | MCS Series | 215725451 | HRCU-A-CB-O | MOS36H2BM0A | MCS36H2BHRB | Mini-Splits | 38000 | 26800 | 2.68 | 26600 | 2.2
INNOVAIR | MFC Series | 215725479 | HRCU-A-CB-O | MOS24H2BM0A | MFC24H2BHRB | Mini-Splits | 24400 | 20000 | 2.56 | 18600 | 2.27
INNOVAIR | MHW Series | 215725441 | HRCU-A-CB-O | MOS24H2BM0A | MHW24H2BHRB | Mini-Splits | 25000 | 18800 | 2.65 | 19600 | 2.54
INNOVAIR | MFC Series | 215725478 | HRCU-A-CB-O | MOS18H2BM0A | MFC18H2BHRB | Mini-Splits | 18000 | 13700 | 2.51 | 12800 | 2.05
INNOVAIR | MCW Series | 215725475 | HRCU-A-CB-O | MOS18H2BM0A | MCW16H2BHRB | Mini-Splits | 17000 | 14100 | 2.75 | 13100 | 2.16
INNOVAIR | MCS Series | 215725449 | HRCU-A-CB-O | MOS18H2BM0A | MCS18H2BHRB | Mini-Splits | 18000 | 13900 | 2.66 | 12800 | 2.19
INNOVAIR | MCO Series | 215725486 | HRCU-A-CB-O | MOS18H2BM0A | MCO18H2BHRB | Mini-Splits | 18000 | 14000 | 2.77 | 13100 | 2.25
INNOVAIR | MHW Series | 215725440 | HRCU-A-CB-O | MOS18H2BM0A | MHW18H2BHRB | Mini-Splits | 18000 | 13600 | 2.73 | 12800 | 2.1
INNOVAIR | MCW Series | 215725474 | HRCU-A-CB-O | MOS12H2BM0A | MCW12H2BHRB | Mini-Splits | 12000 | 9000 | 2.87 | 8900 | 2.51
INNOVAIR | MCS Series | 215725448 | HRCU-A-CB-O | MOS12H2BM0A | MCS12H2BHRB | Mini-Splits | 12000 | 8500 | 2.8 | 8400 | 2.39
INNOVAIR | MHW Series | 215725439 | HRCU-A-CB-O | MOS12H2BM0A | MHW12H2BHRB | Mini-Splits | 12000 | 9300 | 2.84 | 8400 | 2.3
INNOVAIR | MCS Series | 215725447 | HRCU-A-CB-O | MOS09H2BM0A | MCS09H2BHRB | Mini-Splits | 10000 | 8500 | 2.8 | 8300 | 2.17
INNOVAIR | MCO Series | 215725485 | HRCU-A-CB-O | MOS09H2BM0A | MCO09H2BHRB | Mini-Splits | 11000 | 7900 | 2.69 | 8000 | 2.17
INNOVAIR | MHW Series | 215725438 | HRCU-A-CB-O | MOS09H2BM0A | MHW09H2BHRB | Mini-Splits | 10000 | 8100 | 2.83 | 8000 | 2.37
INNOVAIR | MHW Series | 215725437 | HRCU-A-CB-O | MOS12H1BM0A | MHW12H1BMRB | Mini-Splits | 12000 | 8700 | 2.68 | 7700 | 2.33
INNOVAIR | MHW Series | 215725436 | HRCU-A-CB-O | MOS09H1BM0A | MHW09H1BMRB | Mini-Splits | 10000 | 8500 | 2.71 | 7200 | 2.22
INNOVAIR | MHW Series | 215725446 | HRCU-A-CB-O | MOS24H2BH0A | MHW24H2BHRB | Mini-Splits | 29000 | 21000 | 2.88 | 24200 | 2.34
INNOVAIR | Q4 | 215493759 | HRCU-A-CB-O | QOS12H1BM5A | QHW12H1UZRA | Mini-Splits | 12000 | 9300 | 4.78 | 9200 | 1.9
INNOVAIR | Q4 | 215493758 | HRCU-A-CB-O | QOS09H1BM5A | QHW09H1UZRA | Mini-Splits | 9500 | 9500 | 4.8 | 8800 | 1.92
INNOVAIR | Q4 | 215493762 | HRCU-A-CB-O | QOS18H2BM5A | QHW18H2UZRA | Mini-Splits | 18000 | 18000 | 3.61 | 18000 | 1.9
INNOVAIR | Q4 | 215493761 | HRCU-A-CB-O | QOS12H2BM5A | QHW12H2UZRA | Mini-Splits | 12000 | 10800 | 4.8 | 11000 | 2
INNOVAIR | Q4 | 215493760 | HRCU-A-CB-O | QOS09H2BM5A | QHW09H2UZRA | Mini-Splits | 9000 | 9000 | 4.8 | 9000 | 2.09
INNOVAIR | SAV Series | 215408665 | HRCU-A-CB | SHV48H2BA | SAV48BDA |  | 50000 | 37000 | 2.7 | 46000 | 1.9
INNOVAIR | SAV Series | 215408663 | HRCU-A-CB | SHV30H2BA | SAV30BDA |  | 34000 | 23800 | 2.76 | 32600 | 1.96
INNOVAIR | SEV series | 213160467 | HRCU-A-C | SEV24H2R19 | MAC24H1718E |  | 25600 | 22000 | 2.5 | 18500 | 2.2
INNOVAIR | SHV series | 213363369 | HRCU-A-CB | SHV24H2R20 | FEV24H2R19 |  | 27400 | 19200 | 2.61 | 24000 | 1.91
INNOVAIR | SHV series | 213363368 | HRCU-A-CB | SHV18H2R20 | FEV18H2R19 |  | 19000 | 13500 | 2.6 | 18000 | 2
INNOVAIR | SH series | 213386881 | HRCU-A-CB | SEV24H2R19 | WEV24H2R19 |  | 26000 | 19500 | 2.6 | 19400 | 2.33
INNOVAIR |  | 206330207 | HRCU-A-CB-O | EIN10H2V32(O) | EIN10H2V32(I) | Mini-Splits | 9000 | 5600 | 2.88 | 12977 | 2.09
INNOVAIR | MHD series | 210365429 | HRCU-A-C | MHD-18 | MHD-CC2.0-17.5-M |  | 19500 | 13000 | 2.7 | 14600 | 2.19
INNOVAIR |  | 210343159 | HRCU-A-CB | SHV60H2R20 | DEV60H2R19 |  | 59000 | 42000 | 2.6 | 54356 | 1.91
INTERTHERM | Multizone Indoors Eight-way Compact Cassettes | 216011810 | HRCU-A-CB-O | DXH12PSK3IH | DKH12FMK3IH | Mini-Splits | 12000 | 10000 | 2.79 | 10000 | 1.9
INTERTHERM | Multizone Indoors Eight-way Compact Cassettes | 216011809 | HRCU-A-CB-O | DXH09PSK3IH | DKH09FMK3IH | Mini-Splits | 10500 | 8800 | 2.87 | 7600 | 1.94
INTERTHERM | (24-26 SEER2) Minisplits | 216011784 | HRCU-A-CB-O | DXH18PSK3IH | DHH18PUK3IH | Mini-Splits | 18000 | 14700 | 2.69 | 14600 | 1.9
INTERTHERM | (24-26 SEER2) Minisplits | 216011781 | HRCU-A-CB-O | DXH12PSK3IH | DHH12PUK3IH | Mini-Splits | 12000 | 10000 | 2.9 | 11000 | 1.95
INVERTERCOOL |  | 207742359 | HRCU-A-CB | COH16S-36AA | CVTAN-24A |  | 24000 | 21000 | 2.61 | 17600 | 2.11
J-KU |  | 211583740 | HRCU-A-CB-O | JKS12HP230V1XC | JKS12HP230V1XE |  | 13000 | 7000 | 2.77 | 12030 | 2.41
J-KU |  | 211583739 | HRCU-A-CB-O | JKS09HP230V1XC | JKS09HP230V1XE |  | 10000 | 6000 | 2.88 | 9250 | 2.36
JOHNSON CONTROLS | LX SERIES | 214396410 | HRCU-A-CB | HH836E2S11 | CTF36C5CDS1 |  | 33000 | 29600 | 2.62 | 27200 | 2
JOHNSON CONTROLS | LX SERIES | 214396405 | HRCU-A-CB | HH836E2S11 | CTF36C5CDS1 |  | 33000 | 29600 | 2.62 | 27200 | 2
JOHNSON CONTROLS | LX SERIES | 214398470 | HRCU-A-CB | HH860E2S11 | CTF60D5CJS1 |  | 55500 | 38500 | 2.56 | 40000 | 2
JOHNSON CONTROLS | LX SERIES | 215853500 | HRCU-A-CB | HH860E2S11 | CTM60D5CJS1 |  | 55000 | 38500 | 2.56 | 40000 | 2
JOHNSON CONTROLS | LX SERIES | 215853507 | HRCU-A-CB | HH860E2S11 | CTF60D5CJS1 |  | 54500 | 37600 | 2.6 | 39500 | 2
JOHNSON CONTROLS | LX SERIES | 214609067 | HRCU-A-CB | HH824E2S11 | CTM30B5ACS1 |  | 23000 | 17900 | 2.6 | 19200 | 2
JOHNSON CONTROLS | LX SERIES | 215853342 | HRCU-A-CB | HH836E2S11 | CTF36C5CDS1 |  | 33000 | 29600 | 2.6 | 27200 | 2
JOHNSON CONTROLS | LX SERIES | 214609164 | HRCU-A-CB | HH860E2S11 | CTM60C5CHS1 |  | 54000 | 37400 | 2.54 | 39000 | 2
JOHNSON CONTROLS | LX SERIES | 214609189 | HRCU-A-CB | HH824E2S11 | CTM36B5ADS1 |  | 23000 | 18300 | 2.76 | 18600 | 2
JOHNSON CONTROLS | LX SERIES | 215853339 | HRCU-A-CB | HH836E2S11 | CTF36C5CDS1 |  | 32800 | 29200 | 2.6 | 27000 | 2
JOHNSON CONTROLS | LX SERIES | 214651042 | HRCU-A-CB | HH860E2S11 | CTU60D5XHS1+TXV |  | 53500 | 37000 | 2.56 | 38500 | 2
JOHNSON CONTROLS | LX SERIES | 214609052 | HRCU-A-CB | HH860E2S11 | CTF60D5CHS1 |  | 53500 | 37000 | 2.56 | 38500 | 2
JOHNSON CONTROLS | LX SERIES | 215853508 | HRCU-A-CB | HH860E2S11 | CTM60D5CJS1 |  | 55000 | 38000 | 2.6 | 40000 | 2
JOHNSON CONTROLS | LX SERIES | 214609140 | HRCU-A-CB | HH860E2S11 | CTM60C5CGS1 |  | 47000 | 34600 | 2.52 | 34400 | 2
JOHNSON CONTROLS | LX SERIES | 215853338 | HRCU-A-CB | HH836E2S11 | CTM36C5CDS1 |  | 32600 | 29200 | 2.58 | 26800 | 2
JOHNSON CONTROLS | LX SERIES | 214609105 | HRCU-A-CB | HH860E2S11 | CTF60C5CHS1 |  | 54000 | 37200 | 2.54 | 39000 | 2
JOHNSON CONTROLS | LX SERIES | 214651889 | HRCU-A-CB | HH824E2S11 | CTU36B5XDS1+TXV |  | 23000 | 18400 | 2.78 | 18700 | 2
JOHNSON CONTROLS | LX SERIES | 214609072 | HRCU-A-CB | HH824E2S11 | CTF36B5ADS1 |  | 23000 | 18400 | 2.78 | 18700 | 2
JOHNSON CONTROLS | LX SERIES | 214650019 | HRCU-A-CB | HH860E2S11 | CTU60D5XGS1+TXV |  | 47000 | 34400 | 2.54 | 34200 | 2
JOHNSON CONTROLS | LX SERIES | 214609086 | HRCU-A-CB | HH860E2S11 | CTF60D5CGS1 |  | 47000 | 34400 | 2.54 | 34200 | 2
JOHNSON CONTROLS | LX SERIES | 215853341 | HRCU-A-CB | HH836E2S11 | CTF36C5CDS1 |  | 32000 | 28600 | 2.56 | 26400 | 2
JOHNSON CONTROLS | LX SERIES | 214609081 | HRCU-A-CB | HH860E2S11 | CTM60D5CHS1 |  | 53500 | 37000 | 2.56 | 38500 | 2
JOHNSON CONTROLS | LX SERIES | 214650646 | HRCU-A-CB | HH824E2S11 | CTU30B5XCS1+TXV |  | 23000 | 17900 | 2.6 | 19100 | 2
JOHNSON CONTROLS | LX SERIES | 214609155 | HRCU-A-CB | HH824E2S11 | CTF30B5ACS1 |  | 23000 | 17900 | 2.6 | 19100 | 2
JOHNSON CONTROLS | LX SERIES | 214609194 | HRCU-A-CB | HH860E2S11 | CTF60C5CHS1 |  | 54000 | 37200 | 2.54 | 38500 | 2
JOHNSON CONTROLS | LX SERIES | 214650102 | HRCU-A-CB | HH824E2S11 | CTU30B5XCS1+TXV |  | 23000 | 17900 | 2.64 | 18400 | 2
JOHNSON CONTROLS | LX SERIES | 214609125 | HRCU-A-CB | HH824E2S11 | CTF30B5ACS1 |  | 23000 | 17900 | 2.64 | 18400 | 2
JOHNSON CONTROLS | LX SERIES | 214609057 | HRCU-A-CB | HH860E2S11 | CTM60D5CGS1 |  | 47000 | 34400 | 2.52 | 34200 | 2
JOHNSON CONTROLS | LX SERIES | 214609135 | HRCU-A-CB | HH860E2S11 | CTM60C5CHS1 |  | 54000 | 37200 | 2.54 | 38500 | 2
JOHNSON CONTROLS | LX SERIES | 216374700 | HRCU-A-CB | HH860E2S11 | CTM60D5CJS1 |  | 55500 | 38500 | 2.58 | 40000 | 2
JOHNSON CONTROLS | LX SERIES | 216374660 | HRCU-A-CB | HH860E2S11 | CTF60D5CJS1 |  | 56000 | 39000 | 2.6 | 40500 | 2
JOHNSON CONTROLS | HMH7 | 213297447 | HRCU-A-CB | HMH72B341 | XAFB36DBCN1 |  | 33400 | 26000 | 2.52 | 23400 | 2
JOHNSON CONTROLS | HMH7 | 213297687 | HRCU-A-CB | HMH72B341 | XAFC36DBCN1 |  | 34800 | 26600 | 2.58 | 24400 | 2.06
JOHNSON CONTROLS | HMH7 | 213296792 | HRCU-A-CB | HMH72B341 | XAHC36DBCN1 |  | 33000 | 25800 | 2.58 | 23200 | 2.04
JOHNSON CONTROLS | HMH7 | 213297022 | HRCU-A-CB | HMH72B341 | XAFB36DBCN1 |  | 33000 | 25800 | 2.54 | 23200 | 2
JOHNSON CONTROLS | HMH7 | 213297252 | HRCU-A-CB | HMH72B341 | XAFB36DBCN1 |  | 33000 | 25800 | 2.5 | 23200 | 1.98
JOHNSON CONTROLS | HMH7 | 213297242 | HRCU-A-CB | HMH72B341 | XAFC36DBCN1 |  | 33000 | 25800 | 2.54 | 23200 | 2
JOHNSON CONTROLS | HMH7 | 213297697 | HRCU-A-CB | HMH72B341 | XAFC36DBCN1 |  | 33400 | 26000 | 2.52 | 23400 | 2
JOHNSON CONTROLS | LX SERIES | 215912249 | HRCU-A-CB | HH824E2S11 | CTM36B5ADS1 |  | 23000 | 18000 | 2.75 | 18400 | 2
JOHNSON CONTROLS | LX SERIES | 214396677 | HRCU-A-CB | HH824E2S11 | CTF30A5ADS1 |  | 23000 | 18300 | 2.76 | 18600 | 2
JOHNSON CONTROLS | LX SERIES | 214650941 | HRCU-A-CB | HH824E2S11 | CTU36B5XDS1+TXV |  | 23000 | 18400 | 2.78 | 18700 | 2
JOHNSON CONTROLS | LX SERIES | 214650927 | HRCU-A-CB | HH824E2S11 | CTU36B5XDS1+TXV |  | 23000 | 18400 | 2.78 | 18700 | 2
JOHNSON CONTROLS | LX SERIES | 214397542 | HRCU-A-CB | HH824E2S11 | CTF36B5ADS1 |  | 23000 | 18400 | 2.78 | 18700 | 2
JOHNSON CONTROLS | LX SERIES | 214397537 | HRCU-A-CB | HH824E2S11 | CTF36B5ADS1 |  | 23000 | 18400 | 2.78 | 18700 | 2
JOHNSON CONTROLS | LX SERIES | 214396682 | HRCU-A-CB | HH824E2S11 | CTF30A5ADS1 |  | 23000 | 18300 | 2.76 | 18600 | 2
JOHNSON CONTROLS | LX SERIES | 214650487 | HRCU-A-CB | HH824E2S11 | CTU36B5XDS1+TXV |  | 23000 | 18000 | 2.76 | 18300 | 2
JOHNSON CONTROLS | LX SERIES | 214397109 | HRCU-A-CB | HH824E2S11 | CTF36B5ADS1 |  | 23000 | 18000 | 2.76 | 18300 | 2
JOHNSON CONTROLS | LX SERIES | 214807689 | HRCU-A-CB | HH824E2S11 | CTM36B5ADS1 |  | 23000 | 18300 | 2.76 | 18600 | 2
JOHNSON CONTROLS | LX SERIES | 214810243 | HRCU-A-CB | HH824E2S11 | CTM36B5ADS1 |  | 23000 | 18300 | 2.76 | 18600 | 2
JOHNSON CONTROLS | LX SERIES | 214397947 | HRCU-A-CB | HH824E2S11 | CTF30A5ADS1 |  | 23000 | 18100 | 2.72 | 18500 | 2
JOHNSON CONTROLS | LX SERIES | 214397942 | HRCU-A-CB | HH824E2S11 | CTF30A5ADS1 |  | 23000 | 18100 | 2.72 | 18500 | 2
JOHNSON CONTROLS | LX SERIES | 214396692 | HRCU-A-CB | HH824E2S11 | CTF30A5ADS1 |  | 23000 | 17800 | 2.7 | 18200 | 2
JOHNSON CONTROLS | LX SERIES | 214807738 | HRCU-A-CB | HH824E2S11 | CTM36B5ADS1 |  | 23000 | 18600 | 2.78 | 18800 | 2
JOHNSON CONTROLS | LX SERIES | 214810237 | HRCU-A-CB | HH824E2S11 | CTM36B5ADS1 |  | 23000 | 18600 | 2.78 | 18800 | 2
JOHNSON CONTROLS | LX SERIES | 214651450 | HRCU-A-CB | HH824E2S11 | CTU36B5XDS1+TXV |  | 23000 | 18600 | 2.8 | 18900 | 2
JOHNSON CONTROLS | LX SERIES | 214651439 | HRCU-A-CB | HH824E2S11 | CTU36B5XDS1+TXV |  | 23000 | 18600 | 2.8 | 18900 | 2
JOHNSON CONTROLS | LX SERIES | 214396246 | HRCU-A-CB | HH824E2S11 | CTF36B5ADS1 |  | 23000 | 18600 | 2.8 | 18900 | 2
JOHNSON CONTROLS | LX SERIES | 214396241 | HRCU-A-CB | HH824E2S11 | CTF36B5ADS1 |  | 23000 | 18600 | 2.8 | 18900 | 2
JOHNSON CONTROLS | LX SERIES | 214397868 | HRCU-A-CB | HH860E2S11 | CTM60C5CGS1 |  | 45500 | 34000 | 2.5 | 34200 | 2
JOHNSON CONTROLS | LX SERIES | 214397863 | HRCU-A-CB | HH860E2S11 | CTM60C5CGS1 |  | 45500 | 34000 | 2.5 | 34200 | 2
JOHNSON CONTROLS | LX SERIES | 214720183 | HRCU-A-CB | HH860E2S11 | CTU60C5XGS1+TXV |  | 45500 | 34000 | 2.5 | 34200 | 2
JOHNSON CONTROLS | LX SERIES | 214720178 | HRCU-A-CB | HH860E2S11 | CTU60C5XGS1+TXV |  | 45500 | 34000 | 2.5 | 34200 | 2
JOHNSON CONTROLS | LX SERIES | 214397853 | HRCU-A-CB | HH860E2S11 | CTF60C5CGS1 |  | 45500 | 34000 | 2.5 | 34200 | 2
JOHNSON CONTROLS | LX SERIES | 214397848 | HRCU-A-CB | HH860E2S11 | CTF60C5CGS1 |  | 45500 | 34000 | 2.5 | 34200 | 2
JOHNSON CONTROLS | LX SERIES | 214397443 | HRCU-A-CB | HH860E2S11 | CTM60C5CGS1 |  | 45500 | 34200 | 2.5 | 34200 | 2
JOHNSON CONTROLS | LX SERIES | 214397438 | HRCU-A-CB | HH860E2S11 | CTM60C5CGS1 |  | 45500 | 34200 | 2.5 | 34200 | 2
JOHNSON CONTROLS | LX SERIES | 214720168 | HRCU-A-CB | HH860E2S11 | CTU60C5XGS1+TXV |  | 45500 | 34200 | 2.5 | 34200 | 2
JOHNSON CONTROLS | LX SERIES | 214720163 | HRCU-A-CB | HH860E2S11 | CTU60C5XGS1+TXV |  | 45500 | 34200 | 2.5 | 34200 | 2
JOHNSON CONTROLS | LX SERIES | 214397428 | HRCU-A-CB | HH860E2S11 | CTF60C5CGS1 |  | 45500 | 34200 | 2.5 | 34200 | 2
JOHNSON CONTROLS | LX SERIES | 214397423 | HRCU-A-CB | HH860E2S11 | CTF60C5CGS1 |  | 45500 | 34200 | 2.5 | 34200 | 2
JOHNSON CONTROLS | LX SERIES | 214720193 | HRCU-A-CB | HH860E2S11 | CTU60C5XGS1+TXV |  | 45500 | 34200 | 2.5 | 34200 | 2
JOHNSON CONTROLS | LX SERIES | 214720188 | HRCU-A-CB | HH860E2S11 | CTU60C5XGS1+TXV |  | 45500 | 34200 | 2.5 | 34200 | 2
JOHNSON CONTROLS | LX SERIES | 214397453 | HRCU-A-CB | HH860E2S11 | CTF60C5CGS1 |  | 45500 | 34200 | 2.5 | 34200 | 2
JOHNSON CONTROLS | LX SERIES | 214397448 | HRCU-A-CB | HH860E2S11 | CTF60C5CGS1 |  | 45500 | 34200 | 2.5 | 34200 | 2
JOHNSON CONTROLS | LX SERIES | 214719887 | HRCU-A-CB | HH860E2S11 | CTU60C5XGS1+TXV |  | 45000 | 33600 | 2.5 | 33800 | 2
JOHNSON CONTROLS | LX SERIES | 214719892 | HRCU-A-CB | HH860E2S11 | CTU60C5XGS1+TXV |  | 45000 | 33600 | 2.5 | 33800 | 2
JOHNSON CONTROLS | LX SERIES | 214398309 | HRCU-A-CB | HH860E2S11 | CTF60C5CGS1 |  | 45000 | 33600 | 2.5 | 33800 | 2
JOHNSON CONTROLS | LX SERIES | 214398304 | HRCU-A-CB | HH860E2S11 | CTF60C5CGS1 |  | 45000 | 33600 | 2.5 | 33800 | 2
JOHNSON CONTROLS | LX SERIES | 214720128 | HRCU-A-CB | HH860E2S11 | CTU60C5XGS1+TXV |  | 45000 | 33200 | 2.5 | 33600 | 2
JOHNSON CONTROLS | LX SERIES | 214720123 | HRCU-A-CB | HH860E2S11 | CTU60C5XGS1+TXV |  | 45000 | 33200 | 2.5 | 33600 | 2
JOHNSON CONTROLS | LX SERIES | 214397473 | HRCU-A-CB | HH860E2S11 | CTF60C5CGS1 |  | 45000 | 33200 | 2.5 | 33600 | 2
JOHNSON CONTROLS | LX SERIES | 214397468 | HRCU-A-CB | HH860E2S11 | CTF60C5CGS1 |  | 45000 | 33200 | 2.5 | 33600 | 2
JOHNSON CONTROLS | LX SERIES | 214396608 | HRCU-A-CB | HH860E2S11 | CTM60C5CGS1 |  | 45000 | 33400 | 2.5 | 33600 | 2
JOHNSON CONTROLS | LX SERIES | 214396603 | HRCU-A-CB | HH860E2S11 | CTM60C5CGS1 |  | 45000 | 33400 | 2.5 | 33600 | 2
JOHNSON CONTROLS | LX SERIES | 214398700 | HRCU-A-CB | HH860E2S11 | CTM60C5CGS1 |  | 45000 | 33400 | 2.5 | 33800 | 2
JOHNSON CONTROLS | LX SERIES | 214398695 | HRCU-A-CB | HH860E2S11 | CTM60C5CGS1 |  | 45000 | 33400 | 2.5 | 33800 | 2
JOHNSON CONTROLS | LX SERIES | 214720118 | HRCU-A-CB | HH860E2S11 | CTU60C5XGS1+TXV |  | 45000 | 33400 | 2.5 | 33800 | 2
JOHNSON CONTROLS | LX SERIES | 214720113 | HRCU-A-CB | HH860E2S11 | CTU60C5XGS1+TXV |  | 45000 | 33400 | 2.5 | 33800 | 2
JOHNSON CONTROLS | LX SERIES | 214398690 | HRCU-A-CB | HH860E2S11 | CTF60C5CGS1 |  | 45000 | 33400 | 2.5 | 33800 | 2
JOHNSON CONTROLS | LX SERIES | 214398685 | HRCU-A-CB | HH860E2S11 | CTF60C5CGS1 |  | 45000 | 33400 | 2.5 | 33800 | 2
JOHNSON CONTROLS | LX SERIES | 214649830 | HRCU-A-CB | HH860E2S11 | CTU60D5XGS1+TXV |  | 47500 | 36200 | 2.56 | 35200 | 2
JOHNSON CONTROLS | LX SERIES | 214649822 | HRCU-A-CB | HH860E2S11 | CTU60D5XGS1+TXV |  | 47500 | 36200 | 2.56 | 35200 | 2
JOHNSON CONTROLS | LX SERIES | 214396628 | HRCU-A-CB | HH860E2S11 | CTF60D5CGS1 |  | 47500 | 36200 | 2.56 | 35200 | 2
JOHNSON CONTROLS | LX SERIES | 214396623 | HRCU-A-CB | HH860E2S11 | CTF60D5CGS1 |  | 47500 | 36200 | 2.56 | 35200 | 2
JOHNSON CONTROLS | LX SERIES | 214398250 | HRCU-A-CB | HH860E2S11 | CTM60C5CGS1 |  | 45000 | 33600 | 2.5 | 33800 | 2
JOHNSON CONTROLS | LX SERIES | 214397059 | HRCU-A-CB | HH860E2S11 | CTM60C5CGS1 |  | 45000 | 33600 | 2.5 | 33800 | 2
JOHNSON CONTROLS | LX SERIES | 214397054 | HRCU-A-CB | HH860E2S11 | CTM60C5CGS1 |  | 45000 | 33600 | 2.5 | 33800 | 2
JOHNSON CONTROLS | LX SERIES | 214397089 | HRCU-A-CB | HH860E2S11 | CTM60C5CGS1 |  | 45500 | 34200 | 2.5 | 34200 | 2
JOHNSON CONTROLS | LX SERIES | 214397084 | HRCU-A-CB | HH860E2S11 | CTM60C5CGS1 |  | 45500 | 34200 | 2.5 | 34200 | 2
JOHNSON CONTROLS | LX SERIES | 214397586 | HRCU-A-CB | HH860E2S11 | CTF60C5CHS1 |  | 54500 | 38000 | 2.52 | 39500 | 2
JOHNSON CONTROLS | LX SERIES | 214397581 | HRCU-A-CB | HH860E2S11 | CTF60C5CHS1 |  | 54500 | 38000 | 2.52 | 39500 | 2
JOHNSON CONTROLS | LX SERIES | 214398440 | HRCU-A-CB | HH860E2S11 | CTF60C5CHS1 |  | 55000 | 38000 | 2.54 | 40000 | 2
JOHNSON CONTROLS | LX SERIES | 214398435 | HRCU-A-CB | HH860E2S11 | CTF60C5CHS1 |  | 55000 | 38000 | 2.54 | 40000 | 2
JOHNSON CONTROLS | LX SERIES | 214397079 | HRCU-A-CB | HH860E2S11 | CTM60D5CGS1 |  | 47000 | 35800 | 2.56 | 35000 | 2
JOHNSON CONTROLS | LX SERIES | 214397074 | HRCU-A-CB | HH860E2S11 | CTM60D5CGS1 |  | 47000 | 35800 | 2.56 | 35000 | 2
JOHNSON CONTROLS | LX SERIES | 214397463 | HRCU-A-CB | HH860E2S11 | CTF60C5CGS1 |  | 45000 | 33400 | 2.5 | 33800 | 2
JOHNSON CONTROLS | LX SERIES | 214397458 | HRCU-A-CB | HH860E2S11 | CTF60C5CGS1 |  | 45000 | 33400 | 2.5 | 33800 | 2
JOHNSON CONTROLS | LX SERIES | 214396749 | HRCU-A-CB | HH860E2S11 | CTF60D5CHS1 |  | 55000 | 38000 | 2.56 | 40000 | 2
JOHNSON CONTROLS | LX SERIES | 214398031 | HRCU-A-CB | HH860E2S11 | CTM60C5CHS1 |  | 54000 | 37400 | 2.54 | 39000 | 2
JOHNSON CONTROLS | LX SERIES | 214398026 | HRCU-A-CB | HH860E2S11 | CTM60C5CHS1 |  | 54000 | 37400 | 2.54 | 39000 | 2
JOHNSON CONTROLS | LX SERIES | 214396336 | HRCU-A-CB | HH860E2S11 | CTM60C5CHS1 |  | 55000 | 38000 | 2.54 | 40000 | 2
JOHNSON CONTROLS | LX SERIES | 214396331 | HRCU-A-CB | HH860E2S11 | CTM60C5CHS1 |  | 55000 | 38000 | 2.54 | 40000 | 2
JOHNSON CONTROLS | LX SERIES | 214398021 | HRCU-A-CB | HH860E2S11 | CTF60C5CHS1 |  | 55000 | 38000 | 2.52 | 40000 | 2
JOHNSON CONTROLS | LX SERIES | 214398016 | HRCU-A-CB | HH860E2S11 | CTF60C5CHS1 |  | 55000 | 38000 | 2.52 | 40000 | 2
JOHNSON CONTROLS | LX SERIES | 214397631 | HRCU-A-CB | HH860E2S11 | CTM60C5CHS1 |  | 54000 | 37400 | 2.56 | 39000 | 2
JOHNSON CONTROLS | LX SERIES | 214397626 | HRCU-A-CB | HH860E2S11 | CTM60C5CHS1 |  | 54000 | 37400 | 2.56 | 39000 | 2
JOHNSON CONTROLS | LX SERIES | 214397621 | HRCU-A-CB | HH860E2S11 | CTF60C5CHS1 |  | 55000 | 38000 | 2.54 | 40000 | 2
JOHNSON CONTROLS | LX SERIES | 214397616 | HRCU-A-CB | HH860E2S11 | CTF60C5CHS1 |  | 55000 | 38000 | 2.54 | 40000 | 2
JOHNSON CONTROLS | LX SERIES | 214651104 | HRCU-A-CB | HH860E2S11 | CTU60D5XHS1+TXV |  | 55000 | 38000 | 2.56 | 40000 | 2
JOHNSON CONTROLS | LX SERIES | 214396754 | HRCU-A-CB | HH860E2S11 | CTF60D5CHS1 |  | 55000 | 38000 | 2.56 | 40000 | 2
JOHNSON CONTROLS | LX SERIES | 214651088 | HRCU-A-CB | HH860E2S11 | CTU60D5XHS1+TXV |  | 55000 | 38000 | 2.56 | 40000 | 2
JOHNSON CONTROLS | HMH7 | 213298107 | HRCU-A-CB | HMH72B341 | XAFB36DBCN1+JMET12BS2N1 |  | 33800 | 25200 | 2.58 | 23800 | 2.12
JOHNSON CONTROLS | HMH7 | 213297422 | HRCU-A-CB | HMH72B341 | XAFB36DBCN1+JMVT12BC2N1 |  | 33600 | 25000 | 2.56 | 23600 | 2.1
JOHNSON CONTROLS | HMH7 | 213297222 | HRCU-A-CB | HMH72B341 | XAHC36DBCN1+JMET12CS2N1 |  | 32800 | 24600 | 2.52 | 23000 | 2.06
JOHNSON CONTROLS | HMH7 | 213296947 | HRCU-A-CB | HMH72B341 | XAFC36DBCN1 |  | 33400 | 25800 | 2.56 | 24400 | 2.12
JOHNSON CONTROLS | HMH7 | 213296907 | HRCU-A-CB | HMH72B341 | XAFC36DBCN1 |  | 33400 | 25800 | 2.56 | 24400 | 2.12
JOHNSON CONTROLS | HMH7 | 213297972 | HRCU-A-CB | HMH72B341 | XAHC36DBCN1 |  | 33400 | 25200 | 2.52 | 24000 | 2.08
JOHNSON CONTROLS | HMH7 | 213297952 | HRCU-A-CB | HMH72B341 | XAFD48FBCN1 |  | 32800 | 25200 | 2.6 | 23400 | 2.1
JOHNSON CONTROLS | HMH7 | 213297502 | HRCU-A-CB | HMH72B341 | XAFC48FBCN1 |  | 32800 | 25000 | 2.6 | 23200 | 2.08
JOHNSON CONTROLS | HMH7 | 213297497 | HRCU-A-CB | HMH72B341 | XAFC48FXXN1+TXV |  | 32800 | 25000 | 2.6 | 23200 | 2.08
JOHNSON CONTROLS | HMH7 | 213296987 | HRCU-A-CB | HMH72B341 | XAFB36DBCN1 |  | 33400 | 25400 | 2.52 | 24000 | 2.08
JOHNSON CONTROLS | HMH7 | 213298012 | HRCU-A-CB | HMH72B341 | XAHC36DBCN1 |  | 33400 | 25000 | 2.52 | 23600 | 2.08
JOHNSON CONTROLS | HMH7 | 213297347 | HRCU-A-CB | HMH72B341 | XAFC36DBCN1 |  | 33400 | 25400 | 2.58 | 24200 | 2.14
JOHNSON CONTROLS | HMH7 | 213297122 | HRCU-A-CB | HMH72B341 | XAFC48FBCN1 |  | 32800 | 25200 | 2.6 | 23400 | 2.1
JOHNSON CONTROLS | HMH7 | 213297112 | HRCU-A-CB | HMH72B341 | XAFC48FXXN1+TXV |  | 32800 | 25200 | 2.6 | 23400 | 2.1
JOHNSON CONTROLS | HMH7 | 213296867 | HRCU-A-CB | HMH72B341 | XAFC36DBCN1 |  | 34000 | 25800 | 2.54 | 24600 | 2.12
JOHNSON CONTROLS | HMH7 | 213297317 | HRCU-A-CB | HMH72B341 | XAFC36DBCN1 |  | 33400 | 25400 | 2.58 | 24200 | 2.14
JOHNSON CONTROLS | HMH7 | 213298032 | HRCU-A-CB | HMH72B341 | XAFC36DBCN1 |  | 33400 | 25400 | 2.58 | 24200 | 2.14
JOHNSON CONTROLS | HMH7 | 213296887 | HRCU-A-CB | HMH72B341 | XAFC36DBCN1 |  | 33400 | 25600 | 2.58 | 24400 | 2.12
JOHNSON CONTROLS | HMH7 | 213297932 | HRCU-A-CB | HMH72B341 | XAFB36DBCN1 |  | 33400 | 25400 | 2.52 | 24000 | 2.08
JOHNSON CONTROLS | HMH7 | 213297857 | HRCU-A-CB | HMH72B341 | XAFC36DBCN1+JMET12CS2N1 |  | 34000 | 25400 | 2.6 | 24200 | 2.14
JOHNSON CONTROLS | HMH7 | 213298052 | HRCU-A-CB | HMH72B341 | XAFC36DBCN1 |  | 33400 | 25400 | 2.54 | 24000 | 2.08
JOHNSON CONTROLS | HMH7 | 213296927 | HRCU-A-CB | HMH72B341 | XAFC36DBCN1 |  | 34000 | 25800 | 2.54 | 24600 | 2.12
JOHNSON CONTROLS | HMH7 | 213297552 | HRCU-A-CB | HMH72B341 | XAHC36DBCN1 |  | 33400 | 25000 | 2.52 | 23600 | 2.08
JOHNSON CONTROLS | LX SERIES | 214396779 | HRCU-A-CB | HH860E2S11 | CTF60D5CJS1 |  | 54000 | 37200 | 2.58 | 39000 | 2
JOHNSON CONTROLS | LX SERIES | 214396774 | HRCU-A-CB | HH860E2S11 | CTF60D5CJS1 |  | 54000 | 37200 | 2.58 | 39000 | 2
JOHNSON CONTROLS | LX SERIES | 214397149 | HRCU-A-CB | HH824E2S11 | CTF30B5ACS1 |  | 23000 | 18400 | 2.72 | 18000 | 2
JOHNSON CONTROLS | LX SERIES | 214397144 | HRCU-A-CB | HH824E2S11 | CTF30B5ACS1 |  | 23000 | 18400 | 2.72 | 18000 | 2
JOHNSON CONTROLS | HMH7 | 213296977 | HRCU-A-CB | HMH72B341 | XAFB36DXXN1+TXV |  | 33400 | 25400 | 2.52 | 24000 | 2.08
JOHNSON CONTROLS | HMH7 | 213297297 | HRCU-A-CB | HMH72B341 | XAHC36DBCN1 |  | 33400 | 25000 | 2.52 | 23600 | 2.08
JOHNSON CONTROLS | HMH7 | 213297307 | HRCU-A-CB | HMH72B341 | XAFC36DBCN1 |  | 33400 | 25600 | 2.56 | 24200 | 2.12
JOHNSON CONTROLS | HMH7 | 213297077 | HRCU-A-CB | HMH72B341 | XAFC36DBCN1 |  | 33400 | 25400 | 2.58 | 24200 | 2.14
JOHNSON CONTROLS | HMH7 | 213297592 | HRCU-A-CB | HMH72B341 | XAFB36DBCN1 |  | 34000 | 25800 | 2.52 | 24600 | 2.1
JOHNSON CONTROLS | HMH7 | 213297582 | HRCU-A-CB | HMH72B341 | XAFB36DXXN1+TXV |  | 34000 | 25800 | 2.52 | 24600 | 2.1
JOHNSON CONTROLS | HMH7 | 213297732 | HRCU-A-CB | HMH72B341 | XAFC36DBCN1 |  | 33400 | 25600 | 2.56 | 24200 | 2.12
JOHNSON CONTROLS | HMH7 | 213297087 | HRCU-A-CB | HMH72B341 | XAHC36DBCN1 |  | 33400 | 25200 | 2.54 | 24000 | 2.1
JOHNSON CONTROLS | HMH7 | 213298102 | HRCU-A-CB | HMH72B341 | XAFB36DXXN1+JMET12BS2N1+TXV |  | 33800 | 25200 | 2.58 | 23800 | 2.12
JOHNSON CONTROLS | HMH7 | 213298072 | HRCU-A-CB | HMH72B341 | XAFB36DBCN1 |  | 33400 | 25600 | 2.54 | 24200 | 2.1
JOHNSON CONTROLS | HMH7 | 213297517 | HRCU-A-CB | HMH72B341 | XAFC36DBCN1 |  | 33400 | 25400 | 2.54 | 24000 | 2.08
JOHNSON CONTROLS | HMH7 | 213298062 | HRCU-A-CB | HMH72B341 | XAFB36DXXN1+TXV |  | 33400 | 25600 | 2.54 | 24200 | 2.1
JOHNSON CONTROLS | HMH7 | 213297752 | HRCU-A-CB | HMH72B341 | XAFD48FBCN1 |  | 32800 | 25000 | 2.6 | 23200 | 2.08
JOHNSON CONTROLS | HMH7 | 213297532 | HRCU-A-CB | HMH72B341 | XAHC36DBCN1 |  | 33400 | 25200 | 2.52 | 24000 | 2.08
JOHNSON CONTROLS | HMH7 | 213297622 | HRCU-A-CB | HMH72B341 | XAHC36DBCN1 |  | 33400 | 25000 | 2.52 | 23600 | 2.08
JOHNSON CONTROLS | HMH7 | 213297927 | HRCU-A-CB | HMH72B341 | XAFB36DXXN1+TXV |  | 33400 | 25400 | 2.52 | 24000 | 2.08
JOHNSON CONTROLS | HMH7 | 213296837 | HRCU-A-CB | HMH72B341 | XAHC36DBCN1 |  | 33400 | 25000 | 2.5 | 23800 | 2.06
JOHNSON CONTROLS | HMH7 | 213297417 | HRCU-A-CB | HMH72B341 | XAFB36DXXN1+JMVT12BC2N1+TXV |  | 33600 | 25000 | 2.56 | 23600 | 2.1
JOHNSON CONTROLS | HMH7 | 213297742 | HRCU-A-CB | HMH72B341 | XAHC36DBCN1 |  | 33400 | 25200 | 2.52 | 23800 | 2.08
KANARTIC | KEOS series | 208836320 | HRCU-A-CB-O | KEOS-09UHE-NA | KEOS-09UHE-NA | Mini-Splits | 12000 | 9300 | 2.5 | 11300 | 1.9
KANARTIC | KEOS series | 208836319 | HRCU-A-CB-O | KEOS-12UHE-NA | KEOS-12UHE-NA | Mini-Splits | 12000 | 10300 | 2.56 | 12113 | 1.9
KANIONCO | KWSM series | 213160460 | HRCU-A-CB-O | KWSM-06IR410AHS26.5ODU | KWSM-06IR410AHS26.5IDU | Mini-Splits | 7000 | 8500 | 2.9 | 8581 | 2.19
KANIONCO | K series | 212360138 | HRCU-A-CB-O | KWSM-09IR410AHS21.5MVODU | KWSM-09IR410AHS21.5MVIDU | Mini-Splits | 10000 | 6000 | 2.51 | 6933 | 1.97
KANIONCO | K series | 207805780 | HMSV-A-CB | KWSMO-18R410AIHMV |  | Mixed Ducted and Non-Ducted Indoor Units | 19000 | 14600 | 2.5 | 14000 | 2.17
KANIONCO | K series | 212360146 | HMSV-A-CB | KWSMO-18R410AIHH |  | Mixed Ducted and Non-Ducted Indoor Units | 19000 | 14600 | 2.5 | 14000 | 2.17
KANIONCO |  | 207699079 | HRCU-A-CB-O | KWSM-09IR410AHS24MV | KWSM-09IR410AHS24MV | Mini-Splits | 10000 | 8300 | 2.67 | 6544 | 1.98
KANIONCO |  | 209248938 | HRCU-A-CB-O | KWSM-18IR410AHS21.5 | KWSM-18IR410AHS21.5 | Mini-Splits | 18000 | 10000 | 2.85 | 12600 | 2.21
KANIONCO |  | 209248939 | HRCU-A-CB-O | KWSM-24IR410AHS20 | KWSM-24IR410AHS20 | Mini-Splits | 24000 | 13900 | 2.75 | 16720 | 1.96
KANIONCO |  | 213298361 | HMSR-A-CB-O | KWSMO-27IR410AHSP |  | Non-Ducted Indoor Units | 26000 | 18100 | 2.95 | 16250 | 2.27
KANIONCO | K series | 207699081 | HRCU-A-CB-O | KWSM-18IR410AHS23.5MV | KWSM-18IR410AHS23.5MV | Mini-Splits | 18000 | 14000 | 2.61 | 12600 | 2.35
KANIONCO | KD series | 212615048 | HRCU-A-CB | KD-24IR410AHSODU | KD-24IR410AHSIDU | Mini-Splits | 25000 | 21000 | 2.64 | 27000 | 2
KANIONCO | KD series | 212615049 | HRCU-A-CB | KD-12IR410AHSODU | KD-12IR410AHSIDU | Mini-Splits | 12500 | 10600 | 2.51 | 12100 | 1.96
KANIONCO | KWSM series | 213160461 | HRCU-A-CB-O | KWSM-09IR410AHS28.1ODU | KWSM-09IR410AHS28.1IDU | Mini-Splits | 12000 | 9500 | 2.53 | 11109 | 1.97
KANIONCO |  | 213298360 | HMSR-A-CB-O | KWSMO-36IR410AHSP |  | Non-Ducted Indoor Units | 35600 | 21200 | 2.64 | 23200 | 2.12
KANIONCO |  | 207699077 | HRCU-A-CB-O | KWSM-09IR410AHS24MVL | KWSM-09IR410AHS24MVL | Mini-Splits | 10000 | 6000 | 2.79 | 6725 | 2.07
KANIONCO |  | 207805781 | HMSR-A-CB-O | KWSMO-18R410AIHMV |  | Non-Ducted Indoor Units | 19000 | 14400 | 2.5 | 14000 | 2.22
KANIONCO | K series | 212360144 | HMSR-A-CB-O | KWSMO-18R410AIHH |  | Non-Ducted Indoor Units | 19000 | 14400 | 2.5 | 14000 | 2.22
KANIONCO |  | 205645144 | HMSR-A-CB-O | KWSMO-18R410AIH |  | Non-Ducted Indoor Units | 19000 | 12000 | 2.79 | 10205 | 1.97
KANIONCO |  | 205645145 | HMSR-A-CB-O | KWSMO-30R410AIH |  | Non-Ducted Indoor Units | 28000 | 17200 | 2.8 | 17040 | 1.97
KANIONCO |  | 204760846 | HRCU-A-CB | KD-18R410AH | KD-18R410AH | Mini-Splits | 18000 | 12000 | 2.61 | 10300 | 1.95
KANIONCO |  | 204760847 | HRCU-A-CB | KD-24R410AH | KD-24R410AH | Mini-Splits | 24400 | 16000 | 2.69 | 18500 | 2.04
KANIONCO |  | 204760841 | HRCU-A-CB-O | KWSM-18IR410AHS21 | KWSM-18IR410AHS21 | Mini-Splits | 18000 | 10400 | 2.72 | 10953 | 1.9
KANIONCO |  | 207699078 | HRCU-A-CB-O | KWSM-12IR410AHS21.5MVL | KWSM-12IR410AHS21.5MVL | Mini-Splits | 12000 | 8400 | 2.77 | 6725 | 2.07
KANIONCO |  | 207699091 | HRCU-A-CB-O | KWSM-09IR410AHS21.5MV | KWSM-09IR410AHS21.5MV | Mini-Splits | 10000 | 6900 | 2.53 | 6400 | 1.95
KANIONCO | K series | 212360148 | HMSV-A-CB | KWSMO-27R410AIHH |  | Ducted Indoor Units | 28000 | 22000 | 2.6 | 20000 | 2.14
KANIONCO |  | 207691850 | HMSV-A-CB | KWSMO-30R410AIHMV |  | Ducted Indoor Units | 28000 | 22000 | 2.6 | 20000 | 2.14
KARDA |  | 210410112 | HRCU-A-CB-O | 3KARDA12SZO | 3KARDA12CON-2 | Mini-Splits | 12000 | 10200 | 2.72 | 12300 | 2.1
KARDA |  | 207796638 | HRCU-A-CB-O | 3KARDA12SZO | 3KARDA12UVC | Mini-Splits | 12000 | 9900 | 2.55 | 11500 | 1.9
KARDA | KARDA | 207657361 | HMSV-A-CB | 3KARDA18MZ2 |  | Mixed Ducted and Non-Ducted Indoor Units | 19000 | 14600 | 2.5 | 14000 | 2.17
KARDA | 3KAR series | 213785827 | HRCU-A-CB-O | 3KARDA12SZO | 2KARDA12UVC | Mini-Splits | 12000 | 9900 | 2.55 | 11500 | 1.9
KARDA | KARDA | 207430429 | HRCU-A-CB-O | 3KARDA09SZO | 3KARDA09UVW | Mini-Splits | 12000 | 9300 | 2.5 | 11300 | 1.9
KARDA | KARDA | 207430432 | HRCU-A-CB-O | 3KARDA12SZO | 3KARDA12UVW | Mini-Splits | 12000 | 10300 | 2.56 | 12113 | 1.9
KARDA |  | 206348123 | HRCU-A-CB | 1KARDA24SZO20.5 | 2PAMSDH24 | Mini-Splits | 25000 | 21000 | 2.64 | 27000 | 2
KARDA |  | 207796644 | HRCU-A-CB | 3KARDA24SZO | 3KARDA24UVD | Mini-Splits | 25000 | 21000 | 2.64 | 27000 | 2
KARDA |  | 207796639 | HRCU-A-CB | 3KARDA12SZO | 3KARDA12UVD | Mini-Splits | 12500 | 10600 | 2.51 | 12100 | 1.96
KARDA |  | 205724750 | HMSR-A-CB-O | 2KARDA27MZ3 |  | Non-Ducted Indoor Units | 28000 | 17200 | 2.8 | 17040 | 1.97
KARDA |  | 202608467 | HMSR-A-CB-O | 2PAMSH27-MZO3 |  | Non-Ducted Indoor Units | 28000 | 17200 | 2.82 | 16820 | 1.95
KARDA |  | 206348120 | HRCU-A-CB | 1KARDA09SZO25 | 2PAMSDH09 | Mini-Splits | 10000 | 7200 | 2.74 | 8300 | 2.06
KEEPRITE | DLC-series | 207188917 | HRCU-A-CB-O | DLCSRBH06AAK | DLFSHBH06XAK | Mini-Splits | 7000 | 7500 | 2.5 | 7200 | 1.92
KEEPRITE | DLC-series | 206361888 | HRCU-A-CB-O | DLCSRBH12AAJ | DLFSHBH12XAJ | Mini-Splits | 12000 | 8900 | 2.75 | 6858 | 2.07
KEEPRITE | DLC-series | 206361890 | HRCU-A-CB-O | DLCSRBH12AAK | DLFSHBH12XAK | Mini-Splits | 12000 | 10300 | 2.56 | 12113 | 1.9
KEEPRITE | DL series | 213372148 | HRCU-A-C | DLCURAH18ABK | DLFULAH24XBX + CI |  | 19000 | 14700 | 2.6 | 15000 | 2.2
KEEPRITE | DL series | 213372150 | HRCU-A-C | DLCURAH24ABK | DLFULAH24XBX + CI |  | 25000 | 21000 | 2.58 | 20000 | 1.95
KEEPRITE | DLC-series | 210857442 | HRCU-A-CB-O | DLCSRBH06AAK | DLFSOAH09XAK | Mini-Splits | 7100 | 5700 | 2.61 | 8500 | 2.03
KEEPRITE | DLC-series | 209948195 | HRCU-A-CB-O | DLCSRBH12AAK | DLFSFBH12XAK | Mini-Splits | 12000 | 10200 | 2.72 | 12300 | 2.1
KEEPRITE | DLC-series | 208447653 | HRCU-A-CB-O | DLCSRBH06AAK | DLFSHCH06XAK | Mini-Splits | 7000 | 8500 | 2.9 | 8581 | 2.19
KEEPRITE | DLC-series | 208447652 | HRCU-A-CB-O | DLCSRBH12AAJ | DLFSHCH12XAJ | Mini-Splits | 12000 | 8400 | 2.8 | 7094 | 2.19
KEEPRITE | DLC-series | 208447732 | HRCU-A-CB-O | DLCERBH09AAK | DLFEHBH09XAK | Mini-Splits | 10000 | 6000 | 2.51 | 6933 | 1.97
KEEPRITE | DLC-series | 211132728 | HRCU-A-CB | DLCSRBH24AAK | DLFSDAH24XHK | Mini-Splits | 25000 | 21000 | 2.75 | 24000 | 2
KEEPRITE | DLC-series | 211132691 | HRCU-A-CB | DLCSRBH18AAK | DLFSDAH18XHK | Mini-Splits | 19000 | 15700 | 2.6 | 18000 | 2.2
KEEPRITE | PROCOMFORT DELUXE 18 VS HP | 206771907 | HRCU-A-CB | CVH837GKA2* | EA*4X48L24A*+WALLCON |  | 32400 | 31400 | 2.54 | 27600 | 2.22
KEEPRITE | PROCOMFORT DELUXE 18 VS HP | 206771628 | HRCU-A-CB | CVH837GKA2* | EA*4X43L21A*+WALLCON |  | 33000 | 32000 | 2.52 | 28000 | 2.2
KEEPRITE | PROCOMFORT DELUXE 18 VS HP | 206766038 | HRCU-A-CB | CVH825GKA3* | EA*4X37L21A*+WALLCON |  | 21000 | 20400 | 2.54 | 18100 | 2.24
KEEPRITE | PROCOMFORT DELUXE 18 VS HP | 206771277 | HRCU-A-CB | CVH837GKA2* | EA*4X37L21A*+WALLCON |  | 33000 | 31800 | 2.52 | 28000 | 2.2
KEEPRITE | PROCOMFORT DELUXE 18 VS HP | 206771358 | HRCU-A-CB | CVH837GKA2* | EA*4X37L21A*+WALLCON |  | 32800 | 31800 | 2.54 | 27800 | 2.22
KEEPRITE | PROCOMFORT DELUXE 18 VS HP | 206771727 | HRCU-A-CB | CVH837GKA2* | EA*4X43L21A*+WALLCON |  | 32800 | 31800 | 2.56 | 27800 | 2.22
KEEPRITE | PROCOMFORT DELUXE 18 VS HP | 206771781 | HRCU-A-CB | CVH837GKA2* | EA*4X48L21A*+WALLCON |  | 32600 | 31400 | 2.52 | 27800 | 2.2
KEEPRITE | DLC-series | 208447649 | HRCU-A-CB-O | DLCSRBH09AAK | DLFSHCH09XAK | Mini-Splits | 12000 | 9500 | 2.53 | 11109 | 1.97
KEEPRITE | PROCOMFORT DELUXE 18 VS HP | 206771646 | HRCU-A-CB | CVH837GKA2* | EA*4X43L21A*+WALLCON |  | 32800 | 31800 | 2.54 | 28000 | 2.2
KEEPRITE | PROCOMFORT DELUXE 18 VS HP | 206771862 | HRCU-A-CB | CVH837GKA2* | EA*4X48L21A*+WALLCON |  | 32400 | 31400 | 2.52 | 27600 | 2.2
KEEPRITE | PROCOMFORT DELUXE 18 VS HP | 206771898 | HRCU-A-CB | CVH837GKA2* | EA*4X48L24A*+WALLCON |  | 32400 | 31400 | 2.52 | 27600 | 2.2
KEEPRITE | D5F Series | 215324409 | HRCU-A-CB-O | D5CSHAH18AAK | D5FSHAH18XAK | Mini-Splits | 18000 | 16600 | 2.55 | 18000 | 1.92
KEEPRITE |  | 215323729 | HRCU-A-CB | D5CUHAH36AAK | D5FUHAH36XAK |  | 37000 | 31000 | 2.5 | 37400 | 1.91
KEEPRITE |  | 215324429 | HRCU-A-CB-O | D5CSRAH12AAK | D5FSOAH12XAK | Mini-Splits | 12000 | 8600 | 2.77 | 8600 | 2.47
KEEPRITE |  | 215324428 | HRCU-A-CB-O | D5CSRAH12AAK | D5FSHAH12XAK | Mini-Splits | 12000 | 9300 | 2.84 | 8400 | 2.3
KEEPRITE |  | 215324425 | HRCU-A-CB-O | D5CSRAH09AAK | D5FSFAH09XAK | Mini-Splits | 9000 | 9000 | 2.9 | 8600 | 2.27
KEEPRITE |  | 215324424 | HRCU-A-CB-O | D5CSRAH09AAK | D5FSCAH12XAK | Mini-Splits | 10000 | 8500 | 2.8 | 8300 | 2.17
KEEPRITE |  | 215324423 | HRCU-A-CB-O | D5CSRAH09AAK | D5FSOAH12XAK | Mini-Splits | 11000 | 7900 | 2.69 | 8000 | 2.17
KEEPRITE |  | 215324422 | HRCU-A-CB-O | D5CSRAH09AAK | D5FSHAH09XAK | Mini-Splits | 10000 | 8100 | 2.83 | 8000 | 2.37
KEEPRITE |  | 215324421 | HRCU-A-CB-O | D5CSRAH12AAJ | D5FSHAH12XAJ | Mini-Splits | 12000 | 8700 | 2.68 | 7700 | 2.33
KEEPRITE |  | 215324420 | HRCU-A-CB-O | D5CSHAH33AAK | D5FSHAH33XAK | Mini-Splits | 36000 | 30000 | 2.69 | 35000 | 1.98
KEEPRITE |  | 215324419 | HRCU-A-CB | D5CSHAH24AAK | D5FSDAH24XHK | Mini-Splits | 26000 | 21600 | 2.71 | 24000 | 2.18
KEEPRITE |  | 215324416 | HRCU-A-CB-O | D5CSHAH24AAK | D5FSHAH24XAK | Mini-Splits | 29000 | 21000 | 2.88 | 24200 | 2.34
KEEPRITE |  | 215324412 | HRCU-A-CB-O | D5CSHAH18AAK | D5FSFAH16XAK | Mini-Splits | 17000 | 14200 | 2.6 | 17500 | 1.95
KEEPRITE |  | 215324411 | HRCU-A-CB-O | D5CSHAH18AAK | D5FSCAH18XAK | Mini-Splits | 19000 | 14900 | 2.7 | 17000 | 1.9
KEEPRITE |  | 215324405 | HRCU-A-CB-O | D5CSHAH12AAK | D5FSCAH12XAK | Mini-Splits | 12000 | 10000 | 2.74 | 11500 | 1.99
KEEPRITE |  | 215324404 | HRCU-A-CB-O | D5CSHAH12AAK | D5FSOAH12XAK | Mini-Splits | 12500 | 9600 | 2.65 | 11500 | 1.99
KEEPRITE |  | 215413270 | HRCU-A-CB-O | D5CPRAH18AA | D5FPHAH18XAK | Mini-Splits | 20000 | 19300 | 3.01 | 22600 | 2.34
KEEPRITE |  | 215413271 | HRCU-A-CB-O | D5CSRAH30AAK | D5FSHAH30XAK | Mini-Splits | 30000 | 20400 | 2.52 | 20000 | 2.03
KEEPRITE |  | 215357342 | HMSV-A-CB | D5CMRAH24DAK |  | Mixed Ducted and Non-Ducted Indoor Units | 25000 | 18000 | 2.6 | 18000 | 2
KEEPRITE |  | 215357346 | HMSR-A-CB-O | D5CMRAH30EAK |  | Non-Ducted Indoor Units | 31000 | 26600 | 2.5 | 26000 | 2
KEEPRITE |  | 215357319 | HMSR-A-CB-O | D5CMHAH24DAK |  | Non-Ducted Indoor Units | 25000 | 23600 | 2.5 | 25000 | 2
KEEPRITE |  | 215357341 | HMSV-A-CB | D5CMRAH24DAK |  | Ducted Indoor Units | 25000 | 18200 | 2.6 | 18000 | 2
KEEPRITE |  | 215357340 | HMSR-A-CB-O | D5CMRAH24DAK |  | Non-Ducted Indoor Units | 25000 | 17800 | 2.6 | 18000 | 2
KEEPRITE |  | 215324440 | HRCU-A-CB | D5CSRAH18AAK | D5FSDAH18XHK | Mini-Splits | 20000 | 14900 | 2.89 | 14200 | 2.41
KEEPRITE |  | 215324433 | HRCU-A-CB | D5CSRAH12AAK | D5FSDAH12XHK | Mini-Splits | 12000 | 9100 | 2.78 | 8900 | 2.44
KEEPRITE |  | 215324427 | HRCU-A-CB | D5CSRAH09AAK | D5FSDAH12XHK | Mini-Splits | 10000 | 9300 | 2.9 | 8300 | 2.32
KEEPRITE |  | 215324426 | HRCU-A-CB | D5CSRAH09AAK | D5FSDAH12XAK | Mini-Splits | 10000 | 8900 | 2.61 | 8600 | 2.25
KEEPRITE |  | 215324415 | HRCU-A-CB | D5CSHAH18AAK | D5FSDAH18XHK | Mini-Splits | 19500 | 15000 | 2.89 | 18000 | 2.1
KEEPRITE |  | 215324408 | HRCU-A-CB | D5CSHAH12AAK | D5FSDAH12XHK | Mini-Splits | 12000 | 10200 | 2.6 | 12000 | 1.95
KEEPRITE |  | 215357354 | HMSV-A-CB | D5CMRAH48FAK |  | Mixed Ducted and Non-Ducted Indoor Units | 47500 | 37400 | 2.5 | 37000 | 2.05
KEEPRITE |  | 215357353 | HMSV-A-CB | D5CMRAH48FAK |  | Ducted Indoor Units | 47000 | 37000 | 2.5 | 38000 | 2.1
KEEPRITE |  | 215357352 | HMSR-A-CB-O | D5CMRAH48FAK |  | Non-Ducted Indoor Units | 48000 | 38000 | 2.5 | 36000 | 2
KEEPRITE |  | 215357339 | HMSV-A-CB | D5CMRAH18CAK |  | Mixed Ducted and Non-Ducted Indoor Units | 19000 | 14100 | 2.79 | 14000 | 2.31
KEEPRITE |  | 215357338 | HMSV-A-CB | D5CMRAH18CAK |  | Ducted Indoor Units | 19000 | 14600 | 2.8 | 14600 | 2.3
KEEPRITE |  | 215357337 | HMSR-A-CB-O | D5CMRAH18CAK |  | Non-Ducted Indoor Units | 19000 | 13600 | 2.81 | 13500 | 2.3
KEEPRITE |  | 215357336 | HMSV-A-CB | D5CMHAH55FAK |  | Mixed Ducted and Non-Ducted Indoor Units | 55000 | 44500 | 2.65 | 47500 | 2.05
KEEPRITE |  | 215357335 | HMSV-A-CB | D5CMHAH55FAK |  | Ducted Indoor Units | 55000 | 45000 | 2.7 | 48000 | 2.1
KEEPRITE |  | 215357334 | HMSR-A-CB-O | D5CMHAH55FAK |  | Non-Ducted Indoor Units | 55000 | 44000 | 2.6 | 47000 | 2
KEEPRITE |  | 215357333 | HMSV-A-CB | D5CMHAH48FAK |  | Mixed Ducted and Non-Ducted Indoor Units | 48500 | 44000 | 2.6 | 47500 | 2
KEEPRITE |  | 215357332 | HMSV-A-CB | D5CMHAH48FAK |  | Ducted Indoor Units | 48000 | 44500 | 2.6 | 48000 | 2
KEEPRITE |  | 215357331 | HMSR-A-CB-O | D5CMHAH48FAK |  | Non-Ducted Indoor Units | 49000 | 44000 | 2.6 | 47000 | 2
KEEPRITE |  | 215357318 | HMSV-A-CB | D5CMHAH18CAK |  | Mixed Ducted and Non-Ducted Indoor Units | 20000 | 17300 | 2.65 | 18500 | 2
KEEPRITE |  | 215357317 | HMSV-A-CB | D5CMHAH18CAK |  | Ducted Indoor Units | 20000 | 17000 | 2.59 | 18000 | 2
KEEPRITE |  | 215357316 | HMSR-A-CB-O | D5CMHAH18CAK |  | Non-Ducted Indoor Units | 20000 | 17600 | 2.7 | 19000 | 2
KEEPRITE |  | 215333793 | HRCU-A-CB-O | D5CVRAH09AAK | D5FVHAH09XCK | Mini-Splits | 10000 | 8000 | 2.58 | 7000 | 2.16
KEEPRITE |  | 215324447 | HRCU-A-CB-O | D5CVRAH09AAK | D5FVHAH09XAK | Mini-Splits | 10000 | 8000 | 2.58 | 7000 | 2.16
KEEPRITE |  | 215324459 | HRCU-A-CB-O | D5CLRAH36AAK | D5FLCAH36XAK | Mini-Splits | 38000 | 26800 | 2.68 | 26600 | 2.2
KEEPRITE |  | 215324452 | HRCU-A-CB-O | D5CLHAH36AAK | D5FCFAH36XAK | Mini-Splits | 38000 | 30200 | 2.58 | 39500 | 2.02
KEEPRITE |  | 215324451 | HRCU-A-CB-O | D5CLHAH36AAK | D5FLCAH36XAK | Mini-Splits | 37000 | 30600 | 2.56 | 37000 | 1.95
KEEPRITE |  | 215324443 | HRCU-A-CB-O | D5CSRAH24AAK | D5FCFAH24XAK | Mini-Splits | 24400 | 20000 | 2.56 | 18600 | 2.27
KEEPRITE |  | 215324442 | HRCU-A-CB-O | D5CSRAH24AAK | D5FSCAH24XAK | Mini-Splits | 25000 | 20400 | 2.73 | 18500 | 2.3
KEEPRITE |  | 215324438 | HRCU-A-CB-O | D5CSRAH18AAK | D5FCFAH18XAK | Mini-Splits | 18000 | 13700 | 2.51 | 12800 | 2.05
KEEPRITE |  | 215324418 | HRCU-A-CB-O | D5CSHAH24AAK | D5FCFAH24XAK | Mini-Splits | 26000 | 20200 | 2.74 | 24200 | 2.16
KEEPRITE |  | 215324458 | HRCU-A-CB | D5CLHAH58AAK | D5FLDAH58XHK | Mini-Splits | 60000 | 45000 | 2.72 | 53500 | 2.1
KEEPRITE |  | 215324456 | HRCU-A-CB | D5CLHAH48AAK | D5FLDAH48XHK | Mini-Splits | 52000 | 45000 | 2.61 | 47500 | 2
KEEPRITE |  | 215324453 | HRCU-A-CB | D5CLHAH36AAK | D5FLDAH36XHK | Mini-Splits | 42000 | 31600 | 2.73 | 37600 | 2.1
KEEPRITE |  | 215324396 | HRCU-A-CB | D5CSHAH06AAK | D5FSDAH06XAK | Mini-Splits | 8000 | 8000 | 2.69 | 7800 | 2.41
KEEPRITE |  | 215324395 | HRCU-A-CB-O | D5CSHAH06AAK | D5FSOAH06XAK | Mini-Splits | 7400 | 7000 | 2.66 | 8100 | 2.4
KEEPRITE |  | 215324394 | HRCU-A-CB-O | D5CSHAH06AAK | D5FSHAH06XAK | Mini-Splits | 7000 | 7900 | 2.79 | 7700 | 2.4
KEEPRITE |  | 215319015 | HRCU-A-CB | D5CUHAH48AAK | D5FUHAH60XAK |  | 48000 | 34000 | 2.56 | 48000 | 2
KEEPRITE |  | 215319014 | HRCU-A-CB | D5CUHAH30AAK | D5FUHAH36XAK |  | 33000 | 24000 | 2.69 | 33200 | 1.97
KEEPRITE |  | 215319013 | HRCU-A-CB | D5CUHAH18AAK | D5FUHAH24XAK |  | 18000 | 14700 | 2.66 | 18600 | 2.12
KEEPRITE |  | 215319023 | HRCU-A-CB | D5CLHAH58AAK | D5FLAAH60XAK |  | 59000 | 41000 | 2.6 | 53000 | 2
KEEPRITE |  | 215319010 | HRCU-A-CB | D5CURAH36AAK | D5FUAAH36XAK |  | 36000 | 25600 | 2.6 | 27000 | 2
KEEPRITE |  | 215319006 | HRCU-A-CB | D5CUHAH60AAK | D5FUHAH60XAK |  | 55000 | 35000 | 2.5 | 54000 | 1.9
KEEPRITE |  | 215319004 | HRCU-A-CB | D5CUHAH48AAK | D5FUAAH48XAK |  | 50000 | 37000 | 2.7 | 46000 | 1.9
KEEPRITE |  | 215319003 | HRCU-A-CB | D5CUHAH36AAK | D5FUAAH36XAK |  | 37000 | 31800 | 2.56 | 39000 | 1.9
KEEPRITE |  | 215319002 | HRCU-A-CB | D5CUHAH30AAK | D5FUAAH30XAK |  | 34000 | 23800 | 2.76 | 32600 | 1.96
KEEPRITE |  | 215319001 | HRCU-A-CB | D5CUHAH24AAK | D5FUHAH24XAK |  | 24000 | 19000 | 2.64 | 20600 | 2.14
KEEPRITE |  | 215318999 | HRCU-A-CB | D5CUHAH18AAK | D5FUAAH18XAK |  | 19000 | 15000 | 2.6 | 18000 | 2
KEEPRITE |  | 215319019 | HRCU-A-CB | D5CSRAH18AAK | D5FSAAH18XBK |  | 18000 | 13200 | 2.6 | 13000 | 2.3
KEEPRITE |  | 215319025 | HRCU-A-CB | D5CLRAH48AAK | D5FLAAH48XAK |  | 50000 | 40000 | 2.6 | 35200 | 1.9
KEEPRITE |  | 215319022 | HRCU-A-CB | D5CLHAH48AAK | D5FLAAH48XAK |  | 50000 | 40000 | 2.5 | 46000 | 2
KEEPRITE |  | 215319018 | HRCU-A-CB | D5CSHAH33AAK | D5FSAAH36XBK |  | 35000 | 27400 | 2.58 | 34000 | 2
KEEPRITE |  | 215319016 | HRCU-A-CB | D5CSHAH18AAK | D5FSAAH18XBK |  | 19500 | 14000 | 2.6 | 18000 | 2.2
KEEPRITE | PROCOMFORT DELUXE 18 VS HP | 210470569 | HRCU-A-CB | CVH837GKA2* | EA*4X61L24A*+WALLCON |  | 32000 | 31200 | 2.54 | 27400 | 2.24
KEEPRITE | PROCOMFORT DELUXE 18 VS HP | 210470437 | HRCU-A-CB | CVH837GKA2* | EA*4X61L21A*+WALLCON |  | 32200 | 31400 | 2.5 | 27800 | 2.2
KEEPRITE | PROCOMFORT DELUXE 18 VS HP | 210470272 | HRCU-A-CB | CVH837GKA2* | EA*4X60L24A*+WALLCON |  | 31800 | 31000 | 2.5 | 27400 | 2.2
KEEPRITE | PROCOMFORT DELUXE 18 VS HP | 210473245 | HRCU-A-CB | CVH825GKA3* | EA*4X43L21A*+WALLCON |  | 21000 | 20400 | 2.54 | 18100 | 2.24
KEEPRITE | PROCOMFORT DELUXE 18 VS HP | 210470503 | HRCU-A-CB | CVH837GKA2* | EA*4X61L21A*+WALLCON |  | 32000 | 31200 | 2.54 | 27600 | 2.22
KEEPRITE | PROCOMFORT DELUXE 18 VS HP | 210470448 | HRCU-A-CB | CVH837GKA2* | EA*4X61L21A*+WALLCON |  | 32000 | 31200 | 2.52 | 27600 | 2.22
KEEPRITE | PROCOMFORT DELUXE 18 VS HP | 210470283 | HRCU-A-CB | CVH837GKA2* | EA*4X60L24A*+WALLCON |  | 31800 | 31000 | 2.52 | 27400 | 2.22
KEEPRITE | PROCOMFORT DELUXE 18 VS HP | 210470558 | HRCU-A-CB | CVH837GKA2* | EA*4X61L24A*+WALLCON |  | 32000 | 31200 | 2.52 | 27600 | 2.22
KEEPRITE | Dlseries | 210025745 | HRCU-A-CB | DLCURAH60ABK | DLFUAAH60XAK |  | 59000 | 42000 | 2.6 | 54356 | 1.91
KEEPRITE |  | 201835652 | HRCU-A-CB-O | DLCPRAH09AAK | DLFPHAH09XAK | Mini-Splits | 10000 | 7200 | 2.78 | 13047 | 1.97
KEEPRITE | High Tier | 202463651 | HRCU-A-CB-O | DLCPRAH24AAK | DLFPHAH24XAK | Mini-Splits | 24000 | 15450 | 3 | 24000 | 2
KEEPRITE | ProComfort | 206350435 | HRCU-A-CB | DLCSRBH24AAK | DLFSDAH24XAK | Mini-Splits | 24600 | 14500 | 2.8 | 27910 | 2.01
KEEPRITE | Performance Series | 207643075 | HMSV-A-CB | DLCMHBH24CAK |  | Ducted Indoor Units | 24000 | 18500 | 2.85 | 21500 | 1.95
KEEPRITE | PROCOMFORT DELUXE 18 VS HP 2-STAGE | 210458485 | HRCU-A-CB | CVH837GKA2*+TSTAT | EA*4X37L21A* |  | 47500 | 30800 | 2.52 | 24400 | 1.98
KEEPRITE | PROCOMFORT DELUXE 18 VS HP 2-STAGE | 210459742 | HRCU-A-CB | CVH837GKA2*+TSTAT | EA*4X43L21A* |  | 47500 | 30800 | 2.52 | 24400 | 1.98
KEEPRITE | Performance Series | 207643077 | HMSR-A-CB-O | DLCMHBH30DAK |  | Non-Ducted Indoor Units | 30000 | 18500 | 2.98 | 29400 | 1.9
KEEPRITE | PROCOMFORT DELUXE 18 VS HP 2-STAGE | 210465008 | HRCU-A-CB | CVH837GKA2*+TSTAT | EN(A,D,W)4X60L24** |  | 47000 | 30600 | 2.5 | 24000 | 1.96
KEEPRITE | PROCOMFORT DELUXE 18 VS HP 2-STAGE | 210464820 | HRCU-A-CB | CVH837GKA2*+TSTAT | EN(A,D)4X48L24** |  | 48000 | 31000 | 2.5 | 24400 | 1.94
KEEPRITE | PROCOMFORT DELUXE 18 VS HP 2-STAGE | 210464685 | HRCU-A-CB | CVH837GKA2*+TSTAT | EN(A,D)4X48L24** |  | 47500 | 30600 | 2.5 | 24200 | 1.94
KEEPRITE | PROCOMFORT DELUXE 18 VS HP 2-STAGE | 210464619 | HRCU-A-CB | CVH837GKA2*+TSTAT | EN(A,D)4X48L24** |  | 47500 | 30800 | 2.5 | 24200 | 1.96
KEEPRITE | PROCOMFORT DELUXE 18 VS HP 2-STAGE | 210464607 | HRCU-A-CB | CVH837GKA2*+TSTAT | EN(A,D)4X48L24** |  | 48000 | 31000 | 2.5 | 24400 | 1.96
KEEPRITE | PROCOMFORT DELUXE 18 VS HP 2-STAGE | 210464464 | HRCU-A-CB | CVH837GKA2*+TSTAT | EN(A,D,W)4X48L21** |  | 48000 | 31000 | 2.5 | 24400 | 1.94
KEEPRITE | PROCOMFORT DELUXE 18 VS HP 2-STAGE | 210464309 | HRCU-A-CB | CVH837GKA2*+TSTAT | EN(A,D,W)4X48L21** |  | 48000 | 31000 | 2.5 | 24400 | 1.94
KEEPRITE | PROCOMFORT DELUXE 18 VS HP 2-STAGE | 210464174 | HRCU-A-CB | CVH837GKA2*+TSTAT | EN(A,D,W)4X48L21** |  | 47500 | 30800 | 2.5 | 24200 | 1.96
KEEPRITE | PROCOMFORT DELUXE 18 VS HP 2-STAGE | 210462021 | HRCU-A-CB | CVH837GKA2*+TSTAT | EA*4X61L24A* |  | 47000 | 30800 | 2.52 | 24400 | 1.98
KEEPRITE | PROCOMFORT DELUXE 18 VS HP 2-STAGE | 210461966 | HRCU-A-CB | CVH837GKA2*+TSTAT | EA*4X61L24A* |  | 47000 | 30600 | 2.5 | 24400 | 1.98
KEEPRITE | PROCOMFORT DELUXE 18 VS HP 2-STAGE | 210461842 | HRCU-A-CB | CVH837GKA2*+TSTAT | EA*4X61L24A* |  | 47000 | 30600 | 2.5 | 24400 | 1.98
KEEPRITE | PROCOMFORT DELUXE 18 VS HP 2-STAGE | 210461831 | HRCU-A-CB | CVH837GKA2*+TSTAT | EA*4X61L24A* |  | 46500 | 30400 | 2.5 | 24000 | 1.96
KEEPRITE | PROCOMFORT DELUXE 18 VS HP 2-STAGE | 210461809 | HRCU-A-CB | CVH837GKA2*+TSTAT | EA*4X61L24A* |  | 47000 | 30600 | 2.5 | 24400 | 1.98
KEEPRITE | PROCOMFORT DELUXE 18 VS HP 2-STAGE | 210461798 | HRCU-A-CB | CVH837GKA2*+TSTAT | EA*4X61L24A* |  | 47000 | 30600 | 2.5 | 24400 | 1.96
KEEPRITE | PROCOMFORT DELUXE 18 VS HP 2-STAGE | 210461765 | HRCU-A-CB | CVH837GKA2*+TSTAT | EA*4X61L24A* |  | 46500 | 30400 | 2.5 | 24200 | 1.98
KEEPRITE | PROCOMFORT DELUXE 18 VS HP 2-STAGE | 210461753 | HRCU-A-CB | CVH837GKA2*+TSTAT | EA*4X61L24A* |  | 46500 | 30600 | 2.5 | 24200 | 1.98
KEEPRITE | PROCOMFORT DELUXE 18 VS HP 2-STAGE | 210461455 | HRCU-A-CB | CVH837GKA2*+TSTAT | EA*4X61L21A* |  | 46500 | 30600 | 2.5 | 24400 | 1.96
KEEPRITE | PROCOMFORT DELUXE 18 VS HP 2-STAGE | 210461432 | HRCU-A-CB | CVH837GKA2*+TSTAT | EA*4X61L21A* |  | 47000 | 30600 | 2.5 | 24400 | 1.98
KEEPRITE | PROCOMFORT DELUXE 18 VS HP 2-STAGE | 210461419 | HRCU-A-CB | CVH837GKA2*+TSTAT | EA*4X61L21A* |  | 47000 | 30600 | 2.5 | 24400 | 1.98
KEEPRITE | PROCOMFORT DELUXE 18 VS HP 2-STAGE | 210461331 | HRCU-A-CB | CVH837GKA2*+TSTAT | EA*4X61L21A* |  | 46500 | 30400 | 2.5 | 24200 | 1.96
KEEPRITE |  | 209852080 | HRCU-A-CB | DLCURAH18ABK | DLFUAAH18XAK |  | 19000 | 13500 | 2.5 | 18000 | 2
KEEPRITE | ProComfort | 207826602 | HMSV-A-CB | DLCSRBH24AAK | DLFSABH24XBK | Mini-Splits | 26000 | 16200 | 2.79 | 21517 | 1.95
KEEPRITE | High Tier | 202463650 | HRCU-A-CB-O | DLCPRAH18AAK | DLFPHAH18XAK | Mini-Splits | 18000 | 12300 | 3.19 | 18000 | 2
KEEPRITE |  | 201835666 | HRCU-A-CB-O | DLCSRAH09AAJ | DLFSHAH09XAJ | Mini-Splits | 9800 | 5600 | 2.65 | 6880 | 1.96
KEEPRITE | High Wall System | 8177100 | HRCU-A-CB-O | DLCAHB18K1A | DLFAHH18K1A | Mini-Splits | 19000 | 12717 | 2.5 | 19190 | 2.85
KEEPRITE | High Wall System | 8177082 | HRCU-A-CB-O | DLCAHB09K1A | DLFAHH09K1A | Mini-Splits | 9000 | 5500 | 2.88 | 10488 | 1.98
KENMORE | DELUXE 18 VS HP | 205750733 | HRCU-A-CB | (C,H,T)VH825GKA2* | EA*4X37L21A*+WALLCON |  | 21000 | 20400 | 2.54 | 16500 | 2.04
KENMORE | DELUXE 18 VS HP | 206998360 | HRCU-A-CB | (C,H,T)VH825GKA3* | EA*4X37L21A*+WALLCON |  | 21000 | 20400 | 2.54 | 16500 | 2.04
KENMORE | DLC-series | 207188920 | HRCU-A-CB-O | DLCSRBH06AAK | DLFSHBH06XAK | Mini-Splits | 7000 | 7500 | 2.5 | 7200 | 1.92
KENMORE | DLC-series | 206361893 | HRCU-A-CB-O | DLCSRBH12AAJ | DLFSHBH12XAJ | Mini-Splits | 12000 | 8900 | 2.75 | 6858 | 2.07
KENMORE | DLC-series | 206361895 | HRCU-A-CB-O | DLCSRBH12AAK | DLFSHBH12XAK | Mini-Splits | 12000 | 10300 | 2.56 | 12113 | 1.9
KENMORE | DL series | 213372156 | HRCU-A-C | DLCURAH18ABK | DLFULAH24XBX + CI |  | 19000 | 14700 | 2.6 | 15000 | 2.2
KENMORE | DL series | 213372158 | HRCU-A-C | DLCURAH24ABK | DLFULAH24XBX + CI |  | 25000 | 21000 | 2.58 | 20000 | 1.95
KENMORE | DLC-series | 210857446 | HRCU-A-CB-O | DLCSRBH06AAK | DLFSOAH09XAK | Mini-Splits | 7100 | 5700 | 2.61 | 8500 | 2.03
KENMORE | DLC-series | 209948196 | HRCU-A-CB-O | DLCSRBH12AAK | DLFSFBH12XAK | Mini-Splits | 12000 | 10200 | 2.72 | 12300 | 2.1
KENMORE | DLC-series | 208447661 | HRCU-A-CB-O | DLCSRBH06AAK | DLFSHCH06XAK | Mini-Splits | 7000 | 8500 | 2.9 | 8581 | 2.19
KENMORE | DLC-series | 208447660 | HRCU-A-CB-O | DLCSRBH12AAJ | DLFSHCH12XAJ | Mini-Splits | 12000 | 8400 | 2.8 | 7094 | 2.19
KENMORE | DLC-series | 208447740 | HRCU-A-CB-O | DLCERBH09AAK | DLFEHBH09XAK | Mini-Splits | 10000 | 6000 | 2.51 | 6933 | 1.97
KENMORE | DLC-series | 211132732 | HRCU-A-CB | DLCSRBH24AAK | DLFSDAH24XHK | Mini-Splits | 25000 | 21000 | 2.75 | 24000 | 2
KENMORE | DELUXE 18 VS HP | 206997729 | HRCU-A-CB | (C,H,T)VH837GKA2* | EA*4X48L24A*+WALLCON |  | 32400 | 31400 | 2.54 | 27600 | 2.22
KENMORE | DLC-series | 211132694 | HRCU-A-CB | DLCSRBH18AAK | DLFSDAH18XHK | Mini-Splits | 19000 | 15700 | 2.6 | 18000 | 2.2
KENMORE | DELUXE 18 VS HP | 206997698 | HRCU-A-CB | (C,H,T)VH837GKA2* | EA*4X43L21A*+WALLCON |  | 33000 | 32000 | 2.52 | 28000 | 2.2
KENMORE | DELUXE 18 VS HP | 206997709 | HRCU-A-CB | (C,H,T)VH837GKA2* | EA*4X43L21A*+WALLCON |  | 32800 | 31800 | 2.56 | 27800 | 2.22
KENMORE | DELUXE 18 VS HP | 206997659 | HRCU-A-CB | (C,H,T)VH837GKA2* | EA*4X37L21A*+WALLCON |  | 33000 | 31800 | 2.52 | 28000 | 2.2
KENMORE | DELUXE 18 VS HP | 206997668 | HRCU-A-CB | (C,H,T)VH837GKA2* | EA*4X37L21A*+WALLCON |  | 32800 | 31800 | 2.54 | 27800 | 2.22
KENMORE | DELUXE 18 VS HP | 206997715 | HRCU-A-CB | (C,H,T)VH837GKA2* | EA*4X48L21A*+WALLCON |  | 32600 | 31400 | 2.52 | 27800 | 2.2
KENMORE | DLC-series | 208447657 | HRCU-A-CB-O | DLCSRBH09AAK | DLFSHCH09XAK | Mini-Splits | 12000 | 9500 | 2.53 | 11109 | 1.97
KENMORE | DELUXE 18 VS HP | 206997724 | HRCU-A-CB | (C,H,T)VH837GKA2* | EA*4X48L21A*+WALLCON |  | 32400 | 31400 | 2.52 | 27600 | 2.2
KENMORE | DELUXE 18 VS HP | 206997728 | HRCU-A-CB | (C,H,T)VH837GKA2* | EA*4X48L24A*+WALLCON |  | 32400 | 31400 | 2.52 | 27600 | 2.2
KENMORE | DELUXE 18 VS HP | 206997700 | HRCU-A-CB | (C,H,T)VH837GKA2* | EA*4X43L21A*+WALLCON |  | 32800 | 31800 | 2.54 | 28000 | 2.2
KENMORE | D5F Series | 215324482 | HRCU-A-CB-O | D5CSHAH18AAK | D5FSHAH18XAK | Mini-Splits | 18000 | 16600 | 2.55 | 18000 | 1.92
KENMORE |  | 215323730 | HRCU-A-CB | D5CUHAH36AAK | D5FUHAH36XAK |  | 37000 | 31000 | 2.5 | 37400 | 1.91
KENMORE |  | 215324502 | HRCU-A-CB-O | D5CSRAH12AAK | D5FSOAH12XAK | Mini-Splits | 12000 | 8600 | 2.77 | 8600 | 2.47
KENMORE |  | 215324501 | HRCU-A-CB-O | D5CSRAH12AAK | D5FSHAH12XAK | Mini-Splits | 12000 | 9300 | 2.84 | 8400 | 2.3
KENMORE |  | 215324498 | HRCU-A-CB-O | D5CSRAH09AAK | D5FSFAH09XAK | Mini-Splits | 9000 | 9000 | 2.9 | 8600 | 2.27
KENMORE |  | 215324497 | HRCU-A-CB-O | D5CSRAH09AAK | D5FSCAH12XAK | Mini-Splits | 10000 | 8500 | 2.8 | 8300 | 2.17
KENMORE |  | 215324496 | HRCU-A-CB-O | D5CSRAH09AAK | D5FSOAH12XAK | Mini-Splits | 11000 | 7900 | 2.69 | 8000 | 2.17
KENMORE |  | 215324495 | HRCU-A-CB-O | D5CSRAH09AAK | D5FSHAH09XAK | Mini-Splits | 10000 | 8100 | 2.83 | 8000 | 2.37
KENMORE |  | 215324494 | HRCU-A-CB-O | D5CSRAH12AAJ | D5FSHAH12XAJ | Mini-Splits | 12000 | 8700 | 2.68 | 7700 | 2.33
KENMORE |  | 215324493 | HRCU-A-CB-O | D5CSHAH33AAK | D5FSHAH33XAK | Mini-Splits | 36000 | 30000 | 2.69 | 35000 | 1.98
KENMORE |  | 215324492 | HRCU-A-CB | D5CSHAH24AAK | D5FSDAH24XHK | Mini-Splits | 26000 | 21600 | 2.71 | 24000 | 2.18
KENMORE |  | 215324489 | HRCU-A-CB-O | D5CSHAH24AAK | D5FSHAH24XAK | Mini-Splits | 29000 | 21000 | 2.88 | 24200 | 2.34
KENMORE |  | 215324485 | HRCU-A-CB-O | D5CSHAH18AAK | D5FSFAH16XAK | Mini-Splits | 17000 | 14200 | 2.6 | 17500 | 1.95
KENMORE |  | 215324484 | HRCU-A-CB-O | D5CSHAH18AAK | D5FSCAH18XAK | Mini-Splits | 19000 | 14900 | 2.7 | 17000 | 1.9
KENMORE |  | 215324478 | HRCU-A-CB-O | D5CSHAH12AAK | D5FSCAH12XAK | Mini-Splits | 12000 | 10000 | 2.74 | 11500 | 1.99
KENMORE |  | 215324477 | HRCU-A-CB-O | D5CSHAH12AAK | D5FSOAH12XAK | Mini-Splits | 12500 | 9600 | 2.65 | 11500 | 1.99
KENMORE |  | 215413284 | HRCU-A-CB-O | D5CPRAH18AA | D5FPHAH18XAK | Mini-Splits | 20000 | 19300 | 3.01 | 22600 | 2.34
KENMORE |  | 215413285 | HRCU-A-CB-O | D5CSRAH30AAK | D5FSHAH30XAK | Mini-Splits | 30000 | 20400 | 2.52 | 20000 | 2.03
KENMORE |  | 215357384 | HMSV-A-CB | D5CMRAH24DAK |  | Mixed Ducted and Non-Ducted Indoor Units | 25000 | 18000 | 2.6 | 18000 | 2
KENMORE |  | 215357388 | HMSR-A-CB-O | D5CMRAH30EAK |  | Non-Ducted Indoor Units | 31000 | 26600 | 2.5 | 26000 | 2
KENMORE |  | 215357361 | HMSR-A-CB-O | D5CMHAH24DAK |  | Non-Ducted Indoor Units | 25000 | 23600 | 2.5 | 25000 | 2
KENMORE |  | 215357383 | HMSV-A-CB | D5CMRAH24DAK |  | Ducted Indoor Units | 25000 | 18200 | 2.6 | 18000 | 2
KENMORE |  | 215357382 | HMSR-A-CB-O | D5CMRAH24DAK |  | Non-Ducted Indoor Units | 25000 | 17800 | 2.6 | 18000 | 2
KENMORE |  | 215324513 | HRCU-A-CB | D5CSRAH18AAK | D5FSDAH18XHK | Mini-Splits | 20000 | 14900 | 2.89 | 14200 | 2.41
KENMORE |  | 215324506 | HRCU-A-CB | D5CSRAH12AAK | D5FSDAH12XHK | Mini-Splits | 12000 | 9100 | 2.78 | 8900 | 2.44
KENMORE |  | 215324500 | HRCU-A-CB | D5CSRAH09AAK | D5FSDAH12XHK | Mini-Splits | 10000 | 9300 | 2.9 | 8300 | 2.32
KENMORE |  | 215324499 | HRCU-A-CB | D5CSRAH09AAK | D5FSDAH12XAK | Mini-Splits | 10000 | 8900 | 2.61 | 8600 | 2.25
KENMORE |  | 215324488 | HRCU-A-CB | D5CSHAH18AAK | D5FSDAH18XHK | Mini-Splits | 19500 | 15000 | 2.89 | 18000 | 2.1
KENMORE |  | 215324481 | HRCU-A-CB | D5CSHAH12AAK | D5FSDAH12XHK | Mini-Splits | 12000 | 10200 | 2.6 | 12000 | 1.95
KENMORE |  | 215357396 | HMSV-A-CB | D5CMRAH48FAK |  | Mixed Ducted and Non-Ducted Indoor Units | 47500 | 37400 | 2.5 | 37000 | 2.05
KENMORE |  | 215357395 | HMSV-A-CB | D5CMRAH48FAK |  | Ducted Indoor Units | 47000 | 37000 | 2.5 | 38000 | 2.1
KENMORE |  | 215357394 | HMSR-A-CB-O | D5CMRAH48FAK |  | Non-Ducted Indoor Units | 48000 | 38000 | 2.5 | 36000 | 2
KENMORE |  | 215357381 | HMSV-A-CB | D5CMRAH18CAK |  | Mixed Ducted and Non-Ducted Indoor Units | 19000 | 14100 | 2.79 | 14000 | 2.31
KENMORE |  | 215357380 | HMSV-A-CB | D5CMRAH18CAK |  | Ducted Indoor Units | 19000 | 14600 | 2.8 | 14600 | 2.3
KENMORE |  | 215357379 | HMSR-A-CB-O | D5CMRAH18CAK |  | Non-Ducted Indoor Units | 19000 | 13600 | 2.81 | 13500 | 2.3
KENMORE |  | 215357378 | HMSV-A-CB | D5CMHAH55FAK |  | Mixed Ducted and Non-Ducted Indoor Units | 55000 | 44500 | 2.65 | 47500 | 2.05
KENMORE |  | 215357377 | HMSV-A-CB | D5CMHAH55FAK |  | Ducted Indoor Units | 55000 | 45000 | 2.7 | 48000 | 2.1
KENMORE |  | 215357376 | HMSR-A-CB-O | D5CMHAH55FAK |  | Non-Ducted Indoor Units | 55000 | 44000 | 2.6 | 47000 | 2
KENMORE |  | 215357375 | HMSV-A-CB | D5CMHAH48FAK |  | Mixed Ducted and Non-Ducted Indoor Units | 48500 | 44000 | 2.6 | 47500 | 2
KENMORE |  | 215357374 | HMSV-A-CB | D5CMHAH48FAK |  | Ducted Indoor Units | 48000 | 44500 | 2.6 | 48000 | 2
KENMORE |  | 215357373 | HMSR-A-CB-O | D5CMHAH48FAK |  | Non-Ducted Indoor Units | 49000 | 44000 | 2.6 | 47000 | 2
KENMORE |  | 215357360 | HMSV-A-CB | D5CMHAH18CAK |  | Mixed Ducted and Non-Ducted Indoor Units | 20000 | 17300 | 2.65 | 18500 | 2
KENMORE |  | 215357359 | HMSV-A-CB | D5CMHAH18CAK |  | Ducted Indoor Units | 20000 | 17000 | 2.59 | 18000 | 2
KENMORE |  | 215357358 | HMSR-A-CB-O | D5CMHAH18CAK |  | Non-Ducted Indoor Units | 20000 | 17600 | 2.7 | 19000 | 2
KENMORE |  | 215333799 | HRCU-A-CB-O | D5CVRAH09AAK | D5FVHAH09XCK | Mini-Splits | 10000 | 8000 | 2.58 | 7000 | 2.16
KENMORE |  | 215324520 | HRCU-A-CB-O | D5CVRAH09AAK | D5FVHAH09XAK | Mini-Splits | 10000 | 8000 | 2.58 | 7000 | 2.16
KENMORE |  | 215324532 | HRCU-A-CB-O | D5CLRAH36AAK | D5FLCAH36XAK | Mini-Splits | 38000 | 26800 | 2.68 | 26600 | 2.2
KENMORE |  | 215324525 | HRCU-A-CB-O | D5CLHAH36AAK | D5FCFAH36XAK | Mini-Splits | 38000 | 30200 | 2.58 | 39500 | 2.02
KENMORE |  | 215324524 | HRCU-A-CB-O | D5CLHAH36AAK | D5FLCAH36XAK | Mini-Splits | 37000 | 30600 | 2.56 | 37000 | 1.95
KENMORE |  | 215324516 | HRCU-A-CB-O | D5CSRAH24AAK | D5FCFAH24XAK | Mini-Splits | 24400 | 20000 | 2.56 | 18600 | 2.27
KENMORE |  | 215324515 | HRCU-A-CB-O | D5CSRAH24AAK | D5FSCAH24XAK | Mini-Splits | 25000 | 20400 | 2.73 | 18500 | 2.3
KENMORE |  | 215324511 | HRCU-A-CB-O | D5CSRAH18AAK | D5FCFAH18XAK | Mini-Splits | 18000 | 13700 | 2.51 | 12800 | 2.05
KENMORE |  | 215324491 | HRCU-A-CB-O | D5CSHAH24AAK | D5FCFAH24XAK | Mini-Splits | 26000 | 20200 | 2.74 | 24200 | 2.16
KENMORE |  | 215324531 | HRCU-A-CB | D5CLHAH58AAK | D5FLDAH58XHK | Mini-Splits | 60000 | 45000 | 2.72 | 53500 | 2.1
KENMORE |  | 215324529 | HRCU-A-CB | D5CLHAH48AAK | D5FLDAH48XHK | Mini-Splits | 52000 | 45000 | 2.61 | 47500 | 2
KENMORE |  | 215324526 | HRCU-A-CB | D5CLHAH36AAK | D5FLDAH36XHK | Mini-Splits | 42000 | 31600 | 2.73 | 37600 | 2.1
KENMORE |  | 215324469 | HRCU-A-CB | D5CSHAH06AAK | D5FSDAH06XAK | Mini-Splits | 8000 | 8000 | 2.69 | 7800 | 2.41
KENMORE |  | 215324468 | HRCU-A-CB-O | D5CSHAH06AAK | D5FSOAH06XAK | Mini-Splits | 7400 | 7000 | 2.66 | 8100 | 2.4
KENMORE |  | 215324467 | HRCU-A-CB-O | D5CSHAH06AAK | D5FSHAH06XAK | Mini-Splits | 7000 | 7900 | 2.79 | 7700 | 2.4
KENMORE |  | 215319043 | HRCU-A-CB | D5CUHAH48AAK | D5FUHAH60XAK |  | 48000 | 34000 | 2.56 | 48000 | 2
KENMORE |  | 215319042 | HRCU-A-CB | D5CUHAH30AAK | D5FUHAH36XAK |  | 33000 | 24000 | 2.69 | 33200 | 1.97
KENMORE |  | 215319041 | HRCU-A-CB | D5CUHAH18AAK | D5FUHAH24XAK |  | 18000 | 14700 | 2.66 | 18600 | 2.12
KENMORE |  | 215319051 | HRCU-A-CB | D5CLHAH58AAK | D5FLAAH60XAK |  | 59000 | 41000 | 2.6 | 53000 | 2
KENMORE |  | 215319038 | HRCU-A-CB | D5CURAH36AAK | D5FUAAH36XAK |  | 36000 | 25600 | 2.6 | 27000 | 2
KENMORE |  | 215319034 | HRCU-A-CB | D5CUHAH60AAK | D5FUHAH60XAK |  | 55000 | 35000 | 2.5 | 54000 | 1.9
KENMORE |  | 215319032 | HRCU-A-CB | D5CUHAH48AAK | D5FUAAH48XAK |  | 50000 | 37000 | 2.7 | 46000 | 1.9
KENMORE |  | 215319031 | HRCU-A-CB | D5CUHAH36AAK | D5FUAAH36XAK |  | 37000 | 31800 | 2.56 | 39000 | 1.9
KENMORE |  | 215319030 | HRCU-A-CB | D5CUHAH30AAK | D5FUAAH30XAK |  | 34000 | 23800 | 2.76 | 32600 | 1.96
KENMORE |  | 215319029 | HRCU-A-CB | D5CUHAH24AAK | D5FUHAH24XAK |  | 24000 | 19000 | 2.64 | 20600 | 2.14
KENMORE |  | 215319027 | HRCU-A-CB | D5CUHAH18AAK | D5FUAAH18XAK |  | 19000 | 15000 | 2.6 | 18000 | 2
KENMORE |  | 215319047 | HRCU-A-CB | D5CSRAH18AAK | D5FSAAH18XBK |  | 18000 | 13200 | 2.6 | 13000 | 2.3
KENMORE |  | 215319053 | HRCU-A-CB | D5CLRAH48AAK | D5FLAAH48XAK |  | 50000 | 40000 | 2.6 | 35200 | 1.9
KENMORE |  | 215319050 | HRCU-A-CB | D5CLHAH48AAK | D5FLAAH48XAK |  | 50000 | 40000 | 2.5 | 46000 | 2
KENMORE |  | 215319046 | HRCU-A-CB | D5CSHAH33AAK | D5FSAAH36XBK |  | 35000 | 27400 | 2.58 | 34000 | 2
KENMORE |  | 215319044 | HRCU-A-CB | D5CSHAH18AAK | D5FSAAH18XBK |  | 19500 | 14000 | 2.6 | 18000 | 2.2
KENMORE | DELUXE 18 VS HP | 210470570 | HRCU-A-CB | (C,H,T)VH837GKA2* | EA*4X61L24A*+WALLCON |  | 32000 | 31200 | 2.54 | 27400 | 2.24
KENMORE | DELUXE 18 VS HP | 210473246 | HRCU-A-CB | (C,H,T)VH825GKA3* | EA*4X43L21A*+WALLCON |  | 21000 | 20400 | 2.54 | 18100 | 2.24
KENMORE | DELUXE 18 VS HP | 210470504 | HRCU-A-CB | (C,H,T)VH837GKA2* | EA*4X61L21A*+WALLCON |  | 32000 | 31200 | 2.54 | 27600 | 2.22
KENMORE | DELUXE 18 VS HP | 210470438 | HRCU-A-CB | (C,H,T)VH837GKA2* | EA*4X61L21A*+WALLCON |  | 32200 | 31400 | 2.5 | 27800 | 2.2
KENMORE | DELUXE 18 VS HP | 210470273 | HRCU-A-CB | (C,H,T)VH837GKA2* | EA*4X60L24A*+WALLCON |  | 31800 | 31000 | 2.5 | 27400 | 2.2
KENMORE | DELUXE 18 VS HP | 210470559 | HRCU-A-CB | (C,H,T)VH837GKA2* | EA*4X61L24A*+WALLCON |  | 32000 | 31200 | 2.52 | 27600 | 2.22
KENMORE | DELUXE 18 VS HP | 210470284 | HRCU-A-CB | (C,H,T)VH837GKA2* | EA*4X60L24A*+WALLCON |  | 31800 | 31000 | 2.52 | 27400 | 2.22
KENMORE | DELUXE 18 VS HP | 210470449 | HRCU-A-CB | (C,H,T)VH837GKA2* | EA*4X61L21A*+WALLCON |  | 32000 | 31200 | 2.52 | 27600 | 2.22
KENMORE | Dlseries | 210025746 | HRCU-A-CB | DLCURAH60ABK | DLFUAAH60XAK |  | 59000 | 42000 | 2.6 | 54356 | 1.91
KENMORE | DELUXE 18 VS HP 2-STAGE | 204456308 | HRCU-A-CB | (C,H,T)VH825GKA2*+TSTAT | FVM4X48***L |  | 31000 | 20200 | 2.52 | 16100 | 2
KENMORE | DELUXE 18 VS HP | 210595718 | HRCU-A-CB | (C,H,T)VH825GKA2* | EN(A,D,W)4X48L21**+WALLCON |  | 21200 | 20600 | 2.54 | 16500 | 2.02
KENMORE | DELUXE 18 VS HP | 210595612 | HRCU-A-CB | (C,H,T)VH825GKA2* | EA*4X43L21A*+WALLCON |  | 21000 | 20400 | 2.54 | 16500 | 2.04
KENMORE |  | 201835749 | HRCU-A-CB-O | DLCPRAH09AAK | DLFPHAH09XAK | Mini-Splits | 10000 | 7200 | 2.78 | 13047 | 1.97
KENMORE | High Tier | 202463653 | HRCU-A-CB-O | DLCPRAH24AAK | DLFPHAH24XAK | Mini-Splits | 24000 | 15450 | 3 | 24000 | 2
KENMORE | Mid-Tier | 206350446 | HRCU-A-CB | DLCSRBH24AAK | DLFSDAH24XAK | Mini-Splits | 24600 | 14500 | 2.8 | 27910 | 2.01
KENMORE | Performance Series | 207643096 | HMSV-A-CB | DLCMHBH24CAK |  | Ducted Indoor Units | 24000 | 18500 | 2.85 | 21500 | 1.95
KENMORE | DELUXE 18 VS HP 2-STAGE | 210458486 | HRCU-A-CB | (C,H,T)VH837GKA2*+TSTAT | EA*4X37L21A* |  | 47500 | 30800 | 2.52 | 24400 | 1.98
KENMORE | DELUXE 18 VS HP 2-STAGE | 210459743 | HRCU-A-CB | (C,H,T)VH837GKA2*+TSTAT | EA*4X43L21A* |  | 47500 | 30800 | 2.52 | 24400 | 1.98
KENMORE | DELUXE 18 VS HP 2-STAGE | 210461332 | HRCU-A-CB | (C,H,T)VH837GKA2*+TSTAT | EA*4X61L21A* |  | 46500 | 30400 | 2.5 | 24200 | 1.96
KENMORE | DELUXE 18 VS HP 2-STAGE | 210461420 | HRCU-A-CB | (C,H,T)VH837GKA2*+TSTAT | EA*4X61L21A* |  | 47000 | 30600 | 2.5 | 24400 | 1.98
KENMORE | DELUXE 18 VS HP 2-STAGE | 210461433 | HRCU-A-CB | (C,H,T)VH837GKA2*+TSTAT | EA*4X61L21A* |  | 47000 | 30600 | 2.5 | 24400 | 1.98
KENMORE | DELUXE 18 VS HP 2-STAGE | 210461456 | HRCU-A-CB | (C,H,T)VH837GKA2*+TSTAT | EA*4X61L21A* |  | 46500 | 30600 | 2.5 | 24400 | 1.96
KENMORE | DELUXE 18 VS HP 2-STAGE | 210461754 | HRCU-A-CB | (C,H,T)VH837GKA2*+TSTAT | EA*4X61L24A* |  | 46500 | 30600 | 2.5 | 24200 | 1.98
KENMORE | DELUXE 18 VS HP 2-STAGE | 210461766 | HRCU-A-CB | (C,H,T)VH837GKA2*+TSTAT | EA*4X61L24A* |  | 46500 | 30400 | 2.5 | 24200 | 1.98
KENMORE | DELUXE 18 VS HP 2-STAGE | 210461799 | HRCU-A-CB | (C,H,T)VH837GKA2*+TSTAT | EA*4X61L24A* |  | 47000 | 30600 | 2.5 | 24400 | 1.96
KENMORE | DELUXE 18 VS HP 2-STAGE | 210461810 | HRCU-A-CB | (C,H,T)VH837GKA2*+TSTAT | EA*4X61L24A* |  | 47000 | 30600 | 2.5 | 24400 | 1.98
KENMORE | DELUXE 18 VS HP 2-STAGE | 210461832 | HRCU-A-CB | (C,H,T)VH837GKA2*+TSTAT | EA*4X61L24A* |  | 46500 | 30400 | 2.5 | 24000 | 1.96
KENMORE | DELUXE 18 VS HP 2-STAGE | 210461843 | HRCU-A-CB | (C,H,T)VH837GKA2*+TSTAT | EA*4X61L24A* |  | 47000 | 30600 | 2.5 | 24400 | 1.98
KENMORE | DELUXE 18 VS HP 2-STAGE | 210461967 | HRCU-A-CB | (C,H,T)VH837GKA2*+TSTAT | EA*4X61L24A* |  | 47000 | 30600 | 2.5 | 24400 | 1.98
KENMORE | DELUXE 18 VS HP 2-STAGE | 210462022 | HRCU-A-CB | (C,H,T)VH837GKA2*+TSTAT | EA*4X61L24A* |  | 47000 | 30800 | 2.52 | 24400 | 1.98
KENMORE | DELUXE 18 VS HP 2-STAGE | 210464175 | HRCU-A-CB | (C,H,T)VH837GKA2*+TSTAT | EN(A,D,W)4X48L21** |  | 47500 | 30800 | 2.5 | 24200 | 1.96
KENMORE | DELUXE 18 VS HP 2-STAGE | 210464310 | HRCU-A-CB | (C,H,T)VH837GKA2*+TSTAT | EN(A,D,W)4X48L21** |  | 48000 | 31000 | 2.5 | 24400 | 1.94
KENMORE | DELUXE 18 VS HP 2-STAGE | 210464465 | HRCU-A-CB | (C,H,T)VH837GKA2*+TSTAT | EN(A,D,W)4X48L21** |  | 48000 | 31000 | 2.5 | 24400 | 1.94
KENMORE | DELUXE 18 VS HP 2-STAGE | 210464608 | HRCU-A-CB | (C,H,T)VH837GKA2*+TSTAT | EN(A,D)4X48L24** |  | 48000 | 31000 | 2.5 | 24400 | 1.96
KENMORE | DELUXE 18 VS HP 2-STAGE | 210464620 | HRCU-A-CB | (C,H,T)VH837GKA2*+TSTAT | EN(A,D)4X48L24** |  | 47500 | 30800 | 2.5 | 24200 | 1.96
KENMORE | DELUXE 18 VS HP 2-STAGE | 210464686 | HRCU-A-CB | (C,H,T)VH837GKA2*+TSTAT | EN(A,D)4X48L24** |  | 47500 | 30600 | 2.5 | 24200 | 1.94
KENMORE | DELUXE 18 VS HP 2-STAGE | 210464821 | HRCU-A-CB | (C,H,T)VH837GKA2*+TSTAT | EN(A,D)4X48L24** |  | 48000 | 31000 | 2.5 | 24400 | 1.94
KENMORE | DELUXE 18 VS HP 2-STAGE | 210465009 | HRCU-A-CB | (C,H,T)VH837GKA2*+TSTAT | EN(A,D,W)4X60L24** |  | 47000 | 30600 | 2.5 | 24000 | 1.96
KENMORE | DELUXE 18 VS HP 2-STAGE | 210468213 | HRCU-A-CB | (C,H,T)VH837GKA2*+TSTAT | EHD4X60AAL |  | 47000 | 30600 | 2.52 | 24200 | 1.98
KENMORE | DELUXE 18 VS HP 2-STAGE | 210468323 | HRCU-A-CB | (C,H,T)VH837GKA2*+TSTAT | EHD4X60AAL |  | 46500 | 30400 | 2.5 | 24200 | 1.98
KENMORE | Performance Series | 207643098 | HMSR-A-CB-O | DLCMHBH30DAK |  | Non-Ducted Indoor Units | 30000 | 18500 | 2.98 | 29400 | 1.9
KENMORE | Mid-Tier | 207826604 | HMSV-A-CB | DLCSRBH24AAK | DLFSABH24XBK | Mini-Splits | 26000 | 16200 | 2.79 | 21520 | 1.95
KENMORE | High Tier | 202463652 | HRCU-A-CB-O | DLCPRAH18AAK | DLFPHAH18XAK | Mini-Splits | 18000 | 12300 | 3.19 | 18000 | 2
KENMORE |  | 201835762 | HRCU-A-CB-O | DLCSRAH09AAJ | DLFSHAH09XAJ | Mini-Splits | 9800 | 5600 | 2.65 | 6880 | 1.96
KENMORE | High Wall System | 8177104 | HRCU-A-CB-O | DLCAHB18K1A | DLFAHH18K1A | Mini-Splits | 19000 | 12717 | 2.5 | 19190 | 2.85
KENMORE | High Wall System | 8177086 | HRCU-A-CB-O | DLCAHB09K1A | DLFAHH09K1A | Mini-Splits | 9000 | 5500 | 2.88 | 10488 | 1.98
KEPLER |  | 213062300 | HRCU-A-CB | AZPNS/24ROD | AZPN/24WAH |  | 26000 | 21000 | 2.8 | 19400 | 2.1
KEPLER |  | 213062288 | HRCU-A-CB | AZPN/24WD | AZPN/24WAH |  | 24000 | 19200 | 2.5 | 24071 | 1.91
KEPLER |  | 213062287 | HRCU-A-CB | AZPN/18WD | AZPN/18WAH |  | 19000 | 13500 | 2.6 | 18629 | 2.04
KEPLER |  | 213062281 | HRCU-A-C | AZPN/18WD | AZPN/B24WAC |  | 19000 | 14700 | 2.6 | 15000 | 2.2
KEPLER |  | 213608172 | HRCU-A-CB-O | ODUMOX230-09HFN1MW5W | IDUMSEPB-06HRFN1MY5W | Mini-Splits | 7000 | 8500 | 2.9 | 8581 | 2.19
KEPLER |  | 214377775 | HRCU-A-CB-O | ODUMOX330-12HFN1MW5W | IDUMFA2U-12HRFN1-MW5W | Mini-Splits | 12000 | 10200 | 2.72 | 12300 | 2.1
KEPLER |  | 214377793 | HMSV-A-CB | ODUM5OA-55HFN1-M-[X] |  | Mixed Ducted and Non-Ducted Indoor Units | 55000 | 34800 | 2.5 | 47000 | 1.94
KEPLER |  | 214377792 | HMSV-A-CB | ODUM5OA-55HFN1-M-[X] |  | Ducted Indoor Units | 55000 | 35200 | 2.5 | 47000 | 1.94
KEPLER |  | 214377791 | HMSR-A-CB-O | ODUM5OA-55HFN1-M-[X] |  | Non-Ducted Indoor Units | 55000 | 34400 | 2.5 | 47000 | 1.94
KEPLER |  | 214377761 | HRCU-A-CB-O | ODUMOX230-09HFN1-MT0W | IDUMSABA-09HRFN1-MU5W | Mini-Splits | 10000 | 6900 | 2.53 | 6400 | 1.95
KEPLER |  | 214377776 | HMSR-A-CB-O | ODUM2OI-18HFN1-M |  | Non-Ducted Indoor Units | 20000 | 15000 | 2.5 | 20000 | 1.93
KEPLER |  | 214377772 | HRCU-A-CB-O | ODUMOX330-12HFN1MW5W | IDUCCA3U-12HRFN1-M(C) | Mini-Splits | 12000 | 9900 | 2.55 | 11500 | 1.9
KEPLER |  | 214610373 | HRCU-A-C | AZPN/18WD | AZPN/B24WAC-UC |  | 19000 | 14700 | 2.6 | 15000 | 2.2
KEPLER |  | 214610376 | HRCU-A-C | AZPN/24WD | AZPN/B24WAC-UC |  | 25000 | 21000 | 2.58 | 20000 | 1.95
KEPLER |  | 214610359 | HRCU-A-CB-O | ODUMOX230-12HFN1-BW0W | IDUMSEPB-12HRFN1-BW0W | Mini-Splits | 12000 | 8400 | 2.8 | 7094 | 2.19
KEPLER |  | 214610369 | HRCU-A-CB-O | ODUMOX230-12HFN1-MV5W | IDUCCA3U-12HRFN1-M(C) | Mini-Splits | 12000 | 8900 | 2.75 | 8000 | 2.28
KEPLER |  | 214610364 | HRCU-A-CB | ODUMOX230-09HFN1-MW5W | IDUMTIU-09HWFN1-M | Mini-Splits | 10000 | 7700 | 2.59 | 8000 | 2.09
KEPLER |  | 214610365 | HRCU-A-CB | ODUMOX230-12HFN1-MV5W | IDUMTIU-12HWFN1-M | Mini-Splits | 12000 | 9300 | 2.78 | 8400 | 2.26
KEPLER |  | 214610367 | HRCU-A-CB | ODUMOD33-24HFN1-MT0W | IDUMTIU-24HWFN1-M | Mini-Splits | 25000 | 20000 | 2.61 | 20000 | 2.3
KEPLER |  | 214610352 | HRCU-A-CB-O | ODUMOX230-09HFN1-MT0W | IDUMSAG11A-09HRFN1-MT0W | Mini-Splits | 10000 | 6000 | 2.51 | 7300 | 2.14
KEPLER |  | 214610360 | HRCU-A-CB-O | ODUMOX230-09HFN1-MW5W | IDUMSEPB-09HRFN1-MY5W(GA) | Mini-Splits | 10000 | 8500 | 2.8 | 8581 | 2.19
KEPLER |  | 214610361 | HRCU-A-CB-O | ODUMOX230-12HFN1-MV5W | IDUMSEPB-12HRFN1-MW5W(GA) | Mini-Splits | 12000 | 9000 | 2.69 | 8981 | 2.19
KEPLER |  | 214610371 | HRCU-A-CB-O | ODUMOD33-24HFN1-MT0W | IDUMCD1-24HRFN1-MT0W(GA) | Mini-Splits | 25000 | 19000 | 2.6 | 18900 | 1.96
KEPLER |  | 214610370 | HRCU-A-CB-O | ODUMOX430-18HFN1-MU0W | IDUCCA3U-18HRFN1-M(C) | Mini-Splits | 19000 | 12000 | 2.51 | 12700 | 2.16
KEPLER |  | 214610366 | HRCU-A-CB | ODUMOX430-18HFN1-MU0W | IDUMTIU-18HWFN1-M | Mini-Splits | 20000 | 12600 | 2.66 | 13000 | 2.4
KEPLER |  | 214377777 | HMSV-A-CB | ODUM2OI-18HFN1-M |  | Ducted Indoor Units | 20000 | 16000 | 2.61 | 20000 | 1.95
KEPLER |  | 214377770 | HRCU-A-CB | ODUMOD30-24HFN1MU0W | IDUMTIU-24HWFN1-M | Mini-Splits | 25000 | 21000 | 2.64 | 27000 | 2
KEPLER |  | 214377778 | HMSV-A-CB | ODUM2OI-18HFN1-M |  | Mixed Ducted and Non-Ducted Indoor Units | 20000 | 15500 | 2.55 | 20000 | 1.95
KEPLER |  | 213608173 | HRCU-A-CB-O | ODUMOX330-09HFN1MY5W | IDUMSEPB-09HRFN1MY5W(GA) | Mini-Splits | 12000 | 9500 | 2.53 | 11109 | 1.97
KEPLER |  | 214377768 | HRCU-A-CB | ODUMOX330-12HFN1MW5W | IDUMTIU-12HWFN1-M | Mini-Splits | 12500 | 10600 | 2.51 | 12100 | 1.96
KEPLER |  | 213062282 | HRCU-A-C | AZPN/24WD | AZPN/B24WAC |  | 25000 | 21000 | 2.58 | 20000 | 1.95
KEPLER | IDU Series | 214610358 | HRCU-A-CB-O | ODUMOX230-09HFN1-BW0W | IDUMSEPB-09HRFN1-BW0W | Mini-Splits | 10000 | 6200 | 2.88 | 7094 | 2.19
KEPLER |  | 214610389 | HRCU-A-C | AZPNS/24ROD | AZPN/B24WAC-UC |  | 25600 | 22000 | 2.5 | 18500 | 2.2
KEPLER |  | 213062294 | HRCU-A-C | AZPNS/24ROD | AZPN/B24WAC |  | 25600 | 22000 | 2.5 | 18500 | 2.2
KEPLER |  | 213062292 | HRCU-A-CB | AZPN/60WD | AZPN/60WAH |  | 59000 | 42000 | 2.6 | 54356 | 1.91
KERR |  | 210568256 | HRCU-A-CB-O | A-KMH12SV-1 | B-KMH12CU-1 | Mini-Splits | 12000 | 9900 | 2.55 | 11500 | 1.9
KERR |  | 207657393 | HRCU-A-CB-O | A-KMH06SV-1 | B-KMH06SV-1 | Mini-Splits | 7000 | 8500 | 2.9 | 8581 | 2.19
KERR | A-series | 214232460 | HMSV-A-CB | A-KMH55PV-1 |  | Mixed Ducted and Non-Ducted Indoor Units | 55000 | 34800 | 2.5 | 47000 | 1.94
KERR | A-series | 214232459 | HMSV-A-CB | A-KMH55PV-1 |  | Ducted Indoor Units | 55000 | 35200 | 2.5 | 47000 | 1.94
KERR | A-series | 214232458 | HMSR-A-CB-O | A-KMH55PV-1 |  | Non-Ducted Indoor Units | 55000 | 34400 | 2.5 | 47000 | 1.94
KERR | A-series | 213265614 | HRCU-A-CB | A-KCD18SA-1 | B-KCD18SA-1 |  | 19000 | 13500 | 2.6 | 18629 | 2.04
KERR | A-series | 213348322 | HRCU-A-CB | A-KCD18SA-1 | B-VCD18SA-1 |  | 19000 | 13500 | 2.6 | 18629 | 2.04
KERR | A-series | 213348323 | HRCU-A-CB | A-KCD24SA-1 | B-VCD24SA-1 |  | 24000 | 19200 | 2.5 | 24071 | 1.91
KERR | A series | 213349770 | HRCU-A-CB | A-KCD24SA-1 | B-KCD24SA-1 |  | 24000 | 19200 | 2.5 | 24071 | 1.91
KERR | A-series | 213265615 | HRCU-A-C | A-KCD18SA-1 | MCD18/24B1A |  | 19000 | 14700 | 2.6 | 15000 | 2.2
KERR | A-series | 213916259 | HRCU-A-CB-O | A-KMH12SV-1 | B-KMH12FV-1 | Mini-Splits | 12000 | 10200 | 2.72 | 12300 | 2.1
KERR |  | 207657599 | HMSR-A-CB-O | A-KMH18DV-1 |  | Non-Ducted Indoor Units | 20000 | 15000 | 2.5 | 20000 | 1.93
KERR |  | 206347323 | HRCU-A-CB-O | A-KMH24SU-1A | B-KMH24UU-1 | Mini-Splits | 25000 | 19000 | 2.64 | 25000 | 2.1
KERR |  | 207657394 | HRCU-A-CB-O | A-KMH09SV-1 | B-KMH09SV-1 | Mini-Splits | 12000 | 9500 | 2.53 | 11109 | 1.97
KERR | A series | 207657600 | HMSV-A-CB | A-KMH18DV-1 |  | Mixed Ducted and Non-Ducted Indoor Units | 20000 | 15500 | 2.55 | 20000 | 1.95
KERR |  | 210568247 | HRCU-A-CB | A-KMH24SV-1 | B-KMH24DU-1 | Mini-Splits | 25000 | 21000 | 2.64 | 27000 | 2
KERR |  | 210568252 | HRCU-A-CB-O | A-KMH24SV-1 | B-KMH24UU-1 | Mini-Splits | 25000 | 19000 | 2.64 | 25000 | 2.1
KERR |  | 206347321 | HRCU-A-CB | A-KMH24SU-1A | B-KMH24DU-1 | Mini-Splits | 25000 | 21000 | 2.64 | 27000 | 2
KERR |  | 207657598 | HMSV-A-CB | A-KMH18DV-1 |  | Ducted Indoor Units | 20000 | 16000 | 2.61 | 20000 | 1.95
KERR |  | 210568257 | HRCU-A-CB | A-KMH12SV-1 | B-KMH12DU-1 | Mini-Splits | 12500 | 10600 | 2.51 | 12100 | 1.96
KERR | A-KCD series | 212631694 | HRCU-A-C | A-KCD24SA-1 | MCD18/24B1A |  | 25000 | 21000 | 2.58 | 20000 | 1.95
KERR | A-KHP Series | 216097113 | HRCU-A-CB-O | A-KHP18SA-1 | B-KHP18SA-1 | Mini-Splits | 18000 | 16600 | 2.55 | 18000 | 1.92
KERR | KXP Series | 216623773 | HRCU-A-C | A-KXP18TA-1 | KXP18/24B1A |  | 19000 | 15200 | 2.7 | 18000 | 2.06
KERR | KXP Series | 216623772 | HRCU-A-C | A-KXP18TA-1 | KXP18/24A1A |  | 19000 | 15200 | 2.7 | 18000 | 2.06
KERR | KXP Series | 216623780 | HRCU-A-C | A-KXP36TA-1 | KXP30/36C1A |  | 36000 | 29200 | 2.5 | 36000 | 1.9
KERR | KXP Series | 216623779 | HRCU-A-C | A-KXP36TA-1 | KXP30/36B1A |  | 36000 | 29200 | 2.5 | 36000 | 1.9
KERR | A-KSP Series | 216097100 | HRCU-A-CB-O | A-KSP09SA-1 | B-KSP09SA-1 | Mini-Splits | 10000 | 8000 | 2.58 | 7000 | 2.16
KERR | A-KHP Series | 216097110 | HRCU-A-CB-O | A-KHP06SA-1 | B-KHP06SA-1 | Mini-Splits | 7000 | 7900 | 2.79 | 7700 | 2.4
KERR | A-KHP Series | 216097114 | HRCU-A-CB-O | A-KHP24SA-1 | B-KHP24SA-1 | Mini-Splits | 29000 | 21000 | 2.88 | 24200 | 2.34
KERR | A-KHP Series | 216097115 | HRCU-A-CB-O | A-KHP33SA-1 | B-KHP33SA-1 | Mini-Splits | 36000 | 30000 | 2.69 | 35000 | 1.98
KERR | A-KZP Series | 216097123 | HRCU-A-CB-O | A-KZP18SA-1 | B-ZKP18SA-1 | Mini-Splits | 20000 | 19300 | 3.01 | 22600 | 2.34
KERR | A-KHP Series | 216097139 | HMSR-A-CB-O | A-KHP183A-1 |  | Non-Ducted Indoor Units | 20000 | 17600 | 2.7 | 19000 | 2
KERR | A-KHP Series | 216097140 | HMSV-A-CB | A-KHP183A-1 |  | Ducted Indoor Units | 20000 | 17000 | 2.59 | 18000 | 2
KERR | A-KHP Series | 216097141 | HMSV-A-CB | A-KHP183A-1 |  | Mixed Ducted and Non-Ducted Indoor Units | 20000 | 17300 | 2.65 | 18500 | 2
KERR | A-KHP Series | 216097142 | HMSR-A-CB-O | A-KHP284A-1 |  | Non-Ducted Indoor Units | 27000 | 25000 | 2.6 | 27000 | 2
KERR | A-KHP Series | 216097144 | HMSV-A-CB | A-KHP284A-1 |  | Mixed Ducted and Non-Ducted Indoor Units | 27400 | 24000 | 2.5 | 27000 | 2
KERR | A-KHP Series | 216097149 | HMSR-A-CB-O | A-KHP486A-1 |  | Non-Ducted Indoor Units | 49000 | 44000 | 2.6 | 47000 | 2
KERR | A-KHP Series | 216097150 | HMSV-A-CB | A-KHP486A-1 |  | Ducted Indoor Units | 48000 | 44500 | 2.6 | 48000 | 2
KERR | A-KHP Series | 216097152 | HMSV-A-CB | A-KHP486A-1 |  | Mixed Ducted and Non-Ducted Indoor Units | 48500 | 44000 | 2.6 | 47500 | 2
KERR | A-KHP Series | 216097153 | HMSR-A-CB-O | A-KHP556A-1 |  | Non-Ducted Indoor Units | 55000 | 44000 | 2.6 | 47000 | 2
KERR | A-KHP Series | 216097154 | HMSV-A-CB | A-KHP556A-1 |  | Ducted Indoor Units | 55000 | 45000 | 2.7 | 48000 | 2.1
KERR | A-KHP Series | 216097155 | HMSV-A-CB | A-KHP556A-1 |  | Mixed Ducted and Non-Ducted Indoor Units | 55000 | 44500 | 2.65 | 47500 | 2.05
KERR | A-KHP Series | 216097089 | HRCU-A-CB | A-KHP18SA-1 | B-KHP18AA-1 |  | 19500 | 14000 | 2.6 | 18000 | 2.2
KERR | A-KHP Series | 216097091 | HRCU-A-CB | A-KHP33SA-1 | B-KHP30AA-1 |  | 35000 | 27400 | 2.58 | 34000 | 2
KERR |  | 208141196 | HRCU-A-CB-O | A-KMH24SV-1 | B-KMH24SU-1 | Mini-Splits | 26000 | 19400 | 2.95 | 26000 | 2.07
KERR |  | 206913573 | HRCU-A-CB-O | A-KMH24SU-1 | B-KMH24SU-1A | Mini-Splits | 26000 | 19400 | 2.95 | 26000 | 2.07
KERR |  | 206913038 | HRCU-A-CB-O | A-KMH24SU-1A | B-KMH24SU-1 | Mini-Splits | 26000 | 19400 | 2.95 | 26000 | 2.07
KERR |  | 206221393 | HRCU-A-CB-O | A-KMH24SU-1A | B-KMH24SU-1A | Mini-Splits | 26000 | 19400 | 2.95 | 26000 | 2.07
KERR |  | 201866481 | HMSR-A-CB-O | A-KMH36QU-1 |  | Non-Ducted Indoor Units | 36000 | 23200 | 2.78 | 36037 | 1.96
KERR | A-series | 213348327 | HRCU-A-CB | A-KCD60SA-1 | B-VCD60SA-1 |  | 59000 | 42000 | 2.6 | 54356 | 1.91
KERR |  | 202110997 | HRCU-A-CB | A-KMH09SU-1 | B-KMH09DU-1 | Mini-Splits | 10000 | 7200 | 2.74 | 8300 | 2.06
KERR |  | 208141193 | HRCU-A-CB-O | A-KMH09SV-1 | B-KMH09SU-1 | Mini-Splits | 11500 | 7100 | 2.85 | 9898 | 1.9
KERR | A series | 210857424 | HRCU-A-CB | A-KCD60SA-1 | B-KCD60SA-1 |  | 59000 | 42000 | 2.6 | 54356 | 1.91
KINGHOME | Jasmine | 203493069 | HRCU-A-CB-O | KW09HQ3D6DO | KW09HQ3D6DI | Mini-Splits | 9000 | 8200 | 2.9 | 13000 | 1.91
KINGHOME | Jasmine | 203493070 | HRCU-A-CB-O | KW12HQ3D6DO | KW12HQ3D6DI | Mini-Splits | 12200 | 10300 | 2.85 | 12000 | 1.91
KINGHOME | Jasmine | 203498481 | HRCU-A-CB-O | KW24HQ3D6DO | KW24HQ3D6DI | Mini-Splits | 24000 | 20000 | 2.85 | 24000 | 1.9
KINGHOME | Sunflower | 211177526 | HRCU-A-CB-O | KW18HP25SDO | KW18HP25SDI | Mini-Splits | 18000 | 14600 | 2.8 | 13500 | 1.9
KINGHOME | Floor ceiling | 216799655 | HRCU-A-CB-O | KW09XQ29SDO | KM09XTDI | Mini-Splits | 10500 | 8900 | 2.96 | 10500 | 1.9
KINGHOME | ALL MATCH | 216799649 | HRCU-A-CB-O | KW36XQ21CDO | KM36XVDI | Mini-Splits | 34000 | 27200 | 2.58 | 24400 | 2
KINGHOME | Ducted | 216799636 | HRCU-A-CB | KW09XQ25SDO | KM09XFDI | Mini-Splits | 10500 | 8800 | 2.8 | 9500 | 2.14
KINGHOME | Floor ceiling | 216799634 | HRCU-A-CB-O | KW09XQ25SDO | KM09XTDI | Mini-Splits | 10500 | 8800 | 2.96 | 10000 | 1.95
KINGHOME | One-way air discharge cassette unit | 216799633 | HRCU-A-CB-O | KW09XQ25SDO | KM09XK1DI | Mini-Splits | 10500 | 8800 | 2.87 | 9400 | 1.97
KINGHOME | 360°air discharge cassette unit | 216799632 | HRCU-A-CB-O | KW09XQ25SDO | KM09XK8DI | Mini-Splits | 10500 | 8800 | 2.87 | 7600 | 1.94
KINGHOME | Clivia | 216372817 | HRCU-A-CB-O | KW18XQ25SDO | KW18XQ25SDI | Mini-Splits | 18000 | 14700 | 2.69 | 14600 | 1.9
KINGHOME | Clivia | 216372816 | HRCU-A-CB-O | KW12XQ25SDO | KW12XQ25SDI | Mini-Splits | 12000 | 10000 | 2.9 | 11000 | 1.95
KINGHOME | Clivia | 216372815 | HRCU-A-CB-O | KW12XQ25SAO | KW12XQ25SAI | Mini-Splits | 12000 | 10000 | 2.9 | 9500 | 1.95
KINGHOME | Pular | 216020676 | HRCU-A-CB-O | KW18XQ25PDO | KW18XQ25PDI | Mini-Splits | 18000 | 14700 | 2.69 | 14600 | 1.9
KINGHOME | Clivia | 216020674 | HRCU-A-CB-O | KW12XQ25PAO | KW12XQ25PAI | Mini-Splits | 12000 | 10000 | 2.9 | 9500 | 1.95
KINGHOME | Clivia | 216020673 | HRCU-A-CB-O | KW12XQ25PDO | KW12XQ25PDI | Mini-Splits | 12000 | 10000 | 2.9 | 11000 | 1.95
KINGHOME | Airy | 215876649 | HRCU-A-CB-O | KW12XQ29SDO | KW12XQ29SDI | Mini-Splits | 12200 | 10300 | 3.11 | 12200 | 2
KINGHOME | Airy | 215876648 | HRCU-A-CB-O | KW09XQ29SDO | KW09XQ29SDI | Mini-Splits | 10600 | 8900 | 3.22 | 11500 | 2.11
KINGHOME | M-Series | 211497152 | HMSR-A-CB-O | KM18H5O |  | Non-Ducted Indoor Units | 18000 | 15000 | 2.6 | 13600 | 2.21
KINGHOME | G Series | 216772323 | HRCU-A-CB | KD48UXO | KD48UXI |  | 48000 | 38500 | 2.68 | 36000 | 2.18
KINGHOME | CEE Ultranixx | 216626176 | HRCU-A-CB | KD60UXO | KD60UXI |  | 54000 | 43000 | 2.66 | 40000 | 2.24
KINGHOME | CEE Ultranixx | 216626175 | HRCU-A-CB | KD60UXO | KD48UXI |  | 48000 | 38500 | 2.68 | 36000 | 2.18
KINGHOME | CEE Ultranixx | 216626173 | HRCU-A-CB | KD30UXO | KD30UXI |  | 28000 | 23000 | 2.5 | 19500 | 2.14
KINGHOME | 17 SEER DC inverter rooftop unit | 213685846 | HSP-A | KRH02TCU |  |  | 24000 | 23400 | 3.63 | 24000 | 2.61
KINGHOME |  | 10338835 | HRCU-A-CB-O | KW12HUCA4DO | KW12HUCA4DI | Mini-Splits | 13000 | 8500 | 2.62 | 10200 | 2.01
KINGHOME |  | 10338159 | HRCU-A-CB-O | KW18HTCA3DO | KW18HTCA3DI | Mini-Splits | 19000 | 12100 | 2.81 | 15400 | 1.97
KINGHOME |  | 10338158 | HRCU-A-CB-O | KW12HTBA3DO | KW12HTBA3DI | Mini-Splits | 13000 | 8000 | 3.13 | 8300 | 2.15
KINGHOME |  | 10338157 | HRCU-A-CB-O | KW09HTBA3DO | KW09HTBA3DI | Mini-Splits | 9800 | 5800 | 2.7 | 8000 | 2.13
LBG PRODUCTS |  | 208130805 | HRCU-A-CB-O | LBHB18DUWO | LBHB18DUWI | Mini-Splits | 18000 | 14100 | 2.65 | 12829 | 2.35
LBG PRODUCTS |  | 208130832 | HRCU-A-CB-O | LBHB12DVWO | LMHB12DSI | Mini-Splits | 12000 | 9900 | 2.55 | 11500 | 1.9
LBG PRODUCTS |  | 208130820 | HRCU-A-CB-O | LBHB12DUWO | LMHB12DZGI | Mini-Splits | 12000 | 9000 | 2.69 | 8400 | 2.26
LBG PRODUCTS | LCHB series | 208136301 | HRCU-A-CB | LCHB24DO | LCHB24DHNI |  | 26000 | 21000 | 2.8 | 19400 | 2.1
LBG PRODUCTS |  | 208130814 | HRCU-A-CB | LBHB12DUWO | LMHB12DFI | Mini-Splits | 12000 | 9300 | 2.78 | 8400 | 2.26
LBG PRODUCTS |  | 208130804 | HRCU-A-CB-O | LBHB12DUWO | LBHB12DUWI | Mini-Splits | 12000 | 10000 | 2.69 | 8820 | 2.25
LBG PRODUCTS |  | 207251115 | HRCU-A-CB-O | LBH09DTO | LBH09DTI | Mini-Splits | 10000 | 6000 | 2.51 | 6933 | 1.97
LBG PRODUCTS |  | 208130813 | HRCU-A-CB | LBHB09DUWO | LMHB09DFI | Mini-Splits | 10000 | 7700 | 2.59 | 8000 | 2.09
LBG PRODUCTS |  | 208130803 | HRCU-A-CB-O | LBHB09DUWO | LBHB09DUWI | Mini-Splits | 10000 | 8100 | 2.7 | 8564 | 2.22
LBG PRODUCTS | LMHB18DO | 207641306 | HMSV-A-CB | LMHB18DO |  | Mixed Ducted and Non-Ducted Indoor Units | 19000 | 14600 | 2.5 | 14000 | 2.17
LBG PRODUCTS |  | 208130810 | HRCU-A-CB-O | LBHB24DUWO | LMHB24DSI | Mini-Splits | 25000 | 19000 | 2.6 | 18900 | 1.96
LBG PRODUCTS | LCUH series | 213307918 | HRCU-A-CB | LCUHB18DO | LCHB18DHNI |  | 19000 | 13500 | 2.6 | 18629 | 2.04
LBG PRODUCTS | LCUH series | 213307919 | HRCU-A-CB | LCUHB24DO | LCHB24DHNI |  | 24000 | 19200 | 2.5 | 24071 | 1.91
LBG PRODUCTS | LCHB series | 212331388 | HRCU-A-C | LCUHB18DO | LCHB24DA |  | 19000 | 14700 | 2.6 | 15000 | 2.2
LBG PRODUCTS | LCHB series | 212331389 | HRCU-A-C | LCUHB24DO | LCHB24DA |  | 25000 | 21000 | 2.58 | 20000 | 1.95
LBG PRODUCTS |  | 207641316 | HMSR-A-CB-O | LMUHB18DO |  | Non-Ducted Indoor Units | 20000 | 13500 | 2.5 | 20000 | 2
LBG PRODUCTS | LBH series | 208130827 | HRCU-A-CB-O | LBHB09DVWO | LBHB09DUWI | Mini-Splits | 12000 | 9300 | 2.5 | 11300 | 1.9
LBG PRODUCTS | LBH series | 208130828 | HRCU-A-CB-O | LBHB12DVWO | LBHB12DUWI | Mini-Splits | 12000 | 10300 | 2.56 | 12113 | 1.9
LBG PRODUCTS |  | 207641317 | HMSV-A-CB | LMUHB18DO |  | Ducted Indoor Units | 20000 | 16000 | 2.61 | 20000 | 1.95
LBG PRODUCTS |  | 208130840 | HRCU-A-CB | LBHB24DVWO | LMHB24DFI | Mini-Splits | 25000 | 21000 | 2.64 | 27000 | 2
LBG PRODUCTS | LMHB18DO | 207641318 | HMSV-A-CB | LMUHB18DO |  | Mixed Ducted and Non-Ducted Indoor Units | 20000 | 14700 | 2.55 | 20000 | 1.98
LBG PRODUCTS |  | 208130838 | HRCU-A-CB | LBHB12DVWO | LMHB12DFI | Mini-Splits | 12500 | 10600 | 2.51 | 12100 | 1.96
LBG PRODUCTS |  | 208130845 | HRCU-A-CB-O | LBHB24DVWO | LMHB24DZDI | Mini-Splits | 25000 | 19000 | 2.64 | 25000 | 2.1
LBG PRODUCTS |  | 208130816 | HRCU-A-CB | LBHB24DUWO | LMHB24DFI | Mini-Splits | 25000 | 20000 | 2.61 | 20000 | 2.3
LBG PRODUCTS | LBH series | 208130826 | HRCU-A-CB-O | LBHB06DVWO | LBHB06DVWI | Mini-Splits | 7000 | 7500 | 2.5 | 7200 | 1.92
LBG PRODUCTS |  | 208130836 | HRCU-A-CB-O | LUUHB48DO | LUHB48DSI | Mini-Splits | 53000 | 35000 | 2.59 | 48000 | 1.98
LBG PRODUCTS |  | 208130809 | HRCU-A-CB-O | LBHB18DUWO | LMHB18DSI | Mini-Splits | 19000 | 12000 | 2.51 | 12700 | 2.16
LBG PRODUCTS |  | 207641304 | HMSR-A-CB-O | LMHB18DO |  | Non-Ducted Indoor Units | 19000 | 14400 | 2.5 | 14000 | 2.22
LBG PRODUCTS | LCHB series | 212331381 | HRCU-A-C | LCHB24DO | LCHB24DA |  | 25600 | 22000 | 2.5 | 18500 | 2.2
LBG PRODUCTS | LCUH series | 213307923 | HRCU-A-CB | LCUHB60DO | LCHB60DHNI |  | 59000 | 42000 | 2.6 | 54356 | 1.91
LBG PRODUCTS |  | 208130808 | HRCU-A-CB-O | LBHB12DUWO | LMHB12DSI | Mini-Splits | 12000 | 8900 | 2.75 | 8000 | 2.28
LBG PRODUCTS |  | 208130821 | HRCU-A-CB-O | LBHB18DUWO | LMHB18DZDI | Mini-Splits | 20000 | 12800 | 2.52 | 13000 | 2.08
LBG PRODUCTS |  | 208130815 | HRCU-A-CB | LBHB18DUWO | LMHB18DFI | Mini-Splits | 20000 | 12600 | 2.66 | 13000 | 2.4
LBG PRODUCTS |  | 207641307 | HMSV-A-CB | LMHB27DO |  | Ducted Indoor Units | 28000 | 22000 | 2.6 | 20000 | 2.14
LENNOX | MMLD Multi-Zone | 216760278 | HMSR-A-CB-O | MMLD020S6M-1P |  | Non-Ducted Indoor Units | 22000 | 13200 | 2.95 | 22000 | 1.95
LENNOX | MWHD Mini-Split | 216411317 | HRCU-A-CB-O | MWHD015S6S-1P | MWHD015S6-1P | Mini-Splits | 15000 | 13000 | 2.72 | 10500 | 2.37
LENNOX | MWPD Mini-Split | 216411314 | HRCU-A-CB-O | MWPD024S6S-1P | MWMD024S6-1P | Mini-Splits | 25000 | 28000 | 2.83 | 23000 | 2.59
LENNOX | MWPD Mini-Split | 216411312 | HRCU-A-CB-O | MWPD015S6S-1P | MWMD015S6-1P | Mini-Splits | 15000 | 14000 | 2.93 | 15600 | 2.29
LENNOX | MWPD Mini-Split | 216411311 | HRCU-A-CB-O | MWPD012S6S-1P | MWMD012S6-1P | Mini-Splits | 12000 | 10600 | 2.82 | 9000 | 2.51
LENNOX | MWPD Mini-Split | 216411310 | HRCU-A-CB-O | MWPD009S6S-1P | MWMD009S6-1P | Mini-Splits | 11000 | 9900 | 2.64 | 8500 | 2.49
LENNOX | MWLD Mini-Split | 216411309 | HRCU-A-CB-O | MWLD024S6S-1P | MWMD024S6-1P | Mini-Splits | 25000 | 28000 | 2.83 | 23000 | 2.59
LENNOX | MWLD Mini-Split | 216411307 | HRCU-A-CB-O | MWLD015S6S-1P | MWMD015S6-1P | Mini-Splits | 15000 | 14000 | 2.93 | 15600 | 2.29
LENNOX | MWLD Mini-Split | 216411306 | HRCU-A-CB-O | MWLD012S6S-1P | MWMD012S6-1P | Mini-Splits | 12000 | 10600 | 2.82 | 9000 | 2.51
LENNOX | MWLD Mini-Split | 216411305 | HRCU-A-CB-O | MWLD009S6S-1P | MWMD009S6-1P | Mini-Splits | 11000 | 9900 | 2.64 | 8500 | 2.49
LENNOX | DAVE LENNOX SIGNATURE SL22KLV SERIES | 216776123 | HRCU-A-CB | SL22KLV-060-230A** | CK40[C,U]T-60C-**+TDR | Ducted Indoor Units | 52000 | 60000 | 2.64 | 42000 | 1.96
LENNOX | DAVE LENNOX SIGNATURE SL22KLV SERIES | 216776122 | HRCU-A-CB | SL22KLV-060-230A** | CK40[C,U]T-60C-**+TDR | Ducted Indoor Units | 52000 | 60000 | 2.61 | 42500 | 1.96
LENNOX | DAVE LENNOX SIGNATURE SL22KLV SERIES | 216776121 | HRCU-A-CB | SL22KLV-060-230A** | CK40[C,U]T-60C-**+TDR | Ducted Indoor Units | 52000 | 60000 | 2.61 | 42500 | 1.96
LENNOX | DAVE LENNOX SIGNATURE SL22KLV SERIES | 216776011 | HRCU-A-CB | SL22KLV-036-230A** | CBK48MVT-060-230-** | Ducted Indoor Units | 32600 | 33600 | 2.75 | 33200 | 2.43
LENNOX | DAVE LENNOX SIGNATURE SL22KLV SERIES | 216776038 | HRCU-A-CB | SL22KLV-024-230A** | CK40HT-42B-**+TDR | Ducted Indoor Units | 23200 | 28800 | 2.98 | 22400 | 2.24
LENNOX | DAVE LENNOX SIGNATURE SL22KLV SERIES | 216776035 | HRCU-A-CB | SL22KLV-024-230A** | CK40HT-42B-**+TDR | Ducted Indoor Units | 23200 | 21800 | 2.51 | 22400 | 2.26
LENNOX | DAVE LENNOX SIGNATURE SL22KLV SERIES | 216776034 | HRCU-A-CB | SL22KLV-024-230A** | CK40HT-42B-**+TDR | Ducted Indoor Units | 23200 | 21800 | 2.51 | 22400 | 2.26
LENNOX | MMA SERIES | 212348049 | HRCU-A-CB | MLB018S4S-1P | MMA018SM4-*P |  | 19000 | 15400 | 2.7 | 18295 | 2
LENNOX |  | 207768722 | HMSV-A-CB | MPC018S4M-1P |  | Ducted Indoor Units | 19000 | 14800 | 3.5 | 13300 | 2.03
LENNOX |  | 207699117 | HMSV-A-CB | MPC024S4M-1P |  | Ducted Indoor Units | 24000 | 22000 | 3.43 | 20263 | 1.99
LENNOX |  | 207683511 | HRCU-A-CB-O | MPC024S4S-1P | MCFA024S4-2P | Mini-Splits | 24000 | 16000 | 3.13 | 18500 | 2.16
LENNOX |  | 211034416 | HRCU-A-CB-O | MPC009S4S-1P | MWMC009S4-*P | Mini-Splits | 10000 | 8500 | 4.15 | 8622 | 2.38
LENNOX |  | 211034423 | HRCU-A-CB | MPC009S4S-1P | MMDB009S4-*P | Mini-Splits | 10000 | 7700 | 3.53 | 8499 | 2.4
LENNOX |  | 211034424 | HRCU-A-CB | MPC012S4S-1P | MMDB012S4-*P | Mini-Splits | 12000 | 9300 | 3.13 | 8500 | 1.99
LENNOX |  | 211034429 | HRCU-A-CB-O | MPC012S4S-1P | MFMA012S4-*P | Mini-Splits | 12000 | 9000 | 3.3 | 8653 | 2.35
LENNOX |  | 211034431 | HRCU-A-CB-O | MPC024S4S-1P | MCFA024S4-*P | Mini-Splits | 24000 | 16000 | 3.13 | 18500 | 2.16
LENNOX |  | 211034434 | HRCU-A-CB-O | MPC009S4S-1P | M22A009S4-*P | Mini-Splits | 10000 | 7500 | 3.33 | 8588 | 2.05
LENNOX |  | 211034444 | HRCU-A-CB | MLB009S4S-1P | MMDB009S4-*P | Mini-Splits | 10000 | 10100 | 4.35 | 10900 | 1.9
LENNOX |  | 207683504 | HRCU-A-CB | MPC012S4S-1P | MMDB012S4-2P | Mini-Splits | 12000 | 9300 | 3.13 | 8500 | 1.99
LENNOX |  | 207683509 | HRCU-A-CB-O | MPC012S4S-1P | MFMA012S4-1P | Mini-Splits | 12000 | 9000 | 3.3 | 8653 | 2.35
LENNOX |  | 207683497 | HRCU-A-CB-O | MPC009S4S-1P | MWMC009S4-1P | Mini-Splits | 10000 | 8500 | 4.15 | 8622 | 2.38
LENNOX |  | 207683503 | HRCU-A-CB | MPC009S4S-1P | MMDB009S4-2P | Mini-Splits | 10000 | 7700 | 3.53 | 8499 | 2.4
LENNOX |  | 207683514 | HRCU-A-CB-O | MPC009S4S-1P | M22A009S4-2P | Mini-Splits | 10000 | 7500 | 3.33 | 8588 | 2.05
LENNOX |  | 207683524 | HRCU-A-CB | MLB009S4S-1P | MMDB009S4-2P | Mini-Splits | 10000 | 10100 | 4.35 | 10900 | 1.9
LENNOX | ELITE XP20 SERIES | 8550432 | HRCU-A-CB | XP20-024-230A** | CR33-48B*+TDR+TXV | Ducted Indoor Units | 22000 | 14700 | 2.52 | 11700 | 2.04
LENNOX | ELITE XP20 SERIES | 201842143 | HRCU-A-CB | XP20-024-230A** | CBA38MV-030-230*+TDR |  | 21600 | 14000 | 2.53 | 10900 | 2.02
LENNOX | ELITE EL18XPV SERIES | 206840476 | HRCU-A-CB | EL18XPV-024-230A** | CBA38MV-018/024-230*+TDR | Ducted Indoor Units | 24000 | 14800 | 2.58 | 11100 | 2.2
LENNOX | ELITE EL18XPV SERIES | 206840477 | HRCU-A-CB | EL18XPV-024-230A** | C35-30/36A+TDR+TXV | Ducted Indoor Units | 23400 | 15100 | 2.51 | 11700 | 2.2
LENNOX | ELITE EL18XPV SERIES | 206840478 | HRCU-A-CB | EL18XPV-024-230A** | C35-30/36A+TDR+TXV | Ducted Indoor Units | 23400 | 15200 | 2.55 | 11900 | 2.24
LENNOX | ELITE EL18XPV SERIES | 206840480 | HRCU-A-CB | EL18XPV-024-230A** | C35-30/36A+TDR+TXV | Ducted Indoor Units | 23600 | 15300 | 2.53 | 11900 | 2.22
LENNOX | ELITE EL18XPV SERIES | 206840481 | HRCU-A-CB | EL18XPV-024-230A** | C35-30/36A+TDR+TXV | Ducted Indoor Units | 23600 | 15300 | 2.53 | 11900 | 2.22
LENNOX | ELITE EL18XPV SERIES | 206840482 | HRCU-A-CB | EL18XPV-024-230A** | C35-30/36A+TDR+TXV | Ducted Indoor Units | 23400 | 15300 | 2.52 | 12000 | 2.2
LENNOX | ELITE EL18XPV SERIES | 206840483 | HRCU-A-CB | EL18XPV-024-230A** | C35-30/36A+TDR+TXV | Ducted Indoor Units | 23400 | 15300 | 2.52 | 12000 | 2.2
LENNOX | ELITE EL18XPV SERIES | 206840484 | HRCU-A-CB | EL18XPV-024-230A** | C35-30/36A+TDR+TXV | Ducted Indoor Units | 23600 | 15300 | 2.52 | 11900 | 2.22
LENNOX | ELITE EL18XPV SERIES | 206840485 | HRCU-A-CB | EL18XPV-024-230A** | C35-30/36A+TDR+TXV | Ducted Indoor Units | 23600 | 15200 | 2.52 | 11800 | 2.2
LENNOX | ELITE EL18XPV SERIES | 206840486 | HRCU-A-CB | EL18XPV-024-230A** | C35-30/36A+TDR+TXV | Ducted Indoor Units | 23600 | 15300 | 2.52 | 11900 | 2.22
LENNOX | ELITE EL18XPV SERIES | 206840487 | HRCU-A-CB | EL18XPV-024-230A** | C35-30/36A+TDR+TXV | Ducted Indoor Units | 23600 | 15300 | 2.52 | 11900 | 2.22
LENNOX | ELITE EL18XPV SERIES | 206840490 | HRCU-A-CB | EL18XPV-024-230A** | C35-30/36B+TDR+TXV | Ducted Indoor Units | 23800 | 15300 | 2.53 | 11900 | 2.19
LENNOX | ELITE EL18XPV SERIES | 206840495 | HRCU-A-CB | EL18XPV-024-230A** | C35-30/36B+TDR+TXV | Ducted Indoor Units | 23600 | 15300 | 2.53 | 11900 | 2.22
LENNOX | ELITE EL18XPV SERIES | 206840496 | HRCU-A-CB | EL18XPV-024-230A** | C35-30/36B+TDR+TXV | Ducted Indoor Units | 23200 | 15400 | 2.52 | 12200 | 2.19
LENNOX | ELITE EL18XPV SERIES | 206840497 | HRCU-A-CB | EL18XPV-024-230A** | C35-30/36B+TDR+TXV | Ducted Indoor Units | 23600 | 15300 | 2.52 | 11900 | 2.22
LENNOX | ELITE EL18XPV SERIES | 206840498 | HRCU-A-CB | EL18XPV-024-230A** | C35-30/36B+TDR+TXV | Ducted Indoor Units | 23600 | 15300 | 2.52 | 11900 | 2.19
LENNOX | ELITE EL18XPV SERIES | 206840503 | HRCU-A-CB | EL18XPV-024-230A** | C35-30/36B+TDR+TXV | Ducted Indoor Units | 23400 | 15200 | 2.52 | 11900 | 2.22
LENNOX | ELITE EL18XPV SERIES | 206840508 | HRCU-A-CB | EL18XPV-024-230A** | C35-30/36C+TDR+TXV | Ducted Indoor Units | 23400 | 15200 | 2.52 | 11900 | 2.22
LENNOX | ELITE EL18XPV SERIES | 206840514 | HRCU-A-CB | EL18XPV-024-230A** | C35-30B+TDR+TXV | Ducted Indoor Units | 23200 | 14800 | 2.52 | 11400 | 2.14
LENNOX | ELITE EL18XPV SERIES | 206840519 | HRCU-A-CB | EL18XPV-024-230A** | C35-30B+TDR+TXV | Ducted Indoor Units | 23000 | 14700 | 2.5 | 11300 | 2.14
LENNOX | ELITE EL18XPV SERIES | 206840520 | HRCU-A-CB | EL18XPV-024-230A** | C35-30B+TDR+TXV | Ducted Indoor Units | 22800 | 14900 | 2.5 | 11700 | 2.12
LENNOX | ELITE EL18XPV SERIES | 206840527 | HRCU-A-CB | EL18XPV-024-230A** | C35-30B+TDR+TXV | Ducted Indoor Units | 23000 | 14700 | 2.5 | 11300 | 2.14
LENNOX | ELITE EL18XPV SERIES | 206840533 | HRCU-A-CB | EL18XPV-024-230A** | CH35-24A+TDR+TXV | Ducted Indoor Units | 23200 | 15500 | 2.52 | 12400 | 2.16
LENNOX | ELITE EL18XPV SERIES | 206840536 | HRCU-A-CB | EL18XPV-024-230A** | CH35-24A+TDR+TXV | Ducted Indoor Units | 23400 | 15500 | 2.5 | 12300 | 2.16
LENNOX | ELITE EL18XPV SERIES | 206840537 | HRCU-A-CB | EL18XPV-024-230A** | CH35-24A+TDR+TXV | Ducted Indoor Units | 23000 | 15500 | 2.5 | 12500 | 2.15
LENNOX | ELITE EL18XPV SERIES | 206840538 | HRCU-A-CB | EL18XPV-024-230A** | CH35-24A+TDR+TXV | Ducted Indoor Units | 23400 | 15500 | 2.5 | 12300 | 2.16
LENNOX | ELITE EL18XPV SERIES | 206840545 | HRCU-A-CB | EL18XPV-024-230A** | CH35-24B+TDR+TXV | Ducted Indoor Units | 23800 | 14900 | 2.52 | 11300 | 2.14
LENNOX | ELITE EL18XPV SERIES | 206840548 | HRCU-A-CB | EL18XPV-024-230A** | CH35-24B+TDR+TXV | Ducted Indoor Units | 23600 | 14900 | 2.5 | 11400 | 2.14
LENNOX | ELITE EL18XPV SERIES | 206840551 | HRCU-A-CB | EL18XPV-024-230A** | CH35-24B+TDR+TXV | Ducted Indoor Units | 23200 | 15000 | 2.5 | 11700 | 2.14
LENNOX | ELITE EL18XPV SERIES | 206840553 | HRCU-A-CB | EL18XPV-024-230A** | CH35-24B+TDR+TXV | Ducted Indoor Units | 23600 | 14900 | 2.5 | 11400 | 2.14
LENNOX | ELITE EL18XPV SERIES | 206840562 | HRCU-A-CB | EL18XPV-024-230A** | CH35-30A+TDR+TXV | Ducted Indoor Units | 23200 | 14200 | 2.55 | 10600 | 2.2
LENNOX | ELITE EL18XPV SERIES | 206840563 | HRCU-A-CB | EL18XPV-024-230A** | CH35-30A+TDR+TXV | Ducted Indoor Units | 23200 | 14200 | 2.55 | 10600 | 2.2
LENNOX | ELITE EL18XPV SERIES | 206840564 | HRCU-A-CB | EL18XPV-024-230A** | CH35-30A+TDR+TXV | Ducted Indoor Units | 23200 | 14400 | 2.5 | 10800 | 2.12
LENNOX | ELITE EL18XPV SERIES | 206840565 | HRCU-A-CB | EL18XPV-024-230A** | CH35-30A+TDR+TXV | Ducted Indoor Units | 23600 | 14400 | 2.56 | 10700 | 2.16
LENNOX | ELITE EL18XPV SERIES | 206840566 | HRCU-A-CB | EL18XPV-024-230A** | CH35-30A+TDR+TXV | Ducted Indoor Units | 23600 | 14400 | 2.56 | 10700 | 2.16
LENNOX | ELITE EL18XPV SERIES | 206840567 | HRCU-A-CB | EL18XPV-024-230A** | CH35-30A+TDR+TXV | Ducted Indoor Units | 23400 | 14600 | 2.52 | 11000 | 2.13
LENNOX | ELITE EL18XPV SERIES | 206840568 | HRCU-A-CB | EL18XPV-024-230A** | CH35-30A+TDR+TXV | Ducted Indoor Units | 23200 | 14400 | 2.54 | 10800 | 2.14
LENNOX | ELITE EL18XPV SERIES | 206840569 | HRCU-A-CB | EL18XPV-024-230A** | CH35-30A+TDR+TXV | Ducted Indoor Units | 23400 | 14600 | 2.52 | 11000 | 2.13
LENNOX | ELITE EL18XPV SERIES | 206840571 | HRCU-A-CB | EL18XPV-024-230A** | CH35-30A+TDR+TXV | Ducted Indoor Units | 23400 | 14300 | 2.54 | 10600 | 2.16
LENNOX | ELITE EL18XPV SERIES | 206840572 | HRCU-A-CB | EL18XPV-024-230A** | CH35-30A+TDR+TXV | Ducted Indoor Units | 23400 | 14400 | 2.54 | 10800 | 2.15
LENNOX | ELITE EL18XPV SERIES | 206840573 | HRCU-A-CB | EL18XPV-024-230A** | CH35-30A+TDR+TXV | Ducted Indoor Units | 23400 | 14400 | 2.54 | 10800 | 2.15
LENNOX | ELITE EL18XPV SERIES | 206840576 | HRCU-A-CB | EL18XPV-024-230A** | CH35-30B+TDR+TXV | Ducted Indoor Units | 23400 | 15000 | 2.5 | 11600 | 2.14
LENNOX | ELITE EL18XPV SERIES | 206840595 | HRCU-A-CB | EL18XPV-024-230A** | CHX35-24A-**-*+TDR | Ducted Indoor Units | 23200 | 15500 | 2.52 | 12400 | 2.16
LENNOX | ELITE EL18XPV SERIES | 206840598 | HRCU-A-CB | EL18XPV-024-230A** | CHX35-24A-**-*+TDR | Ducted Indoor Units | 23400 | 15500 | 2.5 | 12300 | 2.16
LENNOX | ELITE EL18XPV SERIES | 206840599 | HRCU-A-CB | EL18XPV-024-230A** | CHX35-24A-**-*+TDR | Ducted Indoor Units | 23000 | 15500 | 2.5 | 12500 | 2.15
LENNOX | ELITE EL18XPV SERIES | 206840600 | HRCU-A-CB | EL18XPV-024-230A** | CHX35-24A-**-*+TDR | Ducted Indoor Units | 23400 | 15500 | 2.5 | 12300 | 2.16
LENNOX | ELITE EL18XPV SERIES | 206840607 | HRCU-A-CB | EL18XPV-024-230A** | CHX35-24B-**-*+TDR | Ducted Indoor Units | 23800 | 14900 | 2.52 | 11300 | 2.14
LENNOX | ELITE EL18XPV SERIES | 206840610 | HRCU-A-CB | EL18XPV-024-230A** | CHX35-24B-**-*+TDR | Ducted Indoor Units | 23600 | 14900 | 2.5 | 11400 | 2.14
LENNOX | ELITE EL18XPV SERIES | 206840613 | HRCU-A-CB | EL18XPV-024-230A** | CHX35-24B-**-*+TDR | Ducted Indoor Units | 23200 | 15000 | 2.5 | 11700 | 2.14
LENNOX | ELITE EL18XPV SERIES | 206840615 | HRCU-A-CB | EL18XPV-024-230A** | CHX35-24B-**-*+TDR | Ducted Indoor Units | 23600 | 14900 | 2.5 | 11400 | 2.14
LENNOX | ELITE EL18XPV SERIES | 206840624 | HRCU-A-CB | EL18XPV-024-230A** | CHX35-30A-**-*+TDR | Ducted Indoor Units | 23200 | 14200 | 2.55 | 10600 | 2.2
LENNOX | ELITE EL18XPV SERIES | 206840625 | HRCU-A-CB | EL18XPV-024-230A** | CHX35-30A-**-*+TDR | Ducted Indoor Units | 23200 | 14200 | 2.55 | 10600 | 2.2
LENNOX | ELITE EL18XPV SERIES | 206840626 | HRCU-A-CB | EL18XPV-024-230A** | CHX35-30A-**-*+TDR | Ducted Indoor Units | 23200 | 14400 | 2.5 | 10800 | 2.12
LENNOX | ELITE EL18XPV SERIES | 206840627 | HRCU-A-CB | EL18XPV-024-230A** | CHX35-30A-**-*+TDR | Ducted Indoor Units | 23600 | 14400 | 2.56 | 10700 | 2.16
LENNOX | ELITE EL18XPV SERIES | 206840628 | HRCU-A-CB | EL18XPV-024-230A** | CHX35-30A-**-*+TDR | Ducted Indoor Units | 23600 | 14400 | 2.56 | 10700 | 2.16
LENNOX | ELITE EL18XPV SERIES | 206840629 | HRCU-A-CB | EL18XPV-024-230A** | CHX35-30A-**-*+TDR | Ducted Indoor Units | 23400 | 14600 | 2.52 | 11000 | 2.13
LENNOX | ELITE EL18XPV SERIES | 206840630 | HRCU-A-CB | EL18XPV-024-230A** | CHX35-30A-**-*+TDR | Ducted Indoor Units | 23200 | 14400 | 2.54 | 10800 | 2.14
LENNOX | ELITE EL18XPV SERIES | 206840631 | HRCU-A-CB | EL18XPV-024-230A** | CHX35-30A-**-*+TDR | Ducted Indoor Units | 23400 | 14600 | 2.52 | 11000 | 2.13
LENNOX | ELITE EL18XPV SERIES | 206840633 | HRCU-A-CB | EL18XPV-024-230A** | CHX35-30A-**-*+TDR | Ducted Indoor Units | 23400 | 14300 | 2.54 | 10600 | 2.16
LENNOX | ELITE EL18XPV SERIES | 206840634 | HRCU-A-CB | EL18XPV-024-230A** | CHX35-30A-**-*+TDR | Ducted Indoor Units | 23400 | 14400 | 2.54 | 10800 | 2.15
LENNOX | ELITE EL18XPV SERIES | 206840635 | HRCU-A-CB | EL18XPV-024-230A** | CHX35-30A-**-*+TDR | Ducted Indoor Units | 23400 | 14400 | 2.54 | 10800 | 2.15
LENNOX | ELITE EL18XPV SERIES | 206840638 | HRCU-A-CB | EL18XPV-024-230A** | CHX35-30B-**-*+TDR | Ducted Indoor Units | 23400 | 15000 | 2.5 | 11600 | 2.14
LENNOX | ELITE EL18XPV SERIES | 206840655 | HRCU-A-CB | EL18XPV-024-230A** | CR33-24A+TDR+TXV | Ducted Indoor Units | 23600 | 15300 | 2.51 | 11900 | 2.22
LENNOX | ELITE EL18XPV SERIES | 206840659 | HRCU-A-CB | EL18XPV-024-230A** | CX35-30/36A+TDR | Ducted Indoor Units | 23400 | 15100 | 2.51 | 11700 | 2.2
LENNOX | ELITE EL18XPV SERIES | 206840660 | HRCU-A-CB | EL18XPV-024-230A** | CX35-30/36A+TDR | Ducted Indoor Units | 23400 | 15200 | 2.55 | 11900 | 2.24
LENNOX | ELITE EL18XPV SERIES | 206840662 | HRCU-A-CB | EL18XPV-024-230A** | CX35-30/36A+TDR | Ducted Indoor Units | 23600 | 15300 | 2.53 | 11900 | 2.22
LENNOX | ELITE EL18XPV SERIES | 206840663 | HRCU-A-CB | EL18XPV-024-230A** | CX35-30/36A+TDR | Ducted Indoor Units | 23600 | 15300 | 2.53 | 11900 | 2.22
LENNOX | ELITE EL18XPV SERIES | 206840664 | HRCU-A-CB | EL18XPV-024-230A** | CX35-30/36A+TDR | Ducted Indoor Units | 23400 | 15300 | 2.52 | 12000 | 2.2
LENNOX | ELITE EL18XPV SERIES | 206840665 | HRCU-A-CB | EL18XPV-024-230A** | CX35-30/36A+TDR | Ducted Indoor Units | 23400 | 15300 | 2.52 | 12000 | 2.2
LENNOX | ELITE EL18XPV SERIES | 206840666 | HRCU-A-CB | EL18XPV-024-230A** | CX35-30/36A+TDR | Ducted Indoor Units | 23600 | 15300 | 2.52 | 11900 | 2.22
LENNOX | ELITE EL18XPV SERIES | 206840667 | HRCU-A-CB | EL18XPV-024-230A** | CX35-30/36A+TDR | Ducted Indoor Units | 23600 | 15200 | 2.52 | 11800 | 2.2
LENNOX | ELITE EL18XPV SERIES | 206840668 | HRCU-A-CB | EL18XPV-024-230A** | CX35-30/36A+TDR | Ducted Indoor Units | 23600 | 15300 | 2.52 | 11900 | 2.22
LENNOX | ELITE EL18XPV SERIES | 206840669 | HRCU-A-CB | EL18XPV-024-230A** | CX35-30/36A+TDR | Ducted Indoor Units | 23600 | 15300 | 2.52 | 11900 | 2.22
LENNOX | ELITE EL18XPV SERIES | 206840672 | HRCU-A-CB | EL18XPV-024-230A** | CX35-30/36B+TDR | Ducted Indoor Units | 23800 | 15300 | 2.53 | 11900 | 2.19
LENNOX | ELITE EL18XPV SERIES | 206840677 | HRCU-A-CB | EL18XPV-024-230A** | CX35-30/36B+TDR | Ducted Indoor Units | 23600 | 15300 | 2.53 | 11900 | 2.22
LENNOX | ELITE EL18XPV SERIES | 206840678 | HRCU-A-CB | EL18XPV-024-230A** | CX35-30/36B+TDR | Ducted Indoor Units | 23200 | 15400 | 2.52 | 12200 | 2.19
LENNOX | ELITE EL18XPV SERIES | 206840679 | HRCU-A-CB | EL18XPV-024-230A** | CX35-30/36B+TDR | Ducted Indoor Units | 23600 | 15300 | 2.52 | 11900 | 2.22
LENNOX | ELITE EL18XPV SERIES | 206840680 | HRCU-A-CB | EL18XPV-024-230A** | CX35-30/36B+TDR | Ducted Indoor Units | 23600 | 15300 | 2.52 | 11900 | 2.19
LENNOX | ELITE EL18XPV SERIES | 206840685 | HRCU-A-CB | EL18XPV-024-230A** | CX35-30/36B+TDR | Ducted Indoor Units | 23400 | 15200 | 2.52 | 11900 | 2.22
LENNOX | ELITE EL18XPV SERIES | 206840690 | HRCU-A-CB | EL18XPV-024-230A** | CX35-30/36C+TDR | Ducted Indoor Units | 23400 | 15200 | 2.52 | 11900 | 2.22
LENNOX | ELITE EL18XPV SERIES | 206840692 | HRCU-A-CB | EL18XPV-024-230A** | CX35-30A+TDR | Ducted Indoor Units | 22800 | 14600 | 2.5 | 11300 | 2.14
LENNOX | ELITE EL18XPV SERIES | 206840693 | HRCU-A-CB | EL18XPV-024-230A** | CX35-30A+TDR | Ducted Indoor Units | 23000 | 14600 | 2.5 | 11200 | 2.15
LENNOX | ELITE EL18XPV SERIES | 206840695 | HRCU-A-CB | EL18XPV-024-230A** | CX35-30A+TDR | Ducted Indoor Units | 23200 | 14800 | 2.52 | 11400 | 2.16
LENNOX | ELITE EL18XPV SERIES | 206840696 | HRCU-A-CB | EL18XPV-024-230A** | CX35-30A+TDR | Ducted Indoor Units | 23200 | 14800 | 2.52 | 11400 | 2.16
LENNOX | ELITE EL18XPV SERIES | 206840698 | HRCU-A-CB | EL18XPV-024-230A** | CX35-30A+TDR | Ducted Indoor Units | 22800 | 14900 | 2.52 | 11700 | 2.16
LENNOX | ELITE EL18XPV SERIES | 206840701 | HRCU-A-CB | EL18XPV-024-230A** | CX35-30A+TDR | Ducted Indoor Units | 23000 | 14700 | 2.5 | 11300 | 2.14
LENNOX | ELITE EL18XPV SERIES | 206840706 | HRCU-A-CB | EL18XPV-024-230A** | CX35-30B+TDR | Ducted Indoor Units | 23200 | 14800 | 2.52 | 11400 | 2.14
LENNOX | ELITE EL18XPV SERIES | 206840711 | HRCU-A-CB | EL18XPV-024-230A** | CX35-30B+TDR | Ducted Indoor Units | 23000 | 14700 | 2.5 | 11300 | 2.14
LENNOX | ELITE EL18XPV SERIES | 206840712 | HRCU-A-CB | EL18XPV-024-230A** | CX35-30B+TDR | Ducted Indoor Units | 22800 | 14900 | 2.5 | 11700 | 2.12
LENNOX | ELITE EL18XPV SERIES | 206840719 | HRCU-A-CB | EL18XPV-024-230A** | CX35-30B+TDR | Ducted Indoor Units | 23000 | 14700 | 2.5 | 11300 | 2.14
LENNOX | Elite EL18XPV Series | 206840763 | HRCU-A-CB | EL18XPV-024-230A** | C35-30A+TDR+TXV | Ducted Indoor Units | 23000 | 14700 | 2.5 | 11300 | 2.14
LENNOX | ELITE EL18XPV SERIES | 206840766 | HRCU-A-CB | EL18XPV-024-230A** | CBA27UHE-024-230*+TDR | Ducted Indoor Units | 24000 | 14800 | 2.6 | 11100 | 2.21
LENNOX | Elite EL18XPV Series | 206840767 | HRCU-A-CB | EL18XPV-024-230A** | CBA38MV-030-230*+TDR | Ducted Indoor Units | 23400 | 15100 | 2.67 | 11700 | 2.29
LENNOX | ELITE EL18XPV SERIES | 207583037 | HRCU-A-CB | EL18XPV-024-230A** | CX35-30/36B+TDR | Ducted Indoor Units | 23600 | 15300 | 2.51 | 11900 | 2.19
LENNOX | ELITE EL18XPV SERIES | 207583039 | HRCU-A-CB | EL18XPV-024-230A** | CX35-30/36C+TDR | Ducted Indoor Units | 23600 | 15300 | 2.51 | 11900 | 2.19
LENNOX | ELITE EL18XPV SERIES | 206840494 | HRCU-A-CB | EL18XPV-024-230A** | C35-30/36B+TDR+TXV | Ducted Indoor Units | 23600 | 15300 | 2.52 | 11900 | 2.19
LENNOX | ELITE EL18XPV SERIES | 206840507 | HRCU-A-CB | EL18XPV-024-230A** | C35-30/36C+TDR+TXV | Ducted Indoor Units | 23600 | 15200 | 2.52 | 11800 | 2.2
LENNOX | ELITE EL18XPV SERIES | 206840606 | HRCU-A-CB | EL18XPV-024-230A** | CHX35-24B-**-*+TDR | Ducted Indoor Units | 23600 | 14800 | 2.52 | 11200 | 2.16
LENNOX | ELITE EL18XPV SERIES | 206840684 | HRCU-A-CB | EL18XPV-024-230A** | CX35-30/36B+TDR | Ducted Indoor Units | 23800 | 15500 | 2.5 | 12100 | 2.18
LENNOX | ELITE EL18XPV SERIES | 206840688 | HRCU-A-CB | EL18XPV-024-230A** | CX35-30/36B+TDR | Ducted Indoor Units | 23600 | 15300 | 2.52 | 11900 | 2.19
LENNOX | ELITE EL18XPV SERIES | 206840689 | HRCU-A-CB | EL18XPV-024-230A** | CX35-30/36C+TDR | Ducted Indoor Units | 23600 | 15200 | 2.52 | 11800 | 2.2
LENNOX |  | 207768727 | HMSV-A-CB | MLB018S4M-1P |  | Non-Ducted Indoor Units | 20000 | 15000 | 3.26 | 19800 | 1.95
LENNOX | ELITE EL18XPV SERIES | 206840488 | HRCU-A-CB | EL18XPV-024-230A** | C35-30/36B+TDR+TXV | Ducted Indoor Units | 23600 | 15300 | 2.53 | 11900 | 2.22
LENNOX | ELITE EL18XPV SERIES | 206840489 | HRCU-A-CB | EL18XPV-024-230A** | C35-30/36B+TDR+TXV | Ducted Indoor Units | 23600 | 15300 | 2.53 | 11900 | 2.22
LENNOX | ELITE EL18XPV SERIES | 206840491 | HRCU-A-CB | EL18XPV-024-230A** | C35-30/36B+TDR+TXV | Ducted Indoor Units | 23600 | 15300 | 2.51 | 11900 | 2.18
LENNOX | ELITE EL18XPV SERIES | 206840499 | HRCU-A-CB | EL18XPV-024-230A** | C35-30/36B+TDR+TXV | Ducted Indoor Units | 23600 | 15300 | 2.53 | 11900 | 2.22
LENNOX | ELITE EL18XPV SERIES | 206840501 | HRCU-A-CB | EL18XPV-024-230A** | C35-30/36B+TDR+TXV | Ducted Indoor Units | 23600 | 15300 | 2.51 | 11900 | 2.19
LENNOX | ELITE EL18XPV SERIES | 206840504 | HRCU-A-CB | EL18XPV-024-230A** | C35-30/36B+TDR+TXV | Ducted Indoor Units | 23600 | 15300 | 2.51 | 11900 | 2.18
LENNOX | ELITE EL18XPV SERIES | 206840505 | HRCU-A-CB | EL18XPV-024-230A** | C35-30/36B+TDR+TXV | Ducted Indoor Units | 23600 | 15300 | 2.51 | 11900 | 2.18
LENNOX | ELITE EL18XPV SERIES | 206840509 | HRCU-A-CB | EL18XPV-024-230A** | C35-30/36C+TDR+TXV | Ducted Indoor Units | 23600 | 15200 | 2.52 | 11800 | 2.2
LENNOX | ELITE EL18XPV SERIES | 206840513 | HRCU-A-CB | EL18XPV-024-230A** | C35-30B+TDR+TXV | Ducted Indoor Units | 23200 | 14700 | 2.52 | 11300 | 2.16
LENNOX | ELITE EL18XPV SERIES | 206840617 | HRCU-A-CB | EL18XPV-024-230A** | CHX35-24B-**-*+TDR | Ducted Indoor Units | 23600 | 14800 | 2.52 | 11200 | 2.16
LENNOX | ELITE EL18XPV SERIES | 206840670 | HRCU-A-CB | EL18XPV-024-230A** | CX35-30/36B+TDR | Ducted Indoor Units | 23600 | 15300 | 2.53 | 11900 | 2.22
LENNOX | ELITE EL18XPV SERIES | 206840675 | HRCU-A-CB | EL18XPV-024-230A** | CX35-30/36B+TDR | Ducted Indoor Units | 23600 | 15300 | 2.52 | 11900 | 2.19
LENNOX | ELITE EL18XPV SERIES | 206840676 | HRCU-A-CB | EL18XPV-024-230A** | CX35-30/36B+TDR | Ducted Indoor Units | 23600 | 15300 | 2.52 | 11900 | 2.19
LENNOX | ELITE EL18XPV SERIES | 206840687 | HRCU-A-CB | EL18XPV-024-230A** | CX35-30/36B+TDR | Ducted Indoor Units | 23600 | 15300 | 2.51 | 11900 | 2.18
LENNOX | ELITE EL18XPV SERIES | 206840716 | HRCU-A-CB | EL18XPV-024-230A** | CX35-30B+TDR | Ducted Indoor Units | 23200 | 14700 | 2.52 | 11300 | 2.16
LENNOX |  | 201796630 | HRCU-A-CB-O | MPB009S4S-1P | MWMA009S4-3P | Mini-Splits | 9800 | 5800 | 2.74 | 7990 | 1.98
LENNOX | ELITE EL18XPV SERIES | 206840492 | HRCU-A-CB | EL18XPV-024-230A** | C35-30/36B+TDR+TXV | Ducted Indoor Units | 23600 | 15300 | 2.51 | 11900 | 2.18
LENNOX | ELITE EL18XPV SERIES | 206840502 | HRCU-A-CB | EL18XPV-024-230A** | C35-30/36B+TDR+TXV | Ducted Indoor Units | 23800 | 15500 | 2.5 | 12100 | 2.18
LENNOX | ELITE EL18XPV SERIES | 206840512 | HRCU-A-CB | EL18XPV-024-230A** | C35-30B+TDR+TXV | Ducted Indoor Units | 23200 | 14800 | 2.52 | 11400 | 2.16
LENNOX | ELITE EL18XPV SERIES | 206840523 | HRCU-A-CB | EL18XPV-024-230A** | C35-30B+TDR+TXV | Ducted Indoor Units | 23200 | 14800 | 2.52 | 11400 | 2.16
LENNOX | ELITE EL18XPV SERIES | 206840524 | HRCU-A-CB | EL18XPV-024-230A** | C35-30B+TDR+TXV | Ducted Indoor Units | 23200 | 14700 | 2.52 | 11300 | 2.16
LENNOX | ELITE EL18XPV SERIES | 206840544 | HRCU-A-CB | EL18XPV-024-230A** | CH35-24B+TDR+TXV | Ducted Indoor Units | 23600 | 14800 | 2.52 | 11200 | 2.16
LENNOX | ELITE EL18XPV SERIES | 206840555 | HRCU-A-CB | EL18XPV-024-230A** | CH35-24B+TDR+TXV | Ducted Indoor Units | 23600 | 14800 | 2.52 | 11200 | 2.16
LENNOX | ELITE EL18XPV SERIES | 206840673 | HRCU-A-CB | EL18XPV-024-230A** | CX35-30/36B+TDR | Ducted Indoor Units | 23600 | 15300 | 2.51 | 11900 | 2.18
LENNOX | ELITE EL18XPV SERIES | 206840691 | HRCU-A-CB | EL18XPV-024-230A** | CX35-30/36C+TDR | Ducted Indoor Units | 23600 | 15200 | 2.52 | 11800 | 2.2
LENNOX | ELITE EL18XPV SERIES | 206840715 | HRCU-A-CB | EL18XPV-024-230A** | CX35-30B+TDR | Ducted Indoor Units | 23200 | 14800 | 2.52 | 11400 | 2.16
LENNOX |  | 10056169 | HRCU-A-CB-O | MPB009S4S-1P | MWMA009S4-1P | Mini-Splits | 9800 | 5800 | 2.74 | 7990 | 1.98
LENNOX |  | 10056170 | HRCU-A-CB-O | MPB009S4S-1P | MWMA009S4-2P | Mini-Splits | 9800 | 5800 | 2.74 | 7990 | 1.98
LENNOX | ELITE EL18XPV SERIES | 206840493 | HRCU-A-CB | EL18XPV-024-230A** | C35-30/36B+TDR+TXV | Ducted Indoor Units | 23600 | 15300 | 2.52 | 11900 | 2.19
LENNOX | ELITE EL18XPV SERIES | 206840500 | HRCU-A-CB | EL18XPV-024-230A** | C35-30/36B+TDR+TXV | Ducted Indoor Units | 23600 | 15300 | 2.53 | 11900 | 2.22
LENNOX | ELITE EL18XPV SERIES | 206840506 | HRCU-A-CB | EL18XPV-024-230A** | C35-30/36B+TDR+TXV | Ducted Indoor Units | 23600 | 15300 | 2.52 | 11900 | 2.19
LENNOX | ELITE EL18XPV SERIES | 206840671 | HRCU-A-CB | EL18XPV-024-230A** | CX35-30/36B+TDR | Ducted Indoor Units | 23600 | 15300 | 2.53 | 11900 | 2.22
LENNOX | ELITE EL18XPV SERIES | 206840674 | HRCU-A-CB | EL18XPV-024-230A** | CX35-30/36B+TDR | Ducted Indoor Units | 23600 | 15300 | 2.51 | 11900 | 2.18
LENNOX | ELITE EL18XPV SERIES | 206840681 | HRCU-A-CB | EL18XPV-024-230A** | CX35-30/36B+TDR | Ducted Indoor Units | 23600 | 15300 | 2.53 | 11900 | 2.22
LENNOX | ELITE EL18XPV SERIES | 206840682 | HRCU-A-CB | EL18XPV-024-230A** | CX35-30/36B+TDR | Ducted Indoor Units | 23600 | 15300 | 2.53 | 11900 | 2.22
LENNOX | ELITE EL18XPV SERIES | 206840683 | HRCU-A-CB | EL18XPV-024-230A** | CX35-30/36B+TDR | Ducted Indoor Units | 23600 | 15300 | 2.51 | 11900 | 2.19
LENNOX | ELITE EL18XPV SERIES | 206840686 | HRCU-A-CB | EL18XPV-024-230A** | CX35-30/36B+TDR | Ducted Indoor Units | 23600 | 15300 | 2.51 | 11900 | 2.18
LENNOX | ELITE EL18XPV SERIES | 206840704 | HRCU-A-CB | EL18XPV-024-230A** | CX35-30B+TDR | Ducted Indoor Units | 23200 | 14800 | 2.52 | 11400 | 2.16
LENNOX | ELITE EL18XPV SERIES | 206840705 | HRCU-A-CB | EL18XPV-024-230A** | CX35-30B+TDR | Ducted Indoor Units | 23200 | 14700 | 2.52 | 11300 | 2.16
LENNOX |  | 207699107 | HRCU-A-CB | MLB048S4M-2P |  | Non-Ducted Indoor Units | 49000 | 36000 | 3.01 | 48000 | 2.01
LENNOX |  | 211034426 | HRCU-A-CB | MPC024S4S-1P | MMDB024S4-*P | Mini-Splits | 25000 | 20000 | 3.71 | 20500 | 2.28
LENNOX |  | 207683520 | HRCU-A-CB-O | MLB009S4S-1P | MWMC009S4-1P | Mini-Splits | 12000 | 9500 | 3.81 | 10622 | 1.91
LENNOX |  | 207683530 | HRCU-A-CB-O | MLB024S4S-1P | MCFA024S4-2P | Mini-Splits | 25000 | 19000 | 2.98 | 25100 | 2.07
LENNOX |  | 211034440 | HRCU-A-CB-O | MLB009S4S-1P | MWMC009S4-*P | Mini-Splits | 12000 | 9500 | 3.81 | 10622 | 1.91
LENNOX |  | 211034447 | HRCU-A-CB | MLB024S4S-1P | MMDB024S4-*P | Mini-Splits | 25000 | 21000 | 3.29 | 27000 | 2
LENNOX |  | 211034452 | HRCU-A-CB-O | MLB024S4S-1P | MCFA024S4-*P | Mini-Splits | 25000 | 19000 | 2.98 | 25100 | 2.07
LENNOX |  | 207683527 | HRCU-A-CB | MLB024S4S-1P | MMDB024S4-2P | Mini-Splits | 25000 | 21000 | 3.29 | 27000 | 2
LENNOX |  | 207699108 | HMSV-A-CB | MLB048S4M-2P | MMDB009S4-2P | Ducted Indoor Units | 49000 | 36000 | 3.26 | 48000 | 1.99
LENNOX |  | 207699116 | HMSV-A-CB | MPC024S4M-1P |  | Non-Ducted Indoor Units | 24800 | 15000 | 2.87 | 18380 | 1.98
LENNOX |  | 211034437 | HRCU-A-CB-O | MPC024S4S-1P | M33C024S4-*P | Mini-Splits | 26000 | 19000 | 3.48 | 18550 | 2.16
LENNOX |  | 207768728 | HMSV-A-CB | MLB018S4M-1P |  | Ducted Indoor Units | 20000 | 16000 | 3.78 | 20391 | 1.95
LENNOX | ELITE EL18XPV SERIES | 214625188 | HRCU-A-CB | EL18XPV-024-230A** | CK40CT-30B-0*+TDR | Ducted Indoor Units | 23200 | 14700 | 2.52 | 11300 | 2.16
LENNOX | ELITE EL18XPV SERIES | 214625187 | HRCU-A-CB | EL18XPV-024-230A** | CK40CT-30B-0*+TDR | Ducted Indoor Units | 23200 | 14800 | 2.52 | 11400 | 2.16
LENNOX | ELITE EL18XPV SERIES | 214625233 | HRCU-A-CB | EL18XPV-024-230A** | CK40CT-30/36B-0*+TDR | Ducted Indoor Units | 23600 | 15300 | 2.51 | 11900 | 2.18
LENNOX | ELITE EL18XPV SERIES | 214625230 | HRCU-A-CB | EL18XPV-024-230A** | CK40CT-30/36B-0*+TDR | Ducted Indoor Units | 23600 | 15300 | 2.51 | 11900 | 2.19
LENNOX | ELITE EL18XPV SERIES | 214625229 | HRCU-A-CB | EL18XPV-024-230A** | CK40CT-30/36B-0*+TDR | Ducted Indoor Units | 23600 | 15300 | 2.53 | 11900 | 2.22
LENNOX | ELITE EL18XPV SERIES | 214625228 | HRCU-A-CB | EL18XPV-024-230A** | CK40CT-30/36B-0*+TDR | Ducted Indoor Units | 23600 | 15300 | 2.53 | 11900 | 2.22
LENNOX | ELITE EL18XPV SERIES | 214625218 | HRCU-A-CB | EL18XPV-024-230A** | CK40CT-30/36B-0*+TDR | Ducted Indoor Units | 23600 | 15300 | 2.53 | 11900 | 2.22
LENNOX | ELITE EL18XPV SERIES | 214625198 | HRCU-A-CB | EL18XPV-024-230A** | CK40CT-30B-0*+TDR | Ducted Indoor Units | 23200 | 14800 | 2.52 | 11400 | 2.16
LENNOX | ELITE EL18XPV SERIES | 214625238 | HRCU-A-CB | EL18XPV-024-230A** | CK40CT-30/36C-0*+TDR | Ducted Indoor Units | 23600 | 15200 | 2.52 | 11800 | 2.2
LENNOX | ELITE EL18XPV SERIES | 214625199 | HRCU-A-CB | EL18XPV-024-230A** | CK40CT-30B-0*+TDR | Ducted Indoor Units | 23200 | 14700 | 2.52 | 11300 | 2.16
LENNOX | ELITE EL18XPV SERIES | 214625234 | HRCU-A-CB | EL18XPV-024-230A** | CK40CT-30/36B-0*+TDR | Ducted Indoor Units | 23600 | 15300 | 2.51 | 11900 | 2.18
LENNOX | ELITE EL18XPV SERIES | 214625217 | HRCU-A-CB | EL18XPV-024-230A** | CK40CT-30/36B-0*+TDR | Ducted Indoor Units | 23600 | 15300 | 2.53 | 11900 | 2.22
LENNOX | ELITE EL18XPV SERIES | 214625086 | HRCU-A-CB | EL18XPV-024-230A** | CK40HT-24B-0*+TDR | Ducted Indoor Units | 23600 | 14800 | 2.52 | 11200 | 2.16
LENNOX | ELITE EL18XPV SERIES | 214625235 | HRCU-A-CB | EL18XPV-024-230A** | CK40CT-30/36B-0*+TDR | Ducted Indoor Units | 23600 | 15300 | 2.52 | 11900 | 2.19
LENNOX | ELITE EL18XPV SERIES | 214625231 | HRCU-A-CB | EL18XPV-024-230A** | CK40CT-30/36B-0*+TDR | Ducted Indoor Units | 23800 | 15500 | 2.5 | 12100 | 2.18
LENNOX | ELITE EL18XPV SERIES | 214625075 | HRCU-A-CB | EL18XPV-024-230A** | CK40HT-24B-0*+TDR | Ducted Indoor Units | 23600 | 14800 | 2.52 | 11200 | 2.16
LENNOX | ELITE EL18XPV SERIES | 214625202 | HRCU-A-CB | EL18XPV-024-230A** | CK40CT-30B-0*+TDR | Ducted Indoor Units | 23000 | 14700 | 2.5 | 11300 | 2.14
LENNOX | ELITE EL18XPV SERIES | 214625195 | HRCU-A-CB | EL18XPV-024-230A** | CK40CT-30B-0*+TDR | Ducted Indoor Units | 22800 | 14900 | 2.5 | 11700 | 2.12
LENNOX | ELITE EL18XPV SERIES | 214625194 | HRCU-A-CB | EL18XPV-024-230A** | CK40CT-30B-0*+TDR | Ducted Indoor Units | 23000 | 14700 | 2.5 | 11300 | 2.14
LENNOX | ELITE EL18XPV SERIES | 214625189 | HRCU-A-CB | EL18XPV-024-230A** | CK40CT-30B-0*+TDR | Ducted Indoor Units | 23200 | 14800 | 2.52 | 11400 | 2.14
LENNOX | ELITE EL18XPV SERIES | 214625184 | HRCU-A-CB | EL18XPV-024-230A** | CK40CT-30A-0*+TDR | Ducted Indoor Units | 23000 | 14700 | 2.5 | 11300 | 2.14
LENNOX | ELITE EL18XPV SERIES | 214625181 | HRCU-A-CB | EL18XPV-024-230A** | CK40CT-30A-0*+TDR | Ducted Indoor Units | 22800 | 14900 | 2.52 | 11700 | 2.16
LENNOX | ELITE EL18XPV SERIES | 214625179 | HRCU-A-CB | EL18XPV-024-230A** | CK40CT-30A-0*+TDR | Ducted Indoor Units | 23200 | 14800 | 2.52 | 11400 | 2.16
LENNOX | ELITE EL18XPV SERIES | 214625178 | HRCU-A-CB | EL18XPV-024-230A** | CK40CT-30A-0*+TDR | Ducted Indoor Units | 23200 | 14800 | 2.52 | 11400 | 2.16
LENNOX | ELITE EL18XPV SERIES | 214625176 | HRCU-A-CB | EL18XPV-024-230A** | CK40CT-30A-0*+TDR | Ducted Indoor Units | 23000 | 14600 | 2.5 | 11200 | 2.15
LENNOX | ELITE EL18XPV SERIES | 214625175 | HRCU-A-CB | EL18XPV-024-230A** | CK40CT-30A-0*+TDR | Ducted Indoor Units | 22800 | 14600 | 2.5 | 11300 | 2.14
LENNOX | ELITE EL18XPV SERIES | 214625237 | HRCU-A-CB | EL18XPV-024-230A** | CK40CT-30/36C-0*+TDR | Ducted Indoor Units | 23400 | 15200 | 2.52 | 11900 | 2.22
LENNOX | ELITE EL18XPV SERIES | 214625232 | HRCU-A-CB | EL18XPV-024-230A** | CK40CT-30/36B-0*+TDR | Ducted Indoor Units | 23400 | 15200 | 2.52 | 11900 | 2.22
LENNOX | ELITE EL18XPV SERIES | 214625227 | HRCU-A-CB | EL18XPV-024-230A** | CK40CT-30/36B-0*+TDR | Ducted Indoor Units | 23600 | 15300 | 2.52 | 11900 | 2.19
LENNOX | ELITE EL18XPV SERIES | 214625226 | HRCU-A-CB | EL18XPV-024-230A** | CK40CT-30/36B-0*+TDR | Ducted Indoor Units | 23600 | 15300 | 2.52 | 11900 | 2.22
LENNOX | ELITE EL18XPV SERIES | 214625225 | HRCU-A-CB | EL18XPV-024-230A** | CK40CT-30/36B-0*+TDR | Ducted Indoor Units | 23200 | 15400 | 2.52 | 12200 | 2.19
LENNOX | ELITE EL18XPV SERIES | 214625224 | HRCU-A-CB | EL18XPV-024-230A** | CK40CT-30/36B-0*+TDR | Ducted Indoor Units | 23600 | 15300 | 2.53 | 11900 | 2.22
LENNOX | ELITE EL18XPV SERIES | 214625219 | HRCU-A-CB | EL18XPV-024-230A** | CK40CT-30/36B-0*+TDR | Ducted Indoor Units | 23800 | 15300 | 2.53 | 11900 | 2.19
LENNOX | ELITE EL18XPV SERIES | 214625216 | HRCU-A-CB | EL18XPV-024-230A** | CK40CT-30/36A-0*+TDR | Ducted Indoor Units | 23600 | 15300 | 2.52 | 11900 | 2.22
LENNOX | ELITE EL18XPV SERIES | 214625215 | HRCU-A-CB | EL18XPV-024-230A** | CK40CT-30/36A-0*+TDR | Ducted Indoor Units | 23600 | 15300 | 2.52 | 11900 | 2.22
LENNOX | ELITE EL18XPV SERIES | 214625214 | HRCU-A-CB | EL18XPV-024-230A** | CK40CT-30/36A-0*+TDR | Ducted Indoor Units | 23600 | 15200 | 2.52 | 11800 | 2.2
LENNOX | ELITE EL18XPV SERIES | 214625213 | HRCU-A-CB | EL18XPV-024-230A** | CK40CT-30/36A-0*+TDR | Ducted Indoor Units | 23600 | 15300 | 2.52 | 11900 | 2.22
LENNOX | ELITE EL18XPV SERIES | 214625212 | HRCU-A-CB | EL18XPV-024-230A** | CK40CT-30/36A-0*+TDR | Ducted Indoor Units | 23400 | 15300 | 2.52 | 12000 | 2.2
LENNOX | ELITE EL18XPV SERIES | 214625211 | HRCU-A-CB | EL18XPV-024-230A** | CK40CT-30/36A-0*+TDR | Ducted Indoor Units | 23400 | 15300 | 2.52 | 12000 | 2.2
LENNOX | ELITE EL18XPV SERIES | 214625210 | HRCU-A-CB | EL18XPV-024-230A** | CK40CT-30/36A-0*+TDR | Ducted Indoor Units | 23600 | 15300 | 2.53 | 11900 | 2.22
LENNOX | ELITE EL18XPV SERIES | 214625209 | HRCU-A-CB | EL18XPV-024-230A** | CK40CT-30/36A-0*+TDR | Ducted Indoor Units | 23600 | 15300 | 2.53 | 11900 | 2.22
LENNOX | ELITE EL18XPV SERIES | 214625207 | HRCU-A-CB | EL18XPV-024-230A** | CK40CT-30/36A-0*+TDR | Ducted Indoor Units | 23400 | 15200 | 2.55 | 11900 | 2.24
LENNOX | ELITE EL18XPV SERIES | 214625206 | HRCU-A-CB | EL18XPV-024-230A** | CK40CT-30/36A-0*+TDR | Ducted Indoor Units | 23400 | 15100 | 2.51 | 11700 | 2.2
LENNOX | ELITE EL18XPV SERIES | 214625107 | HRCU-A-CB | EL18XPV-024-230A** | CK40HT-30B-0*+TDR | Ducted Indoor Units | 23400 | 15000 | 2.5 | 11600 | 2.14
LENNOX | ELITE EL18XPV SERIES | 214625104 | HRCU-A-CB | EL18XPV-024-230A** | CK40HT-30A-0*+TDR | Ducted Indoor Units | 23400 | 14400 | 2.54 | 10800 | 2.15
LENNOX | ELITE EL18XPV SERIES | 214625103 | HRCU-A-CB | EL18XPV-024-230A** | CK40HT-30A-0*+TDR | Ducted Indoor Units | 23400 | 14400 | 2.54 | 10800 | 2.15
LENNOX | ELITE EL18XPV SERIES | 214625102 | HRCU-A-CB | EL18XPV-024-230A** | CK40HT-30A-0*+TDR | Ducted Indoor Units | 23400 | 14300 | 2.54 | 10600 | 2.16
LENNOX | ELITE EL18XPV SERIES | 214625100 | HRCU-A-CB | EL18XPV-024-230A** | CK40HT-30A-0*+TDR | Ducted Indoor Units | 23400 | 14600 | 2.52 | 11000 | 2.13
LENNOX | ELITE EL18XPV SERIES | 214625099 | HRCU-A-CB | EL18XPV-024-230A** | CK40HT-30A-0*+TDR | Ducted Indoor Units | 23200 | 14400 | 2.54 | 10800 | 2.14
LENNOX | ELITE EL18XPV SERIES | 214625098 | HRCU-A-CB | EL18XPV-024-230A** | CK40HT-30A-0*+TDR | Ducted Indoor Units | 23400 | 14600 | 2.52 | 11000 | 2.13
LENNOX | ELITE EL18XPV SERIES | 214625097 | HRCU-A-CB | EL18XPV-024-230A** | CK40HT-30A-0*+TDR | Ducted Indoor Units | 23600 | 14400 | 2.56 | 10700 | 2.16
LENNOX | ELITE EL18XPV SERIES | 214625096 | HRCU-A-CB | EL18XPV-024-230A** | CK40HT-30A-0*+TDR | Ducted Indoor Units | 23600 | 14400 | 2.56 | 10700 | 2.16
LENNOX | ELITE EL18XPV SERIES | 214625095 | HRCU-A-CB | EL18XPV-024-230A** | CK40HT-30A-0*+TDR | Ducted Indoor Units | 23200 | 14400 | 2.5 | 10800 | 2.12
LENNOX | ELITE EL18XPV SERIES | 214625094 | HRCU-A-CB | EL18XPV-024-230A** | CK40HT-30A-0*+TDR | Ducted Indoor Units | 23200 | 14200 | 2.55 | 10600 | 2.2
LENNOX | ELITE EL18XPV SERIES | 214625093 | HRCU-A-CB | EL18XPV-024-230A** | CK40HT-30A-0*+TDR | Ducted Indoor Units | 23200 | 14200 | 2.55 | 10600 | 2.2
LENNOX | ELITE EL18XPV SERIES | 214625084 | HRCU-A-CB | EL18XPV-024-230A** | CK40HT-24B-0*+TDR | Ducted Indoor Units | 23600 | 14900 | 2.5 | 11400 | 2.14
LENNOX | ELITE EL18XPV SERIES | 214625082 | HRCU-A-CB | EL18XPV-024-230A** | CK40HT-24B-0*+TDR | Ducted Indoor Units | 23200 | 15000 | 2.5 | 11700 | 2.14
LENNOX | ELITE EL18XPV SERIES | 214625076 | HRCU-A-CB | EL18XPV-024-230A** | CK40HT-24B-0*+TDR | Ducted Indoor Units | 23800 | 14900 | 2.52 | 11300 | 2.14
LENNOX | ELITE EL18XPV SERIES | 214625069 | HRCU-A-CB | EL18XPV-024-230A** | CK40HT-24A-0*+TDR | Ducted Indoor Units | 23400 | 15500 | 2.5 | 12300 | 2.16
LENNOX | ELITE EL18XPV SERIES | 214625068 | HRCU-A-CB | EL18XPV-024-230A** | CK40HT-24A-0*+TDR | Ducted Indoor Units | 23000 | 15500 | 2.5 | 12500 | 2.15
LENNOX | ELITE EL18XPV SERIES | 214625067 | HRCU-A-CB | EL18XPV-024-230A** | CK40HT-24A-0*+TDR | Ducted Indoor Units | 23400 | 15500 | 2.5 | 12300 | 2.16
LENNOX | ELITE EL18XPV SERIES | 214625064 | HRCU-A-CB | EL18XPV-024-230A** | CK40HT-24A-0*+TDR | Ducted Indoor Units | 23200 | 15500 | 2.52 | 12400 | 2.16
LENNOX | DAVE LENNOX SIGNATURE DLSC SL22KLV SERIES | 216379010 | HRCU-A-CB | SL22KLV-024-230A** | CBK48MVT-042-230-** | Ducted Indoor Units | 23800 | 24000 | 2.65 | 22800 | 2.3
LENNOX | EL22XPV SERIES | 214625964 | HRCU-A-CB | EL22XPV-036-230A** | CK40CT-48C-0*+TDR | Ducted Indoor Units | 33400 | 22200 | 2.56 | 18300 | 2.26
LENNOX | ELITE EL22XPV SERIES | 214625912 | HRCU-A-CB | EL22XPV-036-230A** | CK40CT-48B-0*+TDR | Ducted Indoor Units | 33800 | 22600 | 2.5 | 18500 | 2.18
LENNOX | ELITE EL22XPV SERIES | 214625914 | HRCU-A-CB | EL22XPV-036-230A** | CK40CT-48B-0*+TDR | Ducted Indoor Units | 33600 | 22400 | 2.5 | 18400 | 2.2
LENNOX | ELITE EL22XPV SERIES | 214625918 | HRCU-A-CB | EL22XPV-036-230A** | CK40CT-48B-0*+TDR | Ducted Indoor Units | 33200 | 22000 | 2.52 | 18100 | 2.24
LENNOX | ELITE EL22XPV SERIES | 214625919 | HRCU-A-CB | EL22XPV-036-230A** | CK40CT-48B-0*+TDR | Ducted Indoor Units | 33200 | 22000 | 2.54 | 18000 | 2.24
LENNOX | ELITE EL22XPV SERIES | 214625920 | HRCU-A-CB | EL22XPV-036-230A** | CK40CT-48B-0*+TDR | Ducted Indoor Units | 33200 | 22000 | 2.54 | 18000 | 2.24
LENNOX | ELITE EL22XPV SERIES | 214625925 | HRCU-A-CB | EL22XPV-036-230A** | CK40CT-48B-0*+TDR | Ducted Indoor Units | 33400 | 22200 | 2.52 | 18200 | 2.22
LENNOX | ELITE EL22XPV SERIES | 214625926 | HRCU-A-CB | EL22XPV-036-230A** | CK40CT-48B-0*+TDR | Ducted Indoor Units | 33400 | 22200 | 2.52 | 18200 | 2.22
LENNOX | ELITE EL22XPV SERIES | 214625927 | HRCU-A-CB | EL22XPV-036-230A** | CK40CT-48B-0*+TDR | Ducted Indoor Units | 33600 | 22200 | 2.54 | 18200 | 2.22
LENNOX | ELITE EL22XPV SERIES | 214625928 | HRCU-A-CB | EL22XPV-036-230A** | CK40CT-48B-0*+TDR | Ducted Indoor Units | 33400 | 22200 | 2.52 | 18200 | 2.22
LENNOX | ELITE EL22XPV SERIES | 214625929 | HRCU-A-CB | EL22XPV-036-230A** | CK40CT-48B-0*+TDR | Ducted Indoor Units | 33600 | 22200 | 2.56 | 18200 | 2.24
LENNOX | ELITE EL22XPV SERIES | 214625930 | HRCU-A-CB | EL22XPV-036-230A** | CK40CT-48B-0*+TDR | Ducted Indoor Units | 33600 | 22200 | 2.52 | 18300 | 2.22
LENNOX | ELITE EL22XPV SERIES | 214625931 | HRCU-A-CB | EL22XPV-036-230A** | CK40CT-48B-0*+TDR | Ducted Indoor Units | 33600 | 22200 | 2.56 | 18200 | 2.24
LENNOX | ELITE EL22XPV SERIES | 214625941 | HRCU-A-CB | EL22XPV-036-230A** | CK40CT-48B-0*+TDR | Ducted Indoor Units | 33800 | 22600 | 2.52 | 18500 | 2.2
LENNOX | ELITE EL22XPV SERIES | 214625942 | HRCU-A-CB | EL22XPV-036-230A** | CK40CT-48B-0*+TDR | Ducted Indoor Units | 33800 | 22400 | 2.52 | 18400 | 2.22
LENNOX | ELITE EL22XPV SERIES | 214625943 | HRCU-A-CB | EL22XPV-036-230A** | CK40CT-48B-0*+TDR | Ducted Indoor Units | 33800 | 22400 | 2.54 | 18400 | 2.22
LENNOX | ELITE EL22XPV SERIES | 214625944 | HRCU-A-CB | EL22XPV-036-230A** | CK40CT-48B-0*+TDR | Ducted Indoor Units | 33800 | 22400 | 2.54 | 18400 | 2.22
LENNOX | ELITE EL22XPV SERIES | 214625768 | HRCU-A-CB | EL22XPV-036-230A** | CK40HT-42C-0*+TDR | Ducted Indoor Units | 33800 | 22600 | 2.52 | 18200 | 2.04
LENNOX | ELITE EL22XPV SERIES | 214625769 | HRCU-A-CB | EL22XPV-036-230A** | CK40HT-42C-0*+TDR | Ducted Indoor Units | 33800 | 22600 | 2.52 | 18200 | 2.04
LENNOX | ELITE EL22XPV SERIES | 214625777 | HRCU-A-CB | EL22XPV-036-230A** | CK40HT-42C-0*+TDR | Ducted Indoor Units | 33400 | 22200 | 2.52 | 17900 | 2.06
LENNOX | ELITE EL22XPV SERIES | 214625792 | HRCU-A-CB | EL22XPV-036-230A** | CK40HT-42C-0*+TDR | Ducted Indoor Units | 33600 | 22400 | 2.52 | 18100 | 2.06
LENNOX | ELITE EL22XPV SERIES | 214625795 | HRCU-A-CB | EL22XPV-036-230A** | CK40HT-42C-0*+TDR | Ducted Indoor Units | 33600 | 22400 | 2.5 | 18100 | 2.04
LENNOX | ELITE EL22XPV SERIES | 214625797 | HRCU-A-CB | EL22XPV-036-230A** | CK40HT-42C-0*+TDR | Ducted Indoor Units | 33800 | 22600 | 2.5 | 18200 | 2.04
LENNOX | ELITE EL22XPV SERIES | 214625767 | HRCU-A-CB | EL22XPV-036-230A** | CK40HT-42C-0*+TDR | Ducted Indoor Units | 33200 | 22000 | 2.52 | 17700 | 2.06
LENNOX | ELITE EL22XPV SERIES | 214625778 | HRCU-A-CB | EL22XPV-036-230A** | CK40HT-42C-0*+TDR | Ducted Indoor Units | 33400 | 22200 | 2.5 | 17900 | 2.04
LENNOX | ELITE EL22XPV SERIES | 214625780 | HRCU-A-CB | EL22XPV-036-230A** | CK40HT-42C-0*+TDR | Ducted Indoor Units | 33400 | 22200 | 2.5 | 17900 | 2.04
LENNOX | ELITE EL22XPV SERIES | 214625782 | HRCU-A-CB | EL22XPV-036-230A** | CK40HT-42C-0*+TDR | Ducted Indoor Units | 33400 | 22400 | 2.5 | 18000 | 2.04
LENNOX | ELITE EL22XPV SERIES | 214625790 | HRCU-A-CB | EL22XPV-036-230A** | CK40HT-42C-0*+TDR | Ducted Indoor Units | 33600 | 22400 | 2.5 | 17800 | 2.04
LENNOX | ELITE EL22XPV SERIES | 214625779 | HRCU-A-CB | EL22XPV-036-230A** | CK40HT-42C-0*+TDR | Ducted Indoor Units | 33600 | 22400 | 2.54 | 18000 | 2.06
LENNOX | ELITE EL22XPV SERIES | 214625787 | HRCU-A-CB | EL22XPV-036-230A** | CK40HT-42C-0*+TDR | Ducted Indoor Units | 33600 | 22400 | 2.5 | 18100 | 2.04
LENNOX | ELITE EL22XPV SERIES | 214625766 | HRCU-A-CB | EL22XPV-036-230A** | CK40HT-42C-0*+TDR | Ducted Indoor Units | 33800 | 22600 | 2.52 | 18200 | 2.04
LENNOX | ELITE EL22XPV SERIES | 214625783 | HRCU-A-CB | EL22XPV-036-230A** | CK40HT-42C-0*+TDR | Ducted Indoor Units | 33400 | 22200 | 2.5 | 17900 | 2.04
LENNOX | ELITE EL22XPV SERIES | 214625784 | HRCU-A-CB | EL22XPV-036-230A** | CK40HT-42C-0*+TDR | Ducted Indoor Units | 33600 | 22400 | 2.5 | 18100 | 2.04
LENNOX | ELITE EL22XPV SERIES | 214625788 | HRCU-A-CB | EL22XPV-036-230A** | CK40HT-42C-0*+TDR | Ducted Indoor Units | 33800 | 22600 | 2.52 | 18200 | 2.04
LENNOX | ELITE EL22XPV SERIES | 214625791 | HRCU-A-CB | EL22XPV-036-230A** | CK40HT-42C-0*+TDR | Ducted Indoor Units | 33600 | 22400 | 2.5 | 18100 | 2.04
LENNOX | ELITE EL22XPV SERIES | 214625793 | HRCU-A-CB | EL22XPV-036-230A** | CK40HT-42C-0*+TDR | Ducted Indoor Units | 33600 | 22400 | 2.52 | 18100 | 2.06
LENNOX | ELITE EL22XPV SERIES | 214625796 | HRCU-A-CB | EL22XPV-036-230A** | CK40HT-42C-0*+TDR | Ducted Indoor Units | 33600 | 22400 | 2.5 | 18100 | 2.04
LENNOX | ELITE EL22XPV SERIES | 214625774 | HRCU-A-CB | EL22XPV-036-230A** | CK40HT-42C-0*+TDR | Ducted Indoor Units | 33800 | 22600 | 2.5 | 18200 | 2.04
LENNOX | ELITE EL22XPV SERIES | 214625773 | HRCU-A-CB | EL22XPV-036-230A** | CK40HT-42C-0*+TDR | Ducted Indoor Units | 33800 | 22600 | 2.5 | 18200 | 2.02
LENNOX | ELITE EL22XPV SERIES | 214625776 | HRCU-A-CB | EL22XPV-036-230A** | CK40HT-42C-0*+TDR | Ducted Indoor Units | 33800 | 22400 | 2.5 | 18200 | 2.04
LENNOX | ELITE EL22XPV SERIES | 214625668 | HRCU-A-CB | EL22XPV-024-230A** | CK40CT-24B-0*+TDR | Ducted Indoor Units | 23600 | 14700 | 2.52 | 15800 | 1.92
LENNOX | ELITE EL22XPV SERIES | 214625672 | HRCU-A-CB | EL22XPV-024-230A** | CK40CT-30B-0*+TDR | Ducted Indoor Units | 23600 | 14200 | 2.51 | 16100 | 1.96
LENNOX | EL22XPV SERIES | 214625961 | HRCU-A-CB | EL22XPV-036-230A** | CK40CT-48C-0*+TDR | Ducted Indoor Units | 33800 | 22400 | 2.52 | 18600 | 2.24
LENNOX | EL22XPV SERIES | 214625958 | HRCU-A-CB | EL22XPV-036-230A** | CK40CT-48C-0*+TDR | Ducted Indoor Units | 33800 | 22400 | 2.52 | 18600 | 2.24
LENNOX | EL22XPV SERIES | 214625957 | HRCU-A-CB | EL22XPV-036-230A** | CK40CT-48C-0*+TDR | Ducted Indoor Units | 33800 | 22400 | 2.54 | 18500 | 2.24
LENNOX | ELITE EL22XPV SERIES | 214625921 | HRCU-A-CB | EL22XPV-036-230A** | CK40CT-48B-0*+TDR | Ducted Indoor Units | 33600 | 22400 | 2.5 | 18400 | 2.2
LENNOX | ELITE EL22XPV SERIES | 213433379 | HRCU-A-CB | EL22XPV-036-230A** | C35-48B+TDR+TXV | Ducted Indoor Units | 33600 | 22400 | 2.5 | 18400 | 2.2
LENNOX | ELITE EL22XPV SERIES | 213352820 | HRCU-A-CB | EL22XPV-036-230A** | CR33-30/36B+TDR+TXV | Ducted Indoor Units | 35800 | 23400 | 2.5 | 19000 | 2.16
LENNOX | ELITE EL22XPV SERIES | 213433385 | HRCU-A-CB | EL22XPV-036-230A** | CX35-48B+TDR | Ducted Indoor Units | 33600 | 22400 | 2.5 | 18400 | 2.2
LENNOX | EL22XPV SERIES | 213194399 | HRCU-A-CB | EL22XPV-036-230A** | C35-48C+TDR+TXV | Ducted Indoor Units | 33800 | 22400 | 2.54 | 18500 | 2.24
LENNOX | EL22XPV SERIES | 213194400 | HRCU-A-CB | EL22XPV-036-230A** | C35-48C+TDR+TXV | Ducted Indoor Units | 33800 | 22400 | 2.52 | 18600 | 2.24
LENNOX | EL22XPV SERIES | 213194402 | HRCU-A-CB | EL22XPV-036-230A** | C35-48C+TDR+TXV | Ducted Indoor Units | 33800 | 22400 | 2.52 | 18600 | 2.24
LENNOX | EL22XPV SERIES | 213194404 | HRCU-A-CB | EL22XPV-036-230A** | CX35-48C+TDR | Ducted Indoor Units | 33800 | 22400 | 2.54 | 18500 | 2.24
LENNOX | EL22XPV SERIES | 213194405 | HRCU-A-CB | EL22XPV-036-230A** | CX35-48C+TDR | Ducted Indoor Units | 33800 | 22400 | 2.52 | 18600 | 2.24
LENNOX | EL22XPV SERIES | 213194407 | HRCU-A-CB | EL22XPV-036-230A** | CX35-48C+TDR | Ducted Indoor Units | 33800 | 22400 | 2.52 | 18600 | 2.24
LENNOX | ELITE EL22XPV SERIES | 213194729 | HRCU-A-CB | EL22XPV-024-230A** | CX35-30B+TDR | Ducted Indoor Units | 23600 | 14200 | 2.51 | 16100 | 1.96
LENNOX | ELITE EL22XPV SERIES | 213194723 | HRCU-A-CB | EL22XPV-024-230A** | C35-24B+TDR+TXV | Ducted Indoor Units | 23600 | 14700 | 2.52 | 15800 | 1.92
LENNOX | ELITE EL22XPV SERIES | 213194725 | HRCU-A-CB | EL22XPV-024-230A** | C35-30B+TDR+TXV | Ducted Indoor Units | 23600 | 14200 | 2.51 | 16100 | 1.96
LENNOX | ELITE EL22XPV SERIES | 213352876 | HRCU-A-CB | EL22XPV-024-230A** | CR33-24B+TDR+TXV | Ducted Indoor Units | 23200 | 15000 | 2.76 | 15000 | 2.06
LENNOX | ELITE EL22XPV SERIES | 213352877 | HRCU-A-CB | EL22XPV-024-230A** | CR33-24B+TDR+TXV | Ducted Indoor Units | 23400 | 15200 | 2.62 | 15300 | 2.02
LENNOX | ELITE EL22XPV SERIES | 213194727 | HRCU-A-CB | EL22XPV-024-230A** | CX35-24B+TDR | Ducted Indoor Units | 23600 | 14700 | 2.52 | 15800 | 1.92
LENNOX | ELITE EL22XPV SERIES | 213194391 | HRCU-A-CB | EL22XPV-036-230A** | CHX35-42C-**-*+TDR | Ducted Indoor Units | 33800 | 22400 | 2.5 | 18200 | 2.04
LENNOX | ELITE EL22XPV SERIES | 213630722 | HRCU-A-CB | EL22XPV-036-230A** | CHX35-42C-**-*+TDR | Ducted Indoor Units | 33200 | 22200 | 2.5 | 17800 | 2.04
LENNOX | ELITE EL22XPV SERIES | 213194389 | HRCU-A-CB | EL22XPV-036-230A** | CHX35-42C-**-*+TDR | Ducted Indoor Units | 33800 | 22600 | 2.5 | 18200 | 2.02
LENNOX | ELITE EL22XPV SERIES | 213433382 | HRCU-A-CB | EL22XPV-036-230A** | CHX35-42C-**-*+TDR | Ducted Indoor Units | 33800 | 22600 | 2.5 | 18200 | 2.04
LENNOX |  | 205782161 | HRCU-A-CB | MLB048S4S-1P | MMDB048S4-2P | Mini-Splits | 52000 | 39500 | 3.28 | 49280 | 2.18
LENNOX |  | 211034460 | HRCU-A-CB-O | MLB048S4S-2P | M33C048S4-*P | Mini-Splits | 53000 | 35000 | 2.6 | 50228 | 1.95
LENNOX |  | 211034449 | HRCU-A-CB | MLB048S4S-2P | MMDB048S4-*P | Mini-Splits | 52000 | 39500 | 3.28 | 49283 | 2.19
LENNOX |  | 211034415 | HRCU-A-CB-O | MPC012S4S-1L | MWMC012S4-*L | Mini-Splits | 12000 | 8400 | 3.04 | 7094 | 2.19
LENNOX |  | 205782160 | HRCU-A-CB | MLB036S4S-1P | MMDB036S4-2P | Mini-Splits | 42000 | 34000 | 3.34 | 43390 | 2.12
LENNOX |  | 211034448 | HRCU-A-CB | MLB036S4S-2P | MMDB036S4-*P | Mini-Splits | 42000 | 33400 | 3.28 | 43394 | 2.12
LENNOX |  | 211034436 | HRCU-A-CB-O | MPC018S4S-1P | M22A018S4-*P | Mini-Splits | 19000 | 12000 | 2.51 | 11330 | 2.01
LENNOX |  | 207699118 | HMSV-A-CB | MPC024S4M-1P |  |  | 24500 | 15165 | 2.9 | 18380 | 1.98
LENNOX |  | 207768729 | HMSV-A-CB | MLB018S4M-1P |  |  | 19500 | 11000 | 2.6 | 20391 | 1.95
LENNOX | ELITE EL22XPV SERIES | 211467834 | HRCU-A-CB | EL22XPV-036-230A** | CHX35-42C-**-*+TDR | Ducted Indoor Units | 33600 | 22400 | 2.5 | 18100 | 2.04
LENNOX | ELITE EL22XPV SERIES | 211467831 | HRCU-A-CB | EL22XPV-036-230A** | CHX35-42C-**-*+TDR | Ducted Indoor Units | 33600 | 22400 | 2.52 | 18100 | 2.06
LENNOX | ELITE EL22XPV SERIES | 211467829 | HRCU-A-CB | EL22XPV-036-230A** | CHX35-42C-**-*+TDR | Ducted Indoor Units | 33600 | 22400 | 2.5 | 18100 | 2.04
LENNOX | ELITE EL22XPV SERIES | 211467826 | HRCU-A-CB | EL22XPV-036-230A** | CHX35-42C-**-*+TDR | Ducted Indoor Units | 33800 | 22600 | 2.52 | 18200 | 2.04
LENNOX | ELITE EL22XPV SERIES | 211467822 | HRCU-A-CB | EL22XPV-036-230A** | CHX35-42C-**-*+TDR | Ducted Indoor Units | 33600 | 22400 | 2.5 | 18100 | 2.04
LENNOX | ELITE EL22XPV SERIES | 211467821 | HRCU-A-CB | EL22XPV-036-230A** | CHX35-42C-**-*+TDR | Ducted Indoor Units | 33400 | 22200 | 2.5 | 17900 | 2.04
LENNOX | ELITE EL22XPV SERIES | 211467812 | HRCU-A-CB | EL22XPV-036-230A** | CHX35-42C-**-*+TDR | Ducted Indoor Units | 33800 | 22600 | 2.5 | 18200 | 2.04
LENNOX | ELITE EL22XPV SERIES | 211467804 | HRCU-A-CB | EL22XPV-036-230A** | CHX35-42C-**-*+TDR | Ducted Indoor Units | 33800 | 22600 | 2.52 | 18200 | 2.04
LENNOX | ELITE EL22XPV SERIES | 211467825 | HRCU-A-CB | EL22XPV-036-230A** | CHX35-42C-**-*+TDR | Ducted Indoor Units | 33600 | 22400 | 2.5 | 18100 | 2.04
LENNOX | ELITE EL22XPV SERIES | 211467817 | HRCU-A-CB | EL22XPV-036-230A** | CHX35-42C-**-*+TDR | Ducted Indoor Units | 33600 | 22400 | 2.54 | 18000 | 2.06
LENNOX | ELITE EL22XPV SERIES | 211467828 | HRCU-A-CB | EL22XPV-036-230A** | CHX35-42C-**-*+TDR | Ducted Indoor Units | 33600 | 22400 | 2.5 | 17800 | 2.04
LENNOX | ELITE EL22XPV SERIES | 211467820 | HRCU-A-CB | EL22XPV-036-230A** | CHX35-42C-**-*+TDR | Ducted Indoor Units | 33400 | 22400 | 2.5 | 18000 | 2.04
LENNOX | ELITE EL22XPV SERIES | 211467818 | HRCU-A-CB | EL22XPV-036-230A** | CHX35-42C-**-*+TDR | Ducted Indoor Units | 33400 | 22200 | 2.5 | 17900 | 2.04
LENNOX | ELITE EL22XPV SERIES | 211467816 | HRCU-A-CB | EL22XPV-036-230A** | CHX35-42C-**-*+TDR | Ducted Indoor Units | 33400 | 22200 | 2.5 | 17900 | 2.04
LENNOX | ELITE EL22XPV SERIES | 211467811 | HRCU-A-CB | EL22XPV-036-230A** | CHX35-42C-**-*+TDR | Ducted Indoor Units | 33800 | 22600 | 2.5 | 18200 | 2.02
LENNOX | ELITE EL22XPV SERIES | 211467808 | HRCU-A-CB | EL22XPV-036-230A** | CHX35-42C-**-*+TDR | Ducted Indoor Units | 33200 | 22200 | 2.5 | 17800 | 2.04
LENNOX | ELITE EL22XPV SERIES | 211467805 | HRCU-A-CB | EL22XPV-036-230A** | CHX35-42C-**-*+TDR | Ducted Indoor Units | 33200 | 22000 | 2.52 | 17700 | 2.06
LENNOX | ELITE EL22XPV SERIES | 211467835 | HRCU-A-CB | EL22XPV-036-230A** | CHX35-42C-**-*+TDR | Ducted Indoor Units | 33800 | 22600 | 2.5 | 18200 | 2.04
LENNOX | ELITE EL22XPV SERIES | 211467833 | HRCU-A-CB | EL22XPV-036-230A** | CHX35-42C-**-*+TDR | Ducted Indoor Units | 33600 | 22400 | 2.5 | 18100 | 2.04
LENNOX | ELITE EL22XPV SERIES | 211467830 | HRCU-A-CB | EL22XPV-036-230A** | CHX35-42C-**-*+TDR | Ducted Indoor Units | 33600 | 22400 | 2.52 | 18100 | 2.06
LENNOX | ELITE EL22XPV SERIES | 211467815 | HRCU-A-CB | EL22XPV-036-230A** | CHX35-42C-**-*+TDR | Ducted Indoor Units | 33400 | 22200 | 2.52 | 17900 | 2.06
LENNOX | ELITE EL22XPV SERIES | 211467814 | HRCU-A-CB | EL22XPV-036-230A** | CHX35-42C-**-*+TDR | Ducted Indoor Units | 33800 | 22400 | 2.5 | 18200 | 2.04
LENNOX | ELITE EL22XPV SERIES | 211467807 | HRCU-A-CB | EL22XPV-036-230A** | CHX35-42C-**-*+TDR | Ducted Indoor Units | 33800 | 22600 | 2.52 | 18200 | 2.04
LENNOX | ELITE EL22XPV SERIES | 211467806 | HRCU-A-CB | EL22XPV-036-230A** | CHX35-42C-**-*+TDR | Ducted Indoor Units | 33800 | 22600 | 2.52 | 18200 | 2.04
LENNOX | ELITE EL22XPV SERIES | 214635107 | HRCU-A-CB | EL22XPV-024-230A** | CK40CT-30A-0*+TDR | Ducted Indoor Units | 23400 | 14200 | 2.51 | 16100 | 1.96
LENNOX | ELITE EL22XPV SERIES | 214635109 | HRCU-A-CB | EL22XPV-024-230A** | CK40CT-30A-0*+TDR | Ducted Indoor Units | 23400 | 14200 | 2.51 | 16100 | 1.96
LENNOX | ELITE EL22XPV SERIES | 214635111 | HRCU-A-CB | EL22XPV-024-230A** | CK40CT-30A-0*+TDR | Ducted Indoor Units | 23000 | 13900 | 2.51 | 15800 | 1.94
LENNOX | ELITE EL22XPV SERIES | 214635117 | HRCU-A-CB | EL22XPV-024-230A** | CK40CT-30A-0*+TDR | Ducted Indoor Units | 23000 | 13900 | 2.51 | 15800 | 1.94
LENNOX | ELITE EL22XPV SERIES | 214635119 | HRCU-A-CB | EL22XPV-024-230A** | CK40CT-30A-0*+TDR | Ducted Indoor Units | 23400 | 14200 | 2.52 | 16100 | 1.96
LENNOX | ELITE EL22XPV SERIES | 214635121 | HRCU-A-CB | EL22XPV-024-230A** | CK40CT-30A-0*+TDR | Ducted Indoor Units | 23000 | 13900 | 2.51 | 15800 | 1.94
LENNOX | ELITE EL22XPV SERIES | 214635123 | HRCU-A-CB | EL22XPV-024-230A** | CK40CT-30A-0*+TDR | Ducted Indoor Units | 23400 | 14200 | 2.52 | 16100 | 1.96
LENNOX | ELITE EL22XPV SERIES | 214635125 | HRCU-A-CB | EL22XPV-024-230A** | CK40CT-30A-0*+TDR | Ducted Indoor Units | 23200 | 14000 | 2.52 | 15900 | 1.94
LENNOX | ELITE EL22XPV SERIES | 214635127 | HRCU-A-CB | EL22XPV-024-230A** | CK40CT-30A-0*+TDR | Ducted Indoor Units | 23200 | 14000 | 2.52 | 15900 | 1.96
LENNOX | ELITE EL22XPV SERIES | 214635129 | HRCU-A-CB | EL22XPV-024-230A** | CK40CT-30A-0*+TDR | Ducted Indoor Units | 23200 | 14000 | 2.52 | 15900 | 1.94
LENNOX | ELITE EL22XPV SERIES | 214635131 | HRCU-A-CB | EL22XPV-024-230A** | CK40CT-30A-0*+TDR | Ducted Indoor Units | 23400 | 14200 | 2.52 | 16100 | 1.98
LENNOX | ELITE EL22XPV SERIES | 214635133 | HRCU-A-CB | EL22XPV-024-230A** | CK40CT-30A-0*+TDR | Ducted Indoor Units | 23600 | 14200 | 2.51 | 16100 | 1.96
LENNOX | ELITE EL22XPV SERIES | 214635135 | HRCU-A-CB | EL22XPV-024-230A** | CK40CT-30A-0*+TDR | Ducted Indoor Units | 23600 | 14200 | 2.51 | 16100 | 1.96
LENNOX | ELITE EL22XPV SERIES | 214635155 | HRCU-A-CB | EL22XPV-024-230A** | CK40CT-30B-0*+TDR | Ducted Indoor Units | 23200 | 14000 | 2.52 | 15900 | 1.96
LENNOX | ELITE EL22XPV SERIES | 214635157 | HRCU-A-CB | EL22XPV-024-230A** | CK40CT-30B-0*+TDR | Ducted Indoor Units | 23200 | 14000 | 2.53 | 15900 | 1.96
LENNOX | ELITE EL22XPV SERIES | 214635158 | HRCU-A-CB | EL22XPV-024-230A** | CK40CT-30B-0*+TDR | Ducted Indoor Units | 23200 | 14100 | 2.54 | 16000 | 1.98
LENNOX | ELITE EL22XPV SERIES | 214635161 | HRCU-A-CB | EL22XPV-024-230A** | CK40CT-30B-0*+TDR | Ducted Indoor Units | 23200 | 14000 | 2.52 | 15900 | 1.96
LENNOX | ELITE EL22XPV SERIES | 214635173 | HRCU-A-CB | EL22XPV-024-230A** | CK40CT-30B-0*+TDR | Ducted Indoor Units | 23600 | 14200 | 2.51 | 16100 | 1.96
LENNOX | ELITE EL22XPV SERIES | 214635187 | HRCU-A-CB | EL22XPV-024-230A** | CK40CT-30B-0*+TDR | Ducted Indoor Units | 23600 | 14200 | 2.51 | 16100 | 1.96
LENNOX | ELITE EL22XPV SERIES | 214635191 | HRCU-A-CB | EL22XPV-024-230A** | CK40CT-30B-0*+TDR | Ducted Indoor Units | 23400 | 14100 | 2.54 | 16000 | 1.98
LENNOX | ELITE EL22XPV SERIES | 214635193 | HRCU-A-CB | EL22XPV-024-230A** | CK40CT-30B-0*+TDR | Ducted Indoor Units | 23400 | 14100 | 2.54 | 16000 | 1.98
LENNOX | ELITE EL22XPV SERIES | 214635195 | HRCU-A-CB | EL22XPV-024-230A** | CK40CT-30B-0*+TDR | Ducted Indoor Units | 23400 | 14100 | 2.54 | 16000 | 1.98
LENNOX | ELITE EL22XPV SERIES | 214635197 | HRCU-A-CB | EL22XPV-024-230A** | CK40CT-30B-0*+TDR | Ducted Indoor Units | 23600 | 14200 | 2.51 | 16100 | 1.96
LENNOX | ELITE EL22XPV SERIES | 214635199 | HRCU-A-CB | EL22XPV-024-230A** | CK40CT-30B-0*+TDR | Ducted Indoor Units | 23600 | 14200 | 2.51 | 16200 | 1.96
LENNOX | ELITE EL22XPV SERIES | 214635203 | HRCU-A-CB | EL22XPV-024-230A** | CK40CT-30B-0*+TDR | Ducted Indoor Units | 23600 | 14200 | 2.51 | 16100 | 1.96
LENNOX | ELITE EL22XPV SERIES | 214635201 | HRCU-A-CB | EL22XPV-024-230A** | CK40CT-30B-0*+TDR | Ducted Indoor Units | 23600 | 14200 | 2.51 | 16100 | 1.96
LENNOX | ELITE EL22XPV SERIES | 214635011 | HRCU-A-CB | EL22XPV-024-230A** | CK40CT-24A-0*+TDR | Ducted Indoor Units | 23600 | 14700 | 2.52 | 15700 | 1.9
LENNOX | ELITE EL22XPV SERIES | 214635013 | HRCU-A-CB | EL22XPV-024-230A** | CK40CT-24A-0*+TDR | Ducted Indoor Units | 23600 | 14700 | 2.52 | 15700 | 1.9
LENNOX | ELITE EL22XPV SERIES | 214635015 | HRCU-A-CB | EL22XPV-024-230A** | CK40CT-24A-0*+TDR | Ducted Indoor Units | 23000 | 14300 | 2.52 | 15400 | 1.9
LENNOX | ELITE EL22XPV SERIES | 214635017 | HRCU-A-CB | EL22XPV-024-230A** | CK40CT-24A-0*+TDR | Ducted Indoor Units | 23600 | 14700 | 2.5 | 15800 | 1.92
LENNOX | ELITE EL22XPV SERIES | 214635019 | HRCU-A-CB | EL22XPV-024-230A** | CK40CT-24A-0*+TDR | Ducted Indoor Units | 23600 | 14700 | 2.5 | 15800 | 1.92
LENNOX | ELITE EL22XPV SERIES | 214635029 | HRCU-A-CB | EL22XPV-024-230A** | CK40CT-24A-0*+TDR | Ducted Indoor Units | 23200 | 14500 | 2.51 | 15500 | 1.9
LENNOX | ELITE EL22XPV SERIES | 214635031 | HRCU-A-CB | EL22XPV-024-230A** | CK40CT-24A-0*+TDR | Ducted Indoor Units | 23200 | 14400 | 2.53 | 15500 | 1.9
LENNOX | ELITE EL22XPV SERIES | 214635033 | HRCU-A-CB | EL22XPV-024-230A** | CK40CT-24A-0*+TDR | Ducted Indoor Units | 23200 | 14500 | 2.51 | 15500 | 1.9
LENNOX | ELITE EL22XPV SERIES | 214635035 | HRCU-A-CB | EL22XPV-024-230A** | CK40CT-24A-0*+TDR | Ducted Indoor Units | 23600 | 14700 | 2.53 | 15700 | 1.92
LENNOX | ELITE EL22XPV SERIES | 214635037 | HRCU-A-CB | EL22XPV-024-230A** | CK40CT-24A-0*+TDR | Ducted Indoor Units | 23600 | 14700 | 2.52 | 15700 | 1.9
LENNOX | ELITE EL22XPV SERIES | 214635039 | HRCU-A-CB | EL22XPV-024-230A** | CK40CT-24A-0*+TDR | Ducted Indoor Units | 23600 | 14700 | 2.52 | 15700 | 1.9
LENNOX | ELITE EL22XPV SERIES | 214635053 | HRCU-A-CB | EL22XPV-024-230A** | CK40CT-24B-0*+TDR | Ducted Indoor Units | 23600 | 14700 | 2.5 | 15800 | 1.92
LENNOX | ELITE EL22XPV SERIES | 214635059 | HRCU-A-CB | EL22XPV-024-230A** | CK40CT-24B-0*+TDR | Ducted Indoor Units | 23200 | 14500 | 2.54 | 15500 | 1.9
LENNOX | ELITE EL22XPV SERIES | 214635061 | HRCU-A-CB | EL22XPV-024-230A** | CK40CT-24B-0*+TDR | Ducted Indoor Units | 23200 | 14500 | 2.54 | 15500 | 1.9
LENNOX | ELITE EL22XPV SERIES | 214635063 | HRCU-A-CB | EL22XPV-024-230A** | CK40CT-24B-0*+TDR | Ducted Indoor Units | 23400 | 14500 | 2.51 | 15600 | 1.92
LENNOX | ELITE EL22XPV SERIES | 214635065 | HRCU-A-CB | EL22XPV-024-230A** | CK40CT-24B-0*+TDR | Ducted Indoor Units | 23200 | 14500 | 2.54 | 15500 | 1.9
LENNOX | ELITE EL22XPV SERIES | 214635077 | HRCU-A-CB | EL22XPV-024-230A** | CK40CT-24B-0*+TDR | Ducted Indoor Units | 23600 | 14700 | 2.52 | 15700 | 1.9
LENNOX | ELITE EL22XPV SERIES | 214635091 | HRCU-A-CB | EL22XPV-024-230A** | CK40CT-24B-0*+TDR | Ducted Indoor Units | 23600 | 14700 | 2.5 | 15800 | 1.92
LENNOX | ELITE EL22XPV SERIES | 214635095 | HRCU-A-CB | EL22XPV-024-230A** | CK40CT-24B-0*+TDR | Ducted Indoor Units | 23600 | 14600 | 2.55 | 15700 | 1.92
LENNOX | ELITE EL22XPV SERIES | 214635097 | HRCU-A-CB | EL22XPV-024-230A** | CK40CT-24B-0*+TDR | Ducted Indoor Units | 23600 | 14600 | 2.55 | 15700 | 1.92
LENNOX | ELITE EL22XPV SERIES | 214635099 | HRCU-A-CB | EL22XPV-024-230A** | CK40CT-24B-0*+TDR | Ducted Indoor Units | 23600 | 14600 | 2.55 | 15700 | 1.92
LENNOX | ELITE EL22XPV SERIES | 214635101 | HRCU-A-CB | EL22XPV-024-230A** | CK40CT-24B-0*+TDR | Ducted Indoor Units | 23600 | 14700 | 2.5 | 15800 | 1.92
LENNOX | ELITE EL22XPV SERIES | 214635103 | HRCU-A-CB | EL22XPV-024-230A** | CK40CT-24B-0*+TDR | Ducted Indoor Units | 23600 | 14700 | 2.5 | 15800 | 1.9
LENNOX | ELITE EL22XPV SERIES | 214635105 | HRCU-A-CB | EL22XPV-024-230A** | CK40CT-24B-0*+TDR | Ducted Indoor Units | 23600 | 14700 | 2.52 | 15800 | 1.92
LENNOX | EL22XPV SERIES | 214625983 | HRCU-A-CB | EL22XPV-036-230A** | CK40CT-48C-0*+TDR |  | 33800 | 22400 | 2.54 | 18500 | 2.24
LENNOX | EL22XPV SERIES | 214625985 | HRCU-A-CB | EL22XPV-036-230A** | CK40CT-48C-0*+TDR |  | 33800 | 22400 | 2.52 | 18600 | 2.24
LENNOX | EL22XPV SERIES | 214625986 | HRCU-A-CB | EL22XPV-036-230A** | CK40CT-48C-0*+TDR |  | 33800 | 22400 | 2.52 | 18600 | 2.24
LENNOX | EL22XPV SERIES | 214625988 | HRCU-A-CB | EL22XPV-036-230A** | CK40CT-48C-0*+TDR |  | 33600 | 22400 | 2.56 | 18500 | 2.26
LENNOX | ELITE EL22XPV SERIES | 211694832 | HRCU-A-CB | EL22XPV-024-230A** | CX35-24B+TDR | Ducted Indoor Units | 23600 | 14700 | 2.52 | 15700 | 1.9
LENNOX | ELITE EL22XPV SERIES | 211694826 | HRCU-A-CB | EL22XPV-024-230A** | CX35-24B+TDR | Ducted Indoor Units | 23200 | 14500 | 2.54 | 15500 | 1.9
LENNOX | ELITE EL22XPV SERIES | 211694825 | HRCU-A-CB | EL22XPV-024-230A** | CX35-24B+TDR | Ducted Indoor Units | 23400 | 14500 | 2.51 | 15600 | 1.92
LENNOX | ELITE EL22XPV SERIES | 211694824 | HRCU-A-CB | EL22XPV-024-230A** | CX35-24B+TDR | Ducted Indoor Units | 23200 | 14500 | 2.54 | 15500 | 1.9
LENNOX | ELITE EL22XPV SERIES | 211694823 | HRCU-A-CB | EL22XPV-024-230A** | CX35-24B+TDR | Ducted Indoor Units | 23200 | 14500 | 2.54 | 15500 | 1.9
LENNOX | ELITE EL22XPV SERIES | 211694822 | HRCU-A-CB | EL22XPV-024-230A** | CX35-24B+TDR | Ducted Indoor Units | 23600 | 14700 | 2.52 | 15800 | 1.92
LENNOX | ELITE EL22XPV SERIES | 211694816 | HRCU-A-CB | EL22XPV-024-230A** | CX35-24B+TDR | Ducted Indoor Units | 23600 | 14700 | 2.5 | 15800 | 1.92
LENNOX | ELITE EL22XPV SERIES | 211694809 | HRCU-A-CB | EL22XPV-024-230A** | CX35-24A+TDR | Ducted Indoor Units | 23600 | 14700 | 2.52 | 15700 | 1.9
LENNOX | ELITE EL22XPV SERIES | 211694808 | HRCU-A-CB | EL22XPV-024-230A** | CX35-24A+TDR | Ducted Indoor Units | 23600 | 14700 | 2.52 | 15700 | 1.9
LENNOX | ELITE EL22XPV SERIES | 211694807 | HRCU-A-CB | EL22XPV-024-230A** | CX35-24A+TDR | Ducted Indoor Units | 23600 | 14700 | 2.53 | 15700 | 1.92
LENNOX | ELITE EL22XPV SERIES | 211694806 | HRCU-A-CB | EL22XPV-024-230A** | CX35-24A+TDR | Ducted Indoor Units | 23200 | 14500 | 2.51 | 15500 | 1.9
LENNOX | ELITE EL22XPV SERIES | 211694805 | HRCU-A-CB | EL22XPV-024-230A** | CX35-24A+TDR | Ducted Indoor Units | 23200 | 14400 | 2.53 | 15500 | 1.9
LENNOX | ELITE EL22XPV SERIES | 211694804 | HRCU-A-CB | EL22XPV-024-230A** | CX35-24A+TDR | Ducted Indoor Units | 23200 | 14500 | 2.51 | 15500 | 1.9
LENNOX | ELITE EL22XPV SERIES | 211694799 | HRCU-A-CB | EL22XPV-024-230A** | CX35-24A+TDR | Ducted Indoor Units | 23600 | 14700 | 2.5 | 15800 | 1.92
LENNOX | ELITE EL22XPV SERIES | 211694798 | HRCU-A-CB | EL22XPV-024-230A** | CX35-24A+TDR | Ducted Indoor Units | 23600 | 14700 | 2.5 | 15800 | 1.92
LENNOX | ELITE EL22XPV SERIES | 211694797 | HRCU-A-CB | EL22XPV-024-230A** | CX35-24A+TDR | Ducted Indoor Units | 23000 | 14300 | 2.52 | 15400 | 1.9
LENNOX | ELITE EL22XPV SERIES | 211694796 | HRCU-A-CB | EL22XPV-024-230A** | CX35-24A+TDR | Ducted Indoor Units | 23600 | 14700 | 2.52 | 15700 | 1.9
LENNOX | ELITE EL22XPV SERIES | 211694795 | HRCU-A-CB | EL22XPV-024-230A** | CX35-24A+TDR | Ducted Indoor Units | 23600 | 14700 | 2.52 | 15700 | 1.9
LENNOX | ELITE EL22XPV SERIES | 211694794 | HRCU-A-CB | EL22XPV-024-230A** | CR33-24B+TDR+TXV | Ducted Indoor Units | 23200 | 15000 | 2.7 | 15100 | 2.06
LENNOX | ELITE EL22XPV SERIES | 211694793 | HRCU-A-CB | EL22XPV-024-230A** | CR33-24B+TDR+TXV | Ducted Indoor Units | 23400 | 15100 | 2.67 | 15200 | 2.04
LENNOX | ELITE EL22XPV SERIES | 211694792 | HRCU-A-CB | EL22XPV-024-230A** | CR33-24B+TDR+TXV | Ducted Indoor Units | 23200 | 15000 | 2.66 | 15100 | 2.02
LENNOX | ELITE EL22XPV SERIES | 211694791 | HRCU-A-CB | EL22XPV-024-230A** | CR33-24B+TDR+TXV | Ducted Indoor Units | 23200 | 15000 | 2.68 | 15100 | 2.04
LENNOX | ELITE EL22XPV SERIES | 211694790 | HRCU-A-CB | EL22XPV-024-230A** | CR33-24B+TDR+TXV | Ducted Indoor Units | 23200 | 15000 | 2.71 | 15000 | 2.04
LENNOX | ELITE EL22XPV SERIES | 211694789 | HRCU-A-CB | EL22XPV-024-230A** | CR33-24B+TDR+TXV | Ducted Indoor Units | 23200 | 14900 | 2.71 | 15000 | 2.06
LENNOX | ELITE EL22XPV SERIES | 211694788 | HRCU-A-CB | EL22XPV-024-230A** | CR33-24B+TDR+TXV | Ducted Indoor Units | 23200 | 14900 | 2.71 | 15000 | 2.06
LENNOX | ELITE EL22XPV SERIES | 211694787 | HRCU-A-CB | EL22XPV-024-230A** | CR33-24B+TDR+TXV | Ducted Indoor Units | 23400 | 15100 | 2.71 | 15100 | 2.04
LENNOX | ELITE EL22XPV SERIES | 211694786 | HRCU-A-CB | EL22XPV-024-230A** | CR33-24B+TDR+TXV | Ducted Indoor Units | 23200 | 15000 | 2.7 | 15000 | 2.04
LENNOX | ELITE EL22XPV SERIES | 211694785 | HRCU-A-CB | EL22XPV-024-230A** | CR33-24B+TDR+TXV | Ducted Indoor Units | 23400 | 15200 | 2.62 | 15300 | 2.02
LENNOX | ELITE EL22XPV SERIES | 211694784 | HRCU-A-CB | EL22XPV-024-230A** | CR33-24B+TDR+TXV | Ducted Indoor Units | 23200 | 14900 | 2.66 | 15000 | 2.02
LENNOX | ELITE EL22XPV SERIES | 211694783 | HRCU-A-CB | EL22XPV-024-230A** | CR33-24B+TDR+TXV | Ducted Indoor Units | 23200 | 15000 | 2.76 | 15000 | 2.06
LENNOX | ELITE EL22XPV SERIES | 211694782 | HRCU-A-CB | EL22XPV-024-230A** | CR33-24B+TDR+TXV | Ducted Indoor Units | 23200 | 14900 | 2.68 | 15000 | 2.04
LENNOX | ELITE EL22XPV SERIES | 211694781 | HRCU-A-CB | EL22XPV-024-230A** | CR33-24B+TDR+TXV | Ducted Indoor Units | 23200 | 15000 | 2.7 | 15100 | 2.06
LENNOX | ELITE EL22XPV SERIES | 211694780 | HRCU-A-CB | EL22XPV-024-230A** | CR33-24A+TDR+TXV | Ducted Indoor Units | 23200 | 15000 | 2.76 | 15000 | 2.08
LENNOX | ELITE EL22XPV SERIES | 211694779 | HRCU-A-CB | EL22XPV-024-230A** | CR33-24A+TDR+TXV | Ducted Indoor Units | 23000 | 14900 | 2.75 | 14900 | 2.06
LENNOX | ELITE EL22XPV SERIES | 211694778 | HRCU-A-CB | EL22XPV-024-230A** | CR33-24A+TDR+TXV | Ducted Indoor Units | 23000 | 14900 | 2.71 | 14900 | 2.04
LENNOX | ELITE EL22XPV SERIES | 211694777 | HRCU-A-CB | EL22XPV-024-230A** | CR33-24A+TDR+TXV | Ducted Indoor Units | 23200 | 15000 | 2.71 | 15000 | 2.06
LENNOX | ELITE EL22XPV SERIES | 211694776 | HRCU-A-CB | EL22XPV-024-230A** | CBA38MV-018/024-230*+TDR | Ducted Indoor Units | 23000 | 14400 | 2.56 | 15400 | 2.08
LENNOX | ELITE EL22XPV SERIES | 211694775 | HRCU-A-CB | EL22XPV-024-230A** | CBA27UHE-030-230*+TDR | Ducted Indoor Units | 22400 | 14300 | 2.85 | 16100 | 2.34
LENNOX | ELITE EL22XPV SERIES | 211694774 | HRCU-A-CB | EL22XPV-024-230A** | CBA27UHE-024-230*+TDR | Ducted Indoor Units | 23200 | 14500 | 2.56 | 15500 | 2.08
LENNOX | ELITE EL22XPV SERIES | 211694773 | HRCU-A-CB | EL22XPV-024-230A** | CBA27UHE-018-230*+TDR | Ducted Indoor Units | 22600 | 14100 | 2.54 | 15100 | 2.06
LENNOX | ELITE EL22XPV SERIES | 211694772 | HRCU-A-CB | EL22XPV-024-230A** | CBA25UHV-030-230-** | Ducted Indoor Units | 22400 | 14500 | 2.67 | 14900 | 2.12
LENNOX | ELITE EL22XPV SERIES | 211694771 | HRCU-A-CB | EL22XPV-024-230A** | CBA25UHV-024-230-** | Ducted Indoor Units | 22200 | 14900 | 2.68 | 15400 | 2.12
LENNOX | ELITE EL22XPV SERIES | 211694770 | HRCU-A-CB | EL22XPV-024-230A** | CBA25UH-030-230-** | Ducted Indoor Units | 22800 | 14900 | 2.6 | 15200 | 2.08
LENNOX | ELITE EL22XPV SERIES | 211694769 | HRCU-A-CB | EL22XPV-024-230A** | CBA25UH-024-230-** | Ducted Indoor Units | 23400 | 14700 | 2.5 | 15300 | 2.06
LENNOX | ELITE EL22XPV SERIES | 211694768 | HRCU-A-CB | EL22XPV-024-230A** | C35-30B+TDR+TXV | Ducted Indoor Units | 23600 | 14200 | 2.51 | 16100 | 1.96
LENNOX | ELITE EL22XPV SERIES | 211694767 | HRCU-A-CB | EL22XPV-024-230A** | C35-30B+TDR+TXV | Ducted Indoor Units | 23600 | 14200 | 2.51 | 16100 | 1.96
LENNOX | ELITE EL22XPV SERIES | 211694766 | HRCU-A-CB | EL22XPV-024-230A** | C35-30B+TDR+TXV | Ducted Indoor Units | 23600 | 14200 | 2.51 | 16200 | 1.96
LENNOX | ELITE EL22XPV SERIES | 211694765 | HRCU-A-CB | EL22XPV-024-230A** | C35-30B+TDR+TXV | Ducted Indoor Units | 23600 | 14200 | 2.51 | 16100 | 1.96
LENNOX | ELITE EL22XPV SERIES | 211694764 | HRCU-A-CB | EL22XPV-024-230A** | C35-30B+TDR+TXV | Ducted Indoor Units | 23400 | 14100 | 2.54 | 16000 | 1.98
LENNOX | ELITE EL22XPV SERIES | 211694763 | HRCU-A-CB | EL22XPV-024-230A** | C35-30B+TDR+TXV | Ducted Indoor Units | 23400 | 14100 | 2.54 | 16000 | 1.98
LENNOX | ELITE EL22XPV SERIES | 211694762 | HRCU-A-CB | EL22XPV-024-230A** | C35-30B+TDR+TXV | Ducted Indoor Units | 23400 | 14100 | 2.54 | 16000 | 1.98
LENNOX | ELITE EL22XPV SERIES | 211694760 | HRCU-A-CB | EL22XPV-024-230A** | C35-30B+TDR+TXV | Ducted Indoor Units | 23600 | 14200 | 2.51 | 16100 | 1.96
LENNOX | ELITE EL22XPV SERIES | 211694753 | HRCU-A-CB | EL22XPV-024-230A** | C35-30B+TDR+TXV | Ducted Indoor Units | 23600 | 14200 | 2.51 | 16100 | 1.96
LENNOX | ELITE EL22XPV SERIES | 211694747 | HRCU-A-CB | EL22XPV-024-230A** | C35-30B+TDR+TXV | Ducted Indoor Units | 23200 | 14000 | 2.52 | 15900 | 1.96
LENNOX | ELITE EL22XPV SERIES | 211694746 | HRCU-A-CB | EL22XPV-024-230A** | C35-30B+TDR+TXV | Ducted Indoor Units | 23200 | 14100 | 2.54 | 16000 | 1.98
LENNOX | ELITE EL22XPV SERIES | 211694745 | HRCU-A-CB | EL22XPV-024-230A** | C35-30B+TDR+TXV | Ducted Indoor Units | 23200 | 14000 | 2.53 | 15900 | 1.96
LENNOX | ELITE EL22XPV SERIES | 211694744 | HRCU-A-CB | EL22XPV-024-230A** | C35-30B+TDR+TXV | Ducted Indoor Units | 23200 | 14000 | 2.52 | 15900 | 1.96
LENNOX | ELITE EL22XPV SERIES | 211694743 | HRCU-A-CB | EL22XPV-024-230A** | C35-30B+TDR+TXV | Ducted Indoor Units | 23600 | 14200 | 2.51 | 16100 | 1.96
LENNOX | ELITE EL22XPV SERIES | 211694730 | HRCU-A-CB | EL22XPV-024-230A** | C35-30A+TDR+TXV | Ducted Indoor Units | 23600 | 14200 | 2.51 | 16100 | 1.96
LENNOX | ELITE EL22XPV SERIES | 211694729 | HRCU-A-CB | EL22XPV-024-230A** | C35-30A+TDR+TXV | Ducted Indoor Units | 23600 | 14200 | 2.51 | 16100 | 1.96
LENNOX | ELITE EL22XPV SERIES | 211694728 | HRCU-A-CB | EL22XPV-024-230A** | C35-30A+TDR+TXV | Ducted Indoor Units | 23400 | 14200 | 2.52 | 16100 | 1.98
LENNOX | ELITE EL22XPV SERIES | 211694727 | HRCU-A-CB | EL22XPV-024-230A** | C35-30A+TDR+TXV | Ducted Indoor Units | 23200 | 14000 | 2.52 | 15900 | 1.94
LENNOX | ELITE EL22XPV SERIES | 211694726 | HRCU-A-CB | EL22XPV-024-230A** | C35-30A+TDR+TXV | Ducted Indoor Units | 23200 | 14000 | 2.52 | 15900 | 1.96
LENNOX | ELITE EL22XPV SERIES | 211694725 | HRCU-A-CB | EL22XPV-024-230A** | C35-30A+TDR+TXV | Ducted Indoor Units | 23200 | 14000 | 2.52 | 15900 | 1.94
LENNOX | ELITE EL22XPV SERIES | 211694724 | HRCU-A-CB | EL22XPV-024-230A** | C35-30A+TDR+TXV | Ducted Indoor Units | 23400 | 14200 | 2.52 | 16100 | 1.96
LENNOX | ELITE EL22XPV SERIES | 211694723 | HRCU-A-CB | EL22XPV-024-230A** | C35-30A+TDR+TXV | Ducted Indoor Units | 23000 | 13900 | 2.51 | 15800 | 1.94
LENNOX | ELITE EL22XPV SERIES | 211694722 | HRCU-A-CB | EL22XPV-024-230A** | C35-30A+TDR+TXV | Ducted Indoor Units | 23400 | 14200 | 2.52 | 16100 | 1.96
LENNOX | ELITE EL22XPV SERIES | 211694721 | HRCU-A-CB | EL22XPV-024-230A** | C35-30A+TDR+TXV | Ducted Indoor Units | 23000 | 13900 | 2.51 | 15800 | 1.94
LENNOX | ELITE EL22XPV SERIES | 211694718 | HRCU-A-CB | EL22XPV-024-230A** | C35-30A+TDR+TXV | Ducted Indoor Units | 23000 | 13900 | 2.51 | 15800 | 1.94
LENNOX | ELITE EL22XPV SERIES | 211694717 | HRCU-A-CB | EL22XPV-024-230A** | C35-30A+TDR+TXV | Ducted Indoor Units | 23400 | 14200 | 2.51 | 16100 | 1.96
LENNOX | ELITE EL22XPV SERIES | 211694716 | HRCU-A-CB | EL22XPV-024-230A** | C35-30A+TDR+TXV | Ducted Indoor Units | 23400 | 14200 | 2.51 | 16100 | 1.96
LENNOX | ELITE EL22XPV SERIES | 211694715 | HRCU-A-CB | EL22XPV-024-230A** | C35-24B+TDR+TXV | Ducted Indoor Units | 23600 | 14700 | 2.52 | 15800 | 1.92
LENNOX | ELITE EL22XPV SERIES | 211694714 | HRCU-A-CB | EL22XPV-024-230A** | C35-24B+TDR+TXV | Ducted Indoor Units | 23600 | 14700 | 2.5 | 15800 | 1.9
LENNOX | ELITE EL22XPV SERIES | 211694713 | HRCU-A-CB | EL22XPV-024-230A** | C35-24B+TDR+TXV | Ducted Indoor Units | 23600 | 14700 | 2.5 | 15800 | 1.92
LENNOX | ELITE EL22XPV SERIES | 211694712 | HRCU-A-CB | EL22XPV-024-230A** | C35-24B+TDR+TXV | Ducted Indoor Units | 23600 | 14600 | 2.55 | 15700 | 1.92
LENNOX | ELITE EL22XPV SERIES | 211694711 | HRCU-A-CB | EL22XPV-024-230A** | C35-24B+TDR+TXV | Ducted Indoor Units | 23600 | 14600 | 2.55 | 15700 | 1.92
LENNOX | ELITE EL22XPV SERIES | 211694710 | HRCU-A-CB | EL22XPV-024-230A** | C35-24B+TDR+TXV | Ducted Indoor Units | 23600 | 14600 | 2.55 | 15700 | 1.92
LENNOX | ELITE EL22XPV SERIES | 211694708 | HRCU-A-CB | EL22XPV-024-230A** | C35-24B+TDR+TXV | Ducted Indoor Units | 23600 | 14700 | 2.5 | 15800 | 1.92
LENNOX | ELITE EL22XPV SERIES | 211694701 | HRCU-A-CB | EL22XPV-024-230A** | C35-24B+TDR+TXV | Ducted Indoor Units | 23600 | 14700 | 2.52 | 15700 | 1.9
LENNOX | ELITE EL22XPV SERIES | 211694695 | HRCU-A-CB | EL22XPV-024-230A** | C35-24B+TDR+TXV | Ducted Indoor Units | 23200 | 14500 | 2.54 | 15500 | 1.9
LENNOX | ELITE EL22XPV SERIES | 211694694 | HRCU-A-CB | EL22XPV-024-230A** | C35-24B+TDR+TXV | Ducted Indoor Units | 23400 | 14500 | 2.51 | 15600 | 1.92
LENNOX | ELITE EL22XPV SERIES | 211694693 | HRCU-A-CB | EL22XPV-024-230A** | C35-24B+TDR+TXV | Ducted Indoor Units | 23200 | 14500 | 2.54 | 15500 | 1.9
LENNOX | ELITE EL22XPV SERIES | 211694692 | HRCU-A-CB | EL22XPV-024-230A** | C35-24B+TDR+TXV | Ducted Indoor Units | 23200 | 14500 | 2.54 | 15500 | 1.9
LENNOX | ELITE EL22XPV SERIES | 211694691 | HRCU-A-CB | EL22XPV-024-230A** | C35-24B+TDR+TXV | Ducted Indoor Units | 23600 | 14700 | 2.52 | 15800 | 1.92
LENNOX | ELITE EL22XPV SERIES | 211694685 | HRCU-A-CB | EL22XPV-024-230A** | C35-24B+TDR+TXV | Ducted Indoor Units | 23600 | 14700 | 2.5 | 15800 | 1.92
LENNOX | ELITE EL22XPV SERIES | 211694678 | HRCU-A-CB | EL22XPV-024-230A** | C35-24A+TDR+TXV | Ducted Indoor Units | 23600 | 14700 | 2.52 | 15700 | 1.9
LENNOX | ELITE EL22XPV SERIES | 211694677 | HRCU-A-CB | EL22XPV-024-230A** | C35-24A+TDR+TXV | Ducted Indoor Units | 23600 | 14700 | 2.52 | 15700 | 1.9
LENNOX | ELITE EL22XPV SERIES | 211694676 | HRCU-A-CB | EL22XPV-024-230A** | C35-24A+TDR+TXV | Ducted Indoor Units | 23600 | 14700 | 2.53 | 15700 | 1.92
LENNOX | ELITE EL22XPV SERIES | 211694675 | HRCU-A-CB | EL22XPV-024-230A** | C35-24A+TDR+TXV | Ducted Indoor Units | 23200 | 14500 | 2.51 | 15500 | 1.9
LENNOX | ELITE EL22XPV SERIES | 211694674 | HRCU-A-CB | EL22XPV-024-230A** | C35-24A+TDR+TXV | Ducted Indoor Units | 23200 | 14400 | 2.53 | 15500 | 1.9
LENNOX | ELITE EL22XPV SERIES | 211694673 | HRCU-A-CB | EL22XPV-024-230A** | C35-24A+TDR+TXV | Ducted Indoor Units | 23200 | 14500 | 2.51 | 15500 | 1.9
LENNOX | ELITE EL22XPV SERIES | 211694668 | HRCU-A-CB | EL22XPV-024-230A** | C35-24A+TDR+TXV | Ducted Indoor Units | 23600 | 14700 | 2.5 | 15800 | 1.92
LENNOX | ELITE EL22XPV SERIES | 211694667 | HRCU-A-CB | EL22XPV-024-230A** | C35-24A+TDR+TXV | Ducted Indoor Units | 23600 | 14700 | 2.5 | 15800 | 1.92
LENNOX | ELITE EL22XPV SERIES | 211694666 | HRCU-A-CB | EL22XPV-024-230A** | C35-24A+TDR+TXV | Ducted Indoor Units | 23000 | 14300 | 2.52 | 15400 | 1.9
LENNOX | ELITE EL22XPV SERIES | 211694665 | HRCU-A-CB | EL22XPV-024-230A** | C35-24A+TDR+TXV | Ducted Indoor Units | 23600 | 14700 | 2.52 | 15700 | 1.9
LENNOX | ELITE EL22XPV SERIES | 211694664 | HRCU-A-CB | EL22XPV-024-230A** | C35-24A+TDR+TXV | Ducted Indoor Units | 23600 | 14700 | 2.52 | 15700 | 1.9
LENNOX | ELITE EL22XPV SERIES | 211694663 | HRCU-A-CB | EL22XPV-024-230A** | CBA38MV-030-230*+TDR | Ducted Indoor Units | 22400 | 14300 | 2.83 | 16100 | 2.32
LENNOX | ELITE EL22XPV SERIES | 211694899 | HRCU-A-CB | EL22XPV-024-230A** | CX35-30A+TDR | Ducted Indoor Units | 23600 | 14200 | 2.51 | 16100 | 1.96
LENNOX | ELITE EL22XPV SERIES | 211694898 | HRCU-A-CB | EL22XPV-024-230A** | CX35-30A+TDR | Ducted Indoor Units | 23600 | 14200 | 2.51 | 16100 | 1.96
LENNOX | ELITE EL22XPV SERIES | 211694897 | HRCU-A-CB | EL22XPV-024-230A** | CX35-30A+TDR | Ducted Indoor Units | 23400 | 14200 | 2.52 | 16100 | 1.98
LENNOX | ELITE EL22XPV SERIES | 211694896 | HRCU-A-CB | EL22XPV-024-230A** | CX35-30A+TDR | Ducted Indoor Units | 23200 | 14000 | 2.52 | 15900 | 1.94
LENNOX | ELITE EL22XPV SERIES | 211694895 | HRCU-A-CB | EL22XPV-024-230A** | CX35-30A+TDR | Ducted Indoor Units | 23200 | 14000 | 2.52 | 15900 | 1.96
LENNOX | ELITE EL22XPV SERIES | 211694894 | HRCU-A-CB | EL22XPV-024-230A** | CX35-30A+TDR | Ducted Indoor Units | 23200 | 14000 | 2.52 | 15900 | 1.94
LENNOX | ELITE EL22XPV SERIES | 211694893 | HRCU-A-CB | EL22XPV-024-230A** | CX35-30A+TDR | Ducted Indoor Units | 23400 | 14200 | 2.52 | 16100 | 1.96
LENNOX | ELITE EL22XPV SERIES | 211694892 | HRCU-A-CB | EL22XPV-024-230A** | CX35-30A+TDR | Ducted Indoor Units | 23000 | 13900 | 2.51 | 15800 | 1.94
LENNOX | ELITE EL22XPV SERIES | 211694891 | HRCU-A-CB | EL22XPV-024-230A** | CX35-30A+TDR | Ducted Indoor Units | 23400 | 14200 | 2.52 | 16100 | 1.96
LENNOX | ELITE EL22XPV SERIES | 211694890 | HRCU-A-CB | EL22XPV-024-230A** | CX35-30A+TDR | Ducted Indoor Units | 23000 | 13900 | 2.51 | 15800 | 1.94
LENNOX | ELITE EL22XPV SERIES | 211694887 | HRCU-A-CB | EL22XPV-024-230A** | CX35-30A+TDR | Ducted Indoor Units | 23000 | 13900 | 2.51 | 15800 | 1.94
LENNOX | ELITE EL22XPV SERIES | 211694886 | HRCU-A-CB | EL22XPV-024-230A** | CX35-30A+TDR | Ducted Indoor Units | 23400 | 14200 | 2.51 | 16100 | 1.96
LENNOX | ELITE EL22XPV SERIES | 211694885 | HRCU-A-CB | EL22XPV-024-230A** | CX35-30A+TDR | Ducted Indoor Units | 23400 | 14200 | 2.51 | 16100 | 1.96
LENNOX | ELITE EL22XPV SERIES | 211694884 | HRCU-A-CB | EL22XPV-024-230A** | CX35-30B+TDR | Ducted Indoor Units | 23600 | 14200 | 2.51 | 16100 | 1.96
LENNOX | ELITE EL22XPV SERIES | 211694883 | HRCU-A-CB | EL22XPV-024-230A** | CX35-30B+TDR | Ducted Indoor Units | 23600 | 14200 | 2.51 | 16100 | 1.96
LENNOX | ELITE EL22XPV SERIES | 211694882 | HRCU-A-CB | EL22XPV-024-230A** | CX35-30B+TDR | Ducted Indoor Units | 23600 | 14200 | 2.51 | 16200 | 1.96
LENNOX | ELITE EL22XPV SERIES | 211694881 | HRCU-A-CB | EL22XPV-024-230A** | CX35-30B+TDR | Ducted Indoor Units | 23600 | 14200 | 2.51 | 16100 | 1.96
LENNOX | ELITE EL22XPV SERIES | 211694880 | HRCU-A-CB | EL22XPV-024-230A** | CX35-30B+TDR | Ducted Indoor Units | 23400 | 14100 | 2.54 | 16000 | 1.98
LENNOX | ELITE EL22XPV SERIES | 211694879 | HRCU-A-CB | EL22XPV-024-230A** | CX35-30B+TDR | Ducted Indoor Units | 23400 | 14100 | 2.54 | 16000 | 1.98
LENNOX | ELITE EL22XPV SERIES | 211694878 | HRCU-A-CB | EL22XPV-024-230A** | CX35-30B+TDR | Ducted Indoor Units | 23400 | 14100 | 2.54 | 16000 | 1.98
LENNOX | ELITE EL22XPV SERIES | 211694876 | HRCU-A-CB | EL22XPV-024-230A** | CX35-30B+TDR | Ducted Indoor Units | 23600 | 14200 | 2.51 | 16100 | 1.96
LENNOX | ELITE EL22XPV SERIES | 211694869 | HRCU-A-CB | EL22XPV-024-230A** | CX35-30B+TDR | Ducted Indoor Units | 23600 | 14200 | 2.51 | 16100 | 1.96
LENNOX | ELITE EL22XPV SERIES | 211694863 | HRCU-A-CB | EL22XPV-024-230A** | CX35-30B+TDR | Ducted Indoor Units | 23200 | 14000 | 2.52 | 15900 | 1.96
LENNOX | ELITE EL22XPV SERIES | 211694862 | HRCU-A-CB | EL22XPV-024-230A** | CX35-30B+TDR | Ducted Indoor Units | 23200 | 14100 | 2.54 | 16000 | 1.98
LENNOX | ELITE EL22XPV SERIES | 211694861 | HRCU-A-CB | EL22XPV-024-230A** | CX35-30B+TDR | Ducted Indoor Units | 23200 | 14000 | 2.53 | 15900 | 1.96
LENNOX | ELITE EL22XPV SERIES | 211694860 | HRCU-A-CB | EL22XPV-024-230A** | CX35-30B+TDR | Ducted Indoor Units | 23200 | 14000 | 2.52 | 15900 | 1.96
LENNOX | ELITE EL22XPV SERIES | 211694859 | HRCU-A-CB | EL22XPV-024-230A** | CX35-30B+TDR | Ducted Indoor Units | 23600 | 14200 | 2.51 | 16100 | 1.96
LENNOX | ELITE EL22XPV SERIES | 211694846 | HRCU-A-CB | EL22XPV-024-230A** | CX35-24B+TDR | Ducted Indoor Units | 23600 | 14700 | 2.52 | 15800 | 1.92
LENNOX | ELITE EL22XPV SERIES | 211694845 | HRCU-A-CB | EL22XPV-024-230A** | CX35-24B+TDR | Ducted Indoor Units | 23600 | 14700 | 2.5 | 15800 | 1.9
LENNOX | ELITE EL22XPV SERIES | 211694844 | HRCU-A-CB | EL22XPV-024-230A** | CX35-24B+TDR | Ducted Indoor Units | 23600 | 14700 | 2.5 | 15800 | 1.92
LENNOX | ELITE EL22XPV SERIES | 211694843 | HRCU-A-CB | EL22XPV-024-230A** | CX35-24B+TDR | Ducted Indoor Units | 23600 | 14600 | 2.55 | 15700 | 1.92
LENNOX | ELITE EL22XPV SERIES | 211694842 | HRCU-A-CB | EL22XPV-024-230A** | CX35-24B+TDR | Ducted Indoor Units | 23600 | 14600 | 2.55 | 15700 | 1.92
LENNOX | ELITE EL22XPV SERIES | 211694841 | HRCU-A-CB | EL22XPV-024-230A** | CX35-24B+TDR | Ducted Indoor Units | 23600 | 14600 | 2.55 | 15700 | 1.92
LENNOX | ELITE EL22XPV SERIES | 211694839 | HRCU-A-CB | EL22XPV-024-230A** | CX35-24B+TDR | Ducted Indoor Units | 23600 | 14700 | 2.5 | 15800 | 1.92
LENNOX | EL22XPV SERIES | 211799261 | HRCU-A-CB | EL22XPV-036-230A** | CX35-48C+TDR |  | 33600 | 22400 | 2.56 | 18500 | 2.26
LENNOX | EL22XPV SERIES | 211799259 | HRCU-A-CB | EL22XPV-036-230A** | CX35-48C+TDR |  | 33800 | 22400 | 2.52 | 18600 | 2.24
LENNOX | EL22XPV SERIES | 211799258 | HRCU-A-CB | EL22XPV-036-230A** | CX35-48C+TDR |  | 33800 | 22400 | 2.52 | 18600 | 2.24
LENNOX | EL22XPV SERIES | 211799256 | HRCU-A-CB | EL22XPV-036-230A** | CX35-48C+TDR |  | 33800 | 22400 | 2.54 | 18500 | 2.24
LENNOX | EL22XPV SERIES | 211799248 | HRCU-A-CB | EL22XPV-036-230A** | CX35-48C+TDR |  | 33800 | 22400 | 2.52 | 18600 | 2.24
LENNOX | EL22XPV SERIES | 211799245 | HRCU-A-CB | EL22XPV-036-230A** | CX35-48C+TDR |  | 33800 | 22400 | 2.52 | 18600 | 2.24
LENNOX | EL22XPV SERIES | 211799244 | HRCU-A-CB | EL22XPV-036-230A** | CX35-48C+TDR |  | 33800 | 22400 | 2.54 | 18500 | 2.24
LENNOX | EL22XPV SERIES | 211799238 | HRCU-A-CB | EL22XPV-036-230A** | C35-48C+TDR+TXV |  | 33600 | 22400 | 2.56 | 18500 | 2.26
LENNOX | EL22XPV SERIES | 211799236 | HRCU-A-CB | EL22XPV-036-230A** | C35-48C+TDR+TXV |  | 33800 | 22400 | 2.52 | 18600 | 2.24
LENNOX | EL22XPV SERIES | 211799235 | HRCU-A-CB | EL22XPV-036-230A** | C35-48C+TDR+TXV |  | 33800 | 22400 | 2.52 | 18600 | 2.24
LENNOX | EL22XPV SERIES | 211799233 | HRCU-A-CB | EL22XPV-036-230A** | C35-48C+TDR+TXV |  | 33800 | 22400 | 2.54 | 18500 | 2.24
LENNOX | EL22XPV SERIES | 211799225 | HRCU-A-CB | EL22XPV-036-230A** | C35-48C+TDR+TXV |  | 33800 | 22400 | 2.52 | 18600 | 2.24
LENNOX | EL22XPV SERIES | 211799222 | HRCU-A-CB | EL22XPV-036-230A** | C35-48C+TDR+TXV |  | 33800 | 22400 | 2.52 | 18600 | 2.24
LENNOX | EL22XPV SERIES | 211799221 | HRCU-A-CB | EL22XPV-036-230A** | C35-48C+TDR+TXV |  | 33800 | 22400 | 2.54 | 18500 | 2.24
LENNOX | ELITE EL22XPV SERIES | 211468007 | HRCU-A-CB | EL22XPV-036-230A** | CX35-48B+TDR | Ducted Indoor Units | 33800 | 22400 | 2.54 | 18400 | 2.22
LENNOX | ELITE EL22XPV SERIES | 211468006 | HRCU-A-CB | EL22XPV-036-230A** | CX35-48B+TDR | Ducted Indoor Units | 33800 | 22400 | 2.54 | 18400 | 2.22
LENNOX | ELITE EL22XPV SERIES | 211468005 | HRCU-A-CB | EL22XPV-036-230A** | CX35-48B+TDR | Ducted Indoor Units | 33800 | 22400 | 2.52 | 18400 | 2.22
LENNOX | ELITE EL22XPV SERIES | 211468004 | HRCU-A-CB | EL22XPV-036-230A** | CX35-48B+TDR | Ducted Indoor Units | 33800 | 22600 | 2.52 | 18500 | 2.2
LENNOX | ELITE EL22XPV SERIES | 211467994 | HRCU-A-CB | EL22XPV-036-230A** | CX35-48B+TDR | Ducted Indoor Units | 33600 | 22200 | 2.56 | 18200 | 2.24
LENNOX | ELITE EL22XPV SERIES | 211467993 | HRCU-A-CB | EL22XPV-036-230A** | CX35-48B+TDR | Ducted Indoor Units | 33600 | 22200 | 2.52 | 18300 | 2.22
LENNOX | ELITE EL22XPV SERIES | 211467992 | HRCU-A-CB | EL22XPV-036-230A** | CX35-48B+TDR | Ducted Indoor Units | 33600 | 22200 | 2.56 | 18200 | 2.24
LENNOX | ELITE EL22XPV SERIES | 211467991 | HRCU-A-CB | EL22XPV-036-230A** | CX35-48B+TDR | Ducted Indoor Units | 33400 | 22200 | 2.52 | 18200 | 2.22
LENNOX | ELITE EL22XPV SERIES | 211467990 | HRCU-A-CB | EL22XPV-036-230A** | CX35-48B+TDR | Ducted Indoor Units | 33600 | 22200 | 2.54 | 18200 | 2.22
LENNOX | ELITE EL22XPV SERIES | 211467989 | HRCU-A-CB | EL22XPV-036-230A** | CX35-48B+TDR | Ducted Indoor Units | 33400 | 22200 | 2.52 | 18200 | 2.22
LENNOX | ELITE EL22XPV SERIES | 211467988 | HRCU-A-CB | EL22XPV-036-230A** | CX35-48B+TDR | Ducted Indoor Units | 33400 | 22200 | 2.52 | 18200 | 2.22
LENNOX | ELITE EL22XPV SERIES | 211467984 | HRCU-A-CB | EL22XPV-036-230A** | CX35-48B+TDR | Ducted Indoor Units | 33600 | 22400 | 2.5 | 18400 | 2.2
LENNOX | ELITE EL22XPV SERIES | 211467983 | HRCU-A-CB | EL22XPV-036-230A** | CX35-48B+TDR | Ducted Indoor Units | 33200 | 22000 | 2.54 | 18000 | 2.24
LENNOX | ELITE EL22XPV SERIES | 211467982 | HRCU-A-CB | EL22XPV-036-230A** | CX35-48B+TDR | Ducted Indoor Units | 33200 | 22000 | 2.54 | 18000 | 2.24
LENNOX | ELITE EL22XPV SERIES | 211467981 | HRCU-A-CB | EL22XPV-036-230A** | CX35-48B+TDR | Ducted Indoor Units | 33200 | 22000 | 2.52 | 18100 | 2.24
LENNOX | ELITE EL22XPV SERIES | 211467977 | HRCU-A-CB | EL22XPV-036-230A** | CX35-48B+TDR | Ducted Indoor Units | 33600 | 22400 | 2.5 | 18400 | 2.2
LENNOX | ELITE EL22XPV SERIES | 211467975 | HRCU-A-CB | EL22XPV-036-230A** | CX35-48B+TDR | Ducted Indoor Units | 33800 | 22600 | 2.5 | 18500 | 2.18
LENNOX | ELITE EL22XPV SERIES | 211467871 | HRCU-A-CB | EL22XPV-036-230A** | CR33-48B*+TDR+TXV |  | 33400 | 21400 | 2.5 | 17700 | 2.18
LENNOX | ELITE EL22XPV SERIES | 211467865 | HRCU-A-CB | EL22XPV-036-230A** | CR33-30/36C+TDR+TXV | Ducted Indoor Units | 35800 | 23400 | 2.5 | 19000 | 2.18
LENNOX | ELITE EL22XPV SERIES | 211467864 | HRCU-A-CB | EL22XPV-036-230A** | CR33-30/36C+TDR+TXV | Ducted Indoor Units | 35600 | 23200 | 2.5 | 18900 | 2.2
LENNOX | ELITE EL22XPV SERIES | 211467863 | HRCU-A-CB | EL22XPV-036-230A** | CR33-30/36C+TDR+TXV | Ducted Indoor Units | 34800 | 22800 | 2.54 | 18400 | 2.22
LENNOX | ELITE EL22XPV SERIES | 211467862 | HRCU-A-CB | EL22XPV-036-230A** | CR33-30/36C+TDR+TXV | Ducted Indoor Units | 35400 | 23000 | 2.54 | 18700 | 2.22
LENNOX | ELITE EL22XPV SERIES | 211467861 | HRCU-A-CB | EL22XPV-036-230A** | CR33-30/36C+TDR+TXV | Ducted Indoor Units | 35000 | 22800 | 2.56 | 18500 | 2.24
LENNOX | ELITE EL22XPV SERIES | 211467860 | HRCU-A-CB | EL22XPV-036-230A** | CR33-30/36C+TDR+TXV | Ducted Indoor Units | 35000 | 22800 | 2.54 | 18500 | 2.22
LENNOX | ELITE EL22XPV SERIES | 211467859 | HRCU-A-CB | EL22XPV-036-230A** | CR33-30/36C+TDR+TXV | Ducted Indoor Units | 35000 | 22800 | 2.58 | 18400 | 2.24
LENNOX | ELITE EL22XPV SERIES | 211467858 | HRCU-A-CB | EL22XPV-036-230A** | CR33-30/36C+TDR+TXV | Ducted Indoor Units | 35400 | 23000 | 2.54 | 18700 | 2.22
LENNOX | ELITE EL22XPV SERIES | 211467857 | HRCU-A-CB | EL22XPV-036-230A** | CR33-30/36C+TDR+TXV | Ducted Indoor Units | 35000 | 22800 | 2.54 | 18500 | 2.22
LENNOX | ELITE EL22XPV SERIES | 211467856 | HRCU-A-CB | EL22XPV-036-230A** | CR33-30/36B+TDR+TXV | Ducted Indoor Units | 35600 | 23200 | 2.5 | 18900 | 2.18
LENNOX | ELITE EL22XPV SERIES | 211467855 | HRCU-A-CB | EL22XPV-036-230A** | CR33-30/36B+TDR+TXV | Ducted Indoor Units | 35600 | 23200 | 2.5 | 18900 | 2.18
LENNOX | ELITE EL22XPV SERIES | 211467722 | HRCU-A-CB | EL22XPV-036-230A** | CBA38MV-042-230*+TDR | Ducted Indoor Units | 35000 | 22800 | 2.64 | 18400 | 2.3
LENNOX | ELITE EL22XPV SERIES | 211467854 | HRCU-A-CB | EL22XPV-036-230A** | CR33-30/36B+TDR+TXV | Ducted Indoor Units | 35000 | 22800 | 2.52 | 18500 | 2.2
LENNOX | ELITE EL22XPV SERIES | 211467721 | HRCU-A-CB | EL22XPV-036-230A** | CBA27UHE-042-230*+TDR | Ducted Indoor Units | 34400 | 22200 | 2.6 | 18000 | 2.3
LENNOX | ELITE EL22XPV SERIES | 211467853 | HRCU-A-CB | EL22XPV-036-230A** | CR33-30/36B+TDR+TXV | Ducted Indoor Units | 35400 | 23200 | 2.52 | 18800 | 2.2
LENNOX | ELITE EL22XPV SERIES | 211467720 | HRCU-A-CB | EL22XPV-036-230A** | CBA27UHE-036-230*+TDR | Ducted Indoor Units | 33600 | 23000 | 2.6 | 18300 | 2.24
LENNOX | ELITE EL22XPV SERIES | 211467852 | HRCU-A-CB | EL22XPV-036-230A** | CR33-30/36B+TDR+TXV | Ducted Indoor Units | 34800 | 22800 | 2.52 | 18400 | 2.2
LENNOX | ELITE EL22XPV SERIES | 211467719 | HRCU-A-CB | EL22XPV-036-230A** | CBA25UHV-042-230-** | Ducted Indoor Units | 33600 | 22200 | 2.6 | 18000 | 2.24
LENNOX | ELITE EL22XPV SERIES | 211467718 | HRCU-A-CB | EL22XPV-036-230A** | CBA25UHV-036-230-** | Ducted Indoor Units | 33400 | 22200 | 2.58 | 18000 | 2.24
LENNOX | ELITE EL22XPV SERIES | 211467851 | HRCU-A-CB | EL22XPV-036-230A** | CR33-30/36B+TDR+TXV | Ducted Indoor Units | 35200 | 23000 | 2.52 | 18600 | 2.2
LENNOX | ELITE EL22XPV SERIES | 211467850 | HRCU-A-CB | EL22XPV-036-230A** | CR33-30/36B+TDR+TXV | Ducted Indoor Units | 35200 | 23000 | 2.52 | 18600 | 2.2
LENNOX | ELITE EL22XPV SERIES | 211467849 | HRCU-A-CB | EL22XPV-036-230A** | CR33-30/36B+TDR+TXV | Ducted Indoor Units | 35000 | 22800 | 2.58 | 18500 | 2.26
LENNOX | ELITE EL22XPV SERIES | 211467848 | HRCU-A-CB | EL22XPV-036-230A** | CR33-30/36B+TDR+TXV | Ducted Indoor Units | 34800 | 22600 | 2.52 | 18400 | 2.22
LENNOX | ELITE EL22XPV SERIES | 211467714 | HRCU-A-CB | EL22XPV-036-230A** | C35-48B+TDR+TXV | Ducted Indoor Units | 33800 | 22400 | 2.54 | 18400 | 2.22
LENNOX | ELITE EL22XPV SERIES | 211467713 | HRCU-A-CB | EL22XPV-036-230A** | C35-48B+TDR+TXV | Ducted Indoor Units | 33800 | 22400 | 2.54 | 18400 | 2.22
LENNOX | ELITE EL22XPV SERIES | 211467846 | HRCU-A-CB | EL22XPV-036-230A** | CR33-30/36B+TDR+TXV | Ducted Indoor Units | 35400 | 23000 | 2.5 | 18800 | 2.2
LENNOX | ELITE EL22XPV SERIES | 211467712 | HRCU-A-CB | EL22XPV-036-230A** | C35-48B+TDR+TXV | Ducted Indoor Units | 33800 | 22400 | 2.52 | 18400 | 2.22
LENNOX | ELITE EL22XPV SERIES | 211467845 | HRCU-A-CB | EL22XPV-036-230A** | CR33-30/36B+TDR+TXV | Ducted Indoor Units | 35800 | 23400 | 2.5 | 19000 | 2.16
LENNOX | ELITE EL22XPV SERIES | 211467711 | HRCU-A-CB | EL22XPV-036-230A** | C35-48B+TDR+TXV | Ducted Indoor Units | 33800 | 22600 | 2.52 | 18500 | 2.2
LENNOX | ELITE EL22XPV SERIES | 211467844 | HRCU-A-CB | EL22XPV-036-230A** | CR33-30/36B+TDR+TXV | Ducted Indoor Units | 35200 | 22800 | 2.54 | 18600 | 2.22
LENNOX | ELITE EL22XPV SERIES | 211467843 | HRCU-A-CB | EL22XPV-036-230A** | CR33-30/36A+TDR+TXV | Ducted Indoor Units | 35800 | 23400 | 2.5 | 19000 | 2.16
LENNOX | ELITE EL22XPV SERIES | 211467842 | HRCU-A-CB | EL22XPV-036-230A** | CR33-30/36A+TDR+TXV | Ducted Indoor Units | 35000 | 22800 | 2.52 | 18500 | 2.2
LENNOX | ELITE EL22XPV SERIES | 211467841 | HRCU-A-CB | EL22XPV-036-230A** | CR33-30/36A+TDR+TXV | Ducted Indoor Units | 34800 | 22800 | 2.52 | 18400 | 2.2
LENNOX | ELITE EL22XPV SERIES | 211467701 | HRCU-A-CB | EL22XPV-036-230A** | C35-48B+TDR+TXV | Ducted Indoor Units | 33600 | 22200 | 2.56 | 18200 | 2.24
LENNOX | ELITE EL22XPV SERIES | 211467700 | HRCU-A-CB | EL22XPV-036-230A** | C35-48B+TDR+TXV | Ducted Indoor Units | 33600 | 22200 | 2.52 | 18300 | 2.22
LENNOX | ELITE EL22XPV SERIES | 211467699 | HRCU-A-CB | EL22XPV-036-230A** | C35-48B+TDR+TXV | Ducted Indoor Units | 33600 | 22200 | 2.56 | 18200 | 2.24
LENNOX | ELITE EL22XPV SERIES | 211467698 | HRCU-A-CB | EL22XPV-036-230A** | C35-48B+TDR+TXV | Ducted Indoor Units | 33400 | 22200 | 2.52 | 18200 | 2.22
LENNOX | ELITE EL22XPV SERIES | 211467697 | HRCU-A-CB | EL22XPV-036-230A** | C35-48B+TDR+TXV | Ducted Indoor Units | 33600 | 22200 | 2.54 | 18200 | 2.22
LENNOX | ELITE EL22XPV SERIES | 211467696 | HRCU-A-CB | EL22XPV-036-230A** | C35-48B+TDR+TXV | Ducted Indoor Units | 33400 | 22200 | 2.52 | 18200 | 2.22
LENNOX | ELITE EL22XPV SERIES | 211467695 | HRCU-A-CB | EL22XPV-036-230A** | C35-48B+TDR+TXV | Ducted Indoor Units | 33400 | 22200 | 2.52 | 18200 | 2.22
LENNOX | ELITE EL22XPV SERIES | 211467691 | HRCU-A-CB | EL22XPV-036-230A** | C35-48B+TDR+TXV | Ducted Indoor Units | 33600 | 22400 | 2.5 | 18400 | 2.2
LENNOX | ELITE EL22XPV SERIES | 211467690 | HRCU-A-CB | EL22XPV-036-230A** | C35-48B+TDR+TXV | Ducted Indoor Units | 33200 | 22000 | 2.54 | 18000 | 2.24
LENNOX | ELITE EL22XPV SERIES | 211467689 | HRCU-A-CB | EL22XPV-036-230A** | C35-48B+TDR+TXV | Ducted Indoor Units | 33200 | 22000 | 2.54 | 18000 | 2.24
LENNOX | ELITE EL22XPV SERIES | 211467688 | HRCU-A-CB | EL22XPV-036-230A** | C35-48B+TDR+TXV | Ducted Indoor Units | 33200 | 22000 | 2.52 | 18100 | 2.24
LENNOX | ELITE EL22XPV SERIES | 211467684 | HRCU-A-CB | EL22XPV-036-230A** | C35-48B+TDR+TXV | Ducted Indoor Units | 33600 | 22400 | 2.5 | 18400 | 2.2
LENNOX | ELITE EL22XPV SERIES | 211467682 | HRCU-A-CB | EL22XPV-036-230A** | C35-48B+TDR+TXV | Ducted Indoor Units | 33800 | 22600 | 2.5 | 18500 | 2.18
LENNOX | ELITE EL22XPV SERIES | 211467586 | HRCU-A-CB | EL22XPV-036-230A** | CBA38MV-036-230*+TDR | Ducted Indoor Units | 33400 | 22800 | 2.6 | 18200 | 2.26
LENNOX |  | 10056168 | HRCU-A-CB-O | MPB012S4S-1L | MWMB012S4-1L | Mini-Splits | 12000 | 7600 | 2.59 | 6885 | 2
LENNOX |  | 10056171 | HRCU-A-CB-O | MPB012S4S-1P | MWMA012S4-1P | Mini-Splits | 12000 | 7700 | 2.75 | 9134 | 1.94
LENNOX |  | 10056173 | HRCU-A-CB-O | MPB018S4S-1P | MWMA018S4-1P | Mini-Splits | 18000 | 11400 | 2.72 | 11178 | 2.02
LENNOX |  | 10056174 | HRCU-A-CB-O | MPB018S4S-1P | MWMA018S4-2P | Mini-Splits | 18000 | 11400 | 2.72 | 11178 | 2.02
LENNOX |  | 10056172 | HRCU-A-CB-O | MPB012S4S-1P | MWMA012S4-2P | Mini-Splits | 12000 | 7700 | 2.75 | 9134 | 1.94
LENNOX |  | 10056175 | HRCU-A-CB-O | MPB024S4S-1P | MWMA024S4-1P | Mini-Splits | 25000 | 15300 | 2.7 | 18099 | 2.07
LENNOX |  | 10056176 | HRCU-A-CB-O | MPB024S4S-1P | MWMA024S4-2P | Mini-Splits | 25000 | 15300 | 2.7 | 18099 | 2.07
LENNOX |  | 10058825 | HRCU-A-CB-O | MPB018S4S-1P | MCFB018S4-2P | Mini-Splits | 18000 | 12000 | 2.71 | 10274 | 2.11
LENNOX |  | 10058826 | HRCU-A-CB-O | MPB024S4S-1P | MCFA024S4-1P | Mini-Splits | 24000 | 15000 | 2.85 | 17705 | 2.02
LENNOX |  | 10058827 | HRCU-A-CB-O | MPB024S4S-1P | MCFA024S4-2P | Mini-Splits | 24000 | 15000 | 2.85 | 17705 | 2.02
LENNOX |  | 10058834 | HRCU-A-CB-O | MPB018S4S-1P | M22A018S4-1P | Mini-Splits | 18000 | 12000 | 2.77 | 9410 | 1.98
LENNOX |  | 10058835 | HRCU-A-CB-O | MPB018S4S-1P | M22A018S4-2P | Mini-Splits | 18000 | 12000 | 2.77 | 9410 | 1.98
LENNOX |  | 201796629 | HRCU-A-CB-O | MPB012S4S-1L | MWMB012S4-2L | Mini-Splits | 12000 | 7600 | 2.59 | 6885 | 2
LENNOX |  | 201796631 | HRCU-A-CB-O | MPB012S4S-1P | MWMA012S4-3P | Mini-Splits | 12000 | 7700 | 2.75 | 9134 | 1.94
LENNOX |  | 207683516 | HRCU-A-CB-O | MPC018S4S-1P | M22A018S4-2P | Mini-Splits | 18500 | 12000 | 2.51 | 11331 | 2.01
LENNOX |  | 207683517 | HRCU-A-CB-O | MPC024S4S-1P | M33C024S4-1P | Mini-Splits | 25000 | 15600 | 2.86 | 17540 | 2.12
LENNOX |  | 207683506 | HRCU-A-CB | MPC024S4S-1P | MMDB024S4-2P | Mini-Splits | 24600 | 13500 | 2.59 | 17000 | 2.05
LENNOX |  | 203343587 | HMSV-A-CB | MPB030S4M-2P |  | Non-Ducted Indoor Units | 28000 | 17200 | 2.82 | 16820 | 1.95
LENNOX |  | 207683515 | HRCU-A-CB-O | MPC012S4S-1P | M22A012S4-2P | Mini-Splits | 12000 | 8900 | 3.22 | 7786 | 1.92
LENNOX |  | 207683498 | HRCU-A-CB-O | MPC012S4S-1P | MWMC012S4-1P | Mini-Splits | 12000 | 9000 | 3.22 | 8465 | 2.26
LENNOX |  | 211034435 | HRCU-A-CB-O | MPC012S4S-1P | M22A012S4-*P | Mini-Splits | 12000 | 8900 | 3.22 | 7786 | 1.92
LENNOX |  | 211034430 | HRCU-A-CB-O | MPC018S4S-1P | MCFB018S4-*P | Mini-Splits | 20000 | 12800 | 2.5 | 11662 | 2.11
LENNOX |  | 211034425 | HRCU-A-CB | MPC018S4S-1P | MMDB018S4-*P | Mini-Splits | 20000 | 12600 | 2.74 | 11966 | 2.21
LENNOX |  | 211034419 | HRCU-A-CB-O | MPC024S4S-1P | MWMC024S4-*P | Mini-Splits | 25000 | 16200 | 3.08 | 17500 | 2.04
LENNOX |  | 211034418 | HRCU-A-CB-O | MPC018S4S-1P | MWMC018S4-*P | Mini-Splits | 19000 | 14900 | 2.99 | 12184 | 2.25
LENNOX |  | 211034417 | HRCU-A-CB-O | MPC012S4S-1P | MWMC012S4-*P | Mini-Splits | 12000 | 9000 | 3.22 | 8465 | 2.26
LENNOX |  | 207683500 | HRCU-A-CB-O | MPC024S4S-1P | MWMC024S4-1P | Mini-Splits | 25000 | 16200 | 3.08 | 17500 | 2.04
LENNOX |  | 207683505 | HRCU-A-CB | MPC018S4S-1P | MMDB018S4-2P | Mini-Splits | 20000 | 12600 | 2.74 | 11966 | 2.21
LENNOX |  | 207683510 | HRCU-A-CB-O | MPC018S4S-1P | MCFB018S4-2P | Mini-Splits | 20000 | 12800 | 2.5 | 11662 | 2.11
LENNOX |  | 207683499 | HRCU-A-CB-O | MPC018S4S-1P | MWMC018S4-1P | Mini-Splits | 19000 | 14900 | 2.99 | 12184 | 2.25
LENNOX |  | 207768721 | HMSV-A-CB | MPC018S4M-1P |  | Non-Ducted Indoor Units | 19000 | 14300 | 3.64 | 12427 | 1.91
LENNOX |  | 207768723 | HMSV-A-CB | MPC018S4M-1P |  |  | 19000 | 11000 | 2.8 | 12427 | 1.91
LENNOX | MMA SERIES | 212348044 | HRCU-A-CB | MPC018S4S-1P | MMA018SM4-*P |  | 19000 | 13200 | 2.67 | 12800 | 2.32
LENNOX | MMA SERIES | 212348045 | HRCU-A-CB | MPC024S4S-1P | MMA024SM4-*P |  | 25000 | 17000 | 2.98 | 18000 | 1.9
LENNOX |  | 207699109 | HMSV-A-CB | MLB048S4M-2P |  | Mixed Ducted and Non-Ducted Indoor Units | 49500 | 29000 | 2.62 | 48000 | 1.99
LENNOX | MP-Series | 10056167 | HRCU-A-CB-O | MPB009S4S-1L | MWMB009S4-1L | Mini-Splits | 11000 | 6500 | 2.8 | 6776 | 1.95
LENNOX | MP-Series | 9962876 | HRCU-A-CB-O | MPA024S4S-1P | MWMA024S4-2P | Mini-Splits | 25000 | 17800 | 2.77 | 16382 | 2.18
LENNOX | MP-Series | 9962880 | HRCU-A-CB-O | MPA012S4S-1P | M22A012S4-2P | Mini-Splits | 12000 | 3178 | 4.05 | 7465 | 1.92
LENNOX | MP-Series | 8129542 | HRCU-A-CB-O | MPA024S4S-1P | MWMA024S4-1P | Mini-Splits | 25000 | 17800 | 2.77 | 16382 | 2.18
LENNOX | MP-Series | 8129566 | HRCU-A-CB-O | MPA012S4S-1P | M22A012S4-1P | Mini-Splits | 12000 | 3178 | 4.05 | 7465 | 1.92
LG |  | 207348503 | HRCU-A-CB-O | LSU181HSV5 | LSN181HSV5 | Mini-Splits | 21600 | 13000 | 2.78 | 19300 | 2.28
LG | LMU601HV | 206717003 | HMSV-A-CB | LMU601HV |  | Ducted Indoor Units | 64000 | 42000 | 2.74 | 43496 | 2.46
LG | LMU601HV | 206717016 | HMSV-A-CB | LMU601HV |  | Mixed Ducted and Non-Ducted Indoor Units | 64000 | 42000 | 2.77 | 43108 | 2.46
LG | MULTI V S HR/HP | 10070563 | HMSV-A-CB | ARUN024GSS4 |  | Ducted Indoor Units | 31200 | 18900 | 2.55 | 32571 | 3.59
LG | Multi V S | 214914956 | HMSV-A-CB | ZRUN024GSS0 |  | Ducted Indoor Units | 27000 | 18000 | 2.61 | 27000 | 2
LG | Multi V S | 214914954 | HMSR-A-CB-O | ZRUN024GSS0 |  | Non-Ducted Indoor Units | 27000 | 17000 | 2.61 | 27000 | 2.16
LG | Multi V S | 215223214 | HMSV-A-CB | ZRUN024GSS0 |  | Mixed Ducted and Non-Ducted Indoor Units | 27000 | 17500 | 2.62 | 27000 | 2.18
LG | Multi V S | 214914945 | HMSV-A-CB | ZRUM060GSS0 |  | Ducted Indoor Units | 67000 | 43000 | 2.7 | 54000 | 2
LG | Multi V S | 214914943 | HMSR-A-CB-O | ZRUM060GSS0 |  | Non-Ducted Indoor Units | 67000 | 37000 | 2.6 | 54000 | 2.1
LG | Multi V S | 215223213 | HMSV-A-CB | ZRUM060GSS0 |  | Mixed Ducted and Non-Ducted Indoor Units | 67000 | 40000 | 2.65 | 54000 | 2
LG | Multi V S | 214914949 | HMSV-A-CB | ZRUM048GSS0 |  | Ducted Indoor Units | 54000 | 36000 | 2.7 | 54000 | 2
LG | Multi V S | 214914947 | HMSR-A-CB-O | ZRUM048GSS0 |  | Non-Ducted Indoor Units | 54000 | 33000 | 3.2 | 54000 | 2.1
LG | Multi V S | 215223215 | HMSV-A-CB | ZRUM048GSS0 |  | Mixed Ducted and Non-Ducted Indoor Units | 54000 | 34400 | 2.91 | 54000 | 2.05
LG | Multi V S | 214914952 | HMSV-A-CB | ZRUM036GSS0 |  | Ducted Indoor Units | 42000 | 27000 | 2.6 | 42000 | 2.2
LG | Multi V S | 214914950 | HMSR-A-CB-O | ZRUM036GSS0 |  | Non-Ducted Indoor Units | 42000 | 26000 | 3.5 | 42000 | 2.3
LG | Multi V S | 215223216 | HMSV-A-CB | ZRUM036GSS0 |  | Mixed Ducted and Non-Ducted Indoor Units | 42000 | 26400 | 2.96 | 42000 | 2.25
LG | Multi F Max | 215402343 | HMSR-A-CB-O | KUMXB601A |  | Non-Ducted Indoor Units | 64000 | 42000 | 2.55 | 46000 | 2.01
LG | Multi F Max | 215402344 | HMSV-A-CB | KUMXB601A |  | Ducted Indoor Units | 64000 | 40000 | 2.62 | 45000 | 1.97
LG | Multi F Max | 215408633 | HMSV-A-CB | KUMXB601A |  | Mixed Ducted and Non-Ducted Indoor Units | 64000 | 41000 | 2.58 | 45500 | 1.99
LG | Multi F | 215402337 | HMSR-A-CB-O | KUMXB361A |  | Non-Ducted Indoor Units | 36000 | 21000 | 2.78 | 19400 | 2.24
LG | Multi F | 215402338 | HMSV-A-CB | KUMXB361A |  | Ducted Indoor Units | 34000 | 20000 | 2.55 | 19200 | 2.13
LG | Multi F | 215408630 | HMSV-A-CB | KUMXB361A |  | Mixed Ducted and Non-Ducted Indoor Units | 35000 | 20400 | 2.66 | 19200 | 2.18
LG | Multi F | 215402335 | HMSR-A-CB-O | KUMXB301A |  | Non-Ducted Indoor Units | 32000 | 20000 | 2.68 | 18400 | 2.14
LG | Multi F | 215402336 | HMSV-A-CB | KUMXB301A |  | Ducted Indoor Units | 30000 | 18000 | 2.62 | 18200 | 2.09
LG | Multi F | 215408629 | HMSV-A-CB | KUMXB301A |  | Mixed Ducted and Non-Ducted Indoor Units | 31000 | 19000 | 2.65 | 18400 | 2.11
LG | Multi F | 214848483 | HMSR-A-CB-O | KUMXB241A |  | Non-Ducted Indoor Units | 24600 | 15300 | 2.93 | 17300 | 2.3
LG | Multi F | 214848484 | HMSV-A-CB | KUMXB241A |  | Ducted Indoor Units | 23000 | 15000 | 2.84 | 16800 | 2.1
LG | Multi F | 214848486 | HMSV-A-CB | KUMXB241A |  | Mixed Ducted and Non-Ducted Indoor Units | 23800 | 15100 | 2.87 | 17000 | 2.2
LG | Multi F | 214848481 | HMSR-A-CB-O | KUMXB181A |  | Non-Ducted Indoor Units | 22000 | 14800 | 2.83 | 15800 | 2.21
LG | Multi F | 214848482 | HMSV-A-CB | KUMXB181A |  | Ducted Indoor Units | 20000 | 13800 | 2.7 | 15600 | 2
LG | Multi F | 214848485 | HMSV-A-CB | KUMXB181A |  | Mixed Ducted and Non-Ducted Indoor Units | 21000 | 14300 | 2.76 | 15700 | 2.1
LG | Multi F Max LGRED | 215408637 | HMSV-A-CB | KUMXA481A |  | Ducted Indoor Units | 52500 | 34000 | 2.66 | 47000 | 2.11
LG | Multi F Max LGRED | 215408638 | HMSV-A-CB | KUMXA481A |  | Mixed Ducted and Non-Ducted Indoor Units | 52500 | 34400 | 2.55 | 47500 | 2.1
LG | Multi F Max LGRED | 215402347 | HMSR-A-CB-O | KUMXA421A |  | Non-Ducted Indoor Units | 48000 | 31600 | 2.54 | 44000 | 2
LG | Multi F Max LGRED | 215402348 | HMSV-A-CB | KUMXA421A |  | Ducted Indoor Units | 48000 | 31600 | 2.6 | 43000 | 1.92
LG | Multi F Max LGRED | 215408635 | HMSV-A-CB | KUMXA421A |  | Mixed Ducted and Non-Ducted Indoor Units | 48000 | 31600 | 2.57 | 43500 | 1.96
LG |  | 215828273 | HRCU-A-CB-O | KUSAL241A | KNSAL241A | Mini-Splits | 24000 | 15800 | 2.82 | 21600 | 1.9
LG |  | 215828275 | HRCU-A-CB-O | KUSAL181A | KNSAL181A | Mini-Splits | 21600 | 13100 | 2.91 | 21600 | 1.9
LG |  | 215828274 | HRCU-A-CB-O | KUSAL151A | KNSAL151A | Mini-Splits | 18000 | 10900 | 2.9 | 18000 | 1.9
LG |  | 215413008 | HRCU-A-CB-O | KUSAB121A | KNUAK121A | Mini-Splits | 13600 | 8500 | 2.86 | 10000 | 1.99
LG |  | 215413007 | HRCU-A-CB-O | KUSAB121A | KNUAB121A | Mini-Splits | 13600 | 8500 | 2.86 | 10000 | 1.99
LG |  | 215413006 | HRCU-A-CB-O | KUSAB091A | KNUAK091A | Mini-Splits | 10900 | 6900 | 3.11 | 9500 | 2
LG |  | 215413005 | HRCU-A-CB-O | KUSAB091A | KNUAB091A | Mini-Splits | 10900 | 6900 | 3.11 | 9500 | 2
LG | Single Split Console | 214825951 | HRCU-A-CB-O | KUSXB121A | KNUQB121A | Mini-Splits | 13000 | 8800 | 2.96 | 11400 | 2.24
LG | Single Split Console | 214826532 | HRCU-A-CB-O | KUSXB091A | KNUQB091A | Mini-Splits | 10100 | 6700 | 3.12 | 10100 | 2.16
LG | Single HSD | 214837926 | HRCU-A-CB | KUSXB361A | KNUJB361A | Mini-Splits | 40000 | 26400 | 2.7 | 34600 | 1.9
LG | Single HSD LGRED | 214837929 | HRCU-A-CB | KUSXA361A | KNUJB361A | Mini-Splits | 40000 | 26400 | 2.7 | 36000 | 1.9
LG | Single HSD | 214796354 | HRCU-A-CB | KUSXB301A | KNUJB301A | Mini-Splits | 34000 | 23000 | 2.8 | 30400 | 2.02
LG | Single HSD | 214796353 | HRCU-A-CB | KUSXB241A | KNUJB241A | Mini-Splits | 27000 | 17500 | 2.76 | 24000 | 2.12
LG | Single HSD LGRED | 214796350 | HRCU-A-CB | KUSXA181A | KNUJB181A | Mini-Splits | 20000 | 13000 | 2.72 | 20000 | 1.94
LG | Single HSD | 214826534 | HRCU-A-CB | KUSXB121A | KNUJB121A | Mini-Splits | 15000 | 10200 | 2.9 | 11000 | 2.3
LG | Single HSD | 214826531 | HRCU-A-CB | KUSXB091A | KNUJB091A | Mini-Splits | 13500 | 9400 | 2.96 | 10500 | 2.3
LG | Sinlge Split Cassette | 214826533 | HRCU-A-CB-O | KUSXB121A | KNUDB121A | Mini-Splits | 14000 | 8700 | 2.71 | 10700 | 2.16
LG | Sinlge Split Cassette | 214826530 | HRCU-A-CB-O | KUSXB091A | KNUDB091A | Mini-Splits | 11000 | 6400 | 2.84 | 10400 | 2.1
LG | Sinlge Split V.AHU LGRED | 215735574 | HRCU-A-CB | KUSXA482A | KNSLB481A | Mini-Splits | 50000 | 30400 | 2.7 | 46000 | 2
LG | Sinlge Split V.AHU LGRED | 215735573 | HRCU-A-CB | KUSXA422A | KNSLB421A | Mini-Splits | 46000 | 29800 | 2.79 | 46000 | 2
LG | Sinlge Split V.AHU LGRED | 215588566 | HRCU-A-CB | KUSXA121A | KNSLB121A | Mini-Splits | 15000 | 8600 | 2.6 | 15000 | 1.95
LG | Sinlge Split V.AHU LGRED | 215588576 | HRCU-A-CB | KUSXA361A | KNSLA361A | Mini-Splits | 40000 | 25400 | 2.8 | 33000 | 2
LG | Sinlge Split V.AHU LGRED | 215588575 | HRCU-A-CB | KUSXA301A | KNSLA301A | Mini-Splits | 34000 | 21600 | 2.85 | 33000 | 2
LG | Sinlge Split V.AHU LGRED | 215588568 | HRCU-A-CB | KUSXA241A | KNSLA241A | Mini-Splits | 27000 | 17700 | 2.8 | 25000 | 2
LG | Sinlge Split V.AHU LGRED | 215588567 | HRCU-A-CB | KUSXA181A | KNSLA181A | Mini-Splits | 20000 | 13000 | 2.8 | 25000 | 2
LG | Single HSD LGRED | 214837931 | HRCU-A-CB | KUSXA481A | KNSJB481A | Mini-Splits | 52000 | 33400 | 2.74 | 44000 | 2.08
LG | Single HSD LGRED | 214837932 | HRCU-A-CB | KUSXA421A | KNSJB421A | Mini-Splits | 48000 | 30800 | 2.77 | 42500 | 2.08
LG | Single Split Cassette | 214836842 | HRCU-A-CB-O | KUSXB481A | KNSCB481A | Mini-Splits | 51000 | 32200 | 3.06 | 40000 | 1.96
LG | Single Split Cassette LGRED | 214837933 | HRCU-A-CB-O | KUSXA481A | KNSCB481A | Mini-Splits | 52000 | 31800 | 3.06 | 44500 | 2.2
LG | Single Split Cassette | 214837927 | HRCU-A-CB-O | KUSXB421A | KNSCB421A | Mini-Splits | 48000 | 30000 | 3.1 | 40000 | 1.96
LG | Single Split Cassette LGRED | 214837930 | HRCU-A-CB-O | KUSXA421A | KNSCB421A | Mini-Splits | 48000 | 28600 | 3.16 | 43500 | 2.2
LG | Single Split Cassette | 214837925 | HRCU-A-CB-O | KUSXB361A | KNSCB361A | Mini-Splits | 40000 | 24800 | 3 | 35000 | 2.1
LG | Single Split Cassette LGRED | 214825957 | HRCU-A-CB-O | KUSXA361A | KNSCB361A | Mini-Splits | 40000 | 24800 | 3 | 36000 | 2.16
LG | Single Split Cassette | 214825956 | HRCU-A-CB-O | KUSXB301A | KNSCB301A | Mini-Splits | 33000 | 21000 | 3.08 | 32000 | 2.16
LG | Single Split Cassette LGRED | 214826535 | HRCU-A-CB-O | KUSXA301A | KNSCB301A | Mini-Splits | 34000 | 20400 | 3 | 34000 | 2.1
LG | Single Split Cassette | 214825955 | HRCU-A-CB-O | KUSXB241A | KNSCB241A | Mini-Splits | 27000 | 17000 | 2.9 | 23000 | 2.1
LG | Single Split Cassette LGRED | 214825954 | HRCU-A-CB-O | KUSXA241A | KNSCB241A | Mini-Splits | 27000 | 17000 | 2.97 | 28000 | 1.9
LG | LGRED | 216368960 | HRCU-A-CB-O | KUSAL121A | KNSAL121A | Mini-Splits | 13000 | 8400 | 2.71 | 14700 | 2.05
LG | LGRED | 216368959 | HRCU-A-CB-O | KUSAL091A | KNSAL091A | Mini-Splits | 11000 | 7000 | 2.7 | 12000 | 2.04
LG | Single V.AHU | 10401183 | HRCU-A-CB | LUU488HV | LVN480HV | Mini-Splits | 50000 | 37000 | 2.64 | 36800 | 2.18
LG | Single V.AHU | 211234507 | HRCU-A-CB | LUU240HV | LVN241HV4 | Mini-Splits | 27000 | 18700 | 2.6 | 21400 | 2.15
LG | Multi F LGRED | 10445374 | HMSR-A-CB-O | LMU240HHV |  | Non-Ducted Indoor Units | 26000 | 17400 | 2.8 | 26000 | 2.1
LG | Multi F Max LGRED | 10445376 | HMSR-A-CB-O | LMU300HHV |  | Non-Ducted Indoor Units | 28600 | 18900 | 2.8 | 28600 | 2.16
LG | Multi F Max | 206716999 | HMSR-A-CB-O | LMU481HV |  | Non-Ducted Indoor Units | 54000 | 33800 | 2.5 | 38120 | 2.13
LG | Multi F Max LGRED | 206717007 | HMSR-A-CB-O | LMU361HHV |  | Non-Ducted Indoor Units | 45000 | 29600 | 2.8 | 45000 | 2.27
LG | Multi F Max LGRED | 206717001 | HMSR-A-CB-O | LMU421HHV |  | Non-Ducted Indoor Units | 48000 | 31600 | 2.72 | 48000 | 2.29
LG | Multi F Max LGRED | 206717002 | HMSR-A-CB-O | LMU480HHV |  | Non-Ducted Indoor Units | 52500 | 35000 | 2.63 | 52500 | 2.34
LG | Multi F | 208131886 | HMSR-A-CB-O | LMU243HV |  | Non-Ducted Indoor Units | 24600 | 14900 | 2.93 | 18400 | 2.51
LG | Multi F | 208131884 | HMSR-A-CB-O | LMU183HV |  | Non-Ducted Indoor Units | 22000 | 13800 | 2.7 | 17700 | 2.3
LG | Multi F | 208131888 | HMSR-A-CB-O | LMU303HV |  | Non-Ducted Indoor Units | 32000 | 20000 | 2.73 | 24000 | 2.68
LG | Multi F | 208131890 | HMSR-A-CB-O | LMU363HV |  | Non-Ducted Indoor Units | 36000 | 21000 | 2.7 | 25200 | 2.38
LG | Multi F Max | 210529233 | HMSR-A-CB-O | LMU483HV |  | Non-Ducted Indoor Units | 54000 | 33800 | 2.5 | 38120 | 2.13
LG | LUU480HV | 211234516 | HRCU-A-CB | LUU480HV | LVN480HV | Mini-Splits | 50000 | 30800 | 2.69 | 39500 | 1.93
LG | LH188HHV1 | 212578842 | HRCU-A-CB | LUU180HHV | LHN188HV1 | Mini-Splits | 20000 | 11400 | 2.61 | 17000 | 1.9
LG | LH248HV1 | 212578843 | HRCU-A-CB | LUU240HV | LHN248HV1 | Mini-Splits | 27000 | 17500 | 2.64 | 24000 | 2.1
LG | LH188HV1 | 212578844 | HRCU-A-CB | LUU180HV | LHN188HV1 | Mini-Splits | 20000 | 12400 | 2.67 | 16000 | 1.9
LG | LH128HV1 | 212578845 | HRCU-A-CB | LUU120HV | LHN128HV1 | Mini-Splits | 15000 | 10400 | 2.8 | 11000 | 2.3
LG | LH090HV1 | 212578846 | HRCU-A-CB | LUU090HV | LHN098HV1 | Mini-Splits | 13500 | 9300 | 2.87 | 11000 | 2.3
LG | LUU240HV | 213307504 | HRCU-A-CB | LUU240HV | C74B(A,H)MX24C-B | Mini-Splits | 26000 | 16500 | 2.52 | 21400 | 1.91
LG |  | 7947563 | HRCU-A-CB-O | LAU090HYV1 | LAN090HYV1 | Mini-Splits | 11000 | 6750 | 3.47 | 11220 | 2.88
LG | Prestige (Canada) | 6233140 | HRCU-A-CB-O | LAU120HYV | LAN120HYV | Mini-Splits | 13600 | 8400 | 3.57 | 13720 | 2.74
LG |  | 10570124 | HRCU-A-CB-O | LGU121HSV3 | LGN121HSV3 | Mini-Splits | 13600 | 8200 | 2.79 | 11930 | 2.38
LG | Single Zone Cassette | 211234514 | HRCU-A-CB-O | LUU420HV | LCN429HV | Mini-Splits | 47000 | 28000 | 2.97 | 40000 | 2.2
LG | Single Zone Cassette | 211234508 | HRCU-A-CB-O | LUU360HV | LCN369HV | Mini-Splits | 40000 | 24000 | 2.65 | 37000 | 2.1
LG | Single HSD | 211234506 | HRCU-A-CB | LUU240HV | LHN248HV | Mini-Splits | 27000 | 17500 | 2.64 | 21400 | 1.94
LG | Single V.AHU | 211234505 | HRCU-A-CB | LUU180HV | LVN181HV4 | Mini-Splits | 20000 | 13000 | 2.66 | 16200 | 2.02
LG | Single Zone Console | 211234503 | HRCU-A-CB-O | LUU120HV | LQN120HV4 | Mini-Splits | 13000 | 9200 | 2.72 | 10800 | 2.1
LG | Single Zone Cassette | 211234502 | HRCU-A-CB-O | LUU120HV | LCN128HV4 | Mini-Splits | 14000 | 9100 | 2.72 | 10700 | 2.13
LG | Single Zone Console | 211234501 | HRCU-A-CB-O | LUU090HV | LQN090HV4 | Mini-Splits | 10100 | 6800 | 2.89 | 10200 | 1.94
LG | Single Zone Cassette | 211234500 | HRCU-A-CB-O | LUU090HV | LCN098HV4 | Mini-Splits | 11000 | 7000 | 2.93 | 10100 | 2.11
LG |  | 207462345 | HRCU-A-CB-O | LSU181HSV5 | LAN181HSV5 | Mini-Splits | 21600 | 13000 | 2.78 | 19300 | 2.28
LG | Single Zone Console | 205049408 | HRCU-A-CB-O | LUU097HV | LQN090HV4 | Mini-Splits | 10100 | 6800 | 2.89 | 10200 | 1.94
LG |  | 204825181 | HRCU-A-CB-O | LAU240HYV3 | LAN240HYV3 | Mini-Splits | 26000 | 15800 | 2.82 | 23700 | 2.24
LG |  | 204825180 | HRCU-A-CB-O | LAU180HYV3 | LAN180HYV3 | Mini-Splits | 21600 | 13100 | 3.15 | 21600 | 2.44
LG |  | 204825182 | HRCU-A-CB-O | LSU243HLV3 | LSN243HLV3 | Mini-Splits | 26000 | 15800 | 2.82 | 23700 | 2.24
LG | Single Zone Console | 205049407 | HRCU-A-CB-O | LUU127HV | LQN120HV4 | Mini-Splits | 13000 | 9200 | 2.72 | 10800 | 2.1
LG | Single Zone Cassette | 203381526 | HRCU-A-CB-O | LUU097HV | LCN098HV4 | Mini-Splits | 11000 | 7000 | 2.93 | 10100 | 2.11
LG | Single V.AHU | 203161351 | HRCU-A-CB | LUU189HV | LVN181HV4 | Mini-Splits | 20000 | 13000 | 2.66 | 16200 | 2.02
LG | Multi F Max LGRED | 206717014 | HMSV-A-CB | LMU480HHV |  | Mixed Ducted and Non-Ducted Indoor Units | 52500 | 35000 | 2.59 | 52500 | 2.33
LG | Multi F Max LGRED | 206717009 | HMSV-A-CB | LMU480HHV |  | Ducted Indoor Units | 52500 | 35000 | 2.55 | 52500 | 2.33
LG | Multi F Max LGRED | 206717008 | HMSV-A-CB | LMU421HHV |  | Ducted Indoor Units | 48000 | 31600 | 2.6 | 48000 | 2.27
LG | Single V.AHU | 10400575 | HRCU-A-CB | LUU428HV | LVN420HV | Mini-Splits | 47000 | 30600 | 2.7 | 36200 | 2.16
LG |  | 10567393 | HRCU-A-CB-O | LSU090HSV5 | LAN090HSV5 | Mini-Splits | 10900 | 6600 | 3.45 | 9570 | 2.8
LG |  | 10567394 | HRCU-A-CB-O | LSU090HSV5 | LSN090HSV5 | Mini-Splits | 10900 | 6600 | 3.45 | 9570 | 2.8
LG |  | 10567390 | HRCU-A-CB-O | LSU180HSV5 | LAN180HSV5 | Mini-Splits | 21600 | 13000 | 2.72 | 19300 | 2.28
LG |  | 10567391 | HRCU-A-CB-O | LSU180HSV5 | LSN180HSV5 | Mini-Splits | 21600 | 13000 | 2.72 | 19300 | 2.28
LG | Single V.AHU | 203161352 | HRCU-A-CB | LUU249HV | LVN241HV4 | Mini-Splits | 27000 | 18700 | 2.6 | 21400 | 2.15
LG |  | 204825177 | HRCU-A-CB-O | LAU090HYV3 | LAN090HYV3 | Mini-Splits | 11000 | 6700 | 3.51 | 11000 | 3.13
LG |  | 204825178 | HRCU-A-CB-O | LAU120HYV3 | LAN120HYV3 | Mini-Splits | 13600 | 8300 | 3.16 | 13600 | 2.91
LG | Single Zone Cassette | 203381517 | HRCU-A-CB-O | LUU127HV | LCN128HV4 | Mini-Splits | 14000 | 9100 | 2.72 | 10700 | 2.13
LG | Single V.AHU LGRED | 205788777 | HRCU-A-CB | LUU480HHV | LVN480HV | Mini-Splits | 50000 | 30800 | 2.84 | 40500 | 2.25
LG | Single HSD LGRED | 205788772 | HRCU-A-CB | LUU480HHV | LHN488HV | Mini-Splits | 50000 | 31600 | 2.92 | 41000 | 2.07
LG | Single Cassette LGRED | 205788765 | HRCU-A-CB-O | LUU420HHV | LCN429HV | Mini-Splits | 48000 | 29200 | 3.1 | 40000 | 2.2
LG | Single V.AHU LGRED | 205788776 | HRCU-A-CB | LUU420HHV | LVN420HV | Mini-Splits | 48000 | 29200 | 2.87 | 40000 | 2.27
LG | Single HSD LGRED | 205788770 | HRCU-A-CB | LUU420HHV | LHN428HV | Mini-Splits | 48000 | 28400 | 2.92 | 39500 | 2.07
LG | Single Cassette LGRED | 205788771 | HRCU-A-CB-O | LUU480HHV | LCN489HV | Mini-Splits | 52000 | 32600 | 2.99 | 40500 | 2.2
LG | Single V.AHU LGRED | 205788774 | HRCU-A-CB | LUU180HHV | LVN181HV4 | Mini-Splits | 20000 | 13400 | 2.57 | 16500 | 2.09
LG | Single Cassette LGRED | 205788768 | HRCU-A-CB-O | LUU360HHV | LCN369HV | Mini-Splits | 40000 | 25400 | 2.81 | 37000 | 2.1
LG |  | 204825179 | HRCU-A-CB-O | LAU150HYV3 | LAN150HYV3 | Mini-Splits | 18000 | 10900 | 3.59 | 18950 | 2.55
LG | Multi F | 208132540 | HMSV-A-CB | LMU363HV |  | Mixed Ducted and Non-Ducted Indoor Units | 35000 | 20400 | 2.67 | 25000 | 2.36
LG | Multi F | 208131891 | HMSV-A-CB | LMU363HV |  | Ducted Indoor Units | 34000 | 20000 | 2.55 | 24000 | 2.24
LG | Multi F Max LGRED | 206717013 | HMSV-A-CB | LMU421HHV |  | Mixed Ducted and Non-Ducted Indoor Units | 48000 | 31600 | 2.66 | 48000 | 2.28
LG | Multi F Max LGRED | 206717006 | HMSV-A-CB | LMU361HHV |  | Ducted Indoor Units | 45000 | 29600 | 2.65 | 45000 | 2.25
LG | Single HSD | 203161353 | HRCU-A-CB | LUU249HV | LHN248HV | Mini-Splits | 27000 | 17500 | 2.64 | 21400 | 1.94
LG | Multi F | 208132539 | HMSV-A-CB | LMU303HV |  | Mixed Ducted and Non-Ducted Indoor Units | 31000 | 19000 | 2.76 | 23800 | 2.57
LG | Multi F | 208131889 | HMSV-A-CB | LMU303HV |  | Ducted Indoor Units | 30000 | 18000 | 2.64 | 23200 | 2.43
LG | Multi F | 208132538 | HMSV-A-CB | LMU243HV |  | Mixed Ducted and Non-Ducted Indoor Units | 23800 | 14700 | 2.87 | 18100 | 2.38
LG | Multi F | 208131887 | HMSV-A-CB | LMU243HV |  | Ducted Indoor Units | 23000 | 14600 | 2.85 | 17800 | 2.26
LG | Multi F | 208132537 | HMSV-A-CB | LMU183HV |  | Mixed Ducted and Non-Ducted Indoor Units | 21000 | 13600 | 2.64 | 17450 | 2.25
LG | Multi F | 208131885 | HMSV-A-CB | LMU183HV |  | Ducted Indoor Units | 20000 | 13400 | 2.58 | 17200 | 2.21
LG | Multi F Max LGRED | 206717012 | HMSV-A-CB | LMU361HHV |  | Mixed Ducted and Non-Ducted Indoor Units | 45000 | 29600 | 2.72 | 45000 | 2.26
LG | Multi F Max LGRED | 10445377 | HMSV-A-CB | LMU300HHV |  | Ducted Indoor Units | 27000 | 17700 | 2.51 | 27000 | 2
LG | Multi F Max LGRED | 10525928 | HMSV-A-CB | LMU300HHV |  | Mixed Ducted and Non-Ducted Indoor Units | 27800 | 18300 | 2.66 | 27800 | 2.08
LG | Multi F LGRED | 10516997 | HMSV-A-CB | LMU240HHV |  | Mixed Ducted and Non-Ducted Indoor Units | 25000 | 16300 | 2.54 | 25000 | 2
LG |  | 6236101 | HRCU-A-CB-O | LSU240HSV3 | LSN240HSV3 | Mini-Splits | 27600 | 16940 | 2.59 | 24220 | 2.11
LG |  | 7484111 | HRCU-A-CB-O | LSU120HSV4 | LAN120HSV4 | Mini-Splits | 13300 | 8160 | 2.95 | 11670 | 2.43
LG |  | 7484110 | HRCU-A-CB-O | LSU090HSV4 | LSN090HSV4 | Mini-Splits | 10800 | 6630 | 3.47 | 9570 | 2.8
LG |  | 7484112 | HRCU-A-CB-O | LSU120HSV4 | LSN120HSV4 | Mini-Splits | 13300 | 8160 | 2.95 | 11670 | 2.43
LG |  | 7012586 | HRCU-A-CB-O | LSU240HLV | LSN240HLV | Mini-Splits | 27000 | 16570 | 2.53 | 23690 | 2.07
LPS LEGACY | DLC-series | 211756558 | HRCU-A-CB-O | DLCSRBH06AAK | DLFSHBH06XAK | Mini-Splits | 7000 | 7500 | 2.5 | 7200 | 1.92
LPS LEGACY | DLC-series | 211756518 | HRCU-A-CB-O | DLCSRBH12AAJ | DLFSHBH12XAJ | Mini-Splits | 12000 | 8900 | 2.75 | 6858 | 2.07
LPS LEGACY | DLC-series | 211756564 | HRCU-A-CB-O | DLCSRBH12AAK | DLFSHBH12XAK | Mini-Splits | 12000 | 10300 | 2.56 | 12113 | 1.9
LPS LEGACY | DL series | 213372196 | HRCU-A-C | DLCURAH18ABK | DLFULAH24XBX + CI |  | 19000 | 14700 | 2.6 | 15000 | 2.2
LPS LEGACY | DL series | 213372198 | HRCU-A-C | DLCURAH24ABK | DLFULAH24XBX + CI |  | 25000 | 21000 | 2.58 | 20000 | 1.95
LPS LEGACY | DLC-series | 211756593 | HRCU-A-CB-O | DLCSRBH06AAK | DLFSOAH09XAK | Mini-Splits | 7100 | 5700 | 2.61 | 8500 | 2.03
LPS LEGACY | DLC-series | 211756591 | HRCU-A-CB-O | DLCSRBH12AAK | DLFSFBH12XAK | Mini-Splits | 12000 | 10200 | 2.72 | 12300 | 2.1
LPS LEGACY | DLC-series | 211756600 | HRCU-A-CB-O | DLCSRBH06AAK | DLFSHCH06XAK | Mini-Splits | 7000 | 8500 | 2.9 | 8581 | 2.19
LPS LEGACY | DLC series | 211756514 | HRCU-A-CB-O | DLCSRBH12AAJ | DLFSHCH12XAJ | Mini-Splits | 12000 | 8400 | 2.8 | 7094 | 2.19
LPS LEGACY | DLC-series | 211756601 | HRCU-A-CB-O | DLCERBH09AAK | DLFEHBH09XAK | Mini-Splits | 10000 | 6000 | 2.51 | 6933 | 1.97
LPS LEGACY | DLC-series | 211756590 | HRCU-A-CB | DLCSRBH24AAK | DLFSDAH24XHK | Mini-Splits | 25000 | 21000 | 2.75 | 24000 | 2
LPS LEGACY | DLC-series | 211756586 | HRCU-A-CB | DLCSRBH18AAK | DLFSDAH18XHK | Mini-Splits | 19000 | 15700 | 2.6 | 18000 | 2.2
LPS LEGACY | DLC-series | 211756602 | HRCU-A-CB-O | DLCSRBH09AAK | DLFSHCH09XAK | Mini-Splits | 12000 | 9500 | 2.53 | 11109 | 1.97
LPS LEGACY | D5F Series | 215324847 | HRCU-A-CB-O | D5CSHAH18AAK | D5FSHAH18XAK | Mini-Splits | 18000 | 16600 | 2.55 | 18000 | 1.92
LPS LEGACY |  | 215357640 | HMSR-A-CB-O | D5CMRAH30EAK |  | Non-Ducted Indoor Units | 31000 | 26600 | 2.5 | 26000 | 2
LPS LEGACY |  | 215357648 | HMSV-A-CB | D5CMRAH48FAK |  | Mixed Ducted and Non-Ducted Indoor Units | 47500 | 37400 | 2.5 | 37000 | 2.05
LPS LEGACY |  | 215357647 | HMSV-A-CB | D5CMRAH48FAK |  | Ducted Indoor Units | 47000 | 37000 | 2.5 | 38000 | 2.1
LPS LEGACY |  | 215357646 | HMSR-A-CB-O | D5CMRAH48FAK |  | Non-Ducted Indoor Units | 48000 | 38000 | 2.5 | 36000 | 2
LPS LEGACY |  | 215323735 | HRCU-A-CB | D5CUHAH36AAK | D5FUHAH36XAK |  | 37000 | 31000 | 2.5 | 37400 | 1.91
LPS LEGACY |  | 215319183 | HRCU-A-CB | D5CUHAH48AAK | D5FUHAH60XAK |  | 48000 | 34000 | 2.56 | 48000 | 2
LPS LEGACY |  | 215319182 | HRCU-A-CB | D5CUHAH30AAK | D5FUHAH36XAK |  | 33000 | 24000 | 2.69 | 33200 | 1.97
LPS LEGACY |  | 215319181 | HRCU-A-CB | D5CUHAH18AAK | D5FUHAH24XAK |  | 18000 | 14700 | 2.66 | 18600 | 2.12
LPS LEGACY |  | 215319191 | HRCU-A-CB | D5CLHAH58AAK | D5FLAAH60XAK |  | 59000 | 41000 | 2.6 | 53000 | 2
LPS LEGACY |  | 215319178 | HRCU-A-CB | D5CURAH36AAK | D5FUAAH36XAK |  | 36000 | 25600 | 2.6 | 27000 | 2
LPS LEGACY |  | 215319174 | HRCU-A-CB | D5CUHAH60AAK | D5FUHAH60XAK |  | 55000 | 35000 | 2.5 | 54000 | 1.9
LPS LEGACY |  | 215319172 | HRCU-A-CB | D5CUHAH48AAK | D5FUAAH48XAK |  | 50000 | 37000 | 2.7 | 46000 | 1.9
LPS LEGACY |  | 215319171 | HRCU-A-CB | D5CUHAH36AAK | D5FUAAH36XAK |  | 37000 | 31800 | 2.56 | 39000 | 1.9
LPS LEGACY |  | 215319170 | HRCU-A-CB | D5CUHAH30AAK | D5FUAAH30XAK |  | 34000 | 23800 | 2.76 | 32600 | 1.96
LPS LEGACY |  | 215319169 | HRCU-A-CB | D5CUHAH24AAK | D5FUHAH24XAK |  | 24000 | 19000 | 2.64 | 20600 | 2.14
LPS LEGACY |  | 215319167 | HRCU-A-CB | D5CUHAH18AAK | D5FUAAH18XAK |  | 19000 | 15000 | 2.6 | 18000 | 2
LPS LEGACY |  | 215324867 | HRCU-A-CB-O | D5CSRAH12AAK | D5FSOAH12XAK | Mini-Splits | 12000 | 8600 | 2.77 | 8600 | 2.47
LPS LEGACY |  | 215324866 | HRCU-A-CB-O | D5CSRAH12AAK | D5FSHAH12XAK | Mini-Splits | 12000 | 9300 | 2.84 | 8400 | 2.3
LPS LEGACY |  | 215324863 | HRCU-A-CB-O | D5CSRAH09AAK | D5FSFAH09XAK | Mini-Splits | 9000 | 9000 | 2.9 | 8600 | 2.27
LPS LEGACY |  | 215324862 | HRCU-A-CB-O | D5CSRAH09AAK | D5FSCAH12XAK | Mini-Splits | 10000 | 8500 | 2.8 | 8300 | 2.17
LPS LEGACY |  | 215324861 | HRCU-A-CB-O | D5CSRAH09AAK | D5FSOAH12XAK | Mini-Splits | 11000 | 7900 | 2.69 | 8000 | 2.17
LPS LEGACY |  | 215324860 | HRCU-A-CB-O | D5CSRAH09AAK | D5FSHAH09XAK | Mini-Splits | 10000 | 8100 | 2.83 | 8000 | 2.37
LPS LEGACY |  | 215324859 | HRCU-A-CB-O | D5CSRAH12AAJ | D5FSHAH12XAJ | Mini-Splits | 12000 | 8700 | 2.68 | 7700 | 2.33
LPS LEGACY |  | 215324858 | HRCU-A-CB-O | D5CSHAH33AAK | D5FSHAH33XAK | Mini-Splits | 36000 | 30000 | 2.69 | 35000 | 1.98
LPS LEGACY |  | 215324857 | HRCU-A-CB | D5CSHAH24AAK | D5FSDAH24XHK | Mini-Splits | 26000 | 21600 | 2.71 | 24000 | 2.18
LPS LEGACY |  | 215324854 | HRCU-A-CB-O | D5CSHAH24AAK | D5FSHAH24XAK | Mini-Splits | 29000 | 21000 | 2.88 | 24200 | 2.34
LPS LEGACY |  | 215324850 | HRCU-A-CB-O | D5CSHAH18AAK | D5FSFAH16XAK | Mini-Splits | 17000 | 14200 | 2.6 | 17500 | 1.95
LPS LEGACY |  | 215324849 | HRCU-A-CB-O | D5CSHAH18AAK | D5FSCAH18XAK | Mini-Splits | 19000 | 14900 | 2.7 | 17000 | 1.9
LPS LEGACY |  | 215324843 | HRCU-A-CB-O | D5CSHAH12AAK | D5FSCAH12XAK | Mini-Splits | 12000 | 10000 | 2.74 | 11500 | 1.99
LPS LEGACY |  | 215324842 | HRCU-A-CB-O | D5CSHAH12AAK | D5FSOAH12XAK | Mini-Splits | 12500 | 9600 | 2.65 | 11500 | 1.99
LPS LEGACY |  | 215413354 | HRCU-A-CB-O | D5CPRAH18AA | D5FPHAH18XAK | Mini-Splits | 20000 | 19300 | 3.01 | 22600 | 2.34
LPS LEGACY |  | 215413355 | HRCU-A-CB-O | D5CSRAH30AAK | D5FSHAH30XAK | Mini-Splits | 30000 | 20400 | 2.52 | 20000 | 2.03
LPS LEGACY |  | 215357636 | HMSV-A-CB | D5CMRAH24DAK |  | Mixed Ducted and Non-Ducted Indoor Units | 25000 | 18000 | 2.6 | 18000 | 2
LPS LEGACY |  | 215357613 | HMSR-A-CB-O | D5CMHAH24DAK |  | Non-Ducted Indoor Units | 25000 | 23600 | 2.5 | 25000 | 2
LPS LEGACY |  | 215357635 | HMSV-A-CB | D5CMRAH24DAK |  | Ducted Indoor Units | 25000 | 18200 | 2.6 | 18000 | 2
LPS LEGACY |  | 215357634 | HMSR-A-CB-O | D5CMRAH24DAK |  | Non-Ducted Indoor Units | 25000 | 17800 | 2.6 | 18000 | 2
LPS LEGACY |  | 215324878 | HRCU-A-CB | D5CSRAH18AAK | D5FSDAH18XHK | Mini-Splits | 20000 | 14900 | 2.89 | 14200 | 2.41
LPS LEGACY |  | 215324871 | HRCU-A-CB | D5CSRAH12AAK | D5FSDAH12XHK | Mini-Splits | 12000 | 9100 | 2.78 | 8900 | 2.44
LPS LEGACY |  | 215324865 | HRCU-A-CB | D5CSRAH09AAK | D5FSDAH12XHK | Mini-Splits | 10000 | 9300 | 2.9 | 8300 | 2.32
LPS LEGACY |  | 215324864 | HRCU-A-CB | D5CSRAH09AAK | D5FSDAH12XAK | Mini-Splits | 10000 | 8900 | 2.61 | 8600 | 2.25
LPS LEGACY |  | 215324853 | HRCU-A-CB | D5CSHAH18AAK | D5FSDAH18XHK | Mini-Splits | 19500 | 15000 | 2.89 | 18000 | 2.1
LPS LEGACY |  | 215324846 | HRCU-A-CB | D5CSHAH12AAK | D5FSDAH12XHK | Mini-Splits | 12000 | 10200 | 2.6 | 12000 | 1.95
LPS LEGACY |  | 215357633 | HMSV-A-CB | D5CMRAH18CAK |  | Mixed Ducted and Non-Ducted Indoor Units | 19000 | 14100 | 2.79 | 14000 | 2.31
LPS LEGACY |  | 215357632 | HMSV-A-CB | D5CMRAH18CAK |  | Ducted Indoor Units | 19000 | 14600 | 2.8 | 14600 | 2.3
LPS LEGACY |  | 215357631 | HMSR-A-CB-O | D5CMRAH18CAK |  | Non-Ducted Indoor Units | 19000 | 13600 | 2.81 | 13500 | 2.3
LPS LEGACY |  | 215357630 | HMSV-A-CB | D5CMHAH55FAK |  | Mixed Ducted and Non-Ducted Indoor Units | 55000 | 44500 | 2.65 | 47500 | 2.05
LPS LEGACY |  | 215357629 | HMSV-A-CB | D5CMHAH55FAK |  | Ducted Indoor Units | 55000 | 45000 | 2.7 | 48000 | 2.1
LPS LEGACY |  | 215357628 | HMSR-A-CB-O | D5CMHAH55FAK |  | Non-Ducted Indoor Units | 55000 | 44000 | 2.6 | 47000 | 2
LPS LEGACY |  | 215357627 | HMSV-A-CB | D5CMHAH48FAK |  | Mixed Ducted and Non-Ducted Indoor Units | 48500 | 44000 | 2.6 | 47500 | 2
LPS LEGACY |  | 215357626 | HMSV-A-CB | D5CMHAH48FAK |  | Ducted Indoor Units | 48000 | 44500 | 2.6 | 48000 | 2
LPS LEGACY |  | 215357625 | HMSR-A-CB-O | D5CMHAH48FAK |  | Non-Ducted Indoor Units | 49000 | 44000 | 2.6 | 47000 | 2
LPS LEGACY |  | 215357612 | HMSV-A-CB | D5CMHAH18CAK |  | Mixed Ducted and Non-Ducted Indoor Units | 20000 | 17300 | 2.65 | 18500 | 2
LPS LEGACY |  | 215357611 | HMSV-A-CB | D5CMHAH18CAK |  | Ducted Indoor Units | 20000 | 17000 | 2.59 | 18000 | 2
LPS LEGACY |  | 215357610 | HMSR-A-CB-O | D5CMHAH18CAK |  | Non-Ducted Indoor Units | 20000 | 17600 | 2.7 | 19000 | 2
LPS LEGACY |  | 215333829 | HRCU-A-CB-O | D5CVRAH09AAK | D5FVHAH09XCK | Mini-Splits | 10000 | 8000 | 2.58 | 7000 | 2.16
LPS LEGACY |  | 215324885 | HRCU-A-CB-O | D5CVRAH09AAK | D5FVHAH09XAK | Mini-Splits | 10000 | 8000 | 2.58 | 7000 | 2.16
LPS LEGACY |  | 215324897 | HRCU-A-CB-O | D5CLRAH36AAK | D5FLCAH36XAK | Mini-Splits | 38000 | 26800 | 2.68 | 26600 | 2.2
LPS LEGACY |  | 215324890 | HRCU-A-CB-O | D5CLHAH36AAK | D5FCFAH36XAK | Mini-Splits | 38000 | 30200 | 2.58 | 39500 | 2.02
LPS LEGACY |  | 215324889 | HRCU-A-CB-O | D5CLHAH36AAK | D5FLCAH36XAK | Mini-Splits | 37000 | 30600 | 2.56 | 37000 | 1.95
LPS LEGACY |  | 215324881 | HRCU-A-CB-O | D5CSRAH24AAK | D5FCFAH24XAK | Mini-Splits | 24400 | 20000 | 2.56 | 18600 | 2.27
LPS LEGACY |  | 215324880 | HRCU-A-CB-O | D5CSRAH24AAK | D5FSCAH24XAK | Mini-Splits | 25000 | 20400 | 2.73 | 18500 | 2.3
LPS LEGACY |  | 215324876 | HRCU-A-CB-O | D5CSRAH18AAK | D5FCFAH18XAK | Mini-Splits | 18000 | 13700 | 2.51 | 12800 | 2.05
LPS LEGACY |  | 215324856 | HRCU-A-CB-O | D5CSHAH24AAK | D5FCFAH24XAK | Mini-Splits | 26000 | 20200 | 2.74 | 24200 | 2.16
LPS LEGACY |  | 215324896 | HRCU-A-CB | D5CLHAH58AAK | D5FLDAH58XHK | Mini-Splits | 60000 | 45000 | 2.72 | 53500 | 2.1
LPS LEGACY |  | 215324894 | HRCU-A-CB | D5CLHAH48AAK | D5FLDAH48XHK | Mini-Splits | 52000 | 45000 | 2.61 | 47500 | 2
LPS LEGACY |  | 215324891 | HRCU-A-CB | D5CLHAH36AAK | D5FLDAH36XHK | Mini-Splits | 42000 | 31600 | 2.73 | 37600 | 2.1
LPS LEGACY |  | 215324834 | HRCU-A-CB | D5CSHAH06AAK | D5FSDAH06XAK | Mini-Splits | 8000 | 8000 | 2.69 | 7800 | 2.41
LPS LEGACY |  | 215324833 | HRCU-A-CB-O | D5CSHAH06AAK | D5FSOAH06XAK | Mini-Splits | 7400 | 7000 | 2.66 | 8100 | 2.4
LPS LEGACY |  | 215324832 | HRCU-A-CB-O | D5CSHAH06AAK | D5FSHAH06XAK | Mini-Splits | 7000 | 7900 | 2.79 | 7700 | 2.4
LPS LEGACY |  | 215319187 | HRCU-A-CB | D5CSRAH18AAK | D5FSAAH18XBK |  | 18000 | 13200 | 2.6 | 13000 | 2.3
LPS LEGACY |  | 215319193 | HRCU-A-CB | D5CLRAH48AAK | D5FLAAH48XAK |  | 50000 | 40000 | 2.6 | 35200 | 1.9
LPS LEGACY |  | 215319190 | HRCU-A-CB | D5CLHAH48AAK | D5FLAAH48XAK |  | 50000 | 40000 | 2.5 | 46000 | 2
LPS LEGACY |  | 215319186 | HRCU-A-CB | D5CSHAH33AAK | D5FSAAH36XBK |  | 35000 | 27400 | 2.58 | 34000 | 2
LPS LEGACY |  | 215319184 | HRCU-A-CB | D5CSHAH18AAK | D5FSAAH18XBK |  | 19500 | 14000 | 2.6 | 18000 | 2.2
LPS LEGACY | Dlseries | 211756651 | HRCU-A-CB | DLCURAH60ABK | DLFUAAH60XAK |  | 59000 | 42000 | 2.6 | 54356 | 1.91
LUXAIRE | LX SERIES | 214396412 | HRCU-A-CB | HH836E2S11 | CTF36C5CDS1 |  | 33000 | 29600 | 2.62 | 27200 | 2
LUXAIRE | LX SERIES | 214396407 | HRCU-A-CB | HH836E2S11 | CTF36C5CDS1 |  | 33000 | 29600 | 2.62 | 27200 | 2
LUXAIRE | LX SERIES | 214396402 | HRCU-A-CB | HH836E2S11 | CTF36C5CDS1 |  | 33000 | 29600 | 2.62 | 27200 | 2
LUXAIRE | LX SERIES | 214398467 | HRCU-A-CB | HH860E2S11 | CTF60D5CJS1 |  | 55500 | 38500 | 2.56 | 40000 | 2
LUXAIRE | LX SERIES | 215853475 | HRCU-A-CB | HH860E2S11 | CTM60D5CJS1 |  | 55000 | 38500 | 2.56 | 40000 | 2
LUXAIRE | LX SERIES | 215853477 | HRCU-A-CB | HH860E2S11 | CTF60D5CJS1 |  | 54500 | 37600 | 2.6 | 39500 | 2
LUXAIRE | LX SERIES | 214609152 | HRCU-A-CB | HH824E2S11 | CTM30B5ACS1 |  | 23000 | 17900 | 2.6 | 19200 | 2
LUXAIRE | LX SERIES | 215853386 | HRCU-A-CB | HH836E2S11 | CTF36C5CDS1 |  | 33000 | 29600 | 2.6 | 27200 | 2
LUXAIRE | LX SERIES | 214609078 | HRCU-A-CB | HH860E2S11 | CTM60C5CHS1 |  | 54000 | 37400 | 2.54 | 39000 | 2
LUXAIRE | LX SERIES | 214609103 | HRCU-A-CB | HH824E2S11 | CTM36B5ADS1 |  | 23000 | 18300 | 2.76 | 18600 | 2
LUXAIRE | LX SERIES | 215853388 | HRCU-A-CB | HH836E2S11 | CTF36C5CDS1 |  | 32800 | 29200 | 2.6 | 27000 | 2
LUXAIRE | LX SERIES | 214651032 | HRCU-A-CB | HH860E2S11 | CTU60D5XHS1+TXV |  | 53500 | 37000 | 2.56 | 38500 | 2
LUXAIRE | LX SERIES | 214609137 | HRCU-A-CB | HH860E2S11 | CTF60D5CHS1 |  | 53500 | 37000 | 2.56 | 38500 | 2
LUXAIRE | LX SERIES | 215853478 | HRCU-A-CB | HH860E2S11 | CTM60D5CJS1 |  | 55000 | 38000 | 2.6 | 40000 | 2
LUXAIRE | LX SERIES | 214609054 | HRCU-A-CB | HH860E2S11 | CTM60C5CGS1 |  | 47000 | 34600 | 2.52 | 34400 | 2
LUXAIRE | LX SERIES | 215853387 | HRCU-A-CB | HH836E2S11 | CTM36C5CDS1 |  | 32600 | 29200 | 2.58 | 26800 | 2
LUXAIRE | LX SERIES | 214609191 | HRCU-A-CB | HH860E2S11 | CTF60C5CHS1 |  | 54000 | 37200 | 2.54 | 39000 | 2
LUXAIRE | LX SERIES | 214651880 | HRCU-A-CB | HH824E2S11 | CTU36B5XDS1+TXV |  | 23000 | 18400 | 2.78 | 18700 | 2
LUXAIRE | LX SERIES | 214609157 | HRCU-A-CB | HH824E2S11 | CTF36B5ADS1 |  | 23000 | 18400 | 2.78 | 18700 | 2
LUXAIRE | LX SERIES | 214650010 | HRCU-A-CB | HH860E2S11 | CTU60D5XGS1+TXV |  | 47000 | 34400 | 2.54 | 34200 | 2
LUXAIRE | LX SERIES | 214609171 | HRCU-A-CB | HH860E2S11 | CTF60D5CGS1 |  | 47000 | 34400 | 2.54 | 34200 | 2
LUXAIRE | LX SERIES | 215853390 | HRCU-A-CB | HH836E2S11 | CTF36C5CDS1 |  | 32000 | 28600 | 2.56 | 26400 | 2
LUXAIRE | LX SERIES | 214609166 | HRCU-A-CB | HH860E2S11 | CTM60D5CHS1 |  | 53500 | 37000 | 2.56 | 38500 | 2
LUXAIRE | LX SERIES | 214650634 | HRCU-A-CB | HH824E2S11 | CTU30B5XCS1+TXV |  | 23000 | 17900 | 2.6 | 19100 | 2
LUXAIRE | LX SERIES | 214609069 | HRCU-A-CB | HH824E2S11 | CTF30B5ACS1 |  | 23000 | 17900 | 2.6 | 19100 | 2
LUXAIRE | LX SERIES | 214609107 | HRCU-A-CB | HH860E2S11 | CTF60C5CHS1 |  | 54000 | 37200 | 2.54 | 38500 | 2
LUXAIRE | LX SERIES | 214650090 | HRCU-A-CB | HH824E2S11 | CTU30B5XCS1+TXV |  | 23000 | 17900 | 2.64 | 18400 | 2
LUXAIRE | LX SERIES | 214609211 | HRCU-A-CB | HH824E2S11 | CTF30B5ACS1 |  | 23000 | 17900 | 2.64 | 18400 | 2
LUXAIRE | LX SERIES | 214609142 | HRCU-A-CB | HH860E2S11 | CTM60D5CGS1 |  | 47000 | 34400 | 2.52 | 34200 | 2
LUXAIRE | LX SERIES | 214609049 | HRCU-A-CB | HH860E2S11 | CTM60C5CHS1 |  | 54000 | 37200 | 2.54 | 38500 | 2
LUXAIRE | LX SERIES | 216374580 | HRCU-A-CB | HH860E2S11 | CTM60D5CJS1 |  | 55500 | 38500 | 2.58 | 40000 | 2
LUXAIRE | LX SERIES | 216374779 | HRCU-A-CB | HH860E2S11 | CTF60D5CJS1 |  | 56000 | 39000 | 2.6 | 40500 | 2
LUXAIRE | HMH7 | 213297444 | HRCU-A-CB | HMH72B341 | XAFB36DBCN1 |  | 33400 | 26000 | 2.52 | 23400 | 2
LUXAIRE | HMH7 | 213297684 | HRCU-A-CB | HMH72B341 | XAFC36DBCN1 |  | 34800 | 26600 | 2.58 | 24400 | 2.06
LUXAIRE | HMH7 | 213296789 | HRCU-A-CB | HMH72B341 | XAHC36DBCN1 |  | 33000 | 25800 | 2.58 | 23200 | 2.04
LUXAIRE | HMH7 | 213297019 | HRCU-A-CB | HMH72B341 | XAFB36DBCN1 |  | 33000 | 25800 | 2.54 | 23200 | 2
LUXAIRE | HMH7 | 213297249 | HRCU-A-CB | HMH72B341 | XAFB36DBCN1 |  | 33000 | 25800 | 2.5 | 23200 | 1.98
LUXAIRE | HMH7 | 213297239 | HRCU-A-CB | HMH72B341 | XAFC36DBCN1 |  | 33000 | 25800 | 2.54 | 23200 | 2
LUXAIRE | HMH7 | 213297694 | HRCU-A-CB | HMH72B341 | XAFC36DBCN1 |  | 33400 | 26000 | 2.52 | 23400 | 2
LUXAIRE | LX SERIES | 215912230 | HRCU-A-CB | HH824E2S11 | CTM36B5ADS1 |  | 23000 | 18000 | 2.75 | 18400 | 2
LUXAIRE | LX SERIES | 214396674 | HRCU-A-CB | HH824E2S11 | CTF30A5ADS1 |  | 23000 | 18300 | 2.76 | 18600 | 2
LUXAIRE | LX SERIES | 214650932 | HRCU-A-CB | HH824E2S11 | CTU36B5XDS1+TXV |  | 23000 | 18400 | 2.78 | 18700 | 2
LUXAIRE | LX SERIES | 214650917 | HRCU-A-CB | HH824E2S11 | CTU36B5XDS1+TXV |  | 23000 | 18400 | 2.78 | 18700 | 2
LUXAIRE | LX SERIES | 214397539 | HRCU-A-CB | HH824E2S11 | CTF36B5ADS1 |  | 23000 | 18400 | 2.78 | 18700 | 2
LUXAIRE | LX SERIES | 214397534 | HRCU-A-CB | HH824E2S11 | CTF36B5ADS1 |  | 23000 | 18400 | 2.78 | 18700 | 2
LUXAIRE | LX SERIES | 214396679 | HRCU-A-CB | HH824E2S11 | CTF30A5ADS1 |  | 23000 | 18300 | 2.76 | 18600 | 2
LUXAIRE | LX SERIES | 214650475 | HRCU-A-CB | HH824E2S11 | CTU36B5XDS1+TXV |  | 23000 | 18000 | 2.76 | 18300 | 2
LUXAIRE | LX SERIES | 214397106 | HRCU-A-CB | HH824E2S11 | CTF36B5ADS1 |  | 23000 | 18000 | 2.76 | 18300 | 2
LUXAIRE | LX SERIES | 214807686 | HRCU-A-CB | HH824E2S11 | CTM36B5ADS1 |  | 23000 | 18300 | 2.76 | 18600 | 2
LUXAIRE | LX SERIES | 214810230 | HRCU-A-CB | HH824E2S11 | CTM36B5ADS1 |  | 23000 | 18300 | 2.76 | 18600 | 2
LUXAIRE | LX SERIES | 214397944 | HRCU-A-CB | HH824E2S11 | CTF30A5ADS1 |  | 23000 | 18100 | 2.72 | 18500 | 2
LUXAIRE | LX SERIES | 214397939 | HRCU-A-CB | HH824E2S11 | CTF30A5ADS1 |  | 23000 | 18100 | 2.72 | 18500 | 2
LUXAIRE | LX SERIES | 214396689 | HRCU-A-CB | HH824E2S11 | CTF30A5ADS1 |  | 23000 | 17800 | 2.7 | 18200 | 2
LUXAIRE | LX SERIES | 214807735 | HRCU-A-CB | HH824E2S11 | CTM36B5ADS1 |  | 23000 | 18600 | 2.78 | 18800 | 2
LUXAIRE | LX SERIES | 214810223 | HRCU-A-CB | HH824E2S11 | CTM36B5ADS1 |  | 23000 | 18600 | 2.78 | 18800 | 2
LUXAIRE | LX SERIES | 214651444 | HRCU-A-CB | HH824E2S11 | CTU36B5XDS1+TXV |  | 23000 | 18600 | 2.8 | 18900 | 2
LUXAIRE | LX SERIES | 214651430 | HRCU-A-CB | HH824E2S11 | CTU36B5XDS1+TXV |  | 23000 | 18600 | 2.8 | 18900 | 2
LUXAIRE | LX SERIES | 214396243 | HRCU-A-CB | HH824E2S11 | CTF36B5ADS1 |  | 23000 | 18600 | 2.8 | 18900 | 2
LUXAIRE | LX SERIES | 214396238 | HRCU-A-CB | HH824E2S11 | CTF36B5ADS1 |  | 23000 | 18600 | 2.8 | 18900 | 2
LUXAIRE | LX SERIES | 214397865 | HRCU-A-CB | HH860E2S11 | CTM60C5CGS1 |  | 45500 | 34000 | 2.5 | 34200 | 2
LUXAIRE | LX SERIES | 214397860 | HRCU-A-CB | HH860E2S11 | CTM60C5CGS1 |  | 45500 | 34000 | 2.5 | 34200 | 2
LUXAIRE | LX SERIES | 214720180 | HRCU-A-CB | HH860E2S11 | CTU60C5XGS1+TXV |  | 45500 | 34000 | 2.5 | 34200 | 2
LUXAIRE | LX SERIES | 214720175 | HRCU-A-CB | HH860E2S11 | CTU60C5XGS1+TXV |  | 45500 | 34000 | 2.5 | 34200 | 2
LUXAIRE | LX SERIES | 214397850 | HRCU-A-CB | HH860E2S11 | CTF60C5CGS1 |  | 45500 | 34000 | 2.5 | 34200 | 2
LUXAIRE | LX SERIES | 214397845 | HRCU-A-CB | HH860E2S11 | CTF60C5CGS1 |  | 45500 | 34000 | 2.5 | 34200 | 2
LUXAIRE | LX SERIES | 214397440 | HRCU-A-CB | HH860E2S11 | CTM60C5CGS1 |  | 45500 | 34200 | 2.5 | 34200 | 2
LUXAIRE | LX SERIES | 214397435 | HRCU-A-CB | HH860E2S11 | CTM60C5CGS1 |  | 45500 | 34200 | 2.5 | 34200 | 2
LUXAIRE | LX SERIES | 214720165 | HRCU-A-CB | HH860E2S11 | CTU60C5XGS1+TXV |  | 45500 | 34200 | 2.5 | 34200 | 2
LUXAIRE | LX SERIES | 214720160 | HRCU-A-CB | HH860E2S11 | CTU60C5XGS1+TXV |  | 45500 | 34200 | 2.5 | 34200 | 2
LUXAIRE | LX SERIES | 214397425 | HRCU-A-CB | HH860E2S11 | CTF60C5CGS1 |  | 45500 | 34200 | 2.5 | 34200 | 2
LUXAIRE | LX SERIES | 214397420 | HRCU-A-CB | HH860E2S11 | CTF60C5CGS1 |  | 45500 | 34200 | 2.5 | 34200 | 2
LUXAIRE | LX SERIES | 214720190 | HRCU-A-CB | HH860E2S11 | CTU60C5XGS1+TXV |  | 45500 | 34200 | 2.5 | 34200 | 2
LUXAIRE | LX SERIES | 214720185 | HRCU-A-CB | HH860E2S11 | CTU60C5XGS1+TXV |  | 45500 | 34200 | 2.5 | 34200 | 2
LUXAIRE | LX SERIES | 214397450 | HRCU-A-CB | HH860E2S11 | CTF60C5CGS1 |  | 45500 | 34200 | 2.5 | 34200 | 2
LUXAIRE | LX SERIES | 214397445 | HRCU-A-CB | HH860E2S11 | CTF60C5CGS1 |  | 45500 | 34200 | 2.5 | 34200 | 2
LUXAIRE | LX SERIES | 214719884 | HRCU-A-CB | HH860E2S11 | CTU60C5XGS1+TXV |  | 45000 | 33600 | 2.5 | 33800 | 2
LUXAIRE | LX SERIES | 214719889 | HRCU-A-CB | HH860E2S11 | CTU60C5XGS1+TXV |  | 45000 | 33600 | 2.5 | 33800 | 2
LUXAIRE | LX SERIES | 214398306 | HRCU-A-CB | HH860E2S11 | CTF60C5CGS1 |  | 45000 | 33600 | 2.5 | 33800 | 2
LUXAIRE | LX SERIES | 214398301 | HRCU-A-CB | HH860E2S11 | CTF60C5CGS1 |  | 45000 | 33600 | 2.5 | 33800 | 2
LUXAIRE | LX SERIES | 214720125 | HRCU-A-CB | HH860E2S11 | CTU60C5XGS1+TXV |  | 45000 | 33200 | 2.5 | 33600 | 2
LUXAIRE | LX SERIES | 214720120 | HRCU-A-CB | HH860E2S11 | CTU60C5XGS1+TXV |  | 45000 | 33200 | 2.5 | 33600 | 2
LUXAIRE | LX SERIES | 214397470 | HRCU-A-CB | HH860E2S11 | CTF60C5CGS1 |  | 45000 | 33200 | 2.5 | 33600 | 2
LUXAIRE | LX SERIES | 214397465 | HRCU-A-CB | HH860E2S11 | CTF60C5CGS1 |  | 45000 | 33200 | 2.5 | 33600 | 2
LUXAIRE | LX SERIES | 214396605 | HRCU-A-CB | HH860E2S11 | CTM60C5CGS1 |  | 45000 | 33400 | 2.5 | 33600 | 2
LUXAIRE | LX SERIES | 214396600 | HRCU-A-CB | HH860E2S11 | CTM60C5CGS1 |  | 45000 | 33400 | 2.5 | 33600 | 2
LUXAIRE | LX SERIES | 214398697 | HRCU-A-CB | HH860E2S11 | CTM60C5CGS1 |  | 45000 | 33400 | 2.5 | 33800 | 2
LUXAIRE | LX SERIES | 214398692 | HRCU-A-CB | HH860E2S11 | CTM60C5CGS1 |  | 45000 | 33400 | 2.5 | 33800 | 2
LUXAIRE | LX SERIES | 214720115 | HRCU-A-CB | HH860E2S11 | CTU60C5XGS1+TXV |  | 45000 | 33400 | 2.5 | 33800 | 2
LUXAIRE | LX SERIES | 214720110 | HRCU-A-CB | HH860E2S11 | CTU60C5XGS1+TXV |  | 45000 | 33400 | 2.5 | 33800 | 2
LUXAIRE | LX SERIES | 214398687 | HRCU-A-CB | HH860E2S11 | CTF60C5CGS1 |  | 45000 | 33400 | 2.5 | 33800 | 2
LUXAIRE | LX SERIES | 214398682 | HRCU-A-CB | HH860E2S11 | CTF60C5CGS1 |  | 45000 | 33400 | 2.5 | 33800 | 2
LUXAIRE | LX SERIES | 214649824 | HRCU-A-CB | HH860E2S11 | CTU60D5XGS1+TXV |  | 47500 | 36200 | 2.56 | 35200 | 2
LUXAIRE | LX SERIES | 214649819 | HRCU-A-CB | HH860E2S11 | CTU60D5XGS1+TXV |  | 47500 | 36200 | 2.56 | 35200 | 2
LUXAIRE | LX SERIES | 214396625 | HRCU-A-CB | HH860E2S11 | CTF60D5CGS1 |  | 47500 | 36200 | 2.56 | 35200 | 2
LUXAIRE | LX SERIES | 214396620 | HRCU-A-CB | HH860E2S11 | CTF60D5CGS1 |  | 47500 | 36200 | 2.56 | 35200 | 2
LUXAIRE | LX SERIES | 214398247 | HRCU-A-CB | HH860E2S11 | CTM60C5CGS1 |  | 45000 | 33600 | 2.5 | 33800 | 2
LUXAIRE | LX SERIES | 214397056 | HRCU-A-CB | HH860E2S11 | CTM60C5CGS1 |  | 45000 | 33600 | 2.5 | 33800 | 2
LUXAIRE | LX SERIES | 214397051 | HRCU-A-CB | HH860E2S11 | CTM60C5CGS1 |  | 45000 | 33600 | 2.5 | 33800 | 2
LUXAIRE | LX SERIES | 214397086 | HRCU-A-CB | HH860E2S11 | CTM60C5CGS1 |  | 45500 | 34200 | 2.5 | 34200 | 2
LUXAIRE | LX SERIES | 214397081 | HRCU-A-CB | HH860E2S11 | CTM60C5CGS1 |  | 45500 | 34200 | 2.5 | 34200 | 2
LUXAIRE | LX SERIES | 214397583 | HRCU-A-CB | HH860E2S11 | CTF60C5CHS1 |  | 54500 | 38000 | 2.52 | 39500 | 2
LUXAIRE | LX SERIES | 214397578 | HRCU-A-CB | HH860E2S11 | CTF60C5CHS1 |  | 54500 | 38000 | 2.52 | 39500 | 2
LUXAIRE | LX SERIES | 214398437 | HRCU-A-CB | HH860E2S11 | CTF60C5CHS1 |  | 55000 | 38000 | 2.54 | 40000 | 2
LUXAIRE | LX SERIES | 214398432 | HRCU-A-CB | HH860E2S11 | CTF60C5CHS1 |  | 55000 | 38000 | 2.54 | 40000 | 2
LUXAIRE | LX SERIES | 214397076 | HRCU-A-CB | HH860E2S11 | CTM60D5CGS1 |  | 47000 | 35800 | 2.56 | 35000 | 2
LUXAIRE | LX SERIES | 214397071 | HRCU-A-CB | HH860E2S11 | CTM60D5CGS1 |  | 47000 | 35800 | 2.56 | 35000 | 2
LUXAIRE | LX SERIES | 214397460 | HRCU-A-CB | HH860E2S11 | CTF60C5CGS1 |  | 45000 | 33400 | 2.5 | 33800 | 2
LUXAIRE | LX SERIES | 214397455 | HRCU-A-CB | HH860E2S11 | CTF60C5CGS1 |  | 45000 | 33400 | 2.5 | 33800 | 2
LUXAIRE | LX SERIES | 214396751 | HRCU-A-CB | HH860E2S11 | CTF60D5CHS1 |  | 55000 | 38000 | 2.56 | 40000 | 2
LUXAIRE | LX SERIES | 214396746 | HRCU-A-CB | HH860E2S11 | CTF60D5CHS1 |  | 55000 | 38000 | 2.56 | 40000 | 2
LUXAIRE | LX SERIES | 214398028 | HRCU-A-CB | HH860E2S11 | CTM60C5CHS1 |  | 54000 | 37400 | 2.54 | 39000 | 2
LUXAIRE | LX SERIES | 214398023 | HRCU-A-CB | HH860E2S11 | CTM60C5CHS1 |  | 54000 | 37400 | 2.54 | 39000 | 2
LUXAIRE | LX SERIES | 214396333 | HRCU-A-CB | HH860E2S11 | CTM60C5CHS1 |  | 55000 | 38000 | 2.54 | 40000 | 2
LUXAIRE | LX SERIES | 214396328 | HRCU-A-CB | HH860E2S11 | CTM60C5CHS1 |  | 55000 | 38000 | 2.54 | 40000 | 2
LUXAIRE | LX SERIES | 214398018 | HRCU-A-CB | HH860E2S11 | CTF60C5CHS1 |  | 55000 | 38000 | 2.52 | 40000 | 2
LUXAIRE | LX SERIES | 214398013 | HRCU-A-CB | HH860E2S11 | CTF60C5CHS1 |  | 55000 | 38000 | 2.52 | 40000 | 2
LUXAIRE | LX SERIES | 214397628 | HRCU-A-CB | HH860E2S11 | CTM60C5CHS1 |  | 54000 | 37400 | 2.56 | 39000 | 2
LUXAIRE | LX SERIES | 214397623 | HRCU-A-CB | HH860E2S11 | CTM60C5CHS1 |  | 54000 | 37400 | 2.56 | 39000 | 2
LUXAIRE | LX SERIES | 214397618 | HRCU-A-CB | HH860E2S11 | CTF60C5CHS1 |  | 55000 | 38000 | 2.54 | 40000 | 2
LUXAIRE | LX SERIES | 214397613 | HRCU-A-CB | HH860E2S11 | CTF60C5CHS1 |  | 55000 | 38000 | 2.54 | 40000 | 2
LUXAIRE | LX SERIES | 214651094 | HRCU-A-CB | HH860E2S11 | CTU60D5XHS1+TXV |  | 55000 | 38000 | 2.56 | 40000 | 2
LUXAIRE | LX SERIES | 214651079 | HRCU-A-CB | HH860E2S11 | CTU60D5XHS1+TXV |  | 55000 | 38000 | 2.56 | 40000 | 2
LUXAIRE | HMH7 | 213298104 | HRCU-A-CB | HMH72B341 | XAFB36DBCN1+JMET12BS2N1 |  | 33800 | 25200 | 2.58 | 23800 | 2.12
LUXAIRE | HMH7 | 213297419 | HRCU-A-CB | HMH72B341 | XAFB36DBCN1+JMVT12BC2N1 |  | 33600 | 25000 | 2.56 | 23600 | 2.1
LUXAIRE | HMH7 | 213297219 | HRCU-A-CB | HMH72B341 | XAHC36DBCN1+JMET12CS2N1 |  | 32800 | 24600 | 2.52 | 23000 | 2.06
LUXAIRE | HMH7 | 213296944 | HRCU-A-CB | HMH72B341 | XAFC36DBCN1 |  | 33400 | 25800 | 2.56 | 24400 | 2.12
LUXAIRE | HMH7 | 213296904 | HRCU-A-CB | HMH72B341 | XAFC36DBCN1 |  | 33400 | 25800 | 2.56 | 24400 | 2.12
LUXAIRE | HMH7 | 213297969 | HRCU-A-CB | HMH72B341 | XAHC36DBCN1 |  | 33400 | 25200 | 2.52 | 24000 | 2.08
LUXAIRE | HMH7 | 213297949 | HRCU-A-CB | HMH72B341 | XAFD48FBCN1 |  | 32800 | 25200 | 2.6 | 23400 | 2.1
LUXAIRE | HMH7 | 213297499 | HRCU-A-CB | HMH72B341 | XAFC48FBCN1 |  | 32800 | 25000 | 2.6 | 23200 | 2.08
LUXAIRE | HMH7 | 213297494 | HRCU-A-CB | HMH72B341 | XAFC48FXXN1+TXV |  | 32800 | 25000 | 2.6 | 23200 | 2.08
LUXAIRE | HMH7 | 213296984 | HRCU-A-CB | HMH72B341 | XAFB36DBCN1 |  | 33400 | 25400 | 2.52 | 24000 | 2.08
LUXAIRE | HMH7 | 213298009 | HRCU-A-CB | HMH72B341 | XAHC36DBCN1 |  | 33400 | 25000 | 2.52 | 23600 | 2.08
LUXAIRE | HMH7 | 213297344 | HRCU-A-CB | HMH72B341 | XAFC36DBCN1 |  | 33400 | 25400 | 2.58 | 24200 | 2.14
LUXAIRE | HMH7 | 213297119 | HRCU-A-CB | HMH72B341 | XAFC48FBCN1 |  | 32800 | 25200 | 2.6 | 23400 | 2.1
LUXAIRE | HMH7 | 213297109 | HRCU-A-CB | HMH72B341 | XAFC48FXXN1+TXV |  | 32800 | 25200 | 2.6 | 23400 | 2.1
LUXAIRE | HMH7 | 213296864 | HRCU-A-CB | HMH72B341 | XAFC36DBCN1 |  | 34000 | 25800 | 2.54 | 24600 | 2.12
LUXAIRE | HMH7 | 213297314 | HRCU-A-CB | HMH72B341 | XAFC36DBCN1 |  | 33400 | 25400 | 2.58 | 24200 | 2.14
LUXAIRE | HMH7 | 213298029 | HRCU-A-CB | HMH72B341 | XAFC36DBCN1 |  | 33400 | 25400 | 2.58 | 24200 | 2.14
LUXAIRE | HMH7 | 213296884 | HRCU-A-CB | HMH72B341 | XAFC36DBCN1 |  | 33400 | 25600 | 2.58 | 24400 | 2.12
LUXAIRE | HMH7 | 213297929 | HRCU-A-CB | HMH72B341 | XAFB36DBCN1 |  | 33400 | 25400 | 2.52 | 24000 | 2.08
LUXAIRE | HMH7 | 213297854 | HRCU-A-CB | HMH72B341 | XAFC36DBCN1+JMET12CS2N1 |  | 34000 | 25400 | 2.6 | 24200 | 2.14
LUXAIRE | HMH7 | 213298049 | HRCU-A-CB | HMH72B341 | XAFC36DBCN1 |  | 33400 | 25400 | 2.54 | 24000 | 2.08
LUXAIRE | HMH7 | 213296924 | HRCU-A-CB | HMH72B341 | XAFC36DBCN1 |  | 34000 | 25800 | 2.54 | 24600 | 2.12
LUXAIRE | HMH7 | 213297549 | HRCU-A-CB | HMH72B341 | XAHC36DBCN1 |  | 33400 | 25000 | 2.52 | 23600 | 2.08
LUXAIRE | LX SERIES | 214396776 | HRCU-A-CB | HH860E2S11 | CTF60D5CJS1 |  | 54000 | 37200 | 2.58 | 39000 | 2
LUXAIRE | LX SERIES | 214396771 | HRCU-A-CB | HH860E2S11 | CTF60D5CJS1 |  | 54000 | 37200 | 2.58 | 39000 | 2
LUXAIRE | LX SERIES | 214397146 | HRCU-A-CB | HH824E2S11 | CTF30B5ACS1 |  | 23000 | 18400 | 2.72 | 18000 | 2
LUXAIRE | LX SERIES | 214397141 | HRCU-A-CB | HH824E2S11 | CTF30B5ACS1 |  | 23000 | 18400 | 2.72 | 18000 | 2
LUXAIRE | HMH7 | 213296974 | HRCU-A-CB | HMH72B341 | XAFB36DXXN1+TXV |  | 33400 | 25400 | 2.52 | 24000 | 2.08
LUXAIRE | HMH7 | 213297294 | HRCU-A-CB | HMH72B341 | XAHC36DBCN1 |  | 33400 | 25000 | 2.52 | 23600 | 2.08
LUXAIRE | HMH7 | 213297304 | HRCU-A-CB | HMH72B341 | XAFC36DBCN1 |  | 33400 | 25600 | 2.56 | 24200 | 2.12
LUXAIRE | HMH7 | 213297074 | HRCU-A-CB | HMH72B341 | XAFC36DBCN1 |  | 33400 | 25400 | 2.58 | 24200 | 2.14
LUXAIRE | HMH7 | 213297589 | HRCU-A-CB | HMH72B341 | XAFB36DBCN1 |  | 34000 | 25800 | 2.52 | 24600 | 2.1
LUXAIRE | HMH7 | 213297579 | HRCU-A-CB | HMH72B341 | XAFB36DXXN1+TXV |  | 34000 | 25800 | 2.52 | 24600 | 2.1
LUXAIRE | HMH7 | 213297729 | HRCU-A-CB | HMH72B341 | XAFC36DBCN1 |  | 33400 | 25600 | 2.56 | 24200 | 2.12
LUXAIRE | HMH7 | 213297084 | HRCU-A-CB | HMH72B341 | XAHC36DBCN1 |  | 33400 | 25200 | 2.54 | 24000 | 2.1
LUXAIRE | HMH7 | 213298099 | HRCU-A-CB | HMH72B341 | XAFB36DXXN1+JMET12BS2N1+TXV |  | 33800 | 25200 | 2.58 | 23800 | 2.12
LUXAIRE | HMH7 | 213298069 | HRCU-A-CB | HMH72B341 | XAFB36DBCN1 |  | 33400 | 25600 | 2.54 | 24200 | 2.1
LUXAIRE | HMH7 | 213297514 | HRCU-A-CB | HMH72B341 | XAFC36DBCN1 |  | 33400 | 25400 | 2.54 | 24000 | 2.08
LUXAIRE | HMH7 | 213298059 | HRCU-A-CB | HMH72B341 | XAFB36DXXN1+TXV |  | 33400 | 25600 | 2.54 | 24200 | 2.1
LUXAIRE | HMH7 | 213297749 | HRCU-A-CB | HMH72B341 | XAFD48FBCN1 |  | 32800 | 25000 | 2.6 | 23200 | 2.08
LUXAIRE | HMH7 | 213297529 | HRCU-A-CB | HMH72B341 | XAHC36DBCN1 |  | 33400 | 25200 | 2.52 | 24000 | 2.08
LUXAIRE | HMH7 | 213297619 | HRCU-A-CB | HMH72B341 | XAHC36DBCN1 |  | 33400 | 25000 | 2.52 | 23600 | 2.08
LUXAIRE | HMH7 | 213297924 | HRCU-A-CB | HMH72B341 | XAFB36DXXN1+TXV |  | 33400 | 25400 | 2.52 | 24000 | 2.08
LUXAIRE | HMH7 | 213296834 | HRCU-A-CB | HMH72B341 | XAHC36DBCN1 |  | 33400 | 25000 | 2.5 | 23800 | 2.06
LUXAIRE | HMH7 | 213297414 | HRCU-A-CB | HMH72B341 | XAFB36DXXN1+JMVT12BC2N1+TXV |  | 33600 | 25000 | 2.56 | 23600 | 2.1
LUXAIRE | HMH7 | 213297739 | HRCU-A-CB | HMH72B341 | XAHC36DBCN1 |  | 33400 | 25200 | 2.52 | 23800 | 2.08
MDV | ES Series | 214861844 | HMSV-A-CB | M4OD30-27HFN10-M1D-D |  | Mixed Ducted and Non-Ducted Indoor Units | 26800 | 18400 | 2.56 | 18900 | 2
MDV | ES Series | 214861842 | HMSR-A-CB-O | M4OD30-27HFN10-M1D-D |  | Non-Ducted Indoor Units | 27000 | 18400 | 2.61 | 19000 | 2
MDV |  | 214861901 | HMSV-A-CB | M4OD30-27HFN10-M1-D |  | Mixed Ducted and Non-Ducted Indoor Units | 26800 | 18400 | 2.56 | 18900 | 2
MDV | MHPC Series | 214861899 | HMSR-A-CB-O | M4OD30-27HFN10-M1-D |  | Non-Ducted Indoor Units | 27000 | 18400 | 2.61 | 19000 | 2
MDV | BMM Series | 214861712 | HMSV-A-CB | M4OD30-27HFN10-M1D |  | Mixed Ducted and Non-Ducted Indoor Units | 26800 | 18400 | 2.56 | 18900 | 2
MDV | BXM Series | 214861710 | HMSR-A-CB-O | M4OD30-27HFN10-M1D |  | Non-Ducted Indoor Units | 27000 | 18400 | 2.61 | 19000 | 2
MDV | MO Series | 214861736 | HMSV-A-CB | M4OD30-27HFN10-M1 |  | Mixed Ducted and Non-Ducted Indoor Units | 26800 | 18400 | 2.56 | 18900 | 2
MDV | DIRM Series | 214861734 | HMSR-A-CB-O | M4OD30-27HFN10-M1 |  | Non-Ducted Indoor Units | 27000 | 18400 | 2.61 | 19000 | 2
MDV | MSAG series | 214311117 | HRCU-A-CB-O | MOX430-18HFN10-M1X | MSAG11D-18HRFN10-M1 | Mini-Splits | 18000 | 14400 | 2.79 | 18000 | 2
MDV | M3O Series | 214861839 | HMSR-A-CB-O | M3OX430-18HFN10-M1-D |  | Non-Ducted Indoor Units | 19000 | 13600 | 2.81 | 13500 | 2.3
MDV | M3O Series | 214861707 | HMSR-A-CB-O | M3OX430-18HFN10-M1 |  | Non-Ducted Indoor Units | 19000 | 13600 | 2.81 | 13500 | 2.3
MDV | M3O Series | 214861856 | HMSV-A-CB | M3OX430-18HFN10-M1-D* |  | Mixed Ducted and Non-Ducted Indoor Units | 19000 | 14000 | 2.7 | 14000 | 2.25
MDV | M3O Series | 214861855 | HMSV-A-CB | M3OX430-18HFN10-M1-D* |  | Ducted Indoor Units | 19000 | 14600 | 2.8 | 14600 | 2.3
MDV | M3O Series | 214861841 | HMSV-A-CB | M3OX430-18HFN10-M1-D |  | Mixed Ducted and Non-Ducted Indoor Units | 19000 | 14100 | 2.79 | 14000 | 2.31
MDV | M3O Series | 214861840 | HMSV-A-CB | M3OX430-18HFN10-M1-D |  | Ducted Indoor Units | 19000 | 14600 | 2.8 | 14600 | 2.3
MDV | M3O Series | 214861766 | HMSV-A-CB | M3OX430-18HFN10-M1* |  | Mixed Ducted and Non-Ducted Indoor Units | 19000 | 14000 | 2.7 | 14000 | 2.25
MDV | M3O Series | 214861765 | HMSV-A-CB | M3OX430-18HFN10-M1* |  | Ducted Indoor Units | 19000 | 14600 | 2.8 | 14600 | 2.3
MDV | MCBU series | 210857291 | HRCU-A-CB-O | MOX230-09HFN1-MW5W | MCBU-09HRFN1-MU0-CA | Mini-Splits | 7100 | 5700 | 2.61 | 8500 | 2.03
MDV | MSAG series | 207178565 | HRCU-A-CB-O | MOX230-09HFN1-MW5W | MSAG11A-06HRFN1-MU0W | Mini-Splits | 7000 | 7500 | 2.5 | 7200 | 1.92
MDV | MSAB series | 207591132 | HRCU-A-CB-O | MOX230-09HFN1-MT0W | MSABA-09HRFN1-MU5W | Mini-Splits | 10000 | 6900 | 2.53 | 6400 | 1.95
MDV | MSEP seris | 207178564 | HRCU-A-CB-O | MOX230-09HFN1-MW5W | MSEPB-06HRFN1-MY5W | Mini-Splits | 7000 | 8500 | 2.9 | 8581 | 2.19
MDV | MSAB series | 207591144 | HRCU-A-CB-O | MOX230-09HFN1-MW5W | MSABB-09HRFN1-MX0W | Mini-Splits | 10000 | 8300 | 2.67 | 6544 | 1.98
MDV | MSAB series | 207591136 | HRCU-A-CB-O | MOX230-12HFN1-BW0W | MSABB-12HRFN1-BU5W | Mini-Splits | 12000 | 8400 | 2.77 | 6725 | 2.07
MDV | MSAB series | 207338221 | HRCU-A-CB-O | MOX430-18HFN1-MT2Q1W | MSABE-18HRFN1-MT2Q1W | Mini-Splits | 18000 | 13800 | 2.54 | 11700 | 2.05
MDV | MSAB series | 207338220 | HRCU-A-CB-O | MOX230-12HFN1-BV0Q1W | MSABB-12HRFN1-BV0Q1W | Mini-Splits | 12000 | 7500 | 2.59 | 6400 | 1.95
MDV | MSAG series | 207613861 | HRCU-A-CB-O | MOX430-18HFN1-MU0W | MSAG11D-18HRFN1-MT8W | Mini-Splits | 18000 | 14100 | 2.65 | 12829 | 2.35
MDV | MSAG series | 206361859 | HRCU-A-CB-O | MOX430-18HFN1-MT8W | MSAG11D-18HRFN1-MT8W | Mini-Splits | 18000 | 14100 | 2.65 | 12829 | 2.35
MDV | MSAG series | 206361866 | HRCU-A-CB-O | MOX230-12HFN1-MV5W | MSAG11B-12HRFN1-MV0W(GA) | Mini-Splits | 12000 | 10000 | 2.69 | 8820 | 2.25
MDV | MSAG series | 207215956 | HRCU-A-CB-O | MOX230-09HFN1-MW5W | MSAG11B-09HRFN1-MX7W(GA) | Mini-Splits | 10000 | 8100 | 2.7 | 8564 | 2.22
MDV | MSAG series | 206361864 | HRCU-A-CB-O | MOX230-12HFN1-BW0W | MSAG11B-12HRFN1-BU5W | Mini-Splits | 12000 | 8900 | 2.75 | 6858 | 2.07
MDV | MSAG series | 206361861 | HRCU-A-CB-O | MOX330-12HFN1-MW5W | MSAG11B-12HRFN1-MV0W(GA) | Mini-Splits | 12000 | 10300 | 2.56 | 12113 | 1.9
MDV | MSEP seris | 206369559 | HRCU-A-CB-O | MOX230-12HFN1-MV5W | MSEPB-12HRFN1-MW5W(GA) | Mini-Splits | 12000 | 9000 | 2.69 | 8981 | 2.19
MDV | MSEP seris | 206369558 | HRCU-A-CB-O | MOX230-09HFN1-MW5W | MSEPB-09HRFN1-MY5W(GA) | Mini-Splits | 10000 | 8500 | 2.8 | 8581 | 2.19
MDV |  | 206369513 | HRCU-A-CB-O | MOX330-18HFN1-MS0W | MSAG11C-18HRDN1-MS0W | Mini-Splits | 18800 | 11400 | 2.57 | 12050 | 2.18
MDV | MSAG series | 206369511 | HRCU-A-CB-O | MOX230-09HFN1-MT0W | MSAG11A-09HRFN1-MT0W | Mini-Splits | 10000 | 6000 | 2.51 | 6933 | 1.97
MDV | MSEP seris | 205993844 | HRCU-A-CB-O | MOX230-12HFN1-BW0W | MSEPB-12HRFN1-BW0W | Mini-Splits | 12000 | 8400 | 2.8 | 7094 | 2.19
MDV | MTI series | 207614048 | HRCU-A-CB | MOX430-18HFN1-MU0W | MTIU-18HWFN1-M | Mini-Splits | 20000 | 12600 | 2.66 | 13000 | 2.4
MDV | MTI series | 206330124 | HRCU-A-CB | MOX230-12HFN1-MV5W | MTIU-12HWFN1-M | Mini-Splits | 12000 | 9300 | 2.78 | 8400 | 2.26
MDV | MTI series | 206330121 | HRCU-A-CB | MOX230-09HFN1-MW5W | MTIU-09HWFN1-M | Mini-Splits | 10000 | 7700 | 2.59 | 8000 | 2.09
MDV | MTI series | 207614049 | HRCU-A-CB | MOX430-17HFN1-MT0W | MTIU-24HWFN1-M | Mini-Splits | 19000 | 15800 | 2.63 | 16000 | 2
MDV | MUE series | 207614046 | HRCU-A-CB-O | MOX430-18HFN1-MU0W | MUEU-18HRFN1-M(C) | Mini-Splits | 20000 | 12800 | 2.52 | 13000 | 2.08
MDV | MCA series | 206330126 | HRCU-A-CB-O | MOX330-12HFN1-MW5W | MCA3U-12HRFN1-M(C) | Mini-Splits | 12000 | 9900 | 2.55 | 11500 | 1.9
MDV | MFA series | 206330125 | HRCU-A-CB-O | MOX230-12HFN1-MV5W | MFAU-12HRFN1-M(C) | Mini-Splits | 12000 | 9000 | 2.69 | 8400 | 2.26
MDV | MCA series | 206330119 | HRCU-A-CB-O | MOX230-12HFN1-MV5W | MCA3U-12HRFN1-M(C) | Mini-Splits | 12000 | 8900 | 2.75 | 8000 | 2.28
MDV | MCBU series | 209270213 | HRCU-A-CB-O | MOX230-09HFN1-MW5W | MCBU-06HRFN1-MV0W | Mini-Splits | 7100 | 5700 | 2.61 | 8500 | 2.03
MDV | MCBU series | 209270209 | HRCU-A-CB-O | MOX230-09HFN1-MW5W | MCBU-09HRFN1-MW0W | Mini-Splits | 11000 | 8000 | 2.66 | 8500 | 2.37
MDV | MCBU series | 209270208 | HRCU-A-CB-O | MOX430-18HFN1-MU0W | MCBU-18HRFN1-MU2W | Mini-Splits | 19000 | 12200 | 2.79 | 13100 | 2.3
MDV | MFA series | 209248925 | HRCU-A-CB-O | MOX230-09HFN1-MY2W | MFA2U-09HRFN1-MY6W | Mini-Splits | 9000 | 9400 | 2.9 | 8600 | 2.45
MDV | MFA series | 209248924 | HRCU-A-CB-O | MOX330-12HFN1-MW5W | MFA2U-12HRFN1-MW5W | Mini-Splits | 12000 | 10200 | 2.72 | 12300 | 2.1
MDV | MFA series | 209248923 | HRCU-A-CB-O | MOX330-09HFN1-MY6W | MFA2U-09HRFN1-MY6W | Mini-Splits | 9000 | 10600 | 2.85 | 12300 | 2.1
MDV | MCD series | 207338218 | HRCU-A-CB-O | MOD33-24HFN1-MT0W | MCD1-24HRFN1-MT0W(GA) | Mini-Splits | 25000 | 19000 | 2.6 | 18900 | 1.96
MDV |  | 208132556 | HMSV-A-CB | M5OF-48HFN1-MQ1 |  | Mixed Ducted and Non-Ducted Indoor Units | 48500 | 35400 | 2.51 | 34000 | 1.95
MDV |  | 209948225 | HMSV-A-CB | M3OH-27HFN1-MQ1 |  | Mixed Ducted and Non-Ducted Indoor Units | 27400 | 20400 | 2.5 | 20000 | 2
MDV | MTI series | 208132544 | HMSV-A-CB | M5OA-55HFN1-M-[X]* |  | Ducted Indoor Units | 55000 | 35200 | 2.5 | 47000 | 1.94
MDV | M5O series | 208132552 | HMSV-A-CB | M5OA-55HFN1-M-[X] |  | Mixed Ducted and Non-Ducted Indoor Units | 55000 | 34800 | 2.5 | 47000 | 1.94
MDV | MTI series | 208132542 | HMSV-A-CB | M5OA-55HFN1-M-[X] |  | Ducted Indoor Units | 55000 | 35200 | 2.5 | 47000 | 1.94
MDV | MTI series | 207641243 | HMSV-A-CB | M3OJ-27HFN1-M* |  | Ducted Indoor Units | 28000 | 22000 | 2.6 | 20000 | 2.14
MDV | M3O series | 206716989 | HMSV-A-CB | M3OJ-27HFN1-M |  | Mixed Ducted and Non-Ducted Indoor Units | 28000 | 21400 | 2.55 | 20000 | 2.13
MDV | MTI series | 206714981 | HMSV-A-CB | M3OJ-27HFN1-M |  | Ducted Indoor Units | 28000 | 22000 | 2.6 | 20000 | 2.14
MDV | M3O series | 207618258 | HMSV-A-CB | M3OJ-24HFN1-M |  | Mixed Ducted and Non-Ducted Indoor Units | 24400 | 21000 | 2.55 | 20000 | 2.09
MDV | MTI series | 207617651 | HMSV-A-CB | M3OJ-24HFN1-M |  | Ducted Indoor Units | 24000 | 21600 | 2.61 | 20000 | 2.11
MDV | M2O series | 207641240 | HMSV-A-CB | M2OA-18HFN1-M* |  | Mixed Ducted and Non-Ducted Indoor Units | 19000 | 14600 | 2.5 | 14000 | 2.17
MDV | M2O series | 206716987 | HMSV-A-CB | M2OA-18HFN1-M |  | Mixed Ducted and Non-Ducted Indoor Units | 19000 | 14500 | 2.5 | 14000 | 2.17
MDV | MVC SERIES | 207803596 | HRCU-A-CB | MOX430-17HFN1-MT0W | MVC-18HWFN1-MW(GA) |  | 19000 | 15400 | 2.7 | 18295 | 2
MDV | MVC SERIES | 207699007 | HRCU-A-CB | MOX430U-18HFN1-M | MVC-18HWFN1-M |  | 19000 | 13500 | 2.6 | 18629 | 2.04
MDV | MVC SERIES | 207699008 | HRCU-A-CB | MOD30-24HFN1-MW | MVC-24HWFN1-M |  | 24000 | 19200 | 2.5 | 24071 | 1.91
MDV | MVC SERIES | 209960479 | HRCU-A-CB | MOX430-17HFN1-MT0Q1W | MVC-18HWFN1-MQ1W |  | 20000 | 15000 | 2.71 | 18500 | 2.13
MDV | MSEP seris | 208132541 | HMSR-A-CB-O | M5OA-55HFN1-M-[X] |  | Non-Ducted Indoor Units | 55000 | 34400 | 2.5 | 47000 | 1.94
MDV |  | 208132551 | HMSR-A-CB-O | M5OF-48HFN1-MQ1 |  | Non-Ducted Indoor Units | 48000 | 36000 | 2.58 | 34000 | 2.05
MDV | MSEP seris | 206714975 | HMSR-A-CB-O | M3OJ-27HFN1-M |  | Non-Ducted Indoor Units | 28000 | 21000 | 2.5 | 20000 | 2.11
MDV | MSEP seris | 206716986 | HMSR-A-CB-O | M2OI-18HFN1-M |  | Non-Ducted Indoor Units | 20000 | 15000 | 2.5 | 20000 | 1.93
MDV | MSEP seris | 207617649 | HMSR-A-CB-O | M3OJ-24HFN1-M |  | Non-Ducted Indoor Units | 25000 | 20400 | 2.5 | 20000 | 2.06
MDV | MSAB series | 207339192 | HMSR-A-CB-O | M3OH-27HFN1-MQ1 |  | Non-Ducted Indoor Units | 27000 | 20000 | 2.5 | 20000 | 2
MDV | MSAB series | 207339191 | HMSR-A-CB-O | M2OA-18HFN1-MQ1 |  | Non-Ducted Indoor Units | 19000 | 13500 | 2.6 | 14000 | 2
MDV | MSAG series | 207641236 | HMSR-A-CB-O | M2OI-18HFN1-M* |  | Non-Ducted Indoor Units | 20000 | 13500 | 2.5 | 20000 | 2
MDV | MSAG series | 207641232 | HMSR-A-CB-O | M2OA-18HFN1-M* |  | Non-Ducted Indoor Units | 19000 | 14400 | 2.5 | 14000 | 2.22
MDV | MSAB series | 207591137 | HRCU-A-CB-O | MOX430-18HFN1-MU0W | MSABE-18HRFN1-MW5W | Mini-Splits | 18000 | 14000 | 2.61 | 12600 | 2.35
MDV |  | 208101909 | HRCU-A-C | MOX430U-18HFN1-M | MAC-24HWDN1-MN0 |  | 19000 | 14700 | 2.6 | 15000 | 2.2
MDV |  | 208101910 | HRCU-A-C | MOD30-24HFN1-MW | MAC-24HWDN1-MN0 |  | 25000 | 21000 | 2.58 | 20000 | 1.95
MDV | MTI series | 210299845 | HRCU-A-CB | MOX430-17HFN1-MT0W | MTI-18HWFN1-MSP0 | Mini-Splits | 19000 | 15700 | 2.6 | 18000 | 2.2
MDV | MTI series | 210299844 | HRCU-A-CB | MOD30-24HFN1-MU0W | MTI-24HWFN1-MSP5 | Mini-Splits | 25000 | 21000 | 2.75 | 24000 | 2
MDV | MUE series | 206330134 | HRCU-A-CB-O | MOD30-24HFN1-MU0W | MUEU-24HRFN1-M(C) | Mini-Splits | 25000 | 19000 | 2.64 | 25000 | 2.1
MDV | MTI series | 206330136 | HRCU-A-CB | MOD30-24HFN1-MU0W | MTIU-24HWFN1-M | Mini-Splits | 25000 | 21000 | 2.64 | 27000 | 2
MDV | MTI series | 206714974 | HMSV-A-CB | M2OI-18HFN1-M |  | Ducted Indoor Units | 20000 | 16000 | 2.61 | 20000 | 1.95
MDV | M2O series | 206716988 | HMSV-A-CB | M2OI-18HFN1-M |  | Mixed Ducted and Non-Ducted Indoor Units | 20000 | 15500 | 2.55 | 20000 | 1.95
MDV | MSAG series | 206909896 | HRCU-A-CB-O | MOX230-12HFN1-BW0W-9K | MSAG11B-12HRFN1-BU5W-9K | Mini-Splits | 10000 | 5900 | 2.93 | 6858 | 2.07
MDV | MSEP seris | 205993845 | HRCU-A-CB-O | MOX330-09HFN1-MY5W | MSEPB-09HRFN1-MY5W(GA) | Mini-Splits | 12000 | 9500 | 2.53 | 11109 | 1.97
MDV | MSAB series | 207591139 | HRCU-A-CB-O | MOX230-09HFN1-BW0W | MSABB-09HRFN1-BW0W | Mini-Splits | 10000 | 6000 | 2.79 | 6725 | 2.07
MDV | MTI series | 207641256 | HMSV-A-CB | M2OI-18HFN1-M* |  | Ducted Indoor Units | 20000 | 16000 | 2.61 | 20000 | 1.95
MDV | MTI series | 206330127 | HRCU-A-CB | MOX330-12HFN1-MW5W | MTIU-12HWFN1-M | Mini-Splits | 12500 | 10600 | 2.51 | 12100 | 1.96
MDV | MCA series | 207614047 | HRCU-A-CB-O | MOX430-18HFN1-MU0W | MCA3U-18HRFN1-M(C) | Mini-Splits | 19000 | 12000 | 2.51 | 12700 | 2.16
MDV | M2O series | 207641257 | HMSV-A-CB | M2OI-18HFN1-M* |  | Mixed Ducted and Non-Ducted Indoor Units | 20000 | 14700 | 2.55 | 20000 | 1.98
MDV | MTI series | 206330133 | HRCU-A-CB | MOD33-24HFN1-MT0W | MTIU-24HWFN1-M | Mini-Splits | 25000 | 20000 | 2.61 | 20000 | 2.3
MDV |  | 216623450 | HRCU-A-C | MOX630-36HFN10-M3X | MVBM-36C24T4N10-MAS |  | 38000 | 29200 | 2.5 | 36000 | 1.9
MDV |  | 216623449 | HRCU-A-C | MOX630-36HFN10-M3X | MVBM-36B24T4N10-MAS |  | 38000 | 29200 | 2.5 | 36000 | 1.9
MDV |  | 216623445 | HRCU-A-C | MOX430-18HFN10-M3X | MVBM-24B18T3N10-MAS |  | 19000 | 15200 | 2.7 | 18000 | 2.06
MDV |  | 216620307 | HRCU-A-C | MOX630-36HFN10-M3X | MVBM-36C24T4N10 |  | 38000 | 29200 | 2.5 | 36000 | 1.9
MDV |  | 216620306 | HRCU-A-C | MOX630-36HFN10-M3X | MVBM-36B24T4N10 |  | 38000 | 29200 | 2.5 | 36000 | 1.9
MDV |  | 216620299 | HRCU-A-C | MOX430-18HFN10-M3X | MVBM-24B18T3N10 |  | 19000 | 15200 | 2.7 | 18000 | 2.06
MDV |  | 216620298 | HRCU-A-C | MOX430-18HFN10-M3X | MVBM-24A18T3N10 |  | 19000 | 15200 | 2.7 | 18000 | 2.06
MDV |  | 216620292 | HRCU-A-CB | MOX430-24HFN10-M3X | MVBL-24HWFN10-MI3 |  | 26000 | 19800 | 2.5 | 20000 | 1.9
MDV | MVB Series | 214861585 | HRCU-A-CB | MOX430-18HFN10-M3X | MVBC-18HWFN10-MB3E-D |  | 19000 | 15000 | 2.6 | 18000 | 2
MDV | MVB Series | 214861539 | HRCU-A-CB | MOX430-18HFN10-M3X | MVBC-18HWFN10-MB3E |  | 19000 | 15000 | 2.6 | 18000 | 2
MDV | MTJ Series | 214861950 | HRCU-A-CB | MOX230-12HFN10-M1 | MTJM-12HWFN10-M1-D | Mini-Splits | 12000 | 9100 | 2.78 | 8900 | 2.44
MDV | MT Series | 214861932 | HRCU-A-CB | MOX230-12HFN10-M1 | MTJM-12HWFN10-M1 | Mini-Splits | 12000 | 9100 | 2.78 | 8900 | 2.44
MDV | MTJ Series | 214861947 | HRCU-A-CB | MOX230-09HFN10-M1 | MTJ-09HWFN10-M1-D | Mini-Splits | 10000 | 9300 | 2.9 | 8300 | 2.32
MDV | MVB Series | 214861592 | HRCU-A-CB | MOX630-36HFN10-M3X | MVBC-36HWFN10-MC3E-D |  | 37000 | 31800 | 2.56 | 39000 | 1.9
MDV | MVB Series | 214861546 | HRCU-A-CB | MOX630-36HFN10-M3X | MVBC-36HWFN10-MC3E |  | 37000 | 31800 | 2.56 | 39000 | 1.9
MDV | MCD Series | 214855530 | HRCU-A-CB-O | MOD30-24HFN10-M1 | MCD-24HRFN10-M1-D | Mini-Splits | 25000 | 20400 | 2.73 | 18500 | 2.3
MDV | M60 Series | 216021097 | HMSV-A-CB | M6OE31-53HFPN10-M1XD |  | Ducted Indoor Units | 55000 | 42500 | 2.7 | 46000 | 2
MDV | MCB Series | 216021088 | HRCU-A-CB-O | MOX430-18HFPN10-M1 | MCB-18HRFPN10-M1 | Mini-Splits | 18000 | 13300 | 2.73 | 13100 | 2.33
MDV | MVBE Series | 216030947 | HRCU-A-CB | MOX330-18HFN10-M3 | MVBE-18HWFN10-WM3E-MAS |  | 18000 | 12600 | 2.7 | 11400 | 2.1
MDV | MVBE Series | 216030946 | HRCU-A-CB | MOD30-36HFN10-M3 | MVBE-36HWFN10-WL3E-MAS |  | 37000 | 24800 | 2.64 | 29200 | 1.99
MDV | MVBE Series | 216030945 | HRCU-A-CB | MOX430-24HFN10-M3 | MVBE-24HWFN10-WM3E-MAS |  | 25000 | 20800 | 2.8 | 19600 | 1.96
MDV | MVB Series | 216030944 | HRCU-A-CB | MOX630-36HFN10-M3X | MVBDM-36HWFN10-WB3-MAS |  | 37000 | 31000 | 2.5 | 37400 | 1.9
MDV | MVB Series | 216030943 | HRCU-A-CB | MOE30-60HFN10-M3X | MVBDM-60HWFN10-WC3-MAS |  | 55000 | 35000 | 2.5 | 54000 | 1.9
MDV | MVB Series | 216030942 | HRCU-A-CB | MOX630-48HFN10-M3X | MVBDM-48HWFN10-WC3-MAS |  | 48000 | 34000 | 2.56 | 48000 | 2
MDV | MVB Series | 216030939 | HRCU-A-CB | MOD30-36HFN10-M3 | MVBC-36HWFN10-MC3E-MAS |  | 36000 | 25600 | 2.6 | 27000 | 2
MDV |  | 216030936 | HRCU-A-CB | MOX330-18HFN10-M3 | MVBC-18HWFN10-MB3E-MAS |  | 18000 | 12600 | 2.6 | 11200 | 2
MDV | MVB Series | 216030935 | HRCU-A-CB | MOX630-36HFN10-M3X | MVBC-36HWFN10-MC3E-MAS |  | 37000 | 31800 | 2.56 | 39000 | 1.9
MDV | MVB Series | 216030934 | HRCU-A-CB | MOD30-30HFN10-M3X | MVBDM-30HWFN10-WB3-MAS |  | 33000 | 24000 | 2.69 | 33200 | 1.97
MDV | MVB Series | 216030933 | HRCU-A-CB | MOX430-24HFN10-M3X | MVBDM-24HWFN10-WA3-MAS |  | 24000 | 19000 | 2.64 | 20600 | 2.14
MDV | MVB Series | 216030932 | HRCU-A-CB | MOX430-18HFN10-M3X | MVBDM-18HWFN10-WA3-MAS |  | 18000 | 14700 | 2.66 | 18600 | 2.12
MDV | MVB Series | 216032496 | HRCU-A-CB | MOD30-30HFN10-M3X | MVBC-30HWFPN10-MC3E |  | 34000 | 23800 | 2.76 | 32600 | 1.96
MDV | MSEP Series | 216032446 | HRCU-A-CB-O | MOD30-30HFN10-M1E | MSEPDM-36HRFN10-M1E | Mini-Splits | 30000 | 20400 | 2.52 | 20000 | 2.03
MDV | MSEP Series | 216032444 | HRCU-A-CB-O | MOX230-09HFN10-M1 | MSEPBM-12HRFN10-M1 | Mini-Splits | 10000 | 8100 | 2.83 | 8000 | 2.37
MDV | MSAG Series | 216032442 | HRCU-A-CB-O | MOX230-09HFN10-M1 | MSAG11BM-12HRFN10-M1 | Mini-Splits | 10000 | 8600 | 2.8 | 8200 | 2.33
MDV | MSAB Series | 216032441 | HRCU-A-CB-O | MOX230-09HFN10-M1 | MSAB3BM-12HRFN10-M1 | Mini-Splits | 10000 | 8600 | 2.83 | 8100 | 2.26
MDV | MVBE Series | 216025756 | HRCU-A-CB | MOX430-24HFN10-M3X | MVBE-24HWFN10-WM3E |  | 25000 | 20800 | 2.8 | 19600 | 1.96
MDV | MVBE Series | 216025755 | HRCU-A-CB | MOX430-18HFN10-M3X | MVBE-18HWFN10-WM3E |  | 19000 | 15300 | 2.72 | 19600 | 2.1
MDV | MVB Series | 216025753 | HRCU-A-CB | MOD30-30HFN10-M3X | MVBE-30HWFN10-WL3E |  | 32000 | 23200 | 2.6 | 32000 | 2
MDV | MSAB Series | 216021106 | HRCU-A-CB-O | MOX430-18HFPN10-M1 | MSAB3E-18HRFPN10-M1 | Mini-Splits | 18000 | 15200 | 2.75 | 18000 | 2.44
MDV | MSAB Series | 216021104 | HRCU-A-CB-O | MOX230-09HFPN10-B1 | MSAB3B-09HRFPN10-B1 | Mini-Splits | 10000 | 7500 | 2.53 | 7300 | 2.16
MDV |  | 216021102 | HRCU-A-CB-O | MOX130-09HFPN10-B1E | MSAG11A-09HRFPN10-B1E | Mini-Splits | 10000 | 7000 | 2.56 | 6200 | 2.06
MDV | MSAB Series | 216021098 | HRCU-A-CB-O | MOX430-18HFPN10-M1X | MSAB3E-18HRFPN10-M1 | Mini-Splits | 18000 | 15200 | 2.72 | 18000 | 1.99
MDV | M60 Series | 216021119 | HMSV-A-CB | M6OE31-53HFPN10-M1XD | MSAB3B-06HRFPN10-M1 | Mixed Ducted and Non-Ducted Indoor Units | 55000 | 43250 | 2.65 | 46000 | 2
MDV | M60 Series | 216021096 | HMSR-A-CB-O | M6OE31-53HFPN10-M1XD | MSAB3B-06HRFPN10-M1 | Non-Ducted Indoor Units | 55000 | 44000 | 2.6 | 46000 | 2
MDV | M60 Series | 216021118 | HMSV-A-CB | M6OE30-48HFPN10-M1D | MSAB3B-09HRFPN10-M1 | Mixed Ducted and Non-Ducted Indoor Units | 47500 | 36500 | 2.55 | 37000 | 2
MDV | M60 Series | 216021095 | HMSV-A-CB | M6OE30-48HFPN10-M1D | MTI-09HWFPN10-M1 | Ducted Indoor Units | 47000 | 37800 | 2.6 | 37000 | 2
MDV | M60 Series | 216021094 | HMSR-A-CB-O | M6OE30-48HFPN10-M1D | MSAB3B-09HRFPN10-M1 | Non-Ducted Indoor Units | 48000 | 35200 | 2.5 | 37000 | 2
MDV | M40 Series | 216021116 | HMSV-A-CB | M4OD30-27HFPN10-M1D | MSAB3B-06HRFPN10-M1 | Mixed Ducted and Non-Ducted Indoor Units | 26500 | 17600 | 2.55 | 18700 | 2.05
MDV | M40 Series | 216021091 | HMSV-A-CB | M4OD30-27HFPN10-M1D | MTI-06HWFPN10-M1 | Ducted Indoor Units | 27000 | 19000 | 2.7 | 19200 | 2.1
MDV | M30 Series | 216021089 | HMSR-A-CB-O | M3OX430-18HFPN10-M1 | MSAB3B-06HRFPN10-M1 | Non-Ducted Indoor Units | 18000 | 13400 | 2.71 | 13300 | 2.31
MDV | MCB Series | 216021087 | HRCU-A-CB-O | MOX430-18HFPN10-M1X | MCB-18HRFPN10-M1 | Mini-Splits | 20000 | 14800 | 2.69 | 17500 | 1.9
MDV | MCB Series | 216021086 | HRCU-A-CB-O | MOX330-12HFPN10-M1X | MCBM-12HRFPN10-M1 | Mini-Splits | 12500 | 9100 | 2.59 | 11500 | 2.11
MDV | MVBE Series | 215894241 | HRCU-A-CB | MOD30-36HFN10-M3 | MVBE-36HWFN10-WL3E |  | 37000 | 24800 | 2.64 | 29200 | 1.99
MDV | MVBE Series | 215894240 | HRCU-A-CB | MOX430-24HFN10-M3 | MVBE-24HWFN10-WM3E |  | 25000 | 20800 | 2.8 | 19600 | 1.96
MDV | MVBE Series | 215894242 | HRCU-A-CB | MOX330-18HFN10-M3 | MVBE-18HWFN10-WM3E |  | 18000 | 12600 | 2.7 | 11400 | 2.1
MDV | MVBC Series | 215865886 | HRCU-A-CB | MOX630-48HFN10-M3X | MVBC-48HWFPN10-MD3E |  | 50000 | 37000 | 2.7 | 46000 | 1.9
MDV | MVBC Series | 215865885 | HRCU-A-CB | MOD30-36HFN10-M3 | MVBC-36HWFPN10-MC3E |  | 36000 | 24800 | 2.52 | 27000 | 2
MDV | MVBC Series | 215865884 | HRCU-A-CB | MOX630-36HFN10-M3X | MVBC-36HWFPN10-MC3E |  | 37000 | 31800 | 2.56 | 39000 | 1.9
MDV |  | 215865880 | HRCU-A-CB | MOX330-18HFN10-M3 | MVBC-18HWFPN10-MB3E |  | 18000 | 12600 | 2.6 | 11200 | 2
MDV | MVB Series | 215449739 | HRCU-A-CB | MOX630-36HFN10-M3X | MVBDM-36HWFN10-WB3-D |  | 37000 | 31000 | 2.5 | 37400 | 1.9
MDV | MCD Series | 214855572 | HRCU-A-CB-O | MOD30-24HFN10-M1X | MCD-24HRFN10-M1-D | Mini-Splits | 25000 | 20400 | 2.78 | 23800 | 2.23
MDV | MCD series | 207338216 | HRCU-A-CB-O | MOE30U-48HFN1-M-[X](GA) | MCD1-48HRFN1-M(GA) | Mini-Splits | 53000 | 35000 | 2.59 | 48000 | 1.98
MDV | MVC SERIES | 207785322 | HRCU-A-CB | MOX430-18HFN1-MT2Q1W | MVC-18HWFN1-MQ1W |  | 18000 | 14800 | 2.89 | 12400 | 2.22
MDV |  | 205746255 | HRCU-A-CB-O | MOD30-24HFN1-MU0W | CS11M-23HRFN1-MT0W | Mini-Splits | 26000 | 19400 | 2.95 | 26000 | 2.07
MDV | MVB Series | 215323719 | HRCU-A-CB | MOX630-36HFN10-M3X | MVBDM-36HWFN10-WB3 |  | 37000 | 31000 | 2.5 | 37400 | 1.91
MDV | MVB Series | 215374763 | HRCU-A-CB | MOX630-42HFN10-M3X-D | MVBC-48HWFN10-MD3E-DD |  | 50000 | 37000 | 2.7 | 46000 | 1.9
MDV | MVB Series | 215359331 | HRCU-A-CB | MOX630-48HFN10-M3X | MVBDM-60HWFN10-WC3-D |  | 48000 | 34000 | 2.56 | 48000 | 2
MDV |  | 215359328 | HRCU-A-CB | MOX330-18HFN10-M3 | MVBC-24HWFN10-MB3E-D |  | 18000 | 12600 | 2.6 | 11200 | 2
MDV | MVB Series | 215359327 | HRCU-A-CB | MOX630-48HFN10-M3X | MVBC-60HWFN10-MD3E-D |  | 50000 | 37000 | 2.7 | 46000 | 1.9
MDV | MVB Series | 215359326 | HRCU-A-CB | MOD30-30HFN10-M3X | MVBDM-36HWFN10-WB3-D |  | 33000 | 24000 | 2.69 | 33200 | 1.97
MDV | MVB Series | 215359325 | HRCU-A-CB | MOD30-30HFN10-M3X | MVBC-36HWFN10-MC3E-D |  | 34000 | 23800 | 2.76 | 32600 | 1.96
MDV | MVB Series | 215359324 | HRCU-A-CB | MOX430-18HFN10-M3X | MVBDM-24HWFN10-WA3-D |  | 18000 | 14700 | 2.66 | 18600 | 2.12
MDV | MVB Series | 215359323 | HRCU-A-CB | MOX430-18HFN10-M3X | MVBC-24HWFN10-MB3E-D |  | 19000 | 15000 | 2.6 | 18000 | 2
MDV | MVB Series | 215318732 | HRCU-A-CB | MOX630-48HFN10-M3X | MVBDM-60HWFN10-WC3 |  | 48000 | 34000 | 2.56 | 48000 | 2
MDV | MVB Series | 215318731 | HRCU-A-CB | MOD30-30HFN10-M3X | MVBDM-36HWFN10-WB3 |  | 33000 | 24000 | 2.69 | 33200 | 1.97
MDV | MVB Series | 215318730 | HRCU-A-CB | MOX430-18HFN10-M3X | MVBDM-24HWFN10-WA3 |  | 18000 | 14700 | 2.66 | 18600 | 2.12
MDV | M5O Series | 215351185 | HMSR-A-CB-O | M5OD30-30HFN10-M1D |  | Non-Ducted Indoor Units | 31000 | 26600 | 2.5 | 26000 | 2
MDV | M4O Series | 215351183 | HMSR-A-CB-O | M4OD31-24HFN10-M1XD |  | Non-Ducted Indoor Units | 25000 | 23600 | 2.5 | 25000 | 2
MDV | M4O Series | 215351189 | HMSV-A-CB | M4OD30-24HFN10-M1D |  | Mixed Ducted and Non-Ducted Indoor Units | 25000 | 18000 | 2.6 | 18000 | 2
MDV | M4O Series | 215351182 | HMSV-A-CB | M4OD30-24HFN10-M1D |  | Ducted Indoor Units | 25000 | 18200 | 2.6 | 18000 | 2
MDV | M4O Series | 215351181 | HMSR-A-CB-O | M4OD30-24HFN10-M1D |  | Non-Ducted Indoor Units | 25000 | 17800 | 2.6 | 18000 | 2
MDV | MVB Series | 214861615 | HRCU-A-CB | MOE30-60HFN10-M3X | MVBDM-60HWFN10-WC3-D |  | 55000 | 35000 | 2.5 | 54000 | 1.9
MDV | MVB Series | 214861614 | HRCU-A-CB | MOX630-48HFN10-M3X | MVBDM-48HWFN10-WC3-D |  | 48000 | 34000 | 2.56 | 48000 | 2
MDV | MVB Series | 214861600 | HRCU-A-CB | MOD30-36HFN10-M3 | MVBC-36HWFN10-MC3E-D |  | 36000 | 25600 | 2.6 | 27000 | 2
MDV |  | 214861597 | HRCU-A-CB | MOX330-18HFN10-M3 | MVBC-18HWFN10-MB3E-D |  | 18000 | 12600 | 2.6 | 11200 | 2
MDV | MVB Series | 214861594 | HRCU-A-CB | MOX630-48HFN10-M3X | MVBC-48HWFN10-MD3E-D |  | 50000 | 37000 | 2.7 | 46000 | 1.9
MDV | MVB Series | 214861593 | HRCU-A-CB | MOX630-42HFN10-M3X-D | MVBC-42HWFN10-MD3E-DD |  | 50000 | 37000 | 2.7 | 46000 | 1.9
MDV | MVB Series | 214861591 | HRCU-A-CB | MOD30-36HFN10-M3X | MVBDM-36HWFN10-WB3-D |  | 36000 | 24600 | 2.68 | 32600 | 2.06
MDV | MVB Series | 214861590 | HRCU-A-CB | MOD30-30HFN10-M3X | MVBDM-30HWFN10-WB3-D |  | 33000 | 24000 | 2.69 | 33200 | 1.97
MDV | MVB Series | 214861589 | HRCU-A-CB | MOD30-30HFN10-M3X | MVBC-30HWFN10-MC3E-D |  | 34000 | 23800 | 2.76 | 32600 | 1.96
MDV | MVB Series | 214861588 | HRCU-A-CB | MOX430-24HFN10-M3X | MVBDM-24HWFN10-WA3-D |  | 24000 | 19000 | 2.64 | 20600 | 2.14
MDV | MVB Series | 214861586 | HRCU-A-CB | MOX430-18HFN10-M3X | MVBDM-18HWFN10-WA3-D |  | 18000 | 14700 | 2.66 | 18600 | 2.12
MDV | MVB Series | 214861581 | HRCU-A-CB | MOX430-18HFN10-M1 | MVBC-18HWFN10-MB1-D |  | 18000 | 13200 | 2.6 | 13000 | 2.3
MDV | MVB Series | 214861579 | HRCU-A-CB | MOE30-48HFN10-M2 | MVBC-48HWFN10-MD2-D |  | 50000 | 40000 | 2.6 | 35200 | 1.9
MDV | MVB Series | 214861577 | HRCU-A-CB | MOE30-60HFN10-M2X | MVBC-60HWFN10-MD2-D |  | 59000 | 41000 | 2.6 | 53000 | 2
MDV | MVB Series | 214861576 | HRCU-A-CB | MOE30-48HFN10-M2X | MVBC-48HWFN10-MD2-D |  | 50000 | 40000 | 2.5 | 46000 | 2
MDV | MVB Series | 214861574 | HRCU-A-CB | MOD30-33HFN10-M1X | MVBC-36HWFN10-MC1-D |  | 35000 | 27400 | 2.58 | 34000 | 2
MDV | MVB Series | 214861572 | HRCU-A-CB | MOX430-18HFN10-M1X | MVBC-18HWFN10-MB1-D |  | 19500 | 14000 | 2.6 | 18000 | 2.2
MDV | MVB Series | 214861567 | HRCU-A-CB | MOE30-60HFN10-M2X | MVBC-60HWFN10-MD2 |  | 59000 | 41000 | 2.6 | 53000 | 2
MDV | MVB Series | 214861554 | HRCU-A-CB | MOD30-36HFN10-M3 | MVBC-36HWFN10-MC3E |  | 36000 | 25600 | 2.6 | 27000 | 2
MDV |  | 214861551 | HRCU-A-CB | MOX330-18HFN10-M3 | MVBC-18HWFN10-MB3E |  | 18000 | 12600 | 2.6 | 11200 | 2
MDV | MVB Series | 214861550 | HRCU-A-CB | MOE30-60HFN10-M3X | MVBDM-60HWFN10-WC3 |  | 55000 | 35000 | 2.5 | 54000 | 1.9
MDV | MVB Series | 214861548 | HRCU-A-CB | MOX630-48HFN10-M3X | MVBDM-48HWFN10-WC3 |  | 48000 | 34000 | 2.56 | 48000 | 2
MDV | MVB Series | 214861547 | HRCU-A-CB | MOX630-48HFN10-M3X | MVBC-48HWFN10-MD3E |  | 50000 | 37000 | 2.7 | 46000 | 1.9
MDV | MVB Series | 214861545 | HRCU-A-CB | MOD30-36HFN10-M3X | MVBDM-36HWFN10-WB3 |  | 36000 | 24600 | 2.68 | 32600 | 2.06
MDV | MVB Series | 214861544 | HRCU-A-CB | MOD30-30HFN10-M3X | MVBDM-30HWFN10-WB3 |  | 33000 | 24000 | 2.69 | 33200 | 1.97
MDV | MVB Series | 214861543 | HRCU-A-CB | MOD30-30HFN10-M3X | MVBC-30HWFN10-MC3E |  | 34000 | 23800 | 2.76 | 32600 | 1.96
MDV | MVB Series | 214861542 | HRCU-A-CB | MOX430-24HFN10-M3X | MVBDM-24HWFN10-WA3 |  | 24000 | 19000 | 2.64 | 20600 | 2.14
MDV | MVB Series | 214861540 | HRCU-A-CB | MOX430-18HFN10-M3X | MVBDM-18HWFN10-WA3 |  | 18000 | 14700 | 2.66 | 18600 | 2.12
MDV | MVB Series | 214861535 | HRCU-A-CB | MOX430-18HFN10-M1 | MVBC-18HWFN10-MB1 |  | 18000 | 13200 | 2.6 | 13000 | 2.3
MDV | MVB Series | 214861533 | HRCU-A-CB | MOE30-48HFN10-M2 | MVBC-48HWFN10-MD2 |  | 50000 | 40000 | 2.6 | 35200 | 1.9
MDV | MVB Series | 214861531 | HRCU-A-CB | MOE30-48HFN10-M2X | MVBC-48HWFN10-MD2 |  | 50000 | 40000 | 2.5 | 46000 | 2
MDV | MVB Series | 214861530 | HRCU-A-CB | MOD30-33HFN10-M1X | MVBC-36HWFN10-MC1 |  | 35000 | 27400 | 2.58 | 34000 | 2
MDV | MVB Series | 214861528 | HRCU-A-CB | MOX430-18HFN10-M1X | MVBC-18HWFN10-MB1 |  | 19500 | 14000 | 2.6 | 18000 | 2.2
MDV | MUE Series | 214855573 | HRCU-A-CB-O | MOD30-24HFN10-M1X | MUE-24HRFN10-M1-D | Mini-Splits | 26000 | 20200 | 2.74 | 24200 | 2.16
MDV | MFA Series | 214855570 | HRCU-A-CB-O | MOX430-18HFN10-M1X | MFA2-16HRFN10-M1-D | Mini-Splits | 17000 | 14200 | 2.6 | 17500 | 1.95
MDV | MCA Series | 214855569 | HRCU-A-CB-O | MOX430-18HFN10-M1X | MCA4-18HRFN10-M1-D | Mini-Splits | 19000 | 14900 | 2.7 | 17000 | 1.9
MDV | MCA Series | 214855565 | HRCU-A-CB-O | MOX330-12HFN10-M1X | MCA4M-12HRFN10-M1-D | Mini-Splits | 12000 | 10000 | 2.74 | 11500 | 1.99
MDV | MCB Series | 214855564 | HRCU-A-CB-O | MOX330-12HFN10-M1X | MCBM-12HRFN10-M1-D | Mini-Splits | 12500 | 9600 | 2.65 | 11500 | 1.99
MDV | MCB Series | 214855558 | HRCU-A-CB-O | MOX230-06HFN10-M1X | MCB-06HRFN10-M1-D | Mini-Splits | 7400 | 7000 | 2.66 | 8100 | 2.4
MDV | MCD Series | 214855546 | HRCU-A-CB-O | MOD30-36HFN10-M2 | MCD-36HRFN10-M2-D | Mini-Splits | 38000 | 26800 | 2.68 | 26600 | 2.2
MDV | MUE Series | 214855542 | HRCU-A-CB-O | MOX630-36HFN10-M2X | MUE-36HRFN10-M2-D | Mini-Splits | 38000 | 30200 | 2.58 | 39500 | 2.02
MDV | MCD Series | 214855541 | HRCU-A-CB-O | MOX630-36HFN10-M2X | MCD-36HRFN10-M2-D | Mini-Splits | 37000 | 30600 | 2.56 | 37000 | 1.95
MDV | MUE Series | 214855531 | HRCU-A-CB-O | MOD30-24HFN10-M1 | MUE-24HRFN10-M1-D | Mini-Splits | 24400 | 20000 | 2.56 | 18600 | 2.27
MDV | MUE Series | 214855528 | HRCU-A-CB-O | MOX430-18HFN10-M1 | MUE-18HRFN10-M1-D | Mini-Splits | 18000 | 13700 | 2.51 | 12800 | 2.05
MDV | MFA Series | 214855527 | HRCU-A-CB-O | MOX430-18HFN10-M1 | MFA2-16HRFN10-M1-D | Mini-Splits | 17000 | 14100 | 2.75 | 13100 | 2.16
MDV | MCA Series | 214855526 | HRCU-A-CB-O | MOX430-18HFN10-M1 | MCA4-18HRFN10-M1-D | Mini-Splits | 18000 | 13900 | 2.66 | 12800 | 2.19
MDV | MCB Series | 214855525 | HRCU-A-CB-O | MOX430-18HFN10-M1 | MCB-18HRFN10-M1-D | Mini-Splits | 18000 | 14000 | 2.77 | 13100 | 2.25
MDV | MFA Series | 214855523 | HRCU-A-CB-O | MOX230-12HFN10-M1 | MFA2M-12HRFN10-M1-D | Mini-Splits | 12000 | 9000 | 2.87 | 8900 | 2.51
MDV | MCA Series | 214855522 | HRCU-A-CB-O | MOX230-12HFN10-M1 | MCA4M-12HRFN10-M1-D | Mini-Splits | 12000 | 8500 | 2.8 | 8400 | 2.39
MDV | MCB Series | 214855521 | HRCU-A-CB-O | MOX230-12HFN10-M1 | MCBM-12HRFN10-M1-D | Mini-Splits | 12000 | 8600 | 2.77 | 8600 | 2.47
MDV | MFA Series | 214855519 | HRCU-A-CB-O | MOX230-09HFN10-M1 | MFA2M-12HRFN10-M1-D | Mini-Splits | 9000 | 9000 | 2.9 | 8600 | 2.27
MDV | MFA Series | 214855518 | HRCU-A-CB-O | MOX230-09HFN10-M1 | MFA2-09HRFN10-M1-D | Mini-Splits | 9000 | 9000 | 2.9 | 8600 | 2.27
MDV | MCA Series | 214855517 | HRCU-A-CB-O | MOX230-09HFN10-M1 | MCA4M-12HRFN10-M1-D | Mini-Splits | 10000 | 8500 | 2.8 | 8300 | 2.17
MDV | MCA Series | 214855516 | HRCU-A-CB-O | MOX230-09HFN10-M1 | MCA4-09HRFN10-M1-D | Mini-Splits | 10000 | 8500 | 2.8 | 8300 | 2.17
MDV | MCB Series | 214855515 | HRCU-A-CB-O | MOX230-09HFN10-M1 | MCBM-12HRFN10-M1-D | Mini-Splits | 11000 | 7900 | 2.69 | 8000 | 2.17
MDV | MCB Series | 214855514 | HRCU-A-CB-O | MOX230-09HFN10-M1 | MCB-09HRFN10-M1-D | Mini-Splits | 11000 | 7900 | 2.69 | 8000 | 2.17
MDV | MCB Series | 214855505 | HRCU-A-CB-O | MOX230-06HFN10-M1X | MCBM-12HRFN10-M1-D | Mini-Splits | 7400 | 7000 | 2.66 | 8100 | 2.4
MDV | MCD series | 214855494 | HRCU-A-CB-O | MOD30-36HFN10-M2 | MCD-36HRFN10-M2 | Mini-Splits | 38000 | 26800 | 2.68 | 26600 | 2.2
MDV | MUE series | 214855490 | HRCU-A-CB-O | MOX630-36HFN10-M2X | MUE-36HRFN10-M2 | Mini-Splits | 38000 | 30200 | 2.58 | 39500 | 2.02
MDV | MCD series | 214855489 | HRCU-A-CB-O | MOX630-36HFN10-M2X | MCD-36HRFN10-M2 | Mini-Splits | 37000 | 30600 | 2.56 | 37000 | 1.95
MDV | MUE series | 214855488 | HRCU-A-CB-O | MOD30-24HFN10-M1 | MUE-24HRFN10-M1 | Mini-Splits | 24400 | 20000 | 2.56 | 18600 | 2.27
MDV | MCD series | 214855487 | HRCU-A-CB-O | MOD30-24HFN10-M1 | MCD-24HRFN10-M1 | Mini-Splits | 25000 | 20400 | 2.73 | 18500 | 2.3
MDV | MUE series | 214855486 | HRCU-A-CB-O | MOX430-18HFN10-M1 | MUE-18HRFN10-M1 | Mini-Splits | 18000 | 13700 | 2.51 | 12800 | 2.05
MDV | MUE series | 214855485 | HRCU-A-CB-O | MOD30-24HFN10-M1X | MUE-24HRFN10-M1 | Mini-Splits | 26000 | 20200 | 2.74 | 24200 | 2.16
MDV | MFA Series | 214855450 | HRCU-A-CB-O | MOX430-18HFN10-M1 | MFA2-16HRFN10-M1 | Mini-Splits | 17000 | 14100 | 2.75 | 13100 | 2.16
MDV | MCA Series | 214855449 | HRCU-A-CB-O | MOX430-18HFN10-M1 | MCA4-18HRFN10-M1 | Mini-Splits | 18000 | 13900 | 2.66 | 12800 | 2.19
MDV | MCB Series | 214855448 | HRCU-A-CB-O | MOX430-18HFN10-M1 | MCB-18HRFN10-M1 | Mini-Splits | 18000 | 14000 | 2.77 | 13100 | 2.25
MDV | MFA Series | 214855443 | HRCU-A-CB-O | MOX230-12HFN10-M1 | MFA2M-12HRFN10-M1 | Mini-Splits | 12000 | 9000 | 2.87 | 8900 | 2.51
MDV | MCA Series | 214855442 | HRCU-A-CB-O | MOX230-12HFN10-M1 | MCA4M-12HRFN10-M1 | Mini-Splits | 12000 | 8500 | 2.8 | 8400 | 2.39
MDV | MCB Series | 214855441 | HRCU-A-CB-O | MOX230-12HFN10-M1 | MCBM-12HRFN10-M1 | Mini-Splits | 12000 | 8600 | 2.77 | 8600 | 2.47
MDV | MFA Series | 214855436 | HRCU-A-CB-O | MOX230-09HFN10-M1 | MFA2M-12HRFN10-M1 | Mini-Splits | 9000 | 9000 | 2.9 | 8600 | 2.27
MDV | MFA Series | 214855435 | HRCU-A-CB-O | MOX230-09HFN10-M1 | MFA2-09HRFN10-M1 | Mini-Splits | 9000 | 9000 | 2.9 | 8600 | 2.27
MDV | MCA Series | 214855434 | HRCU-A-CB-O | MOX230-09HFN10-M1 | MCA4M-12HRFN10-M1 | Mini-Splits | 10000 | 8500 | 2.8 | 8300 | 2.17
MDV | MCA Series | 214855433 | HRCU-A-CB-O | MOX230-09HFN10-M1 | MCA4-09HRFN10-M1 | Mini-Splits | 10000 | 8500 | 2.8 | 8300 | 2.17
MDV | MCB Series | 214855432 | HRCU-A-CB-O | MOX230-09HFN10-M1 | MCBM-12HRFN10-M1 | Mini-Splits | 11000 | 7900 | 2.69 | 8000 | 2.17
MDV | MCB Series | 214855431 | HRCU-A-CB-O | MOX230-09HFN10-M1 | MCB-09HRFN10-M1 | Mini-Splits | 11000 | 7900 | 2.69 | 8000 | 2.17
MDV | MFA Series | 214855416 | HRCU-A-CB-O | MOX430-18HFN10-M1X | MFA2-16HRFN10-M1 | Mini-Splits | 17000 | 14200 | 2.6 | 17500 | 1.95
MDV | MCA Series | 214855415 | HRCU-A-CB-O | MOX430-18HFN10-M1X | MCA4-18HRFN10-M1 | Mini-Splits | 19000 | 14900 | 2.7 | 17000 | 1.9
MDV | MCA Series | 214855411 | HRCU-A-CB-O | MOX330-12HFN10-M1X | MCA4M-12HRFN10-M1 | Mini-Splits | 12000 | 10000 | 2.74 | 11500 | 1.99
MDV | MCB Series | 214855410 | HRCU-A-CB-O | MOX330-12HFN10-M1X | MCBM-12HRFN10-M1 | Mini-Splits | 12500 | 9600 | 2.65 | 11500 | 1.99
MDV | MCB Series | 214855401 | HRCU-A-CB-O | MOX230-06HFN10-M1X | MCBM-12HRFN10-M1 | Mini-Splits | 7400 | 7000 | 2.66 | 8100 | 2.4
MDV | MCB Series | 214855400 | HRCU-A-CB-O | MOX230-06HFN10-M1X | MCB-06HRFN10-M1 | Mini-Splits | 7400 | 7000 | 2.66 | 8100 | 2.4
MDV | MHJ Series | 214861958 | HRCU-A-CB | MOE30-60HFN10-M2X | MHJ-60HWFN10-M2-D | Mini-Splits | 60000 | 45000 | 2.72 | 53500 | 2.1
MDV | MTJ Series | 214861955 | HRCU-A-CB | MOE30-48HFN10-M2X | MTJ-48HWFN10-M2-D | Mini-Splits | 52000 | 45000 | 2.61 | 47500 | 2
MDV | MTJ Series | 214861954 | HRCU-A-CB | MOX630-36HFN10-M2X | MTJ-36HWFN10-M2-D | Mini-Splits | 42000 | 31600 | 2.73 | 37600 | 2.1
MDV | MTJ Series | 214861953 | HRCU-A-CB | MOD30-24HFN10-M1 | MTJ-24HWFN10-M1-D | Mini-Splits | 25000 | 21200 | 2.6 | 19000 | 2.3
MDV | MTJ Series | 214861952 | HRCU-A-CB | MOX430-18HFN10-M1 | MTJ-18HWFN10-M1-D | Mini-Splits | 20000 | 14900 | 2.89 | 14200 | 2.41
MDV | MTI Series | 214861951 | HRCU-A-CB | MOX430-18HFN10-M1 | MTI-18HWFN10-M1-D | Mini-Splits | 20000 | 14000 | 2.6 | 14000 | 2.19
MDV | MTI Series | 214861949 | HRCU-A-CB | MOX230-12HFN10-M1 | MTIM-12HWFN10-M1-D | Mini-Splits | 12000 | 9500 | 2.58 | 8800 | 2.24
MDV | MTJ Series | 214861948 | HRCU-A-CB | MOX230-09HFN10-M1 | MTJM-12HWFN10-M1-D | Mini-Splits | 10000 | 9300 | 2.9 | 8300 | 2.32
MDV | MTI Series | 214861946 | HRCU-A-CB | MOX230-09HFN10-M1 | MTIM-12HWFN10-M1-D | Mini-Splits | 10000 | 8900 | 2.61 | 8600 | 2.25
MDV | MTI Series | 214861945 | HRCU-A-CB | MOX230-09HFN10-M1 | MTI-09HWFN10-M1-D | Mini-Splits | 10000 | 8900 | 2.61 | 8600 | 2.25
MDV | MTJ Series | 214861944 | HRCU-A-CB | MOD30-24HFN10-M1X | MTJ-24HWFN10-M1-D | Mini-Splits | 26000 | 21600 | 2.71 | 24000 | 2.18
MDV | MTJ Series | 214861943 | HRCU-A-CB | MOX430-18HFN10-M1X | MTJ-18HWFN10-M1-D | Mini-Splits | 19500 | 15000 | 2.89 | 18000 | 2.1
MDV | MTI Series | 214861942 | HRCU-A-CB | MOX430-18HFN10-M1X | MTI-18HWFN10-M1-D | Mini-Splits | 19000 | 15000 | 2.7 | 18000 | 2
MDV | MTJ Series | 214861941 | HRCU-A-CB | MOX330-12HFN10-M1X | MTJM-12HWFN10-M1-D | Mini-Splits | 12000 | 10200 | 2.6 | 12000 | 1.95
MDV | MTI Series | 214861935 | HRCU-A-CB | MOX230-06HFN10-M1X | MTIM-12HWFN10-M1-D | Mini-Splits | 8000 | 8000 | 2.69 | 7800 | 2.41
MDV | MTI Series | 214861934 | HRCU-A-CB | MOX230-06HFN10-M1X | MTI-06HWFN10-M1-D | Mini-Splits | 8000 | 8000 | 2.69 | 7800 | 2.41
MDV | MT Series | 214861933 | HRCU-A-CB | MOX430-18HFN10-M1 | MTJ-18HWFN10-M1 | Mini-Splits | 20000 | 14900 | 2.89 | 14200 | 2.41
MDV | MT Series | 214861931 | HRCU-A-CB | MOX230-09HFN10-M1 | MTJM-12HWFN10-M1 | Mini-Splits | 10000 | 9300 | 2.9 | 8300 | 2.32
MDV | MT Series | 214861930 | HRCU-A-CB | MOX230-09HFN10-M1 | MTJ-09HWFN10-M1 | Mini-Splits | 10000 | 9300 | 2.9 | 8300 | 2.32
MDV | MT Series | 214861929 | HRCU-A-CB | MOX230-09HFN10-M1 | MTIM-12HWFN10-M1 | Mini-Splits | 10000 | 8900 | 2.61 | 8600 | 2.25
MDV | MT Series | 214861928 | HRCU-A-CB | MOX430-18HFN10-M1X | MTJ-18HWFN10-M1 | Mini-Splits | 19500 | 15000 | 2.89 | 18000 | 2.1
MDV | MT Series | 214861927 | HRCU-A-CB | MOX330-12HFN10-M1X | MTJM-12HWFN10-M1 | Mini-Splits | 12000 | 10200 | 2.6 | 12000 | 1.95
MDV | MT Series | 214861923 | HRCU-A-CB | MOX230-06HFN10-M1X | MTIM-12HWFN10-M1 | Mini-Splits | 8000 | 8000 | 2.69 | 7800 | 2.41
MDV | MH Series | 214855477 | HRCU-A-CB | MOE30-60HFN10-M2X | MHJ-60HWFN10-M2 | Mini-Splits | 60000 | 45000 | 2.72 | 53500 | 2.1
MDV | MT Series | 214855476 | HRCU-A-CB | MOE30-48HFN10-M2X | MTJ-48HWFN10-M2 | Mini-Splits | 52000 | 45000 | 2.61 | 47500 | 2
MDV | MT Series | 214855475 | HRCU-A-CB | MOX630-36HFN10-M2X | MTJ-36HWFN10-M2 | Mini-Splits | 42000 | 31600 | 2.73 | 37600 | 2.1
MDV | MT Series | 214855455 | HRCU-A-CB | MOD30-24HFN10-M1 | MTJ-24HWFN10-M1 | Mini-Splits | 25000 | 21200 | 2.6 | 19000 | 2.3
MDV | MT Series | 214855451 | HRCU-A-CB | MOX430-18HFN10-M1 | MTI-18HWFN10-M1 | Mini-Splits | 20000 | 14000 | 2.6 | 14000 | 2.19
MDV | MT Series | 214855444 | HRCU-A-CB | MOX230-12HFN10-M1 | MTIM-12HWFN10-M1 | Mini-Splits | 12000 | 9500 | 2.58 | 8800 | 2.24
MDV | MT Series | 214855437 | HRCU-A-CB | MOX230-09HFN10-M1 | MTI-09HWFN10-M1 | Mini-Splits | 10000 | 8900 | 2.61 | 8600 | 2.25
MDV | MT Series | 214855420 | HRCU-A-CB | MOD30-24HFN10-M1X | MTJ-24HWFN10-M1 | Mini-Splits | 26000 | 21600 | 2.71 | 24000 | 2.18
MDV | MT Series | 214855402 | HRCU-A-CB | MOX230-06HFN10-M1X | MTI-06HWFN10-M1 | Mini-Splits | 8000 | 8000 | 2.69 | 7800 | 2.41
MDV | MSAF Series | 214861339 | HRCU-A-CB-O | MOX130-09HFN10-M1L | MSAFB-09HRDN10-M1L | Mini-Splits | 10000 | 8000 | 2.58 | 7000 | 2.16
MDV | MSAG Series | 214861336 | HRCU-A-CB-O | MOD30-33HFN10-M1X | MSAG11F-33HRFN10-M1 | Mini-Splits | 36000 | 29600 | 2.61 | 34600 | 1.91
MDV | MSEP Series | 214855567 | HRCU-A-CB-O | MOX430-18HFN10-M1X | MSEPC-18HRFN10-M1-D | Mini-Splits | 18000 | 15000 | 2.56 | 18000 | 1.92
MDV | MSEP Series | 214855557 | HRCU-A-CB-O | MOX230-06HFN10-M1X | MSEPB-06HRFN10-M1-D | Mini-Splits | 7000 | 7900 | 2.79 | 7700 | 2.4
MDV | MSEP Series | 214855538 | HRCU-A-CB-O | MOD30-30HFN10-M1E | MSEPD-30HRFN10-M1E-D | Mini-Splits | 30000 | 20400 | 2.52 | 20000 | 2.03
MDV |  | 214855536 | HRCU-A-CB-O | MOX330-18HFN10-M1E | MSAG11C-18HRFN10-M1E-D | Mini-Splits | 18800 | 11700 | 2.62 | 11500 | 1.99
MDV | MSEP Series | 214855529 | HRCU-A-CB-O | MOD30-24HFN10-M1 | MSEPD-24HRFN10-M1-D | Mini-Splits | 25000 | 18800 | 2.65 | 19600 | 2.54
MDV | MSEP Series | 214855524 | HRCU-A-CB-O | MOX430-18HFN10-M1 | MSEPC-18HRFN10-M1-D | Mini-Splits | 18000 | 13600 | 2.73 | 12800 | 2.1
MDV | MSEP Series | 214855520 | HRCU-A-CB-O | MOX230-12HFN10-M1 | MSEPBM-12HRFN10-M1-D | Mini-Splits | 12000 | 9300 | 2.84 | 8400 | 2.3
MDV | MSEP Series | 214855513 | HRCU-A-CB-O | MOX230-09HFN10-M1 | MSEPB-09HRFN10-M1-D | Mini-Splits | 10000 | 8100 | 2.83 | 8000 | 2.37
MDV | MSEP Series | 214855512 | HRCU-A-CB-O | MOX230-12HFN10-B1 | MSEPB-12HRFN10-B1-D | Mini-Splits | 12000 | 8700 | 2.68 | 7700 | 2.33
MDV | MSEP Series | 214855511 | HRCU-A-CB-O | MOX230-09HFN10-B1 | MSEPB-09HRFN10-B1-D | Mini-Splits | 10000 | 8500 | 2.71 | 7200 | 2.22
MDV | MSEP Series | 214855510 | HRCU-A-CB-O | MOD30-33HFN10-M1X | MSEPD-33HRFN10-M1-D | Mini-Splits | 36000 | 30000 | 2.69 | 35000 | 1.98
MDV | MSEP Series | 214855509 | HRCU-A-CB-O | MOD30-24HFN10-M1X | MSEPD-24HRFN10-M1-D | Mini-Splits | 29000 | 21000 | 2.88 | 24200 | 2.34
MDV | MSEP Series | 214855504 | HRCU-A-CB-O | MOD30-18HFN10-M1H | MSEPD-18HRFN10-M1H-D | Mini-Splits | 20000 | 19300 | 3.01 | 22600 | 2.34
MDV | MSEP Series | 214855500 | HRCU-A-CB-O | MOD30-18HFN10-M1H | MSEPD-18HRFN10-M1H-C | Mini-Splits | 20000 | 19300 | 3.01 | 22600 | 2.34
MDV | MSEP Series | 214855469 | HRCU-A-CB-O | MOD30-30HFN10-M1E | MSEPD-30HRFN10-M1E | Mini-Splits | 30000 | 20400 | 2.52 | 20000 | 2.03
MDV | MSAB Series | 214855466 | HRCU-A-CB-O | MOX430-24HFN10-M1E | MSAB3E-24HRFN10-M1E | Mini-Splits | 24000 | 16900 | 2.53 | 17000 | 2.14
MDV |  | 214855465 | HRCU-A-CB-O | MOX330-18HFN10-M1E | MSAG11C-18HRFN10-M1E | Mini-Splits | 18800 | 11700 | 2.62 | 11500 | 1.99
MDV | MSEP Series | 214855454 | HRCU-A-CB-O | MOD30-24HFN10-M1 | MSEPD-24HRFN10-M1 | Mini-Splits | 25000 | 18800 | 2.65 | 19600 | 2.54
MDV | MSAG Series | 214855453 | HRCU-A-CB-O | MOD30-24HFN10-M1 | MSAG11D-23HRFN10-M1 | Mini-Splits | 25000 | 19500 | 2.5 | 17800 | 2.15
MDV | MSEP Series | 214855447 | HRCU-A-CB-O | MOX430-18HFN10-M1 | MSEPC-18HRFN10-M1 | Mini-Splits | 18000 | 13600 | 2.73 | 12800 | 2.1
MDV | MSAG Series | 214855446 | HRCU-A-CB-O | MOX430-18HFN10-M1 | MSAG11D-18HRFN10-M1 | Mini-Splits | 18000 | 13000 | 2.59 | 13000 | 2.35
MDV | MSAB Series | 214855445 | HRCU-A-CB-O | MOX430-18HFN10-M1 | MSAB3E-18HRFN10-M1 | Mini-Splits | 18000 | 14100 | 2.95 | 13400 | 2.39
MDV | MSEP Series | 214855440 | HRCU-A-CB-O | MOX230-12HFN10-M1 | MSEPBM-12HRFN10-M1 | Mini-Splits | 12000 | 9300 | 2.84 | 8400 | 2.3
MDV | MSAG Series | 214855439 | HRCU-A-CB-O | MOX230-12HFN10-M1 | MSAG11BM-12HRFN10-M1 | Mini-Splits | 12000 | 9600 | 2.84 | 8600 | 2.36
MDV | MSEP Series | 214855430 | HRCU-A-CB-O | MOX230-09HFN10-M1 | MSEPB-09HRFN10-M1 | Mini-Splits | 10000 | 8100 | 2.83 | 8000 | 2.37
MDV | MSAG Series | 214855429 | HRCU-A-CB-O | MOX230-09HFN10-M1 | MSAG11B-09HRFN10-M1 | Mini-Splits | 10000 | 8600 | 2.8 | 8200 | 2.33
MDV | MSAB Series | 214855428 | HRCU-A-CB-O | MOX230-09HFN10-M1 | MSAB3B-09HRFN10-M1 | Mini-Splits | 10000 | 8600 | 2.83 | 8100 | 2.26
MDV | MSEP Series | 214855427 | HRCU-A-CB-O | MOX230-12HFN10-B1 | MSEPB-12HRFN10-B1 | Mini-Splits | 12000 | 8700 | 2.68 | 7700 | 2.33
MDV | MSAG Series | 214855426 | HRCU-A-CB-O | MOX230-12HFN10-B1 | MSAG11B-12HRFN10-B1 | Mini-Splits | 12000 | 8800 | 2.77 | 7300 | 2.21
MDV | MSAB Series | 214855425 | HRCU-A-CB-O | MOX230-12HFN10-B1 | MSAB3B-12HRFN10-B1 | Mini-Splits | 12000 | 9100 | 2.69 | 7800 | 2.24
MDV | MSEP Series | 214855424 | HRCU-A-CB-O | MOX230-09HFN10-B1 | MSEPB-09HRFN10-B1 | Mini-Splits | 10000 | 8500 | 2.71 | 7200 | 2.22
MDV | MSAG Series | 214855423 | HRCU-A-CB-O | MOX230-09HFN10-B1 | MSAG11B-09HRFN10-B1 | Mini-Splits | 10000 | 8800 | 2.77 | 7300 | 2.21
MDV | MSAB Series | 214855422 | HRCU-A-CB-O | MOX230-09HFN10-B1 | MSAB3B-09HRFN10-B1 | Mini-Splits | 10000 | 8500 | 2.62 | 7000 | 2.09
MDV | MSEP Series | 214855421 | HRCU-A-CB-O | MOD30-33HFN10-M1X | MSEPD-33HRFN10-M1 | Mini-Splits | 36000 | 30000 | 2.69 | 35000 | 1.98
MDV | MSAG Series | 214855419 | HRCU-A-CB-O | MOD30-24HFN10-M1X | MSAG11D-23HRFN10-M1 | Mini-Splits | 26000 | 21600 | 2.61 | 24000 | 2
MDV | MSEP Series | 214855418 | HRCU-A-CB-O | MOD30-24HFN10-M1X | MSEPD-24HRFN10-M1 | Mini-Splits | 29000 | 21000 | 2.88 | 24200 | 2.34
MDV | MSEP Series | 214855399 | HRCU-A-CB-O | MOD30-18HFN10-M1H | MSEPD-18HRFN10-M1H | Mini-Splits | 20000 | 19300 | 3.01 | 22600 | 2.34
MDV | MSEP seris | 214311116 | HRCU-A-CB-O | MOX430-18HFN10-M1X | MSEPC-18HRFN10-M1 | Mini-Splits | 18000 | 15000 | 2.56 | 18000 | 1.92
MDV | MSEP series | 214311115 | HRCU-A-CB-O | MOX230-06HFN10-M1X | MSEPB-06HRFN10-M1 | Mini-Splits | 7000 | 7900 | 2.79 | 7700 | 2.4
MDV | MSEP series | 214311114 | HRCU-A-CB-O | MOX230-06HFN10-M1X | MSEPBM-12HRFN10-M1 | Mini-Splits | 7000 | 7900 | 2.79 | 7700 | 2.4
MDV | MSAG series | 214311113 | HRCU-A-CB-O | MOX230-06HFN10-M1X | MSAG11A-06HRFN10-M1 | Mini-Splits | 7000 | 7600 | 2.5 | 7500 | 2.29
MDV | M6O Series | 214861918 | HMSV-A-CB | M6OE30-48HFN10-M1-D* |  | Ducted Indoor Units | 47000 | 37000 | 2.5 | 38000 | 2.1
MDV | M4O Series | 214861913 | HMSV-A-CB | M4OD30-27HFN10-M1-D* |  | Mixed Ducted and Non-Ducted Indoor Units | 26800 | 18200 | 2.5 | 18900 | 2
MDV | M4O Series | 214861912 | HMSV-A-CB | M4OD30-27HFN10-M1-D* |  | Ducted Indoor Units | 26600 | 18400 | 2.5 | 18800 | 2
MDV | M4O Series | 214861911 | HMSR-A-CB-O | M4OD30-27HFN10-M1-D* |  | Non-Ducted Indoor Units | 27000 | 18000 | 2.5 | 19000 | 2
MDV | M6O Series | 214861907 | HMSV-A-CB | M6OE30-48HFN10-M1-D |  | Mixed Ducted and Non-Ducted Indoor Units | 47500 | 37400 | 2.5 | 37000 | 2.05
MDV | M6O Series | 214861906 | HMSV-A-CB | M6OE30-48HFN10-M1-D |  | Ducted Indoor Units | 47000 | 37000 | 2.5 | 38000 | 2.1
MDV | M6O Series | 214861905 | HMSR-A-CB-O | M6OE30-48HFN10-M1-D |  | Non-Ducted Indoor Units | 48000 | 38000 | 2.5 | 36000 | 2
MDV | M4O Series | 214861900 | HMSV-A-CB | M4OD30-27HFN10-M1-D |  | Ducted Indoor Units | 26600 | 18400 | 2.5 | 18800 | 2
MDV | M6O Series | 214861898 | HMSV-A-CB | M6OE31-53HFN10-M1X-D* |  | Mixed Ducted and Non-Ducted Indoor Units | 55000 | 45000 | 2.65 | 48000 | 2.05
MDV | M6O Series | 214861897 | HMSV-A-CB | M6OE31-53HFN10-M1X-D* |  | Ducted Indoor Units | 55000 | 45000 | 2.7 | 48000 | 2.1
MDV | M6O Series | 214861896 | HMSR-A-CB-O | M6OE31-53HFN10-M1X-D* |  | Non-Ducted Indoor Units | 55000 | 45000 | 2.6 | 48000 | 2
MDV | M6O Series | 214861895 | HMSV-A-CB | M6OE31-48HFN10-M1X-D* |  | Mixed Ducted and Non-Ducted Indoor Units | 48500 | 42500 | 2.5 | 48000 | 2
MDV | M6O Series | 214861894 | HMSV-A-CB | M6OE31-48HFN10-M1X-D* |  | Ducted Indoor Units | 48000 | 44500 | 2.6 | 48000 | 2
MDV | M3O Series | 214861886 | HMSV-A-CB | M3OD31-18HFN10-M1X-D* |  | Mixed Ducted and Non-Ducted Indoor Units | 20000 | 16700 | 2.55 | 18000 | 2
MDV | M3O Series | 214861885 | HMSV-A-CB | M3OD31-18HFN10-M1X-D* |  | Ducted Indoor Units | 20000 | 17000 | 2.59 | 18000 | 2
MDV | M3O Series | 214861884 | HMSR-A-CB-O | M3OD31-18HFN10-M1X-D* |  | Non-Ducted Indoor Units | 20000 | 16400 | 2.5 | 18000 | 2
MDV | M6O Series | 214861883 | HMSV-A-CB | M6OE31-53HFN10-M1X-D |  | Mixed Ducted and Non-Ducted Indoor Units | 55000 | 44500 | 2.65 | 47500 | 2.05
MDV | M6O Series | 214861882 | HMSV-A-CB | M6OE31-53HFN10-M1X-D |  | Ducted Indoor Units | 55000 | 45000 | 2.7 | 48000 | 2.1
MDV | M6O Series | 214861881 | HMSR-A-CB-O | M6OE31-53HFN10-M1X-D |  | Non-Ducted Indoor Units | 55000 | 44000 | 2.6 | 47000 | 2
MDV | M6O Series | 214861880 | HMSV-A-CB | M6OE31-48HFN10-M1X-D |  | Mixed Ducted and Non-Ducted Indoor Units | 48500 | 44000 | 2.6 | 47500 | 2
MDV | M6O Series | 214861879 | HMSV-A-CB | M6OE31-48HFN10-M1X-D |  | Ducted Indoor Units | 48000 | 44500 | 2.6 | 48000 | 2
MDV | M6O Series | 214861878 | HMSR-A-CB-O | M6OE31-48HFN10-M1X-D |  | Non-Ducted Indoor Units | 49000 | 44000 | 2.6 | 47000 | 2
MDV | M4O Series | 214861874 | HMSV-A-CB | M4OD31-27HFN10-M1X-D |  | Mixed Ducted and Non-Ducted Indoor Units | 27400 | 24000 | 2.5 | 27000 | 2
MDV | M4O Series | 214861872 | HMSR-A-CB-O | M4OD31-27HFN10-M1X-D |  | Non-Ducted Indoor Units | 27000 | 25000 | 2.6 | 27000 | 2
MDV | M3O Series | 214861871 | HMSV-A-CB | M3OD31-18HFN10-M1X-D |  | Mixed Ducted and Non-Ducted Indoor Units | 20000 | 17300 | 2.65 | 18500 | 2
MDV | M3O Series | 214861870 | HMSV-A-CB | M3OD31-18HFN10-M1X-D |  | Ducted Indoor Units | 20000 | 17000 | 2.59 | 18000 | 2
MDV | M3O Series | 214861869 | HMSR-A-CB-O | M3OD31-18HFN10-M1X-D |  | Non-Ducted Indoor Units | 20000 | 17600 | 2.7 | 19000 | 2
MDV | M6O Series | 214861864 | HMSV-A-CB | M6OE30-48HFN10-M1D-D* |  | Ducted Indoor Units | 47000 | 37000 | 2.5 | 38000 | 2.1
MDV | M4O Series | 214861859 | HMSV-A-CB | M4OD30-27HFN10-M1D-D* |  | Mixed Ducted and Non-Ducted Indoor Units | 26800 | 18200 | 2.5 | 18900 | 2
MDV | M4O Series | 214861858 | HMSV-A-CB | M4OD30-27HFN10-M1D-D* |  | Ducted Indoor Units | 26600 | 18400 | 2.5 | 18800 | 2
MDV | M4O Series | 214861857 | HMSR-A-CB-O | M4OD30-27HFN10-M1D-D* |  | Non-Ducted Indoor Units | 27000 | 18000 | 2.5 | 19000 | 2
MDV | M3O Series | 214861854 | HMSR-A-CB-O | M3OX430-18HFN10-M1-D* |  | Non-Ducted Indoor Units | 19000 | 13500 | 2.6 | 13500 | 2.2
MDV | M6O Series | 214861850 | HMSV-A-CB | M6OE30-48HFN10-M1D-D |  | Mixed Ducted and Non-Ducted Indoor Units | 47500 | 37400 | 2.5 | 37000 | 2.05
MDV | M6O Series | 214861849 | HMSV-A-CB | M6OE30-48HFN10-M1D-D |  | Ducted Indoor Units | 47000 | 37000 | 2.5 | 38000 | 2.1
MDV | M6O Series | 214861848 | HMSR-A-CB-O | M6OE30-48HFN10-M1D-D |  | Non-Ducted Indoor Units | 48000 | 38000 | 2.5 | 36000 | 2
MDV | M4O Series | 214861843 | HMSV-A-CB | M4OD30-27HFN10-M1D-D |  | Ducted Indoor Units | 26600 | 18400 | 2.5 | 18800 | 2
MDV | M6O Series | 214861838 | HMSV-A-CB | M6OE31-53HFN10-M1XD-D* |  | Mixed Ducted and Non-Ducted Indoor Units | 55000 | 45000 | 2.65 | 48000 | 2.05
MDV | M6O Series | 214861837 | HMSV-A-CB | M6OE31-53HFN10-M1XD-D* |  | Ducted Indoor Units | 55000 | 45000 | 2.7 | 48000 | 2.1
MDV | M6O Series | 214861836 | HMSR-A-CB-O | M6OE31-53HFN10-M1XD-D* |  | Non-Ducted Indoor Units | 55000 | 45000 | 2.6 | 48000 | 2
MDV | M6O Series | 214861835 | HMSV-A-CB | M6OE31-48HFN10-M1XD-D* |  | Mixed Ducted and Non-Ducted Indoor Units | 48500 | 42500 | 2.5 | 48000 | 2
MDV | M6O Series | 214861834 | HMSV-A-CB | M6OE31-48HFN10-M1XD-D* |  | Ducted Indoor Units | 48000 | 44500 | 2.6 | 48000 | 2
MDV | M3O Series | 214861826 | HMSV-A-CB | M3OD31-18HFN10-M1XD-D* |  | Mixed Ducted and Non-Ducted Indoor Units | 20000 | 16700 | 2.55 | 18000 | 2
MDV | M3O Series | 214861825 | HMSV-A-CB | M3OD31-18HFN10-M1XD-D* |  | Ducted Indoor Units | 20000 | 17000 | 2.59 | 18000 | 2
MDV | M3O Series | 214861824 | HMSR-A-CB-O | M3OD31-18HFN10-M1XD-D* |  | Non-Ducted Indoor Units | 20000 | 16400 | 2.5 | 18000 | 2
MDV | M6O Series | 214861823 | HMSV-A-CB | M6OE31-53HFN10-M1XD-D |  | Mixed Ducted and Non-Ducted Indoor Units | 55000 | 44500 | 2.65 | 47500 | 2.05
MDV | M6O Series | 214861822 | HMSV-A-CB | M6OE31-53HFN10-M1XD-D |  | Ducted Indoor Units | 55000 | 45000 | 2.7 | 48000 | 2.1
MDV | M6O Series | 214861821 | HMSR-A-CB-O | M6OE31-53HFN10-M1XD-D |  | Non-Ducted Indoor Units | 55000 | 44000 | 2.6 | 47000 | 2
MDV | M6O Series | 214861820 | HMSV-A-CB | M6OE31-48HFN10-M1XD-D |  | Mixed Ducted and Non-Ducted Indoor Units | 48500 | 44000 | 2.6 | 47500 | 2
MDV | M6O Series | 214861819 | HMSV-A-CB | M6OE31-48HFN10-M1XD-D |  | Ducted Indoor Units | 48000 | 44500 | 2.6 | 48000 | 2
MDV | M6O Series | 214861818 | HMSR-A-CB-O | M6OE31-48HFN10-M1XD-D |  | Non-Ducted Indoor Units | 49000 | 44000 | 2.6 | 47000 | 2
MDV | M4O Series | 214861814 | HMSV-A-CB | M4OD31-27HFN10-M1XD-D |  | Mixed Ducted and Non-Ducted Indoor Units | 27400 | 24000 | 2.5 | 27000 | 2
MDV | M4O Series | 214861812 | HMSR-A-CB-O | M4OD31-27HFN10-M1XD-D |  | Non-Ducted Indoor Units | 27000 | 25000 | 2.6 | 27000 | 2
MDV | M3O Series | 214861811 | HMSV-A-CB | M3OD31-18HFN10-M1XD-D |  | Mixed Ducted and Non-Ducted Indoor Units | 20000 | 17300 | 2.65 | 18500 | 2
MDV | M3O Series | 214861810 | HMSV-A-CB | M3OD31-18HFN10-M1XD-D |  | Ducted Indoor Units | 20000 | 17000 | 2.59 | 18000 | 2
MDV | M3O Series | 214861809 | HMSR-A-CB-O | M3OD31-18HFN10-M1XD-D |  | Non-Ducted Indoor Units | 20000 | 17600 | 2.7 | 19000 | 2
MDV | M6O Series | 214861804 | HMSV-A-CB | M6OE30-48HFN10-M1* |  | Ducted Indoor Units | 47000 | 37000 | 2.5 | 38000 | 2.1
MDV | M4O Series | 214861799 | HMSV-A-CB | M4OD30-27HFN10-M1* |  | Mixed Ducted and Non-Ducted Indoor Units | 26800 | 18200 | 2.5 | 18900 | 2
MDV | M4O Series | 214861798 | HMSV-A-CB | M4OD30-27HFN10-M1* |  | Ducted Indoor Units | 26600 | 18400 | 2.5 | 18800 | 2
MDV | M4O Series | 214861797 | HMSR-A-CB-O | M4OD30-27HFN10-M1* |  | Non-Ducted Indoor Units | 27000 | 18000 | 2.5 | 19000 | 2
MDV | M6O Series | 214861796 | HMSV-A-CB | M6OE31-53HFN10-M1X* |  | Mixed Ducted and Non-Ducted Indoor Units | 55000 | 45000 | 2.65 | 48000 | 2.05
MDV | M6O Series | 214861795 | HMSV-A-CB | M6OE31-53HFN10-M1X* |  | Ducted Indoor Units | 55000 | 45000 | 2.7 | 48000 | 2.1
MDV | M6O Series | 214861794 | HMSR-A-CB-O | M6OE31-53HFN10-M1X* |  | Non-Ducted Indoor Units | 55000 | 45000 | 2.6 | 48000 | 2
MDV | M6O Series | 214861793 | HMSV-A-CB | M6OE31-48HFN10-M1X* |  | Mixed Ducted and Non-Ducted Indoor Units | 48500 | 42500 | 2.5 | 48000 | 2
MDV | M6O Series | 214861792 | HMSV-A-CB | M6OE31-48HFN10-M1X* |  | Ducted Indoor Units | 48000 | 44500 | 2.6 | 48000 | 2
MDV | M3O Series | 214861781 | HMSV-A-CB | M3OD31-18HFN10-M1X* |  | Mixed Ducted and Non-Ducted Indoor Units | 20000 | 16700 | 2.55 | 18000 | 2
MDV | M3O Series | 214861780 | HMSV-A-CB | M3OD31-18HFN10-M1X* |  | Ducted Indoor Units | 20000 | 17000 | 2.59 | 18000 | 2
MDV | M3O Series | 214861779 | HMSR-A-CB-O | M3OD31-18HFN10-M1X* |  | Non-Ducted Indoor Units | 20000 | 16400 | 2.5 | 18000 | 2
MDV | M6O Series | 214861774 | HMSV-A-CB | M6OE30-48HFN10-M1D* |  | Ducted Indoor Units | 47000 | 37000 | 2.5 | 38000 | 2.1
MDV | M4O Series | 214861769 | HMSV-A-CB | M4OD30-27HFN10-M1D* |  | Mixed Ducted and Non-Ducted Indoor Units | 26800 | 18200 | 2.5 | 18900 | 2
MDV | M4O Series | 214861768 | HMSV-A-CB | M4OD30-27HFN10-M1D* |  | Ducted Indoor Units | 26600 | 18400 | 2.5 | 18800 | 2
MDV | M4O Series | 214861767 | HMSR-A-CB-O | M4OD30-27HFN10-M1D* |  | Non-Ducted Indoor Units | 27000 | 18000 | 2.5 | 19000 | 2
MDV | M3O Series | 214861764 | HMSR-A-CB-O | M3OX430-18HFN10-M1* |  | Non-Ducted Indoor Units | 19000 | 13500 | 2.6 | 13500 | 2.2
MDV | M6O Series | 214861763 | HMSV-A-CB | M6OE31-53HFN10-M1XD* |  | Mixed Ducted and Non-Ducted Indoor Units | 55000 | 45000 | 2.65 | 48000 | 2.05
MDV | M6O Series | 214861762 | HMSV-A-CB | M6OE31-53HFN10-M1XD* |  | Ducted Indoor Units | 55000 | 45000 | 2.7 | 48000 | 2.1
MDV | M6O Series | 214861761 | HMSR-A-CB-O | M6OE31-53HFN10-M1XD* |  | Non-Ducted Indoor Units | 55000 | 45000 | 2.6 | 48000 | 2
MDV | M6O Series | 214861760 | HMSV-A-CB | M6OE31-48HFN10-M1XD* |  | Mixed Ducted and Non-Ducted Indoor Units | 48500 | 42500 | 2.5 | 48000 | 2
MDV | M6O Series | 214861759 | HMSV-A-CB | M6OE31-48HFN10-M1XD* |  | Ducted Indoor Units | 48000 | 44500 | 2.6 | 48000 | 2
MDV | M3O Series | 214861751 | HMSV-A-CB | M3OD31-18HFN10-M1XD* |  | Mixed Ducted and Non-Ducted Indoor Units | 20000 | 16700 | 2.55 | 18000 | 2
MDV | M3O Series | 214861750 | HMSV-A-CB | M3OD31-18HFN10-M1XD* |  | Ducted Indoor Units | 20000 | 17000 | 2.59 | 18000 | 2
MDV | M3O Series | 214861749 | HMSR-A-CB-O | M3OD31-18HFN10-M1XD* |  | Non-Ducted Indoor Units | 20000 | 16400 | 2.5 | 18000 | 2
MDV | M6O Series | 214861742 | HMSV-A-CB | M6OE30-48HFN10-M1 |  | Mixed Ducted and Non-Ducted Indoor Units | 47500 | 37400 | 2.5 | 37000 | 2.05
MDV | M6O Series | 214861741 | HMSV-A-CB | M6OE30-48HFN10-M1 |  | Ducted Indoor Units | 47000 | 37000 | 2.5 | 38000 | 2.1
MDV | M6O Series | 214861740 | HMSR-A-CB-O | M6OE30-48HFN10-M1 |  | Non-Ducted Indoor Units | 48000 | 38000 | 2.5 | 36000 | 2
MDV | M4O Series | 214861735 | HMSV-A-CB | M4OD30-27HFN10-M1 |  | Ducted Indoor Units | 26600 | 18400 | 2.5 | 18800 | 2
MDV | M6O Series | 214861731 | HMSV-A-CB | M6OE31-53HFN10-M1X |  | Mixed Ducted and Non-Ducted Indoor Units | 55000 | 44500 | 2.65 | 47500 | 2.05
MDV | M6O Series | 214861730 | HMSV-A-CB | M6OE31-53HFN10-M1X |  | Ducted Indoor Units | 55000 | 45000 | 2.7 | 48000 | 2.1
MDV | M6O Series | 214861729 | HMSR-A-CB-O | M6OE31-53HFN10-M1X |  | Non-Ducted Indoor Units | 55000 | 44000 | 2.6 | 47000 | 2
MDV | M6O Series | 214861728 | HMSV-A-CB | M6OE31-48HFN10-M1X |  | Mixed Ducted and Non-Ducted Indoor Units | 48500 | 44000 | 2.6 | 47500 | 2
MDV | M6O Series | 214861727 | HMSV-A-CB | M6OE31-48HFN10-M1X |  | Ducted Indoor Units | 48000 | 44500 | 2.6 | 48000 | 2
MDV | M6O Series | 214861726 | HMSR-A-CB-O | M6OE31-48HFN10-M1X |  | Non-Ducted Indoor Units | 49000 | 44000 | 2.6 | 47000 | 2
MDV | M4O Series | 214861724 | HMSV-A-CB | M4OD31-27HFN10-M1X |  | Mixed Ducted and Non-Ducted Indoor Units | 27400 | 24000 | 2.5 | 27000 | 2
MDV | M4O Series | 214861722 | HMSR-A-CB-O | M4OD31-27HFN10-M1X |  | Non-Ducted Indoor Units | 27000 | 25000 | 2.6 | 27000 | 2
MDV | M3O Series | 214861721 | HMSV-A-CB | M3OD31-18HFN10-M1X |  | Mixed Ducted and Non-Ducted Indoor Units | 20000 | 17300 | 2.65 | 18500 | 2
MDV | M3O Series | 214861720 | HMSV-A-CB | M3OD31-18HFN10-M1X |  | Ducted Indoor Units | 20000 | 17000 | 2.59 | 18000 | 2
MDV | M3O Series | 214861719 | HMSR-A-CB-O | M3OD31-18HFN10-M1X |  | Non-Ducted Indoor Units | 20000 | 17600 | 2.7 | 19000 | 2
MDV | M6O Series | 214861718 | HMSV-A-CB | M6OE30-48HFN10-M1D |  | Mixed Ducted and Non-Ducted Indoor Units | 47500 | 37400 | 2.5 | 37000 | 2.05
MDV | M6O Series | 214861717 | HMSV-A-CB | M6OE30-48HFN10-M1D |  | Ducted Indoor Units | 47000 | 37000 | 2.5 | 38000 | 2.1
MDV | M6O Series | 214861716 | HMSR-A-CB-O | M6OE30-48HFN10-M1D |  | Non-Ducted Indoor Units | 48000 | 38000 | 2.5 | 36000 | 2
MDV | M4O Series | 214861711 | HMSV-A-CB | M4OD30-27HFN10-M1D |  | Ducted Indoor Units | 26600 | 18400 | 2.5 | 18800 | 2
MDV | M3O Series | 214861709 | HMSV-A-CB | M3OX430-18HFN10-M1 |  | Mixed Ducted and Non-Ducted Indoor Units | 19000 | 14100 | 2.79 | 14000 | 2.31
MDV | M3O Series | 214861708 | HMSV-A-CB | M3OX430-18HFN10-M1 |  | Ducted Indoor Units | 19000 | 14600 | 2.8 | 14600 | 2.3
MDV | M6O Series | 214861706 | HMSV-A-CB | M6OE31-53HFN10-M1XD |  | Mixed Ducted and Non-Ducted Indoor Units | 55000 | 44500 | 2.65 | 47500 | 2.05
MDV | M6O Series | 214861705 | HMSV-A-CB | M6OE31-53HFN10-M1XD |  | Ducted Indoor Units | 55000 | 45000 | 2.7 | 48000 | 2.1
MDV | M6O Series | 214861704 | HMSR-A-CB-O | M6OE31-53HFN10-M1XD |  | Non-Ducted Indoor Units | 55000 | 44000 | 2.6 | 47000 | 2
MDV | M6O Series | 214861703 | HMSV-A-CB | M6OE31-48HFN10-M1XD |  | Mixed Ducted and Non-Ducted Indoor Units | 48500 | 44000 | 2.6 | 47500 | 2
MDV | M6O Series | 214861702 | HMSV-A-CB | M6OE31-48HFN10-M1XD |  | Ducted Indoor Units | 48000 | 44500 | 2.6 | 48000 | 2
MDV | M6O Series | 214861701 | HMSR-A-CB-O | M6OE31-48HFN10-M1XD |  | Non-Ducted Indoor Units | 49000 | 44000 | 2.6 | 47000 | 2
MDV | M4O Series | 214861697 | HMSV-A-CB | M4OD31-27HFN10-M1XD |  | Mixed Ducted and Non-Ducted Indoor Units | 27400 | 24000 | 2.5 | 27000 | 2
MDV | M4O Series | 214861695 | HMSR-A-CB-O | M4OD31-27HFN10-M1XD |  | Non-Ducted Indoor Units | 27000 | 25000 | 2.6 | 27000 | 2
MDV | M3O Series | 214861694 | HMSV-A-CB | M3OD31-18HFN10-M1XD |  | Mixed Ducted and Non-Ducted Indoor Units | 20000 | 17300 | 2.65 | 18500 | 2
MDV | M3O Series | 214861693 | HMSV-A-CB | M3OD31-18HFN10-M1XD |  | Ducted Indoor Units | 20000 | 17000 | 2.59 | 18000 | 2
MDV | M3O Series | 214861692 | HMSR-A-CB-O | M3OD31-18HFN10-M1XD |  | Non-Ducted Indoor Units | 20000 | 17600 | 2.7 | 19000 | 2
MDV | MSAG series | 213301876 | HMSR-A-CB-O | M4OX630-36HFN1-M1X |  | Non-Ducted Indoor Units | 36000 | 27400 | 2.5 | 36000 | 1.95
MDV |  | 207617657 | HMSR-A-CB-O | M5OG-42HFN1-M-[X] | MSEPB-09HRFN1-MY5W(GA) | Non-Ducted Indoor Units | 48000 | 30000 | 2.5 | 48000 | 2
MDV |  | 8994415 | HMSR-A-CB-O | M4OH-36HFN1-M | CS11M-09HRFN1-MX0W(A) | Non-Ducted Indoor Units | 36000 | 23200 | 2.78 | 36037 | 1.96
MDV |  | 8856675 | HMSR-A-CB-O | M2OF-18HFN1-M | CS11M-09HRFN1-MX0W(A) | Non-Ducted Indoor Units | 19000 | 12000 | 2.79 | 10205 | 1.97
MDV |  | 8856676 | HMSR-A-CB-O | M3OF-27HFN1-M | CS11M-09HRFN1-MX0W(A) | Non-Ducted Indoor Units | 28000 | 17200 | 2.8 | 17040 | 1.97
MDV |  | 213785829 | HRCU-A-CB | MOX330U-18HFN1-MR0 | MVBL-18HWFN1-MH3 |  | 18000 | 12000 | 2.61 | 10000 | 1.9
MDV | MVBL series | 213352879 | HRCU-A-CB | MOD30-24HFN1-MW | MVBL-24HWFN1-MI3 |  | 27400 | 19200 | 2.61 | 24000 | 1.91
MDV | MVBL series | 213352878 | HRCU-A-CB | MOX430U-18HFN1-M | MVBL-18HWFN1-MH3 |  | 19000 | 13500 | 2.6 | 18000 | 2
MDV |  | 9101403 | HRCU-A-CB-O | MOCA31-18HFN1-MT0W | CS11M-18HRFN1-MT0W | Mini-Splits | 18000 | 11400 | 2.72 | 11178 | 2.02
MDV |  | 9101401 | HRCU-A-CB-O | MOBA30-09HFN1-MT0W | CS11M-09HRFN1-MX0W(A) | Mini-Splits | 9800 | 5800 | 2.74 | 7989 | 2
MDV |  | 202415590 | HRCU-A-CB-O | MOD30-22HFN1-MW5W | MSAB2F-22HRFN1-MW5W | Mini-Splits | 24000 | 15400 | 3.01 | 25624 | 2.1
MDV |  | 8719215 | HRCU-A-CB-O | MOCA31-18HFN1-MT0W | MSABE-18HRFN1-MT0W | Mini-Splits | 18000 | 10400 | 2.72 | 10953 | 1.9
MDV |  | 200059281 | HRCU-A-CB-O | MOCA30-09HFN1-MZA5W | MSOP1B-09HRFN1-MZA5W | Mini-Splits | 10000 | 7200 | 2.78 | 13047 | 1.91
MDV |  | 200059283 | HRCU-A-CB-O | MOCA30-12HFN1-MZ50W | MSOP1B-12HRFN1-MZ50W | Mini-Splits | 12000 | 6800 | 2.62 | 13873 | 2.03
MDV |  | 200059299 | HRCU-A-CB | MOD31-24HFN1-MT0W | MTIU-24HWFN1-M | Mini-Splits | 24400 | 16000 | 2.69 | 18500 | 2.04
MDV |  | 8740675 | HRCU-A-CB-O | MOD31-24HFN1-MT0W | MUEU-24HRFN1-M(C) | Mini-Splits | 24000 | 15000 | 2.85 | 17817 | 1.9
MDV |  | 205767337 | HRCU-A-CB | MOE30U-36HFN1-M-[X] | MTI-36HWFN1-M | Mini-Splits | 40000 | 28000 | 2.75 | 43000 | 2.1
MDV |  | 204829821 | HRCU-A-CB | MOE30U-48HFN1-M-[X] | MTI-48HWFN1-M | Mini-Splits | 48000 | 33000 | 2.74 | 49000 | 2.17
MDV |  | 205823026 | HRCU-A-CB | MOE30U-32HFN1-M-[X] | MTI-32HWFN1-M | Mini-Splits | 38000 | 25000 | 2.88 | 49000 | 2.17
MDV |  | 200059289 | HRCU-A-CB | MOB30-09HFN1-MX0W | MTIU-09HWFN1-M | Mini-Splits | 10000 | 7200 | 2.74 | 8300 | 2.06
MDV |  | 200059297 | HRCU-A-CB | MOCA31-18HFN1-MT0W | MTIU-18HWFN1-M | Mini-Splits | 18000 | 12000 | 2.61 | 10300 | 1.95
MDV |  | 206369507 | HRCU-A-CB-O | MOX330-18HFN1-MS0W | MSAEC-18HRDN1-MP0W | Mini-Splits | 18000 | 11900 | 2.72 | 10755 | 2.02
MDV |  | 205993851 | HRCU-A-CB-O | MOX230-12HFN1-BW0W | MS11M-12HRFN1-BV0W | Mini-Splits | 12400 | 6800 | 2.55 | 5688 | 2.01
MDV |  | 205746254 | HRCU-A-CB-O | MOX430-17HFN1-MT0W | CS11M-18HRFN1-MT0W | Mini-Splits | 18000 | 10900 | 2.58 | 16497 | 1.9
MDV |  | 202415591 | HRCU-A-CB-O | MOD30-18HFN1-MZ22W | MSAB2F-18HRFN1-MZ22W | Mini-Splits | 18000 | 12300 | 3.19 | 17920 | 2.13
MDV |  | 205993852 | HRCU-A-CB-O | MOX330-09HFN1-MY5W | CS11M-09HRFN1-MX0W(A) | Mini-Splits | 11500 | 7100 | 2.85 | 9898 | 1.9
MDV |  | 207617659 | HMSV-A-CB | M5OG-42HFN1-M-[X] | MTIU-09HWFN1-M | Ducted Indoor Units | 49000 | 28000 | 2.53 | 48000 | 1.99
MDV | MVC SERIES | 209960477 | HRCU-A-CB | MOE30U-55HFN1-MQ3 | MVC-60HWFN1-MR0 |  | 59000 | 42000 | 2.6 | 54356 | 1.91
MDV | MVC SERIES | 209960476 | HRCU-A-CB | MOE30U-55HFN1-M | MVC-60HWFN1-M |  | 59000 | 42000 | 2.6 | 54356 | 1.91
MDV | MVC SERIES | 209960478 | HRCU-A-CB | MOE30U-55HFN1-M-[X](GA) | MVC-60HWFN1-M(GA) |  | 60000 | 41000 | 2.56 | 57600 | 1.96
MDV | MVC SERIES | 207742578 | HRCU-A-CB | MOD33-24HFN1-MT0W | MVC-23HWFN1-M |  | 25000 | 17000 | 2.98 | 18000 | 1.9
MDV | MVC SERIES | 207742577 | HRCU-A-CB | MOX430-18HFN1-MU0W | MVC-18HWFN1-MW(GA) |  | 19000 | 13200 | 2.67 | 12800 | 2.32
MDV | MAC SERIES | 210321396 | HRCU-A-C | MOX430-17HFN1-MT0W | MAC-24HWDN1-MN0-N |  | 19500 | 13000 | 2.7 | 14600 | 2.19
MDV |  | 213156951 | HRCU-A-CB | MOX430U-18HFN1-M | MVBE-18HWFN1-MM3E |  | 19000 | 15800 | 2.82 | 18800 | 2.3
MDV | MAC SERIES | 211497142 | HRCU-A-CB | MOD30-24HFN1-MW-[X1] | MVC-24HWFN1-MSQ4 |  | 24000 | 19200 | 2.5 | 24071 | 1.91
MDV |  | 212924805 | HRCU-A-CB | MOD30-24HFN1-MW | MVBE-24HWFN1-MM3E |  | 26000 | 20000 | 2.7 | 24000 | 2
MDV | MUE series | 210135400 | HRCU-A-CB-O | MOE30U-55HFN1-M-[X](GA) | MUE-60HRFN1-MW | Mini-Splits | 60000 | 40000 | 2.58 | 56500 | 1.97
MDV | MSAG series | 210434543 | HRCU-A-CB-O | MOX230-12HFN1-BW0W-9K | MSAG11B-12HRFN1-BU5W-6K | Mini-Splits | 7000 | 5900 | 2.93 | 6858 | 2.07
MIDEA | M5O Series | 215471447 | HMSV-A-CB | MO4EX-H27B-2A |  | Mixed Ducted and Non-Ducted Indoor Units | 26800 | 18400 | 2.56 | 18900 | 2
MIDEA | MZ Series | 215471445 | HMSR-A-CB-O | MO4EX-H27B-2A |  | Non-Ducted Indoor Units | 27000 | 18400 | 2.61 | 19000 | 2
MIDEA | MO Series | 215471472 | HMSR-A-CB-O | MO3EX-H18B-2A |  | Non-Ducted Indoor Units | 19000 | 13600 | 2.81 | 13500 | 2.3
MIDEA | MO Series | 215471474 | HMSV-A-CB | MO3EX-H18B-2A |  | Mixed Ducted and Non-Ducted Indoor Units | 19000 | 14100 | 2.79 | 14000 | 2.31
MIDEA | MO Series | 215471473 | HMSV-A-CB | MO3EX-H18B-2A |  | Ducted Indoor Units | 19000 | 14600 | 2.8 | 14600 | 2.3
MIDEA | MVC series | 208650610 | HRCU-A-CB | MOX430U-24HFN1-MR0 | MVC-24HWFN1-M |  | 26000 | 21000 | 2.8 | 19400 | 2.1
MIDEA | MASAG | 211871345 | HRCU-A-CB-O | MASAG09-21HS2GB* | MASAG09-21HS2GA | Mini-Splits | 10000 | 6000 | 2.51 | 6933 | 1.97
MIDEA | DLC-series | 207188923 | HRCU-A-CB-O | DLCSRBH06AAK | DLFSHBH06XAK | Mini-Splits | 7000 | 7500 | 2.5 | 7200 | 1.92
MIDEA | DLC-series | 206361898 | HRCU-A-CB-O | DLCSRBH12AAJ | DLFSHBH12XAJ | Mini-Splits | 12000 | 8900 | 2.75 | 6858 | 2.07
MIDEA | DLC-series | 206361900 | HRCU-A-CB-O | DLCSRBH12AAK | DLFSHBH12XAK | Mini-Splits | 12000 | 10300 | 2.56 | 12113 | 1.9
MIDEA | DL series | 213372164 | HRCU-A-C | DLCURAH18ABK | DLFULAH24XBX + CI |  | 19000 | 14700 | 2.6 | 15000 | 2.2
MIDEA | DL series | 213372166 | HRCU-A-C | DLCURAH24ABK | DLFULAH24XBX + CI |  | 25000 | 21000 | 2.58 | 20000 | 1.95
MIDEA | 38M series | 213372236 | HRCU-A-C | 38MURAQ18AB3 | 40MULAQ24XBX + CI |  | 19000 | 14700 | 2.6 | 15000 | 2.2
MIDEA | 38M series | 213372238 | HRCU-A-C | 38MURAQ24AB3 | 40MULAQ24XBX + CI |  | 25000 | 21000 | 2.58 | 20000 | 1.95
MIDEA | DLC-series | 210857450 | HRCU-A-CB-O | DLCSRBH06AAK | DLFSOAH09XAK | Mini-Splits | 7100 | 5700 | 2.61 | 8500 | 2.03
MIDEA | DLC-series | 209948197 | HRCU-A-CB-O | DLCSRBH12AAK | DLFSFBH12XAK | Mini-Splits | 12000 | 10200 | 2.72 | 12300 | 2.1
MIDEA | DLC-series | 208447669 | HRCU-A-CB-O | DLCSRBH06AAK | DLFSHCH06XAK | Mini-Splits | 7000 | 8500 | 2.9 | 8581 | 2.19
MIDEA | DLC-series | 208447668 | HRCU-A-CB-O | DLCSRBH12AAJ | DLFSHCH12XAJ | Mini-Splits | 12000 | 8400 | 2.8 | 7094 | 2.19
MIDEA | DLC-series | 208447748 | HRCU-A-CB-O | DLCERBH09AAK | DLFEHBH09XAK | Mini-Splits | 10000 | 6000 | 2.51 | 6933 | 1.97
MIDEA | DLC-series | 211132736 | HRCU-A-CB | DLCSRBH24AAK | DLFSDAH24XHK | Mini-Splits | 25000 | 21000 | 2.75 | 24000 | 2
MIDEA | DLC-series | 211132697 | HRCU-A-CB | DLCSRBH18AAK | DLFSDAH18XHK | Mini-Splits | 19000 | 15700 | 2.6 | 18000 | 2.2
MIDEA | DLC-series | 208447665 | HRCU-A-CB-O | DLCSRBH09AAK | DLFSHCH09XAK | Mini-Splits | 12000 | 9500 | 2.53 | 11109 | 1.97
MIDEA | D5M Series | 215323789 | HRCU-A-CB-O | 37MAHAQ18AA3 | D5MAHAQ18XA3 | Mini-Splits | 18000 | 16600 | 2.55 | 18000 | 1.92
MIDEA | D5F Series | 215324555 | HRCU-A-CB-O | D5CSHAH18AAK | D5FSHAH18XAK | Mini-Splits | 18000 | 16600 | 2.55 | 18000 | 1.92
MIDEA | MOE30 Series | 216720981 | HRCU-A-CB | MOE30-48HFN10-M2P | MVBC-48HWFN10-MD2P |  | 50000 | 40000 | 2.6 | 35200 | 1.9
MIDEA | MOD30 Series | 216720974 | HRCU-A-CB-O | MOD30-36HFN10-M2P | MCD-36HRFN10-M2P | Mini-Splits | 38000 | 26800 | 2.68 | 26600 | 2.2
MIDEA | MOD30 Series | 216720971 | HRCU-A-CB-O | MOD30-24HFN10-M1P | MUE-24HRFN10-M1P | Mini-Splits | 24400 | 20000 | 2.56 | 18600 | 2.27
MIDEA | MOD30 Series | 216720969 | HRCU-A-CB-O | MOD30-24HFN10-M1P | MCD-24HRFN10-M1P | Mini-Splits | 25000 | 20400 | 2.73 | 18500 | 2.3
MIDEA | MOD30 Series | 216720968 | HRCU-A-CB-O | MOD30-24HFN10-M1P | MSEPD-24HRFN10-M1P | Mini-Splits | 25000 | 18800 | 2.65 | 19600 | 2.54
MIDEA | MOX430 Series | 216720966 | HRCU-A-CB-O | MOX430-18HFN10-M1P | MCA4-18HRFN10-M1P | Mini-Splits | 18000 | 13900 | 2.66 | 12800 | 2.19
MIDEA | MOX430 Series | 216720965 | HRCU-A-CB-O | MOX430-18HFN10-M1P | MSEPC-18HRFN10-M1P | Mini-Splits | 18000 | 13600 | 2.73 | 12800 | 2.1
MIDEA | MOX230 Series | 216720963 | HRCU-A-CB-O | MOX230-12HFN10-M1P | MCA4M-12HRFN10-M1P | Mini-Splits | 12000 | 8500 | 2.8 | 8400 | 2.39
MIDEA | MOX230 Series | 216720962 | HRCU-A-CB-O | MOX230-12HFN10-M1P | MSEPBM-12HRFN10-M1P | Mini-Splits | 12000 | 9300 | 2.84 | 8400 | 2.3
MIDEA | MOX230 Series | 216720960 | HRCU-A-CB-O | MOX230-09HFN10-M1P | MCA4-09HRFN10-M1P | Mini-Splits | 10000 | 8500 | 2.8 | 8300 | 2.17
MIDEA | MOX230 Series | 216720959 | HRCU-A-CB-O | MOX230-09HFN10-M1P | MSEPB-09HRFN10-M1P | Mini-Splits | 10000 | 8100 | 2.83 | 8000 | 2.37
MIDEA | MOD30 Series | 216720970 | HRCU-A-CB | MOD30-24HFN10-M1P | MTJ-24HWFN10-M1P | Mini-Splits | 25000 | 21200 | 2.6 | 19000 | 2.3
MIDEA | MOX430 Series | 216720967 | HRCU-A-CB | MOX430-18HFN10-M1P | MTJ-18HWFN10-M1P | Mini-Splits | 20000 | 14900 | 2.89 | 14200 | 2.41
MIDEA | MOX230 Series | 216720964 | HRCU-A-CB | MOX230-12HFN10-M1P | MTJM-12HWFN10-M1P | Mini-Splits | 12000 | 9100 | 2.78 | 8900 | 2.44
MIDEA | MOX230 Series | 216720961 | HRCU-A-CB | MOX230-09HFN10-M1P | MTJ-09HWFN10-M1P | Mini-Splits | 10000 | 9300 | 2.9 | 8300 | 2.32
MIDEA | MDV Series | 216021079 | HMSR-A-CB-O | MDV-V48WMN10T |  | Non-Ducted Indoor Units | 50000 | 35000 | 2.55 | 40000 | 2
MIDEA | MDV Series | 216021078 | HMSV-A-CB | MDV-V36WMN10T |  | Mixed Ducted and Non-Ducted Indoor Units | 40000 | 29200 | 2.55 | 34000 | 2
MIDEA | MDV Series | 216021077 | HMSR-A-CB-O | MDV-V36WMN10T |  | Non-Ducted Indoor Units | 40000 | 27800 | 2.83 | 34000 | 2
MIDEA | MDV Series | 216021076 | HMSV-A-CB | MDV-V30WMN10T |  | Mixed Ducted and Non-Ducted Indoor Units | 30000 | 26000 | 2.8 | 30000 | 2
MIDEA | MDV Series | 216021075 | HMSR-A-CB-O | MDV-V30WMN10T |  | Non-Ducted Indoor Units | 30000 | 26000 | 2.9 | 30000 | 2.1
MIDEA | MDV Series | 216021059 | HMSV-A-CB | MDV-V30WMN10T |  | Ducted Indoor Units | 30000 | 26000 | 2.7 | 30000 | 2
MIDEA | MSE Series | 215471382 | HRCU-A-CB-O | MO1HS-H18B-2A | MSEHU-H18B-2A | Mini-Splits | 18000 | 16600 | 2.55 | 18000 | 1.92
MIDEA | MAU Series | 215471331 | HRCU-A-CB | MO1HE-H18B-2A | MAUHE-H18B-2A |  | 19000 | 15000 | 2.6 | 18000 | 2
MIDEA | MDH Series | 215471416 | HRCU-A-CB | MO1ES-H12B-2A | MDHHU-H12B-2A | Mini-Splits | 12000 | 9100 | 2.78 | 8900 | 2.44
MIDEA | MDH Series | 215471415 | HRCU-A-CB | MO1ES-H09B-2A | MDHHU-H09B-2A | Mini-Splits | 10000 | 9300 | 2.9 | 8300 | 2.32
MIDEA | MAU Series | 215471334 | HRCU-A-CB | MO1SE-H36B-2A | MAUHE-H36B-2A |  | 37000 | 31800 | 2.56 | 39000 | 1.9
MIDEA | ATOM X | 216046593 | HRCU-A-CB | MDV-V30WMN10T | MCPM3036BN10TH |  | 30000 | 24400 | 2.5 | 30000 | 1.95
MIDEA | MO1 Series | 216623518 | HRCU-A-C | MO1HE-H18B-2A | MAAHE-H24B-AA |  | 19000 | 15200 | 2.7 | 18000 | 2.06
MIDEA | MO1 Series | 216623520 | HRCU-A-C | MO1HE-H18B-2A | MAAHE-H24B-BA |  | 19000 | 15200 | 2.7 | 18000 | 2.06
MIDEA | MO1 Series | 216623524 | HRCU-A-C | MO1SE-H36B-2A | MAAHE-H36B-BA |  | 36000 | 29200 | 2.5 | 36000 | 1.9
MIDEA | MO1 Series | 216623526 | HRCU-A-C | MO1SE-H36B-2A | MAAHE-H36B-CA |  | 36000 | 29200 | 2.5 | 36000 | 1.9
MIDEA | MO1 Series | 216623534 | HRCU-A-CB | MO1HE-H24B-2A | MAPHE-H24B-2A |  | 26000 | 19800 | 2.5 | 20000 | 1.9
MIDEA |  | 216607255 | HRCU-A-CB-O | MO1BS-H30B-2A | MSEEU-H30B-2A | Mini-Splits | 30000 | 20400 | 2.52 | 20000 | 2.03
MIDEA |  | 216607263 | HRCU-A-CB | MO1HE-H30B-2A | MAWHE-H30B-2A |  | 32000 | 23200 | 2.6 | 32000 | 2
MIDEA |  | 216607262 | HRCU-A-CB | MO1HE-H24B-2A | MAWHE-H24B-2A |  | 25000 | 20800 | 2.8 | 19600 | 1.96
MIDEA |  | 216607261 | HRCU-A-CB | MO1HE-H18B-2A | MAWHE-H18B-2A |  | 19000 | 15300 | 2.72 | 19600 | 2.1
MIDEA |  | 216607260 | HRCU-A-CB | MO1BE-H36B-2A | MAWHE-H36B-2A |  | 37000 | 24800 | 2.64 | 29200 | 1.99
MIDEA |  | 216607258 | HRCU-A-CB | MO1BE-H24B-2A | MAWHE-H24B-2A |  | 25000 | 20800 | 2.8 | 19600 | 1.96
MIDEA | MCD Series | 215471392 | HRCU-A-CB-O | MO1ES-H24B-2A | MCDHU-H24B-2A | Mini-Splits | 25000 | 20400 | 2.73 | 18500 | 2.3
MIDEA | MSEP Series | 216093978 | HRCU-A-CB-O | MOX3-12HFN10AE | MSEP-12HFN10AE | Mini-Splits | 12000 | 9300 | 2.84 | 8400 | 2.3
MIDEA | MSEP Series | 216093979 | HRCU-A-CB-O | MOX4-18HFN10AE | MSEP-18HFN10AE | Mini-Splits | 18000 | 13600 | 2.73 | 12800 | 2.1
MIDEA | MSEP Series | 216093980 | HRCU-A-CB-O | MOD-24HFN10AE | MSEP-24HFN10AE | Mini-Splits | 25000 | 18800 | 2.65 | 19600 | 2.54
MIDEA |  | 215357804 | HMSV-A-CB | 37MGRAQ24DA3 |  | Mixed Ducted and Non-Ducted Indoor Units | 25000 | 18000 | 2.6 | 18000 | 2
MIDEA |  | 215357808 | HMSR-A-CB-O | 37MGRAQ30EA3 |  | Non-Ducted Indoor Units | 31000 | 26600 | 2.5 | 26000 | 2
MIDEA |  | 215357781 | HMSR-A-CB-O | 37MGHAQ24DA3 |  | Non-Ducted Indoor Units | 25000 | 23600 | 2.5 | 25000 | 2
MIDEA |  | 215357803 | HMSV-A-CB | 37MGRAQ24DA3 |  | Ducted Indoor Units | 25000 | 18200 | 2.6 | 18000 | 2
MIDEA |  | 215357802 | HMSR-A-CB-O | 37MGRAQ24DA3 |  | Non-Ducted Indoor Units | 25000 | 17800 | 2.6 | 18000 | 2
MIDEA |  | 215357816 | HMSV-A-CB | 37MGRAQ48FA3 |  | Mixed Ducted and Non-Ducted Indoor Units | 47500 | 37400 | 2.5 | 37000 | 2.05
MIDEA |  | 215357815 | HMSV-A-CB | 37MGRAQ48FA3 |  | Ducted Indoor Units | 47000 | 37000 | 2.5 | 38000 | 2.1
MIDEA |  | 215357814 | HMSR-A-CB-O | 37MGRAQ48FA3 |  | Non-Ducted Indoor Units | 48000 | 38000 | 2.5 | 36000 | 2
MIDEA |  | 215357801 | HMSV-A-CB | 37MGRAQ18CA3 |  | Mixed Ducted and Non-Ducted Indoor Units | 19000 | 14100 | 2.79 | 14000 | 2.31
MIDEA |  | 215357800 | HMSV-A-CB | 37MGRAQ18CA3 |  | Ducted Indoor Units | 19000 | 14600 | 2.8 | 14600 | 2.3
MIDEA |  | 215357799 | HMSR-A-CB-O | 37MGRAQ18CA3 |  | Non-Ducted Indoor Units | 19000 | 13600 | 2.81 | 13500 | 2.3
MIDEA |  | 215357798 | HMSV-A-CB | 37MGHAQ55FA3 |  | Mixed Ducted and Non-Ducted Indoor Units | 55000 | 44500 | 2.65 | 47500 | 2.05
MIDEA |  | 215357797 | HMSV-A-CB | 37MGHAQ55FA3 |  | Ducted Indoor Units | 55000 | 45000 | 2.7 | 48000 | 2.1
MIDEA |  | 215357796 | HMSR-A-CB-O | 37MGHAQ55FA3 |  | Non-Ducted Indoor Units | 55000 | 44000 | 2.6 | 47000 | 2
MIDEA |  | 215357795 | HMSV-A-CB | 37MGHAQ48FA3 |  | Mixed Ducted and Non-Ducted Indoor Units | 48500 | 44000 | 2.6 | 47500 | 2
MIDEA |  | 215357794 | HMSV-A-CB | 37MGHAQ48FA3 |  | Ducted Indoor Units | 48000 | 44500 | 2.6 | 48000 | 2
MIDEA |  | 215357793 | HMSR-A-CB-O | 37MGHAQ48FA3 |  | Non-Ducted Indoor Units | 49000 | 44000 | 2.6 | 47000 | 2
MIDEA | MVBL Series | 214594891 | HRCU-A-CB | MOX430U-18HFN1-M | MVBL-18HWFN1-MH3 | Mini-Splits | 19000 | 13500 | 2.6 | 18000 | 2
MIDEA | MVBL Series | 214594892 | HRCU-A-CB | MOD30-24HFN1-MW | MVBL-24HWFN1-MI3 | Mini-Splits | 27400 | 19200 | 2.61 | 24000 | 1.91
MIDEA |  | 215323790 | HRCU-A-CB-O | 37MAHAQ24AA3 | D5MAHAQ24XA3 | Mini-Splits | 29000 | 21000 | 2.88 | 24200 | 2.34
MIDEA |  | 215324055 | HRCU-A-CB-O | 37MAHAQ18AA3 | 45MBFAQ16XA3 | Mini-Splits | 17000 | 14200 | 2.6 | 17500 | 1.95
MIDEA |  | 215324054 | HRCU-A-CB-O | 37MAHAQ18AA3 | 45MBCAQ18XA3 | Mini-Splits | 19000 | 14900 | 2.7 | 17000 | 1.9
MIDEA |  | 215324049 | HRCU-A-CB-O | 37MAHAQ12AA3 | 45MBCAQ12XA3 | Mini-Splits | 12000 | 10000 | 2.74 | 11500 | 1.99
MIDEA |  | 215324048 | HRCU-A-CB-O | 37MAHAQ12AA3 | 45MCCAQ12XA3 | Mini-Splits | 12500 | 9600 | 2.65 | 11500 | 1.99
MIDEA |  | 215324042 | HRCU-A-CB | 37MAHAQ06AA3 | 45MBDAQ06XA3 | Mini-Splits | 8000 | 8000 | 2.69 | 7800 | 2.41
MIDEA |  | 215324041 | HRCU-A-CB-O | 37MAHAQ06AA3 | 45MCCAQ06XA3 | Mini-Splits | 7400 | 7000 | 2.66 | 8100 | 2.4
MIDEA |  | 215323786 | HRCU-A-CB-O | 37MAHAQ06AA3 | D5MAHAQ06XA3 | Mini-Splits | 7000 | 7900 | 2.79 | 7700 | 2.4
MIDEA |  | 215323731 | HRCU-A-CB | D5CUHAH36AAK | D5FUHAH36XAK |  | 37000 | 31000 | 2.5 | 37400 | 1.91
MIDEA |  | 215323724 | HRCU-A-CB | 37MUHAQ36AA3 | 45MUHAQ36XX3 |  | 37000 | 31000 | 2.5 | 37400 | 1.91
MIDEA | MAU Series | 215471343 | HRCU-A-CB | MO1SE-H36B-2A | MAUSE-H36B-2A |  | 37000 | 31000 | 2.5 | 37400 | 1.91
MIDEA |  | 215324575 | HRCU-A-CB-O | D5CSRAH12AAK | D5FSOAH12XAK | Mini-Splits | 12000 | 8600 | 2.77 | 8600 | 2.47
MIDEA |  | 215324574 | HRCU-A-CB-O | D5CSRAH12AAK | D5FSHAH12XAK | Mini-Splits | 12000 | 9300 | 2.84 | 8400 | 2.3
MIDEA |  | 215324571 | HRCU-A-CB-O | D5CSRAH09AAK | D5FSFAH09XAK | Mini-Splits | 9000 | 9000 | 2.9 | 8600 | 2.27
MIDEA |  | 215324570 | HRCU-A-CB-O | D5CSRAH09AAK | D5FSCAH12XAK | Mini-Splits | 10000 | 8500 | 2.8 | 8300 | 2.17
MIDEA |  | 215324569 | HRCU-A-CB-O | D5CSRAH09AAK | D5FSOAH12XAK | Mini-Splits | 11000 | 7900 | 2.69 | 8000 | 2.17
MIDEA |  | 215324568 | HRCU-A-CB-O | D5CSRAH09AAK | D5FSHAH09XAK | Mini-Splits | 10000 | 8100 | 2.83 | 8000 | 2.37
MIDEA |  | 215324567 | HRCU-A-CB-O | D5CSRAH12AAJ | D5FSHAH12XAJ | Mini-Splits | 12000 | 8700 | 2.68 | 7700 | 2.33
MIDEA |  | 215324566 | HRCU-A-CB-O | D5CSHAH33AAK | D5FSHAH33XAK | Mini-Splits | 36000 | 30000 | 2.69 | 35000 | 1.98
MIDEA |  | 215324565 | HRCU-A-CB | D5CSHAH24AAK | D5FSDAH24XHK | Mini-Splits | 26000 | 21600 | 2.71 | 24000 | 2.18
MIDEA |  | 215324562 | HRCU-A-CB-O | D5CSHAH24AAK | D5FSHAH24XAK | Mini-Splits | 29000 | 21000 | 2.88 | 24200 | 2.34
MIDEA |  | 215324558 | HRCU-A-CB-O | D5CSHAH18AAK | D5FSFAH16XAK | Mini-Splits | 17000 | 14200 | 2.6 | 17500 | 1.95
MIDEA |  | 215324557 | HRCU-A-CB-O | D5CSHAH18AAK | D5FSCAH18XAK | Mini-Splits | 19000 | 14900 | 2.7 | 17000 | 1.9
MIDEA |  | 215324551 | HRCU-A-CB-O | D5CSHAH12AAK | D5FSCAH12XAK | Mini-Splits | 12000 | 10000 | 2.74 | 11500 | 1.99
MIDEA |  | 215324550 | HRCU-A-CB-O | D5CSHAH12AAK | D5FSOAH12XAK | Mini-Splits | 12500 | 9600 | 2.65 | 11500 | 1.99
MIDEA |  | 215324074 | HRCU-A-CB-O | 37MARAQ18AA3 | 45MCFAQ18XA3 | Mini-Splits | 18000 | 13700 | 2.51 | 12800 | 2.05
MIDEA |  | 215324060 | HRCU-A-CB-O | 37MAHAQ24AA3 | 45MCFAQ24XA3 | Mini-Splits | 26000 | 20200 | 2.74 | 24200 | 2.16
MIDEA |  | 215324059 | HRCU-A-CB-O | 37MAHAQ24AA3 | 45MBCAQ24XA3 | Mini-Splits | 25000 | 20400 | 2.78 | 23800 | 2.23
MIDEA |  | 215324093 | HRCU-A-CB | 37MBHAQ58AA3 | 45MBDAQ58XH3 | Mini-Splits | 60000 | 45000 | 2.72 | 53500 | 2.1
MIDEA |  | 215324091 | HRCU-A-CB | 37MBHAQ48AA3 | 45MBDAQ48XH3 | Mini-Splits | 52000 | 45000 | 2.61 | 47500 | 2
MIDEA |  | 215324088 | HRCU-A-CB | 37MBHAQ36AA3 | 45MBDAQ36XH3 | Mini-Splits | 42000 | 31600 | 2.73 | 37600 | 2.1
MIDEA |  | 215324079 | HRCU-A-CB | 37MARAQ24AA3 | 45MBDAQ24XH3 | Mini-Splits | 25000 | 21200 | 2.6 | 19000 | 2.3
MIDEA |  | 215323796 | HRCU-A-CB-O | 37MARAQ24AA3 | D5MAHAQ24XA3 | Mini-Splits | 25000 | 18800 | 2.65 | 19600 | 2.54
MIDEA |  | 215324075 | HRCU-A-CB | 37MARAQ18AA3 | 45MBDAQ18XA3 | Mini-Splits | 20000 | 14000 | 2.6 | 14000 | 2.19
MIDEA |  | 215324073 | HRCU-A-CB-O | 37MARAQ18AA3 | 45MBFAQ16XA3 | Mini-Splits | 17000 | 14100 | 2.75 | 13100 | 2.16
MIDEA |  | 215324072 | HRCU-A-CB-O | 37MARAQ18AA3 | 45MBCAQ18XA3 | Mini-Splits | 18000 | 13900 | 2.66 | 12800 | 2.19
MIDEA |  | 215324071 | HRCU-A-CB-O | 37MARAQ18AA3 | 45MCCAQ18XA3 | Mini-Splits | 18000 | 14000 | 2.77 | 13100 | 2.25
MIDEA |  | 215323795 | HRCU-A-CB-O | 37MARAQ18AA3 | D5MAHAQ18XA3 | Mini-Splits | 18000 | 13600 | 2.73 | 12800 | 2.1
MIDEA |  | 215324069 | HRCU-A-CB | 37MARAQ12AA3 | 45MBDAQ12XA3 | Mini-Splits | 12000 | 9500 | 2.58 | 8800 | 2.24
MIDEA |  | 215324068 | HRCU-A-CB-O | 37MARAQ12AA3 | 45MBFAQ12XA3 | Mini-Splits | 12000 | 9000 | 2.87 | 8900 | 2.51
MIDEA |  | 215324067 | HRCU-A-CB-O | 37MARAQ12AA3 | 45MBCAQ12XA3 | Mini-Splits | 12000 | 8500 | 2.8 | 8400 | 2.39
MIDEA |  | 215324066 | HRCU-A-CB-O | 37MARAQ12AA3 | 45MCCAQ12XA3 | Mini-Splits | 12000 | 8600 | 2.77 | 8600 | 2.47
MIDEA |  | 215323794 | HRCU-A-CB-O | 37MARAQ12AA3 | D5MAHAQ12XA3 | Mini-Splits | 12000 | 9300 | 2.84 | 8400 | 2.3
MIDEA |  | 215324063 | HRCU-A-CB-O | 37MARAQ09AA3 | 45MBFAQ09XA3 | Mini-Splits | 9000 | 9000 | 2.9 | 8600 | 2.27
MIDEA |  | 215324062 | HRCU-A-CB-O | 37MARAQ09AA3 | 45MBCAQ12XA3 | Mini-Splits | 10000 | 8500 | 2.8 | 8300 | 2.17
MIDEA |  | 215323793 | HRCU-A-CB-O | 37MARAQ09AA3 | D5MAHAQ09XA3 | Mini-Splits | 10000 | 8100 | 2.83 | 8000 | 2.37
MIDEA |  | 215323792 | HRCU-A-CB-O | 37MARAQ12AA1 | D5MAHAQ12XA1 | Mini-Splits | 12000 | 8700 | 2.68 | 7700 | 2.33
MIDEA |  | 215323791 | HRCU-A-CB-O | 37MAHAQ33AA3 | D5MAHAQ33XA3 | Mini-Splits | 36000 | 30000 | 2.69 | 35000 | 1.98
MIDEA |  | 215324061 | HRCU-A-CB | 37MAHAQ24AA3 | 45MBDAQ24XH3 | Mini-Splits | 26000 | 21600 | 2.71 | 24000 | 2.18
MIDEA | MDH Series | 215471428 | HRCU-A-CB | MO1HU-H60B-2A | MDHHS-H60B-2A | Mini-Splits | 60000 | 45000 | 2.72 | 53500 | 2.1
MIDEA | MDH Series | 215471427 | HRCU-A-CB | MO1HU-H48B-2A | MDHHS-H48B-2A | Mini-Splits | 52000 | 45000 | 2.61 | 47500 | 2
MIDEA | MDH Series | 215471426 | HRCU-A-CB | MO1HU-H36B-2A | MDHHS-H36B-2A | Mini-Splits | 42000 | 31600 | 2.73 | 37600 | 2.1
MIDEA | MDH Series | 215471418 | HRCU-A-CB | MO1ES-H24B-2A | MDHHU-H24B-2A | Mini-Splits | 25000 | 21200 | 2.6 | 19000 | 2.3
MIDEA | MDH Series | 215471417 | HRCU-A-CB | MO1ES-H18B-2A | MDHHU-H18B-2A | Mini-Splits | 20000 | 14900 | 2.89 | 14200 | 2.41
MIDEA | MDL Series | 215471410 | HRCU-A-CB | MO1ES-H18B-2A | MDLHU-H18B-2A | Mini-Splits | 20000 | 14000 | 2.6 | 14000 | 2.19
MIDEA | MDL Series | 215471409 | HRCU-A-CB | MO1ES-H12B-2A | MDLHU-H12B-2A | Mini-Splits | 12000 | 9500 | 2.58 | 8800 | 2.24
MIDEA | MDL Series | 215471408 | HRCU-A-CB | MO1ES-H09B-2A | MDLHU-H09B-2A | Mini-Splits | 10000 | 8900 | 2.61 | 8600 | 2.25
MIDEA | MDH Series | 215471425 | HRCU-A-CB | MO1HS-H24B-2A | MDHHU-H24B-2A | Mini-Splits | 26000 | 21600 | 2.71 | 24000 | 2.18
MIDEA | MDH Series | 215471424 | HRCU-A-CB | MO1HS-H18B-2A | MDHHU-H18B-2A | Mini-Splits | 19500 | 15000 | 2.89 | 18000 | 2.1
MIDEA | MDL Series | 215471414 | HRCU-A-CB | MO1HS-H18B-2A | MDLHU-H18B-2A | Mini-Splits | 19000 | 15000 | 2.7 | 18000 | 2
MIDEA | MDH Series | 215471423 | HRCU-A-CB | MO1HS-H12B-2A | MDHHU-H12B-2A | Mini-Splits | 12000 | 10200 | 2.6 | 12000 | 1.95
MIDEA | MDL Series | 215471411 | HRCU-A-CB | MO1HS-H06B-2A | MDLHU-H06B-2A | Mini-Splits | 8000 | 8000 | 2.69 | 7800 | 2.41
MIDEA | MO Series | 215471453 | HMSV-A-CB | MO6EX-H48B-2A |  | Mixed Ducted and Non-Ducted Indoor Units | 47500 | 37400 | 2.5 | 37000 | 2.05
MIDEA | MO Series | 215471452 | HMSV-A-CB | MO6EX-H48B-2A |  | Ducted Indoor Units | 47000 | 37000 | 2.5 | 38000 | 2.1
MIDEA | MO Series | 215471451 | HMSR-A-CB-O | MO6EX-H48B-2A |  | Non-Ducted Indoor Units | 48000 | 38000 | 2.5 | 36000 | 2
MIDEA | MO Series | 215471446 | HMSV-A-CB | MO4EX-H27B-2A |  | Ducted Indoor Units | 26600 | 18400 | 2.5 | 18800 | 2
MIDEA | MO Series | 215471471 | HMSV-A-CB | MO6HX-H60B-2A |  | Mixed Ducted and Non-Ducted Indoor Units | 55000 | 44500 | 2.65 | 47500 | 2.05
MIDEA | MO Series | 215471470 | HMSV-A-CB | MO6HX-H60B-2A |  | Ducted Indoor Units | 55000 | 45000 | 2.7 | 48000 | 2.1
MIDEA | MO Series | 215471469 | HMSR-A-CB-O | MO6HX-H60B-2A |  | Non-Ducted Indoor Units | 55000 | 44000 | 2.6 | 47000 | 2
MIDEA | MO Series | 215471468 | HMSV-A-CB | MO6HX-H48B-2A |  | Mixed Ducted and Non-Ducted Indoor Units | 48500 | 44000 | 2.6 | 47500 | 2
MIDEA | MO Series | 215471467 | HMSV-A-CB | MO6HX-H48B-2A |  | Ducted Indoor Units | 48000 | 44500 | 2.6 | 48000 | 2
MIDEA | MO Series | 215471466 | HMSR-A-CB-O | MO6HX-H48B-2A |  | Non-Ducted Indoor Units | 49000 | 44000 | 2.6 | 47000 | 2
MIDEA | MO Series | 215471462 | HMSV-A-CB | MO4HX-H27B-2A |  | Mixed Ducted and Non-Ducted Indoor Units | 27400 | 24000 | 2.5 | 27000 | 2
MIDEA | MO Series | 215471460 | HMSR-A-CB-O | MO4HX-H27B-2A |  | Non-Ducted Indoor Units | 27000 | 25000 | 2.6 | 27000 | 2
MIDEA | MO Series | 215471459 | HMSV-A-CB | MO3HX-H18B-2A |  | Mixed Ducted and Non-Ducted Indoor Units | 20000 | 17300 | 2.65 | 18500 | 2
MIDEA | MO Series | 215471458 | HMSV-A-CB | MO3HX-H18B-2A |  | Ducted Indoor Units | 20000 | 17000 | 2.59 | 18000 | 2
MIDEA | MO Series | 215471457 | HMSR-A-CB-O | MO3HX-H18B-2A |  | Non-Ducted Indoor Units | 20000 | 17600 | 2.7 | 19000 | 2
MIDEA | MSF Series | 215471361 | HRCU-A-CB-O | MO1AS-H09B-2A | MSFNS-H09B-2A | Mini-Splits | 10000 | 8000 | 2.58 | 7000 | 2.16
MIDEA | MFB Series | 215471441 | HRCU-A-CB-O | MO1HS-H24B-2A | MFBHU-H24B-2A | Mini-Splits | 26000 | 20200 | 2.74 | 24200 | 2.16
MIDEA | MCD Series | 215471398 | HRCU-A-CB-O | MO1HS-H24B-2A | MCDHU-H24B-2A | Mini-Splits | 25000 | 20400 | 2.78 | 23800 | 2.23
MIDEA | MFA Series | 215471434 | HRCU-A-CB-O | MO1HS-H18B-2A | MFAHU-H16B-2A | Mini-Splits | 17000 | 14200 | 2.6 | 17500 | 1.95
MIDEA | MCD Series | 215471397 | HRCU-A-CB-O | MO1HS-H18B-2A | MCDHU-H18B-2A | Mini-Splits | 19000 | 14900 | 2.7 | 17000 | 1.9
MIDEA | MCD Series | 215471396 | HRCU-A-CB-O | MO1HS-H12B-2A | MCDHU-H12B-2A | Mini-Splits | 12000 | 10000 | 2.74 | 11500 | 1.99
MIDEA | MCA Series | 215471406 | HRCU-A-CB-O | MO1HS-H12B-2A | MCAHU-H12B-2A | Mini-Splits | 12500 | 9600 | 2.65 | 11500 | 1.99
MIDEA | MCA Series | 215471404 | HRCU-A-CB-O | MO1HS-H06B-2A | MCAHU-H06B-2A | Mini-Splits | 7400 | 7000 | 2.66 | 8100 | 2.4
MIDEA | MSE Series | 215471379 | HRCU-A-CB-O | MO1HS-H06B-2A | MSEHU-H06B-2A | Mini-Splits | 7000 | 7900 | 2.79 | 7700 | 2.4
MIDEA | MCD Series | 215471393 | HRCU-A-CB-O | MO1BU-H36B-2A | MCDHS-H36B-2A | Mini-Splits | 38000 | 26800 | 2.68 | 26600 | 2.2
MIDEA | MFB Series | 215471442 | HRCU-A-CB-O | MO1HU-H36B-2A | MFBHS-H36B-2A | Mini-Splits | 38000 | 30200 | 2.58 | 39500 | 2.02
MIDEA | MCD Series | 215471399 | HRCU-A-CB-O | MO1HU-H36B-2A | MCDHS-H36B-2A | Mini-Splits | 37000 | 30600 | 2.56 | 37000 | 1.95
MIDEA | MFB Series | 215471436 | HRCU-A-CB-O | MO1ES-H24B-2A | MFBHU-H24B-2A | Mini-Splits | 24400 | 20000 | 2.56 | 18600 | 2.27
MIDEA | MSE Series | 215471378 | HRCU-A-CB-O | MO1ES-H24B-2A | MSEHU-H24B-2A | Mini-Splits | 25000 | 18800 | 2.65 | 19600 | 2.54
MIDEA | MFB Series | 215471435 | HRCU-A-CB-O | MO1ES-H18B-2A | MFBHU-H18B-2A | Mini-Splits | 18000 | 13700 | 2.51 | 12800 | 2.05
MIDEA | MFA Series | 215471431 | HRCU-A-CB-O | MO1ES-H18B-2A | MFAHU-H16B-2A | Mini-Splits | 17000 | 14100 | 2.75 | 13100 | 2.16
MIDEA | MCD Series | 215471391 | HRCU-A-CB-O | MO1ES-H18B-2A | MCDHU-H18B-2A | Mini-Splits | 18000 | 13900 | 2.66 | 12800 | 2.19
MIDEA | MCA Series | 215471403 | HRCU-A-CB-O | MO1ES-H18B-2A | MCAHU-H18B-2A | Mini-Splits | 18000 | 14000 | 2.77 | 13100 | 2.25
MIDEA | MSE Series | 215471377 | HRCU-A-CB-O | MO1ES-H18B-2A | MSEHU-H18B-2A | Mini-Splits | 18000 | 13600 | 2.73 | 12800 | 2.1
MIDEA | MFA Series | 215471430 | HRCU-A-CB-O | MO1ES-H12B-2A | MFAHU-H12B-2A | Mini-Splits | 12000 | 9000 | 2.87 | 8900 | 2.51
MIDEA | MCD Series | 215471390 | HRCU-A-CB-O | MO1ES-H12B-2A | MCDHU-H12B-2A | Mini-Splits | 12000 | 8500 | 2.8 | 8400 | 2.39
MIDEA | MCA Series | 215471402 | HRCU-A-CB-O | MO1ES-H12B-2A | MCAHU-H12B-2A | Mini-Splits | 12000 | 8600 | 2.77 | 8600 | 2.47
MIDEA | MSE Series | 215471376 | HRCU-A-CB-O | MO1ES-H12B-2A | MSEHU-H12B-2A | Mini-Splits | 12000 | 9300 | 2.84 | 8400 | 2.3
MIDEA | MFA Series | 215471429 | HRCU-A-CB-O | MO1ES-H09B-2A | MFAHU-H09B-2A | Mini-Splits | 9000 | 9000 | 2.9 | 8600 | 2.27
MIDEA | MCD Series | 215471389 | HRCU-A-CB-O | MO1ES-H09B-2A | MCDHU-H09B-2A | Mini-Splits | 10000 | 8500 | 2.8 | 8300 | 2.17
MIDEA | MCA Series | 215471401 | HRCU-A-CB-O | MO1ES-H09B-2A | MCAHU-H09B-2A | Mini-Splits | 11000 | 7900 | 2.69 | 8000 | 2.17
MIDEA | MSE Series | 215471375 | HRCU-A-CB-O | MO1ES-H09B-2A | MSEHU-H09B-2A | Mini-Splits | 10000 | 8100 | 2.83 | 8000 | 2.37
MIDEA | MSE Series | 215471374 | HRCU-A-CB-O | MO1ES-H12B-1A | MSEEU-H12B-1A | Mini-Splits | 12000 | 8700 | 2.68 | 7700 | 2.33
MIDEA | MSE Series | 215540512 | HRCU-A-CB-O | MO1ES-H12B-1A | MSEES-H12B-1A | Mini-Splits | 12000 | 8700 | 2.68 | 7700 | 2.33
MIDEA | MSE Series | 215540511 | HRCU-A-CB-O | MO1ES-H09B-1A | MSEES-H09B-1A | Mini-Splits | 10000 | 8500 | 2.71 | 7200 | 2.22
MIDEA | MSE Series | 215471373 | HRCU-A-CB-O | MO1ES-H09B-1A | MSEEU-H09B-1A | Mini-Splits | 10000 | 8500 | 2.71 | 7200 | 2.22
MIDEA | MSE Series | 215471384 | HRCU-A-CB-O | MO1HS-H33B-2A | MSEHU-H33B-2A | Mini-Splits | 36000 | 30000 | 2.69 | 35000 | 1.98
MIDEA | MSE Series | 215471383 | HRCU-A-CB-O | MO1HS-H24B-2A | MSEHU-H24B-2A | Mini-Splits | 29000 | 21000 | 2.88 | 24200 | 2.34
MIDEA | MSE Series | 215471388 | HRCU-A-CB-O | MO1SS-H18B-2A | MSESU-H18B-2A | Mini-Splits | 20000 | 19300 | 3.01 | 22600 | 2.34
MIDEA | MAU Series | 215471345 | HRCU-A-CB | MO1HE-H60B-2A | MAUSE-H60B-2A |  | 55000 | 35000 | 2.5 | 54000 | 1.9
MIDEA | MAU Series | 215471344 | HRCU-A-CB | MO1HE-H48B-2A | MAUSE-H48B-2A |  | 48000 | 34000 | 2.56 | 48000 | 2
MIDEA | MAU Series | 215471328 | HRCU-A-CB | MO1BE-H36B-2A | MAUHE-H36B-2A |  | 36000 | 25600 | 2.6 | 27000 | 2
MIDEA | MAU Series | 215471336 | HRCU-A-CB | MO1HE-H48B-2A | MAUHE-H48B-2A |  | 50000 | 37000 | 2.7 | 46000 | 1.9
MIDEA | MAU Series | 215471335 | HRCU-A-CB | MO1HE-H42B-2A | MAUHE-H48B-2A |  | 50000 | 37000 | 2.7 | 46000 | 1.9
MIDEA | MAU Series | 215471342 | HRCU-A-CB | MO1HE-H36B-2A | MAUSE-H36B-2A |  | 36000 | 24600 | 2.68 | 32600 | 2.06
MIDEA | MAU Series | 215471341 | HRCU-A-CB | MO1HE-H30B-2A | MAUSE-H30B-2A |  | 33000 | 24000 | 2.69 | 33200 | 1.97
MIDEA | MAU Series | 215471333 | HRCU-A-CB | MO1HE-H30B-2A | MAUHE-H30B-2A |  | 34000 | 23800 | 2.76 | 32600 | 1.96
MIDEA | MAU Series | 215471340 | HRCU-A-CB | MO1HE-H24B-2A | MAUSE-H24B-2A |  | 24000 | 19000 | 2.64 | 20600 | 2.14
MIDEA | MAU Series | 215471339 | HRCU-A-CB | MO1HE-H18B-2A | MAUSE-H18B-2A |  | 18000 | 14700 | 2.66 | 18600 | 2.12
MIDEA | MAC Series | 215471346 | HRCU-A-CB | MO1ES-H18B-2A | MACHU-H18B-2A |  | 18000 | 13200 | 2.6 | 13000 | 2.3
MIDEA | MAS Series | 215471349 | HRCU-A-CB | MO1BU-H48B-2A | MASHS-H48B-2A |  | 50000 | 40000 | 2.6 | 35200 | 1.9
MIDEA | MAS Series | 215471356 | HRCU-A-CB | MO1HU-H60B-2A | MASHS-H60B-2A |  | 59000 | 41000 | 2.6 | 53000 | 2
MIDEA | MAS Series | 215471355 | HRCU-A-CB | MO1HU-H48B-2A | MASHS-H48B-2A |  | 50000 | 40000 | 2.5 | 46000 | 2
MIDEA | MAC Series | 215471353 | HRCU-A-CB | MO1HS-H33B-2A | MACHU-H36B-2A |  | 35000 | 27400 | 2.58 | 34000 | 2
MIDEA | MAC Series | 215471351 | HRCU-A-CB | MO1HS-H18B-2A | MACHU-H18B-2A |  | 19500 | 14000 | 2.6 | 18000 | 2.2
MIDEA |  | 215413298 | HRCU-A-CB-O | D5CPRAH18AA | D5FPHAH18XAK | Mini-Splits | 20000 | 19300 | 3.01 | 22600 | 2.34
MIDEA |  | 215413299 | HRCU-A-CB-O | D5CSRAH30AAK | D5FSHAH30XAK | Mini-Splits | 30000 | 20400 | 2.52 | 20000 | 2.03
MIDEA |  | 215413169 | HRCU-A-CB-O | 37MARAQ30AA3 | D5MAHAQ30XA3 | Mini-Splits | 30000 | 20400 | 2.52 | 20000 | 2.03
MIDEA |  | 215413168 | HRCU-A-CB-O | 37MPRAQ18AA3 | D5MPHAQ18XA3 | Mini-Splits | 20000 | 19300 | 3.01 | 22600 | 2.34
MIDEA |  | 215357780 | HMSV-A-CB | 37MGHAQ18CA3 |  | Mixed Ducted and Non-Ducted Indoor Units | 20000 | 17300 | 2.65 | 18500 | 2
MIDEA |  | 215357779 | HMSV-A-CB | 37MGHAQ18CA3 |  | Ducted Indoor Units | 20000 | 17000 | 2.59 | 18000 | 2
MIDEA |  | 215357778 | HMSR-A-CB-O | 37MGHAQ18CA3 |  | Non-Ducted Indoor Units | 20000 | 17600 | 2.7 | 19000 | 2
MIDEA |  | 215357426 | HMSV-A-CB | D5CMRAH24DAK |  | Mixed Ducted and Non-Ducted Indoor Units | 25000 | 18000 | 2.6 | 18000 | 2
MIDEA |  | 215357430 | HMSR-A-CB-O | D5CMRAH30EAK |  | Non-Ducted Indoor Units | 31000 | 26600 | 2.5 | 26000 | 2
MIDEA |  | 215357403 | HMSR-A-CB-O | D5CMHAH24DAK |  | Non-Ducted Indoor Units | 25000 | 23600 | 2.5 | 25000 | 2
MIDEA |  | 215357425 | HMSV-A-CB | D5CMRAH24DAK |  | Ducted Indoor Units | 25000 | 18200 | 2.6 | 18000 | 2
MIDEA |  | 215357424 | HMSR-A-CB-O | D5CMRAH24DAK |  | Non-Ducted Indoor Units | 25000 | 17800 | 2.6 | 18000 | 2
MIDEA |  | 215324586 | HRCU-A-CB | D5CSRAH18AAK | D5FSDAH18XHK | Mini-Splits | 20000 | 14900 | 2.89 | 14200 | 2.41
MIDEA |  | 215324579 | HRCU-A-CB | D5CSRAH12AAK | D5FSDAH12XHK | Mini-Splits | 12000 | 9100 | 2.78 | 8900 | 2.44
MIDEA |  | 215324573 | HRCU-A-CB | D5CSRAH09AAK | D5FSDAH12XHK | Mini-Splits | 10000 | 9300 | 2.9 | 8300 | 2.32
MIDEA |  | 215324572 | HRCU-A-CB | D5CSRAH09AAK | D5FSDAH12XAK | Mini-Splits | 10000 | 8900 | 2.61 | 8600 | 2.25
MIDEA |  | 215324561 | HRCU-A-CB | D5CSHAH18AAK | D5FSDAH18XHK | Mini-Splits | 19500 | 15000 | 2.89 | 18000 | 2.1
MIDEA |  | 215324554 | HRCU-A-CB | D5CSHAH12AAK | D5FSDAH12XHK | Mini-Splits | 12000 | 10200 | 2.6 | 12000 | 1.95
MIDEA |  | 215357447 | HMSV-A-CB | D5CMRAH48FAK |  | Mixed Ducted and Non-Ducted Indoor Units | 47500 | 37400 | 2.5 | 37000 | 2.05
MIDEA |  | 215357445 | HMSV-A-CB | D5CMRAH48FAK |  | Ducted Indoor Units | 47000 | 37000 | 2.5 | 38000 | 2.1
MIDEA |  | 215357442 | HMSR-A-CB-O | D5CMRAH48FAK |  | Non-Ducted Indoor Units | 48000 | 38000 | 2.5 | 36000 | 2
MIDEA |  | 215357423 | HMSV-A-CB | D5CMRAH18CAK |  | Mixed Ducted and Non-Ducted Indoor Units | 19000 | 14100 | 2.79 | 14000 | 2.31
MIDEA |  | 215357422 | HMSV-A-CB | D5CMRAH18CAK |  | Ducted Indoor Units | 19000 | 14600 | 2.8 | 14600 | 2.3
MIDEA |  | 215357421 | HMSR-A-CB-O | D5CMRAH18CAK |  | Non-Ducted Indoor Units | 19000 | 13600 | 2.81 | 13500 | 2.3
MIDEA |  | 215357420 | HMSV-A-CB | D5CMHAH55FAK |  | Mixed Ducted and Non-Ducted Indoor Units | 55000 | 44500 | 2.65 | 47500 | 2.05
MIDEA |  | 215357419 | HMSV-A-CB | D5CMHAH55FAK |  | Ducted Indoor Units | 55000 | 45000 | 2.7 | 48000 | 2.1
MIDEA |  | 215357418 | HMSR-A-CB-O | D5CMHAH55FAK |  | Non-Ducted Indoor Units | 55000 | 44000 | 2.6 | 47000 | 2
MIDEA |  | 215357417 | HMSV-A-CB | D5CMHAH48FAK |  | Mixed Ducted and Non-Ducted Indoor Units | 48500 | 44000 | 2.6 | 47500 | 2
MIDEA |  | 215357416 | HMSV-A-CB | D5CMHAH48FAK |  | Ducted Indoor Units | 48000 | 44500 | 2.6 | 48000 | 2
MIDEA |  | 215357415 | HMSR-A-CB-O | D5CMHAH48FAK |  | Non-Ducted Indoor Units | 49000 | 44000 | 2.6 | 47000 | 2
MIDEA |  | 215357402 | HMSV-A-CB | D5CMHAH18CAK |  | Mixed Ducted and Non-Ducted Indoor Units | 20000 | 17300 | 2.65 | 18500 | 2
MIDEA |  | 215357401 | HMSV-A-CB | D5CMHAH18CAK |  | Ducted Indoor Units | 20000 | 17000 | 2.59 | 18000 | 2
MIDEA |  | 215357400 | HMSR-A-CB-O | D5CMHAH18CAK |  | Non-Ducted Indoor Units | 20000 | 17600 | 2.7 | 19000 | 2
MIDEA |  | 215333841 | HRCU-A-CB-O | M5CVRAQ09AA3 | M5FVHAQ09XC3 | Mini-Splits | 10000 | 8000 | 2.58 | 7000 | 2.16
MIDEA |  | 215333805 | HRCU-A-CB-O | D5CVRAH09AAK | D5FVHAH09XCK | Mini-Splits | 10000 | 8000 | 2.58 | 7000 | 2.16
MIDEA |  | 215333763 | HRCU-A-CB-O | 37MVRAQ09AA3 | D5MVHAQ09XC3 | Mini-Splits | 10000 | 8000 | 2.58 | 7000 | 2.16
MIDEA |  | 215324980 | HRCU-A-CB-O | M5CVRAQ09AA3 | M5FVHAQ09XA3 | Mini-Splits | 10000 | 8000 | 2.58 | 7000 | 2.16
MIDEA |  | 215324593 | HRCU-A-CB-O | D5CVRAH09AAK | D5FVHAH09XAK | Mini-Splits | 10000 | 8000 | 2.58 | 7000 | 2.16
MIDEA |  | 215324605 | HRCU-A-CB-O | D5CLRAH36AAK | D5FLCAH36XAK | Mini-Splits | 38000 | 26800 | 2.68 | 26600 | 2.2
MIDEA |  | 215324598 | HRCU-A-CB-O | D5CLHAH36AAK | D5FCFAH36XAK | Mini-Splits | 38000 | 30200 | 2.58 | 39500 | 2.02
MIDEA |  | 215324597 | HRCU-A-CB-O | D5CLHAH36AAK | D5FLCAH36XAK | Mini-Splits | 37000 | 30600 | 2.56 | 37000 | 1.95
MIDEA |  | 215324589 | HRCU-A-CB-O | D5CSRAH24AAK | D5FCFAH24XAK | Mini-Splits | 24400 | 20000 | 2.56 | 18600 | 2.27
MIDEA |  | 215324588 | HRCU-A-CB-O | D5CSRAH24AAK | D5FSCAH24XAK | Mini-Splits | 25000 | 20400 | 2.73 | 18500 | 2.3
MIDEA |  | 215324584 | HRCU-A-CB-O | D5CSRAH18AAK | D5FCFAH18XAK | Mini-Splits | 18000 | 13700 | 2.51 | 12800 | 2.05
MIDEA |  | 215324564 | HRCU-A-CB-O | D5CSHAH24AAK | D5FCFAH24XAK | Mini-Splits | 26000 | 20200 | 2.74 | 24200 | 2.16
MIDEA |  | 215324604 | HRCU-A-CB | D5CLHAH58AAK | D5FLDAH58XHK | Mini-Splits | 60000 | 45000 | 2.72 | 53500 | 2.1
MIDEA |  | 215324602 | HRCU-A-CB | D5CLHAH48AAK | D5FLDAH48XHK | Mini-Splits | 52000 | 45000 | 2.61 | 47500 | 2
MIDEA |  | 215324599 | HRCU-A-CB | D5CLHAH36AAK | D5FLDAH36XHK | Mini-Splits | 42000 | 31600 | 2.73 | 37600 | 2.1
MIDEA |  | 215324542 | HRCU-A-CB | D5CSHAH06AAK | D5FSDAH06XAK | Mini-Splits | 8000 | 8000 | 2.69 | 7800 | 2.41
MIDEA |  | 215324541 | HRCU-A-CB-O | D5CSHAH06AAK | D5FSOAH06XAK | Mini-Splits | 7400 | 7000 | 2.66 | 8100 | 2.4
MIDEA |  | 215324540 | HRCU-A-CB-O | D5CSHAH06AAK | D5FSHAH06XAK | Mini-Splits | 7000 | 7900 | 2.79 | 7700 | 2.4
MIDEA |  | 215324076 | HRCU-A-CB | 37MARAQ18AA3 | 45MBDAQ18XH3 | Mini-Splits | 20000 | 14900 | 2.89 | 14200 | 2.41
MIDEA |  | 215324070 | HRCU-A-CB | 37MARAQ12AA3 | 45MBDAQ12XH3 | Mini-Splits | 12000 | 9100 | 2.78 | 8900 | 2.44
MIDEA |  | 215324065 | HRCU-A-CB | 37MARAQ09AA3 | 45MBDAQ12XH3 | Mini-Splits | 10000 | 9300 | 2.9 | 8300 | 2.32
MIDEA |  | 215324064 | HRCU-A-CB | 37MARAQ09AA3 | 45MBDAQ12XA3 | Mini-Splits | 10000 | 8900 | 2.61 | 8600 | 2.25
MIDEA |  | 215324058 | HRCU-A-CB | 37MAHAQ18AA3 | 45MBDAQ18XH3 | Mini-Splits | 19500 | 15000 | 2.89 | 18000 | 2.1
MIDEA |  | 215324052 | HRCU-A-CB | 37MAHAQ12AA3 | 45MBDAQ12XH3 | Mini-Splits | 12000 | 10200 | 2.6 | 12000 | 1.95
MIDEA |  | 215324082 | HRCU-A-CB-O | 37MVRAQ09AA3 | D5MVHAQ09XA3 | Mini-Splits | 10000 | 8000 | 2.58 | 7000 | 2.16
MIDEA |  | 215324094 | HRCU-A-CB-O | 37MBRAQ36AA3 | 45MBCAQ36XA3 | Mini-Splits | 38000 | 26800 | 2.68 | 26600 | 2.2
MIDEA |  | 215324087 | HRCU-A-CB-O | 37MBHAQ36AA3 | 45MCFAQ36XA3 | Mini-Splits | 38000 | 30200 | 2.58 | 39500 | 2.02
MIDEA |  | 215324086 | HRCU-A-CB-O | 37MBHAQ36AA3 | 45MBCAQ36XA3 | Mini-Splits | 37000 | 30600 | 2.56 | 37000 | 1.95
MIDEA |  | 215324078 | HRCU-A-CB-O | 37MARAQ24AA3 | 45MCFAQ24XA3 | Mini-Splits | 24400 | 20000 | 2.56 | 18600 | 2.27
MIDEA |  | 215324077 | HRCU-A-CB-O | 37MARAQ24AA3 | 45MBCAQ24XA3 | Mini-Splits | 25000 | 20400 | 2.73 | 18500 | 2.3
MIDEA |  | 215318875 | HRCU-A-CB | 37MUHAQ48AA3 | 45MUHAQ60XX3 |  | 48000 | 34000 | 2.56 | 48000 | 2
MIDEA |  | 215319071 | HRCU-A-CB | D5CUHAH48AAK | D5FUHAH60XAK |  | 48000 | 34000 | 2.56 | 48000 | 2
MIDEA |  | 215319070 | HRCU-A-CB | D5CUHAH30AAK | D5FUHAH36XAK |  | 33000 | 24000 | 2.69 | 33200 | 1.97
MIDEA |  | 215318874 | HRCU-A-CB | 37MUHAQ30AA3 | 45MUHAQ36XX3 |  | 33000 | 24000 | 2.69 | 33200 | 1.97
MIDEA |  | 215318873 | HRCU-A-CB | 37MUHAQ18AA3 | 45MUHAQ24XX3 |  | 18000 | 14700 | 2.66 | 18600 | 2.12
MIDEA |  | 215319069 | HRCU-A-CB | D5CUHAH18AAK | D5FUHAH24XAK |  | 18000 | 14700 | 2.66 | 18600 | 2.12
MIDEA |  | 215319079 | HRCU-A-CB | D5CLHAH58AAK | D5FLAAH60XAK |  | 59000 | 41000 | 2.6 | 53000 | 2
MIDEA |  | 215318883 | HRCU-A-CB | 37MBHAQ58AA3 | 45MBAAQ60XA3 |  | 59000 | 41000 | 2.6 | 53000 | 2
MIDEA |  | 215319066 | HRCU-A-CB | D5CURAH36AAK | D5FUAAH36XAK |  | 36000 | 25600 | 2.6 | 27000 | 2
MIDEA |  | 215318870 | HRCU-A-CB | 37MURAQ36AA3 | 45MUAAQ36XX3 |  | 36000 | 25600 | 2.6 | 27000 | 2
MIDEA |  | 215319062 | HRCU-A-CB | D5CUHAH60AAK | D5FUHAH60XAK |  | 55000 | 35000 | 2.5 | 54000 | 1.9
MIDEA |  | 215318866 | HRCU-A-CB | 37MUHAQ60AA3 | 45MUHAQ60XX3 |  | 55000 | 35000 | 2.5 | 54000 | 1.9
MIDEA |  | 215319060 | HRCU-A-CB | D5CUHAH48AAK | D5FUAAH48XAK |  | 50000 | 37000 | 2.7 | 46000 | 1.9
MIDEA |  | 215318864 | HRCU-A-CB | 37MUHAQ48AA3 | 45MUAAQ48XX3 |  | 50000 | 37000 | 2.7 | 46000 | 1.9
MIDEA |  | 215318863 | HRCU-A-CB | 37MUHAQ36AA3 | 45MUAAQ36XX3 |  | 37000 | 31800 | 2.56 | 39000 | 1.9
MIDEA |  | 215319059 | HRCU-A-CB | D5CUHAH36AAK | D5FUAAH36XAK |  | 37000 | 31800 | 2.56 | 39000 | 1.9
MIDEA |  | 215319058 | HRCU-A-CB | D5CUHAH30AAK | D5FUAAH30XAK |  | 34000 | 23800 | 2.76 | 32600 | 1.96
MIDEA |  | 215318862 | HRCU-A-CB | 37MUHAQ30AA3 | 45MUAAQ30XX3 |  | 34000 | 23800 | 2.76 | 32600 | 1.96
MIDEA |  | 215318861 | HRCU-A-CB | 37MUHAQ24AA3 | 45MUHAQ24XX3 |  | 24000 | 19000 | 2.64 | 20600 | 2.14
MIDEA |  | 215319057 | HRCU-A-CB | D5CUHAH24AAK | D5FUHAH24XAK |  | 24000 | 19000 | 2.64 | 20600 | 2.14
MIDEA |  | 215318859 | HRCU-A-CB | 37MUHAQ18AA3 | 45MUAAQ18XX3 |  | 19000 | 15000 | 2.6 | 18000 | 2
MIDEA |  | 215319055 | HRCU-A-CB | D5CUHAH18AAK | D5FUAAH18XAK |  | 19000 | 15000 | 2.6 | 18000 | 2
MIDEA |  | 215318879 | HRCU-A-CB | 37MARAQ18AA3 | 45MBAAQ18XB3 |  | 18000 | 13200 | 2.6 | 13000 | 2.3
MIDEA |  | 215319075 | HRCU-A-CB | D5CSRAH18AAK | D5FSAAH18XBK |  | 18000 | 13200 | 2.6 | 13000 | 2.3
MIDEA |  | 215318885 | HRCU-A-CB | 37MBRAQ48AA3 | 45MBAAQ48XA3 |  | 50000 | 40000 | 2.6 | 35200 | 1.9
MIDEA |  | 215319081 | HRCU-A-CB | D5CLRAH48AAK | D5FLAAH48XAK |  | 50000 | 40000 | 2.6 | 35200 | 1.9
MIDEA |  | 215318882 | HRCU-A-CB | 37MBHAQ48AA3 | 45MBAAQ48XA3 |  | 50000 | 40000 | 2.5 | 46000 | 2
MIDEA |  | 215319078 | HRCU-A-CB | D5CLHAH48AAK | D5FLAAH48XAK |  | 50000 | 40000 | 2.5 | 46000 | 2
MIDEA |  | 215319074 | HRCU-A-CB | D5CSHAH33AAK | D5FSAAH36XBK |  | 35000 | 27400 | 2.58 | 34000 | 2
MIDEA |  | 215318878 | HRCU-A-CB | 37MAHAQ33AA3 | 45MBAAQ36XB3 |  | 35000 | 27400 | 2.58 | 34000 | 2
MIDEA |  | 215319072 | HRCU-A-CB | D5CSHAH18AAK | D5FSAAH18XBK |  | 19500 | 14000 | 2.6 | 18000 | 2.2
MIDEA |  | 215318876 | HRCU-A-CB | 37MAHAQ18AA3 | 45MBAAQ18XB3 |  | 19500 | 14000 | 2.6 | 18000 | 2.2
MIDEA | Excel | 206350317 | HRCU-A-CB-O | 38MARBQ12AA1 | DHMAHBQ12XA1 | Mini-Splits | 12100 | 7400 | 2.64 | 6980 | 2.18
MIDEA | Dlseries | 210025747 | HRCU-A-CB | DLCURAH60ABK | DLFUAAH60XAK |  | 59000 | 42000 | 2.6 | 54356 | 1.91
MIDEA | Excel | 201847071 | HMSV-A-CB | 38MGRQ18B--3 |  | Ducted Indoor Units | 18500 | 11500 | 2.7 | 14400 | 2.1
MIDEA | Excel | 201846987 | HRCU-A-CB-O | 38MAQB12R--1 | DHMSHAQ12XA1 | Mini-Splits | 12000 | 7600 | 2.59 | 6490 | 1.94
MIDEA |  | 201753972 | HRCU-A-CB-O | DLCPRAH09AAK | DLFPHAH09XAK | Mini-Splits | 10000 | 7200 | 2.78 | 13047 | 1.97
MIDEA |  | 201753971 | HRCU-A-CB-O | 38MPRAQ12AA3 | DHMPHAQ12XA3 | Mini-Splits | 12000 | 6800 | 2.66 | 13887 | 2
MIDEA |  | 201753970 | HRCU-A-CB-O | 38MPRAQ09AA3 | DHMPHAQ09XA3 | Mini-Splits | 10000 | 7200 | 2.78 | 13000 | 2.01
MIDEA | Elevate | 202463640 | HRCU-A-CB-O | 38MPRAQ18AA3 | DHMPHAQ18XA3 | Mini-Splits | 18000 | 12300 | 3.19 | 18000 | 2
MIDEA | Elevate | 202463641 | HRCU-A-CB-O | 38MPRAQ24AA3 | DHMPHAQ24XA3 | Mini-Splits | 24000 | 15450 | 3 | 24000 | 2
MIDEA | Max | 202463655 | HRCU-A-CB-O | DLCPRAH24AAK | DLFPHAH24XAK | Mini-Splits | 24000 | 15450 | 3 | 24000 | 2
MIDEA | Excel | 201846989 | HRCU-A-CB-O | 38MAQB12R--3 | DHMSHAQ12XA3 | Mini-Splits | 12000 | 7800 | 2.66 | 12010 | 1.98
MIDEA | Excel | 206396052 | HRCU-A-CB-O | 38MAQB12R--3 | DHMAHBQ12XA3 | Mini-Splits | 12000 | 7500 | 2.56 | 12010 | 1.98
MIDEA | Excel | 206350380 | HRCU-A-CB | 38MARBQ24AA3 | 40MBDQ24--3 | Mini-Splits | 24600 | 14500 | 2.8 | 27910 | 2.01
MIDEA | Excel | 206350457 | HRCU-A-CB | DLCSRBH24AAK | DLFSDAH24XAK | Mini-Splits | 24600 | 14500 | 2.8 | 27910 | 2.01
MIDEA | Excel | 207642964 | HMSV-A-CB | 38MGHBQ24CA3 |  | Ducted Indoor Units | 24000 | 18500 | 2.85 | 21500 | 1.95
MIDEA | Performance Series | 207643117 | HMSV-A-CB | DLCMHBH24CAK |  | Ducted Indoor Units | 24000 | 18500 | 2.85 | 21500 | 1.95
MIDEA | Performance Series | 207643119 | HMSR-A-CB-O | DLCMHBH30DAK |  | Non-Ducted Indoor Units | 30000 | 18500 | 2.98 | 29400 | 1.9
MIDEA | Excel | 207642972 | HMSR-A-CB-O | 38MGHBQ48EA3 |  | Non-Ducted Indoor Units | 49000 | 30000 | 2.5 | 48000 | 2
MIDEA | Excel | 207642966 | HMSR-A-CB-O | 38MGHBQ30DA3 |  | Non-Ducted Indoor Units | 30000 | 17500 | 2.82 | 29400 | 1.9
MIDEA | Excel | 201847005 | HMSR-A-CB-O | 38MGRQ48E--3 |  | Non-Ducted Indoor Units | 48000 | 29600 | 2.7 | 36340 | 1.98
MIDEA | Excel | 201847004 | HMSR-A-CB-O | 38MGRQ36D--3 |  | Non-Ducted Indoor Units | 36000 | 23200 | 2.78 | 36080 | 1.96
MIDEA | Excel | 201847001 | HMSR-A-CB-O | 38MGRQ18B--3 |  | Non-Ducted Indoor Units | 19000 | 12000 | 2.79 | 13990 | 2.15
MIDEA |  | 208447921 | HRCU-A-CB | 38MURAQ18AB3 | 40MUAAQ18XA3 |  | 19000 | 13500 | 2.5 | 18000 | 2
MIDEA |  | 209852102 | HRCU-A-CB | DLCURAH18ABK | DLFUAAH18XAK |  | 19000 | 13500 | 2.5 | 18000 | 2
MIDEA | Excel | 207826680 | HMSV-A-CB | 38MARBQ24AA3 | 40MBABQ24XB3 | Mini-Splits | 26000 | 16200 | 2.79 | 21511 | 1.95
MIDEA | Advantage | 207826606 | HMSV-A-CB | DLCSRBH24AAK | DLFSABH24XBK | Mini-Splits | 26000 | 16200 | 2.79 | 21523 | 1.95
MIDEA | Max | 202463654 | HRCU-A-CB-O | DLCPRAH18AAK | DLFPHAH18XAK | Mini-Splits | 18000 | 12300 | 3.19 | 18000 | 2
MIDEA |  | 201756545 | HRCU-A-CB-O | DLCSRAH09AAJ | DLFSHAH09XAJ | Mini-Splits | 9800 | 5600 | 2.65 | 6880 | 1.96
MITSUBISHI ELECTRIC | M-Series | 216505926 | HMSV-A-CB | MXZ-3D24NL*** |  | Ducted Indoor Units | 25400 | 16000 | 2.74 | 19800 | 3.72
MITSUBISHI ELECTRIC | M-Series | 216505927 | HMSV-A-CB | MXZ-4D30NL*** |  | Ducted Indoor Units | 27600 | 17800 | 2.87 | 19800 | 3.5
MITSUBISHI ELECTRIC | M-Series | 216505929 | HMSV-A-CB | MXZ-3D24NL*** |  | Mixed Ducted and Non-Ducted Indoor Units | 25200 | 15600 | 2.67 | 18500 | 2.49
MITSUBISHI ELECTRIC | M-Series | 216505930 | HMSV-A-CB | MXZ-4D30NL*** |  | Mixed Ducted and Non-Ducted Indoor Units | 28000 | 18000 | 2.65 | 18500 | 2.43
MITSUBISHI ELECTRIC | M-Series | 216505931 | HMSV-A-CB | MXZ-2D20NLHZ*** |  | Mixed Ducted and Non-Ducted Indoor Units | 22000 | 13400 | 2.52 | 22000 | 2.76
MITSUBISHI ELECTRIC | M-Series | 216498925 | HMSR-A-CB-O | MXZ-2D20NL*** |  | Non-Ducted Indoor Units | 24000 | 16500 | 2.86 | 13700 | 2.23
MITSUBISHI ELECTRIC | M-Series | 216498927 | HMSR-A-CB-O | MXZ-5D36NL*** |  | Non-Ducted Indoor Units | 36000 | 23000 | 2.81 | 24000 | 2.1
MITSUBISHI ELECTRIC | M-Series | 216505924 | HMSR-A-CB-O | MXZ-3D24NL*** |  | Non-Ducted Indoor Units | 25000 | 15500 | 2.67 | 19800 | 2.07
MITSUBISHI ELECTRIC | M-Series | 216505933 | HMSR-A-CB-O | MXZ-3D24NLHZ*** |  | Non-Ducted Indoor Units | 25000 | 15400 | 2.84 | 25000 | 2.02
MITSUBISHI ELECTRIC | M-Series | 216505925 | HMSR-A-CB-O | MXZ-2D20NLHZ*** |  | Non-Ducted Indoor Units | 22000 | 14300 | 2.6 | 22000 | 2
MITSUBISHI ELECTRIC | M-Series | 215912359 | HRCU-A-CB-O | MUZ-FX24NLHZ*** | MSZ-FX24NL*** | Mini-Splits | 19800 | 13600 | 3.02 | 26600 | 2.05
MITSUBISHI ELECTRIC | M-Series | 215611128 | HRCU-A-CB-O | MUZ-FX18NLHZ*** | MSZ-FX18NL*** | Mini-Splits | 17000 | 12700 | 3 | 23600 | 2.06
MITSUBISHI ELECTRIC | M-Series | 215611127 | HRCU-A-CB-O | MUZ-FX15NLHZ*** | MSZ-FX15NL*** | Mini-Splits | 16500 | 10600 | 3.08 | 22200 | 2.06
MITSUBISHI ELECTRIC | M-Series | 215611126 | HRCU-A-CB-O | MUZ-FX12NLHZ*** | MSZ-FX12NL*** | Mini-Splits | 13200 | 9300 | 3.41 | 16200 | 2.2
MITSUBISHI ELECTRIC | M-Series | 215611125 | HRCU-A-CB-O | MUZ-FX09NLHZ*** | MSZ-FX09NL*** | Mini-Splits | 12000 | 7700 | 3.47 | 14700 | 2.2
MITSUBISHI ELECTRIC | M-Series | 215611124 | HRCU-A-CB-O | MUZ-FX06NLHZ*** | MSZ-FX06NL*** | Mini-Splits | 9000 | 6000 | 3.45 | 12600 | 2.38
MITSUBISHI ELECTRIC | P series | 215712224 | HRCU-A-CB-O | PUZ-AK48NLHZ*** | PLA-AE48NL*** | Mini-Splits | 60000 | 36600 | 2.61 | 52000 | 1.9
MITSUBISHI ELECTRIC | P series | 215712231 | HRCU-A-CB | PUZ-AK42NL*** | PEAD-AA42NL*** | Mini-Splits | 48000 | 29600 | 2.71 | 25400 | 2.51
MITSUBISHI ELECTRIC | P series | 215712191 | HRCU-A-CB | PUZ-AK36NL*** | PEAD-AA36NL*** | Mini-Splits | 40000 | 23400 | 2.86 | 20000 | 2.61
MITSUBISHI ELECTRIC | P series | 215712181 | HRCU-A-CB | PUZ-AH24NL*** | PEAD-AA24NL*** | Mini-Splits | 28000 | 15300 | 2.67 | 11500 | 1.9
MITSUBISHI ELECTRIC | P series | 215712173 | HRCU-A-CB | PUZ-AK12NL*** | PEAD-AA12NL*** | Mini-Splits | 18000 | 9200 | 2.7 | 7900 | 2.1
MITSUBISHI ELECTRIC | P series | 215712215 | HRCU-A-CB | PUZ-AK36NLHZ*** | PEAD-AA36NL*** | Mini-Splits | 40000 | 24400 | 2.77 | 38000 | 2
MITSUBISHI ELECTRIC | P series | 215712208 | HRCU-A-CB | PUZ-AK30NLHZ*** | PEAD-AA30NL*** | Mini-Splits | 34000 | 21800 | 2.78 | 32000 | 1.9
MITSUBISHI ELECTRIC | P series | 215712199 | HRCU-A-CB | PUZ-AK24NLHZ*** | PEAD-AA24NL*** | Mini-Splits | 28000 | 17000 | 2.62 | 25000 | 1.9
MITSUBISHI ELECTRIC | M series | 215734906 | HRCU-A-CB | SUZ-AA30NL*** | PEAD-AA30NL*** | Mini-Splits | 30000 | 18700 | 2.77 | 17000 | 3
MITSUBISHI ELECTRIC | M series | 215734904 | HRCU-A-CB | SUZ-AA24NL*** | PEAD-AA24NL*** | Mini-Splits | 25000 | 17100 | 3.09 | 13900 | 3
MITSUBISHI ELECTRIC | M series | 215734927 | HRCU-A-CB | SUZ-AA18NL*** | PEAD-AA18NL*** | Mini-Splits | 20000 | 13100 | 3.07 | 10500 | 2.99
MITSUBISHI ELECTRIC | M series | 215734903 | HRCU-A-CB | SUZ-AA15NL*** | PEAD-AA15NL*** | Mini-Splits | 18000 | 10400 | 2.93 | 9600 | 2.99
MITSUBISHI ELECTRIC | M series | 215734899 | HRCU-A-CB | SUZ-AA12NL*** | PEAD-AA12NL*** | Mini-Splits | 15000 | 9700 | 2.68 | 7800 | 2.01
MITSUBISHI ELECTRIC | M series | 215734895 | HRCU-A-CB | SUZ-AA09NL*** | PEAD-AA09NL*** | Mini-Splits | 12000 | 7800 | 2.97 | 6200 | 2.98
MITSUBISHI ELECTRIC | M series | 215734922 | HRCU-A-CB | SUZ-AA18NLHZ*** | PEAD-AA18NL*** | Mini-Splits | 20000 | 13100 | 2.78 | 20000 | 2.26
MITSUBISHI ELECTRIC | M series | 215734918 | HRCU-A-CB | SUZ-AA15NLHZ*** | PEAD-AA15NL*** | Mini-Splits | 18000 | 11600 | 2.79 | 18000 | 2
MITSUBISHI ELECTRIC | M series | 215734914 | HRCU-A-CB | SUZ-AA12NLHZ*** | PEAD-AA12NL*** | Mini-Splits | 15000 | 9300 | 2.5 | 15000 | 2
MITSUBISHI ELECTRIC | M-Series | 207679249 | HRCU-A-CB-O | MUZ-GS15NAH*** | MSZ-GS15NA*** | Mini-Splits | 18000 | 12100 | 2.67 | 14000 | 1.91
MITSUBISHI ELECTRIC | M-Series | 207679244 | HRCU-A-CB-O | MUZ-GS15NA*** | MSZ-GS15NA*** | Mini-Splits | 18000 | 12100 | 2.67 | 14000 | 2.03
MITSUBISHI ELECTRIC | M-Series | 207679243 | HRCU-A-CB-O | MUZ-GS12NA*** | MSZ-GS12NA*** | Mini-Splits | 14400 | 9000 | 2.64 | 10100 | 2
MITSUBISHI ELECTRIC | Smart Multi | 211016463 | HMSV-A-CB | MXZ-SM60NAM2 |  | Mixed Ducted and Non-Ducted Indoor Units | 66000 | 41000 | 2.69 | 46500 | 1.9
MITSUBISHI ELECTRIC | Smart Multi | 211016454 | HMSV-A-CB | MXZ-SM42NAMHZ2 |  | Mixed Ducted and Non-Ducted Indoor Units | 48000 | 32000 | 2.63 | 44000 | 1.92
MITSUBISHI ELECTRIC | Smart Multi | 211016451 | HMSV-A-CB | MXZ-SM36NAMHZ2 |  | Mixed Ducted and Non-Ducted Indoor Units | 42000 | 29600 | 2.74 | 38500 | 1.92
MITSUBISHI ELECTRIC | Smart Multi | 211016457 | HMSV-A-CB | MXZ-SM48NAM2 |  | Mixed Ducted and Non-Ducted Indoor Units | 50000 | 33200 | 2.54 | 35400 | 2.02
MITSUBISHI ELECTRIC | Smart Multi | 211016480 | HMSV-A-CB | MXZ-SM36NAM2 |  | Mixed Ducted and Non-Ducted Indoor Units | 41000 | 26400 | 2.73 | 29000 | 2.1
MITSUBISHI ELECTRIC | M-Series | 209832199 | HRCU-A-CB-O | MUZ-FS06NA*** | MSZ-FS06NA*** | Mini-Splits | 8700 | 5900 | 4.43 | 10500 | 2.46
MITSUBISHI ELECTRIC | M-Series | 209832200 | HRCU-A-CB-O | MUZ-FS06NAH*** | MSZ-FS06NA*** | Mini-Splits | 8700 | 5900 | 3.33 | 10500 | 2.23
MITSUBISHI ELECTRIC | M-Series | 209832201 | HRCU-A-CB-O | MUZ-FS09NA*** | MSZ-FS09NA*** | Mini-Splits | 9600 | 5900 | 3.84 | 11590 | 2.41
MITSUBISHI ELECTRIC | M-Series | 209832202 | HRCU-A-CB-O | MUZ-FS09NAH*** | MSZ-FS09NA*** | Mini-Splits | 9600 | 5900 | 2.98 | 11590 | 2.21
MITSUBISHI ELECTRIC | M-Series | 209832203 | HRCU-A-CB-O | MUZ-FS12NA*** | MSZ-FS12NA*** | Mini-Splits | 12300 | 8400 | 4.04 | 14690 | 2.42
MITSUBISHI ELECTRIC | M-Series | 209832204 | HRCU-A-CB-O | MUZ-FS12NAH*** | MSZ-FS12NA*** | Mini-Splits | 12300 | 8400 | 3.33 | 14690 | 2.25
MITSUBISHI ELECTRIC | M-Series | 209832205 | HRCU-A-CB-O | MUZ-FS15NA*** | MSZ-FS15NA*** | Mini-Splits | 16000 | 10000 | 3.53 | 19360 | 2.17
MITSUBISHI ELECTRIC | M-Series | 209832206 | HRCU-A-CB-O | MUZ-FS15NAH*** | MSZ-FS15NA*** | Mini-Splits | 16000 | 10000 | 3.08 | 19360 | 2.08
MITSUBISHI ELECTRIC | M-Series | 209832207 | HRCU-A-CB-O | MUZ-FS18NA*** | MSZ-FS18NA*** | Mini-Splits | 19000 | 12800 | 3.23 | 23000 | 2.15
MITSUBISHI ELECTRIC | M-Series | 209832208 | HRCU-A-CB-O | MUZ-FS18NAH*** | MSZ-FS18NA*** | Mini-Splits | 19000 | 12800 | 2.93 | 23000 | 2.07
MITSUBISHI ELECTRIC | M-Series | 207679242 | HRCU-A-CB-O | MUZ-GS09NA*** | MSZ-GS09NA*** | Mini-Splits | 10900 | 6500 | 2.61 | 7900 | 2.12
MITSUBISHI ELECTRIC | M-Series | 207679247 | HRCU-A-CB-O | MUZ-GS09NAH*** | MSZ-GS09NA*** | Mini-Splits | 10900 | 6500 | 2.61 | 7900 | 1.9
MITSUBISHI ELECTRIC | M-Series | 207679252 | HRCU-A-CB-O | MUZ-GS09NAHZ*** | MSZ-GS09NA*** | Mini-Splits | 9600 | 5700 | 2.57 | 9600 | 2.01
MITSUBISHI ELECTRIC | M-Series | 207679254 | HRCU-A-CB-O | MUZ-GS15NAHZ*** | MSZ-GS15NA*** | Mini-Splits | 14000 | 8700 | 2.68 | 14000 | 1.91
MITSUBISHI ELECTRIC | M-Series | 207679246 | HRCU-A-CB-O | MUZ-GS24NA*** | MSZ-GS24NA*** | Mini-Splits | 27600 | 17600 | 2.67 | 19640 | 2.25
MITSUBISHI ELECTRIC | M-Series | 207679251 | HRCU-A-CB-O | MUZ-GS24NAH*** | MSZ-GS24NA*** | Mini-Splits | 27600 | 17600 | 2.67 | 19640 | 2.15
MITSUBISHI ELECTRIC | M-Series | 207679256 | HRCU-A-CB-O | MUZ-GS24NAHZ*** | MSZ-GS24NA*** | Mini-Splits | 21200 | 13300 | 2.78 | 21200 | 1.95
MITSUBISHI ELECTRIC | M-Series | 209836203 | HMSR-A-CB-O | MXZ-3C24NAHZ3*** |  | Non-Ducted Indoor Units | 25000 | 14000 | 2.53 | 25000 | 1.95
MITSUBISHI ELECTRIC | M-Series | 209836204 | HMSR-A-CB-O | MXZ-3C30NAHZ3*** |  | Non-Ducted Indoor Units | 28600 | 18000 | 2.65 | 28600 | 1.95
MITSUBISHI ELECTRIC | P-Series H2i | 211259269 | HRCU-A-CB-O | PUZ-HA24NHA1 | PKA-A24KA* | Mini-Splits | 28000 | 17200 | 2.51 | 26000 | 1.91
MITSUBISHI ELECTRIC | P-Series H2i | 211273264 | HRCU-A-CB-O | PUZ-HA24NHA1 | PLA-A24EA* | Mini-Splits | 28000 | 17300 | 2.79 | 26000 | 1.92
MITSUBISHI ELECTRIC | P-Series H2i | 211259279 | HRCU-A-CB | PUZ-HA36NKA | PVA-A36AA* | Mini-Splits | 40000 | 24600 | 2.55 | 38000 | 2
MITSUBISHI ELECTRIC | P-Series H2i | 211259275 | HRCU-A-CB-O | PUZ-HA36NKA | PLA-A36EA* | Mini-Splits | 40000 | 24200 | 2.62 | 38000 | 2.04
MITSUBISHI ELECTRIC | M-Series | 207702706 | HRCU-A-CB | SUZ-KA12NAHZ | PEAD-A12AA* | Mini-Splits | 15000 | 8800 | 2.66 | 15000 | 2.09
MITSUBISHI ELECTRIC | M-Series | 207702716 | HRCU-A-CB | SUZ-KA24NAHZ | PEAD-A24AA* | Mini-Splits | 28000 | 18000 | 2.51 | 25000 | 1.91
MITSUBISHI ELECTRIC | P-Series | 215712216 | HRCU-A-CB | PUZ-AK36NLHZ*** | PVA-AA36NL*** | Mini-Splits | 40000 | 24400 | 2.75 | 38000 | 2.2
MITSUBISHI ELECTRIC | P-Series | 215712209 | HRCU-A-CB | PUZ-AK30NLHZ*** | PVA-AA30NL*** | Mini-Splits | 34000 | 21600 | 2.81 | 32000 | 2.37
MITSUBISHI ELECTRIC | P-Series | 215712192 | HRCU-A-CB | PUZ-AK36NL*** | PVA-AA36NL*** | Mini-Splits | 40000 | 23600 | 2.88 | 20000 | 2.57
MITSUBISHI ELECTRIC | P-Series | 215712174 | HRCU-A-CB | PUZ-AK12NL*** | PVA-AA12NL*** | Mini-Splits | 19000 | 10200 | 2.6 | 8500 | 2.08
MITSUBISHI ELECTRIC | M-Series | 216800255 | HRCU-A-CB | SUZ-CA30NLH*** | SVZ-AP30NL*** | Mini-Splits | 30000 | 18600 | 2.71 | 16700 | 2.51
MITSUBISHI ELECTRIC | M-Series | 216800238 | HRCU-A-CB | SUZ-CA24NLH*** | SVZ-AP24NL*** | Mini-Splits | 25000 | 17100 | 2.83 | 14000 | 2.52
MITSUBISHI ELECTRIC | M-Series | 216800236 | HRCU-A-CB | SUZ-CA18NLH*** | SVZ-AP18NL*** | Mini-Splits | 20000 | 12800 | 2.91 | 10200 | 2.69
MITSUBISHI ELECTRIC | M-Series | 216800248 | HRCU-A-CB | SUZ-CA12NLH*** | SVZ-AP12NL*** | Mini-Splits | 15000 | 9700 | 2.63 | 7800 | 2.26
MITSUBISHI ELECTRIC | M series | 215748479 | HRCU-A-CB | SUZ-AA18NLHZ*** | MSZ-EX18NLS*** | Mini-Splits | 20000 | 13100 | 2.61 | 20000 | 2
MITSUBISHI ELECTRIC | M series | 215748477 | HRCU-A-CB | SUZ-AA18NLHZ*** | MSZ-EX18NLB*** | Mini-Splits | 20000 | 13100 | 2.61 | 20000 | 2
MITSUBISHI ELECTRIC | M series | 215748486 | HRCU-A-CB | SUZ-AA18NL*** | MSZ-EX18NLS*** | Mini-Splits | 20000 | 13100 | 2.87 | 10600 | 2.99
MITSUBISHI ELECTRIC | M series | 215748484 | HRCU-A-CB | SUZ-AA18NL*** | MSZ-EX18NLB*** | Mini-Splits | 20000 | 13100 | 2.87 | 10600 | 2.99
MITSUBISHI ELECTRIC | M series | 215748510 | HRCU-A-CB | SUZ-AA15NLHZ*** | MSZ-EX15NLS*** | Mini-Splits | 17000 | 10900 | 2.64 | 17000 | 2
MITSUBISHI ELECTRIC | M series | 215748508 | HRCU-A-CB | SUZ-AA15NLHZ*** | MSZ-EX15NLB*** | Mini-Splits | 17000 | 10900 | 2.64 | 17000 | 2
MITSUBISHI ELECTRIC | M series | 215748504 | HRCU-A-CB-O | SUZ-AA15NL*** | MSZ-EX15NLS*** | Mini-Splits | 18000 | 11100 | 3.04 | 9900 | 2.99
MITSUBISHI ELECTRIC | M series | 215748501 | HRCU-A-CB-O | SUZ-AA15NL*** | MSZ-EX15NLB*** | Mini-Splits | 18000 | 11100 | 3.04 | 9900 | 2.99
MITSUBISHI ELECTRIC | M series | 215748497 | HRCU-A-CB | SUZ-AA12NLHZ*** | MSZ-EX12NLS*** | Mini-Splits | 15000 | 9400 | 2.65 | 15000 | 2
MITSUBISHI ELECTRIC | M series | 215748495 | HRCU-A-CB | SUZ-AA12NLHZ*** | MSZ-EX12NLB*** | Mini-Splits | 15000 | 9400 | 2.65 | 15000 | 2
MITSUBISHI ELECTRIC | M series | 215748491 | HRCU-A-CB-O | SUZ-AA12NL*** | MSZ-EX12NLS*** | Mini-Splits | 15000 | 9600 | 2.73 | 7800 | 2.01
MITSUBISHI ELECTRIC | M series | 215748489 | HRCU-A-CB-O | SUZ-AA12NL*** | MSZ-EX12NLB*** | Mini-Splits | 15000 | 9600 | 2.73 | 7800 | 2.01
MITSUBISHI ELECTRIC | M series | 215748472 | HRCU-A-CB-O | SUZ-AA09NL*** | MSZ-EX09NLS*** | Mini-Splits | 12000 | 7700 | 3.42 | 6200 | 2.98
MITSUBISHI ELECTRIC | M series | 215748470 | HRCU-A-CB-O | SUZ-AA09NL*** | MSZ-EX09NLB*** | Mini-Splits | 12000 | 7700 | 3.42 | 6200 | 2.98
MITSUBISHI ELECTRIC | M series | 215748482 | HRCU-A-CB | SUZ-AA18NLHZ*** | MSZ-EX18NLW*** | Mini-Splits | 20000 | 13100 | 2.61 | 20000 | 2
MITSUBISHI ELECTRIC | M series | 215748487 | HRCU-A-CB | SUZ-AA18NL*** | MSZ-EX18NLW*** | Mini-Splits | 20000 | 13100 | 2.87 | 10600 | 2.99
MITSUBISHI ELECTRIC | M series | 215748513 | HRCU-A-CB | SUZ-AA15NLHZ*** | MSZ-EX15NLW*** | Mini-Splits | 17000 | 10900 | 2.64 | 17000 | 2
MITSUBISHI ELECTRIC | M series | 215748506 | HRCU-A-CB-O | SUZ-AA15NL*** | MSZ-EX15NLW*** | Mini-Splits | 18000 | 11100 | 3.04 | 9900 | 2.99
MITSUBISHI ELECTRIC | M series | 215748500 | HRCU-A-CB | SUZ-AA12NLHZ*** | MSZ-EX12NLW*** | Mini-Splits | 15000 | 9400 | 2.65 | 15000 | 2
MITSUBISHI ELECTRIC | M series | 215748493 | HRCU-A-CB-O | SUZ-AA12NL*** | MSZ-EX12NLW*** | Mini-Splits | 15000 | 9600 | 2.73 | 7800 | 2.01
MITSUBISHI ELECTRIC | M series | 215748474 | HRCU-A-CB-O | SUZ-AA09NL*** | MSZ-EX09NLW*** | Mini-Splits | 12000 | 7700 | 3.42 | 6200 | 2.98
MITSUBISHI ELECTRIC | M series | 215734925 | HRCU-A-CB | SUZ-AA18NL*** | MLZ-KX18NL*** | Mini-Splits | 19000 | 12600 | 2.7 | 10000 | 2.99
MITSUBISHI ELECTRIC | M series | 215734897 | HRCU-A-CB-O | SUZ-AA12NL*** | MLZ-KX12NL*** | Mini-Splits | 14600 | 9600 | 2.61 | 7700 | 2
MITSUBISHI ELECTRIC | M series | 215734921 | HRCU-A-CB | SUZ-AA18NLHZ*** | MFZ-KX18NL*** | Mini-Splits | 20000 | 13400 | 2.64 | 20000 | 2
MITSUBISHI ELECTRIC | M series | 215734926 | HRCU-A-CB | SUZ-AA18NL*** | MFZ-KX18NL*** | Mini-Splits | 20000 | 13400 | 2.91 | 10700 | 2.99
MITSUBISHI ELECTRIC | M series | 215734917 | HRCU-A-CB | SUZ-AA15NLHZ*** | MFZ-KX15NL*** | Mini-Splits | 17000 | 10900 | 2.73 | 17000 | 2
MITSUBISHI ELECTRIC | M series | 215734902 | HRCU-A-CB-O | SUZ-AA15NL*** | MFZ-KX15NL*** | Mini-Splits | 18000 | 10900 | 3.13 | 9800 | 2.99
MITSUBISHI ELECTRIC | M series | 215734913 | HRCU-A-CB | SUZ-AA12NLHZ*** | MFZ-KX12NL*** | Mini-Splits | 15000 | 9300 | 2.6 | 15000 | 2
MITSUBISHI ELECTRIC | M series | 215734898 | HRCU-A-CB-O | SUZ-AA12NL*** | MFZ-KX12NL*** | Mini-Splits | 15000 | 9700 | 2.79 | 7800 | 2.01
MITSUBISHI ELECTRIC | M-Series | 215734923 | HRCU-A-CB | SUZ-AA18NLHZ*** | SVZ-AP18NL*** | Mini-Splits | 20000 | 12800 | 2.64 | 20000 | 2.04
MITSUBISHI ELECTRIC | Smart Multi | 215712170 | HMSV-A-CB | MXZ-SM60NL*** |  | Mixed Ducted and Non-Ducted Indoor Units | 66000 | 41000 | 2.7 | 46500 | 1.9
MITSUBISHI ELECTRIC | Smart Multi | 215685468 | HMSR-A-CB-O | MXZ-SM60NL*** |  | Non-Ducted Indoor Units | 66000 | 41500 | 2.9 | 46500 | 2
MITSUBISHI ELECTRIC | Smart Multi | 215685467 | HMSR-A-CB-O | MXZ-SM48NLHZ*** |  | Non-Ducted Indoor Units | 54000 | 38000 | 2.7 | 54000 | 2
MITSUBISHI ELECTRIC | Smart Multi | 215712166 | HMSV-A-CB | MXZ-SM48NL*** |  | Mixed Ducted and Non-Ducted Indoor Units | 50000 | 32400 | 2.55 | 35400 | 2.02
MITSUBISHI ELECTRIC | Smart Multi | 215685466 | HMSR-A-CB-O | MXZ-SM48NL*** |  | Non-Ducted Indoor Units | 50000 | 31400 | 2.7 | 35400 | 2.1
MITSUBISHI ELECTRIC | Smart Multi | 215712164 | HMSV-A-CB | MXZ-SM42NLHZ*** |  | Mixed Ducted and Non-Ducted Indoor Units | 48000 | 33000 | 2.65 | 48000 | 1.92
MITSUBISHI ELECTRIC | Smart Multi | 215685465 | HMSR-A-CB-O | MXZ-SM42NLHZ*** |  | Non-Ducted Indoor Units | 48000 | 34000 | 2.8 | 48000 | 2
MITSUBISHI ELECTRIC | Smart Multi | 215712162 | HMSV-A-CB | MXZ-SM36NLHZ*** |  | Mixed Ducted and Non-Ducted Indoor Units | 42000 | 29600 | 2.73 | 42000 | 1.92
MITSUBISHI ELECTRIC | Smart Multi | 215685464 | HMSR-A-CB-O | MXZ-SM36NLHZ*** |  | Non-Ducted Indoor Units | 42000 | 32600 | 2.8 | 42000 | 2
MITSUBISHI ELECTRIC | Smart Multi | 215712160 | HMSV-A-CB | MXZ-SM36NL*** |  | Mixed Ducted and Non-Ducted Indoor Units | 41000 | 26400 | 2.7 | 29000 | 2.08
MITSUBISHI ELECTRIC | Smart Multi | 215712159 | HMSV-A-CB | MXZ-SM36NL*** |  | Ducted Indoor Units | 41000 | 26600 | 2.6 | 29000 | 1.98
MITSUBISHI ELECTRIC | Smart Multi | 215685463 | HMSR-A-CB-O | MXZ-SM36NL*** |  | Non-Ducted Indoor Units | 41000 | 26400 | 2.8 | 29000 | 2.2
MITSUBISHI ELECTRIC | M series | 215734924 | HRCU-A-CB | SUZ-AA18NL*** | SLZ-AF18NL*** | Mini-Splits | 20000 | 13200 | 2.71 | 10400 | 2.61
MITSUBISHI ELECTRIC | M series | 215734901 | HRCU-A-CB-O | SUZ-AA15NL*** | SLZ-AF15NL*** | Mini-Splits | 18000 | 11300 | 2.69 | 9600 | 2.4
MITSUBISHI ELECTRIC | P series | 215712206 | HRCU-A-CB-O | PUZ-AK30NLHZ*** | PKA-AK30NL*** | Mini-Splits | 34000 | 22000 | 3 | 32000 | 1.9
MITSUBISHI ELECTRIC | P series | 215712197 | HRCU-A-CB-O | PUZ-AK24NLHZ*** | PKA-AK24NL*** | Mini-Splits | 28000 | 17000 | 2.69 | 26000 | 1.9
MITSUBISHI ELECTRIC | P series | 215712189 | HRCU-A-CB-O | PUZ-AK36NL*** | PKA-AK36NL*** | Mini-Splits | 40000 | 23200 | 2.8 | 20000 | 2.7
MITSUBISHI ELECTRIC | P series | 215712179 | HRCU-A-CB-O | PUZ-AH24NL*** | PKA-AK24NL*** | Mini-Splits | 28000 | 15300 | 2.8 | 11600 | 2
MITSUBISHI ELECTRIC | P series | 215712172 | HRCU-A-CB-O | PUZ-AK12NL*** | PKA-AL12NL*** | Mini-Splits | 18000 | 9400 | 2.81 | 8000 | 2.09
MITSUBISHI ELECTRIC | P series | 215712212 | HRCU-A-CB-O | PUZ-AK36NLHZ*** | PLA-AE36NL*** | Mini-Splits | 40000 | 24000 | 2.89 | 38000 | 2.1
MITSUBISHI ELECTRIC | P series | 215712205 | HRCU-A-CB-O | PUZ-AK30NLHZ*** | PLA-AE30NL*** | Mini-Splits | 34000 | 21600 | 3.1 | 32000 | 2.3
MITSUBISHI ELECTRIC | P series | 215712196 | HRCU-A-CB-O | PUZ-AK24NLHZ*** | PLA-AE24NL*** | Mini-Splits | 28000 | 16400 | 2.9 | 26000 | 2.2
MITSUBISHI ELECTRIC | P series | 215712195 | HRCU-A-CB-O | PUZ-AK42NL*** | PLA-AE42NL*** | Mini-Splits | 48000 | 29400 | 2.9 | 25400 | 2.7
MITSUBISHI ELECTRIC | P series | 215712188 | HRCU-A-CB-O | PUZ-AK36NL*** | PLA-AE36NL*** | Mini-Splits | 40000 | 23600 | 3.1 | 20000 | 2.7
MITSUBISHI ELECTRIC | P series | 215712187 | HRCU-A-CB-O | PUZ-AH30NL*** | PLA-AE30NL*** | Mini-Splits | 32600 | 17700 | 2.8 | 12800 | 2.1
MITSUBISHI ELECTRIC | P series | 215712178 | HRCU-A-CB-O | PUZ-AH24NL*** | PLA-AE24NL*** | Mini-Splits | 29000 | 15700 | 3.01 | 11500 | 2.11
MITSUBISHI ELECTRIC | P series | 215712175 | HRCU-A-CB-O | PUZ-AK18NL*** | PLA-AE18NL*** | Mini-Splits | 23000 | 12000 | 2.61 | 9400 | 2.2
MITSUBISHI ELECTRIC | P series | 215712171 | HRCU-A-CB-O | PUZ-AK12NL*** | PLA-AE12NL*** | Mini-Splits | 20000 | 10700 | 2.8 | 8800 | 2.3
MITSUBISHI ELECTRIC | P series | 215712207 | HRCU-A-CB-O | PUZ-AK30NLHZ*** | PCA-AK30NL*** | Mini-Splits | 35000 | 22400 | 2.7 | 32000 | 1.9
MITSUBISHI ELECTRIC | P series | 215712198 | HRCU-A-CB-O | PUZ-AK24NLHZ*** | PCA-AK24NL*** | Mini-Splits | 28000 | 17000 | 2.69 | 26000 | 1.9
MITSUBISHI ELECTRIC | P series | 215712190 | HRCU-A-CB-O | PUZ-AK36NL*** | PCA-AK36NL*** | Mini-Splits | 40000 | 23200 | 2.7 | 20000 | 2.7
MITSUBISHI ELECTRIC | P series | 215712180 | HRCU-A-CB-O | PUZ-AH24NL*** | PCA-AK24NL*** | Mini-Splits | 28000 | 15300 | 2.7 | 11600 | 2
MITSUBISHI ELECTRIC | Smart Multi | 213248845 | HMSR-A-CB-O | MXZ-SM60NAM2*** |  | Non-Ducted Indoor Units | 66000 | 41500 | 2.9 | 46500 | 2
MITSUBISHI ELECTRIC | Smart Multi | 213248844 | HMSR-A-CB-O | MXZ-SM60NAM*** |  | Non-Ducted Indoor Units | 66000 | 41500 | 2.9 | 46500 | 2
MITSUBISHI ELECTRIC | Smart Multi | 213248842 | HMSR-A-CB-O | MXZ-SM48NAMHZ2*** |  | Non-Ducted Indoor Units | 54000 | 39000 | 2.7 | 47000 | 2
MITSUBISHI ELECTRIC | Smart Multi | 213248840 | HMSR-A-CB-O | MXZ-SM48NAMHZ*** |  | Non-Ducted Indoor Units | 54000 | 39000 | 2.7 | 47000 | 2
MITSUBISHI ELECTRIC | Smart Multi | 213248838 | HMSR-A-CB-O | MXZ-SM48NAM2*** |  | Non-Ducted Indoor Units | 50000 | 31400 | 2.7 | 35400 | 2.1
MITSUBISHI ELECTRIC | Smart Multi | 213248834 | HMSR-A-CB-O | MXZ-SM42NAMHZ2*** |  | Non-Ducted Indoor Units | 48000 | 32000 | 2.8 | 44000 | 2
MITSUBISHI ELECTRIC | Smart Multi | 213248833 | HMSR-A-CB-O | MXZ-SM42NAMHZ*** |  | Non-Ducted Indoor Units | 48000 | 32000 | 2.8 | 44000 | 2
MITSUBISHI ELECTRIC | Smart Multi | 213248831 | HMSR-A-CB-O | MXZ-SM36NAMHZ2*** |  | Non-Ducted Indoor Units | 42000 | 32600 | 2.79 | 38500 | 2
MITSUBISHI ELECTRIC | Smart Multi | 213248830 | HMSR-A-CB-O | MXZ-SM36NAMHZ*** |  | Non-Ducted Indoor Units | 42000 | 32600 | 2.8 | 38500 | 2
MITSUBISHI ELECTRIC | Smart Multi | 213248828 | HMSR-A-CB-O | MXZ-SM36NAM2*** |  | Non-Ducted Indoor Units | 41000 | 26400 | 2.79 | 29000 | 2.2
MITSUBISHI ELECTRIC | M-Series | 212925868 | HMSR-A-CB-O | MXZ-3C30NAHZ4-** |  | Non-Ducted Indoor Units | 28600 | 18000 | 2.65 | 28600 | 1.95
MITSUBISHI ELECTRIC | M-Series | 212925537 | HMSR-A-CB-O | MXZ-3C24NAHZ4-** |  | Non-Ducted Indoor Units | 25000 | 14000 | 2.53 | 25000 | 1.95
MITSUBISHI ELECTRIC | M-Series | 211626455 | HRCU-A-CB-O | MUZ-FW09NAHZ*** | MSZ-FW09NA*** | Mini-Splits | 12000 | 7500 | 3.49 | 16200 | 2.26
MITSUBISHI ELECTRIC | M-Series | 211626454 | HRCU-A-CB-O | MUZ-FW06NAHZ*** | MSZ-FW06NA*** | Mini-Splits | 9000 | 6100 | 3.58 | 12700 | 2.37
MITSUBISHI ELECTRIC | P-Series | 201754475 | HRCU-A-CB | PUZ-A36NKA7*** | PEAD-A36AA* | Mini-Splits | 40500 | 20400 | 2.54 | 19800 | 2.23
MITSUBISHI ELECTRIC | P-Series | 201754470 | HRCU-A-CB-O | PUZ-A30NHA7*** | PLA-A30EA* | Mini-Splits | 32600 | 18100 | 2.82 | 16800 | 2.9
MITSUBISHI ELECTRIC | P-Series | 201754463 | HRCU-A-CB | PUZ-A24NHA7*** | PVA-A24AA* | Mini-Splits | 28000 | 15000 | 2.5 | 14500 | 2.24
MITSUBISHI ELECTRIC | P-Series | 201754461 | HRCU-A-CB | PUZ-A24NHA7*** | PEAD-A24AA* | Mini-Splits | 29400 | 15400 | 2.77 | 14300 | 2.33
MITSUBISHI ELECTRIC | P-Series | 201754460 | HRCU-A-CB-O | PUZ-A24NHA7*** | PCA-A24KA* | Mini-Splits | 28000 | 15400 | 2.65 | 14900 | 2.3
MITSUBISHI ELECTRIC | P-Series | 201754318 | HRCU-A-CB-O | PUZ-A24NHA7*** | PLA-A24EA* | Mini-Splits | 29000 | 14900 | 2.73 | 13000 | 2.72
MITSUBISHI ELECTRIC | P-Series | 201754462 | HRCU-A-CB-O | PUZ-A24NHA7*** | PKA-A24KA* | Mini-Splits | 28000 | 15700 | 2.63 | 15200 | 1.94
MITSUBISHI ELECTRIC | Smart Multi | 207525858 | HMSV-A-CB | MXZ-SM48NAMHZ |  | Mixed Ducted and Non-Ducted Indoor Units | 54000 | 40500 | 2.54 | 54000 | 1.95
MITSUBISHI ELECTRIC | Smart Multi | 207525857 | HMSV-A-CB | MXZ-SM48NAM |  | Mixed Ducted and Non-Ducted Indoor Units | 54000 | 33200 | 2.53 | 32400 | 2.04
MITSUBISHI ELECTRIC | Smart Multi | 207517160 | HMSR-A-CB-O | MXZ-SM60NAM |  | Non-Ducted Indoor Units | 66000 | 41500 | 2.9 | 57000 | 2
MITSUBISHI ELECTRIC | Nv Series | 206709488 | HRCU-A-CB-O | NTXSPF09A112A* | MFZ-KJ09NA*** | Mini-Splits | 11000 | 7500 | 2.75 | 11000 | 2.01
MITSUBISHI ELECTRIC | M-Series | 204629178 | HRCU-A-CB-O | MUFZ-KJ12NAHZ*** | NTXFKS12A112A* | Mini-Splits | 13000 | 8800 | 2.77 | 13000 | 2.1
MITSUBISHI ELECTRIC | M-Series | 210819459 | HRCU-A-CB-O | MUFZ-KJ09NAHZ*** | MFZ-KJ09NA*** | Mini-Splits | 11000 | 7500 | 2.75 | 11000 | 2.01
MITSUBISHI ELECTRIC | Smart Multi | 207525856 | HMSV-A-CB | MXZ-SM42NAMHZ |  | Mixed Ducted and Non-Ducted Indoor Units | 48000 | 32000 | 2.64 | 48000 | 1.95
MITSUBISHI ELECTRIC | Smart Multi | 207525854 | HMSV-A-CB | MXZ-SM36NAM |  | Mixed Ducted and Non-Ducted Indoor Units | 42000 | 26400 | 2.73 | 25200 | 2.09
MITSUBISHI ELECTRIC | Smart Multi | 207517158 | HMSR-A-CB-O | MXZ-SM48NAMHZ |  | Non-Ducted Indoor Units | 54000 | 39000 | 2.7 | 54000 | 2
MITSUBISHI ELECTRIC | Smart Multi | 207517152 | HMSR-A-CB-O | MXZ-SM36NAMHZ |  | Non-Ducted Indoor Units | 42000 | 32600 | 2.8 | 42000 | 2
MITSUBISHI ELECTRIC | Smart Multi | 207517151 | HMSV-A-CB | MXZ-SM36NAM |  | Ducted Indoor Units | 42000 | 26600 | 2.7 | 25200 | 1.99
MITSUBISHI ELECTRIC | M-Series | 204629573 | HRCU-A-CB-O | MUFZ-KJ12NAHZ*** | NAXFKS12A112A* | Mini-Splits | 13000 | 8800 | 2.77 | 13000 | 2.1
MITSUBISHI ELECTRIC | Smart Multi | 207525859 | HMSV-A-CB | MXZ-SM60NAM |  | Mixed Ducted and Non-Ducted Indoor Units | 66000 | 41000 | 2.74 | 57000 | 1.95
MITSUBISHI ELECTRIC | Smart Multi | 207525855 | HMSV-A-CB | MXZ-SM36NAMHZ |  | Mixed Ducted and Non-Ducted Indoor Units | 42000 | 29600 | 2.75 | 42000 | 1.95
MITSUBISHI ELECTRIC | Nv Series | 206709491 | HRCU-A-CB-O | NTXSPF18A112A* | MFZ-KJ18NA*** | Mini-Splits | 21000 | 12800 | 2.62 | 21000 | 2.05
MITSUBISHI ELECTRIC | M-Series | 204629572 | HRCU-A-CB-O | MUFZ-KJ09NAHZ*** | NAXFKS09A112A* | Mini-Splits | 11000 | 7500 | 2.75 | 11000 | 2.01
MITSUBISHI ELECTRIC | M-Series | 204629180 | HRCU-A-CB-O | MUFZ-KJ18NAHZ*** | NTXFKS18A112A* | Mini-Splits | 21000 | 12800 | 2.62 | 21000 | 2.05
MITSUBISHI ELECTRIC | Smart Multi | 207517156 | HMSR-A-CB-O | MXZ-SM48NAM |  | Non-Ducted Indoor Units | 54000 | 31400 | 2.7 | 32400 | 2.1
MITSUBISHI ELECTRIC | Smart Multi | 207517154 | HMSR-A-CB-O | MXZ-SM42NAMHZ |  | Non-Ducted Indoor Units | 48000 | 32000 | 2.8 | 48000 | 2
MITSUBISHI ELECTRIC | Smart Multi | 207517153 | HMSV-A-CB | MXZ-SM36NAMHZ |  | Ducted Indoor Units | 42000 | 26600 | 2.7 | 42000 | 1.9
MITSUBISHI ELECTRIC | Smart Multi | 207517150 | HMSR-A-CB-O | MXZ-SM36NAM |  | Non-Ducted Indoor Units | 42000 | 26400 | 2.8 | 25200 | 2.2
MITSUBISHI ELECTRIC | M-Series | 204629575 | HRCU-A-CB-O | MUFZ-KJ18NAHZ*** | NAXFKS18A112A* | Mini-Splits | 21000 | 12800 | 2.62 | 21000 | 2.05
MITSUBISHI ELECTRIC | M-Series | 204629177 | HRCU-A-CB-O | MUFZ-KJ09NAHZ*** | NTXFKS09A112A* | Mini-Splits | 11000 | 7500 | 2.75 | 11000 | 2.01
MITSUBISHI ELECTRIC | M-Series | 209949000 | HMSV-A-CB | MXZ-3C24NA3*** |  | Mixed Ducted and Non-Ducted Indoor Units | 24800 | 14000 | 2.75 | 18200 | 2.42
MITSUBISHI ELECTRIC | M-Series | 209424920 | HMSR-A-CB-O | MXZ-2C20NA4*** |  | Non-Ducted Indoor Units | 22000 | 13500 | 2.91 | 11100 | 2.03
MITSUBISHI ELECTRIC | M-Series | 211289244 | HRCU-A-CB-O | SUZ-KA09NA2 | SLZ-KF09NA* | Mini-Splits | 11000 | 6900 | 2.5 | 5600 | 3.04
MITSUBISHI ELECTRIC | M-Series | 207702711 | HRCU-A-CB | SUZ-KA18NA2 | PEAD-A18AA* | Mini-Splits | 21600 | 14000 | 2.85 | 12000 | 2.86
MITSUBISHI ELECTRIC | M-Series | 211289259 | HRCU-A-CB | SUZ-KA18NA2 | SVZ-KP18NA* | Mini-Splits | 21600 | 14000 | 2.81 | 12200 | 2.88
MITSUBISHI ELECTRIC | M-Series | 211289257 | HRCU-A-CB | SUZ-KA12NA2 | SVZ-KP12NA* | Mini-Splits | 15000 | 9900 | 2.59 | 7800 | 2.75
MITSUBISHI ELECTRIC | M-Series | 211289254 | HRCU-A-CB-O | SUZ-KA18NA2 | SLZ-KF18NA* | Mini-Splits | 19700 | 12900 | 2.68 | 9800 | 2.37
MITSUBISHI ELECTRIC | M-Series | 207699125 | HRCU-A-CB-O | SUZ-KA18NA2 | MLZ-KP18NA* | Mini-Splits | 20000 | 13100 | 2.63 | 10700 | 2.55
MITSUBISHI ELECTRIC | M-Series | 207699122 | HRCU-A-CB-O | SUZ-KA12NA2 | MLZ-KP12NA* | Mini-Splits | 15400 | 9900 | 2.84 | 7900 | 2.36
MITSUBISHI ELECTRIC | M-Series | 207702701 | HRCU-A-CB | SUZ-KA12NA2 | PEAD-A12AA* | Mini-Splits | 15000 | 9700 | 2.66 | 7900 | 2.86
MITSUBISHI ELECTRIC | M-Series | 209836197 | HMSR-A-CB-O | MXZ-2C20NA3*** |  | Non-Ducted Indoor Units | 22000 | 13500 | 3.04 | 11100 | 2.03
MITSUBISHI ELECTRIC | M-Series | 212927579 | HMSV-A-CB | MXZ-2C20NA4-** |  | Mixed Ducted and Non-Ducted Indoor Units | 22000 | 13000 | 2.51 | 11000 | 1.95
MITSUBISHI ELECTRIC | M-Series | 212927578 | HMSR-A-CB-O | MXZ-2C20NA4-** |  | Non-Ducted Indoor Units | 22000 | 13500 | 2.91 | 11100 | 2.03
MITSUBISHI ELECTRIC | M-Series | 211289251 | HRCU-A-CB-O | SUZ-KA15NA2 | SLZ-KF15NA | Mini-Splits | 18000 | 11900 | 2.7 | 8900 | 2.29
MITSUBISHI ELECTRIC | M-Series | 207679250 | HRCU-A-CB-O | MUZ-GS18NAH*** | MSZ-GS18NA*** | Mini-Splits | 21600 | 13300 | 2.67 | 14780 | 2.13
MITSUBISHI ELECTRIC | M-Series | 207679245 | HRCU-A-CB-O | MUZ-GS18NA*** | MSZ-GS18NA*** | Mini-Splits | 21600 | 13300 | 2.67 | 14780 | 2.27
MITSUBISHI ELECTRIC | M-Series | 209836198 | HMSR-A-CB-O | MXZ-3C24NA3*** |  | Non-Ducted Indoor Units | 25000 | 14600 | 3.01 | 18200 | 2.31
MITSUBISHI ELECTRIC | P-Series | 201754319 | HRCU-A-CB-O | PUZ-A36NKA7*** | PLA-A36EA* | Mini-Splits | 42000 | 22000 | 2.5 | 21600 | 2.43
MITSUBISHI ELECTRIC | M-Series | 207699119 | HRCU-A-CB-O | SUZ-KA09NA2 | MLZ-KP09NA* | Mini-Splits | 12000 | 7700 | 3.22 | 6100 | 3.08
MITSUBISHI ELECTRIC | M-Series | 210819460 | HRCU-A-CB-O | MUFZ-KJ12NAHZ*** | MFZ-KJ12NA*** | Mini-Splits | 13000 | 8800 | 2.77 | 13000 | 2.1
MITSUBISHI ELECTRIC | M-Series | 210819448 | HRCU-A-CB-O | MUFZ-KJ18NAHZ*** | MFZ-KJ18NA*** | Mini-Splits | 21000 | 12800 | 2.62 | 21000 | 2.05
MITSUBISHI ELECTRIC | M-Series | 202680594 | HRCU-A-CB-O | MUZ-GL09NA*** | MSZ-GL09NA*** | Mini-Splits | 10900 | 6700 | 3.12 | 8000 | 2.76
MITSUBISHI ELECTRIC | M-Series | 202680595 | HRCU-A-CB-O | MUZ-GL12NA*** | MSZ-GL12NA*** | Mini-Splits | 14400 | 9200 | 3.1 | 10200 | 2.93
MITSUBISHI ELECTRIC | M-Series | 204629215 | HRCU-A-CB | SUZ-KA18NA2 | NTXAMT18A112A* | Mini-Splits | 21600 | 14000 | 2.81 | 12200 | 2.88
MITSUBISHI ELECTRIC | M-Series | 204629248 | HRCU-A-CB | SUZ-KA18NA2 | NAXAMT18A112A* | Mini-Splits | 21600 | 14000 | 2.81 | 12200 | 2.88
MITSUBISHI ELECTRIC | M-Series | 204629202 | HRCU-A-CB-O | SUZ-KA18NA2 | NTXCKS18A112A* | Mini-Splits | 19700 | 12900 | 2.68 | 9800 | 2.37
MITSUBISHI ELECTRIC | M-Series | 204629201 | HRCU-A-CB-O | SUZ-KA15NA2 | NTXCKS15A112A* | Mini-Splits | 18000 | 11900 | 2.7 | 8900 | 2.29
MITSUBISHI ELECTRIC | M-Series | 204629247 | HRCU-A-CB | SUZ-KA12NA2 | NAXAMT12A112A* | Mini-Splits | 15000 | 9900 | 2.59 | 7800 | 2.75
MITSUBISHI ELECTRIC | M-Series | 204629214 | HRCU-A-CB | SUZ-KA12NA2 | NTXAMT12A112A* | Mini-Splits | 15000 | 9900 | 2.59 | 7800 | 2.75
MITSUBISHI ELECTRIC | M-Series | 209424902 | HMSR-A-CB-O | MXZ-3C24NAHZ4*** |  | Non-Ducted Indoor Units | 25000 | 14000 | 2.53 | 25000 | 1.95
MITSUBISHI ELECTRIC | M-Series | 209424905 | HMSR-A-CB-O | MXZ-3C30NAHZ4*** |  | Non-Ducted Indoor Units | 28600 | 18000 | 2.65 | 28600 | 1.95
MITSUBISHI ELECTRIC | M-Series | 201754314 | HRCU-A-CB-O | MUZ-GL18NAH-U1 | MSZ-GL18NA-U1 | Mini-Splits | 21600 | 13800 | 2.53 | 15100 | 2.21
MITSUBISHI ELECTRIC | M-Series | 201754310 | HRCU-A-CB-O | MUZ-GL12NAH-U1 | MSZ-GL12NA-U1 | Mini-Splits | 14400 | 9200 | 2.7 | 10200 | 2.6
MITSUBISHI ELECTRIC | M-Series | 201849577 | HRCU-A-CB-O | MUZ-GL09NAH-U1 | MSZ-GL09NA-U1 | Mini-Splits | 10900 | 6700 | 2.58 | 8000 | 2.39
MITSUBISHI ELECTRIC | M-Series H2i | 204627044 | HRCU-A-CB | SUZ-KA12NAHZ | PEAD-A12AA | Mini-Splits | 15000 | 9000 | 2.72 | 15000 | 2.09
MITSUBISHI ELECTRIC | Mitsubishi Electric | 201754316 | HRCU-A-CB-O | MUZ-GL24NA-U1 | MSZ-GL24NA-U1 | Mini-Splits | 27600 | 16000 | 2.65 | 20200 | 1.98
MITSUBISHI ELECTRIC | Mitsubishi Electric | 201754311 | HRCU-A-CB-O | MUZ-GL12NA-U1 | MSZ-GL12NA-U1 | Mini-Splits | 14400 | 9200 | 3.1 | 10200 | 2.93
MITSUBISHI ELECTRIC | Mitsubishi Electric | 201754648 | HRCU-A-CB-O | MUZ-GL09NA-U1 | MSZ-GL09NA-U1 | Mini-Splits | 10900 | 6700 | 3.12 | 8000 | 2.76
MITSUBISHI ELECTRIC | M-Series | 201835849 | HRCU-A-CB-O | MUZ-GL09NA-U8 | MSZ-GL09NA-U1 | Mini-Splits | 10900 | 6700 | 3.12 | 8000 | 2.76
MITSUBISHI ELECTRIC | P-Series | 201754450 | HRCU-A-CB-O | PUZ-A12NKA7*** | PLA-A12EA* | Mini-Splits | 14000 | 10100 | 2.53 | 13000 | 2.01
MITSUBISHI ELECTRIC | M-Series H2i | 206401416 | HRCU-A-CB-O | MUZ-FH18NA2 | MSZ-FS18NA-U1 | Mini-Splits | 20200 | 13700 | 3.04 | 20300 | 2.01
MITSUBISHI ELECTRIC | M-Series H2i | 206401414 | HRCU-A-CB-O | MUZ-FH12NA | MSZ-FS12NA-U1 | Mini-Splits | 13600 | 8100 | 3.3 | 13600 | 2.21
MITSUBISHI ELECTRIC | M-Series H2i | 206401413 | HRCU-A-CB-O | MUZ-FH09NA | MSZ-FS09NA-U1 | Mini-Splits | 10900 | 6700 | 3.27 | 10900 | 2.37
MITSUBISHI ELECTRIC | M-Series H2i | 206401417 | HRCU-A-CB-O | MUZ-FH18NAH2 | MSZ-FS18NA-U1 | Mini-Splits | 20200 | 13700 | 3.21 | 20900 | 2.06
MITSUBISHI ELECTRIC | M-Series H2i | 206401402 | HRCU-A-CB-O | MUZ-FH09NAH | MSZ-FS09NA-U1 | Mini-Splits | 10900 | 6700 | 2.73 | 10900 | 2.73
MITSUBISHI ELECTRIC | M-Series H2i | 206401411 | HRCU-A-CB-O | MUZ-FH06NA | MSZ-FS06NA-U1 | Mini-Splits | 8700 | 5900 | 3.46 | 8700 | 2.8
MITSUBISHI ELECTRIC | M-Series H2i | 206401412 | HRCU-A-CB-O | MUZ-FH06NAH | MSZ-FS06NA-U1 | Mini-Splits | 8700 | 5900 | 2.74 | 8700 | 2.45
MITSUBISHI ELECTRIC | M-Series H2i | 206401403 | HRCU-A-CB-O | MUZ-FH12NAH | MSZ-FS12NA-U1 | Mini-Splits | 13600 | 8100 | 2.83 | 13600 | 2.07
MITSUBISHI ELECTRIC |  | 206425177 | HRCU-A-CB-O | MUZ-FS06NA-U1 | MSZ-FH06NA-U1 | Mini-Splits | 8700 | 5900 | 3.46 | 8700 | 2.8
MITSUBISHI ELECTRIC |  | 206425181 | HRCU-A-CB-O | MUZ-FS12NA-U1 | MSZ-FH12NA-U1 | Mini-Splits | 13600 | 8100 | 3.3 | 13600 | 2.21
MITSUBISHI ELECTRIC |  | 206425182 | HRCU-A-CB-O | MUZ-FS12NAH-U1 | MSZ-FH12NA-U1 | Mini-Splits | 13600 | 8100 | 2.83 | 13600 | 2.07
MITSUBISHI ELECTRIC |  | 206425185 | HRCU-A-CB-O | MUZ-FS18NA-U1 | MSZ-FH18NA-U1 | Mini-Splits | 20200 | 13700 | 3.04 | 20300 | 2.01
MITSUBISHI ELECTRIC |  | 206425180 | HRCU-A-CB-O | MUZ-FS09NAH-U1 | MSZ-FH09NA-U1 | Mini-Splits | 10900 | 6700 | 2.73 | 10900 | 2.73
MITSUBISHI ELECTRIC |  | 206425179 | HRCU-A-CB-O | MUZ-FS09NA-U1 | MSZ-FH09NA-U1 | Mini-Splits | 10900 | 6700 | 3.27 | 10900 | 2.37
MITSUBISHI ELECTRIC |  | 206425178 | HRCU-A-CB-O | MUZ-FS06NAH-U1 | MSZ-FH06NA-U1 | Mini-Splits | 8700 | 5900 | 2.74 | 8700 | 2.45
MITSUBISHI ELECTRIC |  | 206425186 | HRCU-A-CB-O | MUZ-FS18NAH-U1 | MSZ-FH18NA-U1 | Mini-Splits | 20200 | 13700 | 3.21 | 20900 | 2.06
MITSUBISHI ELECTRIC | M-Series | 201754646 | HRCU-A-CB-O | MUZ-GE09NAH2 | MSZ-GE09NA | Mini-Splits | 10900 | 6600 | 2.76 | 7130 | 2.03
MITSUBISHI ELECTRIC | M-Series | 201754305 | HRCU-A-CB-O | MUZ-GE12NAH2 | MSZ-GE12NA | Mini-Splits | 14400 | 8800 | 2.87 | 9080 | 2.22
MITSUBISHI ELECTRIC | M-Series | 201754308 | HRCU-A-CB-O | MUZ-GE15NAH2 | MSZ-GE15NA | Mini-Splits | 18000 | 11300 | 2.88 | 12560 | 2.07
MITSUBISHI ELECTRIC | Mitsubishi Electric | 201754324 | HRCU-A-CB | SUZ-KA12NA | SEZ-KD12NA | Mini-Splits | 13600 | 9000 | 2.87 | 7400 | 2.41
MITSUBISHI ELECTRIC | Mitsubishi Electric | 201754325 | HRCU-A-CB | SUZ-KA18NA | SEZ-KD18NA | Mini-Splits | 21600 | 13100 | 2.84 | 9900 | 2.2
MOOVAIR | M5O Series | 216031061 | HMSV-A-CB | MXHSA2742AV1 |  | Mixed Ducted and Non-Ducted Indoor Units | 26800 | 18400 | 2.56 | 18900 | 2
MOOVAIR | BXM Series | 216031059 | HMSR-A-CB-O | MXHSA2742AV1 |  | Non-Ducted Indoor Units | 27000 | 18400 | 2.61 | 19000 | 2
MOOVAIR | MXH Series | 216505497 | HMSR-A-CB-O | MXHSA1832AN1 |  | Non-Ducted Indoor Units | 19000 | 13600 | 2.81 | 13500 | 2.3
MOOVAIR | MXH Series | 216505499 | HMSV-A-CB | MXHSA1832AN1 |  | Mixed Ducted and Non-Ducted Indoor Units | 19000 | 14100 | 2.79 | 14000 | 2.31
MOOVAIR | MXH Series | 216505498 | HMSV-A-CB | MXHSA1832AN1 |  | Ducted Indoor Units | 19000 | 14600 | 2.8 | 14600 | 2.3
MOOVAIR |  | 207742514 | HRCU-A-CB | DMA09HOS25230E8 | DUA09HIDU230X5 | Mini-Splits | 10000 | 7700 | 2.59 | 8000 | 2.09
MOOVAIR |  | 207742515 | HRCU-A-CB | DMA12HOS25230E8 | DUA12HIDU230X5 | Mini-Splits | 12000 | 9300 | 2.78 | 8400 | 2.26
MOOVAIR |  | 207742528 | HRCU-A-CB-O | DMA12HOS25230E8 | DUA12HIFU230E5 | Mini-Splits | 12000 | 9000 | 2.69 | 8400 | 2.26
MOOVAIR |  | 207742509 | HRCU-A-CB-O | DMA12HOS28230E8 | DUA12HICU230X5 | Mini-Splits | 12000 | 9900 | 2.55 | 11500 | 1.9
MOOVAIR |  | 207742490 | HRCU-A-CB-O | DMA09HOS25230E8 | DMA09HIW25230E8 | Mini-Splits | 10000 | 8500 | 2.8 | 8581 | 2.19
MOOVAIR | DMA12 series | 212596840 | HRCU-A-CB-O | DMA12HOS28230E8 | DUB12HIFU230X5A | Mini-Splits | 12000 | 10200 | 2.72 | 12300 | 2.1
MOOVAIR |  | 207742494 | HRCU-A-CB-O | DMA06HOS28230E8 | DMA06HIW25230E8 | Mini-Splits | 7000 | 8500 | 2.9 | 8581 | 2.19
MOOVAIR |  | 208075829 | HRCU-A-CB-O | DMA09HOS25230E8 | DMA06HIW25230E8 | Mini-Splits | 7000 | 8500 | 2.9 | 8581 | 2.19
MOOVAIR |  | 208136320 | HMSV-A-CB | DMA55HOM25230X3 |  | Ducted Indoor Units | 55000 | 35200 | 2.5 | 47000 | 1.94
MOOVAIR |  | 207742505 | HRCU-A-CB-O | DMA24HOS25230E8 | DUA24HICU230X5 | Mini-Splits | 25000 | 19000 | 2.6 | 18900 | 1.96
MOOVAIR |  | 207824533 | HRCU-A-CB | DMA18HOS28230E8 | DUA24HIDU230X5 | Mini-Splits | 19000 | 15800 | 2.63 | 16000 | 2
MOOVAIR | DM series | 207706559 | HRCU-A-CB | DMA24HOS20230E7 | FMA24HIAHUU230X7 |  | 24000 | 19200 | 2.5 | 24071 | 1.91
MOOVAIR | DM series | 207764688 | HRCU-A-CB | DMA18HOS20230E7 | FMA18HIAHUU230X7 |  | 19000 | 13500 | 2.6 | 18629 | 2.04
MOOVAIR | DM-series | 207742531 | HMSV-A-CB | DMA18HOM23230X2 |  | Mixed Ducted and Non-Ducted Indoor Units | 19000 | 14500 | 2.5 | 14000 | 2.17
MOOVAIR | DM-series | 207742534 | HMSV-A-CB | DMA27HOM23230X2 |  | Mixed Ducted and Non-Ducted Indoor Units | 28000 | 21400 | 2.55 | 20000 | 2.13
MOOVAIR | DM-series | 208136321 | HMSV-A-CB | DMA55HOM25230X3 |  | Mixed Ducted and Non-Ducted Indoor Units | 55000 | 34800 | 2.5 | 47000 | 1.94
MOOVAIR | DM series | 212361758 | HRCU-A-C | DMA18HOS20230E7 | CUB24HAC20BWT7A |  | 19000 | 14700 | 2.6 | 15000 | 2.2
MOOVAIR |  | 208136319 | HMSR-A-CB-O | DMA55HOM25230X3 |  | Non-Ducted Indoor Units | 55000 | 34400 | 2.5 | 47000 | 1.94
MOOVAIR |  | 207742541 | HMSR-A-CB-O | DMA18HOM25230X3 |  | Non-Ducted Indoor Units | 20000 | 15000 | 2.5 | 20000 | 1.93
MOOVAIR |  | 206401443 | HRCU-A-CB | DM24HOS25230E3A | DM24HIDU230X5 | Mini-Splits | 25000 | 21000 | 2.64 | 27000 | 2
MOOVAIR |  | 207742517 | HRCU-A-CB | DMA24HOS25230E8 | DUA24HIDU230X5 | Mini-Splits | 25000 | 20000 | 2.61 | 20000 | 2.3
MOOVAIR |  | 207742495 | HRCU-A-CB-O | DMA09HOS28230E8 | DMA09HIW25230E8 | Mini-Splits | 12000 | 9500 | 2.53 | 11109 | 1.97
MOOVAIR |  | 207742524 | HRCU-A-CB | DMA24HOS28230E8 | DUA24HIDU230X5 | Mini-Splits | 25000 | 21000 | 2.64 | 27000 | 2
MOOVAIR |  | 207742542 | HMSV-A-CB | DMA18HOM25230X3 |  | Ducted Indoor Units | 20000 | 16000 | 2.61 | 20000 | 1.95
MOOVAIR |  | 207742522 | HRCU-A-CB | DMA12HOS28230E8 | DUA12HIDU230X5 | Mini-Splits | 12500 | 10600 | 2.51 | 12100 | 1.96
MOOVAIR | DM-series | 207742543 | HMSV-A-CB | DMA18HOM25230X3 |  | Mixed Ducted and Non-Ducted Indoor Units | 20000 | 15500 | 2.55 | 20000 | 1.95
MOOVAIR | DM series | 212361759 | HRCU-A-C | DMA24HOS20230E7 | CUB24HAC20BWT7A |  | 25000 | 21000 | 2.58 | 20000 | 1.95
MOOVAIR | MSH Series | 216031030 | HRCU-A-CB-O | MSHMA18C2AN1 | MWHMA18C2AS1 | Mini-Splits | 18000 | 16600 | 2.55 | 18000 | 1.92
MOOVAIR | MAH Series | 216030964 | HRCU-A-CB | MSHMA18R2AN1 | MAHMA18R4AS1 |  | 19000 | 15000 | 2.6 | 18000 | 2
MOOVAIR | MSH Series | 216031047 | HRCU-A-CB | MSHEA12C2AN1 | GDHRA12C2AS1 | Mini-Splits | 12000 | 9100 | 2.78 | 8900 | 2.44
MOOVAIR | MSH Series | 216031046 | HRCU-A-CB | MSHEA09C2AN1 | GDHRA09C2AS1 | Mini-Splits | 10000 | 9300 | 2.9 | 8300 | 2.32
MOOVAIR | MAH Series | 216030968 | HRCU-A-CB | MSHMB36R2AN1 | MAHMA36R4AS1 |  | 37000 | 31800 | 2.56 | 39000 | 1.9
MOOVAIR | MSH Series | 216623470 | HRCU-A-C | MSHMB36R2AN1 | MCHMA36RCAS1 |  | 36000 | 29200 | 2.5 | 36000 | 1.9
MOOVAIR | MSH Series | 216623468 | HRCU-A-C | MSHMA30R2AN1 | MCHMA36RCAS1 |  | 36000 | 29200 | 2.5 | 36000 | 1.9
MOOVAIR | MSH Series | 216623452 | HRCU-A-C | MSHMA18R2AN1 | GCHMA24RBAS1 |  | 19000 | 15200 | 2.7 | 18000 | 2.06
MOOVAIR | MSH Series | 216623457 | HRCU-A-C | MSHMB36R2AN1 | GCHMA36RCAS1 |  | 36000 | 29200 | 2.5 | 36000 | 1.9
MOOVAIR | MSH Series | 216623456 | HRCU-A-C | MSHMB36R2AN1 | GCHMA36RBAS1 |  | 36000 | 29200 | 2.5 | 36000 | 1.9
MOOVAIR | MSH Series | 216623459 | HRCU-A-C | MSHMA18R2AN1 | GUHMA24RBAS1 |  | 19000 | 15200 | 2.7 | 18000 | 2.06
MOOVAIR | MSH Series | 216623463 | HRCU-A-C | MSHMB36R2AN1 | GUHMA36RBAS1 |  | 36000 | 29200 | 2.5 | 36000 | 1.9
MOOVAIR | MSH Series | 216623465 | HRCU-A-C | MSHMA18R2AN1 | MCHMA24RBAS1 |  | 19000 | 15200 | 2.7 | 18000 | 2.06
MOOVAIR | MSH Series | 216623464 | HRCU-A-C | MSHMB36R2AN1 | GUHMA36RCAS1 |  | 36000 | 29200 | 2.5 | 36000 | 1.9
MOOVAIR | MAH Series | 216030979 | HRCU-A-CB | MSHMA48R2AN1 | MAHHA48R4AS1 |  | 48000 | 34000 | 2.56 | 48000 | 2
MOOVAIR | MAH Series | 216030980 | HRCU-A-CB | MSHMA60R2AN1 | MAHHA60R4AS1 |  | 55000 | 35000 | 2.5 | 54000 | 1.9
MOOVAIR | MAH Series | 216030975 | HRCU-A-CB | MSHMA18R2AN1 | MAHHA18R4AS1 |  | 18000 | 14700 | 2.66 | 18600 | 2.12
MOOVAIR | MAH Series | 216030977 | HRCU-A-CB | MSHMA30R2AN1 | MAHHA30R4AS1 |  | 33000 | 24000 | 2.69 | 33200 | 1.97
MOOVAIR | MAH Series | 216030961 | HRCU-A-CB | MSHEA36R2AN1 | MAHMA36R4AS1 |  | 36000 | 25600 | 2.6 | 27000 | 2
MOOVAIR | MAH Series | 216030978 | HRCU-A-CB | MSHMB36R2AN1 | MAHHA36R4AS1 |  | 37000 | 31000 | 2.5 | 37400 | 1.9
MOOVAIR | MAH Series | 216030976 | HRCU-A-CB | MSHMA24R2AN1 | MAHHA24R4AS1 |  | 24000 | 19000 | 2.64 | 20600 | 2.14
MOOVAIR | MSH Series | 216505490 | HRCU-A-CB | MSHEA24R2AN1 | MGHLA24R2AS1 |  | 25000 | 20800 | 2.8 | 19600 | 1.96
MOOVAIR | MSH Series | 216505492 | HRCU-A-CB | MSHEA36R2AN1 | MGHLA36R2AS1 |  | 37000 | 24800 | 2.64 | 29200 | 1.99
MOOVAIR | MAH Series | 216030969 | HRCU-A-CB | MSHMA48R2AN1 | MAHMA48R4AS1 |  | 50000 | 37000 | 2.7 | 46000 | 1.9
MOOVAIR | MAH Series | 216030966 | HRCU-A-CB | MSHMA30R2AN1 | MAHMA30R4AS1 |  | 34000 | 23800 | 2.76 | 32600 | 1.96
MOOVAIR | MSH Series | 216031037 | HRCU-A-CB-O | MSHEA24C2AN1 | GQHRA24C2AS1 | Mini-Splits | 25000 | 20400 | 2.73 | 18500 | 2.3
MOOVAIR | MSH Series | 216505506 | HRCU-A-CB-O | MSHMA12C2AN1 | GOHRA12C2AS1 | Mini-Splits | 12500 | 9600 | 2.65 | 11500 | 1.99
MOOVAIR | MSH Series | 216505505 | HRCU-A-CB-O | MSHEA12C2AN1 | GOHRA12C2AS1 | Mini-Splits | 12000 | 8600 | 2.77 | 8600 | 2.47
MOOVAIR | MWE Series | 216031021 | HRCU-A-CB-O | MSHEA09C2AN1 | MWHEA09C2AN1 | Mini-Splits | 10000 | 8100 | 2.83 | 8000 | 2.37
MOOVAIR | MWE Series | 216031022 | HRCU-A-CB-O | MSHEA12C2AN1 | MWHEA12C2AN1 | Mini-Splits | 12000 | 9300 | 2.84 | 8400 | 2.3
MOOVAIR | MWE Series | 216031025 | HRCU-A-CB-O | MSHEA24C2AN1 | MWHEA24C2AN1 | Mini-Splits | 25000 | 18800 | 2.65 | 19600 | 2.54
MOOVAIR | MWE Series | 216031024 | HRCU-A-CB-O | MSHEA18C2AN1 | MWHEA18C2AN1 | Mini-Splits | 18000 | 13600 | 2.73 | 12800 | 2.1
MOOVAIR | MWE Series | 216031032 | HRCU-A-CB-O | MSHMA33C2AN1 | MWHMA33C2AS1 | Mini-Splits | 36000 | 30000 | 2.69 | 35000 | 1.98
MOOVAIR | MWE Series | 216031031 | HRCU-A-CB-O | MSHMA24C2AN1 | MWHMA24C2AS1 | Mini-Splits | 29000 | 21000 | 2.88 | 24200 | 2.34
MOOVAIR | MWE Series | 216031034 | HRCU-A-CB-O | MSHEA09C2AN1 | GKHRA09C2AS1 | Mini-Splits | 10000 | 8500 | 2.8 | 8300 | 2.17
MOOVAIR | MWE Series | 216031033 | HRCU-A-CB-O | MSHHA18C2AN1 | MWHHA18C2AS1 | Mini-Splits | 20000 | 19300 | 3.01 | 22600 | 2.34
MOOVAIR | MWE Series | 216031035 | HRCU-A-CB-O | MSHEA12C2AN1 | GKHRA12C2AS1 | Mini-Splits | 12000 | 8500 | 2.8 | 8400 | 2.39
MOOVAIR | MWE Series | 216031036 | HRCU-A-CB-O | MSHEA18C2AN1 | GKHRA18C2AS1 | Mini-Splits | 18000 | 13900 | 2.66 | 12800 | 2.19
MOOVAIR | MWE Series | 216031039 | HRCU-A-CB-O | MSHMA12C2AN1 | GKHRA12C2AS1 | Mini-Splits | 12000 | 10000 | 2.74 | 11500 | 1.99
MOOVAIR | MWE Series | 216031040 | HRCU-A-CB-O | MSHMA18C2AN1 | GKHRA18C2AS1 | Mini-Splits | 19000 | 14900 | 2.7 | 17000 | 1.9
MOOVAIR | MWE Series | 216031041 | HRCU-A-CB-O | MSHMA24C2AN1 | GQHRA24C2AS1 | Mini-Splits | 25000 | 20400 | 2.78 | 23800 | 2.23
MOOVAIR | MWE Series | 216031043 | HRCU-A-CB-O | MSHEA18C2AN1 | GOHRA18C2AS1 | Mini-Splits | 18000 | 14000 | 2.77 | 13100 | 2.25
MOOVAIR | MWE Series | 216031048 | HRCU-A-CB | MSHEA18C2AN1 | GDHRA18C2AS1 | Mini-Splits | 20000 | 14900 | 2.89 | 14200 | 2.41
MOOVAIR | MWE Series | 216031049 | HRCU-A-CB | MSHEA24C2AN1 | GDHRA24C2AS1 | Mini-Splits | 25000 | 21200 | 2.6 | 19000 | 2.3
MOOVAIR | MWE Series | 216031051 | HRCU-A-CB | MSHMA12C2AN1 | GDHRA12C2AS1 | Mini-Splits | 12000 | 10200 | 2.6 | 12000 | 1.95
MOOVAIR | MWE Series | 216031052 | HRCU-A-CB | MSHMA18C2AN1 | GDHRA18C2AS1 | Mini-Splits | 19500 | 15000 | 2.89 | 18000 | 2.1
MOOVAIR | MWE Series | 216031053 | HRCU-A-CB | MSHMA24C2AN1 | GDHRA24C2AS1 | Mini-Splits | 26000 | 21600 | 2.71 | 24000 | 2.18
MOOVAIR | MWE Series | 216031054 | HRCU-A-CB-O | MSHEA12C2AN1 | GFHRA12C2AS1 | Mini-Splits | 12000 | 9000 | 2.87 | 8900 | 2.51
MOOVAIR | MWE Series | 216031060 | HMSV-A-CB | MXHSA2742AV1 |  | Ducted Indoor Units | 26600 | 18400 | 2.5 | 18800 | 2
MOOVAIR | MWE Series | 216031065 | HMSR-A-CB-O | MXHSA4862AV1 |  | Non-Ducted Indoor Units | 48000 | 38000 | 2.5 | 36000 | 2
MOOVAIR | MWE Series | 216031066 | HMSV-A-CB | MXHSA4862AV1 |  | Ducted Indoor Units | 47000 | 37000 | 2.5 | 38000 | 2.1
MOOVAIR | MWE Series | 216031067 | HMSV-A-CB | MXHSA4862AV1 |  | Mixed Ducted and Non-Ducted Indoor Units | 47500 | 37400 | 2.5 | 37000 | 2.05
MOOVAIR | MWE Series | 216031068 | HMSR-A-CB-O | MXHZA1832AV1 |  | Non-Ducted Indoor Units | 20000 | 17600 | 2.7 | 19000 | 2
MOOVAIR | MWE Series | 216031069 | HMSV-A-CB | MXHZA1832AV1 |  | Ducted Indoor Units | 20000 | 17000 | 2.59 | 18000 | 2
MOOVAIR | MWE Series | 216031070 | HMSV-A-CB | MXHZA1832AV1 |  | Mixed Ducted and Non-Ducted Indoor Units | 20000 | 17300 | 2.65 | 18500 | 2
MOOVAIR | MWE Series | 216031071 | HMSR-A-CB-O | MXHZA2742AV1 |  | Non-Ducted Indoor Units | 27000 | 25000 | 2.6 | 27000 | 2
MOOVAIR | MWE Series | 216031073 | HMSV-A-CB | MXHZA2742AV1 |  | Mixed Ducted and Non-Ducted Indoor Units | 27400 | 24000 | 2.5 | 27000 | 2
MOOVAIR | MWE Series | 216031077 | HMSR-A-CB-O | MXHZA4862AV1 |  | Non-Ducted Indoor Units | 49000 | 44000 | 2.6 | 47000 | 2
MOOVAIR | MWE Series | 216031078 | HMSV-A-CB | MXHZA4862AV1 |  | Ducted Indoor Units | 48000 | 44500 | 2.6 | 48000 | 2
MOOVAIR | MWE Series | 216031079 | HMSV-A-CB | MXHZA4862AV1 |  | Mixed Ducted and Non-Ducted Indoor Units | 48500 | 44000 | 2.6 | 47500 | 2
MOOVAIR |  | 207742513 | HRCU-A-CB-O | DMA48HOS28230E8 | DUA48HICU230X5 | Mini-Splits | 53000 | 35000 | 2.59 | 48000 | 1.98
MOOVAIR |  | 207742504 | HRCU-A-CB-O | DMA18HOS25230E8 | DUA18HICU230X5 | Mini-Splits | 19000 | 12000 | 2.51 | 12700 | 2.16
MOOVAIR |  | 206401442 | HRCU-A-CB-O | DM24HOS25230E3A | DM24HIW23230E3 | Mini-Splits | 26000 | 19400 | 2.95 | 26000 | 2.07
MOOVAIR |  | 208119827 | HRCU-A-CB-O | DMA24HOS28230E8 | DM24HIW23230E3 | Mini-Splits | 26000 | 19400 | 2.95 | 26000 | 2.07
MOOVAIR |  | 207742532 | HMSR-A-CB-O | DMA27HOM23230X2 |  | Non-Ducted Indoor Units | 28000 | 21000 | 2.5 | 20000 | 2.11
MOOVAIR |  | 204005752 | HMSR-A-CB-O | DM36HOM25230X3 |  | Non-Ducted Indoor Units | 36000 | 23200 | 2.78 | 36037 | 1.96
MOOVAIR |  | 202635804 | HMSR-A-CB-O | DM27HOM23230X2 |  | Non-Ducted Indoor Units | 28000 | 17200 | 2.8 | 17040 | 1.97
MOOVAIR |  | 202635803 | HMSR-A-CB-O | DM18HOM23230X2 |  | Non-Ducted Indoor Units | 19000 | 12000 | 2.79 | 10205 | 1.97
MOOVAIR |  | 203238518 | HMSR-A-CB-O | DM27HOM23230X2 |  | Non-Ducted Indoor Units | 28000 | 17200 | 2.8 | 17040 | 1.97
MOOVAIR |  | 203238516 | HMSR-A-CB-O | DM18HOM23230X2 |  | Non-Ducted Indoor Units | 19000 | 12000 | 2.79 | 10205 | 1.97
MOOVAIR |  | 203238509 | HRCU-A-CB-O | DM09HOS23230E2 | DM09HIW23230E3 | Mini-Splits | 9800 | 5800 | 2.74 | 7989 | 2
MOOVAIR |  | 203238512 | HRCU-A-CB-O | DM18HOS23230E2 | DM18HIW23230E3 | Mini-Splits | 18000 | 11400 | 2.72 | 11178 | 2.02
MOOVAIR |  | 204005739 | HRCU-A-CB | DM24HOS23230E2 | DM24HIDU230X5 | Mini-Splits | 24400 | 16000 | 2.69 | 18500 | 2.04
MOOVAIR |  | 204005740 | HRCU-A-CB | DM09HOS25230E3 | DM09HIDU230X5 | Mini-Splits | 10000 | 7200 | 2.74 | 8300 | 2.06
MOOVAIR |  | 204005738 | HRCU-A-CB | DM18HOS23230E2 | DM18HIDU230X5 | Mini-Splits | 18000 | 12000 | 2.61 | 10300 | 1.95
MOOVAIR |  | 206377754 | HRCU-A-CB-O | DM09HOS42230E4 | DM09HIW42230E4 | Mini-Splits | 10000 | 7200 | 2.78 | 13047 | 1.91
MOOVAIR |  | 206377756 | HRCU-A-CB-O | DM12HOS42230E4 | DM12HIW42230E4 | Mini-Splits | 12000 | 6800 | 2.62 | 13873 | 2.03
MOOVAIR |  | 206401439 | HRCU-A-CB-O | DM18HOS25230E3A | DM18HIW23230E3 | Mini-Splits | 18000 | 10900 | 2.58 | 16497 | 1.9
MOOVAIR |  | 208119824 | HRCU-A-CB-O | DMA09HOS28230E8 | DM09HIW23230E3 | Mini-Splits | 11500 | 7100 | 2.85 | 9898 | 1.9
MOOVAIR |  | 206853240 | HRCU-A-CB | DM36HOS25230E3 | DM36HIDU230X5 | Mini-Splits | 40000 | 28000 | 2.75 | 43000 | 2.1
MOOVAIR | DM series | 210295923 | HRCU-A-CB | DMA60HOS20230E7 | FMA60HIAHUU230X7 |  | 59000 | 42000 | 2.6 | 54356 | 1.91
MOOVAIR |  | 207742516 | HRCU-A-CB | DMA18HOS25230E8 | DUA18HIDU230X5 | Mini-Splits | 20000 | 12600 | 2.66 | 13000 | 2.4
MOOVAIR |  | 207742533 | HMSV-A-CB | DMA27HOM23230X2 |  | Ducted Indoor Units | 28000 | 22000 | 2.6 | 20000 | 2.14
MOOVAIR |  | 207742491 | HRCU-A-CB-O | DMA12HOS25230E8 | DMA12HIW25230E8 | Mini-Splits | 12000 | 9000 | 2.69 | 8981 | 2.19
MOOVAIR |  | 207742503 | HRCU-A-CB-O | DMA12HOS25230E8 | DUA12HICU230X5 | Mini-Splits | 12000 | 8900 | 2.75 | 8000 | 2.28
MR. SLIM | M-Series | 8737968 | HRCU-A-CB-O | MUZ-FE09NAH | MSZ-FE09NA** | Mini-Splits | 10900 | 6700 | 2.93 | 11200 | 2.06
MR. SLIM | M-Series | 8737969 | HRCU-A-CB-O | MUZ-FE12NAH | MSZ-FE12NA** | Mini-Splits | 13600 | 7800 | 2.72 | 12500 | 2.3
MRCOOL | DIYH | 210295926 | HRCU-A-CB | DIYH-18-HP-C-230C25 | DIYH-18-HP-MUAH-230C25 |  | 20000 | 15000 | 2.71 | 18500 | 2.13
MRCOOL | MULTI | 208552832 | HMSV-A-CB | MULTI2-18HP230B |  | Mixed Ducted and Non-Ducted Indoor Units | 19000 | 14500 | 2.5 | 14000 | 2.17
MRCOOL | MULTI | 208552955 | HMSV-A-CB | MULTI3-27HP230B |  | Mixed Ducted and Non-Ducted Indoor Units | 28000 | 21400 | 2.55 | 20000 | 2.13
MRCOOL |  | 208552810 | HRCU-A-CB-O | O-ES-09-HP-C-230B | O-09-HP-WMAH-230B | Mini-Splits | 10000 | 8500 | 2.8 | 8581 | 2.19
MRCOOL |  | 207339196 | HMSR-A-CB-O | DIY-MULTI2-18HP230C |  | Non-Ducted Indoor Units | 19000 | 13500 | 2.6 | 14000 | 2
MRCOOL |  | 207339195 | HMSR-A-CB-O | DIY-MULTI3-27HP230C |  | Non-Ducted Indoor Units | 27000 | 20000 | 2.5 | 20000 | 2
MRCOOL |  | 207339161 | HRCU-A-CB-O | O-HH-09-HP-C-230A | O-09-HP-WMAH-230B | Mini-Splits | 12000 | 9500 | 2.53 | 11109 | 1.97
MRCOOL |  | 208552819 | HRCU-A-CB-O | O-HH-09-HP-C-230B | O-09-HP-WMAH-230B | Mini-Splits | 12000 | 9500 | 2.53 | 11109 | 1.97
MRCOOL | O-HH Series | 216032563 | HRCU-A-CB-O | O-HH-18-HP-C-230C-O | O-18-HP-WMAH-230C-O | Mini-Splits | 18000 | 16600 | 2.55 | 18000 | 1.92
MRCOOL | DIY Series | 216032543 | HRCU-A-CB-O | DIY-09-HP-C-115D25-O | DIY-09-HP-WMAH-115D25-O | Mini-Splits | 10000 | 7500 | 2.53 | 7300 | 2.16
MRCOOL | DIY Series | 216032545 | HRCU-A-CB-O | DIY-18-HP-C-230D25-O | DIY-18-HP-WMAH-230D25-O | Mini-Splits | 18000 | 15200 | 2.75 | 18000 | 2.44
MRCOOL | DIY Series | 216032550 | HRCU-A-CB-O | DIYHH-12-HP-C-230D25-O | DIYCASSETTE12HP-230D25-O | Mini-Splits | 12500 | 9100 | 2.59 | 11500 | 2.11
MRCOOL | DIY Series | 216032551 | HRCU-A-CB-O | DIYHH-18-HP-C-230D25-O | DIY-18-HP-WMAH-230D25-O | Mini-Splits | 18000 | 15200 | 2.72 | 18000 | 1.99
MRCOOL | DIY Series | 216032552 | HRCU-A-CB-O | DIYHH-18-HP-C-230D25-O | DIYCASSETTE18HP-230D25-O | Mini-Splits | 20000 | 14800 | 2.69 | 17500 | 1.9
MRCOOL | O-HH Series | 216032561 | HRCU-A-CB-O | O-HH-12-HP-C-230C-O | CASSETTE12HP-230C-O | Mini-Splits | 12000 | 10000 | 2.74 | 11500 | 1.99
MRCOOL | O-HH Series | 216032564 | HRCU-A-CB-O | O-HH-18-HP-C-230C-O | CASSETTE18HP-230C-O | Mini-Splits | 19000 | 14900 | 2.7 | 17000 | 1.9
MRCOOL | O-HH Series | 216032565 | HRCU-A-CB | O-HH-18-HP-C-230C-O | DUCT-18HP-230B-O | Mini-Splits | 19000 | 15000 | 2.7 | 18000 | 2
MRCOOL | O-HH Series | 216032566 | HRCU-A-CB-O | O-HH-24-HP-C-230C-O | O-24-HP-WMAH-230C-O | Mini-Splits | 29000 | 21000 | 2.88 | 24200 | 2.34
MRCOOL | O-HH Series | 216032567 | HRCU-A-CB-O | O-HH-24-HP-C-230C-O | CASSETTE24HP-230C-O | Mini-Splits | 25000 | 20400 | 2.78 | 23800 | 2.23
MRCOOL | O-HH Series | 216032568 | HRCU-A-CB | O-HH-24-HP-C-230C-O | DUCT-24HP-230B-O | Mini-Splits | 26000 | 21600 | 2.71 | 24000 | 2.18
MRCOOL | O-ES Series | 216032569 | HRCU-A-CB-O | O-ES-09-HP-C-230C-O | O-09-HP-WMAH-230C-O | Mini-Splits | 10000 | 8100 | 2.83 | 8000 | 2.37
MRCOOL | O-ES Series | 216032570 | HRCU-A-CB-O | O-ES-09-HP-C-230C-O | CASSETTE09HP-230C-O | Mini-Splits | 10000 | 8500 | 2.8 | 8300 | 2.17
MRCOOL | O-ES Series | 216032571 | HRCU-A-CB | O-ES-09-HP-C-230C-O | DUCT-09HP-230B-O | Mini-Splits | 10000 | 8900 | 2.61 | 8600 | 2.25
MRCOOL | O-ES Series | 216032572 | HRCU-A-CB-O | O-ES-12-HP-C-230C-O | O-12-HP-WMAH-230C-O | Mini-Splits | 12000 | 9300 | 2.84 | 8400 | 2.3
MRCOOL | O-ES Series | 216032573 | HRCU-A-CB-O | O-ES-12-HP-C-230C-O | CASSETTE12HP-230C-O | Mini-Splits | 12000 | 8500 | 2.8 | 8400 | 2.39
MRCOOL | O-ES Series | 216032574 | HRCU-A-CB | O-ES-12-HP-C-230C-O | DUCT-12HP-230B-O | Mini-Splits | 12000 | 9500 | 2.58 | 8800 | 2.24
MRCOOL | O-ES Series | 216032575 | HRCU-A-CB-O | O-ES-18-HP-C-230C-O | O-18-HP-WMAH-230C-O | Mini-Splits | 18000 | 13600 | 2.73 | 12800 | 2.1
MRCOOL | O-ES Series | 216032576 | HRCU-A-CB-O | O-ES-18-HP-C-230C-O | CASSETTE18HP-230C-O | Mini-Splits | 18000 | 13900 | 2.66 | 12800 | 2.19
MRCOOL | O-ES Series | 216032577 | HRCU-A-CB | O-ES-18-HP-C-230C-O | DUCT-18HP-230B-O | Mini-Splits | 20000 | 14000 | 2.6 | 14000 | 2.19
MRCOOL | O-ES Series | 216032578 | HRCU-A-CB-O | O-ES-24-HP-C-230C-O | O-24-HP-WMAH-230C-O | Mini-Splits | 25000 | 18800 | 2.65 | 19600 | 2.54
MRCOOL | O-ES Series | 216032579 | HRCU-A-CB-O | O-ES-24-HP-C-230C-O | CASSETTE24HP-230C-O | Mini-Splits | 25000 | 20400 | 2.73 | 18500 | 2.3
MRCOOL | O-ES Series | 216032580 | HRCU-A-CB | O-ES-24-HP-C-230C-O | DUCT-24HP-230B-O | Mini-Splits | 25000 | 21200 | 2.6 | 19000 | 2.3
MRCOOL | A Series | 216032586 | HRCU-A-CB-O | A-24-HP-C-230D-O | A-24-HP-WMAH-230D-O | Mini-Splits | 24000 | 16900 | 2.53 | 17000 | 2.14
MRCOOL | DIY Series | 216032588 | HMSR-A-CB-O | DIY-MULTI3-18HP230D-O |  | Non-Ducted Indoor Units | 18000 | 13400 | 2.71 | 13300 | 2.31
MRCOOL | DIY Series | 216032590 | HMSV-A-CB | DIY-MULTI4-27HP230D-O |  | Ducted Indoor Units | 27000 | 19000 | 2.7 | 19200 | 2.1
MRCOOL | DIY Series | 216032591 | HMSV-A-CB | DIY-MULTI4-27HP230D-O |  | Mixed Ducted and Non-Ducted Indoor Units | 26500 | 17600 | 2.55 | 18700 | 2.05
MRCOOL | DIY Series | 216032595 | HMSR-A-CB-O | DIY-MULTI6-48HP230D-O |  | Non-Ducted Indoor Units | 48000 | 35200 | 2.5 | 37000 | 2
MRCOOL | DIY Series | 216032596 | HMSV-A-CB | DIY-MULTI6-48HP230D-O |  | Ducted Indoor Units | 47000 | 37800 | 2.6 | 37000 | 2
MRCOOL | DIY Series | 216032597 | HMSV-A-CB | DIY-MULTI6-48HP230D-O |  | Mixed Ducted and Non-Ducted Indoor Units | 47500 | 36500 | 2.55 | 37000 | 2
MRCOOL | DIY Series | 216032598 | HMSR-A-CB-O | DIY-MULTI6-55HP230D-O |  | Non-Ducted Indoor Units | 55000 | 44000 | 2.6 | 46000 | 2
MRCOOL | DIY Series | 216032599 | HMSV-A-CB | DIY-MULTI6-55HP230D-O |  | Ducted Indoor Units | 55000 | 42500 | 2.7 | 46000 | 2
MRCOOL | DIY Series | 216032600 | HMSV-A-CB | DIY-MULTI6-55HP230D-O |  | Mixed Ducted and Non-Ducted Indoor Units | 55000 | 43250 | 2.65 | 46000 | 2
MRCOOL | MVP Series | 216032531 | HRCU-A-CB | CENTRAL-30-HP-C-230B00-O | MVP-30-HP-MUAH-230A00-O |  | 34000 | 23800 | 2.76 | 32600 | 1.96
MRCOOL | MVP Series | 216032533 | HRCU-A-CB | CENTRAL-48-HP-C-230B00-O | MVP-48-HP-MUAH-230A00-O |  | 50000 | 37000 | 2.7 | 46000 | 1.9
MRCOOL | MVP Series | 216032532 | HRCU-A-CB | CENTRAL-36-HP-C-230B00-O | MVP-36-HP-MUAH-230A00-O |  | 37000 | 31800 | 2.56 | 39000 | 1.9
MRCOOL | MVP Series | 216032538 | HRCU-A-CB | MVP-36-HP-C-230A00-O | MVP-36-HP-MUAH-230A00-O |  | 36000 | 24800 | 2.52 | 27000 | 2
MRCOOL | DIY Series | 216032546 | HRCU-A-CB-O | DIY-18-HP-C-230D25-O | DIYCASSETTE18HP-230D25-O | Mini-Splits | 18000 | 13300 | 2.73 | 13100 | 2.33
MRCOOL | MVP series | 211644119 | HRCU-A-CB | MVP-18-HP-C-230-25 | MVP-18-HP-MUAH-230-25 |  | 18000 | 14800 | 2.89 | 12400 | 2.22
MRCOOL | CENTRAL | 208960635 | HRCU-A-CB | CENTRAL-18-HP-C-23025 | CENTRAL-18-HP-MUAH-23025 |  | 18000 | 14800 | 2.89 | 12400 | 2.22
MRCOOL | Universal Series Inverter Packaged Heat Pump | 214097894 | HSP-A | MDPH180244 |  |  | 24000 | 23400 | 3.63 | 24000 | 2.61
MRCOOL |  | 8977707 | HMSR-A-CB-O | MULTI2-18HP230V1 |  | Non-Ducted Indoor Units | 19000 | 12000 | 2.79 | 10205 | 1.97
MRCOOL |  | 8977708 | HMSR-A-CB-O | MULTI3-27HP230V1 |  | Non-Ducted Indoor Units | 28000 | 17200 | 2.8 | 17040 | 1.97
MRCOOL |  | 208552834 | HMSR-A-CB-O | MULTI3-27HP230B |  | Non-Ducted Indoor Units | 28000 | 21000 | 2.5 | 20000 | 2.11
MRCOOL |  | 204783911 | HRCU-A-CB-O | O-ES-09-HP-C-230 | O-09-HP-WMAH-230A | Mini-Splits | 9800 | 5800 | 2.74 | 7989 | 2
MRCOOL |  | 204469768 | HRCU-A-CB | O-HH-09-HP-C-230 | DUCT-09HP-230 | Mini-Splits | 10000 | 7200 | 2.74 | 8300 | 2.06
MRCOOL |  | 204783913 | HRCU-A-CB-O | O-ES-18-HP-C-230 | O-18-HP-WMAH-230A | Mini-Splits | 18000 | 11400 | 2.72 | 11178 | 2.02
MRCOOL |  | 204469763 | HRCU-A-CB | O-ES-18-HP-C-230 | DUCT-18HP-230 | Mini-Splits | 18000 | 12000 | 2.61 | 10300 | 1.95
MRCOOL |  | 204469764 | HRCU-A-CB | O-ES-24-HP-C-230 | DUCT-24HP-230 | Mini-Splits | 24400 | 16000 | 2.69 | 18500 | 2.04
MRCOOL |  | 204711123 | HRCU-A-CB-O | DIY-18-HP-C-230B | DIY-18-HP-WMAH-230B | Mini-Splits | 18000 | 11300 | 2.81 | 12357 | 2.17
MRCOOL |  | 208552813 | HRCU-A-CB-O | O-ES-12-HP-C-230B | O-12-HP-WMAH-230B | Mini-Splits | 12000 | 9000 | 2.69 | 8981 | 2.19
MRCOOL |  | 208552787 | HRCU-A-CB-O | DIY-12-HP-C-115C25 | DIY-12-HP-WMAH-115C25 | Mini-Splits | 12000 | 7500 | 2.59 | 6400 | 1.95
MRCOOL |  | 207339187 | HRCU-A-CB-O | DIY-12-HP-C-115C | DIY-12-HP-WMAH-115C25 | Mini-Splits | 12000 | 7500 | 2.59 | 6400 | 1.95
MRCOOL |  | 207339188 | HRCU-A-CB-O | DIY-18-HP-C-230C | DIY-18-HP-WMAH-230C25 | Mini-Splits | 18000 | 13800 | 2.54 | 11700 | 2.05
MRCOOL |  | 208552788 | HRCU-A-CB-O | DIY-18-HP-C-230C25 | DIY-18-HP-WMAH-230C25 | Mini-Splits | 18000 | 13800 | 2.54 | 11700 | 2.05
MRCOOL | CENTRAL | 210279124 | HRCU-A-CB | CENTRAL-60-HP-C-230A00 | CENTRAL-60-HP-MUAH230A00 |  | 59000 | 42000 | 2.6 | 54356 | 1.91
MRCOOL |  | 208552953 | HMSV-A-CB | MULTI3-27HP230B |  | Ducted Indoor Units | 28000 | 22000 | 2.6 | 20000 | 2.14
MRCOOL | CENTRAL SERIES | 211497151 | HRCU-A-CB | CENTRAL-24-HP-C-230A00 | CENTRAL-24-HP-MUAH230A00 |  | 24000 | 19200 | 2.5 | 24071 | 1.91
NAPOLEON |  | 207683231 | HRCU-A-CB-O | NDHAS22-18-O | NDHAS22-18-I | Mini-Splits | 18000 | 14100 | 2.65 | 12829 | 2.35
NAPOLEON |  | 207683230 | HRCU-A-CB-O | NDHAS22-12-O | NDHAS22-12-I | Mini-Splits | 12000 | 10000 | 2.69 | 8820 | 2.25
NAPOLEON |  | 207683233 | HRCU-A-CB-O | NDHAS26-09-O | NDHAS26-09-I | Mini-Splits | 12000 | 9500 | 2.53 | 11109 | 1.97
NAPOLEON | NDHA Series | 216706205 | HRCU-A-CB-O | NDHAS26B-33-O | NDHAS26B-33-I | Mini-Splits | 36000 | 30000 | 2.69 | 35000 | 1.98
NAPOLEON | NDH Series | 215213708 | HRCU-A-CB-O | NDHAS26B-18-O | NDHAS26B-18-I | Mini-Splits | 18000 | 16600 | 2.55 | 18000 | 1.92
NAPOLEON | NDH Series | 215931362 | HRCU-A-CB-O | NDHAS26BA-18-O | NDHAS26BA-18-I | Mini-Splits | 18000 | 16600 | 2.55 | 18000 | 1.92
NAPOLEON | WSE Series | 216626012 | HRCU-A-CB | WSEHV2436BA1-N | WPFX24A-N | Ducted Indoor Units | 24000 | 18000 | 2.71 | 24000 | 2
NAPOLEON | NDH Series | 215931356 | HRCU-A-CB-O | NDHAS22BA-24-O | NDHAS22BB-24-I | Mini-Splits | 25000 | 19500 | 2.5 | 17800 | 2.15
NAPOLEON | NDH Series | 215931355 | HRCU-A-CB-O | NDHAS22BA-18-O | NDHAS22BB-18-I | Mini-Splits | 18000 | 13000 | 2.59 | 13000 | 2.35
NAPOLEON | NDH Series | 215931354 | HRCU-A-CB-O | NDHAS22BA-12-O | NDHAS22BB-12-I | Mini-Splits | 12000 | 9600 | 2.84 | 8600 | 2.36
NAPOLEON | NDH Series | 215213705 | HRCU-A-CB-O | NDHAS22B-24-O | NDHAS22B-24-I | Mini-Splits | 25000 | 19500 | 2.5 | 17800 | 2.15
NAPOLEON | NDH Series | 215213704 | HRCU-A-CB-O | NDHAS22B-18-O | NDHAS22B-18-I | Mini-Splits | 18000 | 13000 | 2.59 | 13000 | 2.35
NAPOLEON | NDH Series | 215213703 | HRCU-A-CB-O | NDHAS22B-12-O | NDHAS22B-12-I | Mini-Splits | 12000 | 9600 | 2.84 | 8600 | 2.36
NAPOLEON | NDH Series | 215931363 | HRCU-A-CB-O | NDHAS26BA-24-O | NDHAS26BA-24-I | Mini-Splits | 29000 | 21000 | 2.88 | 24200 | 2.34
NAPOLEON | NDH Series | 215931364 | HRCU-A-CB-O | NDHAS26BA-33-O | NDHAS26BA-33-I | Mini-Splits | 36000 | 30000 | 2.69 | 35000 | 1.98
NAPOLEON | NDH Series | 215931374 | HMSR-A-CB-O | NDHAMBB-27-O |  | Non-Ducted Indoor Units | 27000 | 25000 | 2.6 | 27000 | 2
NAPOLEON | NDH Series | 215931373 | HMSR-A-CB-O | NDHAMBB-18-O |  | Non-Ducted Indoor Units | 20000 | 17600 | 2.7 | 19000 | 2
NAPOLEON |  | 206597272 | HRCU-A-CB-O | NH25-18H-O | NH25-24F-I | Mini-Splits | 26000 | 19400 | 2.95 | 26000 | 2.07
NAPOLEON |  | 206598613 | HRCU-A-CB-O | NH25-24H-O | NH25-24F-I | Mini-Splits | 26000 | 19400 | 2.95 | 26000 | 2.07
NAPOLEON | NDH Series | 215213709 | HRCU-A-CB-O | NDHAS26B-24-O | NDHAS26B-24-I | Mini-Splits | 20000 | 19300 | 3.01 | 22600 | 2.34
NAPOLEON | NDH Series | 215213721 | HMSV-A-CB | NDHAMB-27-O |  | Mixed Ducted and Non-Ducted Indoor Units | 27400 | 24000 | 2.5 | 27000 | 2
NAPOLEON | NDH Series | 215213719 | HMSR-A-CB-O | NDHAMB-27-O |  | Non-Ducted Indoor Units | 27000 | 25000 | 2.6 | 27000 | 2
NAPOLEON | NS18 Series | 207335552 | HRCU-A-CB | NS18HV24A36 | NPFX24A |  | 24000 | 16300 | 2.7 | 24000 | 2.1
NAPOLEON |  | 203363530 | HMSR-A-CB-O | NMZO-27F-B |  | Non-Ducted Indoor Units | 28000 | 17200 | 2.8 | 17040 | 1.97
NAPOLEON |  | 205309935 | HRCU-A-CB-O | NH21-09F-O | NH25-09F-I | Mini-Splits | 9800 | 5800 | 2.74 | 7989 | 2
NAPOLEON |  | 205309937 | HRCU-A-CB-O | NH21-18F-O | NH25-18F-I | Mini-Splits | 18000 | 11400 | 2.72 | 11178 | 2.02
NAPOLEON |  | 8952863 | HRCU-A-CB-O | NH21-18F-O | NH21-18F-I | Mini-Splits | 18000 | 10400 | 2.72 | 10953 | 1.9
NG TRADE | MOB Series | 216598390 | HMSV-A-CB | MOBMH180D |  | Mixed Ducted and Non-Ducted Indoor Units | 19000 | 14000 | 2.7 | 14000 | 2.25
NG TRADE | MOB Series | 216598389 | HMSV-A-CB | MOBMH180D |  | Ducted Indoor Units | 19000 | 14600 | 2.8 | 14600 | 2.3
NG TRADE | OMEG series | 214442655 | HRCU-A-CB-O | OMEGA181E | IMEGA181E* | Mini-Splits | 18000 | 14100 | 2.65 | 12829 | 2.35
NG TRADE |  | 213307864 | HMSV-A-CB | MOBMH180C |  | Mixed Ducted and Non-Ducted Indoor Units | 19000 | 14600 | 2.5 | 14000 | 2.17
NG TRADE |  | 213307866 | HMSV-A-CB | MOBMH270C |  | Ducted Indoor Units | 28000 | 22000 | 2.6 | 20000 | 2.14
NG TRADE | OMEG series | 214377797 | HRCU-A-CB-O | OMEGA120E | IMEGA120E | Mini-Splits | 12000 | 8900 | 2.75 | 6858 | 2.07
NG TRADE |  | 213307862 | HMSR-A-CB-O | MOBMH180C |  | Non-Ducted Indoor Units | 19000 | 14400 | 2.5 | 14000 | 2.22
NG TRADE | OMEG series | 214377798 | HRCU-A-CB-O | OMEGA091E | IMEGA091E | Mini-Splits | 12000 | 9300 | 2.5 | 11300 | 1.9
NG TRADE | OMEG series | 214377799 | HRCU-A-CB-O | OMEGA121E | IMEGA121E | Mini-Splits | 12000 | 10300 | 2.56 | 12113 | 1.9
NG TRADE | OMS Series | 216732478 | HRCU-A-CB-O | OMSTAR241E | IMSTAR241E | Mini-Splits | 25000 | 19500 | 2.5 | 17800 | 2.15
NG TRADE | OMS Series | 216732477 | HRCU-A-CB-O | OMSTAR181E | IMSTAR181E | Mini-Splits | 18000 | 13000 | 2.59 | 13000 | 2.35
NG TRADE | OMS Series | 216732476 | HRCU-A-CB-O | OMSTAR121E | IMSTAR121E | Mini-Splits | 12000 | 9600 | 2.84 | 8600 | 2.36
NG TRADE | OMS Series | 216732475 | HRCU-A-CB-O | OMSTAR091E | IMSTAR091E | Mini-Splits | 10000 | 8600 | 2.8 | 8200 | 2.33
NG TRADE | OMS Series | 216732474 | HRCU-A-CB-O | OMSTAR120E | IMSTAR120E | Mini-Splits | 12000 | 8800 | 2.77 | 7300 | 2.21
NG TRADE | MOB Series | 216598388 | HMSR-A-CB-O | MOBMH180D |  | Non-Ducted Indoor Units | 19000 | 13500 | 2.6 | 13500 | 2.2
NG TRADE | MOB Series | 216598391 | HMSR-A-CB-O | MOBMH270D |  | Non-Ducted Indoor Units | 27000 | 18000 | 2.5 | 19000 | 2
NG TRADE | MOB Series | 216598392 | HMSV-A-CB | MOBMH270D |  | Ducted Indoor Units | 26600 | 18400 | 2.5 | 18800 | 2
NG TRADE | MOB Series | 216598393 | HMSV-A-CB | MOBMH270D |  | Mixed Ducted and Non-Ducted Indoor Units | 26800 | 18200 | 2.5 | 18900 | 2
NG TRADE | MOB Series | 216598398 | HMSV-A-CB | MOBMH480D |  | Ducted Indoor Units | 47000 | 37000 | 2.5 | 38000 | 2.1
NOVAIR | LEA series | 211253513 | HRCU-A-CB | LEA24-EVOX-30-O | LEA24-EVOX-30-I |  | 24000 | 19200 | 2.5 | 24071 | 1.91
NOVAIR | LEA series | 211253511 | HRCU-A-CB | LEA18-EVOX-30-O | LEA18-EVOX-30-I |  | 19000 | 13500 | 2.6 | 18629 | 2.04
NOVAIR |  | 207526951 | HRCU-A-CB-O | LEA18SZ25SK-O | LEA18UUSK-I | Mini-Splits | 18000 | 14100 | 2.65 | 12829 | 2.35
NOVAIR | LEA SERIES | 211709677 | HRCU-A-CB-O | LEA09SZ25SK-O | 2LEA09UUSK-I | Mini-Splits | 10000 | 8500 | 2.8 | 8581 | 2.19
NOVAIR | LEA SERIES | 211709681 | HRCU-A-CB-O | LEA09SZ25SK-O | 2LEA06UUSK-I | Mini-Splits | 7000 | 8500 | 2.9 | 8581 | 2.19
NOVAIR |  | 207526945 | HRCU-A-CB-O | LEA12SZ25SK-O | LEA12UUSK-I | Mini-Splits | 12000 | 10000 | 2.69 | 8820 | 2.25
NOVAIR |  | 207526946 | HRCU-A-CB-O | LEA09SZ25SK-O | LEA09UUSK-I | Mini-Splits | 10000 | 8100 | 2.7 | 8564 | 2.22
NOVAIR | LEA SERIES | 207641278 | HMSV-A-CB | LEA18MZ-2P-25SK-O |  | Mixed Ducted and Non-Ducted Indoor Units | 19000 | 14600 | 2.5 | 14000 | 2.17
NOVAIR |  | 209416884 | HMSR-A-CB-O | LEA20MZ-2P-35SK-O |  | Non-Ducted Indoor Units | 20000 | 13500 | 2.5 | 20000 | 2
NOVAIR | LEA SERIES | 207526947 | HRCU-A-CB-O | LEA09SZ35SK-O | LEA09UUSK-I | Mini-Splits | 12000 | 9300 | 2.5 | 11300 | 1.9
NOVAIR | LEA SERIES | 207539337 | HRCU-A-CB-O | LEA12SZ35SK-O | LEA12UUSK-I | Mini-Splits | 12000 | 10300 | 2.56 | 12113 | 1.9
NOVAIR | LEA Series | 214867643 | HRCU-A-C | LEA18-EVOX-30-O | LEA-18/24-ACOIL-410A |  | 19000 | 14700 | 2.6 | 15000 | 2.2
NOVAIR | LEA Series | 214867641 | HRCU-A-C | LEA24-EVOX-30-O | LEA-18/24-ACOIL-410A |  | 25000 | 21000 | 2.58 | 20000 | 1.95
NOVAIR |  | 209416885 | HMSV-A-CB | LEA20MZ-2P-35SK-O |  | Ducted Indoor Units | 20000 | 16000 | 2.61 | 20000 | 1.95
NOVAIR | LEA SERIES | 211709682 | HRCU-A-CB-O | LEA09SZ35SK-O | 2LEA09UUSK-I | Mini-Splits | 12000 | 9500 | 2.53 | 11109 | 1.97
NOVAIR | LEA SERIES | 209416886 | HMSV-A-CB | LEA20MZ-2P-35SK-O |  | Mixed Ducted and Non-Ducted Indoor Units | 20000 | 14700 | 2.55 | 20000 | 1.98
NOVAIR |  | 207641276 | HMSR-A-CB-O | LEA18MZ-2P-25SK-O |  | Non-Ducted Indoor Units | 19000 | 14400 | 2.5 | 14000 | 2.22
NOVAIR | LEA SERIES | 211709678 | HRCU-A-CB-O | LEA12SZ25SK-O | 2LEA12UUSK-I | Mini-Splits | 12000 | 9000 | 2.69 | 8981 | 2.19
NOVAIR |  | 207641273 | HMSV-A-CB | LEA27MZ-3P-25SK-O |  | Ducted Indoor Units | 28000 | 22000 | 2.6 | 20000 | 2.14
NOVAIR PLUS |  | 205281386 | HRCU-A-CB | 09EVONVO | 09EVDNVI | Mini-Splits | 10000 | 7200 | 2.74 | 8300 | 2.06
NOVAIR PLUS |  | 205281393 | HRCU-A-CB | 24EVANVO | 24EVDNVI | Mini-Splits | 24400 | 16000 | 2.69 | 18500 | 2.04
NOVAIR PLUS |  | 205281391 | HRCU-A-CB | 18EVANVO | 18EVDNVI | Mini-Splits | 18000 | 12000 | 2.61 | 10300 | 1.95
OUELLET | Pacific | 216472859 | HRCU-A-CB-O | OCVX-H18A-O | OCVX-H18A-I | Mini-Splits | 18000 | 14700 | 2.69 | 14600 | 1.9
OUELLET | Pacific | 216472858 | HRCU-A-CB-O | OCVX-H12A-O | OCVX-H12A-I | Mini-Splits | 12000 | 10000 | 2.9 | 11000 | 1.95
OUELLET | Olympia | 216472856 | HRCU-A-CB-O | OARX-H12A-O | OARX-H12A-I | Mini-Splits | 12200 | 10300 | 3.11 | 12200 | 2
OUELLET | Olympia | 216472855 | HRCU-A-CB-O | OARX-H09A-O | OARX-H09A-I | Mini-Splits | 10600 | 8900 | 3.22 | 11500 | 2.11
OUELLET | Pacific | 217037913 | HRCU-A-CB-O | OCVX-H12A-O | OICX1-H12A-I | Mini-Splits | 12000 | 10000 | 2.79 | 10000 | 1.9
OUELLET | Pacific | 217037912 | HRCU-A-CB | OCVX-H12A-O | OFCX1-H12A-I | Mini-Splits | 12000 | 10000 | 2.79 | 10500 | 1.9
OUELLET | Pacific | 217037911 | HRCU-A-CB | OCVX-H09A-O | OFCX1-H09A-I | Mini-Splits | 10500 | 8800 | 2.8 | 9500 | 2.14
OUELLET | Pacific | 217037910 | HRCU-A-CB-O | OCVX-H09A-O | OICX1-H09A-I | Mini-Splits | 10500 | 8800 | 2.87 | 7600 | 1.94
OUELLET | Flexx | 216626171 | HRCU-A-CB | OFLX1-H60A-O | OAHX1-H48A-I |  | 48000 | 39500 | 2.86 | 48000 | 2
OUELLET | Flexx | 216626170 | HRCU-A-CB | OFLX1-H36A-O | OAHX1-H24A-I |  | 25000 | 20600 | 2.7 | 24000 | 2
OUELLET | Flexx | 216440574 | HRCU-A-CB | OFLX1-H60A-O | OAHX1-H60A-I |  | 54000 | 45000 | 2.66 | 54000 | 2.1
OUELLET | Flexx | 216440573 | HRCU-A-CB | OFLX1-H48A-O | OAHX1-H48A-I |  | 48000 | 39500 | 2.86 | 48000 | 2
OUELLET | Flexx | 216440572 | HRCU-A-CB | OFLX1-H36A-O | OAHX1-H36A-I |  | 34000 | 28200 | 2.5 | 34000 | 2
OUELLET | Flexx | 216440571 | HRCU-A-CB | OFLX1-H24A-O | OAHX1-H24A-I |  | 25000 | 20600 | 2.7 | 25000 | 2
PANASONIC |  | 212396487 | HRCU-A-CB | CU-E24YAHK6 | CS-HE24YAHK6 |  | 26000 | 21000 | 2.8 | 19400 | 2.1
PANASONIC | CU series | 212396492 | HRCU-A-CB | CU-HE18YAHK6 | CS-HE18YAHK6 |  | 19000 | 13500 | 2.6 | 18629 | 2.04
PANASONIC | CU series | 212396493 | HRCU-A-CB | CU-HE24YAHK6 | CS-HE24YAHK6 |  | 24000 | 19200 | 2.5 | 24071 | 1.91
PANASONIC | CU series | 213082093 | HRCU-A-C | CU-HE18YAHK6 | CS-HE24YAC6 |  | 19000 | 14700 | 2.6 | 15000 | 2.2
PANASONIC | CU series | 213160450 | HRCU-A-C | CU-HE18YAHK6 | CS-HE24YAC6* |  | 19000 | 14700 | 2.6 | 15000 | 2.2
PANASONIC | CU series | 212396505 | HRCU-A-C | CU-HE24YAHK6 | CS-HE24YAC6 |  | 25000 | 21000 | 2.58 | 20000 | 1.95
PANASONIC | MultiZone | 216441722 | HMSR-A-CB-O | CU-5Z36BBUC |  | Non-Ducted Indoor Units | 36000 | 32000 | 2.5 | 27000 | 2.08
PANASONIC | CU Series | 216505879 | HRCU-A-CB | CU-HM18BAHU | CS-HM18BAHU |  | 19000 | 15000 | 2.6 | 18000 | 2
PANASONIC | CU Series | 216505882 | HRCU-A-CB | CU-HM36BAHU | CS-HM36BAHU |  | 37000 | 31800 | 2.56 | 39000 | 1.9
PANASONIC | CU Series | 216621495 | HRCU-A-C | CU-HM18BAHU | CS-HM24BAAU2 |  | 19000 | 15200 | 2.7 | 18000 | 2.06
PANASONIC | CU Series | 216621494 | HRCU-A-C | CU-HM18BAHU | CS-HM24BAAU1 |  | 19000 | 15200 | 2.7 | 18000 | 2.06
PANASONIC | CU Series | 216621502 | HRCU-A-C | CU-HM36BAHU | CS-HM36BAAU3 |  | 36000 | 29200 | 2.5 | 36000 | 1.9
PANASONIC | CU Series | 216621501 | HRCU-A-C | CU-HM36BAHU | CS-HM36BAAU2 |  | 36000 | 29200 | 2.5 | 36000 | 1.9
PANASONIC | CU Series | 216505876 | HRCU-A-CB | CU-M36BAHU | CS-HM36BAHU |  | 36000 | 25600 | 2.6 | 27000 | 2
PANASONIC | CU Series | 216505883 | HRCU-A-CB | CU-HM48BAHU | CS-HM48BAHU |  | 50000 | 37000 | 2.7 | 46000 | 1.9
PANASONIC | CU Series | 216505881 | HRCU-A-CB | CU-HM30BAHU | CS-HM30BAHU |  | 34000 | 23800 | 2.76 | 32600 | 1.96
PANASONIC |  | 10208229 | HMSR-A-CB-O | CU-2E18SBU-5 |  | Non-Ducted Indoor Units | 19800 | 17400 | 2.52 | 14500 | 2.08
PANASONIC | Climapure XZ | 214837756 | HRCU-A-CB-O | CU-XZ24AKUAC | CS-XZ24AKUAW | Mini-Splits | 28800 | 25200 | 2.62 | 20400 | 2.24
PANASONIC | Climapure XZ | 214837755 | HRCU-A-CB-O | CU-XZ18AKUAC | CS-XZ18AKUAW | Mini-Splits | 20400 | 21000 | 2.5 | 17800 | 2.22
PANASONIC | Climapure XZ | 214837752 | HRCU-A-CB-O | CU-XZ9AKUAC | CS-XZ9AKUAW | Mini-Splits | 10900 | 14500 | 2.66 | 11700 | 2.32
PANASONIC | ClimaPure XE Series | 205047851 | HRCU-A-CB-O | CU-XE9WKUA | CS-XE9WKUAW | Mini-Splits | 12500 | 8000 | 3.13 | 11000 | 2.3
PANASONIC | Low-Profile Ducted | 9125308 | HRCU-A-CB | CU-E9SD3UA | CS-E9SD3UAW | Mini-Splits | 9000 | 7900 | 2.54 | 7800 | 2.06
PANASONIC | ClimaPure XE Series | 205047854 | HRCU-A-CB-O | CU-XE18WKUA | CS-XE18WKUAW | Mini-Splits | 20400 | 14000 | 2.93 | 20400 | 2.31
PANASONIC | CU series | 212396497 | HRCU-A-CB | CU-HE55YAHK6 | CS-HE60YAHK6 |  | 59000 | 42000 | 2.6 | 54356 | 1.91
PANASONIC | CU series | 212396499 | HRCU-A-C | CU-E24YAHK6 | CS-HE24YAC6 |  | 25600 | 22000 | 2.5 | 18500 | 2.2
PANASONIC | ClimaPure XE Series | 205047852 | HRCU-A-CB-O | CU-XE12WKUA | CS-XE12WKUAW | Mini-Splits | 12000 | 10000 | 2.79 | 12000 | 2.21
PANASONIC | ClimaPure XE Series | 205047853 | HRCU-A-CB-O | CU-XE15WKUA | CS-XE15WKUAW | Mini-Splits | 17200 | 11000 | 3.16 | 17200 | 2.1
PANASONIC | Exterios E | 7958200 | HRCU-A-CB-O | CU-E18RKUA | CS-E18RKUAW | Mini-Splits | 21600 | 12000 | 2.71 | 10100 | 2.24
PANASONIC | RAC Multi E | 10221199 | HMSR-A-CB-O | CU-3E19RBU-5 |  | Non-Ducted Indoor Units | 26000 | 20800 | 2.57 | 18900 | 2.1
PAYNE |  | 208447903 | HRCU-A-CB | 38MURAQ18AB3 | 40MUAAQ18XA3 |  | 19000 | 13500 | 2.5 | 18000 | 2
PAYNE | 38M series | 213372220 | HRCU-A-C | 38MURAQ18AB3 | 40MULAQ24XBX + CI |  | 19000 | 14700 | 2.6 | 15000 | 2.2
PAYNE | 38M series | 213372222 | HRCU-A-C | 38MURAQ24AB3 | 40MULAQ24XBX + CI |  | 25000 | 21000 | 2.58 | 20000 | 1.95
PAYNE | 38MH-series | 208447849 | HRCU-A-CB-O | 38MHRCQ09AA3 | 40MHHAQ09XA3 | Mini-Splits | 10000 | 6000 | 2.51 | 7300 | 2.14
PAYNE | D5M Series | 215323767 | HRCU-A-CB-O | 37MAHAQ18AA3 | D5MAHAQ18XA3 | Mini-Splits | 18000 | 16600 | 2.55 | 18000 | 1.92
PAYNE |  | 215357720 | HMSV-A-CB | 37MGRAQ24DA3 |  | Mixed Ducted and Non-Ducted Indoor Units | 25000 | 18000 | 2.6 | 18000 | 2
PAYNE |  | 215357724 | HMSR-A-CB-O | 37MGRAQ30EA3 |  | Non-Ducted Indoor Units | 31000 | 26600 | 2.5 | 26000 | 2
PAYNE |  | 215357697 | HMSR-A-CB-O | 37MGHAQ24DA3 |  | Non-Ducted Indoor Units | 25000 | 23600 | 2.5 | 25000 | 2
PAYNE |  | 215357719 | HMSV-A-CB | 37MGRAQ24DA3 |  | Ducted Indoor Units | 25000 | 18200 | 2.6 | 18000 | 2
PAYNE |  | 215357718 | HMSR-A-CB-O | 37MGRAQ24DA3 |  | Non-Ducted Indoor Units | 25000 | 17800 | 2.6 | 18000 | 2
PAYNE |  | 215357732 | HMSV-A-CB | 37MGRAQ48FA3 |  | Mixed Ducted and Non-Ducted Indoor Units | 47500 | 37400 | 2.5 | 37000 | 2.05
PAYNE |  | 215357731 | HMSV-A-CB | 37MGRAQ48FA3 |  | Ducted Indoor Units | 47000 | 37000 | 2.5 | 38000 | 2.1
PAYNE |  | 215357730 | HMSR-A-CB-O | 37MGRAQ48FA3 |  | Non-Ducted Indoor Units | 48000 | 38000 | 2.5 | 36000 | 2
PAYNE |  | 215357717 | HMSV-A-CB | 37MGRAQ18CA3 |  | Mixed Ducted and Non-Ducted Indoor Units | 19000 | 14100 | 2.79 | 14000 | 2.31
PAYNE |  | 215357716 | HMSV-A-CB | 37MGRAQ18CA3 |  | Ducted Indoor Units | 19000 | 14600 | 2.8 | 14600 | 2.3
PAYNE |  | 215357715 | HMSR-A-CB-O | 37MGRAQ18CA3 |  | Non-Ducted Indoor Units | 19000 | 13600 | 2.81 | 13500 | 2.3
PAYNE |  | 215357714 | HMSV-A-CB | 37MGHAQ55FA3 |  | Mixed Ducted and Non-Ducted Indoor Units | 55000 | 44500 | 2.65 | 47500 | 2.05
PAYNE |  | 215357713 | HMSV-A-CB | 37MGHAQ55FA3 |  | Ducted Indoor Units | 55000 | 45000 | 2.7 | 48000 | 2.1
PAYNE |  | 215357712 | HMSR-A-CB-O | 37MGHAQ55FA3 |  | Non-Ducted Indoor Units | 55000 | 44000 | 2.6 | 47000 | 2
PAYNE |  | 215357711 | HMSV-A-CB | 37MGHAQ48FA3 |  | Mixed Ducted and Non-Ducted Indoor Units | 48500 | 44000 | 2.6 | 47500 | 2
PAYNE |  | 215357710 | HMSV-A-CB | 37MGHAQ48FA3 |  | Ducted Indoor Units | 48000 | 44500 | 2.6 | 48000 | 2
PAYNE |  | 215357709 | HMSR-A-CB-O | 37MGHAQ48FA3 |  | Non-Ducted Indoor Units | 49000 | 44000 | 2.6 | 47000 | 2
PAYNE |  | 215323768 | HRCU-A-CB-O | 37MAHAQ24AA3 | D5MAHAQ24XA3 | Mini-Splits | 29000 | 21000 | 2.88 | 24200 | 2.34
PAYNE |  | 215323933 | HRCU-A-CB-O | 37MAHAQ18AA3 | 45MBFAQ16XA3 | Mini-Splits | 17000 | 14200 | 2.6 | 17500 | 1.95
PAYNE |  | 215323932 | HRCU-A-CB-O | 37MAHAQ18AA3 | 45MBCAQ18XA3 | Mini-Splits | 19000 | 14900 | 2.7 | 17000 | 1.9
PAYNE |  | 215323927 | HRCU-A-CB-O | 37MAHAQ12AA3 | 45MBCAQ12XA3 | Mini-Splits | 12000 | 10000 | 2.74 | 11500 | 1.99
PAYNE |  | 215323926 | HRCU-A-CB-O | 37MAHAQ12AA3 | 45MCCAQ12XA3 | Mini-Splits | 12500 | 9600 | 2.65 | 11500 | 1.99
PAYNE |  | 215323920 | HRCU-A-CB | 37MAHAQ06AA3 | 45MBDAQ06XA3 | Mini-Splits | 8000 | 8000 | 2.69 | 7800 | 2.41
PAYNE |  | 215323919 | HRCU-A-CB-O | 37MAHAQ06AA3 | 45MCCAQ06XA3 | Mini-Splits | 7400 | 7000 | 2.66 | 8100 | 2.4
PAYNE |  | 215323764 | HRCU-A-CB-O | 37MAHAQ06AA3 | D5MAHAQ06XA3 | Mini-Splits | 7000 | 7900 | 2.79 | 7700 | 2.4
PAYNE |  | 215323722 | HRCU-A-CB | 37MUHAQ36AA3 | 45MUHAQ36XX3 |  | 37000 | 31000 | 2.5 | 37400 | 1.91
PAYNE |  | 215323955 | HRCU-A-CB-O | 37MARAQ24AA3 | 45MBCAQ24XA3 | Mini-Splits | 25000 | 20400 | 2.73 | 18500 | 2.3
PAYNE |  | 215323952 | HRCU-A-CB-O | 37MARAQ18AA3 | 45MCFAQ18XA3 | Mini-Splits | 18000 | 13700 | 2.51 | 12800 | 2.05
PAYNE |  | 215323938 | HRCU-A-CB-O | 37MAHAQ24AA3 | 45MCFAQ24XA3 | Mini-Splits | 26000 | 20200 | 2.74 | 24200 | 2.16
PAYNE |  | 215323937 | HRCU-A-CB-O | 37MAHAQ24AA3 | 45MBCAQ24XA3 | Mini-Splits | 25000 | 20400 | 2.78 | 23800 | 2.23
PAYNE |  | 215323971 | HRCU-A-CB | 37MBHAQ58AA3 | 45MBDAQ58XH3 | Mini-Splits | 60000 | 45000 | 2.72 | 53500 | 2.1
PAYNE |  | 215323969 | HRCU-A-CB | 37MBHAQ48AA3 | 45MBDAQ48XH3 | Mini-Splits | 52000 | 45000 | 2.61 | 47500 | 2
PAYNE |  | 215323966 | HRCU-A-CB | 37MBHAQ36AA3 | 45MBDAQ36XH3 | Mini-Splits | 42000 | 31600 | 2.73 | 37600 | 2.1
PAYNE |  | 215323957 | HRCU-A-CB | 37MARAQ24AA3 | 45MBDAQ24XH3 | Mini-Splits | 25000 | 21200 | 2.6 | 19000 | 2.3
PAYNE |  | 215323774 | HRCU-A-CB-O | 37MARAQ24AA3 | D5MAHAQ24XA3 | Mini-Splits | 25000 | 18800 | 2.65 | 19600 | 2.54
PAYNE |  | 215323953 | HRCU-A-CB | 37MARAQ18AA3 | 45MBDAQ18XA3 | Mini-Splits | 20000 | 14000 | 2.6 | 14000 | 2.19
PAYNE |  | 215323951 | HRCU-A-CB-O | 37MARAQ18AA3 | 45MBFAQ16XA3 | Mini-Splits | 17000 | 14100 | 2.75 | 13100 | 2.16
PAYNE |  | 215323950 | HRCU-A-CB-O | 37MARAQ18AA3 | 45MBCAQ18XA3 | Mini-Splits | 18000 | 13900 | 2.66 | 12800 | 2.19
PAYNE |  | 215323949 | HRCU-A-CB-O | 37MARAQ18AA3 | 45MCCAQ18XA3 | Mini-Splits | 18000 | 14000 | 2.77 | 13100 | 2.25
PAYNE |  | 215323773 | HRCU-A-CB-O | 37MARAQ18AA3 | D5MAHAQ18XA3 | Mini-Splits | 18000 | 13600 | 2.73 | 12800 | 2.1
PAYNE |  | 215323947 | HRCU-A-CB | 37MARAQ12AA3 | 45MBDAQ12XA3 | Mini-Splits | 12000 | 9500 | 2.58 | 8800 | 2.24
PAYNE |  | 215323946 | HRCU-A-CB-O | 37MARAQ12AA3 | 45MBFAQ12XA3 | Mini-Splits | 12000 | 9000 | 2.87 | 8900 | 2.51
PAYNE |  | 215323945 | HRCU-A-CB-O | 37MARAQ12AA3 | 45MBCAQ12XA3 | Mini-Splits | 12000 | 8500 | 2.8 | 8400 | 2.39
PAYNE |  | 215323944 | HRCU-A-CB-O | 37MARAQ12AA3 | 45MCCAQ12XA3 | Mini-Splits | 12000 | 8600 | 2.77 | 8600 | 2.47
PAYNE |  | 215323772 | HRCU-A-CB-O | 37MARAQ12AA3 | D5MAHAQ12XA3 | Mini-Splits | 12000 | 9300 | 2.84 | 8400 | 2.3
PAYNE |  | 215323941 | HRCU-A-CB-O | 37MARAQ09AA3 | 45MBFAQ09XA3 | Mini-Splits | 9000 | 9000 | 2.9 | 8600 | 2.27
PAYNE |  | 215323940 | HRCU-A-CB-O | 37MARAQ09AA3 | 45MBCAQ12XA3 | Mini-Splits | 10000 | 8500 | 2.8 | 8300 | 2.17
PAYNE |  | 215323771 | HRCU-A-CB-O | 37MARAQ09AA3 | D5MAHAQ09XA3 | Mini-Splits | 10000 | 8100 | 2.83 | 8000 | 2.37
PAYNE |  | 215323770 | HRCU-A-CB-O | 37MARAQ12AA1 | D5MAHAQ12XA1 | Mini-Splits | 12000 | 8700 | 2.68 | 7700 | 2.33
PAYNE |  | 215323769 | HRCU-A-CB-O | 37MAHAQ33AA3 | D5MAHAQ33XA3 | Mini-Splits | 36000 | 30000 | 2.69 | 35000 | 1.98
PAYNE |  | 215323939 | HRCU-A-CB | 37MAHAQ24AA3 | 45MBDAQ24XH3 | Mini-Splits | 26000 | 21600 | 2.71 | 24000 | 2.18
PAYNE |  | 215413157 | HRCU-A-CB-O | 37MARAQ30AA3 | D5MAHAQ30XA3 | Mini-Splits | 30000 | 20400 | 2.52 | 20000 | 2.03
PAYNE |  | 215413156 | HRCU-A-CB-O | 37MPRAQ18AA3 | D5MPHAQ18XA3 | Mini-Splits | 20000 | 19300 | 3.01 | 22600 | 2.34
PAYNE |  | 215357696 | HMSV-A-CB | 37MGHAQ18CA3 |  | Mixed Ducted and Non-Ducted Indoor Units | 20000 | 17300 | 2.65 | 18500 | 2
PAYNE |  | 215357695 | HMSV-A-CB | 37MGHAQ18CA3 |  | Ducted Indoor Units | 20000 | 17000 | 2.59 | 18000 | 2
PAYNE |  | 215357694 | HMSR-A-CB-O | 37MGHAQ18CA3 |  | Non-Ducted Indoor Units | 20000 | 17600 | 2.7 | 19000 | 2
PAYNE |  | 215333751 | HRCU-A-CB-O | 37MVRAQ09AA3 | D5MVHAQ09XC3 | Mini-Splits | 10000 | 8000 | 2.58 | 7000 | 2.16
PAYNE |  | 215323954 | HRCU-A-CB | 37MARAQ18AA3 | 45MBDAQ18XH3 | Mini-Splits | 20000 | 14900 | 2.89 | 14200 | 2.41
PAYNE |  | 215323948 | HRCU-A-CB | 37MARAQ12AA3 | 45MBDAQ12XH3 | Mini-Splits | 12000 | 9100 | 2.78 | 8900 | 2.44
PAYNE |  | 215323943 | HRCU-A-CB | 37MARAQ09AA3 | 45MBDAQ12XH3 | Mini-Splits | 10000 | 9300 | 2.9 | 8300 | 2.32
PAYNE |  | 215323942 | HRCU-A-CB | 37MARAQ09AA3 | 45MBDAQ12XA3 | Mini-Splits | 10000 | 8900 | 2.61 | 8600 | 2.25
PAYNE |  | 215323936 | HRCU-A-CB | 37MAHAQ18AA3 | 45MBDAQ18XH3 | Mini-Splits | 19500 | 15000 | 2.89 | 18000 | 2.1
PAYNE |  | 215323930 | HRCU-A-CB | 37MAHAQ12AA3 | 45MBDAQ12XH3 | Mini-Splits | 12000 | 10200 | 2.6 | 12000 | 1.95
PAYNE |  | 215323960 | HRCU-A-CB-O | 37MVRAQ09AA3 | D5MVHAQ09XA3 | Mini-Splits | 10000 | 8000 | 2.58 | 7000 | 2.16
PAYNE |  | 215323972 | HRCU-A-CB-O | 37MBRAQ36AA3 | 45MBCAQ36XA3 | Mini-Splits | 38000 | 26800 | 2.68 | 26600 | 2.2
PAYNE |  | 215323965 | HRCU-A-CB-O | 37MBHAQ36AA3 | 45MCFAQ36XA3 | Mini-Splits | 38000 | 30200 | 2.58 | 39500 | 2.02
PAYNE |  | 215323964 | HRCU-A-CB-O | 37MBHAQ36AA3 | 45MBCAQ36XA3 | Mini-Splits | 37000 | 30600 | 2.56 | 37000 | 1.95
PAYNE |  | 215323956 | HRCU-A-CB-O | 37MARAQ24AA3 | 45MCFAQ24XA3 | Mini-Splits | 24400 | 20000 | 2.56 | 18600 | 2.27
PAYNE |  | 215318819 | HRCU-A-CB | 37MUHAQ48AA3 | 45MUHAQ60XX3 |  | 48000 | 34000 | 2.56 | 48000 | 2
PAYNE |  | 215318818 | HRCU-A-CB | 37MUHAQ30AA3 | 45MUHAQ36XX3 |  | 33000 | 24000 | 2.69 | 33200 | 1.97
PAYNE |  | 215318817 | HRCU-A-CB | 37MUHAQ18AA3 | 45MUHAQ24XX3 |  | 18000 | 14700 | 2.66 | 18600 | 2.12
PAYNE |  | 215318827 | HRCU-A-CB | 37MBHAQ58AA3 | 45MBAAQ60XA3 |  | 59000 | 41000 | 2.6 | 53000 | 2
PAYNE |  | 215318814 | HRCU-A-CB | 37MURAQ36AA3 | 45MUAAQ36XX3 |  | 36000 | 25600 | 2.6 | 27000 | 2
PAYNE |  | 215318810 | HRCU-A-CB | 37MUHAQ60AA3 | 45MUHAQ60XX3 |  | 55000 | 35000 | 2.5 | 54000 | 1.9
PAYNE |  | 215318808 | HRCU-A-CB | 37MUHAQ48AA3 | 45MUAAQ48XX3 |  | 50000 | 37000 | 2.7 | 46000 | 1.9
PAYNE |  | 215318807 | HRCU-A-CB | 37MUHAQ36AA3 | 45MUAAQ36XX3 |  | 37000 | 31800 | 2.56 | 39000 | 1.9
PAYNE |  | 215318806 | HRCU-A-CB | 37MUHAQ30AA3 | 45MUAAQ30XX3 |  | 34000 | 23800 | 2.76 | 32600 | 1.96
PAYNE |  | 215318805 | HRCU-A-CB | 37MUHAQ24AA3 | 45MUHAQ24XX3 |  | 24000 | 19000 | 2.64 | 20600 | 2.14
PAYNE |  | 215318803 | HRCU-A-CB | 37MUHAQ18AA3 | 45MUAAQ18XX3 |  | 19000 | 15000 | 2.6 | 18000 | 2
PAYNE |  | 215318823 | HRCU-A-CB | 37MARAQ18AA3 | 45MBAAQ18XB3 |  | 18000 | 13200 | 2.6 | 13000 | 2.3
PAYNE |  | 215318829 | HRCU-A-CB | 37MBRAQ48AA3 | 45MBAAQ48XA3 |  | 50000 | 40000 | 2.6 | 35200 | 1.9
PAYNE |  | 215318826 | HRCU-A-CB | 37MBHAQ48AA3 | 45MBAAQ48XA3 |  | 50000 | 40000 | 2.5 | 46000 | 2
PAYNE |  | 215318822 | HRCU-A-CB | 37MAHAQ33AA3 | 45MBAAQ36XB3 |  | 35000 | 27400 | 2.58 | 34000 | 2
PAYNE |  | 215318820 | HRCU-A-CB | 37MAHAQ18AA3 | 45MBAAQ18XB3 |  | 19500 | 14000 | 2.6 | 18000 | 2.2
PAYNE | Mid-Tier | 206350312 | HRCU-A-CB-O | 38MARBQ12AA1 | DHMAHBQ12XA1 | Mini-Splits | 12100 | 7400 | 2.68 | 6980 | 2.18
PAYNE | Mid-tier | 201847066 | HMSV-A-CB | 38MGRQ18B--3 |  | Ducted Indoor Units | 18500 | 11500 | 2.7 | 14400 | 2.1
PAYNE | Mid-tier | 201846967 | HRCU-A-CB-O | 38MAQB12R--1 | DHMSHAQ12XA1 | Mini-Splits | 12000 | 7600 | 2.59 | 6490 | 1.94
PAYNE |  | 201753413 | HRCU-A-CB-O | 38MPRAQ12AA3 | DHMPHAQ12XA3 | Mini-Splits | 12000 | 6800 | 2.66 | 13887 | 2
PAYNE |  | 201753410 | HRCU-A-CB-O | 38MPRAQ09AA3 | DHMPHAQ09XA3 | Mini-Splits | 10000 | 7200 | 2.78 | 13000 | 2.01
PAYNE | High Tier | 202463639 | HRCU-A-CB-O | 38MPRAQ24AA3 | DHMPHAQ24XA3 | Mini-Splits | 24000 | 15450 | 3 | 24000 | 2
PAYNE | High Tier | 202463638 | HRCU-A-CB-O | 38MPRAQ18AA3 | DHMPHAQ18XA3 | Mini-Splits | 18000 | 12300 | 3.19 | 18000 | 2
PAYNE | Mid-tier | 201846969 | HRCU-A-CB-O | 38MAQB12R--3 | DHMSHAQ12XA3 | Mini-Splits | 12000 | 7800 | 2.66 | 12010 | 1.98
PAYNE | Mid-Tier | 206396045 | HRCU-A-CB-O | 38MAQB12R--3 | DHMAHBQ12XA3 | Mini-Splits | 12000 | 7500 | 2.56 | 12010 | 1.98
PAYNE | Mid-Tier | 206350358 | HRCU-A-CB | 38MARBQ24AA3 | 40MBDQ24--3 | Mini-Splits | 24600 | 14500 | 2.8 | 27910 | 2.01
PAYNE | Mid-tier | 207642922 | HMSV-A-CB | 38MGHBQ24CA3 |  | Ducted Indoor Units | 24000 | 18500 | 2.85 | 21500 | 1.95
PAYNE | Mid-tier | 207642930 | HMSR-A-CB-O | 38MGHBQ48EA3 |  | Non-Ducted Indoor Units | 49000 | 30000 | 2.5 | 48000 | 2
PAYNE | Mid-tier | 207642924 | HMSR-A-CB-O | 38MGHBQ30DA3 |  | Non-Ducted Indoor Units | 30000 | 17500 | 2.82 | 29400 | 1.9
PAYNE | Mid-tier | 201846985 | HMSR-A-CB-O | 38MGRQ48E--3 |  | Non-Ducted Indoor Units | 48000 | 29600 | 2.7 | 36340 | 1.98
PAYNE | Mid-tier | 201846984 | HMSR-A-CB-O | 38MGRQ36D--3 |  | Non-Ducted Indoor Units | 36000 | 23200 | 2.78 | 36080 | 1.96
PAYNE | Mid-tier | 201846981 | HMSR-A-CB-O | 38MGRQ18B--3 |  | Non-Ducted Indoor Units | 19000 | 12000 | 2.79 | 13990 | 2.15
PERFECTAIRE |  | 210410111 | HRCU-A-CB-O | 3PAMSHH12-SZO | 3PAMSCONH12-2 | Mini-Splits | 12000 | 10200 | 2.72 | 12300 | 2.1
PERFECTAIRE |  | 207796629 | HRCU-A-CB-O | 3PAMSHH12-SZO | 3PAMSCH12 | Mini-Splits | 12000 | 9900 | 2.55 | 11500 | 1.9
PERFECTAIRE |  | 211253533 | HMSV-A-CB | 3PAMS55-HH-MZO5 |  | Ducted Indoor Units | 55000 | 35200 | 2.5 | 47000 | 1.94
PERFECTAIRE | 3PAHH series | 211253524 | HRCU-A-CB | 3PAHHSD24-SZO | 3PAHHSD24-AHU |  | 24000 | 19200 | 2.5 | 24071 | 1.91
PERFECTAIRE | 3PAHH series | 211253523 | HRCU-A-CB | 3PAHHSD18-SZO | 3PAHHSD18-AHU |  | 19000 | 13500 | 2.6 | 18629 | 2.04
PERFECTAIRE | 3PAMS | 207657349 | HMSV-A-CB | 3PAMSH18-MZO2 |  | Mixed Ducted and Non-Ducted Indoor Units | 19000 | 14600 | 2.5 | 14000 | 2.17
PERFECTAIRE |  | 207657335 | HMSR-A-CB-O | 3PAMS18-HH-MZO2 |  | Non-Ducted Indoor Units | 20000 | 13500 | 2.5 | 20000 | 2
PERFECTAIRE | 3PAMS | 207614054 | HRCU-A-CB-O | 3PAMSHH09-SZO | 3PAMSHH09-UVW | Mini-Splits | 12000 | 9300 | 2.5 | 11300 | 1.9
PERFECTAIRE | 3PAMS | 207614055 | HRCU-A-CB-O | 3PAMSHH12-SZO | 3PAMSHH12-UVW | Mini-Splits | 12000 | 10300 | 2.56 | 12113 | 1.9
PERFECTAIRE | 3PAMS | 207657337 | HMSV-A-CB | 3PAMS18-HH-MZO2 |  | Mixed Ducted and Non-Ducted Indoor Units | 20000 | 14700 | 2.55 | 20000 | 1.98
PERFECTAIRE |  | 207796636 | HRCU-A-CB | 3PAMSHH24-SZO | 3PAMSDH24 | Mini-Splits | 25000 | 21000 | 2.64 | 27000 | 2
PERFECTAIRE |  | 207192291 | HRCU-A-CB | 1PAMSHH24-SZW-20.5 | 2PAMSDH24 | Mini-Splits | 25000 | 21000 | 2.64 | 27000 | 2
PERFECTAIRE |  | 206348127 | HRCU-A-CB | 1KARDA24SZO20.5 | 2PAMSDH24 | Mini-Splits | 25000 | 21000 | 2.64 | 27000 | 2
PERFECTAIRE |  | 207657336 | HMSV-A-CB | 3PAMS18-HH-MZO2 |  | Ducted Indoor Units | 20000 | 16000 | 2.61 | 20000 | 1.95
PERFECTAIRE |  | 207657344 | HMSR-A-CB-O | 3PAMS48-HH-MZO5 |  | Non-Ducted Indoor Units | 49000 | 39000 | 2.5 | 46000 | 2.05
PERFECTAIRE |  | 207796630 | HRCU-A-CB | 3PAMSHH12-SZO | 3PAMSDH12 | Mini-Splits | 12500 | 10600 | 2.51 | 12100 | 1.96
PERFECTAIRE | 3PAM series | 211253535 | HRCU-A-CB-O | 3PAMSHH06-SZO | 3PAMSHH06-UVW | Mini-Splits | 7000 | 7500 | 2.5 | 7200 | 1.92
PERFECTAIRE |  | 202585746 | HMSR-A-CB-O | 2PAMSH27-MZO3 |  | Non-Ducted Indoor Units | 28000 | 17200 | 2.82 | 16820 | 1.95
PERFECTAIRE |  | 205653642 | HRCU-A-CB-O | 3PAMSHQCO12 | 3PAMSHQCW12 | Mini-Splits | 13000 | 7500 | 2.71 | 7377 | 2.08
PERFECTAIRE |  | 205653643 | HRCU-A-CB-O | 3PAMSHQCO18 | 3PAMSHQCW18 | Mini-Splits | 19000 | 11600 | 3.01 | 13146 | 2.11
PERFECTAIRE |  | 207192288 | HRCU-A-CB | 1PAMSHH09-SZO-25 | 2PAMSDH09 | Mini-Splits | 10000 | 7200 | 2.74 | 8300 | 2.06
PERFECTAIRE |  | 207192283 | HRCU-A-CB-O | 2PAMSH18-MZO | 2PAMSH18-MZW | Mini-Splits | 18000 | 10400 | 2.72 | 10953 | 1.9
PERFECTAIRE | 3PAHH series | 211253528 | HRCU-A-CB | 3PAHHSD60-SZO | 3PAHHSD60-AHU |  | 59000 | 42000 | 2.6 | 54356 | 1.91
PIONEER |  | 208121953 | HRCU-A-CB | WS009AMFI22HLE | RB024GMFILDFHD | Mini-Splits | 25000 | 20000 | 2.61 | 20000 | 2.3
PIONEER |  | 208121956 | HRCU-A-CB-O | YN009AMFI22RPE | FB012GMFILDFHE | Mini-Splits | 12000 | 9000 | 2.69 | 8400 | 2.26
PIONEER |  | 208121951 | HRCU-A-CB | YN030GMFI20RPD | RB012GMFILDFHD | Mini-Splits | 12000 | 9300 | 2.78 | 8400 | 2.26
PIONEER |  | 208121950 | HRCU-A-CB | YN024GMFI20RPD | RB009GMFILDFHD | Mini-Splits | 10000 | 7700 | 2.59 | 8000 | 2.09
PIONEER |  | 208101238 | HRCU-A-CB-O | YN009GMFI22RPE | WS009GMFI22HLE | Mini-Splits | 10000 | 8300 | 2.67 | 6544 | 1.98
PIONEER | YN series | 213088012 | HRCU-A-CB-O | YN024GMFI22RPE | CB024GMFILCFHE | Mini-Splits | 25000 | 19000 | 2.6 | 18900 | 1.96
PIONEER |  | 208141951 | HRCU-A-CB | YN009GMFI22RPE | RB009GMFILDFHD | Mini-Splits | 10000 | 7700 | 2.59 | 8000 | 2.09
PIONEER |  | 208141952 | HRCU-A-CB | YN012GMFI22RPE | RB012GMFILDFHD | Mini-Splits | 12000 | 9300 | 2.78 | 8400 | 2.26
PIONEER |  | 208141955 | HRCU-A-CB-O | YN012GMFI22RPE | FB012GMFILDFHE | Mini-Splits | 12000 | 9000 | 2.69 | 8400 | 2.26
PIONEER | YN series | 208121963 | HMSV-A-CB | YN020GMFI22M2E |  | Mixed Ducted and Non-Ducted Indoor Units | 19000 | 14600 | 2.5 | 14000 | 2.17
PIONEER |  | 208191864 | HRCU-A-CB-O | YN024GMFI22RPE | CB024GMFILDFHE | Mini-Splits | 25000 | 19000 | 2.6 | 18900 | 1.96
PIONEER |  | 208121947 | HRCU-A-CB-O | YN024GMFI20RPD | CB024GMFILDFHE | Mini-Splits | 25000 | 19000 | 2.6 | 18900 | 1.96
PIONEER | YN-series | 213349744 | HRCU-A-CB-O | YN018GMFI22RPE | CK018GMFILCFHD | Mini-Splits | 19000 | 12200 | 2.79 | 13100 | 2.3
PIONEER | YN-series | 213349746 | HRCU-A-CB-O | YN009GMFI22RPE | CK009GMFILCFHD | Mini-Splits | 11000 | 8000 | 2.66 | 8500 | 2.37
PIONEER | YN series | 208101240 | HRCU-A-CB-O | YN018GMFI22RPE | WS018GMFI22HLE | Mini-Splits | 18000 | 14000 | 2.61 | 12600 | 2.35
PIONEER | Hyperformance | 211583711 | HRCU-A-CB-O | YN009GHFI25RPH | WF009GHFI25HLH | Mini-Splits | 10000 | 5500 | 2.93 | 8600 | 1.94
PIONEER | DYR | 207028595 | HRCU-A-CB | YH3036GHFD18R2 | DR036GHFD18HT2 |  | 35000 | 24000 | 2.5 | 25200 | 2.1
PIONEER |  | 208141954 | HRCU-A-CB | YN024GMFI22RPE | RB024GMFILDFHD | Mini-Splits | 25000 | 20000 | 2.61 | 20000 | 2.3
PIONEER |  | 208191863 | HRCU-A-CB-O | YN018GMFI22RPE | CB018GMFILCFHD | Mini-Splits | 19000 | 12000 | 2.51 | 12700 | 2.16
PIONEER |  | 208121961 | HMSR-A-CB-O | YN020GMFI22M2E |  | Non-Ducted Indoor Units | 19000 | 14400 | 2.5 | 14000 | 2.22
PIONEER |  | 8819851 | HRCU-A-CB-O | YN018GMFI22RPD | WS018GMFI22HLD | Mini-Splits | 18000 | 10400 | 2.72 | 10953 | 1.9
PIONEER | Diamante Ultra | 207698169 | HMSV-A-CB | YN040GLFI22M4D | YN040GLFI22M4D | Non-Ducted Indoor Units | 35000 | 23000 | 2.87 | 23200 | 2.12
PIONEER | Diamante Ultra | 207698163 | HMSV-A-CB | YN030GLFI22M3D | YN030GLFI22M3D | Non-Ducted Indoor Units | 26000 | 16400 | 2.67 | 16250 | 2.27
PIONEER | Diamante Ultra | 207698162 | HMSV-A-CB | YN020GLFI22M2D | YN020GLFI22M2D | Non-Ducted Indoor Units | 19600 | 13700 | 2.97 | 13840 | 2.13
PIONEER | Diamante Ultra | 207743771 | HRCU-A-CB-O | YN024GLFI22RPD | WT024GLFI22HLD | Mini-Splits | 24000 | 13900 | 2.75 | 16720 | 2.01
PIONEER | Diamante Ultra | 207743770 | HRCU-A-CB-O | YN018GLFI22RPD | WT018GLFI22HLD | Mini-Splits | 18000 | 10000 | 2.85 | 12600 | 2.21
PIONEER | Diamante Ultra | 207743769 | HRCU-A-CB-O | YN012GLFI22RPD | WT012GLFI22HLD | Mini-Splits | 12000 | 7600 | 3.14 | 9170 | 2.18
PIONEER | Diamante Ultra | 207743768 | HRCU-A-CB-O | YN009GLFI22RPD | WT009GLFI22HLD | Mini-Splits | 9500 | 5900 | 2.79 | 7350 | 2.03
PIONEER | Diamante Ultra | 207743767 | HRCU-A-CB-O | YN012ALFI22RPD | WT012ALFI22HLD | Mini-Splits | 12000 | 7100 | 3.02 | 8768 | 2.14
PIONEER | Diamante Ultra | 207743766 | HRCU-A-CB-O | YN009ALFI22RPD | WT009ALFI22HLD | Mini-Splits | 9500 | 5900 | 2.79 | 7026 | 2.02
PIONEER |  | 208191861 | HRCU-A-CB-O | YN012GMFI22RPE | CB012GMFILCFHD | Mini-Splits | 12000 | 8900 | 2.75 | 8000 | 2.28
PIONEER |  | 208121945 | HRCU-A-CB-O | YN012GMFI20RPD | CB012GMFILCFHD | Mini-Splits | 12000 | 8900 | 2.75 | 8000 | 2.28
PIONEER |  | 208121965 | HMSV-A-CB | YN030GMFI22M3E |  | Ducted Indoor Units | 28000 | 22000 | 2.6 | 20000 | 2.14
PIONEER |  | 208141953 | HRCU-A-CB | YN018GMFI22RPE | RB018GMFILDFHD | Mini-Splits | 20000 | 12600 | 2.66 | 13000 | 2.4
PIONEER |  | 208141956 | HRCU-A-CB-O | YN018GMFI22RPE | UB018GMFILCFHD | Mini-Splits | 20000 | 12800 | 2.52 | 13000 | 2.08
PIONEER |  | 208101237 | HRCU-A-CB-O | YN012AMFI22RPE | WS012AMFI22HLE | Mini-Splits | 12000 | 8400 | 2.77 | 6725 | 2.07
PIONEER |  | 208101236 | HRCU-A-CB-O | YN009AMFI22RPE | WS009AMFI22HLE | Mini-Splits | 12000 | 8400 | 2.77 | 6725 | 2.07
PIONEER |  | 208101235 | HRCU-A-CB-O | YN009GMFI20RPD | WS009GMFI20HLD | Mini-Splits | 10000 | 6900 | 2.53 | 6400 | 1.95
PIONEER |  | 208121946 | HRCU-A-CB-O | WS018GMFI20HLD | CB018GMFILCFHD | Mini-Splits | 19000 | 12000 | 2.51 | 12700 | 2.16
PIONEER |  | 208121957 | HRCU-A-CB-O | WS012AMFI22HLE | UB018GMFILCFHD | Mini-Splits | 20000 | 12800 | 2.52 | 13000 | 2.08
PIONEER |  | 208121952 | HRCU-A-CB | WS036GMFI20HLD | RB018GMFILDFHD | Mini-Splits | 20000 | 12600 | 2.66 | 13000 | 2.4
POLARWAVE | ACIQ | 212316076 | HRCU-A-CB-O | ACIQ-12ZPL-HP230B | ACIQ-12CC-HH-MB | Mini-Splits | 12000 | 9900 | 2.55 | 11500 | 1.9
POLARWAVE | ACIQ | 212316098 | HRCU-A-CB-O | ACIQ-06ZPL-HP230B | ACIQ-06W-HH-MC | Mini-Splits | 7000 | 8500 | 2.9 | 8581 | 2.19
POLARWAVE | ACIQ | 212316118 | HMSV-A-CB | ACIQ-55Z-HH-M5B |  | Ducted Indoor Units | 55000 | 35200 | 2.5 | 47000 | 1.94
POLARWAVE | ACIQ | 212316115 | HRCU-A-CB-O | ACIQ-12ZPL-HP230B | ACIQ-12FM-HH-MC | Mini-Splits | 12000 | 10200 | 2.72 | 12300 | 2.1
POLARWAVE | ACIQ | 212316111 | HRCU-A-CB-O | ACIQ-06ZPL-HP230B | SCC-0609-HH-M | Mini-Splits | 7100 | 5700 | 2.61 | 8500 | 2.03
POLARWAVE | ES SERIES | 212316122 | HMSV-A-CB | ES-18Z-M2B |  | Mixed Ducted and Non-Ducted Indoor Units | 19000 | 14500 | 2.5 | 14000 | 2.17
POLARWAVE | ES SERIES | 212316125 | HMSV-A-CB | ES-27Z-M3B |  | Mixed Ducted and Non-Ducted Indoor Units | 28000 | 21400 | 2.55 | 20000 | 2.13
POLARWAVE | ACIQ | 212316119 | HMSV-A-CB | ACIQ-55Z-HH-M5B |  | Mixed Ducted and Non-Ducted Indoor Units | 55000 | 34800 | 2.5 | 47000 | 1.94
POLARWAVE | ACIQ series | 213433276 | HRCU-A-CB | ACIQ-24-EHPB | ACIQ-24-AHB |  | 26000 | 21000 | 2.8 | 19400 | 2.1
POLARWAVE | ACIQ series | 213492156 | HRCU-A-C | ACIQ-18-HPB | ACIQ-24-ACL |  | 19000 | 14700 | 2.6 | 15000 | 2.2
POLARWAVE | ACIQ series | 212394344 | HRCU-A-C | ACIQ-18-HPB | ACIQ-18-ACL |  | 19000 | 14700 | 2.6 | 15000 | 2.2
POLARWAVE | ACIQ | 212316117 | HMSR-A-CB-O | ACIQ-55Z-HH-M5B |  | Non-Ducted Indoor Units | 55000 | 34400 | 2.5 | 47000 | 1.94
POLARWAVE | ACIQ | 212316085 | HMSR-A-CB-O | ACIQ-18Z-HH-M2B |  | Non-Ducted Indoor Units | 20000 | 15000 | 2.5 | 20000 | 1.93
POLARWAVE | EZ Series | 214810605 | HRCU-A-CB-O | EZ-12ZPL-HP115 | EZ-12WPL-HP115 | Mini-Splits | 12000 | 7500 | 2.59 | 6400 | 1.95
POLARWAVE | EZ Series | 214810606 | HRCU-A-CB-O | EZ-18ZPL-HP230 | EZ-18W-M | Mini-Splits | 18000 | 13800 | 2.54 | 11700 | 2.05
POLARWAVE | ACIQ Series | 214810553 | HRCU-A-CB | ACIQ-18-HPB | ACIQ-18-AHB |  | 19000 | 13500 | 2.6 | 18629 | 2.04
POLARWAVE | ACIQ | 212316079 | HRCU-A-CB | ACIQ-12ZPL-HP230B | ACIQ-12CD-HH-MB | Mini-Splits | 12500 | 10600 | 2.51 | 12100 | 1.96
POLARWAVE | ACIQ | 212316087 | HMSV-A-CB | ACIQ-18Z-HH-M2B |  | Mixed Ducted and Non-Ducted Indoor Units | 20000 | 15500 | 2.55 | 20000 | 1.95
POLARWAVE | ACIQ | 212316099 | HRCU-A-CB-O | ACIQ-09ZPL-HP230B | ACIQ-09W-HH-MC | Mini-Splits | 12000 | 9500 | 2.53 | 11109 | 1.97
POLARWAVE | ACIQ | 212316081 | HRCU-A-CB | ACIQ-24ZPL-HP230B | ACIQ-24CD-HH-MB | Mini-Splits | 25000 | 21000 | 2.64 | 27000 | 2
POLARWAVE | ACIQ | 212316071 | HRCU-A-CB-O | ACIQ-09ZPL-HP230B | ACIQ-09W-HH-MB | Mini-Splits | 12000 | 9500 | 2.53 | 11109 | 1.97
POLARWAVE | ACIQ | 212316084 | HRCU-A-CB-O | ACIQ-24ZPL-HP230B | ACIQ-24FM-HH-MB | Mini-Splits | 25000 | 19000 | 2.64 | 25000 | 2.1
POLARWAVE | ACIQ | 212316086 | HMSV-A-CB | ACIQ-18Z-HH-M2B |  | Ducted Indoor Units | 20000 | 16000 | 2.61 | 20000 | 1.95
POLARWAVE | ACIQ series | 212394345 | HRCU-A-C | ACIQ-24-HPB | ACIQ-24-ACL |  | 25000 | 21000 | 2.58 | 20000 | 1.95
POLARWAVE | EZ Series | 216980863 | HRCU-A-CB | EZ-48-HPB | EZ-48-AHB |  | 50000 | 37000 | 2.7 | 46000 | 1.9
POLARWAVE | EZ Series | 216980858 | HRCU-A-CB | EZ-36-EHPB | EZ-36-AHB |  | 36000 | 24800 | 2.52 | 27000 | 2
POLARWAVE | EZ Series | 216980862 | HRCU-A-CB | EZ-36-HPB | EZ-36-AHB |  | 37000 | 31800 | 2.54 | 39000 | 1.9
POLARWAVE | EZ Series | 216980938 | HMSV-A-CB | EZ-48Z-M5B |  | Mixed Ducted and Non-Ducted Indoor Units | 47500 | 36400 | 2.55 | 37000 | 2
POLARWAVE | EZ Series | 216980932 | HMSV-A-CB | EZ-27Z-M3B |  | Mixed Ducted and Non-Ducted Indoor Units | 26400 | 17600 | 2.55 | 18700 | 2.05
POLARWAVE | EZ Series | 216980906 | HRCU-A-CB-O | EZ-18ZPL-HP230B | EZ-18W-MB | Mini-Splits | 18000 | 13400 | 2.75 | 12800 | 2.44
POLARWAVE | EZ Series | 216980937 | HMSV-A-CB | EZ-48Z-M5B |  | Ducted Indoor Units | 47000 | 37800 | 2.6 | 37000 | 2
POLARWAVE | EZ Series | 216980936 | HMSR-A-CB-O | EZ-48Z-M5B |  | Non-Ducted Indoor Units | 48000 | 35200 | 2.5 | 37000 | 2
POLARWAVE | EZ Series | 216980931 | HMSV-A-CB | EZ-27Z-M3B |  | Ducted Indoor Units | 27000 | 19000 | 2.7 | 19200 | 2.1
POLARWAVE | EZ Series | 216980929 | HMSR-A-CB-O | EZ-18Z-M2B |  | Non-Ducted Indoor Units | 18000 | 13400 | 2.71 | 13300 | 2.31
POLARWAVE | ACIQ | 212316104 | HRCU-A-CB-O | ACIQ-48ZPL-HP230B | ACIQ-48CC-HH-MB | Mini-Splits | 53000 | 35000 | 2.59 | 48000 | 1.98
POLARWAVE | EZ Series | 214810554 | HRCU-A-CB | EZ-24-HP | EZ-24-AH |  | 24000 | 19200 | 2.5 | 24071 | 1.91
POLARWAVE | EZ Series | 214810556 | HRCU-A-CB | EZ-60-HP | EZ-60-AH |  | 59000 | 42000 | 2.6 | 54356 | 1.91
POLARWAVE |  | 214602074 | HRCU-A-CB | ACIQ-12-EHPB | ACIQ-12-AHB |  | 13000 | 12000 | 2.61 | 11000 | 2
POLARWAVE | ES SERIES | 212316123 | HMSR-A-CB-O | ES-27Z-M3B |  | Non-Ducted Indoor Units | 28000 | 21000 | 2.5 | 20000 | 2.11
POLARWAVE | ACIQ series | 212394339 | HRCU-A-C | ACIQ-24-EHPB | ACIQ-24-ACL |  | 25600 | 22000 | 2.5 | 18500 | 2.2
POLARWAVE | ACIQ series | 213433283 | HRCU-A-CB | ACIQ-24-EHPB | ACIQ-24W-WM |  | 26000 | 19500 | 2.6 | 19400 | 2.33
POLARWAVE | ACIQ series | 213433291 | HRCU-A-CB | ACIQ-24-HPB | ACIQ-24W-P |  | 27400 | 19200 | 2.61 | 24000 | 1.91
POLARWAVE | ACIQ series | 213433290 | HRCU-A-CB | ACIQ-18-HPB | ACIQ-18W-P |  | 19000 | 13500 | 2.6 | 18000 | 2
POLARWAVE | ACIQ series | 213433286 | HRCU-A-CB | ACIQ-18-HPB | ACIQ-18W-WM |  | 19000 | 15800 | 2.82 | 18800 | 2.3
POLARWAVE | ACIQ series | 213433287 | HRCU-A-CB | ACIQ-24-HPB | ACIQ-24W-WM |  | 26000 | 20000 | 2.7 | 24000 | 2
POLARWAVE | ACIQ | 212316110 | HRCU-A-CB-O | ACIQ-60ZPL-HP230B | ACIQ-60FM-HH-MB | Mini-Splits | 60000 | 40000 | 2.58 | 56500 | 1.97
POLARWAVE | ES SERIES | 212316124 | HMSV-A-CB | ES-27Z-M3B |  | Ducted Indoor Units | 28000 | 22000 | 2.6 | 20000 | 2.14
PREMIUM LEVELLA | PIAW series | 214232463 | HRCU-A-CB-O | PIAW932580B | PIAW932579A | Mini-Splits | 12000 | 9300 | 2.5 | 11300 | 1.9
PREMIUM LEVELLA | PIAW series | 214232461 | HRCU-A-CB-O | PIAW1232580B | PIAW1232579A | Mini-Splits | 12000 | 10300 | 2.56 | 12113 | 1.9
PREMIUM LEVELLA | PIACWMZ series | 214717543 | HRCU-A-CB-O | PIACWMZ9082280B | PIACWMZ9082279A | Mini-Splits | 11000 | 8000 | 2.66 | 8500 | 2.37
RHEEM |  | 216891243 | HRCU-A-CB | RD18AY36AJVC | RCFY3621MTANM |  | 32200 | 29600 | 2.5 | 28000 | 2.1
RHEEM |  | 216891245 | HRCU-A-CB | RD18AY36AJVC | RCFY3621MTANM |  | 32200 | 29600 | 2.5 | 28000 | 2.1
RHEEM |  | 216891255 | HRCU-A-CB | RD18AY36AJVC | RCFY3621MTANM |  | 32400 | 29600 | 2.5 | 28000 | 2.1
RHEEM |  | 216891259 | HRCU-A-CB | RD18AY36AJVC | RCFY3621MTANM |  | 32400 | 29600 | 2.5 | 28000 | 2.1
RHEEM |  | 216891264 | HRCU-A-CB | RD18AY36AJVC | RCFY3621MTANM |  | 32400 | 29600 | 2.5 | 28000 | 2.1
RHEEM |  | 216891275 | HRCU-A-CB | RD18AY36AJVC | RCFY3621MTANM |  | 32200 | 29800 | 2.52 | 28200 | 2.1
RHEEM |  | 216891280 | HRCU-A-CB | RD18AY36AJVC | RCFY3621MTANM |  | 32400 | 29600 | 2.5 | 28000 | 2.1
RHEEM |  | 216891291 | HRCU-A-CB | RD18AY36AJVC | RCFY3621MTANM |  | 32400 | 29600 | 2.5 | 28000 | 2.1
RHEEM |  | 216891292 | HRCU-A-CB | RD18AY36AJVC | RCFY3621MTANM |  | 32400 | 29600 | 2.5 | 28000 | 2.1
RHEEM |  | 216891295 | HRCU-A-CB | RD18AY36AJVC | RCFY3621MTANM |  | 32200 | 29600 | 2.5 | 28000 | 2.1
RHEEM |  | 216891302 | HRCU-A-CB | RD18AY36AJVC | RCFY3621MTANM |  | 32200 | 29600 | 2.5 | 28000 | 2.1
RHEEM |  | 216891305 | HRCU-A-CB | RD18AY36AJVC | RCFY3621MTANM |  | 32400 | 29600 | 2.5 | 28000 | 2.1
RHEEM |  | 216891315 | HRCU-A-CB | RD18AY36AJVC | RCFY3621MTANM |  | 32400 | 29600 | 2.5 | 28000 | 2.1
RHEEM |  | 216891319 | HRCU-A-CB | RD18AY36AJVC | RCFY3621MTANM |  | 32400 | 29600 | 2.5 | 28000 | 2.1
RHEEM |  | 216891321 | HRCU-A-CB | RD18AY36AJVC | RCFY3621MTANM |  | 32400 | 29600 | 2.51 | 28000 | 2.1
RHEEM |  | 216891327 | HRCU-A-CB | RD18AY36AJVC | RCFY3621MTANM |  | 32200 | 29600 | 2.5 | 28000 | 2.1
RHEEM |  | 216891335 | HRCU-A-CB | RD18AY36AJVC | RCFY3621MTANM |  | 32400 | 29600 | 2.5 | 28000 | 2.1
RHEEM |  | 216891342 | HRCU-A-CB | RD18AY36AJVC | RCFY3621MTANM |  | 32400 | 29600 | 2.5 | 28000 | 2.1
RHEEM |  | 216891348 | HRCU-A-CB | RD18AY36AJVC | RCFY3621MTANM |  | 32200 | 29600 | 2.5 | 28000 | 2.1
RHEEM |  | 216891352 | HRCU-A-CB | RD18AY36AJVC | RCFY3621MTANM |  | 32400 | 29600 | 2.5 | 28000 | 2.1
RHEEM |  | 216891354 | HRCU-A-CB | RD18AY36AJVC | RCFY3621MTANM |  | 32200 | 29800 | 2.52 | 28200 | 2.1
RHEEM |  | 216891355 | HRCU-A-CB | RD18AY36AJVC | RCFY3621MTANM |  | 32400 | 29600 | 2.5 | 28000 | 2.1
RHEEM |  | 216891361 | HRCU-A-CB | RD18AY36AJVC | RCFY3621MTANM |  | 32400 | 29600 | 2.5 | 28000 | 2.1
RHEEM |  | 216891362 | HRCU-A-CB | RD18AY36AJVC | RCFY3621MTANM |  | 32200 | 29600 | 2.5 | 28000 | 2.1
RHEEM |  | 216891367 | HRCU-A-CB | RD18AY36AJVC | RCFY3621MTANM |  | 32200 | 29800 | 2.52 | 28200 | 2.1
RHEEM |  | 216891375 | HRCU-A-CB | RD18AY36AJVC | RCFY3621MTANM |  | 32200 | 29600 | 2.5 | 28000 | 2.1
RHEEM |  | 216891376 | HRCU-A-CB | RD18AY36AJVC | RCFY3621MTANM |  | 32400 | 29600 | 2.5 | 28000 | 2.1
RHEEM |  | 216891393 | HRCU-A-CB | RD18AY36AJVC | RCFY3621MTANM |  | 32400 | 29600 | 2.5 | 28000 | 2.1
RHEEM |  | 216891395 | HRCU-A-CB | RD18AY36AJVC | RCFY3621MTANM |  | 32200 | 29600 | 2.5 | 28000 | 2.1
RHEEM |  | 216891744 | HRCU-A-CB | RD18AY36AJVC | RCFY3624MTANM |  | 32400 | 29600 | 2.54 | 28000 | 2.1
RHEEM |  | 216891745 | HRCU-A-CB | RD18AY36AJVC | RCFY3624MTANM |  | 32800 | 29200 | 2.5 | 27600 | 2.1
RHEEM |  | 216891749 | HRCU-A-CB | RD18AY36AJVC | RCFY3624MTANM |  | 32600 | 29400 | 2.52 | 27800 | 2.1
RHEEM |  | 216891751 | HRCU-A-CB | RD18AY36AJVC | RCFY3624MTANM |  | 32600 | 29400 | 2.52 | 27800 | 2.1
RHEEM |  | 216891752 | HRCU-A-CB | RD18AY36AJVC | RCFY3624MTANM |  | 32400 | 29600 | 2.54 | 28000 | 2.1
RHEEM |  | 216891756 | HRCU-A-CB | RD18AY36AJVC | RCFY3624MTANM |  | 32800 | 29400 | 2.52 | 27800 | 2.1
RHEEM |  | 216891758 | HRCU-A-CB | RD18AY36AJVC | RCFY3624MTANM |  | 32600 | 29400 | 2.52 | 28000 | 2.1
RHEEM |  | 216891763 | HRCU-A-CB | RD18AY36AJVC | RCFY3624MTANM |  | 32400 | 29400 | 2.52 | 28000 | 2.1
RHEEM |  | 216891765 | HRCU-A-CB | RD18AY36AJVC | RCFY3624MTANM |  | 32600 | 29400 | 2.52 | 27800 | 2.1
RHEEM |  | 216891774 | HRCU-A-CB | RD18AY36AJVC | RCFY3624MTANM |  | 32600 | 29400 | 2.52 | 27800 | 2.1
RHEEM |  | 216891777 | HRCU-A-CB | RD18AY36AJVC | RCFY3624MTANM |  | 32600 | 29400 | 2.52 | 27800 | 2.1
RHEEM |  | 216891778 | HRCU-A-CB | RD18AY36AJVC | RCFY3624MTANM |  | 32400 | 29600 | 2.54 | 28000 | 2.1
RHEEM |  | 216891780 | HRCU-A-CB | RD18AY36AJVC | RCFY3624MTANM |  | 32400 | 29600 | 2.54 | 28000 | 2.1
RHEEM |  | 216891781 | HRCU-A-CB | RD18AY36AJVC | RCFY3624MTANM |  | 32600 | 29400 | 2.52 | 27800 | 2.1
RHEEM |  | 216891783 | HRCU-A-CB | RD18AY36AJVC | RCFY3624MTANM |  | 32600 | 29400 | 2.52 | 27800 | 2.1
RHEEM |  | 216891785 | HRCU-A-CB | RD18AY36AJVC | RCFY3624MTANM |  | 32400 | 29400 | 2.52 | 28000 | 2.1
RHEEM |  | 216891790 | HRCU-A-CB | RD18AY36AJVC | RCFY3624MTANM |  | 32400 | 29600 | 2.54 | 28000 | 2.1
RHEEM |  | 216891796 | HRCU-A-CB | RD18AY36AJVC | RCFY3624MTANM |  | 32400 | 29600 | 2.54 | 28000 | 2.1
RHEEM |  | 216891797 | HRCU-A-CB | RD18AY36AJVC | RCFY3624MTANM |  | 32600 | 29400 | 2.52 | 27800 | 2.1
RHEEM |  | 216891802 | HRCU-A-CB | RD18AY36AJVC | RCFY3624MTANM |  | 32400 | 29600 | 2.54 | 28000 | 2.1
RHEEM |  | 216891803 | HRCU-A-CB | RD18AY36AJVC | RCFY3624MTANM |  | 32800 | 29400 | 2.52 | 27800 | 2.1
RHEEM |  | 216891806 | HRCU-A-CB | RD18AY36AJVC | RCFY3624MTANM |  | 32600 | 29400 | 2.52 | 27800 | 2.1
RHEEM |  | 216891807 | HRCU-A-CB | RD18AY36AJVC | RCFY3624MTANM |  | 32600 | 29400 | 2.52 | 27800 | 2.1
RHEEM |  | 216891812 | HRCU-A-CB | RD18AY36AJVC | RCFY3624MTANM |  | 32600 | 29400 | 2.52 | 27800 | 2.1
RHEEM |  | 216891814 | HRCU-A-CB | RD18AY36AJVC | RCFY3624MTANM |  | 32600 | 29400 | 2.52 | 27800 | 2.1
RHEEM |  | 216891817 | HRCU-A-CB | RD18AY36AJVC | RCFY3624MTANM |  | 32800 | 29200 | 2.5 | 27600 | 2.1
RHEEM |  | 216891825 | HRCU-A-CB | RD18AY36AJVC | RCFY3624MTANM |  | 32800 | 29200 | 2.5 | 27600 | 2.1
RHEEM |  | 216891827 | HRCU-A-CB | RD18AY36AJVC | RCFY3624MTANM |  | 32600 | 29400 | 2.52 | 27800 | 2.1
RHEEM |  | 216891830 | HRCU-A-CB | RD18AY36AJVC | RCFY3624MTANM |  | 32600 | 29400 | 2.52 | 27800 | 2.1
RHEEM |  | 216891831 | HRCU-A-CB | RD18AY36AJVC | RCFY3624MTANM |  | 32800 | 29200 | 2.5 | 27600 | 2.1
RHEEM |  | 216891834 | HRCU-A-CB | RD18AY36AJVC | RCFY3624MTANM |  | 32600 | 29400 | 2.52 | 27800 | 2.1
RHEEM |  | 216891835 | HRCU-A-CB | RD18AY36AJVC | RCFY3624MTANM |  | 32600 | 29400 | 2.52 | 27800 | 2.1
RHEEM |  | 216891842 | HRCU-A-CB | RD18AY36AJVC | RCFY3624MTANM |  | 32600 | 29400 | 2.52 | 27800 | 2.1
RHEEM |  | 216891844 | HRCU-A-CB | RD18AY36AJVC | RCFY3624MTANM |  | 32400 | 29400 | 2.52 | 28000 | 2.1
RHEEM |  | 216891846 | HRCU-A-CB | RD18AY36AJVC | RCFY3624MTANM |  | 32600 | 29400 | 2.52 | 27800 | 2.1
RHEEM |  | 216891848 | HRCU-A-CB | RD18AY36AJVC | RCFY3624MTANM |  | 32800 | 29200 | 2.5 | 27600 | 2.1
RHEEM | Endeavor | 210368104 | HRCU-A-CB-O | RO1HGZ12AJ1H | RIWHGZ12AJ1S | Mini-Splits | 16000 | 10000 | 3.22 | 16600 | 2.16
RHEEM | Endeavor | 210368102 | HRCU-A-CB-O | RO1HGZ12AJ1S | RIWHGZ12AJ1S | Mini-Splits | 16000 | 10000 | 3.33 | 16600 | 2.32
RHEEM | Endeavor | 210368116 | HRCU-A-CB-O | RO1HHZ24AJ2S | RIWHHZ24AJ2S | Mini-Splits | 25200 | 15700 | 3.05 | 25500 | 2.08
RHEEM | Endeavor | 210368126 | HRCU-A-CB-O | RO1HHZ09AJ2S | RIWHHZ09AJ2S | Mini-Splits | 12000 | 7400 | 3.19 | 10200 | 2.35
RHEEM | Endeavor | 210368106 | HRCU-A-CB-O | RO1HGZ15AJ1S | RIWHGZ15AJ1S | Mini-Splits | 18000 | 11200 | 3.25 | 21000 | 2.24
RHEEM | Endeavor | 210368100 | HRCU-A-CB-O | RO1HGZ09AJ1H | RIWHGZ09AJ1S | Mini-Splits | 12000 | 7400 | 3.5 | 15400 | 2.01
RHEEM | Endeavor | 210368098 | HRCU-A-CB-O | RO1HGZ09AJ1S | RIWHGZ09AJ1S | Mini-Splits | 12000 | 7400 | 3.61 | 15400 | 2.15
RHEEM | Endeavor | 210368108 | HRCU-A-CB-O | RO1HGZ15AJ1H | RIWHGZ15AJ1S | Mini-Splits | 18000 | 11200 | 3.16 | 21000 | 2.12
RHEEM | Endeavor | 210368084 | HRCU-A-CB-O | RO1HFZ12AJ2H | RIFHFZ12AJ2S | Mini-Splits | 16000 | 10600 | 2.61 | 15050 | 1.9
RHEEM | Endeavor | 210368080 | HRCU-A-CB-O | RO1HFZ15AJ2S | RIFHFZ15AJ2S | Mini-Splits | 18000 | 11600 | 2.62 | 18960 | 1.91
RHEEM | Endeavor | 210368076 | HRCU-A-CB-O | RO1HFZ09AJ2S | RIFHFZ09AJ2S | Mini-Splits | 12000 | 7500 | 2.82 | 14220 | 1.98
RHEEM | Endeavor | 210368092 | HRCU-A-CB-O | RO1HFZ30AJ2H | RIWHFZ30AJ2S | Mini-Splits | 32000 | 18900 | 2.56 | 32030 | 2.06
RHEEM | Endeavor | 210368128 | HRCU-A-CB-O | RO1HHZ12AJ2S | RIWHHZ12AJ2S | Mini-Splits | 14500 | 8800 | 3.03 | 10700 | 2.45
RHEEM |  | 214066803 | HRCU-A-CB | RD17AZ36AJ3N | RCFZ3621MTANM | Ducted Indoor Units | 34200 | 23000 | 2.7 | 17900 | 2.3
RHEEM |  | 214066779 | HRCU-A-CB | RD17AZ36AJ3N | RCFZ3621MTANM | Ducted Indoor Units | 34200 | 23000 | 2.7 | 17900 | 2.3
RHEEM |  | 214066542 | HRCU-A-CB | RD17AZ36AJ3N | RCFZ3621MTANM | Ducted Indoor Units | 34200 | 23000 | 2.7 | 17900 | 2.3
RHEEM |  | 209872705 | HRCU-A-CB | RP18AZ36AJVC | RCFZ6021SEAAM |  | 34200 | 41000 | 2.5 | 43500 | 2.2
RHEEM |  | 209872704 | HRCU-A-CB | RP18AZ36AJVC | RCFZ6021SEAAM |  | 34200 | 40500 | 2.5 | 43000 | 2.2
RHEEM |  | 209872703 | HRCU-A-CB | RP18AZ36AJVC | RCFZ6021SEAAM |  | 34200 | 40500 | 2.5 | 43000 | 2.2
RHEEM |  | 209872701 | HRCU-A-CB | RP18AZ36AJVC | RCFZ6021SEAAM |  | 34200 | 40500 | 2.5 | 43000 | 2.2
RHEEM |  | 214066852 | HRCU-A-CB | RD17AZ36AJ3N | RCFZ3621MTANM | Ducted Indoor Units | 34200 | 23000 | 2.7 | 17900 | 2.3
RHEEM |  | 214066567 | HRCU-A-CB | RD17AZ36AJ3N | RCFZ3621MTANM | Ducted Indoor Units | 34200 | 23000 | 2.7 | 17900 | 2.3
RHEEM |  | 210589391 | HRCU-A-CB | RP18AZ36AJVC | RCFZ6021SEAAM |  | 34200 | 40500 | 2.5 | 43000 | 2.2
RHEEM |  | 212609368 | HRCU-A-CB | RP18AZ36AJVC | RCFZ6021SEAAM |  | 34200 | 40500 | 2.5 | 43000 | 2.2
RHEEM |  | 214066650 | HRCU-A-CB | RD17AZ36AJ3N | RCFZ3621MTANM | Ducted Indoor Units | 34200 | 23000 | 2.7 | 17900 | 2.3
RHEEM |  | 214066591 | HRCU-A-CB | RD17AZ36AJ3N | RCFZ3621MTANM | Ducted Indoor Units | 34200 | 23000 | 2.7 | 17900 | 2.3
RHEEM |  | 212609350 | HRCU-A-CB | RP18AZ36AJVC | RCFZ6021SEAAM |  | 34200 | 40500 | 2.5 | 43000 | 2.2
RHEEM |  | 212609344 | HRCU-A-CB | RP18AZ36AJVC | RCFZ6021SEAAM |  | 34200 | 41000 | 2.5 | 43500 | 2.2
RHEEM |  | 210589390 | HRCU-A-CB | RP18AZ36AJVC | RCFZ6021SEAAM |  | 34200 | 40500 | 2.5 | 43000 | 2.2
RHEEM |  | 210589389 | HRCU-A-CB | RP18AZ36AJVC | RCFZ6021SEAAM |  | 34200 | 40500 | 2.5 | 43000 | 2.2
RHEEM |  | 210589388 | HRCU-A-CB | RP18AZ36AJVC | RCFZ6021SEAAM |  | 34200 | 40500 | 2.5 | 43000 | 2.2
RHEEM |  | 210589387 | HRCU-A-CB | RP18AZ36AJVC | RCFZ6021SEAAM |  | 34200 | 40500 | 2.5 | 43000 | 2.2
RHEEM |  | 209872708 | HRCU-A-CB | RP18AZ36AJVC | RCFZ6021SEAAM |  | 34200 | 41000 | 2.5 | 43500 | 2.2
RHEEM |  | 209872707 | HRCU-A-CB | RP18AZ36AJVC | RCFZ6021SEAAM |  | 34200 | 40500 | 2.5 | 43000 | 2.2
RHEEM |  | 209872706 | HRCU-A-CB | RP18AZ36AJVC | RCFZ6021SEAAM |  | 34200 | 41000 | 2.5 | 43500 | 2.2
RHEEM |  | 209872699 | HRCU-A-CB | RP18AZ36AJVC | RCFZ6021SEAAM |  | 34200 | 41000 | 2.5 | 43500 | 2.2
RHEEM |  | 214066868 | HRCU-A-CB | RD17AZ36AJ3N | RCFZ3621MTANM | Ducted Indoor Units | 34200 | 23000 | 2.7 | 17900 | 2.3
RHEEM |  | 213163990 | HRCU-A-CB | RP18AZ36AJVC | RCFZ6021SEAAM |  | 34200 | 40500 | 2.5 | 43000 | 2.2
RHEEM |  | 212609365 | HRCU-A-CB | RP18AZ36AJVC | RCFZ6021SEAAM |  | 34200 | 40500 | 2.5 | 43000 | 2.2
RHEEM |  | 212609359 | HRCU-A-CB | RP18AZ36AJVC | RCFZ6021SEAAM |  | 34200 | 40500 | 2.5 | 43000 | 2.2
RHEEM |  | 212609342 | HRCU-A-CB | RP18AZ36AJVC | RCFZ6021SEAAM |  | 34200 | 40500 | 2.5 | 43000 | 2.2
RHEEM |  | 209872702 | HRCU-A-CB | RP18AZ36AJVC | RCFZ6021SEAAM |  | 34200 | 40500 | 2.5 | 43000 | 2.2
RHEEM |  | 208552857 | HRCU-A-CB | RP18AZ36AJVC | RHMVZ6021SEACA |  | 32000 | 38000 | 2.5 | 40500 | 2.1
RHEEM |  | 214066927 | HRCU-A-CB | RD17AZ36AJ3N | RCFZ3621MTANM | Ducted Indoor Units | 34200 | 23000 | 2.7 | 17900 | 2.3
RHEEM |  | 214066911 | HRCU-A-CB | RD17AZ36AJ3N | RCFZ3621MTANM | Ducted Indoor Units | 34200 | 23000 | 2.7 | 17900 | 2.3
RHEEM |  | 214066888 | HRCU-A-CB | RD17AZ36AJ3N | RCFZ3621MTANM | Ducted Indoor Units | 34200 | 23200 | 2.7 | 18000 | 2.3
RHEEM |  | 214066758 | HRCU-A-CB | RD17AZ36AJ3N | RCFZ3621MTANM | Ducted Indoor Units | 34200 | 23000 | 2.7 | 17900 | 2.3
RHEEM |  | 214066572 | HRCU-A-CB | RD17AZ36AJ3N | RCFZ3621MTANM | Ducted Indoor Units | 34200 | 23000 | 2.8 | 17800 | 2.3
RHEEM |  | 214066555 | HRCU-A-CB | RD17AZ36AJ3N | RCFZ3621MTANM | Ducted Indoor Units | 34200 | 23000 | 2.7 | 17900 | 2.3
RHEEM |  | 214066552 | HRCU-A-CB | RD17AZ36AJ3N | RCFZ3621MTANM | Ducted Indoor Units | 34200 | 23000 | 2.8 | 17800 | 2.3
RHEEM |  | 214066503 | HRCU-A-CB | RD17AZ36AJ3N | RCFZ3621MTAAM | Ducted Indoor Units | 34200 | 23400 | 2.8 | 18100 | 2.3
RHEEM |  | 214066500 | HRCU-A-CB | RD17AZ36AJ3N | RCFZ3621MTAAM | Ducted Indoor Units | 34200 | 23400 | 2.8 | 18100 | 2.3
RHEEM |  | 214066499 | HRCU-A-CB | RD17AZ36AJ3N | RCFZ3621MTAAM | Ducted Indoor Units | 34200 | 23600 | 2.7 | 18200 | 2.3
RHEEM |  | 214066445 | HRCU-A-CB | RD17AZ36AJ3N | RH2TZ3621MTANN | Ducted Indoor Units | 34200 | 22800 | 2.77 | 17800 | 2.3
RHEEM |  | 214066444 | HRCU-A-CB | RD17AZ36AJ3N | RH2TZ3621MTANA | Ducted Indoor Units | 34200 | 23200 | 2.7 | 18000 | 2.3
RHEEM |  | 214075921 | HRCU-A-CB | RD17AZ24AJ3N | RH2TZ3617STANN | Ducted Indoor Units | 22800 | 15300 | 2.61 | 12200 | 2.19
RHEEM |  | 214075526 | HRCU-A-CB | RD17AZ24AJ3N | RCFZ2417MTANM | Ducted Indoor Units | 22600 | 19000 | 3.2 | 16900 | 2
RHEEM |  | 214075502 | HRCU-A-CB | RD17AZ24AJ3N | RCFZ2417MTANM | Ducted Indoor Units | 22600 | 19000 | 3.2 | 16900 | 2
RHEEM |  | 214075476 | HRCU-A-CB | RD17AZ24AJ3N | RCFZ2417MTANM | Ducted Indoor Units | 22600 | 19000 | 3.2 | 16900 | 2
RHEEM |  | 214075426 | HRCU-A-CB | RD17AZ24AJ3N | RCFZ2417MTANM | Ducted Indoor Units | 22600 | 19000 | 3.2 | 16900 | 2
RHEEM |  | 214233325 | HRCU-A-CB | RD17AZ36AJ3N | RH3VZ4821STACN | Ducted Indoor Units | 34200 | 31200 | 3.79 | 29400 | 2
RHEEM |  | 214097945 | HRCU-A-CB | RD17AZ48AJ3N | RH3VZ6024STACN | Ducted Indoor Units | 45500 | 43000 | 3.76 | 40000 | 2.1
RHEEM |  | 214075927 | HRCU-A-CB | RD17AZ24AJ3N | RH2VZ3617STANN | Ducted Indoor Units | 22800 | 15100 | 2.6 | 11900 | 2.19
RHEEM |  | 214066465 | HRCU-A-CB | RD17AZ36AJ3N | RH2VZ3621MTANN | Ducted Indoor Units | 34200 | 23200 | 2.82 | 17900 | 2.3
RHEEM |  | 214066455 | HRCU-A-CB | RD17AZ36AJ3N | RH2VZ3621MTANA | Ducted Indoor Units | 34200 | 23400 | 2.8 | 18000 | 2.3
RHEEM | Endeavor | 211044463 | HMSV-A-CB | RO3HFZ24AJ1H |  | Non-Ducted Indoor Units | 25000 | 15400 | 2.61 | 25500 | 2.09
RHEEM | Endeavor | 211781753 | HRCU-A-CB | RD16AZ30AJHUA | RHMVZ3021SNAUNJ | Mini-Splits | 32000 | 21600 | 3.03 | 33000 | 1.93
RHEEM | Endeavor | 210824765 | HMSV-A-CB | RO4HFZ36AJ1H |  | Non-Ducted Indoor Units | 36400 | 21400 | 2.64 | 36407 | 2.02
RHEEM | Endeavor | 210824722 | HRCU-A-CB | RO1HHZ12AJ8S | RIMHHZ12AJ8S | Mini-Splits | 16000 | 10500 | 3.05 | 16000 | 2.08
RHEEM | Endeavor | 210368094 | HRCU-A-CB-O | RO1HHZ09AJ2H | RIWHHZ09AJ2S | Mini-Splits | 12000 | 7400 | 3.19 | 9480 | 2.17
RHEEM | Endeavor | 210368114 | HRCU-A-CB-O | RO1HHZ18AJ2S | RIWHHZ18AJ2S | Mini-Splits | 21600 | 13600 | 3.11 | 21600 | 2.01
RHEEM | Endeavor | 210368112 | HRCU-A-CB-O | RO1HHZ09AJ3S | RIWHHZ09AJ3S | Mini-Splits | 10000 | 6200 | 2.8 | 6700 | 2.07
RHEEM | Endeavor | 210824705 | HRCU-A-CB-O | RO1HHZ09AJ8S | RICHHZ09AJ8S | Mini-Splits | 12000 | 7800 | 3.17 | 10120 | 2.23
RHEEM | Endeavor | 210824712 | HRCU-A-CB-O | RO1HHZ12AJ8S | RICHHZ12AJ8S | Mini-Splits | 16000 | 10700 | 2.99 | 16000 | 2.08
RHEEM | Endeavor | 210824718 | HRCU-A-CB-O | RO1HHZ18AJ8S | RICHHZ18AJ8S | Mini-Splits | 21600 | 14700 | 2.93 | 17500 | 2.33
RHEEM | Endeavor | 210368088 | HRCU-A-CB-O | RO1HFZ18AJ2H | RIWHFZ18AJ2S | Mini-Splits | 21600 | 14600 | 3.01 | 21600 | 2.3
RHEEM | Endeavor | 210368078 | HRCU-A-CB-O | RO1HFZ12AJ2S | RIFHFZ12AJ2S | Mini-Splits | 16000 | 10600 | 2.61 | 15000 | 2.03
RHEEM | Endeavor | 210368090 | HRCU-A-CB-O | RO1HFZ24AJ2H | RIWHFZ24AJ2S | Mini-Splits | 25200 | 18000 | 2.5 | 25220 | 2.06
RHEEM | Endeavor | 211781747 | HRCU-A-CB-O | RO1HHZ18AJ8S | RISHHZ18AJ8S | Mini-Splits | 21600 | 15800 | 2.91 | 16800 | 2.22
RHEEM | Endeavor | 211781748 | HRCU-A-CB-O | RO1HHZ24AJ8S | RISHHZ24AJ8S | Mini-Splits | 27000 | 17500 | 3.07 | 23600 | 2.08
RHEEM | Endeavor | 211781751 | HRCU-A-CB | RD16AZ24AJVUA | RHMVZ2421MNAUNJ | Mini-Splits | 27000 | 18700 | 2.85 | 23000 | 1.94
RHEEM | Endeavor | 211781739 | HRCU-A-CB | RO1HHZ18AJ8S | RIMHHZ18AJ8S | Mini-Splits | 21600 | 15500 | 2.89 | 16800 | 2.12
RHEEM | Endeavor | 211781740 | HRCU-A-CB | RO1HHZ24AJ8S | RIMHHZ24AJ8S | Mini-Splits | 27000 | 18100 | 2.9 | 23200 | 2
RHEEM | Endeavor | 211781743 | HRCU-A-CB-O | RO1HHZ18AJ8S | RIGHHZ18AJ8S | Mini-Splits | 21600 | 15100 | 3.01 | 16800 | 2.24
RHEEM | Endeavor | 211781744 | HRCU-A-CB-O | RO1HHZ24AJ8S | RIGHHZ24AJ8S | Mini-Splits | 27000 | 18000 | 3.08 | 23600 | 2.12
RHEEM | Endeavor | 211781745 | HRCU-A-CB-O | RO1HHZ30AJ8S | RIGHHZ30AJ8S | Mini-Splits | 32000 | 20800 | 3.17 | 28000 | 2.12
RUNTRU |  | 215385435 | HRCU-A-CB-O | M5THS2312A11NAA | M5MHWUN12A1N0AA | Mini-Splits | 12600 | 8100 | 3.08 | 9100 | 2.2
RUNTRU |  | 207642984 | HRCU-A-CB-O | M4THS2309A11N** | M4MHW2309A1N0** | Mini-Splits | 11000 | 7300 | 2.61 | 9000 | 1.93
RUNTRU |  | 207642986 | HRCU-A-CB-O | M4THS2312A11N** | M4MHW2312A1N0** | Mini-Splits | 12000 | 7700 | 2.59 | 9200 | 1.93
RUNTRU |  | 210488274 | HMSR-A-CB-O | M4THM1918A12N** |  | Non-Ducted Indoor Units | 18000 | 14700 | 2.63 | 13600 | 2.23
RUSSELL |  | 214066802 | HRCU-A-CB | RD17AZ36AJ3N | TCFZ3621MTANM | Ducted Indoor Units | 34200 | 23000 | 2.7 | 17900 | 2.3
RUSSELL |  | 214066619 | HRCU-A-CB | RD17AZ36AJ3N | TCFZ3621MTANM | Ducted Indoor Units | 34200 | 23000 | 2.7 | 17900 | 2.3
RUSSELL |  | 214066592 | HRCU-A-CB | RD17AZ36AJ3N | TCFZ3621MTANM | Ducted Indoor Units | 34200 | 23000 | 2.7 | 17900 | 2.3
RUSSELL |  | 214066894 | HRCU-A-CB | RD17AZ36AJ3N | TCFZ3621MTANM | Ducted Indoor Units | 34200 | 23000 | 2.7 | 17900 | 2.3
RUSSELL |  | 214066553 | HRCU-A-CB | RD17AZ36AJ3N | TCFZ3621MTANM | Ducted Indoor Units | 34200 | 23000 | 2.7 | 17900 | 2.3
RUSSELL |  | 214066549 | HRCU-A-CB | RD17AZ36AJ3N | TCFZ3621MTANM | Ducted Indoor Units | 34200 | 23000 | 2.7 | 17900 | 2.3
RUSSELL |  | 214066925 | HRCU-A-CB | RD17AZ36AJ3N | TCFZ3621MTANM | Ducted Indoor Units | 34200 | 23000 | 2.7 | 17900 | 2.3
RUSSELL |  | 214066614 | HRCU-A-CB | RD17AZ36AJ3N | TCFZ3621MTANM | Ducted Indoor Units | 34200 | 23000 | 2.7 | 17900 | 2.3
RUSSELL |  | 214066929 | HRCU-A-CB | RD17AZ36AJ3N | TCFZ3621MTANM | Ducted Indoor Units | 34200 | 23000 | 2.8 | 17800 | 2.3
RUSSELL |  | 214066821 | HRCU-A-CB | RD17AZ36AJ3N | TCFZ3621MTANM | Ducted Indoor Units | 34200 | 23000 | 2.7 | 17900 | 2.3
RUSSELL |  | 214066784 | HRCU-A-CB | RD17AZ36AJ3N | TCFZ3621MTANM | Ducted Indoor Units | 34200 | 23000 | 2.7 | 17900 | 2.3
RUSSELL |  | 214066711 | HRCU-A-CB | RD17AZ36AJ3N | TCFZ3621MTANM | Ducted Indoor Units | 34200 | 23000 | 2.7 | 17900 | 2.3
RUSSELL |  | 214066686 | HRCU-A-CB | RD17AZ36AJ3N | TCFZ3621MTANM | Ducted Indoor Units | 34200 | 23000 | 2.8 | 17800 | 2.3
RUSSELL |  | 214066682 | HRCU-A-CB | RD17AZ36AJ3N | TCFZ3621MTANM | Ducted Indoor Units | 34200 | 23000 | 2.7 | 17900 | 2.3
RUSSELL |  | 214066586 | HRCU-A-CB | RD17AZ36AJ3N | TCFZ3621MTANM | Ducted Indoor Units | 34200 | 23200 | 2.7 | 18000 | 2.3
RUSSELL |  | 214066484 | HRCU-A-CB | RD17AZ36AJ3N | TCFZ3621MTAAM | Ducted Indoor Units | 34200 | 23600 | 2.8 | 18100 | 2.3
RUSSELL |  | 214066475 | HRCU-A-CB | RD17AZ36AJ3N | TCFZ3621MTAAM | Ducted Indoor Units | 34200 | 23800 | 2.7 | 18400 | 2.2
RUSSELL |  | 214066469 | HRCU-A-CB | RD17AZ36AJ3N | TCFZ3621MTAAM | Ducted Indoor Units | 34200 | 23600 | 2.7 | 18300 | 2.3
RUSSELL |  | 214066449 | HRCU-A-CB | RD17AZ36AJ3N | SH2CZ3621MTANA | Ducted Indoor Units | 34200 | 23200 | 2.7 | 18000 | 2.3
RUSSELL |  | 214066440 | HRCU-A-CB | RD17AZ36AJ3N | SH2CZ3621MTANN | Ducted Indoor Units | 34200 | 22800 | 2.77 | 17800 | 2.3
RUSSELL |  | 214233328 | HRCU-A-CB | RD17AZ36AJ3N | SH3VZ4821STACN | Ducted Indoor Units | 34200 | 31200 | 3.79 | 29400 | 2
RUSSELL |  | 214075923 | HRCU-A-CB | RD17AZ24AJ3N | SH2VZ3617STANN | Ducted Indoor Units | 22800 | 15100 | 2.6 | 11900 | 2.19
RUSSELL |  | 214066463 | HRCU-A-CB | RD17AZ36AJ3N | SH2VZ3621MTANA | Ducted Indoor Units | 34200 | 23400 | 2.8 | 18000 | 2.3
RUSSELL |  | 214066453 | HRCU-A-CB | RD17AZ36AJ3N | SH2VZ3621MTANN | Ducted Indoor Units | 34200 | 23200 | 2.82 | 17900 | 2.3
RUUD |  | 216891253 | HRCU-A-CB | RD18AY36AJVC | RCFY3621MTANM |  | 32400 | 29600 | 2.5 | 28000 | 2.1
RUUD |  | 216891256 | HRCU-A-CB | RD18AY36AJVC | RCFY3621MTANM |  | 32200 | 29800 | 2.52 | 28200 | 2.1
RUUD |  | 216891257 | HRCU-A-CB | RD18AY36AJVC | RCFY3621MTANM |  | 32200 | 29600 | 2.5 | 28000 | 2.1
RUUD |  | 216891258 | HRCU-A-CB | RD18AY36AJVC | RCFY3621MTANM |  | 32400 | 29600 | 2.5 | 28000 | 2.1
RUUD |  | 216891266 | HRCU-A-CB | RD18AY36AJVC | RCFY3621MTANM |  | 32400 | 29600 | 2.5 | 28000 | 2.1
RUUD |  | 216891272 | HRCU-A-CB | RD18AY36AJVC | RCFY3621MTANM |  | 32400 | 29600 | 2.5 | 28000 | 2.1
RUUD |  | 216891273 | HRCU-A-CB | RD18AY36AJVC | RCFY3621MTANM |  | 32200 | 29800 | 2.52 | 28200 | 2.1
RUUD |  | 216891274 | HRCU-A-CB | RD18AY36AJVC | RCFY3621MTANM |  | 32400 | 29600 | 2.5 | 28000 | 2.1
RUUD |  | 216891277 | HRCU-A-CB | RD18AY36AJVC | RCFY3621MTANM |  | 32400 | 29600 | 2.5 | 28000 | 2.1
RUUD |  | 216891282 | HRCU-A-CB | RD18AY36AJVC | RCFY3621MTANM |  | 32200 | 29600 | 2.5 | 28000 | 2.1
RUUD |  | 216891283 | HRCU-A-CB | RD18AY36AJVC | RCFY3621MTANM |  | 32200 | 29600 | 2.5 | 28000 | 2.1
RUUD |  | 216891288 | HRCU-A-CB | RD18AY36AJVC | RCFY3621MTANM |  | 32200 | 29600 | 2.5 | 28000 | 2.1
RUUD |  | 216891293 | HRCU-A-CB | RD18AY36AJVC | RCFY3621MTANM |  | 32400 | 29600 | 2.5 | 28000 | 2.1
RUUD |  | 216891298 | HRCU-A-CB | RD18AY36AJVC | RCFY3621MTANM |  | 32200 | 29600 | 2.5 | 28000 | 2.1
RUUD |  | 216891300 | HRCU-A-CB | RD18AY36AJVC | RCFY3621MTANM |  | 32400 | 29600 | 2.5 | 28000 | 2.1
RUUD |  | 216891306 | HRCU-A-CB | RD18AY36AJVC | RCFY3621MTANM |  | 32200 | 29600 | 2.5 | 28000 | 2.1
RUUD |  | 216891307 | HRCU-A-CB | RD18AY36AJVC | RCFY3621MTANM |  | 32400 | 29600 | 2.5 | 28000 | 2.1
RUUD |  | 216891318 | HRCU-A-CB | RD18AY36AJVC | RCFY3621MTANM |  | 32400 | 29600 | 2.5 | 28000 | 2.1
RUUD |  | 216891320 | HRCU-A-CB | RD18AY36AJVC | RCFY3621MTANM |  | 32400 | 29600 | 2.5 | 28000 | 2.1
RUUD |  | 216891322 | HRCU-A-CB | RD18AY36AJVC | RCFY3621MTANM |  | 32200 | 29600 | 2.5 | 28000 | 2.1
RUUD |  | 216891323 | HRCU-A-CB | RD18AY36AJVC | RCFY3621MTANM |  | 32400 | 29600 | 2.5 | 28000 | 2.1
RUUD |  | 216891330 | HRCU-A-CB | RD18AY36AJVC | RCFY3621MTANM |  | 32400 | 29600 | 2.51 | 28000 | 2.1
RUUD |  | 216891338 | HRCU-A-CB | RD18AY36AJVC | RCFY3621MTANM |  | 32400 | 29600 | 2.5 | 28000 | 2.1
RUUD |  | 216891353 | HRCU-A-CB | RD18AY36AJVC | RCFY3621MTANM |  | 32400 | 29600 | 2.5 | 28000 | 2.1
RUUD |  | 216891356 | HRCU-A-CB | RD18AY36AJVC | RCFY3621MTANM |  | 32400 | 29600 | 2.5 | 28000 | 2.1
RUUD |  | 216891358 | HRCU-A-CB | RD18AY36AJVC | RCFY3621MTANM |  | 32200 | 29600 | 2.5 | 28000 | 2.1
RUUD |  | 216891370 | HRCU-A-CB | RD18AY36AJVC | RCFY3621MTANM |  | 32200 | 29800 | 2.52 | 28200 | 2.1
RUUD |  | 216891379 | HRCU-A-CB | RD18AY36AJVC | RCFY3621MTANM |  | 32200 | 29600 | 2.5 | 28000 | 2.1
RUUD |  | 216891390 | HRCU-A-CB | RD18AY36AJVC | RCFY3621MTANM |  | 32400 | 29600 | 2.5 | 28000 | 2.1
RUUD |  | 216891747 | HRCU-A-CB | RD18AY36AJVC | RCFY3624MTANM |  | 32600 | 29400 | 2.52 | 27800 | 2.1
RUUD |  | 216891748 | HRCU-A-CB | RD18AY36AJVC | RCFY3624MTANM |  | 32400 | 29600 | 2.54 | 28000 | 2.1
RUUD |  | 216891753 | HRCU-A-CB | RD18AY36AJVC | RCFY3624MTANM |  | 32600 | 29400 | 2.52 | 27800 | 2.1
RUUD |  | 216891755 | HRCU-A-CB | RD18AY36AJVC | RCFY3624MTANM |  | 32600 | 29400 | 2.52 | 27800 | 2.1
RUUD |  | 216891757 | HRCU-A-CB | RD18AY36AJVC | RCFY3624MTANM |  | 32600 | 29400 | 2.52 | 27800 | 2.1
RUUD |  | 216891760 | HRCU-A-CB | RD18AY36AJVC | RCFY3624MTANM |  | 32600 | 29400 | 2.52 | 27800 | 2.1
RUUD |  | 216891761 | HRCU-A-CB | RD18AY36AJVC | RCFY3624MTANM |  | 32600 | 29400 | 2.52 | 28000 | 2.1
RUUD |  | 216891767 | HRCU-A-CB | RD18AY36AJVC | RCFY3624MTANM |  | 32800 | 29200 | 2.5 | 27600 | 2.1
RUUD |  | 216891769 | HRCU-A-CB | RD18AY36AJVC | RCFY3624MTANM |  | 32600 | 29400 | 2.52 | 27800 | 2.1
RUUD |  | 216891771 | HRCU-A-CB | RD18AY36AJVC | RCFY3624MTANM |  | 32400 | 29400 | 2.52 | 28000 | 2.1
RUUD |  | 216891772 | HRCU-A-CB | RD18AY36AJVC | RCFY3624MTANM |  | 32600 | 29400 | 2.52 | 27800 | 2.1
RUUD |  | 216891773 | HRCU-A-CB | RD18AY36AJVC | RCFY3624MTANM |  | 32400 | 29400 | 2.52 | 28000 | 2.1
RUUD |  | 216891776 | HRCU-A-CB | RD18AY36AJVC | RCFY3624MTANM |  | 32800 | 29400 | 2.52 | 27800 | 2.1
RUUD |  | 216891779 | HRCU-A-CB | RD18AY36AJVC | RCFY3624MTANM |  | 32400 | 29600 | 2.54 | 28000 | 2.1
RUUD |  | 216891784 | HRCU-A-CB | RD18AY36AJVC | RCFY3624MTANM |  | 32400 | 29600 | 2.54 | 28000 | 2.1
RUUD |  | 216891786 | HRCU-A-CB | RD18AY36AJVC | RCFY3624MTANM |  | 32400 | 29600 | 2.54 | 28000 | 2.1
RUUD |  | 216891787 | HRCU-A-CB | RD18AY36AJVC | RCFY3624MTANM |  | 32800 | 29200 | 2.5 | 27600 | 2.1
RUUD |  | 216891789 | HRCU-A-CB | RD18AY36AJVC | RCFY3624MTANM |  | 32600 | 29400 | 2.52 | 27800 | 2.1
RUUD |  | 216891791 | HRCU-A-CB | RD18AY36AJVC | RCFY3624MTANM |  | 32600 | 29400 | 2.52 | 27800 | 2.1
RUUD |  | 216891793 | HRCU-A-CB | RD18AY36AJVC | RCFY3624MTANM |  | 32600 | 29400 | 2.52 | 27800 | 2.1
RUUD |  | 216891795 | HRCU-A-CB | RD18AY36AJVC | RCFY3624MTANM |  | 32600 | 29400 | 2.52 | 27800 | 2.1
RUUD |  | 216891799 | HRCU-A-CB | RD18AY36AJVC | RCFY3624MTANM |  | 32600 | 29400 | 2.52 | 27800 | 2.1
RUUD |  | 216891801 | HRCU-A-CB | RD18AY36AJVC | RCFY3624MTANM |  | 32600 | 29400 | 2.52 | 27800 | 2.1
RUUD |  | 216891804 | HRCU-A-CB | RD18AY36AJVC | RCFY3624MTANM |  | 32400 | 29400 | 2.52 | 28000 | 2.1
RUUD |  | 216891805 | HRCU-A-CB | RD18AY36AJVC | RCFY3624MTANM |  | 32800 | 29200 | 2.5 | 27600 | 2.1
RUUD |  | 216891810 | HRCU-A-CB | RD18AY36AJVC | RCFY3624MTANM |  | 32400 | 29600 | 2.54 | 28000 | 2.1
RUUD |  | 216891811 | HRCU-A-CB | RD18AY36AJVC | RCFY3624MTANM |  | 32600 | 29400 | 2.52 | 27800 | 2.1
RUUD |  | 216891816 | HRCU-A-CB | RD18AY36AJVC | RCFY3624MTANM |  | 32800 | 29200 | 2.5 | 27600 | 2.1
RUUD |  | 216891818 | HRCU-A-CB | RD18AY36AJVC | RCFY3624MTANM |  | 32600 | 29400 | 2.52 | 27800 | 2.1
RUUD |  | 216891823 | HRCU-A-CB | RD18AY36AJVC | RCFY3624MTANM |  | 32600 | 29400 | 2.52 | 27800 | 2.1
RUUD |  | 216891826 | HRCU-A-CB | RD18AY36AJVC | RCFY3624MTANM |  | 32800 | 29400 | 2.52 | 27800 | 2.1
RUUD |  | 216891829 | HRCU-A-CB | RD18AY36AJVC | RCFY3624MTANM |  | 32600 | 29400 | 2.52 | 27800 | 2.1
RUUD |  | 216891833 | HRCU-A-CB | RD18AY36AJVC | RCFY3624MTANM |  | 32400 | 29600 | 2.54 | 28000 | 2.1
RUUD |  | 216891837 | HRCU-A-CB | RD18AY36AJVC | RCFY3624MTANM |  | 32400 | 29600 | 2.54 | 28000 | 2.1
RUUD |  | 216891838 | HRCU-A-CB | RD18AY36AJVC | RCFY3624MTANM |  | 32600 | 29400 | 2.52 | 27800 | 2.1
RUUD |  | 216891849 | HRCU-A-CB | RD18AY36AJVC | RCFY3624MTANM |  | 32800 | 29200 | 2.5 | 27600 | 2.1
RUUD | Endeavor | 210368105 | HRCU-A-CB-O | RO1HGZ12AJ1H | UIWHGZ12AJ1S | Mini-Splits | 16000 | 10000 | 3.22 | 16600 | 2.16
RUUD | Endeavor | 210368103 | HRCU-A-CB-O | RO1HGZ12AJ1S | UIWHGZ12AJ1S | Mini-Splits | 16000 | 10000 | 3.33 | 16600 | 2.32
RUUD | Endeavor | 210368117 | HRCU-A-CB-O | RO1HHZ24AJ2S | UIWHHZ24AJ2S | Mini-Splits | 25200 | 15700 | 3.05 | 25500 | 2.08
RUUD | Endeavor | 210368127 | HRCU-A-CB-O | RO1HHZ09AJ2S | UIWHHZ09AJ2S | Mini-Splits | 12000 | 7400 | 3.19 | 10200 | 2.35
RUUD | Endeavor | 210368107 | HRCU-A-CB-O | RO1HGZ15AJ1S | UIWHGZ15AJ1S | Mini-Splits | 18000 | 11200 | 3.25 | 21000 | 2.24
RUUD | Endeavor | 210368101 | HRCU-A-CB-O | RO1HGZ09AJ1H | UIWHGZ09AJ1S | Mini-Splits | 12000 | 7400 | 3.5 | 15400 | 2.01
RUUD | Endeavor | 210368099 | HRCU-A-CB-O | RO1HGZ09AJ1S | UIWHGZ09AJ1S | Mini-Splits | 12000 | 7400 | 3.61 | 15400 | 2.15
RUUD | Endeavor | 210368109 | HRCU-A-CB-O | RO1HGZ15AJ1H | UIWHGZ15AJ1S | Mini-Splits | 18000 | 11200 | 3.16 | 21000 | 2.12
RUUD | Endeavor | 210368085 | HRCU-A-CB-O | RO1HFZ12AJ2H | RIFHFZ12AJ2S | Mini-Splits | 16000 | 10600 | 2.61 | 15050 | 1.9
RUUD | Endeavor | 210368081 | HRCU-A-CB-O | RO1HFZ15AJ2S | RIFHFZ15AJ2S | Mini-Splits | 18000 | 11600 | 2.62 | 18960 | 1.91
RUUD | Endeavor | 210368077 | HRCU-A-CB-O | RO1HFZ09AJ2S | RIFHFZ09AJ2S | Mini-Splits | 12000 | 7500 | 2.82 | 14220 | 1.98
RUUD | Endeavor | 210368093 | HRCU-A-CB-O | RO1HFZ30AJ2H | UIWHFZ30AJ2S | Mini-Splits | 32000 | 18900 | 2.56 | 32030 | 2.06
RUUD | Endeavor | 210368129 | HRCU-A-CB-O | RO1HHZ12AJ2S | UIWHHZ12AJ2S | Mini-Splits | 14500 | 8800 | 3.03 | 10700 | 2.45
RUUD |  | 210589399 | HRCU-A-CB | UP18AZ36AJVC | RCFZ6021SEAAM |  | 34200 | 40500 | 2.5 | 43000 | 2.2
RUUD |  | 210589396 | HRCU-A-CB | UP18AZ36AJVC | RCFZ6021SEAAM |  | 34200 | 40500 | 2.5 | 43000 | 2.2
RUUD |  | 209872712 | HRCU-A-CB | UP18AZ36AJVC | RCFZ6021SEAAM |  | 34200 | 40500 | 2.5 | 43000 | 2.2
RUUD |  | 214066859 | HRCU-A-CB | RD17AZ36AJ3N | RCFZ3621MTANM | Ducted Indoor Units | 34200 | 23000 | 2.7 | 17900 | 2.3
RUUD |  | 214066827 | HRCU-A-CB | RD17AZ36AJ3N | RCFZ3621MTANM | Ducted Indoor Units | 34200 | 23000 | 2.7 | 17900 | 2.3
RUUD |  | 212609352 | HRCU-A-CB | UP18AZ36AJVC | RCFZ6021SEAAM |  | 34200 | 40500 | 2.5 | 43000 | 2.2
RUUD |  | 210589398 | HRCU-A-CB | UP18AZ36AJVC | RCFZ6021SEAAM |  | 34200 | 40500 | 2.5 | 43000 | 2.2
RUUD |  | 209872718 | HRCU-A-CB | UP18AZ36AJVC | RCFZ6021SEAAM |  | 34200 | 41000 | 2.5 | 43500 | 2.2
RUUD |  | 209872715 | HRCU-A-CB | UP18AZ36AJVC | RCFZ6021SEAAM |  | 34200 | 41000 | 2.5 | 43500 | 2.2
RUUD |  | 209872709 | HRCU-A-CB | UP18AZ36AJVC | RCFZ6021SEAAM |  | 34200 | 41000 | 2.5 | 43500 | 2.2
RUUD |  | 214066700 | HRCU-A-CB | RD17AZ36AJ3N | RCFZ3621MTANM | Ducted Indoor Units | 34200 | 23000 | 2.7 | 17900 | 2.3
RUUD |  | 214066524 | HRCU-A-CB | RD17AZ36AJ3N | RCFZ3621MTANM | Ducted Indoor Units | 34200 | 23000 | 2.7 | 17900 | 2.3
RUUD |  | 213163997 | HRCU-A-CB | UP18AZ36AJVC | RCFZ6021SEAAM |  | 34200 | 40500 | 2.5 | 43000 | 2.2
RUUD |  | 212609370 | HRCU-A-CB | UP18AZ36AJVC | RCFZ6021SEAAM |  | 34200 | 40500 | 2.5 | 43000 | 2.2
RUUD |  | 212609362 | HRCU-A-CB | UP18AZ36AJVC | RCFZ6021SEAAM |  | 34200 | 40500 | 2.5 | 43000 | 2.2
RUUD |  | 212609358 | HRCU-A-CB | UP18AZ36AJVC | RCFZ6021SEAAM |  | 34200 | 40500 | 2.5 | 43000 | 2.2
RUUD |  | 212609347 | HRCU-A-CB | UP18AZ36AJVC | RCFZ6021SEAAM |  | 34200 | 40500 | 2.5 | 43000 | 2.2
RUUD |  | 209872717 | HRCU-A-CB | UP18AZ36AJVC | RCFZ6021SEAAM |  | 34200 | 40500 | 2.5 | 43000 | 2.2
RUUD |  | 209872713 | HRCU-A-CB | UP18AZ36AJVC | RCFZ6021SEAAM |  | 34200 | 40500 | 2.5 | 43000 | 2.2
RUUD |  | 214066909 | HRCU-A-CB | RD17AZ36AJ3N | RCFZ3621MTANM | Ducted Indoor Units | 34200 | 23000 | 2.7 | 17900 | 2.3
RUUD |  | 214066836 | HRCU-A-CB | RD17AZ36AJ3N | RCFZ3621MTANM | Ducted Indoor Units | 34200 | 23000 | 2.7 | 17900 | 2.3
RUUD |  | 214066842 | HRCU-A-CB | RD17AZ36AJ3N | RCFZ3621MTANM | Ducted Indoor Units | 34200 | 23000 | 2.7 | 17900 | 2.3
RUUD |  | 214066684 | HRCU-A-CB | RD17AZ36AJ3N | RCFZ3621MTANM | Ducted Indoor Units | 34200 | 23000 | 2.7 | 17900 | 2.3
RUUD |  | 212609351 | HRCU-A-CB | UP18AZ36AJVC | RCFZ6021SEAAM |  | 34200 | 41000 | 2.5 | 43500 | 2.2
RUUD |  | 210589400 | HRCU-A-CB | UP18AZ36AJVC | RCFZ6021SEAAM |  | 34200 | 40500 | 2.5 | 43000 | 2.2
RUUD |  | 209872716 | HRCU-A-CB | UP18AZ36AJVC | RCFZ6021SEAAM |  | 34200 | 41000 | 2.5 | 43500 | 2.2
RUUD |  | 209872714 | HRCU-A-CB | UP18AZ36AJVC | RCFZ6021SEAAM |  | 34200 | 40500 | 2.5 | 43000 | 2.2
RUUD |  | 209872711 | HRCU-A-CB | UP18AZ36AJVC | RCFZ6021SEAAM |  | 34200 | 40500 | 2.5 | 43000 | 2.2
RUUD |  | 208553291 | HRCU-A-CB | UP18AZ36AJVC | RHMVZ6021SEACA |  | 32000 | 38000 | 2.5 | 40500 | 2.1
RUUD |  | 214066845 | HRCU-A-CB | RD17AZ36AJ3N | RCFZ3621MTANM | Ducted Indoor Units | 34200 | 23200 | 2.7 | 18000 | 2.3
RUUD |  | 214066843 | HRCU-A-CB | RD17AZ36AJ3N | RCFZ3621MTANM | Ducted Indoor Units | 34200 | 23000 | 2.7 | 17900 | 2.3
RUUD |  | 214066693 | HRCU-A-CB | RD17AZ36AJ3N | RCFZ3621MTANM | Ducted Indoor Units | 34200 | 23000 | 2.8 | 17800 | 2.3
RUUD |  | 214066691 | HRCU-A-CB | RD17AZ36AJ3N | RCFZ3621MTANM | Ducted Indoor Units | 34200 | 23000 | 2.7 | 17900 | 2.3
RUUD |  | 214066574 | HRCU-A-CB | RD17AZ36AJ3N | RCFZ3621MTANM | Ducted Indoor Units | 34200 | 23000 | 2.7 | 17900 | 2.3
RUUD |  | 214066559 | HRCU-A-CB | RD17AZ36AJ3N | RCFZ3621MTANM | Ducted Indoor Units | 34200 | 23000 | 2.8 | 17800 | 2.3
RUUD |  | 214066533 | HRCU-A-CB | RD17AZ36AJ3N | RCFZ3621MTANM | Ducted Indoor Units | 34200 | 23000 | 2.7 | 17900 | 2.3
RUUD |  | 214066508 | HRCU-A-CB | RD17AZ36AJ3N | RCFZ3621MTAAM | Ducted Indoor Units | 34200 | 23600 | 2.7 | 18300 | 2.3
RUUD |  | 214066506 | HRCU-A-CB | RD17AZ36AJ3N | RCFZ3624MTANM | Ducted Indoor Units | 34200 | 23400 | 2.7 | 18200 | 2.3
RUUD |  | 214066502 | HRCU-A-CB | RD17AZ36AJ3N | RCFZ3624MTANM | Ducted Indoor Units | 34200 | 23400 | 2.7 | 18100 | 2.3
RUUD |  | 214066492 | HRCU-A-CB | RD17AZ36AJ3N | RCFZ3621MTAAM | Ducted Indoor Units | 34200 | 23600 | 2.7 | 18200 | 2.3
RUUD |  | 214066489 | HRCU-A-CB | RD17AZ36AJ3N | RCFZ3621MTAAM | Ducted Indoor Units | 34200 | 23800 | 2.7 | 18300 | 2.2
RUUD |  | 214066487 | HRCU-A-CB | RD17AZ36AJ3N | RCFZ3624MTANM | Ducted Indoor Units | 34200 | 23400 | 2.7 | 18100 | 2.3
RUUD |  | 214066482 | HRCU-A-CB | RD17AZ36AJ3N | RCFZ3621MTAAM | Ducted Indoor Units | 34200 | 23600 | 2.8 | 18100 | 2.3
RUUD |  | 214066476 | HRCU-A-CB | RD17AZ36AJ3N | RCFZ3621MTAAM | Ducted Indoor Units | 34200 | 23600 | 2.7 | 18300 | 2.3
RUUD |  | 214066447 | HRCU-A-CB | RD17AZ36AJ3N | RH2TZ3621MTANN | Ducted Indoor Units | 34200 | 22800 | 2.77 | 17800 | 2.3
RUUD |  | 214066443 | HRCU-A-CB | RD17AZ36AJ3N | RH2TZ3621MTANA | Ducted Indoor Units | 34200 | 23200 | 2.7 | 18000 | 2.3
RUUD |  | 214075924 | HRCU-A-CB | RD17AZ24AJ3N | RH2TZ3617STANN | Ducted Indoor Units | 22800 | 15300 | 2.61 | 12200 | 2.19
RUUD |  | 214233326 | HRCU-A-CB | RD17AZ36AJ3N | RH3VZ4821STACN | Ducted Indoor Units | 34200 | 31200 | 3.79 | 29400 | 2
RUUD |  | 214097946 | HRCU-A-CB | RD17AZ48AJ3N | RH3VZ6024STACN | Ducted Indoor Units | 45500 | 43000 | 3.76 | 40000 | 2.1
RUUD |  | 214075925 | HRCU-A-CB | RD17AZ24AJ3N | RH2VZ3617STANN | Ducted Indoor Units | 22800 | 15100 | 2.6 | 11900 | 2.19
RUUD |  | 214066461 | HRCU-A-CB | RD17AZ36AJ3N | RH2VZ3621MTANA | Ducted Indoor Units | 34200 | 23400 | 2.8 | 18000 | 2.3
RUUD |  | 214066457 | HRCU-A-CB | RD17AZ36AJ3N | RH2VZ3621MTANN | Ducted Indoor Units | 34200 | 23200 | 2.82 | 17900 | 2.3
RUUD | Endeavor | 211044464 | HMSV-A-CB | RO3HFZ24AJ1H |  | Non-Ducted Indoor Units | 25000 | 15400 | 2.61 | 25500 | 2.09
RUUD | Endeavor | 211781770 | HRCU-A-CB | RD16AZ30AJHUA | RHMVZ3021SNAUNJ | Mini-Splits | 32000 | 21600 | 3.03 | 33000 | 1.93
RUUD | Endeavor | 210824767 | HMSV-A-CB | RO4HFZ36AJ1H |  | Non-Ducted Indoor Units | 36400 | 21400 | 2.64 | 36407 | 2.02
RUUD | Endeavor | 210824724 | HRCU-A-CB | RO1HHZ12AJ8S | RIMHHZ12AJ8S | Mini-Splits | 16000 | 10500 | 3.05 | 16000 | 2.08
RUUD | Endeavor | 210368095 | HRCU-A-CB-O | RO1HHZ09AJ2H | UIWHHZ09AJ2S | Mini-Splits | 12000 | 7400 | 3.19 | 9480 | 2.17
RUUD | Endeavor | 210368115 | HRCU-A-CB-O | RO1HHZ18AJ2S | UIWHHZ18AJ2S | Mini-Splits | 21600 | 13600 | 3.11 | 21600 | 2.01
RUUD | Endeavor | 210368113 | HRCU-A-CB-O | RO1HHZ09AJ3S | UIWHHZ09AJ3S | Mini-Splits | 10000 | 6200 | 2.8 | 6700 | 2.07
RUUD | Endeavor | 210824709 | HRCU-A-CB-O | RO1HHZ09AJ8S | RICHHZ09AJ8S | Mini-Splits | 12000 | 7800 | 3.17 | 10120 | 2.23
RUUD | Endeavor | 210824714 | HRCU-A-CB-O | RO1HHZ12AJ8S | RICHHZ12AJ8S | Mini-Splits | 16000 | 10700 | 2.99 | 16000 | 2.08
RUUD | Endeavor | 210824720 | HRCU-A-CB-O | RO1HHZ18AJ8S | RICHHZ18AJ8S | Mini-Splits | 21600 | 14700 | 2.93 | 17500 | 2.33
RUUD | Endeavor | 210368089 | HRCU-A-CB-O | RO1HFZ18AJ2H | UIWHFZ18AJ2S | Mini-Splits | 21600 | 14600 | 3.01 | 21600 | 2.3
RUUD | Endeavor | 210368079 | HRCU-A-CB-O | RO1HFZ12AJ2S | RIFHFZ12AJ2S | Mini-Splits | 16000 | 10600 | 2.61 | 15000 | 2.03
RUUD | Endeavor | 210368091 | HRCU-A-CB-O | RO1HFZ24AJ2H | UIWHFZ24AJ2S | Mini-Splits | 25200 | 18000 | 2.5 | 25220 | 2.06
RUUD | Endeavor | 211781764 | HRCU-A-CB-O | RO1HHZ18AJ8S | RISHHZ18AJ8S | Mini-Splits | 21600 | 15800 | 2.91 | 16800 | 2.22
RUUD | Endeavor | 211781765 | HRCU-A-CB-O | RO1HHZ24AJ8S | RISHHZ24AJ8S | Mini-Splits | 27000 | 17500 | 3.07 | 23600 | 2.08
RUUD | Endeavor | 211781768 | HRCU-A-CB | RD16AZ24AJVUA | RHMVZ2421MNAUNJ | Mini-Splits | 27000 | 18700 | 2.85 | 23000 | 1.94
RUUD | Endeavor | 211781756 | HRCU-A-CB | RO1HHZ18AJ8S | RIMHHZ18AJ8S | Mini-Splits | 21600 | 15500 | 2.89 | 16800 | 2.12
RUUD | Endeavor | 211781757 | HRCU-A-CB | RO1HHZ24AJ8S | RIMHHZ24AJ8S | Mini-Splits | 27000 | 18100 | 2.9 | 23200 | 2
RUUD | Endeavor | 211781760 | HRCU-A-CB-O | RO1HHZ18AJ8S | RIGHHZ18AJ8S | Mini-Splits | 21600 | 15100 | 3.01 | 16800 | 2.24
RUUD | Endeavor | 211781761 | HRCU-A-CB-O | RO1HHZ24AJ8S | RIGHHZ24AJ8S | Mini-Splits | 27000 | 18000 | 3.08 | 23600 | 2.12
RUUD | Endeavor | 211781762 | HRCU-A-CB-O | RO1HHZ30AJ8S | RIGHHZ30AJ8S | Mini-Splits | 32000 | 20800 | 3.17 | 28000 | 2.12
SAMSUNG | FJM (Premium) | 216372795 | HMSR-A-CB-O | AJ020DXS3CG |  | Non-Ducted Indoor Units | 22000 | 13200 | 2.95 | 22000 | 1.95
SAMSUNG | WindFree™ 3.0 (RAC) | 210445761 | HRCU-A-CB-O | AR15CSDABWKX | AR15CSDABWKN | Mini-Splits | 15000 | 20400 | 4.98 | 18000 | 2.03
SAMSUNG | WindFree™ 3.0 (RAC) | 210445757 | HRCU-A-CB-O | AR09CSDABWKX | AR09CSDABWKN | Mini-Splits | 11000 | 10000 | 4.88 | 12000 | 2.25
SAMSUNG | WindFree™ 3.0 (RAC) | 210445759 | HRCU-A-CB-O | AR12CSDABWKX | AR12CSDABWKN | Mini-Splits | 12000 | 11400 | 4.77 | 13800 | 2.11
SAMSUNG | WindFree™ Max Heat® 3.0 | 210436265 | HRCU-A-CB-O | AR15CSDACWKX | AR15CSDABWKN | Mini-Splits | 15000 | 20400 | 4.98 | 18000 | 2.03
SAMSUNG | DVM S Eco | 206918724 | HMSR-A-CB | AM036TXMDCH |  | Mixed Ducted and Non-Ducted Indoor Units | 42000 | 25000 | 2.53 | 31000 | 1.95
SAMSUNG | DVM S Eco | 206918723 | HMSV-A-CB | AM036NXMDCR |  | Mixed Ducted and Non-Ducted Indoor Units | 42000 | 25000 | 2.53 | 31000 | 1.95
SAMSUNG | DVM S Eco | 202057118 | HMSR-A-CB-O | AM048NXMDCR |  | Non-Ducted Indoor Units | 54000 | 31600 | 2.81 | 38000 | 2.06
SAMSUNG | DVM S Eco | 202083810 | HMSR-A-CB-O | AM053NXMDCR |  | Non-Ducted Indoor Units | 61000 | 36400 | 2.67 | 43000 | 2.14
SAMSUNG | DVM S Eco | 202098116 | HMSR-A-CB-O | AM036NXMDCR |  | Non-Ducted Indoor Units | 42000 | 25000 | 2.93 | 31000 | 2.09
SAMSUNG | DVM S Eco | 205142809 | HMSR-A-CB-O | AM036TXMDCH |  | Non-Ducted Indoor Units | 42000 | 25000 | 2.93 | 31000 | 2.09
SAMSUNG | DVM S Eco | 205142810 | HMSR-A-CB-O | AM048TXMDCH |  | Non-Ducted Indoor Units | 54000 | 31600 | 2.81 | 38000 | 2.06
SAMSUNG | DVM S Eco | 205230040 | HMSR-A-CB-O | AM053TXMDCH |  | Non-Ducted Indoor Units | 61000 | 36400 | 2.67 | 43000 | 2.14
SAMSUNG | WindFree™ Max Heat® 3.0 | 210436264 | HRCU-A-CB-O | AR12CSDACWKX | AR12CSDABWKN | Mini-Splits | 12000 | 11400 | 4.77 | 13800 | 2.11
SAMSUNG | WindFree™ Max Heat® 3.0 | 210445758 | HRCU-A-CB-O | AR09CSDACWKX | AR09CSDABWKN | Mini-Splits | 11000 | 10000 | 4.88 | 12000 | 2.25
SAMSUNG | WindFree - Premium (RAC) | 215222779 | HRCU-A-CB-O | AR15DXDABWKX | AR15DXDABWKN | Mini-Splits | 15000 | 14000 | 2.93 | 18000 | 2.2
SAMSUNG | WindFree - Premium (RAC) | 215399293 | HRCU-A-CB-O | AR12DXDABWKX | AR12DXDABWKN | Mini-Splits | 12000 | 10600 | 2.82 | 14000 | 2.16
SAMSUNG | WindFree - Premium (RAC) | 215399294 | HRCU-A-CB-O | AR09DXDABWKX | AR09DXDABWKN | Mini-Splits | 11000 | 9900 | 2.64 | 12500 | 2.15
SAMSUNG | WindFree IAQ - Standard (RAC) | 215351564 | HRCU-A-CB-O | AR15DXFAMWKX | AR15DXKAPWKN | Mini-Splits | 15000 | 13000 | 2.72 | 13000 | 2.24
SAMSUNG | WindFree - Standard (RAC) | 215351563 | HRCU-A-CB-O | AR15DXFAMWKX | AR15DXFAMWKN | Mini-Splits | 15000 | 13000 | 2.72 | 13000 | 2.24
SAMSUNG | WindFree - Max heat (RAC) | 215222778 | HRCU-A-CB-O | AR15DXDACWKX | AR15DXDABWKN | Mini-Splits | 15000 | 14000 | 2.93 | 18000 | 2.2
SAMSUNG | WindFree - Max heat (RAC) | 215399291 | HRCU-A-CB-O | AR12DXDACWKX | AR12DXDABWKN | Mini-Splits | 12000 | 10600 | 2.82 | 14000 | 2.16
SAMSUNG | WindFree - Max heat (RAC) | 215399292 | HRCU-A-CB-O | AR09DXDACWKX | AR09DXDABWKN | Mini-Splits | 11000 | 9900 | 2.64 | 12500 | 2.15
SAMSUNG | FJM Max Heat | 207349917 | HMSR-A-CB-O | AJ020BXS3CH |  | Non-Ducted Indoor Units | 22000 | 13100 | 3.28 | 22000 | 1.95
SAMSUNG | FJM Max Heat | 213353370 | HMSR-A-CB-O | AJ036CXS4CH |  | Non-Ducted Indoor Units | 36600 | 23000 | 2.84 | 36600 | 2.04
SAMSUNG | FJM Max Heat | 213353367 | HMSR-A-CB-O | AJ020CXS3CH |  | Non-Ducted Indoor Units | 22000 | 13400 | 2.95 | 22000 | 1.95
SAMSUNG | FJM Max Heat | 207349920 | HMSR-A-CB-O | AJ036BXS4CH |  | Non-Ducted Indoor Units | 36600 | 21600 | 2.89 | 36600 | 2.04
SAMSUNG | FJM Max Heat | 205291859 | HMSR-A-CB-O | AJ036TXS4CH |  | Non-Ducted Indoor Units | 36600 | 19500 | 2.61 | 36600 | 2.04
SAMSUNG | FJM Max Heat | 205291856 | HMSV-A-CB | AJ020TXS3CH |  | Non-Ducted Indoor Units | 22000 | 10500 | 2.63 | 22000 | 1.95
SAMSUNG | Smart Whisper Max Heat | 201993481 | HRCU-A-CB-O | AR18NSWSPWKX | AR18NSWSPWKN | Mini-Splits | 20600 | 13000 | 2.86 | 21040 | 2.11
SAMSUNG | FJM Max Heat | 10348192 | HMSV-A-CB | AJ020MCS3CH |  | Non-Ducted Indoor Units | 22000 | 13000 | 2.63 | 22000 | 1.95
SEA BREEZE |  | 208650694 | HRCU-A-CB-O | 9H421ZOMI | 9H421ZIMI | Mini-Splits | 10000 | 6000 | 2.51 | 6933 | 1.97
SEA BREEZE |  | 216014095 | HRCU-A-CB-O | 18H521ZOMI | 18H521ZIMI | Mini-Splits | 18800 | 11700 | 2.62 | 11500 | 1.99
SEA BREEZE |  | 208650696 | HRCU-A-CB-O | 18H421ZOMI | 18H421ZIMI | Mini-Splits | 18800 | 11400 | 2.57 | 12050 | 2.18
SEA BREEZE+ | ES Series | 216014149 | HMSV-A-CB | MZ27H525ZMO |  | Mixed Ducted and Non-Ducted Indoor Units | 26800 | 18400 | 2.56 | 18900 | 2
SEA BREEZE+ | ES Series | 216014147 | HMSR-A-CB-O | MZ27H525ZMO |  | Non-Ducted Indoor Units | 27000 | 18400 | 2.61 | 19000 | 2
SEA BREEZE+ |  | 216014144 | HMSR-A-CB-O | MZ18H525ZMO |  | Non-Ducted Indoor Units | 19000 | 13600 | 2.81 | 13500 | 2.3
SEA BREEZE+ |  | 216014146 | HMSV-A-CB | MZ18H525ZMO |  | Mixed Ducted and Non-Ducted Indoor Units | 19000 | 14100 | 2.79 | 14000 | 2.31
SEA BREEZE+ |  | 216014145 | HMSV-A-CB | MZ18H525ZMO |  | Ducted Indoor Units | 19000 | 14600 | 2.8 | 14600 | 2.3
SEA BREEZE+ | HS series | 212595648 | HRCU-A-CB-O | HSZ12H424ZMO | C12H424ZMI | Mini-Splits | 12000 | 10200 | 2.72 | 12300 | 2.1
SEA BREEZE+ | HS series | 212595654 | HRCU-A-CB-O | HSZ24H424ZMO | CA24H424ZMI | Mini-Splits | 25000 | 21000 | 2.64 | 26000 | 1.95
SEA BREEZE+ |  | 208128276 | HRCU-A-CB | SZ9H424ZMO | D9H424ZMI | Mini-Splits | 10000 | 7700 | 2.59 | 8000 | 2.09
SEA BREEZE+ |  | 208128277 | HRCU-A-CB | SZ12H424ZMO | D12H424ZMI | Mini-Splits | 12000 | 9300 | 2.78 | 8400 | 2.26
SEA BREEZE+ |  | 208128268 | HRCU-A-CB-O | HSZ12H424ZMO | CA12H424ZMI | Mini-Splits | 12000 | 9900 | 2.55 | 11500 | 1.9
SEA BREEZE+ |  | 208128263 | HRCU-A-CB-O | SZ12H424ZMO | WM12H424ZMI | Mini-Splits | 12000 | 10000 | 2.69 | 8820 | 2.25
SEA BREEZE+ |  | 208674954 | HRCU-A-CB-O | SZ9H424ZMO | WM9H424ZMI | Mini-Splits | 10000 | 8100 | 2.7 | 8564 | 2.22
SEA BREEZE+ |  | 208128273 | HRCU-A-CB-O | SZ24H424ZMO | CA24H424ZMI | Mini-Splits | 25000 | 19000 | 2.6 | 18900 | 1.96
SEA BREEZE+ |  | 208128264 | HRCU-A-CB-O | SZ18H424ZMO | WM18H424ZMI | Mini-Splits | 18000 | 14100 | 2.65 | 12829 | 2.35
SEA BREEZE+ |  | 210404149 | HRCU-A-CB-O | SZ9H424ZMO | SCA9H424ZMI | Mini-Splits | 11000 | 8000 | 2.66 | 8500 | 2.37
SEA BREEZE+ |  | 208816899 | HMSV-A-CB | HMZ48H424ZMO |  | Ducted Indoor Units | 55000 | 35200 | 2.5 | 47000 | 1.94
SEA BREEZE+ |  | 208128284 | HMSV-A-CB | MZ18H424ZMO |  | Mixed Ducted and Non-Ducted Indoor Units | 19000 | 14600 | 2.5 | 14000 | 2.17
SEA BREEZE+ |  | 208816892 | HMSR-A-CB-O | HMZ18H424ZMO |  | Non-Ducted Indoor Units | 20000 | 13500 | 2.5 | 20000 | 2
SEA BREEZE+ |  | 208816889 | HRCU-A-CB-O | HSZ9H424ZMO | WM9H424ZMI | Mini-Splits | 12000 | 9300 | 2.5 | 11300 | 1.9
SEA BREEZE+ |  | 208128267 | HRCU-A-CB-O | HSZ12H424ZMO | WM12H424ZMI | Mini-Splits | 12000 | 10300 | 2.56 | 12113 | 1.9
SEA BREEZE+ |  | 208128269 | HRCU-A-CB | HSZ12H424ZMO | D12H424ZMI | Mini-Splits | 12500 | 10600 | 2.51 | 12100 | 1.96
SEA BREEZE+ |  | 208816893 | HMSV-A-CB | HMZ18H424ZMO |  | Ducted Indoor Units | 20000 | 16000 | 2.61 | 20000 | 1.95
SEA BREEZE+ |  | 208128279 | HRCU-A-CB | SZ24H424ZMO | D24H424ZMI | Mini-Splits | 25000 | 20000 | 2.61 | 20000 | 2.3
SEA BREEZE+ | HS series | 212595655 | HRCU-A-CB | HSZ24H424ZMO | D24H424ZMI | Mini-Splits | 25000 | 21000 | 2.64 | 27000 | 2
SEA BREEZE+ |  | 208816894 | HMSV-A-CB | HMZ18H424ZMO |  | Mixed Ducted and Non-Ducted Indoor Units | 20000 | 14700 | 2.55 | 20000 | 1.98
SEA BREEZE+ | HS series | 212595656 | HRCU-A-CB-O | HSZ24H424ZMO | FC24H424ZMI | Mini-Splits | 25000 | 19000 | 2.64 | 25000 | 2.1
SEA BREEZE+ |  | 208128266 | HRCU-A-CB-O | SZ9H424ZMO | WM6H424ZMI | Mini-Splits | 7000 | 7500 | 2.5 | 7200 | 1.92
SEA BREEZE+ |  | 216014129 | HRCU-A-CB-O | HSZ18H525ZMO | WM18H525ZMI | Mini-Splits | 18000 | 16600 | 2.55 | 18000 | 1.92
SEA BREEZE+ |  | 216014106 | HRCU-A-CB | SZ12H525ZMO | D12H525ZMI | Mini-Splits | 12000 | 9100 | 2.78 | 8900 | 2.44
SEA BREEZE+ |  | 216014101 | HRCU-A-CB | SZ09H525ZMO | D09H525ZMI | Mini-Splits | 10000 | 9300 | 2.9 | 8300 | 2.32
SEA BREEZE+ |  | 216014114 | HRCU-A-CB-O | SZ24H525ZMO | CA24H525ZMI | Mini-Splits | 25000 | 20400 | 2.73 | 18500 | 2.3
SEA BREEZE+ |  | 216014174 | HRCU-A-CB | SZ18H525ZMO | AH18H525ZMI |  | 18000 | 13200 | 2.6 | 13000 | 2.3
SEA BREEZE+ |  | 216014178 | HRCU-A-CB | HSZ18H525ZMO | AH18H525ZMI |  | 19500 | 14000 | 2.6 | 18000 | 2.2
SEA BREEZE+ |  | 216014098 | HRCU-A-CB-O | SZ09H525ZMO | CA09H525ZMI | Mini-Splits | 10000 | 8500 | 2.8 | 8300 | 2.17
SEA BREEZE+ |  | 216014099 | HRCU-A-CB-O | SZ09H525ZMO | SCA09H525ZMI | Mini-Splits | 11000 | 7900 | 2.69 | 8000 | 2.17
SEA BREEZE+ |  | 216014097 | HRCU-A-CB-O | SZ09H525ZMO | WM09H525ZMI | Mini-Splits | 10000 | 8100 | 2.83 | 8000 | 2.37
SEA BREEZE+ |  | 216014102 | HRCU-A-CB-O | SZ12H525ZMO | WM12H525ZMI | Mini-Splits | 12000 | 9300 | 2.84 | 8400 | 2.3
SEA BREEZE+ |  | 216014100 | HRCU-A-CB-O | SZ09H525ZMO | C09H525ZMI | Mini-Splits | 9000 | 9000 | 2.9 | 8600 | 2.27
SEA BREEZE+ |  | 216014105 | HRCU-A-CB-O | SZ12H525ZMO | C12H525ZMI | Mini-Splits | 12000 | 9000 | 2.87 | 8900 | 2.51
SEA BREEZE+ |  | 216014103 | HRCU-A-CB-O | SZ12H525ZMO | CA12H525ZMI | Mini-Splits | 12000 | 8500 | 2.8 | 8400 | 2.39
SEA BREEZE+ |  | 216014104 | HRCU-A-CB-O | SZ12H525ZMO | SCA12H525ZMI | Mini-Splits | 12000 | 8600 | 2.77 | 8600 | 2.47
SEA BREEZE+ |  | 216014107 | HRCU-A-CB-O | SZ18H525ZMO | WM18H525ZMI | Mini-Splits | 18000 | 13600 | 2.73 | 12800 | 2.1
SEA BREEZE+ |  | 216014110 | HRCU-A-CB-O | SZ18H525ZMO | C18H525ZMI | Mini-Splits | 17000 | 14100 | 2.75 | 13100 | 2.16
SEA BREEZE+ |  | 216014108 | HRCU-A-CB-O | SZ18H525ZMO | CA18H525ZMI | Mini-Splits | 18000 | 13900 | 2.66 | 12800 | 2.19
SEA BREEZE+ |  | 216014109 | HRCU-A-CB-O | SZ18H525ZMO | SCA18H525ZMI | Mini-Splits | 18000 | 14000 | 2.77 | 13100 | 2.25
SEA BREEZE+ |  | 216014112 | HRCU-A-CB | SZ18H525ZMO | D18H525ZMI | Mini-Splits | 20000 | 14900 | 2.89 | 14200 | 2.41
SEA BREEZE+ |  | 216014111 | HRCU-A-CB-O | SZ18H525ZMO | FC18H525ZMI | Mini-Splits | 18000 | 13700 | 2.51 | 12800 | 2.05
SEA BREEZE+ |  | 216014115 | HRCU-A-CB-O | SZ24H525ZMO | FC24H525ZMI | Mini-Splits | 24400 | 20000 | 2.56 | 18600 | 2.27
SEA BREEZE+ |  | 216014113 | HRCU-A-CB-O | SZ24H525ZMO | WM24H525ZMI | Mini-Splits | 25000 | 18800 | 2.65 | 19600 | 2.54
SEA BREEZE+ |  | 216014116 | HRCU-A-CB | SZ24H525ZMO | D24H525ZMI | Mini-Splits | 25000 | 21200 | 2.6 | 19000 | 2.3
SEA BREEZE+ |  | 216014117 | HRCU-A-CB-O | SZ30H525ZMO | WM30H525ZMI | Mini-Splits | 30000 | 20400 | 2.52 | 20000 | 2.03
SEA BREEZE+ |  | 216014125 | HRCU-A-CB-O | HSZ12H525ZMO | CA12H525ZMI | Mini-Splits | 12000 | 10000 | 2.74 | 11500 | 1.99
SEA BREEZE+ |  | 216014126 | HRCU-A-CB-O | HSZ12H525ZMO | SCA12H525ZMI | Mini-Splits | 12500 | 9600 | 2.65 | 11500 | 1.99
SEA BREEZE+ |  | 216014128 | HRCU-A-CB | HSZ12H525ZMO | D12H525ZMI | Mini-Splits | 12000 | 10200 | 2.6 | 12000 | 1.95
SEA BREEZE+ |  | 216014130 | HRCU-A-CB-O | HSZ18H525ZMO | CA18H525ZMI | Mini-Splits | 19000 | 14900 | 2.7 | 17000 | 1.9
SEA BREEZE+ |  | 216014132 | HRCU-A-CB-O | HSZ18H525ZMO | C18H525ZMI | Mini-Splits | 17000 | 14200 | 2.6 | 17500 | 1.95
SEA BREEZE+ |  | 216014134 | HRCU-A-CB | HSZ18H525ZMO | D18H525ZMI | Mini-Splits | 19500 | 15000 | 2.89 | 18000 | 2.1
SEA BREEZE+ |  | 216014136 | HRCU-A-CB-O | HSZ24H525ZMO | CA24H525ZMI | Mini-Splits | 25000 | 20400 | 2.78 | 23800 | 2.23
SEA BREEZE+ |  | 216014135 | HRCU-A-CB-O | HSZ24H525ZMO | WM24H525ZMI | Mini-Splits | 29000 | 21000 | 2.88 | 24200 | 2.34
SEA BREEZE+ |  | 216014138 | HRCU-A-CB | HSZ24H525ZMO | D24H525ZMI | Mini-Splits | 26000 | 21600 | 2.71 | 24000 | 2.18
SEA BREEZE+ |  | 216014137 | HRCU-A-CB-O | HSZ24H525ZMO | FC24H525ZMI | Mini-Splits | 26000 | 20200 | 2.74 | 24200 | 2.16
SEA BREEZE+ |  | 216014140 | HRCU-A-CB-O | CSZ36H525ZMO | FC36H525ZMI | Mini-Splits | 38000 | 30200 | 2.58 | 39500 | 2.02
SEA BREEZE+ |  | 216014139 | HRCU-A-CB-O | CSZ36H525ZMO | CA36H525ZMI | Mini-Splits | 37000 | 30600 | 2.56 | 37000 | 1.95
SEA BREEZE+ |  | 216014148 | HMSV-A-CB | MZ27H525ZMO |  | Ducted Indoor Units | 26600 | 18400 | 2.5 | 18800 | 2
SEA BREEZE+ |  | 216014154 | HMSV-A-CB | MZ48H525ZMO |  | Ducted Indoor Units | 47000 | 37000 | 2.5 | 38000 | 2.1
SEA BREEZE+ |  | 216014153 | HMSR-A-CB-O | MZ48H525ZMO |  | Non-Ducted Indoor Units | 48000 | 38000 | 2.5 | 36000 | 2
SEA BREEZE+ |  | 216014155 | HMSV-A-CB | MZ48H525ZMO |  | Mixed Ducted and Non-Ducted Indoor Units | 47500 | 37400 | 2.5 | 37000 | 2.05
SEA BREEZE+ |  | 216014160 | HMSV-A-CB | HMZ18H525ZMO |  | Ducted Indoor Units | 20000 | 17000 | 2.59 | 18000 | 2
SEA BREEZE+ |  | 216014159 | HMSR-A-CB-O | HMZ18H525ZMO |  | Non-Ducted Indoor Units | 20000 | 17600 | 2.7 | 19000 | 2
SEA BREEZE+ |  | 216014161 | HMSV-A-CB | HMZ18H525ZMO |  | Mixed Ducted and Non-Ducted Indoor Units | 20000 | 17300 | 2.65 | 18500 | 2
SEA BREEZE+ |  | 216014162 | HMSR-A-CB-O | HMZ27H525ZMO |  | Non-Ducted Indoor Units | 27000 | 25000 | 2.6 | 27000 | 2
SEA BREEZE+ |  | 216014164 | HMSV-A-CB | HMZ27H525ZMO |  | Mixed Ducted and Non-Ducted Indoor Units | 27400 | 24000 | 2.5 | 27000 | 2
SEA BREEZE+ |  | 216014169 | HMSV-A-CB | HMZ48H525ZMO |  | Ducted Indoor Units | 48000 | 44500 | 2.6 | 48000 | 2
SEA BREEZE+ |  | 216014168 | HMSR-A-CB-O | HMZ48H525ZMO |  | Non-Ducted Indoor Units | 49000 | 44000 | 2.6 | 47000 | 2
SEA BREEZE+ |  | 216014172 | HMSV-A-CB | HMZ55H525ZMO |  | Ducted Indoor Units | 55000 | 45000 | 2.7 | 48000 | 2.1
SEA BREEZE+ |  | 216014171 | HMSR-A-CB-O | HMZ55H525ZMO |  | Non-Ducted Indoor Units | 55000 | 44000 | 2.6 | 47000 | 2
SEA BREEZE+ |  | 216014170 | HMSV-A-CB | HMZ48H525ZMO |  | Mixed Ducted and Non-Ducted Indoor Units | 48500 | 44000 | 2.6 | 47500 | 2
SEA BREEZE+ |  | 216014173 | HMSV-A-CB | HMZ55H525ZMO |  | Mixed Ducted and Non-Ducted Indoor Units | 55000 | 44500 | 2.65 | 47500 | 2.05
SEA BREEZE+ |  | 208128275 | HRCU-A-CB-O | CSZ48H424ZMO | CA48H424ZMI | Mini-Splits | 53000 | 35000 | 2.59 | 48000 | 1.98
SEA BREEZE+ |  | 208128272 | HRCU-A-CB-O | SZ18H424ZMO | CA18H424ZMI | Mini-Splits | 19000 | 12000 | 2.51 | 12700 | 2.16
SEA BREEZE+ |  | 208128282 | HMSR-A-CB-O | MZ18H424ZMO |  | Non-Ducted Indoor Units | 19000 | 14400 | 2.5 | 14000 | 2.22
SEA BREEZE+ | A series | 208128300 | HRCU-A-CB | SZ24H424ZMO | AH24H424ZMI |  | 25000 | 17000 | 2.98 | 18000 | 1.9
SEA BREEZE+ |  | 210410114 | HRCU-A-CB-O | SZ18H424ZMO | SCA18H424ZMI | Mini-Splits | 19000 | 12200 | 2.79 | 13100 | 2.3
SEA BREEZE+ |  | 208128278 | HRCU-A-CB | SZ18H424ZMO | D18H424ZMI | Mini-Splits | 20000 | 12600 | 2.66 | 13000 | 2.4
SEA BREEZE+ |  | 208128280 | HRCU-A-CB-O | SZ18H424ZMO | FC18H424ZMI | Mini-Splits | 20000 | 12800 | 2.52 | 13000 | 2.08
SEA BREEZE+ |  | 208128271 | HRCU-A-CB-O | SZ12H424ZMO | CA12H424ZMI | Mini-Splits | 12000 | 8900 | 2.75 | 8000 | 2.28
SENVILLE |  | 207641342 | HRCU-A-CB-O | SENA/12HF/OQ | SENA/12HF/ICZ | Mini-Splits | 12000 | 9900 | 2.55 | 11500 | 1.9
SENVILLE |  | 210372990 | HRCU-A-CB-O | SENA/12HF/OQ | SENA-12HF-IFU | Mini-Splits | 12000 | 10200 | 2.72 | 12300 | 2.1
SENVILLE | SEN series | 207641331 | HMSV-A-CB | SENA/18HF/MOQ |  | Mixed Ducted and Non-Ducted Indoor Units | 19000 | 14500 | 2.5 | 14000 | 2.17
SENVILLE | SEN series | 207641334 | HMSV-A-CB | SENA/30HF/MOQ |  | Mixed Ducted and Non-Ducted Indoor Units | 28000 | 21400 | 2.55 | 20000 | 2.13
SENVILLE | SENDC | 213386472 | HRCU-A-CB | SENDC-24HF-OM | SENDC-24HF-IM |  | 24000 | 19200 | 2.5 | 24071 | 1.91
SENVILLE |  | 213732650 | HMSR-A-CB-O | SENA-18HF-MOB |  | Non-Ducted Indoor Units | 20000 | 15000 | 2.5 | 20000 | 1.93
SENVILLE |  | 207641348 | HRCU-A-CB | SENA/24HF/OQ | SENA/24HF/ID | Mini-Splits | 25000 | 21000 | 2.64 | 27000 | 2
SENVILLE |  | 207641346 | HRCU-A-CB | SENA/12HF/OQ | SENA/12HF/ID | Mini-Splits | 12500 | 10600 | 2.51 | 12100 | 1.96
SENVILLE |  | 207641351 | HRCU-A-CB-O | SENA/24HF/OQ | SENA/24HF/IF | Mini-Splits | 25000 | 19000 | 2.64 | 25000 | 2.1
SENVILLE |  | 207657627 | HRCU-A-CB-O | SENA/09HF/OQ | SENA/09HF/IQ | Mini-Splits | 12000 | 9500 | 2.53 | 11109 | 1.97
SENVILLE |  | 213732651 | HMSV-A-CB | SENA-18HF-MOB |  | Ducted Indoor Units | 20000 | 16000 | 2.61 | 20000 | 1.95
SENVILLE |  | 213732652 | HMSV-A-CB | SENA-18HF-MOB |  | Mixed Ducted and Non-Ducted Indoor Units | 20000 | 15500 | 2.55 | 20000 | 1.95
SENVILLE | SENA Series | 215735297 | HRCU-A-CB-O | SENA-18HF-OG | SENA-18HF-IGG | Mini-Splits | 18000 | 16600 | 2.55 | 18000 | 1.92
SENVILLE | SENDC Series | 215735328 | HRCU-A-CB | SENDC-36HF-OG | SENDC-36HF-IG |  | 37000 | 31800 | 2.56 | 39000 | 1.9
SENVILLE | SENA Series | 216623592 | HRCU-A-CB-O | SENA-06HF-OG | SENA-06HF-1WCG | Mini-Splits | 7400 | 7000 | 2.66 | 8100 | 2.4
SENVILLE | SENA Series | 216623594 | HRCU-A-CB-O | SENA-12HF-OG | SENA-12HF-1WCG | Mini-Splits | 12500 | 9600 | 2.65 | 11500 | 1.99
SENVILLE | SENA Series | 215735303 | HRCU-A-CB | SENA-24HF-OG | SENA-24HF-IDG | Mini-Splits | 26000 | 21600 | 2.71 | 24000 | 2.18
SENVILLE | SENA Series | 215735302 | HRCU-A-CB | SENA-18HF-OG | SENA-18HF-IDG | Mini-Splits | 19000 | 15000 | 2.7 | 18000 | 2
SENVILLE | SENA Series | 215735325 | HMSV-A-CB | SENA-55HF-MOA |  | Mixed Ducted and Non-Ducted Indoor Units | 55000 | 44500 | 2.65 | 47500 | 2.05
SENVILLE | SENA Series | 215735324 | HMSV-A-CB | SENA-55HF-MOA |  | Ducted Indoor Units | 55000 | 45000 | 2.7 | 48000 | 2.1
SENVILLE | SENA Series | 215735323 | HMSR-A-CB-O | SENA-55HF-MOA |  | Non-Ducted Indoor Units | 55000 | 44000 | 2.6 | 47000 | 2
SENVILLE | SENA Series | 215735322 | HMSV-A-CB | SENA-48HF-MOA |  | Mixed Ducted and Non-Ducted Indoor Units | 48500 | 44000 | 2.6 | 47500 | 2
SENVILLE | SENA Series | 215735321 | HMSV-A-CB | SENA-48HF-MOA |  | Ducted Indoor Units | 48000 | 44500 | 2.6 | 48000 | 2
SENVILLE | SENA Series | 215735320 | HMSR-A-CB-O | SENA-48HF-MOA |  | Non-Ducted Indoor Units | 49000 | 44000 | 2.6 | 47000 | 2
SENVILLE | SENA Series | 215735316 | HMSV-A-CB | SENA-28HF-MOA |  | Mixed Ducted and Non-Ducted Indoor Units | 27400 | 24000 | 2.5 | 27000 | 2
SENVILLE | SENA Series | 215735314 | HMSR-A-CB-O | SENA-28HF-MOA |  | Non-Ducted Indoor Units | 27000 | 25000 | 2.6 | 27000 | 2
SENVILLE | SENA Series | 215735313 | HMSV-A-CB | SENA-18HF-MOA |  | Mixed Ducted and Non-Ducted Indoor Units | 20000 | 17300 | 2.65 | 18500 | 2
SENVILLE | SENA Series | 215735312 | HMSV-A-CB | SENA-18HF-MOA |  | Ducted Indoor Units | 20000 | 17000 | 2.59 | 18000 | 2
SENVILLE | SENA Series | 215735311 | HMSR-A-CB-O | SENA-18HF-MOA |  | Non-Ducted Indoor Units | 20000 | 17600 | 2.7 | 19000 | 2
SENVILLE | SENA Series | 215735310 | HRCU-A-CB-O | SENA-24HF-OG | SENA-24HF-IFG | Mini-Splits | 26000 | 20200 | 2.74 | 24200 | 2.16
SENVILLE | SENA Series | 215735307 | HRCU-A-CB-O | SENA-24HF-OG | SENA-24HF-ICG | Mini-Splits | 25000 | 20400 | 2.78 | 23800 | 2.23
SENVILLE | SENA Series | 215735306 | HRCU-A-CB-O | SENA-18HF-OG | SENA-18HF-ICG | Mini-Splits | 19000 | 14900 | 2.7 | 17000 | 1.9
SENVILLE | SENA Series | 215735305 | HRCU-A-CB-O | SENA-12HF-OG | SENA-12HF-ICG | Mini-Splits | 12000 | 10000 | 2.74 | 11500 | 1.99
SENVILLE | SENA Series | 215735294 | HRCU-A-CB-O | SENA-06HF-OG | SENA-06HF-IGG | Mini-Splits | 7000 | 7900 | 2.79 | 7700 | 2.4
SENVILLE | SENA Series | 215735299 | HRCU-A-CB-O | SENA-33HF-OG | SENA-33HF-IGG | Mini-Splits | 36000 | 30000 | 2.69 | 35000 | 1.98
SENVILLE | SENA Series | 215735298 | HRCU-A-CB-O | SENA-24HF-OG | SENA-24HF-IGG | Mini-Splits | 29000 | 21000 | 2.88 | 24200 | 2.34
SENVILLE | SENL Series | 215735291 | HRCU-A-CB-O | SENL-24CD-OL | SENL-24CD-ILL | Mini-Splits | 24000 | 16900 | 2.53 | 17000 | 2.14
SENVILLE | SENDC Series | 215735329 | HRCU-A-CB | SENDC-48HF-OG | SENDC-48HF-IG |  | 50000 | 37000 | 2.7 | 46000 | 1.9
SENVILLE | SENDC Series | 215735327 | HRCU-A-CB | SENDC-30HF-OG | SENDC-30HF-IG |  | 34000 | 23800 | 2.76 | 32600 | 1.96
SENVILLE |  | 207641332 | HMSR-A-CB-O | SENA/30HF/MOQ |  | Non-Ducted Indoor Units | 28000 | 21000 | 2.5 | 20000 | 2.11
SENVILLE |  | 8858355 | HMSR-A-CB-O | SENA/30HF/MOZ |  | Non-Ducted Indoor Units | 28000 | 17200 | 2.8 | 17040 | 1.97
SENVILLE |  | 8858354 | HMSR-A-CB-O | SENA/18HF/MOZ |  | Non-Ducted Indoor Units | 19000 | 12000 | 2.79 | 10205 | 1.97
SENVILLE | SENDC | 213386474 | HRCU-A-CB | SENDC-60HF-OM | SENDC-60HF-IM |  | 59000 | 42000 | 2.6 | 54356 | 1.91
SENVILLE |  | 205921390 | HRCU-A-CB | SENA/09HF/OZ | SENA/09HF/ID | Mini-Splits | 10000 | 7200 | 2.74 | 8300 | 2.06
SENVILLE |  | 207613965 | HRCU-A-CB-O | SENL/09CD220/OY | SENL/09CD220/IY | Mini-Splits | 10000 | 6900 | 2.53 | 6400 | 1.95
SENVILLE |  | 207641333 | HMSV-A-CB | SENA/30HF/MOQ |  | Ducted Indoor Units | 28000 | 22000 | 2.6 | 20000 | 2.14
SHARP |  | 213927543 | HMSV-A-CB | AE-X3M24BU | AY-XPC9/12/18BU | Mini-Splits | 26000 | 25000 | 2.53 | 21200 | 2.34
SHARP |  | 209423517 | HRCU-A-CB-O | AE-X15ZU | AY-XPC15ZU | Mini-Splits | 18000 | 11000 | 2.69 | 15300 | 2.11
SHARP |  | 209424784 | HRCU-A-CB-O | AE-X18ZHU | AY-XP18ZHU | Mini-Splits | 21600 | 14000 | 3.21 | 19500 | 2.2
SLIMAIR | SHC Series | 216699321 | HRCU-A-CB-O | SHC18AH2AG | SHM18AE2AG | Mini-Splits | 18000 | 14400 | 2.79 | 18000 | 2
SLIMAIR |  | 208447946 | HRCU-A-CB-O | SHC18VE2AG | SHMZ18VC2AG | Mini-Splits | 18000 | 14100 | 2.65 | 12829 | 2.35
SLIMAIR |  | 208447938 | HRCU-A-CB-O | SHC18VE2AG | SHM18VE2AG | Mini-Splits | 18000 | 14100 | 2.65 | 12829 | 2.35
SLIMAIR | SHC series | 214314792 | HRCU-A-CB-O | SHC09VE2AG | SHO06VE2AG | Mini-Splits | 7100 | 5700 | 2.61 | 8500 | 2.03
SLIMAIR | SHC series | 214314793 | HRCU-A-CB-O | SHC09VE2AG | SHO09VE2AG | Mini-Splits | 11000 | 8000 | 2.66 | 8500 | 2.37
SLIMAIR | SHC series | 214314795 | HRCU-A-CB-O | SHC18VE2AG | SHO18VE2AG | Mini-Splits | 19000 | 12200 | 2.79 | 13100 | 2.3
SLIMAIR | SHC series | 208447950 | HMSV-A-CB | SHC2Z18VC2AG |  | Mixed Ducted and Non-Ducted Indoor Units | 19000 | 14600 | 2.5 | 14000 | 2.17
SLIMAIR |  | 208447944 | HRCU-A-CB-O | SHC09VE2AG | SHMZ09VC2AG | Mini-Splits | 10000 | 8100 | 2.7 | 8564 | 2.22
SLIMAIR |  | 208447936 | HRCU-A-CB-O | SHC09VE2AG | SHM09VE2AG | Mini-Splits | 10000 | 8100 | 2.7 | 8564 | 2.22
SLIMAIR |  | 210857478 | HRCU-A-CB-O | SHC24VE2AG | SHLZ24VC2AG | Mini-Splits | 25000 | 19000 | 2.6 | 18900 | 1.96
SLIMAIR |  | 208447928 | HRCU-A-CB-O | SHC09VC2AG | SHM09VC2AG | Mini-Splits | 10000 | 6000 | 2.51 | 6933 | 1.97
SLIMAIR |  | 208447945 | HRCU-A-CB-O | SHC12VE2AG | SHMZ12VC2AG | Mini-Splits | 12000 | 10000 | 2.69 | 8820 | 2.25
SLIMAIR |  | 208447937 | HRCU-A-CB-O | SHC12VE2AG | SHM12VE2AG | Mini-Splits | 12000 | 10000 | 2.69 | 8820 | 2.25
SLIMAIR | SHC Series | 214728301 | HRCU-A-CB-O | SHC12VH2AG | SHLZ12VC2AG | Mini-Splits | 12000 | 9900 | 2.55 | 11500 | 1.9
SLIMAIR | SHC Series | 214728305 | HRCU-A-CB-O | SHC24VH2AG | SHS24VC2AG | Mini-Splits | 25000 | 19000 | 2.64 | 25000 | 2.1
SLIMAIR | SHC series | 213886031 | HRCU-A-CB-O | SHC09VH2AG | SHM09VE2AG | Mini-Splits | 12000 | 9300 | 2.5 | 11300 | 1.9
SLIMAIR | SHC series | 208447940 | HRCU-A-CB-O | SHCD09VC2AG | SHMZ09VC2AG | Mini-Splits | 12000 | 9300 | 2.5 | 11300 | 1.9
SLIMAIR | SHC series | 208447941 | HRCU-A-CB-O | SHCD12VC2AG | SHMZ12VC2AG | Mini-Splits | 12000 | 10300 | 2.56 | 12113 | 1.9
SLIMAIR | SHC series | 213886032 | HRCU-A-CB-O | SHC12VH2AG | SHM12VE2AG | Mini-Splits | 12000 | 10300 | 2.56 | 12113 | 1.9
SLIMAIR | SHD Series | 214606458 | HRCU-A-CB | SHC18VE2AG | SHD18VC2AG | Mini-Splits | 20000 | 12600 | 2.66 | 13000 | 2.4
SLIMAIR | SHD Series | 214606466 | HRCU-A-CB | SHC24VH2AG | SHD24VC2AG | Mini-Splits | 25000 | 21000 | 2.64 | 27000 | 2
SLIMAIR | SHD Series | 214606459 | HRCU-A-CB | SHC24VE2AG | SHD24VC2AG | Mini-Splits | 25000 | 20000 | 2.61 | 20000 | 2.3
SLIMAIR | SHD Series | 214606464 | HRCU-A-CB | SHC12VH2AG | SHD12VC2AG | Mini-Splits | 12500 | 10600 | 2.51 | 12100 | 1.96
SLIMAIR | SHD Series | 214606457 | HRCU-A-CB | SHC12VE2AG | SHD12VC2AG | Mini-Splits | 12000 | 9300 | 2.78 | 8400 | 2.26
SLIMAIR | SHD Series | 214606456 | HRCU-A-CB | SHC09VE2AG | SHD09VC2AG | Mini-Splits | 10000 | 7700 | 2.59 | 8000 | 2.09
SLIMAIR | SHC Series | 216763030 | HRCU-A-CB | SHC36AE224V | SHV36AE2AG |  | 36000 | 24800 | 2.6 | 27000 | 2
SLIMAIR | SHC Series | 216763037 | HRCU-A-CB | SHC48AH224V | SHV48AE2AG |  | 50000 | 37000 | 2.7 | 46000 | 1.9
SLIMAIR | SHC Series | 216763035 | HRCU-A-CB | SHC30AH224V | SHV30AE2AG |  | 34000 | 23800 | 2.76 | 32600 | 1.96
SLIMAIR | SHC Series | 216763033 | HRCU-A-CB | SHC18AH224V | SHV18AE2AG |  | 19000 | 15000 | 2.6 | 18000 | 2
SLIMAIR | SHC Series | 216699332 | HRCU-A-CB | SHC12AE2AG | SHD12AC2AG | Mini-Splits | 12000 | 9100 | 2.78 | 8900 | 2.44
SLIMAIR | SHC Series | 216699331 | HRCU-A-CB | SHC09AE2AG | SHD09AC2AG | Mini-Splits | 10000 | 9300 | 2.9 | 8300 | 2.32
SLIMAIR | SHC Series | 216699358 | HRCU-A-CB-O | SHC36AC2AG | SHL36AC2AG | Mini-Splits | 38000 | 26800 | 2.68 | 26600 | 2.2
SLIMAIR | SHC Series | 216699357 | HRCU-A-CB-O | SHC24AE2AG | SHL24AC2AG | Mini-Splits | 25000 | 20400 | 2.73 | 18500 | 2.3
SLIMAIR | SHC Series | 216699356 | HRCU-A-CB-O | SHC18AE2AG | SHL18AC2AG | Mini-Splits | 18000 | 13900 | 2.66 | 12800 | 2.19
SLIMAIR | SHC Series | 216699355 | HRCU-A-CB-O | SHC12AE2AG | SHL12AC2AG | Mini-Splits | 12000 | 8500 | 2.8 | 8400 | 2.39
SLIMAIR | SHC Series | 216699354 | HRCU-A-CB-O | SHC09AE2AG | SHL09AC2AG | Mini-Splits | 10000 | 8500 | 2.8 | 8300 | 2.17
SLIMAIR | SHC Series | 216699352 | HRCU-A-CB-O | SHC36AH2AG | SHL36AC2AG | Mini-Splits | 37000 | 30600 | 2.56 | 37000 | 1.95
SLIMAIR | SHC Series | 216699351 | HRCU-A-CB-O | SHC24AH2AG | SHL24AC2AG | Mini-Splits | 25000 | 20400 | 2.78 | 23800 | 2.23
SLIMAIR | SHC Series | 216699350 | HRCU-A-CB-O | SHC18AH2AG | SHL18AC2AG | Mini-Splits | 19000 | 14900 | 2.7 | 17000 | 1.9
SLIMAIR | SHC Series | 216699349 | HRCU-A-CB-O | SHC12AH2AG | SHL12AC2AG | Mini-Splits | 12000 | 10000 | 2.74 | 11500 | 1.99
SLIMAIR | SHC Series | 216699344 | HRCU-A-CB-O | SHC24AE2AG | SHS24AC2AG | Mini-Splits | 24400 | 20000 | 2.56 | 18600 | 2.27
SLIMAIR | SHC Series | 216699343 | HRCU-A-CB-O | SHC18AE2AG | SHS18AC2AG | Mini-Splits | 18000 | 13700 | 2.51 | 12800 | 2.05
SLIMAIR | SHC Series | 216699340 | HRCU-A-CB-O | SHC36AH2AG | SHS36AC2AG | Mini-Splits | 38000 | 30200 | 2.58 | 39500 | 2.02
SLIMAIR | SHC Series | 216699339 | HRCU-A-CB-O | SHC24AH2AG | SHS24AC2AG | Mini-Splits | 26000 | 20200 | 2.74 | 24200 | 2.16
SLIMAIR | SHC Series | 216699334 | HRCU-A-CB | SHC24AE2AG | SHD24AC2AG | Mini-Splits | 25000 | 21200 | 2.6 | 19000 | 2.3
SLIMAIR | SHC Series | 216699333 | HRCU-A-CB | SHC18AE2AG | SHD18AC2AG | Mini-Splits | 20000 | 14900 | 2.89 | 14200 | 2.41
SLIMAIR | SHC Series | 216699330 | HRCU-A-CB | SHC55AH2AG | SHD60AC2AG | Mini-Splits | 60000 | 45000 | 2.72 | 53500 | 2.1
SLIMAIR | SHC Series | 216699329 | HRCU-A-CB | SHC48AH2AG | SHD48AC2AG | Mini-Splits | 52000 | 45000 | 2.61 | 47500 | 2
SLIMAIR | SHC Series | 216699328 | HRCU-A-CB | SHC36AH2AG | SHD36AC2AG | Mini-Splits | 42000 | 31600 | 2.73 | 37600 | 2.1
SLIMAIR | SHC Series | 216699327 | HRCU-A-CB | SHC24AH2AG | SHD24AC2AG | Mini-Splits | 26000 | 21600 | 2.71 | 24000 | 2.18
SLIMAIR | SHC Series | 216699326 | HRCU-A-CB | SHC18AH2AG | SHD18AC2AG | Mini-Splits | 19500 | 15000 | 2.89 | 18000 | 2.1
SLIMAIR | SHC Series | 216699325 | HRCU-A-CB | SHC12AH2AG | SHD12AC2AG | Mini-Splits | 12000 | 10200 | 2.6 | 12000 | 1.95
SLIMAIR | SHC Series | 216699323 | HRCU-A-CB-O | SHC30AH2AG | SHM30AE2AG | Mini-Splits | 36000 | 29600 | 2.61 | 34600 | 1.91
SLIMAIR | SHC Series | 216699322 | HRCU-A-CB-O | SHC24AH2AG | SHM24AE2AG | Mini-Splits | 26000 | 21600 | 2.61 | 24000 | 2
SLIMAIR | SHC Series | 216699318 | HRCU-A-CB-O | SHC24AE2AG | SHM24AE2AG | Mini-Splits | 25000 | 19500 | 2.5 | 17800 | 2.15
SLIMAIR | SHC Series | 216699317 | HRCU-A-CB-O | SHC18AE2AG | SHM18AE2AG | Mini-Splits | 18000 | 13000 | 2.59 | 13000 | 2.35
SLIMAIR | SHC Series | 216699316 | HRCU-A-CB-O | SHC12AE2AG | SHM12AE2AG | Mini-Splits | 12000 | 9600 | 2.84 | 8600 | 2.36
SLIMAIR | SHC Series | 216699315 | HRCU-A-CB-O | SHC09AE2AG | SHM09AE2AG | Mini-Splits | 10000 | 8600 | 2.8 | 8200 | 2.33
SLIMAIR | SHC Series | 216699314 | HRCU-A-CB-O | SHC12AE1AG | SHM12AE1AG | Mini-Splits | 12000 | 8800 | 2.77 | 7300 | 2.21
SLIMAIR | SHC Series | 216699313 | HRCU-A-CB-O | SHC09AE1AG | SHM09AE1AG | Mini-Splits | 10000 | 8800 | 2.77 | 7300 | 2.21
SLIMAIR | SHC Series | 216626017 | HMSV-A-CB | SHC2Z18AH2AG |  | Mixed Ducted and Non-Ducted Indoor Units | 20000 | 16700 | 2.55 | 18000 | 2
SLIMAIR | SHC Series | 216626016 | HMSV-A-CB | SHC2Z18AH2AG |  | Ducted Indoor Units | 20000 | 17000 | 2.59 | 18000 | 2
SLIMAIR | SHC Series | 216626015 | HMSR-A-CB-O | SHC2Z18AH2AG |  | Non-Ducted Indoor Units | 20000 | 16400 | 2.5 | 18000 | 2
SLIMAIR | SHC Series | 216626026 | HMSV-A-CB | SHC5Z48AH2AG |  | Mixed Ducted and Non-Ducted Indoor Units | 48500 | 42500 | 2.5 | 48000 | 2
SLIMAIR | SHC Series | 216626025 | HMSV-A-CB | SHC5Z48AH2AG |  | Ducted Indoor Units | 48000 | 44500 | 2.6 | 48000 | 2
SLIMAIR | SHC Series | 216626027 | HMSR-A-CB-O | SHC5Z55AH2AG |  | Non-Ducted Indoor Units | 55000 | 45000 | 2.6 | 48000 | 2
SLIMAIR | SHC Series | 216626028 | HMSV-A-CB | SHC5Z55AH2AG |  | Ducted Indoor Units | 55000 | 45000 | 2.7 | 48000 | 2.1
SLIMAIR | SHC Series | 216626029 | HMSV-A-CB | SHC5Z55AH2AG |  | Mixed Ducted and Non-Ducted Indoor Units | 55000 | 45000 | 2.65 | 48000 | 2.05
SLIMAIR |  | 208447934 | HRCU-A-CB-O | SHC09VE1AG | SHM09VE1AG | Mini-Splits | 10000 | 5900 | 2.93 | 6858 | 2.07
SLIMAIR |  | 210857477 | HRCU-A-CB-O | SHC18VE2AG | SHLZ18VC2AG | Mini-Splits | 19000 | 12000 | 2.51 | 12700 | 2.16
SLIMAIR |  | 208447948 | HMSR-A-CB-O | SHC2Z18VC2AG |  | Non-Ducted Indoor Units | 19000 | 14400 | 2.5 | 14000 | 2.22
SLIMAIR |  | 208447935 | HRCU-A-CB-O | SHC12VE1AG | SHM12VE1AG | Mini-Splits | 12000 | 8900 | 2.75 | 6858 | 2.07
SLIMAIR |  | 210857476 | HRCU-A-CB-O | SHC12VE2AG | SHLZ12VC2AG | Mini-Splits | 12000 | 8900 | 2.75 | 8000 | 2.28
SLIMAIR |  | 208447952 | HMSV-A-CB | SHC3Z27VC2AG |  | Ducted Indoor Units | 28000 | 22000 | 2.6 | 20000 | 2.14
SMART COMFORT | DLC-series | 207188929 | HRCU-A-CB-O | DLCSRBH06AAK | DLFSHBH06XAK | Mini-Splits | 7000 | 7500 | 2.5 | 7200 | 1.92
SMART COMFORT | DLC-series | 206361908 | HRCU-A-CB-O | DLCSRBH12AAJ | DLFSHBH12XAJ | Mini-Splits | 12000 | 8900 | 2.75 | 6858 | 2.07
SMART COMFORT | DLC-series | 206361910 | HRCU-A-CB-O | DLCSRBH12AAK | DLFSHBH12XAK | Mini-Splits | 12000 | 10300 | 2.56 | 12113 | 1.9
SMART COMFORT | DL series | 213372180 | HRCU-A-C | DLCURAH18ABK | DLFULAH24XBX + CI |  | 19000 | 14700 | 2.6 | 15000 | 2.2
SMART COMFORT | DL series | 213372182 | HRCU-A-C | DLCURAH24ABK | DLFULAH24XBX + CI |  | 25000 | 21000 | 2.58 | 20000 | 1.95
SMART COMFORT | DLC-series | 210857458 | HRCU-A-CB-O | DLCSRBH06AAK | DLFSOAH09XAK | Mini-Splits | 7100 | 5700 | 2.61 | 8500 | 2.03
SMART COMFORT | DLC-series | 209948199 | HRCU-A-CB-O | DLCSRBH12AAK | DLFSFBH12XAK | Mini-Splits | 12000 | 10200 | 2.72 | 12300 | 2.1
SMART COMFORT | DLC-series | 208447685 | HRCU-A-CB-O | DLCSRBH06AAK | DLFSHCH06XAK | Mini-Splits | 7000 | 8500 | 2.9 | 8581 | 2.19
SMART COMFORT | DLC-series | 208447684 | HRCU-A-CB-O | DLCSRBH12AAJ | DLFSHCH12XAJ | Mini-Splits | 12000 | 8400 | 2.8 | 7094 | 2.19
SMART COMFORT | DLC-series | 208447764 | HRCU-A-CB-O | DLCERBH09AAK | DLFEHBH09XAK | Mini-Splits | 10000 | 6000 | 2.51 | 6933 | 1.97
SMART COMFORT | DLC-series | 211132744 | HRCU-A-CB | DLCSRBH24AAK | DLFSDAH24XHK | Mini-Splits | 25000 | 21000 | 2.75 | 24000 | 2
SMART COMFORT | DLC-series | 211132703 | HRCU-A-CB | DLCSRBH18AAK | DLFSDAH18XHK | Mini-Splits | 19000 | 15700 | 2.6 | 18000 | 2.2
SMART COMFORT | DLC-series | 208447681 | HRCU-A-CB-O | DLCSRBH09AAK | DLFSHCH09XAK | Mini-Splits | 12000 | 9500 | 2.53 | 11109 | 1.97
SMART COMFORT | D5F Series | 215324701 | HRCU-A-CB-O | D5CSHAH18AAK | D5FSHAH18XAK | Mini-Splits | 18000 | 16600 | 2.55 | 18000 | 1.92
SMART COMFORT |  | 215323733 | HRCU-A-CB | D5CUHAH36AAK | D5FUHAH36XAK |  | 37000 | 31000 | 2.5 | 37400 | 1.91
SMART COMFORT |  | 215319127 | HRCU-A-CB | D5CUHAH48AAK | D5FUHAH60XAK |  | 48000 | 34000 | 2.56 | 48000 | 2
SMART COMFORT |  | 215319126 | HRCU-A-CB | D5CUHAH30AAK | D5FUHAH36XAK |  | 33000 | 24000 | 2.69 | 33200 | 1.97
SMART COMFORT |  | 215319125 | HRCU-A-CB | D5CUHAH18AAK | D5FUHAH24XAK |  | 18000 | 14700 | 2.66 | 18600 | 2.12
SMART COMFORT |  | 215319135 | HRCU-A-CB | D5CLHAH58AAK | D5FLAAH60XAK |  | 59000 | 41000 | 2.6 | 53000 | 2
SMART COMFORT |  | 215319122 | HRCU-A-CB | D5CURAH36AAK | D5FUAAH36XAK |  | 36000 | 25600 | 2.6 | 27000 | 2
SMART COMFORT |  | 215319118 | HRCU-A-CB | D5CUHAH60AAK | D5FUHAH60XAK |  | 55000 | 35000 | 2.5 | 54000 | 1.9
SMART COMFORT |  | 215319116 | HRCU-A-CB | D5CUHAH48AAK | D5FUAAH48XAK |  | 50000 | 37000 | 2.7 | 46000 | 1.9
SMART COMFORT |  | 215319115 | HRCU-A-CB | D5CUHAH36AAK | D5FUAAH36XAK |  | 37000 | 31800 | 2.56 | 39000 | 1.9
SMART COMFORT |  | 215319114 | HRCU-A-CB | D5CUHAH30AAK | D5FUAAH30XAK |  | 34000 | 23800 | 2.76 | 32600 | 1.96
SMART COMFORT |  | 215319113 | HRCU-A-CB | D5CUHAH24AAK | D5FUHAH24XAK |  | 24000 | 19000 | 2.64 | 20600 | 2.14
SMART COMFORT |  | 215324721 | HRCU-A-CB-O | D5CSRAH12AAK | D5FSOAH12XAK | Mini-Splits | 12000 | 8600 | 2.77 | 8600 | 2.47
SMART COMFORT |  | 215324720 | HRCU-A-CB-O | D5CSRAH12AAK | D5FSHAH12XAK | Mini-Splits | 12000 | 9300 | 2.84 | 8400 | 2.3
SMART COMFORT |  | 215324717 | HRCU-A-CB-O | D5CSRAH09AAK | D5FSFAH09XAK | Mini-Splits | 9000 | 9000 | 2.9 | 8600 | 2.27
SMART COMFORT |  | 215324716 | HRCU-A-CB-O | D5CSRAH09AAK | D5FSCAH12XAK | Mini-Splits | 10000 | 8500 | 2.8 | 8300 | 2.17
SMART COMFORT |  | 215324715 | HRCU-A-CB-O | D5CSRAH09AAK | D5FSOAH12XAK | Mini-Splits | 11000 | 7900 | 2.69 | 8000 | 2.17
SMART COMFORT |  | 215324714 | HRCU-A-CB-O | D5CSRAH09AAK | D5FSHAH09XAK | Mini-Splits | 10000 | 8100 | 2.83 | 8000 | 2.37
SMART COMFORT |  | 215324713 | HRCU-A-CB-O | D5CSRAH12AAJ | D5FSHAH12XAJ | Mini-Splits | 12000 | 8700 | 2.68 | 7700 | 2.33
SMART COMFORT |  | 215324712 | HRCU-A-CB-O | D5CSHAH33AAK | D5FSHAH33XAK | Mini-Splits | 36000 | 30000 | 2.69 | 35000 | 1.98
SMART COMFORT |  | 215324711 | HRCU-A-CB | D5CSHAH24AAK | D5FSDAH24XHK | Mini-Splits | 26000 | 21600 | 2.71 | 24000 | 2.18
SMART COMFORT |  | 215324708 | HRCU-A-CB-O | D5CSHAH24AAK | D5FSHAH24XAK | Mini-Splits | 29000 | 21000 | 2.88 | 24200 | 2.34
SMART COMFORT |  | 215324704 | HRCU-A-CB-O | D5CSHAH18AAK | D5FSFAH16XAK | Mini-Splits | 17000 | 14200 | 2.6 | 17500 | 1.95
SMART COMFORT |  | 215324703 | HRCU-A-CB-O | D5CSHAH18AAK | D5FSCAH18XAK | Mini-Splits | 19000 | 14900 | 2.7 | 17000 | 1.9
SMART COMFORT |  | 215324697 | HRCU-A-CB-O | D5CSHAH12AAK | D5FSCAH12XAK | Mini-Splits | 12000 | 10000 | 2.74 | 11500 | 1.99
SMART COMFORT |  | 215324696 | HRCU-A-CB-O | D5CSHAH12AAK | D5FSOAH12XAK | Mini-Splits | 12500 | 9600 | 2.65 | 11500 | 1.99
SMART COMFORT |  | 215413326 | HRCU-A-CB-O | D5CPRAH18AA | D5FPHAH18XAK | Mini-Splits | 20000 | 19300 | 3.01 | 22600 | 2.34
SMART COMFORT |  | 215413327 | HRCU-A-CB-O | D5CSRAH30AAK | D5FSHAH30XAK | Mini-Splits | 30000 | 20400 | 2.52 | 20000 | 2.03
SMART COMFORT |  | 215357552 | HMSV-A-CB | D5CMRAH24DAK |  | Mixed Ducted and Non-Ducted Indoor Units | 25000 | 18000 | 2.6 | 18000 | 2
SMART COMFORT |  | 215357556 | HMSR-A-CB-O | D5CMRAH30EAK |  | Non-Ducted Indoor Units | 31000 | 26600 | 2.5 | 26000 | 2
SMART COMFORT |  | 215357529 | HMSR-A-CB-O | D5CMHAH24DAK |  | Non-Ducted Indoor Units | 25000 | 23600 | 2.5 | 25000 | 2
SMART COMFORT |  | 215357551 | HMSV-A-CB | D5CMRAH24DAK |  | Ducted Indoor Units | 25000 | 18200 | 2.6 | 18000 | 2
SMART COMFORT |  | 215357550 | HMSR-A-CB-O | D5CMRAH24DAK |  | Non-Ducted Indoor Units | 25000 | 17800 | 2.6 | 18000 | 2
SMART COMFORT |  | 215324732 | HRCU-A-CB | D5CSRAH18AAK | D5FSDAH18XHK | Mini-Splits | 20000 | 14900 | 2.89 | 14200 | 2.41
SMART COMFORT |  | 215324725 | HRCU-A-CB | D5CSRAH12AAK | D5FSDAH12XHK | Mini-Splits | 12000 | 9100 | 2.78 | 8900 | 2.44
SMART COMFORT |  | 215324719 | HRCU-A-CB | D5CSRAH09AAK | D5FSDAH12XHK | Mini-Splits | 10000 | 9300 | 2.9 | 8300 | 2.32
SMART COMFORT |  | 215324718 | HRCU-A-CB | D5CSRAH09AAK | D5FSDAH12XAK | Mini-Splits | 10000 | 8900 | 2.61 | 8600 | 2.25
SMART COMFORT |  | 215324707 | HRCU-A-CB | D5CSHAH18AAK | D5FSDAH18XHK | Mini-Splits | 19500 | 15000 | 2.89 | 18000 | 2.1
SMART COMFORT |  | 215324700 | HRCU-A-CB | D5CSHAH12AAK | D5FSDAH12XHK | Mini-Splits | 12000 | 10200 | 2.6 | 12000 | 1.95
SMART COMFORT |  | 215357564 | HMSV-A-CB | D5CMRAH48FAK |  | Mixed Ducted and Non-Ducted Indoor Units | 47500 | 37400 | 2.5 | 37000 | 2.05
SMART COMFORT |  | 215357563 | HMSV-A-CB | D5CMRAH48FAK |  | Ducted Indoor Units | 47000 | 37000 | 2.5 | 38000 | 2.1
SMART COMFORT |  | 215357562 | HMSR-A-CB-O | D5CMRAH48FAK |  | Non-Ducted Indoor Units | 48000 | 38000 | 2.5 | 36000 | 2
SMART COMFORT |  | 215357549 | HMSV-A-CB | D5CMRAH18CAK |  | Mixed Ducted and Non-Ducted Indoor Units | 19000 | 14100 | 2.79 | 14000 | 2.31
SMART COMFORT |  | 215357548 | HMSV-A-CB | D5CMRAH18CAK |  | Ducted Indoor Units | 19000 | 14600 | 2.8 | 14600 | 2.3
SMART COMFORT |  | 215357547 | HMSR-A-CB-O | D5CMRAH18CAK |  | Non-Ducted Indoor Units | 19000 | 13600 | 2.81 | 13500 | 2.3
SMART COMFORT |  | 215357546 | HMSV-A-CB | D5CMHAH55FAK |  | Mixed Ducted and Non-Ducted Indoor Units | 55000 | 44500 | 2.65 | 47500 | 2.05
SMART COMFORT |  | 215357545 | HMSV-A-CB | D5CMHAH55FAK |  | Ducted Indoor Units | 55000 | 45000 | 2.7 | 48000 | 2.1
SMART COMFORT |  | 215357544 | HMSR-A-CB-O | D5CMHAH55FAK |  | Non-Ducted Indoor Units | 55000 | 44000 | 2.6 | 47000 | 2
SMART COMFORT |  | 215357543 | HMSV-A-CB | D5CMHAH48FAK |  | Mixed Ducted and Non-Ducted Indoor Units | 48500 | 44000 | 2.6 | 47500 | 2
SMART COMFORT |  | 215357542 | HMSV-A-CB | D5CMHAH48FAK |  | Ducted Indoor Units | 48000 | 44500 | 2.6 | 48000 | 2
SMART COMFORT |  | 215357541 | HMSR-A-CB-O | D5CMHAH48FAK |  | Non-Ducted Indoor Units | 49000 | 44000 | 2.6 | 47000 | 2
SMART COMFORT |  | 215357528 | HMSV-A-CB | D5CMHAH18CAK |  | Mixed Ducted and Non-Ducted Indoor Units | 20000 | 17300 | 2.65 | 18500 | 2
SMART COMFORT |  | 215357527 | HMSV-A-CB | D5CMHAH18CAK |  | Ducted Indoor Units | 20000 | 17000 | 2.59 | 18000 | 2
SMART COMFORT |  | 215357526 | HMSR-A-CB-O | D5CMHAH18CAK |  | Non-Ducted Indoor Units | 20000 | 17600 | 2.7 | 19000 | 2
SMART COMFORT |  | 215333817 | HRCU-A-CB-O | D5CVRAH09AAK | D5FVHAH09XCK | Mini-Splits | 10000 | 8000 | 2.58 | 7000 | 2.16
SMART COMFORT |  | 215324739 | HRCU-A-CB-O | D5CVRAH09AAK | D5FVHAH09XAK | Mini-Splits | 10000 | 8000 | 2.58 | 7000 | 2.16
SMART COMFORT |  | 215324751 | HRCU-A-CB-O | D5CLRAH36AAK | D5FLCAH36XAK | Mini-Splits | 38000 | 26800 | 2.68 | 26600 | 2.2
SMART COMFORT |  | 215324744 | HRCU-A-CB-O | D5CLHAH36AAK | D5FCFAH36XAK | Mini-Splits | 38000 | 30200 | 2.58 | 39500 | 2.02
SMART COMFORT |  | 215324743 | HRCU-A-CB-O | D5CLHAH36AAK | D5FLCAH36XAK | Mini-Splits | 37000 | 30600 | 2.56 | 37000 | 1.95
SMART COMFORT |  | 215324735 | HRCU-A-CB-O | D5CSRAH24AAK | D5FCFAH24XAK | Mini-Splits | 24400 | 20000 | 2.56 | 18600 | 2.27
SMART COMFORT |  | 215324734 | HRCU-A-CB-O | D5CSRAH24AAK | D5FSCAH24XAK | Mini-Splits | 25000 | 20400 | 2.73 | 18500 | 2.3
SMART COMFORT |  | 215324730 | HRCU-A-CB-O | D5CSRAH18AAK | D5FCFAH18XAK | Mini-Splits | 18000 | 13700 | 2.51 | 12800 | 2.05
SMART COMFORT |  | 215324710 | HRCU-A-CB-O | D5CSHAH24AAK | D5FCFAH24XAK | Mini-Splits | 26000 | 20200 | 2.74 | 24200 | 2.16
SMART COMFORT |  | 215324750 | HRCU-A-CB | D5CLHAH58AAK | D5FLDAH58XHK | Mini-Splits | 60000 | 45000 | 2.72 | 53500 | 2.1
SMART COMFORT |  | 215324748 | HRCU-A-CB | D5CLHAH48AAK | D5FLDAH48XHK | Mini-Splits | 52000 | 45000 | 2.61 | 47500 | 2
SMART COMFORT |  | 215324745 | HRCU-A-CB | D5CLHAH36AAK | D5FLDAH36XHK | Mini-Splits | 42000 | 31600 | 2.73 | 37600 | 2.1
SMART COMFORT |  | 215324688 | HRCU-A-CB | D5CSHAH06AAK | D5FSDAH06XAK | Mini-Splits | 8000 | 8000 | 2.69 | 7800 | 2.41
SMART COMFORT |  | 215324687 | HRCU-A-CB-O | D5CSHAH06AAK | D5FSOAH06XAK | Mini-Splits | 7400 | 7000 | 2.66 | 8100 | 2.4
SMART COMFORT |  | 215324686 | HRCU-A-CB-O | D5CSHAH06AAK | D5FSHAH06XAK | Mini-Splits | 7000 | 7900 | 2.79 | 7700 | 2.4
SMART COMFORT |  | 215319111 | HRCU-A-CB | D5CUHAH18AAK | D5FUAAH18XAK |  | 19000 | 15000 | 2.6 | 18000 | 2
SMART COMFORT |  | 215319131 | HRCU-A-CB | D5CSRAH18AAK | D5FSAAH18XBK |  | 18000 | 13200 | 2.6 | 13000 | 2.3
SMART COMFORT |  | 215319137 | HRCU-A-CB | D5CLRAH48AAK | D5FLAAH48XAK |  | 50000 | 40000 | 2.6 | 35200 | 1.9
SMART COMFORT |  | 215319134 | HRCU-A-CB | D5CLHAH48AAK | D5FLAAH48XAK |  | 50000 | 40000 | 2.5 | 46000 | 2
SMART COMFORT |  | 215319130 | HRCU-A-CB | D5CSHAH33AAK | D5FSAAH36XBK |  | 35000 | 27400 | 2.58 | 34000 | 2
SMART COMFORT |  | 215319128 | HRCU-A-CB | D5CSHAH18AAK | D5FSAAH18XBK |  | 19500 | 14000 | 2.6 | 18000 | 2.2
SMART COMFORT | Dlseries | 210025749 | HRCU-A-CB | DLCURAH60ABK | DLFUAAH60XAK |  | 59000 | 42000 | 2.6 | 54356 | 1.91
SMART COMFORT | High Tier | 202463659 | HRCU-A-CB-O | DLCPRAH24AAK | DLFPHAH24XAK | Mini-Splits | 24000 | 15450 | 3 | 24000 | 2
SMART COMFORT | Performance Series | 207643159 | HMSV-A-CB | DLCMHBH24CAK |  | Ducted Indoor Units | 24000 | 18500 | 2.85 | 21500 | 1.95
SMART COMFORT | Performance Series | 207643161 | HMSR-A-CB-O | DLCMHBH30DAK |  | Non-Ducted Indoor Units | 30000 | 18500 | 2.98 | 29400 | 1.9
SMART COMFORT |  | 209852124 | HRCU-A-CB | DLCURAH18ABK | DLFUAAH18XAK |  | 19000 | 13500 | 2.5 | 18000 | 2
SMART COMFORT | High Tier | 202463658 | HRCU-A-CB-O | DLCPRAH18AAK | DLFPHAH18XAK | Mini-Splits | 18000 | 12300 | 3.19 | 18000 | 2
STAR AIR KONTROL | SAK Series | 216369234 | HMSV-A-CB | SAK-18-DZ/220V |  | Mixed Ducted and Non-Ducted Indoor Units | 19000 | 14000 | 2.7 | 14000 | 2.25
STAR AIR KONTROL | SAK Series | 216369233 | HMSV-A-CB | SAK-18-DZ/220V |  | Ducted Indoor Units | 19000 | 14600 | 2.8 | 14600 | 2.3
STAR AIR KONTROL |  | 213081463 | HRCU-A-CB | SAK-12-DTMS/220V | SAK-12-DTMS/220V | Mini-Splits | 12000 | 9300 | 2.78 | 8400 | 2.26
STAR AIR KONTROL |  | 211726529 | HRCU-A-CB | SAK-24ADN2-M18M | SAK-24WN1-M18 |  | 26000 | 21000 | 2.8 | 19400 | 2.1
STAR AIR KONTROL |  | 211726525 | HRCU-A-CB-O | SAK-24-CC(OD)/220VOLT | SAK-24-20CC/220(IN) | Mini-Splits | 25000 | 19000 | 2.6 | 18900 | 1.96
STAR AIR KONTROL |  | 211726667 | HMSV-A-CB | SAK-18-21MUZ/220(OUT)* |  | Mixed Ducted and Non-Ducted Indoor Units | 19000 | 14600 | 2.5 | 14000 | 2.17
STAR AIR KONTROL |  | 213279892 | HRCU-A-CB-O | SAK-12-CC/220V | SAK-12-CC/220V | Mini-Splits | 12000 | 8900 | 2.75 | 8000 | 2.28
STAR AIR KONTROL |  | 213279894 | HRCU-A-CB-O | SAK-24-CC/220V | SAK-24-CC/220V | Mini-Splits | 25000 | 19000 | 2.6 | 18900 | 1.96
STAR AIR KONTROL |  | 213279899 | HRCU-A-CB-O | SAK-18-OC/220V | SAK-18-OC/220V | Mini-Splits | 19000 | 12200 | 2.79 | 13100 | 2.3
STAR AIR KONTROL |  | 213279897 | HRCU-A-CB-O | SAK-09-OC/220V | SAK-09-OC/220V | Mini-Splits | 11000 | 8000 | 2.66 | 8500 | 2.37
STAR AIR KONTROL |  | 211726522 | HRCU-A-CB | SAK-24-DTMS/220V | SAK-24-DTMS/220V | Mini-Splits | 25000 | 20000 | 2.61 | 20000 | 2.3
STAR AIR KONTROL |  | 213279893 | HRCU-A-CB-O | SAK-18-CC/220V | SAK-18-CC/220V | Mini-Splits | 19000 | 12000 | 2.51 | 12700 | 2.16
STAR AIR KONTROL | SAK Series | 216369225 | HRCU-A-CB-O | SAK-24-CT2/220V | SAK-24-CT1/220V | Mini-Splits | 25000 | 20400 | 2.73 | 18500 | 2.3
STAR AIR KONTROL | SAK Series | 216369211 | HRCU-A-CB-O | SAK-24-WM2/220V | SAK-24-WM1/220V | Mini-Splits | 24000 | 16900 | 2.53 | 17000 | 2.14
STAR AIR KONTROL | SAK Series | 216369214 | HRCU-A-CB | SAK-06-DT2/220V | SAK-06-DT1/220V | Mini-Splits | 8000 | 8000 | 2.69 | 7800 | 2.41
STAR AIR KONTROL | SAK Series | 216369217 | HRCU-A-CB | SAK-18-DT2/220V | SAK-18-DT1/220V | Mini-Splits | 20000 | 14000 | 2.6 | 14000 | 2.19
STAR AIR KONTROL | SAK Series | 216369216 | HRCU-A-CB | SAK-12-DT2/220V | SAK-12-DT1/220V | Mini-Splits | 12000 | 9500 | 2.58 | 8800 | 2.24
STAR AIR KONTROL | SAK Series | 216369215 | HRCU-A-CB | SAK-09-DT2/220V | SAK-09-DT1/220V | Mini-Splits | 10000 | 8900 | 2.61 | 8600 | 2.25
STAR AIR KONTROL | SAK Series | 216369218 | HRCU-A-CB | SAK-24-DT2/220V | SAK-24-DT1/220V | Mini-Splits | 25000 | 21200 | 2.6 | 19000 | 2.3
STAR AIR KONTROL | SAK Series | 216369222 | HRCU-A-CB-O | SAK-09-CT2/220V | SAK-09-CT1/220V | Mini-Splits | 10000 | 8500 | 2.8 | 8300 | 2.17
STAR AIR KONTROL | SAK Series | 216369224 | HRCU-A-CB-O | SAK-18-CT2/220V | SAK-18-CT1/220V | Mini-Splits | 18000 | 13900 | 2.66 | 12800 | 2.19
STAR AIR KONTROL | SAK Series | 216369223 | HRCU-A-CB-O | SAK-12-CT2/220V | SAK-12-CT1/220V | Mini-Splits | 12000 | 8500 | 2.8 | 8400 | 2.39
STAR AIR KONTROL | SAK Series | 216369226 | HRCU-A-CB-O | SAK-36-CT2/220V | SAK-36-CT1/220V | Mini-Splits | 38000 | 26800 | 2.68 | 26600 | 2.2
STAR AIR KONTROL | SAK Series | 216369228 | HRCU-A-CB-O | SAK-06-OCT2/220V | SAK-06-OCT1/220V | Mini-Splits | 7400 | 7000 | 2.66 | 8100 | 2.4
STAR AIR KONTROL | SAK Series | 216369229 | HRCU-A-CB-O | SAK-09-OCT2/220V | SAK-09-OCT1/220V | Mini-Splits | 11000 | 7900 | 2.69 | 8000 | 2.17
STAR AIR KONTROL | SAK Series | 216369231 | HRCU-A-CB-O | SAK-18-OCT2/220V | SAK-18-OCT1/220V | Mini-Splits | 18000 | 14000 | 2.77 | 13100 | 2.25
STAR AIR KONTROL | SAK Series | 216369230 | HRCU-A-CB-O | SAK-12-OCT2/220V | SAK-12-OCT1/220V | Mini-Splits | 12000 | 8600 | 2.77 | 8600 | 2.47
STAR AIR KONTROL | SAK Series | 216369232 | HMSR-A-CB-O | SAK-18-DZ/220V |  | Non-Ducted Indoor Units | 19000 | 13500 | 2.6 | 13500 | 2.2
STAR AIR KONTROL | SAK Series | 216369235 | HMSR-A-CB-O | SAK-27-TZ/220V |  | Non-Ducted Indoor Units | 27000 | 18000 | 2.5 | 19000 | 2
STAR AIR KONTROL | SAK Series | 216369237 | HMSV-A-CB | SAK-27-TZ/220V |  | Mixed Ducted and Non-Ducted Indoor Units | 26800 | 18200 | 2.5 | 18900 | 2
STAR AIR KONTROL | SAK Series | 216369236 | HMSV-A-CB | SAK-27-TZ/220V |  | Ducted Indoor Units | 26600 | 18400 | 2.5 | 18800 | 2
STAR AIR KONTROL | SAK Series | 216369242 | HMSV-A-CB | SAK-48-QZ/220V |  | Ducted Indoor Units | 47000 | 37000 | 2.5 | 38000 | 2.1
STAR AIR KONTROL |  | 211726524 | HRCU-A-CB-O | SAK-18-CC(OD)/220VOLT | SAK-18-20CC/220(IN) | Mini-Splits | 19000 | 12000 | 2.51 | 12700 | 2.16
STAR AIR KONTROL |  | 211726665 | HMSR-A-CB-O | SAK-18-21MUZ/220(OUT)* |  | Non-Ducted Indoor Units | 19000 | 14400 | 2.5 | 14000 | 2.22
STAR AIR KONTROL |  | 211726669 | HMSV-A-CB | SAK-27-22MUZ/220(OUT)* |  | Ducted Indoor Units | 28000 | 22000 | 2.6 | 20000 | 2.14
STAR AIR KONTROL |  | 211726521 | HRCU-A-CB | SAK-18-DTMS/220V | SAK-18-DTMS/220V | Mini-Splits | 20000 | 12600 | 2.66 | 13000 | 2.4
STAR AIR KONTROL |  | 211504107 | HRCU-A-CB-O | SAK-18-24MS/220 | SAK-18-24MS/220 | Mini-Splits | 18000 | 14000 | 2.61 | 12600 | 2.35
STAR AIR KONTROL |  | 211504104 | HRCU-A-CB-O | SAK-12-22MS/110 | SAK-12-22MS/110 | Mini-Splits | 12000 | 8400 | 2.77 | 6725 | 2.07
STAR AIR KONTROL |  | 211726523 | HRCU-A-CB-O | SAK-12-CC(OD)/220VOLT | SAK-12-20CC/220(IN) | Mini-Splits | 12000 | 8900 | 2.75 | 8000 | 2.28
STEALTH | ACIQ | 212316162 | HRCU-A-CB-O | ACIQ-12ZPL-HP230B | ACIQ-12CC-HH-MB | Mini-Splits | 12000 | 9900 | 2.55 | 11500 | 1.9
STEALTH | ACIQ | 212316184 | HRCU-A-CB-O | ACIQ-06ZPL-HP230B | ACIQ-06W-HH-MC | Mini-Splits | 7000 | 8500 | 2.9 | 8581 | 2.19
STEALTH | ACIQ | 212316204 | HMSV-A-CB | ACIQ-55Z-HH-M5B |  | Ducted Indoor Units | 55000 | 35200 | 2.5 | 47000 | 1.94
STEALTH | ACIQ | 212316201 | HRCU-A-CB-O | ACIQ-12ZPL-HP230B | ACIQ-12FM-HH-MC | Mini-Splits | 12000 | 10200 | 2.72 | 12300 | 2.1
STEALTH | ACIQ | 212316197 | HRCU-A-CB-O | ACIQ-06ZPL-HP230B | SCC-0609-HH-M | Mini-Splits | 7100 | 5700 | 2.61 | 8500 | 2.03
STEALTH | ES SERIES | 212316208 | HMSV-A-CB | ES-18Z-M2B |  | Mixed Ducted and Non-Ducted Indoor Units | 19000 | 14500 | 2.5 | 14000 | 2.17
STEALTH | ES SERIES | 212316211 | HMSV-A-CB | ES-27Z-M3B |  | Mixed Ducted and Non-Ducted Indoor Units | 28000 | 21400 | 2.55 | 20000 | 2.13
STEALTH | ACIQ | 212316205 | HMSV-A-CB | ACIQ-55Z-HH-M5B |  | Mixed Ducted and Non-Ducted Indoor Units | 55000 | 34800 | 2.5 | 47000 | 1.94
STEALTH | ACIQ series | 213433295 | HRCU-A-CB | ACIQ-24-EHPB | ACIQ-24-AHB |  | 26000 | 21000 | 2.8 | 19400 | 2.1
STEALTH | ACIQ series | 213492167 | HRCU-A-C | ACIQ-18-HPB | ACIQ-24-ACL |  | 19000 | 14700 | 2.6 | 15000 | 2.2
STEALTH | ACIQ series | 212394355 | HRCU-A-C | ACIQ-18-HPB | ACIQ-18-ACL |  | 19000 | 14700 | 2.6 | 15000 | 2.2
STEALTH | ACIQ | 212316171 | HMSR-A-CB-O | ACIQ-18Z-HH-M2B |  | Non-Ducted Indoor Units | 20000 | 15000 | 2.5 | 20000 | 1.93
STEALTH | ACIQ | 212316203 | HMSR-A-CB-O | ACIQ-55Z-HH-M5B |  | Non-Ducted Indoor Units | 55000 | 34400 | 2.5 | 47000 | 1.94
STEALTH | ACIQ Series | 214810561 | HRCU-A-CB | ACIQ-18-HPB | ACIQ-18-AHB |  | 19000 | 13500 | 2.6 | 18629 | 2.04
STEALTH | ACIQ | 212316173 | HMSV-A-CB | ACIQ-18Z-HH-M2B |  | Mixed Ducted and Non-Ducted Indoor Units | 20000 | 15500 | 2.55 | 20000 | 1.95
STEALTH | ACIQ | 212316185 | HRCU-A-CB-O | ACIQ-09ZPL-HP230B | ACIQ-09W-HH-MC | Mini-Splits | 12000 | 9500 | 2.53 | 11109 | 1.97
STEALTH | ACIQ | 212316170 | HRCU-A-CB-O | ACIQ-24ZPL-HP230B | ACIQ-24FM-HH-MB | Mini-Splits | 25000 | 19000 | 2.64 | 25000 | 2.1
STEALTH | ACIQ | 212316157 | HRCU-A-CB-O | ACIQ-09ZPL-HP230B | ACIQ-09W-HH-MB | Mini-Splits | 12000 | 9500 | 2.53 | 11109 | 1.97
STEALTH | ACIQ | 212316172 | HMSV-A-CB | ACIQ-18Z-HH-M2B |  | Ducted Indoor Units | 20000 | 16000 | 2.61 | 20000 | 1.95
STEALTH | ACIQ | 212316165 | HRCU-A-CB | ACIQ-12ZPL-HP230B | ACIQ-12CD-HH-MB | Mini-Splits | 12500 | 10600 | 2.51 | 12100 | 1.96
STEALTH | ACIQ | 212316167 | HRCU-A-CB | ACIQ-24ZPL-HP230B | ACIQ-24CD-HH-MB | Mini-Splits | 25000 | 21000 | 2.64 | 27000 | 2
STEALTH | ACIQ series | 212394356 | HRCU-A-C | ACIQ-24-HPB | ACIQ-24-ACL |  | 25000 | 21000 | 2.58 | 20000 | 1.95
STEALTH | ACIQ | 212316190 | HRCU-A-CB-O | ACIQ-48ZPL-HP230B | ACIQ-48CC-HH-MB | Mini-Splits | 53000 | 35000 | 2.59 | 48000 | 1.98
STEALTH |  | 214602075 | HRCU-A-CB | ACIQ-12-EHPB | ACIQ-12-AHB |  | 13000 | 12000 | 2.61 | 11000 | 2
STEALTH | ES SERIES | 212316209 | HMSR-A-CB-O | ES-27Z-M3B |  | Non-Ducted Indoor Units | 28000 | 21000 | 2.5 | 20000 | 2.11
STEALTH | ACIQ series | 212394350 | HRCU-A-C | ACIQ-24-EHPB | ACIQ-24-ACL |  | 25600 | 22000 | 2.5 | 18500 | 2.2
STEALTH | ACIQ series | 213433302 | HRCU-A-CB | ACIQ-24-EHPB | ACIQ-24W-WM |  | 26000 | 19500 | 2.6 | 19400 | 2.33
STEALTH | ACIQ series | 213433310 | HRCU-A-CB | ACIQ-24-HPB | ACIQ-24W-P |  | 27400 | 19200 | 2.61 | 24000 | 1.91
STEALTH | ACIQ series | 213433309 | HRCU-A-CB | ACIQ-18-HPB | ACIQ-18W-P |  | 19000 | 13500 | 2.6 | 18000 | 2
STEALTH | ACIQ series | 213433305 | HRCU-A-CB | ACIQ-18-HPB | ACIQ-18W-WM |  | 19000 | 15800 | 2.82 | 18800 | 2.3
STEALTH | ACIQ series | 213433306 | HRCU-A-CB | ACIQ-24-HPB | ACIQ-24W-WM |  | 26000 | 20000 | 2.7 | 24000 | 2
STEALTH | ACIQ | 212316196 | HRCU-A-CB-O | ACIQ-60ZPL-HP230B | ACIQ-60FM-HH-MB | Mini-Splits | 60000 | 40000 | 2.58 | 56500 | 1.97
STEALTH | ES SERIES | 212316210 | HMSV-A-CB | ES-27Z-M3B |  | Ducted Indoor Units | 28000 | 22000 | 2.6 | 20000 | 2.14
STELPRO | SDB Series | 216760307 | HRCU-A-C | SDB1-H36A-O | SACB1-H36A2124-I |  | 38000 | 29200 | 2.5 | 36000 | 1.9
STELPRO | SDB Series | 216760306 | HRCU-A-C | SDB1-H36A-O | SACB1-H36A1724-I |  | 38000 | 29200 | 2.5 | 36000 | 1.9
STELPRO | SEPB Series | 216082324 | HRCU-A-CB-O | SEPB-H18A-O | SEPB-H18A-I | Mini-Splits | 18000 | 16600 | 2.55 | 18000 | 1.92
STELPRO | Elite B | 216445287 | HRCU-A-CB-O | SELB-H18A-O | SELB-H18A-I | Mini-Splits | 18000 | 18000 | 3.61 | 18000 | 1.9
STELPRO | Elite B | 216445286 | HRCU-A-CB-O | SELB-H12A-O | SELB-H12A-I | Mini-Splits | 12000 | 10800 | 4.8 | 11000 | 2
STELPRO | Elite B | 216445285 | HRCU-A-CB-O | SELB-H09A-O | SELB-H09A-I | Mini-Splits | 9000 | 9000 | 4.8 | 9000 | 2.09
STELPRO | SAHB Series | 216082175 | HRCU-A-CB | SDB1-H36A-O | SAHB1-H36A-I |  | 37000 | 31800 | 2.56 | 39000 | 1.9
STELPRO | SMZ Series | 216617699 | HMSV-A-CB | SMZ5B1V-H55A-O |  | Mixed Ducted and Non-Ducted Indoor Units | 55000 | 44500 | 2.65 | 47500 | 2.05
STELPRO | SMZ Series | 216617698 | HMSV-A-CB | SMZ5B1V-H55A-O |  | Ducted Indoor Units | 55000 | 45000 | 2.7 | 48000 | 2.1
STELPRO | SMZ Series | 216617697 | HMSR-A-CB-O | SMZ5B1V-H55A-O |  | Non-Ducted Indoor Units | 55000 | 44000 | 2.6 | 47000 | 2
STELPRO | SMZ Series | 216617696 | HMSV-A-CB | SMZ5B1V-H48A-O |  | Mixed Ducted and Non-Ducted Indoor Units | 48500 | 44000 | 2.6 | 47500 | 2
STELPRO | SMZ Series | 216617695 | HMSV-A-CB | SMZ5B1V-H48A-O |  | Ducted Indoor Units | 48000 | 44500 | 2.6 | 48000 | 2
STELPRO | SMZ Series | 216617694 | HMSR-A-CB-O | SMZ5B1V-H48A-O |  | Non-Ducted Indoor Units | 49000 | 44000 | 2.6 | 47000 | 2
STELPRO | SMZ Series | 216617690 | HMSV-A-CB | SMZ3B1V-H27A-O |  | Mixed Ducted and Non-Ducted Indoor Units | 27400 | 24000 | 2.5 | 27000 | 2
STELPRO | SMZ Series | 216617688 | HMSR-A-CB-O | SMZ3B1V-H27A-O |  | Non-Ducted Indoor Units | 27000 | 25000 | 2.6 | 27000 | 2
STELPRO | SMZ Series | 216617687 | HMSV-A-CB | SMZ2B1V-H18A-O |  | Mixed Ducted and Non-Ducted Indoor Units | 20000 | 17300 | 2.65 | 18500 | 2
STELPRO | SMZ Series | 216617686 | HMSV-A-CB | SMZ2B1V-H18A-O |  | Ducted Indoor Units | 20000 | 17000 | 2.59 | 18000 | 2
STELPRO | SMZ Series | 216617685 | HMSR-A-CB-O | SMZ2B1V-H18A-O |  | Non-Ducted Indoor Units | 20000 | 17600 | 2.7 | 19000 | 2
STELPRO | SMZ Series | 216617684 | HMSV-A-CB | SMZ5B1-H55A-O |  | Mixed Ducted and Non-Ducted Indoor Units | 55000 | 44500 | 2.65 | 47500 | 2.05
STELPRO | SMZ Series | 216617683 | HMSV-A-CB | SMZ5B1-H55A-O |  | Ducted Indoor Units | 55000 | 45000 | 2.7 | 48000 | 2.1
STELPRO | SMZ Series | 216617682 | HMSR-A-CB-O | SMZ5B1-H55A-O |  | Non-Ducted Indoor Units | 55000 | 44000 | 2.6 | 47000 | 2
STELPRO | SMZ Series | 216617681 | HMSV-A-CB | SMZ5B1-H48A-O |  | Mixed Ducted and Non-Ducted Indoor Units | 48500 | 44000 | 2.6 | 47500 | 2
STELPRO | SMZ Series | 216617680 | HMSV-A-CB | SMZ5B1-H48A-O |  | Ducted Indoor Units | 48000 | 44500 | 2.6 | 48000 | 2
STELPRO | SMZ Series | 216617679 | HMSR-A-CB-O | SMZ5B1-H48A-O |  | Non-Ducted Indoor Units | 49000 | 44000 | 2.6 | 47000 | 2
STELPRO | SMZ Series | 216617675 | HMSV-A-CB | SMZ3B1-H27A-O |  | Mixed Ducted and Non-Ducted Indoor Units | 27400 | 24000 | 2.5 | 27000 | 2
STELPRO | SMZ Series | 216617673 | HMSR-A-CB-O | SMZ3B1-H27A-O |  | Non-Ducted Indoor Units | 27000 | 25000 | 2.6 | 27000 | 2
STELPRO | SMZ Series | 216617672 | HMSV-A-CB | SMZ2B1-H18A-O |  | Mixed Ducted and Non-Ducted Indoor Units | 20000 | 17300 | 2.65 | 18500 | 2
STELPRO | SMZ Series | 216617671 | HMSV-A-CB | SMZ2B1-H18A-O |  | Ducted Indoor Units | 20000 | 17000 | 2.59 | 18000 | 2
STELPRO | SMZ Series | 216617670 | HMSR-A-CB-O | SMZ2B1-H18A-O |  | Non-Ducted Indoor Units | 20000 | 17600 | 2.7 | 19000 | 2
STELPRO | SEPB Series | 216082326 | HRCU-A-CB-O | SEPB-H24A-O | SEPB-H24A-I | Mini-Splits | 29000 | 21000 | 2.88 | 24200 | 2.34
STELPRO | SICB1 Series | 216082329 | HRCU-A-CB-O | SEPB-H12A-O | SICB1-H12A-I | Mini-Splits | 12000 | 10000 | 2.74 | 11500 | 1.99
STELPRO | SICB1 Series | 216082331 | HRCU-A-CB-O | SEPB-H18A-O | SICB1-H18A-I | Mini-Splits | 19000 | 14900 | 2.7 | 17000 | 1.9
STELPRO | SICB1 Series | 216082332 | HRCU-A-CB-O | SEPB-H24A-O | SICB1-H24A-I | Mini-Splits | 25000 | 20400 | 2.78 | 23800 | 2.23
STELPRO | SFCB1 Series | 216082335 | HRCU-A-CB | SEPB-H12A-O | SFCB1-H12A-I | Mini-Splits | 12000 | 10200 | 2.6 | 12000 | 1.95
STELPRO | SFCB1 Series | 216082337 | HRCU-A-CB | SEPB-H18A-O | SFCB1-H18A-I | Mini-Splits | 19500 | 15000 | 2.89 | 18000 | 2.1
STELPRO | SFCB1 Series | 216082339 | HRCU-A-CB | SEPB-H24A-O | SFCB1-H24A-I | Mini-Splits | 26000 | 21600 | 2.71 | 24000 | 2.18
STELPRO | SAHB Series | 216082174 | HRCU-A-CB | SDB1-H30A-O | SAHB1-H30A-I |  | 34000 | 23800 | 2.76 | 32600 | 1.96
STELPRO | SAHB Series | 216082177 | HRCU-A-CB | SDB1-H48A-O | SAHB1-H48A-I |  | 50000 | 37000 | 2.7 | 46000 | 1.9
SURE |  | 214066664 | HRCU-A-CB | RD17AZ36AJ3N | TCFZ3621MTANM | Ducted Indoor Units | 34200 | 23000 | 2.7 | 17900 | 2.3
SURE |  | 214066905 | HRCU-A-CB | RD17AZ36AJ3N | TCFZ3621MTANM | Ducted Indoor Units | 34200 | 23000 | 2.7 | 17900 | 2.3
SURE |  | 214066611 | HRCU-A-CB | RD17AZ36AJ3N | TCFZ3621MTANM | Ducted Indoor Units | 34200 | 23000 | 2.7 | 17900 | 2.3
SURE |  | 214066551 | HRCU-A-CB | RD17AZ36AJ3N | TCFZ3621MTANM | Ducted Indoor Units | 34200 | 23000 | 2.7 | 17900 | 2.3
SURE |  | 214066805 | HRCU-A-CB | RD17AZ36AJ3N | TCFZ3621MTANM | Ducted Indoor Units | 34200 | 23000 | 2.7 | 17900 | 2.3
SURE |  | 214066915 | HRCU-A-CB | RD17AZ36AJ3N | TCFZ3621MTANM | Ducted Indoor Units | 34200 | 23000 | 2.7 | 17900 | 2.3
SURE |  | 214066588 | HRCU-A-CB | RD17AZ36AJ3N | TCFZ3621MTANM | Ducted Indoor Units | 34200 | 23000 | 2.7 | 17900 | 2.3
SURE |  | 214066568 | HRCU-A-CB | RD17AZ36AJ3N | TCFZ3621MTANM | Ducted Indoor Units | 34200 | 23000 | 2.7 | 17900 | 2.3
SURE |  | 214066813 | HRCU-A-CB | RD17AZ36AJ3N | TCFZ3621MTANM | Ducted Indoor Units | 34200 | 23000 | 2.7 | 17900 | 2.3
SURE |  | 214066789 | HRCU-A-CB | RD17AZ36AJ3N | TCFZ3621MTANM | Ducted Indoor Units | 34200 | 23000 | 2.8 | 17800 | 2.3
SURE |  | 214066783 | HRCU-A-CB | RD17AZ36AJ3N | TCFZ3621MTANM | Ducted Indoor Units | 34200 | 23000 | 2.7 | 17900 | 2.3
SURE |  | 214066776 | HRCU-A-CB | RD17AZ36AJ3N | TCFZ3621MTANM | Ducted Indoor Units | 34200 | 23000 | 2.7 | 17900 | 2.3
SURE |  | 214066736 | HRCU-A-CB | RD17AZ36AJ3N | TCFZ3621MTANM | Ducted Indoor Units | 34200 | 23000 | 2.7 | 17900 | 2.3
SURE |  | 214066685 | HRCU-A-CB | RD17AZ36AJ3N | TCFZ3621MTANM | Ducted Indoor Units | 34200 | 23000 | 2.8 | 17800 | 2.3
SURE |  | 214066581 | HRCU-A-CB | RD17AZ36AJ3N | TCFZ3621MTANM | Ducted Indoor Units | 34200 | 23200 | 2.7 | 18000 | 2.3
SURE |  | 214066496 | HRCU-A-CB | RD17AZ36AJ3N | TCFZ3621MTAAM | Ducted Indoor Units | 34200 | 23800 | 2.7 | 18400 | 2.2
SURE |  | 214066490 | HRCU-A-CB | RD17AZ36AJ3N | TCFZ3621MTAAM | Ducted Indoor Units | 34200 | 23600 | 2.7 | 18300 | 2.3
SURE |  | 214066480 | HRCU-A-CB | RD17AZ36AJ3N | TCFZ3621MTAAM | Ducted Indoor Units | 34200 | 23600 | 2.8 | 18100 | 2.3
SURE |  | 214066477 | HRCU-A-CB | RD17AZ36AJ3N | TCFZ3624MTANM | Ducted Indoor Units | 34200 | 23400 | 2.7 | 18100 | 2.3
SURE |  | 214066474 | HRCU-A-CB | RD17AZ36AJ3N | TCFZ3621MTAAM | Ducted Indoor Units | 34200 | 23600 | 2.7 | 18300 | 2.3
SURE |  | 214066448 | HRCU-A-CB | RD17AZ36AJ3N | SH2CZ3621MTANA | Ducted Indoor Units | 34200 | 23200 | 2.7 | 18000 | 2.3
SURE |  | 214066441 | HRCU-A-CB | RD17AZ36AJ3N | SH2CZ3621MTANN | Ducted Indoor Units | 34200 | 22800 | 2.77 | 17800 | 2.3
SURE |  | 214233327 | HRCU-A-CB | RD17AZ36AJ3N | SH3VZ4821STACN | Ducted Indoor Units | 34200 | 31200 | 3.79 | 29400 | 2
SURE |  | 214075922 | HRCU-A-CB | RD17AZ24AJ3N | SH2VZ3617STANN | Ducted Indoor Units | 22800 | 15100 | 2.6 | 11900 | 2.19
SURE |  | 214066462 | HRCU-A-CB | RD17AZ36AJ3N | SH2VZ3621MTANA | Ducted Indoor Units | 34200 | 23400 | 2.8 | 18000 | 2.3
SURE |  | 214066458 | HRCU-A-CB | RD17AZ36AJ3N | SH2VZ3621MTANN | Ducted Indoor Units | 34200 | 23200 | 2.82 | 17900 | 2.3
TCL |  | 209424844 | HMSR-A-CB-O | TUM-27HA2/I2I21-21ES |  | Non-Ducted Indoor Units | 26000 | 18100 | 2.95 | 16250 | 2.27
TCL |  | 207688891 | HRCU-A-CB-O | TSC-18HA2/I3TI21 | TSC-18HA2/I3TI21-I | Mini-Splits | 18000 | 10000 | 2.85 | 12600 | 2.21
TCL |  | 207688892 | HRCU-A-CB-O | TSC-24HA2/I3TI20 | TSC-24HA2/I3TI20-I | Mini-Splits | 24000 | 13900 | 2.75 | 16720 | 1.96
TCL |  | 209424845 | HMSR-A-CB-O | TUM-36HA2/I2I21-21ES |  | Non-Ducted Indoor Units | 35600 | 21200 | 2.64 | 23200 | 2.12
TCL | MULIT ZONE | 215387266 | HMSR-A-CB-O | H42FMH20XPC |  | Non-Ducted Indoor Units | 42000 | 29400 | 2.53 | 30000 | 2
TCL | MULIT ZONE | 215387265 | HMSR-A-CB-O | H36FMH21XPC |  | Non-Ducted Indoor Units | 36000 | 22400 | 2.74 | 25400 | 2.13
TCL | MULIT ZONE | 215387264 | HMSR-A-CB-O | H27FMH22XPC |  | Non-Ducted Indoor Units | 28000 | 19500 | 2.6 | 19800 | 2
TCL | MULIT ZONE | 215387263 | HMSR-A-CB-O | H18FMH22XPC |  | Non-Ducted Indoor Units | 20000 | 17400 | 2.68 | 15800 | 1.93
TCL | TS1 | 211603991 | HRCU-A-CB | THH42HAI2NAF2U23 | THH48IAI2NAF2H23 | Ducted Indoor Units | 42000 | 33000 | 2.5 | 34000 | 1.9
TCL | TS1 | 211603986 | HRCU-A-CB | THH48HAI2NAF2U23 | THH48IAI2NAF2H23 | Ducted Indoor Units | 48000 | 38000 | 2.5 | 34000 | 1.9
TCL | FREE MATCH | 215387269 | HMSV-A-CB | H36FMH21XPC |  | Ducted Indoor Units | 36000 | 22400 | 2.65 | 25200 | 2.06
TCL | FREE MATCH | 215387267 | HMSV-A-CB | H18FMH22XPC |  | Ducted Indoor Units | 19000 | 17400 | 2.63 | 16000 | 1.92
TCL | FreshIn | 216706238 | HRCU-A-CB-O | H12SFH25XPC | H12SFH25XPE | Mini-Splits | 13100 | 8000 | 3.04 | 10100 | 2.04
TCL | EXHEAT | 216506202 | HRCU-A-CB-O | H18SUH23XGC | H18SUH23XGE | Mini-Splits | 18000 | 11500 | 2.81 | 17800 | 2.01
TCL | CELLING FLOOR-single | 216741386 | HRCU-A-CB-O | H24SBH20XPC | H24FCHU1XAE* | Mini-Splits | 24400 | 14400 | 2.59 | 19200 | 1.99
TCL |  | 215387260 | HRCU-A-CB-O | H12SBH23XPC | H12SBH23XPE | Mini-Splits | 12600 | 8100 | 3.08 | 9100 | 2.2
TCL |  | 215387258 | HRCU-A-CB-O | H12SBH22BPC | H12SBH22BPE | Mini-Splits | 12400 | 7800 | 2.89 | 8900 | 2.12
TCL |  | 215387257 | HRCU-A-CB-O | H09SBH23BPC | H09SBH23BPE | Mini-Splits | 10000 | 6200 | 2.84 | 7500 | 1.95
TCL | BREEZEIN | 215570377 | HRCU-A-CB | H24SBH20XPC | H24DTHU1XAE | Mini-Splits | 25000 | 15100 | 2.77 | 19300 | 2
TCL | BREEZEIN | 215570376 | HRCU-A-CB-O | H24SBH20XPC | H24CSHU1XAE | Mini-Splits | 25000 | 15300 | 2.87 | 19200 | 2
TCL | BREEZEIN | 215570372 | HRCU-A-CB-O | H12SBH23XPC | H12CSHU1XAE | Mini-Splits | 12000 | 7800 | 2.86 | 9200 | 1.9
TCL | BREEZEIN | 215570370 | HRCU-A-CB-O | H09SBH23XPC | H09CSHU1XAE | Mini-Splits | 10000 | 6300 | 2.93 | 7800 | 1.94
TEMPSTAR | DLC-series | 207188926 | HRCU-A-CB-O | DLCSRBH06AAK | DLFSHBH06XAK | Mini-Splits | 7000 | 7500 | 2.5 | 7200 | 1.92
TEMPSTAR | DLC-series | 206361903 | HRCU-A-CB-O | DLCSRBH12AAJ | DLFSHBH12XAJ | Mini-Splits | 12000 | 8900 | 2.75 | 6858 | 2.07
TEMPSTAR | DLC-series | 206361905 | HRCU-A-CB-O | DLCSRBH12AAK | DLFSHBH12XAK | Mini-Splits | 12000 | 10300 | 2.56 | 12113 | 1.9
TEMPSTAR | DL series | 213372172 | HRCU-A-C | DLCURAH18ABK | DLFULAH24XBX + CI |  | 19000 | 14700 | 2.6 | 15000 | 2.2
TEMPSTAR | DL series | 213372174 | HRCU-A-C | DLCURAH24ABK | DLFULAH24XBX + CI |  | 25000 | 21000 | 2.58 | 20000 | 1.95
TEMPSTAR | DLC-series | 210857454 | HRCU-A-CB-O | DLCSRBH06AAK | DLFSOAH09XAK | Mini-Splits | 7100 | 5700 | 2.61 | 8500 | 2.03
TEMPSTAR | DLC-series | 209948198 | HRCU-A-CB-O | DLCSRBH12AAK | DLFSFBH12XAK | Mini-Splits | 12000 | 10200 | 2.72 | 12300 | 2.1
TEMPSTAR | DLC-series | 208447677 | HRCU-A-CB-O | DLCSRBH06AAK | DLFSHCH06XAK | Mini-Splits | 7000 | 8500 | 2.9 | 8581 | 2.19
TEMPSTAR | DLC-series | 208447676 | HRCU-A-CB-O | DLCSRBH12AAJ | DLFSHCH12XAJ | Mini-Splits | 12000 | 8400 | 2.8 | 7094 | 2.19
TEMPSTAR | DLC-series | 208447756 | HRCU-A-CB-O | DLCERBH09AAK | DLFEHBH09XAK | Mini-Splits | 10000 | 6000 | 2.51 | 6933 | 1.97
TEMPSTAR | DLC-series | 211132740 | HRCU-A-CB | DLCSRBH24AAK | DLFSDAH24XHK | Mini-Splits | 25000 | 21000 | 2.75 | 24000 | 2
TEMPSTAR | SMARTCOMFORT DELUXE 18 VS HP | 206771909 | HRCU-A-CB | TVH837GKA2* | EA*4X48L24A*+WALLCON |  | 32400 | 31400 | 2.54 | 27600 | 2.22
TEMPSTAR | DLC-series | 211132700 | HRCU-A-CB | DLCSRBH18AAK | DLFSDAH18XHK | Mini-Splits | 19000 | 15700 | 2.6 | 18000 | 2.2
TEMPSTAR | SMARTCOMFORT DELUXE 18 VS HP | 206771279 | HRCU-A-CB | TVH837GKA2* | EA*4X37L21A*+WALLCON |  | 33000 | 31800 | 2.52 | 28000 | 2.2
TEMPSTAR | SMARTCOMFORT DELUXE 18 VS HP | 206771630 | HRCU-A-CB | TVH837GKA2* | EA*4X43L21A*+WALLCON |  | 33000 | 32000 | 2.52 | 28000 | 2.2
TEMPSTAR | SMARTCOMFORT DELUXE 18 VS HP | 206771729 | HRCU-A-CB | TVH837GKA2* | EA*4X43L21A*+WALLCON |  | 32800 | 31800 | 2.56 | 27800 | 2.22
TEMPSTAR | SMARTCOMFORT DELUXE 18 VS HP | 206771783 | HRCU-A-CB | TVH837GKA2* | EA*4X48L21A*+WALLCON |  | 32600 | 31400 | 2.52 | 27800 | 2.2
TEMPSTAR | SMARTCOMFORT DELUXE 18 VS HP | 206771360 | HRCU-A-CB | TVH837GKA2* | EA*4X37L21A*+WALLCON |  | 32800 | 31800 | 2.54 | 27800 | 2.22
TEMPSTAR | SMARTCOMFORT DELUXE 18 VS HP | 206766040 | HRCU-A-CB | TVH825GKA3* | EA*4X37L21A*+WALLCON |  | 21000 | 20400 | 2.54 | 18100 | 2.24
TEMPSTAR | DLC-series | 208447673 | HRCU-A-CB-O | DLCSRBH09AAK | DLFSHCH09XAK | Mini-Splits | 12000 | 9500 | 2.53 | 11109 | 1.97
TEMPSTAR | SMARTCOMFORT DELUXE 18 VS HP | 206771864 | HRCU-A-CB | TVH837GKA2* | EA*4X48L21A*+WALLCON |  | 32400 | 31400 | 2.52 | 27600 | 2.2
TEMPSTAR | SMARTCOMFORT DELUXE 18 VS HP | 206771900 | HRCU-A-CB | TVH837GKA2* | EA*4X48L24A*+WALLCON |  | 32400 | 31400 | 2.52 | 27600 | 2.2
TEMPSTAR | SMARTCOMFORT DELUXE 18 VS HP | 206771648 | HRCU-A-CB | TVH837GKA2* | EA*4X43L21A*+WALLCON |  | 32800 | 31800 | 2.54 | 28000 | 2.2
TEMPSTAR | D5F Series | 215324628 | HRCU-A-CB-O | D5CSHAH18AAK | D5FSHAH18XAK | Mini-Splits | 18000 | 16600 | 2.55 | 18000 | 1.92
TEMPSTAR |  | 215323732 | HRCU-A-CB | D5CUHAH36AAK | D5FUHAH36XAK |  | 37000 | 31000 | 2.5 | 37400 | 1.91
TEMPSTAR |  | 215319107 | HRCU-A-CB | D5CLHAH58AAK | D5FLAAH60XAK |  | 59000 | 41000 | 2.6 | 53000 | 2
TEMPSTAR |  | 215324647 | HRCU-A-CB-O | D5CSRAH12AAK | D5FSHAH12XAK | Mini-Splits | 12000 | 9300 | 2.84 | 8400 | 2.3
TEMPSTAR |  | 215324644 | HRCU-A-CB-O | D5CSRAH09AAK | D5FSFAH09XAK | Mini-Splits | 9000 | 9000 | 2.9 | 8600 | 2.27
TEMPSTAR |  | 215324643 | HRCU-A-CB-O | D5CSRAH09AAK | D5FSCAH12XAK | Mini-Splits | 10000 | 8500 | 2.8 | 8300 | 2.17
TEMPSTAR |  | 215324642 | HRCU-A-CB-O | D5CSRAH09AAK | D5FSOAH12XAK | Mini-Splits | 11000 | 7900 | 2.69 | 8000 | 2.17
TEMPSTAR |  | 215324641 | HRCU-A-CB-O | D5CSRAH09AAK | D5FSHAH09XAK | Mini-Splits | 10000 | 8100 | 2.83 | 8000 | 2.37
TEMPSTAR |  | 215324640 | HRCU-A-CB-O | D5CSRAH12AAJ | D5FSHAH12XAJ | Mini-Splits | 12000 | 8700 | 2.68 | 7700 | 2.33
TEMPSTAR |  | 215324639 | HRCU-A-CB-O | D5CSHAH33AAK | D5FSHAH33XAK | Mini-Splits | 36000 | 30000 | 2.69 | 35000 | 1.98
TEMPSTAR |  | 215324638 | HRCU-A-CB | D5CSHAH24AAK | D5FSDAH24XHK | Mini-Splits | 26000 | 21600 | 2.71 | 24000 | 2.18
TEMPSTAR |  | 215324635 | HRCU-A-CB-O | D5CSHAH24AAK | D5FSHAH24XAK | Mini-Splits | 29000 | 21000 | 2.88 | 24200 | 2.34
TEMPSTAR |  | 215324631 | HRCU-A-CB-O | D5CSHAH18AAK | D5FSFAH16XAK | Mini-Splits | 17000 | 14200 | 2.6 | 17500 | 1.95
TEMPSTAR |  | 215324630 | HRCU-A-CB-O | D5CSHAH18AAK | D5FSCAH18XAK | Mini-Splits | 19000 | 14900 | 2.7 | 17000 | 1.9
TEMPSTAR |  | 215324624 | HRCU-A-CB-O | D5CSHAH12AAK | D5FSCAH12XAK | Mini-Splits | 12000 | 10000 | 2.74 | 11500 | 1.99
TEMPSTAR |  | 215324623 | HRCU-A-CB-O | D5CSHAH12AAK | D5FSOAH12XAK | Mini-Splits | 12500 | 9600 | 2.65 | 11500 | 1.99
TEMPSTAR |  | 215413312 | HRCU-A-CB-O | D5CPRAH18AA | D5FPHAH18XAK | Mini-Splits | 20000 | 19300 | 3.01 | 22600 | 2.34
TEMPSTAR |  | 215413313 | HRCU-A-CB-O | D5CSRAH30AAK | D5FSHAH30XAK | Mini-Splits | 30000 | 20400 | 2.52 | 20000 | 2.03
TEMPSTAR |  | 215357506 | HMSV-A-CB | D5CMRAH24DAK |  | Mixed Ducted and Non-Ducted Indoor Units | 25000 | 18000 | 2.6 | 18000 | 2
TEMPSTAR |  | 215357514 | HMSR-A-CB-O | D5CMRAH30EAK |  | Non-Ducted Indoor Units | 31000 | 26600 | 2.5 | 26000 | 2
TEMPSTAR |  | 215357463 | HMSR-A-CB-O | D5CMHAH24DAK |  | Non-Ducted Indoor Units | 25000 | 23600 | 2.5 | 25000 | 2
TEMPSTAR |  | 215357504 | HMSV-A-CB | D5CMRAH24DAK |  | Ducted Indoor Units | 25000 | 18200 | 2.6 | 18000 | 2
TEMPSTAR |  | 215357503 | HMSR-A-CB-O | D5CMRAH24DAK |  | Non-Ducted Indoor Units | 25000 | 17800 | 2.6 | 18000 | 2
TEMPSTAR |  | 215324659 | HRCU-A-CB | D5CSRAH18AAK | D5FSDAH18XHK | Mini-Splits | 20000 | 14900 | 2.89 | 14200 | 2.41
TEMPSTAR |  | 215324652 | HRCU-A-CB | D5CSRAH12AAK | D5FSDAH12XHK | Mini-Splits | 12000 | 9100 | 2.78 | 8900 | 2.44
TEMPSTAR |  | 215324646 | HRCU-A-CB | D5CSRAH09AAK | D5FSDAH12XHK | Mini-Splits | 10000 | 9300 | 2.9 | 8300 | 2.32
TEMPSTAR |  | 215324645 | HRCU-A-CB | D5CSRAH09AAK | D5FSDAH12XAK | Mini-Splits | 10000 | 8900 | 2.61 | 8600 | 2.25
TEMPSTAR |  | 215324634 | HRCU-A-CB | D5CSHAH18AAK | D5FSDAH18XHK | Mini-Splits | 19500 | 15000 | 2.89 | 18000 | 2.1
TEMPSTAR |  | 215324627 | HRCU-A-CB | D5CSHAH12AAK | D5FSDAH12XHK | Mini-Splits | 12000 | 10200 | 2.6 | 12000 | 1.95
TEMPSTAR |  | 215357522 | HMSV-A-CB | D5CMRAH48FAK |  | Mixed Ducted and Non-Ducted Indoor Units | 47500 | 37400 | 2.5 | 37000 | 2.05
TEMPSTAR |  | 215357521 | HMSV-A-CB | D5CMRAH48FAK |  | Ducted Indoor Units | 47000 | 37000 | 2.5 | 38000 | 2.1
TEMPSTAR |  | 215357520 | HMSR-A-CB-O | D5CMRAH48FAK |  | Non-Ducted Indoor Units | 48000 | 38000 | 2.5 | 36000 | 2
TEMPSTAR |  | 215357501 | HMSV-A-CB | D5CMRAH18CAK |  | Mixed Ducted and Non-Ducted Indoor Units | 19000 | 14100 | 2.79 | 14000 | 2.31
TEMPSTAR |  | 215357499 | HMSV-A-CB | D5CMRAH18CAK |  | Ducted Indoor Units | 19000 | 14600 | 2.8 | 14600 | 2.3
TEMPSTAR |  | 215357497 | HMSR-A-CB-O | D5CMRAH18CAK |  | Non-Ducted Indoor Units | 19000 | 13600 | 2.81 | 13500 | 2.3
TEMPSTAR |  | 215357495 | HMSV-A-CB | D5CMHAH55FAK |  | Mixed Ducted and Non-Ducted Indoor Units | 55000 | 44500 | 2.65 | 47500 | 2.05
TEMPSTAR |  | 215357493 | HMSV-A-CB | D5CMHAH55FAK |  | Ducted Indoor Units | 55000 | 45000 | 2.7 | 48000 | 2.1
TEMPSTAR |  | 215357491 | HMSR-A-CB-O | D5CMHAH55FAK |  | Non-Ducted Indoor Units | 55000 | 44000 | 2.6 | 47000 | 2
TEMPSTAR |  | 215357489 | HMSV-A-CB | D5CMHAH48FAK |  | Mixed Ducted and Non-Ducted Indoor Units | 48500 | 44000 | 2.6 | 47500 | 2
TEMPSTAR |  | 215357487 | HMSV-A-CB | D5CMHAH48FAK |  | Ducted Indoor Units | 48000 | 44500 | 2.6 | 48000 | 2
TEMPSTAR |  | 215357485 | HMSR-A-CB-O | D5CMHAH48FAK |  | Non-Ducted Indoor Units | 49000 | 44000 | 2.6 | 47000 | 2
TEMPSTAR |  | 215357461 | HMSV-A-CB | D5CMHAH18CAK |  | Mixed Ducted and Non-Ducted Indoor Units | 20000 | 17300 | 2.65 | 18500 | 2
TEMPSTAR |  | 215357459 | HMSV-A-CB | D5CMHAH18CAK |  | Ducted Indoor Units | 20000 | 17000 | 2.59 | 18000 | 2
TEMPSTAR |  | 215357457 | HMSR-A-CB-O | D5CMHAH18CAK |  | Non-Ducted Indoor Units | 20000 | 17600 | 2.7 | 19000 | 2
TEMPSTAR |  | 215333811 | HRCU-A-CB-O | D5CVRAH09AAK | D5FVHAH09XCK | Mini-Splits | 10000 | 8000 | 2.58 | 7000 | 2.16
TEMPSTAR |  | 215324666 | HRCU-A-CB-O | D5CVRAH09AAK | D5FVHAH09XAK | Mini-Splits | 10000 | 8000 | 2.58 | 7000 | 2.16
TEMPSTAR |  | 215324678 | HRCU-A-CB-O | D5CLRAH36AAK | D5FLCAH36XAK | Mini-Splits | 38000 | 26800 | 2.68 | 26600 | 2.2
TEMPSTAR |  | 215324671 | HRCU-A-CB-O | D5CLHAH36AAK | D5FCFAH36XAK | Mini-Splits | 38000 | 30200 | 2.58 | 39500 | 2.02
TEMPSTAR |  | 215324670 | HRCU-A-CB-O | D5CLHAH36AAK | D5FLCAH36XAK | Mini-Splits | 37000 | 30600 | 2.56 | 37000 | 1.95
TEMPSTAR |  | 215324662 | HRCU-A-CB-O | D5CSRAH24AAK | D5FCFAH24XAK | Mini-Splits | 24400 | 20000 | 2.56 | 18600 | 2.27
TEMPSTAR |  | 215324661 | HRCU-A-CB-O | D5CSRAH24AAK | D5FSCAH24XAK | Mini-Splits | 25000 | 20400 | 2.73 | 18500 | 2.3
TEMPSTAR |  | 215324657 | HRCU-A-CB-O | D5CSRAH18AAK | D5FCFAH18XAK | Mini-Splits | 18000 | 13700 | 2.51 | 12800 | 2.05
TEMPSTAR |  | 215324637 | HRCU-A-CB-O | D5CSHAH24AAK | D5FCFAH24XAK | Mini-Splits | 26000 | 20200 | 2.74 | 24200 | 2.16
TEMPSTAR |  | 215324677 | HRCU-A-CB | D5CLHAH58AAK | D5FLDAH58XHK | Mini-Splits | 60000 | 45000 | 2.72 | 53500 | 2.1
TEMPSTAR |  | 215324675 | HRCU-A-CB | D5CLHAH48AAK | D5FLDAH48XHK | Mini-Splits | 52000 | 45000 | 2.61 | 47500 | 2
TEMPSTAR |  | 215324672 | HRCU-A-CB | D5CLHAH36AAK | D5FLDAH36XHK | Mini-Splits | 42000 | 31600 | 2.73 | 37600 | 2.1
TEMPSTAR |  | 215324615 | HRCU-A-CB | D5CSHAH06AAK | D5FSDAH06XAK | Mini-Splits | 8000 | 8000 | 2.69 | 7800 | 2.41
TEMPSTAR |  | 215324614 | HRCU-A-CB-O | D5CSHAH06AAK | D5FSOAH06XAK | Mini-Splits | 7400 | 7000 | 2.66 | 8100 | 2.4
TEMPSTAR |  | 215324613 | HRCU-A-CB-O | D5CSHAH06AAK | D5FSHAH06XAK | Mini-Splits | 7000 | 7900 | 2.79 | 7700 | 2.4
TEMPSTAR |  | 215319109 | HRCU-A-CB | D5CLRAH48AAK | D5FLAAH48XAK |  | 50000 | 40000 | 2.6 | 35200 | 1.9
TEMPSTAR |  | 215319106 | HRCU-A-CB | D5CLHAH48AAK | D5FLAAH48XAK |  | 50000 | 40000 | 2.5 | 46000 | 2
TEMPSTAR |  | 215319099 | HRCU-A-CB | D5CUHAH48AAK | D5FUHAH60XAK |  | 48000 | 34000 | 2.56 | 48000 | 2
TEMPSTAR |  | 215319098 | HRCU-A-CB | D5CUHAH30AAK | D5FUHAH36XAK |  | 33000 | 24000 | 2.69 | 33200 | 1.97
TEMPSTAR |  | 215319097 | HRCU-A-CB | D5CUHAH18AAK | D5FUHAH24XAK |  | 18000 | 14700 | 2.66 | 18600 | 2.12
TEMPSTAR |  | 215319094 | HRCU-A-CB | D5CURAH36AAK | D5FUAAH36XAK |  | 36000 | 25600 | 2.6 | 27000 | 2
TEMPSTAR |  | 215319090 | HRCU-A-CB | D5CUHAH60AAK | D5FUHAH60XAK |  | 55000 | 35000 | 2.5 | 54000 | 1.9
TEMPSTAR |  | 215319088 | HRCU-A-CB | D5CUHAH48AAK | D5FUAAH48XAK |  | 50000 | 37000 | 2.7 | 46000 | 1.9
TEMPSTAR |  | 215319087 | HRCU-A-CB | D5CUHAH36AAK | D5FUAAH36XAK |  | 37000 | 31800 | 2.56 | 39000 | 1.9
TEMPSTAR |  | 215319086 | HRCU-A-CB | D5CUHAH30AAK | D5FUAAH30XAK |  | 34000 | 23800 | 2.76 | 32600 | 1.96
TEMPSTAR |  | 215319085 | HRCU-A-CB | D5CUHAH24AAK | D5FUHAH24XAK |  | 24000 | 19000 | 2.64 | 20600 | 2.14
TEMPSTAR |  | 215319083 | HRCU-A-CB | D5CUHAH18AAK | D5FUAAH18XAK |  | 19000 | 15000 | 2.6 | 18000 | 2
TEMPSTAR |  | 215319103 | HRCU-A-CB | D5CSRAH18AAK | D5FSAAH18XBK |  | 18000 | 13200 | 2.6 | 13000 | 2.3
TEMPSTAR |  | 215319102 | HRCU-A-CB | D5CSHAH33AAK | D5FSAAH36XBK |  | 35000 | 27400 | 2.58 | 34000 | 2
TEMPSTAR |  | 215319100 | HRCU-A-CB | D5CSHAH18AAK | D5FSAAH18XBK |  | 19500 | 14000 | 2.6 | 18000 | 2.2
TEMPSTAR | SMARTCOMFORT DELUXE 18 VS HP | 210470505 | HRCU-A-CB | TVH837GKA2* | EA*4X61L21A*+WALLCON |  | 32000 | 31200 | 2.54 | 27600 | 2.22
TEMPSTAR | SMARTCOMFORT DELUXE 18 VS HP | 210470439 | HRCU-A-CB | TVH837GKA2* | EA*4X61L21A*+WALLCON |  | 32200 | 31400 | 2.5 | 27800 | 2.2
TEMPSTAR | SMARTCOMFORT DELUXE 18 VS HP | 210470571 | HRCU-A-CB | TVH837GKA2* | EA*4X61L24A*+WALLCON |  | 32000 | 31200 | 2.54 | 27400 | 2.24
TEMPSTAR | SMARTCOMFORT DELUXE 18 VS HP | 210470274 | HRCU-A-CB | TVH837GKA2* | EA*4X60L24A*+WALLCON |  | 31800 | 31000 | 2.5 | 27400 | 2.2
TEMPSTAR | SMARTCOMFORT DELUXE 18 VS HP | 210473247 | HRCU-A-CB | TVH825GKA3* | EA*4X43L21A*+WALLCON |  | 21000 | 20400 | 2.54 | 18100 | 2.24
TEMPSTAR | SMARTCOMFORT DELUXE 18 VS HP | 210470285 | HRCU-A-CB | TVH837GKA2* | EA*4X60L24A*+WALLCON |  | 31800 | 31000 | 2.52 | 27400 | 2.22
TEMPSTAR | SMARTCOMFORT DELUXE 18 VS HP | 210470450 | HRCU-A-CB | TVH837GKA2* | EA*4X61L21A*+WALLCON |  | 32000 | 31200 | 2.52 | 27600 | 2.22
TEMPSTAR | SMARTCOMFORT DELUXE 18 VS HP | 210470560 | HRCU-A-CB | TVH837GKA2* | EA*4X61L24A*+WALLCON |  | 32000 | 31200 | 2.52 | 27600 | 2.22
TEMPSTAR | Dlseries | 210025748 | HRCU-A-CB | DLCURAH60ABK | DLFUAAH60XAK |  | 59000 | 42000 | 2.6 | 54356 | 1.91
TEMPSTAR |  | 201835748 | HRCU-A-CB-O | DLCPRAH09AAK | DLFPHAH09XAK | Mini-Splits | 10000 | 7200 | 2.78 | 13047 | 1.97
TEMPSTAR | High Tier | 202463657 | HRCU-A-CB-O | DLCPRAH24AAK | DLFPHAH24XAK | Mini-Splits | 24000 | 15450 | 3 | 24000 | 2
TEMPSTAR | QuietComfort | 206350468 | HRCU-A-CB | DLCSRBH24AAK | DLFSDAH24XAK | Mini-Splits | 24600 | 14500 | 2.8 | 27910 | 2.01
TEMPSTAR | Performance Series | 207643138 | HMSV-A-CB | DLCMHBH24CAK |  | Ducted Indoor Units | 24000 | 18500 | 2.85 | 21500 | 1.95
TEMPSTAR | SMARTCOMFORT DELUXE 18 VS HP | 210458487 | HRCU-A-CB | TVH837GKA2*+TSTAT | EA*4X37L21A* |  | 47500 | 30800 | 2.52 | 24400 | 1.98
TEMPSTAR | SMARTCOMFORT DELUXE 18 VS HP | 210459744 | HRCU-A-CB | TVH837GKA2*+TSTAT | EA*4X43L21A* |  | 47500 | 30800 | 2.52 | 24400 | 1.98
TEMPSTAR | SMARTCOMFORT DELUXE 18 VS HP | 210461333 | HRCU-A-CB | TVH837GKA2*+TSTAT | EA*4X61L21A* |  | 46500 | 30400 | 2.5 | 24200 | 1.96
TEMPSTAR | SMARTCOMFORT DELUXE 18 VS HP | 210461421 | HRCU-A-CB | TVH837GKA2*+TSTAT | EA*4X61L21A* |  | 47000 | 30600 | 2.5 | 24400 | 1.98
TEMPSTAR | SMARTCOMFORT DELUXE 18 VS HP | 210461434 | HRCU-A-CB | TVH837GKA2*+TSTAT | EA*4X61L21A* |  | 47000 | 30600 | 2.5 | 24400 | 1.98
TEMPSTAR | SMARTCOMFORT DELUXE 18 VS HP | 210461457 | HRCU-A-CB | TVH837GKA2*+TSTAT | EA*4X61L21A* |  | 46500 | 30600 | 2.5 | 24400 | 1.96
TEMPSTAR | SMARTCOMFORT DELUXE 18 VS HP | 210461755 | HRCU-A-CB | TVH837GKA2*+TSTAT | EA*4X61L24A* |  | 46500 | 30600 | 2.5 | 24200 | 1.98
TEMPSTAR | SMARTCOMFORT DELUXE 18 VS HP | 210461767 | HRCU-A-CB | TVH837GKA2*+TSTAT | EA*4X61L24A* |  | 46500 | 30400 | 2.5 | 24200 | 1.98
TEMPSTAR | SMARTCOMFORT DELUXE 18 VS HP | 210461800 | HRCU-A-CB | TVH837GKA2*+TSTAT | EA*4X61L24A* |  | 47000 | 30600 | 2.5 | 24400 | 1.96
TEMPSTAR | SMARTCOMFORT DELUXE 18 VS HP | 210461811 | HRCU-A-CB | TVH837GKA2*+TSTAT | EA*4X61L24A* |  | 47000 | 30600 | 2.5 | 24400 | 1.98
TEMPSTAR | SMARTCOMFORT DELUXE 18 VS HP | 210461833 | HRCU-A-CB | TVH837GKA2*+TSTAT | EA*4X61L24A* |  | 46500 | 30400 | 2.5 | 24000 | 1.96
TEMPSTAR | SMARTCOMFORT DELUXE 18 VS HP | 210461844 | HRCU-A-CB | TVH837GKA2*+TSTAT | EA*4X61L24A* |  | 47000 | 30600 | 2.5 | 24400 | 1.98
TEMPSTAR | SMARTCOMFORT DELUXE 18 VS HP | 210461968 | HRCU-A-CB | TVH837GKA2*+TSTAT | EA*4X61L24A* |  | 47000 | 30600 | 2.5 | 24400 | 1.98
TEMPSTAR | SMARTCOMFORT DELUXE 18 VS HP | 210462023 | HRCU-A-CB | TVH837GKA2*+TSTAT | EA*4X61L24A* |  | 47000 | 30800 | 2.52 | 24400 | 1.98
TEMPSTAR | SMARTCOMFORT DELUXE 18 VS HP | 210464176 | HRCU-A-CB | TVH837GKA2*+TSTAT | EN(A,D,W)4X48L21** |  | 47500 | 30800 | 2.5 | 24200 | 1.96
TEMPSTAR | SMARTCOMFORT DELUXE 18 VS HP | 210464311 | HRCU-A-CB | TVH837GKA2*+TSTAT | EN(A,D,W)4X48L21** |  | 48000 | 31000 | 2.5 | 24400 | 1.94
TEMPSTAR | SMARTCOMFORT DELUXE 18 VS HP | 210464466 | HRCU-A-CB | TVH837GKA2*+TSTAT | EN(A,D,W)4X48L21** |  | 48000 | 31000 | 2.5 | 24400 | 1.94
TEMPSTAR | SMARTCOMFORT DELUXE 18 VS HP | 210464609 | HRCU-A-CB | TVH837GKA2*+TSTAT | EN(A,D)4X48L24** |  | 48000 | 31000 | 2.5 | 24400 | 1.96
TEMPSTAR | SMARTCOMFORT DELUXE 18 VS HP | 210464621 | HRCU-A-CB | TVH837GKA2*+TSTAT | EN(A,D)4X48L24** |  | 47500 | 30800 | 2.5 | 24200 | 1.96
TEMPSTAR | SMARTCOMFORT DELUXE 18 VS HP | 210464687 | HRCU-A-CB | TVH837GKA2*+TSTAT | EN(A,D)4X48L24** |  | 47500 | 30600 | 2.5 | 24200 | 1.94
TEMPSTAR | SMARTCOMFORT DELUXE 18 VS HP | 210464822 | HRCU-A-CB | TVH837GKA2*+TSTAT | EN(A,D)4X48L24** |  | 48000 | 31000 | 2.5 | 24400 | 1.94
TEMPSTAR | SMARTCOMFORT DELUXE 18 VS HP | 210465010 | HRCU-A-CB | TVH837GKA2*+TSTAT | EN(A,D,W)4X60L24** |  | 47000 | 30600 | 2.5 | 24000 | 1.96
TEMPSTAR | SMARTCOMFORT DELUXE 18 VS HP | 210468214 | HRCU-A-CB | TVH837GKA2*+TSTAT | EHD4X60AAL |  | 47000 | 30600 | 2.52 | 24200 | 1.98
TEMPSTAR | SMARTCOMFORT DELUXE 18 VS HP | 210468324 | HRCU-A-CB | TVH837GKA2*+TSTAT | EHD4X60AAL |  | 46500 | 30400 | 2.5 | 24200 | 1.98
TEMPSTAR | Performance Series | 207643140 | HMSR-A-CB-O | DLCMHBH30DAK |  | Non-Ducted Indoor Units | 30000 | 18500 | 2.98 | 29400 | 1.9
TEMPSTAR |  | 209852113 | HRCU-A-CB | DLCURAH18ABK | DLFUAAH18XAK |  | 19000 | 13500 | 2.5 | 18000 | 2
TEMPSTAR | QuietComfort | 207826608 | HMSV-A-CB | DLCSRBH24AAK | DLFSABH24XBK | Mini-Splits | 26000 | 16200 | 2.79 | 21526 | 1.95
TEMPSTAR | High Tier | 202463656 | HRCU-A-CB-O | DLCPRAH18AAK | DLFPHAH18XAK | Mini-Splits | 18000 | 12300 | 3.19 | 18000 | 2
TEMPSTAR |  | 201835763 | HRCU-A-CB-O | DLCSRAH09AAJ | DLFSHAH09XAJ | Mini-Splits | 9800 | 5600 | 2.65 | 6880 | 1.96
TEMPSTAR | High Wall System | 8177101 | HRCU-A-CB-O | DLCAHB18K1A | DLFAHH18K1A | Mini-Splits | 19000 | 12717 | 2.5 | 19190 | 2.85
TEMPSTAR | High Wall System | 8177083 | HRCU-A-CB-O | DLCAHB09K1A | DLFAHH09K1A | Mini-Splits | 9000 | 5500 | 2.88 | 10488 | 1.98
TGM |  | 209843017 | HRCU-A-CB | MRSVHT12AS | MFCHT12S | Mini-Splits | 12000 | 9300 | 2.78 | 8400 | 2.26
TGM | M series | 209843047 | HMSV-A-CB | MMRSHT18AS2 |  | Mixed Ducted and Non-Ducted Indoor Units | 19000 | 14600 | 2.5 | 14000 | 2.17
TGM | MRS Series | 216706039 | HRCU-A-CB-O | MRS5VHT24AS | MUV5HT24S | Mini-Splits | 24400 | 20000 | 2.56 | 18600 | 2.27
TGM | MRS Series | 216706038 | HRCU-A-CB-O | MRS5VHT18AS | MUV5HT18S | Mini-Splits | 18000 | 13700 | 2.51 | 12800 | 2.05
TGM |  | 209843013 | HRCU-A-CB-O | MRSVHT18AS | MC4VHT18S | Mini-Splits | 19000 | 12000 | 2.51 | 12700 | 2.16
TGM |  | 209843045 | HMSR-A-CB-O | MMRSHT18AS2 |  | Non-Ducted Indoor Units | 19000 | 14400 | 2.5 | 14000 | 2.22
TGM |  | 209843018 | HRCU-A-CB | MRSVHT18AS | MFCHT18S | Mini-Splits | 20000 | 12600 | 2.66 | 13000 | 2.4
TGM |  | 209843023 | HRCU-A-CB-O | MC4VHT18S | MUVHT18S | Mini-Splits | 20000 | 12800 | 2.52 | 13000 | 2.08
TGM |  | 209843012 | HRCU-A-CB-O | MRSVHT12AS | MC4VHT12S | Mini-Splits | 12000 | 8900 | 2.75 | 8000 | 2.28
THERMAL ZONE | 3PAHH series | 211126509 | HRCU-A-CB | TZPLV182PA | TZHVLE1817JA |  | 19000 | 13500 | 2.6 | 18629 | 2.04
THERMAL ZONE | A series | 211126503 | HRCU-A-CB | TZPLV242PA | TZHVLE2417JA |  | 24000 | 19200 | 2.5 | 24071 | 1.91
THERMAL ZONE | MVC series | 211126502 | HRCU-A-CB | TZPLV242AA | TZHVLE2417JA |  | 26000 | 21000 | 2.8 | 19400 | 2.1
THERMAL ZONE |  | 213885864 | HRCU-A-C | TZPLV182PA | MAC-24HWDN1-MN0 |  | 19000 | 14700 | 2.6 | 15000 | 2.2
THERMAL ZONE |  | 213885866 | HRCU-A-C | TZPLV242PA | MAC-24HWDN1-MN0 |  | 25000 | 21000 | 2.58 | 20000 | 1.95
THERMAL ZONE |  | 211126504 | HRCU-A-CB | TZPLV602PA | TZHVLE6024JA |  | 59000 | 42000 | 2.6 | 54356 | 1.91
TOSHIBA CARRIER | Toshiba-Carrier VRF | 10052879 | HMSR-A-CB-O | MCY-MAP0487HS-UL |  | Non-Ducted Indoor Units | 54000 | 32000 | 2.87 | 38800 | 2.09
TOSOT | Airy | 217120777 | HRCU-A-CB-O | TW12WH29D6DO | TW12WH29D6DI | Mini-Splits | 12200 | 10300 | 3.11 | 12200 | 2
TOSOT | Airy | 217120776 | HRCU-A-CB-O | TW09WH29D6DO | TW09WH29D6DI | Mini-Splits | 10600 | 8900 | 3.22 | 11500 | 2.11
TOSOT | Clivia | 217120769 | HRCU-A-CB-O | TW18WH25A1DO | TW18WH25A1DI | Mini-Splits | 18000 | 14700 | 2.69 | 14600 | 1.9
TOSOT | Clivia | 217120766 | HRCU-A-CB-O | TW12WH25A1AO | TW12WH25A1AI | Mini-Splits | 12000 | 10000 | 2.9 | 9500 | 1.95
TOSOT | Clivia | 217120765 | HRCU-A-CB-O | TW12WH25A1DO | TW12WH25A1DI | Mini-Splits | 12000 | 10000 | 2.9 | 11000 | 1.95
TOSOT | AORAKI | 217023703 | HRCU-A-CB-O | SU-AORAKI18-230/O | SU-AORAKI18-230/I | Mini-Splits | 18000 | 14700 | 2.69 | 14600 | 1.9
TOSOT | AORAKI | 217023702 | HRCU-A-CB-O | SU-AORAKI12-230/O | SU-AORAKI12-230/I | Mini-Splits | 12000 | 10000 | 2.9 | 11000 | 1.95
TOSOT | AORAKI | 217023701 | HRCU-A-CB-O | SU-AORAKI12-115/O | SU-AORAKI12-115/I | Mini-Splits | 12000 | 10000 | 2.9 | 9500 | 1.95
TOSOT | Lomo | 9108745 | HRCU-A-CB-O | TW09HQ2C2DO | TW09HQ2C2DI | Mini-Splits | 11000 | 8400 | 2.51 | 9000 | 1.97
TOSOT | Lomo | 10062021 | HRCU-A-CB-O | TW24HQ3D6DO | TW24HQ3D6DI | Mini-Splits | 24000 | 20000 | 2.85 | 24000 | 1.9
TOSOT | Pular | 210921188 | HRCU-A-CB-O | TWH18AG25A2DO | TWH18AG25A2DI | Mini-Splits | 18000 | 14600 | 2.8 | 13500 | 1.9
TOSOT | M-Series | 211164239 | HMSR-A-CB-O | TM18HX4O |  | Non-Ducted Indoor Units | 18000 | 15000 | 2.6 | 13600 | 2.21
TOSOT | Pular | 211177522 | HRCU-A-CB-O | TW18HXP2A1DO | TW18HXP2A1DI | Mini-Splits | 18000 | 14600 | 2.8 | 13500 | 1.9
TOSOT | Airy | 216426822 | HRCU-A-CB-O | TWH12AV29D6DO | TWH12AV29D6DI | Mini-Splits | 12200 | 10300 | 3.11 | 12200 | 2
TOSOT | Airy | 216426820 | HRCU-A-CB-O | TWH09AV29D6DO | TWH09AV29D6DI | Mini-Splits | 10600 | 8900 | 3.22 | 11500 | 2.11
TOSOT | Pular | 216030809 | HRCU-A-CB-O | TWH18AG25D6DO | TWH18AG25D6DI | Mini-Splits | 18000 | 14700 | 2.69 | 14600 | 1.9
TOSOT | Clivia | 216030806 | HRCU-A-CB-O | TW18HP32A2DOC | TW18HP32A2DIC | Mini-Splits | 18000 | 14700 | 2.69 | 14600 | 1.9
TOSOT | Airy | 216030805 | HRCU-A-CB-O | TW12HAY32A1DOC | TW12HAY32A1DIC | Mini-Splits | 12200 | 10300 | 3.11 | 12200 | 2
TOSOT | Clivia | 216030804 | HRCU-A-CB-O | TWH12AG25D6DO | TWH12AG25D6DI | Mini-Splits | 12000 | 10000 | 2.9 | 11000 | 1.95
TOSOT | Clivia | 216030803 | HRCU-A-CB-O | TWH12AG25A6AO | TWH12AG25A6AI | Mini-Splits | 12000 | 10000 | 2.9 | 9500 | 1.95
TOSOT | Clivia | 216030798 | HRCU-A-CB-O | TW12HP32A2DOC | TW12HP32A2DIC | Mini-Splits | 12000 | 10000 | 2.9 | 11000 | 1.95
TOSOT | Airy | 216030797 | HRCU-A-CB-O | TW09HAY32A1DOC | TW09HAY32A1DIC | Mini-Splits | 10600 | 8900 | 3.22 | 11500 | 2.11
TOSOT | Clivia | 215444915 | HRCU-A-CB-O | TWH12AUC25R32A1A/O | TWH12AUC25R32A1A/I | Mini-Splits | 12000 | 10000 | 2.9 | 9500 | 1.95
TOSOT | Clivia | 215405713 | HRCU-A-CB-O | TW18HP32A2DO | TW18HP32A2DI | Mini-Splits | 18000 | 14700 | 2.69 | 14600 | 1.9
TOSOT | Clivia | 215405712 | HRCU-A-CB-O | TW12HP32A2DO | TW12HP32A2DI | Mini-Splits | 12000 | 10000 | 2.9 | 11000 | 1.95
TOSOT | Clivia | 215405710 | HRCU-A-CB-O | TW12HP32A2AO | TW12HP32A2AI | Mini-Splits | 12000 | 10000 | 2.9 | 9500 | 1.95
TOSOT | Airy | 215405583 | HRCU-A-CB-O | TW12HAY32A1DO | TW12HAY32A1DI | Mini-Splits | 12200 | 10300 | 3.11 | 12200 | 2
TOSOT | Airy | 215405582 | HRCU-A-CB-O | TW09HAY32A1DO | TW09HAY32A1DI | Mini-Splits | 10600 | 8900 | 3.22 | 11500 | 2.11
TOSOT | Clivia | 215399273 | HRCU-A-CB-O | TW18HP32A2DO | TW18HCL32A5DI | Mini-Splits | 18000 | 14700 | 2.69 | 14600 | 1.9
TOSOT | Clivia | 215399272 | HRCU-A-CB-O | TW12HP32A2AO | TW12HCL32A5AI | Mini-Splits | 12000 | 10000 | 2.9 | 9500 | 1.95
TOSOT | Clivia | 215399271 | HRCU-A-CB-O | TW12HP32A2DO | TW12HCL32A5DI | Mini-Splits | 12000 | 10000 | 2.9 | 11000 | 1.95
TOSOT | M-Series | 211727021 | HMSR-A-CB-O | TM18HMO |  | Non-Ducted Indoor Units | 18000 | 15000 | 2.6 | 13600 | 2.21
TOSOT | G Series | 216626004 | HRCU-A-CB | TU60W-GDU | TUD60AH2-GDU |  | 54000 | 43000 | 2.66 | 40000 | 2.24
TOSOT | G Series | 216626003 | HRCU-A-CB | TU60W-GDU | TUD48AH2-GDU |  | 48000 | 38500 | 2.68 | 36000 | 2.18
TOSOT | G Series | 216626001 | HRCU-A-CB | TU30W-GDU | TUD30AH2-GDU |  | 28000 | 23000 | 2.5 | 19500 | 2.14
TOSOT | FLEXX High-efficiency Series | 215390439 | HRCU-A-CB | TU60W-EDU | TUD60AH2-EDU |  | 54000 | 45000 | 2.66 | 54000 | 2.1
TOSOT | FLEXX High-efficiency Series | 215390438 | HRCU-A-CB | TU48W-EDU | TUD48AH2-EDU |  | 48000 | 39500 | 2.86 | 48000 | 2
TOSOT | FLEXX High-efficiency Series | 215390437 | HRCU-A-CB | TU36W-EDU | TUD36AH2-EDU |  | 34000 | 28200 | 2.5 | 34000 | 2
TOSOT | FLEXX High-efficiency Series | 215390436 | HRCU-A-CB | TU24W-EDU | TUD24AH2-EDU |  | 25000 | 20600 | 2.7 | 25000 | 2
TOSOT | FLEXX Ultra heat Series | 215351154 | HRCU-A-CB | TU60-R32WEDU | TUD60-R32AHEDU |  | 54000 | 45000 | 2.66 | 54000 | 2.1
TOSOT | FLEXX Ultra heat Series | 215351153 | HRCU-A-CB | TU36-R32WEDU | TUD36-R32AHEDU |  | 34000 | 28200 | 2.5 | 34000 | 2
TOSOT | FLEXX High-efficiency Series | 215351152 | HRCU-A-CB | TU60-32WEDU | TUD60-32AH2EDU |  | 54000 | 45000 | 2.66 | 54000 | 2.1
TOSOT | FLEXX High-efficiency Series | 215351151 | HRCU-A-CB | TU48-32WEDU | TUD48-32AH2EDU |  | 48000 | 39500 | 2.86 | 48000 | 2
TOSOT | FLEXX High-efficiency Series | 215351150 | HRCU-A-CB | TU36-32WEDU | TUD36-32AH2EDU |  | 34000 | 28200 | 2.5 | 34000 | 2
TOSOT | FLEXX High-efficiency Series | 215351149 | HRCU-A-CB | TU24-32WEDU | TUD24-32AH2EDU |  | 25000 | 20600 | 2.7 | 25000 | 2
TOSOT | 17 SEER DC inverter rooftop unit | 213386671 | HSP-A | TK-H02TCNAA-TU |  |  | 24000 | 23400 | 3.63 | 24000 | 2.61
TRANE | 17 Multi-Speed Heat Pump With WeatherGuard Top | 216767189 | HRCU-A-CB | 5TWX7048A1 | 5TXCD010AS3 | Ducted Indoor Units | 44000 | 29400 | 2.7 | 32400 | 2.21
TRANE | 17 Multi-Speed Heat Pump With WeatherGuard Top | 216767191 | HRCU-A-CB | 5TWX7048A1 | 5TXCD010AS3 | Ducted Indoor Units | 44000 | 29200 | 2.7 | 32000 | 2.19
TRANE | 17 Multi-Speed Heat Pump With WeatherGuard Top | 216764483 | HRCU-A-CB | 5TWX7048A1 | 5TXCD010AS3 | Ducted Indoor Units | 43500 | 29000 | 2.8 | 32000 | 2.2
TRANE | 17 Multi-Speed Heat Pump With WeatherGuard Top | 216764488 | HRCU-A-CB | 5TWX7048A1 | 5TXCD010AS3 | Ducted Indoor Units | 43500 | 29000 | 2.8 | 32000 | 2.2
TRANE | 17 Multi-Speed Heat Pump With WeatherGuard Top | 216767192 | HRCU-A-CB | 5TWX7048A1 | 5TXCD010AS3 | Ducted Indoor Units | 44000 | 29200 | 2.7 | 32000 | 2.19
TRANE | 17 Multi-Speed Heat Pump With WeatherGuard Top | 216764487 | HRCU-A-CB | 5TWX7048A1 | 5TXCD010AS3 | Ducted Indoor Units | 44000 | 29200 | 2.7 | 32000 | 2.1
TRANE | 17 Multi-Speed Heat Pump With WeatherGuard Top | 216764486 | HRCU-A-CB | 5TWX7048A1 | 5TXCD010AS3 | Ducted Indoor Units | 44000 | 29200 | 2.7 | 32000 | 2.1
TRANE | 17 Multi-Speed Heat Pump With WeatherGuard Top | 216767193 | HRCU-A-CB | 5TWX7048A1 | 5TXCD010AS3 | Ducted Indoor Units | 43500 | 29000 | 2.8 | 32000 | 2.2
TRANE | 17 Multi-Speed Heat Pump With WeatherGuard Top | 216764485 | HRCU-A-CB | 5TWX7048A1 | 5TXCD010AS3 | Ducted Indoor Units | 44000 | 29200 | 2.8 | 32000 | 2.2
TRANE | 17 Multi-Speed Heat Pump With WeatherGuard Top | 216765075 | HRCU-A-CB | 5TWX7048A1 | 5TXCD010AS3 | Ducted Indoor Units | 44500 | 29600 | 2.7 | 32400 | 2.2
TRANE | 17 Multi-Speed Heat Pump With WeatherGuard Top | 216765077 | HRCU-A-CB | 5TWX7048A1 | 5TXCD010AS3 | Ducted Indoor Units | 44500 | 29600 | 2.7 | 32400 | 2.2
TRANE | 17 Multi-Speed Heat Pump With WeatherGuard Top | 216765080 | HRCU-A-CB | 5TWX7048A1 | 5TXCD010AS3 | Ducted Indoor Units | 44000 | 29400 | 2.7 | 32200 | 2.2
TRANE | 17 Multi-Speed Heat Pump With WeatherGuard Top | 216765079 | HRCU-A-CB | 5TWX7048A1 | 5TXCD010AS3 | Ducted Indoor Units | 44000 | 29400 | 2.7 | 32200 | 2.2
TRANE | 17 Multi-Speed Heat Pump With WeatherGuard Top | 216765076 | HRCU-A-CB | 5TWX7048A1 | 5TXCD010AS3 | Ducted Indoor Units | 44000 | 29400 | 2.7 | 32200 | 2.2
TRANE | 17 Multi-Speed Heat Pump With WeatherGuard Top | 216765072 | HRCU-A-CB | 5TWX7048A1 | 5TXCD010AS3 | Ducted Indoor Units | 44000 | 29400 | 2.7 | 32200 | 2.2
TRANE | 17 Multi-Speed Heat Pump With WeatherGuard Top | 216765078 | HRCU-A-CB | 5TWX7048A1 | 5TXCD010AS3 | Ducted Indoor Units | 44500 | 29600 | 2.7 | 32400 | 2.2
TRANE | 17 Multi-Speed Heat Pump With WeatherGuard Top | 216764484 | HRCU-A-CB | 5TWX7048A1 | 5TXCD010AS3 | Ducted Indoor Units | 44500 | 29600 | 2.7 | 32400 | 2.2
TRANE | 17 Multi-Speed Heat Pump With WeatherGuard Top | 216765073 | HRCU-A-CB | 5TWX7048A1 | 5TXCD010AS3 | Ducted Indoor Units | 44000 | 29400 | 2.7 | 32200 | 2.2
TRANE | 17 Multi-Speed Heat Pump With WeatherGuard Top | 216764489 | HRCU-A-CB | 5TWX7048A1 | 5TXCD010AS3 | Ducted Indoor Units | 44000 | 29400 | 2.7 | 32200 | 2.2
TRANE | 17 Multi-Speed Heat Pump With WeatherGuard Top | 216765074 | HRCU-A-CB | 5TWX7048A1 | 5TXCD010AS3 | Ducted Indoor Units | 44000 | 29400 | 2.7 | 32200 | 2.2
TRANE | 17 Multi-Speed Heat Pump With WeatherGuard Top | 216764482 | HRCU-A-CB | 5TWX7048A1 | 5TXCD010AS3 | Ducted Indoor Units | 44000 | 29400 | 2.7 | 32200 | 2.2
TRANE | 17 Multi-Speed Heat Pump With WeatherGuard Top | 216767194 | HRCU-A-CB | 5TWX7048A1 | 5TXCD010AS3 | Ducted Indoor Units | 44000 | 29200 | 2.8 | 32200 | 2.21
TRANE | 17 Multi-Speed Heat Pump With WeatherGuard Top | 216767195 | HRCU-A-CB | 5TWX7048A1 | 5TXCD010AS3 | Ducted Indoor Units | 44000 | 29200 | 2.7 | 32000 | 2.2
TRANE | 17 Multi-Speed Heat Pump With WeatherGuard Top | 216767196 | HRCU-A-CB | 5TWX7048A1 | 5TXCD010AS3 | Ducted Indoor Units | 44000 | 29200 | 2.7 | 32000 | 2.19
TRANE | 17 Multi-Speed Heat Pump With WeatherGuard Top | 216764481 | HRCU-A-CB | 5TWX7048A1 | 5TXCD010AS3 | Ducted Indoor Units | 44500 | 29800 | 2.7 | 32600 | 2.1
TRANE | 17 Multi-Speed Heat Pump With WeatherGuard Top | 216764480 | HRCU-A-CB | 5TWX7048A1 | 5TXCD010AS3 | Ducted Indoor Units | 44000 | 29200 | 2.7 | 32000 | 2.2
TRANE | 17 Multi-Speed Heat Pump With WeatherGuard Top | 216764479 | HRCU-A-CB | 5TWX7048A1 | 5TXCD010AS3 | Ducted Indoor Units | 44000 | 29200 | 2.7 | 32000 | 2.1
TRANE | 17 Multi-Speed Heat Pump With WeatherGuard Top | 216764478 | HRCU-A-CB | 5TWX7048A1 | 5TXCD010AS3 | Ducted Indoor Units | 43500 | 29200 | 2.7 | 32000 | 2.1
TRANE | 17 Multi-Speed Heat Pump With WeatherGuard Top | 216767181 | HRCU-A-CB | 5TWX7048A1 | 5TXCD008AS3 | Ducted Indoor Units | 44500 | 29800 | 2.7 | 32600 | 2.2
TRANE | 17 Multi-Speed Heat Pump With WeatherGuard Top | 216764472 | HRCU-A-CB | 5TWX7048A1 | 5TXCD008AS3 | Ducted Indoor Units | 44500 | 29600 | 2.7 | 32400 | 2.2
TRANE | 17 Multi-Speed Heat Pump With WeatherGuard Top | 216764471 | HRCU-A-CB | 5TWX7048A1 | 5TXCD008AS3 | Ducted Indoor Units | 44500 | 29600 | 2.7 | 32400 | 2.2
TRANE | 17 Multi-Speed Heat Pump With WeatherGuard Top | 216767183 | HRCU-A-CB | 5TWX7048A1 | 5TXCD008AS3 | Ducted Indoor Units | 44500 | 29600 | 2.7 | 32600 | 2.2
TRANE | 17 Multi-Speed Heat Pump With WeatherGuard Top | 216764470 | HRCU-A-CB | 5TWX7048A1 | 5TXCD008AS3 | Ducted Indoor Units | 44500 | 29600 | 2.7 | 32600 | 2.2
TRANE | 17 Multi-Speed Heat Pump With WeatherGuard Top | 216765066 | HRCU-A-CB | 5TWX7048A1 | 5TXCD008AS3 | Ducted Indoor Units | 44500 | 29800 | 2.7 | 32800 | 2.2
TRANE | 17 Multi-Speed Heat Pump With WeatherGuard Top | 216765069 | HRCU-A-CB | 5TWX7048A1 | 5TXCD008AS3 | Ducted Indoor Units | 44500 | 29800 | 2.7 | 32800 | 2.2
TRANE | 17 Multi-Speed Heat Pump With WeatherGuard Top | 216765068 | HRCU-A-CB | 5TWX7048A1 | 5TXCD008AS3 | Ducted Indoor Units | 45000 | 30200 | 2.7 | 33000 | 2.1
TRANE | 17 Multi-Speed Heat Pump With WeatherGuard Top | 216765070 | HRCU-A-CB | 5TWX7048A1 | 5TXCD008AS3 | Ducted Indoor Units | 45000 | 30200 | 2.7 | 33000 | 2.1
TRANE | 17 Multi-Speed Heat Pump With WeatherGuard Top | 216765067 | HRCU-A-CB | 5TWX7048A1 | 5TXCD008AS3 | Ducted Indoor Units | 44500 | 29800 | 2.7 | 32800 | 2.2
TRANE | 17 Multi-Speed Heat Pump With WeatherGuard Top | 216764477 | HRCU-A-CB | 5TWX7048A1 | 5TXCD008AS3 | Ducted Indoor Units | 44500 | 29800 | 2.7 | 32800 | 2.2
TRANE | 17 Multi-Speed Heat Pump With WeatherGuard Top | 216765071 | HRCU-A-CB | 5TWX7048A1 | 5TXCD008AS3 | Ducted Indoor Units | 45000 | 30200 | 2.7 | 33000 | 2.1
TRANE | 17 Multi-Speed Heat Pump With WeatherGuard Top | 216764476 | HRCU-A-CB | 5TWX7048A1 | 5TXCD008AS3 | Ducted Indoor Units | 45000 | 30200 | 2.7 | 33000 | 2.1
TRANE | 17 Multi-Speed Heat Pump With WeatherGuard Top | 216767178 | HRCU-A-CB | 5TWX7048A1 | 5TXCD008AS3 | Ducted Indoor Units | 44500 | 29400 | 2.7 | 32400 | 2.2
TRANE | 17 Multi-Speed Heat Pump With WeatherGuard Top | 216767172 | HRCU-A-CB | 5TWX7048A1 | 5TXCD008AS3 | Ducted Indoor Units | 44500 | 29800 | 2.7 | 32600 | 2.19
TRANE | 17 Multi-Speed Heat Pump With WeatherGuard Top | 216767173 | HRCU-A-CB | 5TWX7048A1 | 5TXCD008AS3 | Ducted Indoor Units | 45000 | 30000 | 2.7 | 32800 | 2.19
TRANE | 17 Multi-Speed Heat Pump With WeatherGuard Top | 216764475 | HRCU-A-CB | 5TWX7048A1 | 5TXCD008AS3 | Ducted Indoor Units | 44500 | 29600 | 2.7 | 32600 | 2.2
TRANE | 17 Multi-Speed Heat Pump With WeatherGuard Top | 216764473 | HRCU-A-CB | 5TWX7048A1 | 5TXCD008AS3 | Ducted Indoor Units | 45000 | 30000 | 2.7 | 32800 | 2.1
TRANE | 17 Multi-Speed Heat Pump With WeatherGuard Top | 216767164 | HRCU-A-CB | 5TWX7048A1 | 5TXCC009AS3 | Ducted Indoor Units | 43500 | 29200 | 2.7 | 32000 | 2.19
TRANE | 17 Multi-Speed Heat Pump With WeatherGuard Top | 216767165 | HRCU-A-CB | 5TWX7048A1 | 5TXCC009AS3 | Ducted Indoor Units | 44000 | 29400 | 2.7 | 32400 | 2.18
TRANE | 17 Multi-Speed Heat Pump With WeatherGuard Top | 216764467 | HRCU-A-CB | 5TWX7048A1 | 5TXCC009AS3 | Ducted Indoor Units | 44000 | 29400 | 2.7 | 32400 | 2.1
TRANE | 17 Multi-Speed Heat Pump With WeatherGuard Top | 216767166 | HRCU-A-CB | 5TWX7048A1 | 5TXCC009AS3 | Ducted Indoor Units | 43500 | 29000 | 2.7 | 32000 | 2.19
TRANE | 17 Multi-Speed Heat Pump With WeatherGuard Top | 216764465 | HRCU-A-CB | 5TWX7048A1 | 5TXCC009AS3 | Ducted Indoor Units | 43500 | 29000 | 2.7 | 32000 | 2.1
TRANE | 17 Multi-Speed Heat Pump With WeatherGuard Top | 216765060 | HRCU-A-CB | 5TWX7048A1 | 5TXCC009AS3 | Ducted Indoor Units | 44000 | 29400 | 2.7 | 32200 | 2.1
TRANE | 17 Multi-Speed Heat Pump With WeatherGuard Top | 216765064 | HRCU-A-CB | 5TWX7048A1 | 5TXCC009AS3 | Ducted Indoor Units | 44000 | 29400 | 2.7 | 32200 | 2.1
TRANE | 17 Multi-Speed Heat Pump With WeatherGuard Top | 216765063 | HRCU-A-CB | 5TWX7048A1 | 5TXCC009AS3 | Ducted Indoor Units | 44000 | 29200 | 2.7 | 32200 | 2.2
TRANE | 17 Multi-Speed Heat Pump With WeatherGuard Top | 216765065 | HRCU-A-CB | 5TWX7048A1 | 5TXCC009AS3 | Ducted Indoor Units | 44000 | 29200 | 2.7 | 32200 | 2.2
TRANE | 17 Multi-Speed Heat Pump With WeatherGuard Top | 216765061 | HRCU-A-CB | 5TWX7048A1 | 5TXCC009AS3 | Ducted Indoor Units | 44000 | 29400 | 2.7 | 32200 | 2.1
TRANE | 17 Multi-Speed Heat Pump With WeatherGuard Top | 216764468 | HRCU-A-CB | 5TWX7048A1 | 5TXCC009AS3 | Ducted Indoor Units | 44000 | 29400 | 2.7 | 32200 | 2.1
TRANE | 17 Multi-Speed Heat Pump With WeatherGuard Top | 216765062 | HRCU-A-CB | 5TWX7048A1 | 5TXCC009AS3 | Ducted Indoor Units | 44000 | 29200 | 2.7 | 32200 | 2.2
TRANE | 17 Multi-Speed Heat Pump With WeatherGuard Top | 216764462 | HRCU-A-CB | 5TWX7048A1 | 5TXCC009AS3 | Ducted Indoor Units | 44000 | 29200 | 2.7 | 32200 | 2.2
TRANE | 17 Multi-Speed Heat Pump With WeatherGuard Top | 216767167 | HRCU-A-CB | 5TWX7048A1 | 5TXCC009AS3 | Ducted Indoor Units | 44000 | 29200 | 2.7 | 32000 | 2.19
TRANE | 17 Multi-Speed Heat Pump With WeatherGuard Top | 216767168 | HRCU-A-CB | 5TWX7048A1 | 5TXCC009AS3 | Ducted Indoor Units | 44000 | 29400 | 2.7 | 32200 | 2.19
TRANE | 17 Multi-Speed Heat Pump With WeatherGuard Top | 216764463 | HRCU-A-C | 5TWX7048A1 | 5TXCC009AS3 | Ducted Indoor Units | 44500 | 29800 | 2.7 | 32600 | 2.1
TRANE | 17 Multi-Speed Heat Pump With WeatherGuard Top | 216764469 | HRCU-A-CB | 5TWX7048A1 | 5TXCC009AS3 | Ducted Indoor Units | 43500 | 29000 | 2.7 | 32000 | 2.1
TRANE | 17 Multi-Speed Heat Pump With WeatherGuard Top | 216764466 | HRCU-A-CB | 5TWX7048A1 | 5TXCC009AS3 | Ducted Indoor Units | 44000 | 29200 | 2.7 | 32200 | 2.1
TRANE | 17 Multi-Speed Heat Pump With WeatherGuard Top | 216767159 | HRCU-A-CB | 5TWX7048A1 | 5TXCC007AS3 | Ducted Indoor Units | 45000 | 29800 | 2.7 | 32800 | 2.19
TRANE | 17 Multi-Speed Heat Pump With WeatherGuard Top | 216764461 | HRCU-A-CB | 5TWX7048A1 | 5TEMCD07AV51+TD | Ducted Indoor Units | 43500 | 29000 | 2.8 | 31800 | 2.2
TRANE | 17 Multi-Speed Heat Pump With WeatherGuard Top | 216764460 | HRCU-A-CB | 5TWX7048A1 | 5TEMCD06AV41+TD | Ducted Indoor Units | 43500 | 29000 | 2.8 | 31800 | 2.2
TRANE | 17 Multi-Speed Heat Pump With WeatherGuard Top | 216764459 | HRCU-A-CB | 5TWX7048A1 | 5TEM6D07AV51+TD | Ducted Indoor Units | 44000 | 29200 | 2.8 | 31800 | 2.2
TRANE | 17 Multi-Speed Heat Pump With WeatherGuard Top | 216764458 | HRCU-A-CB | 5TWX7048A1 | 5TEM6D06AV41+TD | Ducted Indoor Units | 44000 | 29000 | 2.8 | 31800 | 2.2
TRANE | 17 Multi-Speed Heat Pump With WeatherGuard Top | 216770118 | HRCU-A-CB | 5TWX7048A1 | 5TAMXD07AV51 | Ducted Indoor Units | 43500 | 29200 | 2.7 | 32000 | 2.15
TRANE | 17 Multi-Speed Heat Pump With WeatherGuard Top | 216770117 | HRCU-A-CB | 5TWX7048A1 | 5TAMXD06AV41 | Ducted Indoor Units | 44500 | 29400 | 2.7 | 32400 | 2.17
TRANE | 17 Multi-Speed Heat Pump With WeatherGuard Top | 216770116 | HRCU-A-CB | 5TWX7048A1 | 5TAM5D06AC41 | Ducted Indoor Units | 43500 | 29000 | 2.7 | 31800 | 2.16
TRANE | 17 Multi-Speed Heat Pump With WeatherGuard Top | 216767155 | HRCU-A-CB | 5TWX7048A1 | 5PX*DD10AS3 | Ducted Indoor Units | 44500 | 29600 | 2.7 | 32400 | 2.18
TRANE | 17 Multi-Speed Heat Pump With WeatherGuard Top | 216767149 | HRCU-A-CB | 5TWX7048A1 | 5PX*DD10AS3 | Ducted Indoor Units | 44500 | 29600 | 2.7 | 32400 | 2.18
TRANE | 17 Multi-Speed Heat Pump With WeatherGuard Top | 216764457 | HRCU-A-CB | 5TWX7048A1 | 5PX*DD10AS3 | Ducted Indoor Units | 44500 | 29600 | 2.7 | 32400 | 2.1
TRANE | 17 Multi-Speed Heat Pump With WeatherGuard Top | 216765058 | HRCU-A-CB | 5TWX7048A1 | 5PX*DD10AS3 | Ducted Indoor Units | 44500 | 29800 | 2.7 | 32600 | 2.1
TRANE | 17 Multi-Speed Heat Pump With WeatherGuard Top | 216765055 | HRCU-A-CB | 5TWX7048A1 | 5PX*DD10AS3 | Ducted Indoor Units | 44500 | 29800 | 2.7 | 32600 | 2.1
TRANE | 17 Multi-Speed Heat Pump With WeatherGuard Top | 216765059 | HRCU-A-CB | 5TWX7048A1 | 5PX*DD10AS3 | Ducted Indoor Units | 44500 | 29800 | 2.7 | 32600 | 2.1
TRANE | 17 Multi-Speed Heat Pump With WeatherGuard Top | 216765054 | HRCU-A-CB | 5TWX7048A1 | 5PX*DD10AS3 | Ducted Indoor Units | 44500 | 29800 | 2.7 | 32600 | 2.1
TRANE | 17 Multi-Speed Heat Pump With WeatherGuard Top | 216765056 | HRCU-A-CB | 5TWX7048A1 | 5PX*DD10AS3 | Ducted Indoor Units | 44500 | 29800 | 2.7 | 32600 | 2.1
TRANE | 17 Multi-Speed Heat Pump With WeatherGuard Top | 216764456 | HRCU-A-CB | 5TWX7048A1 | 5PX*DD10AS3 | Ducted Indoor Units | 44500 | 29800 | 2.7 | 32600 | 2.1
TRANE | 17 Multi-Speed Heat Pump With WeatherGuard Top | 216765057 | HRCU-A-CB | 5TWX7048A1 | 5PX*DD10AS3 | Ducted Indoor Units | 44500 | 29800 | 2.7 | 32600 | 2.1
TRANE | 17 Multi-Speed Heat Pump With WeatherGuard Top | 216764455 | HRCU-A-CB | 5TWX7048A1 | 5PX*DD10AS3 | Ducted Indoor Units | 44500 | 29800 | 2.7 | 32600 | 2.1
TRANE | 17 Multi-Speed Heat Pump With WeatherGuard Top | 216767150 | HRCU-A-CB | 5TWX7048A1 | 5PX*DD10AS3 | Ducted Indoor Units | 44000 | 29400 | 2.7 | 32400 | 2.18
TRANE | 17 Multi-Speed Heat Pump With WeatherGuard Top | 216767145 | HRCU-A-CB | 5TWX7048A1 | 5PX*D010AS3 | Ducted Indoor Units | 44000 | 29400 | 2.7 | 32400 | 2.22
TRANE | 17 Multi-Speed Heat Pump With WeatherGuard Top | 216767143 | HRCU-A-CB | 5TWX7048A1 | 5PX*D010AS3 | Ducted Indoor Units | 44000 | 29200 | 2.7 | 32000 | 2.19
TRANE | 17 Multi-Speed Heat Pump With WeatherGuard Top | 216764446 | HRCU-A-CB | 5TWX7048A1 | 5PX*D010AS3 | Ducted Indoor Units | 43500 | 29000 | 2.8 | 32000 | 2.2
TRANE | 17 Multi-Speed Heat Pump With WeatherGuard Top | 216764447 | HRCU-A-CB | 5TWX7048A1 | 5PX*D010AS3 | Ducted Indoor Units | 43500 | 29000 | 2.8 | 32000 | 2.2
TRANE | 17 Multi-Speed Heat Pump With WeatherGuard Top | 216767146 | HRCU-A-CB | 5TWX7048A1 | 5PX*D010AS3 | Ducted Indoor Units | 44000 | 29200 | 2.7 | 32000 | 2.19
TRANE | 17 Multi-Speed Heat Pump With WeatherGuard Top | 216764448 | HRCU-A-CB | 5TWX7048A1 | 5PX*D010AS3 | Ducted Indoor Units | 44000 | 29200 | 2.7 | 32000 | 2.1
TRANE | 17 Multi-Speed Heat Pump With WeatherGuard Top | 216764449 | HRCU-A-CB | 5TWX7048A1 | 5PX*D010AS3 | Ducted Indoor Units | 44000 | 29200 | 2.7 | 32000 | 2.1
TRANE | 17 Multi-Speed Heat Pump With WeatherGuard Top | 216767134 | HRCU-A-CB | 5TWX7048A1 | 5PX*D010AS3 | Ducted Indoor Units | 43500 | 29000 | 2.8 | 31800 | 2.2
TRANE | 17 Multi-Speed Heat Pump With WeatherGuard Top | 216764450 | HRCU-A-CB | 5TWX7048A1 | 5PX*D010AS3 | Ducted Indoor Units | 43500 | 29000 | 2.8 | 32000 | 2.2
TRANE | 17 Multi-Speed Heat Pump With WeatherGuard Top | 216765050 | HRCU-A-CB | 5TWX7048A1 | 5PX*D010AS3 | Ducted Indoor Units | 44500 | 29400 | 2.7 | 32400 | 2.2
TRANE | 17 Multi-Speed Heat Pump With WeatherGuard Top | 216765047 | HRCU-A-CB | 5TWX7048A1 | 5PX*D010AS3 | Ducted Indoor Units | 44500 | 29400 | 2.7 | 32400 | 2.2
TRANE | 17 Multi-Speed Heat Pump With WeatherGuard Top | 216765049 | HRCU-A-CB | 5TWX7048A1 | 5PX*D010AS3 | Ducted Indoor Units | 44000 | 29400 | 2.7 | 32200 | 2.2
TRANE | 17 Multi-Speed Heat Pump With WeatherGuard Top | 216765046 | HRCU-A-CB | 5TWX7048A1 | 5PX*D010AS3 | Ducted Indoor Units | 44000 | 29400 | 2.7 | 32200 | 2.2
TRANE | 17 Multi-Speed Heat Pump With WeatherGuard Top | 216765048 | HRCU-A-CB | 5TWX7048A1 | 5PX*D010AS3 | Ducted Indoor Units | 44000 | 29200 | 2.7 | 32200 | 2.2
TRANE | 17 Multi-Speed Heat Pump With WeatherGuard Top | 216765045 | HRCU-A-CB | 5TWX7048A1 | 5PX*D010AS3 | Ducted Indoor Units | 44000 | 29200 | 2.7 | 32200 | 2.2
TRANE | 17 Multi-Speed Heat Pump With WeatherGuard Top | 216765053 | HRCU-A-CB | 5TWX7048A1 | 5PX*D010AS3 | Ducted Indoor Units | 44500 | 29400 | 2.7 | 32400 | 2.2
TRANE | 17 Multi-Speed Heat Pump With WeatherGuard Top | 216764451 | HRCU-A-CB | 5TWX7048A1 | 5PX*D010AS3 | Ducted Indoor Units | 44500 | 29400 | 2.7 | 32400 | 2.2
TRANE | 17 Multi-Speed Heat Pump With WeatherGuard Top | 216765052 | HRCU-A-CB | 5TWX7048A1 | 5PX*D010AS3 | Ducted Indoor Units | 44000 | 29400 | 2.7 | 32200 | 2.2
TRANE | 17 Multi-Speed Heat Pump With WeatherGuard Top | 216764452 | HRCU-A-CB | 5TWX7048A1 | 5PX*D010AS3 | Ducted Indoor Units | 44000 | 29400 | 2.7 | 32200 | 2.2
TRANE | 17 Multi-Speed Heat Pump With WeatherGuard Top | 216765051 | HRCU-A-CB | 5TWX7048A1 | 5PX*D010AS3 | Ducted Indoor Units | 44000 | 29200 | 2.7 | 32200 | 2.2
TRANE | 17 Multi-Speed Heat Pump With WeatherGuard Top | 216764453 | HRCU-A-CB | 5TWX7048A1 | 5PX*D010AS3 | Ducted Indoor Units | 44000 | 29200 | 2.7 | 32200 | 2.2
TRANE | 17 Multi-Speed Heat Pump With WeatherGuard Top | 216767133 | HRCU-A-CB | 5TWX7048A1 | 5PX*D010AS3 | Ducted Indoor Units | 44000 | 29200 | 2.8 | 32000 | 2.21
TRANE | 17 Multi-Speed Heat Pump With WeatherGuard Top | 216767135 | HRCU-A-CB | 5TWX7048A1 | 5PX*D010AS3 | Ducted Indoor Units | 44000 | 29200 | 2.7 | 32000 | 2.19
TRANE | 17 Multi-Speed Heat Pump With WeatherGuard Top | 216767136 | HRCU-A-CB | 5TWX7048A1 | 5PX*D010AS3 | Ducted Indoor Units | 44000 | 29200 | 2.7 | 32200 | 2.19
TRANE | 17 Multi-Speed Heat Pump With WeatherGuard Top | 216764454 | HRCU-A-C | 5TWX7048A1 | 5PX*D010AS3 | Ducted Indoor Units | 44500 | 29800 | 2.7 | 32800 | 2.1
TRANE | 17 Multi-Speed Heat Pump With WeatherGuard Top | 216764442 | HRCU-A-CB | 5TWX7048A1 | 5PX*D010AS3 | Ducted Indoor Units | 44000 | 29200 | 2.7 | 32000 | 2.2
TRANE | 17 Multi-Speed Heat Pump With WeatherGuard Top | 216764443 | HRCU-A-CB | 5TWX7048A1 | 5PX*D010AS3 | Ducted Indoor Units | 44000 | 29200 | 2.7 | 32000 | 2.1
TRANE | 17 Multi-Speed Heat Pump With WeatherGuard Top | 216764444 | HRCU-A-CB | 5TWX7048A1 | 5PX*D010AS3 | Ducted Indoor Units | 43500 | 29000 | 2.7 | 32000 | 2.1
TRANE | 17 Multi-Speed Heat Pump With WeatherGuard Top | 216767132 | HRCU-A-CB | 5TWX7048A1 | 5PX*D008AS3 | Ducted Indoor Units | 44500 | 29800 | 2.7 | 32600 | 2.2
TRANE | 17 Multi-Speed Heat Pump With WeatherGuard Top | 216764441 | HRCU-A-CB | 5TWX7048A1 | 5PX*D008AS3 | Ducted Indoor Units | 44500 | 29600 | 2.7 | 32400 | 2.2
TRANE | 17 Multi-Speed Heat Pump With WeatherGuard Top | 216764439 | HRCU-A-CB | 5TWX7048A1 | 5PX*D008AS3 | Ducted Indoor Units | 44500 | 29600 | 2.7 | 32400 | 2.2
TRANE | 17 Multi-Speed Heat Pump With WeatherGuard Top | 216767128 | HRCU-A-CB | 5TWX7048A1 | 5PX*D008AS3 | Ducted Indoor Units | 44500 | 29600 | 2.7 | 32600 | 2.2
TRANE | 17 Multi-Speed Heat Pump With WeatherGuard Top | 216764440 | HRCU-A-CB | 5TWX7048A1 | 5PX*D008AS3 | Ducted Indoor Units | 44500 | 29600 | 2.7 | 32600 | 2.2
TRANE | 17 Multi-Speed Heat Pump With WeatherGuard Top | 216765041 | HRCU-A-CB | 5TWX7048A1 | 5PX*D008AS3 | Ducted Indoor Units | 44500 | 29800 | 2.7 | 32800 | 2.2
TRANE | 17 Multi-Speed Heat Pump With WeatherGuard Top | 216765039 | HRCU-A-CB | 5TWX7048A1 | 5PX*D008AS3 | Ducted Indoor Units | 44500 | 29800 | 2.7 | 32800 | 2.2
TRANE | 17 Multi-Speed Heat Pump With WeatherGuard Top | 216765042 | HRCU-A-CB | 5TWX7048A1 | 5PX*D008AS3 | Ducted Indoor Units | 45000 | 30200 | 2.7 | 33000 | 2.1
TRANE | 17 Multi-Speed Heat Pump With WeatherGuard Top | 216765040 | HRCU-A-CB | 5TWX7048A1 | 5PX*D008AS3 | Ducted Indoor Units | 45000 | 30200 | 2.7 | 33000 | 2.1
TRANE | 17 Multi-Speed Heat Pump With WeatherGuard Top | 216765044 | HRCU-A-CB | 5TWX7048A1 | 5PX*D008AS3 | Ducted Indoor Units | 44500 | 29800 | 2.7 | 32800 | 2.2
TRANE | 17 Multi-Speed Heat Pump With WeatherGuard Top | 216764438 | HRCU-A-CB | 5TWX7048A1 | 5PX*D008AS3 | Ducted Indoor Units | 44500 | 29800 | 2.7 | 32800 | 2.2
TRANE | 17 Multi-Speed Heat Pump With WeatherGuard Top | 216765043 | HRCU-A-CB | 5TWX7048A1 | 5PX*D008AS3 | Ducted Indoor Units | 45000 | 30200 | 2.7 | 33000 | 2.1
TRANE | 17 Multi-Speed Heat Pump With WeatherGuard Top | 216764437 | HRCU-A-CB | 5TWX7048A1 | 5PX*D008AS3 | Ducted Indoor Units | 45000 | 30200 | 2.7 | 33000 | 2.1
TRANE | 17 Multi-Speed Heat Pump With WeatherGuard Top | 216767129 | HRCU-A-CB | 5TWX7048A1 | 5PX*D008AS3 | Ducted Indoor Units | 44500 | 29400 | 2.7 | 32400 | 2.2
TRANE | 17 Multi-Speed Heat Pump With WeatherGuard Top | 216767130 | HRCU-A-CB | 5TWX7048A1 | 5PX*D008AS3 | Ducted Indoor Units | 44500 | 29800 | 2.7 | 32600 | 2.19
TRANE | 17 Multi-Speed Heat Pump With WeatherGuard Top | 216767131 | HRCU-A-CB | 5TWX7048A1 | 5PX*D008AS3 | Ducted Indoor Units | 45000 | 30000 | 2.7 | 32800 | 2.19
TRANE | 17 Multi-Speed Heat Pump With WeatherGuard Top | 216764436 | HRCU-A-CB | 5TWX7048A1 | 5PX*D008AS3 | Ducted Indoor Units | 44500 | 29600 | 2.7 | 32600 | 2.2
TRANE | 17 Multi-Speed Heat Pump With WeatherGuard Top | 216764434 | HRCU-A-CB | 5TWX7048A1 | 5PX*D008AS3 | Ducted Indoor Units | 45000 | 30000 | 2.7 | 32800 | 2.1
TRANE | 17 Multi-Speed Heat Pump With WeatherGuard Top | 216767117 | HRCU-A-CB | 5TWX7048A1 | 5PX*CD09AS3 | Ducted Indoor Units | 44000 | 29400 | 2.6 | 32400 | 2.13
TRANE | 17 Multi-Speed Heat Pump With WeatherGuard Top | 216767113 | HRCU-A-CB | 5TWX7048A1 | 5PX*CD09AS3 | Ducted Indoor Units | 44000 | 29200 | 2.6 | 32200 | 2.13
TRANE | 17 Multi-Speed Heat Pump With WeatherGuard Top | 216764432 | HRCU-A-CB | 5TWX7048A1 | 5PX*CD09AS3 | Ducted Indoor Units | 44000 | 29200 | 2.6 | 32200 | 2.1
TRANE | 17 Multi-Speed Heat Pump With WeatherGuard Top | 216764433 | HRCU-A-CB | 5TWX7048A1 | 5PX*CD09AS3 | Ducted Indoor Units | 44000 | 29200 | 2.6 | 32200 | 2.1
TRANE | 17 Multi-Speed Heat Pump With WeatherGuard Top | 216765033 | HRCU-A-CB | 5TWX7048A1 | 5PX*CD09AS3 | Ducted Indoor Units | 44000 | 29400 | 2.6 | 32200 | 2.1
TRANE | 17 Multi-Speed Heat Pump With WeatherGuard Top | 216765036 | HRCU-A-CB | 5TWX7048A1 | 5PX*CD09AS3 | Ducted Indoor Units | 44000 | 29400 | 2.6 | 32200 | 2.1
TRANE | 17 Multi-Speed Heat Pump With WeatherGuard Top | 216765034 | HRCU-A-CB | 5TWX7048A1 | 5PX*CD09AS3 | Ducted Indoor Units | 44000 | 29200 | 2.7 | 32000 | 2.1
TRANE | 17 Multi-Speed Heat Pump With WeatherGuard Top | 216765037 | HRCU-A-CB | 5TWX7048A1 | 5PX*CD09AS3 | Ducted Indoor Units | 44000 | 29200 | 2.7 | 32000 | 2.1
TRANE | 17 Multi-Speed Heat Pump With WeatherGuard Top | 216765038 | HRCU-A-CB | 5TWX7048A1 | 5PX*CD09AS3 | Ducted Indoor Units | 44000 | 29400 | 2.6 | 32200 | 2.1
TRANE | 17 Multi-Speed Heat Pump With WeatherGuard Top | 216764431 | HRCU-A-CB | 5TWX7048A1 | 5PX*CD09AS3 | Ducted Indoor Units | 44000 | 29400 | 2.6 | 32200 | 2.1
TRANE | 17 Multi-Speed Heat Pump With WeatherGuard Top | 216765035 | HRCU-A-CB | 5TWX7048A1 | 5PX*CD09AS3 | Ducted Indoor Units | 44000 | 29200 | 2.7 | 32000 | 2.1
TRANE | 17 Multi-Speed Heat Pump With WeatherGuard Top | 216764429 | HRCU-A-CB | 5TWX7048A1 | 5PX*CD09AS3 | Ducted Indoor Units | 44000 | 29200 | 2.7 | 32000 | 2.1
TRANE | 17 Multi-Speed Heat Pump With WeatherGuard Top | 216767120 | HRCU-A-CB | 5TWX7048A1 | 5PX*CD09AS3 | Ducted Indoor Units | 44000 | 29200 | 2.7 | 32000 | 2.14
TRANE | 17 Multi-Speed Heat Pump With WeatherGuard Top | 216767119 | HRCU-A-CB | 5TWX7048A1 | 5PX*CD09AS3 | Ducted Indoor Units | 43500 | 29200 | 2.7 | 32000 | 2.13
TRANE | 17 Multi-Speed Heat Pump With WeatherGuard Top | 216764430 | HRCU-A-CB | 5TWX7048A1 | 5PX*CD09AS3 | Ducted Indoor Units | 44000 | 29200 | 2.6 | 32200 | 2.1
TRANE | 17 Multi-Speed Heat Pump With WeatherGuard Top | 216767110 | HRCU-A-CB | 5TWX7048A1 | 5PX*C009AS3 | Ducted Indoor Units | 43500 | 29200 | 2.7 | 32000 | 2.19
TRANE | 17 Multi-Speed Heat Pump With WeatherGuard Top | 216767109 | HRCU-A-CB | 5TWX7048A1 | 5PX*C009AS3 | Ducted Indoor Units | 44000 | 29400 | 2.7 | 32400 | 2.18
TRANE | 17 Multi-Speed Heat Pump With WeatherGuard Top | 216764428 | HRCU-A-CB | 5TWX7048A1 | 5PX*C009AS3 | Ducted Indoor Units | 44000 | 29400 | 2.7 | 32400 | 2.1
TRANE | 17 Multi-Speed Heat Pump With WeatherGuard Top | 216767108 | HRCU-A-CB | 5TWX7048A1 | 5PX*C009AS3 | Ducted Indoor Units | 43500 | 29000 | 2.7 | 32000 | 2.19
TRANE | 17 Multi-Speed Heat Pump With WeatherGuard Top | 216764427 | HRCU-A-CB | 5TWX7048A1 | 5PX*C009AS3 | Ducted Indoor Units | 43500 | 29000 | 2.7 | 32000 | 2.1
TRANE | 17 Multi-Speed Heat Pump With WeatherGuard Top | 216765031 | HRCU-A-CB | 5TWX7048A1 | 5PX*C009AS3 | Ducted Indoor Units | 44000 | 29400 | 2.7 | 32200 | 2.1
TRANE | 17 Multi-Speed Heat Pump With WeatherGuard Top | 216765030 | HRCU-A-CB | 5TWX7048A1 | 5PX*C009AS3 | Ducted Indoor Units | 44000 | 29200 | 2.7 | 32200 | 2.2
TRANE | 17 Multi-Speed Heat Pump With WeatherGuard Top | 216765032 | HRCU-A-CB | 5TWX7048A1 | 5PX*C009AS3 | Ducted Indoor Units | 44000 | 29200 | 2.7 | 32200 | 2.2
TRANE | 17 Multi-Speed Heat Pump With WeatherGuard Top | 216765028 | HRCU-A-CB | 5TWX7048A1 | 5PX*C009AS3 | Ducted Indoor Units | 44000 | 29400 | 2.7 | 32200 | 2.1
TRANE | 17 Multi-Speed Heat Pump With WeatherGuard Top | 216764426 | HRCU-A-CB | 5TWX7048A1 | 5PX*C009AS3 | Ducted Indoor Units | 44000 | 29400 | 2.7 | 32200 | 2.1
TRANE | 17 Multi-Speed Heat Pump With WeatherGuard Top | 216765029 | HRCU-A-CB | 5TWX7048A1 | 5PX*C009AS3 | Ducted Indoor Units | 44000 | 29200 | 2.7 | 32200 | 2.2
TRANE | 17 Multi-Speed Heat Pump With WeatherGuard Top | 216764425 | HRCU-A-CB | 5TWX7048A1 | 5PX*C009AS3 | Ducted Indoor Units | 44000 | 29200 | 2.7 | 32200 | 2.2
TRANE | 17 Multi-Speed Heat Pump With WeatherGuard Top | 216767107 | HRCU-A-CB | 5TWX7048A1 | 5PX*C009AS3 | Ducted Indoor Units | 44000 | 29200 | 2.7 | 32000 | 2.19
TRANE | 17 Multi-Speed Heat Pump With WeatherGuard Top | 216767106 | HRCU-A-CB | 5TWX7048A1 | 5PX*C009AS3 | Ducted Indoor Units | 44000 | 29400 | 2.7 | 32200 | 2.19
TRANE | 17 Multi-Speed Heat Pump With WeatherGuard Top | 216764424 | HRCU-A-C | 5TWX7048A1 | 5PX*C009AS3 | Ducted Indoor Units | 44500 | 29800 | 2.7 | 32600 | 2.1
TRANE | 17 Multi-Speed Heat Pump With WeatherGuard Top | 216764421 | HRCU-A-CB | 5TWX7048A1 | 5PX*C009AS3 | Ducted Indoor Units | 43500 | 29000 | 2.7 | 32000 | 2.1
TRANE | 17 Multi-Speed Heat Pump With WeatherGuard Top | 216764423 | HRCU-A-CB | 5TWX7048A1 | 5PX*C009AS3 | Ducted Indoor Units | 44000 | 29200 | 2.7 | 32200 | 2.1
TRANE | 17 Multi-Speed Heat Pump With WeatherGuard Top | 216767097 | HRCU-A-CB | 5TWX7036A1 | 5TXCD010AS3 | Ducted Indoor Units | 32200 | 21200 | 2.8 | 23800 | 2.22
TRANE | 17 Multi-Speed Heat Pump With WeatherGuard Top | 216764418 | HRCU-A-CB | 5TWX7036A1 | 5TXCD010AS3 | Ducted Indoor Units | 32400 | 21200 | 2.8 | 24000 | 2.2
TRANE | 17 Multi-Speed Heat Pump With WeatherGuard Top | 216764420 | HRCU-A-CB | 5TWX7036A1 | 5TXCD010AS3 | Ducted Indoor Units | 32400 | 21200 | 2.8 | 24000 | 2.2
TRANE | 17 Multi-Speed Heat Pump With WeatherGuard Top | 216764419 | HRCU-A-CB | 5TWX7036A1 | 5TXCD010AS3 | Ducted Indoor Units | 32200 | 21200 | 2.8 | 23800 | 2.2
TRANE | 17 Multi-Speed Heat Pump With WeatherGuard Top | 216767094 | HRCU-A-CB | 5TWX7036A1 | 5TXCD008AS3 | Ducted Indoor Units | 32600 | 21200 | 2.8 | 24000 | 2.2
TRANE | 17 Multi-Speed Heat Pump With WeatherGuard Top | 216764413 | HRCU-A-CB | 5TWX7036A1 | 5TXCD008AS3 | Ducted Indoor Units | 32600 | 21400 | 2.8 | 24200 | 2.2
TRANE | 17 Multi-Speed Heat Pump With WeatherGuard Top | 216764412 | HRCU-A-CB | 5TWX7036A1 | 5TXCD008AS3 | Ducted Indoor Units | 32600 | 21400 | 2.8 | 24200 | 2.2
TRANE | 17 Multi-Speed Heat Pump With WeatherGuard Top | 216765025 | HRCU-A-CB | 5TWX7036A1 | 5TXCD008AS3 | Ducted Indoor Units | 32200 | 21000 | 2.7 | 23800 | 2.1
TRANE | 17 Multi-Speed Heat Pump With WeatherGuard Top | 216765026 | HRCU-A-CB | 5TWX7036A1 | 5TXCD008AS3 | Ducted Indoor Units | 32200 | 21000 | 2.7 | 23800 | 2.1
TRANE | 17 Multi-Speed Heat Pump With WeatherGuard Top | 216765027 | HRCU-A-CB | 5TWX7036A1 | 5TXCD008AS3 | Ducted Indoor Units | 32200 | 21000 | 2.7 | 23800 | 2.1
TRANE | 17 Multi-Speed Heat Pump With WeatherGuard Top | 216764414 | HRCU-A-CB | 5TWX7036A1 | 5TXCD008AS3 | Ducted Indoor Units | 32200 | 21000 | 2.7 | 23800 | 2.1
TRANE | 17 Multi-Speed Heat Pump With WeatherGuard Top | 216767095 | HRCU-A-CB | 5TWX7036A1 | 5TXCD008AS3 | Ducted Indoor Units | 32600 | 21400 | 2.8 | 24200 | 2.21
TRANE | 17 Multi-Speed Heat Pump With WeatherGuard Top | 216764415 | HRCU-A-CB | 5TWX7036A1 | 5TXCD008AS3 | Ducted Indoor Units | 32400 | 21200 | 2.7 | 24000 | 2.1
TRANE | 17 Multi-Speed Heat Pump With WeatherGuard Top | 216767086 | HRCU-A-CB | 5TWX7036A1 | 5TXCC009AS3 | Ducted Indoor Units | 32400 | 21200 | 2.7 | 24000 | 2.2
TRANE | 17 Multi-Speed Heat Pump With WeatherGuard Top | 216767090 | HRCU-A-CB | 5TWX7036A1 | 5TXCC009AS3 | Ducted Indoor Units | 32600 | 21400 | 2.7 | 24200 | 2.21
TRANE | 17 Multi-Speed Heat Pump With WeatherGuard Top | 216767080 | HRCU-A-CB | 5TWX7036A1 | 5TXCC009AS3 | Ducted Indoor Units | 32000 | 21000 | 2.7 | 23800 | 2.19
TRANE | 17 Multi-Speed Heat Pump With WeatherGuard Top | 216764407 | HRCU-A-CB | 5TWX7036A1 | 5TXCC009AS3 | Ducted Indoor Units | 32200 | 21200 | 2.7 | 23800 | 2.2
TRANE | 17 Multi-Speed Heat Pump With WeatherGuard Top | 216764408 | HRCU-A-CB | 5TWX7036A1 | 5TXCC009AS3 | Ducted Indoor Units | 32200 | 21200 | 2.7 | 23800 | 2.2
TRANE | 17 Multi-Speed Heat Pump With WeatherGuard Top | 216767081 | HRCU-A-CB | 5TWX7036A1 | 5TXCC009AS3 | Ducted Indoor Units | 32200 | 21200 | 2.8 | 24000 | 2.22
TRANE | 17 Multi-Speed Heat Pump With WeatherGuard Top | 216764409 | HRCU-A-CB | 5TWX7036A1 | 5TXCC009AS3 | Ducted Indoor Units | 32200 | 21200 | 2.8 | 24000 | 2.2
TRANE | 17 Multi-Speed Heat Pump With WeatherGuard Top | 216770115 | HRCU-A-CB | 5TWX7036A1 | 5TXCC009AS3 | Ducted Indoor Units | 32600 | 21400 | 2.7 | 24200 | 2.2
TRANE | 17 Multi-Speed Heat Pump With WeatherGuard Top | 216770114 | HRCU-A-CB | 5TWX7036A1 | 5TXCC009AS3 | Ducted Indoor Units | 32600 | 21400 | 2.7 | 24200 | 2.2
TRANE | 17 Multi-Speed Heat Pump With WeatherGuard Top | 216765023 | HRCU-A-CB | 5TWX7036A1 | 5TXCC009AS3 | Ducted Indoor Units | 32400 | 21200 | 2.8 | 24000 | 2.2
TRANE | 17 Multi-Speed Heat Pump With WeatherGuard Top | 216765022 | HRCU-A-CB | 5TWX7036A1 | 5TXCC009AS3 | Ducted Indoor Units | 32400 | 21200 | 2.8 | 24000 | 2.2
TRANE | 17 Multi-Speed Heat Pump With WeatherGuard Top | 216770111 | HRCU-A-CB | 5TWX7036A1 | 5TXCC009AS3 | Ducted Indoor Units | 32600 | 21400 | 2.7 | 24200 | 2.2
TRANE | 17 Multi-Speed Heat Pump With WeatherGuard Top | 216770112 | HRCU-A-CB | 5TWX7036A1 | 5TXCC009AS3 | Ducted Indoor Units | 32600 | 21400 | 2.7 | 24200 | 2.2
TRANE | 17 Multi-Speed Heat Pump With WeatherGuard Top | 216765024 | HRCU-A-CB | 5TWX7036A1 | 5TXCC009AS3 | Ducted Indoor Units | 32400 | 21200 | 2.8 | 24000 | 2.2
TRANE | 17 Multi-Speed Heat Pump With WeatherGuard Top | 216764410 | HRCU-A-CB | 5TWX7036A1 | 5TXCC009AS3 | Ducted Indoor Units | 32400 | 21200 | 2.8 | 24000 | 2.2
TRANE | 17 Multi-Speed Heat Pump With WeatherGuard Top | 216767089 | HRCU-A-CB | 5TWX7036A1 | 5TXCC009AS3 | Ducted Indoor Units | 32400 | 21200 | 2.7 | 24000 | 2.2
TRANE | 17 Multi-Speed Heat Pump With WeatherGuard Top | 216767088 | HRCU-A-CB | 5TWX7036A1 | 5TXCC009AS3 | Ducted Indoor Units | 32400 | 21400 | 2.7 | 24000 | 2.2
TRANE | 17 Multi-Speed Heat Pump With WeatherGuard Top | 216770113 | HRCU-A-CB | 5TWX7036A1 | 5TXCC009AS3 | Ducted Indoor Units | 32200 | 21200 | 2.7 | 23800 | 2.16
TRANE | 17 Multi-Speed Heat Pump With WeatherGuard Top | 216764406 | HRCU-A-CB | 5TWX7036A1 | 5TXCC009AS3 | Ducted Indoor Units | 32200 | 21200 | 2.8 | 23800 | 2.2
TRANE | 17 Multi-Speed Heat Pump With WeatherGuard Top | 216764405 | HRCU-A-CB | 5TWX7036A1 | 5TXCC009AS3 | Ducted Indoor Units | 32200 | 21000 | 2.8 | 23800 | 2.2
TRANE | 17 Multi-Speed Heat Pump With WeatherGuard Top | 216767072 | HRCU-A-CB | 5TWX7036A1 | 5TXCC007AS3 | Ducted Indoor Units | 32800 | 21400 | 2.7 | 24200 | 2.18
TRANE | 17 Multi-Speed Heat Pump With WeatherGuard Top | 216767071 | HRCU-A-CB | 5TWX7036A1 | 5TXCC007AS3 | Ducted Indoor Units | 33000 | 21600 | 2.71 | 24400 | 2.19
TRANE | 17 Multi-Speed Heat Pump With WeatherGuard Top | 216767070 | HRCU-A-CB | 5TWX7036A1 | 5TXCC007AS3 | Ducted Indoor Units | 32600 | 21400 | 2.7 | 24200 | 2.17
TRANE | 17 Multi-Speed Heat Pump With WeatherGuard Top | 216764401 | HRCU-A-CB | 5TWX7036A1 | 5TXCC007AS3 | Ducted Indoor Units | 32600 | 21400 | 2.7 | 24200 | 2.1
TRANE | 17 Multi-Speed Heat Pump With WeatherGuard Top | 216764400 | HRCU-A-CB | 5TWX7036A1 | 5TXCC007AS3 | Ducted Indoor Units | 32600 | 21400 | 2.7 | 24200 | 2.1
TRANE | 17 Multi-Speed Heat Pump With WeatherGuard Top | 216767069 | HRCU-A-CB | 5TWX7036A1 | 5TXCC007AS3 | Ducted Indoor Units | 32600 | 21400 | 2.7 | 24200 | 2.19
TRANE | 17 Multi-Speed Heat Pump With WeatherGuard Top | 216764399 | HRCU-A-CB | 5TWX7036A1 | 5TXCC007AS3 | Ducted Indoor Units | 32600 | 21400 | 2.7 | 24200 | 2.1
TRANE | 17 Multi-Speed Heat Pump With WeatherGuard Top | 216765017 | HRCU-A-CB | 5TWX7036A1 | 5TXCC007AS3 | Ducted Indoor Units | 32600 | 21200 | 2.7 | 24000 | 2.1
TRANE | 17 Multi-Speed Heat Pump With WeatherGuard Top | 216765016 | HRCU-A-CB | 5TWX7036A1 | 5TXCC007AS3 | Ducted Indoor Units | 32600 | 21200 | 2.7 | 24000 | 2.1
TRANE | 17 Multi-Speed Heat Pump With WeatherGuard Top | 216765018 | HRCU-A-CB | 5TWX7036A1 | 5TXCC007AS3 | Ducted Indoor Units | 32800 | 21400 | 2.7 | 24200 | 2.1
TRANE | 17 Multi-Speed Heat Pump With WeatherGuard Top | 216765021 | HRCU-A-CB | 5TWX7036A1 | 5TXCC007AS3 | Ducted Indoor Units | 32800 | 21400 | 2.7 | 24200 | 2.1
TRANE | 17 Multi-Speed Heat Pump With WeatherGuard Top | 216765020 | HRCU-A-CB | 5TWX7036A1 | 5TXCC007AS3 | Ducted Indoor Units | 32600 | 21200 | 2.7 | 24000 | 2.1
TRANE | 17 Multi-Speed Heat Pump With WeatherGuard Top | 216764404 | HRCU-A-CB | 5TWX7036A1 | 5TXCC007AS3 | Ducted Indoor Units | 32600 | 21200 | 2.7 | 24000 | 2.1
TRANE | 17 Multi-Speed Heat Pump With WeatherGuard Top | 216765019 | HRCU-A-CB | 5TWX7036A1 | 5TXCC007AS3 | Ducted Indoor Units | 32800 | 21400 | 2.7 | 24200 | 2.1
TRANE | 17 Multi-Speed Heat Pump With WeatherGuard Top | 216764397 | HRCU-A-CB | 5TWX7036A1 | 5TXCC007AS3 | Ducted Indoor Units | 32800 | 21400 | 2.7 | 24200 | 2.1
TRANE | 17 Multi-Speed Heat Pump With WeatherGuard Top | 216767068 | HRCU-A-CB | 5TWX7036A1 | 5TXCC007AS3 | Ducted Indoor Units | 32800 | 21400 | 2.7 | 24200 | 2.18
TRANE | 17 Multi-Speed Heat Pump With WeatherGuard Top | 216767067 | HRCU-A-CB | 5TWX7036A1 | 5TXCC007AS3 | Ducted Indoor Units | 32800 | 21400 | 2.7 | 24200 | 2.18
TRANE | 17 Multi-Speed Heat Pump With WeatherGuard Top | 216764395 | HRCU-A-CB | 5TWX7036A1 | 5TXCC007AS3 | Ducted Indoor Units | 32600 | 21200 | 2.7 | 24200 | 2.1
TRANE | 17 Multi-Speed Heat Pump With WeatherGuard Top | 216764394 | HRCU-A-CB | 5TWX7036A1 | 5TXCC007AS3 | Ducted Indoor Units | 32600 | 21400 | 2.7 | 24200 | 2.1
TRANE | 17 Multi-Speed Heat Pump With WeatherGuard Top | 216764393 | HRCU-A-CB | 5TWX7036A1 | 5TXCC007AS3 | Ducted Indoor Units | 32600 | 21200 | 2.7 | 24000 | 2.1
TRANE | 17 Multi-Speed Heat Pump With WeatherGuard Top | 216767065 | HRCU-A-CB | 5TWX7036A1 | 5TXCC005AS3 | Ducted Indoor Units | 32400 | 21200 | 2.7 | 24000 | 2.12
TRANE | 17 Multi-Speed Heat Pump With WeatherGuard Top | 216767056 | HRCU-A-CB | 5TWX7036A1 | 5TXCC005AS3 | Ducted Indoor Units | 32400 | 21200 | 2.6 | 24000 | 2.12
TRANE | 17 Multi-Speed Heat Pump With WeatherGuard Top | 216764391 | HRCU-A-CB | 5TWX7036A1 | 5TXCC005AS3 | Ducted Indoor Units | 32200 | 21000 | 2.6 | 23800 | 2.1
TRANE | 17 Multi-Speed Heat Pump With WeatherGuard Top | 216764392 | HRCU-A-CB | 5TWX7036A1 | 5TXCC005AS3 | Ducted Indoor Units | 32200 | 21000 | 2.6 | 23800 | 2.1
TRANE | 17 Multi-Speed Heat Pump With WeatherGuard Top | 216767057 | HRCU-A-CB | 5TWX7036A1 | 5TXCC005AS3 | Ducted Indoor Units | 32400 | 21200 | 2.7 | 24000 | 2.13
TRANE | 17 Multi-Speed Heat Pump With WeatherGuard Top | 216764390 | HRCU-A-CB | 5TWX7036A1 | 5TXCC005AS3 | Ducted Indoor Units | 32000 | 21000 | 2.7 | 23800 | 2.1
TRANE | 17 Multi-Speed Heat Pump With WeatherGuard Top | 216765010 | HRCU-A-CB | 5TWX7036A1 | 5TXCC005AS3 | Ducted Indoor Units | 32400 | 21200 | 2.7 | 24000 | 2.1
TRANE | 17 Multi-Speed Heat Pump With WeatherGuard Top | 216765011 | HRCU-A-CB | 5TWX7036A1 | 5TXCC005AS3 | Ducted Indoor Units | 32400 | 21200 | 2.7 | 24000 | 2.1
TRANE | 17 Multi-Speed Heat Pump With WeatherGuard Top | 216765015 | HRCU-A-CB | 5TWX7036A1 | 5TXCC005AS3 | Ducted Indoor Units | 32400 | 21200 | 2.7 | 24000 | 2.1
TRANE | 17 Multi-Speed Heat Pump With WeatherGuard Top | 216764385 | HRCU-A-CB | 5TWX7036A1 | 5TXCC005AS3 | Ducted Indoor Units | 32400 | 21200 | 2.7 | 24000 | 2.1
TRANE | 17 Multi-Speed Heat Pump With WeatherGuard Top | 216767058 | HRCU-A-CB | 5TWX7036A1 | 5TXCC005AS3 | Ducted Indoor Units | 32400 | 21200 | 2.6 | 24000 | 2.12
TRANE | 17 Multi-Speed Heat Pump With WeatherGuard Top | 216767059 | HRCU-A-CB | 5TWX7036A1 | 5TXCC005AS3 | Ducted Indoor Units | 32400 | 21200 | 2.6 | 24000 | 2.11
TRANE | 17 Multi-Speed Heat Pump With WeatherGuard Top | 216764387 | HRCU-A-CB | 5TWX7036A1 | 5TXCC005AS3 | Ducted Indoor Units | 32200 | 21200 | 2.6 | 24000 | 2
TRANE | 17 Multi-Speed Heat Pump With WeatherGuard Top | 216764388 | HRCU-A-CB | 5TWX7036A1 | 5TXCC005AS3 | Ducted Indoor Units | 32600 | 21400 | 2.7 | 24200 | 2.1
TRANE | 17 Multi-Speed Heat Pump With WeatherGuard Top | 216764389 | HRCU-A-CB | 5TWX7036A1 | 5TXCC005AS3 | Ducted Indoor Units | 32200 | 21200 | 2.7 | 24000 | 2.1
TRANE | 17 Multi-Speed Heat Pump With WeatherGuard Top | 216767047 | HRCU-A-CB | 5TWX7036A1 | 5TXCB006AS3 | Ducted Indoor Units | 32400 | 21200 | 2.7 | 24000 | 2.16
TRANE | 17 Multi-Speed Heat Pump With WeatherGuard Top | 216767048 | HRCU-A-CB | 5TWX7036A1 | 5TXCB006AS3 | Ducted Indoor Units | 32400 | 21200 | 2.7 | 24000 | 2.15
TRANE | 17 Multi-Speed Heat Pump With WeatherGuard Top | 216767049 | HRCU-A-CB | 5TWX7036A1 | 5TXCB006AS3 | Ducted Indoor Units | 32600 | 21400 | 2.7 | 24200 | 2.16
TRANE | 17 Multi-Speed Heat Pump With WeatherGuard Top | 216764376 | HRCU-A-CB | 5TWX7036A1 | 5TXCB006AS3 | Ducted Indoor Units | 32600 | 21400 | 2.7 | 24200 | 2.1
TRANE | 17 Multi-Speed Heat Pump With WeatherGuard Top | 216764375 | HRCU-A-CB | 5TWX7036A1 | 5TXCB006AS3 | Ducted Indoor Units | 32600 | 21400 | 2.7 | 24200 | 2.1
TRANE | 17 Multi-Speed Heat Pump With WeatherGuard Top | 216767050 | HRCU-A-CB | 5TWX7036A1 | 5TXCB006AS3 | Ducted Indoor Units | 32600 | 21400 | 2.7 | 24200 | 2.16
TRANE | 17 Multi-Speed Heat Pump With WeatherGuard Top | 216764374 | HRCU-A-CB | 5TWX7036A1 | 5TXCB006AS3 | Ducted Indoor Units | 32600 | 21200 | 2.7 | 24200 | 2.1
TRANE | 17 Multi-Speed Heat Pump With WeatherGuard Top | 216764373 | HRCU-A-CB | 5TWX7036A1 | 5TXCB006AS3 | Ducted Indoor Units | 32600 | 21200 | 2.7 | 24200 | 2.1
TRANE | 17 Multi-Speed Heat Pump With WeatherGuard Top | 216764372 | HRCU-A-CB | 5TWX7036A1 | 5TXCB006AS3 | Ducted Indoor Units | 32600 | 21200 | 2.7 | 24000 | 2.1
TRANE | 17 Multi-Speed Heat Pump With WeatherGuard Top | 216764371 | HRCU-A-CB | 5TWX7036A1 | 5TXCB006AS3 | Ducted Indoor Units | 32600 | 21200 | 2.7 | 24000 | 2.1
TRANE | 17 Multi-Speed Heat Pump With WeatherGuard Top | 216765006 | HRCU-A-CB | 5TWX7036A1 | 5TXCB006AS3 | Ducted Indoor Units | 32400 | 21200 | 2.7 | 24000 | 2.1
TRANE | 17 Multi-Speed Heat Pump With WeatherGuard Top | 216765003 | HRCU-A-CB | 5TWX7036A1 | 5TXCB006AS3 | Ducted Indoor Units | 32400 | 21200 | 2.7 | 24000 | 2.1
TRANE | 17 Multi-Speed Heat Pump With WeatherGuard Top | 216765007 | HRCU-A-CB | 5TWX7036A1 | 5TXCB006AS3 | Ducted Indoor Units | 32600 | 21400 | 2.7 | 24200 | 2.1
TRANE | 17 Multi-Speed Heat Pump With WeatherGuard Top | 216765008 | HRCU-A-CB | 5TWX7036A1 | 5TXCB006AS3 | Ducted Indoor Units | 32600 | 21400 | 2.7 | 24200 | 2.1
TRANE | 17 Multi-Speed Heat Pump With WeatherGuard Top | 216765001 | HRCU-A-CB | 5TWX7036A1 | 5TXCB006AS3 | Ducted Indoor Units | 32800 | 21600 | 2.71 | 24400 | 2.1
TRANE | 17 Multi-Speed Heat Pump With WeatherGuard Top | 216765002 | HRCU-A-CB | 5TWX7036A1 | 5TXCB006AS3 | Ducted Indoor Units | 32800 | 21600 | 2.71 | 24400 | 2.1
TRANE | 17 Multi-Speed Heat Pump With WeatherGuard Top | 216765009 | HRCU-A-CB | 5TWX7036A1 | 5TXCB006AS3 | Ducted Indoor Units | 32400 | 21200 | 2.7 | 24000 | 2.1
TRANE | 17 Multi-Speed Heat Pump With WeatherGuard Top | 216764370 | HRCU-A-CB | 5TWX7036A1 | 5TXCB006AS3 | Ducted Indoor Units | 32400 | 21200 | 2.7 | 24000 | 2.1
TRANE | 17 Multi-Speed Heat Pump With WeatherGuard Top | 216765005 | HRCU-A-CB | 5TWX7036A1 | 5TXCB006AS3 | Ducted Indoor Units | 32600 | 21400 | 2.7 | 24200 | 2.1
TRANE | 17 Multi-Speed Heat Pump With WeatherGuard Top | 216764369 | HRCU-A-CB | 5TWX7036A1 | 5TXCB006AS3 | Ducted Indoor Units | 32600 | 21400 | 2.7 | 24200 | 2.1
TRANE | 17 Multi-Speed Heat Pump With WeatherGuard Top | 216765004 | HRCU-A-CB | 5TWX7036A1 | 5TXCB006AS3 | Ducted Indoor Units | 32800 | 21600 | 2.71 | 24400 | 2.1
TRANE | 17 Multi-Speed Heat Pump With WeatherGuard Top | 216764368 | HRCU-A-CB | 5TWX7036A1 | 5TXCB006AS3 | Ducted Indoor Units | 32800 | 21600 | 2.71 | 24400 | 2.1
TRANE | 17 Multi-Speed Heat Pump With WeatherGuard Top | 216767051 | HRCU-A-CB | 5TWX7036A1 | 5TXCB006AS3 | Ducted Indoor Units | 32600 | 21400 | 2.7 | 24200 | 2.16
TRANE | 17 Multi-Speed Heat Pump With WeatherGuard Top | 216767052 | HRCU-A-CB | 5TWX7036A1 | 5TXCB006AS3 | Ducted Indoor Units | 32600 | 21200 | 2.7 | 24000 | 2.15
TRANE | 17 Multi-Speed Heat Pump With WeatherGuard Top | 216767055 | HRCU-A-CB | 5TWX7036A1 | 5TXCB006AS3 | Ducted Indoor Units | 32600 | 21400 | 2.7 | 24200 | 2.13
TRANE | 17 Multi-Speed Heat Pump With WeatherGuard Top | 216764383 | HRCU-A-CB | 5TWX7036A1 | 5TXCB006AS3 | Ducted Indoor Units | 32600 | 21400 | 2.7 | 24200 | 2.1
TRANE | 17 Multi-Speed Heat Pump With WeatherGuard Top | 216764362 | HRCU-A-CB | 5TWX7036A1 | 5TXCB006AS3 | Ducted Indoor Units | 32600 | 21400 | 2.7 | 24200 | 2.1
TRANE | 17 Multi-Speed Heat Pump With WeatherGuard Top | 216764363 | HRCU-A-CB | 5TWX7036A1 | 5TXCB006AS3 | Ducted Indoor Units | 32600 | 21400 | 2.7 | 24200 | 2.1
TRANE | 17 Multi-Speed Heat Pump With WeatherGuard Top | 216764364 | HRCU-A-CB | 5TWX7036A1 | 5TXCB006AS3 | Ducted Indoor Units | 32400 | 21200 | 2.7 | 24000 | 2.1
TRANE | 17 Multi-Speed Heat Pump With WeatherGuard Top | 216764365 | HRCU-A-CB | 5TWX7036A1 | 5TXCB006AS3 | Ducted Indoor Units | 32400 | 21200 | 2.7 | 24000 | 2.1
TRANE | 17 Multi-Speed Heat Pump With WeatherGuard Top | 216767021 | HRCU-A-CB | 5TWX7036A1 | 5TXCB004AS3 | Ducted Indoor Units | 32200 | 21000 | 2.6 | 23800 | 2.1
TRANE | 17 Multi-Speed Heat Pump With WeatherGuard Top | 216767023 | HRCU-A-CB | 5TWX7036A1 | 5TXCB004AS3 | Ducted Indoor Units | 32000 | 21000 | 2.6 | 23800 | 2.09
TRANE | 17 Multi-Speed Heat Pump With WeatherGuard Top | 216767024 | HRCU-A-CB | 5TWX7036A1 | 5TXCB004AS3 | Ducted Indoor Units | 32400 | 21200 | 2.6 | 24000 | 2.1
TRANE | 17 Multi-Speed Heat Pump With WeatherGuard Top | 216764358 | HRCU-A-CB | 5TWX7036A1 | 5TXCB004AS3 | Ducted Indoor Units | 32400 | 21200 | 2.6 | 24000 | 2.1
TRANE | 17 Multi-Speed Heat Pump With WeatherGuard Top | 216764357 | HRCU-A-CB | 5TWX7036A1 | 5TXCB004AS3 | Ducted Indoor Units | 32400 | 21200 | 2.6 | 24000 | 2.1
TRANE | 17 Multi-Speed Heat Pump With WeatherGuard Top | 216767025 | HRCU-A-CB | 5TWX7036A1 | 5TXCB004AS3 | Ducted Indoor Units | 31800 | 20800 | 2.61 | 23800 | 2.08
TRANE | 17 Multi-Speed Heat Pump With WeatherGuard Top | 216764356 | HRCU-A-CB | 5TWX7036A1 | 5TXCB004AS3 | Ducted Indoor Units | 32200 | 21200 | 2.6 | 24000 | 2.1
TRANE | 17 Multi-Speed Heat Pump With WeatherGuard Top | 216764355 | HRCU-A-CB | 5TWX7036A1 | 5TXCB004AS3 | Ducted Indoor Units | 32200 | 21200 | 2.6 | 24000 | 2.1
TRANE | 17 Multi-Speed Heat Pump With WeatherGuard Top | 216764354 | HRCU-A-CB | 5TWX7036A1 | 5TXCB004AS3 | Ducted Indoor Units | 32200 | 21200 | 2.6 | 24000 | 2
TRANE | 17 Multi-Speed Heat Pump With WeatherGuard Top | 216764353 | HRCU-A-CB | 5TWX7036A1 | 5TXCB004AS3 | Ducted Indoor Units | 32400 | 21200 | 2.6 | 24000 | 2.1
TRANE | 17 Multi-Speed Heat Pump With WeatherGuard Top | 216764995 | HRCU-A-CB | 5TWX7036A1 | 5TXCB004AS3 | Ducted Indoor Units | 32000 | 21000 | 2.6 | 23800 | 2
TRANE | 17 Multi-Speed Heat Pump With WeatherGuard Top | 216764992 | HRCU-A-CB | 5TWX7036A1 | 5TXCB004AS3 | Ducted Indoor Units | 32000 | 21000 | 2.6 | 23800 | 2
TRANE | 17 Multi-Speed Heat Pump With WeatherGuard Top | 216764994 | HRCU-A-CB | 5TWX7036A1 | 5TXCB004AS3 | Ducted Indoor Units | 32200 | 21000 | 2.6 | 23800 | 2.1
TRANE | 17 Multi-Speed Heat Pump With WeatherGuard Top | 216764993 | HRCU-A-CB | 5TWX7036A1 | 5TXCB004AS3 | Ducted Indoor Units | 32200 | 21000 | 2.6 | 23800 | 2.1
TRANE | 17 Multi-Speed Heat Pump With WeatherGuard Top | 216764998 | HRCU-A-CB | 5TWX7036A1 | 5TXCB004AS3 | Ducted Indoor Units | 32000 | 21000 | 2.6 | 23800 | 2
TRANE | 17 Multi-Speed Heat Pump With WeatherGuard Top | 216764352 | HRCU-A-CB | 5TWX7036A1 | 5TXCB004AS3 | Ducted Indoor Units | 32000 | 21000 | 2.6 | 23800 | 2
TRANE | 17 Multi-Speed Heat Pump With WeatherGuard Top | 216764999 | HRCU-A-CB | 5TWX7036A1 | 5TXCB004AS3 | Ducted Indoor Units | 32200 | 21000 | 2.6 | 23800 | 2.1
TRANE | 17 Multi-Speed Heat Pump With WeatherGuard Top | 216764351 | HRCU-A-CB | 5TWX7036A1 | 5TXCB004AS3 | Ducted Indoor Units | 32200 | 21000 | 2.6 | 23800 | 2.1
TRANE | 17 Multi-Speed Heat Pump With WeatherGuard Top | 216767026 | HRCU-A-CB | 5TWX7036A1 | 5TXCB004AS3 | Ducted Indoor Units | 32200 | 21000 | 2.6 | 23800 | 2.1
TRANE | 17 Multi-Speed Heat Pump With WeatherGuard Top | 216767032 | HRCU-A-CB | 5TWX7036A1 | 5TXCB004AS3 | Ducted Indoor Units | 32200 | 21200 | 2.6 | 24000 | 2.09
TRANE | 17 Multi-Speed Heat Pump With WeatherGuard Top | 216767033 | HRCU-A-CB | 5TWX7036A1 | 5TXCB004AS3 | Ducted Indoor Units | 32000 | 21000 | 2.6 | 23800 | 2.07
TRANE | 17 Multi-Speed Heat Pump With WeatherGuard Top | 216764345 | HRCU-A-CB | 5TWX7036A1 | 5TXCB004AS3 | Ducted Indoor Units | 31800 | 20800 | 2.61 | 23800 | 2
TRANE | 17 Multi-Speed Heat Pump With WeatherGuard Top | 216764343 | HRCU-A-CB | 5TWX7036A1 | 5TXCB004AS3 | Ducted Indoor Units | 32000 | 21000 | 2.6 | 23800 | 2.1
TRANE | 17 Multi-Speed Heat Pump With WeatherGuard Top | 216764359 | HRCU-A-CB | 5TWX7036A1 | 5TXCB004AS3 | Ducted Indoor Units | 32200 | 21000 | 2.6 | 23800 | 2.1
TRANE | 17 Multi-Speed Heat Pump With WeatherGuard Top | 216764342 | HRCU-A-CB | 5TWX7036A1 | 5TEMCD07AV51+TD | Ducted Indoor Units | 32200 | 21000 | 2.9 | 23800 | 2.2
TRANE | 17 Multi-Speed Heat Pump With WeatherGuard Top | 216764341 | HRCU-A-CB | 5TWX7036A1 | 5TEMCD06AV41+TD | Ducted Indoor Units | 32200 | 21000 | 2.9 | 23800 | 2.2
TRANE | 17 Multi-Speed Heat Pump With WeatherGuard Top | 216764340 | HRCU-A-CB | 5TWX7036A1 | 5TEMCD05AV41+TD | Ducted Indoor Units | 32600 | 21200 | 2.8 | 24000 | 2.2
TRANE | 17 Multi-Speed Heat Pump With WeatherGuard Top | 216764339 | HRCU-A-CB | 5TWX7036A1 | 5TEMCD04AV31+TD | Ducted Indoor Units | 32600 | 21200 | 2.8 | 24000 | 2.2
TRANE | 17 Multi-Speed Heat Pump With WeatherGuard Top | 216764338 | HRCU-A-CB | 5TWX7036A1 | 5TEMCB03AV31+TD | Ducted Indoor Units | 33400 | 21600 | 2.71 | 24400 | 2.1
TRANE | 17 Multi-Speed Heat Pump With WeatherGuard Top | 216764337 | HRCU-A-CB | 5TWX7036A1 | 5TEM6D07AV51+TD | Ducted Indoor Units | 32200 | 21000 | 2.9 | 23800 | 2.2
TRANE | 17 Multi-Speed Heat Pump With WeatherGuard Top | 216764336 | HRCU-A-CB | 5TWX7036A1 | 5TEM6D06AV41+TD | Ducted Indoor Units | 32200 | 21000 | 2.9 | 23800 | 2.2
TRANE | 17 Multi-Speed Heat Pump With WeatherGuard Top | 216764335 | HRCU-A-CB | 5TWX7036A1 | 5TEM6D05AV41+TD | Ducted Indoor Units | 32800 | 21200 | 2.8 | 24000 | 2.2
TRANE | 17 Multi-Speed Heat Pump With WeatherGuard Top | 216764334 | HRCU-A-CB | 5TWX7036A1 | 5TEM6D04AV31+TD | Ducted Indoor Units | 32600 | 21200 | 2.8 | 24000 | 2.2
TRANE | 17 Multi-Speed Heat Pump With WeatherGuard Top | 216764333 | HRCU-A-CB | 5TWX7036A1 | 5TEM6B03AV21+TD | Ducted Indoor Units | 33600 | 21600 | 2.71 | 24400 | 2.1
TRANE | 17 Multi-Speed Heat Pump With WeatherGuard Top | 216770110 | HRCU-A-CB | 5TWX7036A1 | 5TAMXD06AV41 | Ducted Indoor Units | 32800 | 21400 | 2.7 | 24200 | 2.18
TRANE | 17 Multi-Speed Heat Pump With WeatherGuard Top | 216770109 | HRCU-A-CB | 5TWX7036A1 | 5TAMXD05AV41 | Ducted Indoor Units | 32800 | 21200 | 2.7 | 24000 | 2.17
TRANE | 17 Multi-Speed Heat Pump With WeatherGuard Top | 216770108 | HRCU-A-CB | 5TWX7036A1 | 5TAMXD04AV31 | Ducted Indoor Units | 32800 | 21200 | 2.7 | 24000 | 2.15
TRANE | 17 Multi-Speed Heat Pump With WeatherGuard Top | 216770107 | HRCU-A-CB | 5TWX7036A1 | 5TAMXC03AV31 | Ducted Indoor Units | 33000 | 21400 | 2.6 | 24200 | 2.06
TRANE | 17 Multi-Speed Heat Pump With WeatherGuard Top | 216770106 | HRCU-A-CB | 5TWX7036A1 | 5TAM5D05AC31 | Ducted Indoor Units | 33000 | 21400 | 2.7 | 24200 | 2.16
TRANE | 17 Multi-Speed Heat Pump With WeatherGuard Top | 216767018 | HRCU-A-CB | 5TWX7036A1 | 5PX*DD10AS3 | Ducted Indoor Units | 32400 | 21200 | 2.7 | 24000 | 2.2
TRANE | 17 Multi-Speed Heat Pump With WeatherGuard Top | 216767015 | HRCU-A-CB | 5TWX7036A1 | 5PX*DD10AS3 | Ducted Indoor Units | 32400 | 21200 | 2.7 | 24000 | 2.2
TRANE | 17 Multi-Speed Heat Pump With WeatherGuard Top | 216764331 | HRCU-A-CB | 5TWX7036A1 | 5PX*DD10AS3 | Ducted Indoor Units | 32400 | 21200 | 2.7 | 24000 | 2.1
TRANE | 17 Multi-Speed Heat Pump With WeatherGuard Top | 216767012 | HRCU-A-CB | 5TWX7036A1 | 5PX*D010AS3 | Ducted Indoor Units | 32200 | 21000 | 2.8 | 23800 | 2.22
TRANE | 17 Multi-Speed Heat Pump With WeatherGuard Top | 216764330 | HRCU-A-CB | 5TWX7036A1 | 5PX*D010AS3 | Ducted Indoor Units | 32200 | 21200 | 2.8 | 24000 | 2.2
TRANE | 17 Multi-Speed Heat Pump With WeatherGuard Top | 216764328 | HRCU-A-CB | 5TWX7036A1 | 5PX*D010AS3 | Ducted Indoor Units | 32200 | 21200 | 2.8 | 24000 | 2.2
TRANE | 17 Multi-Speed Heat Pump With WeatherGuard Top | 216767014 | HRCU-A-CB | 5TWX7036A1 | 5PX*D010AS3 | Ducted Indoor Units | 32400 | 21200 | 2.8 | 24000 | 2.23
TRANE | 17 Multi-Speed Heat Pump With WeatherGuard Top | 216764329 | HRCU-A-CB | 5TWX7036A1 | 5PX*D010AS3 | Ducted Indoor Units | 32200 | 21000 | 2.8 | 23800 | 2.2
TRANE | 17 Multi-Speed Heat Pump With WeatherGuard Top | 216767009 | HRCU-A-CB | 5TWX7036A1 | 5PX*D008AS3 | Ducted Indoor Units | 32600 | 21200 | 2.8 | 24000 | 2.2
TRANE | 17 Multi-Speed Heat Pump With WeatherGuard Top | 216764325 | HRCU-A-CB | 5TWX7036A1 | 5PX*D008AS3 | Ducted Indoor Units | 32600 | 21400 | 2.8 | 24200 | 2.2
TRANE | 17 Multi-Speed Heat Pump With WeatherGuard Top | 216764324 | HRCU-A-CB | 5TWX7036A1 | 5PX*D008AS3 | Ducted Indoor Units | 32600 | 21400 | 2.8 | 24200 | 2.2
TRANE | 17 Multi-Speed Heat Pump With WeatherGuard Top | 216764991 | HRCU-A-CB | 5TWX7036A1 | 5PX*D008AS3 | Ducted Indoor Units | 32200 | 21000 | 2.7 | 23800 | 2.1
TRANE | 17 Multi-Speed Heat Pump With WeatherGuard Top | 216764990 | HRCU-A-CB | 5TWX7036A1 | 5PX*D008AS3 | Ducted Indoor Units | 32200 | 21000 | 2.7 | 23800 | 2.1
TRANE | 17 Multi-Speed Heat Pump With WeatherGuard Top | 216764989 | HRCU-A-CB | 5TWX7036A1 | 5PX*D008AS3 | Ducted Indoor Units | 32200 | 21000 | 2.7 | 23800 | 2.1
TRANE | 17 Multi-Speed Heat Pump With WeatherGuard Top | 216764323 | HRCU-A-CB | 5TWX7036A1 | 5PX*D008AS3 | Ducted Indoor Units | 32200 | 21000 | 2.7 | 23800 | 2.1
TRANE | 17 Multi-Speed Heat Pump With WeatherGuard Top | 216767008 | HRCU-A-CB | 5TWX7036A1 | 5PX*D008AS3 | Ducted Indoor Units | 32600 | 21400 | 2.8 | 24200 | 2.21
TRANE | 17 Multi-Speed Heat Pump With WeatherGuard Top | 216764321 | HRCU-A-CB | 5TWX7036A1 | 5PX*D008AS3 | Ducted Indoor Units | 32400 | 21200 | 2.7 | 24000 | 2.1
TRANE | 17 Multi-Speed Heat Pump With WeatherGuard Top | 216767001 | HRCU-A-CB | 5TWX7036A1 | 5PX*CD09AS3 | Ducted Indoor Units | 32600 | 21400 | 2.7 | 24200 | 2.15
TRANE | 17 Multi-Speed Heat Pump With WeatherGuard Top | 216766997 | HRCU-A-CB | 5TWX7036A1 | 5PX*CD09AS3 | Ducted Indoor Units | 32200 | 21000 | 2.7 | 23800 | 2.15
TRANE | 17 Multi-Speed Heat Pump With WeatherGuard Top | 216764318 | HRCU-A-CB | 5TWX7036A1 | 5PX*CD09AS3 | Ducted Indoor Units | 32000 | 21000 | 2.7 | 23600 | 2.1
TRANE | 17 Multi-Speed Heat Pump With WeatherGuard Top | 216764319 | HRCU-A-CB | 5TWX7036A1 | 5PX*CD09AS3 | Ducted Indoor Units | 32000 | 21000 | 2.7 | 23600 | 2.1
TRANE | 17 Multi-Speed Heat Pump With WeatherGuard Top | 216770105 | HRCU-A-CB | 5TWX7036A1 | 5PX*CD09AS3 | Ducted Indoor Units | 32600 | 21400 | 2.7 | 24200 | 2.16
TRANE | 17 Multi-Speed Heat Pump With WeatherGuard Top | 216770102 | HRCU-A-CB | 5TWX7036A1 | 5PX*CD09AS3 | Ducted Indoor Units | 32600 | 21400 | 2.7 | 24200 | 2.16
TRANE | 17 Multi-Speed Heat Pump With WeatherGuard Top | 216764987 | HRCU-A-CB | 5TWX7036A1 | 5PX*CD09AS3 | Ducted Indoor Units | 32200 | 21200 | 2.7 | 24000 | 2.1
TRANE | 17 Multi-Speed Heat Pump With WeatherGuard Top | 216764986 | HRCU-A-CB | 5TWX7036A1 | 5PX*CD09AS3 | Ducted Indoor Units | 32200 | 21200 | 2.7 | 24000 | 2.1
TRANE | 17 Multi-Speed Heat Pump With WeatherGuard Top | 216770103 | HRCU-A-CB | 5TWX7036A1 | 5PX*CD09AS3 | Ducted Indoor Units | 32600 | 21400 | 2.7 | 24200 | 2.16
TRANE | 17 Multi-Speed Heat Pump With WeatherGuard Top | 216770104 | HRCU-A-CB | 5TWX7036A1 | 5PX*CD09AS3 | Ducted Indoor Units | 32600 | 21400 | 2.7 | 24200 | 2.16
TRANE | 17 Multi-Speed Heat Pump With WeatherGuard Top | 216764988 | HRCU-A-CB | 5TWX7036A1 | 5PX*CD09AS3 | Ducted Indoor Units | 32200 | 21200 | 2.7 | 24000 | 2.1
TRANE | 17 Multi-Speed Heat Pump With WeatherGuard Top | 216764320 | HRCU-A-CB | 5TWX7036A1 | 5PX*CD09AS3 | Ducted Indoor Units | 32200 | 21200 | 2.7 | 24000 | 2.1
TRANE | 17 Multi-Speed Heat Pump With WeatherGuard Top | 216767003 | HRCU-A-CB | 5TWX7036A1 | 5PX*CD09AS3 | Ducted Indoor Units | 32400 | 21200 | 2.7 | 24000 | 2.16
TRANE | 17 Multi-Speed Heat Pump With WeatherGuard Top | 216766999 | HRCU-A-CB | 5TWX7036A1 | 5PX*CD09AS3 | Ducted Indoor Units | 32400 | 21200 | 2.7 | 24000 | 2.15
TRANE | 17 Multi-Speed Heat Pump With WeatherGuard Top | 216764316 | HRCU-A-CB | 5TWX7036A1 | 5PX*CD09AS3 | Ducted Indoor Units | 32000 | 21000 | 2.7 | 23800 | 2.1
TRANE | 17 Multi-Speed Heat Pump With WeatherGuard Top | 216766995 | HRCU-A-CB | 5TWX7036A1 | 5PX*CD07AS3 | Ducted Indoor Units | 33600 | 21800 | 2.6 | 24600 | 2.11
TRANE | 17 Multi-Speed Heat Pump With WeatherGuard Top | 216766994 | HRCU-A-CB | 5TWX7036A1 | 5PX*CD07AS3 | Ducted Indoor Units | 33200 | 21600 | 2.61 | 24400 | 2.1
TRANE | 17 Multi-Speed Heat Pump With WeatherGuard Top | 216764314 | HRCU-A-CB | 5TWX7036A1 | 5PX*CD07AS3 | Ducted Indoor Units | 33200 | 21600 | 2.61 | 24400 | 2.1
TRANE | 17 Multi-Speed Heat Pump With WeatherGuard Top | 216764310 | HRCU-A-CB | 5TWX7036A1 | 5PX*CD07AS3 | Ducted Indoor Units | 33200 | 21600 | 2.61 | 24400 | 2.1
TRANE | 17 Multi-Speed Heat Pump With WeatherGuard Top | 216764984 | HRCU-A-CB | 5TWX7036A1 | 5PX*CD07AS3 | Ducted Indoor Units | 33200 | 21400 | 2.6 | 24400 | 2
TRANE | 17 Multi-Speed Heat Pump With WeatherGuard Top | 216764982 | HRCU-A-CB | 5TWX7036A1 | 5PX*CD07AS3 | Ducted Indoor Units | 33200 | 21400 | 2.6 | 24400 | 2
TRANE | 17 Multi-Speed Heat Pump With WeatherGuard Top | 216764983 | HRCU-A-CB | 5TWX7036A1 | 5PX*CD07AS3 | Ducted Indoor Units | 33400 | 21600 | 2.61 | 24400 | 2.1
TRANE | 17 Multi-Speed Heat Pump With WeatherGuard Top | 216764981 | HRCU-A-CB | 5TWX7036A1 | 5PX*CD07AS3 | Ducted Indoor Units | 33400 | 21600 | 2.61 | 24400 | 2.1
TRANE | 17 Multi-Speed Heat Pump With WeatherGuard Top | 216764980 | HRCU-A-CB | 5TWX7036A1 | 5PX*CD07AS3 | Ducted Indoor Units | 33200 | 21400 | 2.6 | 24400 | 2
TRANE | 17 Multi-Speed Heat Pump With WeatherGuard Top | 216764311 | HRCU-A-CB | 5TWX7036A1 | 5PX*CD07AS3 | Ducted Indoor Units | 33200 | 21400 | 2.6 | 24400 | 2
TRANE | 17 Multi-Speed Heat Pump With WeatherGuard Top | 216764985 | HRCU-A-CB | 5TWX7036A1 | 5PX*CD07AS3 | Ducted Indoor Units | 33400 | 21600 | 2.61 | 24400 | 2.1
TRANE | 17 Multi-Speed Heat Pump With WeatherGuard Top | 216764312 | HRCU-A-CB | 5TWX7036A1 | 5PX*CD07AS3 | Ducted Indoor Units | 33400 | 21600 | 2.61 | 24400 | 2.1
TRANE | 17 Multi-Speed Heat Pump With WeatherGuard Top | 216766989 | HRCU-A-CB | 5TWX7036A1 | 5PX*CD07AS3 | Ducted Indoor Units | 33400 | 21600 | 2.61 | 24400 | 2.11
TRANE | 17 Multi-Speed Heat Pump With WeatherGuard Top | 216766996 | HRCU-A-CB | 5TWX7036A1 | 5PX*CD07AS3 | Ducted Indoor Units | 33400 | 21600 | 2.61 | 24400 | 2.1
TRANE | 17 Multi-Speed Heat Pump With WeatherGuard Top | 216764315 | HRCU-A-CB | 5TWX7036A1 | 5PX*CD07AS3 | Ducted Indoor Units | 33400 | 21600 | 2.61 | 24400 | 2.1
TRANE | 17 Multi-Speed Heat Pump With WeatherGuard Top | 216766983 | HRCU-A-CB | 5TWX7036A1 | 5PX*CD05AS3 | Ducted Indoor Units | 33400 | 21600 | 2.5 | 24400 | 1.98
TRANE | 17 Multi-Speed Heat Pump With WeatherGuard Top | 216766984 | HRCU-A-CB | 5TWX7036A1 | 5PX*CD05AS3 | Ducted Indoor Units | 33400 | 21600 | 2.5 | 24400 | 1.98
TRANE | 17 Multi-Speed Heat Pump With WeatherGuard Top | 216764305 | HRCU-A-CB | 5TWX7036A1 | 5PX*CD05AS3 | Ducted Indoor Units | 33400 | 21600 | 2.5 | 24400 | 1.9
TRANE | 17 Multi-Speed Heat Pump With WeatherGuard Top | 216764306 | HRCU-A-CB | 5TWX7036A1 | 5PX*CD05AS3 | Ducted Indoor Units | 33400 | 21600 | 2.5 | 24400 | 1.9
TRANE | 17 Multi-Speed Heat Pump With WeatherGuard Top | 216764978 | HRCU-A-CB | 5TWX7036A1 | 5PX*CD05AS3 | Ducted Indoor Units | 33400 | 21600 | 2.5 | 24400 | 1.9
TRANE | 17 Multi-Speed Heat Pump With WeatherGuard Top | 216764977 | HRCU-A-CB | 5TWX7036A1 | 5PX*CD05AS3 | Ducted Indoor Units | 33400 | 21600 | 2.5 | 24400 | 1.9
TRANE | 17 Multi-Speed Heat Pump With WeatherGuard Top | 216764979 | HRCU-A-CB | 5TWX7036A1 | 5PX*CD05AS3 | Ducted Indoor Units | 33400 | 21600 | 2.5 | 24400 | 1.9
TRANE | 17 Multi-Speed Heat Pump With WeatherGuard Top | 216764307 | HRCU-A-CB | 5TWX7036A1 | 5PX*CD05AS3 | Ducted Indoor Units | 33400 | 21600 | 2.5 | 24400 | 1.9
TRANE | 17 Multi-Speed Heat Pump With WeatherGuard Top | 216766981 | HRCU-A-CB | 5TWX7036A1 | 5PX*CD05AS3 | Ducted Indoor Units | 33400 | 21600 | 2.5 | 24600 | 1.99
TRANE | 17 Multi-Speed Heat Pump With WeatherGuard Top | 216766986 | HRCU-A-CB | 5TWX7036A1 | 5PX*CD05AS3 | Ducted Indoor Units | 33400 | 21600 | 2.5 | 24400 | 1.98
TRANE | 17 Multi-Speed Heat Pump With WeatherGuard Top | 216764309 | HRCU-A-CB | 5TWX7036A1 | 5PX*CD05AS3 | Ducted Indoor Units | 33400 | 21600 | 2.5 | 24400 | 1.9
TRANE | 17 Multi-Speed Heat Pump With WeatherGuard Top | 216766973 | HRCU-A-CB | 5TWX7036A1 | 5PX*C009AS3 | Ducted Indoor Units | 32400 | 21200 | 2.7 | 24000 | 2.2
TRANE | 17 Multi-Speed Heat Pump With WeatherGuard Top | 216766974 | HRCU-A-CB | 5TWX7036A1 | 5PX*C009AS3 | Ducted Indoor Units | 32600 | 21400 | 2.7 | 24200 | 2.21
TRANE | 17 Multi-Speed Heat Pump With WeatherGuard Top | 216766975 | HRCU-A-CB | 5TWX7036A1 | 5PX*C009AS3 | Ducted Indoor Units | 32200 | 21200 | 2.7 | 23800 | 2.2
TRANE | 17 Multi-Speed Heat Pump With WeatherGuard Top | 216764304 | HRCU-A-CB | 5TWX7036A1 | 5PX*C009AS3 | Ducted Indoor Units | 32200 | 21200 | 2.7 | 23800 | 2.2
TRANE | 17 Multi-Speed Heat Pump With WeatherGuard Top | 216764299 | HRCU-A-CB | 5TWX7036A1 | 5PX*C009AS3 | Ducted Indoor Units | 32200 | 21200 | 2.7 | 23800 | 2.2
TRANE | 17 Multi-Speed Heat Pump With WeatherGuard Top | 216766976 | HRCU-A-CB | 5TWX7036A1 | 5PX*C009AS3 | Ducted Indoor Units | 32200 | 21200 | 2.8 | 24000 | 2.22
TRANE | 17 Multi-Speed Heat Pump With WeatherGuard Top | 216764302 | HRCU-A-CB | 5TWX7036A1 | 5PX*C009AS3 | Ducted Indoor Units | 32200 | 21200 | 2.8 | 24000 | 2.2
TRANE | 17 Multi-Speed Heat Pump With WeatherGuard Top | 216770099 | HRCU-A-CB | 5TWX7036A1 | 5PX*C009AS3 | Ducted Indoor Units | 32600 | 21400 | 2.7 | 24200 | 2.2
TRANE | 17 Multi-Speed Heat Pump With WeatherGuard Top | 216770100 | HRCU-A-CB | 5TWX7036A1 | 5PX*C009AS3 | Ducted Indoor Units | 32600 | 21400 | 2.7 | 24200 | 2.2
TRANE | 17 Multi-Speed Heat Pump With WeatherGuard Top | 216764975 | HRCU-A-CB | 5TWX7036A1 | 5PX*C009AS3 | Ducted Indoor Units | 32400 | 21200 | 2.8 | 24000 | 2.2
TRANE | 17 Multi-Speed Heat Pump With WeatherGuard Top | 216764974 | HRCU-A-CB | 5TWX7036A1 | 5PX*C009AS3 | Ducted Indoor Units | 32400 | 21200 | 2.8 | 24000 | 2.2
TRANE | 17 Multi-Speed Heat Pump With WeatherGuard Top | 216770101 | HRCU-A-CB | 5TWX7036A1 | 5PX*C009AS3 | Ducted Indoor Units | 32600 | 21400 | 2.7 | 24200 | 2.2
TRANE | 17 Multi-Speed Heat Pump With WeatherGuard Top | 216770098 | HRCU-A-CB | 5TWX7036A1 | 5PX*C009AS3 | Ducted Indoor Units | 32600 | 21400 | 2.7 | 24200 | 2.2
TRANE | 17 Multi-Speed Heat Pump With WeatherGuard Top | 216764976 | HRCU-A-CB | 5TWX7036A1 | 5PX*C009AS3 | Ducted Indoor Units | 32400 | 21200 | 2.8 | 24000 | 2.2
TRANE | 17 Multi-Speed Heat Pump With WeatherGuard Top | 216764303 | HRCU-A-CB | 5TWX7036A1 | 5PX*C009AS3 | Ducted Indoor Units | 32400 | 21200 | 2.8 | 24000 | 2.2
TRANE | 17 Multi-Speed Heat Pump With WeatherGuard Top | 216766977 | HRCU-A-CB | 5TWX7036A1 | 5PX*C009AS3 | Ducted Indoor Units | 32400 | 21200 | 2.7 | 24000 | 2.2
TRANE | 17 Multi-Speed Heat Pump With WeatherGuard Top | 216766978 | HRCU-A-CB | 5TWX7036A1 | 5PX*C009AS3 | Ducted Indoor Units | 32400 | 21400 | 2.7 | 24000 | 2.2
TRANE | 17 Multi-Speed Heat Pump With WeatherGuard Top | 216770097 | HRCU-A-CB | 5TWX7036A1 | 5PX*C009AS3 | Ducted Indoor Units | 32200 | 21200 | 2.7 | 23800 | 2.16
TRANE | 17 Multi-Speed Heat Pump With WeatherGuard Top | 216764301 | HRCU-A-CB | 5TWX7036A1 | 5PX*C009AS3 | Ducted Indoor Units | 32200 | 21200 | 2.8 | 23800 | 2.2
TRANE | 17 Multi-Speed Heat Pump With WeatherGuard Top | 216764300 | HRCU-A-CB | 5TWX7036A1 | 5PX*C009AS3 | Ducted Indoor Units | 32200 | 21000 | 2.8 | 23800 | 2.2
TRANE | 17 Multi-Speed Heat Pump With WeatherGuard Top | 216766964 | HRCU-A-CB | 5TWX7036A1 | 5PX*C007AS3 | Ducted Indoor Units | 32600 | 21400 | 2.7 | 24200 | 2.18
TRANE | 17 Multi-Speed Heat Pump With WeatherGuard Top | 216766965 | HRCU-A-CB | 5TWX7036A1 | 5PX*C007AS3 | Ducted Indoor Units | 33000 | 21600 | 2.71 | 24400 | 2.19
TRANE | 17 Multi-Speed Heat Pump With WeatherGuard Top | 216766966 | HRCU-A-CB | 5TWX7036A1 | 5PX*C007AS3 | Ducted Indoor Units | 32600 | 21400 | 2.7 | 24200 | 2.18
TRANE | 17 Multi-Speed Heat Pump With WeatherGuard Top | 216764289 | HRCU-A-CB | 5TWX7036A1 | 5PX*C007AS3 | Ducted Indoor Units | 32600 | 21400 | 2.7 | 24200 | 2.1
TRANE | 17 Multi-Speed Heat Pump With WeatherGuard Top | 216764290 | HRCU-A-CB | 5TWX7036A1 | 5PX*C007AS3 | Ducted Indoor Units | 32600 | 21400 | 2.7 | 24200 | 2.1
TRANE | 17 Multi-Speed Heat Pump With WeatherGuard Top | 216766967 | HRCU-A-CB | 5TWX7036A1 | 5PX*C007AS3 | Ducted Indoor Units | 32600 | 21400 | 2.7 | 24200 | 2.2
TRANE | 17 Multi-Speed Heat Pump With WeatherGuard Top | 216764291 | HRCU-A-CB | 5TWX7036A1 | 5PX*C007AS3 | Ducted Indoor Units | 32600 | 21400 | 2.7 | 24200 | 2.2
TRANE | 17 Multi-Speed Heat Pump With WeatherGuard Top | 216764970 | HRCU-A-CB | 5TWX7036A1 | 5PX*C007AS3 | Ducted Indoor Units | 32400 | 21200 | 2.7 | 24000 | 2.1
TRANE | 17 Multi-Speed Heat Pump With WeatherGuard Top | 216764969 | HRCU-A-CB | 5TWX7036A1 | 5PX*C007AS3 | Ducted Indoor Units | 32400 | 21200 | 2.7 | 24000 | 2.1
TRANE | 17 Multi-Speed Heat Pump With WeatherGuard Top | 216764973 | HRCU-A-CB | 5TWX7036A1 | 5PX*C007AS3 | Ducted Indoor Units | 32600 | 21400 | 2.7 | 24200 | 2.1
TRANE | 17 Multi-Speed Heat Pump With WeatherGuard Top | 216764968 | HRCU-A-CB | 5TWX7036A1 | 5PX*C007AS3 | Ducted Indoor Units | 32600 | 21400 | 2.7 | 24200 | 2.1
TRANE | 17 Multi-Speed Heat Pump With WeatherGuard Top | 216764972 | HRCU-A-CB | 5TWX7036A1 | 5PX*C007AS3 | Ducted Indoor Units | 32400 | 21200 | 2.7 | 24000 | 2.1
TRANE | 17 Multi-Speed Heat Pump With WeatherGuard Top | 216764292 | HRCU-A-CB | 5TWX7036A1 | 5PX*C007AS3 | Ducted Indoor Units | 32400 | 21200 | 2.7 | 24000 | 2.1
TRANE | 17 Multi-Speed Heat Pump With WeatherGuard Top | 216764971 | HRCU-A-CB | 5TWX7036A1 | 5PX*C007AS3 | Ducted Indoor Units | 32600 | 21400 | 2.7 | 24200 | 2.1
TRANE | 17 Multi-Speed Heat Pump With WeatherGuard Top | 216764293 | HRCU-A-CB | 5TWX7036A1 | 5PX*C007AS3 | Ducted Indoor Units | 32600 | 21400 | 2.7 | 24200 | 2.1
TRANE | 17 Multi-Speed Heat Pump With WeatherGuard Top | 216766968 | HRCU-A-CB | 5TWX7036A1 | 5PX*C007AS3 | Ducted Indoor Units | 32800 | 21400 | 2.7 | 24200 | 2.19
TRANE | 17 Multi-Speed Heat Pump With WeatherGuard Top | 216766961 | HRCU-A-CB | 5TWX7036A1 | 5PX*C007AS3 | Ducted Indoor Units | 32800 | 21400 | 2.7 | 24200 | 2.18
TRANE | 17 Multi-Speed Heat Pump With WeatherGuard Top | 216764294 | HRCU-A-CB | 5TWX7036A1 | 5PX*C007AS3 | Ducted Indoor Units | 32400 | 21200 | 2.7 | 24200 | 2.1
TRANE | 17 Multi-Speed Heat Pump With WeatherGuard Top | 216764296 | HRCU-A-CB | 5TWX7036A1 | 5PX*C007AS3 | Ducted Indoor Units | 32800 | 21400 | 2.7 | 24200 | 2.2
TRANE | 17 Multi-Speed Heat Pump With WeatherGuard Top | 216764297 | HRCU-A-CB | 5TWX7036A1 | 5PX*C007AS3 | Ducted Indoor Units | 32600 | 21200 | 2.7 | 24000 | 2.1
TRANE | 17 Multi-Speed Heat Pump With WeatherGuard Top | 216766952 | HRCU-A-CB | 5TWX7036A1 | 5PX*C005AS3 | Ducted Indoor Units | 32200 | 21200 | 2.7 | 24000 | 2.12
TRANE | 17 Multi-Speed Heat Pump With WeatherGuard Top | 216766953 | HRCU-A-CB | 5TWX7036A1 | 5PX*C005AS3 | Ducted Indoor Units | 32400 | 21200 | 2.6 | 24000 | 2.12
TRANE | 17 Multi-Speed Heat Pump With WeatherGuard Top | 216764284 | HRCU-A-CB | 5TWX7036A1 | 5PX*C005AS3 | Ducted Indoor Units | 32200 | 21000 | 2.6 | 23800 | 2.1
TRANE | 17 Multi-Speed Heat Pump With WeatherGuard Top | 216766954 | HRCU-A-CB | 5TWX7036A1 | 5PX*C005AS3 | Ducted Indoor Units | 32400 | 21200 | 2.7 | 24000 | 2.13
TRANE | 17 Multi-Speed Heat Pump With WeatherGuard Top | 216764283 | HRCU-A-CB | 5TWX7036A1 | 5PX*C005AS3 | Ducted Indoor Units | 32000 | 21000 | 2.7 | 23800 | 2.1
TRANE | 17 Multi-Speed Heat Pump With WeatherGuard Top | 216764966 | HRCU-A-CB | 5TWX7036A1 | 5PX*C005AS3 | Ducted Indoor Units | 32400 | 21200 | 2.7 | 24000 | 2.1
TRANE | 17 Multi-Speed Heat Pump With WeatherGuard Top | 216764963 | HRCU-A-CB | 5TWX7036A1 | 5PX*C005AS3 | Ducted Indoor Units | 32400 | 21200 | 2.7 | 24000 | 2.1
TRANE | 17 Multi-Speed Heat Pump With WeatherGuard Top | 216764964 | HRCU-A-CB | 5TWX7036A1 | 5PX*C005AS3 | Ducted Indoor Units | 32400 | 21200 | 2.7 | 24000 | 2.1
TRANE | 17 Multi-Speed Heat Pump With WeatherGuard Top | 216764285 | HRCU-A-CB | 5TWX7036A1 | 5PX*C005AS3 | Ducted Indoor Units | 32400 | 21200 | 2.7 | 24000 | 2.1
TRANE | 17 Multi-Speed Heat Pump With WeatherGuard Top | 216766948 | HRCU-A-CB | 5TWX7036A1 | 5PX*C005AS3 | Ducted Indoor Units | 32400 | 21200 | 2.6 | 24000 | 2.12
TRANE | 17 Multi-Speed Heat Pump With WeatherGuard Top | 216766947 | HRCU-A-CB | 5TWX7036A1 | 5PX*C005AS3 | Ducted Indoor Units | 32400 | 21200 | 2.6 | 24000 | 2.11
TRANE | 17 Multi-Speed Heat Pump With WeatherGuard Top | 216764280 | HRCU-A-CB | 5TWX7036A1 | 5PX*C005AS3 | Ducted Indoor Units | 32200 | 21200 | 2.6 | 24000 | 2
TRANE | 17 Multi-Speed Heat Pump With WeatherGuard Top | 216764278 | HRCU-A-CB | 5TWX7036A1 | 5PX*C005AS3 | Ducted Indoor Units | 32600 | 21400 | 2.7 | 24200 | 2.1
TRANE | 17 Multi-Speed Heat Pump With WeatherGuard Top | 216764279 | HRCU-A-CB | 5TWX7036A1 | 5PX*C005AS3 | Ducted Indoor Units | 32200 | 21200 | 2.7 | 24000 | 2.1
TRANE | 17 Multi-Speed Heat Pump With WeatherGuard Top | 216766932 | HRCU-A-CB | 5TWX7036A1 | 5PX*BD06AS3 | Ducted Indoor Units | 33400 | 21600 | 2.61 | 24600 | 2.08
TRANE | 17 Multi-Speed Heat Pump With WeatherGuard Top | 216766944 | HRCU-A-CB | 5TWX7036A1 | 5PX*BD06AS3 | Ducted Indoor Units | 33000 | 21400 | 2.6 | 24200 | 2.05
TRANE | 17 Multi-Speed Heat Pump With WeatherGuard Top | 216766931 | HRCU-A-CB | 5TWX7036A1 | 5PX*BD06AS3 | Ducted Indoor Units | 33200 | 21600 | 2.61 | 24400 | 2.06
TRANE | 17 Multi-Speed Heat Pump With WeatherGuard Top | 216764277 | HRCU-A-CB | 5TWX7036A1 | 5PX*BD06AS3 | Ducted Indoor Units | 33200 | 21400 | 2.6 | 24400 | 2
TRANE | 17 Multi-Speed Heat Pump With WeatherGuard Top | 216764276 | HRCU-A-CB | 5TWX7036A1 | 5PX*BD06AS3 | Ducted Indoor Units | 33200 | 21400 | 2.6 | 24400 | 2
TRANE | 17 Multi-Speed Heat Pump With WeatherGuard Top | 216764275 | HRCU-A-CB | 5TWX7036A1 | 5PX*BD06AS3 | Ducted Indoor Units | 33200 | 21600 | 2.61 | 24400 | 2
TRANE | 17 Multi-Speed Heat Pump With WeatherGuard Top | 216764274 | HRCU-A-CB | 5TWX7036A1 | 5PX*BD06AS3 | Ducted Indoor Units | 33200 | 21600 | 2.61 | 24400 | 2
TRANE | 17 Multi-Speed Heat Pump With WeatherGuard Top | 216766945 | HRCU-A-CB | 5TWX7036A1 | 5PX*BD06AS3 | Ducted Indoor Units | 33000 | 21400 | 2.6 | 24200 | 2.05
TRANE | 17 Multi-Speed Heat Pump With WeatherGuard Top | 216764273 | HRCU-A-CB | 5TWX7036A1 | 5PX*BD06AS3 | Ducted Indoor Units | 33000 | 21400 | 2.6 | 24200 | 2
TRANE | 17 Multi-Speed Heat Pump With WeatherGuard Top | 216764957 | HRCU-A-CB | 5TWX7036A1 | 5PX*BD06AS3 | Ducted Indoor Units | 33600 | 21800 | 2.6 | 24800 | 2.1
TRANE | 17 Multi-Speed Heat Pump With WeatherGuard Top | 216764954 | HRCU-A-CB | 5TWX7036A1 | 5PX*BD06AS3 | Ducted Indoor Units | 33600 | 21800 | 2.6 | 24800 | 2.1
TRANE | 17 Multi-Speed Heat Pump With WeatherGuard Top | 216764960 | HRCU-A-CB | 5TWX7036A1 | 5PX*BD06AS3 | Ducted Indoor Units | 33200 | 21400 | 2.6 | 24400 | 2
TRANE | 17 Multi-Speed Heat Pump With WeatherGuard Top | 216764953 | HRCU-A-CB | 5TWX7036A1 | 5PX*BD06AS3 | Ducted Indoor Units | 33200 | 21400 | 2.6 | 24400 | 2
TRANE | 17 Multi-Speed Heat Pump With WeatherGuard Top | 216764956 | HRCU-A-CB | 5TWX7036A1 | 5PX*BD06AS3 | Ducted Indoor Units | 33400 | 21600 | 2.61 | 24400 | 2
TRANE | 17 Multi-Speed Heat Pump With WeatherGuard Top | 216764955 | HRCU-A-CB | 5TWX7036A1 | 5PX*BD06AS3 | Ducted Indoor Units | 33400 | 21600 | 2.61 | 24400 | 2
TRANE | 17 Multi-Speed Heat Pump With WeatherGuard Top | 216764961 | HRCU-A-CB | 5TWX7036A1 | 5PX*BD06AS3 | Ducted Indoor Units | 33600 | 21800 | 2.6 | 24800 | 2.1
TRANE | 17 Multi-Speed Heat Pump With WeatherGuard Top | 216764272 | HRCU-A-CB | 5TWX7036A1 | 5PX*BD06AS3 | Ducted Indoor Units | 33600 | 21800 | 2.6 | 24800 | 2.1
TRANE | 17 Multi-Speed Heat Pump With WeatherGuard Top | 216764959 | HRCU-A-CB | 5TWX7036A1 | 5PX*BD06AS3 | Ducted Indoor Units | 33200 | 21400 | 2.6 | 24400 | 2
TRANE | 17 Multi-Speed Heat Pump With WeatherGuard Top | 216764271 | HRCU-A-CB | 5TWX7036A1 | 5PX*BD06AS3 | Ducted Indoor Units | 33200 | 21400 | 2.6 | 24400 | 2
TRANE | 17 Multi-Speed Heat Pump With WeatherGuard Top | 216764958 | HRCU-A-CB | 5TWX7036A1 | 5PX*BD06AS3 | Ducted Indoor Units | 33400 | 21600 | 2.61 | 24400 | 2
TRANE | 17 Multi-Speed Heat Pump With WeatherGuard Top | 216764270 | HRCU-A-CB | 5TWX7036A1 | 5PX*BD06AS3 | Ducted Indoor Units | 33400 | 21600 | 2.61 | 24400 | 2
TRANE | 17 Multi-Speed Heat Pump With WeatherGuard Top | 216766933 | HRCU-A-CB | 5TWX7036A1 | 5PX*BD06AS3 | Ducted Indoor Units | 33000 | 21200 | 2.6 | 24200 | 2.04
TRANE | 17 Multi-Speed Heat Pump With WeatherGuard Top | 216766934 | HRCU-A-CB | 5TWX7036A1 | 5PX*BD06AS3 | Ducted Indoor Units | 33200 | 21600 | 2.61 | 24400 | 2.08
TRANE | 17 Multi-Speed Heat Pump With WeatherGuard Top | 216766935 | HRCU-A-CB | 5TWX7036A1 | 5PX*BD06AS3 | Ducted Indoor Units | 33200 | 21400 | 2.6 | 24400 | 2.04
TRANE | 17 Multi-Speed Heat Pump With WeatherGuard Top | 216764268 | HRCU-A-CB | 5TWX7036A1 | 5PX*BD06AS3 | Ducted Indoor Units | 33200 | 21400 | 2.6 | 24400 | 2
TRANE | 17 Multi-Speed Heat Pump With WeatherGuard Top | 216764267 | HRCU-A-CB | 5TWX7036A1 | 5PX*BD06AS3 | Ducted Indoor Units | 33400 | 21600 | 2.61 | 24400 | 2
TRANE | 17 Multi-Speed Heat Pump With WeatherGuard Top | 216764261 | HRCU-A-CB | 5TWX7036A1 | 5PX*BD04AS3 | Ducted Indoor Units | 33600 | 21600 | 2.5 | 24600 | 1.9
TRANE | 17 Multi-Speed Heat Pump With WeatherGuard Top | 216764265 | HRCU-A-CB | 5TWX7036A1 | 5PX*BD04AS3 | Ducted Indoor Units | 33600 | 21600 | 2.5 | 24600 | 1.9
TRANE | 17 Multi-Speed Heat Pump With WeatherGuard Top | 216764264 | HRCU-A-CB | 5TWX7036A1 | 5PX*BD04AS3 | Ducted Indoor Units | 33400 | 21600 | 2.5 | 24600 | 1.9
TRANE | 17 Multi-Speed Heat Pump With WeatherGuard Top | 216764263 | HRCU-A-CB | 5TWX7036A1 | 5PX*BD04AS3 | Ducted Indoor Units | 33400 | 21600 | 2.5 | 24600 | 1.9
TRANE | 17 Multi-Speed Heat Pump With WeatherGuard Top | 216764948 | HRCU-A-CB | 5TWX7036A1 | 5PX*BD04AS3 | Ducted Indoor Units | 33400 | 21600 | 2.5 | 24400 | 1.9
TRANE | 17 Multi-Speed Heat Pump With WeatherGuard Top | 216764950 | HRCU-A-CB | 5TWX7036A1 | 5PX*BD04AS3 | Ducted Indoor Units | 33400 | 21600 | 2.5 | 24400 | 1.9
TRANE | 17 Multi-Speed Heat Pump With WeatherGuard Top | 216764951 | HRCU-A-CB | 5TWX7036A1 | 5PX*BD04AS3 | Ducted Indoor Units | 33400 | 21600 | 2.5 | 24400 | 1.9
TRANE | 17 Multi-Speed Heat Pump With WeatherGuard Top | 216764946 | HRCU-A-CB | 5TWX7036A1 | 5PX*BD04AS3 | Ducted Indoor Units | 33400 | 21600 | 2.5 | 24400 | 1.9
TRANE | 17 Multi-Speed Heat Pump With WeatherGuard Top | 216764266 | HRCU-A-CB | 5TWX7036A1 | 5PX*BD04AS3 | Ducted Indoor Units | 33400 | 21600 | 2.5 | 24400 | 1.9
TRANE | 17 Multi-Speed Heat Pump With WeatherGuard Top | 216764949 | HRCU-A-CB | 5TWX7036A1 | 5PX*BD04AS3 | Ducted Indoor Units | 33400 | 21600 | 2.5 | 24400 | 1.9
TRANE | 17 Multi-Speed Heat Pump With WeatherGuard Top | 216764260 | HRCU-A-CB | 5TWX7036A1 | 5PX*BD04AS3 | Ducted Indoor Units | 33400 | 21600 | 2.5 | 24400 | 1.9
TRANE | 17 Multi-Speed Heat Pump With WeatherGuard Top | 216766922 | HRCU-A-CB | 5TWX7036A1 | 5PX*BD04AS3 | Ducted Indoor Units | 33400 | 21600 | 2.5 | 24600 | 1.98
TRANE | 17 Multi-Speed Heat Pump With WeatherGuard Top | 216766923 | HRCU-A-CB | 5TWX7036A1 | 5PX*BD04AS3 | Ducted Indoor Units | 33400 | 21600 | 2.5 | 24600 | 1.98
TRANE | 17 Multi-Speed Heat Pump With WeatherGuard Top | 216764257 | HRCU-A-CB | 5TWX7036A1 | 5PX*BD04AS3 | Ducted Indoor Units | 33400 | 21600 | 2.5 | 24600 | 1.9
TRANE | 17 Multi-Speed Heat Pump With WeatherGuard Top | 216766905 | HRCU-A-CB | 5TWX7036A1 | 5PX*B006AS3 | Ducted Indoor Units | 32400 | 21200 | 2.7 | 24000 | 2.16
TRANE | 17 Multi-Speed Heat Pump With WeatherGuard Top | 216766906 | HRCU-A-CB | 5TWX7036A1 | 5PX*B006AS3 | Ducted Indoor Units | 32400 | 21200 | 2.7 | 24000 | 2.15
TRANE | 17 Multi-Speed Heat Pump With WeatherGuard Top | 216766907 | HRCU-A-CB | 5TWX7036A1 | 5PX*B006AS3 | Ducted Indoor Units | 33000 | 21800 | 2.7 | 24600 | 2.16
TRANE | 17 Multi-Speed Heat Pump With WeatherGuard Top | 216764239 | HRCU-A-CB | 5TWX7036A1 | 5PX*B006AS3 | Ducted Indoor Units | 32400 | 21200 | 2.7 | 24000 | 2.1
TRANE | 17 Multi-Speed Heat Pump With WeatherGuard Top | 216764240 | HRCU-A-CB | 5TWX7036A1 | 5PX*B006AS3 | Ducted Indoor Units | 32400 | 21200 | 2.7 | 24000 | 2.1
TRANE | 17 Multi-Speed Heat Pump With WeatherGuard Top | 216766908 | HRCU-A-CB | 5TWX7036A1 | 5PX*B006AS3 | Ducted Indoor Units | 32400 | 21200 | 2.7 | 24000 | 2.16
TRANE | 17 Multi-Speed Heat Pump With WeatherGuard Top | 216764241 | HRCU-A-CB | 5TWX7036A1 | 5PX*B006AS3 | Ducted Indoor Units | 32400 | 21200 | 2.7 | 24000 | 2.1
TRANE | 17 Multi-Speed Heat Pump With WeatherGuard Top | 216764242 | HRCU-A-CB | 5TWX7036A1 | 5PX*B006AS3 | Ducted Indoor Units | 32400 | 21200 | 2.7 | 24000 | 2.1
TRANE | 17 Multi-Speed Heat Pump With WeatherGuard Top | 216764243 | HRCU-A-CB | 5TWX7036A1 | 5PX*B006AS3 | Ducted Indoor Units | 32400 | 21200 | 2.7 | 24000 | 2.1
TRANE | 17 Multi-Speed Heat Pump With WeatherGuard Top | 216764244 | HRCU-A-CB | 5TWX7036A1 | 5PX*B006AS3 | Ducted Indoor Units | 32400 | 21200 | 2.7 | 24000 | 2.1
TRANE | 17 Multi-Speed Heat Pump With WeatherGuard Top | 216764942 | HRCU-A-CB | 5TWX7036A1 | 5PX*B006AS3 | Ducted Indoor Units | 32200 | 21200 | 2.7 | 24000 | 2.1
TRANE | 17 Multi-Speed Heat Pump With WeatherGuard Top | 216764938 | HRCU-A-CB | 5TWX7036A1 | 5PX*B006AS3 | Ducted Indoor Units | 32200 | 21200 | 2.7 | 24000 | 2.1
TRANE | 17 Multi-Speed Heat Pump With WeatherGuard Top | 216764941 | HRCU-A-CB | 5TWX7036A1 | 5PX*B006AS3 | Ducted Indoor Units | 32600 | 21400 | 2.7 | 24200 | 2.1
TRANE | 17 Multi-Speed Heat Pump With WeatherGuard Top | 216764937 | HRCU-A-CB | 5TWX7036A1 | 5PX*B006AS3 | Ducted Indoor Units | 32600 | 21400 | 2.7 | 24200 | 2.1
TRANE | 17 Multi-Speed Heat Pump With WeatherGuard Top | 216764940 | HRCU-A-CB | 5TWX7036A1 | 5PX*B006AS3 | Ducted Indoor Units | 32800 | 21600 | 2.71 | 24400 | 2.1
TRANE | 17 Multi-Speed Heat Pump With WeatherGuard Top | 216764936 | HRCU-A-CB | 5TWX7036A1 | 5PX*B006AS3 | Ducted Indoor Units | 32800 | 21600 | 2.71 | 24400 | 2.1
TRANE | 17 Multi-Speed Heat Pump With WeatherGuard Top | 216764944 | HRCU-A-CB | 5TWX7036A1 | 5PX*B006AS3 | Ducted Indoor Units | 32200 | 21200 | 2.7 | 24000 | 2.1
TRANE | 17 Multi-Speed Heat Pump With WeatherGuard Top | 216764245 | HRCU-A-CB | 5TWX7036A1 | 5PX*B006AS3 | Ducted Indoor Units | 32200 | 21200 | 2.7 | 24000 | 2.1
TRANE | 17 Multi-Speed Heat Pump With WeatherGuard Top | 216764943 | HRCU-A-CB | 5TWX7036A1 | 5PX*B006AS3 | Ducted Indoor Units | 32600 | 21400 | 2.7 | 24200 | 2.1
TRANE | 17 Multi-Speed Heat Pump With WeatherGuard Top | 216764255 | HRCU-A-CB | 5TWX7036A1 | 5PX*B006AS3 | Ducted Indoor Units | 32600 | 21400 | 2.7 | 24200 | 2.1
TRANE | 17 Multi-Speed Heat Pump With WeatherGuard Top | 216764939 | HRCU-A-CB | 5TWX7036A1 | 5PX*B006AS3 | Ducted Indoor Units | 32800 | 21600 | 2.71 | 24400 | 2.1
TRANE | 17 Multi-Speed Heat Pump With WeatherGuard Top | 216764254 | HRCU-A-CB | 5TWX7036A1 | 5PX*B006AS3 | Ducted Indoor Units | 32800 | 21600 | 2.71 | 24400 | 2.1
TRANE | 17 Multi-Speed Heat Pump With WeatherGuard Top | 216766902 | HRCU-A-CB | 5TWX7036A1 | 5PX*B006AS3 | Ducted Indoor Units | 32600 | 21400 | 2.7 | 24200 | 2.16
TRANE | 17 Multi-Speed Heat Pump With WeatherGuard Top | 216766901 | HRCU-A-CB | 5TWX7036A1 | 5PX*B006AS3 | Ducted Indoor Units | 32400 | 21200 | 2.7 | 24000 | 2.15
TRANE | 17 Multi-Speed Heat Pump With WeatherGuard Top | 216766909 | HRCU-A-CB | 5TWX7036A1 | 5PX*B006AS3 | Ducted Indoor Units | 32400 | 21200 | 2.7 | 24200 | 2.13
TRANE | 17 Multi-Speed Heat Pump With WeatherGuard Top | 216764250 | HRCU-A-CB | 5TWX7036A1 | 5PX*B006AS3 | Ducted Indoor Units | 32600 | 21400 | 2.7 | 24200 | 2.1
TRANE | 17 Multi-Speed Heat Pump With WeatherGuard Top | 216764249 | HRCU-A-CB | 5TWX7036A1 | 5PX*B006AS3 | Ducted Indoor Units | 32600 | 21400 | 2.7 | 24200 | 2.1
TRANE | 17 Multi-Speed Heat Pump With WeatherGuard Top | 216764248 | HRCU-A-CB | 5TWX7036A1 | 5PX*B006AS3 | Ducted Indoor Units | 32600 | 21400 | 2.7 | 24200 | 2.1
TRANE | 17 Multi-Speed Heat Pump With WeatherGuard Top | 216764247 | HRCU-A-CB | 5TWX7036A1 | 5PX*B006AS3 | Ducted Indoor Units | 32400 | 21200 | 2.7 | 24000 | 2.1
TRANE | 17 Multi-Speed Heat Pump With WeatherGuard Top | 216764246 | HRCU-A-CB | 5TWX7036A1 | 5PX*B006AS3 | Ducted Indoor Units | 32400 | 21200 | 2.7 | 24000 | 2.1
TRANE | 17 Multi-Speed Heat Pump With WeatherGuard Top | 216766887 | HRCU-A-CB | 5TWX7036A1 | 5PX*B004AS3 | Ducted Indoor Units | 32200 | 21000 | 2.6 | 23800 | 2.1
TRANE | 17 Multi-Speed Heat Pump With WeatherGuard Top | 216766886 | HRCU-A-CB | 5TWX7036A1 | 5PX*B004AS3 | Ducted Indoor Units | 32200 | 21000 | 2.6 | 23800 | 2.09
TRANE | 17 Multi-Speed Heat Pump With WeatherGuard Top | 216766899 | HRCU-A-CB | 5TWX7036A1 | 5PX*B004AS3 | Ducted Indoor Units | 32400 | 21200 | 2.6 | 24000 | 2.1
TRANE | 17 Multi-Speed Heat Pump With WeatherGuard Top | 216764233 | HRCU-A-CB | 5TWX7036A1 | 5PX*B004AS3 | Ducted Indoor Units | 32400 | 21200 | 2.6 | 24000 | 2.1
TRANE | 17 Multi-Speed Heat Pump With WeatherGuard Top | 216764234 | HRCU-A-CB | 5TWX7036A1 | 5PX*B004AS3 | Ducted Indoor Units | 32400 | 21200 | 2.6 | 24000 | 2.1
TRANE | 17 Multi-Speed Heat Pump With WeatherGuard Top | 216766892 | HRCU-A-CB | 5TWX7036A1 | 5PX*B004AS3 | Ducted Indoor Units | 32000 | 21000 | 2.6 | 23800 | 2.08
TRANE | 17 Multi-Speed Heat Pump With WeatherGuard Top | 216764231 | HRCU-A-CB | 5TWX7036A1 | 5PX*B004AS3 | Ducted Indoor Units | 32200 | 21200 | 2.6 | 24000 | 2.1
TRANE | 17 Multi-Speed Heat Pump With WeatherGuard Top | 216764230 | HRCU-A-CB | 5TWX7036A1 | 5PX*B004AS3 | Ducted Indoor Units | 32200 | 21200 | 2.6 | 24000 | 2.1
TRANE | 17 Multi-Speed Heat Pump With WeatherGuard Top | 216764219 | HRCU-A-CB | 5TWX7036A1 | 5PX*B004AS3 | Ducted Indoor Units | 32400 | 21200 | 2.6 | 24000 | 2.1
TRANE | 17 Multi-Speed Heat Pump With WeatherGuard Top | 216764933 | HRCU-A-CB | 5TWX7036A1 | 5PX*B004AS3 | Ducted Indoor Units | 32000 | 21000 | 2.6 | 23800 | 2
TRANE | 17 Multi-Speed Heat Pump With WeatherGuard Top | 216764930 | HRCU-A-CB | 5TWX7036A1 | 5PX*B004AS3 | Ducted Indoor Units | 32000 | 21000 | 2.6 | 23800 | 2
TRANE | 17 Multi-Speed Heat Pump With WeatherGuard Top | 216764929 | HRCU-A-CB | 5TWX7036A1 | 5PX*B004AS3 | Ducted Indoor Units | 32200 | 21000 | 2.6 | 23800 | 2.1
TRANE | 17 Multi-Speed Heat Pump With WeatherGuard Top | 216764932 | HRCU-A-CB | 5TWX7036A1 | 5PX*B004AS3 | Ducted Indoor Units | 32200 | 21000 | 2.6 | 23800 | 2.1
TRANE | 17 Multi-Speed Heat Pump With WeatherGuard Top | 216764934 | HRCU-A-CB | 5TWX7036A1 | 5PX*B004AS3 | Ducted Indoor Units | 32000 | 21000 | 2.6 | 23800 | 2
TRANE | 17 Multi-Speed Heat Pump With WeatherGuard Top | 216764220 | HRCU-A-CB | 5TWX7036A1 | 5PX*B004AS3 | Ducted Indoor Units | 32000 | 21000 | 2.6 | 23800 | 2
TRANE | 17 Multi-Speed Heat Pump With WeatherGuard Top | 216764935 | HRCU-A-CB | 5TWX7036A1 | 5PX*B004AS3 | Ducted Indoor Units | 32200 | 21000 | 2.6 | 23800 | 2.1
TRANE | 17 Multi-Speed Heat Pump With WeatherGuard Top | 216764221 | HRCU-A-CB | 5TWX7036A1 | 5PX*B004AS3 | Ducted Indoor Units | 32200 | 21000 | 2.6 | 23800 | 2.1
TRANE | 17 Multi-Speed Heat Pump With WeatherGuard Top | 216766895 | HRCU-A-CB | 5TWX7036A1 | 5PX*B004AS3 | Ducted Indoor Units | 32200 | 21000 | 2.6 | 23800 | 2.1
TRANE | 17 Multi-Speed Heat Pump With WeatherGuard Top | 216766898 | HRCU-A-CB | 5TWX7036A1 | 5PX*B004AS3 | Ducted Indoor Units | 32200 | 21200 | 2.6 | 24000 | 2.09
TRANE | 17 Multi-Speed Heat Pump With WeatherGuard Top | 216766897 | HRCU-A-CB | 5TWX7036A1 | 5PX*B004AS3 | Ducted Indoor Units | 32000 | 21000 | 2.6 | 23800 | 2.07
TRANE | 17 Multi-Speed Heat Pump With WeatherGuard Top | 216764227 | HRCU-A-CB | 5TWX7036A1 | 5PX*B004AS3 | Ducted Indoor Units | 31800 | 20800 | 2.61 | 23800 | 2
TRANE | 17 Multi-Speed Heat Pump With WeatherGuard Top | 216764225 | HRCU-A-CB | 5TWX7036A1 | 5PX*B004AS3 | Ducted Indoor Units | 32000 | 21000 | 2.6 | 23800 | 2
TRANE | 17 Multi-Speed Heat Pump With WeatherGuard Top | 216764224 | HRCU-A-CB | 5TWX7036A1 | 5PX*B004AS3 | Ducted Indoor Units | 31800 | 21000 | 2.6 | 23800 | 2.1
TRANE | 17 Multi-Speed Heat Pump With WeatherGuard Top | 216770096 | HRCU-A-CB | 5TWX7024A1 | 5TXCC009AS3 | Ducted Indoor Units | 21400 | 15100 | 2.7 | 16900 | 2.08
TRANE | 17 Multi-Speed Heat Pump With WeatherGuard Top | 216770095 | HRCU-A-CB | 5TWX7024A1 | 5TXCC007AS3 | Ducted Indoor Units | 21600 | 15200 | 2.61 | 17100 | 2.05
TRANE | 17 Multi-Speed Heat Pump With WeatherGuard Top | 216764217 | HRCU-A-CB | 5TWX7024A1 | 5TXCC007AS3 | Ducted Indoor Units | 21000 | 14900 | 2.5 | 16800 | 1.9
TRANE | 17 Multi-Speed Heat Pump With WeatherGuard Top | 216770094 | HRCU-A-CB | 5TWX7024A1 | 5TXCC005AS3 | Ducted Indoor Units | 21400 | 15000 | 2.6 | 16900 | 1.99
TRANE | 17 Multi-Speed Heat Pump With WeatherGuard Top | 216764215 | HRCU-A-CB | 5TWX7024A1 | 5TXCC005AS3 | Ducted Indoor Units | 21200 | 15100 | 2.5 | 16900 | 1.9
TRANE | 17 Multi-Speed Heat Pump With WeatherGuard Top | 216766867 | HRCU-A-CB | 5TWX7024A1 | 5TXCB006AS3 | Ducted Indoor Units | 21200 | 15100 | 2.5 | 17000 | 2
TRANE | 17 Multi-Speed Heat Pump With WeatherGuard Top | 216766881 | HRCU-A-CB | 5TWX7024A1 | 5TXCB006AS3 | Ducted Indoor Units | 21800 | 15400 | 2.59 | 17400 | 2.06
TRANE | 17 Multi-Speed Heat Pump With WeatherGuard Top | 216766884 | HRCU-A-CB | 5TWX7024A1 | 5TXCB006AS3 | Ducted Indoor Units | 21200 | 15000 | 2.5 | 16900 | 2
TRANE | 17 Multi-Speed Heat Pump With WeatherGuard Top | 216766880 | HRCU-A-CB | 5TWX7024A1 | 5TXCB006AS3 | Ducted Indoor Units | 21800 | 15500 | 2.6 | 17400 | 2.06
TRANE | 17 Multi-Speed Heat Pump With WeatherGuard Top | 216766883 | HRCU-A-CB | 5TWX7024A1 | 5TXCB006AS3 | Ducted Indoor Units | 21200 | 15100 | 2.5 | 17000 | 2
TRANE | 17 Multi-Speed Heat Pump With WeatherGuard Top | 216764207 | HRCU-A-CB | 5TWX7024A1 | 5TXCB006AS3 | Ducted Indoor Units | 21800 | 15500 | 2.6 | 17400 | 2
TRANE | 17 Multi-Speed Heat Pump With WeatherGuard Top | 216764206 | HRCU-A-CB | 5TWX7024A1 | 5TXCB006AS3 | Ducted Indoor Units | 21800 | 15500 | 2.6 | 17400 | 2
TRANE | 17 Multi-Speed Heat Pump With WeatherGuard Top | 216764214 | HRCU-A-CB | 5TWX7024A1 | 5TXCB006AS3 | Ducted Indoor Units | 21400 | 15200 | 2.5 | 17100 | 2
TRANE | 17 Multi-Speed Heat Pump With WeatherGuard Top | 216764213 | HRCU-A-CB | 5TWX7024A1 | 5TXCB006AS3 | Ducted Indoor Units | 21400 | 15200 | 2.5 | 17100 | 2
TRANE | 17 Multi-Speed Heat Pump With WeatherGuard Top | 216766879 | HRCU-A-CB | 5TWX7024A1 | 5TXCB006AS3 | Ducted Indoor Units | 21800 | 15500 | 2.6 | 17400 | 2.06
TRANE | 17 Multi-Speed Heat Pump With WeatherGuard Top | 216764205 | HRCU-A-CB | 5TWX7024A1 | 5TXCB006AS3 | Ducted Indoor Units | 21800 | 15500 | 2.6 | 17400 | 2
TRANE | 17 Multi-Speed Heat Pump With WeatherGuard Top | 216764204 | HRCU-A-CB | 5TWX7024A1 | 5TXCB006AS3 | Ducted Indoor Units | 21800 | 15500 | 2.6 | 17400 | 2
TRANE | 17 Multi-Speed Heat Pump With WeatherGuard Top | 216764212 | HRCU-A-CB | 5TWX7024A1 | 5TXCB006AS3 | Ducted Indoor Units | 21200 | 15100 | 2.5 | 17000 | 2
TRANE | 17 Multi-Speed Heat Pump With WeatherGuard Top | 216764211 | HRCU-A-CB | 5TWX7024A1 | 5TXCB006AS3 | Ducted Indoor Units | 21200 | 15100 | 2.5 | 17000 | 2
TRANE | 17 Multi-Speed Heat Pump With WeatherGuard Top | 216764203 | HRCU-A-CB | 5TWX7024A1 | 5TXCB006AS3 | Ducted Indoor Units | 22000 | 15500 | 2.6 | 17400 | 2
TRANE | 17 Multi-Speed Heat Pump With WeatherGuard Top | 216764202 | HRCU-A-CB | 5TWX7024A1 | 5TXCB006AS3 | Ducted Indoor Units | 22000 | 15500 | 2.6 | 17400 | 2
TRANE | 17 Multi-Speed Heat Pump With WeatherGuard Top | 216766882 | HRCU-A-CB | 5TWX7024A1 | 5TXCB006AS3 | Ducted Indoor Units | 21400 | 15200 | 2.61 | 17100 | 2.03
TRANE | 17 Multi-Speed Heat Pump With WeatherGuard Top | 216764210 | HRCU-A-CB | 5TWX7024A1 | 5TXCB006AS3 | Ducted Indoor Units | 21400 | 15200 | 2.61 | 17100 | 2
TRANE | 17 Multi-Speed Heat Pump With WeatherGuard Top | 216766878 | HRCU-A-CB | 5TWX7024A1 | 5TXCB006AS3 | Ducted Indoor Units | 21800 | 15500 | 2.6 | 17400 | 2.06
TRANE | 17 Multi-Speed Heat Pump With WeatherGuard Top | 216766877 | HRCU-A-CB | 5TWX7024A1 | 5TXCB006AS3 | Ducted Indoor Units | 21800 | 15400 | 2.59 | 17300 | 2.03
TRANE | 17 Multi-Speed Heat Pump With WeatherGuard Top | 216766876 | HRCU-A-CB | 5TWX7024A1 | 5TXCB006AS3 | Ducted Indoor Units | 22000 | 15500 | 2.6 | 17500 | 2.06
TRANE | 17 Multi-Speed Heat Pump With WeatherGuard Top | 216764201 | HRCU-A-CB | 5TWX7024A1 | 5TXCB006AS3 | Ducted Indoor Units | 21800 | 15400 | 2.59 | 17300 | 2
TRANE | 17 Multi-Speed Heat Pump With WeatherGuard Top | 216764200 | HRCU-A-CB | 5TWX7024A1 | 5TXCB006AS3 | Ducted Indoor Units | 22000 | 15500 | 2.6 | 17500 | 2
TRANE | 17 Multi-Speed Heat Pump With WeatherGuard Top | 216764199 | HRCU-A-CB | 5TWX7024A1 | 5TXCB006AS3 | Ducted Indoor Units | 22000 | 15500 | 2.6 | 17500 | 2
TRANE | 17 Multi-Speed Heat Pump With WeatherGuard Top | 216764198 | HRCU-A-CB | 5TWX7024A1 | 5TXCB006AS3 | Ducted Indoor Units | 21800 | 15400 | 2.59 | 17300 | 2
TRANE | 17 Multi-Speed Heat Pump With WeatherGuard Top | 216764197 | HRCU-A-CB | 5TWX7024A1 | 5TXCB006AS3 | Ducted Indoor Units | 21800 | 15400 | 2.59 | 17400 | 2
TRANE | 17 Multi-Speed Heat Pump With WeatherGuard Top | 216764209 | HRCU-A-CB | 5TWX7024A1 | 5TXCB006AS3 | Ducted Indoor Units | 21400 | 15300 | 2.61 | 17200 | 2
TRANE | 17 Multi-Speed Heat Pump With WeatherGuard Top | 216764208 | HRCU-A-CB | 5TWX7024A1 | 5TXCB006AS3 | Ducted Indoor Units | 21400 | 15200 | 2.5 | 17100 | 2
TRANE | 17 Multi-Speed Heat Pump With WeatherGuard Top | 216766849 | HRCU-A-CB | 5TWX7024A1 | 5TXCB004AS3 | Ducted Indoor Units | 21800 | 15300 | 2.61 | 17200 | 2.01
TRANE | 17 Multi-Speed Heat Pump With WeatherGuard Top | 216766848 | HRCU-A-CB | 5TWX7024A1 | 5TXCB004AS3 | Ducted Indoor Units | 21800 | 15300 | 2.51 | 17200 | 2.01
TRANE | 17 Multi-Speed Heat Pump With WeatherGuard Top | 216764185 | HRCU-A-CB | 5TWX7024A1 | 5TXCB004AS3 | Ducted Indoor Units | 21800 | 15300 | 2.51 | 17200 | 2
TRANE | 17 Multi-Speed Heat Pump With WeatherGuard Top | 216764184 | HRCU-A-CB | 5TWX7024A1 | 5TXCB004AS3 | Ducted Indoor Units | 21800 | 15300 | 2.51 | 17200 | 2
TRANE | 17 Multi-Speed Heat Pump With WeatherGuard Top | 216766847 | HRCU-A-CB | 5TWX7024A1 | 5TXCB004AS3 | Ducted Indoor Units | 21800 | 15300 | 2.61 | 17200 | 2.01
TRANE | 17 Multi-Speed Heat Pump With WeatherGuard Top | 216764183 | HRCU-A-CB | 5TWX7024A1 | 5TXCB004AS3 | Ducted Indoor Units | 21800 | 15300 | 2.61 | 17200 | 2
TRANE | 17 Multi-Speed Heat Pump With WeatherGuard Top | 216764182 | HRCU-A-CB | 5TWX7024A1 | 5TXCB004AS3 | Ducted Indoor Units | 21800 | 15300 | 2.61 | 17200 | 2
TRANE | 17 Multi-Speed Heat Pump With WeatherGuard Top | 216764180 | HRCU-A-CB | 5TWX7024A1 | 5TXCB004AS3 | Ducted Indoor Units | 21800 | 15300 | 2.61 | 17300 | 2
TRANE | 17 Multi-Speed Heat Pump With WeatherGuard Top | 216764919 | HRCU-A-CB | 5TWX7024A1 | 5TXCB004AS3 | Ducted Indoor Units | 21600 | 15100 | 2.5 | 17000 | 1.9
TRANE | 17 Multi-Speed Heat Pump With WeatherGuard Top | 216764924 | HRCU-A-CB | 5TWX7024A1 | 5TXCB004AS3 | Ducted Indoor Units | 21600 | 15100 | 2.5 | 17000 | 1.9
TRANE | 17 Multi-Speed Heat Pump With WeatherGuard Top | 216764920 | HRCU-A-CB | 5TWX7024A1 | 5TXCB004AS3 | Ducted Indoor Units | 21600 | 15200 | 2.5 | 17100 | 1.9
TRANE | 17 Multi-Speed Heat Pump With WeatherGuard Top | 216764921 | HRCU-A-CB | 5TWX7024A1 | 5TXCB004AS3 | Ducted Indoor Units | 21800 | 15300 | 2.51 | 17200 | 2
TRANE | 17 Multi-Speed Heat Pump With WeatherGuard Top | 216764925 | HRCU-A-CB | 5TWX7024A1 | 5TXCB004AS3 | Ducted Indoor Units | 21800 | 15300 | 2.51 | 17200 | 2
TRANE | 17 Multi-Speed Heat Pump With WeatherGuard Top | 216764927 | HRCU-A-CB | 5TWX7024A1 | 5TXCB004AS3 | Ducted Indoor Units | 21600 | 15100 | 2.5 | 17000 | 1.9
TRANE | 17 Multi-Speed Heat Pump With WeatherGuard Top | 216764179 | HRCU-A-CB | 5TWX7024A1 | 5TXCB004AS3 | Ducted Indoor Units | 21600 | 15100 | 2.5 | 17000 | 1.9
TRANE | 17 Multi-Speed Heat Pump With WeatherGuard Top | 216764926 | HRCU-A-CB | 5TWX7024A1 | 5TXCB004AS3 | Ducted Indoor Units | 21600 | 15200 | 2.5 | 17100 | 1.9
TRANE | 17 Multi-Speed Heat Pump With WeatherGuard Top | 216764178 | HRCU-A-CB | 5TWX7024A1 | 5TXCB004AS3 | Ducted Indoor Units | 21600 | 15200 | 2.5 | 17100 | 1.9
TRANE | 17 Multi-Speed Heat Pump With WeatherGuard Top | 216764922 | HRCU-A-CB | 5TWX7024A1 | 5TXCB004AS3 | Ducted Indoor Units | 21600 | 15200 | 2.5 | 17100 | 1.9
TRANE | 17 Multi-Speed Heat Pump With WeatherGuard Top | 216764177 | HRCU-A-CB | 5TWX7024A1 | 5TXCB004AS3 | Ducted Indoor Units | 21600 | 15200 | 2.5 | 17100 | 1.9
TRANE | 17 Multi-Speed Heat Pump With WeatherGuard Top | 216764923 | HRCU-A-CB | 5TWX7024A1 | 5TXCB004AS3 | Ducted Indoor Units | 21800 | 15300 | 2.51 | 17200 | 2
TRANE | 17 Multi-Speed Heat Pump With WeatherGuard Top | 216764176 | HRCU-A-CB | 5TWX7024A1 | 5TXCB004AS3 | Ducted Indoor Units | 21800 | 15300 | 2.51 | 17200 | 2
TRANE | 17 Multi-Speed Heat Pump With WeatherGuard Top | 216766865 | HRCU-A-CB | 5TWX7024A1 | 5TXCB004AS3 | Ducted Indoor Units | 21800 | 15300 | 2.51 | 17200 | 2
TRANE | 17 Multi-Speed Heat Pump With WeatherGuard Top | 216766863 | HRCU-A-CB | 5TWX7024A1 | 5TXCB004AS3 | Ducted Indoor Units | 21800 | 15500 | 2.5 | 17300 | 2.01
TRANE | 17 Multi-Speed Heat Pump With WeatherGuard Top | 216764174 | HRCU-A-CB | 5TWX7024A1 | 5TXCB004AS3 | Ducted Indoor Units | 22000 | 15700 | 2.5 | 17600 | 1.9
TRANE | 17 Multi-Speed Heat Pump With WeatherGuard Top | 216764191 | HRCU-A-CB | 5TWX7024A1 | 5TXCB004AS3 | Ducted Indoor Units | 21800 | 15300 | 2.61 | 17200 | 2
TRANE | 17 Multi-Speed Heat Pump With WeatherGuard Top | 216764192 | HRCU-A-CB | 5TWX7024A1 | 5TXCB004AS3 | Ducted Indoor Units | 21800 | 15300 | 2.61 | 17200 | 2
TRANE | 17 Multi-Speed Heat Pump With WeatherGuard Top | 216764173 | HRCU-A-CB | 5TWX7024A1 | 5TEMCD05AV41+TD | Ducted Indoor Units | 21600 | 15200 | 2.7 | 17200 | 2.1
TRANE | 17 Multi-Speed Heat Pump With WeatherGuard Top | 216764172 | HRCU-A-CB | 5TWX7024A1 | 5TEMCD04AV31+TD | Ducted Indoor Units | 21600 | 15200 | 2.7 | 17200 | 2.1
TRANE | 17 Multi-Speed Heat Pump With WeatherGuard Top | 216764171 | HRCU-A-CB | 5TWX7024A1 | 5TEMCB03AV31+TD | Ducted Indoor Units | 22200 | 15500 | 2.6 | 17400 | 2
TRANE | 17 Multi-Speed Heat Pump With WeatherGuard Top | 216764170 | HRCU-A-CB | 5TWX7024A1 | 5TEMCB02AV21+TD | Ducted Indoor Units | 22400 | 15600 | 2.6 | 17500 | 2
TRANE | 17 Multi-Speed Heat Pump With WeatherGuard Top | 216764169 | HRCU-A-CB | 5TWX7024A1 | 5TEM6D05AV41+TD | Ducted Indoor Units | 21800 | 15500 | 2.7 | 17400 | 2.1
TRANE | 17 Multi-Speed Heat Pump With WeatherGuard Top | 216764168 | HRCU-A-CB | 5TWX7024A1 | 5TEM6D04AV31+TD | Ducted Indoor Units | 21800 | 15500 | 2.7 | 17400 | 2.1
TRANE | 17 Multi-Speed Heat Pump With WeatherGuard Top | 216764167 | HRCU-A-CB | 5TWX7024A1 | 5TEM6B03AV21+TD | Ducted Indoor Units | 22400 | 15600 | 2.6 | 17500 | 2
TRANE | 17 Multi-Speed Heat Pump With WeatherGuard Top | 216764166 | HRCU-A-CB | 5TWX7024A1 | 5TEM6B02AV21+TD | Ducted Indoor Units | 22400 | 15600 | 2.6 | 17500 | 2
TRANE | 17 Multi-Speed Heat Pump With WeatherGuard Top | 216770093 | HRCU-A-CB | 5TWX7024A1 | 5TAMXD04AV31 | Ducted Indoor Units | 22000 | 15400 | 2.59 | 17300 | 2.05
TRANE | 17 Multi-Speed Heat Pump With WeatherGuard Top | 216770092 | HRCU-A-CB | 5TWX7024A1 | 5TAMXC03AV31 | Ducted Indoor Units | 22000 | 15300 | 2.51 | 17200 | 1.95
TRANE | 17 Multi-Speed Heat Pump With WeatherGuard Top | 216770090 | HRCU-A-CB | 5TWX7024A1 | 5PX*CD09AS3 | Ducted Indoor Units | 21400 | 15100 | 2.6 | 17000 | 2.02
TRANE | 17 Multi-Speed Heat Pump With WeatherGuard Top | 216770089 | HRCU-A-CB | 5TWX7024A1 | 5PX*CD07AS3 | Ducted Indoor Units | 22000 | 15300 | 2.51 | 17100 | 1.92
TRANE | 17 Multi-Speed Heat Pump With WeatherGuard Top | 216770088 | HRCU-A-CB | 5TWX7024A1 | 5PX*C009AS3 | Ducted Indoor Units | 21400 | 15100 | 2.7 | 16900 | 2.08
TRANE | 17 Multi-Speed Heat Pump With WeatherGuard Top | 216770087 | HRCU-A-CB | 5TWX7024A1 | 5PX*C007AS3 | Ducted Indoor Units | 21600 | 15200 | 2.61 | 17100 | 2.05
TRANE | 17 Multi-Speed Heat Pump With WeatherGuard Top | 216764164 | HRCU-A-CB | 5TWX7024A1 | 5PX*C007AS3 | Ducted Indoor Units | 21400 | 15200 | 2.61 | 17100 | 2
TRANE | 17 Multi-Speed Heat Pump With WeatherGuard Top | 216770086 | HRCU-A-CB | 5TWX7024A1 | 5PX*C005AS3 | Ducted Indoor Units | 21400 | 15000 | 2.6 | 16900 | 1.99
TRANE | 17 Multi-Speed Heat Pump With WeatherGuard Top | 216764163 | HRCU-A-CB | 5TWX7024A1 | 5PX*C005AS3 | Ducted Indoor Units | 21200 | 15100 | 2.5 | 16900 | 1.9
TRANE | 17 Multi-Speed Heat Pump With WeatherGuard Top | 216766844 | HRCU-A-CB | 5TWX7024A1 | 5PX*BD06AS3 | Ducted Indoor Units | 22200 | 15500 | 2.5 | 17400 | 1.97
TRANE | 17 Multi-Speed Heat Pump With WeatherGuard Top | 216764160 | HRCU-A-CB | 5TWX7024A1 | 5PX*BD06AS3 | Ducted Indoor Units | 22200 | 15500 | 2.5 | 17400 | 1.9
TRANE | 17 Multi-Speed Heat Pump With WeatherGuard Top | 216764161 | HRCU-A-CB | 5TWX7024A1 | 5PX*BD06AS3 | Ducted Indoor Units | 22200 | 15500 | 2.5 | 17400 | 1.9
TRANE | 17 Multi-Speed Heat Pump With WeatherGuard Top | 216764159 | HRCU-A-CB | 5TWX7024A1 | 5PX*BD06AS3 | Ducted Indoor Units | 22200 | 15500 | 2.5 | 17400 | 1.9
TRANE | 17 Multi-Speed Heat Pump With WeatherGuard Top | 216764155 | HRCU-A-CB | 5TWX7024A1 | 5PX*BD06AS3 | Ducted Indoor Units | 22200 | 15500 | 2.5 | 17400 | 1.9
TRANE | 17 Multi-Speed Heat Pump With WeatherGuard Top | 216766842 | HRCU-A-CB | 5TWX7024A1 | 5PX*BD06AS3 | Ducted Indoor Units | 22200 | 15500 | 2.5 | 17400 | 1.97
TRANE | 17 Multi-Speed Heat Pump With WeatherGuard Top | 216764158 | HRCU-A-CB | 5TWX7024A1 | 5PX*BD06AS3 | Ducted Indoor Units | 22200 | 15500 | 2.5 | 17400 | 1.9
TRANE | 17 Multi-Speed Heat Pump With WeatherGuard Top | 216766841 | HRCU-A-CB | 5TWX7024A1 | 5PX*BD06AS3 | Ducted Indoor Units | 22200 | 15500 | 2.5 | 17400 | 1.96
TRANE | 17 Multi-Speed Heat Pump With WeatherGuard Top | 216766840 | HRCU-A-CB | 5TWX7024A1 | 5PX*BD06AS3 | Ducted Indoor Units | 22200 | 15500 | 2.5 | 17300 | 1.94
TRANE | 17 Multi-Speed Heat Pump With WeatherGuard Top | 216766839 | HRCU-A-CB | 5TWX7024A1 | 5PX*BD06AS3 | Ducted Indoor Units | 22400 | 15600 | 2.5 | 17500 | 1.97
TRANE | 17 Multi-Speed Heat Pump With WeatherGuard Top | 216764157 | HRCU-A-CB | 5TWX7024A1 | 5PX*BD06AS3 | Ducted Indoor Units | 22200 | 15500 | 2.5 | 17300 | 1.9
TRANE | 17 Multi-Speed Heat Pump With WeatherGuard Top | 216764156 | HRCU-A-CB | 5TWX7024A1 | 5PX*BD06AS3 | Ducted Indoor Units | 22200 | 15600 | 2.5 | 17400 | 1.9
TRANE | 17 Multi-Speed Heat Pump With WeatherGuard Top | 216766812 | HRCU-A-CB | 5TWX7024A1 | 5PX*B006AS3 | Ducted Indoor Units | 21800 | 15400 | 2.59 | 17400 | 2.06
TRANE | 17 Multi-Speed Heat Pump With WeatherGuard Top | 216766809 | HRCU-A-CB | 5TWX7024A1 | 5PX*B006AS3 | Ducted Indoor Units | 21400 | 15200 | 2.61 | 17100 | 2.03
TRANE | 17 Multi-Speed Heat Pump With WeatherGuard Top | 216766813 | HRCU-A-CB | 5TWX7024A1 | 5PX*B006AS3 | Ducted Indoor Units | 21800 | 15500 | 2.6 | 17400 | 2.06
TRANE | 17 Multi-Speed Heat Pump With WeatherGuard Top | 216766810 | HRCU-A-CB | 5TWX7024A1 | 5PX*B006AS3 | Ducted Indoor Units | 21200 | 15100 | 2.5 | 17000 | 2
TRANE | 17 Multi-Speed Heat Pump With WeatherGuard Top | 216764144 | HRCU-A-CB | 5TWX7024A1 | 5PX*B006AS3 | Ducted Indoor Units | 21800 | 15500 | 2.6 | 17400 | 2
TRANE | 17 Multi-Speed Heat Pump With WeatherGuard Top | 216764145 | HRCU-A-CB | 5TWX7024A1 | 5PX*B006AS3 | Ducted Indoor Units | 21800 | 15500 | 2.6 | 17400 | 2
TRANE | 17 Multi-Speed Heat Pump With WeatherGuard Top | 216764137 | HRCU-A-CB | 5TWX7024A1 | 5PX*B006AS3 | Ducted Indoor Units | 21200 | 15200 | 2.5 | 17100 | 2
TRANE | 17 Multi-Speed Heat Pump With WeatherGuard Top | 216764138 | HRCU-A-CB | 5TWX7024A1 | 5PX*B006AS3 | Ducted Indoor Units | 21200 | 15200 | 2.5 | 17100 | 2
TRANE | 17 Multi-Speed Heat Pump With WeatherGuard Top | 216766814 | HRCU-A-CB | 5TWX7024A1 | 5PX*B006AS3 | Ducted Indoor Units | 21800 | 15500 | 2.6 | 17400 | 2.07
TRANE | 17 Multi-Speed Heat Pump With WeatherGuard Top | 216764146 | HRCU-A-CB | 5TWX7024A1 | 5PX*B006AS3 | Ducted Indoor Units | 21800 | 15500 | 2.6 | 17400 | 2
TRANE | 17 Multi-Speed Heat Pump With WeatherGuard Top | 216764147 | HRCU-A-CB | 5TWX7024A1 | 5PX*B006AS3 | Ducted Indoor Units | 21800 | 15500 | 2.6 | 17400 | 2
TRANE | 17 Multi-Speed Heat Pump With WeatherGuard Top | 216764139 | HRCU-A-CB | 5TWX7024A1 | 5PX*B006AS3 | Ducted Indoor Units | 21400 | 15300 | 2.61 | 17200 | 2
TRANE | 17 Multi-Speed Heat Pump With WeatherGuard Top | 216764140 | HRCU-A-CB | 5TWX7024A1 | 5PX*B006AS3 | Ducted Indoor Units | 21400 | 15300 | 2.61 | 17200 | 2
TRANE | 17 Multi-Speed Heat Pump With WeatherGuard Top | 216764148 | HRCU-A-CB | 5TWX7024A1 | 5PX*B006AS3 | Ducted Indoor Units | 22000 | 15500 | 2.6 | 17400 | 2
TRANE | 17 Multi-Speed Heat Pump With WeatherGuard Top | 216764149 | HRCU-A-CB | 5TWX7024A1 | 5PX*B006AS3 | Ducted Indoor Units | 22000 | 15500 | 2.6 | 17400 | 2
TRANE | 17 Multi-Speed Heat Pump With WeatherGuard Top | 216766811 | HRCU-A-CB | 5TWX7024A1 | 5PX*B006AS3 | Ducted Indoor Units | 21200 | 15000 | 2.5 | 16900 | 2
TRANE | 17 Multi-Speed Heat Pump With WeatherGuard Top | 216764141 | HRCU-A-CB | 5TWX7024A1 | 5PX*B006AS3 | Ducted Indoor Units | 21400 | 15200 | 2.61 | 17100 | 2
TRANE | 17 Multi-Speed Heat Pump With WeatherGuard Top | 216766815 | HRCU-A-CB | 5TWX7024A1 | 5PX*B006AS3 | Ducted Indoor Units | 21800 | 15500 | 2.6 | 17400 | 2.06
TRANE | 17 Multi-Speed Heat Pump With WeatherGuard Top | 216766816 | HRCU-A-CB | 5TWX7024A1 | 5PX*B006AS3 | Ducted Indoor Units | 22000 | 15500 | 2.6 | 17500 | 2.06
TRANE | 17 Multi-Speed Heat Pump With WeatherGuard Top | 216766819 | HRCU-A-CB | 5TWX7024A1 | 5PX*B006AS3 | Ducted Indoor Units | 22000 | 15600 | 2.6 | 17500 | 2.06
TRANE | 17 Multi-Speed Heat Pump With WeatherGuard Top | 216764136 | HRCU-A-CB | 5TWX7024A1 | 5PX*B006AS3 | Ducted Indoor Units | 21800 | 15400 | 2.59 | 17300 | 2
TRANE | 17 Multi-Speed Heat Pump With WeatherGuard Top | 216764132 | HRCU-A-CB | 5TWX7024A1 | 5PX*B006AS3 | Ducted Indoor Units | 22000 | 15500 | 2.6 | 17500 | 2
TRANE | 17 Multi-Speed Heat Pump With WeatherGuard Top | 216764133 | HRCU-A-CB | 5TWX7024A1 | 5PX*B006AS3 | Ducted Indoor Units | 22000 | 15500 | 2.6 | 17500 | 2
TRANE | 17 Multi-Speed Heat Pump With WeatherGuard Top | 216764134 | HRCU-A-CB | 5TWX7024A1 | 5PX*B006AS3 | Ducted Indoor Units | 21800 | 15400 | 2.7 | 17300 | 2
TRANE | 17 Multi-Speed Heat Pump With WeatherGuard Top | 216764135 | HRCU-A-CB | 5TWX7024A1 | 5PX*B006AS3 | Ducted Indoor Units | 21800 | 15400 | 2.59 | 17400 | 2
TRANE | 17 Multi-Speed Heat Pump With WeatherGuard Top | 216764142 | HRCU-A-CB | 5TWX7024A1 | 5PX*B006AS3 | Ducted Indoor Units | 21400 | 15300 | 2.61 | 17200 | 2
TRANE | 17 Multi-Speed Heat Pump With WeatherGuard Top | 216764143 | HRCU-A-CB | 5TWX7024A1 | 5PX*B006AS3 | Ducted Indoor Units | 21200 | 15100 | 2.5 | 16900 | 2
TRANE | 17 Multi-Speed Heat Pump With WeatherGuard Top | 216766799 | HRCU-A-CB | 5TWX7024A1 | 5PX*B004AS3 | Ducted Indoor Units | 21800 | 15300 | 2.51 | 17200 | 2.01
TRANE | 17 Multi-Speed Heat Pump With WeatherGuard Top | 216764124 | HRCU-A-CB | 5TWX7024A1 | 5PX*B004AS3 | Ducted Indoor Units | 21800 | 15300 | 2.51 | 17200 | 2
TRANE | 17 Multi-Speed Heat Pump With WeatherGuard Top | 216764123 | HRCU-A-CB | 5TWX7024A1 | 5PX*B004AS3 | Ducted Indoor Units | 21800 | 15300 | 2.51 | 17200 | 2
TRANE | 17 Multi-Speed Heat Pump With WeatherGuard Top | 216766783 | HRCU-A-CB | 5TWX7024A1 | 5PX*B004AS3 | Ducted Indoor Units | 21800 | 15300 | 2.61 | 17200 | 2.01
TRANE | 17 Multi-Speed Heat Pump With WeatherGuard Top | 216764122 | HRCU-A-CB | 5TWX7024A1 | 5PX*B004AS3 | Ducted Indoor Units | 21800 | 15300 | 2.61 | 17200 | 2
TRANE | 17 Multi-Speed Heat Pump With WeatherGuard Top | 216764121 | HRCU-A-CB | 5TWX7024A1 | 5PX*B004AS3 | Ducted Indoor Units | 21800 | 15300 | 2.61 | 17200 | 2
TRANE | 17 Multi-Speed Heat Pump With WeatherGuard Top | 216764120 | HRCU-A-CB | 5TWX7024A1 | 5PX*B004AS3 | Ducted Indoor Units | 21800 | 15300 | 2.61 | 17300 | 2
TRANE | 17 Multi-Speed Heat Pump With WeatherGuard Top | 216764119 | HRCU-A-CB | 5TWX7024A1 | 5PX*B004AS3 | Ducted Indoor Units | 21800 | 15300 | 2.61 | 17300 | 2
TRANE | 17 Multi-Speed Heat Pump With WeatherGuard Top | 216764911 | HRCU-A-CB | 5TWX7024A1 | 5PX*B004AS3 | Ducted Indoor Units | 21600 | 15100 | 2.5 | 17000 | 1.9
TRANE | 17 Multi-Speed Heat Pump With WeatherGuard Top | 216764915 | HRCU-A-CB | 5TWX7024A1 | 5PX*B004AS3 | Ducted Indoor Units | 21600 | 15100 | 2.5 | 17000 | 1.9
TRANE | 17 Multi-Speed Heat Pump With WeatherGuard Top | 216764912 | HRCU-A-CB | 5TWX7024A1 | 5PX*B004AS3 | Ducted Indoor Units | 21600 | 15200 | 2.5 | 17100 | 1.9
TRANE | 17 Multi-Speed Heat Pump With WeatherGuard Top | 216764916 | HRCU-A-CB | 5TWX7024A1 | 5PX*B004AS3 | Ducted Indoor Units | 21600 | 15200 | 2.5 | 17100 | 1.9
TRANE | 17 Multi-Speed Heat Pump With WeatherGuard Top | 216764918 | HRCU-A-CB | 5TWX7024A1 | 5PX*B004AS3 | Ducted Indoor Units | 21800 | 15300 | 2.51 | 17200 | 2
TRANE | 17 Multi-Speed Heat Pump With WeatherGuard Top | 216764917 | HRCU-A-CB | 5TWX7024A1 | 5PX*B004AS3 | Ducted Indoor Units | 21800 | 15300 | 2.51 | 17200 | 2
TRANE | 17 Multi-Speed Heat Pump With WeatherGuard Top | 216764913 | HRCU-A-CB | 5TWX7024A1 | 5PX*B004AS3 | Ducted Indoor Units | 21600 | 15100 | 2.5 | 17000 | 1.9
TRANE | 17 Multi-Speed Heat Pump With WeatherGuard Top | 216764118 | HRCU-A-CB | 5TWX7024A1 | 5PX*B004AS3 | Ducted Indoor Units | 21600 | 15100 | 2.5 | 17000 | 1.9
TRANE | 17 Multi-Speed Heat Pump With WeatherGuard Top | 216764909 | HRCU-A-CB | 5TWX7024A1 | 5PX*B004AS3 | Ducted Indoor Units | 21600 | 15200 | 2.5 | 17100 | 1.9
TRANE | 17 Multi-Speed Heat Pump With WeatherGuard Top | 216764117 | HRCU-A-CB | 5TWX7024A1 | 5PX*B004AS3 | Ducted Indoor Units | 21600 | 15200 | 2.5 | 17100 | 1.9
TRANE | 17 Multi-Speed Heat Pump With WeatherGuard Top | 216764910 | HRCU-A-CB | 5TWX7024A1 | 5PX*B004AS3 | Ducted Indoor Units | 21600 | 15200 | 2.5 | 17100 | 1.9
TRANE | 17 Multi-Speed Heat Pump With WeatherGuard Top | 216764116 | HRCU-A-CB | 5TWX7024A1 | 5PX*B004AS3 | Ducted Indoor Units | 21600 | 15200 | 2.5 | 17100 | 1.9
TRANE | 17 Multi-Speed Heat Pump With WeatherGuard Top | 216764914 | HRCU-A-CB | 5TWX7024A1 | 5PX*B004AS3 | Ducted Indoor Units | 21800 | 15300 | 2.51 | 17200 | 2
TRANE | 17 Multi-Speed Heat Pump With WeatherGuard Top | 216764115 | HRCU-A-CB | 5TWX7024A1 | 5PX*B004AS3 | Ducted Indoor Units | 21800 | 15300 | 2.51 | 17200 | 2
TRANE | 17 Multi-Speed Heat Pump With WeatherGuard Top | 216766784 | HRCU-A-CB | 5TWX7024A1 | 5PX*B004AS3 | Ducted Indoor Units | 21800 | 15300 | 2.51 | 17200 | 2
TRANE | 17 Multi-Speed Heat Pump With WeatherGuard Top | 216764112 | HRCU-A-CB | 5TWX7024A1 | 5PX*B004AS3 | Ducted Indoor Units | 22000 | 15700 | 2.5 | 17600 | 1.9
TRANE | 17 Multi-Speed Heat Pump With WeatherGuard Top | 216764111 | HRCU-A-CB | 5TWX7024A1 | 5PX*B004AS3 | Ducted Indoor Units | 21800 | 15500 | 2.5 | 17300 | 2
TRANE | 17 Multi-Speed Heat Pump With WeatherGuard Top | 216764109 | HRCU-A-CB | 5TWX7024A1 | 5PX*B004AS3 | Ducted Indoor Units | 21800 | 15300 | 2.61 | 17200 | 2
TRANE | 17 Multi-Speed Heat Pump With WeatherGuard Top | 216764110 | HRCU-A-CB | 5TWX7024A1 | 5PX*B004AS3 | Ducted Indoor Units | 21800 | 15300 | 2.61 | 17200 | 2
TRANE | 18 TruComfort Variable Speed Heat Pump | 215865113 | HRCU-A-CB | 5TWV8X48A1 | 5TXCD010AS3 | Ducted Indoor Units | 45000 | 41500 | 2.5 | 34200 | 2.2
TRANE | 18 TruComfort Variable Speed Heat Pump | 215865111 | HRCU-A-CB | 5TWV8X48A1 | 5TXCD010AS3 | Ducted Indoor Units | 45000 | 42000 | 2.5 | 34400 | 2.2
TRANE | 18 TruComfort Variable Speed Heat Pump | 215865043 | HRCU-A-CB | 5TWV8X48A1 | 5TEMCD07AV51+TD | Ducted Indoor Units | 45000 | 42000 | 2.5 | 34400 | 2.2
TRANE | 18 TruComfort Variable Speed Heat Pump | 215865095 | HRCU-A-CB | 5TWV8X48A1 | 5PX*D010AS3 | Ducted Indoor Units | 45000 | 41500 | 2.5 | 34200 | 2.2
TRANE | 18 TruComfort Variable Speed Heat Pump | 215865097 | HRCU-A-CB | 5TWV8X48A1 | 5PX*D010AS3 | Ducted Indoor Units | 45000 | 42000 | 2.5 | 34400 | 2.2
TRANE | 18 TruComfort Variable Speed Heat Pump | 215865035 | HRCU-A-CB | 5TWV8X24A1 | 5TEMCB03AV31+TD | Ducted Indoor Units | 22800 | 22400 | 2.5 | 17600 | 2.1
TRANE | 18 TruComfort Variable Speed Heat Pump | 216056998 | HRCU-A-CB | 5TWV8X24A1 | 5TAMXD04AV31 | Ducted Indoor Units | 23000 | 22400 | 2.5 | 18300 | 2.2
TRANE | 18 TruComfort Variable Speed Heat Pump | 216599681 | HRCU-A-CB | 5TWV8X24A1 | 5PX*BD06AS3 | Ducted Indoor Units | 23600 | 23200 | 2.5 | 18700 | 2.2
TRANE | 18 TruComfort Variable Speed Heat Pump | 216571210 | HRCU-A-CB | 5TWV8X24A1 | 5PX*BD06AS3 | Ducted Indoor Units | 23800 | 23200 | 2.5 | 18600 | 2.2
TRANE | 18 TruComfort Variable Speed Heat Pump | 216571212 | HRCU-A-CB | 5TWV8X24A1 | 5PX*BD06AS3 | Ducted Indoor Units | 23800 | 23200 | 2.5 | 18600 | 2.2
TRANE | 18 TruComfort Variable Speed Heat Pump | 216571214 | HRCU-A-CB | 5TWV8X24A1 | 5PX*BD06AS3 | Ducted Indoor Units | 23800 | 23000 | 2.5 | 18700 | 2.2
TRANE | 18 TruComfort Variable Speed Heat Pump | 216571216 | HRCU-A-CB | 5TWV8X24A1 | 5PX*BD06AS3 | Ducted Indoor Units | 23800 | 23000 | 2.5 | 18700 | 2.2
TRANE | 18 TruComfort Variable Speed Heat Pump | 216571222 | HRCU-A-CB | 5TWV8X24A1 | 5PX*BD06AS3 | Ducted Indoor Units | 23800 | 23000 | 2.5 | 18600 | 2.2
TRANE | 18 TruComfort Variable Speed Heat Pump | 216571220 | HRCU-A-CB | 5TWV8X24A1 | 5PX*BD06AS3 | Ducted Indoor Units | 23800 | 23000 | 2.5 | 18600 | 2.2
TRANE | 18 TruComfort Variable Speed Heat Pump | 216571218 | HRCU-A-CB | 5TWV8X24A1 | 5PX*BD06AS3 | Ducted Indoor Units | 23800 | 23200 | 2.5 | 18600 | 2.2
TRANE | 18 TruComfort Variable Speed Heat Pump | 216571224 | HRCU-A-CB | 5TWV8X24A1 | 5PX*BD06AS3 | Ducted Indoor Units | 23800 | 23000 | 2.5 | 18600 | 2.2
TRANE | 18 TruComfort Variable Speed Heat Pump | 216599679 | HRCU-A-CB | 5TWV8X24A1 | 5PX*B006AS3 | Ducted Indoor Units | 23000 | 22800 | 2.5 | 18700 | 2.2
TRANE | 18 TruComfort Variable Speed Heat Pump | 216571200 | HRCU-A-CB | 5TWV8X24A1 | 5PX*B006AS3 | Ducted Indoor Units | 23000 | 22800 | 2.5 | 18600 | 2.2
TRANE | 18 TruComfort Variable Speed Heat Pump | 216571202 | HRCU-A-CB | 5TWV8X24A1 | 5PX*B006AS3 | Ducted Indoor Units | 23000 | 22800 | 2.5 | 18600 | 2.2
TRANE | 18 TruComfort Variable Speed Heat Pump | 216571204 | HRCU-A-CB | 5TWV8X24A1 | 5PX*B006AS3 | Ducted Indoor Units | 23000 | 22600 | 2.5 | 18700 | 2.2
TRANE | 18 TruComfort Variable Speed Heat Pump | 216571206 | HRCU-A-CB | 5TWV8X24A1 | 5PX*B006AS3 | Ducted Indoor Units | 23000 | 22600 | 2.5 | 18700 | 2.2
TRANE | 18 TruComfort Variable Speed Heat Pump | 216571198 | HRCU-A-CB | 5TWV8X24A1 | 5PX*B006AS3 | Ducted Indoor Units | 22800 | 22600 | 2.5 | 18500 | 2.2
TRANE | 18 TruComfort Variable Speed Heat Pump | 216571208 | HRCU-A-CB | 5TWV8X24A1 | 5PX*B006AS3 | Ducted Indoor Units | 22800 | 22600 | 2.5 | 18500 | 2.2
TRANE | 18 TruComfort Variable Speed Heat Pump | 216571196 | HRCU-A-CB | 5TWV8X24A1 | 5PX*B006AS3 | Ducted Indoor Units | 23000 | 22600 | 2.5 | 18600 | 2.2
TRANE | 18 TruComfort Variable Speed Heat Pump | 216571194 | HRCU-A-CB | 5TWV8X24A1 | 5PX*B006AS3 | Ducted Indoor Units | 23000 | 22800 | 2.5 | 18700 | 2.2
TRANE | 18 TruComfort Variable Speed Heat Pump | 216571192 | HRCU-A-CB | 5TWV8X24A1 | 5PX*B006AS3 | Ducted Indoor Units | 23000 | 22800 | 2.5 | 18700 | 2.2
TRANE | 18 TruComfort Variable Speed Heat Pump | 216571190 | HRCU-A-CB | 5TWV8X24A1 | 5PX*B006AS3 | Ducted Indoor Units | 22800 | 22400 | 2.5 | 18300 | 2.2
TRANE | 18 TruComfort Variable Speed Heat Pump | 216571188 | HRCU-A-CB | 5TWV8X24A1 | 5PX*B006AS3 | Ducted Indoor Units | 22800 | 22600 | 2.5 | 18300 | 2.2
TRANE | 20 TruComfort Variable Speed Heat Pump With WeatherGuard Top | 216440394 | HRCU-A-CB | 5TWV0X48A1 | 5TXCD010AS3 | Ducted Indoor Units | 46000 | 41500 | 2.5 | 32800 | 2.1
TRANE | 20 TruComfort Variable Speed Heat Pump With WeatherGuard Top | 216440396 | HRCU-A-CB | 5TWV0X48A1 | 5TXCD010AS3 | Ducted Indoor Units | 46000 | 41500 | 2.5 | 32800 | 2.1
TRANE | 20 TruComfort Variable Speed Heat Pump With WeatherGuard Top | 216440402 | HRCU-A-CB | 5TWV0X48A1 | 5TXCD010AS3 | Ducted Indoor Units | 46000 | 42000 | 2.5 | 33200 | 2.1
TRANE | 20 TruComfort Variable Speed Heat Pump With WeatherGuard Top | 216440406 | HRCU-A-CB | 5TWV0X48A1 | 5TXCD010AS3 | Ducted Indoor Units | 46000 | 42000 | 2.5 | 33200 | 2.1
TRANE | 20 TruComfort Variable Speed Heat Pump With WeatherGuard Top | 216440410 | HRCU-A-CB | 5TWV0X48A1 | 5TXCD010AS3 | Ducted Indoor Units | 46000 | 42000 | 2.5 | 33200 | 2.1
TRANE | 20 TruComfort Variable Speed Heat Pump With WeatherGuard Top | 216440404 | HRCU-A-CB | 5TWV0X48A1 | 5TXCD010AS3 | Ducted Indoor Units | 46000 | 41500 | 2.5 | 33000 | 2.1
TRANE | 20 TruComfort Variable Speed Heat Pump With WeatherGuard Top | 216440408 | HRCU-A-CB | 5TWV0X48A1 | 5TXCD010AS3 | Ducted Indoor Units | 46000 | 41500 | 2.5 | 33000 | 2.1
TRANE | 20 TruComfort Variable Speed Heat Pump With WeatherGuard Top | 216453211 | HRCU-A-CB | 5TWV0X48A1 | 5TXCD010AS3 | Ducted Indoor Units | 47000 | 42500 | 2.5 | 33600 | 2.1
TRANE | 20 TruComfort Variable Speed Heat Pump With WeatherGuard Top | 216453215 | HRCU-A-CB | 5TWV0X48A1 | 5TXCD010AS3 | Ducted Indoor Units | 47000 | 42500 | 2.5 | 33600 | 2.1
TRANE | 20 TruComfort Variable Speed Heat Pump With WeatherGuard Top | 216453209 | HRCU-A-CB | 5TWV0X48A1 | 5TXCD010AS3 | Ducted Indoor Units | 47000 | 42500 | 2.5 | 33800 | 2.1
TRANE | 20 TruComfort Variable Speed Heat Pump With WeatherGuard Top | 216453213 | HRCU-A-CB | 5TWV0X48A1 | 5TXCD010AS3 | Ducted Indoor Units | 47000 | 42500 | 2.5 | 33800 | 2.1
TRANE | 20 TruComfort Variable Speed Heat Pump With WeatherGuard Top | 216571138 | HRCU-A-CB | 5TWV0X48A1 | 5TXCD010AS3 | Ducted Indoor Units | 47000 | 42500 | 2.5 | 33600 | 2.1
TRANE | 20 TruComfort Variable Speed Heat Pump With WeatherGuard Top | 216571140 | HRCU-A-CB | 5TWV0X48A1 | 5TXCD010AS3 | Ducted Indoor Units | 47000 | 42500 | 2.5 | 33600 | 2.1
TRANE | 20 TruComfort Variable Speed Heat Pump With WeatherGuard Top | 216440398 | HRCU-A-CB | 5TWV0X48A1 | 5TXCD010AS3 | Ducted Indoor Units | 46000 | 41500 | 2.5 | 32600 | 2.1
TRANE | 20 TruComfort Variable Speed Heat Pump With WeatherGuard Top | 216440400 | HRCU-A-CB | 5TWV0X48A1 | 5TXCD010AS3 | Ducted Indoor Units | 46000 | 41500 | 2.5 | 32800 | 2.1
TRANE | 20 TruComfort Variable Speed Heat Pump With WeatherGuard Top | 216440412 | HRCU-A-CB | 5TWV0X48A1 | 5TXCD010AS3 | Ducted Indoor Units | 47000 | 42500 | 2.5 | 33600 | 2.1
TRANE | 20 TruComfort Variable Speed Heat Pump With WeatherGuard Top | 216571144 | HRCU-A-CB | 5TWV0X48A1 | 5TXCD010AS3 | Ducted Indoor Units | 46500 | 42000 | 2.5 | 33400 | 2.1
TRANE | 20 TruComfort Variable Speed Heat Pump With WeatherGuard Top | 216571142 | HRCU-A-CB | 5TWV0X48A1 | 5TXCD010AS3 | Ducted Indoor Units | 46500 | 42500 | 2.5 | 33600 | 2.1
TRANE | 20 TruComfort Variable Speed Heat Pump With WeatherGuard Top | 216453199 | HRCU-A-CB | 5TWV0X48A1 | 5TXCC009AS3 | Ducted Indoor Units | 47000 | 42500 | 2.5 | 33800 | 2.1
TRANE | 20 TruComfort Variable Speed Heat Pump With WeatherGuard Top | 216453197 | HRCU-A-CB | 5TWV0X48A1 | 5TXCC009AS3 | Ducted Indoor Units | 47000 | 42500 | 2.5 | 33800 | 2.1
TRANE | 20 TruComfort Variable Speed Heat Pump With WeatherGuard Top | 216571124 | HRCU-A-CB | 5TWV0X48A1 | 5TXCC009AS3 | Ducted Indoor Units | 47000 | 42500 | 2.5 | 33600 | 2.1
TRANE | 20 TruComfort Variable Speed Heat Pump With WeatherGuard Top | 216571126 | HRCU-A-CB | 5TWV0X48A1 | 5TXCC009AS3 | Ducted Indoor Units | 47000 | 42500 | 2.5 | 33600 | 2.1
TRANE | 20 TruComfort Variable Speed Heat Pump With WeatherGuard Top | 216440372 | HRCU-A-CB | 5TWV0X48A1 | 5TXCC009AS3 | Ducted Indoor Units | 46000 | 41500 | 2.5 | 32800 | 2.1
TRANE | 20 TruComfort Variable Speed Heat Pump With WeatherGuard Top | 216440368 | HRCU-A-CB | 5TWV0X48A1 | 5TXCC009AS3 | Ducted Indoor Units | 47000 | 42500 | 2.5 | 33600 | 2.1
TRANE | 20 TruComfort Variable Speed Heat Pump With WeatherGuard Top | 216571128 | HRCU-A-CB | 5TWV0X48A1 | 5TXCC009AS3 | Ducted Indoor Units | 46500 | 42500 | 2.5 | 33600 | 2.1
TRANE | 20 TruComfort Variable Speed Heat Pump With WeatherGuard Top | 216440336 | HRCU-A-CB | 5TWV0X48A1 | 5TEMCD07AV51+TD | Ducted Indoor Units | 47000 | 42500 | 2.6 | 33400 | 2.2
TRANE | 20 TruComfort Variable Speed Heat Pump With WeatherGuard Top | 216453181 | HRCU-A-CB | 5TWV0X48A1 | 5PX*DD10AS3 | Ducted Indoor Units | 47000 | 42500 | 2.5 | 33800 | 2.1
TRANE | 20 TruComfort Variable Speed Heat Pump With WeatherGuard Top | 216453183 | HRCU-A-CB | 5TWV0X48A1 | 5PX*DD10AS3 | Ducted Indoor Units | 47000 | 42500 | 2.5 | 33800 | 2.1
TRANE | 20 TruComfort Variable Speed Heat Pump With WeatherGuard Top | 216440306 | HRCU-A-CB | 5TWV0X48A1 | 5PX*D010AS3 | Ducted Indoor Units | 46000 | 41500 | 2.5 | 32800 | 2.1
TRANE | 20 TruComfort Variable Speed Heat Pump With WeatherGuard Top | 216440310 | HRCU-A-CB | 5TWV0X48A1 | 5PX*D010AS3 | Ducted Indoor Units | 46000 | 41500 | 2.5 | 32800 | 2.1
TRANE | 20 TruComfort Variable Speed Heat Pump With WeatherGuard Top | 216440292 | HRCU-A-CB | 5TWV0X48A1 | 5PX*D010AS3 | Ducted Indoor Units | 46000 | 41500 | 2.5 | 33000 | 2.1
TRANE | 20 TruComfort Variable Speed Heat Pump With WeatherGuard Top | 216440300 | HRCU-A-CB | 5TWV0X48A1 | 5PX*D010AS3 | Ducted Indoor Units | 46000 | 41500 | 2.5 | 33000 | 2.1
TRANE | 20 TruComfort Variable Speed Heat Pump With WeatherGuard Top | 216440304 | HRCU-A-CB | 5TWV0X48A1 | 5PX*D010AS3 | Ducted Indoor Units | 46000 | 41500 | 2.5 | 33000 | 2.1
TRANE | 20 TruComfort Variable Speed Heat Pump With WeatherGuard Top | 216440296 | HRCU-A-CB | 5TWV0X48A1 | 5PX*D010AS3 | Ducted Indoor Units | 46000 | 41500 | 2.5 | 33000 | 2.1
TRANE | 20 TruComfort Variable Speed Heat Pump With WeatherGuard Top | 216440302 | HRCU-A-CB | 5TWV0X48A1 | 5PX*D010AS3 | Ducted Indoor Units | 46000 | 41500 | 2.5 | 33000 | 2.1
TRANE | 20 TruComfort Variable Speed Heat Pump With WeatherGuard Top | 216453175 | HRCU-A-CB | 5TWV0X48A1 | 5PX*D010AS3 | Ducted Indoor Units | 47000 | 42500 | 2.5 | 33600 | 2.1
TRANE | 20 TruComfort Variable Speed Heat Pump With WeatherGuard Top | 216453171 | HRCU-A-CB | 5TWV0X48A1 | 5PX*D010AS3 | Ducted Indoor Units | 47000 | 42500 | 2.5 | 33600 | 2.1
TRANE | 20 TruComfort Variable Speed Heat Pump With WeatherGuard Top | 216453169 | HRCU-A-CB | 5TWV0X48A1 | 5PX*D010AS3 | Ducted Indoor Units | 47000 | 42500 | 2.5 | 33800 | 2.1
TRANE | 20 TruComfort Variable Speed Heat Pump With WeatherGuard Top | 216453173 | HRCU-A-CB | 5TWV0X48A1 | 5PX*D010AS3 | Ducted Indoor Units | 47000 | 42500 | 2.5 | 33800 | 2.1
TRANE | 20 TruComfort Variable Speed Heat Pump With WeatherGuard Top | 216571106 | HRCU-A-CB | 5TWV0X48A1 | 5PX*D010AS3 | Ducted Indoor Units | 47000 | 42500 | 2.5 | 33600 | 2.1
TRANE | 20 TruComfort Variable Speed Heat Pump With WeatherGuard Top | 216571104 | HRCU-A-CB | 5TWV0X48A1 | 5PX*D010AS3 | Ducted Indoor Units | 47000 | 42500 | 2.5 | 33600 | 2.1
TRANE | 20 TruComfort Variable Speed Heat Pump With WeatherGuard Top | 216440294 | HRCU-A-CB | 5TWV0X48A1 | 5PX*D010AS3 | Ducted Indoor Units | 46000 | 41500 | 2.5 | 32800 | 2.1
TRANE | 20 TruComfort Variable Speed Heat Pump With WeatherGuard Top | 216440298 | HRCU-A-CB | 5TWV0X48A1 | 5PX*D010AS3 | Ducted Indoor Units | 46000 | 41500 | 2.5 | 32800 | 2.1
TRANE | 20 TruComfort Variable Speed Heat Pump With WeatherGuard Top | 216440308 | HRCU-A-CB | 5TWV0X48A1 | 5PX*D010AS3 | Ducted Indoor Units | 47000 | 42500 | 2.5 | 33600 | 2.1
TRANE | 20 TruComfort Variable Speed Heat Pump With WeatherGuard Top | 216571110 | HRCU-A-CB | 5TWV0X48A1 | 5PX*D010AS3 | Ducted Indoor Units | 46500 | 42000 | 2.5 | 33400 | 2.1
TRANE | 20 TruComfort Variable Speed Heat Pump With WeatherGuard Top | 216571108 | HRCU-A-CB | 5TWV0X48A1 | 5PX*D010AS3 | Ducted Indoor Units | 46500 | 42500 | 2.5 | 34000 | 2.1
TRANE | 20 TruComfort Variable Speed Heat Pump With WeatherGuard Top | 216453153 | HRCU-A-CB | 5TWV0X48A1 | 5PX*C009AS3 | Ducted Indoor Units | 47000 | 42500 | 2.5 | 33800 | 2.1
TRANE | 20 TruComfort Variable Speed Heat Pump With WeatherGuard Top | 216453155 | HRCU-A-CB | 5TWV0X48A1 | 5PX*C009AS3 | Ducted Indoor Units | 47000 | 42500 | 2.5 | 33800 | 2.1
TRANE | 20 TruComfort Variable Speed Heat Pump With WeatherGuard Top | 216571084 | HRCU-A-CB | 5TWV0X48A1 | 5PX*C009AS3 | Ducted Indoor Units | 47000 | 42500 | 2.5 | 33600 | 2.1
TRANE | 20 TruComfort Variable Speed Heat Pump With WeatherGuard Top | 216571086 | HRCU-A-CB | 5TWV0X48A1 | 5PX*C009AS3 | Ducted Indoor Units | 47000 | 42500 | 2.5 | 33600 | 2.1
TRANE | 20 TruComfort Variable Speed Heat Pump With WeatherGuard Top | 216440250 | HRCU-A-CB | 5TWV0X48A1 | 5PX*C009AS3 | Ducted Indoor Units | 46000 | 41500 | 2.5 | 32800 | 2.1
TRANE | 20 TruComfort Variable Speed Heat Pump With WeatherGuard Top | 216440258 | HRCU-A-CB | 5TWV0X48A1 | 5PX*C009AS3 | Ducted Indoor Units | 47000 | 42500 | 2.5 | 33600 | 2.1
TRANE | 20 TruComfort Variable Speed Heat Pump With WeatherGuard Top | 216571088 | HRCU-A-CB | 5TWV0X48A1 | 5PX*C009AS3 | Ducted Indoor Units | 46500 | 42500 | 2.5 | 33600 | 2.1
TRANE | 20 TruComfort Variable Speed Heat Pump With WeatherGuard Top | 216453137 | HRCU-A-CB | 5TWV0X36A1 | 5TXCD010AS3 | Ducted Indoor Units | 32000 | 31200 | 2.6 | 24600 | 2.2
TRANE | 20 TruComfort Variable Speed Heat Pump With WeatherGuard Top | 216453139 | HRCU-A-CB | 5TWV0X36A1 | 5TXCD010AS3 | Ducted Indoor Units | 32000 | 31200 | 2.6 | 24600 | 2.2
TRANE | 20 TruComfort Variable Speed Heat Pump With WeatherGuard Top | 216440216 | HRCU-A-CB | 5TWV0X36A1 | 5TXCC009AS3 | Ducted Indoor Units | 32400 | 30400 | 2.5 | 23800 | 2.1
TRANE | 20 TruComfort Variable Speed Heat Pump With WeatherGuard Top | 216440226 | HRCU-A-CB | 5TWV0X36A1 | 5TXCC009AS3 | Ducted Indoor Units | 32400 | 30400 | 2.5 | 23800 | 2.1
TRANE | 20 TruComfort Variable Speed Heat Pump With WeatherGuard Top | 216440224 | HRCU-A-CB | 5TWV0X36A1 | 5TXCC009AS3 | Ducted Indoor Units | 32400 | 30400 | 2.5 | 23800 | 2.1
TRANE | 20 TruComfort Variable Speed Heat Pump With WeatherGuard Top | 216440218 | HRCU-A-CB | 5TWV0X36A1 | 5TXCC009AS3 | Ducted Indoor Units | 32400 | 30400 | 2.5 | 23800 | 2.1
TRANE | 20 TruComfort Variable Speed Heat Pump With WeatherGuard Top | 216440222 | HRCU-A-CB | 5TWV0X36A1 | 5TXCC009AS3 | Ducted Indoor Units | 32400 | 30400 | 2.5 | 23800 | 2.1
TRANE | 20 TruComfort Variable Speed Heat Pump With WeatherGuard Top | 216571072 | HRCU-A-CB | 5TWV0X36A1 | 5TXCC009AS3 | Ducted Indoor Units | 32000 | 31400 | 2.5 | 24800 | 2.2
TRANE | 20 TruComfort Variable Speed Heat Pump With WeatherGuard Top | 216571076 | HRCU-A-CB | 5TWV0X36A1 | 5TXCC009AS3 | Ducted Indoor Units | 32000 | 31400 | 2.5 | 24800 | 2.2
TRANE | 20 TruComfort Variable Speed Heat Pump With WeatherGuard Top | 216571068 | HRCU-A-CB | 5TWV0X36A1 | 5TXCC009AS3 | Ducted Indoor Units | 31600 | 31200 | 2.5 | 24600 | 2.2
TRANE | 20 TruComfort Variable Speed Heat Pump With WeatherGuard Top | 216571070 | HRCU-A-CB | 5TWV0X36A1 | 5TXCC009AS3 | Ducted Indoor Units | 31600 | 31200 | 2.5 | 24600 | 2.2
TRANE | 20 TruComfort Variable Speed Heat Pump With WeatherGuard Top | 216440220 | HRCU-A-CB | 5TWV0X36A1 | 5TXCC009AS3 | Ducted Indoor Units | 32400 | 30400 | 2.5 | 23800 | 2.1
TRANE | 20 TruComfort Variable Speed Heat Pump With WeatherGuard Top | 216571074 | HRCU-A-CB | 5TWV0X36A1 | 5TXCC009AS3 | Ducted Indoor Units | 32400 | 31000 | 2.5 | 24400 | 2.2
TRANE | 20 TruComfort Variable Speed Heat Pump With WeatherGuard Top | 216440118 | HRCU-A-CB | 5TWV0X36A1 | 5TEMCD05AV41+TD | Ducted Indoor Units | 33200 | 31600 | 2.6 | 24600 | 2.2
TRANE | 20 TruComfort Variable Speed Heat Pump With WeatherGuard Top | 216440114 | HRCU-A-CB | 5TWV0X36A1 | 5TAMXD06AV41 | Ducted Indoor Units | 32800 | 31600 | 2.5 | 24800 | 2.1
TRANE | 20 TruComfort Variable Speed Heat Pump With WeatherGuard Top | 216440112 | HRCU-A-CB | 5TWV0X36A1 | 5TAMXD05AV41 | Ducted Indoor Units | 33000 | 31600 | 2.5 | 24600 | 2.1
TRANE | 20 TruComfort Variable Speed Heat Pump With WeatherGuard Top | 216453113 | HRCU-A-CB | 5TWV0X36A1 | 5PX*DD10AS3 | Ducted Indoor Units | 32200 | 31200 | 2.5 | 24600 | 2.1
TRANE | 20 TruComfort Variable Speed Heat Pump With WeatherGuard Top | 216453115 | HRCU-A-CB | 5TWV0X36A1 | 5PX*DD10AS3 | Ducted Indoor Units | 32200 | 31200 | 2.5 | 24600 | 2.1
TRANE | 20 TruComfort Variable Speed Heat Pump With WeatherGuard Top | 216453109 | HRCU-A-CB | 5TWV0X36A1 | 5PX*D010AS3 | Ducted Indoor Units | 32000 | 31200 | 2.6 | 24600 | 2.2
TRANE | 20 TruComfort Variable Speed Heat Pump With WeatherGuard Top | 216453111 | HRCU-A-CB | 5TWV0X36A1 | 5PX*D010AS3 | Ducted Indoor Units | 32000 | 31200 | 2.6 | 24600 | 2.2
TRANE | 20 TruComfort Variable Speed Heat Pump With WeatherGuard Top | 216571016 | HRCU-A-CB | 5TWV0X36A1 | 5PX*CD09AS3 | Ducted Indoor Units | 32200 | 31400 | 2.5 | 24600 | 2.1
TRANE | 20 TruComfort Variable Speed Heat Pump With WeatherGuard Top | 216571014 | HRCU-A-CB | 5TWV0X36A1 | 5PX*CD09AS3 | Ducted Indoor Units | 32200 | 31400 | 2.5 | 24600 | 2.1
TRANE | 20 TruComfort Variable Speed Heat Pump With WeatherGuard Top | 216571012 | HRCU-A-CB | 5TWV0X36A1 | 5PX*CD09AS3 | Ducted Indoor Units | 31800 | 31200 | 2.5 | 24600 | 2.1
TRANE | 20 TruComfort Variable Speed Heat Pump With WeatherGuard Top | 216571010 | HRCU-A-CB | 5TWV0X36A1 | 5PX*CD09AS3 | Ducted Indoor Units | 31800 | 31200 | 2.5 | 24600 | 2.1
TRANE | 20 TruComfort Variable Speed Heat Pump With WeatherGuard Top | 216571008 | HRCU-A-CB | 5TWV0X36A1 | 5PX*CD09AS3 | Ducted Indoor Units | 32400 | 31000 | 2.5 | 24400 | 2.1
TRANE | 20 TruComfort Variable Speed Heat Pump With WeatherGuard Top | 216440096 | HRCU-A-CB | 5TWV0X36A1 | 5PX*C009AS3 | Ducted Indoor Units | 32400 | 30400 | 2.5 | 23800 | 2.1
TRANE | 20 TruComfort Variable Speed Heat Pump With WeatherGuard Top | 216440088 | HRCU-A-CB | 5TWV0X36A1 | 5PX*C009AS3 | Ducted Indoor Units | 32400 | 30400 | 2.5 | 23800 | 2.1
TRANE | 20 TruComfort Variable Speed Heat Pump With WeatherGuard Top | 216440098 | HRCU-A-CB | 5TWV0X36A1 | 5PX*C009AS3 | Ducted Indoor Units | 32400 | 30400 | 2.5 | 23800 | 2.1
TRANE | 20 TruComfort Variable Speed Heat Pump With WeatherGuard Top | 216440094 | HRCU-A-CB | 5TWV0X36A1 | 5PX*C009AS3 | Ducted Indoor Units | 32400 | 30400 | 2.5 | 23800 | 2.1
TRANE | 20 TruComfort Variable Speed Heat Pump With WeatherGuard Top | 216440090 | HRCU-A-CB | 5TWV0X36A1 | 5PX*C009AS3 | Ducted Indoor Units | 32400 | 30400 | 2.5 | 23800 | 2.1
TRANE | 20 TruComfort Variable Speed Heat Pump With WeatherGuard Top | 216571000 | HRCU-A-CB | 5TWV0X36A1 | 5PX*C009AS3 | Ducted Indoor Units | 32000 | 31400 | 2.5 | 24800 | 2.2
TRANE | 20 TruComfort Variable Speed Heat Pump With WeatherGuard Top | 216570998 | HRCU-A-CB | 5TWV0X36A1 | 5PX*C009AS3 | Ducted Indoor Units | 32000 | 31400 | 2.5 | 24800 | 2.2
TRANE | 20 TruComfort Variable Speed Heat Pump With WeatherGuard Top | 216570996 | HRCU-A-CB | 5TWV0X36A1 | 5PX*C009AS3 | Ducted Indoor Units | 31600 | 31200 | 2.5 | 24600 | 2.2
TRANE | 20 TruComfort Variable Speed Heat Pump With WeatherGuard Top | 216570994 | HRCU-A-CB | 5TWV0X36A1 | 5PX*C009AS3 | Ducted Indoor Units | 31600 | 31200 | 2.5 | 24600 | 2.2
TRANE | 20 TruComfort Variable Speed Heat Pump With WeatherGuard Top | 216440092 | HRCU-A-CB | 5TWV0X36A1 | 5PX*C009AS3 | Ducted Indoor Units | 32400 | 30400 | 2.5 | 23800 | 2.1
TRANE | 20 TruComfort Variable Speed Heat Pump With WeatherGuard Top | 216570992 | HRCU-A-CB | 5TWV0X36A1 | 5PX*C009AS3 | Ducted Indoor Units | 32400 | 31000 | 2.5 | 24400 | 2.2
TRANE | 20 TruComfort Variable Speed Heat Pump With WeatherGuard Top | 216612217 | HRCU-A-CB | 5TWV0X24A1 | 5TXCB006AS3 | Ducted Indoor Units | 22800 | 22000 | 2.5 | 18200 | 2.2
TRANE | 20 TruComfort Variable Speed Heat Pump With WeatherGuard Top | 216612215 | HRCU-A-CB | 5TWV0X24A1 | 5TXCB006AS3 | Ducted Indoor Units | 22800 | 22000 | 2.5 | 18200 | 2.2
TRANE | 20 TruComfort Variable Speed Heat Pump With WeatherGuard Top | 216612213 | HRCU-A-CB | 5TWV0X24A1 | 5TXCB006AS3 | Ducted Indoor Units | 22600 | 22200 | 2.5 | 18200 | 2.2
TRANE | 20 TruComfort Variable Speed Heat Pump With WeatherGuard Top | 216612223 | HRCU-A-CB | 5TWV0X24A1 | 5TXCB006AS3 | Ducted Indoor Units | 22600 | 22200 | 2.5 | 18200 | 2.2
TRANE | 20 TruComfort Variable Speed Heat Pump With WeatherGuard Top | 216612221 | HRCU-A-CB | 5TWV0X24A1 | 5TXCB006AS3 | Ducted Indoor Units | 23000 | 22000 | 2.5 | 18100 | 2.2
TRANE | 20 TruComfort Variable Speed Heat Pump With WeatherGuard Top | 216612219 | HRCU-A-CB | 5TWV0X24A1 | 5TXCB006AS3 | Ducted Indoor Units | 22600 | 22000 | 2.5 | 18100 | 2.2
TRANE | 20 TruComfort Variable Speed Heat Pump With WeatherGuard Top | 216612225 | HRCU-A-CB | 5TWV0X24A1 | 5TXCB006AS3 | Ducted Indoor Units | 22600 | 22000 | 2.5 | 18000 | 2.2
TRANE | 20 TruComfort Variable Speed Heat Pump With WeatherGuard Top | 216439976 | HRCU-A-CB | 5TWV0X24A1 | 5TEMCB03AV31+TD | Ducted Indoor Units | 22800 | 22800 | 2.6 | 18200 | 2.2
TRANE | 20 TruComfort Variable Speed Heat Pump With WeatherGuard Top | 216439974 | HRCU-A-CB | 5TWV0X24A1 | 5TAMXD04AV31 | Ducted Indoor Units | 22600 | 21800 | 2.5 | 17700 | 2.2
TRANE | 20 TruComfort Variable Speed Heat Pump With WeatherGuard Top | 216612211 | HRCU-A-CB | 5TWV0X24A1 | 5PX*BD06AS3 | Ducted Indoor Units | 23400 | 22400 | 2.5 | 18200 | 2.2
TRANE | 20 TruComfort Variable Speed Heat Pump With WeatherGuard Top | 216599673 | HRCU-A-CB | 5TWV0X24A1 | 5PX*BD06AS3 | Ducted Indoor Units | 23400 | 22400 | 2.5 | 18200 | 2.2
TRANE | 20 TruComfort Variable Speed Heat Pump With WeatherGuard Top | 216453083 | HRCU-A-CB | 5TWV0X24A1 | 5PX*BD06AS3 | Ducted Indoor Units | 23400 | 22400 | 2.5 | 18100 | 2.2
TRANE | 20 TruComfort Variable Speed Heat Pump With WeatherGuard Top | 216453081 | HRCU-A-CB | 5TWV0X24A1 | 5PX*BD06AS3 | Ducted Indoor Units | 23400 | 22400 | 2.5 | 18100 | 2.2
TRANE | 20 TruComfort Variable Speed Heat Pump With WeatherGuard Top | 216570892 | HRCU-A-CB | 5TWV0X24A1 | 5PX*BD06AS3 | Ducted Indoor Units | 23400 | 22400 | 2.5 | 18100 | 2.2
TRANE | 20 TruComfort Variable Speed Heat Pump With WeatherGuard Top | 216570894 | HRCU-A-CB | 5TWV0X24A1 | 5PX*BD06AS3 | Ducted Indoor Units | 23400 | 22400 | 2.5 | 18100 | 2.2
TRANE | 20 TruComfort Variable Speed Heat Pump With WeatherGuard Top | 216570900 | HRCU-A-CB | 5TWV0X24A1 | 5PX*BD06AS3 | Ducted Indoor Units | 23400 | 22400 | 2.5 | 18100 | 2.2
TRANE | 20 TruComfort Variable Speed Heat Pump With WeatherGuard Top | 216570898 | HRCU-A-CB | 5TWV0X24A1 | 5PX*BD06AS3 | Ducted Indoor Units | 23400 | 22400 | 2.5 | 18100 | 2.2
TRANE | 20 TruComfort Variable Speed Heat Pump With WeatherGuard Top | 216570902 | HRCU-A-CB | 5TWV0X24A1 | 5PX*BD06AS3 | Ducted Indoor Units | 23400 | 22400 | 2.5 | 18100 | 2.2
TRANE | 20 TruComfort Variable Speed Heat Pump With WeatherGuard Top | 216570896 | HRCU-A-CB | 5TWV0X24A1 | 5PX*BD06AS3 | Ducted Indoor Units | 23400 | 22400 | 2.5 | 18000 | 2.2
TRANE | 20 TruComfort Variable Speed Heat Pump With WeatherGuard Top | 216612199 | HRCU-A-CB | 5TWV0X24A1 | 5PX*B006AS3 | Ducted Indoor Units | 22600 | 22000 | 2.5 | 18000 | 2.2
TRANE | 20 TruComfort Variable Speed Heat Pump With WeatherGuard Top | 216599671 | HRCU-A-CB | 5TWV0X24A1 | 5PX*B006AS3 | Ducted Indoor Units | 22600 | 22000 | 2.5 | 18000 | 2.2
TRANE | 20 TruComfort Variable Speed Heat Pump With WeatherGuard Top | 216439960 | HRCU-A-CB | 5TWV0X24A1 | 5PX*B006AS3 | Ducted Indoor Units | 22600 | 22200 | 2.5 | 18200 | 2.2
TRANE | 20 TruComfort Variable Speed Heat Pump With WeatherGuard Top | 216439958 | HRCU-A-CB | 5TWV0X24A1 | 5PX*B006AS3 | Ducted Indoor Units | 22600 | 22200 | 2.5 | 18200 | 2.2
TRANE | 20 TruComfort Variable Speed Heat Pump With WeatherGuard Top | 216453077 | HRCU-A-CB | 5TWV0X24A1 | 5PX*B006AS3 | Ducted Indoor Units | 22600 | 22000 | 2.5 | 18100 | 2.2
TRANE | 20 TruComfort Variable Speed Heat Pump With WeatherGuard Top | 216453079 | HRCU-A-CB | 5TWV0X24A1 | 5PX*B006AS3 | Ducted Indoor Units | 22600 | 22000 | 2.5 | 18100 | 2.2
TRANE | 20 TruComfort Variable Speed Heat Pump With WeatherGuard Top | 216570876 | HRCU-A-CB | 5TWV0X24A1 | 5PX*B006AS3 | Ducted Indoor Units | 22400 | 22000 | 2.5 | 18100 | 2.2
TRANE | 20 TruComfort Variable Speed Heat Pump With WeatherGuard Top | 216570878 | HRCU-A-CB | 5TWV0X24A1 | 5PX*B006AS3 | Ducted Indoor Units | 22400 | 22000 | 2.5 | 18100 | 2.2
TRANE | 20 TruComfort Variable Speed Heat Pump With WeatherGuard Top | 216570884 | HRCU-A-CB | 5TWV0X24A1 | 5PX*B006AS3 | Ducted Indoor Units | 22600 | 22000 | 2.5 | 18100 | 2.2
TRANE | 20 TruComfort Variable Speed Heat Pump With WeatherGuard Top | 216570886 | HRCU-A-CB | 5TWV0X24A1 | 5PX*B006AS3 | Ducted Indoor Units | 22600 | 22200 | 2.5 | 18200 | 2.2
TRANE | 20 TruComfort Variable Speed Heat Pump With WeatherGuard Top | 216570888 | HRCU-A-CB | 5TWV0X24A1 | 5PX*B006AS3 | Ducted Indoor Units | 22800 | 22200 | 2.5 | 18200 | 2.2
TRANE | 20 TruComfort Variable Speed Heat Pump With WeatherGuard Top | 216570874 | HRCU-A-CB | 5TWV0X24A1 | 5PX*B006AS3 | Ducted Indoor Units | 22400 | 21800 | 2.5 | 17700 | 2.2
TRANE | 20 TruComfort Variable Speed Heat Pump With WeatherGuard Top | 216570890 | HRCU-A-CB | 5TWV0X24A1 | 5PX*B006AS3 | Ducted Indoor Units | 22400 | 21800 | 2.5 | 17800 | 2.2
TRANE | 17 Multi-Speed Heat Pump | 216764087 | HRCU-A-CB | 5TWR7060A1 | 5TEMCD07AV51+TD | Ducted Indoor Units | 50500 | 33600 | 2.9 | 38000 | 2.2
TRANE | 17 Multi-Speed Heat Pump | 216764085 | HRCU-A-CB | 5TWR7060A1 | 5TEMCD06AV41+TD | Ducted Indoor Units | 50500 | 33600 | 2.9 | 38000 | 2.2
TRANE | 17 Multi-Speed Heat Pump | 216764083 | HRCU-A-CB | 5TWR7060A1 | 5TEM6D07AV51+TD | Ducted Indoor Units | 50500 | 33400 | 2.9 | 38000 | 2.2
TRANE | 17 Multi-Speed Heat Pump | 216764081 | HRCU-A-CB | 5TWR7060A1 | 5TEM6D06AV41+TD | Ducted Indoor Units | 50500 | 33400 | 2.9 | 38000 | 2.2
TRANE | 17 Multi-Speed Heat Pump | 216766632 | HRCU-A-CB | 5TWR7048A1 | 5TXCD010AS3 | Ducted Indoor Units | 44000 | 29400 | 2.8 | 32400 | 2.24
TRANE | 17 Multi-Speed Heat Pump | 216766634 | HRCU-A-CB | 5TWR7048A1 | 5TXCD010AS3 | Ducted Indoor Units | 44000 | 29400 | 2.8 | 32200 | 2.22
TRANE | 17 Multi-Speed Heat Pump | 216766604 | HRCU-A-CB | 5TWR7048A1 | 5TXCD010AS3 | Ducted Indoor Units | 44000 | 29200 | 2.8 | 32000 | 2.22
TRANE | 17 Multi-Speed Heat Pump | 216764021 | HRCU-A-CB | 5TWR7048A1 | 5TXCD010AS3 | Ducted Indoor Units | 43500 | 29000 | 2.8 | 32000 | 2.2
TRANE | 17 Multi-Speed Heat Pump | 216764023 | HRCU-A-CB | 5TWR7048A1 | 5TXCD010AS3 | Ducted Indoor Units | 43500 | 29000 | 2.8 | 32000 | 2.2
TRANE | 17 Multi-Speed Heat Pump | 216766610 | HRCU-A-CB | 5TWR7048A1 | 5TXCD010AS3 | Ducted Indoor Units | 44000 | 29200 | 2.8 | 32000 | 2.21
TRANE | 17 Multi-Speed Heat Pump | 216764025 | HRCU-A-CB | 5TWR7048A1 | 5TXCD010AS3 | Ducted Indoor Units | 44000 | 29200 | 2.8 | 32000 | 2.2
TRANE | 17 Multi-Speed Heat Pump | 216764031 | HRCU-A-CB | 5TWR7048A1 | 5TXCD010AS3 | Ducted Indoor Units | 44000 | 29200 | 2.8 | 32000 | 2.2
TRANE | 17 Multi-Speed Heat Pump | 216766612 | HRCU-A-CB | 5TWR7048A1 | 5TXCD010AS3 | Ducted Indoor Units | 43500 | 29000 | 2.8 | 32000 | 2.22
TRANE | 17 Multi-Speed Heat Pump | 216764029 | HRCU-A-CB | 5TWR7048A1 | 5TXCD010AS3 | Ducted Indoor Units | 43500 | 29000 | 2.8 | 32000 | 2.2
TRANE | 17 Multi-Speed Heat Pump | 216764825 | HRCU-A-CB | 5TWR7048A1 | 5TXCD010AS3 | Ducted Indoor Units | 44500 | 29600 | 2.8 | 32400 | 2.2
TRANE | 17 Multi-Speed Heat Pump | 216764823 | HRCU-A-CB | 5TWR7048A1 | 5TXCD010AS3 | Ducted Indoor Units | 44500 | 29600 | 2.8 | 32400 | 2.2
TRANE | 17 Multi-Speed Heat Pump | 216764837 | HRCU-A-CB | 5TWR7048A1 | 5TXCD010AS3 | Ducted Indoor Units | 44000 | 29400 | 2.8 | 32200 | 2.2
TRANE | 17 Multi-Speed Heat Pump | 216764839 | HRCU-A-CB | 5TWR7048A1 | 5TXCD010AS3 | Ducted Indoor Units | 44000 | 29400 | 2.8 | 32200 | 2.2
TRANE | 17 Multi-Speed Heat Pump | 216764827 | HRCU-A-CB | 5TWR7048A1 | 5TXCD010AS3 | Ducted Indoor Units | 44000 | 29400 | 2.8 | 32200 | 2.2
TRANE | 17 Multi-Speed Heat Pump | 216764833 | HRCU-A-CB | 5TWR7048A1 | 5TXCD010AS3 | Ducted Indoor Units | 44000 | 29400 | 2.8 | 32200 | 2.2
TRANE | 17 Multi-Speed Heat Pump | 216764829 | HRCU-A-CB | 5TWR7048A1 | 5TXCD010AS3 | Ducted Indoor Units | 44500 | 29600 | 2.8 | 32400 | 2.2
TRANE | 17 Multi-Speed Heat Pump | 216764015 | HRCU-A-CB | 5TWR7048A1 | 5TXCD010AS3 | Ducted Indoor Units | 44500 | 29600 | 2.8 | 32400 | 2.2
TRANE | 17 Multi-Speed Heat Pump | 216764831 | HRCU-A-CB | 5TWR7048A1 | 5TXCD010AS3 | Ducted Indoor Units | 44000 | 29400 | 2.8 | 32200 | 2.2
TRANE | 17 Multi-Speed Heat Pump | 216764013 | HRCU-A-CB | 5TWR7048A1 | 5TXCD010AS3 | Ducted Indoor Units | 44000 | 29400 | 2.8 | 32200 | 2.2
TRANE | 17 Multi-Speed Heat Pump | 216764835 | HRCU-A-CB | 5TWR7048A1 | 5TXCD010AS3 | Ducted Indoor Units | 44000 | 29400 | 2.8 | 32200 | 2.2
TRANE | 17 Multi-Speed Heat Pump | 216764011 | HRCU-A-CB | 5TWR7048A1 | 5TXCD010AS3 | Ducted Indoor Units | 44000 | 29400 | 2.8 | 32200 | 2.2
TRANE | 17 Multi-Speed Heat Pump | 216766614 | HRCU-A-CB | 5TWR7048A1 | 5TXCD010AS3 | Ducted Indoor Units | 44000 | 29200 | 2.8 | 32200 | 2.24
TRANE | 17 Multi-Speed Heat Pump | 216766616 | HRCU-A-CB | 5TWR7048A1 | 5TXCD010AS3 | Ducted Indoor Units | 44000 | 29200 | 2.8 | 32000 | 2.22
TRANE | 17 Multi-Speed Heat Pump | 216766618 | HRCU-A-CB | 5TWR7048A1 | 5TXCD010AS3 | Ducted Indoor Units | 44000 | 29200 | 2.8 | 32000 | 2.21
TRANE | 17 Multi-Speed Heat Pump | 216764009 | HRCU-A-CB | 5TWR7048A1 | 5TXCD010AS3 | Ducted Indoor Units | 44500 | 29800 | 2.7 | 32600 | 2.1
TRANE | 17 Multi-Speed Heat Pump | 216764027 | HRCU-A-CB | 5TWR7048A1 | 5TXCD010AS3 | Ducted Indoor Units | 44000 | 29200 | 2.8 | 32000 | 2.2
TRANE | 17 Multi-Speed Heat Pump | 216764019 | HRCU-A-CB | 5TWR7048A1 | 5TXCD010AS3 | Ducted Indoor Units | 44000 | 29200 | 2.8 | 32000 | 2.2
TRANE | 17 Multi-Speed Heat Pump | 216764017 | HRCU-A-CB | 5TWR7048A1 | 5TXCD010AS3 | Ducted Indoor Units | 43500 | 29200 | 2.8 | 32000 | 2.2
TRANE | 17 Multi-Speed Heat Pump | 216766582 | HRCU-A-CB | 5TWR7048A1 | 5TXCD008AS3 | Ducted Indoor Units | 44500 | 29800 | 2.8 | 32600 | 2.23
TRANE | 17 Multi-Speed Heat Pump | 216766584 | HRCU-A-CB | 5TWR7048A1 | 5TXCD008AS3 | Ducted Indoor Units | 45000 | 30200 | 2.7 | 33200 | 2.21
TRANE | 17 Multi-Speed Heat Pump | 216770058 | HRCU-A-CB | 5TWR7048A1 | 5TXCD008AS3 | Ducted Indoor Units | 44500 | 29600 | 2.8 | 32400 | 2.23
TRANE | 17 Multi-Speed Heat Pump | 216770056 | HRCU-A-CB | 5TWR7048A1 | 5TXCD008AS3 | Ducted Indoor Units | 44500 | 29600 | 2.8 | 32400 | 2.23
TRANE | 17 Multi-Speed Heat Pump | 216766580 | HRCU-A-CB | 5TWR7048A1 | 5TXCD008AS3 | Ducted Indoor Units | 44500 | 29600 | 2.8 | 32600 | 2.22
TRANE | 17 Multi-Speed Heat Pump | 216770054 | HRCU-A-CB | 5TWR7048A1 | 5TXCD008AS3 | Ducted Indoor Units | 44500 | 29600 | 2.8 | 32600 | 2.22
TRANE | 17 Multi-Speed Heat Pump | 216770052 | HRCU-A-CB | 5TWR7048A1 | 5TXCD008AS3 | Ducted Indoor Units | 44500 | 29800 | 2.8 | 32800 | 2.22
TRANE | 17 Multi-Speed Heat Pump | 216770060 | HRCU-A-CB | 5TWR7048A1 | 5TXCD008AS3 | Ducted Indoor Units | 44500 | 29800 | 2.8 | 32800 | 2.22
TRANE | 17 Multi-Speed Heat Pump | 216770048 | HRCU-A-CB | 5TWR7048A1 | 5TXCD008AS3 | Ducted Indoor Units | 45000 | 30200 | 2.7 | 33000 | 2.21
TRANE | 17 Multi-Speed Heat Pump | 216770046 | HRCU-A-CB | 5TWR7048A1 | 5TXCD008AS3 | Ducted Indoor Units | 45000 | 30200 | 2.7 | 33000 | 2.21
TRANE | 17 Multi-Speed Heat Pump | 216770044 | HRCU-A-CB | 5TWR7048A1 | 5TXCD008AS3 | Ducted Indoor Units | 44500 | 29800 | 2.8 | 32800 | 2.22
TRANE | 17 Multi-Speed Heat Pump | 216770042 | HRCU-A-CB | 5TWR7048A1 | 5TXCD008AS3 | Ducted Indoor Units | 44500 | 29800 | 2.8 | 32800 | 2.22
TRANE | 17 Multi-Speed Heat Pump | 216770040 | HRCU-A-CB | 5TWR7048A1 | 5TXCD008AS3 | Ducted Indoor Units | 45000 | 30200 | 2.7 | 33000 | 2.21
TRANE | 17 Multi-Speed Heat Pump | 216766592 | HRCU-A-CB | 5TWR7048A1 | 5TXCD008AS3 | Ducted Indoor Units | 44500 | 29400 | 2.8 | 32400 | 2.23
TRANE | 17 Multi-Speed Heat Pump | 216766594 | HRCU-A-CB | 5TWR7048A1 | 5TXCD008AS3 | Ducted Indoor Units | 44500 | 29800 | 2.8 | 32600 | 2.22
TRANE | 17 Multi-Speed Heat Pump | 216766596 | HRCU-A-CB | 5TWR7048A1 | 5TXCD008AS3 | Ducted Indoor Units | 45000 | 30000 | 2.7 | 32800 | 2.21
TRANE | 17 Multi-Speed Heat Pump | 216770050 | HRCU-A-CB | 5TWR7048A1 | 5TXCD008AS3 | Ducted Indoor Units | 44500 | 29600 | 2.8 | 32600 | 2.22
TRANE | 17 Multi-Speed Heat Pump | 216764005 | HRCU-A-CB | 5TWR7048A1 | 5TXCD008AS3 | Ducted Indoor Units | 45000 | 30000 | 2.7 | 32800 | 2.2
TRANE | 17 Multi-Speed Heat Pump | 216766564 | HRCU-A-CB | 5TWR7048A1 | 5TXCC009AS3 | Ducted Indoor Units | 44000 | 29200 | 2.8 | 32200 | 2.21
TRANE | 17 Multi-Speed Heat Pump | 216766566 | HRCU-A-CB | 5TWR7048A1 | 5TXCC009AS3 | Ducted Indoor Units | 43500 | 29200 | 2.8 | 32000 | 2.21
TRANE | 17 Multi-Speed Heat Pump | 216766568 | HRCU-A-CB | 5TWR7048A1 | 5TXCC009AS3 | Ducted Indoor Units | 44000 | 29400 | 2.7 | 32400 | 2.2
TRANE | 17 Multi-Speed Heat Pump | 216770038 | HRCU-A-CB | 5TWR7048A1 | 5TXCC009AS3 | Ducted Indoor Units | 44000 | 29400 | 2.7 | 32400 | 2.2
TRANE | 17 Multi-Speed Heat Pump | 216766570 | HRCU-A-CB | 5TWR7048A1 | 5TXCC009AS3 | Ducted Indoor Units | 43500 | 29000 | 2.8 | 32000 | 2.22
TRANE | 17 Multi-Speed Heat Pump | 216770036 | HRCU-A-CB | 5TWR7048A1 | 5TXCC009AS3 | Ducted Indoor Units | 43500 | 29000 | 2.8 | 32000 | 2.22
TRANE | 17 Multi-Speed Heat Pump | 216770034 | HRCU-A-CB | 5TWR7048A1 | 5TXCC009AS3 | Ducted Indoor Units | 44000 | 29400 | 2.8 | 32200 | 2.21
TRANE | 17 Multi-Speed Heat Pump | 216770032 | HRCU-A-CB | 5TWR7048A1 | 5TXCC009AS3 | Ducted Indoor Units | 44000 | 29400 | 2.8 | 32200 | 2.21
TRANE | 17 Multi-Speed Heat Pump | 216770030 | HRCU-A-CB | 5TWR7048A1 | 5TXCC009AS3 | Ducted Indoor Units | 44000 | 29200 | 2.8 | 32200 | 2.22
TRANE | 17 Multi-Speed Heat Pump | 216770028 | HRCU-A-CB | 5TWR7048A1 | 5TXCC009AS3 | Ducted Indoor Units | 44000 | 29200 | 2.8 | 32200 | 2.22
TRANE | 17 Multi-Speed Heat Pump | 216770026 | HRCU-A-CB | 5TWR7048A1 | 5TXCC009AS3 | Ducted Indoor Units | 44000 | 29400 | 2.8 | 32200 | 2.21
TRANE | 17 Multi-Speed Heat Pump | 216770024 | HRCU-A-CB | 5TWR7048A1 | 5TXCC009AS3 | Ducted Indoor Units | 44000 | 29400 | 2.8 | 32200 | 2.21
TRANE | 17 Multi-Speed Heat Pump | 216770022 | HRCU-A-CB | 5TWR7048A1 | 5TXCC009AS3 | Ducted Indoor Units | 44000 | 29200 | 2.8 | 32200 | 2.22
TRANE | 17 Multi-Speed Heat Pump | 216770020 | HRCU-A-CB | 5TWR7048A1 | 5TXCC009AS3 | Ducted Indoor Units | 44000 | 29200 | 2.8 | 32200 | 2.22
TRANE | 17 Multi-Speed Heat Pump | 216766572 | HRCU-A-CB | 5TWR7048A1 | 5TXCC009AS3 | Ducted Indoor Units | 44000 | 29200 | 2.8 | 32000 | 2.21
TRANE | 17 Multi-Speed Heat Pump | 216766558 | HRCU-A-CB | 5TWR7048A1 | 5TXCC009AS3 | Ducted Indoor Units | 44000 | 29400 | 2.8 | 32200 | 2.21
TRANE | 17 Multi-Speed Heat Pump | 216764001 | HRCU-A-C | 5TWR7048A1 | 5TXCC009AS3 | Ducted Indoor Units | 44500 | 29800 | 2.7 | 32600 | 2.1
TRANE | 17 Multi-Speed Heat Pump | 216770016 | HRCU-A-CB | 5TWR7048A1 | 5TXCC009AS3 | Ducted Indoor Units | 43500 | 29000 | 2.8 | 32000 | 2.22
TRANE | 17 Multi-Speed Heat Pump | 216764003 | HRCU-A-CB | 5TWR7048A1 | 5TXCC009AS3 | Ducted Indoor Units | 44000 | 29200 | 2.8 | 32200 | 2.2
TRANE | 17 Multi-Speed Heat Pump | 216766552 | HRCU-A-CB | 5TWR7048A1 | 5TXCC007AS3 | Ducted Indoor Units | 45000 | 29800 | 2.7 | 32800 | 2.21
TRANE | 17 Multi-Speed Heat Pump | 216763999 | HRCU-A-CB | 5TWR7048A1 | 5TEMCD07AV51+TD | Ducted Indoor Units | 43500 | 29000 | 2.9 | 31800 | 2.2
TRANE | 17 Multi-Speed Heat Pump | 216763997 | HRCU-A-CB | 5TWR7048A1 | 5TEMCD06AV41+TD | Ducted Indoor Units | 43500 | 29000 | 2.9 | 31800 | 2.2
TRANE | 17 Multi-Speed Heat Pump | 216763995 | HRCU-A-CB | 5TWR7048A1 | 5TEM6D07AV51+TD | Ducted Indoor Units | 44000 | 29200 | 2.9 | 31800 | 2.2
TRANE | 17 Multi-Speed Heat Pump | 216763993 | HRCU-A-CB | 5TWR7048A1 | 5TEM6D06AV41+TD | Ducted Indoor Units | 44000 | 29000 | 2.9 | 31800 | 2.2
TRANE | 17 Multi-Speed Heat Pump | 216763991 | HRCU-A-CB | 5TWR7048A1 | 5TAMXD07AV51 | Ducted Indoor Units | 43500 | 29200 | 2.7 | 32000 | 2.1
TRANE | 17 Multi-Speed Heat Pump | 216763989 | HRCU-A-CB | 5TWR7048A1 | 5TAMXD06AV41 | Ducted Indoor Units | 44500 | 29400 | 2.7 | 32400 | 2.1
TRANE | 17 Multi-Speed Heat Pump | 216763987 | HRCU-A-CB | 5TWR7048A1 | 5TAM5D07AC51 | Ducted Indoor Units | 44500 | 29400 | 2.8 | 32400 | 2.2
TRANE | 17 Multi-Speed Heat Pump | 216763985 | HRCU-A-CB | 5TWR7048A1 | 5TAM5D06AC41 | Ducted Indoor Units | 43500 | 29000 | 2.7 | 31800 | 2.1
TRANE | 17 Multi-Speed Heat Pump | 216766546 | HRCU-A-CB | 5TWR7048A1 | 5PX*DD10AS3 | Ducted Indoor Units | 44500 | 29600 | 2.7 | 32400 | 2.2
TRANE | 17 Multi-Speed Heat Pump | 216766548 | HRCU-A-CB | 5TWR7048A1 | 5PX*DD10AS3 | Ducted Indoor Units | 44500 | 29600 | 2.7 | 32400 | 2.2
TRANE | 17 Multi-Speed Heat Pump | 216763983 | HRCU-A-CB | 5TWR7048A1 | 5PX*DD10AS3 | Ducted Indoor Units | 44500 | 29600 | 2.7 | 32400 | 2.2
TRANE | 17 Multi-Speed Heat Pump | 216764819 | HRCU-A-CB | 5TWR7048A1 | 5PX*DD10AS3 | Ducted Indoor Units | 44500 | 29800 | 2.7 | 32600 | 2.2
TRANE | 17 Multi-Speed Heat Pump | 216764821 | HRCU-A-CB | 5TWR7048A1 | 5PX*DD10AS3 | Ducted Indoor Units | 44500 | 29800 | 2.7 | 32600 | 2.2
TRANE | 17 Multi-Speed Heat Pump | 216764811 | HRCU-A-CB | 5TWR7048A1 | 5PX*DD10AS3 | Ducted Indoor Units | 44500 | 29800 | 2.7 | 32600 | 2.1
TRANE | 17 Multi-Speed Heat Pump | 216764813 | HRCU-A-CB | 5TWR7048A1 | 5PX*DD10AS3 | Ducted Indoor Units | 44500 | 29800 | 2.7 | 32600 | 2.1
TRANE | 17 Multi-Speed Heat Pump | 216764815 | HRCU-A-CB | 5TWR7048A1 | 5PX*DD10AS3 | Ducted Indoor Units | 44500 | 29800 | 2.7 | 32600 | 2.2
TRANE | 17 Multi-Speed Heat Pump | 216763981 | HRCU-A-CB | 5TWR7048A1 | 5PX*DD10AS3 | Ducted Indoor Units | 44500 | 29800 | 2.7 | 32600 | 2.2
TRANE | 17 Multi-Speed Heat Pump | 216764817 | HRCU-A-CB | 5TWR7048A1 | 5PX*DD10AS3 | Ducted Indoor Units | 44500 | 29800 | 2.7 | 32600 | 2.1
TRANE | 17 Multi-Speed Heat Pump | 216763979 | HRCU-A-CB | 5TWR7048A1 | 5PX*DD10AS3 | Ducted Indoor Units | 44500 | 29800 | 2.7 | 32600 | 2.1
TRANE | 17 Multi-Speed Heat Pump | 216766542 | HRCU-A-CB | 5TWR7048A1 | 5PX*DD10AS3 | Ducted Indoor Units | 44000 | 29400 | 2.7 | 32400 | 2.21
TRANE | 17 Multi-Speed Heat Pump | 216766536 | HRCU-A-CB | 5TWR7048A1 | 5PX*DD10AS3 | Ducted Indoor Units | 44500 | 29800 | 2.7 | 32600 | 2.19
TRANE | 17 Multi-Speed Heat Pump | 216766520 | HRCU-A-CB | 5TWR7048A1 | 5PX*D010AS3 | Ducted Indoor Units | 44000 | 29400 | 2.8 | 32400 | 2.24
TRANE | 17 Multi-Speed Heat Pump | 216766518 | HRCU-A-CB | 5TWR7048A1 | 5PX*D010AS3 | Ducted Indoor Units | 44000 | 29200 | 2.8 | 32200 | 2.21
TRANE | 17 Multi-Speed Heat Pump | 216766516 | HRCU-A-CB | 5TWR7048A1 | 5PX*D010AS3 | Ducted Indoor Units | 44000 | 29200 | 2.8 | 32000 | 2.22
TRANE | 17 Multi-Speed Heat Pump | 216763957 | HRCU-A-CB | 5TWR7048A1 | 5PX*D010AS3 | Ducted Indoor Units | 43500 | 29000 | 2.8 | 32000 | 2.2
TRANE | 17 Multi-Speed Heat Pump | 216763959 | HRCU-A-CB | 5TWR7048A1 | 5PX*D010AS3 | Ducted Indoor Units | 43500 | 29000 | 2.8 | 32000 | 2.2
TRANE | 17 Multi-Speed Heat Pump | 216766514 | HRCU-A-CB | 5TWR7048A1 | 5PX*D010AS3 | Ducted Indoor Units | 44000 | 29200 | 2.8 | 32000 | 2.21
TRANE | 17 Multi-Speed Heat Pump | 216763961 | HRCU-A-CB | 5TWR7048A1 | 5PX*D010AS3 | Ducted Indoor Units | 44000 | 29200 | 2.8 | 32000 | 2.2
TRANE | 17 Multi-Speed Heat Pump | 216763963 | HRCU-A-CB | 5TWR7048A1 | 5PX*D010AS3 | Ducted Indoor Units | 44000 | 29200 | 2.8 | 32000 | 2.2
TRANE | 17 Multi-Speed Heat Pump | 216766512 | HRCU-A-CB | 5TWR7048A1 | 5PX*D010AS3 | Ducted Indoor Units | 43500 | 29000 | 2.8 | 32000 | 2.23
TRANE | 17 Multi-Speed Heat Pump | 216763969 | HRCU-A-CB | 5TWR7048A1 | 5PX*D010AS3 | Ducted Indoor Units | 43500 | 29000 | 2.8 | 31800 | 2.2
TRANE | 17 Multi-Speed Heat Pump | 216764805 | HRCU-A-CB | 5TWR7048A1 | 5PX*D010AS3 | Ducted Indoor Units | 44500 | 29400 | 2.8 | 32400 | 2.2
TRANE | 17 Multi-Speed Heat Pump | 216764801 | HRCU-A-CB | 5TWR7048A1 | 5PX*D010AS3 | Ducted Indoor Units | 44500 | 29400 | 2.8 | 32400 | 2.2
TRANE | 17 Multi-Speed Heat Pump | 216764793 | HRCU-A-CB | 5TWR7048A1 | 5PX*D010AS3 | Ducted Indoor Units | 44000 | 29400 | 2.8 | 32200 | 2.2
TRANE | 17 Multi-Speed Heat Pump | 216764797 | HRCU-A-CB | 5TWR7048A1 | 5PX*D010AS3 | Ducted Indoor Units | 44000 | 29400 | 2.8 | 32200 | 2.2
TRANE | 17 Multi-Speed Heat Pump | 216764795 | HRCU-A-CB | 5TWR7048A1 | 5PX*D010AS3 | Ducted Indoor Units | 44000 | 29200 | 2.8 | 32200 | 2.2
TRANE | 17 Multi-Speed Heat Pump | 216764799 | HRCU-A-CB | 5TWR7048A1 | 5PX*D010AS3 | Ducted Indoor Units | 44000 | 29200 | 2.8 | 32200 | 2.2
TRANE | 17 Multi-Speed Heat Pump | 216764803 | HRCU-A-CB | 5TWR7048A1 | 5PX*D010AS3 | Ducted Indoor Units | 44500 | 29400 | 2.8 | 32400 | 2.2
TRANE | 17 Multi-Speed Heat Pump | 216763967 | HRCU-A-CB | 5TWR7048A1 | 5PX*D010AS3 | Ducted Indoor Units | 44500 | 29400 | 2.8 | 32400 | 2.2
TRANE | 17 Multi-Speed Heat Pump | 216764807 | HRCU-A-CB | 5TWR7048A1 | 5PX*D010AS3 | Ducted Indoor Units | 44000 | 29400 | 2.8 | 32200 | 2.2
TRANE | 17 Multi-Speed Heat Pump | 216763965 | HRCU-A-CB | 5TWR7048A1 | 5PX*D010AS3 | Ducted Indoor Units | 44000 | 29400 | 2.8 | 32200 | 2.2
TRANE | 17 Multi-Speed Heat Pump | 216764809 | HRCU-A-CB | 5TWR7048A1 | 5PX*D010AS3 | Ducted Indoor Units | 44000 | 29200 | 2.8 | 32200 | 2.2
TRANE | 17 Multi-Speed Heat Pump | 216763971 | HRCU-A-CB | 5TWR7048A1 | 5PX*D010AS3 | Ducted Indoor Units | 44000 | 29200 | 2.8 | 32200 | 2.2
TRANE | 17 Multi-Speed Heat Pump | 216766510 | HRCU-A-CB | 5TWR7048A1 | 5PX*D010AS3 | Ducted Indoor Units | 44000 | 29200 | 2.8 | 32000 | 2.24
TRANE | 17 Multi-Speed Heat Pump | 216766508 | HRCU-A-CB | 5TWR7048A1 | 5PX*D010AS3 | Ducted Indoor Units | 44000 | 29200 | 2.8 | 32000 | 2.22
TRANE | 17 Multi-Speed Heat Pump | 216766506 | HRCU-A-CB | 5TWR7048A1 | 5PX*D010AS3 | Ducted Indoor Units | 43500 | 29200 | 2.8 | 32000 | 2.21
TRANE | 17 Multi-Speed Heat Pump | 216763973 | HRCU-A-C | 5TWR7048A1 | 5PX*D010AS3 | Ducted Indoor Units | 44500 | 29800 | 2.7 | 32800 | 2.1
TRANE | 17 Multi-Speed Heat Pump | 216763977 | HRCU-A-CB | 5TWR7048A1 | 5PX*D010AS3 | Ducted Indoor Units | 44000 | 29200 | 2.8 | 32000 | 2.2
TRANE | 17 Multi-Speed Heat Pump | 216770014 | HRCU-A-CB | 5TWR7048A1 | 5PX*D010AS3 | Ducted Indoor Units | 44000 | 29200 | 2.8 | 32000 | 2.21
TRANE | 17 Multi-Speed Heat Pump | 216770012 | HRCU-A-CB | 5TWR7048A1 | 5PX*D010AS3 | Ducted Indoor Units | 43500 | 29000 | 2.8 | 32000 | 2.21
TRANE | 17 Multi-Speed Heat Pump | 216766488 | HRCU-A-CB | 5TWR7048A1 | 5PX*D008AS3 | Ducted Indoor Units | 44500 | 29800 | 2.8 | 32600 | 2.23
TRANE | 17 Multi-Speed Heat Pump | 216766490 | HRCU-A-CB | 5TWR7048A1 | 5PX*D008AS3 | Ducted Indoor Units | 45000 | 30200 | 2.7 | 33200 | 2.21
TRANE | 17 Multi-Speed Heat Pump | 216763947 | HRCU-A-CB | 5TWR7048A1 | 5PX*D008AS3 | Ducted Indoor Units | 44500 | 29600 | 2.8 | 32400 | 2.2
TRANE | 17 Multi-Speed Heat Pump | 216763955 | HRCU-A-CB | 5TWR7048A1 | 5PX*D008AS3 | Ducted Indoor Units | 44500 | 29600 | 2.8 | 32400 | 2.2
TRANE | 17 Multi-Speed Heat Pump | 216766492 | HRCU-A-CB | 5TWR7048A1 | 5PX*D008AS3 | Ducted Indoor Units | 44500 | 29600 | 2.8 | 32600 | 2.22
TRANE | 17 Multi-Speed Heat Pump | 216763953 | HRCU-A-CB | 5TWR7048A1 | 5PX*D008AS3 | Ducted Indoor Units | 44500 | 29600 | 2.8 | 32600 | 2.2
TRANE | 17 Multi-Speed Heat Pump | 216764787 | HRCU-A-CB | 5TWR7048A1 | 5PX*D008AS3 | Ducted Indoor Units | 44500 | 29800 | 2.8 | 32800 | 2.2
TRANE | 17 Multi-Speed Heat Pump | 216764783 | HRCU-A-CB | 5TWR7048A1 | 5PX*D008AS3 | Ducted Indoor Units | 44500 | 29800 | 2.8 | 32800 | 2.2
TRANE | 17 Multi-Speed Heat Pump | 216764781 | HRCU-A-CB | 5TWR7048A1 | 5PX*D008AS3 | Ducted Indoor Units | 45000 | 30200 | 2.7 | 33000 | 2.2
TRANE | 17 Multi-Speed Heat Pump | 216764785 | HRCU-A-CB | 5TWR7048A1 | 5PX*D008AS3 | Ducted Indoor Units | 45000 | 30200 | 2.7 | 33000 | 2.2
TRANE | 17 Multi-Speed Heat Pump | 216764791 | HRCU-A-CB | 5TWR7048A1 | 5PX*D008AS3 | Ducted Indoor Units | 44500 | 29800 | 2.8 | 32800 | 2.2
TRANE | 17 Multi-Speed Heat Pump | 216763951 | HRCU-A-CB | 5TWR7048A1 | 5PX*D008AS3 | Ducted Indoor Units | 44500 | 29800 | 2.8 | 32800 | 2.2
TRANE | 17 Multi-Speed Heat Pump | 216764789 | HRCU-A-CB | 5TWR7048A1 | 5PX*D008AS3 | Ducted Indoor Units | 45000 | 30200 | 2.7 | 33000 | 2.2
TRANE | 17 Multi-Speed Heat Pump | 216763949 | HRCU-A-CB | 5TWR7048A1 | 5PX*D008AS3 | Ducted Indoor Units | 45000 | 30200 | 2.7 | 33000 | 2.2
TRANE | 17 Multi-Speed Heat Pump | 216766494 | HRCU-A-CB | 5TWR7048A1 | 5PX*D008AS3 | Ducted Indoor Units | 44500 | 29400 | 2.8 | 32400 | 2.23
TRANE | 17 Multi-Speed Heat Pump | 216766496 | HRCU-A-CB | 5TWR7048A1 | 5PX*D008AS3 | Ducted Indoor Units | 44500 | 29800 | 2.8 | 32600 | 2.22
TRANE | 17 Multi-Speed Heat Pump | 216766498 | HRCU-A-CB | 5TWR7048A1 | 5PX*D008AS3 | Ducted Indoor Units | 45000 | 30000 | 2.7 | 32800 | 2.21
TRANE | 17 Multi-Speed Heat Pump | 216763945 | HRCU-A-CB | 5TWR7048A1 | 5PX*D008AS3 | Ducted Indoor Units | 44500 | 29600 | 2.8 | 32600 | 2.2
TRANE | 17 Multi-Speed Heat Pump | 216770008 | HRCU-A-CB | 5TWR7048A1 | 5PX*D008AS3 | Ducted Indoor Units | 45000 | 30000 | 2.7 | 32800 | 2.21
TRANE | 17 Multi-Speed Heat Pump | 216766462 | HRCU-A-CB | 5TWR7048A1 | 5PX*CD09AS3 | Ducted Indoor Units | 44000 | 29400 | 2.7 | 32400 | 2.16
TRANE | 17 Multi-Speed Heat Pump | 216766474 | HRCU-A-CB | 5TWR7048A1 | 5PX*CD09AS3 | Ducted Indoor Units | 44000 | 29200 | 2.7 | 32200 | 2.15
TRANE | 17 Multi-Speed Heat Pump | 216763943 | HRCU-A-CB | 5TWR7048A1 | 5PX*CD09AS3 | Ducted Indoor Units | 44000 | 29200 | 2.7 | 32200 | 2.1
TRANE | 17 Multi-Speed Heat Pump | 216763941 | HRCU-A-CB | 5TWR7048A1 | 5PX*CD09AS3 | Ducted Indoor Units | 44000 | 29200 | 2.7 | 32200 | 2.1
TRANE | 17 Multi-Speed Heat Pump | 216764775 | HRCU-A-CB | 5TWR7048A1 | 5PX*CD09AS3 | Ducted Indoor Units | 44000 | 29400 | 2.7 | 32200 | 2.1
TRANE | 17 Multi-Speed Heat Pump | 216764773 | HRCU-A-CB | 5TWR7048A1 | 5PX*CD09AS3 | Ducted Indoor Units | 44000 | 29400 | 2.7 | 32200 | 2.1
TRANE | 17 Multi-Speed Heat Pump | 216764769 | HRCU-A-CB | 5TWR7048A1 | 5PX*CD09AS3 | Ducted Indoor Units | 44000 | 29200 | 2.7 | 32000 | 2.1
TRANE | 17 Multi-Speed Heat Pump | 216764771 | HRCU-A-CB | 5TWR7048A1 | 5PX*CD09AS3 | Ducted Indoor Units | 44000 | 29200 | 2.7 | 32000 | 2.1
TRANE | 17 Multi-Speed Heat Pump | 216764779 | HRCU-A-CB | 5TWR7048A1 | 5PX*CD09AS3 | Ducted Indoor Units | 44000 | 29400 | 2.7 | 32200 | 2.1
TRANE | 17 Multi-Speed Heat Pump | 216763939 | HRCU-A-CB | 5TWR7048A1 | 5PX*CD09AS3 | Ducted Indoor Units | 44000 | 29400 | 2.7 | 32200 | 2.1
TRANE | 17 Multi-Speed Heat Pump | 216764777 | HRCU-A-CB | 5TWR7048A1 | 5PX*CD09AS3 | Ducted Indoor Units | 44000 | 29200 | 2.7 | 32000 | 2.1
TRANE | 17 Multi-Speed Heat Pump | 216763937 | HRCU-A-CB | 5TWR7048A1 | 5PX*CD09AS3 | Ducted Indoor Units | 44000 | 29200 | 2.7 | 32000 | 2.1
TRANE | 17 Multi-Speed Heat Pump | 216766472 | HRCU-A-CB | 5TWR7048A1 | 5PX*CD09AS3 | Ducted Indoor Units | 44000 | 29400 | 2.7 | 32200 | 2.17
TRANE | 17 Multi-Speed Heat Pump | 216766464 | HRCU-A-CB | 5TWR7048A1 | 5PX*CD09AS3 | Ducted Indoor Units | 43500 | 29200 | 2.7 | 32000 | 2.16
TRANE | 17 Multi-Speed Heat Pump | 216766438 | HRCU-A-CB | 5TWR7048A1 | 5PX*C009AS3 | Ducted Indoor Units | 44000 | 29200 | 2.8 | 32200 | 2.21
TRANE | 17 Multi-Speed Heat Pump | 216766440 | HRCU-A-CB | 5TWR7048A1 | 5PX*C009AS3 | Ducted Indoor Units | 43500 | 29200 | 2.8 | 32000 | 2.21
TRANE | 17 Multi-Speed Heat Pump | 216766442 | HRCU-A-CB | 5TWR7048A1 | 5PX*C009AS3 | Ducted Indoor Units | 44000 | 29400 | 2.7 | 32400 | 2.2
TRANE | 17 Multi-Speed Heat Pump | 216763935 | HRCU-A-CB | 5TWR7048A1 | 5PX*C009AS3 | Ducted Indoor Units | 44000 | 29400 | 2.7 | 32400 | 2.2
TRANE | 17 Multi-Speed Heat Pump | 216766444 | HRCU-A-CB | 5TWR7048A1 | 5PX*C009AS3 | Ducted Indoor Units | 43500 | 29000 | 2.8 | 32000 | 2.22
TRANE | 17 Multi-Speed Heat Pump | 216763933 | HRCU-A-CB | 5TWR7048A1 | 5PX*C009AS3 | Ducted Indoor Units | 43500 | 29000 | 2.8 | 32000 | 2.2
TRANE | 17 Multi-Speed Heat Pump | 216764759 | HRCU-A-CB | 5TWR7048A1 | 5PX*C009AS3 | Ducted Indoor Units | 44000 | 29400 | 2.8 | 32200 | 2.2
TRANE | 17 Multi-Speed Heat Pump | 216764763 | HRCU-A-CB | 5TWR7048A1 | 5PX*C009AS3 | Ducted Indoor Units | 44000 | 29400 | 2.8 | 32200 | 2.2
TRANE | 17 Multi-Speed Heat Pump | 216764757 | HRCU-A-CB | 5TWR7048A1 | 5PX*C009AS3 | Ducted Indoor Units | 44000 | 29200 | 2.8 | 32200 | 2.2
TRANE | 17 Multi-Speed Heat Pump | 216764761 | HRCU-A-CB | 5TWR7048A1 | 5PX*C009AS3 | Ducted Indoor Units | 44000 | 29200 | 2.8 | 32200 | 2.2
TRANE | 17 Multi-Speed Heat Pump | 216764767 | HRCU-A-CB | 5TWR7048A1 | 5PX*C009AS3 | Ducted Indoor Units | 44000 | 29400 | 2.8 | 32200 | 2.2
TRANE | 17 Multi-Speed Heat Pump | 216763931 | HRCU-A-CB | 5TWR7048A1 | 5PX*C009AS3 | Ducted Indoor Units | 44000 | 29400 | 2.8 | 32200 | 2.2
TRANE | 17 Multi-Speed Heat Pump | 216764765 | HRCU-A-CB | 5TWR7048A1 | 5PX*C009AS3 | Ducted Indoor Units | 44000 | 29200 | 2.8 | 32200 | 2.2
TRANE | 17 Multi-Speed Heat Pump | 216763929 | HRCU-A-CB | 5TWR7048A1 | 5PX*C009AS3 | Ducted Indoor Units | 44000 | 29200 | 2.8 | 32200 | 2.2
TRANE | 17 Multi-Speed Heat Pump | 216766446 | HRCU-A-CB | 5TWR7048A1 | 5PX*C009AS3 | Ducted Indoor Units | 44000 | 29200 | 2.8 | 32000 | 2.21
TRANE | 17 Multi-Speed Heat Pump | 216766448 | HRCU-A-CB | 5TWR7048A1 | 5PX*C009AS3 | Ducted Indoor Units | 44000 | 29400 | 2.8 | 32200 | 2.21
TRANE | 17 Multi-Speed Heat Pump | 216763927 | HRCU-A-C | 5TWR7048A1 | 5PX*C009AS3 | Ducted Indoor Units | 44500 | 29800 | 2.7 | 32600 | 2.1
TRANE | 17 Multi-Speed Heat Pump | 216763923 | HRCU-A-CB | 5TWR7048A1 | 5PX*C009AS3 | Ducted Indoor Units | 43500 | 29000 | 2.8 | 32000 | 2.2
TRANE | 17 Multi-Speed Heat Pump | 216770006 | HRCU-A-CB | 5TWR7048A1 | 5PX*C009AS3 | Ducted Indoor Units | 44000 | 29200 | 2.8 | 32200 | 2.21
TRANE | 17 Multi-Speed Heat Pump | 216766432 | HRCU-A-CB | 5TWR7036A1 | 5TXCD010AS3 | Ducted Indoor Units | 32200 | 21200 | 2.8 | 23800 | 2.23
TRANE | 17 Multi-Speed Heat Pump | 216763919 | HRCU-A-CB | 5TWR7036A1 | 5TXCD010AS3 | Ducted Indoor Units | 32400 | 21200 | 2.8 | 24000 | 2.2
TRANE | 17 Multi-Speed Heat Pump | 216763921 | HRCU-A-CB | 5TWR7036A1 | 5TXCD010AS3 | Ducted Indoor Units | 32400 | 21200 | 2.8 | 24000 | 2.2
TRANE | 17 Multi-Speed Heat Pump | 216766430 | HRCU-A-CB | 5TWR7036A1 | 5TXCD010AS3 | Ducted Indoor Units | 32400 | 21200 | 2.8 | 24000 | 2.24
TRANE | 17 Multi-Speed Heat Pump | 216763917 | HRCU-A-CB | 5TWR7036A1 | 5TXCD010AS3 | Ducted Indoor Units | 32200 | 21200 | 2.8 | 23800 | 2.2
TRANE | 17 Multi-Speed Heat Pump | 216766424 | HRCU-A-CB | 5TWR7036A1 | 5TXCD008AS3 | Ducted Indoor Units | 32600 | 21200 | 2.8 | 24000 | 2.22
TRANE | 17 Multi-Speed Heat Pump | 216770004 | HRCU-A-CB | 5TWR7036A1 | 5TXCD008AS3 | Ducted Indoor Units | 32600 | 21400 | 2.8 | 24200 | 2.22
TRANE | 17 Multi-Speed Heat Pump | 216769998 | HRCU-A-CB | 5TWR7036A1 | 5TXCD008AS3 | Ducted Indoor Units | 32200 | 21000 | 2.7 | 23800 | 2.17
TRANE | 17 Multi-Speed Heat Pump | 216769996 | HRCU-A-CB | 5TWR7036A1 | 5TXCD008AS3 | Ducted Indoor Units | 32200 | 21000 | 2.7 | 23800 | 2.17
TRANE | 17 Multi-Speed Heat Pump | 216770002 | HRCU-A-CB | 5TWR7036A1 | 5TXCD008AS3 | Ducted Indoor Units | 32200 | 21000 | 2.7 | 23800 | 2.17
TRANE | 17 Multi-Speed Heat Pump | 216770000 | HRCU-A-CB | 5TWR7036A1 | 5TXCD008AS3 | Ducted Indoor Units | 32200 | 21000 | 2.7 | 23800 | 2.17
TRANE | 17 Multi-Speed Heat Pump | 216766422 | HRCU-A-CB | 5TWR7036A1 | 5TXCD008AS3 | Ducted Indoor Units | 32600 | 21400 | 2.8 | 24200 | 2.22
TRANE | 17 Multi-Speed Heat Pump | 216763911 | HRCU-A-CB | 5TWR7036A1 | 5TXCD008AS3 | Ducted Indoor Units | 32400 | 21200 | 2.8 | 24000 | 2.1
TRANE | 17 Multi-Speed Heat Pump | 216766414 | HRCU-A-CB | 5TWR7036A1 | 5TXCC009AS3 | Ducted Indoor Units | 32400 | 21200 | 2.8 | 24000 | 2.21
TRANE | 17 Multi-Speed Heat Pump | 216766412 | HRCU-A-CB | 5TWR7036A1 | 5TXCC009AS3 | Ducted Indoor Units | 32600 | 21400 | 2.8 | 24200 | 2.22
TRANE | 17 Multi-Speed Heat Pump | 216766410 | HRCU-A-CB | 5TWR7036A1 | 5TXCC009AS3 | Ducted Indoor Units | 32200 | 21200 | 2.8 | 23800 | 2.21
TRANE | 17 Multi-Speed Heat Pump | 216769994 | HRCU-A-CB | 5TWR7036A1 | 5TXCC009AS3 | Ducted Indoor Units | 32200 | 21200 | 2.8 | 23800 | 2.21
TRANE | 17 Multi-Speed Heat Pump | 216769980 | HRCU-A-CB | 5TWR7036A1 | 5TXCC009AS3 | Ducted Indoor Units | 32200 | 21200 | 2.8 | 23800 | 2.21
TRANE | 17 Multi-Speed Heat Pump | 216766408 | HRCU-A-CB | 5TWR7036A1 | 5TXCC009AS3 | Ducted Indoor Units | 32200 | 21200 | 2.8 | 24000 | 2.23
TRANE | 17 Multi-Speed Heat Pump | 216769978 | HRCU-A-CB | 5TWR7036A1 | 5TXCC009AS3 | Ducted Indoor Units | 32200 | 21200 | 2.8 | 24000 | 2.23
TRANE | 17 Multi-Speed Heat Pump | 216769976 | HRCU-A-CB | 5TWR7036A1 | 5TXCC009AS3 | Ducted Indoor Units | 32600 | 21400 | 2.8 | 24200 | 2.22
TRANE | 17 Multi-Speed Heat Pump | 216769974 | HRCU-A-CB | 5TWR7036A1 | 5TXCC009AS3 | Ducted Indoor Units | 32600 | 21400 | 2.8 | 24200 | 2.22
TRANE | 17 Multi-Speed Heat Pump | 216769992 | HRCU-A-CB | 5TWR7036A1 | 5TXCC009AS3 | Ducted Indoor Units | 32400 | 21200 | 2.8 | 24000 | 2.22
TRANE | 17 Multi-Speed Heat Pump | 216769990 | HRCU-A-CB | 5TWR7036A1 | 5TXCC009AS3 | Ducted Indoor Units | 32400 | 21200 | 2.8 | 24000 | 2.22
TRANE | 17 Multi-Speed Heat Pump | 216769988 | HRCU-A-CB | 5TWR7036A1 | 5TXCC009AS3 | Ducted Indoor Units | 32600 | 21400 | 2.8 | 24200 | 2.22
TRANE | 17 Multi-Speed Heat Pump | 216769986 | HRCU-A-CB | 5TWR7036A1 | 5TXCC009AS3 | Ducted Indoor Units | 32600 | 21400 | 2.8 | 24200 | 2.22
TRANE | 17 Multi-Speed Heat Pump | 216769984 | HRCU-A-CB | 5TWR7036A1 | 5TXCC009AS3 | Ducted Indoor Units | 32400 | 21200 | 2.8 | 24000 | 2.22
TRANE | 17 Multi-Speed Heat Pump | 216769982 | HRCU-A-CB | 5TWR7036A1 | 5TXCC009AS3 | Ducted Indoor Units | 32400 | 21200 | 2.8 | 24000 | 2.22
TRANE | 17 Multi-Speed Heat Pump | 216766406 | HRCU-A-CB | 5TWR7036A1 | 5TXCC009AS3 | Ducted Indoor Units | 32400 | 21200 | 2.8 | 24000 | 2.22
TRANE | 17 Multi-Speed Heat Pump | 216766404 | HRCU-A-CB | 5TWR7036A1 | 5TXCC009AS3 | Ducted Indoor Units | 32400 | 21400 | 2.8 | 24000 | 2.21
TRANE | 17 Multi-Speed Heat Pump | 216769972 | HRCU-A-CB | 5TWR7036A1 | 5TXCC009AS3 | Ducted Indoor Units | 32200 | 21200 | 2.7 | 23800 | 2.17
TRANE | 17 Multi-Speed Heat Pump | 216769970 | HRCU-A-CB | 5TWR7036A1 | 5TXCC009AS3 | Ducted Indoor Units | 32200 | 21200 | 2.8 | 23800 | 2.22
TRANE | 17 Multi-Speed Heat Pump | 216763907 | HRCU-A-CB | 5TWR7036A1 | 5TXCC009AS3 | Ducted Indoor Units | 32200 | 21000 | 2.8 | 23800 | 2.2
TRANE | 17 Multi-Speed Heat Pump | 216766380 | HRCU-A-CB | 5TWR7036A1 | 5TXCC007AS3 | Ducted Indoor Units | 32800 | 21400 | 2.7 | 24200 | 2.19
TRANE | 17 Multi-Speed Heat Pump | 216766382 | HRCU-A-CB | 5TWR7036A1 | 5TXCC007AS3 | Ducted Indoor Units | 33000 | 21600 | 2.71 | 24400 | 2.2
TRANE | 17 Multi-Speed Heat Pump | 216766384 | HRCU-A-CB | 5TWR7036A1 | 5TXCC007AS3 | Ducted Indoor Units | 32600 | 21400 | 2.7 | 24200 | 2.18
TRANE | 17 Multi-Speed Heat Pump | 216763897 | HRCU-A-CB | 5TWR7036A1 | 5TXCC007AS3 | Ducted Indoor Units | 32600 | 21400 | 2.7 | 24200 | 2.1
TRANE | 17 Multi-Speed Heat Pump | 216763899 | HRCU-A-CB | 5TWR7036A1 | 5TXCC007AS3 | Ducted Indoor Units | 32600 | 21400 | 2.7 | 24200 | 2.1
TRANE | 17 Multi-Speed Heat Pump | 216766378 | HRCU-A-CB | 5TWR7036A1 | 5TXCC007AS3 | Ducted Indoor Units | 31600 | 21000 | 2.7 | 23600 | 2.16
TRANE | 17 Multi-Speed Heat Pump | 216763905 | HRCU-A-CB | 5TWR7036A1 | 5TXCC007AS3 | Ducted Indoor Units | 31600 | 21000 | 2.7 | 23600 | 2.1
TRANE | 17 Multi-Speed Heat Pump | 216763903 | HRCU-A-CB | 5TWR7036A1 | 5TXCC007AS3 | Ducted Indoor Units | 31600 | 21000 | 2.7 | 23600 | 2.1
TRANE | 17 Multi-Speed Heat Pump | 216766386 | HRCU-A-CB | 5TWR7036A1 | 5TXCC007AS3 | Ducted Indoor Units | 32600 | 21400 | 2.8 | 24200 | 2.21
TRANE | 17 Multi-Speed Heat Pump | 216763901 | HRCU-A-CB | 5TWR7036A1 | 5TXCC007AS3 | Ducted Indoor Units | 32600 | 21400 | 2.8 | 24200 | 2.2
TRANE | 17 Multi-Speed Heat Pump | 216764747 | HRCU-A-CB | 5TWR7036A1 | 5TXCC007AS3 | Ducted Indoor Units | 32600 | 21200 | 2.7 | 24000 | 2.1
TRANE | 17 Multi-Speed Heat Pump | 216764749 | HRCU-A-CB | 5TWR7036A1 | 5TXCC007AS3 | Ducted Indoor Units | 32600 | 21200 | 2.7 | 24000 | 2.1
TRANE | 17 Multi-Speed Heat Pump | 216764751 | HRCU-A-CB | 5TWR7036A1 | 5TXCC007AS3 | Ducted Indoor Units | 32800 | 21400 | 2.8 | 24200 | 2.2
TRANE | 17 Multi-Speed Heat Pump | 216764745 | HRCU-A-CB | 5TWR7036A1 | 5TXCC007AS3 | Ducted Indoor Units | 32800 | 21400 | 2.8 | 24200 | 2.2
TRANE | 17 Multi-Speed Heat Pump | 216764753 | HRCU-A-CB | 5TWR7036A1 | 5TXCC007AS3 | Ducted Indoor Units | 32600 | 21200 | 2.7 | 24000 | 2.1
TRANE | 17 Multi-Speed Heat Pump | 216763885 | HRCU-A-CB | 5TWR7036A1 | 5TXCC007AS3 | Ducted Indoor Units | 32600 | 21200 | 2.7 | 24000 | 2.1
TRANE | 17 Multi-Speed Heat Pump | 216764755 | HRCU-A-CB | 5TWR7036A1 | 5TXCC007AS3 | Ducted Indoor Units | 32800 | 21400 | 2.8 | 24200 | 2.2
TRANE | 17 Multi-Speed Heat Pump | 216763887 | HRCU-A-CB | 5TWR7036A1 | 5TXCC007AS3 | Ducted Indoor Units | 32800 | 21400 | 2.8 | 24200 | 2.2
TRANE | 17 Multi-Speed Heat Pump | 216766388 | HRCU-A-CB | 5TWR7036A1 | 5TXCC007AS3 | Ducted Indoor Units | 32800 | 21400 | 2.7 | 24200 | 2.2
TRANE | 17 Multi-Speed Heat Pump | 216766390 | HRCU-A-CB | 5TWR7036A1 | 5TXCC007AS3 | Ducted Indoor Units | 32800 | 21400 | 2.7 | 24200 | 2.19
TRANE | 17 Multi-Speed Heat Pump | 216763891 | HRCU-A-CB | 5TWR7036A1 | 5TXCC007AS3 | Ducted Indoor Units | 32600 | 21200 | 2.7 | 24200 | 2.1
TRANE | 17 Multi-Speed Heat Pump | 216763893 | HRCU-A-CB | 5TWR7036A1 | 5TXCC007AS3 | Ducted Indoor Units | 32600 | 21400 | 2.8 | 24200 | 2.2
TRANE | 17 Multi-Speed Heat Pump | 216763895 | HRCU-A-CB | 5TWR7036A1 | 5TXCC007AS3 | Ducted Indoor Units | 32600 | 21200 | 2.8 | 24000 | 2.2
TRANE | 17 Multi-Speed Heat Pump | 216766352 | HRCU-A-CB | 5TWR7036A1 | 5TXCC005AS3 | Ducted Indoor Units | 32400 | 21200 | 2.7 | 24000 | 2.13
TRANE | 17 Multi-Speed Heat Pump | 216766350 | HRCU-A-CB | 5TWR7036A1 | 5TXCC005AS3 | Ducted Indoor Units | 32200 | 21000 | 2.7 | 23800 | 2.12
TRANE | 17 Multi-Speed Heat Pump | 216769952 | HRCU-A-CB | 5TWR7036A1 | 5TXCC005AS3 | Ducted Indoor Units | 32200 | 21000 | 2.7 | 23800 | 2.12
TRANE | 17 Multi-Speed Heat Pump | 216769954 | HRCU-A-CB | 5TWR7036A1 | 5TXCC005AS3 | Ducted Indoor Units | 32200 | 21000 | 2.7 | 23800 | 2.12
TRANE | 17 Multi-Speed Heat Pump | 216766348 | HRCU-A-CB | 5TWR7036A1 | 5TXCC005AS3 | Ducted Indoor Units | 32000 | 21000 | 2.7 | 23800 | 2.13
TRANE | 17 Multi-Speed Heat Pump | 216769956 | HRCU-A-CB | 5TWR7036A1 | 5TXCC005AS3 | Ducted Indoor Units | 32200 | 21000 | 2.7 | 23800 | 2.13
TRANE | 17 Multi-Speed Heat Pump | 216769958 | HRCU-A-CB | 5TWR7036A1 | 5TXCC005AS3 | Ducted Indoor Units | 32200 | 21000 | 2.7 | 23800 | 2.12
TRANE | 17 Multi-Speed Heat Pump | 216769960 | HRCU-A-CB | 5TWR7036A1 | 5TXCC005AS3 | Ducted Indoor Units | 32200 | 21000 | 2.7 | 23800 | 2.12
TRANE | 17 Multi-Speed Heat Pump | 216769962 | HRCU-A-CB | 5TWR7036A1 | 5TXCC005AS3 | Ducted Indoor Units | 32400 | 21200 | 2.7 | 24000 | 2.14
TRANE | 17 Multi-Speed Heat Pump | 216769964 | HRCU-A-CB | 5TWR7036A1 | 5TXCC005AS3 | Ducted Indoor Units | 32400 | 21200 | 2.7 | 24000 | 2.14
TRANE | 17 Multi-Speed Heat Pump | 216769966 | HRCU-A-CB | 5TWR7036A1 | 5TXCC005AS3 | Ducted Indoor Units | 32200 | 21000 | 2.7 | 23800 | 2.12
TRANE | 17 Multi-Speed Heat Pump | 216769968 | HRCU-A-CB | 5TWR7036A1 | 5TXCC005AS3 | Ducted Indoor Units | 32200 | 21000 | 2.7 | 23800 | 2.12
TRANE | 17 Multi-Speed Heat Pump | 216769950 | HRCU-A-CB | 5TWR7036A1 | 5TXCC005AS3 | Ducted Indoor Units | 32400 | 21200 | 2.7 | 24000 | 2.14
TRANE | 17 Multi-Speed Heat Pump | 216769942 | HRCU-A-CB | 5TWR7036A1 | 5TXCC005AS3 | Ducted Indoor Units | 32400 | 21200 | 2.7 | 24000 | 2.14
TRANE | 17 Multi-Speed Heat Pump | 216766346 | HRCU-A-CB | 5TWR7036A1 | 5TXCC005AS3 | Ducted Indoor Units | 32400 | 21200 | 2.7 | 24000 | 2.13
TRANE | 17 Multi-Speed Heat Pump | 216766344 | HRCU-A-CB | 5TWR7036A1 | 5TXCC005AS3 | Ducted Indoor Units | 32600 | 21400 | 2.7 | 24200 | 2.13
TRANE | 17 Multi-Speed Heat Pump | 216769946 | HRCU-A-CB | 5TWR7036A1 | 5TXCC005AS3 | Ducted Indoor Units | 32600 | 21400 | 2.7 | 24200 | 2.15
TRANE | 17 Multi-Speed Heat Pump | 216769948 | HRCU-A-CB | 5TWR7036A1 | 5TXCC005AS3 | Ducted Indoor Units | 32000 | 21000 | 2.7 | 23800 | 2.12
TRANE | 17 Multi-Speed Heat Pump | 216766328 | HRCU-A-CB | 5TWR7036A1 | 5TXCB006AS3 | Ducted Indoor Units | 32800 | 21600 | 2.71 | 24400 | 2.18
TRANE | 17 Multi-Speed Heat Pump | 216766332 | HRCU-A-CB | 5TWR7036A1 | 5TXCB006AS3 | Ducted Indoor Units | 32800 | 21400 | 2.7 | 24200 | 2.18
TRANE | 17 Multi-Speed Heat Pump | 216766330 | HRCU-A-CB | 5TWR7036A1 | 5TXCB006AS3 | Ducted Indoor Units | 32600 | 21400 | 2.7 | 24200 | 2.17
TRANE | 17 Multi-Speed Heat Pump | 216763852 | HRCU-A-CB | 5TWR7036A1 | 5TXCB006AS3 | Ducted Indoor Units | 32600 | 21400 | 2.7 | 24200 | 2.1
TRANE | 17 Multi-Speed Heat Pump | 216763854 | HRCU-A-CB | 5TWR7036A1 | 5TXCB006AS3 | Ducted Indoor Units | 32600 | 21400 | 2.7 | 24200 | 2.1
TRANE | 17 Multi-Speed Heat Pump | 216766312 | HRCU-A-CB | 5TWR7036A1 | 5TXCB006AS3 | Ducted Indoor Units | 32600 | 21200 | 2.7 | 24200 | 2.17
TRANE | 17 Multi-Speed Heat Pump | 216763856 | HRCU-A-CB | 5TWR7036A1 | 5TXCB006AS3 | Ducted Indoor Units | 32600 | 21200 | 2.7 | 24200 | 2.1
TRANE | 17 Multi-Speed Heat Pump | 216763858 | HRCU-A-CB | 5TWR7036A1 | 5TXCB006AS3 | Ducted Indoor Units | 32600 | 21200 | 2.7 | 24200 | 2.1
TRANE | 17 Multi-Speed Heat Pump | 216763860 | HRCU-A-CB | 5TWR7036A1 | 5TXCB006AS3 | Ducted Indoor Units | 32600 | 21200 | 2.7 | 24000 | 2.1
TRANE | 17 Multi-Speed Heat Pump | 216763879 | HRCU-A-CB | 5TWR7036A1 | 5TXCB006AS3 | Ducted Indoor Units | 32600 | 21200 | 2.7 | 24000 | 2.1
TRANE | 17 Multi-Speed Heat Pump | 216764729 | HRCU-A-CB | 5TWR7036A1 | 5TXCB006AS3 | Ducted Indoor Units | 32800 | 21400 | 2.7 | 24200 | 2.1
TRANE | 17 Multi-Speed Heat Pump | 216764741 | HRCU-A-CB | 5TWR7036A1 | 5TXCB006AS3 | Ducted Indoor Units | 32800 | 21400 | 2.7 | 24200 | 2.1
TRANE | 17 Multi-Speed Heat Pump | 216764733 | HRCU-A-CB | 5TWR7036A1 | 5TXCB006AS3 | Ducted Indoor Units | 32600 | 21400 | 2.7 | 24200 | 2.1
TRANE | 17 Multi-Speed Heat Pump | 216764739 | HRCU-A-CB | 5TWR7036A1 | 5TXCB006AS3 | Ducted Indoor Units | 32600 | 21400 | 2.7 | 24200 | 2.1
TRANE | 17 Multi-Speed Heat Pump | 216764727 | HRCU-A-CB | 5TWR7036A1 | 5TXCB006AS3 | Ducted Indoor Units | 32400 | 21200 | 2.7 | 24000 | 2.1
TRANE | 17 Multi-Speed Heat Pump | 216764731 | HRCU-A-CB | 5TWR7036A1 | 5TXCB006AS3 | Ducted Indoor Units | 32400 | 21200 | 2.7 | 24000 | 2.1
TRANE | 17 Multi-Speed Heat Pump | 216764735 | HRCU-A-CB | 5TWR7036A1 | 5TXCB006AS3 | Ducted Indoor Units | 32800 | 21400 | 2.7 | 24200 | 2.1
TRANE | 17 Multi-Speed Heat Pump | 216763877 | HRCU-A-CB | 5TWR7036A1 | 5TXCB006AS3 | Ducted Indoor Units | 32800 | 21400 | 2.7 | 24200 | 2.1
TRANE | 17 Multi-Speed Heat Pump | 216764737 | HRCU-A-CB | 5TWR7036A1 | 5TXCB006AS3 | Ducted Indoor Units | 32600 | 21400 | 2.7 | 24200 | 2.1
TRANE | 17 Multi-Speed Heat Pump | 216763875 | HRCU-A-CB | 5TWR7036A1 | 5TXCB006AS3 | Ducted Indoor Units | 32600 | 21400 | 2.7 | 24200 | 2.1
TRANE | 17 Multi-Speed Heat Pump | 216764743 | HRCU-A-CB | 5TWR7036A1 | 5TXCB006AS3 | Ducted Indoor Units | 32400 | 21200 | 2.7 | 24000 | 2.1
TRANE | 17 Multi-Speed Heat Pump | 216763873 | HRCU-A-CB | 5TWR7036A1 | 5TXCB006AS3 | Ducted Indoor Units | 32400 | 21200 | 2.7 | 24000 | 2.1
TRANE | 17 Multi-Speed Heat Pump | 216766314 | HRCU-A-CB | 5TWR7036A1 | 5TXCB006AS3 | Ducted Indoor Units | 32600 | 21400 | 2.7 | 24200 | 2.17
TRANE | 17 Multi-Speed Heat Pump | 216766316 | HRCU-A-CB | 5TWR7036A1 | 5TXCB006AS3 | Ducted Indoor Units | 32600 | 21200 | 2.7 | 24000 | 2.16
TRANE | 17 Multi-Speed Heat Pump | 216766318 | HRCU-A-CB | 5TWR7036A1 | 5TXCB006AS3 | Ducted Indoor Units | 32600 | 21400 | 2.7 | 24200 | 2.14
TRANE | 17 Multi-Speed Heat Pump | 216763865 | HRCU-A-CB | 5TWR7036A1 | 5TXCB006AS3 | Ducted Indoor Units | 32400 | 21200 | 2.7 | 24000 | 2.1
TRANE | 17 Multi-Speed Heat Pump | 216763862 | HRCU-A-CB | 5TWR7036A1 | 5TXCB006AS3 | Ducted Indoor Units | 32200 | 21200 | 2.7 | 24000 | 2.1
TRANE | 17 Multi-Speed Heat Pump | 216763850 | HRCU-A-CB | 5TWR7036A1 | 5TXCB006AS3 | Ducted Indoor Units | 32600 | 21400 | 2.7 | 24200 | 2.1
TRANE | 17 Multi-Speed Heat Pump | 216763834 | HRCU-A-CB | 5TWR7036A1 | 5TXCB006AS3 | Ducted Indoor Units | 32400 | 21200 | 2.7 | 24000 | 2.1
TRANE | 17 Multi-Speed Heat Pump | 216763836 | HRCU-A-CB | 5TWR7036A1 | 5TXCB006AS3 | Ducted Indoor Units | 32400 | 21200 | 2.7 | 24000 | 2.1
TRANE | 17 Multi-Speed Heat Pump | 216766274 | HRCU-A-CB | 5TWR7036A1 | 5TXCB004AS3 | Ducted Indoor Units | 32200 | 21000 | 2.6 | 23800 | 2.11
TRANE | 17 Multi-Speed Heat Pump | 216766276 | HRCU-A-CB | 5TWR7036A1 | 5TXCB004AS3 | Ducted Indoor Units | 32600 | 21400 | 2.6 | 24200 | 2.12
TRANE | 17 Multi-Speed Heat Pump | 216766278 | HRCU-A-CB | 5TWR7036A1 | 5TXCB004AS3 | Ducted Indoor Units | 32400 | 21200 | 2.6 | 24000 | 2.11
TRANE | 17 Multi-Speed Heat Pump | 216763820 | HRCU-A-CB | 5TWR7036A1 | 5TXCB004AS3 | Ducted Indoor Units | 32200 | 21200 | 2.6 | 24000 | 2.1
TRANE | 17 Multi-Speed Heat Pump | 216763818 | HRCU-A-CB | 5TWR7036A1 | 5TXCB004AS3 | Ducted Indoor Units | 32200 | 21200 | 2.6 | 24000 | 2.1
TRANE | 17 Multi-Speed Heat Pump | 216766280 | HRCU-A-CB | 5TWR7036A1 | 5TXCB004AS3 | Ducted Indoor Units | 32200 | 21200 | 2.6 | 24000 | 2.11
TRANE | 17 Multi-Speed Heat Pump | 216763816 | HRCU-A-CB | 5TWR7036A1 | 5TXCB004AS3 | Ducted Indoor Units | 32200 | 21200 | 2.6 | 24000 | 2.1
TRANE | 17 Multi-Speed Heat Pump | 216763814 | HRCU-A-CB | 5TWR7036A1 | 5TXCB004AS3 | Ducted Indoor Units | 32200 | 21200 | 2.6 | 24000 | 2.1
TRANE | 17 Multi-Speed Heat Pump | 216763812 | HRCU-A-CB | 5TWR7036A1 | 5TXCB004AS3 | Ducted Indoor Units | 32200 | 21200 | 2.6 | 24000 | 2.1
TRANE | 17 Multi-Speed Heat Pump | 216763810 | HRCU-A-CB | 5TWR7036A1 | 5TXCB004AS3 | Ducted Indoor Units | 32200 | 21200 | 2.6 | 24000 | 2.1
TRANE | 17 Multi-Speed Heat Pump | 216764723 | HRCU-A-CB | 5TWR7036A1 | 5TXCB004AS3 | Ducted Indoor Units | 32400 | 21200 | 2.7 | 24000 | 2.1
TRANE | 17 Multi-Speed Heat Pump | 216764713 | HRCU-A-CB | 5TWR7036A1 | 5TXCB004AS3 | Ducted Indoor Units | 32400 | 21200 | 2.7 | 24000 | 2.1
TRANE | 17 Multi-Speed Heat Pump | 216764721 | HRCU-A-CB | 5TWR7036A1 | 5TXCB004AS3 | Ducted Indoor Units | 32400 | 21200 | 2.7 | 24000 | 2.1
TRANE | 17 Multi-Speed Heat Pump | 216763824 | HRCU-A-CB | 5TWR7036A1 | 5TXCB004AS3 | Ducted Indoor Units | 32400 | 21200 | 2.7 | 24000 | 2.1
TRANE | 17 Multi-Speed Heat Pump | 216766292 | HRCU-A-CB | 5TWR7036A1 | 5TXCB004AS3 | Ducted Indoor Units | 32200 | 21200 | 2.6 | 24000 | 2.11
TRANE | 17 Multi-Speed Heat Pump | 216766294 | HRCU-A-CB | 5TWR7036A1 | 5TXCB004AS3 | Ducted Indoor Units | 32200 | 21200 | 2.6 | 24000 | 2.11
TRANE | 17 Multi-Speed Heat Pump | 216766296 | HRCU-A-CB | 5TWR7036A1 | 5TXCB004AS3 | Ducted Indoor Units | 32200 | 21200 | 2.6 | 24000 | 2.09
TRANE | 17 Multi-Speed Heat Pump | 216763800 | HRCU-A-CB | 5TWR7036A1 | 5TXCB004AS3 | Ducted Indoor Units | 32200 | 21200 | 2.6 | 24000 | 2.1
TRANE | 17 Multi-Speed Heat Pump | 216763798 | HRCU-A-CB | 5TWR7036A1 | 5TXCB004AS3 | Ducted Indoor Units | 32000 | 21000 | 2.6 | 23800 | 2
TRANE | 17 Multi-Speed Heat Pump | 216763828 | HRCU-A-CB | 5TWR7036A1 | 5TXCB004AS3 | Ducted Indoor Units | 32000 | 21000 | 2.7 | 23800 | 2.1
TRANE | 17 Multi-Speed Heat Pump | 216763826 | HRCU-A-CB | 5TWR7036A1 | 5TXCB004AS3 | Ducted Indoor Units | 32000 | 21000 | 2.6 | 23800 | 2.1
TRANE | 17 Multi-Speed Heat Pump | 216763796 | HRCU-A-CB | 5TWR7036A1 | 5TEMCD07AV51+TD | Ducted Indoor Units | 32200 | 21000 | 2.9 | 23800 | 2.2
TRANE | 17 Multi-Speed Heat Pump | 216763794 | HRCU-A-CB | 5TWR7036A1 | 5TEMCD06AV41+TD | Ducted Indoor Units | 32200 | 21000 | 2.9 | 23800 | 2.2
TRANE | 17 Multi-Speed Heat Pump | 216763792 | HRCU-A-CB | 5TWR7036A1 | 5TEMCD05AV41+TD | Ducted Indoor Units | 32600 | 21200 | 2.9 | 24000 | 2.2
TRANE | 17 Multi-Speed Heat Pump | 216763790 | HRCU-A-CB | 5TWR7036A1 | 5TEMCD04AV31+TD | Ducted Indoor Units | 32600 | 21200 | 2.9 | 24000 | 2.2
TRANE | 17 Multi-Speed Heat Pump | 216763788 | HRCU-A-CB | 5TWR7036A1 | 5TEMCB03AV31+TD | Ducted Indoor Units | 33400 | 21600 | 2.71 | 24400 | 2.1
TRANE | 17 Multi-Speed Heat Pump | 216763786 | HRCU-A-CB | 5TWR7036A1 | 5TEM6D07AV51+TD | Ducted Indoor Units | 32200 | 21000 | 2.9 | 23800 | 2.2
TRANE | 17 Multi-Speed Heat Pump | 216763784 | HRCU-A-CB | 5TWR7036A1 | 5TEM6D06AV41+TD | Ducted Indoor Units | 32200 | 21000 | 2.9 | 23800 | 2.2
TRANE | 17 Multi-Speed Heat Pump | 216763782 | HRCU-A-CB | 5TWR7036A1 | 5TEM6D05AV41+TD | Ducted Indoor Units | 32800 | 21200 | 2.8 | 24000 | 2.2
TRANE | 17 Multi-Speed Heat Pump | 216763780 | HRCU-A-CB | 5TWR7036A1 | 5TEM6D04AV31+TD | Ducted Indoor Units | 32600 | 21200 | 2.8 | 24000 | 2.2
TRANE | 17 Multi-Speed Heat Pump | 216763778 | HRCU-A-CB | 5TWR7036A1 | 5TEM6B03AV21+TD | Ducted Indoor Units | 33600 | 21600 | 2.71 | 24400 | 2.1
TRANE | 17 Multi-Speed Heat Pump | 216763776 | HRCU-A-CB | 5TWR7036A1 | 5TAMXD07AV51 | Ducted Indoor Units | 32000 | 21000 | 2.7 | 23800 | 2.1
TRANE | 17 Multi-Speed Heat Pump | 216763774 | HRCU-A-CB | 5TWR7036A1 | 5TAMXD06AV41 | Ducted Indoor Units | 32800 | 21400 | 2.7 | 24200 | 2.1
TRANE | 17 Multi-Speed Heat Pump | 216763772 | HRCU-A-CB | 5TWR7036A1 | 5TAMXD05AV41 | Ducted Indoor Units | 32800 | 21200 | 2.7 | 24000 | 2.1
TRANE | 17 Multi-Speed Heat Pump | 216763770 | HRCU-A-CB | 5TWR7036A1 | 5TAMXD04AV31 | Ducted Indoor Units | 32800 | 21200 | 2.7 | 24000 | 2.1
TRANE | 17 Multi-Speed Heat Pump | 216763768 | HRCU-A-CB | 5TWR7036A1 | 5TAMXC03AV31 | Ducted Indoor Units | 33200 | 21400 | 2.6 | 24400 | 2
TRANE | 17 Multi-Speed Heat Pump | 216763766 | HRCU-A-CB | 5TWR7036A1 | 5TAM5D05AC31 | Ducted Indoor Units | 33000 | 21400 | 2.7 | 24200 | 2.1
TRANE | 17 Multi-Speed Heat Pump | 216763764 | HRCU-A-CB | 5TWR7036A1 | 5TAM5C04AC31 | Ducted Indoor Units | 33200 | 21400 | 2.6 | 24200 | 2
TRANE | 17 Multi-Speed Heat Pump | 216763762 | HRCU-A-CB | 5TWR7036A1 | 5TAM5C03AC21 | Ducted Indoor Units | 32800 | 21200 | 2.6 | 24000 | 2
TRANE | 17 Multi-Speed Heat Pump | 216766268 | HRCU-A-CB | 5TWR7036A1 | 5PX*DD10AS3 | Ducted Indoor Units | 32400 | 21200 | 2.8 | 24000 | 2.21
TRANE | 17 Multi-Speed Heat Pump | 216766266 | HRCU-A-CB | 5TWR7036A1 | 5PX*DD10AS3 | Ducted Indoor Units | 32400 | 21200 | 2.8 | 24000 | 2.21
TRANE | 17 Multi-Speed Heat Pump | 216769940 | HRCU-A-CB | 5TWR7036A1 | 5PX*DD10AS3 | Ducted Indoor Units | 32000 | 20800 | 2.7 | 23600 | 2.17
TRANE | 17 Multi-Speed Heat Pump | 216766260 | HRCU-A-CB | 5TWR7036A1 | 5PX*D010AS3 | Ducted Indoor Units | 32200 | 21000 | 2.8 | 23800 | 2.24
TRANE | 17 Multi-Speed Heat Pump | 216763756 | HRCU-A-CB | 5TWR7036A1 | 5PX*D010AS3 | Ducted Indoor Units | 32200 | 21200 | 2.8 | 24000 | 2.2
TRANE | 17 Multi-Speed Heat Pump | 216763754 | HRCU-A-CB | 5TWR7036A1 | 5PX*D010AS3 | Ducted Indoor Units | 32200 | 21200 | 2.8 | 24000 | 2.2
TRANE | 17 Multi-Speed Heat Pump | 216766256 | HRCU-A-CB | 5TWR7036A1 | 5PX*D010AS3 | Ducted Indoor Units | 32400 | 21200 | 2.8 | 24000 | 2.24
TRANE | 17 Multi-Speed Heat Pump | 216763758 | HRCU-A-CB | 5TWR7036A1 | 5PX*D010AS3 | Ducted Indoor Units | 32200 | 21000 | 2.8 | 23800 | 2.2
TRANE | 17 Multi-Speed Heat Pump | 216766244 | HRCU-A-CB | 5TWR7036A1 | 5PX*D008AS3 | Ducted Indoor Units | 32600 | 21200 | 2.8 | 24000 | 2.22
TRANE | 17 Multi-Speed Heat Pump | 216763750 | HRCU-A-CB | 5TWR7036A1 | 5PX*D008AS3 | Ducted Indoor Units | 32600 | 21400 | 2.8 | 24200 | 2.2
TRANE | 17 Multi-Speed Heat Pump | 216763746 | HRCU-A-CB | 5TWR7036A1 | 5PX*D008AS3 | Ducted Indoor Units | 32600 | 21400 | 2.8 | 24200 | 2.2
TRANE | 17 Multi-Speed Heat Pump | 216764703 | HRCU-A-CB | 5TWR7036A1 | 5PX*D008AS3 | Ducted Indoor Units | 32200 | 21000 | 2.7 | 23800 | 2.1
TRANE | 17 Multi-Speed Heat Pump | 216764707 | HRCU-A-CB | 5TWR7036A1 | 5PX*D008AS3 | Ducted Indoor Units | 32200 | 21000 | 2.7 | 23800 | 2.1
TRANE | 17 Multi-Speed Heat Pump | 216764705 | HRCU-A-CB | 5TWR7036A1 | 5PX*D008AS3 | Ducted Indoor Units | 32200 | 21000 | 2.7 | 23800 | 2.1
TRANE | 17 Multi-Speed Heat Pump | 216763748 | HRCU-A-CB | 5TWR7036A1 | 5PX*D008AS3 | Ducted Indoor Units | 32200 | 21000 | 2.7 | 23800 | 2.1
TRANE | 17 Multi-Speed Heat Pump | 216766242 | HRCU-A-CB | 5TWR7036A1 | 5PX*D008AS3 | Ducted Indoor Units | 32600 | 21400 | 2.8 | 24200 | 2.22
TRANE | 17 Multi-Speed Heat Pump | 216769938 | HRCU-A-CB | 5TWR7036A1 | 5PX*D008AS3 | Ducted Indoor Units | 32400 | 21200 | 2.8 | 24000 | 2.19
TRANE | 17 Multi-Speed Heat Pump | 216766226 | HRCU-A-CB | 5TWR7036A1 | 5PX*CD09AS3 | Ducted Indoor Units | 32600 | 21400 | 2.7 | 24200 | 2.17
TRANE | 17 Multi-Speed Heat Pump | 216766228 | HRCU-A-CB | 5TWR7036A1 | 5PX*CD09AS3 | Ducted Indoor Units | 32000 | 21000 | 2.7 | 23600 | 2.15
TRANE | 17 Multi-Speed Heat Pump | 216763736 | HRCU-A-CB | 5TWR7036A1 | 5PX*CD09AS3 | Ducted Indoor Units | 32000 | 21000 | 2.7 | 23600 | 2.1
TRANE | 17 Multi-Speed Heat Pump | 216763738 | HRCU-A-CB | 5TWR7036A1 | 5PX*CD09AS3 | Ducted Indoor Units | 32000 | 21000 | 2.7 | 23600 | 2.1
TRANE | 17 Multi-Speed Heat Pump | 216769934 | HRCU-A-CB | 5TWR7036A1 | 5PX*CD09AS3 | Ducted Indoor Units | 32600 | 21400 | 2.7 | 24200 | 2.17
TRANE | 17 Multi-Speed Heat Pump | 216769932 | HRCU-A-CB | 5TWR7036A1 | 5PX*CD09AS3 | Ducted Indoor Units | 32600 | 21400 | 2.7 | 24200 | 2.17
TRANE | 17 Multi-Speed Heat Pump | 216764699 | HRCU-A-CB | 5TWR7036A1 | 5PX*CD09AS3 | Ducted Indoor Units | 32200 | 21200 | 2.7 | 24000 | 2.1
TRANE | 17 Multi-Speed Heat Pump | 216764701 | HRCU-A-CB | 5TWR7036A1 | 5PX*CD09AS3 | Ducted Indoor Units | 32200 | 21200 | 2.7 | 24000 | 2.1
TRANE | 17 Multi-Speed Heat Pump | 216769930 | HRCU-A-CB | 5TWR7036A1 | 5PX*CD09AS3 | Ducted Indoor Units | 32600 | 21400 | 2.7 | 24200 | 2.17
TRANE | 17 Multi-Speed Heat Pump | 216769928 | HRCU-A-CB | 5TWR7036A1 | 5PX*CD09AS3 | Ducted Indoor Units | 32600 | 21400 | 2.7 | 24200 | 2.17
TRANE | 17 Multi-Speed Heat Pump | 216764697 | HRCU-A-CB | 5TWR7036A1 | 5PX*CD09AS3 | Ducted Indoor Units | 32200 | 21200 | 2.7 | 24000 | 2.1
TRANE | 17 Multi-Speed Heat Pump | 216763740 | HRCU-A-CB | 5TWR7036A1 | 5PX*CD09AS3 | Ducted Indoor Units | 32200 | 21200 | 2.7 | 24000 | 2.1
TRANE | 17 Multi-Speed Heat Pump | 216766230 | HRCU-A-CB | 5TWR7036A1 | 5PX*CD09AS3 | Ducted Indoor Units | 32400 | 21200 | 2.7 | 24000 | 2.17
TRANE | 17 Multi-Speed Heat Pump | 216766232 | HRCU-A-CB | 5TWR7036A1 | 5PX*CD09AS3 | Ducted Indoor Units | 32400 | 21200 | 2.7 | 24000 | 2.17
TRANE | 17 Multi-Speed Heat Pump | 216769926 | HRCU-A-CB | 5TWR7036A1 | 5PX*CD09AS3 | Ducted Indoor Units | 32000 | 21000 | 2.7 | 23600 | 2.14
TRANE | 17 Multi-Speed Heat Pump | 216766214 | HRCU-A-CB | 5TWR7036A1 | 5PX*CD07AS3 | Ducted Indoor Units | 33600 | 21800 | 2.6 | 24600 | 2.12
TRANE | 17 Multi-Speed Heat Pump | 216766216 | HRCU-A-CB | 5TWR7036A1 | 5PX*CD07AS3 | Ducted Indoor Units | 33200 | 21600 | 2.71 | 24400 | 2.11
TRANE | 17 Multi-Speed Heat Pump | 216763732 | HRCU-A-CB | 5TWR7036A1 | 5PX*CD07AS3 | Ducted Indoor Units | 33200 | 21600 | 2.71 | 24400 | 2.1
TRANE | 17 Multi-Speed Heat Pump | 216763734 | HRCU-A-CB | 5TWR7036A1 | 5PX*CD07AS3 | Ducted Indoor Units | 33200 | 21600 | 2.71 | 24400 | 2.1
TRANE | 17 Multi-Speed Heat Pump | 216764691 | HRCU-A-CB | 5TWR7036A1 | 5PX*CD07AS3 | Ducted Indoor Units | 33200 | 21400 | 2.6 | 24400 | 2.1
TRANE | 17 Multi-Speed Heat Pump | 216764687 | HRCU-A-CB | 5TWR7036A1 | 5PX*CD07AS3 | Ducted Indoor Units | 33200 | 21400 | 2.6 | 24400 | 2.1
TRANE | 17 Multi-Speed Heat Pump | 216764685 | HRCU-A-CB | 5TWR7036A1 | 5PX*CD07AS3 | Ducted Indoor Units | 33400 | 21600 | 2.71 | 24400 | 2.1
TRANE | 17 Multi-Speed Heat Pump | 216764689 | HRCU-A-CB | 5TWR7036A1 | 5PX*CD07AS3 | Ducted Indoor Units | 33400 | 21600 | 2.71 | 24400 | 2.1
TRANE | 17 Multi-Speed Heat Pump | 216764693 | HRCU-A-CB | 5TWR7036A1 | 5PX*CD07AS3 | Ducted Indoor Units | 33200 | 21400 | 2.6 | 24400 | 2.1
TRANE | 17 Multi-Speed Heat Pump | 216763728 | HRCU-A-CB | 5TWR7036A1 | 5PX*CD07AS3 | Ducted Indoor Units | 33200 | 21400 | 2.6 | 24400 | 2.1
TRANE | 17 Multi-Speed Heat Pump | 216764695 | HRCU-A-CB | 5TWR7036A1 | 5PX*CD07AS3 | Ducted Indoor Units | 33400 | 21600 | 2.71 | 24400 | 2.1
TRANE | 17 Multi-Speed Heat Pump | 216763730 | HRCU-A-CB | 5TWR7036A1 | 5PX*CD07AS3 | Ducted Indoor Units | 33400 | 21600 | 2.71 | 24400 | 2.1
TRANE | 17 Multi-Speed Heat Pump | 216766218 | HRCU-A-CB | 5TWR7036A1 | 5PX*CD07AS3 | Ducted Indoor Units | 33600 | 21800 | 2.7 | 24600 | 2.13
TRANE | 17 Multi-Speed Heat Pump | 216766222 | HRCU-A-CB | 5TWR7036A1 | 5PX*CD07AS3 | Ducted Indoor Units | 33400 | 21800 | 2.7 | 24600 | 2.12
TRANE | 17 Multi-Speed Heat Pump | 216766202 | HRCU-A-CB | 5TWR7036A1 | 5PX*CD05AS3 | Ducted Indoor Units | 33400 | 21600 | 2.5 | 24400 | 1.99
TRANE | 17 Multi-Speed Heat Pump | 216766194 | HRCU-A-CB | 5TWR7036A1 | 5PX*CD05AS3 | Ducted Indoor Units | 33400 | 21600 | 2.5 | 24400 | 1.99
TRANE | 17 Multi-Speed Heat Pump | 216763724 | HRCU-A-CB | 5TWR7036A1 | 5PX*CD05AS3 | Ducted Indoor Units | 33400 | 21600 | 2.5 | 24400 | 1.9
TRANE | 17 Multi-Speed Heat Pump | 216763722 | HRCU-A-CB | 5TWR7036A1 | 5PX*CD05AS3 | Ducted Indoor Units | 33400 | 21600 | 2.5 | 24400 | 1.9
TRANE | 17 Multi-Speed Heat Pump | 216764683 | HRCU-A-CB | 5TWR7036A1 | 5PX*CD05AS3 | Ducted Indoor Units | 33400 | 21600 | 2.5 | 24400 | 2
TRANE | 17 Multi-Speed Heat Pump | 216764681 | HRCU-A-CB | 5TWR7036A1 | 5PX*CD05AS3 | Ducted Indoor Units | 33400 | 21600 | 2.5 | 24400 | 2
TRANE | 17 Multi-Speed Heat Pump | 216764679 | HRCU-A-CB | 5TWR7036A1 | 5PX*CD05AS3 | Ducted Indoor Units | 33400 | 21600 | 2.5 | 24400 | 2
TRANE | 17 Multi-Speed Heat Pump | 216763720 | HRCU-A-CB | 5TWR7036A1 | 5PX*CD05AS3 | Ducted Indoor Units | 33400 | 21600 | 2.5 | 24400 | 2
TRANE | 17 Multi-Speed Heat Pump | 216766196 | HRCU-A-CB | 5TWR7036A1 | 5PX*CD05AS3 | Ducted Indoor Units | 33400 | 21600 | 2.5 | 24600 | 2
TRANE | 17 Multi-Speed Heat Pump | 216766198 | HRCU-A-CB | 5TWR7036A1 | 5PX*CD05AS3 | Ducted Indoor Units | 33400 | 21600 | 2.5 | 24600 | 2
TRANE | 17 Multi-Speed Heat Pump | 216766172 | HRCU-A-CB | 5TWR7036A1 | 5PX*C009AS3 | Ducted Indoor Units | 32400 | 21200 | 2.8 | 24000 | 2.21
TRANE | 17 Multi-Speed Heat Pump | 216766186 | HRCU-A-CB | 5TWR7036A1 | 5PX*C009AS3 | Ducted Indoor Units | 32600 | 21400 | 2.8 | 24200 | 2.22
TRANE | 17 Multi-Speed Heat Pump | 216766176 | HRCU-A-CB | 5TWR7036A1 | 5PX*C009AS3 | Ducted Indoor Units | 32200 | 21200 | 2.8 | 23800 | 2.21
TRANE | 17 Multi-Speed Heat Pump | 216763710 | HRCU-A-CB | 5TWR7036A1 | 5PX*C009AS3 | Ducted Indoor Units | 32200 | 21200 | 2.8 | 23800 | 2.2
TRANE | 17 Multi-Speed Heat Pump | 216763712 | HRCU-A-CB | 5TWR7036A1 | 5PX*C009AS3 | Ducted Indoor Units | 32200 | 21200 | 2.8 | 23800 | 2.2
TRANE | 17 Multi-Speed Heat Pump | 216766178 | HRCU-A-CB | 5TWR7036A1 | 5PX*C009AS3 | Ducted Indoor Units | 32200 | 21200 | 2.8 | 24000 | 2.23
TRANE | 17 Multi-Speed Heat Pump | 216763714 | HRCU-A-CB | 5TWR7036A1 | 5PX*C009AS3 | Ducted Indoor Units | 32200 | 21200 | 2.8 | 24000 | 2.2
TRANE | 17 Multi-Speed Heat Pump | 216769920 | HRCU-A-CB | 5TWR7036A1 | 5PX*C009AS3 | Ducted Indoor Units | 32600 | 21400 | 2.8 | 24200 | 2.22
TRANE | 17 Multi-Speed Heat Pump | 216769922 | HRCU-A-CB | 5TWR7036A1 | 5PX*C009AS3 | Ducted Indoor Units | 32600 | 21400 | 2.8 | 24200 | 2.22
TRANE | 17 Multi-Speed Heat Pump | 216764673 | HRCU-A-CB | 5TWR7036A1 | 5PX*C009AS3 | Ducted Indoor Units | 32400 | 21200 | 2.8 | 24000 | 2.2
TRANE | 17 Multi-Speed Heat Pump | 216764675 | HRCU-A-CB | 5TWR7036A1 | 5PX*C009AS3 | Ducted Indoor Units | 32400 | 21200 | 2.8 | 24000 | 2.2
TRANE | 17 Multi-Speed Heat Pump | 216769924 | HRCU-A-CB | 5TWR7036A1 | 5PX*C009AS3 | Ducted Indoor Units | 32600 | 21400 | 2.8 | 24200 | 2.22
TRANE | 17 Multi-Speed Heat Pump | 216769918 | HRCU-A-CB | 5TWR7036A1 | 5PX*C009AS3 | Ducted Indoor Units | 32600 | 21400 | 2.8 | 24200 | 2.22
TRANE | 17 Multi-Speed Heat Pump | 216764677 | HRCU-A-CB | 5TWR7036A1 | 5PX*C009AS3 | Ducted Indoor Units | 32400 | 21200 | 2.8 | 24000 | 2.2
TRANE | 17 Multi-Speed Heat Pump | 216763716 | HRCU-A-CB | 5TWR7036A1 | 5PX*C009AS3 | Ducted Indoor Units | 32400 | 21200 | 2.8 | 24000 | 2.2
TRANE | 17 Multi-Speed Heat Pump | 216766180 | HRCU-A-CB | 5TWR7036A1 | 5PX*C009AS3 | Ducted Indoor Units | 32400 | 21200 | 2.8 | 24000 | 2.22
TRANE | 17 Multi-Speed Heat Pump | 216766182 | HRCU-A-CB | 5TWR7036A1 | 5PX*C009AS3 | Ducted Indoor Units | 32400 | 21400 | 2.8 | 24000 | 2.21
TRANE | 17 Multi-Speed Heat Pump | 216769914 | HRCU-A-CB | 5TWR7036A1 | 5PX*C009AS3 | Ducted Indoor Units | 32200 | 21200 | 2.7 | 23800 | 2.17
TRANE | 17 Multi-Speed Heat Pump | 216763706 | HRCU-A-CB | 5TWR7036A1 | 5PX*C009AS3 | Ducted Indoor Units | 32200 | 21200 | 2.8 | 23800 | 2.2
TRANE | 17 Multi-Speed Heat Pump | 216769916 | HRCU-A-CB | 5TWR7036A1 | 5PX*C009AS3 | Ducted Indoor Units | 32200 | 21000 | 2.8 | 23800 | 2.22
TRANE | 17 Multi-Speed Heat Pump | 216766148 | HRCU-A-CB | 5TWR7036A1 | 5PX*C007AS3 | Ducted Indoor Units | 32600 | 21400 | 2.7 | 24200 | 2.19
TRANE | 17 Multi-Speed Heat Pump | 216766146 | HRCU-A-CB | 5TWR7036A1 | 5PX*C007AS3 | Ducted Indoor Units | 33000 | 21600 | 2.71 | 24400 | 2.21
TRANE | 17 Multi-Speed Heat Pump | 216766144 | HRCU-A-CB | 5TWR7036A1 | 5PX*C007AS3 | Ducted Indoor Units | 32600 | 21400 | 2.7 | 24200 | 2.19
TRANE | 17 Multi-Speed Heat Pump | 216763702 | HRCU-A-CB | 5TWR7036A1 | 5PX*C007AS3 | Ducted Indoor Units | 32600 | 21400 | 2.7 | 24200 | 2.1
TRANE | 17 Multi-Speed Heat Pump | 216763700 | HRCU-A-CB | 5TWR7036A1 | 5PX*C007AS3 | Ducted Indoor Units | 32600 | 21400 | 2.7 | 24200 | 2.1
TRANE | 17 Multi-Speed Heat Pump | 216766158 | HRCU-A-CB | 5TWR7036A1 | 5PX*C007AS3 | Ducted Indoor Units | 32600 | 21400 | 2.8 | 24200 | 2.21
TRANE | 17 Multi-Speed Heat Pump | 216763698 | HRCU-A-CB | 5TWR7036A1 | 5PX*C007AS3 | Ducted Indoor Units | 32800 | 21400 | 2.8 | 24200 | 2.2
TRANE | 17 Multi-Speed Heat Pump | 216764667 | HRCU-A-CB | 5TWR7036A1 | 5PX*C007AS3 | Ducted Indoor Units | 33000 | 21600 | 2.71 | 24400 | 2.2
TRANE | 17 Multi-Speed Heat Pump | 216764663 | HRCU-A-CB | 5TWR7036A1 | 5PX*C007AS3 | Ducted Indoor Units | 33000 | 21600 | 2.71 | 24400 | 2.2
TRANE | 17 Multi-Speed Heat Pump | 216764665 | HRCU-A-CB | 5TWR7036A1 | 5PX*C007AS3 | Ducted Indoor Units | 32600 | 21400 | 2.8 | 24200 | 2.2
TRANE | 17 Multi-Speed Heat Pump | 216764661 | HRCU-A-CB | 5TWR7036A1 | 5PX*C007AS3 | Ducted Indoor Units | 32600 | 21400 | 2.8 | 24200 | 2.2
TRANE | 17 Multi-Speed Heat Pump | 216764671 | HRCU-A-CB | 5TWR7036A1 | 5PX*C007AS3 | Ducted Indoor Units | 33000 | 21600 | 2.71 | 24400 | 2.2
TRANE | 17 Multi-Speed Heat Pump | 216763696 | HRCU-A-CB | 5TWR7036A1 | 5PX*C007AS3 | Ducted Indoor Units | 33000 | 21600 | 2.71 | 24400 | 2.2
TRANE | 17 Multi-Speed Heat Pump | 216764669 | HRCU-A-CB | 5TWR7036A1 | 5PX*C007AS3 | Ducted Indoor Units | 32600 | 21400 | 2.8 | 24200 | 2.2
TRANE | 17 Multi-Speed Heat Pump | 216763694 | HRCU-A-CB | 5TWR7036A1 | 5PX*C007AS3 | Ducted Indoor Units | 32600 | 21400 | 2.8 | 24200 | 2.2
TRANE | 17 Multi-Speed Heat Pump | 216766160 | HRCU-A-CB | 5TWR7036A1 | 5PX*C007AS3 | Ducted Indoor Units | 32800 | 21400 | 2.7 | 24200 | 2.2
TRANE | 17 Multi-Speed Heat Pump | 216766162 | HRCU-A-CB | 5TWR7036A1 | 5PX*C007AS3 | Ducted Indoor Units | 32800 | 21400 | 2.7 | 24200 | 2.19
TRANE | 17 Multi-Speed Heat Pump | 216763690 | HRCU-A-CB | 5TWR7036A1 | 5PX*C007AS3 | Ducted Indoor Units | 32400 | 21200 | 2.7 | 24200 | 2.1
TRANE | 17 Multi-Speed Heat Pump | 216763688 | HRCU-A-CB | 5TWR7036A1 | 5PX*C007AS3 | Ducted Indoor Units | 32600 | 21400 | 2.8 | 24200 | 2.2
TRANE | 17 Multi-Speed Heat Pump | 216769910 | HRCU-A-CB | 5TWR7036A1 | 5PX*C007AS3 | Ducted Indoor Units | 32600 | 21200 | 2.8 | 24000 | 2.2
TRANE | 17 Multi-Speed Heat Pump | 216766138 | HRCU-A-CB | 5TWR7036A1 | 5PX*C005AS3 | Ducted Indoor Units | 32400 | 21200 | 2.7 | 24000 | 2.13
TRANE | 17 Multi-Speed Heat Pump | 216766136 | HRCU-A-CB | 5TWR7036A1 | 5PX*C005AS3 | Ducted Indoor Units | 32200 | 21000 | 2.7 | 23800 | 2.12
TRANE | 17 Multi-Speed Heat Pump | 216763680 | HRCU-A-CB | 5TWR7036A1 | 5PX*C005AS3 | Ducted Indoor Units | 32200 | 21000 | 2.7 | 23800 | 2.1
TRANE | 17 Multi-Speed Heat Pump | 216763670 | HRCU-A-CB | 5TWR7036A1 | 5PX*C005AS3 | Ducted Indoor Units | 32200 | 21000 | 2.7 | 23800 | 2.1
TRANE | 17 Multi-Speed Heat Pump | 216766126 | HRCU-A-CB | 5TWR7036A1 | 5PX*C005AS3 | Ducted Indoor Units | 32000 | 21000 | 2.7 | 23800 | 2.13
TRANE | 17 Multi-Speed Heat Pump | 216763672 | HRCU-A-CB | 5TWR7036A1 | 5PX*C005AS3 | Ducted Indoor Units | 32200 | 21000 | 2.7 | 23800 | 2.1
TRANE | 17 Multi-Speed Heat Pump | 216764655 | HRCU-A-CB | 5TWR7036A1 | 5PX*C005AS3 | Ducted Indoor Units | 32200 | 21000 | 2.7 | 23800 | 2.1
TRANE | 17 Multi-Speed Heat Pump | 216764651 | HRCU-A-CB | 5TWR7036A1 | 5PX*C005AS3 | Ducted Indoor Units | 32200 | 21000 | 2.7 | 23800 | 2.1
TRANE | 17 Multi-Speed Heat Pump | 216764649 | HRCU-A-CB | 5TWR7036A1 | 5PX*C005AS3 | Ducted Indoor Units | 32800 | 21600 | 2.71 | 24200 | 2.1
TRANE | 17 Multi-Speed Heat Pump | 216764653 | HRCU-A-CB | 5TWR7036A1 | 5PX*C005AS3 | Ducted Indoor Units | 32800 | 21600 | 2.71 | 24200 | 2.1
TRANE | 17 Multi-Speed Heat Pump | 216764659 | HRCU-A-CB | 5TWR7036A1 | 5PX*C005AS3 | Ducted Indoor Units | 32200 | 21000 | 2.7 | 23800 | 2.1
TRANE | 17 Multi-Speed Heat Pump | 216763674 | HRCU-A-CB | 5TWR7036A1 | 5PX*C005AS3 | Ducted Indoor Units | 32200 | 21000 | 2.7 | 23800 | 2.1
TRANE | 17 Multi-Speed Heat Pump | 216764657 | HRCU-A-CB | 5TWR7036A1 | 5PX*C005AS3 | Ducted Indoor Units | 32800 | 21600 | 2.71 | 24200 | 2.1
TRANE | 17 Multi-Speed Heat Pump | 216763676 | HRCU-A-CB | 5TWR7036A1 | 5PX*C005AS3 | Ducted Indoor Units | 32800 | 21600 | 2.71 | 24200 | 2.1
TRANE | 17 Multi-Speed Heat Pump | 216766122 | HRCU-A-CB | 5TWR7036A1 | 5PX*C005AS3 | Ducted Indoor Units | 32400 | 21200 | 2.7 | 24000 | 2.13
TRANE | 17 Multi-Speed Heat Pump | 216766130 | HRCU-A-CB | 5TWR7036A1 | 5PX*C005AS3 | Ducted Indoor Units | 32400 | 21400 | 2.7 | 24200 | 2.13
TRANE | 17 Multi-Speed Heat Pump | 216763678 | HRCU-A-CB | 5TWR7036A1 | 5PX*C005AS3 | Ducted Indoor Units | 32600 | 21400 | 2.7 | 24200 | 2.1
TRANE | 17 Multi-Speed Heat Pump | 216769908 | HRCU-A-CB | 5TWR7036A1 | 5PX*C005AS3 | Ducted Indoor Units | 32000 | 21000 | 2.7 | 23800 | 2.12
TRANE | 17 Multi-Speed Heat Pump | 216766100 | HRCU-A-CB | 5TWR7036A1 | 5PX*BD06AS3 | Ducted Indoor Units | 33000 | 21400 | 2.6 | 24200 | 2.05
TRANE | 17 Multi-Speed Heat Pump | 216766102 | HRCU-A-CB | 5TWR7036A1 | 5PX*BD06AS3 | Ducted Indoor Units | 33400 | 21600 | 2.61 | 24400 | 2.09
TRANE | 17 Multi-Speed Heat Pump | 216766104 | HRCU-A-CB | 5TWR7036A1 | 5PX*BD06AS3 | Ducted Indoor Units | 33600 | 22000 | 2.6 | 24800 | 2.09
TRANE | 17 Multi-Speed Heat Pump | 216763658 | HRCU-A-CB | 5TWR7036A1 | 5PX*BD06AS3 | Ducted Indoor Units | 33400 | 21600 | 2.61 | 24400 | 2.1
TRANE | 17 Multi-Speed Heat Pump | 216763656 | HRCU-A-CB | 5TWR7036A1 | 5PX*BD06AS3 | Ducted Indoor Units | 33400 | 21600 | 2.61 | 24400 | 2.1
TRANE | 17 Multi-Speed Heat Pump | 216763654 | HRCU-A-CB | 5TWR7036A1 | 5PX*BD06AS3 | Ducted Indoor Units | 33200 | 21600 | 2.61 | 24400 | 2
TRANE | 17 Multi-Speed Heat Pump | 216763652 | HRCU-A-CB | 5TWR7036A1 | 5PX*BD06AS3 | Ducted Indoor Units | 33200 | 21600 | 2.61 | 24400 | 2
TRANE | 17 Multi-Speed Heat Pump | 216766106 | HRCU-A-CB | 5TWR7036A1 | 5PX*BD06AS3 | Ducted Indoor Units | 33200 | 21600 | 2.61 | 24400 | 2.08
TRANE | 17 Multi-Speed Heat Pump | 216763666 | HRCU-A-CB | 5TWR7036A1 | 5PX*BD06AS3 | Ducted Indoor Units | 33200 | 21600 | 2.61 | 24400 | 2
TRANE | 17 Multi-Speed Heat Pump | 216764633 | HRCU-A-CB | 5TWR7036A1 | 5PX*BD06AS3 | Ducted Indoor Units | 33600 | 21800 | 2.6 | 24800 | 2.1
TRANE | 17 Multi-Speed Heat Pump | 216764639 | HRCU-A-CB | 5TWR7036A1 | 5PX*BD06AS3 | Ducted Indoor Units | 33600 | 21800 | 2.6 | 24800 | 2.1
TRANE | 17 Multi-Speed Heat Pump | 216764641 | HRCU-A-CB | 5TWR7036A1 | 5PX*BD06AS3 | Ducted Indoor Units | 33400 | 21600 | 2.61 | 24400 | 2.1
TRANE | 17 Multi-Speed Heat Pump | 216764637 | HRCU-A-CB | 5TWR7036A1 | 5PX*BD06AS3 | Ducted Indoor Units | 33400 | 21600 | 2.61 | 24400 | 2.1
TRANE | 17 Multi-Speed Heat Pump | 216764631 | HRCU-A-CB | 5TWR7036A1 | 5PX*BD06AS3 | Ducted Indoor Units | 33600 | 21800 | 2.6 | 24600 | 2
TRANE | 17 Multi-Speed Heat Pump | 216764647 | HRCU-A-CB | 5TWR7036A1 | 5PX*BD06AS3 | Ducted Indoor Units | 33600 | 21800 | 2.6 | 24600 | 2
TRANE | 17 Multi-Speed Heat Pump | 216764635 | HRCU-A-CB | 5TWR7036A1 | 5PX*BD06AS3 | Ducted Indoor Units | 33600 | 21800 | 2.6 | 24800 | 2.1
TRANE | 17 Multi-Speed Heat Pump | 216763660 | HRCU-A-CB | 5TWR7036A1 | 5PX*BD06AS3 | Ducted Indoor Units | 33600 | 21800 | 2.6 | 24800 | 2.1
TRANE | 17 Multi-Speed Heat Pump | 216764643 | HRCU-A-CB | 5TWR7036A1 | 5PX*BD06AS3 | Ducted Indoor Units | 33400 | 21600 | 2.61 | 24400 | 2.1
TRANE | 17 Multi-Speed Heat Pump | 216763664 | HRCU-A-CB | 5TWR7036A1 | 5PX*BD06AS3 | Ducted Indoor Units | 33400 | 21600 | 2.61 | 24400 | 2.1
TRANE | 17 Multi-Speed Heat Pump | 216764645 | HRCU-A-CB | 5TWR7036A1 | 5PX*BD06AS3 | Ducted Indoor Units | 33600 | 21800 | 2.6 | 24600 | 2
TRANE | 17 Multi-Speed Heat Pump | 216763662 | HRCU-A-CB | 5TWR7036A1 | 5PX*BD06AS3 | Ducted Indoor Units | 33600 | 21800 | 2.6 | 24600 | 2
TRANE | 17 Multi-Speed Heat Pump | 216766114 | HRCU-A-CB | 5TWR7036A1 | 5PX*BD06AS3 | Ducted Indoor Units | 33200 | 21400 | 2.6 | 24400 | 2.09
TRANE | 17 Multi-Speed Heat Pump | 216766092 | HRCU-A-CB | 5TWR7036A1 | 5PX*BD06AS3 | Ducted Indoor Units | 33200 | 21600 | 2.61 | 24400 | 2.09
TRANE | 17 Multi-Speed Heat Pump | 216766120 | HRCU-A-CB | 5TWR7036A1 | 5PX*BD06AS3 | Ducted Indoor Units | 33200 | 21400 | 2.6 | 24400 | 2.05
TRANE | 17 Multi-Speed Heat Pump | 216766070 | HRCU-A-CB | 5TWR7036A1 | 5PX*BD04AS3 | Ducted Indoor Units | 33400 | 21600 | 2.5 | 24600 | 1.97
TRANE | 17 Multi-Speed Heat Pump | 216763650 | HRCU-A-CB | 5TWR7036A1 | 5PX*BD04AS3 | Ducted Indoor Units | 33600 | 21600 | 2.5 | 24600 | 1.9
TRANE | 17 Multi-Speed Heat Pump | 216763648 | HRCU-A-CB | 5TWR7036A1 | 5PX*BD04AS3 | Ducted Indoor Units | 33600 | 21600 | 2.5 | 24600 | 1.9
TRANE | 17 Multi-Speed Heat Pump | 216763646 | HRCU-A-CB | 5TWR7036A1 | 5PX*BD04AS3 | Ducted Indoor Units | 33400 | 21600 | 2.5 | 24600 | 1.9
TRANE | 17 Multi-Speed Heat Pump | 216763642 | HRCU-A-CB | 5TWR7036A1 | 5PX*BD04AS3 | Ducted Indoor Units | 33400 | 21600 | 2.5 | 24600 | 1.9
TRANE | 17 Multi-Speed Heat Pump | 216766084 | HRCU-A-CB | 5TWR7036A1 | 5PX*BD04AS3 | Ducted Indoor Units | 33600 | 21800 | 2.5 | 24600 | 1.98
TRANE | 17 Multi-Speed Heat Pump | 216763644 | HRCU-A-CB | 5TWR7036A1 | 5PX*BD04AS3 | Ducted Indoor Units | 33600 | 21800 | 2.5 | 24600 | 1.9
TRANE | 17 Multi-Speed Heat Pump | 216764619 | HRCU-A-CB | 5TWR7036A1 | 5PX*BD04AS3 | Ducted Indoor Units | 33400 | 21600 | 2.5 | 24400 | 1.9
TRANE | 17 Multi-Speed Heat Pump | 216764627 | HRCU-A-CB | 5TWR7036A1 | 5PX*BD04AS3 | Ducted Indoor Units | 33400 | 21600 | 2.5 | 24400 | 1.9
TRANE | 17 Multi-Speed Heat Pump | 216764617 | HRCU-A-CB | 5TWR7036A1 | 5PX*BD04AS3 | Ducted Indoor Units | 33400 | 21600 | 2.5 | 24400 | 1.9
TRANE | 17 Multi-Speed Heat Pump | 216764629 | HRCU-A-CB | 5TWR7036A1 | 5PX*BD04AS3 | Ducted Indoor Units | 33400 | 21600 | 2.5 | 24400 | 1.9
TRANE | 17 Multi-Speed Heat Pump | 216764623 | HRCU-A-CB | 5TWR7036A1 | 5PX*BD04AS3 | Ducted Indoor Units | 33400 | 21600 | 2.5 | 24400 | 1.9
TRANE | 17 Multi-Speed Heat Pump | 216763634 | HRCU-A-CB | 5TWR7036A1 | 5PX*BD04AS3 | Ducted Indoor Units | 33400 | 21600 | 2.5 | 24400 | 1.9
TRANE | 17 Multi-Speed Heat Pump | 216764615 | HRCU-A-CB | 5TWR7036A1 | 5PX*BD04AS3 | Ducted Indoor Units | 33400 | 21600 | 2.5 | 24400 | 1.9
TRANE | 17 Multi-Speed Heat Pump | 216763636 | HRCU-A-CB | 5TWR7036A1 | 5PX*BD04AS3 | Ducted Indoor Units | 33400 | 21600 | 2.5 | 24400 | 1.9
TRANE | 17 Multi-Speed Heat Pump | 216766076 | HRCU-A-CB | 5TWR7036A1 | 5PX*BD04AS3 | Ducted Indoor Units | 33400 | 21600 | 2.5 | 24600 | 1.99
TRANE | 17 Multi-Speed Heat Pump | 216766078 | HRCU-A-CB | 5TWR7036A1 | 5PX*BD04AS3 | Ducted Indoor Units | 33400 | 21600 | 2.5 | 24600 | 1.98
TRANE | 17 Multi-Speed Heat Pump | 216766040 | HRCU-A-CB | 5TWR7036A1 | 5PX*B006AS3 | Ducted Indoor Units | 32800 | 21600 | 2.71 | 24400 | 2.18
TRANE | 17 Multi-Speed Heat Pump | 216766042 | HRCU-A-CB | 5TWR7036A1 | 5PX*B006AS3 | Ducted Indoor Units | 32800 | 21400 | 2.7 | 24200 | 2.18
TRANE | 17 Multi-Speed Heat Pump | 216766044 | HRCU-A-CB | 5TWR7036A1 | 5PX*B006AS3 | Ducted Indoor Units | 32600 | 21400 | 2.7 | 24200 | 2.17
TRANE | 17 Multi-Speed Heat Pump | 216763614 | HRCU-A-CB | 5TWR7036A1 | 5PX*B006AS3 | Ducted Indoor Units | 32400 | 21200 | 2.7 | 24000 | 2.1
TRANE | 17 Multi-Speed Heat Pump | 216763612 | HRCU-A-CB | 5TWR7036A1 | 5PX*B006AS3 | Ducted Indoor Units | 32400 | 21200 | 2.7 | 24000 | 2.1
TRANE | 17 Multi-Speed Heat Pump | 216766046 | HRCU-A-CB | 5TWR7036A1 | 5PX*B006AS3 | Ducted Indoor Units | 32600 | 21400 | 2.7 | 24200 | 2.17
TRANE | 17 Multi-Speed Heat Pump | 216763622 | HRCU-A-CB | 5TWR7036A1 | 5PX*B006AS3 | Ducted Indoor Units | 32400 | 21200 | 2.7 | 24000 | 2.1
TRANE | 17 Multi-Speed Heat Pump | 216763624 | HRCU-A-CB | 5TWR7036A1 | 5PX*B006AS3 | Ducted Indoor Units | 32400 | 21200 | 2.7 | 24000 | 2.1
TRANE | 17 Multi-Speed Heat Pump | 216763626 | HRCU-A-CB | 5TWR7036A1 | 5PX*B006AS3 | Ducted Indoor Units | 32400 | 21200 | 2.7 | 24000 | 2.1
TRANE | 17 Multi-Speed Heat Pump | 216763628 | HRCU-A-CB | 5TWR7036A1 | 5PX*B006AS3 | Ducted Indoor Units | 32400 | 21200 | 2.7 | 24000 | 2.1
TRANE | 17 Multi-Speed Heat Pump | 216764601 | HRCU-A-CB | 5TWR7036A1 | 5PX*B006AS3 | Ducted Indoor Units | 32600 | 21400 | 2.7 | 24200 | 2.1
TRANE | 17 Multi-Speed Heat Pump | 216764607 | HRCU-A-CB | 5TWR7036A1 | 5PX*B006AS3 | Ducted Indoor Units | 32600 | 21400 | 2.7 | 24200 | 2.1
TRANE | 17 Multi-Speed Heat Pump | 216764595 | HRCU-A-CB | 5TWR7036A1 | 5PX*B006AS3 | Ducted Indoor Units | 32600 | 21400 | 2.7 | 24200 | 2.1
TRANE | 17 Multi-Speed Heat Pump | 216764609 | HRCU-A-CB | 5TWR7036A1 | 5PX*B006AS3 | Ducted Indoor Units | 32600 | 21400 | 2.7 | 24200 | 2.1
TRANE | 17 Multi-Speed Heat Pump | 216764603 | HRCU-A-CB | 5TWR7036A1 | 5PX*B006AS3 | Ducted Indoor Units | 32400 | 21200 | 2.7 | 24000 | 2.1
TRANE | 17 Multi-Speed Heat Pump | 216764611 | HRCU-A-CB | 5TWR7036A1 | 5PX*B006AS3 | Ducted Indoor Units | 32400 | 21200 | 2.7 | 24000 | 2.1
TRANE | 17 Multi-Speed Heat Pump | 216764597 | HRCU-A-CB | 5TWR7036A1 | 5PX*B006AS3 | Ducted Indoor Units | 32600 | 21400 | 2.7 | 24200 | 2.1
TRANE | 17 Multi-Speed Heat Pump | 216763606 | HRCU-A-CB | 5TWR7036A1 | 5PX*B006AS3 | Ducted Indoor Units | 32600 | 21400 | 2.7 | 24200 | 2.1
TRANE | 17 Multi-Speed Heat Pump | 216764599 | HRCU-A-CB | 5TWR7036A1 | 5PX*B006AS3 | Ducted Indoor Units | 32600 | 21400 | 2.7 | 24200 | 2.1
TRANE | 17 Multi-Speed Heat Pump | 216763608 | HRCU-A-CB | 5TWR7036A1 | 5PX*B006AS3 | Ducted Indoor Units | 32600 | 21400 | 2.7 | 24200 | 2.1
TRANE | 17 Multi-Speed Heat Pump | 216764605 | HRCU-A-CB | 5TWR7036A1 | 5PX*B006AS3 | Ducted Indoor Units | 32400 | 21200 | 2.7 | 24000 | 2.1
TRANE | 17 Multi-Speed Heat Pump | 216763610 | HRCU-A-CB | 5TWR7036A1 | 5PX*B006AS3 | Ducted Indoor Units | 32400 | 21200 | 2.7 | 24000 | 2.1
TRANE | 17 Multi-Speed Heat Pump | 216766048 | HRCU-A-CB | 5TWR7036A1 | 5PX*B006AS3 | Ducted Indoor Units | 32600 | 21400 | 2.7 | 24200 | 2.18
TRANE | 17 Multi-Speed Heat Pump | 216766050 | HRCU-A-CB | 5TWR7036A1 | 5PX*B006AS3 | Ducted Indoor Units | 32600 | 21400 | 2.7 | 24200 | 2.18
TRANE | 17 Multi-Speed Heat Pump | 216766052 | HRCU-A-CB | 5TWR7036A1 | 5PX*B006AS3 | Ducted Indoor Units | 32400 | 21200 | 2.7 | 24200 | 2.14
TRANE | 17 Multi-Speed Heat Pump | 216763632 | HRCU-A-CB | 5TWR7036A1 | 5PX*B006AS3 | Ducted Indoor Units | 33000 | 21600 | 2.71 | 24400 | 2.1
TRANE | 17 Multi-Speed Heat Pump | 216763604 | HRCU-A-CB | 5TWR7036A1 | 5PX*B006AS3 | Ducted Indoor Units | 32400 | 21200 | 2.7 | 24000 | 2.1
TRANE | 17 Multi-Speed Heat Pump | 216763600 | HRCU-A-CB | 5TWR7036A1 | 5PX*B006AS3 | Ducted Indoor Units | 32200 | 21200 | 2.7 | 24000 | 2.1
TRANE | 17 Multi-Speed Heat Pump | 216763630 | HRCU-A-CB | 5TWR7036A1 | 5PX*B006AS3 | Ducted Indoor Units | 32200 | 21200 | 2.7 | 24000 | 2.1
TRANE | 17 Multi-Speed Heat Pump | 216769904 | HRCU-A-CB | 5TWR7036A1 | 5PX*B006AS3 | Ducted Indoor Units | 32400 | 21200 | 2.7 | 24000 | 2.17
TRANE | 17 Multi-Speed Heat Pump | 216769902 | HRCU-A-CB | 5TWR7036A1 | 5PX*B006AS3 | Ducted Indoor Units | 32400 | 21200 | 2.7 | 24000 | 2.17
TRANE | 17 Multi-Speed Heat Pump | 216766004 | HRCU-A-CB | 5TWR7036A1 | 5PX*B004AS3 | Ducted Indoor Units | 32200 | 21000 | 2.6 | 23800 | 2.11
TRANE | 17 Multi-Speed Heat Pump | 216766012 | HRCU-A-CB | 5TWR7036A1 | 5PX*B004AS3 | Ducted Indoor Units | 32600 | 21400 | 2.6 | 24200 | 2.12
TRANE | 17 Multi-Speed Heat Pump | 216766014 | HRCU-A-CB | 5TWR7036A1 | 5PX*B004AS3 | Ducted Indoor Units | 32400 | 21200 | 2.6 | 24000 | 2.11
TRANE | 17 Multi-Speed Heat Pump | 216763580 | HRCU-A-CB | 5TWR7036A1 | 5PX*B004AS3 | Ducted Indoor Units | 32200 | 21200 | 2.6 | 24000 | 2.1
TRANE | 17 Multi-Speed Heat Pump | 216763568 | HRCU-A-CB | 5TWR7036A1 | 5PX*B004AS3 | Ducted Indoor Units | 32200 | 21200 | 2.6 | 24000 | 2.1
TRANE | 17 Multi-Speed Heat Pump | 216766016 | HRCU-A-CB | 5TWR7036A1 | 5PX*B004AS3 | Ducted Indoor Units | 32200 | 21200 | 2.6 | 24000 | 2.11
TRANE | 17 Multi-Speed Heat Pump | 216763584 | HRCU-A-CB | 5TWR7036A1 | 5PX*B004AS3 | Ducted Indoor Units | 32200 | 21200 | 2.6 | 24000 | 2.1
TRANE | 17 Multi-Speed Heat Pump | 216763586 | HRCU-A-CB | 5TWR7036A1 | 5PX*B004AS3 | Ducted Indoor Units | 32200 | 21200 | 2.6 | 24000 | 2.1
TRANE | 17 Multi-Speed Heat Pump | 216763588 | HRCU-A-CB | 5TWR7036A1 | 5PX*B004AS3 | Ducted Indoor Units | 32200 | 21200 | 2.6 | 24000 | 2.1
TRANE | 17 Multi-Speed Heat Pump | 216763590 | HRCU-A-CB | 5TWR7036A1 | 5PX*B004AS3 | Ducted Indoor Units | 32200 | 21200 | 2.6 | 24000 | 2.1
TRANE | 17 Multi-Speed Heat Pump | 216764589 | HRCU-A-CB | 5TWR7036A1 | 5PX*B004AS3 | Ducted Indoor Units | 32400 | 21200 | 2.7 | 24000 | 2.1
TRANE | 17 Multi-Speed Heat Pump | 216764593 | HRCU-A-CB | 5TWR7036A1 | 5PX*B004AS3 | Ducted Indoor Units | 32400 | 21200 | 2.7 | 24000 | 2.1
TRANE | 17 Multi-Speed Heat Pump | 216763594 | HRCU-A-CB | 5TWR7036A1 | 5PX*B004AS3 | Ducted Indoor Units | 32400 | 21200 | 2.7 | 24000 | 2.1
TRANE | 17 Multi-Speed Heat Pump | 216766018 | HRCU-A-CB | 5TWR7036A1 | 5PX*B004AS3 | Ducted Indoor Units | 32200 | 21200 | 2.6 | 24000 | 2.11
TRANE | 17 Multi-Speed Heat Pump | 216766020 | HRCU-A-CB | 5TWR7036A1 | 5PX*B004AS3 | Ducted Indoor Units | 32200 | 21200 | 2.6 | 24000 | 2.11
TRANE | 17 Multi-Speed Heat Pump | 216766026 | HRCU-A-CB | 5TWR7036A1 | 5PX*B004AS3 | Ducted Indoor Units | 32200 | 21200 | 2.6 | 24000 | 2.09
TRANE | 17 Multi-Speed Heat Pump | 216763574 | HRCU-A-CB | 5TWR7036A1 | 5PX*B004AS3 | Ducted Indoor Units | 32200 | 21200 | 2.6 | 24000 | 2.1
TRANE | 17 Multi-Speed Heat Pump | 216763576 | HRCU-A-CB | 5TWR7036A1 | 5PX*B004AS3 | Ducted Indoor Units | 31800 | 20800 | 2.61 | 23800 | 2
TRANE | 17 Multi-Speed Heat Pump | 216769898 | HRCU-A-CB | 5TWR7036A1 | 5PX*B004AS3 | Ducted Indoor Units | 32200 | 21000 | 2.7 | 23800 | 2.11
TRANE | 17 Multi-Speed Heat Pump | 216769900 | HRCU-A-CB | 5TWR7036A1 | 5PX*B004AS3 | Ducted Indoor Units | 32200 | 21000 | 2.6 | 23800 | 2.11
TRANE | 17 Multi-Speed Heat Pump | 216769894 | HRCU-A-CB | 5TWR7024A1 | 5TXCC009AS3 | Ducted Indoor Units | 21400 | 15100 | 2.7 | 16900 | 2.1
TRANE | 17 Multi-Speed Heat Pump | 216769892 | HRCU-A-CB | 5TWR7024A1 | 5TXCC007AS3 | Ducted Indoor Units | 21600 | 15200 | 2.7 | 17100 | 2.06
TRANE | 17 Multi-Speed Heat Pump | 216763566 | HRCU-A-CB | 5TWR7024A1 | 5TXCC007AS3 | Ducted Indoor Units | 21000 | 14900 | 2.5 | 16800 | 2
TRANE | 17 Multi-Speed Heat Pump | 216769888 | HRCU-A-CB | 5TWR7024A1 | 5TXCC005AS3 | Ducted Indoor Units | 21400 | 15000 | 2.6 | 16900 | 2
TRANE | 17 Multi-Speed Heat Pump | 216769890 | HRCU-A-CB | 5TWR7024A1 | 5TXCC005AS3 | Ducted Indoor Units | 21200 | 15100 | 2.5 | 16900 | 1.97
TRANE | 17 Multi-Speed Heat Pump | 216765974 | HRCU-A-CB | 5TWR7024A1 | 5TXCB006AS3 | Ducted Indoor Units | 21200 | 15100 | 2.6 | 17000 | 2.02
TRANE | 17 Multi-Speed Heat Pump | 216765998 | HRCU-A-CB | 5TWR7024A1 | 5TXCB006AS3 | Ducted Indoor Units | 21800 | 15400 | 2.7 | 17400 | 2.08
TRANE | 17 Multi-Speed Heat Pump | 216765976 | HRCU-A-CB | 5TWR7024A1 | 5TXCB006AS3 | Ducted Indoor Units | 21200 | 15000 | 2.6 | 16900 | 2.02
TRANE | 17 Multi-Speed Heat Pump | 216765984 | HRCU-A-CB | 5TWR7024A1 | 5TXCB006AS3 | Ducted Indoor Units | 21800 | 15500 | 2.7 | 17400 | 2.08
TRANE | 17 Multi-Speed Heat Pump | 216765978 | HRCU-A-CB | 5TWR7024A1 | 5TXCB006AS3 | Ducted Indoor Units | 21200 | 15100 | 2.5 | 17000 | 2.01
TRANE | 17 Multi-Speed Heat Pump | 216763550 | HRCU-A-CB | 5TWR7024A1 | 5TXCB006AS3 | Ducted Indoor Units | 21800 | 15500 | 2.6 | 17400 | 2
TRANE | 17 Multi-Speed Heat Pump | 216763548 | HRCU-A-CB | 5TWR7024A1 | 5TXCB006AS3 | Ducted Indoor Units | 21800 | 15500 | 2.6 | 17400 | 2
TRANE | 17 Multi-Speed Heat Pump | 216763554 | HRCU-A-CB | 5TWR7024A1 | 5TXCB006AS3 | Ducted Indoor Units | 21400 | 15200 | 2.61 | 17100 | 2
TRANE | 17 Multi-Speed Heat Pump | 216763556 | HRCU-A-CB | 5TWR7024A1 | 5TXCB006AS3 | Ducted Indoor Units | 21400 | 15200 | 2.61 | 17100 | 2
TRANE | 17 Multi-Speed Heat Pump | 216765986 | HRCU-A-CB | 5TWR7024A1 | 5TXCB006AS3 | Ducted Indoor Units | 21800 | 15500 | 2.7 | 17400 | 2.08
TRANE | 17 Multi-Speed Heat Pump | 216763546 | HRCU-A-CB | 5TWR7024A1 | 5TXCB006AS3 | Ducted Indoor Units | 21800 | 15500 | 2.7 | 17400 | 2
TRANE | 17 Multi-Speed Heat Pump | 216763544 | HRCU-A-CB | 5TWR7024A1 | 5TXCB006AS3 | Ducted Indoor Units | 21800 | 15500 | 2.7 | 17400 | 2
TRANE | 17 Multi-Speed Heat Pump | 216763558 | HRCU-A-CB | 5TWR7024A1 | 5TXCB006AS3 | Ducted Indoor Units | 21000 | 14900 | 2.5 | 16800 | 1.9
TRANE | 17 Multi-Speed Heat Pump | 216763560 | HRCU-A-CB | 5TWR7024A1 | 5TXCB006AS3 | Ducted Indoor Units | 21000 | 14900 | 2.5 | 16800 | 1.9
TRANE | 17 Multi-Speed Heat Pump | 216763542 | HRCU-A-CB | 5TWR7024A1 | 5TXCB006AS3 | Ducted Indoor Units | 22000 | 15500 | 2.7 | 17400 | 2
TRANE | 17 Multi-Speed Heat Pump | 216763540 | HRCU-A-CB | 5TWR7024A1 | 5TXCB006AS3 | Ducted Indoor Units | 22000 | 15500 | 2.7 | 17400 | 2
TRANE | 17 Multi-Speed Heat Pump | 216765980 | HRCU-A-CB | 5TWR7024A1 | 5TXCB006AS3 | Ducted Indoor Units | 21400 | 15200 | 2.61 | 17100 | 2.04
TRANE | 17 Multi-Speed Heat Pump | 216763562 | HRCU-A-CB | 5TWR7024A1 | 5TXCB006AS3 | Ducted Indoor Units | 21400 | 15200 | 2.61 | 17100 | 2
TRANE | 17 Multi-Speed Heat Pump | 216765988 | HRCU-A-CB | 5TWR7024A1 | 5TXCB006AS3 | Ducted Indoor Units | 21800 | 15500 | 2.6 | 17400 | 2.07
TRANE | 17 Multi-Speed Heat Pump | 216765990 | HRCU-A-CB | 5TWR7024A1 | 5TXCB006AS3 | Ducted Indoor Units | 21800 | 15400 | 2.59 | 17300 | 2.05
TRANE | 17 Multi-Speed Heat Pump | 216765992 | HRCU-A-CB | 5TWR7024A1 | 5TXCB006AS3 | Ducted Indoor Units | 22000 | 15500 | 2.6 | 17500 | 2.08
TRANE | 17 Multi-Speed Heat Pump | 216763538 | HRCU-A-CB | 5TWR7024A1 | 5TXCB006AS3 | Ducted Indoor Units | 21800 | 15400 | 2.59 | 17300 | 2
TRANE | 17 Multi-Speed Heat Pump | 216763536 | HRCU-A-CB | 5TWR7024A1 | 5TXCB006AS3 | Ducted Indoor Units | 22000 | 15500 | 2.6 | 17500 | 2
TRANE | 17 Multi-Speed Heat Pump | 216763534 | HRCU-A-CB | 5TWR7024A1 | 5TXCB006AS3 | Ducted Indoor Units | 22000 | 15500 | 2.6 | 17500 | 2
TRANE | 17 Multi-Speed Heat Pump | 216763530 | HRCU-A-CB | 5TWR7024A1 | 5TXCB006AS3 | Ducted Indoor Units | 21800 | 15400 | 2.7 | 17300 | 2
TRANE | 17 Multi-Speed Heat Pump | 216763528 | HRCU-A-CB | 5TWR7024A1 | 5TXCB006AS3 | Ducted Indoor Units | 21800 | 15400 | 2.7 | 17400 | 2
TRANE | 17 Multi-Speed Heat Pump | 216763532 | HRCU-A-CB | 5TWR7024A1 | 5TXCB006AS3 | Ducted Indoor Units | 21200 | 15100 | 2.6 | 17000 | 2
TRANE | 17 Multi-Speed Heat Pump | 216763552 | HRCU-A-CB | 5TWR7024A1 | 5TXCB006AS3 | Ducted Indoor Units | 21200 | 15100 | 2.6 | 16900 | 2
TRANE | 17 Multi-Speed Heat Pump | 216765944 | HRCU-A-CB | 5TWR7024A1 | 5TXCB004AS3 | Ducted Indoor Units | 21800 | 15300 | 2.61 | 17200 | 2.02
TRANE | 17 Multi-Speed Heat Pump | 216765928 | HRCU-A-CB | 5TWR7024A1 | 5TXCB004AS3 | Ducted Indoor Units | 21200 | 15100 | 2.5 | 16900 | 1.96
TRANE | 17 Multi-Speed Heat Pump | 216765954 | HRCU-A-CB | 5TWR7024A1 | 5TXCB004AS3 | Ducted Indoor Units | 21800 | 15300 | 2.61 | 17200 | 2.02
TRANE | 17 Multi-Speed Heat Pump | 216763484 | HRCU-A-CB | 5TWR7024A1 | 5TXCB004AS3 | Ducted Indoor Units | 21800 | 15300 | 2.61 | 17200 | 2
TRANE | 17 Multi-Speed Heat Pump | 216763482 | HRCU-A-CB | 5TWR7024A1 | 5TXCB004AS3 | Ducted Indoor Units | 21800 | 15300 | 2.61 | 17200 | 2
TRANE | 17 Multi-Speed Heat Pump | 216763514 | HRCU-A-CB | 5TWR7024A1 | 5TXCB004AS3 | Ducted Indoor Units | 21200 | 15000 | 2.5 | 16900 | 1.9
TRANE | 17 Multi-Speed Heat Pump | 216763516 | HRCU-A-CB | 5TWR7024A1 | 5TXCB004AS3 | Ducted Indoor Units | 21200 | 15000 | 2.5 | 16900 | 1.9
TRANE | 17 Multi-Speed Heat Pump | 216765950 | HRCU-A-CB | 5TWR7024A1 | 5TXCB004AS3 | Ducted Indoor Units | 21800 | 15300 | 2.61 | 17200 | 2.02
TRANE | 17 Multi-Speed Heat Pump | 216763480 | HRCU-A-CB | 5TWR7024A1 | 5TXCB004AS3 | Ducted Indoor Units | 21800 | 15300 | 2.61 | 17200 | 2
TRANE | 17 Multi-Speed Heat Pump | 216763488 | HRCU-A-CB | 5TWR7024A1 | 5TXCB004AS3 | Ducted Indoor Units | 21800 | 15300 | 2.61 | 17200 | 2
TRANE | 17 Multi-Speed Heat Pump | 216763490 | HRCU-A-CB | 5TWR7024A1 | 5TXCB004AS3 | Ducted Indoor Units | 21800 | 15300 | 2.61 | 17300 | 2
TRANE | 17 Multi-Speed Heat Pump | 216763492 | HRCU-A-CB | 5TWR7024A1 | 5TXCB004AS3 | Ducted Indoor Units | 21800 | 15400 | 2.59 | 17300 | 2
TRANE | 17 Multi-Speed Heat Pump | 216765942 | HRCU-A-CB | 5TWR7024A1 | 5TXCB004AS3 | Ducted Indoor Units | 21200 | 15100 | 2.5 | 16900 | 1.96
TRANE | 17 Multi-Speed Heat Pump | 216763522 | HRCU-A-CB | 5TWR7024A1 | 5TXCB004AS3 | Ducted Indoor Units | 21200 | 15100 | 2.5 | 16900 | 1.9
TRANE | 17 Multi-Speed Heat Pump | 216764569 | HRCU-A-CB | 5TWR7024A1 | 5TXCB004AS3 | Ducted Indoor Units | 21600 | 15100 | 2.5 | 17000 | 1.9
TRANE | 17 Multi-Speed Heat Pump | 216764567 | HRCU-A-CB | 5TWR7024A1 | 5TXCB004AS3 | Ducted Indoor Units | 21600 | 15100 | 2.5 | 17000 | 1.9
TRANE | 17 Multi-Speed Heat Pump | 216764577 | HRCU-A-CB | 5TWR7024A1 | 5TXCB004AS3 | Ducted Indoor Units | 21600 | 15200 | 2.61 | 17100 | 2
TRANE | 17 Multi-Speed Heat Pump | 216764573 | HRCU-A-CB | 5TWR7024A1 | 5TXCB004AS3 | Ducted Indoor Units | 21600 | 15200 | 2.61 | 17100 | 2
TRANE | 17 Multi-Speed Heat Pump | 216764571 | HRCU-A-CB | 5TWR7024A1 | 5TXCB004AS3 | Ducted Indoor Units | 21800 | 15300 | 2.61 | 17200 | 2
TRANE | 17 Multi-Speed Heat Pump | 216764575 | HRCU-A-CB | 5TWR7024A1 | 5TXCB004AS3 | Ducted Indoor Units | 21800 | 15300 | 2.61 | 17200 | 2
TRANE | 17 Multi-Speed Heat Pump | 216764559 | HRCU-A-CB | 5TWR7024A1 | 5TXCB004AS3 | Ducted Indoor Units | 21600 | 15100 | 2.5 | 17000 | 1.9
TRANE | 17 Multi-Speed Heat Pump | 216763494 | HRCU-A-CB | 5TWR7024A1 | 5TXCB004AS3 | Ducted Indoor Units | 21600 | 15100 | 2.5 | 17000 | 1.9
TRANE | 17 Multi-Speed Heat Pump | 216764561 | HRCU-A-CB | 5TWR7024A1 | 5TXCB004AS3 | Ducted Indoor Units | 21600 | 15200 | 2.61 | 17100 | 2
TRANE | 17 Multi-Speed Heat Pump | 216763496 | HRCU-A-CB | 5TWR7024A1 | 5TXCB004AS3 | Ducted Indoor Units | 21600 | 15200 | 2.61 | 17100 | 2
TRANE | 17 Multi-Speed Heat Pump | 216764563 | HRCU-A-CB | 5TWR7024A1 | 5TXCB004AS3 | Ducted Indoor Units | 21600 | 15200 | 2.5 | 17100 | 1.9
TRANE | 17 Multi-Speed Heat Pump | 216763498 | HRCU-A-CB | 5TWR7024A1 | 5TXCB004AS3 | Ducted Indoor Units | 21600 | 15200 | 2.5 | 17100 | 1.9
TRANE | 17 Multi-Speed Heat Pump | 216764565 | HRCU-A-CB | 5TWR7024A1 | 5TXCB004AS3 | Ducted Indoor Units | 21800 | 15300 | 2.61 | 17200 | 2
TRANE | 17 Multi-Speed Heat Pump | 216763500 | HRCU-A-CB | 5TWR7024A1 | 5TXCB004AS3 | Ducted Indoor Units | 21800 | 15300 | 2.61 | 17200 | 2
TRANE | 17 Multi-Speed Heat Pump | 216765948 | HRCU-A-CB | 5TWR7024A1 | 5TXCB004AS3 | Ducted Indoor Units | 21800 | 15300 | 2.61 | 17200 | 2.02
TRANE | 17 Multi-Speed Heat Pump | 216765946 | HRCU-A-CB | 5TWR7024A1 | 5TXCB004AS3 | Ducted Indoor Units | 21800 | 15400 | 2.59 | 17300 | 2.02
TRANE | 17 Multi-Speed Heat Pump | 216765956 | HRCU-A-CB | 5TWR7024A1 | 5TXCB004AS3 | Ducted Indoor Units | 21800 | 15400 | 2.59 | 17300 | 2.02
TRANE | 17 Multi-Speed Heat Pump | 216763502 | HRCU-A-CB | 5TWR7024A1 | 5TXCB004AS3 | Ducted Indoor Units | 21400 | 15200 | 2.5 | 17000 | 1.9
TRANE | 17 Multi-Speed Heat Pump | 216763504 | HRCU-A-CB | 5TWR7024A1 | 5TXCB004AS3 | Ducted Indoor Units | 22000 | 15700 | 2.5 | 17600 | 1.9
TRANE | 17 Multi-Speed Heat Pump | 216763506 | HRCU-A-CB | 5TWR7024A1 | 5TXCB004AS3 | Ducted Indoor Units | 21800 | 15400 | 2.59 | 17300 | 2
TRANE | 17 Multi-Speed Heat Pump | 216763508 | HRCU-A-CB | 5TWR7024A1 | 5TXCB004AS3 | Ducted Indoor Units | 21800 | 15400 | 2.59 | 17300 | 2
TRANE | 17 Multi-Speed Heat Pump | 216763510 | HRCU-A-CB | 5TWR7024A1 | 5TXCB004AS3 | Ducted Indoor Units | 21600 | 15300 | 2.61 | 17200 | 2
TRANE | 17 Multi-Speed Heat Pump | 216763526 | HRCU-A-CB | 5TWR7024A1 | 5TXCB004AS3 | Ducted Indoor Units | 21600 | 15300 | 2.61 | 17200 | 2
TRANE | 17 Multi-Speed Heat Pump | 216763478 | HRCU-A-CB | 5TWR7024A1 | 5TEMCD05AV41+TD | Ducted Indoor Units | 21600 | 15200 | 2.7 | 17200 | 2.1
TRANE | 17 Multi-Speed Heat Pump | 216763476 | HRCU-A-CB | 5TWR7024A1 | 5TEMCD04AV31+TD | Ducted Indoor Units | 21600 | 15200 | 2.7 | 17200 | 2.1
TRANE | 17 Multi-Speed Heat Pump | 216763474 | HRCU-A-CB | 5TWR7024A1 | 5TEMCB03AV31+TD | Ducted Indoor Units | 22200 | 15500 | 2.7 | 17400 | 2
TRANE | 17 Multi-Speed Heat Pump | 216763472 | HRCU-A-CB | 5TWR7024A1 | 5TEMCB02AV21+TD | Ducted Indoor Units | 22400 | 15600 | 2.71 | 17500 | 2
TRANE | 17 Multi-Speed Heat Pump | 216763470 | HRCU-A-CB | 5TWR7024A1 | 5TEM6D05AV41+TD | Ducted Indoor Units | 21800 | 15400 | 2.8 | 17400 | 2.1
TRANE | 17 Multi-Speed Heat Pump | 216763468 | HRCU-A-CB | 5TWR7024A1 | 5TEM6D04AV31+TD | Ducted Indoor Units | 21800 | 15400 | 2.8 | 17400 | 2.1
TRANE | 17 Multi-Speed Heat Pump | 216763466 | HRCU-A-CB | 5TWR7024A1 | 5TEM6B03AV21+TD | Ducted Indoor Units | 22400 | 15600 | 2.6 | 17500 | 2
TRANE | 17 Multi-Speed Heat Pump | 216763464 | HRCU-A-CB | 5TWR7024A1 | 5TEM6B02AV21+TD | Ducted Indoor Units | 22400 | 15600 | 2.6 | 17500 | 2
TRANE | 17 Multi-Speed Heat Pump | 216763462 | HRCU-A-CB | 5TWR7024A1 | 5TAMXD05AV41 | Ducted Indoor Units | 21800 | 15200 | 2.61 | 17100 | 2
TRANE | 17 Multi-Speed Heat Pump | 216763460 | HRCU-A-CB | 5TWR7024A1 | 5TAMXD04AV31 | Ducted Indoor Units | 21800 | 15300 | 2.61 | 17200 | 2
TRANE | 17 Multi-Speed Heat Pump | 216763458 | HRCU-A-CB | 5TWR7024A1 | 5TAMXC03AV31 | Ducted Indoor Units | 22000 | 15300 | 2.51 | 17200 | 1.9
TRANE | 17 Multi-Speed Heat Pump | 216769886 | HRCU-A-CB | 5TWR7024A1 | 5TAM5C04AC31 | Ducted Indoor Units | 22000 | 15200 | 2.5 | 17100 | 1.97
TRANE | 17 Multi-Speed Heat Pump | 216763456 | HRCU-A-CB | 5TWR7024A1 | 5TAM5C03AC21 | Ducted Indoor Units | 21800 | 15100 | 2.5 | 16900 | 1.9
TRANE | 17 Multi-Speed Heat Pump | 216769884 | HRCU-A-CB | 5TWR7024A1 | 5PX*CD09AS3 | Ducted Indoor Units | 21400 | 15100 | 2.6 | 17000 | 2.04
TRANE | 17 Multi-Speed Heat Pump | 216769882 | HRCU-A-CB | 5TWR7024A1 | 5PX*CD07AS3 | Ducted Indoor Units | 22000 | 15300 | 2.51 | 17100 | 1.94
TRANE | 17 Multi-Speed Heat Pump | 216769880 | HRCU-A-CB | 5TWR7024A1 | 5PX*C009AS3 | Ducted Indoor Units | 21400 | 15100 | 2.7 | 16900 | 2.1
TRANE | 17 Multi-Speed Heat Pump | 216769878 | HRCU-A-CB | 5TWR7024A1 | 5PX*C007AS3 | Ducted Indoor Units | 21600 | 15200 | 2.7 | 17100 | 2.06
TRANE | 17 Multi-Speed Heat Pump | 216763450 | HRCU-A-CB | 5TWR7024A1 | 5PX*C007AS3 | Ducted Indoor Units | 21400 | 15200 | 2.61 | 17100 | 2
TRANE | 17 Multi-Speed Heat Pump | 216769876 | HRCU-A-CB | 5TWR7024A1 | 5PX*C005AS3 | Ducted Indoor Units | 21400 | 15000 | 2.6 | 16900 | 2
TRANE | 17 Multi-Speed Heat Pump | 216763448 | HRCU-A-CB | 5TWR7024A1 | 5PX*C005AS3 | Ducted Indoor Units | 21200 | 15100 | 2.5 | 16900 | 1.9
TRANE | 17 Multi-Speed Heat Pump | 216765898 | HRCU-A-CB | 5TWR7024A1 | 5PX*BD06AS3 | Ducted Indoor Units | 22200 | 15500 | 2.5 | 17400 | 1.99
TRANE | 17 Multi-Speed Heat Pump | 216763440 | HRCU-A-CB | 5TWR7024A1 | 5PX*BD06AS3 | Ducted Indoor Units | 22200 | 15500 | 2.5 | 17400 | 1.9
TRANE | 17 Multi-Speed Heat Pump | 216763444 | HRCU-A-CB | 5TWR7024A1 | 5PX*BD06AS3 | Ducted Indoor Units | 22200 | 15500 | 2.5 | 17400 | 1.9
TRANE | 17 Multi-Speed Heat Pump | 216763432 | HRCU-A-CB | 5TWR7024A1 | 5PX*BD06AS3 | Ducted Indoor Units | 22200 | 15500 | 2.5 | 17400 | 1.9
TRANE | 17 Multi-Speed Heat Pump | 216763438 | HRCU-A-CB | 5TWR7024A1 | 5PX*BD06AS3 | Ducted Indoor Units | 22200 | 15500 | 2.5 | 17400 | 1.9
TRANE | 17 Multi-Speed Heat Pump | 216765902 | HRCU-A-CB | 5TWR7024A1 | 5PX*BD06AS3 | Ducted Indoor Units | 22200 | 15500 | 2.5 | 17400 | 1.99
TRANE | 17 Multi-Speed Heat Pump | 216765904 | HRCU-A-CB | 5TWR7024A1 | 5PX*BD06AS3 | Ducted Indoor Units | 22200 | 15500 | 2.5 | 17400 | 1.98
TRANE | 17 Multi-Speed Heat Pump | 216765906 | HRCU-A-CB | 5TWR7024A1 | 5PX*BD06AS3 | Ducted Indoor Units | 22200 | 15500 | 2.5 | 17300 | 1.95
TRANE | 17 Multi-Speed Heat Pump | 216765908 | HRCU-A-CB | 5TWR7024A1 | 5PX*BD06AS3 | Ducted Indoor Units | 22400 | 15600 | 2.5 | 17500 | 1.98
TRANE | 17 Multi-Speed Heat Pump | 216763434 | HRCU-A-CB | 5TWR7024A1 | 5PX*BD06AS3 | Ducted Indoor Units | 22200 | 15500 | 2.5 | 17300 | 1.9
TRANE | 17 Multi-Speed Heat Pump | 216763442 | HRCU-A-CB | 5TWR7024A1 | 5PX*BD06AS3 | Ducted Indoor Units | 22200 | 15600 | 2.5 | 17400 | 1.9
TRANE | 17 Multi-Speed Heat Pump | 216765862 | HRCU-A-CB | 5TWR7024A1 | 5PX*B006AS3 | Ducted Indoor Units | 21800 | 15400 | 2.7 | 17400 | 2.08
TRANE | 17 Multi-Speed Heat Pump | 216765828 | HRCU-A-CB | 5TWR7024A1 | 5PX*B006AS3 | Ducted Indoor Units | 21400 | 15200 | 2.61 | 17100 | 2.05
TRANE | 17 Multi-Speed Heat Pump | 216765860 | HRCU-A-CB | 5TWR7024A1 | 5PX*B006AS3 | Ducted Indoor Units | 21800 | 15500 | 2.7 | 17400 | 2.08
TRANE | 17 Multi-Speed Heat Pump | 216765826 | HRCU-A-CB | 5TWR7024A1 | 5PX*B006AS3 | Ducted Indoor Units | 21200 | 15100 | 2.6 | 17000 | 2.02
TRANE | 17 Multi-Speed Heat Pump | 216763398 | HRCU-A-CB | 5TWR7024A1 | 5PX*B006AS3 | Ducted Indoor Units | 21800 | 15500 | 2.6 | 17400 | 2
TRANE | 17 Multi-Speed Heat Pump | 216763396 | HRCU-A-CB | 5TWR7024A1 | 5PX*B006AS3 | Ducted Indoor Units | 21800 | 15500 | 2.6 | 17400 | 2
TRANE | 17 Multi-Speed Heat Pump | 216763416 | HRCU-A-CB | 5TWR7024A1 | 5PX*B006AS3 | Ducted Indoor Units | 21200 | 15200 | 2.61 | 17100 | 2
TRANE | 17 Multi-Speed Heat Pump | 216763418 | HRCU-A-CB | 5TWR7024A1 | 5PX*B006AS3 | Ducted Indoor Units | 21200 | 15200 | 2.61 | 17100 | 2
TRANE | 17 Multi-Speed Heat Pump | 216765858 | HRCU-A-CB | 5TWR7024A1 | 5PX*B006AS3 | Ducted Indoor Units | 21800 | 15500 | 2.7 | 17400 | 2.08
TRANE | 17 Multi-Speed Heat Pump | 216763394 | HRCU-A-CB | 5TWR7024A1 | 5PX*B006AS3 | Ducted Indoor Units | 21800 | 15500 | 2.7 | 17400 | 2
TRANE | 17 Multi-Speed Heat Pump | 216763392 | HRCU-A-CB | 5TWR7024A1 | 5PX*B006AS3 | Ducted Indoor Units | 21800 | 15500 | 2.7 | 17400 | 2
TRANE | 17 Multi-Speed Heat Pump | 216763388 | HRCU-A-CB | 5TWR7024A1 | 5PX*B006AS3 | Ducted Indoor Units | 21400 | 15300 | 2.61 | 17200 | 2
TRANE | 17 Multi-Speed Heat Pump | 216763420 | HRCU-A-CB | 5TWR7024A1 | 5PX*B006AS3 | Ducted Indoor Units | 21400 | 15300 | 2.61 | 17200 | 2
TRANE | 17 Multi-Speed Heat Pump | 216763390 | HRCU-A-CB | 5TWR7024A1 | 5PX*B006AS3 | Ducted Indoor Units | 22000 | 15500 | 2.7 | 17400 | 2
TRANE | 17 Multi-Speed Heat Pump | 216763412 | HRCU-A-CB | 5TWR7024A1 | 5PX*B006AS3 | Ducted Indoor Units | 22000 | 15500 | 2.7 | 17400 | 2
TRANE | 17 Multi-Speed Heat Pump | 216765864 | HRCU-A-CB | 5TWR7024A1 | 5PX*B006AS3 | Ducted Indoor Units | 21400 | 15200 | 2.61 | 17100 | 2.05
TRANE | 17 Multi-Speed Heat Pump | 216763386 | HRCU-A-CB | 5TWR7024A1 | 5PX*B006AS3 | Ducted Indoor Units | 21400 | 15200 | 2.61 | 17100 | 2
TRANE | 17 Multi-Speed Heat Pump | 216765856 | HRCU-A-CB | 5TWR7024A1 | 5PX*B006AS3 | Ducted Indoor Units | 21800 | 15500 | 2.6 | 17400 | 2.08
TRANE | 17 Multi-Speed Heat Pump | 216765854 | HRCU-A-CB | 5TWR7024A1 | 5PX*B006AS3 | Ducted Indoor Units | 22000 | 15500 | 2.6 | 17500 | 2.08
TRANE | 17 Multi-Speed Heat Pump | 216765852 | HRCU-A-CB | 5TWR7024A1 | 5PX*B006AS3 | Ducted Indoor Units | 22000 | 15600 | 2.6 | 17500 | 2.08
TRANE | 17 Multi-Speed Heat Pump | 216763410 | HRCU-A-CB | 5TWR7024A1 | 5PX*B006AS3 | Ducted Indoor Units | 21800 | 15400 | 2.59 | 17300 | 2
TRANE | 17 Multi-Speed Heat Pump | 216763408 | HRCU-A-CB | 5TWR7024A1 | 5PX*B006AS3 | Ducted Indoor Units | 22000 | 15500 | 2.6 | 17500 | 2
TRANE | 17 Multi-Speed Heat Pump | 216763414 | HRCU-A-CB | 5TWR7024A1 | 5PX*B006AS3 | Ducted Indoor Units | 22000 | 15500 | 2.6 | 17500 | 2
TRANE | 17 Multi-Speed Heat Pump | 216763406 | HRCU-A-CB | 5TWR7024A1 | 5PX*B006AS3 | Ducted Indoor Units | 21800 | 15400 | 2.7 | 17300 | 2.1
TRANE | 17 Multi-Speed Heat Pump | 216763404 | HRCU-A-CB | 5TWR7024A1 | 5PX*B006AS3 | Ducted Indoor Units | 21800 | 15400 | 2.7 | 17400 | 2
TRANE | 17 Multi-Speed Heat Pump | 216763402 | HRCU-A-CB | 5TWR7024A1 | 5PX*B006AS3 | Ducted Indoor Units | 21400 | 15300 | 2.61 | 17200 | 2
TRANE | 17 Multi-Speed Heat Pump | 216763400 | HRCU-A-CB | 5TWR7024A1 | 5PX*B006AS3 | Ducted Indoor Units | 21400 | 15200 | 2.61 | 17100 | 2
TRANE | 17 Multi-Speed Heat Pump | 216765816 | HRCU-A-CB | 5TWR7024A1 | 5PX*B004AS3 | Ducted Indoor Units | 21800 | 15300 | 2.61 | 17200 | 2.02
TRANE | 17 Multi-Speed Heat Pump | 216765822 | HRCU-A-CB | 5TWR7024A1 | 5PX*B004AS3 | Ducted Indoor Units | 21200 | 15100 | 2.5 | 16900 | 1.96
TRANE | 17 Multi-Speed Heat Pump | 216765786 | HRCU-A-CB | 5TWR7024A1 | 5PX*B004AS3 | Ducted Indoor Units | 21800 | 15300 | 2.61 | 17200 | 2.02
TRANE | 17 Multi-Speed Heat Pump | 216763364 | HRCU-A-CB | 5TWR7024A1 | 5PX*B004AS3 | Ducted Indoor Units | 21800 | 15300 | 2.61 | 17200 | 2
TRANE | 17 Multi-Speed Heat Pump | 216763362 | HRCU-A-CB | 5TWR7024A1 | 5PX*B004AS3 | Ducted Indoor Units | 21800 | 15300 | 2.61 | 17200 | 2
TRANE | 17 Multi-Speed Heat Pump | 216763380 | HRCU-A-CB | 5TWR7024A1 | 5PX*B004AS3 | Ducted Indoor Units | 21200 | 15000 | 2.5 | 16900 | 1.9
TRANE | 17 Multi-Speed Heat Pump | 216763376 | HRCU-A-CB | 5TWR7024A1 | 5PX*B004AS3 | Ducted Indoor Units | 21200 | 15000 | 2.5 | 16900 | 1.9
TRANE | 17 Multi-Speed Heat Pump | 216765824 | HRCU-A-CB | 5TWR7024A1 | 5PX*B004AS3 | Ducted Indoor Units | 21800 | 15400 | 2.59 | 17200 | 2.02
TRANE | 17 Multi-Speed Heat Pump | 216763360 | HRCU-A-CB | 5TWR7024A1 | 5PX*B004AS3 | Ducted Indoor Units | 21800 | 15300 | 2.61 | 17200 | 2
TRANE | 17 Multi-Speed Heat Pump | 216763358 | HRCU-A-CB | 5TWR7024A1 | 5PX*B004AS3 | Ducted Indoor Units | 21800 | 15300 | 2.61 | 17200 | 2
TRANE | 17 Multi-Speed Heat Pump | 216763374 | HRCU-A-CB | 5TWR7024A1 | 5PX*B004AS3 | Ducted Indoor Units | 21200 | 15100 | 2.5 | 17000 | 1.9
TRANE | 17 Multi-Speed Heat Pump | 216763372 | HRCU-A-CB | 5TWR7024A1 | 5PX*B004AS3 | Ducted Indoor Units | 21400 | 15100 | 2.5 | 17000 | 1.9
TRANE | 17 Multi-Speed Heat Pump | 216763356 | HRCU-A-CB | 5TWR7024A1 | 5PX*B004AS3 | Ducted Indoor Units | 21800 | 15300 | 2.61 | 17300 | 2
TRANE | 17 Multi-Speed Heat Pump | 216763354 | HRCU-A-CB | 5TWR7024A1 | 5PX*B004AS3 | Ducted Indoor Units | 21800 | 15400 | 2.59 | 17300 | 2
TRANE | 17 Multi-Speed Heat Pump | 216765818 | HRCU-A-CB | 5TWR7024A1 | 5PX*B004AS3 | Ducted Indoor Units | 21200 | 15000 | 2.5 | 16900 | 1.96
TRANE | 17 Multi-Speed Heat Pump | 216763370 | HRCU-A-CB | 5TWR7024A1 | 5PX*B004AS3 | Ducted Indoor Units | 21200 | 15000 | 2.5 | 16900 | 1.9
TRANE | 17 Multi-Speed Heat Pump | 216764541 | HRCU-A-CB | 5TWR7024A1 | 5PX*B004AS3 | Ducted Indoor Units | 21400 | 15100 | 2.5 | 17000 | 1.9
TRANE | 17 Multi-Speed Heat Pump | 216764539 | HRCU-A-CB | 5TWR7024A1 | 5PX*B004AS3 | Ducted Indoor Units | 21400 | 15100 | 2.5 | 17000 | 1.9
TRANE | 17 Multi-Speed Heat Pump | 216764543 | HRCU-A-CB | 5TWR7024A1 | 5PX*B004AS3 | Ducted Indoor Units | 21600 | 15200 | 2.61 | 17100 | 2
TRANE | 17 Multi-Speed Heat Pump | 216764555 | HRCU-A-CB | 5TWR7024A1 | 5PX*B004AS3 | Ducted Indoor Units | 21600 | 15200 | 2.61 | 17100 | 2
TRANE | 17 Multi-Speed Heat Pump | 216764545 | HRCU-A-CB | 5TWR7024A1 | 5PX*B004AS3 | Ducted Indoor Units | 21800 | 15300 | 2.61 | 17200 | 2
TRANE | 17 Multi-Speed Heat Pump | 216764547 | HRCU-A-CB | 5TWR7024A1 | 5PX*B004AS3 | Ducted Indoor Units | 21800 | 15300 | 2.61 | 17200 | 2
TRANE | 17 Multi-Speed Heat Pump | 216764557 | HRCU-A-CB | 5TWR7024A1 | 5PX*B004AS3 | Ducted Indoor Units | 21400 | 15100 | 2.5 | 17000 | 1.9
TRANE | 17 Multi-Speed Heat Pump | 216763352 | HRCU-A-CB | 5TWR7024A1 | 5PX*B004AS3 | Ducted Indoor Units | 21400 | 15100 | 2.5 | 17000 | 1.9
TRANE | 17 Multi-Speed Heat Pump | 216764549 | HRCU-A-CB | 5TWR7024A1 | 5PX*B004AS3 | Ducted Indoor Units | 21600 | 15200 | 2.61 | 17100 | 2
TRANE | 17 Multi-Speed Heat Pump | 216763350 | HRCU-A-CB | 5TWR7024A1 | 5PX*B004AS3 | Ducted Indoor Units | 21600 | 15200 | 2.61 | 17100 | 2
TRANE | 17 Multi-Speed Heat Pump | 216764551 | HRCU-A-CB | 5TWR7024A1 | 5PX*B004AS3 | Ducted Indoor Units | 21600 | 15200 | 2.5 | 17100 | 1.9
TRANE | 17 Multi-Speed Heat Pump | 216763348 | HRCU-A-CB | 5TWR7024A1 | 5PX*B004AS3 | Ducted Indoor Units | 21600 | 15200 | 2.5 | 17100 | 1.9
TRANE | 17 Multi-Speed Heat Pump | 216764553 | HRCU-A-CB | 5TWR7024A1 | 5PX*B004AS3 | Ducted Indoor Units | 21800 | 15300 | 2.61 | 17200 | 2
TRANE | 17 Multi-Speed Heat Pump | 216763346 | HRCU-A-CB | 5TWR7024A1 | 5PX*B004AS3 | Ducted Indoor Units | 21800 | 15300 | 2.61 | 17200 | 2
TRANE | 17 Multi-Speed Heat Pump | 216765792 | HRCU-A-CB | 5TWR7024A1 | 5PX*B004AS3 | Ducted Indoor Units | 21800 | 15300 | 2.61 | 17200 | 2.02
TRANE | 17 Multi-Speed Heat Pump | 216765790 | HRCU-A-CB | 5TWR7024A1 | 5PX*B004AS3 | Ducted Indoor Units | 21800 | 15400 | 2.59 | 17300 | 2.02
TRANE | 17 Multi-Speed Heat Pump | 216765796 | HRCU-A-CB | 5TWR7024A1 | 5PX*B004AS3 | Ducted Indoor Units | 21800 | 15400 | 2.59 | 17300 | 2.02
TRANE | 17 Multi-Speed Heat Pump | 216763344 | HRCU-A-CB | 5TWR7024A1 | 5PX*B004AS3 | Ducted Indoor Units | 21400 | 15200 | 2.5 | 17000 | 1.9
TRANE | 17 Multi-Speed Heat Pump | 216763342 | HRCU-A-CB | 5TWR7024A1 | 5PX*B004AS3 | Ducted Indoor Units | 22000 | 15700 | 2.5 | 17600 | 1.9
TRANE | 17 Multi-Speed Heat Pump | 216763340 | HRCU-A-CB | 5TWR7024A1 | 5PX*B004AS3 | Ducted Indoor Units | 21800 | 15500 | 2.6 | 17300 | 2
TRANE | 17 Multi-Speed Heat Pump | 216763338 | HRCU-A-CB | 5TWR7024A1 | 5PX*B004AS3 | Ducted Indoor Units | 21800 | 15400 | 2.59 | 17300 | 2
TRANE | 17 Multi-Speed Heat Pump | 216763384 | HRCU-A-CB | 5TWR7024A1 | 5PX*B004AS3 | Ducted Indoor Units | 21600 | 15300 | 2.61 | 17200 | 2
TRANE | 17 Multi-Speed Heat Pump | 216763378 | HRCU-A-CB | 5TWR7024A1 | 5PX*B004AS3 | Ducted Indoor Units | 21800 | 15300 | 2.61 | 17200 | 2
TRANE | 38 Series | 9150127 | HRCU-A-CB-O | 4TXK3824A10NU** | 4MXW3824A10NU** | Mini-Splits | 24000 | 20000 | 2.85 | 24000 | 1.9
TRANE | 38 Series | 9150123 | HRCU-A-CB-O | 4TXK3812A10NU** | 4MXW3812A10NU** | Mini-Splits | 12200 | 10300 | 2.85 | 12000 | 1.91
TRANE | 38 Series | 204340354 | HRCU-A-CB-O | 4TXK3809B10NU** | 4MXW3809B10NU** | Mini-Splits | 9000 | 8200 | 2.9 | 13000 | 1.91
TRANE |  | 207820925 | HRCU-A-CB | 4TWL9048A1 | TEM8B0C60V51+TDR | Ducted Indoor Units | 43000 | 31200 | 3.17 | 24960 | 2.38
TRANE |  | 207804963 | HRCU-A-CB | 4TWL9048A1 | 4TXCD010DS3+P0V0D000M50SC+RP | Ducted Indoor Units | 43000 | 31400 | 3.24 | 24960 | 2.34
TRANE |  | 207804959 | HRCU-A-CB | 4TWL9048A1 | 4TXCC009DS3+P0V0C000M50SC+RP | Ducted Indoor Units | 43000 | 31600 | 3.28 | 25160 | 2.32
TRANE |  | 207804949 | HRCU-A-CB | 4TWL9048A1 | 4PX*DD60BS3+P0V0D000M50SC+RP | Ducted Indoor Units | 43000 | 31400 | 3.31 | 24920 | 2.28
TRANE |  | 207804931 | HRCU-A-CB | 4TWL9036A1 | 4PX*BU48BS3+P0V0A000M30SC+RP | Ducted Indoor Units | 31800 | 22000 | 2.54 | 18000 | 2.13
TRANE |  | 207804928 | HRCU-A-CB | 4TWL9036A1 | 4PX*BU36BS3+P0V0B000M40SC+RP | Ducted Indoor Units | 33200 | 22800 | 2.63 | 18560 | 2.14
TRANE |  | 207352630 | HRCU-A-CB | 4TWL9048A1 | 4PX*DU60BS3 | Ducted Indoor Units | 42000 | 30800 | 3.32 | 24600 | 2.24
TRANE |  | 201923708 | HRCU-A-CB | 4TWL9048A1 | TAM9A0C48V41 | Ducted Indoor Units | 43500 | 31600 | 3.33 | 25160 | 2.29
TRANE |  | 201922157 | HRCU-A-CB | 4TWL9048A1 | TEM8A0C48V41+TDR | Ducted Indoor Units | 43000 | 31400 | 3.17 | 25060 | 2.38
TRANE |  | 201922156 | HRCU-A-CB | 4TWL9048A1 | TAM9A0C60V51 | Ducted Indoor Units | 43500 | 31600 | 3.36 | 25120 | 2.27
TRANE |  | 201922155 | HRCU-A-CB | 4TWL9048A1 | TAM9A0C42V41 | Ducted Indoor Units | 43500 | 31600 | 3.76 | 25420 | 2.05
TRANE |  | 201922141 | HRCU-A-CB | 4TWL9048A1 | 4TXCD010DS3 | Ducted Indoor Units | 42000 | 30800 | 3.37 | 24660 | 2.19
TRANE |  | 201922139 | HRCU-A-CB | 4TWL9048A1 | 4TXCD010DS3 | Ducted Indoor Units | 43000 | 31800 | 3.33 | 25360 | 2.29
TRANE |  | 201922092 | HRCU-A-CB | 4TWL9048A1 | 4TXCC009DS3 | Ducted Indoor Units | 43500 | 31800 | 3.4 | 25320 | 2.25
TRANE |  | 201922059 | HRCU-A-CB | 4TWL9048A1 | 4PX*DU60BS3 | Ducted Indoor Units | 42000 | 31000 | 3.36 | 24760 | 2.21
TRANE |  | 201922011 | HRCU-A-CB | 4TWL9048A1 | 4PX*DU48BS3 | Ducted Indoor Units | 44000 | 32200 | 3.39 | 25720 | 2.28
TRANE |  | 201921995 | HRCU-A-CB | 4TWL9048A1 | 4PX*DU48BS3 | Ducted Indoor Units | 44000 | 32200 | 3.44 | 25920 | 2.27
TRANE |  | 201921974 | HRCU-A-CB | 4TWL9048A1 | 4PX*DD60BS3 | Ducted Indoor Units | 43000 | 31800 | 3.4 | 25360 | 2.25
TRANE |  | 201921943 | HRCU-A-CB | 4TWL9048A1 | 4PX*CU60BS3 | Ducted Indoor Units | 43500 | 32000 | 3.4 | 25560 | 2.27
TRANE |  | 201921940 | HRCU-A-CB | 4TWL9048A1 | 4PX*CU60BS3 | Ducted Indoor Units | 43500 | 31800 | 3.4 | 25320 | 2.25
TRANE |  | 201921938 | HRCU-A-CB | 4TWL9048A1 | 4PX*CU60BS3 | Ducted Indoor Units | 43500 | 31800 | 3.38 | 25560 | 2.27
TRANE |  | 201921904 | HRCU-A-CB | 4TWL9048A1 | 4PX*CD60BS3 | Ducted Indoor Units | 43500 | 31800 | 3.56 | 25760 | 2.17
TRANE |  | 201921676 | HRCU-A-CB | 4TWL9036A1 | 4PX*CD42BS3 | Ducted Indoor Units | 34000 | 23400 | 2.62 | 18360 | 2.15
TRANE |  | 210653434 | HRCU-A-CB | 4TWL9048A1 | 4TXCD010DS3 | Ducted Indoor Units | 43000 | 31800 | 3.33 | 25360 | 2.29
TRANE |  | 210653406 | HRCU-A-CB | 4TWL9048A1 | 4PX*CU60BS3 | Ducted Indoor Units | 43500 | 31800 | 3.4 | 25460 | 2.25
TRANE |  | 210653342 | HRCU-A-CB | 4TWL9036A1 | 4PX*CD42BS3 | Ducted Indoor Units | 34000 | 23400 | 2.62 | 18360 | 2.15
TRANE |  | 207804958 | HRCU-A-CB | 4TWL9048A1 | 4TXCC007DS3+P0V0C000M50SC+RP | Ducted Indoor Units | 44000 | 31800 | 3.33 | 25360 | 2.31
TRANE |  | 207804956 | HRCU-A-CB | 4TWL9048A1 | 4PX*DU60BS3+P0V0D000M50SC+RP | Ducted Indoor Units | 43000 | 31400 | 3.24 | 24960 | 2.34
TRANE |  | 207804953 | HRCU-A-CB | 4TWL9048A1 | 4PX*DU48BS3+P0V0C000M50SC+RP | Ducted Indoor Units | 42500 | 31200 | 3.34 | 24860 | 2.25
TRANE |  | 207804934 | HRCU-A-CB | 4TWL9036A1 | 4TXCB004DS3+P0V0B000M40SC+RP | Ducted Indoor Units | 33200 | 22800 | 2.63 | 18560 | 2.14
TRANE |  | 207804919 | HRCU-A-CB | 4TWL9036A1 | 4PX*BD36BS3+P0V0B000M40SC+RP | Ducted Indoor Units | 33800 | 23000 | 2.81 | 18620 | 2.02
TRANE |  | 207526358 | HRCU-A-CB | 4TWV8X48A1 | TEM8A0C48V41+TDR | Ducted Indoor Units | 43000 | 36600 | 4.55 | 28640 | 1.92
TRANE |  | 207352634 | HRCU-A-CB | 4TWL9048A1 | 4TXCD010DS3 | Ducted Indoor Units | 42000 | 30800 | 3.32 | 24600 | 2.24
TRANE |  | 201922159 | HRCU-A-CB | 4TWL9048A1 | TEM8A0D48V41+TDR | Ducted Indoor Units | 44000 | 32200 | 3.3 | 25280 | 2.32
TRANE |  | 201922145 | HRCU-A-CB | 4TWL9048A1 | 4TXCD010DS3 | Ducted Indoor Units | 43500 | 31800 | 3.4 | 25420 | 2.24
TRANE |  | 201922121 | HRCU-A-CB | 4TWL9048A1 | 4TXCD008DS3 | Ducted Indoor Units | 44000 | 32200 | 3.39 | 25720 | 2.28
TRANE |  | 201922099 | HRCU-A-CB | 4TWL9048A1 | 4TXCD008DS3 | Ducted Indoor Units | 44000 | 32200 | 3.47 | 25820 | 2.25
TRANE |  | 201922093 | HRCU-A-CB | 4TWL9048A1 | 4TXCC009DS3 | Ducted Indoor Units | 43500 | 31800 | 3.4 | 25460 | 2.25
TRANE |  | 201922081 | HRCU-A-CB | 4TWL9048A1 | 4TXCC007DS3 | Ducted Indoor Units | 44000 | 32200 | 3.47 | 25820 | 2.24
TRANE |  | 201922061 | HRCU-A-CB | 4TWL9048A1 | 4PX*DU60BS3 | Ducted Indoor Units | 43000 | 31600 | 3.38 | 25360 | 2.27
TRANE |  | 201922058 | HRCU-A-CB | 4TWL9048A1 | 4PX*DU60BS3 | Ducted Indoor Units | 42000 | 30800 | 3.37 | 24660 | 2.19
TRANE |  | 201921945 | HRCU-A-CB | 4TWL9048A1 | 4PX*CU60BS3 | Ducted Indoor Units | 43500 | 31800 | 3.4 | 25520 | 2.25
TRANE |  | 201921927 | HRCU-A-CB | 4TWL9048A1 | 4PX*CU48BS3 | Ducted Indoor Units | 44000 | 32200 | 3.47 | 25820 | 2.24
TRANE |  | 201921901 | HRCU-A-CB | 4TWL9048A1 | 4PX*CD60BS3 | Ducted Indoor Units | 43500 | 31800 | 3.5 | 25460 | 2.18
TRANE |  | 210653343 | HRCU-A-CB | 4TWL9036A1 | 4PX*CD42BS3+HORIZ-RT | Ducted Indoor Units | 33800 | 23600 | 2.6 | 18360 | 2.19
TRANE |  | 210649481 | HRCU-A-CB | 4TWL9036A1 | 4PX*CD42BS3+HORIZ-RT | Ducted Indoor Units | 34200 | 23600 | 2.66 | 18560 | 2.14
TRANE |  | 207820955 | HRCU-A-CB | 4TWV8X48A1 | TEM8B0C60V51+TDR | Ducted Indoor Units | 43000 | 36600 | 4.55 | 28640 | 1.92
TRANE |  | 207804962 | HRCU-A-CB | 4TWL9048A1 | 4TXCD010DS3+P0V0C000M50SC+RP | Ducted Indoor Units | 42000 | 30600 | 3.27 | 24360 | 2.26
TRANE |  | 207804961 | HRCU-A-CB | 4TWL9048A1 | 4TXCD008DS3+P0V0D000M50SC+RP | Ducted Indoor Units | 43500 | 32000 | 3.33 | 25420 | 2.33
TRANE |  | 207804955 | HRCU-A-CB | 4TWL9048A1 | 4PX*DU60BS3+P0V0C000M50SC+RP | Ducted Indoor Units | 42000 | 30600 | 3.27 | 24360 | 2.26
TRANE |  | 207804954 | HRCU-A-CB | 4TWL9048A1 | 4PX*DU48BS3+P0V0D000M50SC+RP | Ducted Indoor Units | 43500 | 31800 | 3.3 | 25220 | 2.31
TRANE |  | 207804943 | HRCU-A-CB | 4TWL9048A1 | 4PX*CU48BS3+P0V0C000M50SC+RP | Ducted Indoor Units | 44000 | 32000 | 3.35 | 25420 | 2.3
TRANE |  | 207804930 | HRCU-A-CB | 4TWL9036A1 | 4PX*BU42BS3+P0V0B000M40SC+RP | Ducted Indoor Units | 33400 | 23000 | 2.52 | 18760 | 2.23
TRANE |  | 207804929 | HRCU-A-CB | 4TWL9036A1 | 4PX*BU42BS3+P0V0A000M30SC+RP | Ducted Indoor Units | 32600 | 22200 | 2.54 | 18060 | 2.13
TRANE |  | 207352632 | HRCU-A-CB | 4TWL9048A1 | 4TXCC009DS3 | Ducted Indoor Units | 43500 | 31800 | 3.33 | 25360 | 2.29
TRANE |  | 207352631 | HRCU-A-CB | 4TWL9048A1 | 4TXCC007DS3 | Ducted Indoor Units | 44000 | 32000 | 3.37 | 25560 | 2.28
TRANE |  | 207352629 | HRCU-A-CB | 4TWL9048A1 | 4PX*DU48BS3 | Ducted Indoor Units | 42500 | 31200 | 3.41 | 24860 | 2.21
TRANE |  | 201922144 | HRCU-A-CB | 4TWL9048A1 | 4TXCD010DS3 | Ducted Indoor Units | 42000 | 30800 | 3.37 | 24660 | 2.19
TRANE |  | 201922140 | HRCU-A-CB | 4TWL9048A1 | 4TXCD010DS3 | Ducted Indoor Units | 42000 | 31000 | 3.36 | 24760 | 2.21
TRANE |  | 201922096 | HRCU-A-CB | 4TWL9048A1 | 4TXCC009DS3 | Ducted Indoor Units | 43500 | 31800 | 3.4 | 25560 | 2.26
TRANE |  | 201922094 | HRCU-A-CB | 4TWL9048A1 | 4TXCC009DS3 | Ducted Indoor Units | 43500 | 32000 | 3.4 | 25560 | 2.27
TRANE |  | 201922090 | HRCU-A-CB | 4TWL9048A1 | 4TXCC009DS3 | Ducted Indoor Units | 43500 | 31800 | 3.4 | 25520 | 2.25
TRANE |  | 201922060 | HRCU-A-CB | 4TWL9048A1 | 4PX*DU60BS3 | Ducted Indoor Units | 43000 | 31800 | 3.33 | 25360 | 2.29
TRANE |  | 201922034 | HRCU-A-CB | 4TWL9048A1 | 4PX*DU60BS3 | Ducted Indoor Units | 43500 | 31800 | 3.4 | 25420 | 2.26
TRANE |  | 201922014 | HRCU-A-CB | 4TWL9048A1 | 4PX*DU60BS3 | Ducted Indoor Units | 42000 | 31000 | 3.36 | 24760 | 2.21
TRANE |  | 201922008 | HRCU-A-CB | 4TWL9048A1 | 4PX*DU48BS3 | Ducted Indoor Units | 42500 | 31200 | 3.46 | 24920 | 2.16
TRANE |  | 201921926 | HRCU-A-CB | 4TWL9048A1 | 4PX*CU42BS3 | Ducted Indoor Units | 44500 | 32400 | 3.54 | 25880 | 2.19
TRANE |  | 201921911 | HRCU-A-CB | 4TWL9048A1 | 4PX*CD60BS3+HORIZ-RT | Ducted Indoor Units | 43500 | 31800 | 3.53 | 25520 | 2.19
TRANE |  | 201921900 | HRCU-A-CB | 4TWL9048A1 | 4PX*CD60BS3 | Ducted Indoor Units | 43500 | 31800 | 3.45 | 25460 | 2.22
TRANE |  | 207804935 | HRCU-A-CB | 4TWL9036A1 | 4TXCB006DS3+P0V0A000M30SC+RP | Ducted Indoor Units | 31800 | 22000 | 2.54 | 18000 | 2.13
TRANE |  | 211289102 | HRCU-A-CB | 4TWL9048A1 | 4PX*BU48BS3+P0V0B000M40SC+RP | Ducted Indoor Units | 43500 | 31400 | 3.54 | 26080 | 2.18
TRANE |  | 210653430 | HRCU-A-CB | 4TWL9048A1 | 4TXCC009DS3 | Ducted Indoor Units | 43500 | 31800 | 3.4 | 25460 | 2.25
TRANE |  | 210653418 | HRCU-A-CB | 4TWL9048A1 | 4PX*DU60BS3 | Ducted Indoor Units | 43000 | 31600 | 3.33 | 25160 | 2.29
TRANE |  | 210653396 | HRCU-A-CB | 4TWL9048A1 | 4PX*CD60BS3 | Ducted Indoor Units | 43500 | 31800 | 3.5 | 25460 | 2.18
TRANE |  | 210649484 | HRCU-A-CB | 4TWL9036A1 | 4PX*CD42BS3+HORIZ-RT | Ducted Indoor Units | 34000 | 23400 | 2.66 | 18360 | 2.12
TRANE |  | 210649475 | HRCU-A-CB | 4TWL9036A1 | 4PX*CD36BS3 | Ducted Indoor Units | 34200 | 23200 | 2.66 | 18360 | 2.1
TRANE |  | 210649460 | HRCU-A-CB | 4TWL9036A1 | 4PX*BD42BS3 | Ducted Indoor Units | 33800 | 23400 | 2.7 | 18660 | 2.1
TRANE |  | 208185441 | HRCU-A-CB | 4TWL9048A1 | 4TXCB006DS3+P0V0B000M40SC+RP | Ducted Indoor Units | 43500 | 31600 | 3.56 | 26180 | 2.17
TRANE |  | 207804960 | HRCU-A-CB | 4TWL9048A1 | 4TXCD008DS3+P0V0C000M50SC+RP | Ducted Indoor Units | 42500 | 31000 | 3.34 | 24560 | 2.22
TRANE |  | 207804950 | HRCU-A-CB | 4TWL9048A1 | 4PX*DD60BS3+P0V0C000M50SC+RP | Ducted Indoor Units | 42000 | 30600 | 3.35 | 24260 | 2.19
TRANE |  | 207804944 | HRCU-A-CB | 4TWL9048A1 | 4PX*CU60BS3+P0V0C000M50SC+RP | Ducted Indoor Units | 43000 | 31600 | 3.28 | 25160 | 2.32
TRANE |  | 207804942 | HRCU-A-CB | 4TWL9048A1 | 4PX*CU42BS3+P0V0C000M50SC+RP | Ducted Indoor Units | 44500 | 32400 | 3.44 | 25680 | 2.25
TRANE |  | 207804940 | HRCU-A-CB | 4TWL9048A1 | 4PX*CD60BS3+P0V0C000M50SC+RP | Ducted Indoor Units | 43500 | 31400 | 3.36 | 25020 | 2.25
TRANE |  | 207804922 | HRCU-A-CB | 4TWL9036A1 | 4PX*BD42BS3+P0V0B000M40SC+RP | Ducted Indoor Units | 33200 | 22800 | 2.72 | 18520 | 2.06
TRANE |  | 207804061 | HRCU-A-CB | 4TWL9048A1 | TEM8A0C42V41+TDR | Ducted Indoor Units | 44000 | 32000 | 3.42 | 25780 | 2.25
TRANE |  | 207352633 | HRCU-A-CB | 4TWL9048A1 | 4TXCD008DS3 | Ducted Indoor Units | 42500 | 31200 | 3.41 | 24760 | 2.2
TRANE |  | 207352628 | HRCU-A-CB | 4TWL9048A1 | 4PX*CU60BS3 | Ducted Indoor Units | 43500 | 31800 | 3.33 | 25360 | 2.29
TRANE |  | 207352627 | HRCU-A-CB | 4TWL9048A1 | 4PX*CU48BS3 | Ducted Indoor Units | 44000 | 32200 | 3.42 | 25660 | 2.28
TRANE |  | 201922143 | HRCU-A-CB | 4TWL9048A1 | 4TXCD010DS3 | Ducted Indoor Units | 43000 | 31600 | 3.38 | 25360 | 2.27
TRANE |  | 201922142 | HRCU-A-CB | 4TWL9048A1 | 4TXCD010DS3 | Ducted Indoor Units | 42000 | 30800 | 3.37 | 24500 | 2.2
TRANE |  | 201922135 | HRCU-A-CB | 4TWL9048A1 | 4TXCD010DS3 | Ducted Indoor Units | 42000 | 30800 | 3.39 | 24660 | 2.18
TRANE |  | 201922100 | HRCU-A-CB | 4TWL9048A1 | 4TXCD008DS3 | Ducted Indoor Units | 42500 | 31200 | 3.44 | 24960 | 2.18
TRANE |  | 201922056 | HRCU-A-CB | 4TWL9048A1 | 4PX*DU60BS3 | Ducted Indoor Units | 42000 | 30800 | 3.37 | 24760 | 2.2
TRANE |  | 201922028 | HRCU-A-CB | 4TWL9048A1 | 4PX*DU60BS3 | Ducted Indoor Units | 42000 | 30800 | 3.37 | 24660 | 2.19
TRANE |  | 201921946 | HRCU-A-CB | 4TWL9048A1 | 4PX*CU60BS3 | Ducted Indoor Units | 43500 | 31800 | 3.4 | 25460 | 2.25
TRANE |  | 210653435 | HRCU-A-CB | 4TWL9048A1 | 4TXCD010DS3 | Ducted Indoor Units | 42000 | 30800 | 3.37 | 24660 | 2.19
TRANE |  | 210653432 | HRCU-A-CB | 4TWL9048A1 | 4TXCD008DS3 | Ducted Indoor Units | 44000 | 32200 | 3.42 | 25620 | 2.28
TRANE |  | 210653417 | HRCU-A-CB | 4TWL9048A1 | 4PX*DU60BS3 | Ducted Indoor Units | 42000 | 30800 | 3.37 | 24660 | 2.19
TRANE |  | 210653415 | HRCU-A-CB | 4TWL9048A1 | 4PX*DU48BS3 | Ducted Indoor Units | 44000 | 32200 | 3.39 | 25720 | 2.28
TRANE |  | 210649482 | HRCU-A-CB | 4TWL9036A1 | 4PX*CD42BS3+HORIZ-RT | Ducted Indoor Units | 34000 | 23400 | 2.66 | 18360 | 2.12
TRANE |  | 210649480 | HRCU-A-CB | 4TWL9036A1 | 4PX*CD42BS3 | Ducted Indoor Units | 34000 | 23400 | 2.62 | 18360 | 2.15
TRANE |  | 210649461 | HRCU-A-CB | 4TWL9036A1 | 4PX*BD42BS3 | Ducted Indoor Units | 34000 | 23400 | 2.7 | 18560 | 2.11
TRANE |  | 207526359 | HRCU-A-CB | 4TWV8X48A1 | TEM8A0C60V51+TDR |  | 44500 | 36800 | 4.49 | 28520 | 1.92
TRANE |  | 207526400 | HRCU-A-CB | 4TWV8X36A1 | 4TXCB006DS3 |  | 33000 | 26600 | 3.3 | 21000 | 1.92
TRANE |  | 207526474 | HRCU-A-CB | 4TWV8X36A1 | 4TXCB006DS3 |  | 33000 | 26600 | 3.3 | 21000 | 1.92
TRANE |  | 207526475 | HRCU-A-CB | 4TWV8X36A1 | 4TXCB006DS3 |  | 32800 | 26400 | 3.31 | 20800 | 1.9
TRANE |  | 207526473 | HRCU-A-CB | 4TWV8X36A1 | 4TXCB006DS3 |  | 33000 | 26400 | 3.31 | 20740 | 1.9
TRANE |  | 207526880 | HRCU-A-CB | 4TWV0X36A1 | TEM6A0C36H31+TDR+RP |  | 30600 | 25000 | 3.08 | 19440 | 1.9
TRANE |  | 210692157 | HRCU-A-CB | 4TWL9048A1 | 4PX*DU60BS3 | Ducted Indoor Units | 42000 | 30800 | 3.37 | 24560 | 2.19
TRANE |  | 210691769 | HRCU-A-CB | 4TWL9048A1 | 4PX*DU60BS3 | Ducted Indoor Units | 43500 | 31800 | 3.35 | 25220 | 2.28
TRANE |  | 210692160 | HRCU-A-CB | 4TWL9048A1 | 4TXCD010DS3 | Ducted Indoor Units | 42000 | 31000 | 3.39 | 24760 | 2.21
TRANE |  | 211088801 | HRCU-A-CB | 4TWL9048A1 | 4TXCD010DS3 | Ducted Indoor Units | 42000 | 31000 | 3.39 | 24760 | 2.21
TRANE |  | 210691778 | HRCU-A-CB | 4TWL9048A1 | 4TXCD010DS3 | Ducted Indoor Units | 43500 | 31800 | 3.35 | 25260 | 2.28
TRANE |  | 207629143 | HRCU-A-CB-O | 4TXK2509A10N0** | 4MXW2509A10N0** | Mini-Splits | 11000 | 7300 | 2.61 | 9000 | 1.93
TRANE |  | 210435405 | HMSR-A-CB-O | 4TXM2118A12N0** |  | Non-Ducted Indoor Units | 18000 | 14700 | 2.63 | 13600 | 2.23
TRANE |  | 208141269 | HRCU-A-CB | 4TXD2036A10NU** | 4MXA2024A10NU** |  | 24000 | 16300 | 2.7 | 24000 | 2.1
TRANE |  | 207629149 | HRCU-A-CB-O | 4TXK2512A10N0** | 4MXW2512A10N0** | Mini-Splits | 12000 | 7700 | 2.59 | 9200 | 1.93
TRANE / MITSUBISHI ELECTRIC | M-Series | 207705482 | HRCU-A-CB-O | MUZ-GS15NA*** | NTXWST15B112** | Mini-Splits | 18000 | 12100 | 2.67 | 14000 | 2.03
TRANE / MITSUBISHI ELECTRIC | M-Series | 207705480 | HRCU-A-CB-O | MUZ-GS12NA*** | NTXWST12B112** | Mini-Splits | 14400 | 9000 | 2.64 | 10100 | 2
TRANE / MITSUBISHI ELECTRIC | Smart Multi | 211016479 | HMSV-A-CB | NTXMSM60A182B* |  | Mixed Ducted and Non-Ducted Indoor Units | 66000 | 41000 | 2.69 | 46500 | 1.9
TRANE / MITSUBISHI ELECTRIC | Smart Multi | 211016469 | HMSV-A-CB | NTXMSH36A142B* |  | Mixed Ducted and Non-Ducted Indoor Units | 42000 | 29600 | 2.74 | 38500 | 1.92
TRANE / MITSUBISHI ELECTRIC | Smart Multi | 211016472 | HMSV-A-CB | NTXMSH42A152B* |  | Mixed Ducted and Non-Ducted Indoor Units | 48000 | 32000 | 2.63 | 44000 | 1.92
TRANE / MITSUBISHI ELECTRIC | M-Series | 209832988 | HRCU-A-CB-O | NTXSPB09B112A* | MSZ-FS09NA*** | Mini-Splits | 9600 | 5900 | 2.98 | 11590 | 2.21
TRANE / MITSUBISHI ELECTRIC | Smart Multi | 211016627 | HMSV-A-CB | NTXMSM48A182B* |  | Mixed Ducted and Non-Ducted Indoor Units | 50000 | 33200 | 2.54 | 35400 | 2.02
TRANE / MITSUBISHI ELECTRIC | Smart Multi | 211016466 | HMSV-A-CB | NTXMSM36A142B* |  | Mixed Ducted and Non-Ducted Indoor Units | 41000 | 26400 | 2.73 | 29000 | 2.1
TRANE / MITSUBISHI ELECTRIC | M-Series | 209832980 | HRCU-A-CB-O | MUZ-FS06NA*** | NTXWPH06B112A* | Mini-Splits | 8700 | 5900 | 4.43 | 10500 | 2.46
TRANE / MITSUBISHI ELECTRIC | M-Series | 209832985 | HRCU-A-CB-O | MUZ-FS09NA*** | NTXWPH09B112A* | Mini-Splits | 9600 | 5900 | 3.84 | 11590 | 2.41
TRANE / MITSUBISHI ELECTRIC | M-Series | 209832990 | HRCU-A-CB-O | MUZ-FS12NA*** | NTXWPH12B112A* | Mini-Splits | 12300 | 8400 | 4.04 | 14690 | 2.42
TRANE / MITSUBISHI ELECTRIC | M-Series | 209832995 | HRCU-A-CB-O | MUZ-FS15NA*** | NTXWPH15B112A* | Mini-Splits | 16000 | 10000 | 3.53 | 19360 | 2.17
TRANE / MITSUBISHI ELECTRIC | M-Series | 209833000 | HRCU-A-CB-O | MUZ-FS18NA*** | NTXWPH18B112A* | Mini-Splits | 19000 | 12800 | 3.23 | 23000 | 2.15
TRANE / MITSUBISHI ELECTRIC | M-Series | 207705479 | HRCU-A-CB-O | MUZ-GS09NA*** | NTXWST09B112** | Mini-Splits | 10900 | 6500 | 2.61 | 7900 | 2.12
TRANE / MITSUBISHI ELECTRIC | M-Series | 207705492 | HRCU-A-CB-O | MUZ-GS09NAHZ*** | NTXWST09B112** | Mini-Splits | 9600 | 5700 | 2.57 | 9600 | 2.01
TRANE / MITSUBISHI ELECTRIC | M-Series | 207705495 | HRCU-A-CB-O | MUZ-GS15NAHZ*** | NTXWST15B112** | Mini-Splits | 14000 | 8700 | 2.68 | 14000 | 1.91
TRANE / MITSUBISHI ELECTRIC | M-Series | 207705484 | HRCU-A-CB-O | MUZ-GS24NA*** | NTXWST24B112** | Mini-Splits | 27600 | 17600 | 2.67 | 19640 | 2.25
TRANE / MITSUBISHI ELECTRIC | M-Series | 207705497 | HRCU-A-CB-O | MUZ-GS24NAHZ*** | NTXWST24B112** | Mini-Splits | 21200 | 13300 | 2.78 | 21200 | 1.95
TRANE / MITSUBISHI ELECTRIC | Smart Multi | 211016465 | HMSV-A-CB | NTXMSM36A142B* |  | Ducted Indoor Units | 41000 | 26600 | 2.7 | 29000 | 2
TRANE / MITSUBISHI ELECTRIC | NV-Series | 207702735 | HRCU-A-CB | NTXSKH12A112** | PEAD-A12AA* | Mini-Splits | 15000 | 8800 | 2.66 | 15000 | 2.09
TRANE / MITSUBISHI ELECTRIC | NV-Series | 207702736 | HRCU-A-CB | NTXSKH12A112** | TPEADA0121AA*** | Mini-Splits | 15000 | 8800 | 2.66 | 15000 | 2.09
TRANE / MITSUBISHI ELECTRIC | M-Series | 207702749 | HRCU-A-CB | NTXSKH24A112** | TPEADA0241AA*** | Mini-Splits | 28000 | 18000 | 2.51 | 25000 | 3.84
TRANE / MITSUBISHI ELECTRIC | M-Series | 209832983 | HRCU-A-CB-O | NTXSPB06B112A* | MSZ-FS06NA*** | Mini-Splits | 8700 | 5900 | 3.33 | 10500 | 2.23
TRANE / MITSUBISHI ELECTRIC | M-Series | 209832993 | HRCU-A-CB-O | NTXSPB12B112A* | MSZ-FS12NA*** | Mini-Splits | 12300 | 8400 | 3.33 | 14690 | 2.25
TRANE / MITSUBISHI ELECTRIC | M-Series | 209832998 | HRCU-A-CB-O | NTXSPB15B112A* | MSZ-FS15NA*** | Mini-Splits | 16000 | 10000 | 3.08 | 19360 | 2.08
TRANE / MITSUBISHI ELECTRIC | M-Series | 209833003 | HRCU-A-CB-O | NTXSPB18B112A* | MSZ-FS18NA*** | Mini-Splits | 19000 | 12800 | 2.93 | 23000 | 2.07
TRANE / MITSUBISHI ELECTRIC | M-Series | 209832258 | HRCU-A-CB-O | NTXSPH06B112A* | NTXWPH06B112A* | Mini-Splits | 8700 | 5900 | 4.43 | 10500 | 2.46
TRANE / MITSUBISHI ELECTRIC | M-Series | 209832981 | HRCU-A-CB-O | NTXSPH06B112A* | MSZ-FS06NA*** | Mini-Splits | 8700 | 5900 | 4.43 | 10500 | 2.46
TRANE / MITSUBISHI ELECTRIC | M-Series | 209832982 | HRCU-A-CB-O | NTXSPH06B112A* | NAXWPH06B112A* | Mini-Splits | 8700 | 5900 | 4.43 | 10500 | 2.46
TRANE / MITSUBISHI ELECTRIC | M-Series | 209832259 | HRCU-A-CB-O | NTXSPH09B112A* | NTXWPH09B112A* | Mini-Splits | 9600 | 5900 | 3.84 | 11590 | 2.41
TRANE / MITSUBISHI ELECTRIC | M-Series | 209832986 | HRCU-A-CB-O | NTXSPH09B112A* | MSZ-FS09NA*** | Mini-Splits | 9600 | 5900 | 3.84 | 11590 | 2.41
TRANE / MITSUBISHI ELECTRIC | M-Series | 209832987 | HRCU-A-CB-O | NTXSPH09B112A* | NAXWPH09B112A* | Mini-Splits | 9600 | 5900 | 3.84 | 11590 | 2.41
TRANE / MITSUBISHI ELECTRIC | M-Series | 209832260 | HRCU-A-CB-O | NTXSPH12B112A* | NTXWPH12B112A* | Mini-Splits | 12300 | 8400 | 4.04 | 14690 | 2.42
TRANE / MITSUBISHI ELECTRIC | M-Series | 209832991 | HRCU-A-CB-O | NTXSPH12B112A* | MSZ-FS12NA*** | Mini-Splits | 12300 | 8400 | 4.04 | 14690 | 2.42
TRANE / MITSUBISHI ELECTRIC | M-Series | 209832992 | HRCU-A-CB-O | NTXSPH12B112A* | NAXWPH12B112A* | Mini-Splits | 12300 | 8400 | 4.04 | 14690 | 2.42
TRANE / MITSUBISHI ELECTRIC | M-Series | 209832261 | HRCU-A-CB-O | NTXSPH15B112A* | NTXWPH15B112A* | Mini-Splits | 16000 | 10000 | 3.53 | 19360 | 2.17
TRANE / MITSUBISHI ELECTRIC | M-Series | 209832996 | HRCU-A-CB-O | NTXSPH15B112A* | MSZ-FS15NA*** | Mini-Splits | 16000 | 10000 | 3.53 | 19360 | 2.17
TRANE / MITSUBISHI ELECTRIC | M-Series | 209832997 | HRCU-A-CB-O | NTXSPH15B112A* | NAXWPH15B112A* | Mini-Splits | 16000 | 10000 | 3.53 | 19360 | 2.17
TRANE / MITSUBISHI ELECTRIC | M-Series | 209832262 | HRCU-A-CB-O | NTXSPH18B112A* | NTXWPH18B112A* | Mini-Splits | 19000 | 12800 | 3.23 | 23000 | 2.15
TRANE / MITSUBISHI ELECTRIC | M-Series | 209833001 | HRCU-A-CB-O | NTXSPH18B112A* | MSZ-FS18NA*** | Mini-Splits | 19000 | 12800 | 3.23 | 23000 | 2.15
TRANE / MITSUBISHI ELECTRIC | M-Series | 209833002 | HRCU-A-CB-O | NTXSPH18B112A* | NAXWPH18B112A* | Mini-Splits | 19000 | 12800 | 3.23 | 23000 | 2.15
TRANE / MITSUBISHI ELECTRIC | M-Series | 207705524 | HRCU-A-CB-O | NTXSSH09A112** | MSZ-GS09NA*** | Mini-Splits | 9600 | 5700 | 2.57 | 9600 | 2.01
TRANE / MITSUBISHI ELECTRIC | M-Series | 207705529 | HRCU-A-CB-O | NTXSSH09A112** | NTXWST09B112** | Mini-Splits | 9600 | 5700 | 2.57 | 9600 | 2.01
TRANE / MITSUBISHI ELECTRIC | M-Series | 207705536 | HRCU-A-CB-O | NTXSSH09A112** | NAXWST09B112** | Mini-Splits | 9600 | 5700 | 2.57 | 9600 | 2.01
TRANE / MITSUBISHI ELECTRIC | M-Series | 207705526 | HRCU-A-CB-O | NTXSSH15A112** | MSZ-GS15NA*** | Mini-Splits | 14000 | 8700 | 2.68 | 14000 | 1.91
TRANE / MITSUBISHI ELECTRIC | M-Series | 207705532 | HRCU-A-CB-O | NTXSSH15A112** | NTXWST15B112** | Mini-Splits | 14000 | 8700 | 2.68 | 14000 | 1.91
TRANE / MITSUBISHI ELECTRIC | M-Series | 207705539 | HRCU-A-CB-O | NTXSSH15A112** | NAXWST15B112** | Mini-Splits | 14000 | 8700 | 2.68 | 14000 | 1.91
TRANE / MITSUBISHI ELECTRIC | M-Series | 207705528 | HRCU-A-CB-O | NTXSSH24A112** | MSZ-GS24NA*** | Mini-Splits | 21200 | 13300 | 2.78 | 21200 | 1.95
TRANE / MITSUBISHI ELECTRIC | M-Series | 207705535 | HRCU-A-CB-O | NTXSSH24A112** | NTXWST24B112** | Mini-Splits | 21200 | 13300 | 2.78 | 21200 | 1.95
TRANE / MITSUBISHI ELECTRIC | M-Series | 207705541 | HRCU-A-CB-O | NTXSSH24A112** | NAXWST24B112** | Mini-Splits | 21200 | 13300 | 2.78 | 21200 | 1.95
TRANE / MITSUBISHI ELECTRIC | M-Series | 207705517 | HRCU-A-CB-O | NTXSST09B112** | NAXWST09B112** | Mini-Splits | 10900 | 6500 | 2.61 | 7900 | 2.12
TRANE / MITSUBISHI ELECTRIC | M-Series | 207705511 | HRCU-A-CB-O | NTXSST09B112** | NTXWST09B112** | Mini-Splits | 10900 | 6500 | 2.61 | 7900 | 2.12
TRANE / MITSUBISHI ELECTRIC | M-Series | 207705505 | HRCU-A-CB-O | NTXSST09B112** | MSZ-GS09NA*** | Mini-Splits | 10900 | 6500 | 2.61 | 7900 | 2.12
TRANE / MITSUBISHI ELECTRIC | M-Series | 207705520 | HRCU-A-CB-O | NTXSST15B112** | NAXWST15B112** | Mini-Splits | 18000 | 12100 | 2.67 | 14400 | 2.09
TRANE / MITSUBISHI ELECTRIC | M-Series | 207705513 | HRCU-A-CB-O | NTXSST15B112** | NTXWST15B112** | Mini-Splits | 18000 | 12100 | 2.67 | 14400 | 2.09
TRANE / MITSUBISHI ELECTRIC | M-Series | 207705508 | HRCU-A-CB-O | NTXSST15B112** | MSZ-GS15NA*** | Mini-Splits | 18000 | 12100 | 2.67 | 14400 | 2.09
TRANE / MITSUBISHI ELECTRIC | M-Series | 207705522 | HRCU-A-CB-O | NTXSST24B112** | NAXWST24B112** | Mini-Splits | 27600 | 17600 | 2.67 | 19640 | 2.25
TRANE / MITSUBISHI ELECTRIC | M-Series | 207705516 | HRCU-A-CB-O | NTXSST24B112** | NTXWST24B112** | Mini-Splits | 27600 | 17600 | 2.67 | 19640 | 2.25
TRANE / MITSUBISHI ELECTRIC | M-Series | 207705510 | HRCU-A-CB-O | NTXSST24B112** | MSZ-GS24NA*** | Mini-Splits | 27600 | 17600 | 2.67 | 19640 | 2.25
TRANE / MITSUBISHI ELECTRIC | P-Series H2i | 206717836 | HRCU-A-CB-O | PUZ-HA24NHA1 | TPLA0A0241EA70A | Mini-Splits | 28000 | 17300 | 2.79 | 26000 | 1.92
TRANE / MITSUBISHI ELECTRIC | P-Series H2i | 206717835 | HRCU-A-CB-O | PUZ-HA24NHA1 | TPKA0A0241KA70A | Mini-Splits | 28000 | 17200 | 2.51 | 26000 | 1.91
TRANE / MITSUBISHI ELECTRIC | P-Series H2i | 206717855 | HRCU-A-CB | PUZ-HA36NKA | TPVA0A0361AA70A | Mini-Splits | 40000 | 24600 | 2.55 | 38000 | 2
TRANE / MITSUBISHI ELECTRIC | P-Series H2i | 206717854 | HRCU-A-CB-O | PUZ-HA36NKA | TPLA0A0361EA70A | Mini-Splits | 40000 | 24200 | 2.62 | 38000 | 2.04
TRANE / MITSUBISHI ELECTRIC | M-Series | 207702807 | HRCU-A-CB | SUZ-KA12NAHZ | TPEADA0121AA*** | Mini-Splits | 15000 | 8800 | 2.66 | 15000 | 2.09
TRANE / MITSUBISHI ELECTRIC | P-Series | 207702848 | HRCU-A-CB | TRUZH0241HA10** | TPEADA0241AA*** | Mini-Splits | 28000 | 18000 | 2.51 | 25000 | 1.91
TRANE / MITSUBISHI ELECTRIC | P-Series | 206720350 | HRCU-A-CB-O | TRUZH0241HA10** | PLA-A24EA**** | Mini-Splits | 28000 | 17300 | 2.79 | 26000 | 1.92
TRANE / MITSUBISHI ELECTRIC | P-Series H2i | 211497074 | HRCU-A-CB-O | TRUZH0241HA10NA | TPLA0A0241EA*** | Mini-Splits | 28000 | 17300 | 2.79 | 26000 | 1.92
TRANE / MITSUBISHI ELECTRIC | P-Series | 206720356 | HRCU-A-CB | TRUZH0361KA00** | PVA-A36AA**** | Mini-Splits | 40000 | 24600 | 2.55 | 38000 | 2
TRANE / MITSUBISHI ELECTRIC | P-Series | 206720355 | HRCU-A-CB-O | TRUZH0361KA00** | PLA-A36EA**** | Mini-Splits | 40000 | 24200 | 2.62 | 38000 | 2.04
TRANE / MITSUBISHI ELECTRIC | P-Series H2i | 211497058 | HRCU-A-CB | TRUZH0361KA00NA | TPVA0A0361AA*** | Mini-Splits | 40000 | 24600 | 2.55 | 38000 | 2
TRANE / MITSUBISHI ELECTRIC | P-Series H2i | 211497076 | HRCU-A-CB-O | TRUZH0361KA00NA | TPLA0A0361EA*** | Mini-Splits | 40000 | 24200 | 2.62 | 38000 | 2.04
TRANE / MITSUBISHI ELECTRIC | Smart Multi | 213248961 | HMSR-A-CB-O | NTXMSM60A182B** |  | Non-Ducted Indoor Units | 66000 | 41500 | 2.9 | 46500 | 2
TRANE / MITSUBISHI ELECTRIC | Smart Multi | 213248960 | HMSR-A-CB-O | NTXMSM60A182A** |  | Non-Ducted Indoor Units | 66000 | 41500 | 2.9 | 46500 | 2
TRANE / MITSUBISHI ELECTRIC | Smart Multi | 213248954 | HMSR-A-CB-O | NTXMSM48A182B** |  | Non-Ducted Indoor Units | 50000 | 31400 | 2.7 | 35400 | 2.1
TRANE / MITSUBISHI ELECTRIC | Smart Multi | 213248944 | HMSR-A-CB-O | NTXMSM36A142B** |  | Non-Ducted Indoor Units | 41000 | 26400 | 2.79 | 29000 | 2.2
TRANE / MITSUBISHI ELECTRIC | Smart Multi | 213248958 | HMSR-A-CB-O | NTXMSH48A182B** |  | Non-Ducted Indoor Units | 54000 | 39000 | 2.7 | 47000 | 2
TRANE / MITSUBISHI ELECTRIC | Nv-Series | 213248956 | HMSR-A-CB-O | NTXMSH48A182A** |  | Non-Ducted Indoor Units | 54000 | 39000 | 2.7 | 47000 | 2
TRANE / MITSUBISHI ELECTRIC | Smart Multi | 213248950 | HMSR-A-CB-O | NTXMSH42A152B** |  | Non-Ducted Indoor Units | 48000 | 32000 | 2.8 | 44000 | 2
TRANE / MITSUBISHI ELECTRIC | Smart Multi | 213248949 | HMSR-A-CB-O | NTXMSH42A152A** |  | Non-Ducted Indoor Units | 48000 | 32000 | 2.8 | 44000 | 2
TRANE / MITSUBISHI ELECTRIC | Smart Multi | 213248947 | HMSR-A-CB-O | NTXMSH36A142B** |  | Non-Ducted Indoor Units | 42000 | 32600 | 2.79 | 38500 | 2
TRANE / MITSUBISHI ELECTRIC | Smart Multi | 213248946 | HMSR-A-CB-O | NTXMSH36A142A** |  | Non-Ducted Indoor Units | 42000 | 32600 | 2.8 | 38500 | 2
TRANE / MITSUBISHI ELECTRIC | M-Series | 213361522 | HRCU-A-CB-O | NTXSPB18B112A* | NTXWPH18B112A* | Mini-Splits | 19000 | 12800 | 2.93 | 23000 | 2.07
TRANE / MITSUBISHI ELECTRIC | M-Series | 213361523 | HRCU-A-CB-O | NTXSPB18B112A* | NAXWPH18B112A* | Mini-Splits | 19000 | 12800 | 2.93 | 23000 | 2.07
TRANE / MITSUBISHI ELECTRIC | M-Series | 213361520 | HRCU-A-CB-O | NTXSPB15B112A* | NTXWPH15B112A* | Mini-Splits | 16000 | 10000 | 3.08 | 19360 | 2.08
TRANE / MITSUBISHI ELECTRIC | M-Series | 213361521 | HRCU-A-CB-O | NTXSPB15B112A* | NAXWPH15B112A* | Mini-Splits | 16000 | 10000 | 3.08 | 19360 | 2.08
TRANE / MITSUBISHI ELECTRIC | M-Series | 213361518 | HRCU-A-CB-O | NTXSPB12B112A* | NTXWPH12B112A* | Mini-Splits | 12300 | 8400 | 3.33 | 14690 | 2.25
TRANE / MITSUBISHI ELECTRIC | M-Series | 213361519 | HRCU-A-CB-O | NTXSPB12B112A* | NAXWPH12B112A* | Mini-Splits | 12300 | 8400 | 3.33 | 14690 | 2.25
TRANE / MITSUBISHI ELECTRIC | M-Series | 213361516 | HRCU-A-CB-O | NTXSPB09B112A* | NTXWPH09B112A* | Mini-Splits | 9600 | 5900 | 2.98 | 11590 | 2.21
TRANE / MITSUBISHI ELECTRIC | M-Series | 213361517 | HRCU-A-CB-O | NTXSPB09B112A* | NAXWPH09B112A* | Mini-Splits | 9600 | 5900 | 2.98 | 11590 | 2.21
TRANE / MITSUBISHI ELECTRIC | M-Series | 213361514 | HRCU-A-CB-O | NTXSPB06B112A* | NTXWPH06B112A* | Mini-Splits | 8700 | 5900 | 3.33 | 10500 | 2.23
TRANE / MITSUBISHI ELECTRIC | M-Series | 213361515 | HRCU-A-CB-O | NTXSPB06B112A* | NAXWPH06B112A* | Mini-Splits | 8700 | 5900 | 3.33 | 10500 | 2.23
TRANE / MITSUBISHI ELECTRIC | NV-Series | 212925516 | HMSR-A-CB-O | NTXMPH30A132C** |  | Non-Ducted Indoor Units | 28600 | 18000 | 2.65 | 28600 | 1.95
TRANE / MITSUBISHI ELECTRIC | NV-Series | 212925533 | HMSR-A-CB-O | NTXMPH24A132C** |  | Non-Ducted Indoor Units | 25000 | 14500 | 2.62 | 25000 | 1.95
TRANE / MITSUBISHI ELECTRIC | M-Series | 213879429 | HRCU-A-CB-O | MUZ-FS18NAH*** | NTXWPH18B112A* | Mini-Splits | 19000 | 12800 | 2.93 | 23000 | 2.07
TRANE / MITSUBISHI ELECTRIC | M-Series | 213879428 | HRCU-A-CB-O | MUZ-FS15NAH*** | NTXWPH15B112A* | Mini-Splits | 16000 | 10000 | 3.08 | 19360 | 2.08
TRANE / MITSUBISHI ELECTRIC | M-Series | 213879427 | HRCU-A-CB-O | MUZ-FS12NAH*** | NTXWPH12B112A* | Mini-Splits | 12300 | 8400 | 3.33 | 14690 | 2.25
TRANE / MITSUBISHI ELECTRIC | M-Series | 213879426 | HRCU-A-CB-O | MUZ-FS09NAH*** | NTXWPH09B112A* | Mini-Splits | 9600 | 5900 | 2.98 | 11590 | 2.21
TRANE / MITSUBISHI ELECTRIC | M-Series | 213879425 | HRCU-A-CB-O | MUZ-FS06NAH*** | NTXWPH06B112A* | Mini-Splits | 8700 | 5900 | 3.33 | 10500 | 2.23
TRANE / MITSUBISHI ELECTRIC |  | 211497108 | HRCU-A-CB-O | TRUZA0361KA70** | TPLA0A0361EA*** | Mini-Splits | 42000 | 22000 | 2.59 | 21600 | 2.43
TRANE / MITSUBISHI ELECTRIC |  | 211497105 | HRCU-A-CB-O | TRUZA0301HA70** | TPLA0A0301EA*** | Mini-Splits | 32600 | 18100 | 2.82 | 16800 | 2.9
TRANE / MITSUBISHI ELECTRIC |  | 211497100 | HRCU-A-CB-O | TRUZA0241HA70** | TPCA0A0241KA*** | Mini-Splits | 28000 | 15400 | 2.65 | 14900 | 2.3
TRANE / MITSUBISHI ELECTRIC |  | 211497101 | HRCU-A-CB-O | TRUZA0241HA70** | TPKA0A0241KA*** | Mini-Splits | 28000 | 15700 | 2.63 | 15200 | 1.94
TRANE / MITSUBISHI ELECTRIC | P-Series | 211497113 | HRCU-A-CB | TRUZA0241HA70** | TPVA0A0241AA*** | Mini-Splits | 28000 | 15000 | 2.5 | 14500 | 2.24
TRANE / MITSUBISHI ELECTRIC | P-Series | 211497102 | HRCU-A-CB-O | TRUZA0241HA70** | TPLA0A0241EA*** | Mini-Splits | 29000 | 14900 | 2.73 | 13000 | 2.72
TRANE / MITSUBISHI ELECTRIC |  | 207702832 | HRCU-A-CB | TRUZA0241HA70** | TPEADA0241AA*** | Mini-Splits | 29400 | 15400 | 2.51 | 14300 | 2.33
TRANE / MITSUBISHI ELECTRIC | M-Series | 207699145 | HRCU-A-CB-O | NTXSKS09A112** | NTXUKS09A112** | Mini-Splits | 12000 | 7700 | 3.22 | 6100 | 3.08
TRANE / MITSUBISHI ELECTRIC | Smart Multi | 207525860 | HMSV-A-CB | NTXMSM36A142A* |  | Mixed Ducted and Non-Ducted Indoor Units | 42000 | 26400 | 2.73 | 25200 | 2.09
TRANE / MITSUBISHI ELECTRIC | Smart Multi | 207518839 | HMSR-A-CB-O | NTXMSM48A182A* |  | Non-Ducted Indoor Units | 54000 | 31400 | 2.7 | 32400 | 2.1
TRANE / MITSUBISHI ELECTRIC | Smart Multi | 207517169 | HMSR-A-CB-O | NTXMSM60A182A* |  | Non-Ducted Indoor Units | 66000 | 41500 | 2.9 | 57000 | 2
TRANE / MITSUBISHI ELECTRIC | Smart Multi | 207517163 | HMSR-A-CB-O | NTXMSH36A142A* |  | Non-Ducted Indoor Units | 42000 | 32600 | 2.8 | 42000 | 2
TRANE / MITSUBISHI ELECTRIC | Smart Multi | 207525863 | HMSV-A-CB | NTXMSM48A182A* |  | Mixed Ducted and Non-Ducted Indoor Units | 54000 | 33200 | 2.53 | 32400 | 2.04
TRANE / MITSUBISHI ELECTRIC | Smart Multi | 207518835 | HMSV-A-CB | NTXMSM36A142A* |  | Ducted Indoor Units | 42000 | 26600 | 2.7 | 25200 | 1.99
TRANE / MITSUBISHI ELECTRIC | Smart Multi | 207517164 | HMSR-A-CB-O | NTXMSH42A152A* |  | Non-Ducted Indoor Units | 48000 | 32000 | 2.8 | 48000 | 2
TRANE / MITSUBISHI ELECTRIC | NV-Series | 202373719 | HRCU-A-CB-O | NTXSPF18A112A* | NTXFKS18A112A* | Mini-Splits | 21000 | 12800 | 2.62 | 21000 | 2.05
TRANE / MITSUBISHI ELECTRIC | NV-Series | 202373717 | HRCU-A-CB-O | NTXSPF12A112A* | NTXFKS12A112A* |  | 13000 | 8800 | 2.77 | 13000 | 2.1
TRANE / MITSUBISHI ELECTRIC | Nv-Series | 207525861 | HMSV-A-CB | NTXMSH36A142A* |  | Mixed Ducted and Non-Ducted Indoor Units | 42000 | 29600 | 2.75 | 42000 | 1.95
TRANE / MITSUBISHI ELECTRIC | Nv-Series | 207517167 | HMSR-A-CB-O | NTXMSH48A182A* |  | Non-Ducted Indoor Units | 54000 | 39000 | 2.7 | 54000 | 2
TRANE / MITSUBISHI ELECTRIC | Smart Multi | 207517162 | HMSR-A-CB-O | NTXMSM36A142A* |  | Non-Ducted Indoor Units | 42000 | 26400 | 2.8 | 25200 | 2.2
TRANE / MITSUBISHI ELECTRIC | M-Series H2i | 202373716 | HRCU-A-CB-O | NTXSPF09A112A* | NTXFKS09A112A* |  | 11000 | 7500 | 2.75 | 11000 | 2.01
TRANE / MITSUBISHI ELECTRIC |  | 212925488 | HMSR-A-CB-O | NTXMMX20A122C** |  | Non-Ducted Indoor Units | 22000 | 13500 | 2.91 | 11100 | 2.03
TRANE / MITSUBISHI ELECTRIC |  | 209424923 | HMSR-A-CB-O | NTXMMX20A122C* |  | Non-Ducted Indoor Units | 22000 | 13500 | 2.91 | 11100 | 2.03
TRANE / MITSUBISHI ELECTRIC | NV-Series | 207702760 | HRCU-A-CB | NTXSKS12A112** | TPEADA0121AA*** | Mini-Splits | 15000 | 9700 | 2.66 | 7900 | 2.86
TRANE / MITSUBISHI ELECTRIC | Smart Multi | 207518837 | HMSV-A-CB | NTXMSH36A142A* |  | Ducted Indoor Units | 42000 | 26600 | 2.7 | 42000 | 1.9
TRANE / MITSUBISHI ELECTRIC | M-Series | 207705483 | HRCU-A-CB-O | MUZ-GS18NA*** | NTXWST18B112** | Mini-Splits | 21600 | 13300 | 2.67 | 14780 | 2.27
TRANE / MITSUBISHI ELECTRIC | NV-Series | 211497097 | HRCU-A-CB-O | NTXSKS09A112AA | NTXCKS09A112** | Mini-Splits | 11000 | 6900 | 2.5 | 5600 | 3.04
TRANE / MITSUBISHI ELECTRIC | NV-Series | 207702765 | HRCU-A-CB | NTXSKS18A112** | PEAD-A18AA* | Mini-Splits | 21600 | 14000 | 2.85 | 12000 | 2.86
TRANE / MITSUBISHI ELECTRIC | NV-Series | 207702767 | HRCU-A-CB | NTXSKS18A112** | TPEADA0181AA*** | Mini-Splits | 21600 | 14000 | 2.85 | 12000 | 2.86
TRANE / MITSUBISHI ELECTRIC | NV-Series | 211497070 | HRCU-A-CB | NTXSKS18A112AA | NAXAMT18A112** | Mini-Splits | 21600 | 14000 | 2.81 | 12200 | 2.88
TRANE / MITSUBISHI ELECTRIC | NV-Series | 202392239 | HRCU-A-CB | NTXSKS18A112AA | NTXAMT18A112AA | Mini-Splits | 21600 | 14000 | 2.81 | 12200 | 2.88
TRANE / MITSUBISHI ELECTRIC | M-Series | 202392223 | HRCU-A-CB | NTXSKS12A112AA | NTXAMT12A112AA | Mini-Splits | 15000 | 9900 | 2.59 | 7800 | 2.75
TRANE / MITSUBISHI ELECTRIC | M-Series | 211497069 | HRCU-A-CB | NTXSKS12A112AA | NAXAMT12A112** | Mini-Splits | 15000 | 9900 | 2.59 | 7800 | 2.75
TRANE / MITSUBISHI ELECTRIC | M-Series | 211497094 | HRCU-A-CB-O | NTXSKS18A112AA | NTXCKS18A112** | Mini-Splits | 19700 | 12900 | 2.68 | 9800 | 2.37
TRANE / MITSUBISHI ELECTRIC | M-Series | 207699143 | HRCU-A-CB-O | NTXSKS18A112** | NTXUKS18A112** | Mini-Splits | 20000 | 13100 | 2.63 | 10700 | 2.55
TRANE / MITSUBISHI ELECTRIC | M-Series | 207699141 | HRCU-A-CB-O | NTXSKS12A112** | NTXUKS12A112** | Mini-Splits | 15400 | 9900 | 2.84 | 7900 | 2.36
TRANE / MITSUBISHI ELECTRIC | NV-Series | 207702759 | HRCU-A-CB | NTXSKS12A112** | PEAD-A12AA* | Mini-Splits | 15000 | 9700 | 2.66 | 7900 | 2.86
TRANE / MITSUBISHI ELECTRIC | M-Series | 211497095 | HRCU-A-CB-O | NTXSKS15A112AA | NTXCKS15A112** | Mini-Splits | 18000 | 11900 | 2.7 | 8900 | 2.29
TRANE / MITSUBISHI ELECTRIC | M-Series | 207705521 | HRCU-A-CB-O | NTXSST18B112** | NAXWST18B112** | Mini-Splits | 21600 | 13300 | 2.67 | 14780 | 2.27
TRANE / MITSUBISHI ELECTRIC | M-Series | 207705515 | HRCU-A-CB-O | NTXSST18B112** | NTXWST18B112** | Mini-Splits | 21600 | 13300 | 2.67 | 14780 | 2.27
TRANE / MITSUBISHI ELECTRIC | M-Series | 207705509 | HRCU-A-CB-O | NTXSST18B112** | MSZ-GS18NA*** | Mini-Splits | 21600 | 13300 | 2.67 | 14780 | 2.27
TRANE / MITSUBISHI ELECTRIC | P-Series | 206720342 | HRCU-A-CB-O | TRUZA0361KA70** | PLA-A36EA**** | Mini-Splits | 42000 | 22000 | 2.59 | 21600 | 2.43
TRANE / MITSUBISHI ELECTRIC | P-Series | 206720337 | HRCU-A-CB-O | TRUZA0301HA70** | PLA-A30EA**** | Mini-Splits | 32600 | 18100 | 2.82 | 16800 | 2.9
TRANE / MITSUBISHI ELECTRIC | P-Series | 206720331 | HRCU-A-CB-O | TRUZA0241HA70** | PKA-A24KA**** | Mini-Splits | 28000 | 15700 | 2.63 | 15200 | 1.94
TRANE / MITSUBISHI ELECTRIC | P-Series | 206720330 | HRCU-A-CB-O | TRUZA0241HA70** | PCA-A24KA**** | Mini-Splits | 28000 | 15400 | 2.65 | 14900 | 2.3
TRANE / MITSUBISHI ELECTRIC | P-Series | 206720332 | HRCU-A-CB-O | TRUZA0241HA70** | PLA-A24EA**** | Mini-Splits | 29000 | 14900 | 2.73 | 13000 | 2.72
TRANE / MITSUBISHI ELECTRIC | P-Series | 206720333 | HRCU-A-CB | TRUZA0241HA70** | PVA-A24AA**** | Mini-Splits | 28000 | 15000 | 2.5 | 14500 | 2.24
TRANE / MITSUBISHI ELECTRIC | P-Series | 206720365 | HRCU-A-CB | TRUZA0241HA70** | PEAD-A24AA* | Mini-Splits | 29400 | 15400 | 2.51 | 14300 | 2.33
TRANE / MITSUBISHI ELECTRIC | M-Series | 207702813 | HRCU-A-CB | SUZ-KA18NA2 | TPEADA0181AA*** | Mini-Splits | 21600 | 14000 | 2.85 | 12000 | 2.86
TRANE / MITSUBISHI ELECTRIC | M-Series | 207699131 | HRCU-A-CB-O | SUZ-KA18NA2 | NTXUKS18A112** | Mini-Splits | 20000 | 13100 | 2.63 | 10700 | 2.55
TRANE / MITSUBISHI ELECTRIC | M-Series | 207699129 | HRCU-A-CB-O | SUZ-KA12NA2 | NTXUKS12A112** | Mini-Splits | 15400 | 9900 | 2.84 | 7900 | 2.36
TRANE / MITSUBISHI ELECTRIC | M-Series | 207702805 | HRCU-A-CB | SUZ-KA12NA2 | TPEADA0121AA*** | Mini-Splits | 15000 | 9700 | 2.66 | 7900 | 2.86
TRANE / MITSUBISHI ELECTRIC | M-Series | 204629199 | HRCU-A-CB-O | SUZ-KA09NA2 | NTXCKS09A112A* | Mini-Splits | 11000 | 6900 | 2.5 | 5600 | 3.04
TRANE / MITSUBISHI ELECTRIC | M-Series | 207699144 | HRCU-A-CB | SUZ-KA09NA2 | TPEADA0091AA*** | Mini-Splits | 12000 | 7600 | 2.53 | 6100 | 2.93
TRANE / MITSUBISHI ELECTRIC | P-Series | 206720320 | HRCU-A-CB-O | PUZ-A36NKA7*** | TPLA0A0361EA70* | Mini-Splits | 42000 | 22000 | 2.5 | 21600 | 2.43
TRANE / MITSUBISHI ELECTRIC | P-Series | 207702783 | HRCU-A-CB | PUZ-A36NKA7*** | TPEADA0361AA*** | Mini-Splits | 40500 | 20400 | 2.54 | 19800 | 2.23
TRANE / MITSUBISHI ELECTRIC | P-Series | 206720316 | HRCU-A-CB-O | PUZ-A30NHA7*** | TPLA0A0301EA70* | Mini-Splits | 32600 | 18100 | 2.82 | 16800 | 2.9
TRANE / MITSUBISHI ELECTRIC | P-Series | 207702781 | HRCU-A-CB | PUZ-A24NHA7*** | TPEADA0241AA*** | Mini-Splits | 29400 | 15400 | 2.77 | 14300 | 2.33
TRANE / MITSUBISHI ELECTRIC | P-Series | 206720313 | HRCU-A-CB | PUZ-A24NHA7*** | TPVA0A0241AA70* | Mini-Splits | 28000 | 15000 | 2.5 | 14500 | 2.24
TRANE / MITSUBISHI ELECTRIC | P-Series | 206720310 | HRCU-A-CB-O | PUZ-A24NHA7*** | TPCA0A0241KA70* | Mini-Splits | 28000 | 15400 | 2.65 | 14900 | 2.3
TRANE / MITSUBISHI ELECTRIC | P-Series | 206720358 | HRCU-A-CB-O | PUZ-A24NHA7*** | TPKA0A0241KA70* | Mini-Splits | 28000 | 15700 | 2.63 | 15200 | 1.94
TRANE / MITSUBISHI ELECTRIC | P-Series | 206720312 | HRCU-A-CB-O | PUZ-A24NHA7*** | TPLA0A0241EA70* | Mini-Splits | 29000 | 14900 | 2.73 | 13000 | 2.72
TRANE / MITSUBISHI ELECTRIC | NV-Series | 206709470 | HRCU-A-CB-O | NTXSPF18A112A* | NAXFKS18A112A* | Mini-Splits | 21000 | 12800 | 2.62 | 21000 | 2.05
TRANE / MITSUBISHI ELECTRIC | NV-Series | 206709489 | HRCU-A-CB-O | NTXSPF12A112A* | MFZ-KJ12NA*** | Mini-Splits | 13000 | 8800 | 2.77 | 13000 | 2.1
TRANE / MITSUBISHI ELECTRIC | NV-Series | 206709468 | HRCU-A-CB-O | NTXSPF12A112A* | NAXFKS12A112A* | Mini-Splits | 13000 | 8800 | 2.77 | 13000 | 2.1
TRANE / MITSUBISHI ELECTRIC | M-Series H2i | 206709467 | HRCU-A-CB-O | NTXSPF09A112A* | NAXFKS09A112A* | Mini-Splits | 11000 | 7500 | 2.75 | 11000 | 2.01
TRANE / MITSUBISHI ELECTRIC | NV-Series | 204629302 | HRCU-A-CB | NTXSKS18A112A* | SVZ-KP18NA | Mini-Splits | 21600 | 14000 | 2.81 | 12200 | 2.88
TRANE / MITSUBISHI ELECTRIC | M-Series | 204629289 | HRCU-A-CB-O | NTXSKS18A112A* | SLZ-KF18NA.TH | Mini-Splits | 19700 | 12900 | 2.68 | 9800 | 2.37
TRANE / MITSUBISHI ELECTRIC | M-Series | 207699142 | HRCU-A-CB-O | NTXSKS18A112** | MLZ-KP18NA* | Mini-Splits | 20000 | 13100 | 2.63 | 10700 | 2.55
TRANE / MITSUBISHI ELECTRIC | M-Series | 204629288 | HRCU-A-CB-O | NTXSKS15A112AA | SLZ-KF15NA.TH | Mini-Splits | 18000 | 11900 | 2.7 | 8900 | 2.29
TRANE / MITSUBISHI ELECTRIC | M-Series | 204629301 | HRCU-A-CB | NTXSKS12A112* | SVZ-KP12NA | Mini-Splits | 15000 | 9900 | 2.59 | 7800 | 2.75
TRANE / MITSUBISHI ELECTRIC | M-Series | 207699140 | HRCU-A-CB-O | NTXSKS12A112* | MLZ-KP12NA* | Mini-Splits | 15400 | 9900 | 2.84 | 7900 | 2.36
TRANE / MITSUBISHI ELECTRIC | NV-Series | 214236392 | HRCU-A-CB-O | NTXSKS09A112AA | SLZ-KF09NA* | Mini-Splits | 11000 | 6900 | 2.5 | 5600 | 3.04
TRANE / MITSUBISHI ELECTRIC | M-Series | 207699139 | HRCU-A-CB-O | NTXSKS09A112** | MLZ-KP09NA* | Mini-Splits | 12000 | 7700 | 3.22 | 6100 | 3.08
TRANE / MITSUBISHI ELECTRIC |  | 204813316 | HRCU-A-CB-O | TRUZA0121KA70N* | TPLA0A0121EA70A | Mini-Splits | 14000 | 10100 | 2.53 | 13000 | 2.01
TRANE / MITSUBISHI ELECTRIC | Nv Series Pro | 206401430 | HRCU-A-CB-O | NTXSPH18A112A* | NTXWPH18B112AA | Mini-Splits | 20200 | 13700 | 3.04 | 20300 | 2.01
TRANE / MITSUBISHI ELECTRIC | Nv Series Pro | 206401427 | HRCU-A-CB-O | NTXSPH09A112A* | NTXWPH09B112AA | Mini-Splits | 10900 | 6700 | 3.27 | 10900 | 2.37
TRANE / MITSUBISHI ELECTRIC | Nv Series Pro | 206401425 | HRCU-A-CB-O | NTXSPH06A112A* | NTXWPH06B112AA | Mini-Splits | 8700 | 5900 | 3.46 | 8700 | 2.8
TRANE / MITSUBISHI ELECTRIC | Nv Series Pro | 206401428 | HRCU-A-CB-O | NTXSPH12A112A* | NTXWPH12B112AA | Mini-Splits | 13600 | 8100 | 3.3 | 13600 | 2.21
TRANE / MITSUBISHI ELECTRIC | Nv Series Pro | 206401431 | HRCU-A-CB-O | NTXSPB18A112A* | NTXWPH18B112AA | Mini-Splits | 20200 | 13700 | 3.21 | 20900 | 2.06
TRANE / MITSUBISHI ELECTRIC | Nv Series Pro | 206401426 | HRCU-A-CB-O | NTXSPB06A112A* | NTXWPH06B112AA | Mini-Splits | 8700 | 5900 | 2.74 | 8700 | 2.45
TRANE / MITSUBISHI ELECTRIC | Nv Series Pro | 206401409 | HRCU-A-CB-O | NTXSPB12A112A* | NTXWPH12B112AA | Mini-Splits | 13600 | 8100 | 2.83 | 13600 | 2.07
TRANE / MITSUBISHI ELECTRIC | Nv Series Pro | 206401408 | HRCU-A-CB-O | NTXSPB09A112A* | NTXWPH09B112AA | Mini-Splits | 10900 | 6700 | 2.73 | 10900 | 2.73
TRANE / MITSUBISHI ELECTRIC |  | 206425194 | HRCU-A-CB-O | NTXSPB06B112A* | NTXWPH06A112AA | Mini-Splits | 8700 | 5900 | 2.74 | 8700 | 2.45
TRANE / MITSUBISHI ELECTRIC |  | 206425205 | HRCU-A-CB-O | NTXSPB12B112A* | NTXWPH12A112AA | Mini-Splits | 13600 | 8100 | 2.83 | 13600 | 2.07
TRANE / MITSUBISHI ELECTRIC |  | 206425195 | HRCU-A-CB-O | NTXSPB18B112A* | NTXWPH18A112AA | Mini-Splits | 20200 | 13700 | 3.21 | 20900 | 2.06
TRANE / MITSUBISHI ELECTRIC |  | 206425204 | HRCU-A-CB-O | NTXSPB09B112A* | NTXWPH09A112AA | Mini-Splits | 10900 | 6700 | 2.73 | 10900 | 2.73
TRANE / MITSUBISHI ELECTRIC |  | 206425200 | HRCU-A-CB-O | NTXSPH18B112A* | NTXWPH18A112AA | Mini-Splits | 20200 | 13700 | 3.04 | 20300 | 2.01
TRANE / MITSUBISHI ELECTRIC |  | 206425198 | HRCU-A-CB-O | NTXSPH12B112A* | NTXWPH12A112AA | Mini-Splits | 13600 | 8100 | 3.3 | 13600 | 2.21
TRANE / MITSUBISHI ELECTRIC |  | 206425197 | HRCU-A-CB-O | NTXSPH09B112A* | NTXWPH09A112AA | Mini-Splits | 10900 | 6700 | 3.27 | 10900 | 2.37
TRANE / MITSUBISHI ELECTRIC |  | 206425196 | HRCU-A-CB-O | NTXSPH06B112A* | NTXWPH06A112AA | Mini-Splits | 8700 | 5900 | 3.46 | 8700 | 2.8
TRANE / MITSUBISHI ELECTRIC |  | 202102794 | HRCU-A-CB-O | MUZ-GL24NA-U1 | MSZ-GL24NA-U1 | Mini-Splits | 27600 | 16000 | 2.65 | 20200 | 1.98
TRANE / MITSUBISHI ELECTRIC |  | 202102793 | HRCU-A-CB-O | MUZ-GL18NA-U1 | MSZ-GL18NA-U1 | Mini-Splits | 21600 | 13800 | 2.73 | 15100 | 2.35
TRANE / MITSUBISHI ELECTRIC |  | 202102878 | HRCU-A-CB | PUMY-P36NKMU* |  | Mixed Ducted and Non-Ducted Indoor Units | 42000 | 26500 | 2.78 | 29000 | 2.24
TRANE / MITSUBISHI ELECTRIC |  | 202102780 | HRCU-A-CB-O | MUZ-FH06NA | MSZ-FH06NA | Mini-Splits | 8700 | 5900 | 3.46 | 8700 | 2.8
TRANE / MITSUBISHI ELECTRIC |  | 202102784 | HRCU-A-CB-O | MUZ-FH12NA | MSZ-FH12NA | Mini-Splits | 13600 | 8000 | 3.26 | 13600 | 2.21
TRANE / MITSUBISHI ELECTRIC |  | 202102853 | HRCU-A-CB | SUZ-KA18NA | SEZ-KD18NA | Mini-Splits | 21600 | 13100 | 2.84 | 9900 | 2.2
TRANE / MITSUBISHI ELECTRIC |  | 202102846 | HRCU-A-CB | SUZ-KA12NA | SEZ-KD12NA | Mini-Splits | 13600 | 9000 | 2.87 | 7400 | 2.41
TRANE / MITSUBISHI ELECTRIC |  | 202102812 | HRCU-A-CB-O | PUZ-A24NHA7*** | PLA-A24EA7 | Mini-Splits | 26000 | 14900 | 2.73 | 13000 | 2.72
TRANE / MITSUBISHI ELECTRIC |  | 202102773 | HRCU-A-CB-O | PUMY-P60NKMU* |  | Non-Ducted Indoor Units | 66000 | 41500 | 2.6 | 57000 | 2
TRANE / MITSUBISHI ELECTRIC |  | 202102788 | HRCU-A-CB-O | MUZ-FH18NA2 | MSZ-FH18NA2 | Mini-Splits | 20300 | 13700 | 3.04 | 20300 | 2.01
TRANE / MITSUBISHI ELECTRIC |  | 202102872 | HRCU-A-CB | MXZ-4C36NAHZ |  | Mixed Ducted and Non-Ducted Indoor Units | 45000 | 35000 | 2.53 | 45000 | 2.12
TRANE / MITSUBISHI ELECTRIC |  | 202102783 | HRCU-A-CB-O | MUZ-FH09NAH | MSZ-FH09NAH | Mini-Splits | 10900 | 6700 | 2.73 | 10900 | 2.73
TRANE / MITSUBISHI ELECTRIC |  | 202102785 | HRCU-A-CB-O | MUZ-FH12NAH | MSZ-FH12NAH | Mini-Splits | 13600 | 8100 | 2.83 | 13600 | 2.07
TRANE / MITSUBISHI ELECTRIC |  | 202102781 | HRCU-A-CB-O | MUZ-FH06NAH | MSZ-FH06NA** | Mini-Splits | 8700 | 5900 | 2.74 | 8700 | 2.45
TRANE / MITSUBISHI ELECTRIC |  | 202102765 | HRCU-A-CB-O | MXZ-4C36NAHZ |  | Non-Ducted Indoor Units | 45000 | 34000 | 2.85 | 45000 | 2.42
TRANE / MITSUBISHI ELECTRIC |  | 202102761 | HRCU-A-CB-O | MXZ-3C24NAHZ2 |  | Non-Ducted Indoor Units | 25000 | 14000 | 2.53 | 25000 | 1.92
TRANE / MITSUBISHI ELECTRIC |  | 202102758 | HRCU-A-CB-O | MXZ-2C20NA2 |  | Non-Ducted Indoor Units | 22000 | 12500 | 2.82 | 11100 | 2.03
TRANE / MITSUBISHI ELECTRIC |  | 202102822 | HRCU-A-CB-O | PUZ-A36NKA7*** | PLA-A36EA7 | Mini-Splits | 38000 | 22000 | 2.59 | 21600 | 2.43
TRANE / MITSUBISHI ELECTRIC |  | 202102791 | HRCU-A-CB-O | MUZ-GL12NA-U1 | MSZ-GL12NA-U1 | Mini-Splits | 14400 | 9200 | 3.1 | 10200 | 2.93
TRANE / MITSUBISHI ELECTRIC |  | 202102790 | HRCU-A-CB-O | MUZ-GL09NA-U1 | MSZ-GL09NA-U1 | Mini-Splits | 10900 | 6700 | 3.12 | 8000 | 2.76
TRANE / MITSUBISHI ELECTRIC |  | 202102782 | HRCU-A-CB-O | MUZ-FH09NA | MSZ-FH09NA | Mini-Splits | 10900 | 6700 | 3.27 | 10900 | 2.37
TRANE / MITSUBISHI ELECTRIC |  | 202102772 | HRCU-A-CB-O | PUMY-P48NKMU* |  | Non-Ducted Indoor Units | 54000 | 31400 | 2.92 | 36400 | 2.2
TRANE / MITSUBISHI ELECTRIC |  | 202102789 | HRCU-A-CB-O | MUZ-FH18NAH2 | MSZ-FH18NA | Mini-Splits | 20300 | 12480 | 2.93 | 20900 | 2.06
TRANE / MITSUBISHI ELECTRIC |  | 202102771 | HRCU-A-CB-O | PUMY-P36NKMU* |  | Non-Ducted Indoor Units | 42000 | 26400 | 2.99 | 29000 | 2.3
TRANE / MITSUBISHI ELECTRIC |  | 202102770 | HRCU-A-CB-O | MXZ-8C60NA-U* |  | Non-Ducted Indoor Units | 66000 | 41500 | 2.5 | 57000 | 2.06
TRANE / MITSUBISHI ELECTRIC |  | 202102767 | HRCU-A-CB-O | MXZ-5C42NAHZ |  | Non-Ducted Indoor Units | 48000 | 35800 | 2.87 | 48000 | 2.51
TRANE / MITSUBISHI ELECTRIC |  | 202102755 | HMSV-A-CB | PUMY-P36NKMU* |  | Ducted Indoor Units | 42000 | 26600 | 2.6 | 30000 | 2.25
TRANE / MITSUBISHI ELECTRIC |  | 202102775 | HRCU-A-CB-O | MUFZ-KJ12NAHZ | MFZ-KJ12NA | Mini-Splits | 13000 | 8800 | 2.77 | 13000 | 2.1
TRANE / MITSUBISHI ELECTRIC |  | 202102774 | HRCU-A-CB-O | MUFZ-KJ09NAHZ | MFZ-KJ09NA | Mini-Splits | 11000 | 7500 | 2.75 | 11000 | 2.01
TRANE / MITSUBISHI ELECTRIC |  | 202102777 | HRCU-A-CB-O | MUFZ-KJ18NAHZ | MFZ-KJ18NA | Mini-Splits | 21000 | 12800 | 2.62 | 21000 | 2.05
VIESSMANN | Dlseries | 215569754 | HRCU-A-CB | DLCURAH18ABK | DLFUAAH18XAK |  | 19000 | 13500 | 2.6 | 16500 | 2.04
VIESSMANN | Dlseries | 215569755 | HRCU-A-CB | DLCURAH24ABK | DLFUAAH24XAK |  | 24000 | 19200 | 2.5 | 22600 | 1.91
VIESSMANN | Dlseries | 215569772 | HRCU-A-CB | DLCSRBH18AAK | DLFSABH18XBK |  | 19000 | 15400 | 2.7 | 17000 | 2
VIESSMANN | Dlseries | 215569752 | HRCU-A-CB | DLCURAH24AAK | DLFUAAH24XAK |  | 26000 | 21000 | 2.8 | 19400 | 2.1
VIESSMANN | DL series | 215569764 | HRCU-A-C | DLCURAH18ABK | DLFULAH24XBX + CI |  | 19000 | 14700 | 2.6 | 15000 | 2.2
VIESSMANN | DL series | 215569766 | HRCU-A-C | DLCURAH24ABK | DLFULAH24XBX + CI |  | 25000 | 21000 | 2.58 | 20000 | 1.95
VIESSMANN | DLC-series | 215569845 | HRCU-A-CB-O | DLCSRBH12AAJ | DLFSHCH12XAJ | Mini-Splits | 12000 | 8400 | 2.8 | 7094 | 2.19
VIESSMANN | DLC-series | 215569842 | HRCU-A-CB-O | DLCSRBH09AAK | DLFSHCH09XAK | Mini-Splits | 12000 | 9500 | 2.53 | 11109 | 1.97
VIESSMANN | DLC-series | 215569788 | HRCU-A-CB | DLCSRBH12AAK | DLFSDAH12XAK | Mini-Splits | 12500 | 10600 | 2.51 | 12100 | 1.96
VIESSMANN | DLC-series | 215569795 | HRCU-A-CB-O | DLCSRBH24AAK | DLFSFAH24XAK | Mini-Splits | 25000 | 19000 | 2.64 | 25000 | 2.1
VIESSMANN | DLC-series | 215569794 | HRCU-A-CB | DLCSRBH24AAK | DLFSDAH24XAK | Mini-Splits | 25000 | 21000 | 2.64 | 27000 | 2
VIESSMANN | DLC-series | 215569796 | HRCU-A-CB-O | DLCSRBH12AAJ | DLFSHBH12XAJ | Mini-Splits | 12000 | 8900 | 2.75 | 6858 | 2.07
VIESSMANN | DLC-series | 215569853 | HRCU-A-CB-O | DLCERBH09AAK | DLFEHBH09XAK | Mini-Splits | 10000 | 6000 | 2.51 | 7300 | 2.14
VIESSMANN | DLC-series | 215569846 | HRCU-A-CB-O | DLCSRBH06AAK | DLFSHCH06XAK | Mini-Splits | 7000 | 8500 | 2.9 | 8581 | 2.19
VIESSMANN | DLC-series | 215569806 | HRCU-A-CB-O | DLCSRBH06AAK | DLFSHBH06XAK | Mini-Splits | 7000 | 7500 | 2.5 | 7200 | 1.92
VIESSMANN | DLC-series | 215569835 | HRCU-A-CB-O | DLCPRBH18AAK | DLFPHBH18XAK | Mini-Splits | 20000 | 20200 | 2.89 | 24000 | 2.89
VIESSMANN | DLC-series | 215569811 | HMSR-A-CB-O | DLCMRBH18BAK |  | Non-Ducted Indoor Units | 19000 | 14400 | 2.5 | 14000 | 2.19
VIESSMANN | DLC-series | 215569813 | HMSV-A-CB | DLCMRBH18BAK |  | Mixed Ducted and Non-Ducted Indoor Units | 19000 | 14600 | 2.5 | 14000 | 2.19
VIESSMANN | DLC-series | 215569857 | HRCU-A-CB-O | DLCSRBH12AAK | DLFSFBH12XAK | Mini-Splits | 12000 | 10200 | 2.72 | 11900 | 1.99
VIESSMANN | DLC-series | 215569868 | HRCU-A-CB | DLCSRBH24AAK | DLFSDAH24XHK | Mini-Splits | 25000 | 21000 | 2.75 | 24000 | 2
VIESSMANN | DLC-series | 215569862 | HRCU-A-CB | DLCSRBH18AAK | DLFSDAH18XHK | Mini-Splits | 19000 | 15700 | 2.6 | 18000 | 2.2
VIESSMANN | DLC-series | 215569859 | HRCU-A-CB-O | DLCSRBH06AAK | DLFSOAH09XAK | Mini-Splits | 7100 | 5700 | 2.61 | 8000 | 2
VIESSMANN | Dlseries | 215569763 | HRCU-A-CB | DLCURAH60ABK | DLFUAAH60XAK |  | 59000 | 42000 | 2.6 | 48500 | 1.91
WEATHERMAKER |  | 208447912 | HRCU-A-CB | 38MURAQ18AB3 | 40MUAAQ18XA3 |  | 19000 | 13500 | 2.5 | 18000 | 2
WEATHERMAKER | 38M series | 213372228 | HRCU-A-C | 38MURAQ18AB3 | 40MULAQ24XBX + CI |  | 19000 | 14700 | 2.6 | 15000 | 2.2
WEATHERMAKER | 38M series | 213372230 | HRCU-A-C | 38MURAQ24AB3 | 40MULAQ24XBX + CI |  | 25000 | 21000 | 2.58 | 20000 | 1.95
WEATHERMAKER | D5M Series | 215323778 | HRCU-A-CB-O | 37MAHAQ18AA3 | D5MAHAQ18XA3 | Mini-Splits | 18000 | 16600 | 2.55 | 18000 | 1.92
WEATHERMAKER |  | 215357762 | HMSV-A-CB | 37MGRAQ24DA3 |  | Mixed Ducted and Non-Ducted Indoor Units | 25000 | 18000 | 2.6 | 18000 | 2
WEATHERMAKER |  | 215357766 | HMSR-A-CB-O | 37MGRAQ30EA3 |  | Non-Ducted Indoor Units | 31000 | 26600 | 2.5 | 26000 | 2
WEATHERMAKER |  | 215357739 | HMSR-A-CB-O | 37MGHAQ24DA3 |  | Non-Ducted Indoor Units | 25000 | 23600 | 2.5 | 25000 | 2
WEATHERMAKER |  | 215357761 | HMSV-A-CB | 37MGRAQ24DA3 |  | Ducted Indoor Units | 25000 | 18200 | 2.6 | 18000 | 2
WEATHERMAKER |  | 215357760 | HMSR-A-CB-O | 37MGRAQ24DA3 |  | Non-Ducted Indoor Units | 25000 | 17800 | 2.6 | 18000 | 2
WEATHERMAKER |  | 215357774 | HMSV-A-CB | 37MGRAQ48FA3 |  | Mixed Ducted and Non-Ducted Indoor Units | 47500 | 37400 | 2.5 | 37000 | 2.05
WEATHERMAKER |  | 215357773 | HMSV-A-CB | 37MGRAQ48FA3 |  | Ducted Indoor Units | 47000 | 37000 | 2.5 | 38000 | 2.1
WEATHERMAKER |  | 215357772 | HMSR-A-CB-O | 37MGRAQ48FA3 |  | Non-Ducted Indoor Units | 48000 | 38000 | 2.5 | 36000 | 2
WEATHERMAKER |  | 215357759 | HMSV-A-CB | 37MGRAQ18CA3 |  | Mixed Ducted and Non-Ducted Indoor Units | 19000 | 14100 | 2.79 | 14000 | 2.31
WEATHERMAKER |  | 215357758 | HMSV-A-CB | 37MGRAQ18CA3 |  | Ducted Indoor Units | 19000 | 14600 | 2.8 | 14600 | 2.3
WEATHERMAKER |  | 215357757 | HMSR-A-CB-O | 37MGRAQ18CA3 |  | Non-Ducted Indoor Units | 19000 | 13600 | 2.81 | 13500 | 2.3
WEATHERMAKER |  | 215357756 | HMSV-A-CB | 37MGHAQ55FA3 |  | Mixed Ducted and Non-Ducted Indoor Units | 55000 | 44500 | 2.65 | 47500 | 2.05
WEATHERMAKER |  | 215357755 | HMSV-A-CB | 37MGHAQ55FA3 |  | Ducted Indoor Units | 55000 | 45000 | 2.7 | 48000 | 2.1
WEATHERMAKER |  | 215357754 | HMSR-A-CB-O | 37MGHAQ55FA3 |  | Non-Ducted Indoor Units | 55000 | 44000 | 2.6 | 47000 | 2
WEATHERMAKER |  | 215357753 | HMSV-A-CB | 37MGHAQ48FA3 |  | Mixed Ducted and Non-Ducted Indoor Units | 48500 | 44000 | 2.6 | 47500 | 2
WEATHERMAKER |  | 215357752 | HMSV-A-CB | 37MGHAQ48FA3 |  | Ducted Indoor Units | 48000 | 44500 | 2.6 | 48000 | 2
WEATHERMAKER |  | 215357751 | HMSR-A-CB-O | 37MGHAQ48FA3 |  | Non-Ducted Indoor Units | 49000 | 44000 | 2.6 | 47000 | 2
WEATHERMAKER |  | 215323779 | HRCU-A-CB-O | 37MAHAQ24AA3 | D5MAHAQ24XA3 | Mini-Splits | 29000 | 21000 | 2.88 | 24200 | 2.34
WEATHERMAKER |  | 215323994 | HRCU-A-CB-O | 37MAHAQ18AA3 | 45MBFAQ16XA3 | Mini-Splits | 17000 | 14200 | 2.6 | 17500 | 1.95
WEATHERMAKER |  | 215323993 | HRCU-A-CB-O | 37MAHAQ18AA3 | 45MBCAQ18XA3 | Mini-Splits | 19000 | 14900 | 2.7 | 17000 | 1.9
WEATHERMAKER |  | 215323988 | HRCU-A-CB-O | 37MAHAQ12AA3 | 45MBCAQ12XA3 | Mini-Splits | 12000 | 10000 | 2.74 | 11500 | 1.99
WEATHERMAKER |  | 215323987 | HRCU-A-CB-O | 37MAHAQ12AA3 | 45MCCAQ12XA3 | Mini-Splits | 12500 | 9600 | 2.65 | 11500 | 1.99
WEATHERMAKER |  | 215323981 | HRCU-A-CB | 37MAHAQ06AA3 | 45MBDAQ06XA3 | Mini-Splits | 8000 | 8000 | 2.69 | 7800 | 2.41
WEATHERMAKER |  | 215323980 | HRCU-A-CB-O | 37MAHAQ06AA3 | 45MCCAQ06XA3 | Mini-Splits | 7400 | 7000 | 2.66 | 8100 | 2.4
WEATHERMAKER |  | 215323775 | HRCU-A-CB-O | 37MAHAQ06AA3 | D5MAHAQ06XA3 | Mini-Splits | 7000 | 7900 | 2.79 | 7700 | 2.4
WEATHERMAKER |  | 215323723 | HRCU-A-CB | 37MUHAQ36AA3 | 45MUHAQ36XX3 |  | 37000 | 31000 | 2.5 | 37400 | 1.91
WEATHERMAKER |  | 215324016 | HRCU-A-CB-O | 37MARAQ24AA3 | 45MBCAQ24XA3 | Mini-Splits | 25000 | 20400 | 2.73 | 18500 | 2.3
WEATHERMAKER |  | 215324013 | HRCU-A-CB-O | 37MARAQ18AA3 | 45MCFAQ18XA3 | Mini-Splits | 18000 | 13700 | 2.51 | 12800 | 2.05
WEATHERMAKER |  | 215323999 | HRCU-A-CB-O | 37MAHAQ24AA3 | 45MCFAQ24XA3 | Mini-Splits | 26000 | 20200 | 2.74 | 24200 | 2.16
WEATHERMAKER |  | 215323998 | HRCU-A-CB-O | 37MAHAQ24AA3 | 45MBCAQ24XA3 | Mini-Splits | 25000 | 20400 | 2.78 | 23800 | 2.23
WEATHERMAKER |  | 215324032 | HRCU-A-CB | 37MBHAQ58AA3 | 45MBDAQ58XH3 | Mini-Splits | 60000 | 45000 | 2.72 | 53500 | 2.1
WEATHERMAKER |  | 215324030 | HRCU-A-CB | 37MBHAQ48AA3 | 45MBDAQ48XH3 | Mini-Splits | 52000 | 45000 | 2.61 | 47500 | 2
WEATHERMAKER |  | 215324027 | HRCU-A-CB | 37MBHAQ36AA3 | 45MBDAQ36XH3 | Mini-Splits | 42000 | 31600 | 2.73 | 37600 | 2.1
WEATHERMAKER |  | 215324018 | HRCU-A-CB | 37MARAQ24AA3 | 45MBDAQ24XH3 | Mini-Splits | 25000 | 21200 | 2.6 | 19000 | 2.3
WEATHERMAKER |  | 215323785 | HRCU-A-CB-O | 37MARAQ24AA3 | D5MAHAQ24XA3 | Mini-Splits | 25000 | 18800 | 2.65 | 19600 | 2.54
WEATHERMAKER |  | 215324014 | HRCU-A-CB | 37MARAQ18AA3 | 45MBDAQ18XA3 | Mini-Splits | 20000 | 14000 | 2.6 | 14000 | 2.19
WEATHERMAKER |  | 215324012 | HRCU-A-CB-O | 37MARAQ18AA3 | 45MBFAQ16XA3 | Mini-Splits | 17000 | 14100 | 2.75 | 13100 | 2.16
WEATHERMAKER |  | 215324011 | HRCU-A-CB-O | 37MARAQ18AA3 | 45MBCAQ18XA3 | Mini-Splits | 18000 | 13900 | 2.66 | 12800 | 2.19
WEATHERMAKER |  | 215324010 | HRCU-A-CB-O | 37MARAQ18AA3 | 45MCCAQ18XA3 | Mini-Splits | 18000 | 14000 | 2.77 | 13100 | 2.25
WEATHERMAKER |  | 215323784 | HRCU-A-CB-O | 37MARAQ18AA3 | D5MAHAQ18XA3 | Mini-Splits | 18000 | 13600 | 2.73 | 12800 | 2.1
WEATHERMAKER |  | 215324008 | HRCU-A-CB | 37MARAQ12AA3 | 45MBDAQ12XA3 | Mini-Splits | 12000 | 9500 | 2.58 | 8800 | 2.24
WEATHERMAKER |  | 215324007 | HRCU-A-CB-O | 37MARAQ12AA3 | 45MBFAQ12XA3 | Mini-Splits | 12000 | 9000 | 2.87 | 8900 | 2.51
WEATHERMAKER |  | 215324006 | HRCU-A-CB-O | 37MARAQ12AA3 | 45MBCAQ12XA3 | Mini-Splits | 12000 | 8500 | 2.8 | 8400 | 2.39
WEATHERMAKER |  | 215324005 | HRCU-A-CB-O | 37MARAQ12AA3 | 45MCCAQ12XA3 | Mini-Splits | 12000 | 8600 | 2.77 | 8600 | 2.47
WEATHERMAKER |  | 215323783 | HRCU-A-CB-O | 37MARAQ12AA3 | D5MAHAQ12XA3 | Mini-Splits | 12000 | 9300 | 2.84 | 8400 | 2.3
WEATHERMAKER |  | 215324002 | HRCU-A-CB-O | 37MARAQ09AA3 | 45MBFAQ09XA3 | Mini-Splits | 9000 | 9000 | 2.9 | 8600 | 2.27
WEATHERMAKER |  | 215324001 | HRCU-A-CB-O | 37MARAQ09AA3 | 45MBCAQ12XA3 | Mini-Splits | 10000 | 8500 | 2.8 | 8300 | 2.17
WEATHERMAKER |  | 215323782 | HRCU-A-CB-O | 37MARAQ09AA3 | D5MAHAQ09XA3 | Mini-Splits | 10000 | 8100 | 2.83 | 8000 | 2.37
WEATHERMAKER |  | 215323781 | HRCU-A-CB-O | 37MARAQ12AA1 | D5MAHAQ12XA1 | Mini-Splits | 12000 | 8700 | 2.68 | 7700 | 2.33
WEATHERMAKER |  | 215323780 | HRCU-A-CB-O | 37MAHAQ33AA3 | D5MAHAQ33XA3 | Mini-Splits | 36000 | 30000 | 2.69 | 35000 | 1.98
WEATHERMAKER |  | 215324000 | HRCU-A-CB | 37MAHAQ24AA3 | 45MBDAQ24XH3 | Mini-Splits | 26000 | 21600 | 2.71 | 24000 | 2.18
WEATHERMAKER |  | 215413163 | HRCU-A-CB-O | 37MARAQ30AA3 | D5MAHAQ30XA3 | Mini-Splits | 30000 | 20400 | 2.52 | 20000 | 2.03
WEATHERMAKER |  | 215413162 | HRCU-A-CB-O | 37MPRAQ18AA3 | D5MPHAQ18XA3 | Mini-Splits | 20000 | 19300 | 3.01 | 22600 | 2.34
WEATHERMAKER |  | 215357738 | HMSV-A-CB | 37MGHAQ18CA3 |  | Mixed Ducted and Non-Ducted Indoor Units | 20000 | 17300 | 2.65 | 18500 | 2
WEATHERMAKER |  | 215357737 | HMSV-A-CB | 37MGHAQ18CA3 |  | Ducted Indoor Units | 20000 | 17000 | 2.59 | 18000 | 2
WEATHERMAKER |  | 215357736 | HMSR-A-CB-O | 37MGHAQ18CA3 |  | Non-Ducted Indoor Units | 20000 | 17600 | 2.7 | 19000 | 2
WEATHERMAKER |  | 215333757 | HRCU-A-CB-O | 37MVRAQ09AA3 | D5MVHAQ09XC3 | Mini-Splits | 10000 | 8000 | 2.58 | 7000 | 2.16
WEATHERMAKER |  | 215324015 | HRCU-A-CB | 37MARAQ18AA3 | 45MBDAQ18XH3 | Mini-Splits | 20000 | 14900 | 2.89 | 14200 | 2.41
WEATHERMAKER |  | 215324009 | HRCU-A-CB | 37MARAQ12AA3 | 45MBDAQ12XH3 | Mini-Splits | 12000 | 9100 | 2.78 | 8900 | 2.44
WEATHERMAKER |  | 215324004 | HRCU-A-CB | 37MARAQ09AA3 | 45MBDAQ12XH3 | Mini-Splits | 10000 | 9300 | 2.9 | 8300 | 2.32
WEATHERMAKER |  | 215324003 | HRCU-A-CB | 37MARAQ09AA3 | 45MBDAQ12XA3 | Mini-Splits | 10000 | 8900 | 2.61 | 8600 | 2.25
WEATHERMAKER |  | 215323997 | HRCU-A-CB | 37MAHAQ18AA3 | 45MBDAQ18XH3 | Mini-Splits | 19500 | 15000 | 2.89 | 18000 | 2.1
WEATHERMAKER |  | 215323991 | HRCU-A-CB | 37MAHAQ12AA3 | 45MBDAQ12XH3 | Mini-Splits | 12000 | 10200 | 2.6 | 12000 | 1.95
WEATHERMAKER |  | 215324021 | HRCU-A-CB-O | 37MVRAQ09AA3 | D5MVHAQ09XA3 | Mini-Splits | 10000 | 8000 | 2.58 | 7000 | 2.16
WEATHERMAKER |  | 215324033 | HRCU-A-CB-O | 37MBRAQ36AA3 | 45MBCAQ36XA3 | Mini-Splits | 38000 | 26800 | 2.68 | 26600 | 2.2
WEATHERMAKER |  | 215324026 | HRCU-A-CB-O | 37MBHAQ36AA3 | 45MCFAQ36XA3 | Mini-Splits | 38000 | 30200 | 2.58 | 39500 | 2.02
WEATHERMAKER |  | 215324025 | HRCU-A-CB-O | 37MBHAQ36AA3 | 45MBCAQ36XA3 | Mini-Splits | 37000 | 30600 | 2.56 | 37000 | 1.95
WEATHERMAKER |  | 215324017 | HRCU-A-CB-O | 37MARAQ24AA3 | 45MCFAQ24XA3 | Mini-Splits | 24400 | 20000 | 2.56 | 18600 | 2.27
WEATHERMAKER |  | 215318855 | HRCU-A-CB | 37MBHAQ58AA3 | 45MBAAQ60XA3 |  | 59000 | 41000 | 2.6 | 53000 | 2
WEATHERMAKER |  | 215318857 | HRCU-A-CB | 37MBRAQ48AA3 | 45MBAAQ48XA3 |  | 50000 | 40000 | 2.6 | 35200 | 1.9
WEATHERMAKER |  | 215318847 | HRCU-A-CB | 37MUHAQ48AA3 | 45MUHAQ60XX3 |  | 48000 | 34000 | 2.56 | 48000 | 2
WEATHERMAKER |  | 215318846 | HRCU-A-CB | 37MUHAQ30AA3 | 45MUHAQ36XX3 |  | 33000 | 24000 | 2.69 | 33200 | 1.97
WEATHERMAKER |  | 215318845 | HRCU-A-CB | 37MUHAQ18AA3 | 45MUHAQ24XX3 |  | 18000 | 14700 | 2.66 | 18600 | 2.12
WEATHERMAKER |  | 215318842 | HRCU-A-CB | 37MURAQ36AA3 | 45MUAAQ36XX3 |  | 36000 | 25600 | 2.6 | 27000 | 2
WEATHERMAKER |  | 215318838 | HRCU-A-CB | 37MUHAQ60AA3 | 45MUHAQ60XX3 |  | 55000 | 35000 | 2.5 | 54000 | 1.9
WEATHERMAKER |  | 215318836 | HRCU-A-CB | 37MUHAQ48AA3 | 45MUAAQ48XX3 |  | 50000 | 37000 | 2.7 | 46000 | 1.9
WEATHERMAKER |  | 215318835 | HRCU-A-CB | 37MUHAQ36AA3 | 45MUAAQ36XX3 |  | 37000 | 31800 | 2.56 | 39000 | 1.9
WEATHERMAKER |  | 215318834 | HRCU-A-CB | 37MUHAQ30AA3 | 45MUAAQ30XX3 |  | 34000 | 23800 | 2.76 | 32600 | 1.96
WEATHERMAKER |  | 215318833 | HRCU-A-CB | 37MUHAQ24AA3 | 45MUHAQ24XX3 |  | 24000 | 19000 | 2.64 | 20600 | 2.14
WEATHERMAKER |  | 215318831 | HRCU-A-CB | 37MUHAQ18AA3 | 45MUAAQ18XX3 |  | 19000 | 15000 | 2.6 | 18000 | 2
WEATHERMAKER |  | 215318851 | HRCU-A-CB | 37MARAQ18AA3 | 45MBAAQ18XB3 |  | 18000 | 13200 | 2.6 | 13000 | 2.3
WEATHERMAKER |  | 215318854 | HRCU-A-CB | 37MBHAQ48AA3 | 45MBAAQ48XA3 |  | 50000 | 40000 | 2.5 | 46000 | 2
WEATHERMAKER |  | 215318850 | HRCU-A-CB | 37MAHAQ33AA3 | 45MBAAQ36XB3 |  | 35000 | 27400 | 2.58 | 34000 | 2
WEATHERMAKER |  | 215318848 | HRCU-A-CB | 37MAHAQ18AA3 | 45MBAAQ18XB3 |  | 19500 | 14000 | 2.6 | 18000 | 2.2
WEATHERMAKER | Mid-Tier | 206350322 | HRCU-A-CB-O | 38MARBQ12AA1 | DHMAHBQ12XA1 | Mini-Splits | 12100 | 7400 | 2.68 | 6980 | 2.18
WEATHERMAKER | Mid-Tier | 206396059 | HRCU-A-CB-O | 38MAQB12R--3 | DHMAHBQ12XA3 | Mini-Splits | 12000 | 7500 | 2.56 | 12010 | 1.98
WEATHERMAKER | Mid-Tier | 206350369 | HRCU-A-CB | 38MARBQ24AA3 | 40MBDQ24--3 | Mini-Splits | 24600 | 14500 | 2.8 | 27910 | 2.01
WEATHERMAKER | Mid-Tier | 207642943 | HMSV-A-CB | 38MGHBQ24CA3 |  | Ducted Indoor Units | 24000 | 18500 | 2.85 | 21500 | 1.95
WEATHERMAKER | Mid-Tier | 207642951 | HMSR-A-CB-O | 38MGHBQ48EA3 |  | Non-Ducted Indoor Units | 49000 | 30000 | 2.5 | 48000 | 2
WEATHERMAKER | Mid-Tier | 207642945 | HMSR-A-CB-O | 38MGHBQ30DA3 |  | Non-Ducted Indoor Units | 30000 | 17500 | 2.82 | 29400 | 1.9
WELLS | WOS Series | 215864047 | HRCU-A-CB-O | WOS-18PRE/230 | WIHW-18MOC/230 | Mini-Splits | 18000 | 14400 | 2.79 | 18000 | 2
WELLS | WOM Series | 215864092 | HMSV-A-CB | WOM-18RH3/230 |  | Mixed Ducted and Non-Ducted Indoor Units | 19000 | 14000 | 2.7 | 14000 | 2.25
WELLS | WOM Series | 215864091 | HMSV-A-CB | WOM-18RH3/230 |  | Ducted Indoor Units | 19000 | 14600 | 2.8 | 14600 | 2.3
WELLS |  | 213286762 | HMSV-A-CB | WMMA-18HFMO |  | Mixed Ducted and Non-Ducted Indoor Units | 19000 | 14600 | 2.5 | 14000 | 2.17
WELLS |  | 213286764 | HMSV-A-CB | WMMA-27HFMO |  | Ducted Indoor Units | 28000 | 22000 | 2.6 | 20000 | 2.14
WELLS |  | 213286785 | HMSV-A-CB | WMCA-55HFMO |  | Ducted Indoor Units | 55000 | 35200 | 2.5 | 47000 | 1.94
WELLS |  | 213307899 | HRCU-A-CB | WUCA-24HFMO | WUA-24HFMAH |  | 24000 | 19200 | 2.5 | 24071 | 1.91
WELLS |  | 214421462 | HRCU-A-CB-O | WSB-09HFMO | WSB-09HFMI | Mini-Splits | 10000 | 6000 | 2.51 | 6933 | 1.97
WELLS |  | 213286760 | HMSR-A-CB-O | WMMA-18HFMO |  | Non-Ducted Indoor Units | 19000 | 14400 | 2.5 | 14000 | 2.22
WELLS |  | 213286775 | HMSR-A-CB-O | WMCA-18HFMO |  | Non-Ducted Indoor Units | 20000 | 13500 | 2.5 | 20000 | 2
WELLS | WSA Series | 214421469 | HRCU-A-CB-O | WSA-09HFMO | WSA-09HFMI | Mini-Splits | 12000 | 9300 | 2.5 | 11300 | 1.9
WELLS | WSA Series | 214421470 | HRCU-A-CB-O | WSA-12HFMO | WSA-12HFMI | Mini-Splits | 12000 | 10300 | 2.56 | 12113 | 1.9
WELLS |  | 213286776 | HMSV-A-CB | WMCA-18HFMO |  | Ducted Indoor Units | 20000 | 16000 | 2.61 | 20000 | 1.95
WELLS |  | 213286777 | HMSV-A-CB | WMCA-18HFMO |  | Mixed Ducted and Non-Ducted Indoor Units | 20000 | 14700 | 2.55 | 20000 | 1.98
WELLS | WSA Series | 214421468 | HRCU-A-CB-O | WSA-06HFMO | WSA-06HFMI | Mini-Splits | 7000 | 7500 | 2.5 | 7200 | 1.92
WELLS | WDHP Series | 217022368 | HRCU-A-C | WDHP-36HH | WDCA-30/36B |  | 38000 | 29200 | 2.5 | 36000 | 1.9
WELLS | WDHP Series | 217022370 | HRCU-A-C | WDHP-36HH | WDCA-30/36C |  | 38000 | 29200 | 2.5 | 36000 | 1.9
WELLS | WOS Series | 215864061 | HRCU-A-CB | WOS-12QUA/230 | WIDH-12MOC/230 | Mini-Splits | 12000 | 9100 | 2.78 | 8900 | 2.44
WELLS | WOS Series | 215864060 | HRCU-A-CB | WOS-09QUA/230 | WIDH-09MOC/230 | Mini-Splits | 10000 | 9300 | 2.9 | 8300 | 2.32
WELLS | WDHP Series | 215864029 | HRCU-A-CB | WDHP-36HH | WDAH-36MOC |  | 37000 | 31800 | 2.56 | 39000 | 1.9
WELLS | WOS Series | 215864053 | HRCU-A-CB-O | WOS-24QUA/230 | WI4C-24MOC/230 | Mini-Splits | 25000 | 20400 | 2.73 | 18500 | 2.3
WELLS | WOS Series | 215864063 | HRCU-A-CB | WOS-24QUA/230 | WIDH-24MOC/230 | Mini-Splits | 25000 | 21200 | 2.6 | 19000 | 2.3
WELLS | WOS Series | 215864062 | HRCU-A-CB | WOS-18QUA/230 | WIDH-18MOC/230 | Mini-Splits | 20000 | 14900 | 2.89 | 14200 | 2.41
WELLS | WOS Series | 215864059 | HRCU-A-CB | WOS-18QUA/230 | WIDL-18MOC/230 | Mini-Splits | 20000 | 14000 | 2.6 | 14000 | 2.19
WELLS | WOS Series | 215864058 | HRCU-A-CB | WOS-12QUA/230 | WIDL-12MOC/230 | Mini-Splits | 12000 | 9500 | 2.58 | 8800 | 2.24
WELLS | WOS Series | 215864057 | HRCU-A-CB | WOS-09QUA/230 | WIDL-09MOC/230 | Mini-Splits | 10000 | 8900 | 2.61 | 8600 | 2.25
WELLS | WOS Series | 215864084 | HRCU-A-CB | WOS-24PRE/230 | WIDH-24MOC/230 | Mini-Splits | 26000 | 21600 | 2.71 | 24000 | 2.18
WELLS | WOS Series | 215864083 | HRCU-A-CB | WOS-18PRE/230 | WIDH-18MOC/230 | Mini-Splits | 19500 | 15000 | 2.89 | 18000 | 2.1
WELLS | WOS Series | 215864080 | HRCU-A-CB | WOS-18PRE/230 | WIDL-18MOC/230 | Mini-Splits | 19000 | 15000 | 2.7 | 18000 | 2
WELLS | WOS Series | 215864082 | HRCU-A-CB | WOS-12PRE/230 | WIDH-12MOC/230 | Mini-Splits | 12000 | 10200 | 2.6 | 12000 | 1.95
WELLS | WOS Series | 215864077 | HRCU-A-CB | WOS-06PRE/230 | WIDL-06MOC/230 | Mini-Splits | 8000 | 8000 | 2.69 | 7800 | 2.41
WELLS | WOM Series | 215864100 | HMSV-A-CB | WOM-48RH6/230 |  | Ducted Indoor Units | 47000 | 37000 | 2.5 | 38000 | 2.1
WELLS | WOM Series | 215864095 | HMSV-A-CB | WOM-27RH4/230 |  | Mixed Ducted and Non-Ducted Indoor Units | 26800 | 18200 | 2.5 | 18900 | 2
WELLS | WOM Series | 215864094 | HMSV-A-CB | WOM-27RH4/230 |  | Ducted Indoor Units | 26600 | 18400 | 2.5 | 18800 | 2
WELLS | WOM Series | 215864093 | HMSR-A-CB-O | WOM-27RH4/230 |  | Non-Ducted Indoor Units | 27000 | 18000 | 2.5 | 19000 | 2
WELLS | WOM Series | 215864090 | HMSR-A-CB-O | WOM-18RH3/230 |  | Non-Ducted Indoor Units | 19000 | 13500 | 2.6 | 13500 | 2.2
WELLS | WOM Series | 215864119 | HMSV-A-CB | WOM-60HH6/230 |  | Mixed Ducted and Non-Ducted Indoor Units | 55000 | 45000 | 2.65 | 48000 | 2.05
WELLS | WOM Series | 215864118 | HMSV-A-CB | WOM-60HH6/230 |  | Ducted Indoor Units | 55000 | 45000 | 2.7 | 48000 | 2.1
WELLS | WOM Series | 215864117 | HMSR-A-CB-O | WOM-60HH6/230 |  | Non-Ducted Indoor Units | 55000 | 45000 | 2.6 | 48000 | 2
WELLS | WOM Series | 215864116 | HMSV-A-CB | WOM-48HH6/230 |  | Mixed Ducted and Non-Ducted Indoor Units | 48500 | 42500 | 2.5 | 48000 | 2
WELLS | WOM Series | 215864115 | HMSV-A-CB | WOM-48HH6/230 |  | Ducted Indoor Units | 48000 | 44500 | 2.6 | 48000 | 2
WELLS | WOM Series | 215864107 | HMSV-A-CB | WOM-18HH3/230 |  | Mixed Ducted and Non-Ducted Indoor Units | 20000 | 16700 | 2.55 | 18000 | 2
WELLS | WOM Series | 215864106 | HMSV-A-CB | WOM-18HH3/230 |  | Ducted Indoor Units | 20000 | 17000 | 2.59 | 18000 | 2
WELLS | WOM Series | 215864105 | HMSR-A-CB-O | WOM-18HH3/230 |  | Non-Ducted Indoor Units | 20000 | 16400 | 2.5 | 18000 | 2
WELLS | WOS Series | 215864034 | HRCU-A-CB-O | WOS-09ECO/230 | WIHW-09ECO/230 | Mini-Splits | 10000 | 8000 | 2.58 | 7000 | 2.16
WELLS | WOS Series | 215864049 | HRCU-A-CB-O | WOS-33PRE/230 | WIHW-33MOC/230 | Mini-Splits | 36000 | 29600 | 2.61 | 34600 | 1.91
WELLS | WOS Series | 215864089 | HRCU-A-CB-O | WOS-24PRE/230 | WIFC-24MOC/230 | Mini-Splits | 26000 | 20200 | 2.74 | 24200 | 2.16
WELLS | WOS Series | 215864072 | HRCU-A-CB-O | WOS-24PRE/230 | WI4C-24MOC/230 | Mini-Splits | 25000 | 20400 | 2.78 | 23800 | 2.23
WELLS | WOS Series | 215864087 | HRCU-A-CB-O | WOS-18PRE/230 | WICS-16MOC/230 | Mini-Splits | 17000 | 14200 | 2.6 | 17500 | 1.95
WELLS | WOS Series | 215864071 | HRCU-A-CB-O | WOS-18PRE/230 | WI4C-18MOC/230 | Mini-Splits | 19000 | 14900 | 2.7 | 17000 | 1.9
WELLS | WOS Series | 215864070 | HRCU-A-CB-O | WOS-12PRE/230 | WI4C-12MOC/230 | Mini-Splits | 12000 | 10000 | 2.74 | 11500 | 1.99
WELLS | WOS Series | 215864075 | HRCU-A-CB-O | WOS-12PRE/230 | WI1C-12MOC/230 | Mini-Splits | 12500 | 9600 | 2.65 | 11500 | 1.99
WELLS | WOS Series | 215864073 | HRCU-A-CB-O | WOS-06PRE/230 | WI1C-06MOC/230 | Mini-Splits | 7400 | 7000 | 2.66 | 8100 | 2.4
WELLS | WOS Series | 215864068 | HRCU-A-CB-O | WOS-24QUA/230 | WIFC-24MOC/230 | Mini-Splits | 24400 | 20000 | 2.56 | 18600 | 2.27
WELLS | WOS Series | 215864067 | HRCU-A-CB-O | WOS-18QUA/230 | WIFC-18MOC/230 | Mini-Splits | 18000 | 13700 | 2.51 | 12800 | 2.05
WELLS | WOS Series | 215864066 | HRCU-A-CB-O | WOS-18QUA/230 | WICS-16MOC/230 | Mini-Splits | 17000 | 14100 | 2.75 | 13100 | 2.16
WELLS | WOS Series | 215864052 | HRCU-A-CB-O | WOS-18QUA/230 | WI4C-18MOC/230 | Mini-Splits | 18000 | 13900 | 2.66 | 12800 | 2.19
WELLS | WOS Series | 215864056 | HRCU-A-CB-O | WOS-18QUA/230 | WI1C-18MOC/230 | Mini-Splits | 18000 | 14000 | 2.77 | 13100 | 2.25
WELLS | WOS Series | 215864065 | HRCU-A-CB-O | WOS-12QUA/230 | WICS-12MOC/230 | Mini-Splits | 12000 | 9000 | 2.87 | 8900 | 2.51
WELLS | WOS Series | 215864051 | HRCU-A-CB-O | WOS-12QUA/230 | WI4C-12MOC/230 | Mini-Splits | 12000 | 8500 | 2.8 | 8400 | 2.39
WELLS | WOS Series | 215864055 | HRCU-A-CB-O | WOS-12QUA/230 | WI1C-12MOC/230 | Mini-Splits | 12000 | 8600 | 2.77 | 8600 | 2.47
WELLS | WOS Series | 215864064 | HRCU-A-CB-O | WOS-09QUA/230 | WICS-09MOC/230 | Mini-Splits | 9000 | 9000 | 2.9 | 8600 | 2.27
WELLS | WOS Series | 215864050 | HRCU-A-CB-O | WOS-09QUA/230 | WI4C-09MOC/230 | Mini-Splits | 10000 | 8500 | 2.8 | 8300 | 2.17
WELLS | WOS Series | 215864054 | HRCU-A-CB-O | WOS-09QUA/230 | WI1C-09MOC/230 | Mini-Splits | 11000 | 7900 | 2.69 | 8000 | 2.17
WELLS | WOS Series | 215864043 | HRCU-A-CB-O | WOS-24QUA/230 | WIHW-24MOC/230 | Mini-Splits | 25000 | 19500 | 2.5 | 17800 | 2.15
WELLS | WOS Series | 215864042 | HRCU-A-CB-O | WOS-18QUA/230 | WIHW-18MOC/230 | Mini-Splits | 18000 | 13000 | 2.59 | 13000 | 2.35
WELLS | WOS Series | 215864041 | HRCU-A-CB-O | WOS-12QUA/230 | WIHW-12MOC/230 | Mini-Splits | 12000 | 9600 | 2.84 | 8600 | 2.36
WELLS | WOS Series | 215864040 | HRCU-A-CB-O | WOS-09QUA/230 | WIHW-09MOC/230 | Mini-Splits | 10000 | 8600 | 2.8 | 8200 | 2.33
WELLS | WOS Series | 215864039 | HRCU-A-CB-O | WOS-12QUA/115 | WIHW-12QUA/115 | Mini-Splits | 12000 | 8800 | 2.77 | 7300 | 2.21
WELLS | WOS Series | 215864038 | HRCU-A-CB-O | WOS-09QUA/115 | WIHW-09QUA/115 | Mini-Splits | 10000 | 8800 | 2.77 | 7300 | 2.21
WELLS | WOS Series | 215864048 | HRCU-A-CB-O | WOS-24PRE/230 | WIHW-24MOC/230 | Mini-Splits | 26000 | 21600 | 2.61 | 24000 | 2
WELLS | WOS Series | 215864044 | HRCU-A-CB-O | WOS-06PRE/230 | WIHW-06MOC/230 | Mini-Splits | 7000 | 7600 | 2.5 | 7500 | 2.29
WELLS | WDHP Series | 215864025 | HRCU-A-CB | WDHP-36RH | WDAH-36MOC |  | 36000 | 25600 | 2.6 | 27000 | 2
WELLS | WDHP Series | 215864030 | HRCU-A-CB | WDHP-48HH | WDAH-48MOC |  | 50000 | 37000 | 2.7 | 46000 | 1.9
WELLS | WDHP Series | 215864028 | HRCU-A-CB | WDHP-30HH | WDAH-30MOC |  | 34000 | 23800 | 2.76 | 32600 | 1.96
WELLS | WOS Series | 215864020 | HRCU-A-CB | WOS-18QUA/230 | WIAH-18MOC/230 |  | 18000 | 13200 | 2.6 | 13000 | 2.3
WELLS | WOS Series | 215864024 | HRCU-A-CB | WOS-33PRE/230 | WIAH-36MOC/230 |  | 35000 | 27400 | 2.58 | 34000 | 2
WELLS | WOS Series | 215864022 | HRCU-A-CB | WOS-18PRE/230 | WIAH-18MOC/230 |  | 19500 | 14000 | 2.6 | 18000 | 2.2
WELLS |  | 213307896 | HMSR-A-CB-O | WMCA-36HFMO |  | Non-Ducted Indoor Units | 36000 | 27400 | 2.5 | 36000 | 1.95
WELLS |  | 213307903 | HRCU-A-CB | WUCA-60HFMO | WUA-60HFMAH |  | 59000 | 42000 | 2.6 | 54356 | 1.91
WESTINGHOUSE |  | 207237535 | HRCU-A-CB-O | WHU09SZA21S | WHU09CTA21S | Mini-Splits | 10000 | 7200 | 2.81 | 8300 | 2.25
WESTINGHOUSE |  | 207237536 | HRCU-A-CB-O | WHU12SZA21S | WHU12CTA21S | Mini-Splits | 12000 | 7600 | 2.72 | 8500 | 2.31
WESTINGHOUSE |  | 207237540 | HRCU-A-CB | WHU09SZA21S | WHU09DHA21S | Mini-Splits | 10000 | 6500 | 2.65 | 7100 | 2.1
WESTINGHOUSE |  | 207237537 | HRCU-A-CB-O | WHU18SZA21S | WHU18CTA21S | Mini-Splits | 18800 | 12000 | 2.64 | 13200 | 2.36
WESTINGHOUSE |  | 207237538 | HRCU-A-CB-O | WHU24SZA21S | WHU24CTA21S | Mini-Splits | 26000 | 19000 | 2.61 | 19000 | 2.2
WESTINGHOUSE |  | 207337195 | HRCU-A-CB-O | WHZ12SZA21S | WHZ12WMA21S | Mini-Splits | 12000 | 7000 | 2.77 | 9730 | 1.95
WESTINGHOUSE |  | 207337194 | HRCU-A-CB-O | WHZ09SZA21S | WHZ09WMA21S | Mini-Splits | 10000 | 6000 | 2.88 | 8050 | 2.05
WILLIS | Heatfinity | 214609736 | HRCU-A-CB-O | PUHW18KCH23S2-O | PUHW18KCH23S2-I | Mini-Splits | 18000 | 10800 | 2.64 | 13500 | 1.9
WILLIS | Heatfinity | 214609738 | HRCU-A-CB-O | PUHW12KCH24S2-O | PUHW12KCH24S2-I | Mini-Splits | 12000 | 7000 | 2.81 | 9000 | 1.9
WILLIS | MultiHeat | 214810331 | HMSR-A-CB-O | MZUHW18KCH21S2-O |  | Non-Ducted Indoor Units | 18000 | 14700 | 2.63 | 13600 | 2.23
WILLIS | FLEXX R32 | 216720958 | HRCU-A-CB | FLEX60KUHR32 | FLEXAH60KR32 |  | 54000 | 45000 | 2.66 | 54000 | 2.1
WILLIS | FLEXX R32 | 216720957 | HRCU-A-CB | FLEX60KUHR32 | FLEXAH48KR32 |  | 48000 | 39500 | 2.86 | 48000 | 2
WILLIS | FLEXX R32 | 216720956 | HRCU-A-CB | FLEX48KUHR32 | FLEXAH48KR32 |  | 48000 | 39500 | 2.86 | 48000 | 2
WILLIS | FLEXX R32 | 216720955 | HRCU-A-CB | FLEX36KUHR32 | FLEXAH36KR32 |  | 34000 | 28200 | 2.5 | 34000 | 2
WILLIS | FLEXX R32 | 216720954 | HRCU-A-CB | FLEX36KUHR32 | FLEXAH24KR32 |  | 25000 | 20600 | 2.7 | 24000 | 2
WILLIS | FLEXX R32 | 216720953 | HRCU-A-CB | FLEX24KUHR32 | FLEXAH24KR32 |  | 25000 | 20600 | 2.7 | 25000 | 2
WILLIS | ULTIMA | 217007964 | HRCU-A-CB-O | AUHW12KR32-O | AUHW12KR32-I | Mini-Splits | 12200 | 10300 | 3.11 | 12200 | 2
WILLIS | ULTIMA | 217007963 | HRCU-A-CB-O | AUHW09KR32-O | AUHW09KR32-I | Mini-Splits | 10600 | 8900 | 3.22 | 11500 | 2.11
WILLIS | HEATFINITY | 217007961 | HRCU-A-CB-O | PUHW18KR32-O | PUHW18KR32-I | Mini-Splits | 18000 | 14700 | 2.69 | 14600 | 1.9
WILLIS | HEATFINITY | 217007960 | HRCU-A-CB-O | PUHW12KR32-O | PUHW12KR32-I | Mini-Splits | 12000 | 10000 | 2.9 | 11000 | 1.95
WILLIS | MULTI HEAT | 216772308 | HMSR-A-CB-O | MZUHW18KR32-O |  | Non-Ducted Indoor Units | 18000 | 16000 | 2.51 | 13800 | 2
YORK | Mini-VRF | 203994974 | HMSV-A-CB | YVAHP048B21S* |  | Ducted Indoor Units | 54000 | 32000 | 2.9 | 31800 | 1.95
YORK | LX SERIES | 214396005 | HRCU-A-CB | HH836E2S11 | CTF36C5CDS1 |  | 33000 | 29600 | 2.62 | 27200 | 2
YORK | LX SERIES | 214396004 | HRCU-A-CB | HH836E2S11 | CTF36C5CDS1 |  | 33000 | 29600 | 2.62 | 27200 | 2
YORK | LX SERIES | 214396003 | HRCU-A-CB | HH836E2S11 | CTF36C5CDS1 |  | 33000 | 29600 | 2.62 | 27200 | 2
YORK | LX SERIES | 214395896 | HRCU-A-CB | HH860E2S11 | CTF60D5CJS1 |  | 55500 | 38500 | 2.56 | 40000 | 2
YORK | LX SERIES | 215853268 | HRCU-A-CB | HH860E2S11 | CTM60D5CJS1 |  | 55000 | 38500 | 2.56 | 40000 | 2
YORK | HMH7 | 213296649 | HRCU-A-CB | HMH72B341 | XAFB36DBCN1 |  | 33400 | 26000 | 2.52 | 23400 | 2
YORK | HMH7 | 213296697 | HRCU-A-CB | HMH72B341 | XAFC36DBCN1 |  | 34800 | 26600 | 2.58 | 24400 | 2.06
YORK | HMH7 | 213296518 | HRCU-A-CB | HMH72B341 | XAHC36DBCN1 |  | 33000 | 25800 | 2.58 | 23200 | 2.04
YORK | HMH7 | 213296564 | HRCU-A-CB | HMH72B341 | XAFB36DBCN1 |  | 33000 | 25800 | 2.54 | 23200 | 2
YORK | HMH7 | 213296610 | HRCU-A-CB | HMH72B341 | XAFB36DBCN1 |  | 33000 | 25800 | 2.5 | 23200 | 1.98
YORK | HMH7 | 213296608 | HRCU-A-CB | HMH72B341 | XAFC36DBCN1 |  | 33000 | 25800 | 2.54 | 23200 | 2
YORK | HMH7 | 213296699 | HRCU-A-CB | HMH72B341 | XAFC36DBCN1 |  | 33400 | 26000 | 2.52 | 23400 | 2
YORK | LX SERIES | 215912266 | HRCU-A-CB | HH824E2S11 | CTM36B5ADS1 |  | 23000 | 18000 | 2.75 | 18400 | 2
YORK | LX SERIES | 214396069 | HRCU-A-CB | HH824E2S11 | CTF30A5ADS1 |  | 23000 | 18300 | 2.76 | 18600 | 2
YORK | LX SERIES | 214650344 | HRCU-A-CB | HH824E2S11 | CTU36B5XDS1+TXV |  | 23000 | 18400 | 2.78 | 18700 | 2
YORK | LX SERIES | 214650340 | HRCU-A-CB | HH824E2S11 | CTU36B5XDS1+TXV |  | 23000 | 18400 | 2.78 | 18700 | 2
YORK | LX SERIES | 214395662 | HRCU-A-CB | HH824E2S11 | CTF36B5ADS1 |  | 23000 | 18400 | 2.78 | 18700 | 2
YORK | LX SERIES | 214395661 | HRCU-A-CB | HH824E2S11 | CTF36B5ADS1 |  | 23000 | 18400 | 2.78 | 18700 | 2
YORK | LX SERIES | 214396070 | HRCU-A-CB | HH824E2S11 | CTF30A5ADS1 |  | 23000 | 18300 | 2.76 | 18600 | 2
YORK | LX SERIES | 214650232 | HRCU-A-CB | HH824E2S11 | CTU36B5XDS1+TXV |  | 23000 | 18000 | 2.76 | 18300 | 2
YORK | LX SERIES | 214396167 | HRCU-A-CB | HH824E2S11 | CTF36B5ADS1 |  | 23000 | 18000 | 2.76 | 18300 | 2
YORK | LX SERIES | 214807357 | HRCU-A-CB | HH824E2S11 | CTM36B5ADS1 |  | 23000 | 18300 | 2.76 | 18600 | 2
YORK | LX SERIES | 214810253 | HRCU-A-CB | HH824E2S11 | CTM36B5ADS1 |  | 23000 | 18300 | 2.76 | 18600 | 2
YORK | LX SERIES | 214395767 | HRCU-A-CB | HH824E2S11 | CTF30A5ADS1 |  | 23000 | 18100 | 2.72 | 18500 | 2
YORK | LX SERIES | 214395766 | HRCU-A-CB | HH824E2S11 | CTF30A5ADS1 |  | 23000 | 18100 | 2.72 | 18500 | 2
YORK | LX SERIES | 214396072 | HRCU-A-CB | HH824E2S11 | CTF30A5ADS1 |  | 23000 | 17800 | 2.7 | 18200 | 2
YORK | LX SERIES | 214807368 | HRCU-A-CB | HH824E2S11 | CTM36B5ADS1 |  | 23000 | 18600 | 2.78 | 18800 | 2
YORK | LX SERIES | 214810252 | HRCU-A-CB | HH824E2S11 | CTM36B5ADS1 |  | 23000 | 18600 | 2.78 | 18800 | 2
YORK | LX SERIES | 214650493 | HRCU-A-CB | HH824E2S11 | CTU36B5XDS1+TXV |  | 23000 | 18600 | 2.8 | 18900 | 2
YORK | LX SERIES | 214650489 | HRCU-A-CB | HH824E2S11 | CTU36B5XDS1+TXV |  | 23000 | 18600 | 2.8 | 18900 | 2
YORK | LX SERIES | 214395967 | HRCU-A-CB | HH824E2S11 | CTF36B5ADS1 |  | 23000 | 18600 | 2.8 | 18900 | 2
YORK | LX SERIES | 214395966 | HRCU-A-CB | HH824E2S11 | CTF36B5ADS1 |  | 23000 | 18600 | 2.8 | 18900 | 2
YORK | LX SERIES | 214395747 | HRCU-A-CB | HH860E2S11 | CTM60C5CGS1 |  | 45500 | 34000 | 2.5 | 34200 | 2
YORK | LX SERIES | 214395746 | HRCU-A-CB | HH860E2S11 | CTM60C5CGS1 |  | 45500 | 34000 | 2.5 | 34200 | 2
YORK | LX SERIES | 214719817 | HRCU-A-CB | HH860E2S11 | CTU60C5XGS1+TXV |  | 45500 | 34000 | 2.5 | 34200 | 2
YORK | LX SERIES | 214719816 | HRCU-A-CB | HH860E2S11 | CTU60C5XGS1+TXV |  | 45500 | 34000 | 2.5 | 34200 | 2
YORK | LX SERIES | 214395744 | HRCU-A-CB | HH860E2S11 | CTF60C5CGS1 |  | 45500 | 34000 | 2.5 | 34200 | 2
YORK | LX SERIES | 214395743 | HRCU-A-CB | HH860E2S11 | CTF60C5CGS1 |  | 45500 | 34000 | 2.5 | 34200 | 2
YORK | LX SERIES | 214395641 | HRCU-A-CB | HH860E2S11 | CTM60C5CGS1 |  | 45500 | 34200 | 2.5 | 34200 | 2
YORK | LX SERIES | 214395640 | HRCU-A-CB | HH860E2S11 | CTM60C5CGS1 |  | 45500 | 34200 | 2.5 | 34200 | 2
YORK | LX SERIES | 214719773 | HRCU-A-CB | HH860E2S11 | CTU60C5XGS1+TXV |  | 45500 | 34200 | 2.5 | 34200 | 2
YORK | LX SERIES | 214719772 | HRCU-A-CB | HH860E2S11 | CTU60C5XGS1+TXV |  | 45500 | 34200 | 2.5 | 34200 | 2
YORK | LX SERIES | 214395638 | HRCU-A-CB | HH860E2S11 | CTF60C5CGS1 |  | 45500 | 34200 | 2.5 | 34200 | 2
YORK | LX SERIES | 214395637 | HRCU-A-CB | HH860E2S11 | CTF60C5CGS1 |  | 45500 | 34200 | 2.5 | 34200 | 2
YORK | LX SERIES | 214719818 | HRCU-A-CB | HH860E2S11 | CTU60C5XGS1+TXV |  | 45500 | 34200 | 2.5 | 34200 | 2
YORK | LX SERIES | 214719819 | HRCU-A-CB | HH860E2S11 | CTU60C5XGS1+TXV |  | 45500 | 34200 | 2.5 | 34200 | 2
YORK | LX SERIES | 214395643 | HRCU-A-CB | HH860E2S11 | CTF60C5CGS1 |  | 45500 | 34200 | 2.5 | 34200 | 2
YORK | LX SERIES | 214395642 | HRCU-A-CB | HH860E2S11 | CTF60C5CGS1 |  | 45500 | 34200 | 2.5 | 34200 | 2
YORK | LX SERIES | 214719785 | HRCU-A-CB | HH860E2S11 | CTU60C5XGS1+TXV |  | 45000 | 33600 | 2.5 | 33800 | 2
YORK | LX SERIES | 214719786 | HRCU-A-CB | HH860E2S11 | CTU60C5XGS1+TXV |  | 45000 | 33600 | 2.5 | 33800 | 2
YORK | LX SERIES | 214395856 | HRCU-A-CB | HH860E2S11 | CTF60C5CGS1 |  | 45000 | 33600 | 2.5 | 33800 | 2
YORK | LX SERIES | 214395855 | HRCU-A-CB | HH860E2S11 | CTF60C5CGS1 |  | 45000 | 33600 | 2.5 | 33800 | 2
YORK | LX SERIES | 214719766 | HRCU-A-CB | HH860E2S11 | CTU60C5XGS1+TXV |  | 45000 | 33200 | 2.5 | 33600 | 2
YORK | LX SERIES | 214719764 | HRCU-A-CB | HH860E2S11 | CTU60C5XGS1+TXV |  | 45000 | 33200 | 2.5 | 33600 | 2
YORK | LX SERIES | 214395647 | HRCU-A-CB | HH860E2S11 | CTF60C5CGS1 |  | 45000 | 33200 | 2.5 | 33600 | 2
YORK | LX SERIES | 214395646 | HRCU-A-CB | HH860E2S11 | CTF60C5CGS1 |  | 45000 | 33200 | 2.5 | 33600 | 2
YORK | LX SERIES | 214396052 | HRCU-A-CB | HH860E2S11 | CTM60C5CGS1 |  | 45000 | 33400 | 2.5 | 33600 | 2
YORK | LX SERIES | 214396051 | HRCU-A-CB | HH860E2S11 | CTM60C5CGS1 |  | 45000 | 33400 | 2.5 | 33600 | 2
YORK | LX SERIES | 214395949 | HRCU-A-CB | HH860E2S11 | CTM60C5CGS1 |  | 45000 | 33400 | 2.5 | 33800 | 2
YORK | LX SERIES | 214395948 | HRCU-A-CB | HH860E2S11 | CTM60C5CGS1 |  | 45000 | 33400 | 2.5 | 33800 | 2
YORK | LX SERIES | 214719763 | HRCU-A-CB | HH860E2S11 | CTU60C5XGS1+TXV |  | 45000 | 33400 | 2.5 | 33800 | 2
YORK | LX SERIES | 214719762 | HRCU-A-CB | HH860E2S11 | CTU60C5XGS1+TXV |  | 45000 | 33400 | 2.5 | 33800 | 2
YORK | LX SERIES | 214395947 | HRCU-A-CB | HH860E2S11 | CTF60C5CGS1 |  | 45000 | 33400 | 2.5 | 33800 | 2
YORK | LX SERIES | 214395946 | HRCU-A-CB | HH860E2S11 | CTF60C5CGS1 |  | 45000 | 33400 | 2.5 | 33800 | 2
YORK | LX SERIES | 214650075 | HRCU-A-CB | HH860E2S11 | CTU60D5XGS1+TXV |  | 47500 | 36200 | 2.56 | 35200 | 2
YORK | LX SERIES | 214650071 | HRCU-A-CB | HH860E2S11 | CTU60D5XGS1+TXV |  | 47500 | 36200 | 2.56 | 35200 | 2
YORK | LX SERIES | 214396057 | HRCU-A-CB | HH860E2S11 | CTF60D5CGS1 |  | 47500 | 36200 | 2.56 | 35200 | 2
YORK | LX SERIES | 214396056 | HRCU-A-CB | HH860E2S11 | CTF60D5CGS1 |  | 47500 | 36200 | 2.56 | 35200 | 2
YORK | LX SERIES | 214395843 | HRCU-A-CB | HH860E2S11 | CTM60C5CGS1 |  | 45000 | 33600 | 2.5 | 33800 | 2
YORK | LX SERIES | 214396156 | HRCU-A-CB | HH860E2S11 | CTM60C5CGS1 |  | 45000 | 33600 | 2.5 | 33800 | 2
YORK | LX SERIES | 214396155 | HRCU-A-CB | HH860E2S11 | CTM60C5CGS1 |  | 45000 | 33600 | 2.5 | 33800 | 2
YORK | LX SERIES | 214396163 | HRCU-A-CB | HH860E2S11 | CTM60C5CGS1 |  | 45500 | 34200 | 2.5 | 34200 | 2
YORK | LX SERIES | 214396162 | HRCU-A-CB | HH860E2S11 | CTM60C5CGS1 |  | 45500 | 34200 | 2.5 | 34200 | 2
YORK | HMH7 | 211379736 | HRCU-A-CB | HMH72B341 | XAHC48FBCN1 |  | 32400 | 25400 | 2.5 | 23800 | 2.06
YORK | HMH7 | 211379952 | HRCU-A-CB | HMH72B341 | XAFD48FXXN1+TXV |  | 32400 | 25400 | 2.56 | 23600 | 2.08
YORK | HMH7 | 211379012 | HRCU-A-CB | HMH72B341 | XAHD48FXXN1+TXV |  | 31800 | 25000 | 2.5 | 23200 | 2.02
YORK | LX SERIES | 214395676 | HRCU-A-CB | HH860E2S11 | CTF60C5CHS1 |  | 54500 | 38000 | 2.52 | 39500 | 2
YORK | LX SERIES | 214395675 | HRCU-A-CB | HH860E2S11 | CTF60C5CHS1 |  | 54500 | 38000 | 2.52 | 39500 | 2
YORK | LX SERIES | 214395889 | HRCU-A-CB | HH860E2S11 | CTF60C5CHS1 |  | 55000 | 38000 | 2.54 | 40000 | 2
YORK | LX SERIES | 214395888 | HRCU-A-CB | HH860E2S11 | CTF60C5CHS1 |  | 55000 | 38000 | 2.54 | 40000 | 2
YORK | LX SERIES | 214396161 | HRCU-A-CB | HH860E2S11 | CTM60D5CGS1 |  | 47000 | 35800 | 2.56 | 35000 | 2
YORK | LX SERIES | 214396160 | HRCU-A-CB | HH860E2S11 | CTM60D5CGS1 |  | 47000 | 35800 | 2.56 | 35000 | 2
YORK | LX SERIES | 214395645 | HRCU-A-CB | HH860E2S11 | CTF60C5CGS1 |  | 45000 | 33400 | 2.5 | 33800 | 2
YORK | LX SERIES | 214395644 | HRCU-A-CB | HH860E2S11 | CTF60C5CGS1 |  | 45000 | 33400 | 2.5 | 33800 | 2
YORK | LX SERIES | 214396086 | HRCU-A-CB | HH860E2S11 | CTF60D5CHS1 |  | 55000 | 38000 | 2.56 | 40000 | 2
YORK | LX SERIES | 214396085 | HRCU-A-CB | HH860E2S11 | CTF60D5CHS1 |  | 55000 | 38000 | 2.56 | 40000 | 2
YORK | LX SERIES | 214395786 | HRCU-A-CB | HH860E2S11 | CTM60C5CHS1 |  | 54000 | 37400 | 2.54 | 39000 | 2
YORK | LX SERIES | 214395785 | HRCU-A-CB | HH860E2S11 | CTM60C5CHS1 |  | 54000 | 37400 | 2.54 | 39000 | 2
YORK | LX SERIES | 214395987 | HRCU-A-CB | HH860E2S11 | CTM60C5CHS1 |  | 55000 | 38000 | 2.54 | 40000 | 2
YORK | LX SERIES | 214395986 | HRCU-A-CB | HH860E2S11 | CTM60C5CHS1 |  | 55000 | 38000 | 2.54 | 40000 | 2
YORK | LX SERIES | 214395784 | HRCU-A-CB | HH860E2S11 | CTF60C5CHS1 |  | 55000 | 38000 | 2.52 | 40000 | 2
YORK | LX SERIES | 214395783 | HRCU-A-CB | HH860E2S11 | CTF60C5CHS1 |  | 55000 | 38000 | 2.52 | 40000 | 2
YORK | LX SERIES | 214395685 | HRCU-A-CB | HH860E2S11 | CTM60C5CHS1 |  | 54000 | 37400 | 2.56 | 39000 | 2
YORK | LX SERIES | 214395684 | HRCU-A-CB | HH860E2S11 | CTM60C5CHS1 |  | 54000 | 37400 | 2.56 | 39000 | 2
YORK | LX SERIES | 214395683 | HRCU-A-CB | HH860E2S11 | CTF60C5CHS1 |  | 55000 | 38000 | 2.54 | 40000 | 2
YORK | LX SERIES | 214395682 | HRCU-A-CB | HH860E2S11 | CTF60C5CHS1 |  | 55000 | 38000 | 2.54 | 40000 | 2
YORK | LX SERIES | 214650389 | HRCU-A-CB | HH860E2S11 | CTU60D5XHS1+TXV |  | 55000 | 38000 | 2.56 | 40000 | 2
YORK | LX SERIES | 214650385 | HRCU-A-CB | HH860E2S11 | CTU60D5XHS1+TXV |  | 55000 | 38000 | 2.56 | 40000 | 2
YORK | HMH7 | 213296781 | HRCU-A-CB | HMH72B341 | XAFB36DBCN1+JMET12BS2N1 |  | 33800 | 25200 | 2.58 | 23800 | 2.12
YORK | HMH7 | 213296644 | HRCU-A-CB | HMH72B341 | XAFB36DBCN1+JMVT12BC2N1 |  | 33600 | 25000 | 2.56 | 23600 | 2.1
YORK | HMH7 | 213296604 | HRCU-A-CB | HMH72B341 | XAHC36DBCN1+JMET12CS2N1 |  | 32800 | 24600 | 2.52 | 23000 | 2.06
YORK | HMH7 | 213296549 | HRCU-A-CB | HMH72B341 | XAFC36DBCN1 |  | 33400 | 25800 | 2.56 | 24400 | 2.12
YORK | HMH7 | 213296541 | HRCU-A-CB | HMH72B341 | XAFC36DBCN1 |  | 33400 | 25800 | 2.56 | 24400 | 2.12
YORK | HMH7 | 213296754 | HRCU-A-CB | HMH72B341 | XAHC36DBCN1 |  | 33400 | 25200 | 2.52 | 24000 | 2.08
YORK | HMH7 | 213296750 | HRCU-A-CB | HMH72B341 | XAFD48FBCN1 |  | 32800 | 25200 | 2.6 | 23400 | 2.1
YORK | HMH7 | 213296660 | HRCU-A-CB | HMH72B341 | XAFC48FBCN1 |  | 32800 | 25000 | 2.6 | 23200 | 2.08
YORK | HMH7 | 213296659 | HRCU-A-CB | HMH72B341 | XAFC48FXXN1+TXV |  | 32800 | 25000 | 2.6 | 23200 | 2.08
YORK | HMH7 | 213296557 | HRCU-A-CB | HMH72B341 | XAFB36DBCN1 |  | 33400 | 25400 | 2.52 | 24000 | 2.08
YORK | HMH7 | 213296762 | HRCU-A-CB | HMH72B341 | XAHC36DBCN1 |  | 33400 | 25000 | 2.52 | 23600 | 2.08
YORK | HMH7 | 213296629 | HRCU-A-CB | HMH72B341 | XAFC36DBCN1 |  | 33400 | 25400 | 2.58 | 24200 | 2.14
YORK | HMH7 | 213296584 | HRCU-A-CB | HMH72B341 | XAFC48FBCN1 |  | 32800 | 25200 | 2.6 | 23400 | 2.1
YORK | HMH7 | 213296582 | HRCU-A-CB | HMH72B341 | XAFC48FXXN1+TXV |  | 32800 | 25200 | 2.6 | 23400 | 2.1
YORK | HMH7 | 213296533 | HRCU-A-CB | HMH72B341 | XAFC36DBCN1 |  | 34000 | 25800 | 2.54 | 24600 | 2.12
YORK | HMH7 | 213296623 | HRCU-A-CB | HMH72B341 | XAFC36DBCN1 |  | 33400 | 25400 | 2.58 | 24200 | 2.14
YORK | HMH7 | 213296766 | HRCU-A-CB | HMH72B341 | XAFC36DBCN1 |  | 33400 | 25400 | 2.58 | 24200 | 2.14
YORK | HMH7 | 213296537 | HRCU-A-CB | HMH72B341 | XAFC36DBCN1 |  | 33400 | 25600 | 2.58 | 24400 | 2.12
YORK | HMH7 | 213296746 | HRCU-A-CB | HMH72B341 | XAFB36DBCN1 |  | 33400 | 25400 | 2.52 | 24000 | 2.08
YORK | HMH7 | 213296731 | HRCU-A-CB | HMH72B341 | XAFC36DBCN1+JMET12CS2N1 |  | 34000 | 25400 | 2.6 | 24200 | 2.14
YORK | HMH7 | 213296770 | HRCU-A-CB | HMH72B341 | XAFC36DBCN1 |  | 33400 | 25400 | 2.54 | 24000 | 2.08
YORK | HMH7 | 213296545 | HRCU-A-CB | HMH72B341 | XAFC36DBCN1 |  | 34000 | 25800 | 2.54 | 24600 | 2.12
YORK | HMH7 | 213296670 | HRCU-A-CB | HMH72B341 | XAHC36DBCN1 |  | 33400 | 25000 | 2.52 | 23600 | 2.08
YORK | LX SERIES | 214396093 | HRCU-A-CB | HH860E2S11 | CTF60D5CJS1 |  | 54000 | 37200 | 2.58 | 39000 | 2
YORK | LX SERIES | 214396092 | HRCU-A-CB | HH860E2S11 | CTF60D5CJS1 |  | 54000 | 37200 | 2.58 | 39000 | 2
YORK | LX SERIES | 214396176 | HRCU-A-CB | HH824E2S11 | CTF30B5ACS1 |  | 23000 | 18400 | 2.72 | 18000 | 2
YORK | LX SERIES | 214396175 | HRCU-A-CB | HH824E2S11 | CTF30B5ACS1 |  | 23000 | 18400 | 2.72 | 18000 | 2
YORK | HMH7 | 213296555 | HRCU-A-CB | HMH72B341 | XAFB36DXXN1+TXV |  | 33400 | 25400 | 2.52 | 24000 | 2.08
YORK | HMH7 | 213296619 | HRCU-A-CB | HMH72B341 | XAHC36DBCN1 |  | 33400 | 25000 | 2.52 | 23600 | 2.08
YORK | HMH7 | 213296621 | HRCU-A-CB | HMH72B341 | XAFC36DBCN1 |  | 33400 | 25600 | 2.56 | 24200 | 2.12
YORK | HMH7 | 213296575 | HRCU-A-CB | HMH72B341 | XAFC36DBCN1 |  | 33400 | 25400 | 2.58 | 24200 | 2.14
YORK | HMH7 | 213296678 | HRCU-A-CB | HMH72B341 | XAFB36DBCN1 |  | 34000 | 25800 | 2.52 | 24600 | 2.1
YORK | HMH7 | 213296676 | HRCU-A-CB | HMH72B341 | XAFB36DXXN1+TXV |  | 34000 | 25800 | 2.52 | 24600 | 2.1
YORK | HMH7 | 213296706 | HRCU-A-CB | HMH72B341 | XAFC36DBCN1 |  | 33400 | 25600 | 2.56 | 24200 | 2.12
YORK | HMH7 | 213296577 | HRCU-A-CB | HMH72B341 | XAHC36DBCN1 |  | 33400 | 25200 | 2.54 | 24000 | 2.1
YORK | HMH7 | 213296780 | HRCU-A-CB | HMH72B341 | XAFB36DXXN1+JMET12BS2N1+TXV |  | 33800 | 25200 | 2.58 | 23800 | 2.12
YORK | HMH7 | 213296774 | HRCU-A-CB | HMH72B341 | XAFB36DBCN1 |  | 33400 | 25600 | 2.54 | 24200 | 2.1
YORK | HMH7 | 213296663 | HRCU-A-CB | HMH72B341 | XAFC36DBCN1 |  | 33400 | 25400 | 2.54 | 24000 | 2.08
YORK | HMH7 | 213296772 | HRCU-A-CB | HMH72B341 | XAFB36DXXN1+TXV |  | 33400 | 25600 | 2.54 | 24200 | 2.1
YORK | HMH7 | 213296710 | HRCU-A-CB | HMH72B341 | XAFD48FBCN1 |  | 32800 | 25000 | 2.6 | 23200 | 2.08
YORK | HMH7 | 213296666 | HRCU-A-CB | HMH72B341 | XAHC36DBCN1 |  | 33400 | 25200 | 2.52 | 24000 | 2.08
YORK | HMH7 | 213296684 | HRCU-A-CB | HMH72B341 | XAHC36DBCN1 |  | 33400 | 25000 | 2.52 | 23600 | 2.08
YORK | HMH7 | 213296745 | HRCU-A-CB | HMH72B341 | XAFB36DXXN1+TXV |  | 33400 | 25400 | 2.52 | 24000 | 2.08
YORK | HMH7 | 213296527 | HRCU-A-CB | HMH72B341 | XAHC36DBCN1 |  | 33400 | 25000 | 2.5 | 23800 | 2.06
YORK | HMH7 | 213296643 | HRCU-A-CB | HMH72B341 | XAFB36DXXN1+JMVT12BC2N1+TXV |  | 33600 | 25000 | 2.56 | 23600 | 2.1
YORK | HMH7 | 213296708 | HRCU-A-CB | HMH72B341 | XAHC36DBCN1 |  | 33400 | 25200 | 2.52 | 23800 | 2.08
ZEPHYR |  | 215414827 | HRCU-A-CB-O | ZE-09DB22O | ZE-09DB22I | Mini-Splits | 9500 | 6800 | 2.55 | 6000 | 2
ZEPHYR |  | 215414825 | HRCU-A-CB-O | ZE-18CB22O | ZE-18CB22I | Mini-Splits | 18000 | 14800 | 2.8 | 13700 | 2.4
ZEPHYR |  | 215414823 | HRCU-A-CB-O | ZE-09CB22O | ZE-09CB22I | Mini-Splits | 9000 | 6500 | 2.57 | 5700 | 2.09
ZEPHYR | Hi ULTRA HD | 207036642 | HRCU-A-CB | ZE-36HPB | AH-36B |  | 35000 | 24000 | 2.5 | 25200 | 2.1
ZEPHYR | Hi MULTI Xtreme | 216684163 | HMSR-A-CB-O | ZE-518M225 |  | Mixed Ducted and Non-Ducted Indoor Units | 18000 | 11700 | 2.96 | 17400 | 1.96
ZEPHYR | Hi MULTI Xtreme | 216684171 | HMSR-A-CB-O | ZE-536M425 |  | Non-Ducted Indoor Units | 36000 | 22600 | 2.92 | 36000 | 1.92
ZEPHYR | Hi MULTI Xtreme | 216684168 | HMSR-A-CB-O | ZE-542M525 |  | Non-Ducted Indoor Units | 48000 | 28200 | 2.59 | 36000 | 1.92
ZEPHYR | Hi MULTI Xtreme | 216684162 | HMSV-A-CB | ZE-518M225 |  | Ducted Indoor Units | 18000 | 11900 | 2.98 | 17000 | 1.96
ZEPHYR | Hi MULTI Xtreme | 216684161 | HMSR-A-CB-O | ZE-518M225 |  | Non-Ducted Indoor Units | 18000 | 11500 | 2.93 | 18000 | 1.99
ZEPHYR | HiULTRA | 215414834 | HRCU-A-CB-O | ZE-12DB25O | ZE-12DB25I | Mini-Splits | 12000 | 9300 | 4.78 | 9200 | 1.9
ZEPHYR | HiULTRA | 215414833 | HRCU-A-CB-O | ZE-09DB25O | ZE-09DB25I | Mini-Splits | 9500 | 9500 | 4.8 | 8800 | 1.92
ZEPHYR | HiULTRA | 215414830 | HRCU-A-CB-O | ZE-12CB25O | ZE-12CB25I | Mini-Splits | 12000 | 10800 | 4.8 | 11500 | 1.98
ZEPHYR | HiULTRA | 215414829 | HRCU-A-CB-O | ZE-09CB25O | ZE-09CB25I | Mini-Splits | 9000 | 9000 | 4.8 | 9000 | 2.03
ZEPHYR | Hi-PRO HD | 215381148 | HRCU-A-CB | ZE-660HPA | AH-660A |  | 57000 | 37000 | 2.61 | 42000 | 2.46
ZEPHYR | Hi-PRO HD | 215381147 | HRCU-A-CB | ZE-648HPA | AH-648A |  | 48000 | 36600 | 2.64 | 37000 | 2.52
ZEPHYR | Hi-PRO HD | 215381146 | HRCU-A-CB | ZE-636HPA | AH-636A |  | 34000 | 32000 | 2.93 | 31000 | 2.15
ZEPHYR | Hi-PRO HD | 215381145 | HRCU-A-CB | ZE-624HPA | AH-624A |  | 24000 | 20400 | 3.05 | 20800 | 2.3
ZERO | Z4S Series | 217138410 | HMSV-A-CB | Z4SOV-48HDMB-US |  | Ducted Indoor Units | 47000 | 37000 | 2.5 | 38000 | 2.1
ZERO | Z4S Series | 217138405 | HMSV-A-CB | Z4SOV-27HDMB-US |  | Mixed Ducted and Non-Ducted Indoor Units | 26800 | 18200 | 2.5 | 18900 | 2
ZERO | Z4S Series | 217138404 | HMSV-A-CB | Z4SOV-27HDMB-US |  | Ducted Indoor Units | 26600 | 18400 | 2.5 | 18800 | 2
ZERO | Z4S Series | 217138403 | HMSR-A-CB-O | Z4SOV-27HDMB-US |  | Non-Ducted Indoor Units | 27000 | 18000 | 2.5 | 19000 | 2
ZERO | Z4S Series | 217138402 | HMSV-A-CB | Z4SOV-18HDMB-US |  | Mixed Ducted and Non-Ducted Indoor Units | 19000 | 14000 | 2.7 | 14000 | 2.25
ZERO | Z4S Series | 217138401 | HMSV-A-CB | Z4SOV-18HDMB-US |  | Ducted Indoor Units | 19000 | 14600 | 2.8 | 14600 | 2.3
ZERO | Z4S Series | 217138400 | HMSR-A-CB-O | Z4SOV-18HDMB-US |  | Non-Ducted Indoor Units | 19000 | 13500 | 2.6 | 13500 | 2.2
ZERO | ZMSB Series | 216097675 | HRCU-A-CB-O | ZMSB-18HV-USHHCR2-O | ZMSB-18HV-USHHCR2-I | Mini-Splits | 18000 | 14400 | 2.79 | 18000 | 2
ZERO |  | 209867859 | HRCU-A-CB-O | ZMSB-09HVD-US | ZMSB-09HVD-US | Mini-Splits | 10000 | 6000 | 2.51 | 6933 | 1.97
ZERO |  | 213732663 | HMSV-A-CB | Z3SOV-27HDM-US |  | Ducted Indoor Units | 28000 | 22000 | 2.6 | 20000 | 2.14
ZERO |  | 213867393 | HRCU-A-CB | ZSOV-24HDM-US | ZAV-24HDM-US |  | 25000 | 17000 | 2.98 | 18000 | 1.9
ZERO |  | 213917749 | HRCU-A-CB-O | ZMSB-12HV-USHH | ZMSB-12HV-USHH | Mini-Splits | 12000 | 10000 | 2.69 | 8820 | 2.25
ZERO |  | 213917748 | HRCU-A-CB-O | ZMSB-09HV-USHH | ZMSB-09HV-USHH | Mini-Splits | 10000 | 8100 | 2.7 | 8564 | 2.22
ZERO |  | 213917750 | HRCU-A-CB-O | ZMSB-18HV-USHH | ZMSB-18HV-USHH | Mini-Splits | 18000 | 14100 | 2.65 | 12829 | 2.35
ZERO | Z3SOV Series | 214723149 | HMSR-A-CB-O | Z3SOV-18HDM-US |  | Non-Ducted Indoor Units | 19000 | 14400 | 2.5 | 14000 | 2.19
ZERO | Z3SOV Series | 214723151 | HMSV-A-CB | Z3SOV-18HDM-US |  | Mixed Ducted and Non-Ducted Indoor Units | 19000 | 14600 | 2.5 | 14000 | 2.19
ZERO | ZMSB Series | 214232447 | HRCU-A-CB-O | ZMSB-09HV-USHHC | ZMSB-09HV-USHHC | Mini-Splits | 12000 | 9300 | 2.5 | 11300 | 1.9
ZERO | ZMSB Series | 214421474 | HRCU-A-CB-O | ZMSB-09HV-USHHC-O | ZMSB-09HV-USHHC-I | Mini-Splits | 12000 | 9300 | 2.5 | 11300 | 1.9
ZERO | ZMSB Series | 214421475 | HRCU-A-CB-O | ZMSB-12HV-USHHC-O | ZMSB-12HV-USHHC-I | Mini-Splits | 12000 | 10300 | 2.56 | 12113 | 1.9
ZERO | ZMSB Series | 214232448 | HRCU-A-CB-O | ZMSB-12HV-USHHC | ZMSB-12HV-USHHC | Mini-Splits | 12000 | 10300 | 2.56 | 12113 | 1.9
ZERO |  | 212928560 | HRCU-A-CB | ZSOV-24HDM-US | ZDV-24HDM-US | Mini-Splits | 25000 | 20000 | 2.61 | 20000 | 2.3
ZERO | ZAVA Series | 216980492 | HRCU-A-CB | ZSOVA-36HDMB-US | ZAVA-36HDMB-US |  | 36000 | 24800 | 2.6 | 27000 | 2
ZERO | ZAVA Series | 216980499 | HRCU-A-CB | ZSOVA-48HDMB-USHH | ZAVA-48HDMB-US |  | 50000 | 37000 | 2.7 | 46000 | 1.9
ZERO | ZAVA Series | 216980498 | HRCU-A-CB | ZSOVA-36HDMB-USHH | ZAVA-36HDMB-US |  | 37000 | 31800 | 2.54 | 39000 | 1.9
ZERO | ZAVA Series | 216980497 | HRCU-A-CB | ZSOVA-30HDMB-USHH | ZAVA-30HDMB-US |  | 34000 | 23800 | 2.76 | 32600 | 1.96
ZERO | ZAVA Series | 216980495 | HRCU-A-CB | ZSOVA-18HDMB-USHH | ZAVA-18HDMB-US |  | 19000 | 15000 | 2.6 | 18000 | 2
ZERO | T-Pro-25ES | 216723130 | HRCU-A-CB-O | ZMSB-18HVT-USHHCR2 | ZMSB-18HVT-USHHCR2 | Mini-Splits | 18000 | 11500 | 2.81 | 17800 | 2.01
ZERO | T-Pro-24ES | 216032521 | HRCU-A-CB-O | ZMSB-12HVT-USHHR2 | ZMSB-12HVT-USHHR2 | Mini-Splits | 12600 | 8100 | 3.08 | 9100 | 2.4
ZERO | T-Pro-24ES | 216032520 | HRCU-A-CB-O | ZMSB-09HVT-USHHR2 | ZMSB-09HVT-USHHR2 | Mini-Splits | 10000 | 5800 | 2.66 | 7100 | 2.04
ZERO | T-Pro-24ES | 216032519 | HRCU-A-CB-O | ZMSB-12HVT110-USHHR2 | ZMSB-12HVT110-USHHR2 | Mini-Splits | 12400 | 7800 | 2.89 | 8900 | 2.31
ZERO | T-Pro-24ES | 216032518 | HRCU-A-CB-O | ZMSB-09HVT110-USHHR2 | ZMSB-09HVT110-USHHR2 | Mini-Splits | 10000 | 6200 | 2.84 | 7500 | 2.15
ZERO | ZMSB Series | 216097677 | HRCU-A-CB-O | ZMSB-33HV-USHHCR2-O | ZMSB-33HV-USHHCR2-I | Mini-Splits | 36000 | 29600 | 2.61 | 34600 | 1.91
ZERO | ZMSB Series | 216097676 | HRCU-A-CB-O | ZMSB-24HV-USHHCR2-O | ZMSB-24HV-USHHCR2-I | Mini-Splits | 26000 | 21600 | 2.61 | 24000 | 2
ZERO | ZMSB Series | 216097679 | HRCU-A-CB-O | ZMSB-09HV-USHHR2-O | ZMSB-09HV-USHHR2-I | Mini-Splits | 10000 | 8600 | 2.8 | 8200 | 2.33
ZERO | ZMSB Series | 216097678 | HRCU-A-CB-O | ZMSB-12HV110-USHHR2-O | ZMSB-12HV110-USHHR2-I | Mini-Splits | 12000 | 8800 | 2.77 | 7300 | 2.21
ZERO | ZMSB Series | 216097681 | HRCU-A-CB-O | ZMSB-18HV-USHHR2-O | ZMSB-18HV-USHHR2-I | Mini-Splits | 18000 | 13000 | 2.59 | 13000 | 2.35
ZERO | ZMSB Series | 216097680 | HRCU-A-CB-O | ZMSB-12HV-USHHR2-O | ZMSB-12HV-USHHR2-I | Mini-Splits | 12000 | 9600 | 2.84 | 8600 | 2.36
ZERO | ZMSB Series | 216097682 | HRCU-A-CB-O | ZMSB-24HV-USHHR2-O | ZMSB-24HV-USHHR2-I | Mini-Splits | 25000 | 19500 | 2.5 | 17800 | 2.15

## December 2024
APS Eligible Small ASHP Models |  |  | Disclaimer: The Massachusetts Department of Energy Resources (DOER) has not investigated, and expressly disclaims any duty to investigate, any company, product, service, process, procedure, design, or the like, which may be presented on the aforementioned list. The presentation of these companies does not constitute endorsement, warranty, or guaranty, by DOER of any company, product, service, process, procedure, design, or the like.
Updated December 2024
Brand (if applicable) | Model Name (if applicable) | AHRI Certificate No. | AHRI Type | Outdoor Unit Model | Indoor Unit Model | Ducting Configuration | Rated Capacity 47°F (btu/hr) | Rated Capacity 17°F (btu/hr) | COP at Rated Capacity 17°F | Maximum Capacity 5°F (btu/hr) | COP at Max. Capacity 5°F
MOOVAIR | MAH Series | 216030979 | HRCU-A-CB | MSHMA48R2AN1 | MAHHA48R4AS1 | Singlezone Ducted, Centrally Ducted | 48000 | 34000 | 2.56 | 48000 | 2
MOOVAIR | MAH Series | 216030980 | HRCU-A-CB | MSHMA60R2AN1 | MAHHA60R4AS1 | Singlezone Ducted, Centrally Ducted | 55000 | 35000 | 2.5 | 54000 | 1.9
MOOVAIR | MAH Series | 216030975 | HRCU-A-CB | MSHMA18R2AN1 | MAHHA18R4AS1 | Singlezone Ducted, Centrally Ducted | 18000 | 14700 | 2.66 | 18600 | 2.12
MOOVAIR | MAH Series | 216030977 | HRCU-A-CB | MSHMA30R2AN1 | MAHHA30R4AS1 | Singlezone Ducted, Centrally Ducted | 33000 | 24000 | 2.69 | 33200 | 1.97
MOOVAIR | MAH Series | 216030961 | HRCU-A-CB | MSHEA36R2AN1 | MAHMA36R4AS1 | Singlezone Ducted, Centrally Ducted | 36000 | 25600 | 2.6 | 27000 | 2
MOOVAIR | MAH Series | 216030978 | HRCU-A-CB | MSHMB36R2AN1 | MAHHA36R4AS1 | Singlezone Ducted, Centrally Ducted | 37000 | 31000 | 2.5 | 37400 | 1.9
MOOVAIR | MAH Series | 216030976 | HRCU-A-CB | MSHMA24R2AN1 | MAHHA24R4AS1 | Singlezone Ducted, Centrally Ducted | 24000 | 19000 | 2.64 | 20600 | 2.14
MOOVAIR | MSH Series | 216505490 | HRCU-A-CB | MSHEA24R2AN1 | MGHLA24R2AS1 | Singlezone Ducted, Centrally Ducted | 25000 | 20800 | 2.8 | 19600 | 1.96
MOOVAIR | MSH Series | 216505492 | HRCU-A-CB | MSHEA36R2AN1 | MGHLA36R2AS1 | Singlezone Ducted, Centrally Ducted | 37000 | 24800 | 2.64 | 29200 | 1.99
STELPRO | SMZ Series | 216617699 | HMSV-A-CB | SMZ5B1V-H55A-O |  | Multizone Mix of Ducted and Non-Ducted | 55000 | 44500 | 2.65 | 47500 | 2.05
STELPRO | SMZ Series | 216617698 | HMSV-A-CB | SMZ5B1V-H55A-O |  | Multizone All Ducted | 55000 | 45000 | 2.7 | 48000 | 2.1
STELPRO | SMZ Series | 216617697 | HMSR-A-CB-O | SMZ5B1V-H55A-O |  | Multizone All Non-Ducted | 55000 | 44000 | 2.6 | 47000 | 2
STELPRO | SMZ Series | 216617696 | HMSV-A-CB | SMZ5B1V-H48A-O |  | Multizone Mix of Ducted and Non-Ducted | 48500 | 44000 | 2.6 | 47500 | 2
STELPRO | SMZ Series | 216617695 | HMSV-A-CB | SMZ5B1V-H48A-O |  | Multizone All Ducted | 48000 | 44500 | 2.6 | 48000 | 2
STELPRO | SMZ Series | 216617694 | HMSR-A-CB-O | SMZ5B1V-H48A-O |  | Multizone All Non-Ducted | 49000 | 44000 | 2.6 | 47000 | 2
STELPRO | SMZ Series | 216617690 | HMSV-A-CB | SMZ3B1V-H27A-O |  | Multizone Mix of Ducted and Non-Ducted | 27400 | 24000 | 2.5 | 27000 | 2
STELPRO | SMZ Series | 216617688 | HMSR-A-CB-O | SMZ3B1V-H27A-O |  | Multizone All Non-Ducted | 27000 | 25000 | 2.6 | 27000 | 2
STELPRO | SMZ Series | 216617687 | HMSV-A-CB | SMZ2B1V-H18A-O |  | Multizone Mix of Ducted and Non-Ducted | 20000 | 17300 | 2.65 | 18500 | 2
STELPRO | SMZ Series | 216617686 | HMSV-A-CB | SMZ2B1V-H18A-O |  | Multizone All Ducted | 20000 | 17000 | 2.59 | 18000 | 2
STELPRO | SMZ Series | 216617685 | HMSR-A-CB-O | SMZ2B1V-H18A-O |  | Multizone All Non-Ducted | 20000 | 17600 | 2.7 | 19000 | 2
STELPRO | SMZ Series | 216617684 | HMSV-A-CB | SMZ5B1-H55A-O |  | Multizone Mix of Ducted and Non-Ducted | 55000 | 44500 | 2.65 | 47500 | 2.05
STELPRO | SMZ Series | 216617683 | HMSV-A-CB | SMZ5B1-H55A-O |  | Multizone All Ducted | 55000 | 45000 | 2.7 | 48000 | 2.1
STELPRO | SMZ Series | 216617682 | HMSR-A-CB-O | SMZ5B1-H55A-O |  | Multizone All Non-Ducted | 55000 | 44000 | 2.6 | 47000 | 2
STELPRO | SMZ Series | 216617681 | HMSV-A-CB | SMZ5B1-H48A-O |  | Multizone Mix of Ducted and Non-Ducted | 48500 | 44000 | 2.6 | 47500 | 2
STELPRO | SMZ Series | 216617680 | HMSV-A-CB | SMZ5B1-H48A-O |  | Multizone All Ducted | 48000 | 44500 | 2.6 | 48000 | 2
STELPRO | SMZ Series | 216617679 | HMSR-A-CB-O | SMZ5B1-H48A-O |  | Multizone All Non-Ducted | 49000 | 44000 | 2.6 | 47000 | 2
STELPRO | SMZ Series | 216617675 | HMSV-A-CB | SMZ3B1-H27A-O |  | Multizone Mix of Ducted and Non-Ducted | 27400 | 24000 | 2.5 | 27000 | 2
STELPRO | SMZ Series | 216617673 | HMSR-A-CB-O | SMZ3B1-H27A-O |  | Multizone All Non-Ducted | 27000 | 25000 | 2.6 | 27000 | 2
STELPRO | SMZ Series | 216617672 | HMSV-A-CB | SMZ2B1-H18A-O |  | Multizone Mix of Ducted and Non-Ducted | 20000 | 17300 | 2.65 | 18500 | 2
STELPRO | SMZ Series | 216617671 | HMSV-A-CB | SMZ2B1-H18A-O |  | Multizone All Ducted | 20000 | 17000 | 2.59 | 18000 | 2
STELPRO | SMZ Series | 216617670 | HMSR-A-CB-O | SMZ2B1-H18A-O |  | Multizone All Non-Ducted | 20000 | 17600 | 2.7 | 19000 | 2
MIDEA |  | 216607255 | HRCU-A-CB-O | MO1BS-H30B-2A | MSEEU-H30B-2A | Singlezone Non-Ducted, Wall Placement | 30000 | 20400 | 2.52 | 20000 | 2.03
MIDEA |  | 216607263 | HRCU-A-CB | MO1HE-H30B-2A | MAWHE-H30B-2A | Singlezone Ducted, Centrally Ducted | 32000 | 23200 | 2.6 | 32000 | 2
MIDEA |  | 216607262 | HRCU-A-CB | MO1HE-H24B-2A | MAWHE-H24B-2A | Singlezone Ducted, Centrally Ducted | 25000 | 20800 | 2.8 | 19600 | 1.96
MIDEA |  | 216607261 | HRCU-A-CB | MO1HE-H18B-2A | MAWHE-H18B-2A | Singlezone Ducted, Centrally Ducted | 19000 | 15300 | 2.72 | 19600 | 2.1
DIRECT AIR | DIR Series | 216571361 | HRCU-A-CB | DIRM4-18MAGICPRO20-OU | DIRM4-18MAGICPRO20-AH | Singlezone Ducted, Centrally Ducted | 19000 | 15000 | 2.6 | 18000 | 2
DIRECT AIR | DIR Series | 216571364 | HRCU-A-CB | DIRM4-36MAGICPRO20-OU | DIRM4-36MAGICPRO20-AH | Singlezone Ducted, Centrally Ducted | 37000 | 31800 | 2.56 | 39000 | 1.9
DIRECT AIR | DIR Series | 216571363 | HRCU-A-CB | DIRM4-30MAGICPRO20-OU | DIRM4-30MAGICPRO20-AH | Singlezone Ducted, Centrally Ducted | 34000 | 23800 | 2.76 | 32600 | 1.96
DIRECT AIR | DIR Series | 216571367 | HRCU-A-CB-O | DIRM4-09DA25-1Z | DIRM4-09HP-WM | Singlezone Non-Ducted, Wall Placement | 10000 | 8100 | 2.83 | 8000 | 2.37
DIRECT AIR | DIR Series | 216571370 | HRCU-A-CB-O | DIRM4-24DA25-1Z | DIRM4-24HP-WM | Singlezone Non-Ducted, Wall Placement | 25000 | 18800 | 2.65 | 19600 | 2.54
DIRECT AIR | DIR Series | 216571369 | HRCU-A-CB-O | DIRM4-18DA25-1Z | DIRM4-18HP-WM | Singlezone Non-Ducted, Wall Placement | 18000 | 13600 | 2.73 | 12800 | 2.1
DIRECT AIR | DIR Series | 216571368 | HRCU-A-CB-O | DIRM4-12DA25-1Z | DIRM4-12HP-WM | Singlezone Non-Ducted, Wall Placement | 12000 | 9300 | 2.84 | 8400 | 2.3
DIRECT AIR | DIR Series | 216571371 | HRCU-A-CB-O | DIRM4-06HXPRO28-1Z | DIRM4-06HP-WM | Singlezone Non-Ducted, Wall Placement | 7000 | 7900 | 2.79 | 7700 | 2.4
DIRECT AIR | DIR Series | 216571374 | HRCU-A-CB-O | DIRM4-18HXPRO28-1Z | DIRM4-18HP-WM | Singlezone Non-Ducted, Wall Placement | 18000 | 15000 | 2.56 | 18000 | 1.92
DIRECT AIR | DIR Series | 216571375 | HRCU-A-CB-O | DIRM4-24HXPRO28-1Z | DIRM4-24HP-WM | Singlezone Non-Ducted, Wall Placement | 29000 | 21000 | 2.88 | 24200 | 2.34
DIRECT AIR | DIR Series | 216571376 | HRCU-A-CB-O | DIRM4-30DA25-1Z | DIRM4-30HP-WM | Singlezone Non-Ducted, Wall Placement | 30000 | 20400 | 2.52 | 20000 | 2.03
DIRECT AIR | DIR Series | 216571378 | HRCU-A-CB-O | DIRM4-18DA25-1Z | DIRM4-18HP-CF | Singlezone Non-Ducted, Floor Placement | 18000 | 13700 | 2.51 | 12800 | 2.05
DIRECT AIR | DIR Series | 216571379 | HRCU-A-CB-O | DIRM4-24DA25-1Z | DIRM4-24HP-CF | Singlezone Non-Ducted, Floor Placement | 24400 | 20000 | 2.56 | 18600 | 2.27
DIRECT AIR | DIR Series | 216571384 | HRCU-A-CB-O | DIRM4-24HXPRO28-1Z | DIRM4-24HP-CF | Singlezone Non-Ducted, Floor Placement | 26000 | 20200 | 2.74 | 24200 | 2.16
DIRECT AIR | DIR Series | 216571385 | HRCU-A-CB-O | DIRM4-36LCHX-1Z | DIRM4-36HP-CF | Singlezone Non-Ducted, Floor Placement | 38000 | 30200 | 2.58 | 39500 | 2.02
DIRECT AIR | DIR Series | 216571387 | HRCU-A-CB-O | DIRM4-12DA25-1Z | DIRM4-12HP-CO | Singlezone Non-Ducted, Wall Placement | 12000 | 9000 | 2.87 | 8900 | 2.51
NUTECH |  | 216578942 | HRCU-A-CB | NOX230-09HFN10-M1 | NTJ-09HWFN10-M1-D | Singlezone Ducted, Compact Ducted | 10000 | 9300 | 2.9 | 8300 | 2.32
NG TRADE | MOB Series | 216598388 | HMSR-A-CB-O | MOBMH180D |  | Multizone All Non-Ducted | 19000 | 13500 | 2.6 | 13500 | 2.2
NG TRADE | MOB Series | 216598391 | HMSR-A-CB-O | MOBMH270D |  | Multizone All Non-Ducted | 27000 | 18000 | 2.5 | 19000 | 2
NG TRADE | MOB Series | 216598392 | HMSV-A-CB | MOBMH270D |  | Multizone All Ducted | 26600 | 18400 | 2.5 | 18800 | 2
NG TRADE | MOB Series | 216598393 | HMSV-A-CB | MOBMH270D |  | Multizone Mix of Ducted and Non-Ducted | 26800 | 18200 | 2.5 | 18900 | 2
NG TRADE | MOB Series | 216598398 | HMSV-A-CB | MOBMH480D |  | Multizone All Ducted | 47000 | 37000 | 2.5 | 38000 | 2.1
TRANE / MITSUBISHI ELECTRIC | Smart Multi | 213248960 | HMSR-A-CB-O | NTXMSM60A182A** |  | Multizone All Non-Ducted | 66000 | 41500 | 2.9 | 46500 | 2
TRANE / MITSUBISHI ELECTRIC | Nv-Series | 213248956 | HMSR-A-CB-O | NTXMSH48A182A** |  | Multizone All Non-Ducted | 54000 | 39000 | 2.7 | 47000 | 2
TRANE / MITSUBISHI ELECTRIC | Smart Multi | 213248949 | HMSR-A-CB-O | NTXMSH42A152A** |  | Multizone All Non-Ducted | 48000 | 32000 | 2.8 | 44000 | 2
TRANE / MITSUBISHI ELECTRIC | Smart Multi | 213248946 | HMSR-A-CB-O | NTXMSH36A142A** |  | Multizone All Non-Ducted | 42000 | 32600 | 2.8 | 38500 | 2
MITSUBISHI ELECTRIC | Smart Multi | 213248844 | HMSR-A-CB-O | MXZ-SM60NAM*** |  | Multizone All Non-Ducted | 66000 | 41500 | 2.9 | 46500 | 2
MITSUBISHI ELECTRIC | Smart Multi | 213248840 | HMSR-A-CB-O | MXZ-SM48NAMHZ*** |  | Multizone All Non-Ducted | 54000 | 39000 | 2.7 | 47000 | 2
MITSUBISHI ELECTRIC | Smart Multi | 213248833 | HMSR-A-CB-O | MXZ-SM42NAMHZ*** |  | Multizone All Non-Ducted | 48000 | 32000 | 2.8 | 44000 | 2
MITSUBISHI ELECTRIC | Smart Multi | 213248830 | HMSR-A-CB-O | MXZ-SM36NAMHZ*** |  | Multizone All Non-Ducted | 42000 | 32600 | 2.8 | 38500 | 2
YORK | LX SERIES | 215912267 | HRCU-A-CB | HH824E2S11 | CTM36B5ADS1 | Singlezone Ducted, Centrally Ducted | 23000 | 18500 | 2.77 | 18800 | 2
YORK | LX SERIES | 216010727 | HRCU-A-CB | HH824E2S11 | CTM36B5ADS1 | Singlezone Ducted, Centrally Ducted | 23000 | 18600 | 2.74 | 18900 | 2
YORK | LX SERIES | 216010724 | HRCU-A-CB | HH824E2S11 | CTM36B5ADS1+JMC12B2SN1 | Singlezone Ducted, Centrally Ducted | 23000 | 18300 | 2.85 | 18600 | 2
YORK | LX SERIES | 216010726 | HRCU-A-CB | HH824E2S11 | CTM36B5ADS1+JME08B2SN1 | Singlezone Ducted, Centrally Ducted | 23000 | 17600 | 2.76 | 18000 | 2
YORK | LX SERIES | 216010728 | HRCU-A-CB | HH824E2S11 | CTM36B5ADS1 | Singlezone Ducted, Centrally Ducted | 23000 | 18300 | 2.79 | 18600 | 2
YORK | LX SERIES | 216010725 | HRCU-A-CB | HH824E2S11 | CTM36B5ADS1+JME12B2SN1 | Singlezone Ducted, Centrally Ducted | 23000 | 18100 | 2.84 | 18400 | 2
YORK | LX SERIES | 215912266 | HRCU-A-CB | HH824E2S11 | CTM36B5ADS1 | Singlezone Ducted, Centrally Ducted | 23000 | 18000 | 2.75 | 18400 | 2
YORK | LX SERIES | 215912263 | HRCU-A-CB | HH824E2S11 | CTM36B5ADS1 | Singlezone Ducted, Centrally Ducted | 23000 | 18200 | 2.74 | 18500 | 2
YORK | LX SERIES | 215912269 | HRCU-A-CB | HH824E2S11 | CTM36B5ADS1 | Singlezone Ducted, Centrally Ducted | 23000 | 18000 | 2.71 | 18400 | 2
YORK | LX SERIES | 215912268 | HRCU-A-CB | HH824E2S11 | CTM36B5ADS1 | Singlezone Ducted, Centrally Ducted | 23000 | 17600 | 2.69 | 18000 | 2
YORK | LX SERIES | 215912265 | HRCU-A-CB | HH860E2S11 | JSE48D5CG2SS1 | Singlezone Ducted, Centrally Ducted | 45000 | 33600 | 2.56 | 33600 | 2
YORK | LX SERIES | 215912264 | HRCU-A-CB | HH860E2S11 | JSC48D5CG2SS1 | Singlezone Ducted, Centrally Ducted | 45000 | 33600 | 2.56 | 33600 | 2
YORK | LX SERIES | 214396069 | HRCU-A-CB | HH824E2S11 | CTF30A5ADS1 | Singlezone Ducted, Centrally Ducted | 23000 | 18300 | 2.76 | 18600 | 2
YORK | LX SERIES | 214609046 | HRCU-A-CB | HH824E2S11 | CTM36B5ADS1 | Singlezone Ducted, Centrally Ducted | 23000 | 18300 | 2.76 | 18600 | 2
YORK | LX SERIES | 214807367 | HRCU-A-CB | HH824E2S11 | CTM36B5ADS1 | Singlezone Ducted, Centrally Ducted | 23000 | 17100 | 2.6 | 17600 | 2
YORK | LX SERIES | 214807366 | HRCU-A-CB | HH824E2S11 | CTM36B5ADS1 | Singlezone Ducted, Centrally Ducted | 23000 | 17100 | 2.6 | 17600 | 2
YORK | LX SERIES | 214810256 | HRCU-A-CB | HH824E2S11 | CTM36B5ADS1 | Singlezone Ducted, Centrally Ducted | 23000 | 17100 | 2.6 | 17600 | 2
YORK | LX SERIES | 214650178 | HRCU-A-CB | HH824E2S11 | CTU36B5XDS1+TXV | Singlezone Ducted, Centrally Ducted | 23000 | 18300 | 2.78 | 18600 | 2
YORK | LX SERIES | 214609043 | HRCU-A-CB | HH824E2S11 | CTF36B5ADS1 | Singlezone Ducted, Centrally Ducted | 23000 | 18300 | 2.78 | 18600 | 2
YORK | LX SERIES | 214650510 | HRCU-A-CB | HH824E2S11 | CTU36B5XDS1+TXV | Singlezone Ducted, Centrally Ducted | 23000 | 18600 | 2.85 | 18800 | 2
YORK | LX SERIES | 214395663 | HRCU-A-CB | HH824E2S11 | CTF36B5ADS1 | Singlezone Ducted, Centrally Ducted | 23000 | 18600 | 2.85 | 18800 | 2
YORK | LX SERIES | 214396169 | HRCU-A-CB | HH824E2S11 | CTF30A5ADS1 | Singlezone Ducted, Centrally Ducted | 23000 | 18600 | 2.85 | 18900 | 2
YORK | LX SERIES | 214650606 | HRCU-A-CB | HH824E2S11 | CTU36B5XDS1+TXV | Singlezone Ducted, Centrally Ducted | 23000 | 18400 | 2.78 | 18700 | 2
YORK | LX SERIES | 214609042 | HRCU-A-CB | HH824E2S11 | CTF36B5ADS1 | Singlezone Ducted, Centrally Ducted | 23000 | 18400 | 2.78 | 18700 | 2
YORK | LX SERIES | 214650444 | HRCU-A-CB | HH824E2S11 | CTU36B5XDS1+TXV | Singlezone Ducted, Centrally Ducted | 23000 | 18500 | 2.77 | 18800 | 2
YORK | LX SERIES | 214650439 | HRCU-A-CB | HH824E2S11 | CTU36B5XDS1+TXV | Singlezone Ducted, Centrally Ducted | 23000 | 18500 | 2.77 | 18800 | 2
YORK | LX SERIES | 215223955 | HRCU-A-CB | HH824E2S11 | CTM36B5ADS1 | Singlezone Ducted, Centrally Ducted | 23000 | 18500 | 2.82 | 18800 | 2
YORK | LX SERIES | 214395765 | HRCU-A-CB | HH824E2S11 | CTF30A5ADS1 | Singlezone Ducted, Centrally Ducted | 23000 | 17700 | 2.66 | 18100 | 2
YORK | LX SERIES | 214807370 | HRCU-A-CB | HH824E2S11 | CTM36B5ADS1 | Singlezone Ducted, Centrally Ducted | 23000 | 18100 | 2.76 | 18500 | 2
YORK | LX SERIES | 214807369 | HRCU-A-CB | HH824E2S11 | CTM36B5ADS1 | Singlezone Ducted, Centrally Ducted | 23000 | 18100 | 2.76 | 18500 | 2
YORK | LX SERIES | 214810255 | HRCU-A-CB | HH824E2S11 | CTM36B5ADS1 | Singlezone Ducted, Centrally Ducted | 23000 | 18100 | 2.76 | 18500 | 2
YORK | LX SERIES | 214395658 | HRCU-A-CB | HH824E2S11 | CTF30A5ADS1 | Singlezone Ducted, Centrally Ducted | 23000 | 17600 | 2.65 | 18000 | 2
YORK | LX SERIES | 214650344 | HRCU-A-CB | HH824E2S11 | CTU36B5XDS1+TXV | Singlezone Ducted, Centrally Ducted | 23000 | 18400 | 2.78 | 18700 | 2
YORK | LX SERIES | 214650340 | HRCU-A-CB | HH824E2S11 | CTU36B5XDS1+TXV | Singlezone Ducted, Centrally Ducted | 23000 | 18400 | 2.78 | 18700 | 2
YORK | LX SERIES | 214395662 | HRCU-A-CB | HH824E2S11 | CTF36B5ADS1 | Singlezone Ducted, Centrally Ducted | 23000 | 18400 | 2.78 | 18700 | 2
YORK | LX SERIES | 214395661 | HRCU-A-CB | HH824E2S11 | CTF36B5ADS1 | Singlezone Ducted, Centrally Ducted | 23000 | 18400 | 2.78 | 18700 | 2
YORK | LX SERIES | 214650369 | HRCU-A-CB | HH824E2S11 | CTU36B5XDS1+TXV | Singlezone Ducted, Centrally Ducted | 23000 | 18100 | 2.76 | 18400 | 2
YORK | LX SERIES | 214650365 | HRCU-A-CB | HH824E2S11 | CTU36B5XDS1+TXV | Singlezone Ducted, Centrally Ducted | 23000 | 18100 | 2.76 | 18400 | 2
YORK | LX SERIES | 214650360 | HRCU-A-CB | HH824E2S11 | CTU36B5XDS1+TXV | Singlezone Ducted, Centrally Ducted | 23000 | 18100 | 2.76 | 18400 | 2
YORK | LX SERIES | 214395872 | HRCU-A-CB | HH824E2S11 | CTF36B5ADS1 | Singlezone Ducted, Centrally Ducted | 23000 | 18100 | 2.76 | 18400 | 2
YORK | LX SERIES | 214395871 | HRCU-A-CB | HH824E2S11 | CTF36B5ADS1 | Singlezone Ducted, Centrally Ducted | 23000 | 18100 | 2.76 | 18400 | 2
YORK | LX SERIES | 214395870 | HRCU-A-CB | HH824E2S11 | CTF36B5ADS1 | Singlezone Ducted, Centrally Ducted | 23000 | 18100 | 2.76 | 18400 | 2
YORK | LX SERIES | 214650281 | HRCU-A-CB | HH824E2S11 | CTU36B5XDS1+TXV | Singlezone Ducted, Centrally Ducted | 23000 | 18500 | 2.78 | 18800 | 2
YORK | LX SERIES | 214396168 | HRCU-A-CB | HH824E2S11 | CTF36B5ADS1 | Singlezone Ducted, Centrally Ducted | 23000 | 18500 | 2.78 | 18800 | 2
YORK | LX SERIES | 214650477 | HRCU-A-CB | HH824E2S11 | CTU36B5XDS1+TXV | Singlezone Ducted, Centrally Ducted | 23000 | 18300 | 2.76 | 18600 | 2
YORK | LX SERIES | 214395968 | HRCU-A-CB | HH824E2S11 | CTF36B5ADS1 | Singlezone Ducted, Centrally Ducted | 23000 | 18300 | 2.76 | 18600 | 2
YORK | LX SERIES | 214396070 | HRCU-A-CB | HH824E2S11 | CTF30A5ADS1 | Singlezone Ducted, Centrally Ducted | 23000 | 18300 | 2.76 | 18600 | 2
YORK | LX SERIES | 214650435 | HRCU-A-CB | HH824E2S11 | CTU36B5XDS1+TXV | Singlezone Ducted, Centrally Ducted | 23000 | 18500 | 2.77 | 18800 | 2
YORK | LX SERIES | 214395770 | HRCU-A-CB | HH824E2S11 | CTF36B5ADS1 | Singlezone Ducted, Centrally Ducted | 23000 | 18500 | 2.77 | 18800 | 2
YORK | LX SERIES | 214395769 | HRCU-A-CB | HH824E2S11 | CTF36B5ADS1 | Singlezone Ducted, Centrally Ducted | 23000 | 18500 | 2.77 | 18800 | 2
YORK | LX SERIES | 214395768 | HRCU-A-CB | HH824E2S11 | CTF36B5ADS1 | Singlezone Ducted, Centrally Ducted | 23000 | 18500 | 2.77 | 18800 | 2
YORK | LX SERIES | 214650381 | HRCU-A-CB | HH824E2S11 | CTU36B5XDS1+TXV | Singlezone Ducted, Centrally Ducted | 23000 | 18300 | 2.84 | 18600 | 2
YORK | LX SERIES | 214395965 | HRCU-A-CB | HH824E2S11 | CTF36B5ADS1 | Singlezone Ducted, Centrally Ducted | 23000 | 18300 | 2.84 | 18600 | 2
YORK | LX SERIES | 214395660 | HRCU-A-CB | HH824E2S11 | CTF30A5ADS1 | Singlezone Ducted, Centrally Ducted | 23000 | 17300 | 2.6 | 17800 | 2
YORK | LX SERIES | 214807365 | HRCU-A-CB | HH824E2S11 | CTM36B5ADS1 | Singlezone Ducted, Centrally Ducted | 23000 | 17200 | 2.64 | 17700 | 2
YORK | LX SERIES | 214807364 | HRCU-A-CB | HH824E2S11 | CTM36B5ADS1 | Singlezone Ducted, Centrally Ducted | 23000 | 17200 | 2.64 | 17700 | 2
YORK | LX SERIES | 214810254 | HRCU-A-CB | HH824E2S11 | CTM36B5ADS1 | Singlezone Ducted, Centrally Ducted | 23000 | 17200 | 2.64 | 17700 | 2
YORK | LX SERIES | 214395869 | HRCU-A-CB | HH824E2S11 | CTF30A5ADS1 | Singlezone Ducted, Centrally Ducted | 23000 | 18400 | 2.77 | 18700 | 2
YORK | LX SERIES | 214609041 | HRCU-A-CB | HH824E2S11 | CTF30A5ADS1 | Singlezone Ducted, Centrally Ducted | 23000 | 17700 | 2.66 | 18100 | 2
YORK | LX SERIES | 214395964 | HRCU-A-CB | HH824E2S11 | CTF30A5ADS1 | Singlezone Ducted, Centrally Ducted | 23000 | 17600 | 2.58 | 18000 | 2
YORK | LX SERIES | 214650232 | HRCU-A-CB | HH824E2S11 | CTU36B5XDS1+TXV | Singlezone Ducted, Centrally Ducted | 23000 | 18000 | 2.76 | 18300 | 2
YORK | LX SERIES | 214396167 | HRCU-A-CB | HH824E2S11 | CTF36B5ADS1 | Singlezone Ducted, Centrally Ducted | 23000 | 18000 | 2.76 | 18300 | 2
YORK | LX SERIES | 214650211 | HRCU-A-CB | HH824E2S11 | CTU36B5XDS1+TXV | Singlezone Ducted, Centrally Ducted | 23000 | 18100 | 2.72 | 18400 | 2
YORK | LX SERIES | 214396068 | HRCU-A-CB | HH824E2S11 | CTF36B5ADS1 | Singlezone Ducted, Centrally Ducted | 23000 | 18100 | 2.72 | 18400 | 2
YORK | LX SERIES | 214650261 | HRCU-A-CB | HH824E2S11 | CTU36B5XDS1+TXV | Singlezone Ducted, Centrally Ducted | 23000 | 18300 | 2.84 | 18600 | 2
YORK | LX SERIES | 214395868 | HRCU-A-CB | HH824E2S11 | CTF36B5ADS1 | Singlezone Ducted, Centrally Ducted | 23000 | 18300 | 2.84 | 18600 | 2
YORK | LX SERIES | 214807363 | HRCU-A-CB | HH824E2S11 | CTU36B5XDS1+JME12B2SN1+TXV | Singlezone Ducted, Centrally Ducted | 23000 | 18200 | 2.88 | 18500 | 2
YORK | LX SERIES | 214395764 | HRCU-A-CB | HH824E2S11 | CTF36B5ADS1+JME12B2SN1 | Singlezone Ducted, Centrally Ducted | 23000 | 18200 | 2.88 | 18500 | 2
YORK | LX SERIES | 214650145 | HRCU-A-CB | HH824E2S11 | CTU36B5XDS1+TXV | Singlezone Ducted, Centrally Ducted | 23000 | 18600 | 2.75 | 18900 | 2
YORK | LX SERIES | 214396067 | HRCU-A-CB | HH824E2S11 | CTF36B5ADS1 | Singlezone Ducted, Centrally Ducted | 23000 | 18600 | 2.75 | 18900 | 2
YORK | LX SERIES | 214807360 | HRCU-A-CB | HH824E2S11 | CTU36B5XDS1+JMC12B2SN1+TXV | Singlezone Ducted, Centrally Ducted | 23000 | 18200 | 2.88 | 18500 | 2
YORK | LX SERIES | 214395867 | HRCU-A-CB | HH824E2S11 | CTF36B5ADS1+JMC12B2SN1 | Singlezone Ducted, Centrally Ducted | 23000 | 18200 | 2.88 | 18500 | 2
YORK | LX SERIES | 214807359 | HRCU-A-CB | HH824E2S11 | CTU36B5XDS1+JMVT12BC2N1+TXV | Singlezone Ducted, Centrally Ducted | 23000 | 18200 | 2.88 | 18500 | 2
YORK | LX SERIES | 214395763 | HRCU-A-CB | HH824E2S11 | CTF36B5ADS1+JMVT12BC2N1 | Singlezone Ducted, Centrally Ducted | 23000 | 18200 | 2.88 | 18500 | 2
YORK | LX SERIES | 214807358 | HRCU-A-CB | HH824E2S11 | CTU36B5XDS1+JMET08BS2N1+TXV | Singlezone Ducted, Centrally Ducted | 23000 | 17400 | 2.71 | 17800 | 2
YORK | LX SERIES | 214396165 | HRCU-A-CB | HH824E2S11 | CTF36B5ADS1+JMET08BS2N1 | Singlezone Ducted, Centrally Ducted | 23000 | 17400 | 2.71 | 17800 | 2
YORK | LX SERIES | 214395960 | HRCU-A-CB | HH824E2S11 | JHE30B5AD2SS1 | Singlezone Ducted, Centrally Ducted | 23000 | 17700 | 2.77 | 18100 | 2
YORK | LX SERIES | 214396066 | HRCU-A-CB | HH824E2S11 | JHC36B5AD2SS1 | Singlezone Ducted, Centrally Ducted | 23000 | 18400 | 2.87 | 18700 | 2
YORK | LX SERIES | 214807357 | HRCU-A-CB | HH824E2S11 | CTM36B5ADS1 | Singlezone Ducted, Centrally Ducted | 23000 | 18300 | 2.76 | 18600 | 2
YORK | LX SERIES | 214810253 | HRCU-A-CB | HH824E2S11 | CTM36B5ADS1 | Singlezone Ducted, Centrally Ducted | 23000 | 18300 | 2.76 | 18600 | 2
YORK | LX SERIES | 214395767 | HRCU-A-CB | HH824E2S11 | CTF30A5ADS1 | Singlezone Ducted, Centrally Ducted | 23000 | 18100 | 2.72 | 18500 | 2
YORK | LX SERIES | 214395766 | HRCU-A-CB | HH824E2S11 | CTF30A5ADS1 | Singlezone Ducted, Centrally Ducted | 23000 | 18100 | 2.72 | 18500 | 2
YORK | LX SERIES | 214807362 | HRCU-A-CB | HH824E2S11 | CTU36B5XDS1+JMET12BS2N1+TXV | Singlezone Ducted, Centrally Ducted | 23000 | 17700 | 2.77 | 18100 | 2
YORK | LX SERIES | 214395659 | HRCU-A-CB | HH824E2S11 | CTF36B5ADS1+JMET12BS2N1 | Singlezone Ducted, Centrally Ducted | 23000 | 17700 | 2.77 | 18100 | 2
YORK | LX SERIES | 214807361 | HRCU-A-CB | HH824E2S11 | CTU36B5XDS1+JME08B2SN1+TXV | Singlezone Ducted, Centrally Ducted | 23000 | 17600 | 2.77 | 18000 | 2
YORK | LX SERIES | 214396166 | HRCU-A-CB | HH824E2S11 | CTF36B5ADS1+JME08B2SN1 | Singlezone Ducted, Centrally Ducted | 23000 | 17600 | 2.77 | 18000 | 2
YORK | LX SERIES | 214609040 | HRCU-A-CB | HH824E2S11 | CTF30A5ADS1 | Singlezone Ducted, Centrally Ducted | 23000 | 17200 | 2.63 | 17700 | 2
YORK | LX SERIES | 214650174 | HRCU-A-CB | HH824E2S11 | CTU36B5XDS1+TXV | Singlezone Ducted, Centrally Ducted | 23000 | 18200 | 2.74 | 18500 | 2
YORK | LX SERIES | 214650169 | HRCU-A-CB | HH824E2S11 | CTU36B5XDS1+TXV | Singlezone Ducted, Centrally Ducted | 23000 | 18200 | 2.74 | 18500 | 2
YORK | LX SERIES | 214650165 | HRCU-A-CB | HH824E2S11 | CTU36B5XDS1+TXV | Singlezone Ducted, Centrally Ducted | 23000 | 18200 | 2.74 | 18500 | 2
YORK | LX SERIES | 214395963 | HRCU-A-CB | HH824E2S11 | CTF36B5ADS1 | Singlezone Ducted, Centrally Ducted | 23000 | 18200 | 2.74 | 18500 | 2
YORK | LX SERIES | 214395962 | HRCU-A-CB | HH824E2S11 | CTF36B5ADS1 | Singlezone Ducted, Centrally Ducted | 23000 | 18200 | 2.74 | 18500 | 2
YORK | LX SERIES | 214395961 | HRCU-A-CB | HH824E2S11 | CTF36B5ADS1 | Singlezone Ducted, Centrally Ducted | 23000 | 18200 | 2.74 | 18500 | 2
YORK | LX SERIES | 214396170 | HRCU-A-CB | HH824E2S11 | CTF30A5ADS1 | Singlezone Ducted, Centrally Ducted | 23000 | 17900 | 2.64 | 18300 | 2
YORK | LX SERIES | 214396072 | HRCU-A-CB | HH824E2S11 | CTF30A5ADS1 | Singlezone Ducted, Centrally Ducted | 23000 | 17800 | 2.7 | 18200 | 2
YORK | LX SERIES | 214609045 | HRCU-A-CB | HH824E2S11 | CTF30A5ADS1 | Singlezone Ducted, Centrally Ducted | 23000 | 18200 | 2.69 | 18500 | 2
YORK | LX SERIES | 214395873 | HRCU-A-CB | HH824E2S11 | CTF30A5ADS1 | Singlezone Ducted, Centrally Ducted | 23000 | 18200 | 2.78 | 18500 | 2
YORK | LX SERIES | 214395664 | HRCU-A-CB | HH824E2S11 | CTF30A5ADS1 | Singlezone Ducted, Centrally Ducted | 23000 | 17600 | 2.71 | 18000 | 2
YORK | LX SERIES | 214807368 | HRCU-A-CB | HH824E2S11 | CTM36B5ADS1 | Singlezone Ducted, Centrally Ducted | 23000 | 18600 | 2.78 | 18800 | 2
YORK | LX SERIES | 214810252 | HRCU-A-CB | HH824E2S11 | CTM36B5ADS1 | Singlezone Ducted, Centrally Ducted | 23000 | 18600 | 2.78 | 18800 | 2
YORK | LX SERIES | 215223956 | HRCU-A-CB | HH824E2S11 | CTM36B5ADS1 | Singlezone Ducted, Centrally Ducted | 23000 | 18300 | 2.79 | 18600 | 2
YORK | LX SERIES | 214609044 | HRCU-A-CB | HH824E2S11 | CTM36B5ADS1 | Singlezone Ducted, Centrally Ducted | 23000 | 18300 | 2.76 | 18600 | 2
YORK | LX SERIES | 214650410 | HRCU-A-CB | HH824E2S11 | CTU36B5XDS1+TXV | Singlezone Ducted, Centrally Ducted | 23000 | 18900 | 2.78 | 19200 | 2
YORK | LX SERIES | 214396071 | HRCU-A-CB | HH824E2S11 | CTF36B5ADS1 | Singlezone Ducted, Centrally Ducted | 23000 | 18900 | 2.78 | 19200 | 2
YORK | LX SERIES | 214650493 | HRCU-A-CB | HH824E2S11 | CTU36B5XDS1+TXV | Singlezone Ducted, Centrally Ducted | 23000 | 18600 | 2.8 | 18900 | 2
YORK | LX SERIES | 214650489 | HRCU-A-CB | HH824E2S11 | CTU36B5XDS1+TXV | Singlezone Ducted, Centrally Ducted | 23000 | 18600 | 2.8 | 18900 | 2
YORK | LX SERIES | 214395967 | HRCU-A-CB | HH824E2S11 | CTF36B5ADS1 | Singlezone Ducted, Centrally Ducted | 23000 | 18600 | 2.8 | 18900 | 2
YORK | LX SERIES | 214395966 | HRCU-A-CB | HH824E2S11 | CTF36B5ADS1 | Singlezone Ducted, Centrally Ducted | 23000 | 18600 | 2.8 | 18900 | 2
YORK | LX SERIES | 214395747 | HRCU-A-CB | HH860E2S11 | CTM60C5CGS1 | Singlezone Ducted, Centrally Ducted | 45500 | 34000 | 2.5 | 34200 | 2
YORK | LX SERIES | 214395746 | HRCU-A-CB | HH860E2S11 | CTM60C5CGS1 | Singlezone Ducted, Centrally Ducted | 45500 | 34000 | 2.5 | 34200 | 2
YORK | LX SERIES | 214719817 | HRCU-A-CB | HH860E2S11 | CTU60C5XGS1+TXV | Singlezone Ducted, Centrally Ducted | 45500 | 34000 | 2.5 | 34200 | 2
YORK | LX SERIES | 214719816 | HRCU-A-CB | HH860E2S11 | CTU60C5XGS1+TXV | Singlezone Ducted, Centrally Ducted | 45500 | 34000 | 2.5 | 34200 | 2
YORK | LX SERIES | 214395744 | HRCU-A-CB | HH860E2S11 | CTF60C5CGS1 | Singlezone Ducted, Centrally Ducted | 45500 | 34000 | 2.5 | 34200 | 2
YORK | LX SERIES | 214395743 | HRCU-A-CB | HH860E2S11 | CTF60C5CGS1 | Singlezone Ducted, Centrally Ducted | 45500 | 34000 | 2.5 | 34200 | 2
YORK | LX SERIES | 214396147 | HRCU-A-CB | HH860E2S11 | JHC48D5CG2SS1 | Singlezone Ducted, Centrally Ducted | 45000 | 33600 | 2.56 | 33600 | 2
YORK | LX SERIES | 214807610 | HRCU-A-CB | HH860E2S11 | CTU60C5XGS1+JMET16CS2N1+TXV | Singlezone Ducted, Centrally Ducted | 45500 | 34400 | 2.58 | 34200 | 2
YORK | LX SERIES | 214396148 | HRCU-A-CB | HH860E2S11 | CTF60C5CGS1+JMET16CS2N1 | Singlezone Ducted, Centrally Ducted | 45500 | 34400 | 2.58 | 34200 | 2
YORK | LX SERIES | 214395944 | HRCU-A-CB | HH860E2S11 | CTM60C5CGS1+JME16C2SN1 | Singlezone Ducted, Centrally Ducted | 44000 | 32200 | 2.5 | 33000 | 2
YORK | LX SERIES | 214807659 | HRCU-A-CB | HH860E2S11 | CTU60C5XGS1+TXV | Singlezone Ducted, Centrally Ducted | 44500 | 32800 | 2.5 | 33400 | 2
YORK | LX SERIES | 214395954 | HRCU-A-CB | HH860E2S11 | CTF60C5CGS1 | Singlezone Ducted, Centrally Ducted | 44500 | 32800 | 2.5 | 33400 | 2
YORK | LX SERIES | 214395641 | HRCU-A-CB | HH860E2S11 | CTM60C5CGS1 | Singlezone Ducted, Centrally Ducted | 45500 | 34200 | 2.5 | 34200 | 2
YORK | LX SERIES | 214395640 | HRCU-A-CB | HH860E2S11 | CTM60C5CGS1 | Singlezone Ducted, Centrally Ducted | 45500 | 34200 | 2.5 | 34200 | 2
YORK | LX SERIES | 214807647 | HRCU-A-CB | HH860E2S11 | CTU60C5XGS1+JMC16C2SN1+TXV | Singlezone Ducted, Centrally Ducted | 45000 | 33600 | 2.56 | 33600 | 2
YORK | LX SERIES | 214396046 | HRCU-A-CB | HH860E2S11 | CTF60C5CGS1+JMC16C2SN1 | Singlezone Ducted, Centrally Ducted | 45000 | 33600 | 2.56 | 33600 | 2
YORK | LX SERIES | 214395945 | HRCU-A-CB | HH860E2S11 | CTM60C5CGS1 | Singlezone Ducted, Centrally Ducted | 45000 | 33200 | 2.5 | 33800 | 2
YORK | LX SERIES | 214719773 | HRCU-A-CB | HH860E2S11 | CTU60C5XGS1+TXV | Singlezone Ducted, Centrally Ducted | 45500 | 34200 | 2.5 | 34200 | 2
YORK | LX SERIES | 214719772 | HRCU-A-CB | HH860E2S11 | CTU60C5XGS1+TXV | Singlezone Ducted, Centrally Ducted | 45500 | 34200 | 2.5 | 34200 | 2
YORK | LX SERIES | 214395638 | HRCU-A-CB | HH860E2S11 | CTF60C5CGS1 | Singlezone Ducted, Centrally Ducted | 45500 | 34200 | 2.5 | 34200 | 2
YORK | LX SERIES | 214395637 | HRCU-A-CB | HH860E2S11 | CTF60C5CGS1 | Singlezone Ducted, Centrally Ducted | 45500 | 34200 | 2.5 | 34200 | 2
YORK | LX SERIES | 214719818 | HRCU-A-CB | HH860E2S11 | CTU60C5XGS1+TXV | Singlezone Ducted, Centrally Ducted | 45500 | 34200 | 2.5 | 34200 | 2
YORK | LX SERIES | 214719819 | HRCU-A-CB | HH860E2S11 | CTU60C5XGS1+TXV | Singlezone Ducted, Centrally Ducted | 45500 | 34200 | 2.5 | 34200 | 2
YORK | LX SERIES | 214395643 | HRCU-A-CB | HH860E2S11 | CTF60C5CGS1 | Singlezone Ducted, Centrally Ducted | 45500 | 34200 | 2.5 | 34200 | 2
YORK | LX SERIES | 214395642 | HRCU-A-CB | HH860E2S11 | CTF60C5CGS1 | Singlezone Ducted, Centrally Ducted | 45500 | 34200 | 2.5 | 34200 | 2
YORK | LX SERIES | 214395762 | HRCU-A-CB | HH860E2S11 | CTM60D5CGS1 | Singlezone Ducted, Centrally Ducted | 45000 | 33400 | 2.54 | 33600 | 2
YORK | LX SERIES | 214807641 | HRCU-A-CB | HH860E2S11 | CTU60C5XGS1+JME16C2SN1+TXV | Singlezone Ducted, Centrally Ducted | 45000 | 32200 | 2.5 | 33000 | 2
YORK | LX SERIES | 214395853 | HRCU-A-CB | HH860E2S11 | CTF60C5CGS1+JME16C2SN1 | Singlezone Ducted, Centrally Ducted | 45000 | 32200 | 2.5 | 33000 | 2
YORK | LX SERIES | 214395860 | HRCU-A-CB | HH860E2S11 | CTM60D5CGS1+JMVT20DC2N1 | Singlezone Ducted, Centrally Ducted | 44500 | 33200 | 2.56 | 33400 | 2
YORK | LX SERIES | 214807640 | HRCU-A-CB | HH860E2S11 | CTU60D5XGS1+JMC20D2SN1+TXV | Singlezone Ducted, Centrally Ducted | 46000 | 34600 | 2.64 | 34000 | 2
YORK | LX SERIES | 214395745 | HRCU-A-CB | HH860E2S11 | CTF60D5CGS1+JMC20D2SN1 | Singlezone Ducted, Centrally Ducted | 46000 | 34600 | 2.64 | 34000 | 2
YORK | LX SERIES | 214396047 | HRCU-A-CB | HH860E2S11 | CTM60C5CGS1 | Singlezone Ducted, Centrally Ducted | 44500 | 32600 | 2.5 | 33400 | 2
YORK | LX SERIES | 214719785 | HRCU-A-CB | HH860E2S11 | CTU60C5XGS1+TXV | Singlezone Ducted, Centrally Ducted | 45000 | 33600 | 2.5 | 33800 | 2
YORK | LX SERIES | 214719786 | HRCU-A-CB | HH860E2S11 | CTU60C5XGS1+TXV | Singlezone Ducted, Centrally Ducted | 45000 | 33600 | 2.5 | 33800 | 2
YORK | LX SERIES | 214395856 | HRCU-A-CB | HH860E2S11 | CTF60C5CGS1 | Singlezone Ducted, Centrally Ducted | 45000 | 33600 | 2.5 | 33800 | 2
YORK | LX SERIES | 214395855 | HRCU-A-CB | HH860E2S11 | CTF60C5CGS1 | Singlezone Ducted, Centrally Ducted | 45000 | 33600 | 2.5 | 33800 | 2
YORK | LX SERIES | 214719766 | HRCU-A-CB | HH860E2S11 | CTU60C5XGS1+TXV | Singlezone Ducted, Centrally Ducted | 45000 | 33200 | 2.5 | 33600 | 2
YORK | LX SERIES | 214719764 | HRCU-A-CB | HH860E2S11 | CTU60C5XGS1+TXV | Singlezone Ducted, Centrally Ducted | 45000 | 33200 | 2.5 | 33600 | 2
YORK | LX SERIES | 214395647 | HRCU-A-CB | HH860E2S11 | CTF60C5CGS1 | Singlezone Ducted, Centrally Ducted | 45000 | 33200 | 2.5 | 33600 | 2
YORK | LX SERIES | 214395646 | HRCU-A-CB | HH860E2S11 | CTF60C5CGS1 | Singlezone Ducted, Centrally Ducted | 45000 | 33200 | 2.5 | 33600 | 2
YORK | LX SERIES | 214396052 | HRCU-A-CB | HH860E2S11 | CTM60C5CGS1 | Singlezone Ducted, Centrally Ducted | 45000 | 33400 | 2.5 | 33600 | 2
YORK | LX SERIES | 214396051 | HRCU-A-CB | HH860E2S11 | CTM60C5CGS1 | Singlezone Ducted, Centrally Ducted | 45000 | 33400 | 2.5 | 33600 | 2
YORK | LX SERIES | 214395633 | HRCU-A-CB | HH860E2S11 | JHE48C5CG2SS1 | Singlezone Ducted, Centrally Ducted | 44000 | 32200 | 2.5 | 33000 | 2
YORK | LX SERIES | 214719823 | HRCU-A-CB | HH860E2S11 | CTU60C5XGS1+TXV | Singlezone Ducted, Centrally Ducted | 46500 | 34200 | 2.5 | 34200 | 2
YORK | LX SERIES | 214609027 | HRCU-A-CB | HH860E2S11 | CTF60C5CGS1 | Singlezone Ducted, Centrally Ducted | 46500 | 34200 | 2.5 | 34200 | 2
YORK | LX SERIES | 214395949 | HRCU-A-CB | HH860E2S11 | CTM60C5CGS1 | Singlezone Ducted, Centrally Ducted | 45000 | 33400 | 2.5 | 33800 | 2
YORK | LX SERIES | 214395948 | HRCU-A-CB | HH860E2S11 | CTM60C5CGS1 | Singlezone Ducted, Centrally Ducted | 45000 | 33400 | 2.5 | 33800 | 2
YORK | LX SERIES | 214719763 | HRCU-A-CB | HH860E2S11 | CTU60C5XGS1+TXV | Singlezone Ducted, Centrally Ducted | 45000 | 33400 | 2.5 | 33800 | 2
YORK | LX SERIES | 214719762 | HRCU-A-CB | HH860E2S11 | CTU60C5XGS1+TXV | Singlezone Ducted, Centrally Ducted | 45000 | 33400 | 2.5 | 33800 | 2
YORK | LX SERIES | 214395947 | HRCU-A-CB | HH860E2S11 | CTF60C5CGS1 | Singlezone Ducted, Centrally Ducted | 45000 | 33400 | 2.5 | 33800 | 2
YORK | LX SERIES | 214395946 | HRCU-A-CB | HH860E2S11 | CTF60C5CGS1 | Singlezone Ducted, Centrally Ducted | 45000 | 33400 | 2.5 | 33800 | 2
YORK | LX SERIES | 214395934 | HRCU-A-CB | HH860E2S11 | JHE48D5CG2SS1 | Singlezone Ducted, Centrally Ducted | 44500 | 33200 | 2.56 | 33400 | 2
YORK | LX SERIES | 214650075 | HRCU-A-CB | HH860E2S11 | CTU60D5XGS1+TXV | Singlezone Ducted, Centrally Ducted | 47500 | 36200 | 2.56 | 35200 | 2
YORK | LX SERIES | 214650071 | HRCU-A-CB | HH860E2S11 | CTU60D5XGS1+TXV | Singlezone Ducted, Centrally Ducted | 47500 | 36200 | 2.56 | 35200 | 2
YORK | LX SERIES | 214396057 | HRCU-A-CB | HH860E2S11 | CTF60D5CGS1 | Singlezone Ducted, Centrally Ducted | 47500 | 36200 | 2.56 | 35200 | 2
YORK | LX SERIES | 214396056 | HRCU-A-CB | HH860E2S11 | CTF60D5CGS1 | Singlezone Ducted, Centrally Ducted | 47500 | 36200 | 2.56 | 35200 | 2
YORK | LX SERIES | 214395843 | HRCU-A-CB | HH860E2S11 | CTM60C5CGS1 | Singlezone Ducted, Centrally Ducted | 45000 | 33600 | 2.5 | 33800 | 2
YORK | LX SERIES | 214395846 | HRCU-A-CB | HH860E2S11 | CTF60C5CGS1 | Singlezone Ducted, Centrally Ducted | 45000 | 33600 | 2.5 | 33800 | 2
YORK | LX SERIES | 214395845 | HRCU-A-CB | HH860E2S11 | CTF60C5CGS1 | Singlezone Ducted, Centrally Ducted | 45000 | 33600 | 2.5 | 33800 | 2
YORK | LX SERIES | 214396053 | HRCU-A-CB | HH860E2S11 | CTM60D5CGS1+JMC20D2SN1 | Singlezone Ducted, Centrally Ducted | 46500 | 34000 | 2.58 | 33800 | 2
YORK | LX SERIES | 214395757 | HRCU-A-CB | HH860E2S11 | CTM60C5CGS1+JMVT17CC2N1 | Singlezone Ducted, Centrally Ducted | 45000 | 33600 | 2.56 | 33800 | 2
YORK | LX SERIES | 214807646 | HRCU-A-CB | HH860E2S11 | CTU60D5XGS1+JMET18DS2N1+TXV | Singlezone Ducted, Centrally Ducted | 45500 | 34200 | 2.58 | 33800 | 2
YORK | LX SERIES | 214395742 | HRCU-A-CB | HH860E2S11 | CTF60D5CGS1+JMET18DS2N1 | Singlezone Ducted, Centrally Ducted | 45500 | 34200 | 2.58 | 33800 | 2
YORK | LX SERIES | 214609021 | HRCU-A-CB | HH860E2S11 | CTM60C5CGS1 | Singlezone Ducted, Centrally Ducted | 47000 | 34600 | 2.52 | 34400 | 2
YORK | LX SERIES | 214421501 | HRCU-A-CB | HH860E2S11 | CTM60D5CGS1+JMET18DS2N1 | Singlezone Ducted, Centrally Ducted | 45500 | 34000 | 2.58 | 33800 | 2
YORK | LX SERIES | 214421500 | HRCU-A-CB | HH860E2S11 | CTM60C5CGS1+JMET16CS2N1 | Singlezone Ducted, Centrally Ducted | 45500 | 34400 | 2.58 | 34000 | 2
YORK | LX SERIES | 214396156 | HRCU-A-CB | HH860E2S11 | CTM60C5CGS1 | Singlezone Ducted, Centrally Ducted | 45000 | 33600 | 2.5 | 33800 | 2
YORK | LX SERIES | 214396155 | HRCU-A-CB | HH860E2S11 | CTM60C5CGS1 | Singlezone Ducted, Centrally Ducted | 45000 | 33600 | 2.5 | 33800 | 2
YORK | LX SERIES | 214395959 | HRCU-A-CB | HH860E2S11 | CTM60C5CGS1 | Singlezone Ducted, Centrally Ducted | 44500 | 33000 | 2.5 | 33400 | 2
YORK | LX SERIES | 214807664 | HRCU-A-CB | HH860E2S11 | CTU60C5XGS1+TXV | Singlezone Ducted, Centrally Ducted | 44500 | 33000 | 2.5 | 33400 | 2
YORK | LX SERIES | 214395866 | HRCU-A-CB | HH860E2S11 | CTF60C5CGS1 | Singlezone Ducted, Centrally Ducted | 44500 | 33000 | 2.5 | 33400 | 2
YORK | LX SERIES | 214650100 | HRCU-A-CB | HH860E2S11 | CTU60D5XGS1+TXV | Singlezone Ducted, Centrally Ducted | 47000 | 35600 | 2.5 | 35000 | 2
YORK | LX SERIES | 214395761 | HRCU-A-CB | HH860E2S11 | CTF60D5CGS1 | Singlezone Ducted, Centrally Ducted | 47000 | 35600 | 2.5 | 35000 | 2
YORK | LX SERIES | 214395861 | HRCU-A-CB | HH860E2S11 | CTM60C5CGS1+JMC17C2SN1 | Singlezone Ducted, Centrally Ducted | 45000 | 33000 | 2.54 | 33400 | 2
YORK | LX SERIES | 214396163 | HRCU-A-CB | HH860E2S11 | CTM60C5CGS1 | Singlezone Ducted, Centrally Ducted | 45500 | 34200 | 2.5 | 34200 | 2
YORK | LX SERIES | 214396162 | HRCU-A-CB | HH860E2S11 | CTM60C5CGS1 | Singlezone Ducted, Centrally Ducted | 45500 | 34200 | 2.5 | 34200 | 2
YORK | LX SERIES | 214807638 | HRCU-A-CB | HH860E2S11 | CTU60C5XGS1+JMVT16CC2N1+TXV | Singlezone Ducted, Centrally Ducted | 45000 | 33600 | 2.56 | 33600 | 2
YORK | LX SERIES | 214396150 | HRCU-A-CB | HH860E2S11 | CTF60C5CGS1+JMVT16CC2N1 | Singlezone Ducted, Centrally Ducted | 45000 | 33600 | 2.56 | 33600 | 2
YORK | LX SERIES | 214807637 | HRCU-A-CB | HH860E2S11 | CTU60C5XGS1+TXV | Singlezone Ducted, Centrally Ducted | 44500 | 32600 | 2.5 | 33400 | 2
YORK | LX SERIES | 214396149 | HRCU-A-CB | HH860E2S11 | CTF60C5CGS1 | Singlezone Ducted, Centrally Ducted | 44500 | 32600 | 2.5 | 33400 | 2
YORK | LX SERIES | 214395943 | HRCU-A-CB | HH860E2S11 | CTM60C5CGS1+JMC16C2SN1 | Singlezone Ducted, Centrally Ducted | 44500 | 33600 | 2.56 | 33600 | 2
YORK | LX SERIES | 214395852 | HRCU-A-CB | HH860E2S11 | CTM60C5CGS1+JMVT16CC2N1 | Singlezone Ducted, Centrally Ducted | 44500 | 32400 | 2.5 | 33200 | 2
YORK | LX SERIES | 216013291 | HRCU-A-CB | HH824E2S11 | CTM36B5ADS1+JMVT12BC2N1 | Singlezone Ducted, Centrally Ducted | 23000 | 18300 | 2.85 | 18600 | 2
YORK | LX SERIES | 216013290 | HRCU-A-CB | HH824E2S11 | CTM36B5ADS1+JMET12BS2N1 | Singlezone Ducted, Centrally Ducted | 23000 | 17600 | 2.76 | 18000 | 2
YORK | LX SERIES | 216013289 | HRCU-A-CB | HH824E2S11 | CTM36B5ADS1+JMET08BS2N1 | Singlezone Ducted, Centrally Ducted | 23000 | 17400 | 2.71 | 17800 | 2
YORK | LX SERIES | 216013288 | HRCU-A-CB | HH824E2S11 | JHE36B5AD2SS1 | Singlezone Ducted, Centrally Ducted | 23000 | 18200 | 2.84 | 18500 | 2
HITACHI | airCore 700 | 216439098 | HRCU-A-CB-O | PAS-30BUFASDQ1 | PPK-B30UFA1DQ | Singlezone Non-Ducted, Wall Placement | 32000 | 22400 | 2.63 | 26800 | 2.1
GUARDIAN | UMULTI | 215747720 | HMSR-A-CB-O | UMC48CN23STG1 |  | Multizone Mix of Ducted and Non-Ducted | 46500 | 27800 | 2.54 | 37100 | 1.95
GUARDIAN | UMULTI | 215747723 | HMSR-A-CB-O | UMC36CN23STG1 |  | Multizone Mix of Ducted and Non-Ducted | 36000 | 21800 | 2.74 | 36065 | 1.91
GUARDIAN | UMULTI | 215747715 | HMSR-A-CB-O | UMC18CN23STG1 |  | Multizone Mix of Ducted and Non-Ducted | 18000 | 11700 | 2.96 | 18450 | 2.06
GUARDIAN | UMULTI | 215747714 | HMSV-A-CB | UMC18CN23STG1 |  | Multizone All Ducted | 18000 | 11900 | 2.98 | 18800 | 2.16
GUARDIAN | UMULTI | 215747719 | HMSR-A-CB-O | UMC48CN23STG1 |  | Multizone All Non-Ducted | 48000 | 28200 | 2.59 | 37830 | 2
GUARDIAN | UMULTI | 215747722 | HMSR-A-CB-O | UMC36CN23STG1 |  | Multizone All Non-Ducted | 36000 | 22600 | 2.92 | 36510 | 1.94
GUARDIAN | UMULTI | 215225062 | HMSR-A-CB-O | UMC18CN23STG1 |  | Multizone All Non-Ducted | 18000 | 11500 | 2.93 | 18100 | 1.96
GUARDIAN | UPAC GUARDIAN | 215441405 | HRCU-A-CB | UPC48CN23STG1 | UNI48DT23STG1 | Singlezone Ducted, Compact Ducted | 44000 | 28600 | 2.6 | 44000 | 2
HITACHI | airCore 700 | 214911493 | HRCU-A-CB | PAS-48BUFASDQ1 | JPE48C3XG2HS1A | Singlezone Ducted, Centrally Ducted | 48000 | 40000 | 2.6 | 36400 | 2
HITACHI | airCore 700 | 214991606 | HRCU-A-CB | PAS-36BUFASDQ1 | JPE36B3XD2HS1A | Singlezone Ducted, Centrally Ducted | 38000 | 28000 | 2.7 | 32400 | 2
HITACHI | airCore 700 | 214991605 | HRCU-A-CB | PAS-30BUFASDQ1 | JPE30B3XD2HS1A | Singlezone Ducted, Centrally Ducted | 32000 | 28000 | 2.7 | 32400 | 2
HITACHI | airCore 700 | 214911491 | HRCU-A-CB | PAS-18BUFASDQ1 | JPE18B3XB2HS1A | Singlezone Ducted, Centrally Ducted | 19000 | 17000 | 2.55 | 14800 | 2.2
FUJITSU | AirStage H-Series | 215434557 | HRCU-A-CB | AOUH18KUAS1 | ARUH18KUAS | Singlezone Ducted, Compact Ducted | 21600 | 14400 | 2.91 | 17100 | 2.16
FUJITSU | AirStage H-Series | 215647924 | HRCU-A-CB-O | AOUH24KZAH1 | ASUH24KZAS | Singlezone Non-Ducted, Wall Placement | 25200 | 15900 | 3.11 | 25800 | 2.06
FUJITSU | AirStage H-Series | 215647921 | HRCU-A-CB-O | AOUH18KZAH1 | ASUH18KZAS | Singlezone Non-Ducted, Wall Placement | 21600 | 13600 | 3.32 | 25400 | 2.02
FUJITSU | AirStage H-Series | 216018257 | HRCU-A-CB-O | AOUH15KTAP1 | ASUH15KTAS | Singlezone Non-Ducted, Wall Placement | 17400 | 10800 | 3.44 | 23500 | 2
FUJITSU | AirStage H-Series | 216018256 | HRCU-A-CB-O | AOUH12KTAP1 | ASUH12KTAS | Singlezone Non-Ducted, Wall Placement | 15300 | 9600 | 3.47 | 20500 | 2.18
FUJITSU | AirStage H-Series | 216018255 | HRCU-A-CB-O | AOUH09KTAP1 | ASUH09KTAS | Singlezone Non-Ducted, Wall Placement | 12000 | 7400 | 3.74 | 17000 | 2.48
FUJITSU | AirStage H-Series | 215212610 | HRCU-A-CB-O | AOUH12KPAS1 | ASUH12KPAS | Singlezone Non-Ducted, Wall Placement | 14000 | 8700 | 2.86 | 8500 | 2.29
FUJITSU | AirStage H-Series | 215434558 | HRCU-A-CB | AOUH24KUAS1 | ARUH24KUAS | Singlezone Ducted, Compact Ducted | 27000 | 17800 | 2.91 | 23600 | 2.03
FUJITSU | AirStage H-Series | 214390708 | HRCU-A-CB-O | AOUH12KMAS1 | ASUH12KMAS | Singlezone Non-Ducted, Wall Placement | 14000 | 8700 | 3.11 | 10600 | 2.39
FUJITSU | AirStage H-Series | 214390707 | HRCU-A-CB-O | AOUH09KMAS1 | ASUH09KMAS | Singlezone Non-Ducted, Wall Placement | 12000 | 7400 | 3.24 | 10300 | 2.32
FUJITSU | AirStage H-Series | 215434546 | HRCU-A-CB-O | AOUH12KUAS1 | ACUH12KUAS | Singlezone Non-Ducted, Ceiling Placement | 16000 | 10700 | 2.99 | 15500 | 2.02
FUJITSU | AirStage H-Series | 215434550 | HRCU-A-CB-O | AOUH30KUAS1 | ABUH30KUAS | Singlezone Non-Ducted, Ceiling Placement | 32000 | 21200 | 3.08 | 28000 | 2.08
FUJITSU | AirStage H-Series | 215434552 | HRCU-A-CB-O | AOUH18KUAS1 | AUUH18KUAS | Singlezone Non-Ducted, Ceiling Placement | 21600 | 14400 | 3.01 | 17100 | 2.28
FUJITSU | AirStage H-Series | 215434547 | HRCU-A-CB-O | AOUH18KUAS1 | ACUH18KUAS | Singlezone Non-Ducted, Ceiling Placement | 21600 | 14400 | 2.95 | 17100 | 2.2
FUJITSU | AirStage H-Series | 215212609 | HRCU-A-CB-O | AOUH09KPAS1 | ASUH09KPAS | Singlezone Non-Ducted, Wall Placement | 10000 | 6400 | 3.07 | 7100 | 2.29
FUJITSU | AirStage H-Series | 215434545 | HRCU-A-CB-O | AOUH09KUAS1 | ACUH09KUAS | Singlezone Non-Ducted, Ceiling Placement | 12000 | 7900 | 3.01 | 10100 | 2.23
FUJITSU | AirStage H-Series | 215434554 | HRCU-A-CB-O | AOUH30KUAS1 | AUUH30KUAS | Singlezone Non-Ducted, Ceiling Placement | 32000 | 21200 | 3.17 | 28000 | 2.12
FUJITSU | AirStage H-Series | 215434553 | HRCU-A-CB-O | AOUH24KUAS1 | AUUH24KUAS | Singlezone Non-Ducted, Ceiling Placement | 27000 | 17800 | 3.22 | 23600 | 2.12
FUJITSU | AirStage H-Series | 215434548 | HRCU-A-CB-O | AOUH18KUAS1 | ABUH18KUAS | Singlezone Non-Ducted, Ceiling Placement | 21600 | 14400 | 2.91 | 17100 | 2.26
FUJITSU | AirStage H-Series | 215441047 | HRCU-A-CB-O | AOUH24KPAS1 | ASUH24KPAS | Singlezone Non-Ducted, Wall Placement | 24000 | 14800 | 3.03 | 20000 | 2.13
FUJITSU | AirStage H-Series | 215441046 | HRCU-A-CB-O | AOUH18KPAS1 | ASUH18KPAS | Singlezone Non-Ducted, Wall Placement | 18000 | 11300 | 2.63 | 18500 | 2.21
FUJITSU | AirStage H-Series | 215390440 | HRCU-A-CB-O | AOUH30KPAS1 | ASUH30KPAS | Singlezone Non-Ducted, Wall Placement | 30000 | 19600 | 3.04 | 25800 | 2.2
FUJITSU | AirStage H-Series | 215434549 | HRCU-A-CB-O | AOUH24KUAS1 | ABUH24KUAS | Singlezone Non-Ducted, Ceiling Placement | 27000 | 17800 | 3.26 | 23600 | 2.08
FUJITSU | AirStage H-Series | 215434556 | HRCU-A-CB | AOUH12KUAS1 | ARUH12KUAS | Singlezone Ducted, Compact Ducted | 16000 | 10700 | 2.93 | 15500 | 2.02
FUJITSU | AirStage H-Series | 215735283 | HMSV-A-CB | AOUH36KWAH4 |  | Multizone All Ducted | 36400 | 23400 | 2.86 | 36400 | 1.9
FUJITSU | AirStage H-Series | 215735282 | HMSR-A-CB-O | AOUH36KWAH4 |  | Multizone All Non-Ducted | 36400 | 24400 | 3.33 | 36400 | 1.9
FUJITSU | AirStage H-Series | 215447694 | HMSV-A-CB | AOUH24KWAH3 |  | Multizone All Ducted | 25000 | 16200 | 3.08 | 25200 | 2.08
FUJITSU | AirStage H-Series | 215447693 | HMSR-A-CB-O | AOUH24KWAH3 |  | Multizone All Non-Ducted | 25000 | 16200 | 3.34 | 25200 | 2.1
FUJITSU | AirStage H-Series | 215447692 | HMSV-A-CB | AOUH18KWAH2 |  | Multizone All Ducted | 22000 | 14800 | 2.89 | 22000 | 2
FUJITSU | AirStage H-Series | 215447691 | HMSR-A-CB-O | AOUH18KWAH2 |  | Multizone All Non-Ducted | 22000 | 14800 | 3.24 | 22000 | 2.18
FUJITSU | AirStage H-Series | 214888804 | HRCU-A-CB-O | AOUH15KZAH1 | ASUH15KZAS | Singlezone Non-Ducted, Wall Placement | 18000 | 11400 | 3.44 | 21000 | 2.1
FUJITSU | AirStage H-Series | 214888802 | HRCU-A-CB-O | AOUH12KZAH1 | ASUH12KZAS | Singlezone Non-Ducted, Wall Placement | 16000 | 10000 | 3.45 | 16600 | 2.16
FUJITSU | AirStage H-Series | 214888800 | HRCU-A-CB-O | AOUH09KZAH1 | ASUH09KZAS | Singlezone Non-Ducted, Wall Placement | 12000 | 7500 | 3.6 | 15400 | 2.26
FUJITSU | AirStage H-Series | 215735281 | HMSV-A-CB | AOUH45KWAS5 |  | Multizone All Ducted | 46000 | 30600 | 2.86 | 35600 | 2.14
FUJITSU | AirStage H-Series | 215735280 | HMSR-A-CB-O | AOUH45KWAS5 |  | Multizone All Non-Ducted | 48000 | 31000 | 2.96 | 36000 | 2.14
FUJITSU | AirStage H-Series | 215447690 | HMSV-A-CB | AOUH36KWAS4 |  | Multizone All Ducted | 36400 | 24400 | 2.64 | 23000 | 2.08
FUJITSU | AirStage H-Series | 215447689 | HMSR-A-CB-O | AOUH36KWAS4 |  | Multizone All Non-Ducted | 36400 | 23600 | 3.1 | 24000 | 2.2
FUJITSU | AirStage H-Series | 215447688 | HMSV-A-CB | AOUH24KWAS3 |  | Multizone All Ducted | 24000 | 15600 | 2.97 | 19200 | 2.04
FUJITSU | AirStage H-Series | 215447687 | HMSR-A-CB-O | AOUH24KWAS3 |  | Multizone All Non-Ducted | 24000 | 15600 | 3.34 | 19200 | 2.04
FUJITSU | AirStage H-Series | 215447686 | HMSV-A-CB | AOUH18KWAS2 |  | Multizone All Ducted | 22000 | 15100 | 2.78 | 17000 | 2.27
FUJITSU | AirStage H-Series | 215447685 | HMSR-A-CB-O | AOUH18KWAS2 |  | Multizone All Non-Ducted | 22000 | 14300 | 3.1 | 17000 | 2.27
LG | Multi V S | 214914956 | HMSV-A-CB | ZRUN024GSS0 |  | Multizone All Ducted | 27000 | 18000 | 2.61 | 27000 | 2
LG | Multi V S | 214914954 | HMSR-A-CB-O | ZRUN024GSS0 |  | Multizone All Non-Ducted | 27000 | 17000 | 2.61 | 27000 | 2.16
LG | Multi V S | 215223214 | HMSV-A-CB | ZRUN024GSS0 |  | Multizone Mix of Ducted and Non-Ducted | 27000 | 17500 | 2.62 | 27000 | 2.18
LG | Multi V S | 214914945 | HMSV-A-CB | ZRUM060GSS0 |  | Multizone All Ducted | 67000 | 43000 | 2.7 | 54000 | 2
LG | Multi V S | 214914943 | HMSR-A-CB-O | ZRUM060GSS0 |  | Multizone All Non-Ducted | 67000 | 37000 | 2.6 | 54000 | 2.1
LG | Multi V S | 215223213 | HMSV-A-CB | ZRUM060GSS0 |  | Multizone Mix of Ducted and Non-Ducted | 67000 | 40000 | 2.65 | 54000 | 2
LG | Multi V S | 214914949 | HMSV-A-CB | ZRUM048GSS0 |  | Multizone All Ducted | 54000 | 36000 | 2.7 | 54000 | 2
LG | Multi V S | 214914947 | HMSR-A-CB-O | ZRUM048GSS0 |  | Multizone All Non-Ducted | 54000 | 33000 | 3.2 | 54000 | 2.1
LG | Multi V S | 215223215 | HMSV-A-CB | ZRUM048GSS0 |  | Multizone Mix of Ducted and Non-Ducted | 54000 | 34400 | 2.91 | 54000 | 2.05
LG | Multi V S | 214914952 | HMSV-A-CB | ZRUM036GSS0 |  | Multizone All Ducted | 42000 | 27000 | 2.6 | 42000 | 2.2
LG | Multi V S | 214914950 | HMSR-A-CB-O | ZRUM036GSS0 |  | Multizone All Non-Ducted | 42000 | 26000 | 3.5 | 42000 | 2.3
LG | Multi V S | 215223216 | HMSV-A-CB | ZRUM036GSS0 |  | Multizone Mix of Ducted and Non-Ducted | 42000 | 26400 | 2.96 | 42000 | 2.25
LG | Multi F Max | 215402343 | HMSR-A-CB-O | KUMXB601A |  | Multizone All Non-Ducted | 64000 | 42000 | 2.55 | 46000 | 2.01
LG | Multi F Max | 215402344 | HMSV-A-CB | KUMXB601A |  | Multizone All Ducted | 64000 | 40000 | 2.62 | 45000 | 1.97
LG | Multi F Max | 215408633 | HMSV-A-CB | KUMXB601A |  | Multizone Mix of Ducted and Non-Ducted | 64000 | 41000 | 2.58 | 45500 | 1.99
LG | Multi F | 215402337 | HMSR-A-CB-O | KUMXB361A |  | Multizone All Non-Ducted | 36000 | 21000 | 2.78 | 19400 | 2.24
LG | Multi F | 215402338 | HMSV-A-CB | KUMXB361A |  | Multizone All Ducted | 34000 | 20000 | 2.55 | 19200 | 2.13
LG | Multi F | 215408630 | HMSV-A-CB | KUMXB361A |  | Multizone Mix of Ducted and Non-Ducted | 35000 | 20400 | 2.66 | 19200 | 2.18
LG | Multi F | 215402335 | HMSR-A-CB-O | KUMXB301A |  | Multizone All Non-Ducted | 32000 | 20000 | 2.68 | 18400 | 2.14
LG | Multi F | 215402336 | HMSV-A-CB | KUMXB301A |  | Multizone All Ducted | 30000 | 18000 | 2.62 | 18200 | 2.09
LG | Multi F | 215408629 | HMSV-A-CB | KUMXB301A |  | Multizone Mix of Ducted and Non-Ducted | 31000 | 19000 | 2.65 | 18400 | 2.11
LG | Multi F | 214848483 | HMSR-A-CB-O | KUMXB241A |  | Multizone All Non-Ducted | 24600 | 15300 | 2.93 | 17300 | 2.3
LG | Multi F | 214848484 | HMSV-A-CB | KUMXB241A |  | Multizone All Ducted | 23000 | 15000 | 2.84 | 16800 | 2.1
LG | Multi F | 214848486 | HMSV-A-CB | KUMXB241A |  | Multizone Mix of Ducted and Non-Ducted | 23800 | 15100 | 2.87 | 17000 | 2.2
LG | Multi F | 214848481 | HMSR-A-CB-O | KUMXB181A |  | Multizone All Non-Ducted | 22000 | 14800 | 2.83 | 15800 | 2.21
LG | Multi F | 214848482 | HMSV-A-CB | KUMXB181A |  | Multizone All Ducted | 20000 | 13800 | 2.7 | 15600 | 2
LG | Multi F | 214848485 | HMSV-A-CB | KUMXB181A |  | Multizone Mix of Ducted and Non-Ducted | 21000 | 14300 | 2.76 | 15700 | 2.1
LG |  | 215828273 | HRCU-A-CB-O | KUSAL241A | KNSAL241A | Singlezone Non-Ducted, Wall Placement | 24000 | 15800 | 2.82 | 21600 | 1.9
LG |  | 215828275 | HRCU-A-CB-O | KUSAL181A | KNSAL181A | Singlezone Non-Ducted, Wall Placement | 21600 | 13100 | 2.91 | 21600 | 1.9
LG |  | 215828274 | HRCU-A-CB-O | KUSAL151A | KNSAL151A | Singlezone Non-Ducted, Wall Placement | 18000 | 10900 | 2.9 | 18000 | 1.9
LG |  | 215413008 | HRCU-A-CB-O | KUSAB121A | KNUAK121A | Singlezone Non-Ducted, Wall Placement | 13600 | 8500 | 2.86 | 10000 | 1.99
LG |  | 215413007 | HRCU-A-CB-O | KUSAB121A | KNUAB121A | Singlezone Non-Ducted, Wall Placement | 13600 | 8500 | 2.86 | 10000 | 1.99
LG |  | 215413006 | HRCU-A-CB-O | KUSAB091A | KNUAK091A | Singlezone Non-Ducted, Wall Placement | 10900 | 6900 | 3.11 | 9500 | 2
LG |  | 215413005 | HRCU-A-CB-O | KUSAB091A | KNUAB091A | Singlezone Non-Ducted, Wall Placement | 10900 | 6900 | 3.11 | 9500 | 2
LG | Single Split Console | 214825951 | HRCU-A-CB-O | KUSXB121A | KNUQB121A | Singlezone Non-Ducted, Floor Placement | 13000 | 8800 | 2.96 | 11400 | 2.24
LG | Single Split Console | 214826532 | HRCU-A-CB-O | KUSXB091A | KNUQB091A | Singlezone Non-Ducted, Floor Placement | 10100 | 6700 | 3.12 | 10100 | 2.16
LG | Single HSD | 214837926 | HRCU-A-CB | KUSXB361A | KNUJB361A | Singlezone Ducted, Compact Ducted | 40000 | 26400 | 2.7 | 34600 | 1.9
LG | Single HSD LGRED | 214837929 | HRCU-A-CB | KUSXA361A | KNUJB361A | Singlezone Ducted, Compact Ducted | 40000 | 26400 | 2.7 | 36000 | 1.9
LG | Single HSD | 214796354 | HRCU-A-CB | KUSXB301A | KNUJB301A | Singlezone Ducted, Compact Ducted | 34000 | 23000 | 2.8 | 30400 | 2.02
LG | Single HSD | 214796353 | HRCU-A-CB | KUSXB241A | KNUJB241A | Singlezone Ducted, Compact Ducted | 27000 | 17500 | 2.76 | 24000 | 2.12
LG | Single HSD LGRED | 214796350 | HRCU-A-CB | KUSXA181A | KNUJB181A | Singlezone Ducted, Compact Ducted | 20000 | 13000 | 2.72 | 20000 | 1.94
LG | Single HSD | 214826534 | HRCU-A-CB | KUSXB121A | KNUJB121A | Singlezone Ducted, Compact Ducted | 15000 | 10200 | 2.9 | 11000 | 2.3
LG | Single HSD | 214826531 | HRCU-A-CB | KUSXB091A | KNUJB091A | Singlezone Ducted, Compact Ducted | 13500 | 9400 | 2.96 | 10500 | 2.3
LG | Sinlge Split Cassette | 214826533 | HRCU-A-CB-O | KUSXB121A | KNUDB121A | Singlezone Non-Ducted, Ceiling Placement | 14000 | 8700 | 2.71 | 10700 | 2.16
LG | Sinlge Split Cassette | 214826530 | HRCU-A-CB-O | KUSXB091A | KNUDB091A | Singlezone Non-Ducted, Ceiling Placement | 11000 | 6400 | 2.84 | 10400 | 2.1
LG | Sinlge Split V.AHU LGRED | 215735574 | HRCU-A-CB | KUSXA482A | KNSLB481A | Singlezone Ducted, Centrally Ducted | 50000 | 30400 | 2.7 | 46000 | 2
LG | Sinlge Split V.AHU LGRED | 215735573 | HRCU-A-CB | KUSXA422A | KNSLB421A | Singlezone Ducted, Centrally Ducted | 46000 | 29800 | 2.79 | 46000 | 2
LG | Sinlge Split V.AHU LGRED | 215588566 | HRCU-A-CB | KUSXA121A | KNSLB121A | Singlezone Ducted, Centrally Ducted | 15000 | 8600 | 2.6 | 15000 | 1.95
LG | Sinlge Split V.AHU LGRED | 215588576 | HRCU-A-CB | KUSXA361A | KNSLA361A | Singlezone Ducted, Centrally Ducted | 40000 | 25400 | 2.8 | 33000 | 2
LG | Sinlge Split V.AHU LGRED | 215588575 | HRCU-A-CB | KUSXA301A | KNSLA301A | Singlezone Ducted, Centrally Ducted | 34000 | 21600 | 2.85 | 33000 | 2
LG | Sinlge Split V.AHU LGRED | 215588568 | HRCU-A-CB | KUSXA241A | KNSLA241A | Singlezone Ducted, Centrally Ducted | 27000 | 17700 | 2.8 | 25000 | 2
LG | Sinlge Split V.AHU LGRED | 215588567 | HRCU-A-CB | KUSXA181A | KNSLA181A | Singlezone Ducted, Centrally Ducted | 20000 | 13000 | 2.8 | 25000 | 2
LG | Single HSD LGRED | 214837931 | HRCU-A-CB | KUSXA481A | KNSJB481A | Singlezone Ducted, Compact Ducted | 52000 | 33400 | 2.74 | 44000 | 2.08
LG | Single HSD LGRED | 214837932 | HRCU-A-CB | KUSXA421A | KNSJB421A | Singlezone Ducted, Compact Ducted | 48000 | 30800 | 2.77 | 42500 | 2.08
LG | Single Split Cassette | 214836842 | HRCU-A-CB-O | KUSXB481A | KNSCB481A | Singlezone Non-Ducted, Ceiling Placement | 51000 | 32200 | 3.06 | 40000 | 1.96
LG | Single Split Cassette LGRED | 214837933 | HRCU-A-CB-O | KUSXA481A | KNSCB481A | Singlezone Non-Ducted, Ceiling Placement | 52000 | 31800 | 3.06 | 44500 | 2.2
LG | Single Split Cassette | 214837927 | HRCU-A-CB-O | KUSXB421A | KNSCB421A | Singlezone Non-Ducted, Ceiling Placement | 48000 | 30000 | 3.1 | 40000 | 1.96
LG | Single Split Cassette LGRED | 214837930 | HRCU-A-CB-O | KUSXA421A | KNSCB421A | Singlezone Non-Ducted, Ceiling Placement | 48000 | 28600 | 3.16 | 43500 | 2.2
LG | Single Split Cassette | 214837925 | HRCU-A-CB-O | KUSXB361A | KNSCB361A | Singlezone Non-Ducted, Ceiling Placement | 40000 | 24800 | 3 | 35000 | 2.1
LG | Single Split Cassette LGRED | 214825957 | HRCU-A-CB-O | KUSXA361A | KNSCB361A | Singlezone Non-Ducted, Ceiling Placement | 40000 | 24800 | 3 | 36000 | 2.16
LG | Single Split Cassette | 214825956 | HRCU-A-CB-O | KUSXB301A | KNSCB301A | Singlezone Non-Ducted, Ceiling Placement | 33000 | 21000 | 3.08 | 32000 | 2.16
LG | Single Split Cassette LGRED | 214826535 | HRCU-A-CB-O | KUSXA301A | KNSCB301A | Singlezone Non-Ducted, Ceiling Placement | 34000 | 20400 | 3 | 34000 | 2.1
LG | Single Split Cassette | 214825955 | HRCU-A-CB-O | KUSXB241A | KNSCB241A | Singlezone Non-Ducted, Floor Placement | 27000 | 17000 | 2.9 | 23000 | 2.1
LG | Single Split Cassette LGRED | 214825954 | HRCU-A-CB-O | KUSXA241A | KNSCB241A | Singlezone Non-Ducted, Ceiling Placement | 27000 | 17000 | 2.97 | 28000 | 1.9
CAPELLA | CPPB Series | 216027622 | HRCU-A-CB-O | CPPB-H18A-O | CPPB-H18A-I | Singlezone Non-Ducted, Wall Placement | 18000 | 15000 | 2.56 | 18000 | 1.92
CAPELLA | CPPB Series | 216027623 | HRCU-A-CB-O | CPPB-H24A-O | CPPB-H24A-I | Singlezone Non-Ducted, Wall Placement | 29000 | 21000 | 2.88 | 24200 | 2.34
CAPELLA | SICB Series | 216027626 | HRCU-A-CB-O | CPPB-H18A-O | SICB1-H18A-I | Singlezone Non-Ducted, Ceiling Placement | 19000 | 14900 | 2.7 | 17000 | 1.9
CAPELLA | SICB Series | 216027625 | HRCU-A-CB-O | CPPB-H12A-O | SICB1-H12A-I | Singlezone Non-Ducted, Ceiling Placement | 12000 | 10000 | 2.74 | 11500 | 1.99
CAPELLA | SICB Series | 216027627 | HRCU-A-CB-O | CPPB-H24A-O | SICB1-H24A-I | Singlezone Non-Ducted, Wall Placement | 25000 | 20400 | 2.78 | 23800 | 2.23
CAPELLA | SFCB Series | 216027629 | HRCU-A-CB | CPPB-H12A-O | SFCB1-H12A-I | Singlezone Ducted, Compact Ducted | 12000 | 10200 | 2.6 | 12000 | 1.95
CAPELLA | SFCB Series | 216027630 | HRCU-A-CB | CPPB-H18A-O | SFCB1-H18A-I | Singlezone Ducted, Compact Ducted | 19500 | 15000 | 2.89 | 18000 | 2.1
CAPELLA | SFCB Series | 216027631 | HRCU-A-CB | CPPB-H24A-O | SFCB1-H24A-I | Singlezone Ducted, Compact Ducted | 26000 | 21600 | 2.71 | 24000 | 2.18
CAPELLA | CPM Series | 216027632 | HMSR-A-CB-O | CPM2B1-H18A-O |  | Multizone All Non-Ducted | 20000 | 17600 | 2.7 | 19000 | 2
1HVAC | ES Series | 216032321 | HMSV-A-CB | ES-48Z-M6C |  | Multizone Mix of Ducted and Non-Ducted | 47500 | 37400 | 2.5 | 37000 | 2.05
ACIQ | ACIQ Series | 216032330 | HRCU-A-CB-O | ACIQ-24Z-HP230C | ACIQ-24W-HP230C | Singlezone Non-Ducted, Wall Placement | 24000 | 16900 | 2.53 | 17000 | 2.14
ACIQ | ACIQ Series | 216032333 | HRCU-A-CB-O | ACIQ-06ZPL-HP230C | ACIQ-06W-HH-MD | Singlezone Non-Ducted, Wall Placement | 7000 | 7900 | 2.79 | 7700 | 2.4
ACIQ | ACIQ Series | 216032336 | HRCU-A-CB-O | ACIQ-18ZPL-HP230C | ACIQ-18W-HH-MD | Singlezone Non-Ducted, Wall Placement | 18000 | 15000 | 2.56 | 18000 | 1.92
ACIQ | ACIQ Series | 216032337 | HRCU-A-CB-O | ACIQ-24ZPL-HP230C | ACIQ-24W-HH-MD | Singlezone Non-Ducted, Wall Placement | 29000 | 21000 | 2.88 | 24200 | 2.34
ACIQ | ACIQ Series | 216032339 | HRCU-A-CB-O | ACIQ-12ZPL-HP230C | ACIQ-12CC-HH-MC | Singlezone Non-Ducted, Ceiling Placement | 12000 | 10000 | 2.74 | 11500 | 1.99
ACIQ | ACIQ Series | 216032340 | HRCU-A-CB-O | ACIQ-18ZPL-HP230C | ACIQ-18CC-HH-MC | Singlezone Non-Ducted, Ceiling Placement | 19000 | 14900 | 2.7 | 17000 | 1.9
ACIQ | ACIQ Series | 216032341 | HRCU-A-CB-O | ACIQ-24ZPL-HP230C | ACIQ-24CC-HH-MC | Singlezone Non-Ducted, Wall Placement | 25000 | 20400 | 2.78 | 23800 | 2.23
ACIQ | ACIQ Series | 216032342 | HRCU-A-CB-O | ACIQ-36ZPL-HP230C | ACIQ-36CC-HH-MC | Singlezone Non-Ducted, Wall Placement | 37000 | 30600 | 2.56 | 37000 | 1.95
ACIQ | ACIQ Series | 216032343 | HRCU-A-CB | ACIQ-48ZPL-HP230C | ACIQ-48CC-HH-MC | Singlezone Ducted, Compact Ducted | 52000 | 45000 | 2.61 | 47500 | 2
ACIQ | ACIQ Series | 216032345 | HRCU-A-CB | ACIQ-12ZPL-HP230C | ACIQ-12CD-HH-MC | Singlezone Ducted, Compact Ducted | 12000 | 10200 | 2.6 | 12000 | 1.95
ACIQ | ACIQ Series | 216032346 | HRCU-A-CB | ACIQ-18ZPL-HP230C | ACIQ-18CD-HH-MC | Singlezone Ducted, Compact Ducted | 19500 | 15000 | 2.89 | 18000 | 2.1
ACIQ | ACIQ Series | 216032347 | HRCU-A-CB | ACIQ-24ZPL-HP230C | ACIQ-24CD-HH-MC | Singlezone Ducted, Compact Ducted | 26000 | 21600 | 2.71 | 24000 | 2.18
ACIQ | ACIQ Series | 216032348 | HRCU-A-CB | ACIQ-36ZPL-HP230C | ACIQ-36CD-HH-MC | Singlezone Ducted, Compact Ducted | 42000 | 31600 | 2.73 | 37600 | 2.1
ACIQ | ACIQ Series | 216032349 | HRCU-A-CB | ACIQ-48ZPL-HP230C | ACIQ-48CD-HH-MC | Singlezone Ducted, Compact Ducted | 52000 | 45000 | 2.61 | 47500 | 2
ACIQ | ACIQ Series | 216032350 | HRCU-A-CB | ACIQ-60ZPL-HP230C | ACIQ-60CD-HH-MC | Singlezone Ducted, Compact Ducted | 60000 | 45000 | 2.72 | 53500 | 2.1
ACIQ | ACIQ Series | 216032354 | HRCU-A-CB-O | ACIQ-24ZPL-HP230C | ACIQ-24FM-HH-MD | Singlezone Non-Ducted, Floor Placement | 26000 | 20200 | 2.74 | 24200 | 2.16
ACIQ | ACIQ Series | 216032355 | HRCU-A-CB-O | ACIQ-36ZPL-HP230C | ACIQ-36FM-HH-MD | Singlezone Non-Ducted, Floor Placement | 38000 | 30200 | 2.58 | 39500 | 2.02
ACIQ | ACIQ Series | 216032358 | HRCU-A-CB-O | ACIQ-06ZPL-HP230C | SCC-0609-HH-MB | Singlezone Non-Ducted, Ceiling Placement | 7400 | 7000 | 2.66 | 8100 | 2.4
ACIQ | ACIQ Series | 216032361 | HMSR-A-CB-O | ACIQ-18Z-HH-M3C |  | Multizone All Non-Ducted | 20000 | 17600 | 2.7 | 19000 | 2
ACIQ | ACIQ Series | 216032362 | HMSV-A-CB | ACIQ-18Z-HH-M3C |  | Multizone All Ducted | 20000 | 17000 | 2.59 | 18000 | 2
ACIQ | ACIQ Series | 216032363 | HMSV-A-CB | ACIQ-18Z-HH-M3C |  | Multizone Mix of Ducted and Non-Ducted | 20000 | 17300 | 2.65 | 18500 | 2
ACIQ | ACIQ Series | 216032364 | HMSR-A-CB-O | ACIQ-27Z-HH-M4C |  | Multizone All Non-Ducted | 27000 | 25000 | 2.6 | 27000 | 2
ACIQ | ACIQ Series | 216032366 | HMSV-A-CB | ACIQ-27Z-HH-M4C |  | Multizone Mix of Ducted and Non-Ducted | 27400 | 24000 | 2.5 | 27000 | 2
ACIQ | ACIQ Series | 216032370 | HMSR-A-CB-O | ACIQ-48Z-HH-M6C |  | Multizone All Non-Ducted | 49000 | 44000 | 2.6 | 47000 | 2
ACIQ | ACIQ Series | 216032371 | HMSV-A-CB | ACIQ-48Z-HH-M6C |  | Multizone All Ducted | 48000 | 44500 | 2.6 | 48000 | 2
ACIQ | ACIQ Series | 216032372 | HMSV-A-CB | ACIQ-48Z-HH-M6C |  | Multizone Mix of Ducted and Non-Ducted | 48500 | 44000 | 2.6 | 47500 | 2
ACIQ | ACIQ Series | 216032373 | HMSR-A-CB-O | ACIQ-55Z-HH-M6C |  | Multizone All Non-Ducted | 55000 | 44000 | 2.6 | 47000 | 2
ACIQ | ACIQ Series | 216032374 | HMSV-A-CB | ACIQ-55Z-HH-M6C |  | Multizone All Ducted | 55000 | 45000 | 2.7 | 48000 | 2.1
ACIQ | ACIQ Series | 216032375 | HMSV-A-CB | ACIQ-55Z-HH-M6C |  | Multizone Mix of Ducted and Non-Ducted | 55000 | 44500 | 2.65 | 47500 | 2.05
ACIQ | ES Series | 216032376 | HMSR-A-CB-O | ES-18Z-M3C |  | Multizone All Non-Ducted | 19000 | 13600 | 2.81 | 13500 | 2.3
ACIQ | ES Series | 216032378 | HMSV-A-CB | ES-18Z-M3C |  | Multizone Mix of Ducted and Non-Ducted | 19000 | 14100 | 2.55 | 14000 | 2.31
ACIQ | ES Series | 216032379 | HMSR-A-CB-O | ES-27Z-M4C |  | Multizone All Non-Ducted | 27000 | 18400 | 2.61 | 19000 | 2
ACIQ | ES Series | 216032380 | HMSV-A-CB | ES-27Z-M4C |  | Multizone All Ducted | 26600 | 18400 | 2.5 | 18800 | 2
ACIQ | ES Series | 216032381 | HMSV-A-CB | ES-27Z-M4C |  | Multizone Mix of Ducted and Non-Ducted | 26800 | 18400 | 2.56 | 18900 | 2
ACIQ | ES Series | 216032385 | HMSR-A-CB-O | ES-48Z-M6C |  | Multizone All Non-Ducted | 48000 | 38000 | 2.5 | 36000 | 2
ACIQ | ES Series | 216032386 | HMSV-A-CB | ES-48Z-M6C |  | Multizone All Ducted | 47000 | 37000 | 2.5 | 38000 | 2.1
ACIQ | ES Series | 216032387 | HMSV-A-CB | ES-48Z-M6C |  | Multizone Mix of Ducted and Non-Ducted | 47500 | 37400 | 2.5 | 37000 | 2.05
MRCOOL | DIY Series | 216032543 | HRCU-A-CB-O | DIY-09-HP-C-115D25-O | DIY-09-HP-WMAH-115D25-O | Singlezone Non-Ducted, Wall Placement | 10000 | 7500 | 2.53 | 7300 | 2.16
MRCOOL | DIY Series | 216032545 | HRCU-A-CB-O | DIY-18-HP-C-230D25-O | DIY-18-HP-WMAH-230D25-O | Singlezone Non-Ducted, Wall Placement | 18000 | 15200 | 2.75 | 18000 | 2.44
MRCOOL | DIY Series | 216032550 | HRCU-A-CB-O | DIYHH-12-HP-C-230D25-O | DIYCASSETTE12HP-230D25-O | Singlezone Non-Ducted, Wall Placement | 12500 | 9100 | 2.59 | 11500 | 2.11
MRCOOL | DIY Series | 216032551 | HRCU-A-CB-O | DIYHH-18-HP-C-230D25-O | DIY-18-HP-WMAH-230D25-O | Singlezone Non-Ducted, Wall Placement | 18000 | 15200 | 2.72 | 18000 | 1.99
MRCOOL | DIY Series | 216032552 | HRCU-A-CB-O | DIYHH-18-HP-C-230D25-O | DIYCASSETTE18HP-230D25-O | Singlezone Non-Ducted, Wall Placement | 20000 | 14800 | 2.69 | 17500 | 1.9
MRCOOL | O-HH Series | 216032561 | HRCU-A-CB-O | O-HH-12-HP-C-230C-O | CASSETTE12HP-230C-O | Singlezone Non-Ducted, Ceiling Placement | 12000 | 10000 | 2.74 | 11500 | 1.99
MRCOOL | O-HH Series | 216032563 | HRCU-A-CB-O | O-HH-18-HP-C-230C-O | O-18-HP-WMAH-230C-O | Singlezone Non-Ducted, Wall Placement | 18000 | 15000 | 2.56 | 18000 | 1.92
MRCOOL | O-HH Series | 216032564 | HRCU-A-CB-O | O-HH-18-HP-C-230C-O | CASSETTE18HP-230C-O | Singlezone Non-Ducted, Ceiling Placement | 19000 | 14900 | 2.7 | 17000 | 1.9
MRCOOL | O-HH Series | 216032565 | HRCU-A-CB | O-HH-18-HP-C-230C-O | DUCT-18HP-230B-O | Singlezone Ducted, Compact Ducted | 19000 | 15000 | 2.7 | 18000 | 2
MRCOOL | O-HH Series | 216032566 | HRCU-A-CB-O | O-HH-24-HP-C-230C-O | O-24-HP-WMAH-230C-O | Singlezone Non-Ducted, Wall Placement | 29000 | 21000 | 2.88 | 24200 | 2.34
MRCOOL | O-HH Series | 216032567 | HRCU-A-CB-O | O-HH-24-HP-C-230C-O | CASSETTE24HP-230C-O | Singlezone Non-Ducted, Wall Placement | 25000 | 20400 | 2.78 | 23800 | 2.23
MRCOOL | O-HH Series | 216032568 | HRCU-A-CB | O-HH-24-HP-C-230C-O | DUCT-24HP-230B-O | Singlezone Ducted, Compact Ducted | 26000 | 21600 | 2.71 | 24000 | 2.18
MRCOOL | O-ES Series | 216032569 | HRCU-A-CB-O | O-ES-09-HP-C-230C-O | O-09-HP-WMAH-230C-O | Singlezone Non-Ducted, Wall Placement | 10000 | 8100 | 2.83 | 8000 | 2.37
MRCOOL | O-ES Series | 216032570 | HRCU-A-CB-O | O-ES-09-HP-C-230C-O | CASSETTE09HP-230C-O | Singlezone Non-Ducted, Ceiling Placement | 10000 | 8500 | 2.8 | 8300 | 2.17
MRCOOL | O-ES Series | 216032571 | HRCU-A-CB | O-ES-09-HP-C-230C-O | DUCT-09HP-230B-O | Singlezone Ducted, Compact Ducted | 10000 | 8900 | 2.61 | 8600 | 2.25
MRCOOL | O-ES Series | 216032572 | HRCU-A-CB-O | O-ES-12-HP-C-230C-O | O-12-HP-WMAH-230C-O | Singlezone Non-Ducted, Wall Placement | 12000 | 9300 | 2.84 | 8400 | 2.3
MRCOOL | O-ES Series | 216032573 | HRCU-A-CB-O | O-ES-12-HP-C-230C-O | CASSETTE12HP-230C-O | Singlezone Non-Ducted, Ceiling Placement | 12000 | 8500 | 2.8 | 8400 | 2.39
MRCOOL | O-ES Series | 216032574 | HRCU-A-CB | O-ES-12-HP-C-230C-O | DUCT-12HP-230B-O | Singlezone Ducted, Compact Ducted | 12000 | 9500 | 2.58 | 8800 | 2.24
MRCOOL | O-ES Series | 216032575 | HRCU-A-CB-O | O-ES-18-HP-C-230C-O | O-18-HP-WMAH-230C-O | Singlezone Non-Ducted, Wall Placement | 18000 | 13600 | 2.73 | 12800 | 2.1
MRCOOL | O-ES Series | 216032576 | HRCU-A-CB-O | O-ES-18-HP-C-230C-O | CASSETTE18HP-230C-O | Singlezone Non-Ducted, Ceiling Placement | 18000 | 13900 | 2.66 | 12800 | 2.19
MRCOOL | O-ES Series | 216032577 | HRCU-A-CB | O-ES-18-HP-C-230C-O | DUCT-18HP-230B-O | Singlezone Ducted, Compact Ducted | 20000 | 14000 | 2.6 | 14000 | 2.19
MRCOOL | O-ES Series | 216032578 | HRCU-A-CB-O | O-ES-24-HP-C-230C-O | O-24-HP-WMAH-230C-O | Singlezone Non-Ducted, Wall Placement | 25000 | 18800 | 2.65 | 19600 | 2.54
MRCOOL | O-ES Series | 216032579 | HRCU-A-CB-O | O-ES-24-HP-C-230C-O | CASSETTE24HP-230C-O | Singlezone Non-Ducted, Wall Placement | 25000 | 20400 | 2.73 | 18500 | 2.3
MRCOOL | O-ES Series | 216032580 | HRCU-A-CB | O-ES-24-HP-C-230C-O | DUCT-24HP-230B-O | Singlezone Ducted, Compact Ducted | 25000 | 21200 | 2.6 | 19000 | 2.3
MRCOOL | A Series | 216032586 | HRCU-A-CB-O | A-24-HP-C-230D-O | A-24-HP-WMAH-230D-O | Singlezone Non-Ducted, Wall Placement | 24000 | 16900 | 2.53 | 17000 | 2.14
MRCOOL | DIY Series | 216032588 | HMSR-A-CB-O | DIY-MULTI3-18HP230D-O |  | Multizone All Non-Ducted | 18000 | 13400 | 2.71 | 13300 | 2.31
MRCOOL | DIY Series | 216032590 | HMSV-A-CB | DIY-MULTI4-27HP230D-O |  | Multizone All Ducted | 27000 | 19000 | 2.7 | 19200 | 2.1
MRCOOL | DIY Series | 216032591 | HMSV-A-CB | DIY-MULTI4-27HP230D-O |  | Multizone Mix of Ducted and Non-Ducted | 26500 | 17600 | 2.55 | 18700 | 2.05
MRCOOL | DIY Series | 216032595 | HMSR-A-CB-O | DIY-MULTI6-48HP230D-O |  | Multizone All Non-Ducted | 48000 | 35200 | 2.5 | 37000 | 2
MRCOOL | DIY Series | 216032596 | HMSV-A-CB | DIY-MULTI6-48HP230D-O |  | Multizone All Ducted | 47000 | 37800 | 2.6 | 37000 | 2
MRCOOL | DIY Series | 216032597 | HMSV-A-CB | DIY-MULTI6-48HP230D-O |  | Multizone Mix of Ducted and Non-Ducted | 47500 | 36500 | 2.55 | 37000 | 2
MRCOOL | DIY Series | 216032598 | HMSR-A-CB-O | DIY-MULTI6-55HP230D-O |  | Multizone All Non-Ducted | 55000 | 44000 | 2.6 | 46000 | 2
MRCOOL | DIY Series | 216032599 | HMSV-A-CB | DIY-MULTI6-55HP230D-O |  | Multizone All Ducted | 55000 | 42500 | 2.7 | 46000 | 2
MRCOOL | DIY Series | 216032600 | HMSV-A-CB | DIY-MULTI6-55HP230D-O |  | Multizone Mix of Ducted and Non-Ducted | 55000 | 43250 | 2.65 | 46000 | 2
ELIOS | ESH Series | 216046615 | HRCU-A-CB-O | ESHMA18C2AN1 | EWHMA18C2AS1 | Singlezone Non-Ducted, Wall Placement | 18000 | 14400 | 2.61 | 18000 | 2
ELIOS | ESH Series | 216046616 | HRCU-A-CB-O | ESHMA24C2AN1 | EWHMA24C2AS1 | Singlezone Non-Ducted, Wall Placement | 26000 | 21600 | 2.61 | 24000 | 2
ELIOS | ESH Series | 216046617 | HRCU-A-CB-O | ESHMA33C2AN1 | EWHMA33C2AS1 | Singlezone Non-Ducted, Wall Placement | 36000 | 29600 | 2.61 | 34600 | 1.91
ELIOS | ESH Series | 216046619 | HRCU-A-CB-O | ESHEA12C2AN1 | GKHRA12C2AS1 | Singlezone Non-Ducted, Ceiling Placement | 12000 | 8500 | 2.8 | 8400 | 2.39
ELIOS | ESH Series | 216046618 | HRCU-A-CB-O | ESHEA09C2AN1 | GKHRA09C2AS1 | Singlezone Non-Ducted, Ceiling Placement | 10000 | 8500 | 2.8 | 8300 | 2.17
ELIOS | ESH Series | 216046620 | HRCU-A-CB-O | ESHEA18C2AN1 | GKHRA18C2AS1 | Singlezone Non-Ducted, Ceiling Placement | 18000 | 13900 | 2.66 | 12800 | 2.19
ELIOS | ESH Series | 216046622 | HRCU-A-CB-O | ESHUA36R2AN1 | GQHLA36R2AS1 | Singlezone Non-Ducted, Wall Placement | 38000 | 26800 | 2.68 | 26600 | 2.2
ELIOS | ESH Series | 216046621 | HRCU-A-CB-O | ESHEA24C2AN1 | GQHRA24C2AS1 | Singlezone Non-Ducted, Wall Placement | 25000 | 20400 | 2.73 | 18500 | 2.3
ELIOS | ESH Series | 216046625 | HRCU-A-CB-O | ESHEA18C2AN1 | GOHRA18C2AS1 | Singlezone Non-Ducted, Ceiling Placement | 18000 | 14000 | 2.77 | 13100 | 2.25
ELIOS | ESH Series | 216046626 | HRCU-A-CB | ESHEA09C2AN1 | GDHRA09C2AS1 | Singlezone Ducted, Compact Ducted | 10000 | 9300 | 2.9 | 8300 | 2.32
ELIOS | ESH Series | 216046627 | HRCU-A-CB | ESHEA12C2AN1 | GDHRA12C2AS1 | Singlezone Ducted, Compact Ducted | 12000 | 9100 | 2.78 | 8900 | 2.44
ELIOS | ESH Series | 216046628 | HRCU-A-CB | ESHEA18C2AN1 | GDHRA18C2AS1 | Singlezone Ducted, Compact Ducted | 20000 | 14900 | 2.89 | 14200 | 2.41
ELIOS | ESH Series | 216046629 | HRCU-A-CB | ESHEA24C2AN1 | GDHRA24C2AS1 | Singlezone Ducted, Compact Ducted | 25000 | 21200 | 2.6 | 19000 | 2.3
ELIOS | ESH Series | 216046633 | HRCU-A-CB-O | ESHEA12C2AN1 | GFHRA12C2AS1 | Singlezone Non-Ducted, Wall Placement | 12000 | 9000 | 2.87 | 8900 | 2.51
ELIOS | EXH Series | 216046639 | HMSR-A-CB-O | EXHSA2742AV1 |  | Multizone All Non-Ducted | 27000 | 18000 | 2.5 | 19000 | 2
ELIOS | EXH Series | 216046640 | HMSV-A-CB | EXHSA2742AV1 |  | Multizone All Ducted | 26600 | 18400 | 2.5 | 18800 | 2
ELIOS | EXH Series | 216046641 | HMSV-A-CB | EXHSA2742AV1 |  | Multizone Mix of Ducted and Non-Ducted | 26800 | 18200 | 2.5 | 18900 | 2
ELIOS | EXH Series | 216046646 | HMSV-A-CB | EXHSA4862AV1 |  | Multizone All Ducted | 47000 | 37000 | 2.5 | 38000 | 2.1
INNOVAIR | SWV Series | 216027612 | HRCU-A-CB | SHV18H2BA | SWV18BDA | Singlezone Ducted, Centrally Ducted | 19000 | 15300 | 2.72 | 19600 | 2.1
INNOVAIR | SWV Series | 216027611 | HRCU-A-CB | SOV36H2BA | SWV36BDA | Singlezone Ducted, Centrally Ducted | 37000 | 24800 | 2.64 | 29200 | 1.99
INNOVAIR | SWV Series | 216027609 | HRCU-A-CB | SOV24H2BA | SWV24BDA | Singlezone Ducted, Centrally Ducted | 25000 | 20800 | 2.8 | 19600 | 1.96
INNOVAIR | SWV Series | 216027613 | HRCU-A-CB | SHV24H2BA | SWV24BDA | Singlezone Ducted, Centrally Ducted | 25000 | 20800 | 2.8 | 19600 | 1.96
INNOVAIR | SWV Series | 216027614 | HRCU-A-CB | SHV30H2BA | SWV30BDA | Singlezone Ducted, Centrally Ducted | 32000 | 23200 | 2.6 | 32000 | 2
CAPELLA | CAHB Series | 216027663 | HRCU-A-CB | CCB1-H30A-O | CAHB1-H30A-I | Singlezone Ducted, Centrally Ducted | 34000 | 23800 | 2.76 | 32600 | 1.96
CAPELLA | CAHB Series | 216027665 | HRCU-A-CB | CCB1-H48A-O | CAHB1-H48A-I | Singlezone Ducted, Centrally Ducted | 50000 | 37000 | 2.7 | 46000 | 1.9
CAPELLA | CAHB Series | 216027664 | HRCU-A-CB | CCB1-H36A-O | CAHB1-H36A-I | Singlezone Ducted, Centrally Ducted | 37000 | 31800 | 2.56 | 39000 | 1.9
MOOVAIR | MAH Series | 216030964 | HRCU-A-CB | MSHMA18R2AN1 | MAHMA18R4AS1 | Singlezone Ducted, Centrally Ducted | 19000 | 15000 | 2.6 | 18000 | 2
MOOVAIR | MAH Series | 216030968 | HRCU-A-CB | MSHMB36R2AN1 | MAHMA36R4AS1 | Singlezone Ducted, Centrally Ducted | 37000 | 31800 | 2.56 | 39000 | 1.9
MOOVAIR | MAH Series | 216030969 | HRCU-A-CB | MSHMA48R2AN1 | MAHMA48R4AS1 | Singlezone Ducted, Centrally Ducted | 50000 | 37000 | 2.7 | 46000 | 1.9
MOOVAIR | MAH Series | 216030966 | HRCU-A-CB | MSHMA30R2AN1 | MAHMA30R4AS1 | Singlezone Ducted, Centrally Ducted | 34000 | 23800 | 2.76 | 32600 | 1.96
1HVAC | ACIQ Series | 216032224 | HRCU-A-CB | ACIQ-36-EHPD | ACIQ-36-AHD | Singlezone Ducted, Centrally Ducted | 36000 | 25600 | 2.6 | 27000 | 2
1HVAC | ACIQ Series | 216032229 | HRCU-A-CB | ACIQ-30-HPD | ACIQ-30-AHD | Singlezone Ducted, Centrally Ducted | 34000 | 23800 | 2.76 | 32600 | 1.96
1HVAC | ACIQ Series | 216032227 | HRCU-A-CB | ACIQ-18-HPD | ACIQ-18-AHD | Singlezone Ducted, Centrally Ducted | 19000 | 15000 | 2.6 | 18000 | 2
1HVAC | ACIQ Series | 216032232 | HRCU-A-CB | ACIQ-48-HPD | ACIQ-48-AHD | Singlezone Ducted, Centrally Ducted | 50000 | 37000 | 2.7 | 46000 | 1.9
1HVAC | ACIQ Series | 216032231 | HRCU-A-CB | ACIQ-42-HPD | ACIQ-42-AHD | Singlezone Ducted, Centrally Ducted | 50000 | 37000 | 2.7 | 46000 | 1.9
1HVAC | ACIQ Series | 216032230 | HRCU-A-CB | ACIQ-36-HPD | ACIQ-36-AHD | Singlezone Ducted, Centrally Ducted | 37000 | 31800 | 2.56 | 39000 | 1.9
1HVAC | ACIQ Series | 216032234 | HRCU-A-CB | ACIQ-18-HPD | ACIQ-18-PAH | Singlezone Ducted, Centrally Ducted | 18000 | 14700 | 2.66 | 18600 | 2.12
1HVAC | ACIQ Series | 216032237 | HRCU-A-CB | ACIQ-36-HPD | ACIQ-36-PAH | Singlezone Ducted, Centrally Ducted | 37000 | 31000 | 2.5 | 37400 | 1.9
1HVAC | ACIQ Series | 216032238 | HRCU-A-CB | ACIQ-48-HPD | ACIQ-48-PAH | Singlezone Ducted, Centrally Ducted | 48000 | 34000 | 2.56 | 48000 | 2
1HVAC | ACIQ Series | 216032236 | HRCU-A-CB | ACIQ-30-HPD | ACIQ-30-PAH | Singlezone Ducted, Centrally Ducted | 33000 | 24000 | 2.69 | 33200 | 1.97
1HVAC | ACIQ Series | 216032235 | HRCU-A-CB | ACIQ-24-HPD | ACIQ-24-PAH | Singlezone Ducted, Centrally Ducted | 24000 | 19000 | 2.64 | 20600 | 2.14
1HVAC | ACIQ Series | 216032239 | HRCU-A-CB | ACIQ-60-HPD | ACIQ-60-PAH | Singlezone Ducted, Centrally Ducted | 55000 | 35000 | 2.5 | 54000 | 1.9
ACIQ | ACIQ Series | 216032243 | HRCU-A-CB | ACIQ-36-EHPD | ACIQ-36-AHD | Singlezone Ducted, Centrally Ducted | 36000 | 25600 | 2.6 | 27000 | 2
ACIQ | ACIQ Series | 216032249 | HRCU-A-CB | ACIQ-36-HPD | ACIQ-36-AHD | Singlezone Ducted, Centrally Ducted | 37000 | 31800 | 2.56 | 39000 | 1.9
ACIQ | ACIQ Series | 216032248 | HRCU-A-CB | ACIQ-30-HPD | ACIQ-30-AHD | Singlezone Ducted, Centrally Ducted | 34000 | 23800 | 2.76 | 32600 | 1.96
ACIQ | ACIQ Series | 216032246 | HRCU-A-CB | ACIQ-18-HPD | ACIQ-18-AHD | Singlezone Ducted, Centrally Ducted | 19000 | 15000 | 2.6 | 18000 | 2
ACIQ | ACIQ Series | 216032251 | HRCU-A-CB | ACIQ-48-HPD | ACIQ-48-AHD | Singlezone Ducted, Centrally Ducted | 50000 | 37000 | 2.7 | 46000 | 1.9
ACIQ | ACIQ Series | 216032250 | HRCU-A-CB | ACIQ-42-HPD | ACIQ-42-AHD | Singlezone Ducted, Centrally Ducted | 50000 | 37000 | 2.7 | 46000 | 1.9
ACIQ | ACIQ Series | 216032255 | HRCU-A-CB | ACIQ-30-HPD | ACIQ-30-PAH | Singlezone Ducted, Centrally Ducted | 33000 | 24000 | 2.69 | 33200 | 1.97
ACIQ | ACIQ Series | 216032254 | HRCU-A-CB | ACIQ-24-HPD | ACIQ-24-PAH | Singlezone Ducted, Centrally Ducted | 24000 | 19000 | 2.64 | 20600 | 2.14
ACIQ | ACIQ Series | 216032253 | HRCU-A-CB | ACIQ-18-HPD | ACIQ-18-PAH | Singlezone Ducted, Centrally Ducted | 18000 | 14700 | 2.66 | 18600 | 2.12
ACIQ | ACIQ Series | 216032256 | HRCU-A-CB | ACIQ-36-HPD | ACIQ-36-PAH | Singlezone Ducted, Centrally Ducted | 37000 | 31000 | 2.5 | 37400 | 1.9
ACIQ | ACIQ Series | 216032258 | HRCU-A-CB | ACIQ-60-HPD | ACIQ-60-PAH | Singlezone Ducted, Centrally Ducted | 55000 | 35000 | 2.5 | 54000 | 1.9
ACIQ | ACIQ Series | 216032257 | HRCU-A-CB | ACIQ-48-HPD | ACIQ-48-PAH | Singlezone Ducted, Centrally Ducted | 48000 | 34000 | 2.56 | 48000 | 2
MRCOOL | MVP Series | 216032531 | HRCU-A-CB | CENTRAL-30-HP-C-230B00-O | MVP-30-HP-MUAH-230A00-O | Singlezone Ducted, Centrally Ducted | 34000 | 23800 | 2.76 | 32600 | 1.96
MRCOOL | MVP Series | 216032533 | HRCU-A-CB | CENTRAL-48-HP-C-230B00-O | MVP-48-HP-MUAH-230A00-O | Singlezone Ducted, Centrally Ducted | 50000 | 37000 | 2.7 | 46000 | 1.9
MRCOOL | MVP Series | 216032532 | HRCU-A-CB | CENTRAL-36-HP-C-230B00-O | MVP-36-HP-MUAH-230A00-O | Singlezone Ducted, Centrally Ducted | 37000 | 31800 | 2.56 | 39000 | 1.9
MRCOOL | MVP Series | 216032538 | HRCU-A-CB | MVP-36-HP-C-230A00-O | MVP-36-HP-MUAH-230A00-O | Singlezone Ducted, Centrally Ducted | 36000 | 24800 | 2.52 | 27000 | 2
ELIOS | ESH Series | 216046600 | HRCU-A-CB | ESHMA48R2AN1 | EAHMA48R4AS1 | Singlezone Ducted, Centrally Ducted | 50000 | 37000 | 2.7 | 46000 | 1.9
ELIOS | ESH Series | 216046598 | HRCU-A-CB | ESHMA30R2AN1 | EAHMA30R4AS1 | Singlezone Ducted, Centrally Ducted | 34000 | 23800 | 2.76 | 32600 | 1.96
STAR AIR KONTROL | SAK Series | 216369225 | HRCU-A-CB-O | SAK-24-CT2/220V | SAK-24-CT1/220V | Singlezone Non-Ducted, Wall Placement | 25000 | 20400 | 2.73 | 18500 | 2.3
OUELLET | Airy | 215386290 | HRCU-A-CB-O | OARX-H12A-O | OARX-H12A-I | Singlezone Non-Ducted, Wall Placement | 12200 | 7000 | 3.11 | 12200 | 2
OUELLET | Airy | 215385452 | HRCU-A-CB-O | OARX-H09A-O | OARX-H09A-I | Singlezone Non-Ducted, Wall Placement | 10600 | 6700 | 3.22 | 11500 | 2.11
OUELLET | Clivia | 215387336 | HRCU-A-CB-O | OCVX-H18A-O | OCVX-H18A-I | Singlezone Non-Ducted, Wall Placement | 18000 | 10500 | 2.7 | 14600 | 1.9
OUELLET | Clivia | 216032436 | HRCU-A-CB-O | OCVX-H12A-O | OCVX-H12A-I | Singlezone Non-Ducted, Wall Placement | 12000 | 7700 | 2.89 | 11000 | 1.95
TOSOT | Airy | 216426822 | HRCU-A-CB-O | TWH12AV29D6DO | TWH12AV29D6DI | Singlezone Non-Ducted, Wall Placement | 12200 | 7000 | 3.11 | 12200 | 2
TOSOT | Airy | 216426820 | HRCU-A-CB-O | TWH09AV29D6DO | TWH09AV29D6DI | Singlezone Non-Ducted, Wall Placement | 10600 | 6700 | 3.22 | 11500 | 2.11
KINGHOME | Clivia | 216372817 | HRCU-A-CB-O | KW18XQ25SDO | KW18XQ25SDI | Singlezone Non-Ducted, Wall Placement | 18000 | 10500 | 2.7 | 14600 | 1.9
KINGHOME | Clivia | 216372816 | HRCU-A-CB-O | KW12XQ25SDO | KW12XQ25SDI | Singlezone Non-Ducted, Wall Placement | 12000 | 7700 | 2.89 | 11000 | 1.95
KINGHOME | Clivia | 216372815 | HRCU-A-CB-O | KW12XQ25SAO | KW12XQ25SAI | Singlezone Non-Ducted, Wall Placement | 12000 | 7700 | 2.89 | 9500 | 1.95
GREE | Clivia | 216052270 | HRCU-A-CB-O | GWH18AGDXF-D6DNA4B/O | GWH18AUDXF-D6DN***/I | Singlezone Non-Ducted, Wall Placement | 18000 | 10500 | 2.7 | 14600 | 1.9
SAMSUNG | WindFree - Premium (RAC) | 215222779 | HRCU-A-CB-O | AR15DXDABWKX | AR15DXDABWKN | Singlezone Non-Ducted, Wall Placement | 15000 | 14000 | 2.93 | 18000 | 2.2
SAMSUNG | WindFree - Premium (RAC) | 215399293 | HRCU-A-CB-O | AR12DXDABWKX | AR12DXDABWKN | Singlezone Non-Ducted, Wall Placement | 12000 | 10600 | 2.82 | 14000 | 2.16
SAMSUNG | WindFree - Premium (RAC) | 215399294 | HRCU-A-CB-O | AR09DXDABWKX | AR09DXDABWKN | Singlezone Non-Ducted, Wall Placement | 11000 | 9900 | 2.64 | 12500 | 2.15
Lennox | DAVE LENNOX SIGNATURE DLSC SL22KLV SERIES | 216379010 | HRCU-A-CB | SL22KLV-024-230A** | CBK48MVT-042-230-** | Singlezone Ducted, Centrally Ducted | 23800 | 24000 | 2.65 | 22800 | 2.3
LG | LGRED | 216368960 | HRCU-A-CB-O | KUSAL121A | KNSAL121A | Singlezone Non-Ducted, Wall Placement | 13000 | 8400 | 2.71 | 14700 | 2.05
LG | LGRED | 216368959 | HRCU-A-CB-O | KUSAL091A | KNSAL091A | Singlezone Non-Ducted, Wall Placement | 11000 | 7000 | 2.7 | 12000 | 2.04
TRANE / MITSUBISHI ELECTRIC | P-Series H2i | 211497076 | HRCU-A-CB-O | TRUZH0361KA00NA | TPLA0A0361EA*** | Singlezone Non-Ducted, Ceiling Placement | 40000 | 24200 | 2.62 | 38000 | 2.04
TRANE / MITSUBISHI ELECTRIC | P-Series H2i | 211497058 | HRCU-A-CB | TRUZH0361KA00NA | TPVA0A0361AA*** | Singlezone Ducted, Centrally Ducted | 40000 | 24600 | 2.55 | 38000 | 2
TRANE / MITSUBISHI ELECTRIC | P-Series | 206720355 | HRCU-A-CB-O | TRUZH0361KA00** | PLA-A36EA**** | Singlezone Non-Ducted, Ceiling Placement | 40000 | 24200 | 2.62 | 38000 | 2.04
TRANE / MITSUBISHI ELECTRIC | P-Series | 206720356 | HRCU-A-CB | TRUZH0361KA00** | PVA-A36AA**** | Singlezone Ducted, Centrally Ducted | 40000 | 24600 | 2.55 | 38000 | 2
TRANE / MITSUBISHI ELECTRIC | P-Series H2i | 211497074 | HRCU-A-CB-O | TRUZH0241HA10NA | TPLA0A0241EA*** | Singlezone Non-Ducted, Ceiling Placement | 28000 | 17300 | 2.79 | 26000 | 1.92
TRANE / MITSUBISHI ELECTRIC | P-Series | 206720350 | HRCU-A-CB-O | TRUZH0241HA10** | PLA-A24EA**** | Singlezone Non-Ducted, Ceiling Placement | 28000 | 17300 | 2.79 | 26000 | 1.92
TRANE / MITSUBISHI ELECTRIC | P-Series | 207702848 | HRCU-A-CB | TRUZH0241HA10** | TPEADA0241AA*** | Singlezone Ducted, Compact Ducted | 28000 | 18000 | 2.51 | 25000 | 1.91
MITSUBISHI ELECTRIC | M-Series | 207702716 | HRCU-A-CB | SUZ-KA24NAHZ | PEAD-A24AA* | Singlezone Ducted, Compact Ducted | 28000 | 18000 | 2.51 | 25000 | 1.91
TRANE / MITSUBISHI ELECTRIC | M-Series | 207702807 | HRCU-A-CB | SUZ-KA12NAHZ | TPEADA0121AA*** | Singlezone Ducted, Compact Ducted | 15000 | 8800 | 2.66 | 15000 | 2.09
MITSUBISHI ELECTRIC | M-Series | 207702706 | HRCU-A-CB | SUZ-KA12NAHZ | PEAD-A12AA* | Singlezone Ducted, Compact Ducted | 15000 | 8800 | 2.66 | 15000 | 2.09
TRANE / MITSUBISHI ELECTRIC | P-Series H2i | 206717854 | HRCU-A-CB-O | PUZ-HA36NKA | TPLA0A0361EA70A | Singlezone Non-Ducted, Ceiling Placement | 40000 | 24200 | 2.62 | 38000 | 2.04
TRANE / MITSUBISHI ELECTRIC | P-Series H2i | 206717855 | HRCU-A-CB | PUZ-HA36NKA | TPVA0A0361AA70A | Singlezone Ducted, Centrally Ducted | 40000 | 24600 | 2.55 | 38000 | 2
MITSUBISHI ELECTRIC | P-Series H2i | 211259275 | HRCU-A-CB-O | PUZ-HA36NKA | PLA-A36EA* | Singlezone Non-Ducted, Ceiling Placement | 40000 | 24200 | 2.62 | 38000 | 2.04
MITSUBISHI ELECTRIC | P-Series H2i | 211259279 | HRCU-A-CB | PUZ-HA36NKA | PVA-A36AA* | Singlezone Ducted, Centrally Ducted | 40000 | 24600 | 2.55 | 38000 | 2
TRANE / MITSUBISHI ELECTRIC | P-Series H2i | 206717835 | HRCU-A-CB-O | PUZ-HA24NHA1 | TPKA0A0241KA70A | Singlezone Non-Ducted, Wall Placement | 28000 | 17200 | 2.51 | 26000 | 1.91
TRANE / MITSUBISHI ELECTRIC | P-Series H2i | 206717836 | HRCU-A-CB-O | PUZ-HA24NHA1 | TPLA0A0241EA70A | Singlezone Non-Ducted, Ceiling Placement | 28000 | 17300 | 2.79 | 26000 | 1.92
MITSUBISHI ELECTRIC | P-Series H2i | 211273264 | HRCU-A-CB-O | PUZ-HA24NHA1 | PLA-A24EA* | Singlezone Non-Ducted, Ceiling Placement | 28000 | 17300 | 2.79 | 26000 | 1.92
MITSUBISHI ELECTRIC | P-Series H2i | 211259269 | HRCU-A-CB-O | PUZ-HA24NHA1 | PKA-A24KA* | Singlezone Non-Ducted, Wall Placement | 28000 | 17200 | 2.51 | 26000 | 1.91
TRANE / MITSUBISHI ELECTRIC | M-Series | 207705510 | HRCU-A-CB-O | NTXSST24B112** | MSZ-GS24NA*** | Singlezone Non-Ducted, Wall Placement | 27600 | 17600 | 2.67 | 19640 | 2.25
TRANE / MITSUBISHI ELECTRIC | M-Series | 207705516 | HRCU-A-CB-O | NTXSST24B112** | NTXWST24B112** | Singlezone Non-Ducted, Wall Placement | 27600 | 17600 | 2.67 | 19640 | 2.25
TRANE / MITSUBISHI ELECTRIC | M-Series | 207705522 | HRCU-A-CB-O | NTXSST24B112** | NAXWST24B112** | Singlezone Non-Ducted, Wall Placement | 27600 | 17600 | 2.67 | 19640 | 2.25
TRANE / MITSUBISHI ELECTRIC | M-Series | 207705508 | HRCU-A-CB-O | NTXSST15B112** | MSZ-GS15NA*** | Singlezone Non-Ducted, Wall Placement | 18000 | 12100 | 2.67 | 14400 | 2.09
TRANE / MITSUBISHI ELECTRIC | M-Series | 207705513 | HRCU-A-CB-O | NTXSST15B112** | NTXWST15B112** | Singlezone Non-Ducted, Wall Placement | 18000 | 12100 | 2.67 | 14400 | 2.09
TRANE / MITSUBISHI ELECTRIC | M-Series | 207705520 | HRCU-A-CB-O | NTXSST15B112** | NAXWST15B112** | Singlezone Non-Ducted, Wall Placement | 18000 | 12100 | 2.67 | 14400 | 2.09
TRANE / MITSUBISHI ELECTRIC | M-Series | 207705505 | HRCU-A-CB-O | NTXSST09B112** | MSZ-GS09NA*** | Singlezone Non-Ducted, Wall Placement | 10900 | 6500 | 2.61 | 7900 | 2.12
TRANE / MITSUBISHI ELECTRIC | M-Series | 207705511 | HRCU-A-CB-O | NTXSST09B112** | NTXWST09B112** | Singlezone Non-Ducted, Wall Placement | 10900 | 6500 | 2.61 | 7900 | 2.12
TRANE / MITSUBISHI ELECTRIC | M-Series | 207705517 | HRCU-A-CB-O | NTXSST09B112** | NAXWST09B112** | Singlezone Non-Ducted, Wall Placement | 10900 | 6500 | 2.61 | 7900 | 2.12
TRANE / MITSUBISHI ELECTRIC | M-Series | 207705541 | HRCU-A-CB-O | NTXSSH24A112** | NAXWST24B112** | Singlezone Non-Ducted, Wall Placement | 21200 | 13300 | 2.78 | 21200 | 1.95
TRANE / MITSUBISHI ELECTRIC | M-Series | 207705535 | HRCU-A-CB-O | NTXSSH24A112** | NTXWST24B112** | Singlezone Non-Ducted, Wall Placement | 21200 | 13300 | 2.78 | 21200 | 1.95
TRANE / MITSUBISHI ELECTRIC | M-Series | 207705528 | HRCU-A-CB-O | NTXSSH24A112** | MSZ-GS24NA*** | Singlezone Non-Ducted, Wall Placement | 21200 | 13300 | 2.78 | 21200 | 1.95
TRANE / MITSUBISHI ELECTRIC | M-Series | 207705539 | HRCU-A-CB-O | NTXSSH15A112** | NAXWST15B112** | Singlezone Non-Ducted, Wall Placement | 14000 | 8700 | 2.68 | 14000 | 1.91
TRANE / MITSUBISHI ELECTRIC | M-Series | 207705532 | HRCU-A-CB-O | NTXSSH15A112** | NTXWST15B112** | Singlezone Non-Ducted, Wall Placement | 14000 | 8700 | 2.68 | 14000 | 1.91
TRANE / MITSUBISHI ELECTRIC | M-Series | 207705526 | HRCU-A-CB-O | NTXSSH15A112** | MSZ-GS15NA*** | Singlezone Non-Ducted, Wall Placement | 14000 | 8700 | 2.68 | 14000 | 1.91
TRANE / MITSUBISHI ELECTRIC | M-Series | 207705536 | HRCU-A-CB-O | NTXSSH09A112** | NAXWST09B112** | Singlezone Non-Ducted, Wall Placement | 9600 | 5700 | 2.57 | 9600 | 2.01
TRANE / MITSUBISHI ELECTRIC | M-Series | 207705529 | HRCU-A-CB-O | NTXSSH09A112** | NTXWST09B112** | Singlezone Non-Ducted, Wall Placement | 9600 | 5700 | 2.57 | 9600 | 2.01
TRANE / MITSUBISHI ELECTRIC | M-Series | 207705524 | HRCU-A-CB-O | NTXSSH09A112** | MSZ-GS09NA*** | Singlezone Non-Ducted, Wall Placement | 9600 | 5700 | 2.57 | 9600 | 2.01
TRANE / MITSUBISHI ELECTRIC | M-Series | 209833002 | HRCU-A-CB-O | NTXSPH18B112A* | NAXWPH18B112A* | Singlezone Non-Ducted, Wall Placement | 19000 | 12800 | 3.23 | 23000 | 2.15
TRANE / MITSUBISHI ELECTRIC | M-Series | 209833001 | HRCU-A-CB-O | NTXSPH18B112A* | MSZ-FS18NA*** | Singlezone Non-Ducted, Wall Placement | 19000 | 12800 | 3.23 | 23000 | 2.15
TRANE / MITSUBISHI ELECTRIC | M-Series | 209832262 | HRCU-A-CB-O | NTXSPH18B112A* | NTXWPH18B112A* | Singlezone Non-Ducted, Wall Placement | 19000 | 12800 | 3.23 | 23000 | 2.15
TRANE / MITSUBISHI ELECTRIC | M-Series | 209832997 | HRCU-A-CB-O | NTXSPH15B112A* | NAXWPH15B112A* | Singlezone Non-Ducted, Wall Placement | 16000 | 10000 | 3.53 | 19360 | 2.17
TRANE / MITSUBISHI ELECTRIC | M-Series | 209832996 | HRCU-A-CB-O | NTXSPH15B112A* | MSZ-FS15NA*** | Singlezone Non-Ducted, Wall Placement | 16000 | 10000 | 3.53 | 19360 | 2.17
TRANE / MITSUBISHI ELECTRIC | M-Series | 209832261 | HRCU-A-CB-O | NTXSPH15B112A* | NTXWPH15B112A* | Singlezone Non-Ducted, Wall Placement | 16000 | 10000 | 3.53 | 19360 | 2.17
TRANE / MITSUBISHI ELECTRIC | M-Series | 209832992 | HRCU-A-CB-O | NTXSPH12B112A* | NAXWPH12B112A* | Singlezone Non-Ducted, Wall Placement | 12300 | 8400 | 4.04 | 14690 | 2.42
TRANE / MITSUBISHI ELECTRIC | M-Series | 209832991 | HRCU-A-CB-O | NTXSPH12B112A* | MSZ-FS12NA*** | Singlezone Non-Ducted, Wall Placement | 12300 | 8400 | 4.04 | 14690 | 2.42
TRANE / MITSUBISHI ELECTRIC | M-Series | 209832260 | HRCU-A-CB-O | NTXSPH12B112A* | NTXWPH12B112A* | Singlezone Non-Ducted, Wall Placement | 12300 | 8400 | 4.04 | 14690 | 2.42
TRANE / MITSUBISHI ELECTRIC | M-Series | 209832987 | HRCU-A-CB-O | NTXSPH09B112A* | NAXWPH09B112A* | Singlezone Non-Ducted, Wall Placement | 9600 | 5900 | 3.84 | 11590 | 2.41
TRANE / MITSUBISHI ELECTRIC | M-Series | 209832986 | HRCU-A-CB-O | NTXSPH09B112A* | MSZ-FS09NA*** | Singlezone Non-Ducted, Wall Placement | 9600 | 5900 | 3.84 | 11590 | 2.41
TRANE / MITSUBISHI ELECTRIC | M-Series | 209832259 | HRCU-A-CB-O | NTXSPH09B112A* | NTXWPH09B112A* | Singlezone Non-Ducted, Wall Placement | 9600 | 5900 | 3.84 | 11590 | 2.41
TRANE / MITSUBISHI ELECTRIC | M-Series | 209832982 | HRCU-A-CB-O | NTXSPH06B112A* | NAXWPH06B112A* | Singlezone Non-Ducted, Wall Placement | 8700 | 5900 | 4.43 | 10500 | 2.46
TRANE / MITSUBISHI ELECTRIC | M-Series | 209832981 | HRCU-A-CB-O | NTXSPH06B112A* | MSZ-FS06NA*** | Singlezone Non-Ducted, Wall Placement | 8700 | 5900 | 4.43 | 10500 | 2.46
TRANE / MITSUBISHI ELECTRIC | M-Series | 209832258 | HRCU-A-CB-O | NTXSPH06B112A* | NTXWPH06B112A* | Singlezone Non-Ducted, Wall Placement | 8700 | 5900 | 4.43 | 10500 | 2.46
TRANE / MITSUBISHI ELECTRIC | M-Series | 209833003 | HRCU-A-CB-O | NTXSPB18B112A* | MSZ-FS18NA*** | Singlezone Non-Ducted, Wall Placement | 19000 | 12800 | 2.93 | 23000 | 2.07
TRANE / MITSUBISHI ELECTRIC | M-Series | 213361522 | HRCU-A-CB-O | NTXSPB18B112A* | NTXWPH18B112A* | Singlezone Non-Ducted, Wall Placement | 19000 | 12800 | 2.93 | 23000 | 2.07
TRANE / MITSUBISHI ELECTRIC | M-Series | 213361523 | HRCU-A-CB-O | NTXSPB18B112A* | NAXWPH18B112A* | Singlezone Non-Ducted, Wall Placement | 19000 | 12800 | 2.93 | 23000 | 2.07
TRANE / MITSUBISHI ELECTRIC | M-Series | 209832998 | HRCU-A-CB-O | NTXSPB15B112A* | MSZ-FS15NA*** | Singlezone Non-Ducted, Wall Placement | 16000 | 10000 | 3.08 | 19360 | 2.08
TRANE / MITSUBISHI ELECTRIC | M-Series | 213361520 | HRCU-A-CB-O | NTXSPB15B112A* | NTXWPH15B112A* | Singlezone Non-Ducted, Wall Placement | 16000 | 10000 | 3.08 | 19360 | 2.08
TRANE / MITSUBISHI ELECTRIC | M-Series | 213361521 | HRCU-A-CB-O | NTXSPB15B112A* | NAXWPH15B112A* | Singlezone Non-Ducted, Wall Placement | 16000 | 10000 | 3.08 | 19360 | 2.08
TRANE / MITSUBISHI ELECTRIC | M-Series | 213361518 | HRCU-A-CB-O | NTXSPB12B112A* | NTXWPH12B112A* | Singlezone Non-Ducted, Wall Placement | 12300 | 8400 | 3.33 | 14690 | 2.25
TRANE / MITSUBISHI ELECTRIC | M-Series | 213361519 | HRCU-A-CB-O | NTXSPB12B112A* | NAXWPH12B112A* | Singlezone Non-Ducted, Wall Placement | 12300 | 8400 | 3.33 | 14690 | 2.25
TRANE / MITSUBISHI ELECTRIC | M-Series | 209832993 | HRCU-A-CB-O | NTXSPB12B112A* | MSZ-FS12NA*** | Singlezone Non-Ducted, Wall Placement | 12300 | 8400 | 3.33 | 14690 | 2.25
TRANE / MITSUBISHI ELECTRIC | M-Series | 213361516 | HRCU-A-CB-O | NTXSPB09B112A* | NTXWPH09B112A* | Singlezone Non-Ducted, Wall Placement | 9600 | 5900 | 2.98 | 11590 | 2.21
TRANE / MITSUBISHI ELECTRIC | M-Series | 213361517 | HRCU-A-CB-O | NTXSPB09B112A* | NAXWPH09B112A* | Singlezone Non-Ducted, Wall Placement | 9600 | 5900 | 2.98 | 11590 | 2.21
TRANE / MITSUBISHI ELECTRIC | M-Series | 213361514 | HRCU-A-CB-O | NTXSPB06B112A* | NTXWPH06B112A* | Singlezone Non-Ducted, Wall Placement | 8700 | 5900 | 3.33 | 10500 | 2.23
TRANE / MITSUBISHI ELECTRIC | M-Series | 213361515 | HRCU-A-CB-O | NTXSPB06B112A* | NAXWPH06B112A* | Singlezone Non-Ducted, Wall Placement | 8700 | 5900 | 3.33 | 10500 | 2.23
TRANE / MITSUBISHI ELECTRIC | M-Series | 209832983 | HRCU-A-CB-O | NTXSPB06B112A* | MSZ-FS06NA*** | Singlezone Non-Ducted, Wall Placement | 8700 | 5900 | 3.33 | 10500 | 2.23
TRANE / MITSUBISHI ELECTRIC | M-Series | 207702749 | HRCU-A-CB | NTXSKH24A112** | TPEADA0241AA*** | Singlezone Ducted, Compact Ducted | 28000 | 18000 | 2.51 | 25000 | 3.84
TRANE / MITSUBISHI ELECTRIC | NV-Series | 207702736 | HRCU-A-CB | NTXSKH12A112** | TPEADA0121AA*** | Singlezone Ducted, Compact Ducted | 15000 | 8800 | 2.66 | 15000 | 2.09
TRANE / MITSUBISHI ELECTRIC | NV-Series | 207702735 | HRCU-A-CB | NTXSKH12A112** | PEAD-A12AA* | Singlezone Ducted, Compact Ducted | 15000 | 8800 | 2.66 | 15000 | 2.09
Trane / Mitsubishi Electric | Smart Multi | 211016465 | HMSV-A-CB | NTXMSM36A142B* |  | Multizone All Ducted | 41000 | 26600 | 2.7 | 29000 | 2
AMERICAN STANDARD / MITSUBISHI ELECTRIC | NV-Series | 212925515 | HMSR-A-CB-O | NTXMPH30A132C** |  | Multizone All Non-Ducted | 28600 | 18000 | 2.65 | 28600 | 1.95
TRANE / MITSUBISHI ELECTRIC | NV-Series | 212925516 | HMSR-A-CB-O | NTXMPH30A132C** |  | Multizone All Non-Ducted | 28600 | 18000 | 2.65 | 28600 | 1.95
TRANE / MITSUBISHI ELECTRIC | NV-Series | 212925533 | HMSR-A-CB-O | NTXMPH24A132C** |  | Multizone All Non-Ducted | 25000 | 14500 | 2.62 | 25000 | 1.95
AMERICAN STANDARD / MITSUBISHI ELECTRIC | NV-Series | 212925514 | HMSR-A-CB-O | NTXMPH24A132C** |  | Multizone All Non-Ducted | 25000 | 14500 | 2.62 | 25000 | 1.95
MITSUBISHI ELECTRIC | M-Series | 212925868 | HMSR-A-CB-O | MXZ-3C30NAHZ4-** |  | Multizone All Non-Ducted | 28600 | 18000 | 2.65 | 28600 | 1.95
MITSUBISHI ELECTRIC | M-Series | 209836204 | HMSR-A-CB-O | MXZ-3C30NAHZ3*** |  | Multizone All Non-Ducted | 28600 | 18000 | 2.65 | 28600 | 1.95
MITSUBISHI ELECTRIC | M-Series | 212925537 | HMSR-A-CB-O | MXZ-3C24NAHZ4-** |  | Multizone All Non-Ducted | 25000 | 14000 | 2.53 | 25000 | 1.95
MITSUBISHI ELECTRIC | M-Series | 209836203 | HMSR-A-CB-O | MXZ-3C24NAHZ3*** |  | Multizone All Non-Ducted | 25000 | 14000 | 2.53 | 25000 | 1.95
TRANE / MITSUBISHI ELECTRIC | M-Series | 207705497 | HRCU-A-CB-O | MUZ-GS24NAHZ*** | NTXWST24B112** | Singlezone Non-Ducted, Wall Placement | 21200 | 13300 | 2.78 | 21200 | 1.95
AMERICAN STANDARD / MITSUBISHI ELECTRIC | M-Series | 207705504 | HRCU-A-CB-O | MUZ-GS24NAHZ*** | NAXWST24B112** | Singlezone Non-Ducted, Wall Placement | 21200 | 13300 | 2.78 | 21200 | 1.95
MITSUBISHI ELECTRIC | M-Series | 207679256 | HRCU-A-CB-O | MUZ-GS24NAHZ*** | MSZ-GS24NA*** | Singlezone Non-Ducted, Wall Placement | 21200 | 13300 | 2.78 | 21200 | 1.95
Mitsubishi Electric | M-Series | 207679251 | HRCU-A-CB-O | MUZ-GS24NAH*** | MSZ-GS24NA*** | Singlezone Non-Ducted, Wall Placement | 27600 | 17600 | 2.67 | 19640 | 2.15
TRANE / MITSUBISHI ELECTRIC | M-Series | 207705484 | HRCU-A-CB-O | MUZ-GS24NA*** | NTXWST24B112** | Singlezone Non-Ducted, Wall Placement | 27600 | 17600 | 2.67 | 19640 | 2.25
AMERICAN STANDARD / MITSUBISHI ELECTRIC | M-Series | 207705491 | HRCU-A-CB-O | MUZ-GS24NA*** | NAXWST24B112** | Singlezone Non-Ducted, Wall Placement | 27600 | 17600 | 2.67 | 19640 | 2.25
MITSUBISHI ELECTRIC | M-Series | 207679246 | HRCU-A-CB-O | MUZ-GS24NA*** | MSZ-GS24NA*** | Singlezone Non-Ducted, Wall Placement | 27600 | 17600 | 2.67 | 19640 | 2.25
TRANE / MITSUBISHI ELECTRIC | M-Series | 207705495 | HRCU-A-CB-O | MUZ-GS15NAHZ*** | NTXWST15B112** | Singlezone Non-Ducted, Wall Placement | 14000 | 8700 | 2.68 | 14000 | 1.91
AMERICAN STANDARD / MITSUBISHI ELECTRIC | M-Series | 207705501 | HRCU-A-CB-O | MUZ-GS15NAHZ*** | NAXWST15B112** | Singlezone Non-Ducted, Wall Placement | 14000 | 8700 | 2.68 | 14000 | 1.91
MITSUBISHI ELECTRIC | M-Series | 207679254 | HRCU-A-CB-O | MUZ-GS15NAHZ*** | MSZ-GS15NA*** | Singlezone Non-Ducted, Wall Placement | 14000 | 8700 | 2.68 | 14000 | 1.91
TRANE / MITSUBISHI ELECTRIC | M-Series | 207705492 | HRCU-A-CB-O | MUZ-GS09NAHZ*** | NTXWST09B112** | Singlezone Non-Ducted, Wall Placement | 9600 | 5700 | 2.57 | 9600 | 2.01
AMERICAN STANDARD / MITSUBISHI ELECTRIC | M-Series | 207705499 | HRCU-A-CB-O | MUZ-GS09NAHZ*** | NAXWST09B112** | Singlezone Non-Ducted, Wall Placement | 9600 | 5700 | 2.57 | 9600 | 2.01
MITSUBISHI ELECTRIC | M-Series | 207679252 | HRCU-A-CB-O | MUZ-GS09NAHZ*** | MSZ-GS09NA*** | Singlezone Non-Ducted, Wall Placement | 9600 | 5700 | 2.57 | 9600 | 2.01
Mitsubishi Electric | M-Series | 207679247 | HRCU-A-CB-O | MUZ-GS09NAH*** | MSZ-GS09NA*** | Singlezone Non-Ducted, Wall Placement | 10900 | 6500 | 2.61 | 7900 | 1.9
MITSUBISHI ELECTRIC | M-Series | 207679242 | HRCU-A-CB-O | MUZ-GS09NA*** | MSZ-GS09NA*** | Singlezone Non-Ducted, Wall Placement | 10900 | 6500 | 2.61 | 7900 | 2.12
TRANE / MITSUBISHI ELECTRIC | M-Series | 207705479 | HRCU-A-CB-O | MUZ-GS09NA*** | NTXWST09B112** | Singlezone Non-Ducted, Wall Placement | 10900 | 6500 | 2.61 | 7900 | 2.12
AMERICAN STANDARD / MITSUBISHI ELECTRIC | M-Series | 207705485 | HRCU-A-CB-O | MUZ-GS09NA*** | NAXWST09B112** | Singlezone Non-Ducted, Wall Placement | 10900 | 6500 | 2.61 | 7900 | 2.12
MITSUBISHI ELECTRIC | M-Series | 211626455 | HRCU-A-CB-O | MUZ-FW09NAHZ*** | MSZ-FW09NA*** | Singlezone Non-Ducted, Wall Placement | 12000 | 7500 | 3.49 | 16200 | 2.26
MITSUBISHI ELECTRIC | M-Series | 211626454 | HRCU-A-CB-O | MUZ-FW06NAHZ*** | MSZ-FW06NA*** | Singlezone Non-Ducted, Wall Placement | 9000 | 6100 | 3.58 | 12700 | 2.37
AMERICAN STANDARD / MITSUBISHI ELECTRIC | M-Series | 213879424 | HRCU-A-CB-O | MUZ-FS18NAH*** | NAXWPH18B112A* | Singlezone Non-Ducted, Wall Placement | 19000 | 12800 | 2.93 | 23000 | 2.07
TRANE / MITSUBISHI ELECTRIC | M-Series | 213879429 | HRCU-A-CB-O | MUZ-FS18NAH*** | NTXWPH18B112A* | Singlezone Non-Ducted, Wall Placement | 19000 | 12800 | 2.93 | 23000 | 2.07
MITSUBISHI ELECTRIC | M-Series | 209832208 | HRCU-A-CB-O | MUZ-FS18NAH*** | MSZ-FS18NA*** | Singlezone Non-Ducted, Wall Placement | 19000 | 12800 | 2.93 | 23000 | 2.07
MITSUBISHI ELECTRIC | M-Series | 209832207 | HRCU-A-CB-O | MUZ-FS18NA*** | MSZ-FS18NA*** | Singlezone Non-Ducted, Wall Placement | 19000 | 12800 | 3.23 | 23000 | 2.15
AMERICAN STANDARD / MITSUBISHI ELECTRIC | M-Series | 209832999 | HRCU-A-CB-O | MUZ-FS18NA*** | NAXWPH18B112A* | Singlezone Non-Ducted, Wall Placement | 19000 | 12800 | 3.23 | 23000 | 2.15
TRANE / MITSUBISHI ELECTRIC | M-Series | 209833000 | HRCU-A-CB-O | MUZ-FS18NA*** | NTXWPH18B112A* | Singlezone Non-Ducted, Wall Placement | 19000 | 12800 | 3.23 | 23000 | 2.15
AMERICAN STANDARD / MITSUBISHI ELECTRIC | M-Series | 213879423 | HRCU-A-CB-O | MUZ-FS15NAH*** | NAXWPH15B112A* | Singlezone Non-Ducted, Wall Placement | 16000 | 10000 | 3.08 | 19360 | 2.08
TRANE / MITSUBISHI ELECTRIC | M-Series | 213879428 | HRCU-A-CB-O | MUZ-FS15NAH*** | NTXWPH15B112A* | Singlezone Non-Ducted, Wall Placement | 16000 | 10000 | 3.08 | 19360 | 2.08
MITSUBISHI ELECTRIC | M-Series | 209832206 | HRCU-A-CB-O | MUZ-FS15NAH*** | MSZ-FS15NA*** | Singlezone Non-Ducted, Wall Placement | 16000 | 10000 | 3.08 | 19360 | 2.08
MITSUBISHI ELECTRIC | M-Series | 209832205 | HRCU-A-CB-O | MUZ-FS15NA*** | MSZ-FS15NA*** | Singlezone Non-Ducted, Wall Placement | 16000 | 10000 | 3.53 | 19360 | 2.17
AMERICAN STANDARD / MITSUBISHI ELECTRIC | M-Series | 209832994 | HRCU-A-CB-O | MUZ-FS15NA*** | NAXWPH15B112A* | Singlezone Non-Ducted, Wall Placement | 16000 | 10000 | 3.53 | 19360 | 2.17
TRANE / MITSUBISHI ELECTRIC | M-Series | 209832995 | HRCU-A-CB-O | MUZ-FS15NA*** | NTXWPH15B112A* | Singlezone Non-Ducted, Wall Placement | 16000 | 10000 | 3.53 | 19360 | 2.17
AMERICAN STANDARD / MITSUBISHI ELECTRIC | M-Series | 213879422 | HRCU-A-CB-O | MUZ-FS12NAH*** | NAXWPH12B112A* | Singlezone Non-Ducted, Wall Placement | 12300 | 8400 | 3.33 | 14690 | 2.25
TRANE / MITSUBISHI ELECTRIC | M-Series | 213879427 | HRCU-A-CB-O | MUZ-FS12NAH*** | NTXWPH12B112A* | Singlezone Non-Ducted, Wall Placement | 12300 | 8400 | 3.33 | 14690 | 2.25
MITSUBISHI ELECTRIC | M-Series | 209832204 | HRCU-A-CB-O | MUZ-FS12NAH*** | MSZ-FS12NA*** | Singlezone Non-Ducted, Wall Placement | 12300 | 8400 | 3.33 | 14690 | 2.25
MITSUBISHI ELECTRIC | M-Series | 209832203 | HRCU-A-CB-O | MUZ-FS12NA*** | MSZ-FS12NA*** | Singlezone Non-Ducted, Wall Placement | 12300 | 8400 | 4.04 | 14690 | 2.42
AMERICAN STANDARD / MITSUBISHI ELECTRIC | M-Series | 209832989 | HRCU-A-CB-O | MUZ-FS12NA*** | NAXWPH12B112A* | Singlezone Non-Ducted, Wall Placement | 12300 | 8400 | 4.04 | 14690 | 2.42
TRANE / MITSUBISHI ELECTRIC | M-Series | 209832990 | HRCU-A-CB-O | MUZ-FS12NA*** | NTXWPH12B112A* | Singlezone Non-Ducted, Wall Placement | 12300 | 8400 | 4.04 | 14690 | 2.42
AMERICAN STANDARD / MITSUBISHI ELECTRIC | M-Series | 213879421 | HRCU-A-CB-O | MUZ-FS09NAH*** | NAXWPH09B112A* | Singlezone Non-Ducted, Wall Placement | 9600 | 5900 | 2.98 | 11590 | 2.21
TRANE / MITSUBISHI ELECTRIC | M-Series | 213879426 | HRCU-A-CB-O | MUZ-FS09NAH*** | NTXWPH09B112A* | Singlezone Non-Ducted, Wall Placement | 9600 | 5900 | 2.98 | 11590 | 2.21
MITSUBISHI ELECTRIC | M-Series | 209832202 | HRCU-A-CB-O | MUZ-FS09NAH*** | MSZ-FS09NA*** | Singlezone Non-Ducted, Wall Placement | 9600 | 5900 | 2.98 | 11590 | 2.21
MITSUBISHI ELECTRIC | M-Series | 209832201 | HRCU-A-CB-O | MUZ-FS09NA*** | MSZ-FS09NA*** | Singlezone Non-Ducted, Wall Placement | 9600 | 5900 | 3.84 | 11590 | 2.41
AMERICAN STANDARD / MITSUBISHI ELECTRIC | M-Series | 209832984 | HRCU-A-CB-O | MUZ-FS09NA*** | NAXWPH09B112A* | Singlezone Non-Ducted, Wall Placement | 9600 | 5900 | 3.84 | 11590 | 2.41
TRANE / MITSUBISHI ELECTRIC | M-Series | 209832985 | HRCU-A-CB-O | MUZ-FS09NA*** | NTXWPH09B112A* | Singlezone Non-Ducted, Wall Placement | 9600 | 5900 | 3.84 | 11590 | 2.41
TRANE / MITSUBISHI ELECTRIC | M-Series | 213879425 | HRCU-A-CB-O | MUZ-FS06NAH*** | NTXWPH06B112A* | Singlezone Non-Ducted, Wall Placement | 8700 | 5900 | 3.33 | 10500 | 2.23
MITSUBISHI ELECTRIC | M-Series | 209832200 | HRCU-A-CB-O | MUZ-FS06NAH*** | MSZ-FS06NA*** | Singlezone Non-Ducted, Wall Placement | 8700 | 5900 | 3.33 | 10500 | 2.23
MITSUBISHI ELECTRIC | M-Series | 209832199 | HRCU-A-CB-O | MUZ-FS06NA*** | MSZ-FS06NA*** | Singlezone Non-Ducted, Wall Placement | 8700 | 5900 | 4.43 | 10500 | 2.46
TRANE / MITSUBISHI ELECTRIC | M-Series | 209832980 | HRCU-A-CB-O | MUZ-FS06NA*** | NTXWPH06B112A* | Singlezone Non-Ducted, Wall Placement | 8700 | 5900 | 4.43 | 10500 | 2.46
AMERICAN STANDARD / MITSUBISHI ELECTRIC | M-Series | 209832979 | HRCU-A-CB-O | MUZ-FS06NA*** | NAXWPH06B112A* | Singlezone Non-Ducted, Wall Placement | 8700 | 5900 | 4.43 | 10500 | 2.46
DURASTAR | DRA Series | 215359291 | HRCU-A-CB-O | DRA1U24S2A | DRAC24F2A | Singlezone Non-Ducted, Wall Placement | 25000 | 20400 | 2.73 | 18500 | 2.3
MIDEA | MCD Series | 215471392 | HRCU-A-CB-O | MO1ES-H24B-2A | MCDHU-H24B-2A | Singlezone Non-Ducted, Wall Placement | 25000 | 20400 | 2.73 | 18500 | 2.3
INNOVAIR | MCS Series | 215725450 | HRCU-A-CB-O | MOS24H2BM0A | MCS24H2BHRB | Singlezone Non-Ducted, Wall Placement | 25000 | 20400 | 2.73 | 18500 | 2.3
BLUERIDGE | BMS Series | 215853914 | HRCU-A-CB-O | BMS2423YC | BMC24CC | Singlezone Non-Ducted, Wall Placement | 25000 | 20400 | 2.73 | 18500 | 2.3
WELLS | WOS Series | 215864053 | HRCU-A-CB-O | WOS-24QUA/230 | WI4C-24MOC/230 | Singlezone Non-Ducted, Wall Placement | 25000 | 20400 | 2.73 | 18500 | 2.3
COOPER&HUNTER | CH Series | 215864197 | HRCU-A-CB-O | CH-RES24-230VO | CH-RSH24MCT | Singlezone Non-Ducted, Wall Placement | 25000 | 20400 | 2.73 | 18500 | 2.3
COOPER&HUNTER | CH Series | 215864209 | HRCU-A-CB-O | CH-RES24-230VO | CH-RH24MCT | Singlezone Non-Ducted, Wall Placement | 25000 | 20400 | 2.73 | 18500 | 2.3
AI AIR CONDITIONING | AO Series | 215866747 | HRCU-A-CB-O | AO24-24N2-M1 | AC-24N2-M1 | Singlezone Non-Ducted, Wall Placement | 25000 | 20400 | 2.73 | 18500 | 2.3
MOOVAIR | MSH Series | 216031037 | HRCU-A-CB-O | MSHEA24C2AN1 | GQHRA24C2AS1 | Singlezone Non-Ducted, Wall Placement | 25000 | 20400 | 2.73 | 18500 | 2.3
STELPRO | SEPB Series | 216082324 | HRCU-A-CB-O | SEPB-H18A-O | SEPB-H18A-I | Singlezone Non-Ducted, Wall Placement | 18000 | 15000 | 2.56 | 18000 | 1.92
STELPRO | SEPB Series | 216082326 | HRCU-A-CB-O | SEPB-H24A-O | SEPB-H24A-I | Singlezone Non-Ducted, Wall Placement | 29000 | 21000 | 2.88 | 24200 | 2.34
STELPRO | SICB1 Series | 216082329 | HRCU-A-CB-O | SEPB-H12A-O | SICB1-H12A-I | Singlezone Non-Ducted, Ceiling Placement | 12000 | 10000 | 2.74 | 11500 | 1.99
STELPRO | SICB1 Series | 216082331 | HRCU-A-CB-O | SEPB-H18A-O | SICB1-H18A-I | Singlezone Non-Ducted, Ceiling Placement | 19000 | 14900 | 2.7 | 17000 | 1.9
STELPRO | SICB1 Series | 216082332 | HRCU-A-CB-O | SEPB-H24A-O | SICB1-H24A-I | Singlezone Non-Ducted, Wall Placement | 25000 | 20400 | 2.78 | 23800 | 2.23
STELPRO | SFCB1 Series | 216082335 | HRCU-A-CB | SEPB-H12A-O | SFCB1-H12A-I | Singlezone Ducted, Compact Ducted | 12000 | 10200 | 2.6 | 12000 | 1.95
STELPRO | SFCB1 Series | 216082337 | HRCU-A-CB | SEPB-H18A-O | SFCB1-H18A-I | Singlezone Ducted, Compact Ducted | 19500 | 15000 | 2.89 | 18000 | 2.1
STELPRO | SFCB1 Series | 216082339 | HRCU-A-CB | SEPB-H24A-O | SFCB1-H24A-I | Singlezone Ducted, Compact Ducted | 26000 | 21600 | 2.71 | 24000 | 2.18
MIDEA | MSEP Series | 216093978 | HRCU-A-CB-O | MOX3-12HFN10AE | MSEP-12HFN10AE | Singlezone Non-Ducted, Wall Placement | 12000 | 9300 | 2.84 | 8400 | 2.3
MIDEA | MSEP Series | 216093979 | HRCU-A-CB-O | MOX4-18HFN10AE | MSEP-18HFN10AE | Singlezone Non-Ducted, Wall Placement | 18000 | 13600 | 2.73 | 12800 | 2.1
MIDEA | MSEP Series | 216093980 | HRCU-A-CB-O | MOD-24HFN10AE | MSEP-24HFN10AE | Singlezone Non-Ducted, Wall Placement | 25000 | 18800 | 2.65 | 19600 | 2.54
COMFORT-AIRE | A-SSP Series | 216097094 | HRCU-A-CB-O | A-SSP09SA-1 | B-SSP09SA-1 | Singlezone Non-Ducted, Wall Placement | 10000 | 8000 | 2.58 | 7000 | 2.16
KERR | A-KSP Series | 216097100 | HRCU-A-CB-O | A-KSP09SA-1 | B-KSP09SA-1 | Singlezone Non-Ducted, Wall Placement | 10000 | 8000 | 2.58 | 7000 | 2.16
COMFORT-AIRE | A-VHP Series | 216097104 | HRCU-A-CB-O | A-VHP06SA-1 | B-VHP06SA-1 | Singlezone Non-Ducted, Wall Placement | 7000 | 7900 | 2.79 | 7700 | 2.4
COMFORT-AIRE | A-VHP Series | 216097107 | HRCU-A-CB-O | A-VHP18SA-1 | B-VHP18SA-1 | Singlezone Non-Ducted, Wall Placement | 18000 | 15000 | 2.56 | 18000 | 1.92
COMFORT-AIRE | A-VHP Series | 216097108 | HRCU-A-CB-O | A-VHP24SA-1 | B-VHP24SA-1 | Singlezone Non-Ducted, Wall Placement | 29000 | 21000 | 2.88 | 24200 | 2.34
COMFORT-AIRE | A-VHP Series | 216097109 | HRCU-A-CB-O | A-VHP33SA-1 | B-VHP33SA-1 | Singlezone Non-Ducted, Wall Placement | 36000 | 30000 | 2.69 | 35000 | 1.98
KERR | A-KHP Series | 216097110 | HRCU-A-CB-O | A-KHP06SA-1 | B-KHP06SA-1 | Singlezone Non-Ducted, Wall Placement | 7000 | 7900 | 2.79 | 7700 | 2.4
KERR | A-KHP Series | 216097113 | HRCU-A-CB-O | A-KHP18SA-1 | B-KHP18SA-1 | Singlezone Non-Ducted, Wall Placement | 18000 | 15000 | 2.56 | 18000 | 1.92
KERR | A-KHP Series | 216097114 | HRCU-A-CB-O | A-KHP24SA-1 | B-KHP24SA-1 | Singlezone Non-Ducted, Wall Placement | 29000 | 21000 | 2.88 | 24200 | 2.34
KERR | A-KHP Series | 216097115 | HRCU-A-CB-O | A-KHP33SA-1 | B-KHP33SA-1 | Singlezone Non-Ducted, Wall Placement | 36000 | 30000 | 2.69 | 35000 | 1.98
COMFORT-AIRE | A-ZHP Series | 216097119 | HRCU-A-CB-O | A-ZHP18SA-1 | B-ZHP18SA-1 | Singlezone Non-Ducted, Wall Placement | 20000 | 19300 | 3.01 | 22600 | 2.34
KERR | A-KZP Series | 216097123 | HRCU-A-CB-O | A-KZP18SA-1 | B-ZKP18SA-1 | Singlezone Non-Ducted, Wall Placement | 20000 | 19300 | 3.01 | 22600 | 2.34
COMFORT-AIRE | A-VHP Series | 216097124 | HMSR-A-CB-O | A-VHP183A-1 |  | Multizone All Non-Ducted | 20000 | 17600 | 2.7 | 19000 | 2
COMFORT-AIRE | A-VHP Series | 216097125 | HMSV-A-CB | A-VHP183A-1 |  | Multizone All Ducted | 20000 | 17000 | 2.59 | 18000 | 2
COMFORT-AIRE | A-VHP Series | 216097126 | HMSV-A-CB | A-VHP183A-1 |  | Multizone Mix of Ducted and Non-Ducted | 20000 | 17300 | 2.65 | 18500 | 2
COMFORT-AIRE | A-VHP Series | 216097127 | HMSR-A-CB-O | A-VHP284A-1 |  | Multizone All Non-Ducted | 27000 | 25000 | 2.6 | 27000 | 2
COMFORT-AIRE | A-VHP Series | 216097129 | HMSV-A-CB | A-VHP284A-1 |  | Multizone Mix of Ducted and Non-Ducted | 27400 | 24000 | 2.5 | 27000 | 2
COMFORT-AIRE | A-VHP Series | 216097133 | HMSR-A-CB-O | A-VHP486A-1 |  | Multizone All Non-Ducted | 49000 | 44000 | 2.6 | 47000 | 2
COMFORT-AIRE | A-VHP Series | 216097134 | HMSV-A-CB | A-VHP486A-1 |  | Multizone All Ducted | 48000 | 44500 | 2.6 | 48000 | 2
COMFORT-AIRE | A-VHP Series | 216097135 | HMSV-A-CB | A-VHP486A-1 |  | Multizone Mix of Ducted and Non-Ducted | 48500 | 44000 | 2.6 | 47500 | 2
COMFORT-AIRE | A-VHP Series | 216097136 | HMSR-A-CB-O | A-VHP556A-1 |  | Multizone All Non-Ducted | 55000 | 44000 | 2.6 | 47000 | 2
COMFORT-AIRE | A-VHP Series | 216097137 | HMSV-A-CB | A-VHP556A-1 |  | Multizone All Ducted | 55000 | 45000 | 2.7 | 48000 | 2.1
COMFORT-AIRE | A-VHP Series | 216097138 | HMSV-A-CB | A-VHP556A-1 |  | Multizone Mix of Ducted and Non-Ducted | 55000 | 44500 | 2.65 | 47500 | 2.05
KERR | A-KHP Series | 216097139 | HMSR-A-CB-O | A-KHP183A-1 |  | Multizone All Non-Ducted | 20000 | 17600 | 2.7 | 19000 | 2
KERR | A-KHP Series | 216097140 | HMSV-A-CB | A-KHP183A-1 |  | Multizone All Ducted | 20000 | 17000 | 2.59 | 18000 | 2
KERR | A-KHP Series | 216097141 | HMSV-A-CB | A-KHP183A-1 |  | Multizone Mix of Ducted and Non-Ducted | 20000 | 17300 | 2.65 | 18500 | 2
KERR | A-KHP Series | 216097142 | HMSR-A-CB-O | A-KHP284A-1 |  | Multizone All Non-Ducted | 27000 | 25000 | 2.6 | 27000 | 2
KERR | A-KHP Series | 216097144 | HMSV-A-CB | A-KHP284A-1 |  | Multizone Mix of Ducted and Non-Ducted | 27400 | 24000 | 2.5 | 27000 | 2
KERR | A-KHP Series | 216097149 | HMSR-A-CB-O | A-KHP486A-1 |  | Multizone All Non-Ducted | 49000 | 44000 | 2.6 | 47000 | 2
KERR | A-KHP Series | 216097150 | HMSV-A-CB | A-KHP486A-1 |  | Multizone All Ducted | 48000 | 44500 | 2.6 | 48000 | 2
KERR | A-KHP Series | 216097152 | HMSV-A-CB | A-KHP486A-1 |  | Multizone Mix of Ducted and Non-Ducted | 48500 | 44000 | 2.6 | 47500 | 2
KERR | A-KHP Series | 216097153 | HMSR-A-CB-O | A-KHP556A-1 |  | Multizone All Non-Ducted | 55000 | 44000 | 2.6 | 47000 | 2
KERR | A-KHP Series | 216097154 | HMSV-A-CB | A-KHP556A-1 |  | Multizone All Ducted | 55000 | 45000 | 2.7 | 48000 | 2.1
KERR | A-KHP Series | 216097155 | HMSV-A-CB | A-KHP556A-1 |  | Multizone Mix of Ducted and Non-Ducted | 55000 | 44500 | 2.65 | 47500 | 2.05
ZERO | ZMSB Series | 216097675 | HRCU-A-CB-O | ZMSB-18HV-USHHCR2-O | ZMSB-18HV-USHHCR2-I | Singlezone Non-Ducted, Wall Placement | 18000 | 14400 | 2.61 | 18000 | 2
ZERO | ZMSB Series | 216097677 | HRCU-A-CB-O | ZMSB-33HV-USHHCR2-O | ZMSB-33HV-USHHCR2-I | Singlezone Non-Ducted, Wall Placement | 36000 | 29600 | 2.61 | 34600 | 1.91
ZERO | ZMSB Series | 216097676 | HRCU-A-CB-O | ZMSB-24HV-USHHCR2-O | ZMSB-24HV-USHHCR2-I | Singlezone Non-Ducted, Wall Placement | 26000 | 21600 | 2.61 | 24000 | 2
ZERO | ZMSB Series | 216097679 | HRCU-A-CB-O | ZMSB-09HV-USHHR2-O | ZMSB-09HV-USHHR2-I | Singlezone Non-Ducted, Wall Placement | 10000 | 8600 | 2.8 | 8200 | 2.33
ZERO | ZMSB Series | 216097678 | HRCU-A-CB-O | ZMSB-12HV110-USHHR2-O | ZMSB-12HV110-USHHR2-I | Singlezone Non-Ducted, Wall Placement | 12000 | 8800 | 2.77 | 7300 | 2.21
ZERO | ZMSB Series | 216097681 | HRCU-A-CB-O | ZMSB-18HV-USHHR2-O | ZMSB-18HV-USHHR2-I | Singlezone Non-Ducted, Wall Placement | 18000 | 13000 | 2.59 | 13000 | 2.35
ZERO | ZMSB Series | 216097680 | HRCU-A-CB-O | ZMSB-12HV-USHHR2-O | ZMSB-12HV-USHHR2-I | Singlezone Non-Ducted, Wall Placement | 12000 | 9600 | 2.84 | 8600 | 2.36
ZERO | ZMSB Series | 216097682 | HRCU-A-CB-O | ZMSB-24HV-USHHR2-O | ZMSB-24HV-USHHR2-I | Singlezone Non-Ducted, Wall Placement | 25000 | 19500 | 2.5 | 17800 | 2.15
STAR AIR KONTROL | SAK Series | 216369211 | HRCU-A-CB-O | SAK-24-WM2/220V | SAK-24-WM1/220V | Singlezone Non-Ducted, Wall Placement | 24000 | 16900 | 2.53 | 17000 | 2.14
STAR AIR KONTROL | SAK Series | 216369214 | HRCU-A-CB | SAK-06-DT2/220V | SAK-06-DT1/220V | Singlezone Ducted, Compact Ducted | 8000 | 8000 | 2.69 | 7800 | 2.41
STAR AIR KONTROL | SAK Series | 216369217 | HRCU-A-CB | SAK-18-DT2/220V | SAK-18-DT1/220V | Singlezone Ducted, Compact Ducted | 20000 | 14000 | 2.6 | 14000 | 2.19
STAR AIR KONTROL | SAK Series | 216369216 | HRCU-A-CB | SAK-12-DT2/220V | SAK-12-DT1/220V | Singlezone Ducted, Compact Ducted | 12000 | 9500 | 2.58 | 8800 | 2.24
STAR AIR KONTROL | SAK Series | 216369215 | HRCU-A-CB | SAK-09-DT2/220V | SAK-09-DT1/220V | Singlezone Ducted, Compact Ducted | 10000 | 8900 | 2.61 | 8600 | 2.25
STAR AIR KONTROL | SAK Series | 216369218 | HRCU-A-CB | SAK-24-DT2/220V | SAK-24-DT1/220V | Singlezone Ducted, Compact Ducted | 25000 | 21200 | 2.6 | 19000 | 2.3
STAR AIR KONTROL | SAK Series | 216369222 | HRCU-A-CB-O | SAK-09-CT2/220V | SAK-09-CT1/220V | Singlezone Non-Ducted, Ceiling Placement | 10000 | 8500 | 2.8 | 8300 | 2.17
STAR AIR KONTROL | SAK Series | 216369224 | HRCU-A-CB-O | SAK-18-CT2/220V | SAK-18-CT1/220V | Singlezone Non-Ducted, Ceiling Placement | 18000 | 13900 | 2.66 | 12800 | 2.19
STAR AIR KONTROL | SAK Series | 216369223 | HRCU-A-CB-O | SAK-12-CT2/220V | SAK-12-CT1/220V | Singlezone Non-Ducted, Ceiling Placement | 12000 | 8500 | 2.8 | 8400 | 2.39
STAR AIR KONTROL | SAK Series | 216369226 | HRCU-A-CB-O | SAK-36-CT2/220V | SAK-36-CT1/220V | Singlezone Non-Ducted, Wall Placement | 38000 | 26800 | 2.68 | 26600 | 2.2
STAR AIR KONTROL | SAK Series | 216369228 | HRCU-A-CB-O | SAK-06-OCT2/220V | SAK-06-OCT1/220V | Singlezone Non-Ducted, Ceiling Placement | 7400 | 7000 | 2.66 | 8100 | 2.4
STAR AIR KONTROL | SAK Series | 216369229 | HRCU-A-CB-O | SAK-09-OCT2/220V | SAK-09-OCT1/220V | Singlezone Non-Ducted, Ceiling Placement | 11000 | 7900 | 2.69 | 8000 | 2.17
STAR AIR KONTROL | SAK Series | 216369231 | HRCU-A-CB-O | SAK-18-OCT2/220V | SAK-18-OCT1/220V | Singlezone Non-Ducted, Ceiling Placement | 18000 | 14000 | 2.77 | 13100 | 2.25
STAR AIR KONTROL | SAK Series | 216369230 | HRCU-A-CB-O | SAK-12-OCT2/220V | SAK-12-OCT1/220V | Singlezone Non-Ducted, Ceiling Placement | 12000 | 8600 | 2.77 | 8600 | 2.47
STAR AIR KONTROL | SAK Series | 216369232 | HMSR-A-CB-O | SAK-18-DZ/220V |  | Multizone All Non-Ducted | 19000 | 13500 | 2.6 | 13500 | 2.2
STAR AIR KONTROL | SAK Series | 216369235 | HMSR-A-CB-O | SAK-27-TZ/220V |  | Multizone All Non-Ducted | 27000 | 18000 | 2.5 | 19000 | 2
STAR AIR KONTROL | SAK Series | 216369237 | HMSV-A-CB | SAK-27-TZ/220V |  | Multizone Mix of Ducted and Non-Ducted | 26800 | 18200 | 2.5 | 18900 | 2
STAR AIR KONTROL | SAK Series | 216369236 | HMSV-A-CB | SAK-27-TZ/220V |  | Multizone All Ducted | 26600 | 18400 | 2.5 | 18800 | 2
STAR AIR KONTROL | SAK Series | 216369242 | HMSV-A-CB | SAK-48-QZ/220V |  | Multizone All Ducted | 47000 | 37000 | 2.5 | 38000 | 2.1
STELPRO | SAHB Series | 216082174 | HRCU-A-CB | SDB1-H30A-O | SAHB1-H30A-I | Singlezone Ducted, Centrally Ducted | 34000 | 23800 | 2.76 | 32600 | 1.96
STELPRO | SAHB Series | 216082177 | HRCU-A-CB | SDB1-H48A-O | SAHB1-H48A-I | Singlezone Ducted, Centrally Ducted | 50000 | 37000 | 2.7 | 46000 | 1.9
STELPRO | SAHB Series | 216082175 | HRCU-A-CB | SDB1-H36A-O | SAHB1-H36A-I | Singlezone Ducted, Centrally Ducted | 37000 | 31800 | 2.56 | 39000 | 1.9
COMFORT-AIRE | A-VXP | 216097074 | HRCU-A-CB | A-VXP18TA-1 | B-VXP18TA-1 | Singlezone Ducted, Centrally Ducted | 19000 | 15000 | 2.6 | 18000 | 2
COMFORT-AIRE | A-VXP | 216097078 | HRCU-A-CB | A-VXP48TA-1 | B-VXP48TA-1 | Singlezone Ducted, Centrally Ducted | 50000 | 37000 | 2.7 | 46000 | 1.9
COMFORT-AIRE | A-VXP | 216097077 | HRCU-A-CB | A-VXP36TA-1 | B-VXP36TA-1 | Singlezone Ducted, Centrally Ducted | 37000 | 31800 | 2.56 | 39000 | 1.9
COMFORT-AIRE | A-VXP | 216097076 | HRCU-A-CB | A-VXP30TA-1 | B-VXP30TA-1 | Singlezone Ducted, Centrally Ducted | 34000 | 23800 | 2.76 | 32600 | 1.96
COMFORT-AIRE | A-VHP | 216097080 | HRCU-A-CB | A-VHP18SA-1 | B-VHP18AA-1 | Singlezone Ducted, Centrally Ducted | 19500 | 14000 | 2.6 | 18000 | 2.2
KERR | A-KXP Series | 216097085 | HRCU-A-CB | A-KXP30TA-1 | B-KXP30TA-1 | Singlezone Ducted, Centrally Ducted | 34000 | 23800 | 2.76 | 32600 | 1.96
KERR | A-KXP Series | 216097083 | HRCU-A-CB | A-KXP18TA-1 | B-KXP18TA-1 | Singlezone Ducted, Centrally Ducted | 19000 | 15000 | 2.6 | 18000 | 2
COMFORT-AIRE | A-VHP | 216097082 | HRCU-A-CB | A-VHP33SA-1 | B-VHP30AA-1 | Singlezone Ducted, Centrally Ducted | 35000 | 27400 | 2.58 | 34000 | 2
KERR | A-KXP Series | 216097087 | HRCU-A-CB | A-KXP48TA-1 | B-KXP48TA-1 | Singlezone Ducted, Centrally Ducted | 50000 | 37000 | 2.7 | 46000 | 1.9
KERR | A-KXP Series | 216097086 | HRCU-A-CB | A-KXP36TA-1 | B-KXP36TA-1 | Singlezone Ducted, Centrally Ducted | 37000 | 31800 | 2.56 | 39000 | 1.9
KERR | A-KHP Series | 216097089 | HRCU-A-CB | A-KHP18SA-1 | B-KHP18AA-1 | Singlezone Ducted, Centrally Ducted | 19500 | 14000 | 2.6 | 18000 | 2.2
KERR | A-KHP Series | 216097091 | HRCU-A-CB | A-KHP33SA-1 | B-KHP30AA-1 | Singlezone Ducted, Centrally Ducted | 35000 | 27400 | 2.58 | 34000 | 2
EMI | MHAH Series | 216372808 | HRCU-A-CB | MHSD124DACFC | MHAH124DACFC | Singlezone Ducted, Centrally Ducted | 24000 | 19200 | 2.5 | 24071 | 1.91
EMI | MHAH Series | 216372807 | HRCU-A-CB | MHSD118DACFC | MHAH118DACFC | Singlezone Ducted, Centrally Ducted | 19000 | 13500 | 2.6 | 18629 | 2.04
EMI | MHAH Series | 216372812 | HRCU-A-CB | MHSD160DACFC | MHAH160DACFC | Singlezone Ducted, Centrally Ducted | 59000 | 42000 | 2.6 | 54356 | 1.91
AC PRO | SPHP Series | 216497959 | HRCU-A-CB | SPHP-Y-V036BB | AIRH-Y-V03612CB | Singlezone Ducted, Centrally Ducted | 36000 | 25600 | 2.6 | 27000 | 2
AC PRO | SPHP Series | 216497962 | HRCU-A-CB | SPHP-Z-V018BB | AIRH-Z-V018V06C | Singlezone Ducted, Centrally Ducted | 18000 | 14700 | 2.66 | 18600 | 2.12
AC PRO | SPHP Series | 216497964 | HRCU-A-CB | SPHP-Z-V030BB | AIRH-Z-V030V10C | Singlezone Ducted, Centrally Ducted | 33000 | 24000 | 2.69 | 33200 | 1.97
AC PRO | SPHP Series | 216497963 | HRCU-A-CB | SPHP-Z-V024BB | AIRH-Z-V024V08C | Singlezone Ducted, Centrally Ducted | 24000 | 19000 | 2.64 | 20600 | 2.14
AC PRO | SPHP Series | 216497967 | HRCU-A-CB | SPHP-Z-V060BB | AIRH-Z-V060V18C | Singlezone Ducted, Centrally Ducted | 55000 | 35000 | 2.5 | 54000 | 1.9
AC PRO | SPHP Series | 216497966 | HRCU-A-CB | SPHP-Z-V048BB | AIRH-Z-V048V16C | Singlezone Ducted, Centrally Ducted | 48000 | 34000 | 2.56 | 48000 | 2
AC PRO | SPHP Series | 216497965 | HRCU-A-CB | SPHP-Z-V036BB | AIRH-Z-V036V12C | Singlezone Ducted, Centrally Ducted | 36000 | 24600 | 2.68 | 32600 | 2.06
AC PRO | MHPC Series | 216497968 | HRCU-A-CB | MHPC-H-018BSB | MMUL-H-018BMB | Singlezone Ducted, Centrally Ducted | 18000 | 13200 | 2.6 | 13000 | 2.3
ELIOS | ESH Series | 216505494 | HRCU-A-CB | ESHEA24R2AN1 | GGHLA24R2AS1 | Singlezone Ducted, Centrally Ducted | 25000 | 20800 | 2.8 | 19600 | 1.96
ELIOS | ESH Series | 216505496 | HRCU-A-CB | ESHEA36R2AN1 | GGHLA36R2AS1 | Singlezone Ducted, Centrally Ducted | 37000 | 24800 | 2.64 | 29200 | 1.99
PANASONIC | CU Series | 216505876 | HRCU-A-CB | CU-M36BAHU | CS-HM36BAHU | Singlezone Ducted, Centrally Ducted | 36000 | 25600 | 2.6 | 27000 | 2
PANASONIC | CU Series | 216505883 | HRCU-A-CB | CU-HM48BAHU | CS-HM48BAHU | Singlezone Ducted, Centrally Ducted | 50000 | 37000 | 2.7 | 46000 | 1.9
PANASONIC | CU Series | 216505882 | HRCU-A-CB | CU-HM36BAHU | CS-HM36BAHU | Singlezone Ducted, Centrally Ducted | 37000 | 31800 | 2.56 | 39000 | 1.9
PANASONIC | CU Series | 216505881 | HRCU-A-CB | CU-HM30BAHU | CS-HM30BAHU | Singlezone Ducted, Centrally Ducted | 34000 | 23800 | 2.76 | 32600 | 1.96
PANASONIC | CU Series | 216505879 | HRCU-A-CB | CU-HM18BAHU | CS-HM18BAHU | Singlezone Ducted, Centrally Ducted | 19000 | 15000 | 2.6 | 18000 | 2
HITACHI | airHome 800 | 215911631 | HRCU-A-CB-O | RAC-XJ12WHAA | RAK-XJ12PHAA | Singlezone Non-Ducted, Wall Placement | 13500 | 11000 | 2.93 | 15200 | 2.12
HITACHI | airHome 800 | 215911630 | HRCU-A-CB-O | RAC-XJ09WHAA | RAK-XJ09PHAA | Singlezone Non-Ducted, Wall Placement | 12000 | 8000 | 2.93 | 14000 | 1.9
HITACHI | airHome 600 | 215413021 | HRCU-A-CB-O | RAC-GJ24WHAA | RAK-GJ24PHAA | Singlezone Non-Ducted, Wall Placement | 25200 | 16700 | 2.88 | 24700 | 2.34
HITACHI | airHome 600 | 215413020 | HRCU-A-CB-O | RAC-GJ18WHAA | RAK-GJ18PHAA | Singlezone Non-Ducted, Wall Placement | 21600 | 15000 | 2.93 | 21600 | 2.18
HITACHI | airHome 400 | 215224720 | HRCU-A-CB-O | RAC-DJ12WHAA | RAK-DJ12PHAA | Singlezone Non-Ducted, Wall Placement | 13000 | 8400 | 2.59 | 10250 | 2.1
HITACHI | airHome 400 | 215224719 | HRCU-A-CB-O | RAC-DJ09WHAA | RAK-DJ09PHAA | Singlezone Non-Ducted, Wall Placement | 10000 | 6500 | 2.61 | 7500 | 2.2
MDV | M60 Series | 216021097 | HMSV-A-CB | M6OE31-53HFPN10-M1XD |  | Multizone All Ducted | 55000 | 42500 | 2.7 | 46000 | 2
MDV | MCB Series | 216021088 | HRCU-A-CB-O | MOX430-18HFPN10-M1 | MCB-18HRFPN10-M1 | Singlezone Non-Ducted, Wall Placement | 18000 | 13300 | 2.73 | 13100 | 2.33
MRCOOL | DIY Series | 216032546 | HRCU-A-CB-O | DIY-18-HP-C-230D25-O | DIYCASSETTE18HP-230D25-O | Singlezone Non-Ducted, Wall Placement | 18000 | 13300 | 2.73 | 13100 | 2.33
LENNOX | EL22XPV SERIES | 214625964 | HRCU-A-CB | EL22XPV-036-230A** | CK40CT-48C-0*+TDR | Singlezone Non-Ducted, Wall Placement | 33400 | 22200 | 2.56 | 18300 | 2.26
TCL |  | 215387253 | HRCU-A-CB-O | H12SEH19XAC | H12SEH19XAE | Singlezone Non-Ducted, Wall Placement | 12600 | 7500 | 2.75 | 9100 | 2.2
TCL |  | 215387251 | HRCU-A-CB-O | H12SEH19BAC | H12SEH19BAE | Singlezone Non-Ducted, Wall Placement | 12600 | 7600 | 2.68 | 9000 | 2.14
TCL |  | 215387260 | HRCU-A-CB-O | H12SBH23XPC | H12SBH23XPE | Singlezone Non-Ducted, Wall Placement | 12600 | 8100 | 3.08 | 9100 | 2.2
TCL |  | 215387258 | HRCU-A-CB-O | H12SBH22BPC | H12SBH22BPE | Singlezone Non-Ducted, Wall Placement | 12400 | 7800 | 2.89 | 8900 | 2.12
TCL |  | 215387257 | HRCU-A-CB-O | H09SBH23BPC | H09SBH23BPE | Singlezone Non-Ducted, Wall Placement | 10000 | 6200 | 2.84 | 7500 | 1.95
MDV | MVBE Series | 216030946 | HRCU-A-CB | MOD30-36HFN10-M3 | MVBE-36HWFN10-WL3E-MAS | Singlezone Ducted, Centrally Ducted | 37000 | 24800 | 2.64 | 29200 | 1.99
MDV | MVBE Series | 216030945 | HRCU-A-CB | MOX430-24HFN10-M3 | MVBE-24HWFN10-WM3E-MAS | Singlezone Ducted, Centrally Ducted | 25000 | 20800 | 2.8 | 19600 | 1.96
MDV | MVB Series | 216030944 | HRCU-A-CB | MOX630-36HFN10-M3X | MVBDM-36HWFN10-WB3-MAS | Singlezone Ducted, Centrally Ducted | 37000 | 31000 | 2.5 | 37400 | 1.9
MDV | MVB Series | 216030943 | HRCU-A-CB | MOE30-60HFN10-M3X | MVBDM-60HWFN10-WC3-MAS | Singlezone Ducted, Centrally Ducted | 55000 | 35000 | 2.5 | 54000 | 1.9
MDV | MVB Series | 216030942 | HRCU-A-CB | MOX630-48HFN10-M3X | MVBDM-48HWFN10-WC3-MAS | Singlezone Ducted, Centrally Ducted | 48000 | 34000 | 2.56 | 48000 | 2
MDV | MVB Series | 216030939 | HRCU-A-CB | MOD30-36HFN10-M3 | MVBC-36HWFN10-MC3E-MAS | Singlezone Ducted, Centrally Ducted | 36000 | 25600 | 2.6 | 27000 | 2
MDV | MVB Series | 216030935 | HRCU-A-CB | MOX630-36HFN10-M3X | MVBC-36HWFN10-MC3E-MAS | Singlezone Ducted, Centrally Ducted | 37000 | 31800 | 2.56 | 39000 | 1.9
MDV | MVB Series | 216030934 | HRCU-A-CB | MOD30-30HFN10-M3X | MVBDM-30HWFN10-WB3-MAS | Singlezone Ducted, Centrally Ducted | 33000 | 24000 | 2.69 | 33200 | 1.97
MDV | MVB Series | 216030933 | HRCU-A-CB | MOX430-24HFN10-M3X | MVBDM-24HWFN10-WA3-MAS | Singlezone Ducted, Centrally Ducted | 24000 | 19000 | 2.64 | 20600 | 2.14
MDV | MVB Series | 216030932 | HRCU-A-CB | MOX430-18HFN10-M3X | MVBDM-18HWFN10-WA3-MAS | Singlezone Ducted, Centrally Ducted | 18000 | 14700 | 2.66 | 18600 | 2.12
MDV | MVB Series | 216032496 | HRCU-A-CB | MOD30-30HFN10-M3X | MVBC-30HWFPN10-MC3E | Singlezone Ducted, Centrally Ducted | 34000 | 23800 | 2.76 | 32600 | 1.96
MDV | MSEP Series | 216032446 | HRCU-A-CB-O | MOD30-30HFN10-M1E | MSEPDM-36HRFN10-M1E | Singlezone Non-Ducted, Wall Placement | 30000 | 20400 | 2.52 | 20000 | 2.03
MDV | MSEP Series | 216032444 | HRCU-A-CB-O | MOX230-09HFN10-M1 | MSEPBM-12HRFN10-M1 | Singlezone Non-Ducted, Wall Placement | 10000 | 8100 | 2.83 | 8000 | 2.37
MDV | MSAG Series | 216032442 | HRCU-A-CB-O | MOX230-09HFN10-M1 | MSAG11BM-12HRFN10-M1 | Singlezone Non-Ducted, Wall Placement | 10000 | 8600 | 2.8 | 8200 | 2.33
MDV | MSAB Series | 216032441 | HRCU-A-CB-O | MOX230-09HFN10-M1 | MSAB3BM-12HRFN10-M1 | Singlezone Non-Ducted, Wall Placement | 10000 | 8600 | 2.83 | 8100 | 2.26
MDV | MVBE Series | 216025756 | HRCU-A-CB | MOX430-24HFN10-M3X | MVBE-24HWFN10-WM3E | Singlezone Ducted, Centrally Ducted | 25000 | 20800 | 2.8 | 19600 | 1.96
MDV | MVBE Series | 216025755 | HRCU-A-CB | MOX430-18HFN10-M3X | MVBE-18HWFN10-WM3E | Singlezone Ducted, Centrally Ducted | 19000 | 15300 | 2.72 | 19600 | 2.1
MDV | MVB Series | 216025753 | HRCU-A-CB | MOD30-30HFN10-M3X | MVBE-30HWFN10-WL3E | Singlezone Ducted, Centrally Ducted | 32000 | 23200 | 2.6 | 32000 | 2
MDV | MSAB Series | 216021106 | HRCU-A-CB-O | MOX430-18HFPN10-M1 | MSAB3E-18HRFPN10-M1 | Singlezone Non-Ducted, Wall Placement | 18000 | 15200 | 2.75 | 18000 | 2.44
MDV | MSAB Series | 216021104 | HRCU-A-CB-O | MOX230-09HFPN10-B1 | MSAB3B-09HRFPN10-B1 | Singlezone Non-Ducted, Wall Placement | 10000 | 7500 | 2.53 | 7300 | 2.16
MDV | MSAB Series | 216021098 | HRCU-A-CB-O | MOX430-18HFPN10-M1X | MSAB3E-18HRFPN10-M1 | Singlezone Non-Ducted, Wall Placement | 18000 | 15200 | 2.72 | 18000 | 1.99
MDV | M60 Series | 216021119 | HMSV-A-CB | M6OE31-53HFPN10-M1XD | MSAB3B-06HRFPN10-M1 | Multizone Mix of Ducted and Non-Ducted | 55000 | 43250 | 2.65 | 46000 | 2
MDV | M60 Series | 216021096 | HMSR-A-CB-O | M6OE31-53HFPN10-M1XD | MSAB3B-06HRFPN10-M1 | Multizone All Non-Ducted | 55000 | 44000 | 2.6 | 46000 | 2
MDV | M60 Series | 216021118 | HMSV-A-CB | M6OE30-48HFPN10-M1D | MSAB3B-09HRFPN10-M1 | Multizone Mix of Ducted and Non-Ducted | 47500 | 36500 | 2.55 | 37000 | 2
MDV | M60 Series | 216021095 | HMSV-A-CB | M6OE30-48HFPN10-M1D | MTI-09HWFPN10-M1 | Multizone All Ducted | 47000 | 37800 | 2.6 | 37000 | 2
MDV | M60 Series | 216021094 | HMSR-A-CB-O | M6OE30-48HFPN10-M1D | MSAB3B-09HRFPN10-M1 | Multizone All Non-Ducted | 48000 | 35200 | 2.5 | 37000 | 2
MDV | M40 Series | 216021116 | HMSV-A-CB | M4OD30-27HFPN10-M1D | MSAB3B-06HRFPN10-M1 | Multizone Mix of Ducted and Non-Ducted | 26500 | 17600 | 2.55 | 18700 | 2.05
MDV | M40 Series | 216021091 | HMSV-A-CB | M4OD30-27HFPN10-M1D | MTI-06HWFPN10-M1 | Multizone All Ducted | 27000 | 19000 | 2.7 | 19200 | 2.1
MDV | M30 Series | 216021089 | HMSR-A-CB-O | M3OX430-18HFPN10-M1 | MSAB3B-06HRFPN10-M1 | Multizone All Non-Ducted | 18000 | 13400 | 2.71 | 13300 | 2.31
MDV | MCB Series | 216021087 | HRCU-A-CB-O | MOX430-18HFPN10-M1X | MCB-18HRFPN10-M1 | Singlezone Non-Ducted, Wall Placement | 20000 | 14800 | 2.69 | 17500 | 1.9
MDV | MCB Series | 216021086 | HRCU-A-CB-O | MOX330-12HFPN10-M1X | MCBM-12HRFPN10-M1 | Singlezone Non-Ducted, Wall Placement | 12500 | 9100 | 2.59 | 11500 | 2.11
MDV | MVBE Series | 215894241 | HRCU-A-CB | MOD30-36HFN10-M3 | MVBE-36HWFN10-WL3E | Singlezone Ducted, Centrally Ducted | 37000 | 24800 | 2.64 | 29200 | 1.99
MDV | MVBE Series | 215894240 | HRCU-A-CB | MOX430-24HFN10-M3 | MVBE-24HWFN10-WM3E | Singlezone Ducted, Centrally Ducted | 25000 | 20800 | 2.8 | 19600 | 1.96
MDV | MVBC Series | 215865886 | HRCU-A-CB | MOX630-48HFN10-M3X | MVBC-48HWFPN10-MD3E | Singlezone Ducted, Centrally Ducted | 50000 | 37000 | 2.7 | 46000 | 1.9
MDV | MVBC Series | 215865885 | HRCU-A-CB | MOD30-36HFN10-M3 | MVBC-36HWFPN10-MC3E | Singlezone Ducted, Centrally Ducted | 36000 | 24800 | 2.52 | 27000 | 2
MDV | MVBC Series | 215865884 | HRCU-A-CB | MOX630-36HFN10-M3X | MVBC-36HWFPN10-MC3E | Singlezone Ducted, Centrally Ducted | 37000 | 31800 | 2.56 | 39000 | 1.9
MDV | MVB Series | 215449739 | HRCU-A-CB | MOX630-36HFN10-M3X | MVBDM-36HWFN10-WB3-D | Singlezone Ducted, Centrally Ducted | 37000 | 31000 | 2.5 | 37400 | 1.9
PANASONIC |  | 10208229 | HMSR-A-CB-O | CU-2E18SBU-5 |  | Multizone All Non-Ducted | 19800 | 17400 | 2.52 | 14500 | 2.08
CAPELLA | CPM Series | 216027634 | HMSV-A-CB | CPM2B1-H18A-O |  | Multizone Mix of Ducted and Non-Ducted | 20000 | 17300 | 2.65 | 18500 | 2
CAPELLA | CPM Series | 216027633 | HMSV-A-CB | CPM2B1-H18A-O |  | Multizone All Ducted | 20000 | 17000 | 2.59 | 18000 | 2
CAPELLA | CPM Series | 216027635 | HMSR-A-CB-O | CPM3B1-H27A-O |  | Multizone All Non-Ducted | 27000 | 25000 | 2.6 | 27000 | 2
CAPELLA | CPM Series | 216027637 | HMSV-A-CB | CPM3B1-H27A-O |  | Multizone Mix of Ducted and Non-Ducted | 27400 | 24000 | 2.5 | 27000 | 2
CAPELLA | CPM Series | 216027641 | HMSR-A-CB-O | CPM5B1-H48A-O |  | Multizone All Non-Ducted | 49000 | 44000 | 2.6 | 47000 | 2
CAPELLA | CPM Series | 216027642 | HMSV-A-CB | CPM5B1-H48A-O |  | Multizone All Ducted | 48000 | 44500 | 2.6 | 48000 | 2
CAPELLA | CPM Series | 216027643 | HMSV-A-CB | CPM5B1-H48A-O |  | Multizone Mix of Ducted and Non-Ducted | 48500 | 44000 | 2.6 | 47500 | 2
CAPELLA | CPM Series | 216027644 | HMSR-A-CB-O | CPM5B1-H55A-O |  | Multizone All Non-Ducted | 55000 | 44000 | 2.6 | 47000 | 2
CAPELLA | CPM Series | 216027645 | HMSV-A-CB | CPM5B1-H55A-O |  | Multizone All Ducted | 55000 | 45000 | 2.7 | 48000 | 2.1
CAPELLA | CPM Series | 216027646 | HMSV-A-CB | CPM5B1-H55A-O |  | Multizone Mix of Ducted and Non-Ducted | 55000 | 44500 | 2.65 | 47500 | 2.05
CAPELLA | CPM Series | 216027647 | HMSR-A-CB-O | CPM2B1V-H18A-O |  | Multizone All Non-Ducted | 20000 | 17600 | 2.7 | 19000 | 2
CAPELLA | CPM Series | 216027648 | HMSV-A-CB | CPM2B1V-H18A-O |  | Multizone All Ducted | 20000 | 17000 | 2.59 | 18000 | 2
CAPELLA | CPM Series | 216027649 | HMSV-A-CB | CPM2B1V-H18A-O |  | Multizone Mix of Ducted and Non-Ducted | 20000 | 17300 | 2.65 | 18500 | 2
CAPELLA | CPM Series | 216027650 | HMSR-A-CB-O | CPM3B1V-H27A-O |  | Multizone All Non-Ducted | 27000 | 25000 | 2.6 | 27000 | 2
CAPELLA | CPM Series | 216027652 | HMSV-A-CB | CPM3B1V-H27A-O |  | Multizone Mix of Ducted and Non-Ducted | 27400 | 24000 | 2.5 | 27000 | 2
CAPELLA | CPM Series | 216027656 | HMSR-A-CB-O | CPM5B1V-H48A-O |  | Multizone All Non-Ducted | 49000 | 44000 | 2.6 | 47000 | 2
CAPELLA | CPM Series | 216027657 | HMSV-A-CB | CPM5B1V-H48A-O |  | Multizone All Ducted | 48000 | 44500 | 2.6 | 48000 | 2
CAPELLA | CPM Series | 216027658 | HMSV-A-CB | CPM5B1V-H48A-O |  | Multizone Mix of Ducted and Non-Ducted | 48500 | 44000 | 2.6 | 47500 | 2
CAPELLA | CPM Series | 216027659 | HMSR-A-CB-O | CPM5B1V-H55A-O |  | Multizone All Non-Ducted | 55000 | 44000 | 2.6 | 47000 | 2
CAPELLA | CPM Series | 216027660 | HMSV-A-CB | CPM5B1V-H55A-O |  | Multizone All Ducted | 55000 | 45000 | 2.7 | 48000 | 2.1
CAPELLA | CPM Series | 216027661 | HMSV-A-CB | CPM5B1V-H55A-O |  | Multizone Mix of Ducted and Non-Ducted | 55000 | 44500 | 2.65 | 47500 | 2.05
MOOVAIR | MWE Series | 216031021 | HRCU-A-CB-O | MSHEA09C2AN1 | MWHEA09C2AN1 | Singlezone Non-Ducted, Wall Placement | 10000 | 8100 | 2.83 | 8000 | 2.37
MOOVAIR | MWE Series | 216031022 | HRCU-A-CB-O | MSHEA12C2AN1 | MWHEA12C2AN1 | Singlezone Non-Ducted, Wall Placement | 12000 | 9300 | 2.84 | 8400 | 2.3
MOOVAIR | MWE Series | 216031025 | HRCU-A-CB-O | MSHEA24C2AN1 | MWHEA24C2AN1 | Singlezone Non-Ducted, Wall Placement | 25000 | 18800 | 2.65 | 19600 | 2.54
MOOVAIR | MWE Series | 216031024 | HRCU-A-CB-O | MSHEA18C2AN1 | MWHEA18C2AN1 | Singlezone Non-Ducted, Wall Placement | 18000 | 13600 | 2.73 | 12800 | 2.1
MOOVAIR | MWE Series | 216031030 | HRCU-A-CB-O | MSHMA18C2AN1 | MWHMA18C2AS1 | Singlezone Non-Ducted, Wall Placement | 18000 | 15000 | 2.56 | 18000 | 1.92
MOOVAIR | MWE Series | 216031032 | HRCU-A-CB-O | MSHMA33C2AN1 | MWHMA33C2AS1 | Singlezone Non-Ducted, Wall Placement | 36000 | 30000 | 2.69 | 35000 | 1.98
MOOVAIR | MWE Series | 216031031 | HRCU-A-CB-O | MSHMA24C2AN1 | MWHMA24C2AS1 | Singlezone Non-Ducted, Wall Placement | 29000 | 21000 | 2.88 | 24200 | 2.34
MOOVAIR | MWE Series | 216031034 | HRCU-A-CB-O | MSHEA09C2AN1 | GKHRA09C2AS1 | Singlezone Non-Ducted, Ceiling Placement | 10000 | 8500 | 2.8 | 8300 | 2.17
MOOVAIR | MWE Series | 216031033 | HRCU-A-CB-O | MSHHA18C2AN1 | MWHHA18C2AS1 | Singlezone Non-Ducted, Wall Placement | 20000 | 19300 | 3.01 | 22600 | 2.34
MOOVAIR | MWE Series | 216031035 | HRCU-A-CB-O | MSHEA12C2AN1 | GKHRA12C2AS1 | Singlezone Non-Ducted, Ceiling Placement | 12000 | 8500 | 2.8 | 8400 | 2.39
MOOVAIR | MWE Series | 216031036 | HRCU-A-CB-O | MSHEA18C2AN1 | GKHRA18C2AS1 | Singlezone Non-Ducted, Ceiling Placement | 18000 | 13900 | 2.66 | 12800 | 2.19
MOOVAIR | MWE Series | 216031039 | HRCU-A-CB-O | MSHMA12C2AN1 | GKHRA12C2AS1 | Singlezone Non-Ducted, Ceiling Placement | 12000 | 10000 | 2.74 | 11500 | 1.99
MOOVAIR | MWE Series | 216031040 | HRCU-A-CB-O | MSHMA18C2AN1 | GKHRA18C2AS1 | Singlezone Non-Ducted, Ceiling Placement | 19000 | 14900 | 2.7 | 17000 | 1.9
MOOVAIR | MWE Series | 216031041 | HRCU-A-CB-O | MSHMA24C2AN1 | GQHRA24C2AS1 | Singlezone Non-Ducted, Wall Placement | 25000 | 20400 | 2.78 | 23800 | 2.23
MOOVAIR | MWE Series | 216031043 | HRCU-A-CB-O | MSHEA18C2AN1 | GOHRA18C2AS1 | Singlezone Non-Ducted, Ceiling Placement | 18000 | 14000 | 2.77 | 13100 | 2.25
MOOVAIR | MWE Series | 216031046 | HRCU-A-CB | MSHEA09C2AN1 | GDHRA09C2AS1 | Singlezone Ducted, Compact Ducted | 10000 | 9300 | 2.9 | 8300 | 2.32
MOOVAIR | MWE Series | 216031047 | HRCU-A-CB | MSHEA12C2AN1 | GDHRA12C2AS1 | Singlezone Ducted, Compact Ducted | 12000 | 9100 | 2.78 | 8900 | 2.44
MOOVAIR | MWE Series | 216031048 | HRCU-A-CB | MSHEA18C2AN1 | GDHRA18C2AS1 | Singlezone Ducted, Compact Ducted | 20000 | 14900 | 2.89 | 14200 | 2.41
MOOVAIR | MWE Series | 216031049 | HRCU-A-CB | MSHEA24C2AN1 | GDHRA24C2AS1 | Singlezone Ducted, Compact Ducted | 25000 | 21200 | 2.6 | 19000 | 2.3
MOOVAIR | MWE Series | 216031051 | HRCU-A-CB | MSHMA12C2AN1 | GDHRA12C2AS1 | Singlezone Ducted, Compact Ducted | 12000 | 10200 | 2.6 | 12000 | 1.95
MOOVAIR | MWE Series | 216031052 | HRCU-A-CB | MSHMA18C2AN1 | GDHRA18C2AS1 | Singlezone Ducted, Compact Ducted | 19500 | 15000 | 2.89 | 18000 | 2.1
MOOVAIR | MWE Series | 216031053 | HRCU-A-CB | MSHMA24C2AN1 | GDHRA24C2AS1 | Singlezone Ducted, Compact Ducted | 26000 | 21600 | 2.71 | 24000 | 2.18
MOOVAIR | MWE Series | 216031054 | HRCU-A-CB-O | MSHEA12C2AN1 | GFHRA12C2AS1 | Singlezone Non-Ducted, Wall Placement | 12000 | 9000 | 2.87 | 8900 | 2.51
MOOVAIR | MWE Series | 216031059 | HMSR-A-CB-O | MXHSA2742AV1 |  | Multizone All Non-Ducted | 27000 | 18400 | 2.61 | 19000 | 2
MOOVAIR | MWE Series | 216031060 | HMSV-A-CB | MXHSA2742AV1 |  | Multizone All Ducted | 26600 | 18400 | 2.5 | 18800 | 2
MOOVAIR | MWE Series | 216031061 | HMSV-A-CB | MXHSA2742AV1 |  | Multizone Mix of Ducted and Non-Ducted | 26800 | 18400 | 2.56 | 18900 | 2
MOOVAIR | MWE Series | 216031065 | HMSR-A-CB-O | MXHSA4862AV1 |  | Multizone All Non-Ducted | 48000 | 38000 | 2.5 | 36000 | 2
MOOVAIR | MWE Series | 216031066 | HMSV-A-CB | MXHSA4862AV1 |  | Multizone All Ducted | 47000 | 37000 | 2.5 | 38000 | 2.1
MOOVAIR | MWE Series | 216031067 | HMSV-A-CB | MXHSA4862AV1 |  | Multizone Mix of Ducted and Non-Ducted | 47500 | 37400 | 2.5 | 37000 | 2.05
MOOVAIR | MWE Series | 216031068 | HMSR-A-CB-O | MXHZA1832AV1 |  | Multizone All Non-Ducted | 20000 | 17600 | 2.7 | 19000 | 2
MOOVAIR | MWE Series | 216031069 | HMSV-A-CB | MXHZA1832AV1 |  | Multizone All Ducted | 20000 | 17000 | 2.59 | 18000 | 2
MOOVAIR | MWE Series | 216031070 | HMSV-A-CB | MXHZA1832AV1 |  | Multizone Mix of Ducted and Non-Ducted | 20000 | 17300 | 2.65 | 18500 | 2
MOOVAIR | MWE Series | 216031071 | HMSR-A-CB-O | MXHZA2742AV1 |  | Multizone All Non-Ducted | 27000 | 25000 | 2.6 | 27000 | 2
MOOVAIR | MWE Series | 216031073 | HMSV-A-CB | MXHZA2742AV1 |  | Multizone Mix of Ducted and Non-Ducted | 27400 | 24000 | 2.5 | 27000 | 2
MOOVAIR | MWE Series | 216031077 | HMSR-A-CB-O | MXHZA4862AV1 |  | Multizone All Non-Ducted | 49000 | 44000 | 2.6 | 47000 | 2
MOOVAIR | MWE Series | 216031078 | HMSV-A-CB | MXHZA4862AV1 |  | Multizone All Ducted | 48000 | 44500 | 2.6 | 48000 | 2
MOOVAIR | MWE Series | 216031079 | HMSV-A-CB | MXHZA4862AV1 |  | Multizone Mix of Ducted and Non-Ducted | 48500 | 44000 | 2.6 | 47500 | 2
1HVAC | ACIQ Series | 216032264 | HRCU-A-CB-O | ACIQ-24Z-HP230C | ACIQ-24W-HP230C | Singlezone Non-Ducted, Wall Placement | 24000 | 16900 | 2.53 | 17000 | 2.14
1HVAC | ACIQ Series | 216032267 | HRCU-A-CB-O | ACIQ-06ZPL-HP230C | ACIQ-06W-HH-MD | Singlezone Non-Ducted, Wall Placement | 7000 | 7900 | 2.79 | 7700 | 2.4
1HVAC | ACIQ Series | 216032270 | HRCU-A-CB-O | ACIQ-18ZPL-HP230C | ACIQ-18W-HH-MD | Singlezone Non-Ducted, Wall Placement | 18000 | 15000 | 2.56 | 18000 | 1.92
1HVAC | ACIQ Series | 216032271 | HRCU-A-CB-O | ACIQ-24ZPL-HP230C | ACIQ-24W-HH-MD | Singlezone Non-Ducted, Wall Placement | 29000 | 21000 | 2.88 | 24200 | 2.34
1HVAC | ACIQ Series | 216032273 | HRCU-A-CB-O | ACIQ-12ZPL-HP230C | ACIQ-12CC-HH-MC | Singlezone Non-Ducted, Ceiling Placement | 12000 | 10000 | 2.74 | 11500 | 1.99
1HVAC | ACIQ Series | 216032274 | HRCU-A-CB-O | ACIQ-18ZPL-HP230C | ACIQ-18CC-HH-MC | Singlezone Non-Ducted, Ceiling Placement | 19000 | 14900 | 2.7 | 17000 | 1.9
1HVAC | ACIQ Series | 216032275 | HRCU-A-CB-O | ACIQ-24ZPL-HP230C | ACIQ-24CC-HH-MC | Singlezone Non-Ducted, Wall Placement | 25000 | 20400 | 2.78 | 23800 | 2.23
1HVAC | ACIQ Series | 216032276 | HRCU-A-CB-O | ACIQ-36ZPL-HP230C | ACIQ-36CC-HH-MC | Singlezone Non-Ducted, Wall Placement | 37000 | 30600 | 2.56 | 37000 | 1.95
1HVAC | ACIQ Series | 216032277 | HRCU-A-CB | ACIQ-48ZPL-HP230C | ACIQ-48CC-HH-MC | Singlezone Ducted, Compact Ducted | 52000 | 45000 | 2.61 | 47500 | 2
1HVAC | ACIQ Series | 216032279 | HRCU-A-CB | ACIQ-12ZPL-HP230C | ACIQ-12CD-HH-MC | Singlezone Ducted, Compact Ducted | 12000 | 10200 | 2.6 | 12000 | 1.95
1HVAC | ACIQ Series | 216032280 | HRCU-A-CB | ACIQ-18ZPL-HP230C | ACIQ-18CD-HH-MC | Singlezone Ducted, Compact Ducted | 19500 | 15000 | 2.89 | 18000 | 2.1
1HVAC | ACIQ Series | 216032281 | HRCU-A-CB | ACIQ-24ZPL-HP230C | ACIQ-24CD-HH-MC | Singlezone Ducted, Compact Ducted | 26000 | 21600 | 2.71 | 24000 | 2.18
1HVAC | ACIQ Series | 216032282 | HRCU-A-CB | ACIQ-36ZPL-HP230C | ACIQ-36CD-HH-MC | Singlezone Ducted, Compact Ducted | 42000 | 31600 | 2.73 | 37600 | 2.1
1HVAC | ACIQ Series | 216032283 | HRCU-A-CB | ACIQ-48ZPL-HP230C | ACIQ-48CD-HH-MC | Singlezone Ducted, Compact Ducted | 52000 | 45000 | 2.61 | 47500 | 2
1HVAC | ACIQ Series | 216032284 | HRCU-A-CB | ACIQ-60ZPL-HP230C | ACIQ-60CD-HH-MC | Singlezone Ducted, Compact Ducted | 60000 | 45000 | 2.72 | 53500 | 2.1
1HVAC | ACIQ Series | 216032288 | HRCU-A-CB-O | ACIQ-24ZPL-HP230C | ACIQ-24FM-HH-MD | Singlezone Non-Ducted, Floor Placement | 26000 | 20200 | 2.74 | 24200 | 2.16
1HVAC | ACIQ Series | 216032289 | HRCU-A-CB-O | ACIQ-36ZPL-HP230C | ACIQ-36FM-HH-MD | Singlezone Non-Ducted, Floor Placement | 38000 | 30200 | 2.58 | 39500 | 2.02
1HVAC | ACIQ Series | 216032292 | HRCU-A-CB-O | ACIQ-06ZPL-HP230C | SCC-0609-HH-MB | Singlezone Non-Ducted, Ceiling Placement | 7400 | 7000 | 2.66 | 8100 | 2.4
1HVAC | ACIQ Series | 216032295 | HMSR-A-CB-O | ACIQ-18Z-HH-M3C |  | Multizone All Non-Ducted | 20000 | 17600 | 2.7 | 19000 | 2
1HVAC | ACIQ Series | 216032296 | HMSV-A-CB | ACIQ-18Z-HH-M3C |  | Multizone All Ducted | 20000 | 17000 | 2.59 | 18000 | 2
1HVAC | ACIQ Series | 216032297 | HMSV-A-CB | ACIQ-18Z-HH-M3C |  | Multizone Mix of Ducted and Non-Ducted | 20000 | 17300 | 2.65 | 18500 | 2
1HVAC | ACIQ Series | 216032298 | HMSR-A-CB-O | ACIQ-27Z-HH-M4C |  | Multizone All Non-Ducted | 27000 | 25000 | 2.6 | 27000 | 2
1HVAC | ACIQ Series | 216032300 | HMSV-A-CB | ACIQ-27Z-HH-M4C |  | Multizone Mix of Ducted and Non-Ducted | 27400 | 24000 | 2.5 | 27000 | 2
1HVAC | ACIQ Series | 216032304 | HMSR-A-CB-O | ACIQ-48Z-HH-M6C |  | Multizone All Non-Ducted | 49000 | 44000 | 2.6 | 47000 | 2
1HVAC | ACIQ Series | 216032305 | HMSV-A-CB | ACIQ-48Z-HH-M6C |  | Multizone All Ducted | 48000 | 44500 | 2.6 | 48000 | 2
1HVAC | ACIQ Series | 216032306 | HMSV-A-CB | ACIQ-48Z-HH-M6C |  | Multizone Mix of Ducted and Non-Ducted | 48500 | 44000 | 2.6 | 47500 | 2
1HVAC | ACIQ Series | 216032307 | HMSR-A-CB-O | ACIQ-55Z-HH-M6C |  | Multizone All Non-Ducted | 55000 | 44000 | 2.6 | 47000 | 2
1HVAC | ACIQ Series | 216032308 | HMSV-A-CB | ACIQ-55Z-HH-M6C |  | Multizone All Ducted | 55000 | 45000 | 2.7 | 48000 | 2.1
1HVAC | ACIQ Series | 216032309 | HMSV-A-CB | ACIQ-55Z-HH-M6C |  | Multizone Mix of Ducted and Non-Ducted | 55000 | 44500 | 2.65 | 47500 | 2.05
1HVAC | ES Series | 216032310 | HMSR-A-CB-O | ES-18Z-M3C |  | Multizone All Non-Ducted | 19000 | 13600 | 2.81 | 13500 | 2.3
1HVAC | ES Series | 216032312 | HMSV-A-CB | ES-18Z-M3C |  | Multizone Mix of Ducted and Non-Ducted | 19000 | 14100 | 2.55 | 14000 | 2.31
1HVAC | ES Series | 216032313 | HMSR-A-CB-O | ES-27Z-M4C |  | Multizone All Non-Ducted | 27000 | 18400 | 2.61 | 19000 | 2
1HVAC | ES Series | 216032314 | HMSV-A-CB | ES-27Z-M4C |  | Multizone All Ducted | 26600 | 18400 | 2.5 | 18800 | 2
1HVAC | ES Series | 216032315 | HMSV-A-CB | ES-27Z-M4C |  | Multizone Mix of Ducted and Non-Ducted | 26800 | 18400 | 2.56 | 18900 | 2
1HVAC | ES Series | 216032319 | HMSR-A-CB-O | ES-48Z-M6C |  | Multizone All Non-Ducted | 48000 | 38000 | 2.5 | 36000 | 2
1HVAC | ES Series | 216032320 | HMSV-A-CB | ES-48Z-M6C |  | Multizone All Ducted | 47000 | 37000 | 2.5 | 38000 | 2.1
GUARDIAN | UPAC GUARDIAN | 215441404 | HRCU-A-CB | UPC36CN23STG1 | UNI36DT23STG1 | Singlezone Ducted, Compact Ducted | 36000 | 25600 | 2.74 | 36000 | 2.01
GUARDIAN | UPAC GUARDIAN | 215449562 | HRCU-A-CB-O | UPC36CN23STG1 | UNI36CS23STG1 | Singlezone Non-Ducted, Ceiling Placement | 36000 | 25600 | 2.76 | 36000 | 2.07
LENNOX | ELITE EL18XPV SERIES | 214625064 | HRCU-A-CB | EL18XPV-024-230A** | CK40HT-24A-0*+TDR | Singlezone Ducted, Centrally Ducted | 23200 | 15500 | 2.52 | 12400 | 2.16
LENNOX | ELITE EL18XPV SERIES | 214625067 | HRCU-A-CB | EL18XPV-024-230A** | CK40HT-24A-0*+TDR | Singlezone Ducted, Centrally Ducted | 23400 | 15500 | 2.5 | 12300 | 2.16
LENNOX | ELITE EL18XPV SERIES | 214625068 | HRCU-A-CB | EL18XPV-024-230A** | CK40HT-24A-0*+TDR | Singlezone Ducted, Centrally Ducted | 23000 | 15500 | 2.5 | 12500 | 2.15
LENNOX | ELITE EL18XPV SERIES | 214625069 | HRCU-A-CB | EL18XPV-024-230A** | CK40HT-24A-0*+TDR | Singlezone Ducted, Centrally Ducted | 23400 | 15500 | 2.5 | 12300 | 2.16
LENNOX | ELITE EL18XPV SERIES | 214625076 | HRCU-A-CB | EL18XPV-024-230A** | CK40HT-24B-0*+TDR | Singlezone Ducted, Centrally Ducted | 23800 | 14900 | 2.52 | 11300 | 2.14
LENNOX | ELITE EL18XPV SERIES | 214625082 | HRCU-A-CB | EL18XPV-024-230A** | CK40HT-24B-0*+TDR | Singlezone Ducted, Centrally Ducted | 23200 | 15000 | 2.5 | 11700 | 2.14
LENNOX | ELITE EL18XPV SERIES | 214625084 | HRCU-A-CB | EL18XPV-024-230A** | CK40HT-24B-0*+TDR | Singlezone Ducted, Centrally Ducted | 23600 | 14900 | 2.5 | 11400 | 2.14
LENNOX | ELITE EL18XPV SERIES | 214625093 | HRCU-A-CB | EL18XPV-024-230A** | CK40HT-30A-0*+TDR | Singlezone Ducted, Centrally Ducted | 23200 | 14200 | 2.55 | 10600 | 2.2
LENNOX | ELITE EL18XPV SERIES | 214625094 | HRCU-A-CB | EL18XPV-024-230A** | CK40HT-30A-0*+TDR | Singlezone Ducted, Centrally Ducted | 23200 | 14200 | 2.55 | 10600 | 2.2
LENNOX | ELITE EL18XPV SERIES | 214625095 | HRCU-A-CB | EL18XPV-024-230A** | CK40HT-30A-0*+TDR | Singlezone Ducted, Centrally Ducted | 23200 | 14400 | 2.5 | 10800 | 2.12
LENNOX | ELITE EL18XPV SERIES | 214625096 | HRCU-A-CB | EL18XPV-024-230A** | CK40HT-30A-0*+TDR | Singlezone Ducted, Centrally Ducted | 23600 | 14400 | 2.56 | 10700 | 2.16
LENNOX | ELITE EL18XPV SERIES | 214625097 | HRCU-A-CB | EL18XPV-024-230A** | CK40HT-30A-0*+TDR | Singlezone Ducted, Centrally Ducted | 23600 | 14400 | 2.56 | 10700 | 2.16
LENNOX | ELITE EL18XPV SERIES | 214625098 | HRCU-A-CB | EL18XPV-024-230A** | CK40HT-30A-0*+TDR | Singlezone Ducted, Centrally Ducted | 23400 | 14600 | 2.52 | 11000 | 2.13
LENNOX | ELITE EL18XPV SERIES | 214625099 | HRCU-A-CB | EL18XPV-024-230A** | CK40HT-30A-0*+TDR | Singlezone Ducted, Centrally Ducted | 23200 | 14400 | 2.54 | 10800 | 2.14
LENNOX | ELITE EL18XPV SERIES | 214625100 | HRCU-A-CB | EL18XPV-024-230A** | CK40HT-30A-0*+TDR | Singlezone Ducted, Centrally Ducted | 23400 | 14600 | 2.52 | 11000 | 2.13
LENNOX | ELITE EL18XPV SERIES | 214625102 | HRCU-A-CB | EL18XPV-024-230A** | CK40HT-30A-0*+TDR | Singlezone Ducted, Centrally Ducted | 23400 | 14300 | 2.54 | 10600 | 2.16
LENNOX | ELITE EL18XPV SERIES | 214625103 | HRCU-A-CB | EL18XPV-024-230A** | CK40HT-30A-0*+TDR | Singlezone Ducted, Centrally Ducted | 23400 | 14400 | 2.54 | 10800 | 2.15
LENNOX | ELITE EL18XPV SERIES | 214625104 | HRCU-A-CB | EL18XPV-024-230A** | CK40HT-30A-0*+TDR | Singlezone Ducted, Centrally Ducted | 23400 | 14400 | 2.54 | 10800 | 2.15
LENNOX | ELITE EL18XPV SERIES | 214625107 | HRCU-A-CB | EL18XPV-024-230A** | CK40HT-30B-0*+TDR | Singlezone Ducted, Centrally Ducted | 23400 | 15000 | 2.5 | 11600 | 2.14
LENNOX | ELITE EL18XPV SERIES | 214625206 | HRCU-A-CB | EL18XPV-024-230A** | CK40CT-30/36A-0*+TDR | Singlezone Ducted, Centrally Ducted | 23400 | 15100 | 2.51 | 11700 | 2.2
LENNOX | ELITE EL18XPV SERIES | 214625207 | HRCU-A-CB | EL18XPV-024-230A** | CK40CT-30/36A-0*+TDR | Singlezone Ducted, Centrally Ducted | 23400 | 15200 | 2.55 | 11900 | 2.24
LENNOX | ELITE EL18XPV SERIES | 214625209 | HRCU-A-CB | EL18XPV-024-230A** | CK40CT-30/36A-0*+TDR | Singlezone Ducted, Centrally Ducted | 23600 | 15300 | 2.53 | 11900 | 2.22
LENNOX | ELITE EL18XPV SERIES | 214625210 | HRCU-A-CB | EL18XPV-024-230A** | CK40CT-30/36A-0*+TDR | Singlezone Ducted, Centrally Ducted | 23600 | 15300 | 2.53 | 11900 | 2.22
LENNOX | ELITE EL18XPV SERIES | 214625211 | HRCU-A-CB | EL18XPV-024-230A** | CK40CT-30/36A-0*+TDR | Singlezone Ducted, Centrally Ducted | 23400 | 15300 | 2.52 | 12000 | 2.2
LENNOX | ELITE EL18XPV SERIES | 214625212 | HRCU-A-CB | EL18XPV-024-230A** | CK40CT-30/36A-0*+TDR | Singlezone Ducted, Centrally Ducted | 23400 | 15300 | 2.52 | 12000 | 2.2
LENNOX | ELITE EL18XPV SERIES | 214625213 | HRCU-A-CB | EL18XPV-024-230A** | CK40CT-30/36A-0*+TDR | Singlezone Ducted, Centrally Ducted | 23600 | 15300 | 2.52 | 11900 | 2.22
LENNOX | ELITE EL18XPV SERIES | 214625214 | HRCU-A-CB | EL18XPV-024-230A** | CK40CT-30/36A-0*+TDR | Singlezone Ducted, Centrally Ducted | 23600 | 15200 | 2.52 | 11800 | 2.2
LENNOX | ELITE EL18XPV SERIES | 214625215 | HRCU-A-CB | EL18XPV-024-230A** | CK40CT-30/36A-0*+TDR | Singlezone Ducted, Centrally Ducted | 23600 | 15300 | 2.52 | 11900 | 2.22
LENNOX | ELITE EL18XPV SERIES | 214625216 | HRCU-A-CB | EL18XPV-024-230A** | CK40CT-30/36A-0*+TDR | Singlezone Ducted, Centrally Ducted | 23600 | 15300 | 2.52 | 11900 | 2.22
LENNOX | ELITE EL18XPV SERIES | 214625219 | HRCU-A-CB | EL18XPV-024-230A** | CK40CT-30/36B-0*+TDR | Singlezone Ducted, Centrally Ducted | 23800 | 15300 | 2.53 | 11900 | 2.19
LENNOX | ELITE EL18XPV SERIES | 214625224 | HRCU-A-CB | EL18XPV-024-230A** | CK40CT-30/36B-0*+TDR | Singlezone Ducted, Centrally Ducted | 23600 | 15300 | 2.53 | 11900 | 2.22
LENNOX | ELITE EL18XPV SERIES | 214625225 | HRCU-A-CB | EL18XPV-024-230A** | CK40CT-30/36B-0*+TDR | Singlezone Ducted, Centrally Ducted | 23200 | 15400 | 2.52 | 12200 | 2.19
LENNOX | ELITE EL18XPV SERIES | 214625226 | HRCU-A-CB | EL18XPV-024-230A** | CK40CT-30/36B-0*+TDR | Singlezone Ducted, Centrally Ducted | 23600 | 15300 | 2.52 | 11900 | 2.22
LENNOX | ELITE EL18XPV SERIES | 214625227 | HRCU-A-CB | EL18XPV-024-230A** | CK40CT-30/36B-0*+TDR | Singlezone Ducted, Centrally Ducted | 23600 | 15300 | 2.52 | 11900 | 2.19
LENNOX | ELITE EL18XPV SERIES | 214625232 | HRCU-A-CB | EL18XPV-024-230A** | CK40CT-30/36B-0*+TDR | Singlezone Ducted, Centrally Ducted | 23400 | 15200 | 2.52 | 11900 | 2.22
LENNOX | ELITE EL18XPV SERIES | 214625237 | HRCU-A-CB | EL18XPV-024-230A** | CK40CT-30/36C-0*+TDR | Singlezone Ducted, Centrally Ducted | 23400 | 15200 | 2.52 | 11900 | 2.22
LENNOX | ELITE EL18XPV SERIES | 214625175 | HRCU-A-CB | EL18XPV-024-230A** | CK40CT-30A-0*+TDR | Singlezone Ducted, Centrally Ducted | 22800 | 14600 | 2.5 | 11300 | 2.14
LENNOX | ELITE EL18XPV SERIES | 214625176 | HRCU-A-CB | EL18XPV-024-230A** | CK40CT-30A-0*+TDR | Singlezone Ducted, Centrally Ducted | 23000 | 14600 | 2.5 | 11200 | 2.15
LENNOX | ELITE EL18XPV SERIES | 214625178 | HRCU-A-CB | EL18XPV-024-230A** | CK40CT-30A-0*+TDR | Singlezone Ducted, Centrally Ducted | 23200 | 14800 | 2.52 | 11400 | 2.16
LENNOX | ELITE EL18XPV SERIES | 214625179 | HRCU-A-CB | EL18XPV-024-230A** | CK40CT-30A-0*+TDR | Singlezone Ducted, Centrally Ducted | 23200 | 14800 | 2.52 | 11400 | 2.16
LENNOX | ELITE EL18XPV SERIES | 214625181 | HRCU-A-CB | EL18XPV-024-230A** | CK40CT-30A-0*+TDR | Singlezone Ducted, Centrally Ducted | 22800 | 14900 | 2.52 | 11700 | 2.16
LENNOX | ELITE EL18XPV SERIES | 214625184 | HRCU-A-CB | EL18XPV-024-230A** | CK40CT-30A-0*+TDR | Singlezone Ducted, Centrally Ducted | 23000 | 14700 | 2.5 | 11300 | 2.14
LENNOX | ELITE EL18XPV SERIES | 214625189 | HRCU-A-CB | EL18XPV-024-230A** | CK40CT-30B-0*+TDR | Singlezone Ducted, Centrally Ducted | 23200 | 14800 | 2.52 | 11400 | 2.14
LENNOX | ELITE EL18XPV SERIES | 214625194 | HRCU-A-CB | EL18XPV-024-230A** | CK40CT-30B-0*+TDR | Singlezone Ducted, Centrally Ducted | 23000 | 14700 | 2.5 | 11300 | 2.14
LENNOX | ELITE EL18XPV SERIES | 214625195 | HRCU-A-CB | EL18XPV-024-230A** | CK40CT-30B-0*+TDR | Singlezone Ducted, Centrally Ducted | 22800 | 14900 | 2.5 | 11700 | 2.12
LENNOX | ELITE EL18XPV SERIES | 214625202 | HRCU-A-CB | EL18XPV-024-230A** | CK40CT-30B-0*+TDR | Singlezone Ducted, Centrally Ducted | 23000 | 14700 | 2.5 | 11300 | 2.14
LENNOX | ELITE EL22XPV SERIES | 214625912 | HRCU-A-CB | EL22XPV-036-230A** | CK40CT-48B-0*+TDR | Singlezone Ducted, Centrally Ducted | 33800 | 22600 | 2.5 | 18500 | 2.18
LENNOX | ELITE EL22XPV SERIES | 214625914 | HRCU-A-CB | EL22XPV-036-230A** | CK40CT-48B-0*+TDR | Singlezone Ducted, Centrally Ducted | 33600 | 22400 | 2.5 | 18400 | 2.2
LENNOX | ELITE EL22XPV SERIES | 214625918 | HRCU-A-CB | EL22XPV-036-230A** | CK40CT-48B-0*+TDR | Singlezone Ducted, Centrally Ducted | 33200 | 22000 | 2.52 | 18100 | 2.24
LENNOX | ELITE EL22XPV SERIES | 214625919 | HRCU-A-CB | EL22XPV-036-230A** | CK40CT-48B-0*+TDR | Singlezone Ducted, Centrally Ducted | 33200 | 22000 | 2.54 | 18000 | 2.24
LENNOX | ELITE EL22XPV SERIES | 214625920 | HRCU-A-CB | EL22XPV-036-230A** | CK40CT-48B-0*+TDR | Singlezone Ducted, Centrally Ducted | 33200 | 22000 | 2.54 | 18000 | 2.24
LENNOX | ELITE EL22XPV SERIES | 214625925 | HRCU-A-CB | EL22XPV-036-230A** | CK40CT-48B-0*+TDR | Singlezone Ducted, Centrally Ducted | 33400 | 22200 | 2.52 | 18200 | 2.22
LENNOX | ELITE EL22XPV SERIES | 214625926 | HRCU-A-CB | EL22XPV-036-230A** | CK40CT-48B-0*+TDR | Singlezone Ducted, Centrally Ducted | 33400 | 22200 | 2.52 | 18200 | 2.22
LENNOX | ELITE EL22XPV SERIES | 214625927 | HRCU-A-CB | EL22XPV-036-230A** | CK40CT-48B-0*+TDR | Singlezone Ducted, Centrally Ducted | 33600 | 22200 | 2.54 | 18200 | 2.22
LENNOX | ELITE EL22XPV SERIES | 214625928 | HRCU-A-CB | EL22XPV-036-230A** | CK40CT-48B-0*+TDR | Singlezone Ducted, Centrally Ducted | 33400 | 22200 | 2.52 | 18200 | 2.22
LENNOX | ELITE EL22XPV SERIES | 214625929 | HRCU-A-CB | EL22XPV-036-230A** | CK40CT-48B-0*+TDR | Singlezone Ducted, Centrally Ducted | 33600 | 22200 | 2.56 | 18200 | 2.24
LENNOX | ELITE EL22XPV SERIES | 214625930 | HRCU-A-CB | EL22XPV-036-230A** | CK40CT-48B-0*+TDR | Singlezone Ducted, Centrally Ducted | 33600 | 22200 | 2.52 | 18300 | 2.22
LENNOX | ELITE EL22XPV SERIES | 214625931 | HRCU-A-CB | EL22XPV-036-230A** | CK40CT-48B-0*+TDR | Singlezone Ducted, Centrally Ducted | 33600 | 22200 | 2.56 | 18200 | 2.24
LENNOX | ELITE EL22XPV SERIES | 214625941 | HRCU-A-CB | EL22XPV-036-230A** | CK40CT-48B-0*+TDR | Singlezone Ducted, Centrally Ducted | 33800 | 22600 | 2.52 | 18500 | 2.2
LENNOX | ELITE EL22XPV SERIES | 214625942 | HRCU-A-CB | EL22XPV-036-230A** | CK40CT-48B-0*+TDR | Singlezone Ducted, Centrally Ducted | 33800 | 22400 | 2.52 | 18400 | 2.22
LENNOX | ELITE EL22XPV SERIES | 214625943 | HRCU-A-CB | EL22XPV-036-230A** | CK40CT-48B-0*+TDR | Singlezone Ducted, Centrally Ducted | 33800 | 22400 | 2.54 | 18400 | 2.22
LENNOX | ELITE EL22XPV SERIES | 214625944 | HRCU-A-CB | EL22XPV-036-230A** | CK40CT-48B-0*+TDR | Singlezone Ducted, Centrally Ducted | 33800 | 22400 | 2.54 | 18400 | 2.22
LENNOX | ELITE EL18XPV SERIES | 214625075 | HRCU-A-CB | EL18XPV-024-230A** | CK40HT-24B-0*+TDR | Singlezone Ducted, Centrally Ducted | 23600 | 14800 | 2.52 | 11200 | 2.16
LENNOX | ELITE EL18XPV SERIES | 214625231 | HRCU-A-CB | EL18XPV-024-230A** | CK40CT-30/36B-0*+TDR | Singlezone Ducted, Centrally Ducted | 23800 | 15500 | 2.5 | 12100 | 2.18
LENNOX | ELITE EL18XPV SERIES | 214625235 | HRCU-A-CB | EL18XPV-024-230A** | CK40CT-30/36B-0*+TDR | Singlezone Ducted, Centrally Ducted | 23600 | 15300 | 2.52 | 11900 | 2.19
LENNOX | ELITE EL22XPV SERIES | 214625768 | HRCU-A-CB | EL22XPV-036-230A** | CK40HT-42C-0*+TDR | Singlezone Ducted, Centrally Ducted | 33800 | 22600 | 2.52 | 18200 | 2.04
LENNOX | ELITE EL22XPV SERIES | 214625769 | HRCU-A-CB | EL22XPV-036-230A** | CK40HT-42C-0*+TDR | Singlezone Ducted, Centrally Ducted | 33800 | 22600 | 2.52 | 18200 | 2.04
LENNOX | ELITE EL22XPV SERIES | 214625777 | HRCU-A-CB | EL22XPV-036-230A** | CK40HT-42C-0*+TDR | Singlezone Ducted, Centrally Ducted | 33400 | 22200 | 2.52 | 17900 | 2.06
LENNOX | ELITE EL22XPV SERIES | 214625792 | HRCU-A-CB | EL22XPV-036-230A** | CK40HT-42C-0*+TDR | Singlezone Ducted, Centrally Ducted | 33600 | 22400 | 2.52 | 18100 | 2.06
LENNOX | ELITE EL22XPV SERIES | 214625795 | HRCU-A-CB | EL22XPV-036-230A** | CK40HT-42C-0*+TDR | Singlezone Ducted, Centrally Ducted | 33600 | 22400 | 2.5 | 18100 | 2.04
LENNOX | ELITE EL22XPV SERIES | 214625797 | HRCU-A-CB | EL22XPV-036-230A** | CK40HT-42C-0*+TDR | Singlezone Ducted, Centrally Ducted | 33800 | 22600 | 2.5 | 18200 | 2.04
LENNOX | ELITE EL18XPV SERIES | 214625086 | HRCU-A-CB | EL18XPV-024-230A** | CK40HT-24B-0*+TDR | Singlezone Ducted, Centrally Ducted | 23600 | 14800 | 2.52 | 11200 | 2.16
LENNOX | ELITE EL18XPV SERIES | 214625217 | HRCU-A-CB | EL18XPV-024-230A** | CK40CT-30/36B-0*+TDR | Singlezone Ducted, Centrally Ducted | 23600 | 15300 | 2.53 | 11900 | 2.22
LENNOX | ELITE EL18XPV SERIES | 214625234 | HRCU-A-CB | EL18XPV-024-230A** | CK40CT-30/36B-0*+TDR | Singlezone Ducted, Centrally Ducted | 23600 | 15300 | 2.51 | 11900 | 2.18
LENNOX | ELITE EL18XPV SERIES | 214625199 | HRCU-A-CB | EL18XPV-024-230A** | CK40CT-30B-0*+TDR | Singlezone Ducted, Centrally Ducted | 23200 | 14700 | 2.52 | 11300 | 2.16
LENNOX | ELITE EL22XPV SERIES | 214625767 | HRCU-A-CB | EL22XPV-036-230A** | CK40HT-42C-0*+TDR | Singlezone Ducted, Centrally Ducted | 33200 | 22000 | 2.52 | 17700 | 2.06
LENNOX | ELITE EL22XPV SERIES | 214625778 | HRCU-A-CB | EL22XPV-036-230A** | CK40HT-42C-0*+TDR | Singlezone Ducted, Centrally Ducted | 33400 | 22200 | 2.5 | 17900 | 2.04
LENNOX | ELITE EL22XPV SERIES | 214625780 | HRCU-A-CB | EL22XPV-036-230A** | CK40HT-42C-0*+TDR | Singlezone Ducted, Centrally Ducted | 33400 | 22200 | 2.5 | 17900 | 2.04
LENNOX | ELITE EL22XPV SERIES | 214625782 | HRCU-A-CB | EL22XPV-036-230A** | CK40HT-42C-0*+TDR | Singlezone Ducted, Centrally Ducted | 33400 | 22400 | 2.5 | 18000 | 2.04
LENNOX | ELITE EL22XPV SERIES | 214625790 | HRCU-A-CB | EL22XPV-036-230A** | CK40HT-42C-0*+TDR | Singlezone Ducted, Centrally Ducted | 33600 | 22400 | 2.5 | 17800 | 2.04
LENNOX | ELITE EL22XPV SERIES | 214625779 | HRCU-A-CB | EL22XPV-036-230A** | CK40HT-42C-0*+TDR | Singlezone Ducted, Centrally Ducted | 33600 | 22400 | 2.54 | 18000 | 2.06
LENNOX | ELITE EL22XPV SERIES | 214625787 | HRCU-A-CB | EL22XPV-036-230A** | CK40HT-42C-0*+TDR | Singlezone Ducted, Centrally Ducted | 33600 | 22400 | 2.5 | 18100 | 2.04
LENNOX | ELITE EL18XPV SERIES | 214625238 | HRCU-A-CB | EL18XPV-024-230A** | CK40CT-30/36C-0*+TDR | Singlezone Ducted, Centrally Ducted | 23600 | 15200 | 2.52 | 11800 | 2.2
LENNOX | ELITE EL18XPV SERIES | 214625198 | HRCU-A-CB | EL18XPV-024-230A** | CK40CT-30B-0*+TDR | Singlezone Ducted, Centrally Ducted | 23200 | 14800 | 2.52 | 11400 | 2.16
LENNOX | ELITE EL18XPV SERIES | 214625218 | HRCU-A-CB | EL18XPV-024-230A** | CK40CT-30/36B-0*+TDR | Singlezone Ducted, Centrally Ducted | 23600 | 15300 | 2.53 | 11900 | 2.22
LENNOX | ELITE EL18XPV SERIES | 214625228 | HRCU-A-CB | EL18XPV-024-230A** | CK40CT-30/36B-0*+TDR | Singlezone Ducted, Centrally Ducted | 23600 | 15300 | 2.53 | 11900 | 2.22
LENNOX | ELITE EL18XPV SERIES | 214625229 | HRCU-A-CB | EL18XPV-024-230A** | CK40CT-30/36B-0*+TDR | Singlezone Ducted, Centrally Ducted | 23600 | 15300 | 2.53 | 11900 | 2.22
LENNOX | ELITE EL18XPV SERIES | 214625230 | HRCU-A-CB | EL18XPV-024-230A** | CK40CT-30/36B-0*+TDR | Singlezone Ducted, Centrally Ducted | 23600 | 15300 | 2.51 | 11900 | 2.19
LENNOX | ELITE EL18XPV SERIES | 214625233 | HRCU-A-CB | EL18XPV-024-230A** | CK40CT-30/36B-0*+TDR | Singlezone Ducted, Centrally Ducted | 23600 | 15300 | 2.51 | 11900 | 2.18
LENNOX | ELITE EL18XPV SERIES | 214625187 | HRCU-A-CB | EL18XPV-024-230A** | CK40CT-30B-0*+TDR | Singlezone Ducted, Centrally Ducted | 23200 | 14800 | 2.52 | 11400 | 2.16
LENNOX | ELITE EL18XPV SERIES | 214625188 | HRCU-A-CB | EL18XPV-024-230A** | CK40CT-30B-0*+TDR | Singlezone Ducted, Centrally Ducted | 23200 | 14700 | 2.52 | 11300 | 2.16
LENNOX | ELITE EL22XPV SERIES | 214625766 | HRCU-A-CB | EL22XPV-036-230A** | CK40HT-42C-0*+TDR | Singlezone Ducted, Centrally Ducted | 33800 | 22600 | 2.52 | 18200 | 2.04
LENNOX | ELITE EL22XPV SERIES | 214625783 | HRCU-A-CB | EL22XPV-036-230A** | CK40HT-42C-0*+TDR | Singlezone Ducted, Centrally Ducted | 33400 | 22200 | 2.5 | 17900 | 2.04
LENNOX | ELITE EL22XPV SERIES | 214625784 | HRCU-A-CB | EL22XPV-036-230A** | CK40HT-42C-0*+TDR | Singlezone Ducted, Centrally Ducted | 33600 | 22400 | 2.5 | 18100 | 2.04
LENNOX | ELITE EL22XPV SERIES | 214625788 | HRCU-A-CB | EL22XPV-036-230A** | CK40HT-42C-0*+TDR | Singlezone Ducted, Centrally Ducted | 33800 | 22600 | 2.52 | 18200 | 2.04
LENNOX | ELITE EL22XPV SERIES | 214625791 | HRCU-A-CB | EL22XPV-036-230A** | CK40HT-42C-0*+TDR | Singlezone Ducted, Centrally Ducted | 33600 | 22400 | 2.5 | 18100 | 2.04
LENNOX | ELITE EL22XPV SERIES | 214625793 | HRCU-A-CB | EL22XPV-036-230A** | CK40HT-42C-0*+TDR | Singlezone Ducted, Centrally Ducted | 33600 | 22400 | 2.52 | 18100 | 2.06
LENNOX | ELITE EL22XPV SERIES | 214625796 | HRCU-A-CB | EL22XPV-036-230A** | CK40HT-42C-0*+TDR | Singlezone Ducted, Centrally Ducted | 33600 | 22400 | 2.5 | 18100 | 2.04
LENNOX | ELITE EL22XPV SERIES | 214625774 | HRCU-A-CB | EL22XPV-036-230A** | CK40HT-42C-0*+TDR | Singlezone Ducted, Centrally Ducted | 33800 | 22600 | 2.5 | 18200 | 2.04
LENNOX | ELITE EL22XPV SERIES | 214625773 | HRCU-A-CB | EL22XPV-036-230A** | CK40HT-42C-0*+TDR | Singlezone Ducted, Centrally Ducted | 33800 | 22600 | 2.5 | 18200 | 2.02
LENNOX | ELITE EL22XPV SERIES | 214625776 | HRCU-A-CB | EL22XPV-036-230A** | CK40HT-42C-0*+TDR | Singlezone Ducted, Centrally Ducted | 33800 | 22400 | 2.5 | 18200 | 2.04
LENNOX | ELITE EL22XPV SERIES | 214625668 | HRCU-A-CB | EL22XPV-024-230A** | CK40CT-24B-0*+TDR | Singlezone Ducted, Centrally Ducted | 23600 | 14700 | 2.52 | 15800 | 1.92
LENNOX | ELITE EL22XPV SERIES | 214625672 | HRCU-A-CB | EL22XPV-024-230A** | CK40CT-30B-0*+TDR | Singlezone Ducted, Centrally Ducted | 23600 | 14200 | 2.51 | 16100 | 1.96
LENNOX | EL22XPV SERIES | 214625961 | HRCU-A-CB | EL22XPV-036-230A** | CK40CT-48C-0*+TDR | Singlezone Ducted, Centrally Ducted | 33800 | 22400 | 2.52 | 18600 | 2.24
LENNOX | EL22XPV SERIES | 214625958 | HRCU-A-CB | EL22XPV-036-230A** | CK40CT-48C-0*+TDR | Singlezone Ducted, Centrally Ducted | 33800 | 22400 | 2.52 | 18600 | 2.24
LENNOX | EL22XPV SERIES | 214625957 | HRCU-A-CB | EL22XPV-036-230A** | CK40CT-48C-0*+TDR | Singlezone Ducted, Centrally Ducted | 33800 | 22400 | 2.54 | 18500 | 2.24
LENNOX | ELITE EL22XPV SERIES | 214625921 | HRCU-A-CB | EL22XPV-036-230A** | CK40CT-48B-0*+TDR | Singlezone Ducted, Centrally Ducted | 33600 | 22400 | 2.5 | 18400 | 2.2
TOSOT | Pular | 216030809 | HRCU-A-CB-O | TWH18AG25D6DO | TWH18AG25D6DI | Singlezone Non-Ducted, Wall Placement | 18000 | 10500 | 2.7 | 14600 | 1.9
TOSOT | Clivia | 216030806 | HRCU-A-CB-O | TW18HP32A2DOC | TW18HP32A2DIC | Singlezone Non-Ducted, Wall Placement | 18000 | 10500 | 2.7 | 14600 | 1.9
TOSOT | Airy | 216030805 | HRCU-A-CB-O | TW12HAY32A1DOC | TW12HAY32A1DIC | Singlezone Non-Ducted, Wall Placement | 12200 | 7000 | 3.11 | 12200 | 2
TOSOT | Clivia | 216030804 | HRCU-A-CB-O | TWH12AG25D6DO | TWH12AG25D6DI | Singlezone Non-Ducted, Wall Placement | 12000 | 7700 | 2.89 | 11000 | 1.95
TOSOT | Clivia | 216030803 | HRCU-A-CB-O | TWH12AG25A6AO | TWH12AG25A6AI | Singlezone Non-Ducted, Wall Placement | 12000 | 7700 | 2.89 | 9500 | 1.95
TOSOT | Clivia | 216030798 | HRCU-A-CB-O | TW12HP32A2DOC | TW12HP32A2DIC | Singlezone Non-Ducted, Wall Placement | 12000 | 7700 | 2.89 | 11000 | 1.95
TOSOT | Airy | 216030797 | HRCU-A-CB-O | TW09HAY32A1DOC | TW09HAY32A1DIC | Singlezone Non-Ducted, Wall Placement | 10600 | 6700 | 3.22 | 11500 | 2.11
Intertherm | ALL MATCH | 216011810 | HRCU-A-CB-O | DXH12PSK3IH | DKH12FMK3IH | Singlezone Non-Ducted, Ceiling Placement | 12000 | 7500 | 2.82 | 10000 | 1.9
Intertherm | 360°air discharge cassette unit | 216011809 | HRCU-A-CB-O | DXH09PSK3IH | DKH09FMK3IH | Singlezone Non-Ducted, Wall Placement | 10500 | 6900 | 2.89 | 7600 | 1.94
Gibson | ALL MATCH | 216011806 | HRCU-A-CB-O | DXH12PSK3IH | DKH12FMK3IH | Singlezone Non-Ducted, Ceiling Placement | 12000 | 7500 | 2.82 | 10000 | 1.9
Gibson | 360°air discharge cassette unit | 216011805 | HRCU-A-CB-O | DXH09PSK3IH | DKH09FMK3IH | Singlezone Non-Ducted, Wall Placement | 10500 | 6900 | 2.89 | 7600 | 1.94
Intertherm | Pular | 216011784 | HRCU-A-CB-O | DXH18PSK3IH | DHH18PUK3IH | Singlezone Non-Ducted, Wall Placement | 18000 | 10500 | 2.7 | 14600 | 1.9
Intertherm | Clivia | 216011781 | HRCU-A-CB-O | DXH12PSK3IH | DHH12PUK3IH | Singlezone Non-Ducted, Wall Placement | 12000 | 7700 | 2.89 | 11000 | 1.95
CONNECT M |  | 215748026 | HRCU-A-CB | CNTM16DHP60AA | CNTM16DAH60AA | Singlezone Ducted, Centrally Ducted | 59000 | 42000 | 2.6 | 48500 | 1.91
CONNECT M |  | 215748023 | HRCU-A-CB | CNTM16DHP24AA | CNTM16DAH24AA | Singlezone Ducted, Centrally Ducted | 24000 | 19200 | 2.5 | 22600 | 1.91
BREEZE33 | BZ33 Series | 216012012 | HRCU-A-CB | BZ33-INV18OUT2-454-G3-J | BZ33-INVAHU18-454-G3-J | Singlezone Ducted, Centrally Ducted | 19000 | 15000 | 2.6 | 18000 | 2
BREEZE33 | BZ33 Series | 216012016 | HRCU-A-CB | BZ33-INV48OUT2-454-G3-J | BZ33-INVAHU48-454-G3-J | Singlezone Ducted, Centrally Ducted | 50000 | 37000 | 2.7 | 46000 | 1.9
BREEZE33 | BZ33 Series | 216012015 | HRCU-A-CB | BZ33-INV36OUT2-454-G3-J | BZ33-INVAHU36-454-G3-J | Singlezone Ducted, Centrally Ducted | 37000 | 31800 | 2.56 | 39000 | 1.9
BREEZE33 | BZ33 Series | 216012014 | HRCU-A-CB | BZ33-INV30OUT2-454-G3-J | BZ33-INVAHU30-454-G3-J | Singlezone Ducted, Centrally Ducted | 34000 | 23800 | 2.76 | 32600 | 1.96
NAPOLEON | NDH Series | 215931355 | HRCU-A-CB-O | NDHAS22BA-18-O | NDHAS22BB-18-I | Singlezone Non-Ducted, Wall Placement | 18000 | 13000 | 2.59 | 13000 | 2.35
NAPOLEON | NDH Series | 215931354 | HRCU-A-CB-O | NDHAS22BA-12-O | NDHAS22BB-12-I | Singlezone Non-Ducted, Wall Placement | 12000 | 9600 | 2.84 | 8600 | 2.36
CONTINENTAL | CDH Series | 215931359 | HRCU-A-CB-O | CDHAS22BA-24-O | CDHAS22BB-24-I | Singlezone Non-Ducted, Wall Placement | 25000 | 19500 | 2.5 | 17800 | 2.15
NAPOLEON | NDH Series | 215931356 | HRCU-A-CB-O | NDHAS22BA-24-O | NDHAS22BB-24-I | Singlezone Non-Ducted, Wall Placement | 25000 | 19500 | 2.5 | 17800 | 2.15
CONTINENTAL | CDH Series | 215931358 | HRCU-A-CB-O | CDHAS22BA-18-O | CDHAS22BB-18-I | Singlezone Non-Ducted, Wall Placement | 18000 | 13000 | 2.59 | 13000 | 2.35
CONTINENTAL | CDH Series | 215931357 | HRCU-A-CB-O | CDHAS22BA-12-O | CDHAS22BB-12-I | Singlezone Non-Ducted, Wall Placement | 12000 | 9600 | 2.84 | 8600 | 2.36
NAPOLEON | NDH Series | 215931362 | HRCU-A-CB-O | NDHAS26BA-18-O | NDHAS26BA-18-I | Singlezone Non-Ducted, Wall Placement | 18000 | 15000 | 2.56 | 18000 | 1.92
NAPOLEON | NDH Series | 215931363 | HRCU-A-CB-O | NDHAS26BA-24-O | NDHAS26BA-24-I | Singlezone Non-Ducted, Wall Placement | 29000 | 21000 | 2.88 | 24200 | 2.34
CONTINENTAL | CDH Series | 215931367 | HRCU-A-CB-O | CDHAS26BA-18-O | CDHAS26BA-18-I | Singlezone Non-Ducted, Wall Placement | 18000 | 15000 | 2.56 | 18000 | 1.92
NAPOLEON | NDH Series | 215931364 | HRCU-A-CB-O | NDHAS26BA-33-O | NDHAS26BA-33-I | Singlezone Non-Ducted, Wall Placement | 36000 | 30000 | 2.69 | 35000 | 1.98
CONTINENTAL | CDH Series | 215931371 | HMSR-A-CB-O | CDHAMBB-27-O |  | Multizone All Non-Ducted | 27000 | 25000 | 2.6 | 27000 | 2
CONTINENTAL | CDH Series | 215931370 | HMSR-A-CB-O | CDHAMBB-18-O |  | Multizone All Non-Ducted | 20000 | 17600 | 2.7 | 19000 | 2
CONTINENTAL | CDH Series | 215931369 | HRCU-A-CB-O | CDHAS26BA-33-O | CDHAS26BA-33-I | Singlezone Non-Ducted, Wall Placement | 36000 | 30000 | 2.69 | 35000 | 1.98
CONTINENTAL | CDH Series | 215931368 | HRCU-A-CB-O | CDHAS26BA-24-O | CDHAS26BA-24-I | Singlezone Non-Ducted, Wall Placement | 29000 | 21000 | 2.88 | 24200 | 2.34
NAPOLEON | NDH Series | 215931374 | HMSR-A-CB-O | NDHAMBB-27-O |  | Multizone All Non-Ducted | 27000 | 25000 | 2.6 | 27000 | 2
NAPOLEON | NDH Series | 215931373 | HMSR-A-CB-O | NDHAMBB-18-O |  | Multizone All Non-Ducted | 20000 | 17600 | 2.7 | 19000 | 2
BOSCH | BM Series | 215871204 | HRCU-A-CB-O | BMS500-AAS009-1CSXRD | BMS500-AAU006-1AHWXD | Singlezone Non-Ducted, Wall Placement | 10000 | 8100 | 2.83 | 8000 | 2.37
WELLS | WSA Series | 214421468 | HRCU-A-CB-O | WSA-06HFMO | WSA-06HFMI | Singlezone Non-Ducted, Wall Placement | 7000 | 7500 | 2.5 | 7200 | 1.92
AI AIR CONDITIONING | AW Series | 213769942 | HRCU-A-CB-O | AO25-06N1-M1H | AW25-06N1-M1 | Singlezone Non-Ducted, Wall Placement | 7000 | 7500 | 2.5 | 7200 | 1.92
LBG PRODUCTS | LBH series | 208130826 | HRCU-A-CB-O | LBHB06DVWO | LBHB06DVWI | Singlezone Non-Ducted, Wall Placement | 7000 | 7500 | 2.5 | 7200 | 1.92
DURASTAR | DRA1 | 210568097 | HRCU-A-CB-O | DRA1U09S1B | DRAW06F1B | Singlezone Non-Ducted, Wall Placement | 7000 | 7500 | 2.5 | 7200 | 1.92
COOPER&HUNTER | CH series | 210799686 | HRCU-A-CB-O | CH-HPR06F9-230VO | CH-B06MOLVWM-230VI | Singlezone Non-Ducted, Wall Placement | 7000 | 7500 | 2.5 | 7200 | 1.92
C&H | CH series | 207740518 | HRCU-A-CB-O | CH-HPR06F9-230VO | CH-06MOLVWM-230VI | Singlezone Non-Ducted, Wall Placement | 7000 | 7500 | 2.5 | 7200 | 1.92
C&H | CH series | 210665987 | HRCU-A-CB-O | CH-HPR06F9-230VO | CH-B06MOLVWM-230VI | Singlezone Non-Ducted, Wall Placement | 7000 | 7500 | 2.5 | 7200 | 1.92
COOPER&HUNTER | CH series | 210799565 | HRCU-A-CB-O | CH-HPR06F9-230VO | CH-06MOLVWM-230VI | Singlezone Non-Ducted, Wall Placement | 7000 | 7500 | 2.5 | 7200 | 1.92
PERFECTAIRE | 3PAM series | 211253535 | HRCU-A-CB-O | 3PAMSHH06-SZO | 3PAMSHH06-UVW | Singlezone Non-Ducted, Wall Placement | 7000 | 7500 | 2.5 | 7200 | 1.92
INNOVAIR | SAV Series | 215408658 | HRCU-A-CB | SOV36H2BA | SAV36BDA | Singlezone Ducted, Centrally Ducted | 36000 | 25600 | 2.6 | 27000 | 2
CANAIR | 4C22 Series | 215828390 | HRCU-A-CB-O | 4C25SCH24H21 | 4C28SEH24H21 | Singlezone Non-Ducted, Wall Placement | 25000 | 18800 | 2.65 | 19600 | 2.54
CANAIR | 4C22 Series | 215828389 | HRCU-A-CB-O | 4C25SCH18H21 | 4C28SEH18H21 | Singlezone Non-Ducted, Wall Placement | 18000 | 13600 | 2.73 | 12800 | 2.1
CANAIR | 4C22 Series | 215828388 | HRCU-A-CB-O | 4C25SCH12H21 | 4C28SEH12H21 | Singlezone Non-Ducted, Wall Placement | 12000 | 9300 | 2.84 | 8400 | 2.3
CANAIR | 4C22 Series | 215828387 | HRCU-A-CB-O | 4C25SCH09H21 | 4C28SEH09H21 | Singlezone Non-Ducted, Wall Placement | 10000 | 8100 | 2.83 | 8000 | 2.37
FUJITSU | AirStage H-Series | 215434548 | HRCU-A-CB-O | AOUH18KUAS1 | ABUH18KUAS | Singlezone Non-Ducted, Ceiling Placement | 21600 | 14400 | 2.91 | 17100 | 2.26
DAIKIN | Daikin Fit | 213872282 | HRCU-A-CB | DZ6VSA421EA* | CAPEA6030*4A* | Singlezone Ducted, Centrally Ducted | 40000 | 27800 | 2.59 | 30600 | 2.19
DAIKIN | Daikin Fit | 213872276 | HRCU-A-CB | DZ6VSA481EA* | CAPEA6030*4A* | Singlezone Ducted, Centrally Ducted | 43500 | 28000 | 2.67 | 31000 | 2.22
AMANA | ASZS6 | 213872277 | HRCU-A-CB | ASZS60481EA* | CA*EA6030*4A* | Singlezone Ducted, Centrally Ducted | 43500 | 28000 | 2.67 | 31000 | 2.22
VIESSMANN | DLC-series | 215569859 | HRCU-A-CB-O | DLCSRBH06AAK | DLFSOAH09XAK | Singlezone Non-Ducted, Ceiling Placement | 7100 | 5700 | 2.61 | 8000 | 2
VIESSMANN | DLC-series | 215569862 | HRCU-A-CB | DLCSRBH18AAK | DLFSDAH18XHK | Singlezone Ducted, Compact Ducted | 19000 | 15700 | 2.6 | 18000 | 2.2
VIESSMANN | DLC-series | 215569868 | HRCU-A-CB | DLCSRBH24AAK | DLFSDAH24XHK | Singlezone Ducted, Compact Ducted | 25000 | 21000 | 2.75 | 24000 | 2
VIESSMANN | DLC-series | 215569857 | HRCU-A-CB-O | DLCSRBH12AAK | DLFSFBH12XAK | Singlezone Non-Ducted, Wall Placement | 12000 | 10200 | 2.72 | 11900 | 1.99
VIESSMANN | DLC-series | 215569813 | HMSV-A-CB | DLCMRBH18BAK |  | Multizone Mix of Ducted and Non-Ducted | 19000 | 14600 | 2.5 | 14000 | 2.19
VIESSMANN | DLC-series | 215569822 | HMSR-A-CB-O | DLCMHBH48EAK |  | Multizone All Non-Ducted | 49000 | 39000 | 2.5 | 46000 | 1.93
VIESSMANN | DLC-series | 215569811 | HMSR-A-CB-O | DLCMRBH18BAK |  | Multizone All Non-Ducted | 19000 | 14400 | 2.5 | 14000 | 2.19
VIESSMANN | DLC-series | 215569835 | HRCU-A-CB-O | DLCPRBH18AAK | DLFPHBH18XAK | Singlezone Non-Ducted, Wall Placement | 20000 | 20200 | 2.89 | 24000 | 2.89
VIESSMANN | DLC-series | 215569833 | HRCU-A-CB-O | DLCSRBH24AAK | DLFSCBH24XAK | Singlezone Non-Ducted, Wall Placement | 25000 | 21000 | 2.64 | 25800 | 2
VIESSMANN | DLC-series | 215569806 | HRCU-A-CB-O | DLCSRBH06AAK | DLFSHBH06XAK | Singlezone Non-Ducted, Wall Placement | 7000 | 7500 | 2.5 | 7200 | 1.92
VIESSMANN | DLC-series | 215569846 | HRCU-A-CB-O | DLCSRBH06AAK | DLFSHCH06XAK | Singlezone Non-Ducted, Wall Placement | 7000 | 8500 | 2.9 | 8581 | 2.19
VIESSMANN | DLC-series | 215569853 | HRCU-A-CB-O | DLCERBH09AAK | DLFEHBH09XAK | Singlezone Non-Ducted, Wall Placement | 10000 | 6000 | 2.51 | 7300 | 2.14
VIESSMANN | DLC-series | 215569796 | HRCU-A-CB-O | DLCSRBH12AAJ | DLFSHBH12XAJ | Singlezone Non-Ducted, Wall Placement | 12000 | 8900 | 2.75 | 6858 | 2.07
VIESSMANN | DLC-series | 215569794 | HRCU-A-CB | DLCSRBH24AAK | DLFSDAH24XAK | Singlezone Ducted, Compact Ducted | 25000 | 21000 | 2.64 | 27000 | 2
VIESSMANN | DLC-series | 215569795 | HRCU-A-CB-O | DLCSRBH24AAK | DLFSFAH24XAK | Singlezone Non-Ducted, Floor Placement | 25000 | 19000 | 2.64 | 25000 | 2.1
VIESSMANN | DLC-series | 215569788 | HRCU-A-CB | DLCSRBH12AAK | DLFSDAH12XAK | Singlezone Ducted, Compact Ducted | 12500 | 10600 | 2.51 | 12100 | 1.96
VIESSMANN | DLC-series | 215569842 | HRCU-A-CB-O | DLCSRBH09AAK | DLFSHCH09XAK | Singlezone Non-Ducted, Wall Placement | 12000 | 9500 | 2.53 | 11109 | 1.97
VIESSMANN | DLC-series | 215569845 | HRCU-A-CB-O | DLCSRBH12AAJ | DLFSHCH12XAJ | Singlezone Non-Ducted, Wall Placement | 12000 | 8400 | 2.8 | 7094 | 2.19
VIESSMANN | Dlseries | 215569763 | HRCU-A-CB | DLCURAH60ABK | DLFUAAH60XAK | Singlezone Ducted, Centrally Ducted | 59000 | 42000 | 2.6 | 48500 | 1.91
VIESSMANN | DL series | 215569766 | HRCU-A-C | DLCURAH24ABK | DLFULAH24XBX + CI | Singlezone Ducted, Centrally Ducted | 25000 | 21000 | 2.58 | 20000 | 1.95
VIESSMANN | DL series | 215569764 | HRCU-A-C | DLCURAH18ABK | DLFULAH24XBX + CI | Singlezone Ducted, Centrally Ducted | 19000 | 14700 | 2.6 | 15000 | 2.2
VIESSMANN | Dlseries | 215569752 | HRCU-A-CB | DLCURAH24AAK | DLFUAAH24XAK | Singlezone Ducted, Centrally Ducted | 26000 | 21000 | 2.8 | 19400 | 2.1
VIESSMANN | Dlseries | 215569772 | HRCU-A-CB | DLCSRBH18AAK | DLFSABH18XBK | Singlezone Ducted, Centrally Ducted | 19000 | 15400 | 2.7 | 17000 | 2
VIESSMANN | Dlseries | 215569755 | HRCU-A-CB | DLCURAH24ABK | DLFUAAH24XAK | Singlezone Ducted, Centrally Ducted | 24000 | 19200 | 2.5 | 22600 | 1.91
VIESSMANN | Dlseries | 215569754 | HRCU-A-CB | DLCURAH18ABK | DLFUAAH18XAK | Singlezone Ducted, Centrally Ducted | 19000 | 13500 | 2.6 | 16500 | 2.04
GUARDIAN | URAC | 215270361 | HRCU-A-CB-O | URC12CN15STG1 | URD12HW15STG1 | Singlezone Non-Ducted, Wall Placement | 12000 | 9300 | 4.78 | 9200 | 1.9
GUARDIAN | URAC | 215270360 | HRCU-A-CB-O | URC09CN15STG1 | URD09HW15STG1 | Singlezone Non-Ducted, Wall Placement | 9500 | 9500 | 4.8 | 8700 | 1.9
GUARDIAN | URAC | 214803266 | HRCU-A-CB-O | URC18CN23STG1 | UNI18HW23STG1 | Singlezone Non-Ducted, Wall Placement | 18000 | 18000 | 3.61 | 18000 | 1.9
GUARDIAN | URAC | 214803265 | HRCU-A-CB-O | URC12CN23STG1 | UNI12HW23STG1 | Singlezone Non-Ducted, Wall Placement | 12000 | 10800 | 4.8 | 11000 | 2
GUARDIAN | URAC | 214803264 | HRCU-A-CB-O | URC09CN23STG1 | UNI09HW23STG1 | Singlezone Non-Ducted, Wall Placement | 9000 | 9000 | 4.8 | 9000 | 2.09
COMFIAIRE | Hi ULTRA Xtreme | 215427967 | HRCU-A-CB-O | CA-09UXEO | CA-09UWXI | Singlezone Non-Ducted, Wall Placement | 10000 | 5500 | 2.93 | 8600 | 1.94
KINGHOME | Airy | 215876649 | HRCU-A-CB-O | KW12XQ29SDO | KW12XQ29SDI | Singlezone Non-Ducted, Wall Placement | 12200 | 7000 | 3.11 | 12200 | 2
KINGHOME | Airy | 215876648 | HRCU-A-CB-O | KW09XQ29SDO | KW09XQ29SDI | Singlezone Non-Ducted, Wall Placement | 10600 | 6700 | 3.22 | 11500 | 2.11
AI AIR CONDITIONING | ASO Series | 215866791 | HRCU-A-CB | ASO25-60N2-M2H | AH-60N2-M1 | Singlezone Ducted, Compact Ducted | 60000 | 45000 | 2.72 | 53500 | 2.1
AI AIR CONDITIONING | ASO Series | 215866790 | HRCU-A-CB | ASO25-48N2-M2H | AH-48N2-M1 | Singlezone Ducted, Compact Ducted | 52000 | 45000 | 2.61 | 47500 | 2
AI AIR CONDITIONING | ASO Series | 215866789 | HRCU-A-CB | ASO25-36N2-M2H | AH-36N2-M1 | Singlezone Ducted, Compact Ducted | 42000 | 31600 | 2.73 | 37600 | 2.1
AI AIR CONDITIONING | AO Series | 215866759 | HRCU-A-CB | AO24-24N2-M1 | AH-24N2-M1 | Singlezone Ducted, Compact Ducted | 25000 | 21200 | 2.6 | 19000 | 2.3
WELLS | WOS Series | 215864063 | HRCU-A-CB | WOS-24QUA/230 | WIDH-24MOC/230 | Singlezone Ducted, Compact Ducted | 25000 | 21200 | 2.6 | 19000 | 2.3
WELLS | WOS Series | 215864062 | HRCU-A-CB | WOS-18QUA/230 | WIDH-18MOC/230 | Singlezone Ducted, Compact Ducted | 20000 | 14900 | 2.89 | 14200 | 2.41
AI AIR CONDITIONING | AO Series | 215866758 | HRCU-A-CB | AO24-18N2-M1 | AH-18N2-M1 | Singlezone Ducted, Compact Ducted | 20000 | 14900 | 2.89 | 14200 | 2.41
AI AIR CONDITIONING | AO Series | 215866755 | HRCU-A-CB | AO24-18N2-M1 | AL-18N2-M1 | Singlezone Ducted, Compact Ducted | 20000 | 14000 | 2.6 | 14000 | 2.19
WELLS | WOS Series | 215864059 | HRCU-A-CB | WOS-18QUA/230 | WIDL-18MOC/230 | Singlezone Ducted, Compact Ducted | 20000 | 14000 | 2.6 | 14000 | 2.19
WELLS | WOS Series | 215864061 | HRCU-A-CB | WOS-12QUA/230 | WIDH-12MOC/230 | Singlezone Ducted, Compact Ducted | 12000 | 9100 | 2.78 | 8900 | 2.44
AI AIR CONDITIONING | AO Series | 215866757 | HRCU-A-CB | AO24-12N2-M1 | AH-12N2-M1 | Singlezone Ducted, Compact Ducted | 12000 | 9100 | 2.78 | 8900 | 2.44
AI AIR CONDITIONING | AO Series | 215866754 | HRCU-A-CB | AO24-12N2-M1 | AL-12N2-M1 | Singlezone Ducted, Compact Ducted | 12000 | 9500 | 2.58 | 8800 | 2.24
WELLS | WOS Series | 215864058 | HRCU-A-CB | WOS-12QUA/230 | WIDL-12MOC/230 | Singlezone Ducted, Compact Ducted | 12000 | 9500 | 2.58 | 8800 | 2.24
AI AIR CONDITIONING | AO Series | 215866756 | HRCU-A-CB | AO24-09N2-M1 | AH-09N2-M1 | Singlezone Ducted, Compact Ducted | 10000 | 9300 | 2.9 | 8300 | 2.32
WELLS | WOS Series | 215864060 | HRCU-A-CB | WOS-09QUA/230 | WIDH-09MOC/230 | Singlezone Ducted, Compact Ducted | 10000 | 9300 | 2.9 | 8300 | 2.32
WELLS | WOS Series | 215864057 | HRCU-A-CB | WOS-09QUA/230 | WIDL-09MOC/230 | Singlezone Ducted, Compact Ducted | 10000 | 8900 | 2.61 | 8600 | 2.25
AI AIR CONDITIONING | AO Series | 215866753 | HRCU-A-CB | AO24-09N2-M1 | AL-09N2-M1 | Singlezone Ducted, Compact Ducted | 10000 | 8900 | 2.61 | 8600 | 2.25
AI AIR CONDITIONING | AO Series | 215866788 | HRCU-A-CB | AO25-24N2-M1H | AH-24N2-M1 | Singlezone Ducted, Compact Ducted | 26000 | 21600 | 2.71 | 24000 | 2.18
WELLS | WOS Series | 215864084 | HRCU-A-CB | WOS-24PRE/230 | WIDH-24MOC/230 | Singlezone Ducted, Compact Ducted | 26000 | 21600 | 2.71 | 24000 | 2.18
WELLS | WOS Series | 215864083 | HRCU-A-CB | WOS-18PRE/230 | WIDH-18MOC/230 | Singlezone Ducted, Compact Ducted | 19500 | 15000 | 2.89 | 18000 | 2.1
AI AIR CONDITIONING | AO Series | 215866787 | HRCU-A-CB | AO25-18N2-M1H | AH-18N2-M1 | Singlezone Ducted, Compact Ducted | 19500 | 15000 | 2.89 | 18000 | 2.1
AI AIR CONDITIONING | AO Series | 215866784 | HRCU-A-CB | AO25-18N2-M1H | AL-18N2-M1 | Singlezone Ducted, Compact Ducted | 19000 | 15000 | 2.7 | 18000 | 2
WELLS | WOS Series | 215864080 | HRCU-A-CB | WOS-18PRE/230 | WIDL-18MOC/230 | Singlezone Ducted, Compact Ducted | 19000 | 15000 | 2.7 | 18000 | 2
WELLS | WOS Series | 215864082 | HRCU-A-CB | WOS-12PRE/230 | WIDH-12MOC/230 | Singlezone Ducted, Compact Ducted | 12000 | 10200 | 2.6 | 12000 | 1.95
AI AIR CONDITIONING | AO Series | 215866786 | HRCU-A-CB | AO25-12N2-M1H | AH-12N2-M1 | Singlezone Ducted, Compact Ducted | 12000 | 10200 | 2.6 | 12000 | 1.95
AI AIR CONDITIONING | AO Series | 215866781 | HRCU-A-CB | AO25-06N2-M1H | AL-06N2-M1 | Singlezone Ducted, Compact Ducted | 8000 | 8000 | 2.69 | 7800 | 2.41
WELLS | WOS Series | 215864077 | HRCU-A-CB | WOS-06PRE/230 | WIDL-06MOC/230 | Singlezone Ducted, Compact Ducted | 8000 | 8000 | 2.69 | 7800 | 2.41
WELLS | WOM Series | 215864100 | HMSV-A-CB | WOM-48RH6/230 |  | Multizone All Ducted | 47000 | 37000 | 2.5 | 38000 | 2.1
AI AIR CONDITIONING | A6M Series | 215866810 | HMSV-A-CB | A6MO21-48N2-M1 |  | Multizone All Ducted | 47000 | 37000 | 2.5 | 38000 | 2.1
AI AIR CONDITIONING | A4M Series | 215866805 | HMSV-A-CB | A4MO21-27N2-M1 |  | Multizone Mix of Ducted and Non-Ducted | 26800 | 18200 | 2.5 | 18900 | 2
WELLS | WOM Series | 215864095 | HMSV-A-CB | WOM-27RH4/230 |  | Multizone Mix of Ducted and Non-Ducted | 26800 | 18200 | 2.5 | 18900 | 2
WELLS | WOM Series | 215864094 | HMSV-A-CB | WOM-27RH4/230 |  | Multizone All Ducted | 26600 | 18400 | 2.5 | 18800 | 2
AI AIR CONDITIONING | A4M Series | 215866804 | HMSV-A-CB | A4MO21-27N2-M1 |  | Multizone All Ducted | 26600 | 18400 | 2.5 | 18800 | 2
AI AIR CONDITIONING | A4M Series | 215866803 | HMSR-A-CB-O | A4MO21-27N2-M1 |  | Multizone All Non-Ducted | 27000 | 18000 | 2.5 | 19000 | 2
WELLS | WOM Series | 215864093 | HMSR-A-CB-O | WOM-27RH4/230 |  | Multizone All Non-Ducted | 27000 | 18000 | 2.5 | 19000 | 2
WELLS | WOM Series | 215864090 | HMSR-A-CB-O | WOM-18RH3/230 |  | Multizone All Non-Ducted | 19000 | 13500 | 2.6 | 13500 | 2.2
AI AIR CONDITIONING | A3M Series | 215866800 | HMSR-A-CB-O | A3MO21-18N2-M1 |  | Multizone All Non-Ducted | 19000 | 13500 | 2.6 | 13500 | 2.2
AI AIR CONDITIONING | A6M Series | 215866829 | HMSV-A-CB | A6MO23-55N2-M1H |  | Multizone Mix of Ducted and Non-Ducted | 55000 | 45000 | 2.65 | 48000 | 2.05
WELLS | WOM Series | 215864119 | HMSV-A-CB | WOM-60HH6/230 |  | Multizone Mix of Ducted and Non-Ducted | 55000 | 45000 | 2.65 | 48000 | 2.05
WELLS | WOM Series | 215864118 | HMSV-A-CB | WOM-60HH6/230 |  | Multizone All Ducted | 55000 | 45000 | 2.7 | 48000 | 2.1
AI AIR CONDITIONING | A6M Series | 215866828 | HMSV-A-CB | A6MO23-55N2-M1H |  | Multizone All Ducted | 55000 | 45000 | 2.7 | 48000 | 2.1
AI AIR CONDITIONING | A6M Series | 215866827 | HMSR-A-CB-O | A6MO23-55N2-M1H |  | Multizone All Non-Ducted | 55000 | 45000 | 2.6 | 48000 | 2
WELLS | WOM Series | 215864117 | HMSR-A-CB-O | WOM-60HH6/230 |  | Multizone All Non-Ducted | 55000 | 45000 | 2.6 | 48000 | 2
WELLS | WOM Series | 215864116 | HMSV-A-CB | WOM-48HH6/230 |  | Multizone Mix of Ducted and Non-Ducted | 48500 | 42500 | 2.5 | 48000 | 2
AI AIR CONDITIONING | A6M Series | 215866826 | HMSV-A-CB | A6MO23-48N2-M1H |  | Multizone Mix of Ducted and Non-Ducted | 48500 | 42500 | 2.5 | 48000 | 2
AI AIR CONDITIONING | A6M Series | 215866825 | HMSV-A-CB | A6MO23-48N2-M1H |  | Multizone All Ducted | 48000 | 44500 | 2.6 | 48000 | 2
WELLS | WOM Series | 215864115 | HMSV-A-CB | WOM-48HH6/230 |  | Multizone All Ducted | 48000 | 44500 | 2.6 | 48000 | 2
AI AIR CONDITIONING | A3M Series | 215866817 | HMSV-A-CB | A3MO23-18N2-M1H |  | Multizone Mix of Ducted and Non-Ducted | 20000 | 16700 | 2.55 | 18000 | 2
WELLS | WOM Series | 215864107 | HMSV-A-CB | WOM-18HH3/230 |  | Multizone Mix of Ducted and Non-Ducted | 20000 | 16700 | 2.55 | 18000 | 2
WELLS | WOM Series | 215864106 | HMSV-A-CB | WOM-18HH3/230 |  | Multizone All Ducted | 20000 | 17000 | 2.59 | 18000 | 2
AI AIR CONDITIONING | A3M Series | 215866816 | HMSV-A-CB | A3MO23-18N2-M1H |  | Multizone All Ducted | 20000 | 17000 | 2.59 | 18000 | 2
AI AIR CONDITIONING | A3M Series | 215866815 | HMSR-A-CB-O | A3MO23-18N2-M1H |  | Multizone All Non-Ducted | 20000 | 16400 | 2.5 | 18000 | 2
WELLS | WOM Series | 215864105 | HMSR-A-CB-O | WOM-18HH3/230 |  | Multizone All Non-Ducted | 20000 | 16400 | 2.5 | 18000 | 2
WELLS | WOS Series | 215864034 | HRCU-A-CB-O | WOS-09ECO/230 | WIHW-09ECO/230 | Singlezone Non-Ducted, Wall Placement | 10000 | 8000 | 2.58 | 7000 | 2.16
AI AIR CONDITIONING | AO Series | 215866739 | HRCU-A-CB-O | AO25-33N2-M1H | AW25-33N2-M1 | Singlezone Non-Ducted, Wall Placement | 36000 | 29600 | 2.61 | 34600 | 1.91
WELLS | WOS Series | 215864049 | HRCU-A-CB-O | WOS-33PRE/230 | WIHW-33MOC/230 | Singlezone Non-Ducted, Wall Placement | 36000 | 29600 | 2.61 | 34600 | 1.91
WELLS | WOS Series | 215864089 | HRCU-A-CB-O | WOS-24PRE/230 | WIFC-24MOC/230 | Singlezone Non-Ducted, Floor Placement | 26000 | 20200 | 2.74 | 24200 | 2.16
AI AIR CONDITIONING | AO Series | 215866796 | HRCU-A-CB-O | AO25-24N2-M1H | AF-24N2-M1 | Singlezone Non-Ducted, Floor Placement | 26000 | 20200 | 2.74 | 24200 | 2.16
AI AIR CONDITIONING | AO Series | 215866774 | HRCU-A-CB-O | AO25-24N2-M1H | AC-24N2-M1 | Singlezone Non-Ducted, Wall Placement | 25000 | 20400 | 2.78 | 23800 | 2.23
WELLS | WOS Series | 215864072 | HRCU-A-CB-O | WOS-24PRE/230 | WI4C-24MOC/230 | Singlezone Non-Ducted, Wall Placement | 25000 | 20400 | 2.78 | 23800 | 2.23
AI AIR CONDITIONING | AO Series | 215866794 | HRCU-A-CB-O | AO25-18N2-M1H | AS-16N2-M1 | Singlezone Non-Ducted, Wall Placement | 17000 | 14200 | 2.6 | 17500 | 1.95
WELLS | WOS Series | 215864087 | HRCU-A-CB-O | WOS-18PRE/230 | WICS-16MOC/230 | Singlezone Non-Ducted, Wall Placement | 17000 | 14200 | 2.6 | 17500 | 1.95
WELLS | WOS Series | 215864071 | HRCU-A-CB-O | WOS-18PRE/230 | WI4C-18MOC/230 | Singlezone Non-Ducted, Ceiling Placement | 19000 | 14900 | 2.7 | 17000 | 1.9
AI AIR CONDITIONING | AO Series | 215866773 | HRCU-A-CB-O | AO25-18N2-M1H | AC-18N2-M1 | Singlezone Non-Ducted, Ceiling Placement | 19000 | 14900 | 2.7 | 17000 | 1.9
WELLS | WOS Series | 215864070 | HRCU-A-CB-O | WOS-12PRE/230 | WI4C-12MOC/230 | Singlezone Non-Ducted, Ceiling Placement | 12000 | 10000 | 2.74 | 11500 | 1.99
AI AIR CONDITIONING | AO Series | 215866772 | HRCU-A-CB-O | AO25-12N2-M1H | AC-12N2-M1 | Singlezone Non-Ducted, Ceiling Placement | 12000 | 10000 | 2.74 | 11500 | 1.99
AI AIR CONDITIONING | AO Series | 215866779 | HRCU-A-CB-O | AO25-12N2-M1H | A1C-12N2-M1 | Singlezone Non-Ducted, Ceiling Placement | 12500 | 9600 | 2.65 | 11500 | 1.99
WELLS | WOS Series | 215864075 | HRCU-A-CB-O | WOS-12PRE/230 | WI1C-12MOC/230 | Singlezone Non-Ducted, Ceiling Placement | 12500 | 9600 | 2.65 | 11500 | 1.99
AI AIR CONDITIONING | AO Series | 215866777 | HRCU-A-CB-O | AO25-06N2-M1H | A1C-06N2-M1 | Singlezone Non-Ducted, Ceiling Placement | 7400 | 7000 | 2.66 | 8100 | 2.4
WELLS | WOS Series | 215864073 | HRCU-A-CB-O | WOS-06PRE/230 | WI1C-06MOC/230 | Singlezone Non-Ducted, Ceiling Placement | 7400 | 7000 | 2.66 | 8100 | 2.4
AI AIR CONDITIONING | ASO Series | 215866748 | HRCU-A-CB-O | ASO24-36N2-M2 | AC-36N2-M1 | Singlezone Non-Ducted, Wall Placement | 38000 | 26800 | 2.68 | 26600 | 2.2
AI AIR CONDITIONING | ASO Series | 215866797 | HRCU-A-CB-O | ASO25-36N2-M2H | AF-36N2-M1 | Singlezone Non-Ducted, Floor Placement | 38000 | 30200 | 2.58 | 39500 | 2.02
AI AIR CONDITIONING | ASO Series | 215866775 | HRCU-A-CB-O | ASO25-36N2-M2H | AC-36N2-M1 | Singlezone Non-Ducted, Wall Placement | 37000 | 30600 | 2.56 | 37000 | 1.95
WELLS | WOS Series | 215864068 | HRCU-A-CB-O | WOS-24QUA/230 | WIFC-24MOC/230 | Singlezone Non-Ducted, Floor Placement | 24400 | 20000 | 2.56 | 18600 | 2.27
AI AIR CONDITIONING | AO Series | 215866767 | HRCU-A-CB-O | AO24-24N2-M1 | AF-24N2-M1 | Singlezone Non-Ducted, Floor Placement | 24400 | 20000 | 2.56 | 18600 | 2.27
WELLS | WOS Series | 215864067 | HRCU-A-CB-O | WOS-18QUA/230 | WIFC-18MOC/230 | Singlezone Non-Ducted, Floor Placement | 18000 | 13700 | 2.51 | 12800 | 2.05
AI AIR CONDITIONING | AO Series | 215866766 | HRCU-A-CB-O | AO24-18N2-M1 | AF-18N2-M1 | Singlezone Non-Ducted, Floor Placement | 18000 | 13700 | 2.51 | 12800 | 2.05
AI AIR CONDITIONING | AO Series | 215866765 | HRCU-A-CB-O | AO24-18N2-M1 | AS-16N2-M1 | Singlezone Non-Ducted, Wall Placement | 17000 | 14100 | 2.75 | 13100 | 2.16
WELLS | WOS Series | 215864066 | HRCU-A-CB-O | WOS-18QUA/230 | WICS-16MOC/230 | Singlezone Non-Ducted, Wall Placement | 17000 | 14100 | 2.75 | 13100 | 2.16
WELLS | WOS Series | 215864052 | HRCU-A-CB-O | WOS-18QUA/230 | WI4C-18MOC/230 | Singlezone Non-Ducted, Ceiling Placement | 18000 | 13900 | 2.66 | 12800 | 2.19
AI AIR CONDITIONING | AO Series | 215866746 | HRCU-A-CB-O | AO24-18N2-M1 | AC-18N2-M1 | Singlezone Non-Ducted, Ceiling Placement | 18000 | 13900 | 2.66 | 12800 | 2.19
AI AIR CONDITIONING | AO Series | 215866752 | HRCU-A-CB-O | AO24-18N2-M1 | A1C-18N2-M1 | Singlezone Non-Ducted, Ceiling Placement | 18000 | 14000 | 2.77 | 13100 | 2.25
WELLS | WOS Series | 215864056 | HRCU-A-CB-O | WOS-18QUA/230 | WI1C-18MOC/230 | Singlezone Non-Ducted, Ceiling Placement | 18000 | 14000 | 2.77 | 13100 | 2.25
AI AIR CONDITIONING | AO Series | 215866764 | HRCU-A-CB-O | AO24-12N2-M1 | AS-12N2-M1 | Singlezone Non-Ducted, Wall Placement | 12000 | 9000 | 2.87 | 8900 | 2.51
WELLS | WOS Series | 215864065 | HRCU-A-CB-O | WOS-12QUA/230 | WICS-12MOC/230 | Singlezone Non-Ducted, Wall Placement | 12000 | 9000 | 2.87 | 8900 | 2.51
WELLS | WOS Series | 215864051 | HRCU-A-CB-O | WOS-12QUA/230 | WI4C-12MOC/230 | Singlezone Non-Ducted, Ceiling Placement | 12000 | 8500 | 2.8 | 8400 | 2.39
AI AIR CONDITIONING | AO Series | 215866745 | HRCU-A-CB-O | AO24-12N2-M1 | AC-12N2-M1 | Singlezone Non-Ducted, Ceiling Placement | 12000 | 8500 | 2.8 | 8400 | 2.39
AI AIR CONDITIONING | AO Series | 215866751 | HRCU-A-CB-O | AO24-12N2-M1 | A1C-12N2-M1 | Singlezone Non-Ducted, Ceiling Placement | 12000 | 8600 | 2.77 | 8600 | 2.47
WELLS | WOS Series | 215864055 | HRCU-A-CB-O | WOS-12QUA/230 | WI1C-12MOC/230 | Singlezone Non-Ducted, Ceiling Placement | 12000 | 8600 | 2.77 | 8600 | 2.47
AI AIR CONDITIONING | AO Series | 215866763 | HRCU-A-CB-O | AO24-09N2-M1 | AS-09N2-M1 | Singlezone Non-Ducted, Wall Placement | 9000 | 9000 | 2.9 | 8600 | 2.27
WELLS | WOS Series | 215864064 | HRCU-A-CB-O | WOS-09QUA/230 | WICS-09MOC/230 | Singlezone Non-Ducted, Wall Placement | 9000 | 9000 | 2.9 | 8600 | 2.27
AI AIR CONDITIONING | AO Series | 215866744 | HRCU-A-CB-O | AO24-09N2-M1 | AC-09N2-M1 | Singlezone Non-Ducted, Ceiling Placement | 10000 | 8500 | 2.8 | 8300 | 2.17
WELLS | WOS Series | 215864050 | HRCU-A-CB-O | WOS-09QUA/230 | WI4C-09MOC/230 | Singlezone Non-Ducted, Ceiling Placement | 10000 | 8500 | 2.8 | 8300 | 2.17
AI AIR CONDITIONING | AO Series | 215866750 | HRCU-A-CB-O | AO24-09N2-M1 | A1C-09N2-M1 | Singlezone Non-Ducted, Ceiling Placement | 11000 | 7900 | 2.69 | 8000 | 2.17
WELLS | WOS Series | 215864054 | HRCU-A-CB-O | WOS-09QUA/230 | WI1C-09MOC/230 | Singlezone Non-Ducted, Ceiling Placement | 11000 | 7900 | 2.69 | 8000 | 2.17
AI AIR CONDITIONING | AO Series | 215866743 | HRCU-A-CB-O | AO35-18N2-M1H | AW35-18N2-M1 | Singlezone Non-Ducted, Wall Placement | 20000 | 19300 | 3.01 | 22600 | 2.34
AI AIR CONDITIONING | AO Series | 215866733 | HRCU-A-CB-O | AO24-24N2-M1 | AW25-24N2-M1 | Singlezone Non-Ducted, Wall Placement | 25000 | 19500 | 2.5 | 17800 | 2.15
WELLS | WOS Series | 215864043 | HRCU-A-CB-O | WOS-24QUA/230 | WIHW-24MOC/230 | Singlezone Non-Ducted, Wall Placement | 25000 | 19500 | 2.5 | 17800 | 2.15
WELLS | WOS Series | 215864042 | HRCU-A-CB-O | WOS-18QUA/230 | WIHW-18MOC/230 | Singlezone Non-Ducted, Wall Placement | 18000 | 13000 | 2.59 | 13000 | 2.35
AI AIR CONDITIONING | AO Series | 215866732 | HRCU-A-CB-O | AO24-18N2-M1 | AW25-18N2-M1 | Singlezone Non-Ducted, Wall Placement | 18000 | 13000 | 2.59 | 13000 | 2.35
AI AIR CONDITIONING | AO Series | 215866731 | HRCU-A-CB-O | AO24-12N2-M1 | AW25-12N2-M1 | Singlezone Non-Ducted, Wall Placement | 12000 | 9600 | 2.84 | 8600 | 2.36
WELLS | WOS Series | 215864041 | HRCU-A-CB-O | WOS-12QUA/230 | WIHW-12MOC/230 | Singlezone Non-Ducted, Wall Placement | 12000 | 9600 | 2.84 | 8600 | 2.36
WELLS | WOS Series | 215864040 | HRCU-A-CB-O | WOS-09QUA/230 | WIHW-09MOC/230 | Singlezone Non-Ducted, Wall Placement | 10000 | 8600 | 2.8 | 8200 | 2.33
AI AIR CONDITIONING | AO Series | 215866730 | HRCU-A-CB-O | AO24-09N2-M1 | AW25-09N2-M1 | Singlezone Non-Ducted, Wall Placement | 10000 | 8600 | 2.8 | 8200 | 2.33
AI AIR CONDITIONING | AO Series | 215866729 | HRCU-A-CB-O | AO24-12N2-B1H | AW24-12N2-B1 | Singlezone Non-Ducted, Wall Placement | 12000 | 8800 | 2.77 | 7300 | 2.21
WELLS | WOS Series | 215864039 | HRCU-A-CB-O | WOS-12QUA/115 | WIHW-12QUA/115 | Singlezone Non-Ducted, Wall Placement | 12000 | 8800 | 2.77 | 7300 | 2.21
WELLS | WOS Series | 215864038 | HRCU-A-CB-O | WOS-09QUA/115 | WIHW-09QUA/115 | Singlezone Non-Ducted, Wall Placement | 10000 | 8800 | 2.77 | 7300 | 2.21
AI AIR CONDITIONING | AO Series | 215866728 | HRCU-A-CB-O | AO24-09N2-B1H | AW24-09N2-B1 | Singlezone Non-Ducted, Wall Placement | 10000 | 8800 | 2.77 | 7300 | 2.21
AI AIR CONDITIONING | AO Series | 215866738 | HRCU-A-CB-O | AO25-24N2-M1H | AW25-24N2-M1 | Singlezone Non-Ducted, Wall Placement | 26000 | 21600 | 2.61 | 24000 | 2
WELLS | WOS Series | 215864048 | HRCU-A-CB-O | WOS-24PRE/230 | WIHW-24MOC/230 | Singlezone Non-Ducted, Wall Placement | 26000 | 21600 | 2.61 | 24000 | 2
WELLS | WOS Series | 215864047 | HRCU-A-CB-O | WOS-18PRE/230 | WIHW-18MOC/230 | Singlezone Non-Ducted, Wall Placement | 18000 | 14400 | 2.61 | 18000 | 2
AI AIR CONDITIONING | AO Series | 215866737 | HRCU-A-CB-O | AO25-18N2-M1H | AW25-18N2-M1 | Singlezone Non-Ducted, Wall Placement | 18000 | 14400 | 2.61 | 18000 | 2
AI AIR CONDITIONING | AO Series | 215866734 | HRCU-A-CB-O | AO25-06N2-M1H | AW25-06N2-M1 | Singlezone Non-Ducted, Wall Placement | 7000 | 7600 | 2.5 | 7500 | 2.29
WELLS | WOS Series | 215864044 | HRCU-A-CB-O | WOS-06PRE/230 | WIHW-06MOC/230 | Singlezone Non-Ducted, Wall Placement | 7000 | 7600 | 2.5 | 7500 | 2.29
BLUERIDGE | BMS Series | 215853963 | HRCU-A-CB | BMS60HHUYC | BMS60HCD | Singlezone Ducted, Compact Ducted | 60000 | 45000 | 2.72 | 53500 | 2.1
BLUERIDGE | BMS Series | 215853962 | HRCU-A-CB | BMS48HHUYC | BMS48HCD | Singlezone Ducted, Compact Ducted | 52000 | 45000 | 2.61 | 47500 | 2
BLUERIDGE | BMS Series | 215853961 | HRCU-A-CB | BMS36HHUYC | BMS36HCD | Singlezone Ducted, Compact Ducted | 42000 | 31600 | 2.73 | 37600 | 2.1
BLUERIDGE | BMS Series | 215853924 | HRCU-A-CB | BMS2423YC | BMC24HCD | Singlezone Ducted, Compact Ducted | 25000 | 21200 | 2.6 | 19000 | 2.3
BLUERIDGE | BMS Series | 215853923 | HRCU-A-CB | BMS1824YC | BMC18HCD | Singlezone Ducted, Compact Ducted | 20000 | 14900 | 2.89 | 14200 | 2.41
BLUERIDGE | BMS Series | 215853920 | HRCU-A-CB | BMS1824YC | BMC18LCD | Singlezone Ducted, Compact Ducted | 20000 | 14000 | 2.6 | 14000 | 2.19
BLUERIDGE | BMS Series | 215853922 | HRCU-A-CB | BMS1226YC | BMC12HCD | Singlezone Ducted, Compact Ducted | 12000 | 9100 | 2.78 | 8900 | 2.44
BLUERIDGE | BMS Series | 215853919 | HRCU-A-CB | BMS1226YC | BMC12LCD | Singlezone Ducted, Compact Ducted | 12000 | 9500 | 2.58 | 8800 | 2.24
BLUERIDGE | BMS Series | 215853921 | HRCU-A-CB | BMS926YC | BMC9HCD | Singlezone Ducted, Compact Ducted | 10000 | 9300 | 2.9 | 8300 | 2.32
BLUERIDGE | BMS Series | 215853918 | HRCU-A-CB | BMS926YC | BMC9LCD | Singlezone Ducted, Compact Ducted | 10000 | 8900 | 2.61 | 8600 | 2.25
BLUERIDGE | BMS Series | 215853945 | HRCU-A-CB | BMS2421HHYC | BMC24HCD | Singlezone Ducted, Compact Ducted | 26000 | 21600 | 2.71 | 24000 | 2.18
BLUERIDGE | BMS Series | 215853944 | HRCU-A-CB | BMS1821HHYC | BMC18HCD | Singlezone Ducted, Compact Ducted | 19500 | 15000 | 2.89 | 18000 | 2.1
BLUERIDGE | BMS Series | 215853941 | HRCU-A-CB | BMS1821HHYC | BMC18LCD | Singlezone Ducted, Compact Ducted | 19000 | 15000 | 2.7 | 18000 | 2
BLUERIDGE | BMS Series | 215853943 | HRCU-A-CB | BMS1225HHYC | BMC12HCD | Singlezone Ducted, Compact Ducted | 12000 | 10200 | 2.6 | 12000 | 1.95
BLUERIDGE | BMS Series | 215853938 | HRCU-A-CB | BMS626HHYC | BMC6LCD | Singlezone Ducted, Compact Ducted | 8000 | 8000 | 2.69 | 7800 | 2.41
BLUERIDGE | BMM Series | 215853978 | HMSV-A-CB | BMMZ48C |  | Multizone Mix of Ducted and Non-Ducted | 47500 | 37400 | 2.5 | 37000 | 2.05
BLUERIDGE | BMM Series | 215853977 | HMSV-A-CB | BMMZ48C |  | Multizone All Ducted | 47000 | 37000 | 2.5 | 38000 | 2.1
BLUERIDGE | BMM Series | 215853976 | HMSR-A-CB-O | BMMZ48C |  | Multizone All Non-Ducted | 48000 | 38000 | 2.5 | 36000 | 2
BLUERIDGE | BMM Series | 215853972 | HMSV-A-CB | BMMZ27C |  | Multizone Mix of Ducted and Non-Ducted | 26800 | 18400 | 2.56 | 18900 | 2
BLUERIDGE | BMM Series | 215853971 | HMSV-A-CB | BMMZ27C |  | Multizone All Ducted | 26600 | 18400 | 2.5 | 18800 | 2
BLUERIDGE | BMM Series | 215853970 | HMSR-A-CB-O | BMMZ27C |  | Multizone All Non-Ducted | 27000 | 18400 | 2.61 | 19000 | 2
BLUERIDGE | BMM Series | 215853969 | HMSV-A-CB | BMMZ18C |  | Multizone Mix of Ducted and Non-Ducted | 19000 | 14100 | 2.55 | 14000 | 2.31
BLUERIDGE | BMM Series | 215853967 | HMSR-A-CB-O | BMMZ18C |  | Multizone All Non-Ducted | 19000 | 13600 | 2.81 | 13500 | 2.3
BLUERIDGE | BMM Series | 215853993 | HMSV-A-CB | BMMZ55HHC |  | Multizone Mix of Ducted and Non-Ducted | 55000 | 44500 | 2.65 | 47500 | 2.05
BLUERIDGE | BMM Series | 215853992 | HMSV-A-CB | BMMZ55HHC |  | Multizone All Ducted | 55000 | 45000 | 2.7 | 48000 | 2.1
BLUERIDGE | BMM Series | 215853991 | HMSR-A-CB-O | BMMZ55HHC |  | Multizone All Non-Ducted | 55000 | 44000 | 2.6 | 47000 | 2
BLUERIDGE | BMM Series | 215853990 | HMSV-A-CB | BMMZ48HHC |  | Multizone Mix of Ducted and Non-Ducted | 48500 | 44000 | 2.6 | 47500 | 2
BLUERIDGE | BMM Series | 215853989 | HMSV-A-CB | BMMZ48HHC |  | Multizone All Ducted | 48000 | 44500 | 2.6 | 48000 | 2
BLUERIDGE | BMM Series | 215853988 | HMSR-A-CB-O | BMMZ48HHC |  | Multizone All Non-Ducted | 49000 | 44000 | 2.6 | 47000 | 2
BLUERIDGE | BMM Series | 215853984 | HMSV-A-CB | BMMZ27HHC |  | Multizone Mix of Ducted and Non-Ducted | 27400 | 24000 | 2.5 | 27000 | 2
BLUERIDGE | BMM Series | 215853982 | HMSR-A-CB-O | BMMZ27HHC |  | Multizone All Non-Ducted | 27000 | 25000 | 2.6 | 27000 | 2
BLUERIDGE | BMM Series | 215853981 | HMSV-A-CB | BMMZ18HHC |  | Multizone Mix of Ducted and Non-Ducted | 20000 | 17300 | 2.65 | 18500 | 2
BLUERIDGE | BMM Series | 215853980 | HMSV-A-CB | BMMZ18HHC |  | Multizone All Ducted | 20000 | 17000 | 2.59 | 18000 | 2
BLUERIDGE | BMM Series | 215853979 | HMSR-A-CB-O | BMMZ18HHC |  | Multizone All Non-Ducted | 20000 | 17600 | 2.7 | 19000 | 2
BLUERIDGE | BMS Series | 215853883 | HRCU-A-CB-O | BMS919YC | BMS919YW | Singlezone Non-Ducted, Wall Placement | 10000 | 8000 | 2.58 | 7000 | 2.16
BLUERIDGE | BMS Series | 215853950 | HRCU-A-CB-O | BMS2421HHYC | BMC24FCC | Singlezone Non-Ducted, Floor Placement | 26000 | 20200 | 2.74 | 24200 | 2.16
BLUERIDGE | BMS Series | 215853933 | HRCU-A-CB-O | BMS2421HHYC | BMC24CC | Singlezone Non-Ducted, Wall Placement | 25000 | 20400 | 2.78 | 23800 | 2.23
BLUERIDGE | BMS Series | 215853948 | HRCU-A-CB-O | BMS1821HHYC | BMC16LW | Singlezone Non-Ducted, Wall Placement | 17000 | 14200 | 2.6 | 17500 | 1.95
BLUERIDGE | BMS Series | 215853932 | HRCU-A-CB-O | BMS1821HHYC | BMC18CC | Singlezone Non-Ducted, Ceiling Placement | 19000 | 14900 | 2.7 | 17000 | 1.9
BLUERIDGE | BMS Series | 215853904 | HRCU-A-CB-O | BMS1821HHYC | BMC18HHYW | Singlezone Non-Ducted, Wall Placement | 18000 | 15000 | 2.56 | 18000 | 1.92
BLUERIDGE | BMS Series | 215853931 | HRCU-A-CB-O | BMS1225HHYC | BMC12CC | Singlezone Non-Ducted, Ceiling Placement | 12000 | 10000 | 2.74 | 11500 | 1.99
BLUERIDGE | BMS Series | 215853936 | HRCU-A-CB-O | BMS1225HHYC | BMC12CC2 | Singlezone Non-Ducted, Ceiling Placement | 12500 | 9600 | 2.65 | 11500 | 1.99
BLUERIDGE | BMS Series | 215853934 | HRCU-A-CB-O | BMS626HHYC | BMC6CC2 | Singlezone Non-Ducted, Ceiling Placement | 7400 | 7000 | 2.66 | 8100 | 2.4
BLUERIDGE | BMS Series | 215853901 | HRCU-A-CB-O | BMS626HHYC | BMC6HHYW | Singlezone Non-Ducted, Wall Placement | 7000 | 7900 | 2.79 | 7700 | 2.4
BLUERIDGE | BMS Series | 215853951 | HRCU-A-CB-O | BMS36UYC | BMS36CC | Singlezone Non-Ducted, Wall Placement | 38000 | 26800 | 2.68 | 26600 | 2.2
BLUERIDGE | BMS Series | 215853964 | HRCU-A-CB-O | BMS36HHUYC | BMS36FCC | Singlezone Non-Ducted, Floor Placement | 38000 | 30200 | 2.58 | 39500 | 2.02
BLUERIDGE | BMS Series | 215853959 | HRCU-A-CB-O | BMS36HHUYC | BMS36CC | Singlezone Non-Ducted, Wall Placement | 37000 | 30600 | 2.56 | 37000 | 1.95
BLUERIDGE | BMS Series | 215853929 | HRCU-A-CB-O | BMS2423YC | BMC24FCC | Singlezone Non-Ducted, Floor Placement | 24400 | 20000 | 2.56 | 18600 | 2.27
BLUERIDGE | BMS Series | 215853900 | HRCU-A-CB-O | BMS2423YC | BMC24HHYW | Singlezone Non-Ducted, Wall Placement | 25000 | 18800 | 2.65 | 19600 | 2.54
BLUERIDGE | BMS Series | 215853928 | HRCU-A-CB-O | BMS1824YC | BMC18FCC | Singlezone Non-Ducted, Floor Placement | 18000 | 13700 | 2.51 | 12800 | 2.05
BLUERIDGE | BMS Series | 215853927 | HRCU-A-CB-O | BMS1824YC | BMC16LW | Singlezone Non-Ducted, Wall Placement | 17000 | 14100 | 2.75 | 13100 | 2.16
BLUERIDGE | BMS Series | 215853913 | HRCU-A-CB-O | BMS1824YC | BMC18CC | Singlezone Non-Ducted, Ceiling Placement | 18000 | 13900 | 2.66 | 12800 | 2.19
BLUERIDGE | BMS Series | 215853917 | HRCU-A-CB-O | BMS1824YC | BMC18CC2 | Singlezone Non-Ducted, Ceiling Placement | 18000 | 14000 | 2.77 | 13100 | 2.25
COOPER&HUNTER | CH Series | 215864162 | HRCU-A-CB-O | CH-RES24-230VO | CH-RB24MOLVWM-230VI | Singlezone Non-Ducted, Wall Placement | 25000 | 19500 | 2.5 | 17800 | 2.15
COOPER&HUNTER | CH Series | 215864150 | HRCU-A-CB-O | CH-RES24-230VO | CH-R24MOLVWM-230VI | Singlezone Non-Ducted, Wall Placement | 25000 | 19500 | 2.5 | 17800 | 2.15
COOPER&HUNTER | CH Series | 215864149 | HRCU-A-CB-O | CH-RES18-230VO | CH-R18MOLVWM-230VI | Singlezone Non-Ducted, Wall Placement | 18000 | 13000 | 2.59 | 13000 | 2.35
COOPER&HUNTER | CH Series | 215864161 | HRCU-A-CB-O | CH-RES18-230VO | CH-RB18MOLVWM-230VI | Singlezone Non-Ducted, Wall Placement | 18000 | 13000 | 2.59 | 13000 | 2.35
COOPER&HUNTER | CH Series | 215864160 | HRCU-A-CB-O | CH-RES12-230VO | CH-RB12MOLVWM-230VI | Singlezone Non-Ducted, Wall Placement | 12000 | 9600 | 2.84 | 8600 | 2.36
COOPER&HUNTER | CH Series | 215864148 | HRCU-A-CB-O | CH-RES12-230VO | CH-R12MOLVWM-230VI | Singlezone Non-Ducted, Wall Placement | 12000 | 9600 | 2.84 | 8600 | 2.36
COOPER&HUNTER | CH Series | 215864147 | HRCU-A-CB-O | CH-RES09-230VO | CH-R09MOLVWM-230VI | Singlezone Non-Ducted, Wall Placement | 10000 | 8600 | 2.8 | 8200 | 2.33
COOPER&HUNTER | CH Series | 215864159 | HRCU-A-CB-O | CH-RES09-230VO | CH-RB09MOLVWM-230VI | Singlezone Non-Ducted, Wall Placement | 10000 | 8600 | 2.8 | 8200 | 2.33
COOPER&HUNTER | CH Series | 215864158 | HRCU-A-CB-O | CH-RES12-115VO | CH-RB12OLVWM-115VI | Singlezone Non-Ducted, Wall Placement | 12000 | 8800 | 2.77 | 7300 | 2.21
COOPER&HUNTER | CH Series | 215864146 | HRCU-A-CB-O | CH-RES12-115VO | CH-R12OLVWM-115VI | Singlezone Non-Ducted, Wall Placement | 12000 | 8800 | 2.77 | 7300 | 2.21
COOPER&HUNTER | CH Series | 215864145 | HRCU-A-CB-O | CH-RES09-115VO | CH-R09OLVWM-115VI | Singlezone Non-Ducted, Wall Placement | 10000 | 8800 | 2.77 | 7300 | 2.21
COOPER&HUNTER | CH Series | 215864144 | HRCU-A-CB-O | CH-RES06-115VO | CH-R06OLVWM-115VI | Singlezone Non-Ducted, Wall Placement | 10000 | 8800 | 2.77 | 7300 | 2.21
COOPER&HUNTER | CH Series | 215864157 | HRCU-A-CB-O | CH-RES09-115VO | CH-RB09OLVWM-115VI | Singlezone Non-Ducted, Wall Placement | 10000 | 8800 | 2.77 | 7300 | 2.21
COOPER&HUNTER | CH Series | 215864155 | HRCU-A-CB-O | CH-RHP24-230VO | CH-R24MOLVWM-230VI | Singlezone Non-Ducted, Wall Placement | 26000 | 21600 | 2.61 | 24000 | 2
COOPER&HUNTER | CH Series | 215864167 | HRCU-A-CB-O | CH-RHP24-230VO | CH-RB24MOLVWM-230VI | Singlezone Non-Ducted, Wall Placement | 26000 | 21600 | 2.61 | 24000 | 2
COOPER&HUNTER | CH Series | 215864166 | HRCU-A-CB-O | CH-RHP18-230VO | CH-RB18MOLVWM-230VI | Singlezone Non-Ducted, Wall Placement | 18000 | 14400 | 2.61 | 18000 | 2
COOPER&HUNTER | CH Series | 215864154 | HRCU-A-CB-O | CH-RHP18-230VO | CH-R18MOLVWM-230VI | Singlezone Non-Ducted, Wall Placement | 18000 | 14400 | 2.61 | 18000 | 2
COOPER&HUNTER | CH Series | 215864163 | HRCU-A-CB-O | CH-RHP06F9-230VO | CH-RB06MOLVWM-230VI | Singlezone Non-Ducted, Wall Placement | 7000 | 7600 | 2.5 | 7500 | 2.29
COOPER&HUNTER | CH Series | 215864151 | HRCU-A-CB-O | CH-RHP06F9-230VO | CH-R06MOLVWM-230VI | Singlezone Non-Ducted, Wall Placement | 7000 | 7600 | 2.5 | 7500 | 2.29
INNOVAIR | MOM Series | 215835704 | HMSV-A-CB | MOM60H2BH6A |  | Multizone Mix of Ducted and Non-Ducted | 55000 | 44500 | 2.65 | 47500 | 2.05
INNOVAIR | MOM Series | 215835703 | HMSV-A-CB | MOM60H2BH6A |  | Multizone All Ducted | 55000 | 45000 | 2.7 | 48000 | 2.1
INNOVAIR | MOM Series | 215835702 | HMSR-A-CB-O | MOM60H2BH6A |  | Multizone All Non-Ducted | 55000 | 44000 | 2.6 | 47000 | 2
INNOVAIR | MOM Series | 215835707 | HMSV-A-CB | MOM60H2BH6B |  | Multizone Mix of Ducted and Non-Ducted | 55000 | 44500 | 2.65 | 47500 | 2.05
INNOVAIR | MOM Series | 215835706 | HMSV-A-CB | MOM60H2BH6B |  | Multizone All Ducted | 55000 | 45000 | 2.7 | 48000 | 2.1
INNOVAIR | MOM Series | 215835705 | HMSR-A-CB-O | MOM60H2BH6B |  | Multizone All Non-Ducted | 55000 | 44000 | 2.6 | 47000 | 2
AI AIR CONDITIONING | AU Series | 215866717 | HRCU-A-CB | AUO19-36N2-M3H-S | AUH3-36N2-BM3E | Singlezone Ducted, Centrally Ducted | 37000 | 31000 | 2.5 | 37400 | 1.91
AI AIR CONDITIONING | AU Series | 215866719 | HRCU-A-CB | AUO19-60N2-M3H | AUH3-60N2-CM3E | Singlezone Ducted, Centrally Ducted | 55000 | 35000 | 2.5 | 54000 | 1.9
AI AIR CONDITIONING | AU Series | 215866718 | HRCU-A-CB | AUO19-48N2-M3H | AUH3-48N2-CM3E | Singlezone Ducted, Centrally Ducted | 48000 | 34000 | 2.56 | 48000 | 2
WELLS | WDHP Series | 215864025 | HRCU-A-CB | WDHP-36RH | WDAH-36MOC | Singlezone Ducted, Centrally Ducted | 36000 | 25600 | 2.6 | 27000 | 2
AI AIR CONDITIONING | AU Series | 215866701 | HRCU-A-CB | AUO18-36N2-M3 | AUH2-36N2-CM3E | Singlezone Ducted, Centrally Ducted | 36000 | 25600 | 2.6 | 27000 | 2
WELLS | WDHP Series | 215864030 | HRCU-A-CB | WDHP-48HH | WDAH-48MOC | Singlezone Ducted, Centrally Ducted | 50000 | 37000 | 2.7 | 46000 | 1.9
AI AIR CONDITIONING | AU Series | 215866710 | HRCU-A-CB | AUO19-48N2-M3H | AUH2-48N2-DM3E | Singlezone Ducted, Centrally Ducted | 50000 | 37000 | 2.7 | 46000 | 1.9
AI AIR CONDITIONING | AU Series | 215866709 | HRCU-A-CB | AUO19-42N2-M3H-S | AUH2-48N2-DM3E | Singlezone Ducted, Centrally Ducted | 50000 | 37000 | 2.7 | 46000 | 1.9
WELLS | WDHP Series | 215864029 | HRCU-A-CB | WDHP-36HH | WDAH-36MOC | Singlezone Ducted, Centrally Ducted | 37000 | 31800 | 2.56 | 39000 | 1.9
AI AIR CONDITIONING | AU Series | 215866708 | HRCU-A-CB | AUO19-36N2-M3H-S | AUH2-36N2-CM3E | Singlezone Ducted, Centrally Ducted | 37000 | 31800 | 2.56 | 39000 | 1.9
AI AIR CONDITIONING | AU Series | 215866716 | HRCU-A-CB | AUO19-36N2-M3H | AUH3-36N2-BM3E | Singlezone Ducted, Centrally Ducted | 36000 | 24600 | 2.68 | 32600 | 2.06
AI AIR CONDITIONING | AU Series | 215866715 | HRCU-A-CB | AUO19-30N2-M3H | AUH3-30N2-BM3E | Singlezone Ducted, Centrally Ducted | 33000 | 24000 | 2.69 | 33200 | 1.97
WELLS | WDHP Series | 215864028 | HRCU-A-CB | WDHP-30HH | WDAH-30MOC | Singlezone Ducted, Centrally Ducted | 34000 | 23800 | 2.76 | 32600 | 1.96
AI AIR CONDITIONING | AU Series | 215866706 | HRCU-A-CB | AUO19-30N2-M3H | AUH2-30N2-CM3E | Singlezone Ducted, Centrally Ducted | 34000 | 23800 | 2.76 | 32600 | 1.96
AI AIR CONDITIONING | AU Series | 215866714 | HRCU-A-CB | AUO19-24N2-M3H | AUH3-24N2-AM3E | Singlezone Ducted, Centrally Ducted | 24000 | 19000 | 2.64 | 20600 | 2.14
AI AIR CONDITIONING | AU Series | 215866713 | HRCU-A-CB | AUO19-18N2-M3H | AUH3-18N2-AM3E | Singlezone Ducted, Centrally Ducted | 18000 | 14700 | 2.66 | 18600 | 2.12
AI AIR CONDITIONING | AU Series | 215866704 | HRCU-A-CB | AUO19-18N2-M3H | AUH2-18N2-BM3E | Singlezone Ducted, Centrally Ducted | 19000 | 15000 | 2.6 | 18000 | 2
WELLS | WOS Series | 215864020 | HRCU-A-CB | WOS-18QUA/230 | WIAH-18MOC/230 | Singlezone Ducted, Centrally Ducted | 18000 | 13200 | 2.6 | 13000 | 2.3
WELLS | WOS Series | 215864024 | HRCU-A-CB | WOS-33PRE/230 | WIAH-36MOC/230 | Singlezone Ducted, Centrally Ducted | 35000 | 27400 | 2.58 | 34000 | 2
WELLS | WOS Series | 215864022 | HRCU-A-CB | WOS-18PRE/230 | WIAH-18MOC/230 | Singlezone Ducted, Centrally Ducted | 19500 | 14000 | 2.6 | 18000 | 2.2
BLUERIDGE | BMS Series | 215853878 | HRCU-A-CB | BMSAH36HHC | BMS3AH36I | Singlezone Ducted, Centrally Ducted | 37000 | 31000 | 2.5 | 37400 | 1.91
COOPER&HUNTER | CH Series | 215864125 | HRCU-A-CB | CH-PQ55-230VO | CH-PQ55AHU | Singlezone Ducted, Centrally Ducted | 55000 | 35000 | 2.5 | 54000 | 1.9
BLUERIDGE | BMS Series | 215853880 | HRCU-A-CB | BMSAH60HHC | BMS3AH60I | Singlezone Ducted, Centrally Ducted | 55000 | 35000 | 2.5 | 54000 | 1.9
BLUERIDGE | BMS Series | 215853879 | HRCU-A-CB | BMSAH48HHC | BMS3AH48I | Singlezone Ducted, Centrally Ducted | 48000 | 34000 | 2.56 | 48000 | 2
COOPER&HUNTER | CH Series | 215864124 | HRCU-A-CB | CH-PQ48-230VO | CH-PQ48AHU | Singlezone Ducted, Centrally Ducted | 48000 | 34000 | 2.56 | 48000 | 2
BLUERIDGE | BMS Series | 215853866 | HRCU-A-CB | BMSAHS3616C | BMS2AH36I | Singlezone Ducted, Centrally Ducted | 36000 | 25600 | 2.6 | 27000 | 2
BLUERIDGE | BMS Series | 215853873 | HRCU-A-CB | BMSAH48HHC | BMS2AH48I | Singlezone Ducted, Centrally Ducted | 50000 | 37000 | 2.7 | 46000 | 1.9
BLUERIDGE | BMS Series | 215853872 | HRCU-A-CB | BMSAH36HHC | BMS2AH36I | Singlezone Ducted, Centrally Ducted | 37000 | 31800 | 2.56 | 39000 | 1.9
COOPER&HUNTER | CH Series | 215864123 | HRCU-A-CB | CH-PQ36-230VO | CH-PQ36AHU | Singlezone Ducted, Centrally Ducted | 36000 | 24600 | 2.68 | 32600 | 2.06
COOPER&HUNTER | CH Series | 215864122 | HRCU-A-CB | CH-PQ33-230VO | CH-PQ33AHU | Singlezone Ducted, Centrally Ducted | 33000 | 24000 | 2.69 | 33200 | 1.97
BLUERIDGE | BMS Series | 215853877 | HRCU-A-CB | BMSAH30HHC | BMS3AH30I | Singlezone Ducted, Centrally Ducted | 33000 | 24000 | 2.69 | 33200 | 1.97
BLUERIDGE | BMS Series | 215853871 | HRCU-A-CB | BMSAH30HHC | BMS2AH30I | Singlezone Ducted, Centrally Ducted | 34000 | 23800 | 2.76 | 32600 | 1.96
COOPER&HUNTER | CH Series | 215864121 | HRCU-A-CB | CH-PQ24-230VO | CH-PQ24AHU | Singlezone Ducted, Centrally Ducted | 24000 | 19000 | 2.64 | 20600 | 2.14
BLUERIDGE | BMS Series | 215853876 | HRCU-A-CB | BMSAH24HHC | BMS3AH24I | Singlezone Ducted, Centrally Ducted | 24000 | 19000 | 2.64 | 20600 | 2.14
COOPER&HUNTER | CH Series | 215864120 | HRCU-A-CB | CH-PQ18-230VO | CH-PQ18AHU | Singlezone Ducted, Centrally Ducted | 18000 | 14700 | 2.66 | 18600 | 2.12
BLUERIDGE | BMS Series | 215853875 | HRCU-A-CB | BMSAH18HHC | BMS3AH18I | Singlezone Ducted, Centrally Ducted | 18000 | 14700 | 2.66 | 18600 | 2.12
BLUERIDGE | BMS Series | 215853869 | HRCU-A-CB | BMSAH18HHC | BMS2AH18I | Singlezone Ducted, Centrally Ducted | 19000 | 15000 | 2.6 | 18000 | 2
COOPER&HUNTER | CH Series | 215864131 | HRCU-A-CB | CH-RES18-230VO | CH-RS18MAHU | Singlezone Ducted, Centrally Ducted | 18000 | 13200 | 2.6 | 13000 | 2.3
BLUERIDGE | BMS Series | 215853856 | HRCU-A-CB | BMS1824YC | BMMZAH18I | Singlezone Ducted, Centrally Ducted | 18000 | 13200 | 2.6 | 13000 | 2.3
COOPER&HUNTER | CH Series | 215864134 | HRCU-A-CB | CH-R48LCU-230VO | CH-RS48LCAHU | Singlezone Ducted, Centrally Ducted | 50000 | 40000 | 2.6 | 35200 | 1.9
COOPER&HUNTER | CH Series | 215864130 | HRCU-A-CB | CH-RHP60LCU-230VO | CH-RS60LCAHU | Singlezone Ducted, Centrally Ducted | 59000 | 41000 | 2.6 | 53000 | 2
COOPER&HUNTER | CH Series | 215864129 | HRCU-A-CB | CH-RHP48LCU-230VO | CH-RS48LCAHU | Singlezone Ducted, Centrally Ducted | 50000 | 40000 | 2.5 | 46000 | 2
BLUERIDGE | BMS Series | 215853862 | HRCU-A-CB | BMS3320HHYC | BMMZAH36I | Singlezone Ducted, Centrally Ducted | 35000 | 27400 | 2.58 | 34000 | 2
COOPER&HUNTER | CH Series | 215864126 | HRCU-A-CB | CH-RHP18-230VO | CH-RS18MAHU | Singlezone Ducted, Centrally Ducted | 19500 | 14000 | 2.6 | 18000 | 2.2
BLUERIDGE | BMS Series | 215853860 | HRCU-A-CB | BMS1821HHYC | BMMZAH18I | Singlezone Ducted, Centrally Ducted | 19500 | 14000 | 2.6 | 18000 | 2.2
HITACHI | airHome 400 | 215224722 | HRCU-A-CB-O | RAC-DJ24WHAA | RAK-DJ24PHAA | Singlezone Non-Ducted, Wall Placement | 25000 | 17500 | 2.5 | 18500 | 2.1
PAYNE |  | 215357720 | HMSV-A-CB | 37MGRAQ24DA3 |  | Multizone Mix of Ducted and Non-Ducted | 25000 | 18000 | 2.6 | 18000 | 2
GRANDAIRE |  | 215357678 | HMSV-A-CB | D5CMRAH24DAK |  | Multizone Mix of Ducted and Non-Ducted | 25000 | 18000 | 2.6 | 18000 | 2
WEATHERMAKER |  | 215357762 | HMSV-A-CB | 37MGRAQ24DA3 |  | Multizone Mix of Ducted and Non-Ducted | 25000 | 18000 | 2.6 | 18000 | 2
MIDEA |  | 215357804 | HMSV-A-CB | 37MGRAQ24DA3 |  | Multizone Mix of Ducted and Non-Ducted | 25000 | 18000 | 2.6 | 18000 | 2
GRANDAIRE |  | 215357682 | HMSR-A-CB-O | D5CMRAH30EAK |  | Multizone All Non-Ducted | 31000 | 26600 | 2.5 | 26000 | 2
LPS LEGACY |  | 215357640 | HMSR-A-CB-O | D5CMRAH30EAK |  | Multizone All Non-Ducted | 31000 | 26600 | 2.5 | 26000 | 2
WEATHERMAKER |  | 215357766 | HMSR-A-CB-O | 37MGRAQ30EA3 |  | Multizone All Non-Ducted | 31000 | 26600 | 2.5 | 26000 | 2
PAYNE |  | 215357724 | HMSR-A-CB-O | 37MGRAQ30EA3 |  | Multizone All Non-Ducted | 31000 | 26600 | 2.5 | 26000 | 2
MIDEA |  | 215357808 | HMSR-A-CB-O | 37MGRAQ30EA3 |  | Multizone All Non-Ducted | 31000 | 26600 | 2.5 | 26000 | 2
GRANDAIRE |  | 215357655 | HMSR-A-CB-O | D5CMHAH24DAK |  | Multizone All Non-Ducted | 25000 | 23600 | 2.5 | 25000 | 2
PAYNE |  | 215357697 | HMSR-A-CB-O | 37MGHAQ24DA3 |  | Multizone All Non-Ducted | 25000 | 23600 | 2.5 | 25000 | 2
WEATHERMAKER |  | 215357739 | HMSR-A-CB-O | 37MGHAQ24DA3 |  | Multizone All Non-Ducted | 25000 | 23600 | 2.5 | 25000 | 2
MIDEA |  | 215357781 | HMSR-A-CB-O | 37MGHAQ24DA3 |  | Multizone All Non-Ducted | 25000 | 23600 | 2.5 | 25000 | 2
MIDEA |  | 215357803 | HMSV-A-CB | 37MGRAQ24DA3 |  | Multizone All Ducted | 25000 | 18200 | 2.6 | 18000 | 2
WEATHERMAKER |  | 215357761 | HMSV-A-CB | 37MGRAQ24DA3 |  | Multizone All Ducted | 25000 | 18200 | 2.6 | 18000 | 2
PAYNE |  | 215357719 | HMSV-A-CB | 37MGRAQ24DA3 |  | Multizone All Ducted | 25000 | 18200 | 2.6 | 18000 | 2
GRANDAIRE |  | 215357677 | HMSV-A-CB | D5CMRAH24DAK |  | Multizone All Ducted | 25000 | 18200 | 2.6 | 18000 | 2
GRANDAIRE |  | 215357676 | HMSR-A-CB-O | D5CMRAH24DAK |  | Multizone All Non-Ducted | 25000 | 17800 | 2.6 | 18000 | 2
PAYNE |  | 215357718 | HMSR-A-CB-O | 37MGRAQ24DA3 |  | Multizone All Non-Ducted | 25000 | 17800 | 2.6 | 18000 | 2
WEATHERMAKER |  | 215357760 | HMSR-A-CB-O | 37MGRAQ24DA3 |  | Multizone All Non-Ducted | 25000 | 17800 | 2.6 | 18000 | 2
MIDEA |  | 215357802 | HMSR-A-CB-O | 37MGRAQ24DA3 |  | Multizone All Non-Ducted | 25000 | 17800 | 2.6 | 18000 | 2
LPS LEGACY |  | 215357648 | HMSV-A-CB | D5CMRAH48FAK |  | Multizone Mix of Ducted and Non-Ducted | 47500 | 37400 | 2.5 | 37000 | 2.05
PAYNE |  | 215357732 | HMSV-A-CB | 37MGRAQ48FA3 |  | Multizone Mix of Ducted and Non-Ducted | 47500 | 37400 | 2.5 | 37000 | 2.05
GRANDAIRE |  | 215357690 | HMSV-A-CB | D5CMRAH48FAK |  | Multizone Mix of Ducted and Non-Ducted | 47500 | 37400 | 2.5 | 37000 | 2.05
WEATHERMAKER |  | 215357774 | HMSV-A-CB | 37MGRAQ48FA3 |  | Multizone Mix of Ducted and Non-Ducted | 47500 | 37400 | 2.5 | 37000 | 2.05
MIDEA |  | 215357816 | HMSV-A-CB | 37MGRAQ48FA3 |  | Multizone Mix of Ducted and Non-Ducted | 47500 | 37400 | 2.5 | 37000 | 2.05
MIDEA |  | 215357815 | HMSV-A-CB | 37MGRAQ48FA3 |  | Multizone All Ducted | 47000 | 37000 | 2.5 | 38000 | 2.1
WEATHERMAKER |  | 215357773 | HMSV-A-CB | 37MGRAQ48FA3 |  | Multizone All Ducted | 47000 | 37000 | 2.5 | 38000 | 2.1
GRANDAIRE |  | 215357689 | HMSV-A-CB | D5CMRAH48FAK |  | Multizone All Ducted | 47000 | 37000 | 2.5 | 38000 | 2.1
PAYNE |  | 215357731 | HMSV-A-CB | 37MGRAQ48FA3 |  | Multizone All Ducted | 47000 | 37000 | 2.5 | 38000 | 2.1
LPS LEGACY |  | 215357647 | HMSV-A-CB | D5CMRAH48FAK |  | Multizone All Ducted | 47000 | 37000 | 2.5 | 38000 | 2.1
LPS LEGACY |  | 215357646 | HMSR-A-CB-O | D5CMRAH48FAK |  | Multizone All Non-Ducted | 48000 | 38000 | 2.5 | 36000 | 2
PAYNE |  | 215357730 | HMSR-A-CB-O | 37MGRAQ48FA3 |  | Multizone All Non-Ducted | 48000 | 38000 | 2.5 | 36000 | 2
GRANDAIRE |  | 215357688 | HMSR-A-CB-O | D5CMRAH48FAK |  | Multizone All Non-Ducted | 48000 | 38000 | 2.5 | 36000 | 2
WEATHERMAKER |  | 215357772 | HMSR-A-CB-O | 37MGRAQ48FA3 |  | Multizone All Non-Ducted | 48000 | 38000 | 2.5 | 36000 | 2
MIDEA |  | 215357814 | HMSR-A-CB-O | 37MGRAQ48FA3 |  | Multizone All Non-Ducted | 48000 | 38000 | 2.5 | 36000 | 2
MIDEA |  | 215357801 | HMSV-A-CB | 37MGRAQ18CA3 |  | Multizone Mix of Ducted and Non-Ducted | 19000 | 14100 | 2.79 | 14000 | 2.31
WEATHERMAKER |  | 215357759 | HMSV-A-CB | 37MGRAQ18CA3 |  | Multizone Mix of Ducted and Non-Ducted | 19000 | 14100 | 2.79 | 14000 | 2.31
GRANDAIRE |  | 215357675 | HMSV-A-CB | D5CMRAH18CAK |  | Multizone Mix of Ducted and Non-Ducted | 19000 | 14100 | 2.79 | 14000 | 2.31
PAYNE |  | 215357717 | HMSV-A-CB | 37MGRAQ18CA3 |  | Multizone Mix of Ducted and Non-Ducted | 19000 | 14100 | 2.79 | 14000 | 2.31
PAYNE |  | 215357716 | HMSV-A-CB | 37MGRAQ18CA3 |  | Multizone All Ducted | 19000 | 14600 | 2.8 | 14600 | 2.3
GRANDAIRE |  | 215357674 | HMSV-A-CB | D5CMRAH18CAK |  | Multizone All Ducted | 19000 | 14600 | 2.8 | 14600 | 2.3
WEATHERMAKER |  | 215357758 | HMSV-A-CB | 37MGRAQ18CA3 |  | Multizone All Ducted | 19000 | 14600 | 2.8 | 14600 | 2.3
MIDEA |  | 215357800 | HMSV-A-CB | 37MGRAQ18CA3 |  | Multizone All Ducted | 19000 | 14600 | 2.8 | 14600 | 2.3
MIDEA |  | 215357799 | HMSR-A-CB-O | 37MGRAQ18CA3 |  | Multizone All Non-Ducted | 19000 | 13600 | 2.81 | 13500 | 2.3
WEATHERMAKER |  | 215357757 | HMSR-A-CB-O | 37MGRAQ18CA3 |  | Multizone All Non-Ducted | 19000 | 13600 | 2.81 | 13500 | 2.3
GRANDAIRE |  | 215357673 | HMSR-A-CB-O | D5CMRAH18CAK |  | Multizone All Non-Ducted | 19000 | 13600 | 2.81 | 13500 | 2.3
PAYNE |  | 215357715 | HMSR-A-CB-O | 37MGRAQ18CA3 |  | Multizone All Non-Ducted | 19000 | 13600 | 2.81 | 13500 | 2.3
PAYNE |  | 215357714 | HMSV-A-CB | 37MGHAQ55FA3 |  | Multizone Mix of Ducted and Non-Ducted | 55000 | 44500 | 2.65 | 47500 | 2.05
GRANDAIRE |  | 215357672 | HMSV-A-CB | D5CMHAH55FAK |  | Multizone Mix of Ducted and Non-Ducted | 55000 | 44500 | 2.65 | 47500 | 2.05
WEATHERMAKER |  | 215357756 | HMSV-A-CB | 37MGHAQ55FA3 |  | Multizone Mix of Ducted and Non-Ducted | 55000 | 44500 | 2.65 | 47500 | 2.05
MIDEA |  | 215357798 | HMSV-A-CB | 37MGHAQ55FA3 |  | Multizone Mix of Ducted and Non-Ducted | 55000 | 44500 | 2.65 | 47500 | 2.05
MIDEA |  | 215357797 | HMSV-A-CB | 37MGHAQ55FA3 |  | Multizone All Ducted | 55000 | 45000 | 2.7 | 48000 | 2.1
WEATHERMAKER |  | 215357755 | HMSV-A-CB | 37MGHAQ55FA3 |  | Multizone All Ducted | 55000 | 45000 | 2.7 | 48000 | 2.1
GRANDAIRE |  | 215357671 | HMSV-A-CB | D5CMHAH55FAK |  | Multizone All Ducted | 55000 | 45000 | 2.7 | 48000 | 2.1
PAYNE |  | 215357713 | HMSV-A-CB | 37MGHAQ55FA3 |  | Multizone All Ducted | 55000 | 45000 | 2.7 | 48000 | 2.1
PAYNE |  | 215357712 | HMSR-A-CB-O | 37MGHAQ55FA3 |  | Multizone All Non-Ducted | 55000 | 44000 | 2.6 | 47000 | 2
GRANDAIRE |  | 215357670 | HMSR-A-CB-O | D5CMHAH55FAK |  | Multizone All Non-Ducted | 55000 | 44000 | 2.6 | 47000 | 2
WEATHERMAKER |  | 215357754 | HMSR-A-CB-O | 37MGHAQ55FA3 |  | Multizone All Non-Ducted | 55000 | 44000 | 2.6 | 47000 | 2
MIDEA |  | 215357796 | HMSR-A-CB-O | 37MGHAQ55FA3 |  | Multizone All Non-Ducted | 55000 | 44000 | 2.6 | 47000 | 2
MIDEA |  | 215357795 | HMSV-A-CB | 37MGHAQ48FA3 |  | Multizone Mix of Ducted and Non-Ducted | 48500 | 44000 | 2.6 | 47500 | 2
WEATHERMAKER |  | 215357753 | HMSV-A-CB | 37MGHAQ48FA3 |  | Multizone Mix of Ducted and Non-Ducted | 48500 | 44000 | 2.6 | 47500 | 2
GRANDAIRE |  | 215357669 | HMSV-A-CB | D5CMHAH48FAK |  | Multizone Mix of Ducted and Non-Ducted | 48500 | 44000 | 2.6 | 47500 | 2
PAYNE |  | 215357711 | HMSV-A-CB | 37MGHAQ48FA3 |  | Multizone Mix of Ducted and Non-Ducted | 48500 | 44000 | 2.6 | 47500 | 2
PAYNE |  | 215357710 | HMSV-A-CB | 37MGHAQ48FA3 |  | Multizone All Ducted | 48000 | 44500 | 2.6 | 48000 | 2
GRANDAIRE |  | 215357668 | HMSV-A-CB | D5CMHAH48FAK |  | Multizone All Ducted | 48000 | 44500 | 2.6 | 48000 | 2
WEATHERMAKER |  | 215357752 | HMSV-A-CB | 37MGHAQ48FA3 |  | Multizone All Ducted | 48000 | 44500 | 2.6 | 48000 | 2
MIDEA |  | 215357794 | HMSV-A-CB | 37MGHAQ48FA3 |  | Multizone All Ducted | 48000 | 44500 | 2.6 | 48000 | 2
MIDEA |  | 215357793 | HMSR-A-CB-O | 37MGHAQ48FA3 |  | Multizone All Non-Ducted | 49000 | 44000 | 2.6 | 47000 | 2
WEATHERMAKER |  | 215357751 | HMSR-A-CB-O | 37MGHAQ48FA3 |  | Multizone All Non-Ducted | 49000 | 44000 | 2.6 | 47000 | 2
GRANDAIRE |  | 215357667 | HMSR-A-CB-O | D5CMHAH48FAK |  | Multizone All Non-Ducted | 49000 | 44000 | 2.6 | 47000 | 2
PAYNE |  | 215357709 | HMSR-A-CB-O | 37MGHAQ48FA3 |  | Multizone All Non-Ducted | 49000 | 44000 | 2.6 | 47000 | 2
GREE | LOMO | 211078862 | HRCU-A-CB-O | GWH18QDXF-D3DNB2A/O | GWH18AFDXF-D3DN***/I | Singlezone Non-Ducted, Wall Placement | 18000 | 10800 | 2.64 | 13500 | 1.9
KINGHOME | Sunflower | 211151018 | HRCU-A-CB-O | KW18HQ25SDO | KW18HQ25SDI | Singlezone Non-Ducted, Wall Placement | 18000 | 10800 | 2.64 | 13500 | 1.9
GREE | LOMO | 214075152 | HRCU-A-CB-O | GWH18QDXF-D3DNB2A/O | GWH18AFDXF-D3DNA1A/I | Singlezone Non-Ducted, Wall Placement | 18000 | 10800 | 2.64 | 13500 | 1.9
GREE | Pular | 208071173 | HRCU-A-CB-O | GWH12AGCXD-D3DNA1A/O | GWH12AGCXD-D3DN***/I | Singlezone Non-Ducted, Wall Placement | 12000 | 7000 | 2.81 | 9000 | 1.9
GREE | Lomo | 208120572 | HRCU-A-CB-O | GWH12AGCXD-D3DNA1A/O | GWH12QCXD-D3DN***/I | Singlezone Non-Ducted, Wall Placement | 12000 | 7000 | 2.81 | 9000 | 1.9
GREE | Muse | 209248922 | HRCU-A-CB-O | GWH12AGCXD-D3DNA1A/O | GWH12AFCXD-D3DN***/I | Singlezone Non-Ducted, Wall Placement | 12000 | 7000 | 2.81 | 9000 | 1.9
KINGHOME | Sunflower | 209847247 | HRCU-A-CB-O | KW12HQ25SDO | KW12HQ25SDI | Singlezone Non-Ducted, Wall Placement | 12000 | 7000 | 2.81 | 9000 | 1.9
GREE | Vireo GEN3 | 210278970 | HRCU-A-CB-O | 3VIR12HP230V1BO | 3VIR12HP230V1AH | Singlezone Non-Ducted, Wall Placement | 12000 | 7000 | 2.81 | 9000 | 1.9
TOSOT | Pular | 210485386 | HRCU-A-CB-O | TWH12AG25A2DO | TWH12AG25A2DI | Singlezone Non-Ducted, Wall Placement | 12000 | 7000 | 2.81 | 9000 | 1.9
TOSOT | Pular | 211177521 | HRCU-A-CB-O | TW12HXP2A1DO | TW12HXP2A1DI | Singlezone Non-Ducted, Wall Placement | 12000 | 7000 | 2.81 | 9000 | 1.9
GREE | Vireo GEN3 | 211755706 | HRCU-A-CB-O | 3VIR12HP230V1BO | 3VIR12HP230V1BH | Singlezone Non-Ducted, Wall Placement | 12000 | 7000 | 2.81 | 9000 | 1.9
GREE | Lomo | 9116197 | HRCU-A-CB-O | GWH12YD-D3DNA1A/O | GWH12QD-D3DN***/I | Singlezone Non-Ducted, Wall Placement | 12200 | 8100 | 2.86 | 12000 | 1.91
GREE | Bora | 9944776 | HRCU-A-CB-O | GWH12YD-D3DNA1A/O | GWH12AAD-D3DN***/I | Singlezone Non-Ducted, Wall Placement | 12200 | 8100 | 2.86 | 12000 | 1.91
GREE | Sapphire | 10149903 | HRCU-A-CB-O | SAP12HP230V1AO | SAP12HP230V1AH | Singlezone Non-Ducted, Wall Placement | 12200 | 8100 | 2.86 | 13000 | 1.91
KINGHOME | Jasmine | 203493070 | HRCU-A-CB-O | KW12HQ3D6DO | KW12HQ3D6DI | Singlezone Non-Ducted, Wall Placement | 12200 | 8100 | 2.86 | 12000 | 1.91
GREE | Sapphire | 214387779 | HRCU-A-CB-O | SAP12HP230V1AO | SAP12HP230V1AH* | Singlezone Non-Ducted, Wall Placement | 12200 | 8100 | 2.86 | 13000 | 1.91
CARRIER | 38Mseries | 210025752 | HRCU-A-CB | 38MURAQ60AB3 | 40MUAAQ60XA3 | Singlezone Ducted, Centrally Ducted | 59000 | 42000 | 2.6 | 54356 | 1.91
AMANA | ASZS6 | 214505274 | HRCU-A-CB | ASZS60241EA* | CA*EA2422*4B*+MBVC1200**-1A* | Singlezone Ducted, Centrally Ducted | 23000 | 16000 | 2.65 | 16100 | 2
AMANA | ASZS6 | 214505276 | HRCU-A-CB | ASZS60241EA* | CA*EA2422*4B*+MBVC1600**-1A* | Singlezone Ducted, Centrally Ducted | 23000 | 16000 | 2.65 | 16100 | 2
AMANA | ASZS6 | 214505279 | HRCU-A-CB | ASZS60241EA* | CA*EA2422*4B* | Singlezone Ducted, Centrally Ducted | 23000 | 16000 | 2.65 | 16100 | 2
AMANA | ASZS6 | 214505282 | HRCU-A-CB | ASZS60241EA* | CA*EA2422*4B* | Singlezone Ducted, Centrally Ducted | 23000 | 16000 | 2.65 | 16100 | 2
AMANA | ASZS6 | 214505284 | HRCU-A-CB | ASZS60241EA* | CA*EA2422*4B* | Singlezone Ducted, Centrally Ducted | 23000 | 16000 | 2.65 | 16100 | 2
AMANA | ASZS6 | 214505287 | HRCU-A-CB | ASZS60241EA* | CA*EA2422*4B* | Singlezone Ducted, Centrally Ducted | 23000 | 16000 | 2.65 | 16100 | 2
AMANA | ASZS6 | 214505290 | HRCU-A-CB | ASZS60241EA* | CA*EA2422*4B* | Singlezone Ducted, Centrally Ducted | 23000 | 16000 | 2.65 | 16100 | 2
AMANA | ASZS6 | 214505293 | HRCU-A-CB | ASZS60241EA* | CA*EA2422*4B* | Singlezone Ducted, Centrally Ducted | 23000 | 16000 | 2.65 | 16100 | 2
AMANA | ASZS6 | 214505296 | HRCU-A-CB | ASZS60241EA* | CA*EA2422*4B* | Singlezone Ducted, Centrally Ducted | 23000 | 16000 | 2.65 | 16100 | 2
AMANA | ASZS6 | 214505299 | HRCU-A-CB | ASZS60241EA* | CA*EA2422*4B* | Singlezone Ducted, Centrally Ducted | 23000 | 16000 | 2.65 | 16100 | 2
AMANA | ASZS6 | 214505302 | HRCU-A-CB | ASZS60241EA* | CA*EA2422*4B* | Singlezone Ducted, Centrally Ducted | 23000 | 16000 | 2.65 | 16100 | 2
AMANA | ASZS6 | 214505305 | HRCU-A-CB | ASZS60241EA* | CA*EA2422*4B* | Singlezone Ducted, Centrally Ducted | 23000 | 16000 | 2.65 | 16100 | 2
AMANA | ASZS6 | 214505308 | HRCU-A-CB | ASZS60241EA* | CA*EA2422*4B* | Singlezone Ducted, Centrally Ducted | 23000 | 16000 | 2.65 | 16100 | 2
AMANA | ASZS6 | 214505310 | HRCU-A-CB | ASZS60241EA* | CA*EA2422*4B* | Singlezone Ducted, Centrally Ducted | 23000 | 16000 | 2.65 | 16100 | 2
AMANA | ASZS6 | 214505313 | HRCU-A-CB | ASZS60241EA* | CA*EA2422*4B* | Singlezone Ducted, Centrally Ducted | 23000 | 16000 | 2.65 | 16100 | 2
AMANA | ASZS6 | 214505316 | HRCU-A-CB | ASZS60241EA* | CA*EA2422*4B* | Singlezone Ducted, Centrally Ducted | 23000 | 16000 | 2.65 | 16100 | 2
AMANA | ASZS6 | 214505319 | HRCU-A-CB | ASZS60241EA* | CA*EA2422*4B* | Singlezone Ducted, Centrally Ducted | 23000 | 16000 | 2.65 | 16100 | 2
AMANA | ASZS6 | 214505322 | HRCU-A-CB | ASZS60241EA* | CA*EA2422*4B* | Singlezone Ducted, Centrally Ducted | 23000 | 16000 | 2.65 | 16100 | 2
AMANA | ASZS6 | 214505325 | HRCU-A-CB | ASZS60241EA* | CA*EA2422*4B* | Singlezone Ducted, Centrally Ducted | 23000 | 16000 | 2.65 | 16100 | 2
AMANA | ASZS6 | 214505328 | HRCU-A-CB | ASZS60241EA* | CA*EA2422*4B* | Singlezone Ducted, Centrally Ducted | 23000 | 16000 | 2.65 | 16100 | 2
AMANA | ASZS6 | 214505331 | HRCU-A-CB | ASZS60241EA* | CA*EA2422*4B* | Singlezone Ducted, Centrally Ducted | 23000 | 16000 | 2.65 | 16100 | 2
AMANA | ASZS6 | 214505334 | HRCU-A-CB | ASZS60241EA* | CA*EA3026*4B*+MBVC1200**-1A* | Singlezone Ducted, Centrally Ducted | 23000 | 16000 | 2.65 | 16100 | 2
AMANA | ASZS6 | 214505336 | HRCU-A-CB | ASZS60241EA* | CA*EA3026*4B*+MBVC1600**-1A* | Singlezone Ducted, Centrally Ducted | 23000 | 16000 | 2.65 | 16100 | 2
AMANA | ASZS6 | 214505339 | HRCU-A-CB | ASZS60241EA* | CA*EA3026*4B* | Singlezone Ducted, Centrally Ducted | 23000 | 16000 | 2.65 | 16100 | 2
AMANA | ASZS6 | 214505341 | HRCU-A-CB | ASZS60241EA* | CA*EA3026*4B* | Singlezone Ducted, Centrally Ducted | 23000 | 16000 | 2.65 | 16100 | 2
AMANA | ASZS6 | 214505344 | HRCU-A-CB | ASZS60241EA* | CA*EA3026*4B* | Singlezone Ducted, Centrally Ducted | 23000 | 16000 | 2.65 | 16100 | 2
AMANA | ASZS6 | 214505346 | HRCU-A-CB | ASZS60241EA* | CA*EA3026*4B* | Singlezone Ducted, Centrally Ducted | 23000 | 16000 | 2.65 | 16100 | 2
AMANA | ASZS6 | 214505349 | HRCU-A-CB | ASZS60241EA* | CA*EA3026*4B* | Singlezone Ducted, Centrally Ducted | 23000 | 16000 | 2.65 | 16100 | 2
AMANA | ASZS6 | 214505352 | HRCU-A-CB | ASZS60241EA* | CA*EA3026*4B* | Singlezone Ducted, Centrally Ducted | 23000 | 16000 | 2.65 | 16100 | 2
AMANA | ASZS6 | 214505355 | HRCU-A-CB | ASZS60241EA* | CA*EA3026*4B* | Singlezone Ducted, Centrally Ducted | 23000 | 16000 | 2.65 | 16100 | 2
AMANA | ASZS6 | 214505358 | HRCU-A-CB | ASZS60241EA* | CA*EA3026*4B* | Singlezone Ducted, Centrally Ducted | 23000 | 16000 | 2.65 | 16100 | 2
AMANA | ASZS6 | 214505361 | HRCU-A-CB | ASZS60241EA* | CA*EA3026*4B* | Singlezone Ducted, Centrally Ducted | 23000 | 16000 | 2.65 | 16100 | 2
AMANA | ASZS6 | 214505364 | HRCU-A-CB | ASZS60241EA* | CA*EA3026*4B* | Singlezone Ducted, Centrally Ducted | 23000 | 16000 | 2.65 | 16100 | 2
AMANA | ASZS6 | 214505367 | HRCU-A-CB | ASZS60241EA* | CA*EA3026*4B* | Singlezone Ducted, Centrally Ducted | 23000 | 16000 | 2.65 | 16100 | 2
AMANA | ASZS6 | 214505369 | HRCU-A-CB | ASZS60241EA* | CA*EA3026*4B* | Singlezone Ducted, Centrally Ducted | 23000 | 16000 | 2.65 | 16100 | 2
AMANA | ASZS6 | 214505372 | HRCU-A-CB | ASZS60241EA* | CA*EA3026*4B* | Singlezone Ducted, Centrally Ducted | 23000 | 16000 | 2.65 | 16100 | 2
AMANA | ASZS6 | 214505375 | HRCU-A-CB | ASZS60241EA* | CA*EA3026*4B* | Singlezone Ducted, Centrally Ducted | 23000 | 16000 | 2.65 | 16100 | 2
AMANA | ASZS6 | 214505378 | HRCU-A-CB | ASZS60241EA* | CA*EA3026*4B* | Singlezone Ducted, Centrally Ducted | 23000 | 16000 | 2.65 | 16100 | 2
AMANA | ASZS6 | 214505381 | HRCU-A-CB | ASZS60241EA* | CA*EA3026*4B* | Singlezone Ducted, Centrally Ducted | 23000 | 16000 | 2.65 | 16100 | 2
AMANA | ASZS6 | 214505384 | HRCU-A-CB | ASZS60241EA* | CA*EA3026*4B* | Singlezone Ducted, Centrally Ducted | 23000 | 16000 | 2.65 | 16100 | 2
AMANA | ASZS6 | 214505387 | HRCU-A-CB | ASZS60241EA* | CA*EA3026*4B* | Singlezone Ducted, Centrally Ducted | 23000 | 16000 | 2.65 | 16100 | 2
AMANA | ASZS6 | 214505389 | HRCU-A-CB | ASZS60241EA* | CA*EA3026*4B* | Singlezone Ducted, Centrally Ducted | 23000 | 16000 | 2.65 | 16100 | 2
AMANA | ASZS6 | 214505411 | HRCU-A-CB | ASZS60241EA* | CA*EA2422*4B*+MBVK12BP1X00A* | Singlezone Ducted, Centrally Ducted | 23000 | 16000 | 2.65 | 16100 | 2
AMANA | ASZS6 | 214505414 | HRCU-A-CB | ASZS60241EA* | CA*EA2422*4B*+MBVK16CP1X00A* | Singlezone Ducted, Centrally Ducted | 23000 | 16000 | 2.65 | 16100 | 2
AMANA | ASZS6 | 214505416 | HRCU-A-CB | ASZS60241EA* | CA*EA3026*4B*+MBVK12BP1X00A* | Singlezone Ducted, Centrally Ducted | 23000 | 16000 | 2.65 | 16100 | 2
AMANA | ASZS6 | 214505419 | HRCU-A-CB | ASZS60241EA* | CA*EA3026*4B*+MBVK16CP1X00A* | Singlezone Ducted, Centrally Ducted | 23000 | 16000 | 2.65 | 16100 | 2
DAIKIN | DZ6VS | 214505160 | HRCU-A-CB | DZ6VSA241EA* | CA*EA2422*4B*+MBVC1200**-1A* | Singlezone Ducted, Centrally Ducted | 23000 | 16000 | 2.65 | 16100 | 2
DAIKIN | DZ6VS | 214505163 | HRCU-A-CB | DZ6VSA241EA* | CA*EA2422*4B*+MBVC1600**-1A* | Singlezone Ducted, Centrally Ducted | 23000 | 16000 | 2.65 | 16100 | 2
DAIKIN | DZ6VS | 214505166 | HRCU-A-CB | DZ6VSA241EA* | CA*EA2422*4B* | Singlezone Ducted, Centrally Ducted | 23000 | 16000 | 2.65 | 16100 | 2
DAIKIN | DZ6VS | 214505169 | HRCU-A-CB | DZ6VSA241EA* | CA*EA2422*4B* | Singlezone Ducted, Centrally Ducted | 23000 | 16000 | 2.65 | 16100 | 2
DAIKIN | DZ6VS | 214505171 | HRCU-A-CB | DZ6VSA241EA* | CA*EA2422*4B* | Singlezone Ducted, Centrally Ducted | 23000 | 16000 | 2.65 | 16100 | 2
DAIKIN | DZ6VS | 214505174 | HRCU-A-CB | DZ6VSA241EA* | CA*EA2422*4B* | Singlezone Ducted, Centrally Ducted | 23000 | 16000 | 2.65 | 16100 | 2
DAIKIN | DZ6VS | 214505177 | HRCU-A-CB | DZ6VSA241EA* | CA*EA2422*4B* | Singlezone Ducted, Centrally Ducted | 23000 | 16000 | 2.65 | 16100 | 2
DAIKIN | DZ6VS | 214505179 | HRCU-A-CB | DZ6VSA241EA* | CA*EA2422*4B* | Singlezone Ducted, Centrally Ducted | 23000 | 16000 | 2.65 | 16100 | 2
DAIKIN | DZ6VS | 214505182 | HRCU-A-CB | DZ6VSA241EA* | CA*EA2422*4B* | Singlezone Ducted, Centrally Ducted | 23000 | 16000 | 2.65 | 16100 | 2
DAIKIN | DZ6VS | 214505185 | HRCU-A-CB | DZ6VSA241EA* | CA*EA2422*4B* | Singlezone Ducted, Centrally Ducted | 23000 | 16000 | 2.65 | 16100 | 2
DAIKIN | DZ6VS | 214505187 | HRCU-A-CB | DZ6VSA241EA* | CA*EA2422*4B* | Singlezone Ducted, Centrally Ducted | 23000 | 16000 | 2.65 | 16100 | 2
DAIKIN | DZ6VS | 214505190 | HRCU-A-CB | DZ6VSA241EA* | CA*EA2422*4B* | Singlezone Ducted, Centrally Ducted | 23000 | 16000 | 2.65 | 16100 | 2
DAIKIN | DZ6VS | 214505193 | HRCU-A-CB | DZ6VSA241EA* | CA*EA2422*4B* | Singlezone Ducted, Centrally Ducted | 23000 | 16000 | 2.65 | 16100 | 2
DAIKIN | DZ6VS | 214505196 | HRCU-A-CB | DZ6VSA241EA* | CA*EA2422*4B* | Singlezone Ducted, Centrally Ducted | 23000 | 16000 | 2.65 | 16100 | 2
DAIKIN | DZ6VS | 214505199 | HRCU-A-CB | DZ6VSA241EA* | CA*EA2422*4B* | Singlezone Ducted, Centrally Ducted | 23000 | 16000 | 2.65 | 16100 | 2
DAIKIN | DZ6VS | 214505202 | HRCU-A-CB | DZ6VSA241EA* | CA*EA2422*4B* | Singlezone Ducted, Centrally Ducted | 23000 | 16000 | 2.65 | 16100 | 2
DAIKIN | DZ6VS | 214505205 | HRCU-A-CB | DZ6VSA241EA* | CA*EA2422*4B* | Singlezone Ducted, Centrally Ducted | 23000 | 16000 | 2.65 | 16100 | 2
DAIKIN | DZ6VS | 214505208 | HRCU-A-CB | DZ6VSA241EA* | CA*EA2422*4B* | Singlezone Ducted, Centrally Ducted | 23000 | 16000 | 2.65 | 16100 | 2
DAIKIN | DZ6VS | 214505211 | HRCU-A-CB | DZ6VSA241EA* | CA*EA2422*4B* | Singlezone Ducted, Centrally Ducted | 23000 | 16000 | 2.65 | 16100 | 2
DAIKIN | DZ6VS | 214505214 | HRCU-A-CB | DZ6VSA241EA* | CA*EA2422*4B* | Singlezone Ducted, Centrally Ducted | 23000 | 16000 | 2.65 | 16100 | 2
DAIKIN | DZ6VS | 214505217 | HRCU-A-CB | DZ6VSA241EA* | CA*EA2422*4B* | Singlezone Ducted, Centrally Ducted | 23000 | 16000 | 2.65 | 16100 | 2
DAIKIN | DZ6VS | 214505221 | HRCU-A-CB | DZ6VSA241EA* | CA*EA3026*4B*+MBVC1200**-1A* | Singlezone Ducted, Centrally Ducted | 23000 | 16000 | 2.65 | 16100 | 2
DAIKIN | DZ6VS | 214505225 | HRCU-A-CB | DZ6VSA241EA* | CA*EA3026*4B*+MBVC1600**-1A* | Singlezone Ducted, Centrally Ducted | 23000 | 16000 | 2.65 | 16100 | 2
DAIKIN | DZ6VS | 214505227 | HRCU-A-CB | DZ6VSA241EA* | CA*EA3026*4B* | Singlezone Ducted, Centrally Ducted | 23000 | 16000 | 2.65 | 16100 | 2
DAIKIN | DZ6VS | 214505231 | HRCU-A-CB | DZ6VSA241EA* | CA*EA3026*4B* | Singlezone Ducted, Centrally Ducted | 23000 | 16000 | 2.65 | 16100 | 2
DAIKIN | DZ6VS | 214505234 | HRCU-A-CB | DZ6VSA241EA* | CA*EA3026*4B* | Singlezone Ducted, Centrally Ducted | 23000 | 16000 | 2.65 | 16100 | 2
DAIKIN | DZ6VS | 214505238 | HRCU-A-CB | DZ6VSA241EA* | CA*EA3026*4B* | Singlezone Ducted, Centrally Ducted | 23000 | 16000 | 2.65 | 16100 | 2
DAIKIN | DZ6VS | 214505242 | HRCU-A-CB | DZ6VSA241EA* | CA*EA3026*4B* | Singlezone Ducted, Centrally Ducted | 23000 | 16000 | 2.65 | 16100 | 2
DAIKIN | DZ6VS | 214505245 | HRCU-A-CB | DZ6VSA241EA* | CA*EA3026*4B* | Singlezone Ducted, Centrally Ducted | 23000 | 16000 | 2.65 | 16100 | 2
DAIKIN | DZ6VS | 214505248 | HRCU-A-CB | DZ6VSA241EA* | CA*EA3026*4B* | Singlezone Ducted, Centrally Ducted | 23000 | 16000 | 2.65 | 16100 | 2
DAIKIN | DZ6VS | 214505250 | HRCU-A-CB | DZ6VSA241EA* | CA*EA3026*4B* | Singlezone Ducted, Centrally Ducted | 23000 | 16000 | 2.65 | 16100 | 2
DAIKIN | DZ6VS | 214505252 | HRCU-A-CB | DZ6VSA241EA* | CA*EA3026*4B* | Singlezone Ducted, Centrally Ducted | 23000 | 16000 | 2.65 | 16100 | 2
DAIKIN | DZ6VS | 214505254 | HRCU-A-CB | DZ6VSA241EA* | CA*EA3026*4B* | Singlezone Ducted, Centrally Ducted | 23000 | 16000 | 2.65 | 16100 | 2
DAIKIN | DZ6VS | 214505256 | HRCU-A-CB | DZ6VSA241EA* | CA*EA3026*4B* | Singlezone Ducted, Centrally Ducted | 23000 | 16000 | 2.65 | 16100 | 2
DAIKIN | DZ6VS | 214505257 | HRCU-A-CB | DZ6VSA241EA* | CA*EA3026*4B* | Singlezone Ducted, Centrally Ducted | 23000 | 16000 | 2.65 | 16100 | 2
DAIKIN | DZ6VS | 214505260 | HRCU-A-CB | DZ6VSA241EA* | CA*EA3026*4B* | Singlezone Ducted, Centrally Ducted | 23000 | 16000 | 2.65 | 16100 | 2
DAIKIN | DZ6VS | 214505262 | HRCU-A-CB | DZ6VSA241EA* | CA*EA3026*4B* | Singlezone Ducted, Centrally Ducted | 23000 | 16000 | 2.65 | 16100 | 2
DAIKIN | DZ6VS | 214505264 | HRCU-A-CB | DZ6VSA241EA* | CA*EA3026*4B* | Singlezone Ducted, Centrally Ducted | 23000 | 16000 | 2.65 | 16100 | 2
DAIKIN | DZ6VS | 214505266 | HRCU-A-CB | DZ6VSA241EA* | CA*EA3026*4B* | Singlezone Ducted, Centrally Ducted | 23000 | 16000 | 2.65 | 16100 | 2
DAIKIN | DZ6VS | 214505268 | HRCU-A-CB | DZ6VSA241EA* | CA*EA3026*4B* | Singlezone Ducted, Centrally Ducted | 23000 | 16000 | 2.65 | 16100 | 2
DAIKIN | DZ6VS | 214505270 | HRCU-A-CB | DZ6VSA241EA* | CA*EA3026*4B* | Singlezone Ducted, Centrally Ducted | 23000 | 16000 | 2.65 | 16100 | 2
DAIKIN | DZ6VS | 214505271 | HRCU-A-CB | DZ6VSA241EA* | CA*EA3026*4B* | Singlezone Ducted, Centrally Ducted | 23000 | 16000 | 2.65 | 16100 | 2
DAIKIN | DZ6VS | 214505401 | HRCU-A-CB | DZ6VSA241EA* | CA*EA2422*4B*+MBVK12BP1X00A* | Singlezone Ducted, Centrally Ducted | 23000 | 16000 | 2.65 | 16100 | 2
DAIKIN | DZ6VS | 214505403 | HRCU-A-CB | DZ6VSA241EA* | CA*EA2422*4B*+MBVK16CP1X00A* | Singlezone Ducted, Centrally Ducted | 23000 | 16000 | 2.65 | 16100 | 2
DAIKIN | DZ6VS | 214505405 | HRCU-A-CB | DZ6VSA241EA* | CA*EA3026*4B*+MBVK12BP1X00A* | Singlezone Ducted, Centrally Ducted | 23000 | 16000 | 2.65 | 16100 | 2
DAIKIN | DZ6VS | 214505408 | HRCU-A-CB | DZ6VSA241EA* | CA*EA3026*4B*+MBVK16CP1X00A* | Singlezone Ducted, Centrally Ducted | 23000 | 16000 | 2.65 | 16100 | 2
MIDEA | MVBL Series | 214594891 | HRCU-A-CB | MOX430U-18HFN1-M | MVBL-18HWFN1-MH3 | Singlezone Ducted, Centrally Ducted | 19000 | 13500 | 2.6 | 18000 | 2
MIDEA | MVBL Series | 214594892 | HRCU-A-CB | MOD30-24HFN1-MW | MVBL-24HWFN1-MI3 | Singlezone Ducted, Centrally Ducted | 27400 | 19200 | 2.61 | 24000 | 1.91
COMFORTSTAR | T1W Series | 214594915 | HRCU-A-CB-O | CZP18CD(O) | T1W18P | Singlezone Non-Ducted, Ceiling Placement | 19000 | 12200 | 2.79 | 13100 | 2.3
COMFORTSTAR | T1W Series | 214594913 | HRCU-A-CB-O | CZP09CD(O) | T1W9P | Singlezone Non-Ducted, Ceiling Placement | 11000 | 8000 | 2.66 | 8500 | 2.37
GOODMAN | MST Series | 214594900 | HRCU-A-CB-O | MSH123G22MCAA | MST123E20ACAA | Singlezone Non-Ducted, Ceiling Placement | 12000 | 9900 | 2.55 | 11500 | 1.9
FRANKLIN | MST Series | 214594905 | HRCU-A-CB-O | MSH123F25MCAA | MST123E20ACAA | Singlezone Non-Ducted, Ceiling Placement | 12000 | 9900 | 2.55 | 11500 | 1.9
GOODMAN | MST Series | 214594902 | HRCU-A-CB | MSH123G22MCAA | MST123E21ADAA | Singlezone Ducted, Compact Ducted | 12500 | 10600 | 2.51 | 12100 | 1.96
FRANKLIN | MST Series | 214594907 | HRCU-A-CB | MSH123F25MCAA | MST123E21ADAA | Singlezone Ducted, Compact Ducted | 12500 | 10600 | 2.51 | 12100 | 1.96
GOODMAN | MST Series | 214594904 | HRCU-A-CB | MSH243G22MCAA | MST243E21ADAA | Singlezone Ducted, Compact Ducted | 25000 | 21000 | 2.64 | 27000 | 2
FRANKLIN | MST Series | 214594909 | HRCU-A-CB | MSH243F25MCAA | MST243E21ADAA | Singlezone Ducted, Compact Ducted | 25000 | 21000 | 2.64 | 27000 | 2
ECO-AIR |  | 209270320 | HRCU-A-C | MOD30-24HFN1-MW | MAC-24HWDN1-MN0 | Singlezone Ducted, Centrally Ducted | 25000 | 21000 | 2.58 | 20000 | 1.95
PANASONIC | CU series | 212396505 | HRCU-A-C | CU-HE24YAHK6 | CS-HE24YAC6 | Singlezone Ducted, Centrally Ducted | 25000 | 21000 | 2.58 | 20000 | 1.95
KERR | A-KCD series | 212631694 | HRCU-A-C | A-KCD24SA-1 | MCD18/24B1A | Singlezone Ducted, Centrally Ducted | 25000 | 21000 | 2.58 | 20000 | 1.95
BREEZE33 | BZ33 series | 213732640 | HRCU-A-C | BZ33-INV24OUT2-J | BZ33-MSC24B-J | Singlezone Ducted, Centrally Ducted | 25000 | 21000 | 2.58 | 20000 | 1.95
DETTSON | EVD series | 213160480 | HRCU-A-C | EVD-24-O | MAC24H1718E | Singlezone Ducted, Centrally Ducted | 25000 | 21000 | 2.58 | 20000 | 1.95
ELIOS | DEA series | 213081449 | HRCU-A-C | DEA24HOS20230E7 | CUB24HAC20BWT7A | Singlezone Ducted, Centrally Ducted | 25000 | 21000 | 2.58 | 20000 | 1.95
POLARWAVE | ACIQ series | 212394345 | HRCU-A-C | ACIQ-24-HPB | ACIQ-24-ACL | Singlezone Ducted, Centrally Ducted | 25000 | 21000 | 2.58 | 20000 | 1.95
CANAIR | MAC series | 209550334 | HRCU-A-C | MOD30-24HFN1-MW | MAC-24HWDN1-MN0 | Singlezone Ducted, Centrally Ducted | 25000 | 21000 | 2.58 | 20000 | 1.95
MOOVAIR | DM series | 212361759 | HRCU-A-C | DMA24HOS20230E7 | CUB24HAC20BWT7A | Singlezone Ducted, Centrally Ducted | 25000 | 21000 | 2.58 | 20000 | 1.95
1HVAC | ACIQ series | 212394312 | HRCU-A-C | ACIQ-24-HPB | ACIQ-24-ACL | Singlezone Ducted, Centrally Ducted | 25000 | 21000 | 2.58 | 20000 | 1.95
CANAIR | CDH series | 211644139 | HRCU-A-C | CDH2024C21 | MAC-24HWDN1-MN0 | Singlezone Ducted, Centrally Ducted | 25000 | 21000 | 2.58 | 20000 | 1.95
COMFORT-AIRE | A series | 210568229 | HRCU-A-C | A-VCD24SA-1 | MCD18/24B1A | Singlezone Ducted, Centrally Ducted | 25000 | 21000 | 2.58 | 20000 | 1.95
CUSTOM COMFORT | CCOX series | 212365457 | HRCU-A-C | CCOXHA24V24HP | CCOACC1824B | Singlezone Ducted, Centrally Ducted | 25000 | 21000 | 2.58 | 20000 | 1.95
DIRECT AIR | DIRM series | 212101619 | HRCU-A-C | DIRM-24MAGICPRO20-OU | DIRM-24MAGICPRO20-COIL | Singlezone Ducted, Centrally Ducted | 25000 | 21000 | 2.58 | 20000 | 1.95
CENTURY | A series | 212940798 | HRCU-A-C | A-VCD24SA-1 | MCD18/24B1A | Singlezone Ducted, Centrally Ducted | 25000 | 21000 | 2.58 | 20000 | 1.95
KEPLER |  | 213062282 | HRCU-A-C | AZPN/24WD | AZPN/B24WAC | Singlezone Ducted, Centrally Ducted | 25000 | 21000 | 2.58 | 20000 | 1.95
COMFORTSTAR | ACP series | 213386518 | HRCU-A-C | CPH24CD(O) | ACP-24B | Singlezone Ducted, Centrally Ducted | 25000 | 21000 | 2.58 | 20000 | 1.95
COMFORTSTAR | UACP series | 213386530 | HRCU-A-C | CPH24CD(O) | UACP-24B | Singlezone Ducted, Centrally Ducted | 25000 | 21000 | 2.58 | 20000 | 1.95
INNOVAIR | SHV series | 213160473 | HRCU-A-C | SHV24H2R20 | MAC24H1718E | Singlezone Ducted, Centrally Ducted | 25000 | 21000 | 2.58 | 20000 | 1.95
SLIMAIR | SHD Series | 214606456 | HRCU-A-CB | SHC09VE2AG | SHD09VC2AG | Singlezone Ducted, Compact Ducted | 10000 | 7700 | 2.59 | 8000 | 2.09
SLIMAIR | SHD Series | 214606457 | HRCU-A-CB | SHC12VE2AG | SHD12VC2AG | Singlezone Ducted, Compact Ducted | 12000 | 9300 | 2.78 | 8400 | 2.26
SLIMAIR | SHD Series | 214606464 | HRCU-A-CB | SHC12VH2AG | SHD12VC2AG | Singlezone Ducted, Compact Ducted | 12500 | 10600 | 2.51 | 12100 | 1.96
SLIMAIR | SHD Series | 214606459 | HRCU-A-CB | SHC24VE2AG | SHD24VC2AG | Singlezone Ducted, Compact Ducted | 25000 | 20000 | 2.61 | 20000 | 2.3
SLIMAIR | SHD Series | 214606466 | HRCU-A-CB | SHC24VH2AG | SHD24VC2AG | Singlezone Ducted, Compact Ducted | 25000 | 21000 | 2.64 | 27000 | 2
SLIMAIR | SHD Series | 214606458 | HRCU-A-CB | SHC18VE2AG | SHD18VC2AG | Singlezone Ducted, Compact Ducted | 20000 | 12600 | 2.66 | 13000 | 2.4
ACD | Pular | 211619266 | HRCU-A-CB-O | PUD18KCH23S-O | PUD18KCH23S-I | Singlezone Non-Ducted, Wall Placement | 18000 | 10800 | 2.64 | 13500 | 1.9
ACD | Pular | 214229583 | HRCU-A-CB-O | PUD18KCH23S-O* | PUD18KCH23S-I* | Singlezone Non-Ducted, Wall Placement | 18000 | 10800 | 2.64 | 13500 | 1.9
ACD | Pular | 210534143 | HRCU-A-CB-O | PUD12KCH24S-O | PUD12KCH24S-I | Singlezone Non-Ducted, Wall Placement | 12000 | 7000 | 2.81 | 9000 | 1.9
ACD | UHD-38 | 202110484 | HRCU-A-CB-O | UHD12KCH31S-O | UHD12KCH31S-I | Singlezone Non-Ducted, Wall Placement | 12200 | 8100 | 2.86 | 12000 | 1.91
ACD | Free Match | 210534127 | HMSR-A-CB-O | MPD18KCH21SB-O |  | Multizone All Non-Ducted | 18000 | 14700 | 2.63 | 13600 | 2.23
AIREASE | 4SHP22LX SERIES | 214074924 | HRCU-A-CB | 4SHP22LX124P-**A | EAC4X30B+TDR | Singlezone Ducted, Centrally Ducted | 23600 | 14200 | 2.51 | 16100 | 1.96
ARMSTRONG AIR | 4SHP22LX SERIES | 214074491 | HRCU-A-CB | 4SHP22LX136P-**A | EA(C;U)1P48C+TDR+TXV | Singlezone Ducted, Centrally Ducted | 33800 | 22400 | 2.54 | 18500 | 2.24
ARMSTRONG AIR | 4SHP22LX SERIES | 214074492 | HRCU-A-CB | 4SHP22LX136P-**A | EA(C;U)1P48C+TDR+TXV | Singlezone Ducted, Centrally Ducted | 33800 | 22400 | 2.52 | 18600 | 2.24
ARMSTRONG AIR | 4SHP22LX SERIES | 214074494 | HRCU-A-CB | 4SHP22LX136P-**A | EA(C;U)1P48C+TDR+TXV | Singlezone Ducted, Centrally Ducted | 33800 | 22400 | 2.52 | 18600 | 2.24
ARMSTRONG AIR | 4SHP22LX SERIES | 214074496 | HRCU-A-CB | 4SHP22LX136P-**A | EAC4X48C+TDR | Singlezone Ducted, Centrally Ducted | 33800 | 22400 | 2.54 | 18500 | 2.24
ARMSTRONG AIR | 4SHP22LX SERIES | 214074497 | HRCU-A-CB | 4SHP22LX136P-**A | EAC4X48C+TDR | Singlezone Ducted, Centrally Ducted | 33800 | 22400 | 2.52 | 18600 | 2.24
ARMSTRONG AIR | 4SHP22LX SERIES | 214074499 | HRCU-A-CB | 4SHP22LX136P-**A | EAC4X48C+TDR | Singlezone Ducted, Centrally Ducted | 33800 | 22400 | 2.52 | 18600 | 2.24
ARMSTRONG AIR | 4SHP22LX SERIES | 214074666 | HRCU-A-CB | 4SHP22LX124P-**A | EA(C;U)1P24B+TDR+TXV | Singlezone Ducted, Centrally Ducted | 23600 | 14700 | 2.52 | 15800 | 1.92
AIREASE | 4SHP22LX SERIES | 214074743 | HRCU-A-CB | 4SHP22LX136P-**A | EA(C;U)1P48C+TDR+TXV | Singlezone Ducted, Centrally Ducted | 33800 | 22400 | 2.54 | 18500 | 2.24
AIREASE | 4SHP22LX SERIES | 214074744 | HRCU-A-CB | 4SHP22LX136P-**A | EA(C;U)1P48C+TDR+TXV | Singlezone Ducted, Centrally Ducted | 33800 | 22400 | 2.52 | 18600 | 2.24
AIREASE | 4SHP22LX SERIES | 214074746 | HRCU-A-CB | 4SHP22LX136P-**A | EA(C;U)1P48C+TDR+TXV | Singlezone Ducted, Centrally Ducted | 33800 | 22400 | 2.52 | 18600 | 2.24
AIREASE | 4SHP22LX SERIES | 214074748 | HRCU-A-CB | 4SHP22LX136P-**A | EAC4X48C+TDR | Singlezone Ducted, Centrally Ducted | 33800 | 22400 | 2.54 | 18500 | 2.24
AIREASE | 4SHP22LX SERIES | 214074749 | HRCU-A-CB | 4SHP22LX136P-**A | EAC4X48C+TDR | Singlezone Ducted, Centrally Ducted | 33800 | 22400 | 2.52 | 18600 | 2.24
AIREASE | 4SHP22LX SERIES | 214074751 | HRCU-A-CB | 4SHP22LX136P-**A | EAC4X48C+TDR | Singlezone Ducted, Centrally Ducted | 33800 | 22400 | 2.52 | 18600 | 2.24
ARMSTRONG AIR | 4SHP22LX SERIES | 214074668 | HRCU-A-CB | 4SHP22LX124P-**A | EA(C;U)1P30B+TDR+TXV | Singlezone Ducted, Centrally Ducted | 23600 | 14200 | 2.51 | 16100 | 1.96
ARMSTRONG AIR | 4SHP22LX SERIES | 214074670 | HRCU-A-CB | 4SHP22LX124P-**A | EAC4X24B+TDR | Singlezone Ducted, Centrally Ducted | 23600 | 14700 | 2.52 | 15800 | 1.92
ARMSTRONG AIR | 4SHP22LX SERIES | 214074672 | HRCU-A-CB | 4SHP22LX124P-**A | EAC4X30B+TDR | Singlezone Ducted, Centrally Ducted | 23600 | 14200 | 2.51 | 16100 | 1.96
AIREASE | 4SHP22LX SERIES | 214074918 | HRCU-A-CB | 4SHP22LX124P-**A | EA(C;U)1P24B+TDR+TXV | Singlezone Ducted, Centrally Ducted | 23600 | 14700 | 2.52 | 15800 | 1.92
AIREASE | 4SHP22LX SERIES | 214074920 | HRCU-A-CB | 4SHP22LX124P-**A | EA(C;U)1P30B+TDR+TXV | Singlezone Ducted, Centrally Ducted | 23600 | 14200 | 2.51 | 16100 | 1.96
AIREASE | 4SHP22LX SERIES | 214074922 | HRCU-A-CB | 4SHP22LX124P-**A | EAC4X24B+TDR | Singlezone Ducted, Centrally Ducted | 23600 | 14700 | 2.52 | 15800 | 1.92
ARMSTRONG AIR | 4SHP22LX SERIES | 214074483 | HRCU-A-CB | 4SHP22LX136P-**A | EAH1P42C+TDR+TXV | Singlezone Ducted, Centrally Ducted | 33800 | 22400 | 2.5 | 18200 | 2.04
AIREASE | 4SHP22LX SERIES | 214074733 | HRCU-A-CB | 4SHP22LX136P-**A | EAH1P42C+TDR+TXV | Singlezone Ducted, Centrally Ducted | 33800 | 22600 | 2.5 | 18200 | 2.02
AIREASE | 4SHP22LX SERIES | 214074735 | HRCU-A-CB | 4SHP22LX136P-**A | EAH1P42C+TDR+TXV | Singlezone Ducted, Centrally Ducted | 33800 | 22400 | 2.5 | 18200 | 2.04
ARMSTRONG AIR | 4SHP22LX SERIES | 214074481 | HRCU-A-CB | 4SHP22LX136P-**A | EAH1P42C+TDR+TXV | Singlezone Ducted, Centrally Ducted | 33800 | 22600 | 2.5 | 18200 | 2.02
HITACHI | Mini-VRF | 203994976 | HMSV-A-CB | HVAHP048B21S* |  | Multizone All Ducted | 54000 | 32000 | 2.9 | 31800 | 1.95
YORK | Mini-VRF | 203994974 | HMSV-A-CB | YVAHP048B21S* |  | Multizone All Ducted | 54000 | 32000 | 2.9 | 31800 | 1.95
PAYNE |  | 215323768 | HRCU-A-CB-O | 37MAHAQ24AA3 | D5MAHAQ24XA3 | Singlezone Non-Ducted, Wall Placement | 29000 | 21000 | 2.88 | 24200 | 2.34
WEATHERMAKER |  | 215323779 | HRCU-A-CB-O | 37MAHAQ24AA3 | D5MAHAQ24XA3 | Singlezone Non-Ducted, Wall Placement | 29000 | 21000 | 2.88 | 24200 | 2.34
MIDEA |  | 215323790 | HRCU-A-CB-O | 37MAHAQ24AA3 | D5MAHAQ24XA3 | Singlezone Non-Ducted, Wall Placement | 29000 | 21000 | 2.88 | 24200 | 2.34
ARCOAIRE |  | 215324124 | HRCU-A-CB-O | D5CSHAH24AAK | D5FSHAH24XAK | Singlezone Non-Ducted, Wall Placement | 29000 | 21000 | 2.88 | 24200 | 2.34
MIDEA |  | 215324055 | HRCU-A-CB-O | 37MAHAQ18AA3 | 45MBFAQ16XA3 | Singlezone Non-Ducted, Wall Placement | 17000 | 14200 | 2.6 | 17500 | 1.95
WEATHERMAKER |  | 215323994 | HRCU-A-CB-O | 37MAHAQ18AA3 | 45MBFAQ16XA3 | Singlezone Non-Ducted, Wall Placement | 17000 | 14200 | 2.6 | 17500 | 1.95
CARRIER |  | 215323811 | HRCU-A-CB-O | 37MAHAQ18AA3 | 45MBFAQ16XA3 | Singlezone Non-Ducted, Wall Placement | 17000 | 14200 | 2.6 | 17500 | 1.95
BRYANT |  | 215323872 | HRCU-A-CB-O | 37MAHAQ18AA3 | 45MBFAQ16XA3 | Singlezone Non-Ducted, Wall Placement | 17000 | 14200 | 2.6 | 17500 | 1.95
PAYNE |  | 215323933 | HRCU-A-CB-O | 37MAHAQ18AA3 | 45MBFAQ16XA3 | Singlezone Non-Ducted, Wall Placement | 17000 | 14200 | 2.6 | 17500 | 1.95
ARCOAIRE |  | 215324120 | HRCU-A-CB-O | D5CSHAH18AAK | D5FSFAH16XAK | Singlezone Non-Ducted, Wall Placement | 17000 | 14200 | 2.6 | 17500 | 1.95
ARCOAIRE |  | 215324119 | HRCU-A-CB-O | D5CSHAH18AAK | D5FSCAH18XAK | Singlezone Non-Ducted, Ceiling Placement | 19000 | 14900 | 2.7 | 17000 | 1.9
PAYNE |  | 215323932 | HRCU-A-CB-O | 37MAHAQ18AA3 | 45MBCAQ18XA3 | Singlezone Non-Ducted, Ceiling Placement | 19000 | 14900 | 2.7 | 17000 | 1.9
BRYANT |  | 215323871 | HRCU-A-CB-O | 37MAHAQ18AA3 | 45MBCAQ18XA3 | Singlezone Non-Ducted, Ceiling Placement | 19000 | 14900 | 2.7 | 17000 | 1.9
CARRIER |  | 215323810 | HRCU-A-CB-O | 37MAHAQ18AA3 | 45MBCAQ18XA3 | Singlezone Non-Ducted, Ceiling Placement | 19000 | 14900 | 2.7 | 17000 | 1.9
WEATHERMAKER |  | 215323993 | HRCU-A-CB-O | 37MAHAQ18AA3 | 45MBCAQ18XA3 | Singlezone Non-Ducted, Ceiling Placement | 19000 | 14900 | 2.7 | 17000 | 1.9
MIDEA |  | 215324054 | HRCU-A-CB-O | 37MAHAQ18AA3 | 45MBCAQ18XA3 | Singlezone Non-Ducted, Ceiling Placement | 19000 | 14900 | 2.7 | 17000 | 1.9
ARCOAIRE |  | 215324113 | HRCU-A-CB-O | D5CSHAH12AAK | D5FSCAH12XAK | Singlezone Non-Ducted, Ceiling Placement | 12000 | 10000 | 2.74 | 11500 | 1.99
PAYNE |  | 215323927 | HRCU-A-CB-O | 37MAHAQ12AA3 | 45MBCAQ12XA3 | Singlezone Non-Ducted, Ceiling Placement | 12000 | 10000 | 2.74 | 11500 | 1.99
BRYANT |  | 215323866 | HRCU-A-CB-O | 37MAHAQ12AA3 | 45MBCAQ12XA3 | Singlezone Non-Ducted, Ceiling Placement | 12000 | 10000 | 2.74 | 11500 | 1.99
WEATHERMAKER |  | 215323988 | HRCU-A-CB-O | 37MAHAQ12AA3 | 45MBCAQ12XA3 | Singlezone Non-Ducted, Ceiling Placement | 12000 | 10000 | 2.74 | 11500 | 1.99
MIDEA |  | 215324049 | HRCU-A-CB-O | 37MAHAQ12AA3 | 45MBCAQ12XA3 | Singlezone Non-Ducted, Ceiling Placement | 12000 | 10000 | 2.74 | 11500 | 1.99
CARRIER |  | 215323805 | HRCU-A-CB-O | 37MAHAQ12AA3 | 45MBCAQ12XA3 | Singlezone Non-Ducted, Ceiling Placement | 12000 | 10000 | 2.74 | 11500 | 1.99
CARRIER |  | 215323804 | HRCU-A-CB-O | 37MAHAQ12AA3 | 45MCCAQ12XA3 | Singlezone Non-Ducted, Ceiling Placement | 12500 | 9600 | 2.65 | 11500 | 1.99
MIDEA |  | 215324048 | HRCU-A-CB-O | 37MAHAQ12AA3 | 45MCCAQ12XA3 | Singlezone Non-Ducted, Ceiling Placement | 12500 | 9600 | 2.65 | 11500 | 1.99
WEATHERMAKER |  | 215323987 | HRCU-A-CB-O | 37MAHAQ12AA3 | 45MCCAQ12XA3 | Singlezone Non-Ducted, Ceiling Placement | 12500 | 9600 | 2.65 | 11500 | 1.99
BRYANT |  | 215323865 | HRCU-A-CB-O | 37MAHAQ12AA3 | 45MCCAQ12XA3 | Singlezone Non-Ducted, Ceiling Placement | 12500 | 9600 | 2.65 | 11500 | 1.99
PAYNE |  | 215323926 | HRCU-A-CB-O | 37MAHAQ12AA3 | 45MCCAQ12XA3 | Singlezone Non-Ducted, Ceiling Placement | 12500 | 9600 | 2.65 | 11500 | 1.99
ARCOAIRE |  | 215324112 | HRCU-A-CB-O | D5CSHAH12AAK | D5FSOAH12XAK | Singlezone Non-Ducted, Ceiling Placement | 12500 | 9600 | 2.65 | 11500 | 1.99
CARRIER |  | 215323798 | HRCU-A-CB | 37MAHAQ06AA3 | 45MBDAQ06XA3 | Singlezone Ducted, Compact Ducted | 8000 | 8000 | 2.69 | 7800 | 2.41
ARCOAIRE |  | 215324104 | HRCU-A-CB | D5CSHAH06AAK | D5FSDAH06XAK | Singlezone Ducted, Compact Ducted | 8000 | 8000 | 2.69 | 7800 | 2.41
MIDEA |  | 215324042 | HRCU-A-CB | 37MAHAQ06AA3 | 45MBDAQ06XA3 | Singlezone Ducted, Compact Ducted | 8000 | 8000 | 2.69 | 7800 | 2.41
WEATHERMAKER |  | 215323981 | HRCU-A-CB | 37MAHAQ06AA3 | 45MBDAQ06XA3 | Singlezone Ducted, Compact Ducted | 8000 | 8000 | 2.69 | 7800 | 2.41
BRYANT |  | 215323859 | HRCU-A-CB | 37MAHAQ06AA3 | 45MBDAQ06XA3 | Singlezone Ducted, Compact Ducted | 8000 | 8000 | 2.69 | 7800 | 2.41
PAYNE |  | 215323920 | HRCU-A-CB | 37MAHAQ06AA3 | 45MBDAQ06XA3 | Singlezone Ducted, Compact Ducted | 8000 | 8000 | 2.69 | 7800 | 2.41
PAYNE |  | 215323919 | HRCU-A-CB-O | 37MAHAQ06AA3 | 45MCCAQ06XA3 | Singlezone Non-Ducted, Ceiling Placement | 7400 | 7000 | 2.66 | 8100 | 2.4
BRYANT |  | 215323858 | HRCU-A-CB-O | 37MAHAQ06AA3 | 45MCCAQ06XA3 | Singlezone Non-Ducted, Ceiling Placement | 7400 | 7000 | 2.66 | 8100 | 2.4
WEATHERMAKER |  | 215323980 | HRCU-A-CB-O | 37MAHAQ06AA3 | 45MCCAQ06XA3 | Singlezone Non-Ducted, Ceiling Placement | 7400 | 7000 | 2.66 | 8100 | 2.4
MIDEA |  | 215324041 | HRCU-A-CB-O | 37MAHAQ06AA3 | 45MCCAQ06XA3 | Singlezone Non-Ducted, Ceiling Placement | 7400 | 7000 | 2.66 | 8100 | 2.4
ARCOAIRE |  | 215324103 | HRCU-A-CB-O | D5CSHAH06AAK | D5FSOAH06XAK | Singlezone Non-Ducted, Ceiling Placement | 7400 | 7000 | 2.66 | 8100 | 2.4
CARRIER |  | 215323797 | HRCU-A-CB-O | 37MAHAQ06AA3 | 45MCCAQ06XA3 | Singlezone Non-Ducted, Ceiling Placement | 7400 | 7000 | 2.66 | 8100 | 2.4
MIDEA |  | 215323789 | HRCU-A-CB-O | 37MAHAQ18AA3 | D5MAHAQ18XA3 | Singlezone Non-Ducted, Wall Placement | 18000 | 15000 | 2.56 | 18000 | 1.92
WEATHERMAKER |  | 215323778 | HRCU-A-CB-O | 37MAHAQ18AA3 | D5MAHAQ18XA3 | Singlezone Non-Ducted, Wall Placement | 18000 | 15000 | 2.56 | 18000 | 1.92
PAYNE |  | 215323767 | HRCU-A-CB-O | 37MAHAQ18AA3 | D5MAHAQ18XA3 | Singlezone Non-Ducted, Wall Placement | 18000 | 15000 | 2.56 | 18000 | 1.92
CARRIER |  | 215323745 | HRCU-A-CB-O | 37MAHAQ18AA3 | 45MAHAQ18XA3 | Singlezone Non-Ducted, Wall Placement | 18000 | 15000 | 2.56 | 18000 | 1.92
BRYANT |  | 215323756 | HRCU-A-CB-O | 37MAHAQ18AA3 | 615AHAQ18XA3 | Singlezone Non-Ducted, Wall Placement | 18000 | 15000 | 2.56 | 18000 | 1.92
ARCOAIRE |  | 215324117 | HRCU-A-CB-O | D5CSHAH18AAK | D5FSHAH18XAK | Singlezone Non-Ducted, Wall Placement | 18000 | 15000 | 2.56 | 18000 | 1.92
ARCOAIRE |  | 215324102 | HRCU-A-CB-O | D5CSHAH06AAK | D5FSHAH06XAK | Singlezone Non-Ducted, Wall Placement | 7000 | 7900 | 2.79 | 7700 | 2.4
WEATHERMAKER |  | 215323775 | HRCU-A-CB-O | 37MAHAQ06AA3 | D5MAHAQ06XA3 | Singlezone Non-Ducted, Wall Placement | 7000 | 7900 | 2.79 | 7700 | 2.4
PAYNE |  | 215323764 | HRCU-A-CB-O | 37MAHAQ06AA3 | D5MAHAQ06XA3 | Singlezone Non-Ducted, Wall Placement | 7000 | 7900 | 2.79 | 7700 | 2.4
MIDEA |  | 215323786 | HRCU-A-CB-O | 37MAHAQ06AA3 | D5MAHAQ06XA3 | Singlezone Non-Ducted, Wall Placement | 7000 | 7900 | 2.79 | 7700 | 2.4
BRYANT |  | 215323753 | HRCU-A-CB-O | 37MAHAQ06AA3 | 615AHAQ06XA3 | Singlezone Non-Ducted, Wall Placement | 7000 | 7900 | 2.79 | 7700 | 2.4
CARRIER |  | 215323742 | HRCU-A-CB-O | 37MAHAQ06AA3 | 45MAHAQ06XA3 | Singlezone Non-Ducted, Wall Placement | 7000 | 7900 | 2.79 | 7700 | 2.4
GRANDAIRE |  | 215323736 | HRCU-A-CB | D5CUHAH36AAK | D5FUHAH36XAK | Singlezone Ducted, Centrally Ducted | 37000 | 31000 | 2.5 | 37400 | 1.91
LPS LEGACY |  | 215323735 | HRCU-A-CB | D5CUHAH36AAK | D5FUHAH36XAK | Singlezone Ducted, Centrally Ducted | 37000 | 31000 | 2.5 | 37400 | 1.91
AIRQUEST |  | 215323734 | HRCU-A-CB | D5CUHAH36AAK | D5FUHAH36XAK | Singlezone Ducted, Centrally Ducted | 37000 | 31000 | 2.5 | 37400 | 1.91
SMART COMFORT |  | 215323733 | HRCU-A-CB | D5CUHAH36AAK | D5FUHAH36XAK | Singlezone Ducted, Centrally Ducted | 37000 | 31000 | 2.5 | 37400 | 1.91
TEMPSTAR |  | 215323732 | HRCU-A-CB | D5CUHAH36AAK | D5FUHAH36XAK | Singlezone Ducted, Centrally Ducted | 37000 | 31000 | 2.5 | 37400 | 1.91
MIDEA |  | 215323731 | HRCU-A-CB | D5CUHAH36AAK | D5FUHAH36XAK | Singlezone Ducted, Centrally Ducted | 37000 | 31000 | 2.5 | 37400 | 1.91
KENMORE |  | 215323730 | HRCU-A-CB | D5CUHAH36AAK | D5FUHAH36XAK | Singlezone Ducted, Centrally Ducted | 37000 | 31000 | 2.5 | 37400 | 1.91
KEEPRITE |  | 215323729 | HRCU-A-CB | D5CUHAH36AAK | D5FUHAH36XAK | Singlezone Ducted, Centrally Ducted | 37000 | 31000 | 2.5 | 37400 | 1.91
HEIL |  | 215323728 | HRCU-A-CB | D5CUHAH36AAK | D5FUHAH36XAK | Singlezone Ducted, Centrally Ducted | 37000 | 31000 | 2.5 | 37400 | 1.91
DAY & NIGHT |  | 215323727 | HRCU-A-CB | D5CUHAH36AAK | D5FUHAH36XAK | Singlezone Ducted, Centrally Ducted | 37000 | 31000 | 2.5 | 37400 | 1.91
COMFORTMAKER |  | 215323726 | HRCU-A-CB | D5CUHAH36AAK | D5FUHAH36XAK | Singlezone Ducted, Centrally Ducted | 37000 | 31000 | 2.5 | 37400 | 1.91
ARCOAIRE |  | 215323725 | HRCU-A-CB | D5CUHAH36AAK | D5FUHAH36XAK | Singlezone Ducted, Centrally Ducted | 37000 | 31000 | 2.5 | 37400 | 1.91
MIDEA |  | 215323724 | HRCU-A-CB | 37MUHAQ36AA3 | 45MUHAQ36XX3 | Singlezone Ducted, Centrally Ducted | 37000 | 31000 | 2.5 | 37400 | 1.91
WEATHERMAKER |  | 215323723 | HRCU-A-CB | 37MUHAQ36AA3 | 45MUHAQ36XX3 | Singlezone Ducted, Centrally Ducted | 37000 | 31000 | 2.5 | 37400 | 1.91
PAYNE |  | 215323722 | HRCU-A-CB | 37MUHAQ36AA3 | 45MUHAQ36XX3 | Singlezone Ducted, Centrally Ducted | 37000 | 31000 | 2.5 | 37400 | 1.91
BRYANT |  | 215323721 | HRCU-A-CB | 37MUHAQ36AA3 | 45MUHAQ36XX3 | Singlezone Ducted, Centrally Ducted | 37000 | 31000 | 2.5 | 37400 | 1.91
CARRIER |  | 215323720 | HRCU-A-CB | 37MUHAQ36AA3 | 45MUHAQ36XX3 | Singlezone Ducted, Centrally Ducted | 37000 | 31000 | 2.5 | 37400 | 1.91
AIRQUEST |  | 215319155 | HRCU-A-CB | D5CUHAH48AAK | D5FUHAH60XAK | Singlezone Ducted, Centrally Ducted | 48000 | 34000 | 2.56 | 48000 | 2
LPS LEGACY |  | 215319183 | HRCU-A-CB | D5CUHAH48AAK | D5FUHAH60XAK | Singlezone Ducted, Centrally Ducted | 48000 | 34000 | 2.56 | 48000 | 2
SMART COMFORT |  | 215319127 | HRCU-A-CB | D5CUHAH48AAK | D5FUHAH60XAK | Singlezone Ducted, Centrally Ducted | 48000 | 34000 | 2.56 | 48000 | 2
GRANDAIRE |  | 215319211 | HRCU-A-CB | D5CUHAH48AAK | D5FUHAH60XAK | Singlezone Ducted, Centrally Ducted | 48000 | 34000 | 2.56 | 48000 | 2
GRANDAIRE |  | 215319210 | HRCU-A-CB | D5CUHAH30AAK | D5FUHAH36XAK | Singlezone Ducted, Centrally Ducted | 33000 | 24000 | 2.69 | 33200 | 1.97
SMART COMFORT |  | 215319126 | HRCU-A-CB | D5CUHAH30AAK | D5FUHAH36XAK | Singlezone Ducted, Centrally Ducted | 33000 | 24000 | 2.69 | 33200 | 1.97
LPS LEGACY |  | 215319182 | HRCU-A-CB | D5CUHAH30AAK | D5FUHAH36XAK | Singlezone Ducted, Centrally Ducted | 33000 | 24000 | 2.69 | 33200 | 1.97
AIRQUEST |  | 215319154 | HRCU-A-CB | D5CUHAH30AAK | D5FUHAH36XAK | Singlezone Ducted, Centrally Ducted | 33000 | 24000 | 2.69 | 33200 | 1.97
AIRQUEST |  | 215319153 | HRCU-A-CB | D5CUHAH18AAK | D5FUHAH24XAK | Singlezone Ducted, Centrally Ducted | 18000 | 14700 | 2.66 | 18600 | 2.12
LPS LEGACY |  | 215319181 | HRCU-A-CB | D5CUHAH18AAK | D5FUHAH24XAK | Singlezone Ducted, Centrally Ducted | 18000 | 14700 | 2.66 | 18600 | 2.12
SMART COMFORT |  | 215319125 | HRCU-A-CB | D5CUHAH18AAK | D5FUHAH24XAK | Singlezone Ducted, Centrally Ducted | 18000 | 14700 | 2.66 | 18600 | 2.12
GRANDAIRE |  | 215319209 | HRCU-A-CB | D5CUHAH18AAK | D5FUHAH24XAK | Singlezone Ducted, Centrally Ducted | 18000 | 14700 | 2.66 | 18600 | 2.12
TEMPSTAR |  | 215319107 | HRCU-A-CB | D5CLHAH58AAK | D5FLAAH60XAK | Singlezone Ducted, Centrally Ducted | 59000 | 41000 | 2.6 | 53000 | 2
SMART COMFORT |  | 215319135 | HRCU-A-CB | D5CLHAH58AAK | D5FLAAH60XAK | Singlezone Ducted, Centrally Ducted | 59000 | 41000 | 2.6 | 53000 | 2
AIRQUEST |  | 215319163 | HRCU-A-CB | D5CLHAH58AAK | D5FLAAH60XAK | Singlezone Ducted, Centrally Ducted | 59000 | 41000 | 2.6 | 53000 | 2
LPS LEGACY |  | 215319191 | HRCU-A-CB | D5CLHAH58AAK | D5FLAAH60XAK | Singlezone Ducted, Centrally Ducted | 59000 | 41000 | 2.6 | 53000 | 2
GRANDAIRE |  | 215319219 | HRCU-A-CB | D5CLHAH58AAK | D5FLAAH60XAK | Singlezone Ducted, Centrally Ducted | 59000 | 41000 | 2.6 | 53000 | 2
SMART COMFORT |  | 215319122 | HRCU-A-CB | D5CURAH36AAK | D5FUAAH36XAK | Singlezone Ducted, Centrally Ducted | 36000 | 25600 | 2.6 | 27000 | 2
LPS LEGACY |  | 215319178 | HRCU-A-CB | D5CURAH36AAK | D5FUAAH36XAK | Singlezone Ducted, Centrally Ducted | 36000 | 25600 | 2.6 | 27000 | 2
AIRQUEST |  | 215319150 | HRCU-A-CB | D5CURAH36AAK | D5FUAAH36XAK | Singlezone Ducted, Centrally Ducted | 36000 | 25600 | 2.6 | 27000 | 2
GRANDAIRE |  | 215319206 | HRCU-A-CB | D5CURAH36AAK | D5FUAAH36XAK | Singlezone Ducted, Centrally Ducted | 36000 | 25600 | 2.6 | 27000 | 2
SMART COMFORT |  | 215319118 | HRCU-A-CB | D5CUHAH60AAK | D5FUHAH60XAK | Singlezone Ducted, Centrally Ducted | 55000 | 35000 | 2.5 | 54000 | 1.9
LPS LEGACY |  | 215319174 | HRCU-A-CB | D5CUHAH60AAK | D5FUHAH60XAK | Singlezone Ducted, Centrally Ducted | 55000 | 35000 | 2.5 | 54000 | 1.9
AIRQUEST |  | 215319146 | HRCU-A-CB | D5CUHAH60AAK | D5FUHAH60XAK | Singlezone Ducted, Centrally Ducted | 55000 | 35000 | 2.5 | 54000 | 1.9
GRANDAIRE |  | 215319202 | HRCU-A-CB | D5CUHAH60AAK | D5FUHAH60XAK | Singlezone Ducted, Centrally Ducted | 55000 | 35000 | 2.5 | 54000 | 1.9
SMART COMFORT |  | 215319116 | HRCU-A-CB | D5CUHAH48AAK | D5FUAAH48XAK | Singlezone Ducted, Centrally Ducted | 50000 | 37000 | 2.7 | 46000 | 1.9
LPS LEGACY |  | 215319172 | HRCU-A-CB | D5CUHAH48AAK | D5FUAAH48XAK | Singlezone Ducted, Centrally Ducted | 50000 | 37000 | 2.7 | 46000 | 1.9
AIRQUEST |  | 215319144 | HRCU-A-CB | D5CUHAH48AAK | D5FUAAH48XAK | Singlezone Ducted, Centrally Ducted | 50000 | 37000 | 2.7 | 46000 | 1.9
GRANDAIRE |  | 215319200 | HRCU-A-CB | D5CUHAH48AAK | D5FUAAH48XAK | Singlezone Ducted, Centrally Ducted | 50000 | 37000 | 2.7 | 46000 | 1.9
GRANDAIRE |  | 215319199 | HRCU-A-CB | D5CUHAH36AAK | D5FUAAH36XAK | Singlezone Ducted, Centrally Ducted | 37000 | 31800 | 2.56 | 39000 | 1.9
AIRQUEST |  | 215319143 | HRCU-A-CB | D5CUHAH36AAK | D5FUAAH36XAK | Singlezone Ducted, Centrally Ducted | 37000 | 31800 | 2.56 | 39000 | 1.9
LPS LEGACY |  | 215319171 | HRCU-A-CB | D5CUHAH36AAK | D5FUAAH36XAK | Singlezone Ducted, Centrally Ducted | 37000 | 31800 | 2.56 | 39000 | 1.9
SMART COMFORT |  | 215319115 | HRCU-A-CB | D5CUHAH36AAK | D5FUAAH36XAK | Singlezone Ducted, Centrally Ducted | 37000 | 31800 | 2.56 | 39000 | 1.9
SMART COMFORT |  | 215319114 | HRCU-A-CB | D5CUHAH30AAK | D5FUAAH30XAK | Singlezone Ducted, Centrally Ducted | 34000 | 23800 | 2.76 | 32600 | 1.96
LPS LEGACY |  | 215319170 | HRCU-A-CB | D5CUHAH30AAK | D5FUAAH30XAK | Singlezone Ducted, Centrally Ducted | 34000 | 23800 | 2.76 | 32600 | 1.96
AIRQUEST |  | 215319142 | HRCU-A-CB | D5CUHAH30AAK | D5FUAAH30XAK | Singlezone Ducted, Centrally Ducted | 34000 | 23800 | 2.76 | 32600 | 1.96
GRANDAIRE |  | 215319198 | HRCU-A-CB | D5CUHAH30AAK | D5FUAAH30XAK | Singlezone Ducted, Centrally Ducted | 34000 | 23800 | 2.76 | 32600 | 1.96
GRANDAIRE |  | 215319197 | HRCU-A-CB | D5CUHAH24AAK | D5FUHAH24XAK | Singlezone Ducted, Centrally Ducted | 24000 | 19000 | 2.64 | 20600 | 2.14
AIRQUEST |  | 215319141 | HRCU-A-CB | D5CUHAH24AAK | D5FUHAH24XAK | Singlezone Ducted, Centrally Ducted | 24000 | 19000 | 2.64 | 20600 | 2.14
LPS LEGACY |  | 215319169 | HRCU-A-CB | D5CUHAH24AAK | D5FUHAH24XAK | Singlezone Ducted, Centrally Ducted | 24000 | 19000 | 2.64 | 20600 | 2.14
SMART COMFORT |  | 215319113 | HRCU-A-CB | D5CUHAH24AAK | D5FUHAH24XAK | Singlezone Ducted, Centrally Ducted | 24000 | 19000 | 2.64 | 20600 | 2.14
GRANDAIRE |  | 215319195 | HRCU-A-CB | D5CUHAH18AAK | D5FUAAH18XAK | Singlezone Ducted, Centrally Ducted | 19000 | 15000 | 2.6 | 18000 | 2
AIRQUEST |  | 215319139 | HRCU-A-CB | D5CUHAH18AAK | D5FUAAH18XAK | Singlezone Ducted, Centrally Ducted | 19000 | 15000 | 2.6 | 18000 | 2
LPS LEGACY |  | 215319167 | HRCU-A-CB | D5CUHAH18AAK | D5FUAAH18XAK | Singlezone Ducted, Centrally Ducted | 19000 | 15000 | 2.6 | 18000 | 2
GOODMAN | GZV7SA | 215488116 | HRCU-A-CB | GZV7SA4810A* | CA*EA6030*3A* | Singlezone Ducted, Centrally Ducted | 47000 | 29000 | 2.5 | 33600 | 2
GOODMAN | GZV7SA | 215488115 | HRCU-A-CB | GZV7SA4810A* | CA*EA6030*3A* | Singlezone Ducted, Centrally Ducted | 47000 | 29000 | 2.5 | 33600 | 2
GOODMAN | GZV7SA | 215488114 | HRCU-A-CB | GZV7SA4810A* | CA*EA6030*3A* | Singlezone Ducted, Centrally Ducted | 47000 | 29000 | 2.5 | 33600 | 2
GOODMAN | GZV7SA | 215488113 | HRCU-A-CB | GZV7SA4810A* | CA*EA6030*3A* | Singlezone Ducted, Centrally Ducted | 47000 | 29000 | 2.5 | 33600 | 2
GOODMAN | GZV7SA | 215488112 | HRCU-A-CB | GZV7SA4810A* | CA*EA6030*3A* | Singlezone Ducted, Centrally Ducted | 47000 | 29000 | 2.5 | 33600 | 2
GOODMAN | GZV7SA | 215488111 | HRCU-A-CB | GZV7SA4810A* | CA*EA6030*3A* | Singlezone Ducted, Centrally Ducted | 47000 | 29000 | 2.5 | 33600 | 2
GOODMAN | GZV7SA | 215488110 | HRCU-A-CB | GZV7SA4810A* | CA*EA6030*3A* | Singlezone Ducted, Centrally Ducted | 47000 | 29000 | 2.5 | 33600 | 2
GOODMAN | GZV7SA | 215488109 | HRCU-A-CB | GZV7SA4810A* | CA*EA6030*3A* | Singlezone Ducted, Centrally Ducted | 47000 | 29000 | 2.5 | 33600 | 2
GOODMAN | GZV7SA | 215488108 | HRCU-A-CB | GZV7SA4810A* | CA*EA6030*3A* | Singlezone Ducted, Centrally Ducted | 47000 | 29000 | 2.5 | 33600 | 2
GOODMAN | GZV7SA | 215488107 | HRCU-A-CB | GZV7SA4810A* | CA*EA6030*3A* | Singlezone Ducted, Centrally Ducted | 47000 | 29000 | 2.5 | 33600 | 2
GOODMAN | GZV7SA | 215488086 | HRCU-A-CB | GZV7SA4210A* | CA*EA6030*3A* | Singlezone Ducted, Centrally Ducted | 41000 | 28000 | 2.5 | 31000 | 2
GOODMAN | GZV7SA | 215488085 | HRCU-A-CB | GZV7SA4210A* | CA*EA6030*3A* | Singlezone Ducted, Centrally Ducted | 41000 | 28000 | 2.5 | 31000 | 2
GOODMAN | GZV7SA | 215488084 | HRCU-A-CB | GZV7SA4210A* | CA*EA6030*3A* | Singlezone Ducted, Centrally Ducted | 41000 | 28000 | 2.5 | 31000 | 2
GOODMAN | GZV7SA | 215488083 | HRCU-A-CB | GZV7SA4210A* | CA*EA6030*3A* | Singlezone Ducted, Centrally Ducted | 41000 | 28000 | 2.5 | 31000 | 2
GOODMAN | GZV7SA | 215488082 | HRCU-A-CB | GZV7SA4210A* | CA*EA6030*3A* | Singlezone Ducted, Centrally Ducted | 41000 | 28000 | 2.5 | 31000 | 2
GOODMAN | GZV7SA | 215488081 | HRCU-A-CB | GZV7SA4210A* | CA*EA6030*3A* | Singlezone Ducted, Centrally Ducted | 41000 | 28000 | 2.5 | 31000 | 2
GOODMAN | GZV7SA | 215488080 | HRCU-A-CB | GZV7SA4210A* | CA*EA6030*3A* | Singlezone Ducted, Centrally Ducted | 41000 | 28000 | 2.5 | 31000 | 2
GOODMAN | GZV7SA | 215488079 | HRCU-A-CB | GZV7SA4210A* | CA*EA6030*3A* | Singlezone Ducted, Centrally Ducted | 41000 | 28000 | 2.5 | 31000 | 2
GOODMAN | GZV7SA | 215488078 | HRCU-A-CB | GZV7SA4210A* | CA*EA6030*3A* | Singlezone Ducted, Centrally Ducted | 41000 | 28000 | 2.5 | 31000 | 2
GOODMAN | GZV7SA | 215488077 | HRCU-A-CB | GZV7SA4210A* | CA*EA6030*3A* | Singlezone Ducted, Centrally Ducted | 41000 | 28000 | 2.5 | 31000 | 2
GOODMAN | GZV7SA | 215488052 | HRCU-A-CB | GZV7SA2410A* | CHPEA3026*3A* | Singlezone Ducted, Centrally Ducted | 23200 | 15800 | 2.5 | 17000 | 2
GOODMAN | GZV7SA | 215488051 | HRCU-A-CB | GZV7SA2410A* | CHPEA3026*3A* | Singlezone Ducted, Centrally Ducted | 23200 | 15800 | 2.5 | 17000 | 2
GOODMAN | GZV7SA | 215488050 | HRCU-A-CB | GZV7SA2410A* | CHPEA3026*3A* | Singlezone Ducted, Centrally Ducted | 23200 | 15800 | 2.5 | 17000 | 2
GOODMAN | GZV7SA | 215488049 | HRCU-A-CB | GZV7SA2410A* | CHPEA3026*3A* | Singlezone Ducted, Centrally Ducted | 23200 | 15800 | 2.5 | 17000 | 2
GOODMAN | GZV7SA | 215488048 | HRCU-A-CB | GZV7SA2410A* | CHPEA3026*3A* | Singlezone Ducted, Centrally Ducted | 23200 | 15800 | 2.5 | 17000 | 2
GOODMAN | GZV7SA | 215488047 | HRCU-A-CB | GZV7SA2410A* | CHPEA3026*3A* | Singlezone Ducted, Centrally Ducted | 23200 | 15800 | 2.5 | 17000 | 2
GOODMAN | GZV7SA | 215488046 | HRCU-A-CB | GZV7SA2410A* | CHPEA3026*3A* | Singlezone Ducted, Centrally Ducted | 23200 | 15800 | 2.5 | 17000 | 2
GOODMAN | GZV7SA | 215488045 | HRCU-A-CB | GZV7SA2410A* | CHPEA3026*3A* | Singlezone Ducted, Centrally Ducted | 23200 | 15800 | 2.5 | 17000 | 2
GOODMAN | GZV7SA | 215488044 | HRCU-A-CB | GZV7SA2410A* | CHPEA3026*3A* | Singlezone Ducted, Centrally Ducted | 23200 | 15800 | 2.5 | 17000 | 2
GOODMAN | GZV7SA | 215488043 | HRCU-A-CB | GZV7SA2410A* | CHPEA3026*3A* | Singlezone Ducted, Centrally Ducted | 23200 | 15800 | 2.5 | 17000 | 2
GOODMAN | GZV7SA | 215488042 | HRCU-A-CB | GZV7SA2410A* | CHPEA3026*3A* | Singlezone Ducted, Centrally Ducted | 23200 | 15800 | 2.5 | 17000 | 2
GOODMAN | GZV7SA | 215488041 | HRCU-A-CB | GZV7SA2410A* | CHPEA3026*3A* | Singlezone Ducted, Centrally Ducted | 23200 | 15800 | 2.5 | 17000 | 2
GOODMAN | GZV7SA | 215488040 | HRCU-A-CB | GZV7SA2410A* | CHPEA3026*3A* | Singlezone Ducted, Centrally Ducted | 23200 | 15800 | 2.5 | 17000 | 2
GOODMAN | GZV7SA | 215488039 | HRCU-A-CB | GZV7SA2410A* | CHPEA3026*3A* | Singlezone Ducted, Centrally Ducted | 23200 | 15800 | 2.5 | 17000 | 2
GOODMAN | GZV7SA | 215488038 | HRCU-A-CB | GZV7SA2410A* | CHPEA3026*3A* | Singlezone Ducted, Centrally Ducted | 23200 | 15800 | 2.5 | 17000 | 2
GOODMAN | GZV7SA | 215488037 | HRCU-A-CB | GZV7SA2410A* | CA*EA3626*3A* | Singlezone Ducted, Centrally Ducted | 23200 | 15800 | 2.5 | 17000 | 2
GOODMAN | GZV7SA | 215488036 | HRCU-A-CB | GZV7SA2410A* | CA*EA3626*3A* | Singlezone Ducted, Centrally Ducted | 23200 | 15800 | 2.5 | 17000 | 2
GOODMAN | GZV7SA | 215488035 | HRCU-A-CB | GZV7SA2410A* | CA*EA3626*3A* | Singlezone Ducted, Centrally Ducted | 23200 | 15800 | 2.5 | 17000 | 2
GOODMAN | GZV7SA | 215488034 | HRCU-A-CB | GZV7SA2410A* | CA*EA3626*3A* | Singlezone Ducted, Centrally Ducted | 23200 | 15800 | 2.5 | 17000 | 2
GOODMAN | GZV7SA | 215488033 | HRCU-A-CB | GZV7SA2410A* | CA*EA3626*3A* | Singlezone Ducted, Centrally Ducted | 23200 | 15800 | 2.5 | 17000 | 2
GOODMAN | GZV7SA | 215488032 | HRCU-A-CB | GZV7SA2410A* | CA*EA3626*3A* | Singlezone Ducted, Centrally Ducted | 23200 | 15800 | 2.5 | 17000 | 2
GOODMAN | GZV7SA | 215488031 | HRCU-A-CB | GZV7SA2410A* | CA*EA3626*3A* | Singlezone Ducted, Centrally Ducted | 23200 | 15800 | 2.5 | 17000 | 2
GOODMAN | GZV7SA | 215488030 | HRCU-A-CB | GZV7SA2410A* | CA*EA3626*3A* | Singlezone Ducted, Centrally Ducted | 23200 | 15800 | 2.5 | 17000 | 2
GOODMAN | GZV7SA | 215488029 | HRCU-A-CB | GZV7SA2410A* | CA*EA3626*3A* | Singlezone Ducted, Centrally Ducted | 23200 | 15800 | 2.5 | 17000 | 2
GOODMAN | GZV7SA | 215488028 | HRCU-A-CB | GZV7SA2410A* | CA*EA3626*3A* | Singlezone Ducted, Centrally Ducted | 23200 | 15800 | 2.5 | 17000 | 2
GOODMAN | GZV7SA | 215488027 | HRCU-A-CB | GZV7SA2410A* | CA*EA3626*3A* | Singlezone Ducted, Centrally Ducted | 23200 | 15800 | 2.5 | 17000 | 2
GOODMAN | GZV7SA | 215488026 | HRCU-A-CB | GZV7SA2410A* | CA*EA3626*3A* | Singlezone Ducted, Centrally Ducted | 23200 | 15800 | 2.5 | 17000 | 2
GOODMAN | GZV7SA | 215488025 | HRCU-A-CB | GZV7SA2410A* | CA*EA3626*3A* | Singlezone Ducted, Centrally Ducted | 23200 | 15800 | 2.5 | 17000 | 2
GOODMAN | GZV7SA | 215488024 | HRCU-A-CB | GZV7SA2410A* | CA*EA3626*3A* | Singlezone Ducted, Centrally Ducted | 23200 | 15800 | 2.5 | 17000 | 2
GOODMAN | GZV7SA | 215488023 | HRCU-A-CB | GZV7SA2410A* | CA*EA3626*3A* | Singlezone Ducted, Centrally Ducted | 23200 | 15800 | 2.5 | 17000 | 2
GOODMAN | GZV7SA | 215488022 | HRCU-A-CB | GZV7SA2410A* | CA*EA3022*3A* | Singlezone Ducted, Centrally Ducted | 23200 | 15800 | 2.5 | 17000 | 2
GOODMAN | GZV7SA | 215488021 | HRCU-A-CB | GZV7SA2410A* | CA*EA3022*3A* | Singlezone Ducted, Centrally Ducted | 23200 | 15800 | 2.5 | 17000 | 2
GOODMAN | GZV7SA | 215488020 | HRCU-A-CB | GZV7SA2410A* | CA*EA3022*3A* | Singlezone Ducted, Centrally Ducted | 23200 | 15800 | 2.5 | 17000 | 2
GOODMAN | GZV7SA | 215488019 | HRCU-A-CB | GZV7SA2410A* | CA*EA3022*3A* | Singlezone Ducted, Centrally Ducted | 23200 | 15800 | 2.5 | 17000 | 2
GOODMAN | GZV7SA | 215488018 | HRCU-A-CB | GZV7SA2410A* | CA*EA3022*3A* | Singlezone Ducted, Centrally Ducted | 23200 | 15800 | 2.5 | 17000 | 2
GOODMAN | GZV7SA | 215488017 | HRCU-A-CB | GZV7SA2410A* | CA*EA3022*3A* | Singlezone Ducted, Centrally Ducted | 23200 | 15800 | 2.5 | 17000 | 2
GOODMAN | GZV7SA | 215488016 | HRCU-A-CB | GZV7SA2410A* | CA*EA3022*3A* | Singlezone Ducted, Centrally Ducted | 23200 | 15800 | 2.5 | 17000 | 2
GOODMAN | GZV7SA | 215488015 | HRCU-A-CB | GZV7SA2410A* | CA*EA3022*3A* | Singlezone Ducted, Centrally Ducted | 23200 | 15800 | 2.5 | 17000 | 2
GOODMAN | GZV7SA | 215488014 | HRCU-A-CB | GZV7SA2410A* | CA*EA3022*3A* | Singlezone Ducted, Centrally Ducted | 23200 | 15800 | 2.5 | 17000 | 2
GOODMAN | GZV7SA | 215488013 | HRCU-A-CB | GZV7SA2410A* | CA*EA3022*3A* | Singlezone Ducted, Centrally Ducted | 23200 | 15800 | 2.5 | 17000 | 2
GOODMAN | GZV7SA | 215488012 | HRCU-A-CB | GZV7SA2410A* | CA*EA3022*3A* | Singlezone Ducted, Centrally Ducted | 23200 | 15800 | 2.5 | 17000 | 2
GOODMAN | GZV7SA | 215488011 | HRCU-A-CB | GZV7SA2410A* | CA*EA3022*3A* | Singlezone Ducted, Centrally Ducted | 23200 | 15800 | 2.5 | 17000 | 2
GOODMAN | GZV7SA | 215488010 | HRCU-A-CB | GZV7SA2410A* | CA*EA3022*3A* | Singlezone Ducted, Centrally Ducted | 23200 | 15800 | 2.5 | 17000 | 2
GOODMAN | GZV7SA | 215488009 | HRCU-A-CB | GZV7SA2410A* | CA*EA3022*3A* | Singlezone Ducted, Centrally Ducted | 23200 | 15800 | 2.5 | 17000 | 2
AMANA | AZV7SA | 215487752 | HRCU-A-CB | AZV7SA4810A* | CA*EA6030*3A* | Singlezone Ducted, Centrally Ducted | 47000 | 29000 | 2.5 | 33600 | 2
AMANA | AZV7SA | 215487751 | HRCU-A-CB | AZV7SA4810A* | CA*EA6030*3A* | Singlezone Ducted, Centrally Ducted | 47000 | 29000 | 2.5 | 33600 | 2
AMANA | AZV7SA | 215487750 | HRCU-A-CB | AZV7SA4810A* | CA*EA6030*3A* | Singlezone Ducted, Centrally Ducted | 47000 | 29000 | 2.5 | 33600 | 2
AMANA | AZV7SA | 215487749 | HRCU-A-CB | AZV7SA4810A* | CA*EA6030*3A* | Singlezone Ducted, Centrally Ducted | 47000 | 29000 | 2.5 | 33600 | 2
AMANA | AZV7SA | 215487748 | HRCU-A-CB | AZV7SA4810A* | CA*EA6030*3A* | Singlezone Ducted, Centrally Ducted | 47000 | 29000 | 2.5 | 33600 | 2
AMANA | AZV7SA | 215487747 | HRCU-A-CB | AZV7SA4810A* | CA*EA6030*3A* | Singlezone Ducted, Centrally Ducted | 47000 | 29000 | 2.5 | 33600 | 2
AMANA | AZV7SA | 215487746 | HRCU-A-CB | AZV7SA4810A* | CA*EA6030*3A* | Singlezone Ducted, Centrally Ducted | 47000 | 29000 | 2.5 | 33600 | 2
AMANA | AZV7SA | 215487745 | HRCU-A-CB | AZV7SA4810A* | CA*EA6030*3A* | Singlezone Ducted, Centrally Ducted | 47000 | 29000 | 2.5 | 33600 | 2
AMANA | AZV7SA | 215487744 | HRCU-A-CB | AZV7SA4810A* | CA*EA6030*3A* | Singlezone Ducted, Centrally Ducted | 47000 | 29000 | 2.5 | 33600 | 2
AMANA | AZV7SA | 215487743 | HRCU-A-CB | AZV7SA4810A* | CA*EA6030*3A* | Singlezone Ducted, Centrally Ducted | 47000 | 29000 | 2.5 | 33600 | 2
AMANA | AZV7SA | 215487722 | HRCU-A-CB | AZV7SA4210A* | CA*EA6030*3A* | Singlezone Ducted, Centrally Ducted | 41000 | 28000 | 2.5 | 31000 | 2
AMANA | AZV7SA | 215487721 | HRCU-A-CB | AZV7SA4210A* | CA*EA6030*3A* | Singlezone Ducted, Centrally Ducted | 41000 | 28000 | 2.5 | 31000 | 2
AMANA | AZV7SA | 215487720 | HRCU-A-CB | AZV7SA4210A* | CA*EA6030*3A* | Singlezone Ducted, Centrally Ducted | 41000 | 28000 | 2.5 | 31000 | 2
AMANA | AZV7SA | 215487719 | HRCU-A-CB | AZV7SA4210A* | CA*EA6030*3A* | Singlezone Ducted, Centrally Ducted | 41000 | 28000 | 2.5 | 31000 | 2
AMANA | AZV7SA | 215487718 | HRCU-A-CB | AZV7SA4210A* | CA*EA6030*3A* | Singlezone Ducted, Centrally Ducted | 41000 | 28000 | 2.5 | 31000 | 2
AMANA | AZV7SA | 215487717 | HRCU-A-CB | AZV7SA4210A* | CA*EA6030*3A* | Singlezone Ducted, Centrally Ducted | 41000 | 28000 | 2.5 | 31000 | 2
AMANA | AZV7SA | 215487716 | HRCU-A-CB | AZV7SA4210A* | CA*EA6030*3A* | Singlezone Ducted, Centrally Ducted | 41000 | 28000 | 2.5 | 31000 | 2
AMANA | AZV7SA | 215487715 | HRCU-A-CB | AZV7SA4210A* | CA*EA6030*3A* | Singlezone Ducted, Centrally Ducted | 41000 | 28000 | 2.5 | 31000 | 2
AMANA | AZV7SA | 215487714 | HRCU-A-CB | AZV7SA4210A* | CA*EA6030*3A* | Singlezone Ducted, Centrally Ducted | 41000 | 28000 | 2.5 | 31000 | 2
AMANA | AZV7SA | 215487713 | HRCU-A-CB | AZV7SA4210A* | CA*EA6030*3A* | Singlezone Ducted, Centrally Ducted | 41000 | 28000 | 2.5 | 31000 | 2
AMANA | AZV7SA | 215487688 | HRCU-A-CB | AZV7SA2410A* | CHPEA3026*3A* | Singlezone Ducted, Centrally Ducted | 23200 | 15800 | 2.5 | 17000 | 2
AMANA | AZV7SA | 215487687 | HRCU-A-CB | AZV7SA2410A* | CHPEA3026*3A* | Singlezone Ducted, Centrally Ducted | 23200 | 15800 | 2.5 | 17000 | 2
AMANA | AZV7SA | 215487686 | HRCU-A-CB | AZV7SA2410A* | CHPEA3026*3A* | Singlezone Ducted, Centrally Ducted | 23200 | 15800 | 2.5 | 17000 | 2
AMANA | AZV7SA | 215487685 | HRCU-A-CB | AZV7SA2410A* | CHPEA3026*3A* | Singlezone Ducted, Centrally Ducted | 23200 | 15800 | 2.5 | 17000 | 2
AMANA | AZV7SA | 215487684 | HRCU-A-CB | AZV7SA2410A* | CHPEA3026*3A* | Singlezone Ducted, Centrally Ducted | 23200 | 15800 | 2.5 | 17000 | 2
AMANA | AZV7SA | 215487683 | HRCU-A-CB | AZV7SA2410A* | CHPEA3026*3A* | Singlezone Ducted, Centrally Ducted | 23200 | 15800 | 2.5 | 17000 | 2
AMANA | AZV7SA | 215487682 | HRCU-A-CB | AZV7SA2410A* | CHPEA3026*3A* | Singlezone Ducted, Centrally Ducted | 23200 | 15800 | 2.5 | 17000 | 2
AMANA | AZV7SA | 215487681 | HRCU-A-CB | AZV7SA2410A* | CHPEA3026*3A* | Singlezone Ducted, Centrally Ducted | 23200 | 15800 | 2.5 | 17000 | 2
AMANA | AZV7SA | 215487680 | HRCU-A-CB | AZV7SA2410A* | CHPEA3026*3A* | Singlezone Ducted, Centrally Ducted | 23200 | 15800 | 2.5 | 17000 | 2
AMANA | AZV7SA | 215487679 | HRCU-A-CB | AZV7SA2410A* | CHPEA3026*3A* | Singlezone Ducted, Centrally Ducted | 23200 | 15800 | 2.5 | 17000 | 2
AMANA | AZV7SA | 215487678 | HRCU-A-CB | AZV7SA2410A* | CHPEA3026*3A* | Singlezone Ducted, Centrally Ducted | 23200 | 15800 | 2.5 | 17000 | 2
AMANA | AZV7SA | 215487677 | HRCU-A-CB | AZV7SA2410A* | CHPEA3026*3A* | Singlezone Ducted, Centrally Ducted | 23200 | 15800 | 2.5 | 17000 | 2
AMANA | AZV7SA | 215487676 | HRCU-A-CB | AZV7SA2410A* | CHPEA3026*3A* | Singlezone Ducted, Centrally Ducted | 23200 | 15800 | 2.5 | 17000 | 2
AMANA | AZV7SA | 215487675 | HRCU-A-CB | AZV7SA2410A* | CHPEA3026*3A* | Singlezone Ducted, Centrally Ducted | 23200 | 15800 | 2.5 | 17000 | 2
AMANA | AZV7SA | 215487674 | HRCU-A-CB | AZV7SA2410A* | CHPEA3026*3A* | Singlezone Ducted, Centrally Ducted | 23200 | 15800 | 2.5 | 17000 | 2
AMANA | AZV7SA | 215487673 | HRCU-A-CB | AZV7SA2410A* | CA*EA3626*3A* | Singlezone Ducted, Centrally Ducted | 23200 | 15800 | 2.5 | 17000 | 2
AMANA | AZV7SA | 215487672 | HRCU-A-CB | AZV7SA2410A* | CA*EA3626*3A* | Singlezone Ducted, Centrally Ducted | 23200 | 15800 | 2.5 | 17000 | 2
AMANA | AZV7SA | 215487671 | HRCU-A-CB | AZV7SA2410A* | CA*EA3626*3A* | Singlezone Ducted, Centrally Ducted | 23200 | 15800 | 2.5 | 17000 | 2
AMANA | AZV7SA | 215487670 | HRCU-A-CB | AZV7SA2410A* | CA*EA3626*3A* | Singlezone Ducted, Centrally Ducted | 23200 | 15800 | 2.5 | 17000 | 2
AMANA | AZV7SA | 215487669 | HRCU-A-CB | AZV7SA2410A* | CA*EA3626*3A* | Singlezone Ducted, Centrally Ducted | 23200 | 15800 | 2.5 | 17000 | 2
AMANA | AZV7SA | 215487668 | HRCU-A-CB | AZV7SA2410A* | CA*EA3626*3A* | Singlezone Ducted, Centrally Ducted | 23200 | 15800 | 2.5 | 17000 | 2
AMANA | AZV7SA | 215487667 | HRCU-A-CB | AZV7SA2410A* | CA*EA3626*3A* | Singlezone Ducted, Centrally Ducted | 23200 | 15800 | 2.5 | 17000 | 2
AMANA | AZV7SA | 215487666 | HRCU-A-CB | AZV7SA2410A* | CA*EA3626*3A* | Singlezone Ducted, Centrally Ducted | 23200 | 15800 | 2.5 | 17000 | 2
AMANA | AZV7SA | 215487665 | HRCU-A-CB | AZV7SA2410A* | CA*EA3626*3A* | Singlezone Ducted, Centrally Ducted | 23200 | 15800 | 2.5 | 17000 | 2
AMANA | AZV7SA | 215487664 | HRCU-A-CB | AZV7SA2410A* | CA*EA3626*3A* | Singlezone Ducted, Centrally Ducted | 23200 | 15800 | 2.5 | 17000 | 2
AMANA | AZV7SA | 215487663 | HRCU-A-CB | AZV7SA2410A* | CA*EA3626*3A* | Singlezone Ducted, Centrally Ducted | 23200 | 15800 | 2.5 | 17000 | 2
AMANA | AZV7SA | 215487662 | HRCU-A-CB | AZV7SA2410A* | CA*EA3626*3A* | Singlezone Ducted, Centrally Ducted | 23200 | 15800 | 2.5 | 17000 | 2
AMANA | AZV7SA | 215487661 | HRCU-A-CB | AZV7SA2410A* | CA*EA3626*3A* | Singlezone Ducted, Centrally Ducted | 23200 | 15800 | 2.5 | 17000 | 2
AMANA | AZV7SA | 215487660 | HRCU-A-CB | AZV7SA2410A* | CA*EA3626*3A* | Singlezone Ducted, Centrally Ducted | 23200 | 15800 | 2.5 | 17000 | 2
AMANA | AZV7SA | 215487659 | HRCU-A-CB | AZV7SA2410A* | CA*EA3626*3A* | Singlezone Ducted, Centrally Ducted | 23200 | 15800 | 2.5 | 17000 | 2
AMANA | AZV7SA | 215487658 | HRCU-A-CB | AZV7SA2410A* | CA*EA3022*3A* | Singlezone Ducted, Centrally Ducted | 23200 | 15800 | 2.5 | 17000 | 2
AMANA | AZV7SA | 215487657 | HRCU-A-CB | AZV7SA2410A* | CA*EA3022*3A* | Singlezone Ducted, Centrally Ducted | 23200 | 15800 | 2.5 | 17000 | 2
AMANA | AZV7SA | 215487656 | HRCU-A-CB | AZV7SA2410A* | CA*EA3022*3A* | Singlezone Ducted, Centrally Ducted | 23200 | 15800 | 2.5 | 17000 | 2
AMANA | AZV7SA | 215487655 | HRCU-A-CB | AZV7SA2410A* | CA*EA3022*3A* | Singlezone Ducted, Centrally Ducted | 23200 | 15800 | 2.5 | 17000 | 2
AMANA | AZV7SA | 215487654 | HRCU-A-CB | AZV7SA2410A* | CA*EA3022*3A* | Singlezone Ducted, Centrally Ducted | 23200 | 15800 | 2.5 | 17000 | 2
AMANA | AZV7SA | 215487653 | HRCU-A-CB | AZV7SA2410A* | CA*EA3022*3A* | Singlezone Ducted, Centrally Ducted | 23200 | 15800 | 2.5 | 17000 | 2
AMANA | AZV7SA | 215487652 | HRCU-A-CB | AZV7SA2410A* | CA*EA3022*3A* | Singlezone Ducted, Centrally Ducted | 23200 | 15800 | 2.5 | 17000 | 2
AMANA | AZV7SA | 215487651 | HRCU-A-CB | AZV7SA2410A* | CA*EA3022*3A* | Singlezone Ducted, Centrally Ducted | 23200 | 15800 | 2.5 | 17000 | 2
AMANA | AZV7SA | 215487650 | HRCU-A-CB | AZV7SA2410A* | CA*EA3022*3A* | Singlezone Ducted, Centrally Ducted | 23200 | 15800 | 2.5 | 17000 | 2
AMANA | AZV7SA | 215487649 | HRCU-A-CB | AZV7SA2410A* | CA*EA3022*3A* | Singlezone Ducted, Centrally Ducted | 23200 | 15800 | 2.5 | 17000 | 2
AMANA | AZV7SA | 215487648 | HRCU-A-CB | AZV7SA2410A* | CA*EA3022*3A* | Singlezone Ducted, Centrally Ducted | 23200 | 15800 | 2.5 | 17000 | 2
AMANA | AZV7SA | 215487647 | HRCU-A-CB | AZV7SA2410A* | CA*EA3022*3A* | Singlezone Ducted, Centrally Ducted | 23200 | 15800 | 2.5 | 17000 | 2
AMANA | AZV7SA | 215487646 | HRCU-A-CB | AZV7SA2410A* | CA*EA3022*3A* | Singlezone Ducted, Centrally Ducted | 23200 | 15800 | 2.5 | 17000 | 2
AMANA | AZV7SA | 215487645 | HRCU-A-CB | AZV7SA2410A* | CA*EA3022*3A* | Singlezone Ducted, Centrally Ducted | 23200 | 15800 | 2.5 | 17000 | 2
DAIKIN | DH7VSA | 215487446 | HRCU-A-CB | DH7VSA4810A* | CA*EA6030*3A* | Singlezone Ducted, Centrally Ducted | 47000 | 29000 | 2.5 | 33600 | 2
DAIKIN | DH7VSA | 215487445 | HRCU-A-CB | DH7VSA4810A* | CA*EA6030*3A* | Singlezone Ducted, Centrally Ducted | 47000 | 29000 | 2.5 | 33600 | 2
DAIKIN | DH7VSA | 215487444 | HRCU-A-CB | DH7VSA4810A* | CA*EA6030*3A* | Singlezone Ducted, Centrally Ducted | 47000 | 29000 | 2.5 | 33600 | 2
DAIKIN | DH7VSA | 215487443 | HRCU-A-CB | DH7VSA4810A* | CA*EA6030*3A* | Singlezone Ducted, Centrally Ducted | 47000 | 29000 | 2.5 | 33600 | 2
DAIKIN | DH7VSA | 215487442 | HRCU-A-CB | DH7VSA4810A* | CA*EA6030*3A* | Singlezone Ducted, Centrally Ducted | 47000 | 29000 | 2.5 | 33600 | 2
DAIKIN | DH7VSA | 215487441 | HRCU-A-CB | DH7VSA4810A* | CA*EA6030*3A* | Singlezone Ducted, Centrally Ducted | 47000 | 29000 | 2.5 | 33600 | 2
DAIKIN | DH7VSA | 215487440 | HRCU-A-CB | DH7VSA4810A* | CA*EA6030*3A* | Singlezone Ducted, Centrally Ducted | 47000 | 29000 | 2.5 | 33600 | 2
DAIKIN | DH7VSA | 215487439 | HRCU-A-CB | DH7VSA4810A* | CA*EA6030*3A* | Singlezone Ducted, Centrally Ducted | 47000 | 29000 | 2.5 | 33600 | 2
DAIKIN | DH7VSA | 215487422 | HRCU-A-CB | DH7VSA4210A* | CA*EA6030*3A* | Singlezone Ducted, Centrally Ducted | 41000 | 28000 | 2.5 | 31000 | 2
DAIKIN | DH7VSA | 215487421 | HRCU-A-CB | DH7VSA4210A* | CA*EA6030*3A* | Singlezone Ducted, Centrally Ducted | 41000 | 28000 | 2.5 | 31000 | 2
DAIKIN | DH7VSA | 215487420 | HRCU-A-CB | DH7VSA4210A* | CA*EA6030*3A* | Singlezone Ducted, Centrally Ducted | 41000 | 28000 | 2.5 | 31000 | 2
DAIKIN | DH7VSA | 215487419 | HRCU-A-CB | DH7VSA4210A* | CA*EA6030*3A* | Singlezone Ducted, Centrally Ducted | 41000 | 28000 | 2.5 | 31000 | 2
DAIKIN | DH7VSA | 215487418 | HRCU-A-CB | DH7VSA4210A* | CA*EA6030*3A* | Singlezone Ducted, Centrally Ducted | 41000 | 28000 | 2.5 | 31000 | 2
DAIKIN | DH7VSA | 215487417 | HRCU-A-CB | DH7VSA4210A* | CA*EA6030*3A* | Singlezone Ducted, Centrally Ducted | 41000 | 28000 | 2.5 | 31000 | 2
DAIKIN | DH7VSA | 215487416 | HRCU-A-CB | DH7VSA4210A* | CA*EA6030*3A* | Singlezone Ducted, Centrally Ducted | 41000 | 28000 | 2.5 | 31000 | 2
DAIKIN | DH7VSA | 215487415 | HRCU-A-CB | DH7VSA4210A* | CA*EA6030*3A* | Singlezone Ducted, Centrally Ducted | 41000 | 28000 | 2.5 | 31000 | 2
DAIKIN | DH7VSA | 215487394 | HRCU-A-CB | DH7VSA2410A* | CHPEA3026*3A* | Singlezone Ducted, Centrally Ducted | 23200 | 15800 | 2.5 | 17000 | 2
DAIKIN | DH7VSA | 215487393 | HRCU-A-CB | DH7VSA2410A* | CHPEA3026*3A* | Singlezone Ducted, Centrally Ducted | 23200 | 15800 | 2.5 | 17000 | 2
DAIKIN | DH7VSA | 215487392 | HRCU-A-CB | DH7VSA2410A* | CHPEA3026*3A* | Singlezone Ducted, Centrally Ducted | 23200 | 15800 | 2.5 | 17000 | 2
DAIKIN | DH7VSA | 215487391 | HRCU-A-CB | DH7VSA2410A* | CHPEA3026*3A* | Singlezone Ducted, Centrally Ducted | 23200 | 15800 | 2.5 | 17000 | 2
DAIKIN | DH7VSA | 215487390 | HRCU-A-CB | DH7VSA2410A* | CHPEA3026*3A* | Singlezone Ducted, Centrally Ducted | 23200 | 15800 | 2.5 | 17000 | 2
DAIKIN | DH7VSA | 215487389 | HRCU-A-CB | DH7VSA2410A* | CHPEA3026*3A* | Singlezone Ducted, Centrally Ducted | 23200 | 15800 | 2.5 | 17000 | 2
DAIKIN | DH7VSA | 215487388 | HRCU-A-CB | DH7VSA2410A* | CHPEA3026*3A* | Singlezone Ducted, Centrally Ducted | 23200 | 15800 | 2.5 | 17000 | 2
DAIKIN | DH7VSA | 215487387 | HRCU-A-CB | DH7VSA2410A* | CHPEA3026*3A* | Singlezone Ducted, Centrally Ducted | 23200 | 15800 | 2.5 | 17000 | 2
DAIKIN | DH7VSA | 215487386 | HRCU-A-CB | DH7VSA2410A* | CHPEA3026*3A* | Singlezone Ducted, Centrally Ducted | 23200 | 15800 | 2.5 | 17000 | 2
DAIKIN | DH7VSA | 215487385 | HRCU-A-CB | DH7VSA2410A* | CHPEA3026*3A* | Singlezone Ducted, Centrally Ducted | 23200 | 15800 | 2.5 | 17000 | 2
DAIKIN | DH7VSA | 215487384 | HRCU-A-CB | DH7VSA2410A* | CHPEA3026*3A* | Singlezone Ducted, Centrally Ducted | 23200 | 15800 | 2.5 | 17000 | 2
DAIKIN | DH7VSA | 215487383 | HRCU-A-CB | DH7VSA2410A* | CA*EA3626*3A* | Singlezone Ducted, Centrally Ducted | 23200 | 15800 | 2.5 | 17000 | 2
DAIKIN | DH7VSA | 215487382 | HRCU-A-CB | DH7VSA2410A* | CA*EA3626*3A* | Singlezone Ducted, Centrally Ducted | 23200 | 15800 | 2.5 | 17000 | 2
DAIKIN | DH7VSA | 215487381 | HRCU-A-CB | DH7VSA2410A* | CA*EA3626*3A* | Singlezone Ducted, Centrally Ducted | 23200 | 15800 | 2.5 | 17000 | 2
DAIKIN | DH7VSA | 215487380 | HRCU-A-CB | DH7VSA2410A* | CA*EA3626*3A* | Singlezone Ducted, Centrally Ducted | 23200 | 15800 | 2.5 | 17000 | 2
DAIKIN | DH7VSA | 215487379 | HRCU-A-CB | DH7VSA2410A* | CA*EA3626*3A* | Singlezone Ducted, Centrally Ducted | 23200 | 15800 | 2.5 | 17000 | 2
DAIKIN | DH7VSA | 215487378 | HRCU-A-CB | DH7VSA2410A* | CA*EA3626*3A* | Singlezone Ducted, Centrally Ducted | 23200 | 15800 | 2.5 | 17000 | 2
DAIKIN | DH7VSA | 215487377 | HRCU-A-CB | DH7VSA2410A* | CA*EA3626*3A* | Singlezone Ducted, Centrally Ducted | 23200 | 15800 | 2.5 | 17000 | 2
DAIKIN | DH7VSA | 215487376 | HRCU-A-CB | DH7VSA2410A* | CA*EA3626*3A* | Singlezone Ducted, Centrally Ducted | 23200 | 15800 | 2.5 | 17000 | 2
DAIKIN | DH7VSA | 215487375 | HRCU-A-CB | DH7VSA2410A* | CA*EA3626*3A* | Singlezone Ducted, Centrally Ducted | 23200 | 15800 | 2.5 | 17000 | 2
DAIKIN | DH7VSA | 215487374 | HRCU-A-CB | DH7VSA2410A* | CA*EA3626*3A* | Singlezone Ducted, Centrally Ducted | 23200 | 15800 | 2.5 | 17000 | 2
DAIKIN | DH7VSA | 215487373 | HRCU-A-CB | DH7VSA2410A* | CA*EA3626*3A* | Singlezone Ducted, Centrally Ducted | 23200 | 15800 | 2.5 | 17000 | 2
DAIKIN | DH7VSA | 215487372 | HRCU-A-CB | DH7VSA2410A* | CA*EA3022*3A* | Singlezone Ducted, Centrally Ducted | 23200 | 15800 | 2.5 | 17000 | 2
DAIKIN | DH7VSA | 215487371 | HRCU-A-CB | DH7VSA2410A* | CA*EA3022*3A* | Singlezone Ducted, Centrally Ducted | 23200 | 15800 | 2.5 | 17000 | 2
DAIKIN | DH7VSA | 215487370 | HRCU-A-CB | DH7VSA2410A* | CA*EA3022*3A* | Singlezone Ducted, Centrally Ducted | 23200 | 15800 | 2.5 | 17000 | 2
DAIKIN | DH7VSA | 215487369 | HRCU-A-CB | DH7VSA2410A* | CA*EA3022*3A* | Singlezone Ducted, Centrally Ducted | 23200 | 15800 | 2.5 | 17000 | 2
DAIKIN | DH7VSA | 215487368 | HRCU-A-CB | DH7VSA2410A* | CA*EA3022*3A* | Singlezone Ducted, Centrally Ducted | 23200 | 15800 | 2.5 | 17000 | 2
DAIKIN | DH7VSA | 215487367 | HRCU-A-CB | DH7VSA2410A* | CA*EA3022*3A* | Singlezone Ducted, Centrally Ducted | 23200 | 15800 | 2.5 | 17000 | 2
DAIKIN | DH7VSA | 215487366 | HRCU-A-CB | DH7VSA2410A* | CA*EA3022*3A* | Singlezone Ducted, Centrally Ducted | 23200 | 15800 | 2.5 | 17000 | 2
DAIKIN | DH7VSA | 215487365 | HRCU-A-CB | DH7VSA2410A* | CA*EA3022*3A* | Singlezone Ducted, Centrally Ducted | 23200 | 15800 | 2.5 | 17000 | 2
DAIKIN | DH7VSA | 215487364 | HRCU-A-CB | DH7VSA2410A* | CA*EA3022*3A* | Singlezone Ducted, Centrally Ducted | 23200 | 15800 | 2.5 | 17000 | 2
DAIKIN | DH7VSA | 215487363 | HRCU-A-CB | DH7VSA2410A* | CA*EA3022*3A* | Singlezone Ducted, Centrally Ducted | 23200 | 15800 | 2.5 | 17000 | 2
CUSTOM COMFORT | COOX Series | 215746001 | HRCU-A-CB | CCOXHBSZ60CHP | CCOXHBSD60 | Singlezone Ducted, Compact Ducted | 60000 | 45000 | 2.72 | 53500 | 2.1
CUSTOM COMFORT | COOX Series | 215746000 | HRCU-A-CB | CCOXHBSZ48CHP | CCOXHBSD48 | Singlezone Ducted, Compact Ducted | 52000 | 45000 | 2.61 | 47500 | 2
CUSTOM COMFORT | COOX Series | 215745999 | HRCU-A-CB | CCOXHBSZ36CHP | CCOXHBSD36 | Singlezone Ducted, Compact Ducted | 42000 | 31600 | 2.73 | 37600 | 2.1
CUSTOM COMFORT | COOX Series | 215745987 | HRCU-A-CB | CCOXHBSZ24HP | CCOXHBSD24 | Singlezone Ducted, Compact Ducted | 26000 | 21600 | 2.71 | 24000 | 2.18
CUSTOM COMFORT | COOX Series | 215745986 | HRCU-A-CB | CCOXHBSZ17HP | CCOXHBSD18 | Singlezone Ducted, Compact Ducted | 19500 | 15000 | 2.89 | 18000 | 2.1
CUSTOM COMFORT | COOX Series | 215745985 | HRCU-A-CB | CCOXHBSZ12HP | CCOXHBSD12 | Singlezone Ducted, Compact Ducted | 12000 | 10200 | 2.6 | 12000 | 1.95
CUSTOM COMFORT | COOX Series | 215745983 | HRCU-A-CB | CCOXHBSZ06HP | CCOXHBSD06 | Singlezone Ducted, Compact Ducted | 8000 | 8000 | 2.69 | 7800 | 2.41
CUSTOM COMFORT | COOX Series | 215746019 | HMSV-A-CB | CCOXHBMZ655HP |  | Multizone Mix of Ducted and Non-Ducted | 55000 | 44500 | 2.65 | 47500 | 2.05
CUSTOM COMFORT | COOX Series | 215746018 | HMSV-A-CB | CCOXHBMZ655HP |  | Multizone All Ducted | 55000 | 45000 | 2.7 | 48000 | 2.1
CUSTOM COMFORT | COOX Series | 215746017 | HMSR-A-CB-O | CCOXHBMZ655HP |  | Multizone All Non-Ducted | 55000 | 44000 | 2.6 | 47000 | 2
CUSTOM COMFORT | COOX Series | 215746016 | HMSV-A-CB | CCOXHBMZ648HP |  | Multizone Mix of Ducted and Non-Ducted | 48500 | 44000 | 2.6 | 47500 | 2
CUSTOM COMFORT | COOX Series | 215746015 | HMSV-A-CB | CCOXHBMZ648HP |  | Multizone All Ducted | 48000 | 44500 | 2.6 | 48000 | 2
CUSTOM COMFORT | COOX Series | 215746014 | HMSR-A-CB-O | CCOXHBMZ648HP |  | Multizone All Non-Ducted | 49000 | 44000 | 2.6 | 47000 | 2
CUSTOM COMFORT | COOX Series | 215746010 | HMSV-A-CB | CCOXHBMZ427HP |  | Multizone Mix of Ducted and Non-Ducted | 27400 | 24000 | 2.5 | 27000 | 2
CUSTOM COMFORT | COOX Series | 215746008 | HMSR-A-CB-O | CCOXHBMZ427HP |  | Multizone All Non-Ducted | 27000 | 25000 | 2.6 | 27000 | 2
CUSTOM COMFORT | COOX Series | 215746007 | HMSV-A-CB | CCOXHBMZ318HP |  | Multizone Mix of Ducted and Non-Ducted | 20000 | 17300 | 2.65 | 18500 | 2
CUSTOM COMFORT | COOX Series | 215746006 | HMSV-A-CB | CCOXHBMZ318HP |  | Multizone All Ducted | 20000 | 17000 | 2.59 | 18000 | 2
CUSTOM COMFORT | COOX Series | 215746005 | HMSR-A-CB-O | CCOXHBMZ318HP |  | Multizone All Non-Ducted | 20000 | 17600 | 2.7 | 19000 | 2
CUSTOM COMFORT | COOX Series | 215745992 | HRCU-A-CB-O | CCOXHBSZ24HP | CCOXHBFC24 | Singlezone Non-Ducted, Floor Placement | 26000 | 20200 | 2.74 | 24200 | 2.16
CUSTOM COMFORT | COOX Series | 215745982 | HRCU-A-CB-O | CCOXHBSZ24HP | CCOXHB4C24 | Singlezone Non-Ducted, Wall Placement | 25000 | 20400 | 2.78 | 23800 | 2.23
CUSTOM COMFORT | COOX Series | 215745990 | HRCU-A-CB-O | CCOXHBSZ17HP | CCOXHBFM18 | Singlezone Non-Ducted, Wall Placement | 17000 | 14200 | 2.6 | 17500 | 1.95
CUSTOM COMFORT | COOX Series | 215745981 | HRCU-A-CB-O | CCOXHBSZ17HP | CCOXHB4C18 | Singlezone Non-Ducted, Ceiling Placement | 19000 | 14900 | 2.7 | 17000 | 1.9
CUSTOM COMFORT | COOX Series | 215745976 | HRCU-A-CB-O | CCOXHBSZ17HP | CCOXHBWM18 | Singlezone Non-Ducted, Wall Placement | 18000 | 15000 | 2.56 | 18000 | 1.92
CUSTOM COMFORT | COOX Series | 215745980 | HRCU-A-CB-O | CCOXHBSZ12HP | CCOXHB4C12 | Singlezone Non-Ducted, Ceiling Placement | 12000 | 10000 | 2.74 | 11500 | 1.99
CUSTOM COMFORT | COOX Series | 215745995 | HRCU-A-CB-O | CCOXHBSZ12HP | CCOXHB1C12 | Singlezone Non-Ducted, Ceiling Placement | 12500 | 9600 | 2.65 | 11500 | 1.99
CUSTOM COMFORT | COOX Series | 215745993 | HRCU-A-CB-O | CCOXHBSZ06HP | CCOXHB1C06 | Singlezone Non-Ducted, Ceiling Placement | 7400 | 7000 | 2.66 | 8100 | 2.4
CUSTOM COMFORT | COOX Series | 215745973 | HRCU-A-CB-O | CCOXHBSZ06HP | CCOXHBWM06 | Singlezone Non-Ducted, Wall Placement | 7000 | 7900 | 2.79 | 7700 | 2.4
CUSTOM COMFORT | COOX Series | 215746002 | HRCU-A-CB-O | CCOXHBSZ36CHP | CCOXHBFC36 | Singlezone Non-Ducted, Floor Placement | 38000 | 30200 | 2.58 | 39500 | 2.02
CUSTOM COMFORT | COOX Series | 215745997 | HRCU-A-CB-O | CCOXHBSZ36CHP | CCOXHB4C36 | Singlezone Non-Ducted, Wall Placement | 37000 | 30600 | 2.56 | 37000 | 1.95
CUSTOM COMFORT | COOX Series | 215745978 | HRCU-A-CB-O | CCOXHBSZ33HP | CCOXHBWM33 | Singlezone Non-Ducted, Wall Placement | 36000 | 30000 | 2.69 | 35000 | 1.98
CUSTOM COMFORT | COOX Series | 215745977 | HRCU-A-CB-O | CCOXHBSZ24HP | CCOXHBWM24 | Singlezone Non-Ducted, Wall Placement | 29000 | 21000 | 2.88 | 24200 | 2.34
INNOVAIR | MDH Series | 215735337 | HRCU-A-CB | MOS60H2BH0A | MDH60H2MHWA | Singlezone Ducted, Compact Ducted | 60000 | 45000 | 2.72 | 53500 | 2.1
INNOVAIR | MDH Series | 215735336 | HRCU-A-CB | MOS48H2BH0A | MDH48H2MHWA | Singlezone Ducted, Compact Ducted | 52000 | 45000 | 2.61 | 47500 | 2
INNOVAIR | MDH Series | 215735335 | HRCU-A-CB | MOS36H2BH0A | MDH36H2MHWA | Singlezone Ducted, Compact Ducted | 42000 | 31600 | 2.73 | 37600 | 2.1
INNOVAIR | MOM Series | 215725542 | HMSV-A-CB | MOM48H2BH6B |  | Multizone Mix of Ducted and Non-Ducted | 48500 | 44000 | 2.6 | 47500 | 2
INNOVAIR | MOM Series | 215725541 | HMSV-A-CB | MOM48H2BH6B |  | Multizone All Ducted | 48000 | 44500 | 2.6 | 48000 | 2
INNOVAIR | MOM Series | 215725540 | HMSR-A-CB-O | MOM48H2BH6B |  | Multizone All Non-Ducted | 49000 | 44000 | 2.6 | 47000 | 2
INNOVAIR | MOM Series | 215725536 | HMSV-A-CB | MOM27H2BH4B |  | Multizone Mix of Ducted and Non-Ducted | 27400 | 24000 | 2.5 | 27000 | 2
INNOVAIR | MOM Series | 215725534 | HMSR-A-CB-O | MOM27H2BH4B |  | Multizone All Non-Ducted | 27000 | 25000 | 2.6 | 27000 | 2
INNOVAIR | MOM Series | 215725533 | HMSV-A-CB | MOM18H2BH3B |  | Multizone Mix of Ducted and Non-Ducted | 20000 | 17300 | 2.65 | 18500 | 2
INNOVAIR | MOM Series | 215725532 | HMSV-A-CB | MOM18H2BH3B |  | Multizone All Ducted | 20000 | 17000 | 2.59 | 18000 | 2
INNOVAIR | MFC Series | 215735338 | HRCU-A-CB-O | MOS36H2BH0A | MFC36H2BHRB | Singlezone Non-Ducted, Floor Placement | 38000 | 30200 | 2.58 | 39500 | 2.02
INNOVAIR | MCS Series | 215735333 | HRCU-A-CB-O | MOS36H2BH0A | MCS36H2BHRB | Singlezone Non-Ducted, Wall Placement | 37000 | 30600 | 2.56 | 37000 | 1.95
INNOVAIR | MDH Series | 215725463 | HRCU-A-CB | MOS24H2BM0A | MDH24H2MHWA | Singlezone Ducted, Compact Ducted | 25000 | 21200 | 2.6 | 19000 | 2.3
INNOVAIR | MDH Series | 215725462 | HRCU-A-CB | MOS18H2BM0A | MDH18H2MHWA | Singlezone Ducted, Compact Ducted | 20000 | 14900 | 2.89 | 14200 | 2.41
INNOVAIR | MDL Series | 215725459 | HRCU-A-CB | MOS18H2BM0A | MDL18H2MHWA | Singlezone Ducted, Compact Ducted | 20000 | 14000 | 2.6 | 14000 | 2.19
INNOVAIR | MDH Series | 215725461 | HRCU-A-CB | MOS12H2BM0A | MDH12H2MHWA | Singlezone Ducted, Compact Ducted | 12000 | 9100 | 2.78 | 8900 | 2.44
INNOVAIR | MDL Series | 215725458 | HRCU-A-CB | MOS12H2BM0A | MDL12H2MHWA | Singlezone Ducted, Compact Ducted | 12000 | 9500 | 2.58 | 8800 | 2.24
INNOVAIR | MDH Series | 215725460 | HRCU-A-CB | MOS09H2BM0A | MDH09H2MHWA | Singlezone Ducted, Compact Ducted | 10000 | 9300 | 2.9 | 8300 | 2.32
INNOVAIR | MDL Series | 215725457 | HRCU-A-CB | MOS09H2BM0A | MDL09H2MHWA | Singlezone Ducted, Compact Ducted | 10000 | 8900 | 2.61 | 8600 | 2.25
INNOVAIR | MDH Series | 215725473 | HRCU-A-CB | MOS24H2BH0A | MDH24H2MHWA | Singlezone Ducted, Compact Ducted | 26000 | 21600 | 2.71 | 24000 | 2.18
INNOVAIR | MDH Series | 215725472 | HRCU-A-CB | MOS18H2BH0A | MDH18H2MHWA | Singlezone Ducted, Compact Ducted | 19500 | 15000 | 2.89 | 18000 | 2.1
INNOVAIR | MDL Series | 215725469 | HRCU-A-CB | MOS18H2BH0A | MDL18H2MHWA | Singlezone Ducted, Compact Ducted | 19000 | 15000 | 2.7 | 18000 | 2
INNOVAIR | MDH Series | 215725471 | HRCU-A-CB | MOS12H2BH0A | MDH12H2MHWA | Singlezone Ducted, Compact Ducted | 12000 | 10200 | 2.6 | 12000 | 1.95
INNOVAIR | MOM Series | 215725500 | HMSV-A-CB | MOM48H2BM6A |  | Multizone Mix of Ducted and Non-Ducted | 47500 | 37400 | 2.5 | 37000 | 2.05
INNOVAIR | MOM Series | 215725499 | HMSV-A-CB | MOM48H2BM6A |  | Multizone All Ducted | 47000 | 37000 | 2.5 | 38000 | 2.1
INNOVAIR | MOM Series | 215725498 | HMSR-A-CB-O | MOM48H2BM6A |  | Multizone All Non-Ducted | 48000 | 38000 | 2.5 | 36000 | 2
INNOVAIR | MOM Series | 215725494 | HMSV-A-CB | MOM27H2BM4A |  | Multizone Mix of Ducted and Non-Ducted | 26800 | 18400 | 2.56 | 18900 | 2
INNOVAIR | MOM Series | 215725493 | HMSV-A-CB | MOM27H2BM4A |  | Multizone All Ducted | 26600 | 18400 | 2.5 | 18800 | 2
INNOVAIR | MOM Series | 215725492 | HMSR-A-CB-O | MOM27H2BM4A |  | Multizone All Non-Ducted | 27000 | 18400 | 2.61 | 19000 | 2
INNOVAIR | MOM Series | 215725527 | HMSV-A-CB | MOM48H2BH6A |  | Multizone Mix of Ducted and Non-Ducted | 48500 | 44000 | 2.6 | 47500 | 2
INNOVAIR | MOM Series | 215725526 | HMSV-A-CB | MOM48H2BH6A |  | Multizone All Ducted | 48000 | 44500 | 2.6 | 48000 | 2
INNOVAIR | MOM Series | 215725525 | HMSR-A-CB-O | MOM48H2BH6A |  | Multizone All Non-Ducted | 49000 | 44000 | 2.6 | 47000 | 2
INNOVAIR | MOM Series | 215725521 | HMSV-A-CB | MOM27H2BH4A |  | Multizone Mix of Ducted and Non-Ducted | 27400 | 24000 | 2.5 | 27000 | 2
INNOVAIR | MOM Series | 215725519 | HMSR-A-CB-O | MOM27H2BH4A |  | Multizone All Non-Ducted | 27000 | 25000 | 2.6 | 27000 | 2
INNOVAIR | MOM Series | 215725518 | HMSV-A-CB | MOM18H2BH3A |  | Multizone Mix of Ducted and Non-Ducted | 20000 | 17300 | 2.65 | 18500 | 2
INNOVAIR | MOM Series | 215725517 | HMSV-A-CB | MOM18H2BH3A |  | Multizone All Ducted | 20000 | 17000 | 2.59 | 18000 | 2
INNOVAIR | MOM Series | 215725516 | HMSR-A-CB-O | MOM18H2BH3A |  | Multizone All Non-Ducted | 20000 | 17600 | 2.7 | 19000 | 2
INNOVAIR | MOM Series | 215725512 | HMSV-A-CB | MOM48H2BM6B |  | Multizone Mix of Ducted and Non-Ducted | 47500 | 37400 | 2.5 | 37000 | 2.05
INNOVAIR | MOM Series | 215725511 | HMSV-A-CB | MOM48H2BM6B |  | Multizone All Ducted | 47000 | 37000 | 2.5 | 38000 | 2.1
INNOVAIR | MOM Series | 215725510 | HMSR-A-CB-O | MOM48H2BM6B |  | Multizone All Non-Ducted | 48000 | 38000 | 2.5 | 36000 | 2
INNOVAIR | MOM Series | 215725506 | HMSV-A-CB | MOM27H2BM4B |  | Multizone Mix of Ducted and Non-Ducted | 26800 | 18400 | 2.56 | 18900 | 2
INNOVAIR | MOM Series | 215725505 | HMSV-A-CB | MOM27H2BM4B |  | Multizone All Ducted | 26600 | 18400 | 2.5 | 18800 | 2
INNOVAIR | MOM Series | 215725504 | HMSR-A-CB-O | MOM27H2BM4B |  | Multizone All Non-Ducted | 27000 | 18400 | 2.61 | 19000 | 2
INNOVAIR | MOM Series | 215725491 | HMSV-A-CB | MOM18H2BM3A |  | Multizone Mix of Ducted and Non-Ducted | 19000 | 14100 | 2.55 | 14000 | 2.31
INNOVAIR | MOM Series | 215725489 | HMSR-A-CB-O | MOM18H2BM3A |  | Multizone All Non-Ducted | 19000 | 13600 | 2.81 | 13500 | 2.3
INNOVAIR | MOM Series | 215725531 | HMSR-A-CB-O | MOM18H2BH3B |  | Multizone All Non-Ducted | 20000 | 17600 | 2.7 | 19000 | 2
INNOVAIR | MHW Series | 215725430 | HRCU-A-CB-O | MOS09H2BE5A | MHW09H2BERA | Singlezone Non-Ducted, Wall Placement | 10000 | 8000 | 2.58 | 7000 | 2.16
INNOVAIR | MFC Series | 215725484 | HRCU-A-CB-O | MOS24H2BH0A | MFC24H2BHRB | Singlezone Non-Ducted, Floor Placement | 26000 | 20200 | 2.74 | 24200 | 2.16
INNOVAIR | MCS Series | 215725456 | HRCU-A-CB-O | MOS24H2BH0A | MCS24H2BHRB | Singlezone Non-Ducted, Wall Placement | 25000 | 20400 | 2.78 | 23800 | 2.23
INNOVAIR | MCW Series | 215725477 | HRCU-A-CB-O | MOS18H2BH0A | MCW16H2BHRB | Singlezone Non-Ducted, Wall Placement | 17000 | 14200 | 2.6 | 17500 | 1.95
INNOVAIR | MCS Series | 215725455 | HRCU-A-CB-O | MOS18H2BH0A | MCS18H2BHRB | Singlezone Non-Ducted, Ceiling Placement | 19000 | 14900 | 2.7 | 17000 | 1.9
INNOVAIR | MHW Series | 215725445 | HRCU-A-CB-O | MOS18H2BH0A | MHW18H2BHRB | Singlezone Non-Ducted, Wall Placement | 18000 | 15000 | 2.56 | 18000 | 1.92
INNOVAIR | MCS Series | 215725454 | HRCU-A-CB-O | MOS12H2BH0A | MCS12H2BHRB | Singlezone Non-Ducted, Ceiling Placement | 12000 | 10000 | 2.74 | 11500 | 1.99
INNOVAIR | MHW Series | 215725442 | HRCU-A-CB-O | MOS06H2BH0A | MHW06H2BHRB | Singlezone Non-Ducted, Wall Placement | 7000 | 7900 | 2.79 | 7700 | 2.4
INNOVAIR | MCS Series | 215725451 | HRCU-A-CB-O | MOS36H2BM0A | MCS36H2BHRB | Singlezone Non-Ducted, Wall Placement | 38000 | 26800 | 2.68 | 26600 | 2.2
INNOVAIR | MFC Series | 215725479 | HRCU-A-CB-O | MOS24H2BM0A | MFC24H2BHRB | Singlezone Non-Ducted, Floor Placement | 24400 | 20000 | 2.56 | 18600 | 2.27
INNOVAIR | MHW Series | 215725441 | HRCU-A-CB-O | MOS24H2BM0A | MHW24H2BHRB | Singlezone Non-Ducted, Wall Placement | 25000 | 18800 | 2.65 | 19600 | 2.54
INNOVAIR | MFC Series | 215725478 | HRCU-A-CB-O | MOS18H2BM0A | MFC18H2BHRB | Singlezone Non-Ducted, Floor Placement | 18000 | 13700 | 2.51 | 12800 | 2.05
INNOVAIR | MCW Series | 215725475 | HRCU-A-CB-O | MOS18H2BM0A | MCW16H2BHRB | Singlezone Non-Ducted, Wall Placement | 17000 | 14100 | 2.75 | 13100 | 2.16
INNOVAIR | MCS Series | 215725449 | HRCU-A-CB-O | MOS18H2BM0A | MCS18H2BHRB | Singlezone Non-Ducted, Ceiling Placement | 18000 | 13900 | 2.66 | 12800 | 2.19
INNOVAIR | MCO Series | 215725486 | HRCU-A-CB-O | MOS18H2BM0A | MCO18H2BHRB | Singlezone Non-Ducted, Ceiling Placement | 18000 | 14000 | 2.77 | 13100 | 2.25
INNOVAIR | MHW Series | 215725440 | HRCU-A-CB-O | MOS18H2BM0A | MHW18H2BHRB | Singlezone Non-Ducted, Wall Placement | 18000 | 13600 | 2.73 | 12800 | 2.1
INNOVAIR | MCW Series | 215725474 | HRCU-A-CB-O | MOS12H2BM0A | MCW12H2BHRB | Singlezone Non-Ducted, Wall Placement | 12000 | 9000 | 2.87 | 8900 | 2.51
INNOVAIR | MCS Series | 215725448 | HRCU-A-CB-O | MOS12H2BM0A | MCS12H2BHRB | Singlezone Non-Ducted, Ceiling Placement | 12000 | 8500 | 2.8 | 8400 | 2.39
INNOVAIR | MHW Series | 215725439 | HRCU-A-CB-O | MOS12H2BM0A | MHW12H2BHRB | Singlezone Non-Ducted, Wall Placement | 12000 | 9300 | 2.84 | 8400 | 2.3
INNOVAIR | MCS Series | 215725447 | HRCU-A-CB-O | MOS09H2BM0A | MCS09H2BHRB | Singlezone Non-Ducted, Ceiling Placement | 10000 | 8500 | 2.8 | 8300 | 2.17
INNOVAIR | MCO Series | 215725485 | HRCU-A-CB-O | MOS09H2BM0A | MCO09H2BHRB | Singlezone Non-Ducted, Ceiling Placement | 11000 | 7900 | 2.69 | 8000 | 2.17
INNOVAIR | MHW Series | 215725438 | HRCU-A-CB-O | MOS09H2BM0A | MHW09H2BHRB | Singlezone Non-Ducted, Wall Placement | 10000 | 8100 | 2.83 | 8000 | 2.37
INNOVAIR | MHW Series | 215725437 | HRCU-A-CB-O | MOS12H1BM0A | MHW12H1BMRB | Singlezone Non-Ducted, Wall Placement | 12000 | 8700 | 2.68 | 7700 | 2.33
INNOVAIR | MHW Series | 215725436 | HRCU-A-CB-O | MOS09H1BM0A | MHW09H1BMRB | Singlezone Non-Ducted, Wall Placement | 10000 | 8500 | 2.71 | 7200 | 2.22
INNOVAIR | MHW Series | 215725446 | HRCU-A-CB-O | MOS24H2BH0A | MHW24H2BHRB | Singlezone Non-Ducted, Wall Placement | 29000 | 21000 | 2.88 | 24200 | 2.34
SENVILLE | SENA Series | 215735303 | HRCU-A-CB | SENA-24HF-OG | SENA-24HF-IDG | Singlezone Ducted, Compact Ducted | 26000 | 21600 | 2.71 | 24000 | 2.18
SENVILLE | SENA Series | 215735302 | HRCU-A-CB | SENA-18HF-OG | SENA-18HF-IDG | Singlezone Ducted, Compact Ducted | 19000 | 15000 | 2.7 | 18000 | 2
SENVILLE | SENA Series | 215735325 | HMSV-A-CB | SENA-55HF-MOA |  | Multizone Mix of Ducted and Non-Ducted | 55000 | 44500 | 2.65 | 47500 | 2.05
SENVILLE | SENA Series | 215735324 | HMSV-A-CB | SENA-55HF-MOA |  | Multizone All Ducted | 55000 | 45000 | 2.7 | 48000 | 2.1
SENVILLE | SENA Series | 215735323 | HMSR-A-CB-O | SENA-55HF-MOA |  | Multizone All Non-Ducted | 55000 | 44000 | 2.6 | 47000 | 2
SENVILLE | SENA Series | 215735322 | HMSV-A-CB | SENA-48HF-MOA |  | Multizone Mix of Ducted and Non-Ducted | 48500 | 44000 | 2.6 | 47500 | 2
SENVILLE | SENA Series | 215735321 | HMSV-A-CB | SENA-48HF-MOA |  | Multizone All Ducted | 48000 | 44500 | 2.6 | 48000 | 2
SENVILLE | SENA Series | 215735320 | HMSR-A-CB-O | SENA-48HF-MOA |  | Multizone All Non-Ducted | 49000 | 44000 | 2.6 | 47000 | 2
SENVILLE | SENA Series | 215735316 | HMSV-A-CB | SENA-28HF-MOA |  | Multizone Mix of Ducted and Non-Ducted | 27400 | 24000 | 2.5 | 27000 | 2
SENVILLE | SENA Series | 215735314 | HMSR-A-CB-O | SENA-28HF-MOA |  | Multizone All Non-Ducted | 27000 | 25000 | 2.6 | 27000 | 2
SENVILLE | SENA Series | 215735313 | HMSV-A-CB | SENA-18HF-MOA |  | Multizone Mix of Ducted and Non-Ducted | 20000 | 17300 | 2.65 | 18500 | 2
SENVILLE | SENA Series | 215735312 | HMSV-A-CB | SENA-18HF-MOA |  | Multizone All Ducted | 20000 | 17000 | 2.59 | 18000 | 2
SENVILLE | SENA Series | 215735311 | HMSR-A-CB-O | SENA-18HF-MOA |  | Multizone All Non-Ducted | 20000 | 17600 | 2.7 | 19000 | 2
SENVILLE | SENA Series | 215735310 | HRCU-A-CB-O | SENA-24HF-OG | SENA-24HF-IFG | Singlezone Non-Ducted, Floor Placement | 26000 | 20200 | 2.74 | 24200 | 2.16
SENVILLE | SENA Series | 215735307 | HRCU-A-CB-O | SENA-24HF-OG | SENA-24HF-ICG | Singlezone Non-Ducted, Wall Placement | 25000 | 20400 | 2.78 | 23800 | 2.23
SENVILLE | SENA Series | 215735306 | HRCU-A-CB-O | SENA-18HF-OG | SENA-18HF-ICG | Singlezone Non-Ducted, Ceiling Placement | 19000 | 14900 | 2.7 | 17000 | 1.9
SENVILLE | SENA Series | 215735297 | HRCU-A-CB-O | SENA-18HF-OG | SENA-18HF-IGG | Singlezone Non-Ducted, Wall Placement | 18000 | 15000 | 2.56 | 18000 | 1.92
SENVILLE | SENA Series | 215735305 | HRCU-A-CB-O | SENA-12HF-OG | SENA-12HF-ICG | Singlezone Non-Ducted, Ceiling Placement | 12000 | 10000 | 2.74 | 11500 | 1.99
SENVILLE | SENA Series | 215735294 | HRCU-A-CB-O | SENA-06HF-OG | SENA-06HF-IGG | Singlezone Non-Ducted, Wall Placement | 7000 | 7900 | 2.79 | 7700 | 2.4
SENVILLE | SENA Series | 215735299 | HRCU-A-CB-O | SENA-33HF-OG | SENA-33HF-IGG | Singlezone Non-Ducted, Wall Placement | 36000 | 30000 | 2.69 | 35000 | 1.98
SENVILLE | SENA Series | 215735298 | HRCU-A-CB-O | SENA-24HF-OG | SENA-24HF-IGG | Singlezone Non-Ducted, Wall Placement | 29000 | 21000 | 2.88 | 24200 | 2.34
SENVILLE | SENL Series | 215735291 | HRCU-A-CB-O | SENL-24CD-OL | SENL-24CD-ILL | Singlezone Non-Ducted, Wall Placement | 24000 | 16900 | 2.53 | 17000 | 2.14
CUSTOM COMFORT | CCOX Series | 215746030 | HRCU-A-CB | CCOXHB24V48HP | CCOXHBAH24V48 | Singlezone Ducted, Centrally Ducted | 50000 | 37000 | 2.7 | 46000 | 1.9
CUSTOM COMFORT | CCOX Series | 215746029 | HRCU-A-CB | CCOXHB24V36HP | CCOXHBAH24V36 | Singlezone Ducted, Centrally Ducted | 37000 | 31800 | 2.56 | 39000 | 1.9
CUSTOM COMFORT | CCOX Series | 215746028 | HRCU-A-CB | CCOXHB24V30HP | CCOXHBAH24V30 | Singlezone Ducted, Centrally Ducted | 34000 | 23800 | 2.76 | 32600 | 1.96
CUSTOM COMFORT | CCOX Series | 215746026 | HRCU-A-CB | CCOXHB24V18HP | CCOXHBAH24V18 | Singlezone Ducted, Centrally Ducted | 19000 | 15000 | 2.6 | 18000 | 2
CUSTOM COMFORT | CCOX Series | 215746025 | HRCU-A-CB | CCOXHBSZ60CHP | CCOXHBAHUC60 | Singlezone Ducted, Centrally Ducted | 59000 | 41000 | 2.6 | 53000 | 2
CUSTOM COMFORT | CCOX Series | 215746024 | HRCU-A-CB | CCOXHBSZ48CHP | CCOXHBAHUC48 | Singlezone Ducted, Centrally Ducted | 50000 | 40000 | 2.5 | 46000 | 2
CUSTOM COMFORT | CCOX Series | 215746022 | HRCU-A-CB | CCOXHBSZ33HP | CCOXHBAHU36 | Singlezone Ducted, Centrally Ducted | 35000 | 27400 | 2.58 | 34000 | 2
CUSTOM COMFORT | CCOX Series | 215746020 | HRCU-A-CB | CCOXHBSZ17HP | CCOXHBAHU18 | Singlezone Ducted, Centrally Ducted | 19500 | 14000 | 2.6 | 18000 | 2.2
BREEZE33 | BZ33 Series | 215449747 | HRCU-A-CB | BZ33-INV36OUT2-454-G3-J | BZ33-AHU36-454-G3-J | Singlezone Ducted, Centrally Ducted | 37000 | 31000 | 2.5 | 37400 | 1.91
MIDEA | MAU Series | 215471343 | HRCU-A-CB | MO1SE-H36B-2A | MAUSE-H36B-2A | Singlezone Ducted, Centrally Ducted | 37000 | 31000 | 2.5 | 37400 | 1.91
SENVILLE | SENDC Series | 215735329 | HRCU-A-CB | SENDC-48HF-OG | SENDC-48HF-IG | Singlezone Ducted, Centrally Ducted | 50000 | 37000 | 2.7 | 46000 | 1.9
SENVILLE | SENDC Series | 215735328 | HRCU-A-CB | SENDC-36HF-OG | SENDC-36HF-IG | Singlezone Ducted, Centrally Ducted | 37000 | 31800 | 2.56 | 39000 | 1.9
SENVILLE | SENDC Series | 215735327 | HRCU-A-CB | SENDC-30HF-OG | SENDC-30HF-IG | Singlezone Ducted, Centrally Ducted | 34000 | 23800 | 2.76 | 32600 | 1.96
LENNOX | ELITE EL22XPV SERIES | 213433379 | HRCU-A-CB | EL22XPV-036-230A** | C35-48B+TDR+TXV | Singlezone Ducted, Centrally Ducted | 33600 | 22400 | 2.5 | 18400 | 2.2
LENNOX | ELITE EL22XPV SERIES | 213352820 | HRCU-A-CB | EL22XPV-036-230A** | CR33-30/36B+TDR+TXV | Singlezone Ducted, Centrally Ducted | 35800 | 23400 | 2.5 | 19000 | 2.16
LENNOX | ELITE EL22XPV SERIES | 213433385 | HRCU-A-CB | EL22XPV-036-230A** | CX35-48B+TDR | Singlezone Ducted, Centrally Ducted | 33600 | 22400 | 2.5 | 18400 | 2.2
LENNOX | EL22XPV SERIES | 213194399 | HRCU-A-CB | EL22XPV-036-230A** | C35-48C+TDR+TXV | Singlezone Ducted, Centrally Ducted | 33800 | 22400 | 2.54 | 18500 | 2.24
LENNOX | EL22XPV SERIES | 213194400 | HRCU-A-CB | EL22XPV-036-230A** | C35-48C+TDR+TXV | Singlezone Ducted, Centrally Ducted | 33800 | 22400 | 2.52 | 18600 | 2.24
LENNOX | EL22XPV SERIES | 213194402 | HRCU-A-CB | EL22XPV-036-230A** | C35-48C+TDR+TXV | Singlezone Ducted, Centrally Ducted | 33800 | 22400 | 2.52 | 18600 | 2.24
LENNOX | EL22XPV SERIES | 213194404 | HRCU-A-CB | EL22XPV-036-230A** | CX35-48C+TDR | Singlezone Ducted, Centrally Ducted | 33800 | 22400 | 2.54 | 18500 | 2.24
LENNOX | EL22XPV SERIES | 213194405 | HRCU-A-CB | EL22XPV-036-230A** | CX35-48C+TDR | Singlezone Ducted, Centrally Ducted | 33800 | 22400 | 2.52 | 18600 | 2.24
LENNOX | EL22XPV SERIES | 213194407 | HRCU-A-CB | EL22XPV-036-230A** | CX35-48C+TDR | Singlezone Ducted, Centrally Ducted | 33800 | 22400 | 2.52 | 18600 | 2.24
LENNOX | ELITE EL22XPV SERIES | 213194729 | HRCU-A-CB | EL22XPV-024-230A** | CX35-30B+TDR | Singlezone Ducted, Centrally Ducted | 23600 | 14200 | 2.51 | 16100 | 1.96
LENNOX | ELITE EL22XPV SERIES | 213194723 | HRCU-A-CB | EL22XPV-024-230A** | C35-24B+TDR+TXV | Singlezone Ducted, Centrally Ducted | 23600 | 14700 | 2.52 | 15800 | 1.92
LENNOX | ELITE EL22XPV SERIES | 213194725 | HRCU-A-CB | EL22XPV-024-230A** | C35-30B+TDR+TXV | Singlezone Ducted, Centrally Ducted | 23600 | 14200 | 2.51 | 16100 | 1.96
LENNOX | ELITE EL22XPV SERIES | 213352876 | HRCU-A-CB | EL22XPV-024-230A** | CR33-24B+TDR+TXV | Singlezone Ducted, Centrally Ducted | 23200 | 15000 | 2.76 | 15000 | 2.06
LENNOX | ELITE EL22XPV SERIES | 213352877 | HRCU-A-CB | EL22XPV-024-230A** | CR33-24B+TDR+TXV | Singlezone Ducted, Centrally Ducted | 23400 | 15200 | 2.62 | 15300 | 2.02
LENNOX | ELITE EL22XPV SERIES | 213194727 | HRCU-A-CB | EL22XPV-024-230A** | CX35-24B+TDR | Singlezone Ducted, Centrally Ducted | 23600 | 14700 | 2.52 | 15800 | 1.92
LENNOX | ELITE EL22XPV SERIES | 213194391 | HRCU-A-CB | EL22XPV-036-230A** | CHX35-42C-**-*+TDR | Singlezone Ducted, Centrally Ducted | 33800 | 22400 | 2.5 | 18200 | 2.04
LENNOX | ELITE EL22XPV SERIES | 213194389 | HRCU-A-CB | EL22XPV-036-230A** | CHX35-42C-**-*+TDR | Singlezone Ducted, Centrally Ducted | 33800 | 22600 | 2.5 | 18200 | 2.02
LENNOX | ELITE EL22XPV SERIES | 213433382 | HRCU-A-CB | EL22XPV-036-230A** | CHX35-42C-**-*+TDR | Singlezone Ducted, Centrally Ducted | 33800 | 22600 | 2.5 | 18200 | 2.04
MIDEA |  | 215324575 | HRCU-A-CB-O | D5CSRAH12AAK | D5FSOAH12XAK | Singlezone Non-Ducted, Ceiling Placement | 12000 | 8600 | 2.77 | 8600 | 2.47
SMART COMFORT |  | 215324721 | HRCU-A-CB-O | D5CSRAH12AAK | D5FSOAH12XAK | Singlezone Non-Ducted, Ceiling Placement | 12000 | 8600 | 2.77 | 8600 | 2.47
KEEPRITE |  | 215324429 | HRCU-A-CB-O | D5CSRAH12AAK | D5FSOAH12XAK | Singlezone Non-Ducted, Ceiling Placement | 12000 | 8600 | 2.77 | 8600 | 2.47
KENMORE |  | 215324502 | HRCU-A-CB-O | D5CSRAH12AAK | D5FSOAH12XAK | Singlezone Non-Ducted, Ceiling Placement | 12000 | 8600 | 2.77 | 8600 | 2.47
COMFORTMAKER |  | 215324210 | HRCU-A-CB-O | D5CSRAH12AAK | D5FSOAH12XAK | Singlezone Non-Ducted, Ceiling Placement | 12000 | 8600 | 2.77 | 8600 | 2.47
GRANDAIRE |  | 215324940 | HRCU-A-CB-O | D5CSRAH12AAK | D5FSOAH12XAK | Singlezone Non-Ducted, Ceiling Placement | 12000 | 8600 | 2.77 | 8600 | 2.47
LPS LEGACY |  | 215324867 | HRCU-A-CB-O | D5CSRAH12AAK | D5FSOAH12XAK | Singlezone Non-Ducted, Ceiling Placement | 12000 | 8600 | 2.77 | 8600 | 2.47
AIRQUEST |  | 215324794 | HRCU-A-CB-O | D5CSRAH12AAK | D5FSOAH12XAK | Singlezone Non-Ducted, Ceiling Placement | 12000 | 8600 | 2.77 | 8600 | 2.47
AIRQUEST |  | 215324793 | HRCU-A-CB-O | D5CSRAH12AAK | D5FSHAH12XAK | Singlezone Non-Ducted, Wall Placement | 12000 | 9300 | 2.84 | 8400 | 2.3
LPS LEGACY |  | 215324866 | HRCU-A-CB-O | D5CSRAH12AAK | D5FSHAH12XAK | Singlezone Non-Ducted, Wall Placement | 12000 | 9300 | 2.84 | 8400 | 2.3
GRANDAIRE |  | 215324939 | HRCU-A-CB-O | D5CSRAH12AAK | D5FSHAH12XAK | Singlezone Non-Ducted, Wall Placement | 12000 | 9300 | 2.84 | 8400 | 2.3
COMFORTMAKER |  | 215324209 | HRCU-A-CB-O | D5CSRAH12AAK | D5FSHAH12XAK | Singlezone Non-Ducted, Wall Placement | 12000 | 9300 | 2.84 | 8400 | 2.3
KENMORE |  | 215324501 | HRCU-A-CB-O | D5CSRAH12AAK | D5FSHAH12XAK | Singlezone Non-Ducted, Wall Placement | 12000 | 9300 | 2.84 | 8400 | 2.3
KEEPRITE |  | 215324428 | HRCU-A-CB-O | D5CSRAH12AAK | D5FSHAH12XAK | Singlezone Non-Ducted, Wall Placement | 12000 | 9300 | 2.84 | 8400 | 2.3
SMART COMFORT |  | 215324720 | HRCU-A-CB-O | D5CSRAH12AAK | D5FSHAH12XAK | Singlezone Non-Ducted, Wall Placement | 12000 | 9300 | 2.84 | 8400 | 2.3
MIDEA |  | 215324574 | HRCU-A-CB-O | D5CSRAH12AAK | D5FSHAH12XAK | Singlezone Non-Ducted, Wall Placement | 12000 | 9300 | 2.84 | 8400 | 2.3
TEMPSTAR |  | 215324647 | HRCU-A-CB-O | D5CSRAH12AAK | D5FSHAH12XAK | Singlezone Non-Ducted, Wall Placement | 12000 | 9300 | 2.84 | 8400 | 2.3
HEIL |  | 215324355 | HRCU-A-CB-O | D5CSRAH12AAK | D5FSHAH12XAK | Singlezone Non-Ducted, Wall Placement | 12000 | 9300 | 2.84 | 8400 | 2.3
DAY & NIGHT |  | 215324282 | HRCU-A-CB-O | D5CSRAH12AAK | D5FSHAH12XAK | Singlezone Non-Ducted, Wall Placement | 12000 | 9300 | 2.84 | 8400 | 2.3
GRANDAIRE |  | 215324936 | HRCU-A-CB-O | D5CSRAH09AAK | D5FSFAH09XAK | Singlezone Non-Ducted, Wall Placement | 9000 | 9000 | 2.9 | 8600 | 2.27
LPS LEGACY |  | 215324863 | HRCU-A-CB-O | D5CSRAH09AAK | D5FSFAH09XAK | Singlezone Non-Ducted, Wall Placement | 9000 | 9000 | 2.9 | 8600 | 2.27
AIRQUEST |  | 215324790 | HRCU-A-CB-O | D5CSRAH09AAK | D5FSFAH09XAK | Singlezone Non-Ducted, Wall Placement | 9000 | 9000 | 2.9 | 8600 | 2.27
COMFORTMAKER |  | 215324206 | HRCU-A-CB-O | D5CSRAH09AAK | D5FSFAH09XAK | Singlezone Non-Ducted, Wall Placement | 9000 | 9000 | 2.9 | 8600 | 2.27
TEMPSTAR |  | 215324644 | HRCU-A-CB-O | D5CSRAH09AAK | D5FSFAH09XAK | Singlezone Non-Ducted, Wall Placement | 9000 | 9000 | 2.9 | 8600 | 2.27
SMART COMFORT |  | 215324717 | HRCU-A-CB-O | D5CSRAH09AAK | D5FSFAH09XAK | Singlezone Non-Ducted, Wall Placement | 9000 | 9000 | 2.9 | 8600 | 2.27
KENMORE |  | 215324498 | HRCU-A-CB-O | D5CSRAH09AAK | D5FSFAH09XAK | Singlezone Non-Ducted, Wall Placement | 9000 | 9000 | 2.9 | 8600 | 2.27
KEEPRITE |  | 215324425 | HRCU-A-CB-O | D5CSRAH09AAK | D5FSFAH09XAK | Singlezone Non-Ducted, Wall Placement | 9000 | 9000 | 2.9 | 8600 | 2.27
MIDEA |  | 215324571 | HRCU-A-CB-O | D5CSRAH09AAK | D5FSFAH09XAK | Singlezone Non-Ducted, Wall Placement | 9000 | 9000 | 2.9 | 8600 | 2.27
HEIL |  | 215324352 | HRCU-A-CB-O | D5CSRAH09AAK | D5FSFAH09XAK | Singlezone Non-Ducted, Wall Placement | 9000 | 9000 | 2.9 | 8600 | 2.27
DAY & NIGHT |  | 215324279 | HRCU-A-CB-O | D5CSRAH09AAK | D5FSFAH09XAK | Singlezone Non-Ducted, Wall Placement | 9000 | 9000 | 2.9 | 8600 | 2.27
DAY & NIGHT |  | 215324278 | HRCU-A-CB-O | D5CSRAH09AAK | D5FSCAH12XAK | Singlezone Non-Ducted, Ceiling Placement | 10000 | 8500 | 2.8 | 8300 | 2.17
HEIL |  | 215324351 | HRCU-A-CB-O | D5CSRAH09AAK | D5FSCAH12XAK | Singlezone Non-Ducted, Ceiling Placement | 10000 | 8500 | 2.8 | 8300 | 2.17
MIDEA |  | 215324570 | HRCU-A-CB-O | D5CSRAH09AAK | D5FSCAH12XAK | Singlezone Non-Ducted, Ceiling Placement | 10000 | 8500 | 2.8 | 8300 | 2.17
KEEPRITE |  | 215324424 | HRCU-A-CB-O | D5CSRAH09AAK | D5FSCAH12XAK | Singlezone Non-Ducted, Ceiling Placement | 10000 | 8500 | 2.8 | 8300 | 2.17
KENMORE |  | 215324497 | HRCU-A-CB-O | D5CSRAH09AAK | D5FSCAH12XAK | Singlezone Non-Ducted, Ceiling Placement | 10000 | 8500 | 2.8 | 8300 | 2.17
SMART COMFORT |  | 215324716 | HRCU-A-CB-O | D5CSRAH09AAK | D5FSCAH12XAK | Singlezone Non-Ducted, Ceiling Placement | 10000 | 8500 | 2.8 | 8300 | 2.17
TEMPSTAR |  | 215324643 | HRCU-A-CB-O | D5CSRAH09AAK | D5FSCAH12XAK | Singlezone Non-Ducted, Ceiling Placement | 10000 | 8500 | 2.8 | 8300 | 2.17
COMFORTMAKER |  | 215324205 | HRCU-A-CB-O | D5CSRAH09AAK | D5FSCAH12XAK | Singlezone Non-Ducted, Ceiling Placement | 10000 | 8500 | 2.8 | 8300 | 2.17
AIRQUEST |  | 215324789 | HRCU-A-CB-O | D5CSRAH09AAK | D5FSCAH12XAK | Singlezone Non-Ducted, Ceiling Placement | 10000 | 8500 | 2.8 | 8300 | 2.17
LPS LEGACY |  | 215324862 | HRCU-A-CB-O | D5CSRAH09AAK | D5FSCAH12XAK | Singlezone Non-Ducted, Ceiling Placement | 10000 | 8500 | 2.8 | 8300 | 2.17
GRANDAIRE |  | 215324935 | HRCU-A-CB-O | D5CSRAH09AAK | D5FSCAH12XAK | Singlezone Non-Ducted, Ceiling Placement | 10000 | 8500 | 2.8 | 8300 | 2.17
GRANDAIRE |  | 215324934 | HRCU-A-CB-O | D5CSRAH09AAK | D5FSOAH12XAK | Singlezone Non-Ducted, Ceiling Placement | 11000 | 7900 | 2.69 | 8000 | 2.17
LPS LEGACY |  | 215324861 | HRCU-A-CB-O | D5CSRAH09AAK | D5FSOAH12XAK | Singlezone Non-Ducted, Ceiling Placement | 11000 | 7900 | 2.69 | 8000 | 2.17
AIRQUEST |  | 215324788 | HRCU-A-CB-O | D5CSRAH09AAK | D5FSOAH12XAK | Singlezone Non-Ducted, Ceiling Placement | 11000 | 7900 | 2.69 | 8000 | 2.17
COMFORTMAKER |  | 215324204 | HRCU-A-CB-O | D5CSRAH09AAK | D5FSOAH12XAK | Singlezone Non-Ducted, Ceiling Placement | 11000 | 7900 | 2.69 | 8000 | 2.17
DAY & NIGHT |  | 215324277 | HRCU-A-CB-O | D5CSRAH09AAK | D5FSOAH12XAK | Singlezone Non-Ducted, Ceiling Placement | 11000 | 7900 | 2.69 | 8000 | 2.17
TEMPSTAR |  | 215324642 | HRCU-A-CB-O | D5CSRAH09AAK | D5FSOAH12XAK | Singlezone Non-Ducted, Ceiling Placement | 11000 | 7900 | 2.69 | 8000 | 2.17
SMART COMFORT |  | 215324715 | HRCU-A-CB-O | D5CSRAH09AAK | D5FSOAH12XAK | Singlezone Non-Ducted, Ceiling Placement | 11000 | 7900 | 2.69 | 8000 | 2.17
KENMORE |  | 215324496 | HRCU-A-CB-O | D5CSRAH09AAK | D5FSOAH12XAK | Singlezone Non-Ducted, Ceiling Placement | 11000 | 7900 | 2.69 | 8000 | 2.17
KEEPRITE |  | 215324423 | HRCU-A-CB-O | D5CSRAH09AAK | D5FSOAH12XAK | Singlezone Non-Ducted, Ceiling Placement | 11000 | 7900 | 2.69 | 8000 | 2.17
MIDEA |  | 215324569 | HRCU-A-CB-O | D5CSRAH09AAK | D5FSOAH12XAK | Singlezone Non-Ducted, Ceiling Placement | 11000 | 7900 | 2.69 | 8000 | 2.17
HEIL |  | 215324350 | HRCU-A-CB-O | D5CSRAH09AAK | D5FSOAH12XAK | Singlezone Non-Ducted, Ceiling Placement | 11000 | 7900 | 2.69 | 8000 | 2.17
HEIL |  | 215324349 | HRCU-A-CB-O | D5CSRAH09AAK | D5FSHAH09XAK | Singlezone Non-Ducted, Wall Placement | 10000 | 8100 | 2.83 | 8000 | 2.37
MIDEA |  | 215324568 | HRCU-A-CB-O | D5CSRAH09AAK | D5FSHAH09XAK | Singlezone Non-Ducted, Wall Placement | 10000 | 8100 | 2.83 | 8000 | 2.37
KEEPRITE |  | 215324422 | HRCU-A-CB-O | D5CSRAH09AAK | D5FSHAH09XAK | Singlezone Non-Ducted, Wall Placement | 10000 | 8100 | 2.83 | 8000 | 2.37
KENMORE |  | 215324495 | HRCU-A-CB-O | D5CSRAH09AAK | D5FSHAH09XAK | Singlezone Non-Ducted, Wall Placement | 10000 | 8100 | 2.83 | 8000 | 2.37
SMART COMFORT |  | 215324714 | HRCU-A-CB-O | D5CSRAH09AAK | D5FSHAH09XAK | Singlezone Non-Ducted, Wall Placement | 10000 | 8100 | 2.83 | 8000 | 2.37
TEMPSTAR |  | 215324641 | HRCU-A-CB-O | D5CSRAH09AAK | D5FSHAH09XAK | Singlezone Non-Ducted, Wall Placement | 10000 | 8100 | 2.83 | 8000 | 2.37
DAY & NIGHT |  | 215324276 | HRCU-A-CB-O | D5CSRAH09AAK | D5FSHAH09XAK | Singlezone Non-Ducted, Wall Placement | 10000 | 8100 | 2.83 | 8000 | 2.37
COMFORTMAKER |  | 215324203 | HRCU-A-CB-O | D5CSRAH09AAK | D5FSHAH09XAK | Singlezone Non-Ducted, Wall Placement | 10000 | 8100 | 2.83 | 8000 | 2.37
AIRQUEST |  | 215324787 | HRCU-A-CB-O | D5CSRAH09AAK | D5FSHAH09XAK | Singlezone Non-Ducted, Wall Placement | 10000 | 8100 | 2.83 | 8000 | 2.37
LPS LEGACY |  | 215324860 | HRCU-A-CB-O | D5CSRAH09AAK | D5FSHAH09XAK | Singlezone Non-Ducted, Wall Placement | 10000 | 8100 | 2.83 | 8000 | 2.37
GRANDAIRE |  | 215324933 | HRCU-A-CB-O | D5CSRAH09AAK | D5FSHAH09XAK | Singlezone Non-Ducted, Wall Placement | 10000 | 8100 | 2.83 | 8000 | 2.37
GRANDAIRE |  | 215324932 | HRCU-A-CB-O | D5CSRAH12AAJ | D5FSHAH12XAJ | Singlezone Non-Ducted, Wall Placement | 12000 | 8700 | 2.68 | 7700 | 2.33
LPS LEGACY |  | 215324859 | HRCU-A-CB-O | D5CSRAH12AAJ | D5FSHAH12XAJ | Singlezone Non-Ducted, Wall Placement | 12000 | 8700 | 2.68 | 7700 | 2.33
AIRQUEST |  | 215324786 | HRCU-A-CB-O | D5CSRAH12AAJ | D5FSHAH12XAJ | Singlezone Non-Ducted, Wall Placement | 12000 | 8700 | 2.68 | 7700 | 2.33
COMFORTMAKER |  | 215324202 | HRCU-A-CB-O | D5CSRAH12AAJ | D5FSHAH12XAJ | Singlezone Non-Ducted, Wall Placement | 12000 | 8700 | 2.68 | 7700 | 2.33
DAY & NIGHT |  | 215324275 | HRCU-A-CB-O | D5CSRAH12AAJ | D5FSHAH12XAJ | Singlezone Non-Ducted, Wall Placement | 12000 | 8700 | 2.68 | 7700 | 2.33
TEMPSTAR |  | 215324640 | HRCU-A-CB-O | D5CSRAH12AAJ | D5FSHAH12XAJ | Singlezone Non-Ducted, Wall Placement | 12000 | 8700 | 2.68 | 7700 | 2.33
SMART COMFORT |  | 215324713 | HRCU-A-CB-O | D5CSRAH12AAJ | D5FSHAH12XAJ | Singlezone Non-Ducted, Wall Placement | 12000 | 8700 | 2.68 | 7700 | 2.33
KENMORE |  | 215324494 | HRCU-A-CB-O | D5CSRAH12AAJ | D5FSHAH12XAJ | Singlezone Non-Ducted, Wall Placement | 12000 | 8700 | 2.68 | 7700 | 2.33
KEEPRITE |  | 215324421 | HRCU-A-CB-O | D5CSRAH12AAJ | D5FSHAH12XAJ | Singlezone Non-Ducted, Wall Placement | 12000 | 8700 | 2.68 | 7700 | 2.33
MIDEA |  | 215324567 | HRCU-A-CB-O | D5CSRAH12AAJ | D5FSHAH12XAJ | Singlezone Non-Ducted, Wall Placement | 12000 | 8700 | 2.68 | 7700 | 2.33
HEIL |  | 215324348 | HRCU-A-CB-O | D5CSRAH12AAJ | D5FSHAH12XAJ | Singlezone Non-Ducted, Wall Placement | 12000 | 8700 | 2.68 | 7700 | 2.33
HEIL |  | 215324347 | HRCU-A-CB-O | D5CSHAH33AAK | D5FSHAH33XAK | Singlezone Non-Ducted, Wall Placement | 36000 | 30000 | 2.69 | 35000 | 1.98
MIDEA |  | 215324566 | HRCU-A-CB-O | D5CSHAH33AAK | D5FSHAH33XAK | Singlezone Non-Ducted, Wall Placement | 36000 | 30000 | 2.69 | 35000 | 1.98
KEEPRITE |  | 215324420 | HRCU-A-CB-O | D5CSHAH33AAK | D5FSHAH33XAK | Singlezone Non-Ducted, Wall Placement | 36000 | 30000 | 2.69 | 35000 | 1.98
KENMORE |  | 215324493 | HRCU-A-CB-O | D5CSHAH33AAK | D5FSHAH33XAK | Singlezone Non-Ducted, Wall Placement | 36000 | 30000 | 2.69 | 35000 | 1.98
SMART COMFORT |  | 215324712 | HRCU-A-CB-O | D5CSHAH33AAK | D5FSHAH33XAK | Singlezone Non-Ducted, Wall Placement | 36000 | 30000 | 2.69 | 35000 | 1.98
TEMPSTAR |  | 215324639 | HRCU-A-CB-O | D5CSHAH33AAK | D5FSHAH33XAK | Singlezone Non-Ducted, Wall Placement | 36000 | 30000 | 2.69 | 35000 | 1.98
DAY & NIGHT |  | 215324274 | HRCU-A-CB-O | D5CSHAH33AAK | D5FSHAH33XAK | Singlezone Non-Ducted, Wall Placement | 36000 | 30000 | 2.69 | 35000 | 1.98
COMFORTMAKER |  | 215324201 | HRCU-A-CB-O | D5CSHAH33AAK | D5FSHAH33XAK | Singlezone Non-Ducted, Wall Placement | 36000 | 30000 | 2.69 | 35000 | 1.98
AIRQUEST |  | 215324785 | HRCU-A-CB-O | D5CSHAH33AAK | D5FSHAH33XAK | Singlezone Non-Ducted, Wall Placement | 36000 | 30000 | 2.69 | 35000 | 1.98
LPS LEGACY |  | 215324858 | HRCU-A-CB-O | D5CSHAH33AAK | D5FSHAH33XAK | Singlezone Non-Ducted, Wall Placement | 36000 | 30000 | 2.69 | 35000 | 1.98
GRANDAIRE |  | 215324931 | HRCU-A-CB-O | D5CSHAH33AAK | D5FSHAH33XAK | Singlezone Non-Ducted, Wall Placement | 36000 | 30000 | 2.69 | 35000 | 1.98
GRANDAIRE |  | 215324930 | HRCU-A-CB | D5CSHAH24AAK | D5FSDAH24XHK | Singlezone Ducted, Compact Ducted | 26000 | 21600 | 2.71 | 24000 | 2.18
LPS LEGACY |  | 215324857 | HRCU-A-CB | D5CSHAH24AAK | D5FSDAH24XHK | Singlezone Ducted, Compact Ducted | 26000 | 21600 | 2.71 | 24000 | 2.18
AIRQUEST |  | 215324784 | HRCU-A-CB | D5CSHAH24AAK | D5FSDAH24XHK | Singlezone Ducted, Compact Ducted | 26000 | 21600 | 2.71 | 24000 | 2.18
COMFORTMAKER |  | 215324200 | HRCU-A-CB | D5CSHAH24AAK | D5FSDAH24XHK | Singlezone Ducted, Compact Ducted | 26000 | 21600 | 2.71 | 24000 | 2.18
DAY & NIGHT |  | 215324273 | HRCU-A-CB | D5CSHAH24AAK | D5FSDAH24XHK | Singlezone Ducted, Compact Ducted | 26000 | 21600 | 2.71 | 24000 | 2.18
TEMPSTAR |  | 215324638 | HRCU-A-CB | D5CSHAH24AAK | D5FSDAH24XHK | Singlezone Ducted, Compact Ducted | 26000 | 21600 | 2.71 | 24000 | 2.18
SMART COMFORT |  | 215324711 | HRCU-A-CB | D5CSHAH24AAK | D5FSDAH24XHK | Singlezone Ducted, Compact Ducted | 26000 | 21600 | 2.71 | 24000 | 2.18
KENMORE |  | 215324492 | HRCU-A-CB | D5CSHAH24AAK | D5FSDAH24XHK | Singlezone Ducted, Compact Ducted | 26000 | 21600 | 2.71 | 24000 | 2.18
KEEPRITE |  | 215324419 | HRCU-A-CB | D5CSHAH24AAK | D5FSDAH24XHK | Singlezone Ducted, Compact Ducted | 26000 | 21600 | 2.71 | 24000 | 2.18
MIDEA |  | 215324565 | HRCU-A-CB | D5CSHAH24AAK | D5FSDAH24XHK | Singlezone Ducted, Compact Ducted | 26000 | 21600 | 2.71 | 24000 | 2.18
HEIL |  | 215324346 | HRCU-A-CB | D5CSHAH24AAK | D5FSDAH24XHK | Singlezone Ducted, Compact Ducted | 26000 | 21600 | 2.71 | 24000 | 2.18
HEIL |  | 215324343 | HRCU-A-CB-O | D5CSHAH24AAK | D5FSHAH24XAK | Singlezone Non-Ducted, Wall Placement | 29000 | 21000 | 2.88 | 24200 | 2.34
MIDEA |  | 215324562 | HRCU-A-CB-O | D5CSHAH24AAK | D5FSHAH24XAK | Singlezone Non-Ducted, Wall Placement | 29000 | 21000 | 2.88 | 24200 | 2.34
KENMORE |  | 215324489 | HRCU-A-CB-O | D5CSHAH24AAK | D5FSHAH24XAK | Singlezone Non-Ducted, Wall Placement | 29000 | 21000 | 2.88 | 24200 | 2.34
KEEPRITE |  | 215324416 | HRCU-A-CB-O | D5CSHAH24AAK | D5FSHAH24XAK | Singlezone Non-Ducted, Wall Placement | 29000 | 21000 | 2.88 | 24200 | 2.34
TEMPSTAR |  | 215324635 | HRCU-A-CB-O | D5CSHAH24AAK | D5FSHAH24XAK | Singlezone Non-Ducted, Wall Placement | 29000 | 21000 | 2.88 | 24200 | 2.34
SMART COMFORT |  | 215324708 | HRCU-A-CB-O | D5CSHAH24AAK | D5FSHAH24XAK | Singlezone Non-Ducted, Wall Placement | 29000 | 21000 | 2.88 | 24200 | 2.34
DAY & NIGHT |  | 215324270 | HRCU-A-CB-O | D5CSHAH24AAK | D5FSHAH24XAK | Singlezone Non-Ducted, Wall Placement | 29000 | 21000 | 2.88 | 24200 | 2.34
COMFORTMAKER |  | 215324197 | HRCU-A-CB-O | D5CSHAH24AAK | D5FSHAH24XAK | Singlezone Non-Ducted, Wall Placement | 29000 | 21000 | 2.88 | 24200 | 2.34
AIRQUEST |  | 215324781 | HRCU-A-CB-O | D5CSHAH24AAK | D5FSHAH24XAK | Singlezone Non-Ducted, Wall Placement | 29000 | 21000 | 2.88 | 24200 | 2.34
LPS LEGACY |  | 215324854 | HRCU-A-CB-O | D5CSHAH24AAK | D5FSHAH24XAK | Singlezone Non-Ducted, Wall Placement | 29000 | 21000 | 2.88 | 24200 | 2.34
GRANDAIRE |  | 215324927 | HRCU-A-CB-O | D5CSHAH24AAK | D5FSHAH24XAK | Singlezone Non-Ducted, Wall Placement | 29000 | 21000 | 2.88 | 24200 | 2.34
HEIL |  | 215324339 | HRCU-A-CB-O | D5CSHAH18AAK | D5FSFAH16XAK | Singlezone Non-Ducted, Wall Placement | 17000 | 14200 | 2.6 | 17500 | 1.95
KEEPRITE |  | 215324412 | HRCU-A-CB-O | D5CSHAH18AAK | D5FSFAH16XAK | Singlezone Non-Ducted, Wall Placement | 17000 | 14200 | 2.6 | 17500 | 1.95
MIDEA |  | 215324558 | HRCU-A-CB-O | D5CSHAH18AAK | D5FSFAH16XAK | Singlezone Non-Ducted, Wall Placement | 17000 | 14200 | 2.6 | 17500 | 1.95
KENMORE |  | 215324485 | HRCU-A-CB-O | D5CSHAH18AAK | D5FSFAH16XAK | Singlezone Non-Ducted, Wall Placement | 17000 | 14200 | 2.6 | 17500 | 1.95
TEMPSTAR |  | 215324631 | HRCU-A-CB-O | D5CSHAH18AAK | D5FSFAH16XAK | Singlezone Non-Ducted, Wall Placement | 17000 | 14200 | 2.6 | 17500 | 1.95
SMART COMFORT |  | 215324704 | HRCU-A-CB-O | D5CSHAH18AAK | D5FSFAH16XAK | Singlezone Non-Ducted, Wall Placement | 17000 | 14200 | 2.6 | 17500 | 1.95
DAY & NIGHT |  | 215324266 | HRCU-A-CB-O | D5CSHAH18AAK | D5FSFAH16XAK | Singlezone Non-Ducted, Wall Placement | 17000 | 14200 | 2.6 | 17500 | 1.95
COMFORTMAKER |  | 215324193 | HRCU-A-CB-O | D5CSHAH18AAK | D5FSFAH16XAK | Singlezone Non-Ducted, Wall Placement | 17000 | 14200 | 2.6 | 17500 | 1.95
AIRQUEST |  | 215324777 | HRCU-A-CB-O | D5CSHAH18AAK | D5FSFAH16XAK | Singlezone Non-Ducted, Wall Placement | 17000 | 14200 | 2.6 | 17500 | 1.95
LPS LEGACY |  | 215324850 | HRCU-A-CB-O | D5CSHAH18AAK | D5FSFAH16XAK | Singlezone Non-Ducted, Wall Placement | 17000 | 14200 | 2.6 | 17500 | 1.95
GRANDAIRE |  | 215324923 | HRCU-A-CB-O | D5CSHAH18AAK | D5FSFAH16XAK | Singlezone Non-Ducted, Wall Placement | 17000 | 14200 | 2.6 | 17500 | 1.95
GRANDAIRE |  | 215324922 | HRCU-A-CB-O | D5CSHAH18AAK | D5FSCAH18XAK | Singlezone Non-Ducted, Ceiling Placement | 19000 | 14900 | 2.7 | 17000 | 1.9
LPS LEGACY |  | 215324849 | HRCU-A-CB-O | D5CSHAH18AAK | D5FSCAH18XAK | Singlezone Non-Ducted, Ceiling Placement | 19000 | 14900 | 2.7 | 17000 | 1.9
AIRQUEST |  | 215324776 | HRCU-A-CB-O | D5CSHAH18AAK | D5FSCAH18XAK | Singlezone Non-Ducted, Ceiling Placement | 19000 | 14900 | 2.7 | 17000 | 1.9
COMFORTMAKER |  | 215324192 | HRCU-A-CB-O | D5CSHAH18AAK | D5FSCAH18XAK | Singlezone Non-Ducted, Ceiling Placement | 19000 | 14900 | 2.7 | 17000 | 1.9
DAY & NIGHT |  | 215324265 | HRCU-A-CB-O | D5CSHAH18AAK | D5FSCAH18XAK | Singlezone Non-Ducted, Ceiling Placement | 19000 | 14900 | 2.7 | 17000 | 1.9
SMART COMFORT |  | 215324703 | HRCU-A-CB-O | D5CSHAH18AAK | D5FSCAH18XAK | Singlezone Non-Ducted, Ceiling Placement | 19000 | 14900 | 2.7 | 17000 | 1.9
TEMPSTAR |  | 215324630 | HRCU-A-CB-O | D5CSHAH18AAK | D5FSCAH18XAK | Singlezone Non-Ducted, Ceiling Placement | 19000 | 14900 | 2.7 | 17000 | 1.9
KENMORE |  | 215324484 | HRCU-A-CB-O | D5CSHAH18AAK | D5FSCAH18XAK | Singlezone Non-Ducted, Ceiling Placement | 19000 | 14900 | 2.7 | 17000 | 1.9
MIDEA |  | 215324557 | HRCU-A-CB-O | D5CSHAH18AAK | D5FSCAH18XAK | Singlezone Non-Ducted, Ceiling Placement | 19000 | 14900 | 2.7 | 17000 | 1.9
KEEPRITE |  | 215324411 | HRCU-A-CB-O | D5CSHAH18AAK | D5FSCAH18XAK | Singlezone Non-Ducted, Ceiling Placement | 19000 | 14900 | 2.7 | 17000 | 1.9
HEIL |  | 215324338 | HRCU-A-CB-O | D5CSHAH18AAK | D5FSCAH18XAK | Singlezone Non-Ducted, Ceiling Placement | 19000 | 14900 | 2.7 | 17000 | 1.9
GRANDAIRE |  | 215324916 | HRCU-A-CB-O | D5CSHAH12AAK | D5FSCAH12XAK | Singlezone Non-Ducted, Ceiling Placement | 12000 | 10000 | 2.74 | 11500 | 1.99
LPS LEGACY |  | 215324843 | HRCU-A-CB-O | D5CSHAH12AAK | D5FSCAH12XAK | Singlezone Non-Ducted, Ceiling Placement | 12000 | 10000 | 2.74 | 11500 | 1.99
AIRQUEST |  | 215324770 | HRCU-A-CB-O | D5CSHAH12AAK | D5FSCAH12XAK | Singlezone Non-Ducted, Ceiling Placement | 12000 | 10000 | 2.74 | 11500 | 1.99
COMFORTMAKER |  | 215324186 | HRCU-A-CB-O | D5CSHAH12AAK | D5FSCAH12XAK | Singlezone Non-Ducted, Ceiling Placement | 12000 | 10000 | 2.74 | 11500 | 1.99
DAY & NIGHT |  | 215324259 | HRCU-A-CB-O | D5CSHAH12AAK | D5FSCAH12XAK | Singlezone Non-Ducted, Ceiling Placement | 12000 | 10000 | 2.74 | 11500 | 1.99
SMART COMFORT |  | 215324697 | HRCU-A-CB-O | D5CSHAH12AAK | D5FSCAH12XAK | Singlezone Non-Ducted, Ceiling Placement | 12000 | 10000 | 2.74 | 11500 | 1.99
TEMPSTAR |  | 215324624 | HRCU-A-CB-O | D5CSHAH12AAK | D5FSCAH12XAK | Singlezone Non-Ducted, Ceiling Placement | 12000 | 10000 | 2.74 | 11500 | 1.99
KENMORE |  | 215324478 | HRCU-A-CB-O | D5CSHAH12AAK | D5FSCAH12XAK | Singlezone Non-Ducted, Ceiling Placement | 12000 | 10000 | 2.74 | 11500 | 1.99
MIDEA |  | 215324551 | HRCU-A-CB-O | D5CSHAH12AAK | D5FSCAH12XAK | Singlezone Non-Ducted, Ceiling Placement | 12000 | 10000 | 2.74 | 11500 | 1.99
HEIL |  | 215324332 | HRCU-A-CB-O | D5CSHAH12AAK | D5FSCAH12XAK | Singlezone Non-Ducted, Ceiling Placement | 12000 | 10000 | 2.74 | 11500 | 1.99
KEEPRITE |  | 215324405 | HRCU-A-CB-O | D5CSHAH12AAK | D5FSCAH12XAK | Singlezone Non-Ducted, Ceiling Placement | 12000 | 10000 | 2.74 | 11500 | 1.99
KEEPRITE |  | 215324404 | HRCU-A-CB-O | D5CSHAH12AAK | D5FSOAH12XAK | Singlezone Non-Ducted, Ceiling Placement | 12500 | 9600 | 2.65 | 11500 | 1.99
HEIL |  | 215324331 | HRCU-A-CB-O | D5CSHAH12AAK | D5FSOAH12XAK | Singlezone Non-Ducted, Ceiling Placement | 12500 | 9600 | 2.65 | 11500 | 1.99
MIDEA |  | 215324550 | HRCU-A-CB-O | D5CSHAH12AAK | D5FSOAH12XAK | Singlezone Non-Ducted, Ceiling Placement | 12500 | 9600 | 2.65 | 11500 | 1.99
KENMORE |  | 215324477 | HRCU-A-CB-O | D5CSHAH12AAK | D5FSOAH12XAK | Singlezone Non-Ducted, Ceiling Placement | 12500 | 9600 | 2.65 | 11500 | 1.99
TEMPSTAR |  | 215324623 | HRCU-A-CB-O | D5CSHAH12AAK | D5FSOAH12XAK | Singlezone Non-Ducted, Ceiling Placement | 12500 | 9600 | 2.65 | 11500 | 1.99
SMART COMFORT |  | 215324696 | HRCU-A-CB-O | D5CSHAH12AAK | D5FSOAH12XAK | Singlezone Non-Ducted, Ceiling Placement | 12500 | 9600 | 2.65 | 11500 | 1.99
DAY & NIGHT |  | 215324258 | HRCU-A-CB-O | D5CSHAH12AAK | D5FSOAH12XAK | Singlezone Non-Ducted, Ceiling Placement | 12500 | 9600 | 2.65 | 11500 | 1.99
COMFORTMAKER |  | 215324185 | HRCU-A-CB-O | D5CSHAH12AAK | D5FSOAH12XAK | Singlezone Non-Ducted, Ceiling Placement | 12500 | 9600 | 2.65 | 11500 | 1.99
AIRQUEST |  | 215324769 | HRCU-A-CB-O | D5CSHAH12AAK | D5FSOAH12XAK | Singlezone Non-Ducted, Ceiling Placement | 12500 | 9600 | 2.65 | 11500 | 1.99
LPS LEGACY |  | 215324842 | HRCU-A-CB-O | D5CSHAH12AAK | D5FSOAH12XAK | Singlezone Non-Ducted, Ceiling Placement | 12500 | 9600 | 2.65 | 11500 | 1.99
GRANDAIRE |  | 215324915 | HRCU-A-CB-O | D5CSHAH12AAK | D5FSOAH12XAK | Singlezone Non-Ducted, Ceiling Placement | 12500 | 9600 | 2.65 | 11500 | 1.99
PAYNE |  | 215323955 | HRCU-A-CB-O | 37MARAQ24AA3 | 45MBCAQ24XA3 | Singlezone Non-Ducted, Wall Placement | 25000 | 20400 | 2.73 | 18500 | 2.3
WEATHERMAKER |  | 215324016 | HRCU-A-CB-O | 37MARAQ24AA3 | 45MBCAQ24XA3 | Singlezone Non-Ducted, Wall Placement | 25000 | 20400 | 2.73 | 18500 | 2.3
CARRIER |  | 215323833 | HRCU-A-CB-O | 37MARAQ24AA3 | 45MBCAQ24XA3 | Singlezone Non-Ducted, Wall Placement | 25000 | 20400 | 2.73 | 18500 | 2.3
BRYANT |  | 215323894 | HRCU-A-CB-O | 37MARAQ24AA3 | 45MBCAQ24XA3 | Singlezone Non-Ducted, Wall Placement | 25000 | 20400 | 2.73 | 18500 | 2.3
BRYANT |  | 215323891 | HRCU-A-CB-O | 37MARAQ18AA3 | 45MCFAQ18XA3 | Singlezone Non-Ducted, Floor Placement | 18000 | 13700 | 2.51 | 12800 | 2.05
PAYNE |  | 215323952 | HRCU-A-CB-O | 37MARAQ18AA3 | 45MCFAQ18XA3 | Singlezone Non-Ducted, Floor Placement | 18000 | 13700 | 2.51 | 12800 | 2.05
CARRIER |  | 215323830 | HRCU-A-CB-O | 37MARAQ18AA3 | 45MCFAQ18XA3 | Singlezone Non-Ducted, Floor Placement | 18000 | 13700 | 2.51 | 12800 | 2.05
WEATHERMAKER |  | 215324013 | HRCU-A-CB-O | 37MARAQ18AA3 | 45MCFAQ18XA3 | Singlezone Non-Ducted, Floor Placement | 18000 | 13700 | 2.51 | 12800 | 2.05
MIDEA |  | 215324074 | HRCU-A-CB-O | 37MARAQ18AA3 | 45MCFAQ18XA3 | Singlezone Non-Ducted, Floor Placement | 18000 | 13700 | 2.51 | 12800 | 2.05
ARCOAIRE |  | 215324146 | HRCU-A-CB-O | D5CSRAH18AAK | D5FCFAH18XAK | Singlezone Non-Ducted, Floor Placement | 18000 | 13700 | 2.51 | 12800 | 2.05
ARCOAIRE |  | 215324126 | HRCU-A-CB-O | D5CSHAH24AAK | D5FCFAH24XAK | Singlezone Non-Ducted, Floor Placement | 26000 | 20200 | 2.74 | 24200 | 2.16
MIDEA |  | 215324060 | HRCU-A-CB-O | 37MAHAQ24AA3 | 45MCFAQ24XA3 | Singlezone Non-Ducted, Floor Placement | 26000 | 20200 | 2.74 | 24200 | 2.16
WEATHERMAKER |  | 215323999 | HRCU-A-CB-O | 37MAHAQ24AA3 | 45MCFAQ24XA3 | Singlezone Non-Ducted, Floor Placement | 26000 | 20200 | 2.74 | 24200 | 2.16
CARRIER |  | 215323816 | HRCU-A-CB-O | 37MAHAQ24AA3 | 45MCFAQ24XA3 | Singlezone Non-Ducted, Floor Placement | 26000 | 20200 | 2.74 | 24200 | 2.16
PAYNE |  | 215323938 | HRCU-A-CB-O | 37MAHAQ24AA3 | 45MCFAQ24XA3 | Singlezone Non-Ducted, Floor Placement | 26000 | 20200 | 2.74 | 24200 | 2.16
BRYANT |  | 215323877 | HRCU-A-CB-O | 37MAHAQ24AA3 | 45MCFAQ24XA3 | Singlezone Non-Ducted, Floor Placement | 26000 | 20200 | 2.74 | 24200 | 2.16
BRYANT |  | 215323876 | HRCU-A-CB-O | 37MAHAQ24AA3 | 45MBCAQ24XA3 | Singlezone Non-Ducted, Wall Placement | 25000 | 20400 | 2.78 | 23800 | 2.23
PAYNE |  | 215323937 | HRCU-A-CB-O | 37MAHAQ24AA3 | 45MBCAQ24XA3 | Singlezone Non-Ducted, Wall Placement | 25000 | 20400 | 2.78 | 23800 | 2.23
CARRIER |  | 215323815 | HRCU-A-CB-O | 37MAHAQ24AA3 | 45MBCAQ24XA3 | Singlezone Non-Ducted, Wall Placement | 25000 | 20400 | 2.78 | 23800 | 2.23
WEATHERMAKER |  | 215323998 | HRCU-A-CB-O | 37MAHAQ24AA3 | 45MBCAQ24XA3 | Singlezone Non-Ducted, Wall Placement | 25000 | 20400 | 2.78 | 23800 | 2.23
MIDEA |  | 215324059 | HRCU-A-CB-O | 37MAHAQ24AA3 | 45MBCAQ24XA3 | Singlezone Non-Ducted, Wall Placement | 25000 | 20400 | 2.78 | 23800 | 2.23
ARCOAIRE |  | 215324125 | HRCU-A-CB-O | D5CSHAH24AAK | D5FSCAH24XAK | Singlezone Non-Ducted, Wall Placement | 25000 | 20400 | 2.78 | 23800 | 2.23
MIDEA |  | 215324093 | HRCU-A-CB | 37MBHAQ58AA3 | 45MBDAQ58XH3 | Singlezone Ducted, Compact Ducted | 60000 | 45000 | 2.72 | 53500 | 2.1
WEATHERMAKER |  | 215324032 | HRCU-A-CB | 37MBHAQ58AA3 | 45MBDAQ58XH3 | Singlezone Ducted, Compact Ducted | 60000 | 45000 | 2.72 | 53500 | 2.1
PAYNE |  | 215323971 | HRCU-A-CB | 37MBHAQ58AA3 | 45MBDAQ58XH3 | Singlezone Ducted, Compact Ducted | 60000 | 45000 | 2.72 | 53500 | 2.1
CARRIER |  | 215323849 | HRCU-A-CB | 37MBHAQ58AA3 | 45MBDAQ58XH3 | Singlezone Ducted, Compact Ducted | 60000 | 45000 | 2.72 | 53500 | 2.1
BRYANT |  | 215323910 | HRCU-A-CB | 37MBHAQ58AA3 | 45MBDAQ58XH3 | Singlezone Ducted, Compact Ducted | 60000 | 45000 | 2.72 | 53500 | 2.1
BRYANT |  | 215323908 | HRCU-A-CB | 37MBHAQ48AA3 | 45MBDAQ48XH3 | Singlezone Ducted, Compact Ducted | 52000 | 45000 | 2.61 | 47500 | 2
CARRIER |  | 215323847 | HRCU-A-CB | 37MBHAQ48AA3 | 45MBDAQ48XH3 | Singlezone Ducted, Compact Ducted | 52000 | 45000 | 2.61 | 47500 | 2
PAYNE |  | 215323969 | HRCU-A-CB | 37MBHAQ48AA3 | 45MBDAQ48XH3 | Singlezone Ducted, Compact Ducted | 52000 | 45000 | 2.61 | 47500 | 2
WEATHERMAKER |  | 215324030 | HRCU-A-CB | 37MBHAQ48AA3 | 45MBDAQ48XH3 | Singlezone Ducted, Compact Ducted | 52000 | 45000 | 2.61 | 47500 | 2
MIDEA |  | 215324091 | HRCU-A-CB | 37MBHAQ48AA3 | 45MBDAQ48XH3 | Singlezone Ducted, Compact Ducted | 52000 | 45000 | 2.61 | 47500 | 2
MIDEA |  | 215324088 | HRCU-A-CB | 37MBHAQ36AA3 | 45MBDAQ36XH3 | Singlezone Ducted, Compact Ducted | 42000 | 31600 | 2.73 | 37600 | 2.1
WEATHERMAKER |  | 215324027 | HRCU-A-CB | 37MBHAQ36AA3 | 45MBDAQ36XH3 | Singlezone Ducted, Compact Ducted | 42000 | 31600 | 2.73 | 37600 | 2.1
PAYNE |  | 215323966 | HRCU-A-CB | 37MBHAQ36AA3 | 45MBDAQ36XH3 | Singlezone Ducted, Compact Ducted | 42000 | 31600 | 2.73 | 37600 | 2.1
CARRIER |  | 215323844 | HRCU-A-CB | 37MBHAQ36AA3 | 45MBDAQ36XH3 | Singlezone Ducted, Compact Ducted | 42000 | 31600 | 2.73 | 37600 | 2.1
BRYANT |  | 215323905 | HRCU-A-CB | 37MBHAQ36AA3 | 45MBDAQ36XH3 | Singlezone Ducted, Compact Ducted | 42000 | 31600 | 2.73 | 37600 | 2.1
BRYANT |  | 215323896 | HRCU-A-CB | 37MARAQ24AA3 | 45MBDAQ24XH3 | Singlezone Ducted, Compact Ducted | 25000 | 21200 | 2.6 | 19000 | 2.3
CARRIER |  | 215323835 | HRCU-A-CB | 37MARAQ24AA3 | 45MBDAQ24XH3 | Singlezone Ducted, Compact Ducted | 25000 | 21200 | 2.6 | 19000 | 2.3
PAYNE |  | 215323957 | HRCU-A-CB | 37MARAQ24AA3 | 45MBDAQ24XH3 | Singlezone Ducted, Compact Ducted | 25000 | 21200 | 2.6 | 19000 | 2.3
WEATHERMAKER |  | 215324018 | HRCU-A-CB | 37MARAQ24AA3 | 45MBDAQ24XH3 | Singlezone Ducted, Compact Ducted | 25000 | 21200 | 2.6 | 19000 | 2.3
MIDEA |  | 215324079 | HRCU-A-CB | 37MARAQ24AA3 | 45MBDAQ24XH3 | Singlezone Ducted, Compact Ducted | 25000 | 21200 | 2.6 | 19000 | 2.3
ARCOAIRE |  | 215324152 | HRCU-A-CB | D5CSRAH24AAK | D5FSDAH24XHK | Singlezone Ducted, Compact Ducted | 25000 | 21200 | 2.6 | 19000 | 2.3
BRYANT |  | 215323763 | HRCU-A-CB-O | 37MARAQ24AA3 | 615AHAQ24XA3 | Singlezone Non-Ducted, Wall Placement | 25000 | 18800 | 2.65 | 19600 | 2.54
CARRIER |  | 215323752 | HRCU-A-CB-O | 37MARAQ24AA3 | 45MAHAQ24XA3 | Singlezone Non-Ducted, Wall Placement | 25000 | 18800 | 2.65 | 19600 | 2.54
PAYNE |  | 215323774 | HRCU-A-CB-O | 37MARAQ24AA3 | D5MAHAQ24XA3 | Singlezone Non-Ducted, Wall Placement | 25000 | 18800 | 2.65 | 19600 | 2.54
WEATHERMAKER |  | 215323785 | HRCU-A-CB-O | 37MARAQ24AA3 | D5MAHAQ24XA3 | Singlezone Non-Ducted, Wall Placement | 25000 | 18800 | 2.65 | 19600 | 2.54
MIDEA |  | 215323796 | HRCU-A-CB-O | 37MARAQ24AA3 | D5MAHAQ24XA3 | Singlezone Non-Ducted, Wall Placement | 25000 | 18800 | 2.65 | 19600 | 2.54
ARCOAIRE |  | 215324149 | HRCU-A-CB-O | D5CSRAH24AAK | D5FPHAH18XAK | Singlezone Non-Ducted, Wall Placement | 25000 | 18800 | 2.65 | 19600 | 2.54
ARCOAIRE |  | 215324147 | HRCU-A-CB | D5CSRAH18AAK | D5FSDAH18XAK | Singlezone Ducted, Compact Ducted | 20000 | 14000 | 2.6 | 14000 | 2.19
MIDEA |  | 215324075 | HRCU-A-CB | 37MARAQ18AA3 | 45MBDAQ18XA3 | Singlezone Ducted, Compact Ducted | 20000 | 14000 | 2.6 | 14000 | 2.19
WEATHERMAKER |  | 215324014 | HRCU-A-CB | 37MARAQ18AA3 | 45MBDAQ18XA3 | Singlezone Ducted, Compact Ducted | 20000 | 14000 | 2.6 | 14000 | 2.19
CARRIER |  | 215323831 | HRCU-A-CB | 37MARAQ18AA3 | 45MBDAQ18XA3 | Singlezone Ducted, Compact Ducted | 20000 | 14000 | 2.6 | 14000 | 2.19
PAYNE |  | 215323953 | HRCU-A-CB | 37MARAQ18AA3 | 45MBDAQ18XA3 | Singlezone Ducted, Compact Ducted | 20000 | 14000 | 2.6 | 14000 | 2.19
BRYANT |  | 215323892 | HRCU-A-CB | 37MARAQ18AA3 | 45MBDAQ18XA3 | Singlezone Ducted, Compact Ducted | 20000 | 14000 | 2.6 | 14000 | 2.19
BRYANT |  | 215323890 | HRCU-A-CB-O | 37MARAQ18AA3 | 45MBFAQ16XA3 | Singlezone Non-Ducted, Wall Placement | 17000 | 14100 | 2.75 | 13100 | 2.16
PAYNE |  | 215323951 | HRCU-A-CB-O | 37MARAQ18AA3 | 45MBFAQ16XA3 | Singlezone Non-Ducted, Wall Placement | 17000 | 14100 | 2.75 | 13100 | 2.16
CARRIER |  | 215323829 | HRCU-A-CB-O | 37MARAQ18AA3 | 45MBFAQ16XA3 | Singlezone Non-Ducted, Wall Placement | 17000 | 14100 | 2.75 | 13100 | 2.16
WEATHERMAKER |  | 215324012 | HRCU-A-CB-O | 37MARAQ18AA3 | 45MBFAQ16XA3 | Singlezone Non-Ducted, Wall Placement | 17000 | 14100 | 2.75 | 13100 | 2.16
MIDEA |  | 215324073 | HRCU-A-CB-O | 37MARAQ18AA3 | 45MBFAQ16XA3 | Singlezone Non-Ducted, Wall Placement | 17000 | 14100 | 2.75 | 13100 | 2.16
ARCOAIRE |  | 215324145 | HRCU-A-CB-O | D5CSRAH18AAK | D5FSFAH16XAK | Singlezone Non-Ducted, Wall Placement | 17000 | 14100 | 2.75 | 13100 | 2.16
ARCOAIRE |  | 215324144 | HRCU-A-CB-O | D5CSRAH18AAK | D5FSCAH18XAK | Singlezone Non-Ducted, Ceiling Placement | 18000 | 13900 | 2.66 | 12800 | 2.19
MIDEA |  | 215324072 | HRCU-A-CB-O | 37MARAQ18AA3 | 45MBCAQ18XA3 | Singlezone Non-Ducted, Ceiling Placement | 18000 | 13900 | 2.66 | 12800 | 2.19
WEATHERMAKER |  | 215324011 | HRCU-A-CB-O | 37MARAQ18AA3 | 45MBCAQ18XA3 | Singlezone Non-Ducted, Ceiling Placement | 18000 | 13900 | 2.66 | 12800 | 2.19
CARRIER |  | 215323828 | HRCU-A-CB-O | 37MARAQ18AA3 | 45MBCAQ18XA3 | Singlezone Non-Ducted, Ceiling Placement | 18000 | 13900 | 2.66 | 12800 | 2.19
PAYNE |  | 215323950 | HRCU-A-CB-O | 37MARAQ18AA3 | 45MBCAQ18XA3 | Singlezone Non-Ducted, Ceiling Placement | 18000 | 13900 | 2.66 | 12800 | 2.19
BRYANT |  | 215323889 | HRCU-A-CB-O | 37MARAQ18AA3 | 45MBCAQ18XA3 | Singlezone Non-Ducted, Ceiling Placement | 18000 | 13900 | 2.66 | 12800 | 2.19
BRYANT |  | 215323888 | HRCU-A-CB-O | 37MARAQ18AA3 | 45MCCAQ18XA3 | Singlezone Non-Ducted, Ceiling Placement | 18000 | 14000 | 2.77 | 13100 | 2.25
PAYNE |  | 215323949 | HRCU-A-CB-O | 37MARAQ18AA3 | 45MCCAQ18XA3 | Singlezone Non-Ducted, Ceiling Placement | 18000 | 14000 | 2.77 | 13100 | 2.25
CARRIER |  | 215323827 | HRCU-A-CB-O | 37MARAQ18AA3 | 45MCCAQ18XA3 | Singlezone Non-Ducted, Ceiling Placement | 18000 | 14000 | 2.77 | 13100 | 2.25
WEATHERMAKER |  | 215324010 | HRCU-A-CB-O | 37MARAQ18AA3 | 45MCCAQ18XA3 | Singlezone Non-Ducted, Ceiling Placement | 18000 | 14000 | 2.77 | 13100 | 2.25
MIDEA |  | 215324071 | HRCU-A-CB-O | 37MARAQ18AA3 | 45MCCAQ18XA3 | Singlezone Non-Ducted, Ceiling Placement | 18000 | 14000 | 2.77 | 13100 | 2.25
ARCOAIRE |  | 215324143 | HRCU-A-CB-O | D5CSRAH18AAK | D5FSOAH18XAK | Singlezone Non-Ducted, Ceiling Placement | 18000 | 14000 | 2.77 | 13100 | 2.25
MIDEA |  | 215323795 | HRCU-A-CB-O | 37MARAQ18AA3 | D5MAHAQ18XA3 | Singlezone Non-Ducted, Wall Placement | 18000 | 13600 | 2.73 | 12800 | 2.1
WEATHERMAKER |  | 215323784 | HRCU-A-CB-O | 37MARAQ18AA3 | D5MAHAQ18XA3 | Singlezone Non-Ducted, Wall Placement | 18000 | 13600 | 2.73 | 12800 | 2.1
PAYNE |  | 215323773 | HRCU-A-CB-O | 37MARAQ18AA3 | D5MAHAQ18XA3 | Singlezone Non-Ducted, Wall Placement | 18000 | 13600 | 2.73 | 12800 | 2.1
CARRIER |  | 215323751 | HRCU-A-CB-O | 37MARAQ18AA3 | 45MAHAQ18XA3 | Singlezone Non-Ducted, Wall Placement | 18000 | 13600 | 2.73 | 12800 | 2.1
BRYANT |  | 215323762 | HRCU-A-CB-O | 37MARAQ18AA3 | 615AHAQ18XA3 | Singlezone Non-Ducted, Wall Placement | 18000 | 13600 | 2.73 | 12800 | 2.1
ARCOAIRE |  | 215324142 | HRCU-A-CB-O | D5CSRAH18AAK | D5FSHAH18XAK | Singlezone Non-Ducted, Wall Placement | 18000 | 13600 | 2.73 | 12800 | 2.1
ARCOAIRE |  | 215324140 | HRCU-A-CB | D5CSRAH12AAK | D5FSDAH12XAK | Singlezone Ducted, Compact Ducted | 12000 | 9500 | 2.58 | 8800 | 2.24
MIDEA |  | 215324069 | HRCU-A-CB | 37MARAQ12AA3 | 45MBDAQ12XA3 | Singlezone Ducted, Compact Ducted | 12000 | 9500 | 2.58 | 8800 | 2.24
WEATHERMAKER |  | 215324008 | HRCU-A-CB | 37MARAQ12AA3 | 45MBDAQ12XA3 | Singlezone Ducted, Compact Ducted | 12000 | 9500 | 2.58 | 8800 | 2.24
CARRIER |  | 215323825 | HRCU-A-CB | 37MARAQ12AA3 | 45MBDAQ12XA3 | Singlezone Ducted, Compact Ducted | 12000 | 9500 | 2.58 | 8800 | 2.24
PAYNE |  | 215323947 | HRCU-A-CB | 37MARAQ12AA3 | 45MBDAQ12XA3 | Singlezone Ducted, Compact Ducted | 12000 | 9500 | 2.58 | 8800 | 2.24
BRYANT |  | 215323886 | HRCU-A-CB | 37MARAQ12AA3 | 45MBDAQ12XA3 | Singlezone Ducted, Compact Ducted | 12000 | 9500 | 2.58 | 8800 | 2.24
BRYANT |  | 215323885 | HRCU-A-CB-O | 37MARAQ12AA3 | 45MBFAQ12XA3 | Singlezone Non-Ducted, Wall Placement | 12000 | 9000 | 2.87 | 8900 | 2.51
PAYNE |  | 215323946 | HRCU-A-CB-O | 37MARAQ12AA3 | 45MBFAQ12XA3 | Singlezone Non-Ducted, Wall Placement | 12000 | 9000 | 2.87 | 8900 | 2.51
CARRIER |  | 215323824 | HRCU-A-CB-O | 37MARAQ12AA3 | 45MBFAQ12XA3 | Singlezone Non-Ducted, Wall Placement | 12000 | 9000 | 2.87 | 8900 | 2.51
WEATHERMAKER |  | 215324007 | HRCU-A-CB-O | 37MARAQ12AA3 | 45MBFAQ12XA3 | Singlezone Non-Ducted, Wall Placement | 12000 | 9000 | 2.87 | 8900 | 2.51
MIDEA |  | 215324068 | HRCU-A-CB-O | 37MARAQ12AA3 | 45MBFAQ12XA3 | Singlezone Non-Ducted, Wall Placement | 12000 | 9000 | 2.87 | 8900 | 2.51
ARCOAIRE |  | 215324139 | HRCU-A-CB-O | D5CSRAH12AAK | D5FSFAH12XAK | Singlezone Non-Ducted, Wall Placement | 12000 | 9000 | 2.87 | 8900 | 2.51
ARCOAIRE |  | 215324138 | HRCU-A-CB-O | D5CSRAH12AAK | D5FSCAH12XAK | Singlezone Non-Ducted, Ceiling Placement | 12000 | 8500 | 2.8 | 8400 | 2.39
MIDEA |  | 215324067 | HRCU-A-CB-O | 37MARAQ12AA3 | 45MBCAQ12XA3 | Singlezone Non-Ducted, Ceiling Placement | 12000 | 8500 | 2.8 | 8400 | 2.39
WEATHERMAKER |  | 215324006 | HRCU-A-CB-O | 37MARAQ12AA3 | 45MBCAQ12XA3 | Singlezone Non-Ducted, Ceiling Placement | 12000 | 8500 | 2.8 | 8400 | 2.39
CARRIER |  | 215323823 | HRCU-A-CB-O | 37MARAQ12AA3 | 45MBCAQ12XA3 | Singlezone Non-Ducted, Ceiling Placement | 12000 | 8500 | 2.8 | 8400 | 2.39
PAYNE |  | 215323945 | HRCU-A-CB-O | 37MARAQ12AA3 | 45MBCAQ12XA3 | Singlezone Non-Ducted, Ceiling Placement | 12000 | 8500 | 2.8 | 8400 | 2.39
BRYANT |  | 215323884 | HRCU-A-CB-O | 37MARAQ12AA3 | 45MBCAQ12XA3 | Singlezone Non-Ducted, Ceiling Placement | 12000 | 8500 | 2.8 | 8400 | 2.39
BRYANT |  | 215323883 | HRCU-A-CB-O | 37MARAQ12AA3 | 45MCCAQ12XA3 | Singlezone Non-Ducted, Ceiling Placement | 12000 | 8600 | 2.77 | 8600 | 2.47
PAYNE |  | 215323944 | HRCU-A-CB-O | 37MARAQ12AA3 | 45MCCAQ12XA3 | Singlezone Non-Ducted, Ceiling Placement | 12000 | 8600 | 2.77 | 8600 | 2.47
CARRIER |  | 215323822 | HRCU-A-CB-O | 37MARAQ12AA3 | 45MCCAQ12XA3 | Singlezone Non-Ducted, Ceiling Placement | 12000 | 8600 | 2.77 | 8600 | 2.47
WEATHERMAKER |  | 215324005 | HRCU-A-CB-O | 37MARAQ12AA3 | 45MCCAQ12XA3 | Singlezone Non-Ducted, Ceiling Placement | 12000 | 8600 | 2.77 | 8600 | 2.47
MIDEA |  | 215324066 | HRCU-A-CB-O | 37MARAQ12AA3 | 45MCCAQ12XA3 | Singlezone Non-Ducted, Ceiling Placement | 12000 | 8600 | 2.77 | 8600 | 2.47
ARCOAIRE |  | 215324137 | HRCU-A-CB-O | D5CSRAH12AAK | D5FSOAH12XAK | Singlezone Non-Ducted, Ceiling Placement | 12000 | 8600 | 2.77 | 8600 | 2.47
BRYANT |  | 215323761 | HRCU-A-CB-O | 37MARAQ12AA3 | 615AHAQ12XA3 | Singlezone Non-Ducted, Wall Placement | 12000 | 9300 | 2.84 | 8400 | 2.3
CARRIER |  | 215323750 | HRCU-A-CB-O | 37MARAQ12AA3 | 45MAHAQ12XA3 | Singlezone Non-Ducted, Wall Placement | 12000 | 9300 | 2.84 | 8400 | 2.3
PAYNE |  | 215323772 | HRCU-A-CB-O | 37MARAQ12AA3 | D5MAHAQ12XA3 | Singlezone Non-Ducted, Wall Placement | 12000 | 9300 | 2.84 | 8400 | 2.3
WEATHERMAKER |  | 215323783 | HRCU-A-CB-O | 37MARAQ12AA3 | D5MAHAQ12XA3 | Singlezone Non-Ducted, Wall Placement | 12000 | 9300 | 2.84 | 8400 | 2.3
MIDEA |  | 215323794 | HRCU-A-CB-O | 37MARAQ12AA3 | D5MAHAQ12XA3 | Singlezone Non-Ducted, Wall Placement | 12000 | 9300 | 2.84 | 8400 | 2.3
ARCOAIRE |  | 215324136 | HRCU-A-CB-O | D5CSRAH12AAK | D5FSHAH12XAK | Singlezone Non-Ducted, Wall Placement | 12000 | 9300 | 2.84 | 8400 | 2.3
ARCOAIRE |  | 215324133 | HRCU-A-CB-O | D5CSRAH09AAK | D5FSFAH09XAK | Singlezone Non-Ducted, Wall Placement | 9000 | 9000 | 2.9 | 8600 | 2.27
MIDEA |  | 215324063 | HRCU-A-CB-O | 37MARAQ09AA3 | 45MBFAQ09XA3 | Singlezone Non-Ducted, Wall Placement | 9000 | 9000 | 2.9 | 8600 | 2.27
WEATHERMAKER |  | 215324002 | HRCU-A-CB-O | 37MARAQ09AA3 | 45MBFAQ09XA3 | Singlezone Non-Ducted, Wall Placement | 9000 | 9000 | 2.9 | 8600 | 2.27
CARRIER |  | 215323819 | HRCU-A-CB-O | 37MARAQ09AA3 | 45MBFAQ09XA3 | Singlezone Non-Ducted, Wall Placement | 9000 | 9000 | 2.9 | 8600 | 2.27
BRYANT |  | 215323880 | HRCU-A-CB-O | 37MARAQ09AA3 | 45MBFAQ09XA3 | Singlezone Non-Ducted, Wall Placement | 9000 | 9000 | 2.9 | 8600 | 2.27
PAYNE |  | 215323941 | HRCU-A-CB-O | 37MARAQ09AA3 | 45MBFAQ09XA3 | Singlezone Non-Ducted, Wall Placement | 9000 | 9000 | 2.9 | 8600 | 2.27
PAYNE |  | 215323940 | HRCU-A-CB-O | 37MARAQ09AA3 | 45MBCAQ12XA3 | Singlezone Non-Ducted, Ceiling Placement | 10000 | 8500 | 2.8 | 8300 | 2.17
BRYANT |  | 215323879 | HRCU-A-CB-O | 37MARAQ09AA3 | 45MBCAQ12XA3 | Singlezone Non-Ducted, Ceiling Placement | 10000 | 8500 | 2.8 | 8300 | 2.17
CARRIER |  | 215323818 | HRCU-A-CB-O | 37MARAQ09AA3 | 45MBCAQ12XA3 | Singlezone Non-Ducted, Ceiling Placement | 10000 | 8500 | 2.8 | 8300 | 2.17
WEATHERMAKER |  | 215324001 | HRCU-A-CB-O | 37MARAQ09AA3 | 45MBCAQ12XA3 | Singlezone Non-Ducted, Ceiling Placement | 10000 | 8500 | 2.8 | 8300 | 2.17
MIDEA |  | 215324062 | HRCU-A-CB-O | 37MARAQ09AA3 | 45MBCAQ12XA3 | Singlezone Non-Ducted, Ceiling Placement | 10000 | 8500 | 2.8 | 8300 | 2.17
ARCOAIRE |  | 215324132 | HRCU-A-CB-O | D5CSRAH09AAK | D5FSCAH12XAK | Singlezone Non-Ducted, Ceiling Placement | 10000 | 8500 | 2.8 | 8300 | 2.17
ARCOAIRE |  | 215324131 | HRCU-A-CB-O | D5CSRAH09AAK | D5FSOAH12XAK | Singlezone Non-Ducted, Ceiling Placement | 11000 | 7900 | 2.69 | 8000 | 2.17
MIDEA |  | 215323793 | HRCU-A-CB-O | 37MARAQ09AA3 | D5MAHAQ09XA3 | Singlezone Non-Ducted, Wall Placement | 10000 | 8100 | 2.83 | 8000 | 2.37
WEATHERMAKER |  | 215323782 | HRCU-A-CB-O | 37MARAQ09AA3 | D5MAHAQ09XA3 | Singlezone Non-Ducted, Wall Placement | 10000 | 8100 | 2.83 | 8000 | 2.37
PAYNE |  | 215323771 | HRCU-A-CB-O | 37MARAQ09AA3 | D5MAHAQ09XA3 | Singlezone Non-Ducted, Wall Placement | 10000 | 8100 | 2.83 | 8000 | 2.37
CARRIER |  | 215323749 | HRCU-A-CB-O | 37MARAQ09AA3 | 45MAHAQ09XA3 | Singlezone Non-Ducted, Wall Placement | 10000 | 8100 | 2.83 | 8000 | 2.37
BRYANT |  | 215323760 | HRCU-A-CB-O | 37MARAQ09AA3 | 615AHAQ09XA3 | Singlezone Non-Ducted, Wall Placement | 10000 | 8100 | 2.83 | 8000 | 2.37
ARCOAIRE |  | 215324130 | HRCU-A-CB-O | D5CSRAH09AAK | D5FSHAH09XAK | Singlezone Non-Ducted, Wall Placement | 10000 | 8100 | 2.83 | 8000 | 2.37
ARCOAIRE |  | 215324129 | HRCU-A-CB-O | D5CSRAH12AAJ | D5FSHAH12XAJ | Singlezone Non-Ducted, Wall Placement | 12000 | 8700 | 2.68 | 7700 | 2.33
BRYANT |  | 215323759 | HRCU-A-CB-O | 37MARAQ12AA1 | 615AHAQ12XA1 | Singlezone Non-Ducted, Wall Placement | 12000 | 8700 | 2.68 | 7700 | 2.33
CARRIER |  | 215323748 | HRCU-A-CB-O | 37MARAQ12AA1 | 45MAHAQ12XA1 | Singlezone Non-Ducted, Wall Placement | 12000 | 8700 | 2.68 | 7700 | 2.33
PAYNE |  | 215323770 | HRCU-A-CB-O | 37MARAQ12AA1 | D5MAHAQ12XA1 | Singlezone Non-Ducted, Wall Placement | 12000 | 8700 | 2.68 | 7700 | 2.33
WEATHERMAKER |  | 215323781 | HRCU-A-CB-O | 37MARAQ12AA1 | D5MAHAQ12XA1 | Singlezone Non-Ducted, Wall Placement | 12000 | 8700 | 2.68 | 7700 | 2.33
MIDEA |  | 215323792 | HRCU-A-CB-O | 37MARAQ12AA1 | D5MAHAQ12XA1 | Singlezone Non-Ducted, Wall Placement | 12000 | 8700 | 2.68 | 7700 | 2.33
MIDEA |  | 215323791 | HRCU-A-CB-O | 37MAHAQ33AA3 | D5MAHAQ33XA3 | Singlezone Non-Ducted, Wall Placement | 36000 | 30000 | 2.69 | 35000 | 1.98
WEATHERMAKER |  | 215323780 | HRCU-A-CB-O | 37MAHAQ33AA3 | D5MAHAQ33XA3 | Singlezone Non-Ducted, Wall Placement | 36000 | 30000 | 2.69 | 35000 | 1.98
PAYNE |  | 215323769 | HRCU-A-CB-O | 37MAHAQ33AA3 | D5MAHAQ33XA3 | Singlezone Non-Ducted, Wall Placement | 36000 | 30000 | 2.69 | 35000 | 1.98
CARRIER |  | 215323747 | HRCU-A-CB-O | 37MAHAQ33AA3 | 45MAHAQ33XA3 | Singlezone Non-Ducted, Wall Placement | 36000 | 30000 | 2.69 | 35000 | 1.98
BRYANT |  | 215323758 | HRCU-A-CB-O | 37MAHAQ33AA3 | 615AHAQ33XA3 | Singlezone Non-Ducted, Wall Placement | 36000 | 30000 | 2.69 | 35000 | 1.98
ARCOAIRE |  | 215324128 | HRCU-A-CB-O | D5CSHAH33AAK | D5FSHAH33XAK | Singlezone Non-Ducted, Wall Placement | 36000 | 30000 | 2.69 | 35000 | 1.98
MIDEA |  | 215324061 | HRCU-A-CB | 37MAHAQ24AA3 | 45MBDAQ24XH3 | Singlezone Ducted, Compact Ducted | 26000 | 21600 | 2.71 | 24000 | 2.18
WEATHERMAKER |  | 215324000 | HRCU-A-CB | 37MAHAQ24AA3 | 45MBDAQ24XH3 | Singlezone Ducted, Compact Ducted | 26000 | 21600 | 2.71 | 24000 | 2.18
CARRIER |  | 215323817 | HRCU-A-CB | 37MAHAQ24AA3 | 45MBDAQ24XH3 | Singlezone Ducted, Compact Ducted | 26000 | 21600 | 2.71 | 24000 | 2.18
BRYANT |  | 215323878 | HRCU-A-CB | 37MAHAQ24AA3 | 45MBDAQ24XH3 | Singlezone Ducted, Compact Ducted | 26000 | 21600 | 2.71 | 24000 | 2.18
PAYNE |  | 215323939 | HRCU-A-CB | 37MAHAQ24AA3 | 45MBDAQ24XH3 | Singlezone Ducted, Compact Ducted | 26000 | 21600 | 2.71 | 24000 | 2.18
ARCOAIRE |  | 215324127 | HRCU-A-CB | D5CSHAH24AAK | D5FSDAH24XHK | Singlezone Ducted, Compact Ducted | 26000 | 21600 | 2.71 | 24000 | 2.18
BRYANT |  | 215323757 | HRCU-A-CB-O | 37MAHAQ24AA3 | 615AHAQ24XA3 | Singlezone Non-Ducted, Wall Placement | 29000 | 21000 | 2.88 | 24200 | 2.34
CARRIER |  | 215323746 | HRCU-A-CB-O | 37MAHAQ24AA3 | 45MAHAQ24XA3 | Singlezone Non-Ducted, Wall Placement | 29000 | 21000 | 2.88 | 24200 | 2.34
HITACHI | airCore 700 | 215359322 | HRCU-A-CB-O | PAS-12BLFASDQ1 | PCIM-B12UFA1DQ | Singlezone Non-Ducted, Ceiling Placement | 14000 | 12500 | 3.1 | 14000 | 2.13
HITACHI | airCore 700 | 215359321 | HRCU-A-CB | PAS-12BLFASDQ1 | PPIM-B12UFA1DQ | Singlezone Ducted, Centrally Ducted | 14000 | 12500 | 2.69 | 14000 | 2.03
HITACHI | airCore 700 | 215222842 | HRCU-A-CB-O | PAS-36BLFASDQ1 | PCI-B36UFA1DQ | Singlezone Non-Ducted, Ceiling Placement | 38000 | 34200 | 2.9 | 38000 | 2.06
HITACHI | airCore 700 | 215222826 | HRCU-A-CB-O | PAS-30BLFASDQ1 | PCI-B30UFA1DQ | Singlezone Non-Ducted, Ceiling Placement | 32000 | 28600 | 3 | 32000 | 2.27
HITACHI | airCore 700 | 215222825 | HRCU-A-CB-O | PAS-24BLFASDQ1 | PCI-B24UFA1DQ | Singlezone Non-Ducted, Ceiling Placement | 26000 | 21600 | 3.1 | 26000 | 2.16
HITACHI | airCore 700 | 215222824 | HRCU-A-CB-O | PAS-18BLFASDQ1 | PCI-B18UFA1DQ | Singlezone Non-Ducted, Ceiling Placement | 20000 | 18000 | 3.2 | 22600 | 2.2
HITACHI | airCore 700 | 215222841 | HRCU-A-CB | PAS-36BLFASDQ1 | PPIM-B36UFA1DQ | Singlezone Ducted, Centrally Ducted | 38000 | 34200 | 2.7 | 38000 | 2.02
HITACHI | airCore 700 | 215222843 | HRCU-A-CB | PAS-30BLFASDQ1 | PPIM-B30UFA1DQ | Singlezone Ducted, Centrally Ducted | 32000 | 28600 | 2.7 | 32000 | 2.08
HITACHI | airCore 700 | 215222823 | HRCU-A-CB | PAS-24BLFASDQ1 | PPIM-B24UFA1DQ | Singlezone Ducted, Centrally Ducted | 26000 | 21600 | 2.8 | 26000 | 2.05
HITACHI | airCore 700 | 215222822 | HRCU-A-CB | PAS-18BLFASDQ1 | PPIM-B18UFA1DQ | Singlezone Ducted, Centrally Ducted | 20000 | 18000 | 2.6 | 22000 | 2.1
BREEZE33 | BZ33 Series | 215449767 | HRCU-A-CB-O | BZ33-HYP36OUT2-454-G3-P | BZ33-CASS36-454-G3-P | Singlezone Non-Ducted, Wall Placement | 37000 | 30600 | 2.56 | 37000 | 1.95
BREEZE33 | BZ33 Series | 215449762 | HRCU-A-CB-O | BZ33-HYP33OUT2-454-G3-P | BZ33-HYP33WALL2-454-G3-P | Singlezone Non-Ducted, Wall Placement | 36000 | 30000 | 2.69 | 35000 | 1.98
BREEZE33 | BZ33 Series | 215449761 | HRCU-A-CB-O | BZ33-HYP24OUT2-454-G3-P | BZ33-HYP24WALL2-454-G3-P | Singlezone Non-Ducted, Wall Placement | 29000 | 21000 | 2.88 | 24200 | 2.34
BREEZE33 | BZ33 Series | 215449756 | HRCU-A-CB-O | BZ33-HP24OUT2-454-G3-C | BZ33-HP24WALL2-454-G3-C | Singlezone Non-Ducted, Wall Placement | 24000 | 16900 | 2.53 | 17000 | 2.14
CANAIR |  | 215449738 | HMSV-A-CB | 4C28MC655H21 |  | Multizone Mix of Ducted and Non-Ducted | 55000 | 44500 | 2.65 | 47500 | 2.05
CANAIR |  | 215449737 | HMSV-A-CB | 4C28MC655H21 |  | Multizone All Ducted | 55000 | 45000 | 2.7 | 48000 | 2.1
CANAIR |  | 215449736 | HMSR-A-CB-O | 4C28MC655H21 |  | Multizone All Non-Ducted | 55000 | 44000 | 2.6 | 47000 | 2
CANAIR |  | 215449735 | HMSV-A-CB | 4C28MC648H21 |  | Multizone Mix of Ducted and Non-Ducted | 48500 | 44000 | 2.6 | 47500 | 2
CANAIR |  | 215449734 | HMSV-A-CB | 4C28MC648H21 |  | Multizone All Ducted | 48000 | 44500 | 2.6 | 48000 | 2
CANAIR |  | 215449733 | HMSR-A-CB-O | 4C28MC648H21 |  | Multizone All Non-Ducted | 49000 | 44000 | 2.6 | 47000 | 2
CANAIR |  | 215449729 | HMSV-A-CB | 4C28MC428H21 |  | Multizone Mix of Ducted and Non-Ducted | 27400 | 24000 | 2.5 | 27000 | 2
CANAIR |  | 215449727 | HMSR-A-CB-O | 4C28MC428H21 |  | Multizone All Non-Ducted | 27000 | 25000 | 2.6 | 27000 | 2
CANAIR |  | 215449726 | HMSV-A-CB | 4C28MC318H21 |  | Multizone Mix of Ducted and Non-Ducted | 20000 | 17300 | 2.65 | 18500 | 2
CANAIR |  | 215449725 | HMSV-A-CB | 4C28MC318H21 |  | Multizone All Ducted | 20000 | 17000 | 2.59 | 18000 | 2
CANAIR |  | 215449724 | HMSR-A-CB-O | 4C28MC318H21 |  | Multizone All Non-Ducted | 20000 | 17600 | 2.7 | 19000 | 2
CANAIR |  | 215449719 | HRCU-A-CB-O | 4C28SCH18H21 | 4C28SEH18H21 | Singlezone Non-Ducted, Wall Placement | 18000 | 15000 | 2.56 | 18000 | 1.92
CANAIR |  | 215449716 | HRCU-A-CB-O | 4C28SCH06H21 | 4C28SEH06H21 | Singlezone Non-Ducted, Wall Placement | 7000 | 7900 | 2.79 | 7700 | 2.4
CANAIR |  | 215449721 | HRCU-A-CB-O | 4C28SCH30H21 | 4C28SEH30H21 | Singlezone Non-Ducted, Wall Placement | 30000 | 20400 | 2.52 | 20000 | 2.03
CANAIR |  | 215449723 | HRCU-A-CB-O | 4C28SCH33H21 | 4C28SEH33H21 | Singlezone Non-Ducted, Wall Placement | 36000 | 30000 | 2.69 | 35000 | 1.98
CANAIR |  | 215449720 | HRCU-A-CB-O | 4C28SCH24H21 | 4C28SEH24H21 | Singlezone Non-Ducted, Wall Placement | 29000 | 21000 | 2.88 | 24200 | 2.34
CANAIR |  | 215449715 | HRCU-A-CB-O | 4C22SCH24H21 | 4C22SEH24H21 | Singlezone Non-Ducted, Wall Placement | 24000 | 16900 | 2.53 | 17000 | 2.14
MIDEA | MDH Series | 215471428 | HRCU-A-CB | MO1HU-H60B-2A | MDHHS-H60B-2A | Singlezone Ducted, Compact Ducted | 60000 | 45000 | 2.72 | 53500 | 2.1
MIDEA | MDH Series | 215471427 | HRCU-A-CB | MO1HU-H48B-2A | MDHHS-H48B-2A | Singlezone Ducted, Compact Ducted | 52000 | 45000 | 2.61 | 47500 | 2
MIDEA | MDH Series | 215471426 | HRCU-A-CB | MO1HU-H36B-2A | MDHHS-H36B-2A | Singlezone Ducted, Compact Ducted | 42000 | 31600 | 2.73 | 37600 | 2.1
MIDEA | MDH Series | 215471418 | HRCU-A-CB | MO1ES-H24B-2A | MDHHU-H24B-2A | Singlezone Ducted, Compact Ducted | 25000 | 21200 | 2.6 | 19000 | 2.3
MIDEA | MDH Series | 215471417 | HRCU-A-CB | MO1ES-H18B-2A | MDHHU-H18B-2A | Singlezone Ducted, Compact Ducted | 20000 | 14900 | 2.89 | 14200 | 2.41
MIDEA | MDL Series | 215471410 | HRCU-A-CB | MO1ES-H18B-2A | MDLHU-H18B-2A | Singlezone Ducted, Compact Ducted | 20000 | 14000 | 2.6 | 14000 | 2.19
MIDEA | MDH Series | 215471416 | HRCU-A-CB | MO1ES-H12B-2A | MDHHU-H12B-2A | Singlezone Ducted, Compact Ducted | 12000 | 9100 | 2.78 | 8900 | 2.44
MIDEA | MDL Series | 215471409 | HRCU-A-CB | MO1ES-H12B-2A | MDLHU-H12B-2A | Singlezone Ducted, Compact Ducted | 12000 | 9500 | 2.58 | 8800 | 2.24
MIDEA | MDH Series | 215471415 | HRCU-A-CB | MO1ES-H09B-2A | MDHHU-H09B-2A | Singlezone Ducted, Compact Ducted | 10000 | 9300 | 2.9 | 8300 | 2.32
MIDEA | MDL Series | 215471408 | HRCU-A-CB | MO1ES-H09B-2A | MDLHU-H09B-2A | Singlezone Ducted, Compact Ducted | 10000 | 8900 | 2.61 | 8600 | 2.25
MIDEA | MDH Series | 215471425 | HRCU-A-CB | MO1HS-H24B-2A | MDHHU-H24B-2A | Singlezone Ducted, Compact Ducted | 26000 | 21600 | 2.71 | 24000 | 2.18
MIDEA | MDH Series | 215471424 | HRCU-A-CB | MO1HS-H18B-2A | MDHHU-H18B-2A | Singlezone Ducted, Compact Ducted | 19500 | 15000 | 2.89 | 18000 | 2.1
MIDEA | MDL Series | 215471414 | HRCU-A-CB | MO1HS-H18B-2A | MDLHU-H18B-2A | Singlezone Ducted, Compact Ducted | 19000 | 15000 | 2.7 | 18000 | 2
MIDEA | MDH Series | 215471423 | HRCU-A-CB | MO1HS-H12B-2A | MDHHU-H12B-2A | Singlezone Ducted, Compact Ducted | 12000 | 10200 | 2.6 | 12000 | 1.95
MIDEA | MDL Series | 215471411 | HRCU-A-CB | MO1HS-H06B-2A | MDLHU-H06B-2A | Singlezone Ducted, Compact Ducted | 8000 | 8000 | 2.69 | 7800 | 2.41
MIDEA | MO Series | 215471453 | HMSV-A-CB | MO6EX-H48B-2A |  | Multizone Mix of Ducted and Non-Ducted | 47500 | 37400 | 2.5 | 37000 | 2.05
MIDEA | MO Series | 215471452 | HMSV-A-CB | MO6EX-H48B-2A |  | Multizone All Ducted | 47000 | 37000 | 2.5 | 38000 | 2.1
MIDEA | MO Series | 215471451 | HMSR-A-CB-O | MO6EX-H48B-2A |  | Multizone All Non-Ducted | 48000 | 38000 | 2.5 | 36000 | 2
MIDEA | MO Series | 215471447 | HMSV-A-CB | MO4EX-H27B-2A |  | Multizone Mix of Ducted and Non-Ducted | 26800 | 18400 | 2.56 | 18900 | 2
MIDEA | MO Series | 215471446 | HMSV-A-CB | MO4EX-H27B-2A |  | Multizone All Ducted | 26600 | 18400 | 2.5 | 18800 | 2
MIDEA | MO Series | 215471445 | HMSR-A-CB-O | MO4EX-H27B-2A |  | Multizone All Non-Ducted | 27000 | 18400 | 2.61 | 19000 | 2
MIDEA | MO Series | 215471474 | HMSV-A-CB | MO3EX-H18B-2A |  | Multizone Mix of Ducted and Non-Ducted | 19000 | 14100 | 2.55 | 14000 | 2.31
MIDEA | MO Series | 215471472 | HMSR-A-CB-O | MO3EX-H18B-2A |  | Multizone All Non-Ducted | 19000 | 13600 | 2.81 | 13500 | 2.3
MIDEA | MO Series | 215471471 | HMSV-A-CB | MO6HX-H60B-2A |  | Multizone Mix of Ducted and Non-Ducted | 55000 | 44500 | 2.65 | 47500 | 2.05
MIDEA | MO Series | 215471470 | HMSV-A-CB | MO6HX-H60B-2A |  | Multizone All Ducted | 55000 | 45000 | 2.7 | 48000 | 2.1
MIDEA | MO Series | 215471469 | HMSR-A-CB-O | MO6HX-H60B-2A |  | Multizone All Non-Ducted | 55000 | 44000 | 2.6 | 47000 | 2
MIDEA | MO Series | 215471468 | HMSV-A-CB | MO6HX-H48B-2A |  | Multizone Mix of Ducted and Non-Ducted | 48500 | 44000 | 2.6 | 47500 | 2
MIDEA | MO Series | 215471467 | HMSV-A-CB | MO6HX-H48B-2A |  | Multizone All Ducted | 48000 | 44500 | 2.6 | 48000 | 2
MIDEA | MO Series | 215471466 | HMSR-A-CB-O | MO6HX-H48B-2A |  | Multizone All Non-Ducted | 49000 | 44000 | 2.6 | 47000 | 2
MIDEA | MO Series | 215471462 | HMSV-A-CB | MO4HX-H27B-2A |  | Multizone Mix of Ducted and Non-Ducted | 27400 | 24000 | 2.5 | 27000 | 2
MIDEA | MO Series | 215471460 | HMSR-A-CB-O | MO4HX-H27B-2A |  | Multizone All Non-Ducted | 27000 | 25000 | 2.6 | 27000 | 2
MIDEA | MO Series | 215471459 | HMSV-A-CB | MO3HX-H18B-2A |  | Multizone Mix of Ducted and Non-Ducted | 20000 | 17300 | 2.65 | 18500 | 2
MIDEA | MO Series | 215471458 | HMSV-A-CB | MO3HX-H18B-2A |  | Multizone All Ducted | 20000 | 17000 | 2.59 | 18000 | 2
MIDEA | MO Series | 215471457 | HMSR-A-CB-O | MO3HX-H18B-2A |  | Multizone All Non-Ducted | 20000 | 17600 | 2.7 | 19000 | 2
MIDEA | MSF Series | 215471361 | HRCU-A-CB-O | MO1AS-H09B-2A | MSFNS-H09B-2A | Singlezone Non-Ducted, Wall Placement | 10000 | 8000 | 2.58 | 7000 | 2.16
MIDEA | MFB Series | 215471441 | HRCU-A-CB-O | MO1HS-H24B-2A | MFBHU-H24B-2A | Singlezone Non-Ducted, Floor Placement | 26000 | 20200 | 2.74 | 24200 | 2.16
MIDEA | MCD Series | 215471398 | HRCU-A-CB-O | MO1HS-H24B-2A | MCDHU-H24B-2A | Singlezone Non-Ducted, Wall Placement | 25000 | 20400 | 2.78 | 23800 | 2.23
MIDEA | MFA Series | 215471434 | HRCU-A-CB-O | MO1HS-H18B-2A | MFAHU-H16B-2A | Singlezone Non-Ducted, Wall Placement | 17000 | 14200 | 2.6 | 17500 | 1.95
MIDEA | MCD Series | 215471397 | HRCU-A-CB-O | MO1HS-H18B-2A | MCDHU-H18B-2A | Singlezone Non-Ducted, Ceiling Placement | 19000 | 14900 | 2.7 | 17000 | 1.9
MIDEA | MSE Series | 215471382 | HRCU-A-CB-O | MO1HS-H18B-2A | MSEHU-H18B-2A | Singlezone Non-Ducted, Wall Placement | 18000 | 15000 | 2.56 | 18000 | 1.92
MIDEA | MCD Series | 215471396 | HRCU-A-CB-O | MO1HS-H12B-2A | MCDHU-H12B-2A | Singlezone Non-Ducted, Ceiling Placement | 12000 | 10000 | 2.74 | 11500 | 1.99
MIDEA | MCA Series | 215471406 | HRCU-A-CB-O | MO1HS-H12B-2A | MCAHU-H12B-2A | Singlezone Non-Ducted, Ceiling Placement | 12500 | 9600 | 2.65 | 11500 | 1.99
MIDEA | MCA Series | 215471404 | HRCU-A-CB-O | MO1HS-H06B-2A | MCAHU-H06B-2A | Singlezone Non-Ducted, Ceiling Placement | 7400 | 7000 | 2.66 | 8100 | 2.4
MIDEA | MSE Series | 215471379 | HRCU-A-CB-O | MO1HS-H06B-2A | MSEHU-H06B-2A | Singlezone Non-Ducted, Wall Placement | 7000 | 7900 | 2.79 | 7700 | 2.4
MIDEA | MCD Series | 215471393 | HRCU-A-CB-O | MO1BU-H36B-2A | MCDHS-H36B-2A | Singlezone Non-Ducted, Wall Placement | 38000 | 26800 | 2.68 | 26600 | 2.2
MIDEA | MFB Series | 215471442 | HRCU-A-CB-O | MO1HU-H36B-2A | MFBHS-H36B-2A | Singlezone Non-Ducted, Floor Placement | 38000 | 30200 | 2.58 | 39500 | 2.02
MIDEA | MCD Series | 215471399 | HRCU-A-CB-O | MO1HU-H36B-2A | MCDHS-H36B-2A | Singlezone Non-Ducted, Wall Placement | 37000 | 30600 | 2.56 | 37000 | 1.95
MIDEA | MFB Series | 215471436 | HRCU-A-CB-O | MO1ES-H24B-2A | MFBHU-H24B-2A | Singlezone Non-Ducted, Floor Placement | 24400 | 20000 | 2.56 | 18600 | 2.27
MIDEA | MSE Series | 215471378 | HRCU-A-CB-O | MO1ES-H24B-2A | MSEHU-H24B-2A | Singlezone Non-Ducted, Wall Placement | 25000 | 18800 | 2.65 | 19600 | 2.54
MIDEA | MFB Series | 215471435 | HRCU-A-CB-O | MO1ES-H18B-2A | MFBHU-H18B-2A | Singlezone Non-Ducted, Floor Placement | 18000 | 13700 | 2.51 | 12800 | 2.05
MIDEA | MFA Series | 215471431 | HRCU-A-CB-O | MO1ES-H18B-2A | MFAHU-H16B-2A | Singlezone Non-Ducted, Wall Placement | 17000 | 14100 | 2.75 | 13100 | 2.16
MIDEA | MCD Series | 215471391 | HRCU-A-CB-O | MO1ES-H18B-2A | MCDHU-H18B-2A | Singlezone Non-Ducted, Ceiling Placement | 18000 | 13900 | 2.66 | 12800 | 2.19
MIDEA | MCA Series | 215471403 | HRCU-A-CB-O | MO1ES-H18B-2A | MCAHU-H18B-2A | Singlezone Non-Ducted, Ceiling Placement | 18000 | 14000 | 2.77 | 13100 | 2.25
MIDEA | MSE Series | 215471377 | HRCU-A-CB-O | MO1ES-H18B-2A | MSEHU-H18B-2A | Singlezone Non-Ducted, Wall Placement | 18000 | 13600 | 2.73 | 12800 | 2.1
MIDEA | MFA Series | 215471430 | HRCU-A-CB-O | MO1ES-H12B-2A | MFAHU-H12B-2A | Singlezone Non-Ducted, Wall Placement | 12000 | 9000 | 2.87 | 8900 | 2.51
MIDEA | MCD Series | 215471390 | HRCU-A-CB-O | MO1ES-H12B-2A | MCDHU-H12B-2A | Singlezone Non-Ducted, Ceiling Placement | 12000 | 8500 | 2.8 | 8400 | 2.39
MIDEA | MCA Series | 215471402 | HRCU-A-CB-O | MO1ES-H12B-2A | MCAHU-H12B-2A | Singlezone Non-Ducted, Ceiling Placement | 12000 | 8600 | 2.77 | 8600 | 2.47
MIDEA | MSE Series | 215471376 | HRCU-A-CB-O | MO1ES-H12B-2A | MSEHU-H12B-2A | Singlezone Non-Ducted, Wall Placement | 12000 | 9300 | 2.84 | 8400 | 2.3
MIDEA | MFA Series | 215471429 | HRCU-A-CB-O | MO1ES-H09B-2A | MFAHU-H09B-2A | Singlezone Non-Ducted, Wall Placement | 9000 | 9000 | 2.9 | 8600 | 2.27
MIDEA | MCD Series | 215471389 | HRCU-A-CB-O | MO1ES-H09B-2A | MCDHU-H09B-2A | Singlezone Non-Ducted, Ceiling Placement | 10000 | 8500 | 2.8 | 8300 | 2.17
MIDEA | MCA Series | 215471401 | HRCU-A-CB-O | MO1ES-H09B-2A | MCAHU-H09B-2A | Singlezone Non-Ducted, Ceiling Placement | 11000 | 7900 | 2.69 | 8000 | 2.17
MIDEA | MSE Series | 215471375 | HRCU-A-CB-O | MO1ES-H09B-2A | MSEHU-H09B-2A | Singlezone Non-Ducted, Wall Placement | 10000 | 8100 | 2.83 | 8000 | 2.37
MIDEA | MSE Series | 215471374 | HRCU-A-CB-O | MO1ES-H12B-1A | MSEEU-H12B-1A | Singlezone Non-Ducted, Wall Placement | 12000 | 8700 | 2.68 | 7700 | 2.33
MIDEA | MSE Series | 215540512 | HRCU-A-CB-O | MO1ES-H12B-1A | MSEES-H12B-1A | Singlezone Non-Ducted, Wall Placement | 12000 | 8700 | 2.68 | 7700 | 2.33
MIDEA | MSE Series | 215540511 | HRCU-A-CB-O | MO1ES-H09B-1A | MSEES-H09B-1A | Singlezone Non-Ducted, Wall Placement | 10000 | 8500 | 2.71 | 7200 | 2.22
MIDEA | MSE Series | 215471373 | HRCU-A-CB-O | MO1ES-H09B-1A | MSEEU-H09B-1A | Singlezone Non-Ducted, Wall Placement | 10000 | 8500 | 2.71 | 7200 | 2.22
MIDEA | MSE Series | 215471384 | HRCU-A-CB-O | MO1HS-H33B-2A | MSEHU-H33B-2A | Singlezone Non-Ducted, Wall Placement | 36000 | 30000 | 2.69 | 35000 | 1.98
MIDEA | MSE Series | 215471383 | HRCU-A-CB-O | MO1HS-H24B-2A | MSEHU-H24B-2A | Singlezone Non-Ducted, Wall Placement | 29000 | 21000 | 2.88 | 24200 | 2.34
MIDEA | MSE Series | 215471388 | HRCU-A-CB-O | MO1SS-H18B-2A | MSESU-H18B-2A | Singlezone Non-Ducted, Wall Placement | 20000 | 19300 | 3.01 | 22600 | 2.34
EMI | EMX Series | 215444951 | HMSV-A-CB | EMXMZ548DA |  | Multizone Mix of Ducted and Non-Ducted | 48500 | 44000 | 2.6 | 47500 | 2
EMI | EMX Series | 215444950 | HMSV-A-CB | EMXMZ548DA |  | Multizone All Ducted | 48000 | 44500 | 2.6 | 48000 | 2
EMI | EMX Series | 215444949 | HMSR-A-CB-O | EMXMZ548DA |  | Multizone All Non-Ducted | 49000 | 44000 | 2.6 | 47000 | 2
EMI | EMX Series | 215444945 | HMSV-A-CB | EMXMZ327DA |  | Multizone Mix of Ducted and Non-Ducted | 27400 | 24000 | 2.5 | 27000 | 2
EMI | EMX Series | 215444943 | HMSR-A-CB-O | EMXMZ327DA |  | Multizone All Non-Ducted | 27000 | 25000 | 2.6 | 27000 | 2
EMI | EMX Series | 215444942 | HMSV-A-CB | EMXMZ218DA |  | Multizone Mix of Ducted and Non-Ducted | 20000 | 17300 | 2.65 | 18500 | 2
EMI | EMX Series | 215444941 | HMSV-A-CB | EMXMZ218DA |  | Multizone All Ducted | 20000 | 17000 | 2.59 | 18000 | 2
EMI | EMX Series | 215444940 | HMSR-A-CB-O | EMXMZ218DA |  | Multizone All Non-Ducted | 20000 | 17600 | 2.7 | 19000 | 2
EMI | EMX Series | 215444938 | HRCU-A-CB-O | EMXSZ118DA | EMXWAL18DA | Singlezone Non-Ducted, Wall Placement | 18000 | 15000 | 2.56 | 18000 | 1.92
EMI | EMX Series | 215444935 | HRCU-A-CB-O | EMXSZ106DA | EMXWAL06DA | Singlezone Non-Ducted, Wall Placement | 7000 | 7900 | 2.79 | 7700 | 2.4
NAPOLEON | CDHA Series | 215463872 | HRCU-A-CB-O | CDHAS26B-33-O | CDHAS26B-33-I | Singlezone Non-Ducted, Wall Placement | 36000 | 30000 | 2.69 | 35000 | 1.98
CONTINENTAL | NDHA Series | 215463871 | HRCU-A-CB-O | NDHAS26B-33-O | NDHAS26B-33-I | Singlezone Non-Ducted, Wall Placement | 36000 | 30000 | 2.69 | 35000 | 1.98
EMI | EMX Series | 215444939 | HRCU-A-CB-O | EMXSZ124DA | EMXWAL24DA | Singlezone Non-Ducted, Wall Placement | 29000 | 21000 | 2.88 | 24200 | 2.34
BREEZE33 | BZ33 Series | 215449749 | HRCU-A-CB | BZ33-INV60OUT2-454-G3-J | BZ33-AHU60-454-G3-J | Singlezone Ducted, Centrally Ducted | 55000 | 35000 | 2.5 | 54000 | 1.9
MIDEA | MAU Series | 215471345 | HRCU-A-CB | MO1HE-H60B-2A | MAUSE-H60B-2A | Singlezone Ducted, Centrally Ducted | 55000 | 35000 | 2.5 | 54000 | 1.9
MIDEA | MAU Series | 215471344 | HRCU-A-CB | MO1HE-H48B-2A | MAUSE-H48B-2A | Singlezone Ducted, Centrally Ducted | 48000 | 34000 | 2.56 | 48000 | 2
BREEZE33 | BZ33 Series | 215449748 | HRCU-A-CB | BZ33-INV48OUT2-454-G3-J | BZ33-AHU48-454-G3-J | Singlezone Ducted, Centrally Ducted | 48000 | 34000 | 2.56 | 48000 | 2
MIDEA | MAU Series | 215471328 | HRCU-A-CB | MO1BE-H36B-2A | MAUHE-H36B-2A | Singlezone Ducted, Centrally Ducted | 36000 | 25600 | 2.6 | 27000 | 2
CANAIR |  | 215449708 | HRCU-A-CB | 4CDH2048C21 | 4CDH2048F21 | Singlezone Ducted, Centrally Ducted | 50000 | 37000 | 2.7 | 46000 | 1.9
MIDEA | MAU Series | 215471336 | HRCU-A-CB | MO1HE-H48B-2A | MAUHE-H48B-2A | Singlezone Ducted, Centrally Ducted | 50000 | 37000 | 2.7 | 46000 | 1.9
MIDEA | MAU Series | 215471335 | HRCU-A-CB | MO1HE-H42B-2A | MAUHE-H48B-2A | Singlezone Ducted, Centrally Ducted | 50000 | 37000 | 2.7 | 46000 | 1.9
CANAIR |  | 215449707 | HRCU-A-CB | 4CDH2036C21 | 4CDH2036F21 | Singlezone Ducted, Centrally Ducted | 37000 | 31800 | 2.56 | 39000 | 1.9
MIDEA | MAU Series | 215471334 | HRCU-A-CB | MO1SE-H36B-2A | MAUHE-H36B-2A | Singlezone Ducted, Centrally Ducted | 37000 | 31800 | 2.56 | 39000 | 1.9
MIDEA | MAU Series | 215471342 | HRCU-A-CB | MO1HE-H36B-2A | MAUSE-H36B-2A | Singlezone Ducted, Centrally Ducted | 36000 | 24600 | 2.68 | 32600 | 2.06
MIDEA | MAU Series | 215471341 | HRCU-A-CB | MO1HE-H30B-2A | MAUSE-H30B-2A | Singlezone Ducted, Centrally Ducted | 33000 | 24000 | 2.69 | 33200 | 1.97
BREEZE33 | BZ33 Series | 215449746 | HRCU-A-CB | BZ33-INV30OUT2-454-G3-J | BZ33-AHU30-454-G3-J | Singlezone Ducted, Centrally Ducted | 33000 | 24000 | 2.69 | 33200 | 1.97
CANAIR |  | 215449706 | HRCU-A-CB | 4CDH2030C21 | 4CDH2030F21 | Singlezone Ducted, Centrally Ducted | 34000 | 23800 | 2.76 | 32600 | 1.96
MIDEA | MAU Series | 215471333 | HRCU-A-CB | MO1HE-H30B-2A | MAUHE-H30B-2A | Singlezone Ducted, Centrally Ducted | 34000 | 23800 | 2.76 | 32600 | 1.96
MIDEA | MAU Series | 215471340 | HRCU-A-CB | MO1HE-H24B-2A | MAUSE-H24B-2A | Singlezone Ducted, Centrally Ducted | 24000 | 19000 | 2.64 | 20600 | 2.14
BREEZE33 | BZ33 Series | 215449745 | HRCU-A-CB | BZ33-INV24OUT2-454-G3-J | BZ33-AHU24-454-G3-J | Singlezone Ducted, Centrally Ducted | 24000 | 19000 | 2.64 | 20600 | 2.14
MIDEA | MAU Series | 215471339 | HRCU-A-CB | MO1HE-H18B-2A | MAUSE-H18B-2A | Singlezone Ducted, Centrally Ducted | 18000 | 14700 | 2.66 | 18600 | 2.12
BREEZE33 | BZ33 Series | 215449744 | HRCU-A-CB | BZ33-INV18OUT2-454-G3-J | BZ33-AHU18-454-G3-J | Singlezone Ducted, Centrally Ducted | 18000 | 14700 | 2.66 | 18600 | 2.12
CANAIR |  | 215449704 | HRCU-A-CB | 4CDH2018C21 | 4CDH2018F21 | Singlezone Ducted, Centrally Ducted | 19000 | 15000 | 2.6 | 18000 | 2
MIDEA | MAU Series | 215471331 | HRCU-A-CB | MO1HE-H18B-2A | MAUHE-H18B-2A | Singlezone Ducted, Centrally Ducted | 19000 | 15000 | 2.6 | 18000 | 2
MIDEA | MAC Series | 215471346 | HRCU-A-CB | MO1ES-H18B-2A | MACHU-H18B-2A | Singlezone Ducted, Centrally Ducted | 18000 | 13200 | 2.6 | 13000 | 2.3
MIDEA | MAS Series | 215471349 | HRCU-A-CB | MO1BU-H48B-2A | MASHS-H48B-2A | Singlezone Ducted, Centrally Ducted | 50000 | 40000 | 2.6 | 35200 | 1.9
BREEZE33 | BZ33 Series | 215449754 | HRCU-A-CB | BZ33-HYP55OUT2-454-G3-P | BZ33-MSAHU55-454-G3-P | Singlezone Ducted, Centrally Ducted | 59000 | 41000 | 2.6 | 53000 | 2
MIDEA | MAS Series | 215471356 | HRCU-A-CB | MO1HU-H60B-2A | MASHS-H60B-2A | Singlezone Ducted, Centrally Ducted | 59000 | 41000 | 2.6 | 53000 | 2
MIDEA | MAS Series | 215471355 | HRCU-A-CB | MO1HU-H48B-2A | MASHS-H48B-2A | Singlezone Ducted, Centrally Ducted | 50000 | 40000 | 2.5 | 46000 | 2
BREEZE33 | BZ33 Series | 215449753 | HRCU-A-CB | BZ33-HYP48OUT2-454-G3-P | BZ33-MSAHU48-454-G3-P | Singlezone Ducted, Centrally Ducted | 50000 | 40000 | 2.5 | 46000 | 2
MIDEA | MAC Series | 215471353 | HRCU-A-CB | MO1HS-H33B-2A | MACHU-H36B-2A | Singlezone Ducted, Centrally Ducted | 35000 | 27400 | 2.58 | 34000 | 2
BREEZE33 | BZ33 Series | 215449750 | HRCU-A-CB | BZ33-HYP18OUT2-454-G3-P | BZ33-MSAHU18-454-G3-P | Singlezone Ducted, Centrally Ducted | 19500 | 14000 | 2.6 | 18000 | 2.2
MIDEA | MAC Series | 215471351 | HRCU-A-CB | MO1HS-H18B-2A | MACHU-H18B-2A | Singlezone Ducted, Centrally Ducted | 19500 | 14000 | 2.6 | 18000 | 2.2
BREEZE33 | BZ33 Series | 215449778 | HRCU-A-CB | BZ33-HYP55OUT2-454-G3-P | BZ33-DIDU60-454-G3-P | Singlezone Ducted, Compact Ducted | 60000 | 45000 | 2.72 | 53500 | 2.1
BREEZE33 | BZ33 Series | 215449777 | HRCU-A-CB | BZ33-HYP48OUT2-454-G3-P | BZ33-DIDU48-454-G3-P | Singlezone Ducted, Compact Ducted | 52000 | 45000 | 2.61 | 47500 | 2
BREEZE33 | BZ33 Series | 215449776 | HRCU-A-CB | BZ33-HYP36OUT2-454-G3-P | BZ33-DIDU36-454-G3-P | Singlezone Ducted, Compact Ducted | 42000 | 31600 | 2.73 | 37600 | 2.1
BREEZE33 | BZ33 Series | 215449775 | HRCU-A-CB | BZ33-HYP24OUT2-454-G3-P | BZ33-DIDU24-454-G3-P | Singlezone Ducted, Compact Ducted | 26000 | 21600 | 2.71 | 24000 | 2.18
BREEZE33 | BZ33 Series | 215449774 | HRCU-A-CB | BZ33-HYP18OUT2-454-G3-P | BZ33-DIDU18-454-G3-P | Singlezone Ducted, Compact Ducted | 19000 | 15000 | 2.7 | 18000 | 2
BREEZE33 | BZ33 Series | 215449798 | HMSV-A-CB | BZ33-HP486Z2-454-G3-P |  | Multizone Mix of Ducted and Non-Ducted | 47500 | 37400 | 2.5 | 37000 | 2.05
BREEZE33 | BZ33 Series | 215449797 | HMSV-A-CB | BZ33-HP486Z2-454-G3-P |  | Multizone All Ducted | 47000 | 37000 | 2.5 | 38000 | 2.1
BREEZE33 | BZ33 Series | 215449796 | HMSR-A-CB-O | BZ33-HP486Z2-454-G3-P |  | Multizone All Non-Ducted | 48000 | 38000 | 2.5 | 36000 | 2
BREEZE33 | BZ33 Series | 215449792 | HMSV-A-CB | BZ33-HP274Z2-454-G3-P |  | Multizone Mix of Ducted and Non-Ducted | 26800 | 18400 | 2.56 | 18900 | 2
BREEZE33 | BZ33 Series | 215449791 | HMSV-A-CB | BZ33-HP274Z2-454-G3-P |  | Multizone All Ducted | 26600 | 18400 | 2.5 | 18800 | 2
BREEZE33 | BZ33 Series | 215449790 | HMSR-A-CB-O | BZ33-HP274Z2-454-G3-P |  | Multizone All Non-Ducted | 27000 | 18400 | 2.61 | 19000 | 2
BREEZE33 | BZ33 Series | 215449789 | HMSV-A-CB | BZ33-HP183Z2-454-G3-P |  | Multizone Mix of Ducted and Non-Ducted | 19000 | 14100 | 2.55 | 14000 | 2.31
BREEZE33 | BZ33 Series | 215449787 | HMSR-A-CB-O | BZ33-HP183Z2-454-G3-P |  | Multizone All Non-Ducted | 19000 | 13600 | 2.81 | 13500 | 2.3
BREEZE33 | BZ33 Series | 215449813 | HMSV-A-CB | BZ33-HYP556Z2-454-G3-P |  | Multizone Mix of Ducted and Non-Ducted | 55000 | 44500 | 2.65 | 47500 | 2.05
BREEZE33 | BZ33 Series | 215449812 | HMSV-A-CB | BZ33-HYP556Z2-454-G3-P |  | Multizone All Ducted | 55000 | 45000 | 2.7 | 48000 | 2.1
BREEZE33 | BZ33 Series | 215449811 | HMSR-A-CB-O | BZ33-HYP556Z2-454-G3-P |  | Multizone All Non-Ducted | 55000 | 44000 | 2.6 | 47000 | 2
BREEZE33 | BZ33 Series | 215449810 | HMSV-A-CB | BZ33-HYP486Z2-454-G3-P |  | Multizone Mix of Ducted and Non-Ducted | 48500 | 44000 | 2.6 | 47500 | 2
BREEZE33 | BZ33 Series | 215449809 | HMSV-A-CB | BZ33-HYP486Z2-454-G3-P |  | Multizone All Ducted | 48000 | 44500 | 2.6 | 48000 | 2
BREEZE33 | BZ33 Series | 215449808 | HMSR-A-CB-O | BZ33-HYP486Z2-454-G3-P |  | Multizone All Non-Ducted | 49000 | 44000 | 2.6 | 47000 | 2
BREEZE33 | BZ33 Series | 215449804 | HMSV-A-CB | BZ33-HYP274Z2-454-G3-P |  | Multizone Mix of Ducted and Non-Ducted | 27400 | 24000 | 2.5 | 27000 | 2
BREEZE33 | BZ33 Series | 215449802 | HMSR-A-CB-O | BZ33-HYP274Z2-454-G3-P |  | Multizone All Non-Ducted | 27000 | 25000 | 2.6 | 27000 | 2
BREEZE33 | BZ33 Series | 215449801 | HMSV-A-CB | BZ33-HYP183Z2-454-G3-P |  | Multizone Mix of Ducted and Non-Ducted | 20000 | 17300 | 2.65 | 18500 | 2
BREEZE33 | BZ33 Series | 215449800 | HMSV-A-CB | BZ33-HYP183Z2-454-G3-P |  | Multizone All Ducted | 20000 | 17000 | 2.59 | 18000 | 2
BREEZE33 | BZ33 Series | 215449799 | HMSR-A-CB-O | BZ33-HYP183Z2-454-G3-P |  | Multizone All Non-Ducted | 20000 | 17600 | 2.7 | 19000 | 2
BREEZE33 | BZ33 Series | 215449783 | HRCU-A-CB-O | BZ33-HYP24OUT2-454-G3-P | BZ33-IFCM24-454-G3-P | Singlezone Non-Ducted, Floor Placement | 26000 | 20200 | 2.74 | 24200 | 2.16
BREEZE33 | BZ33 Series | 215449766 | HRCU-A-CB-O | BZ33-HYP24OUT2-454-G3-P | BZ33-CASS24-454-G3-P | Singlezone Non-Ducted, Wall Placement | 25000 | 20400 | 2.78 | 23800 | 2.23
BREEZE33 | BZ33 Series | 215449781 | HRCU-A-CB-O | BZ33-HYP18OUT2-454-G3-P | BZ33-ICM16-454-G3-P | Singlezone Non-Ducted, Wall Placement | 17000 | 14200 | 2.6 | 17500 | 1.95
BREEZE33 | BZ33 Series | 215449765 | HRCU-A-CB-O | BZ33-HYP18OUT2-454-G3-P | BZ33-CASS18-454-G3-P | Singlezone Non-Ducted, Ceiling Placement | 19000 | 14900 | 2.7 | 17000 | 1.9
BREEZE33 | BZ33 Series | 215449760 | HRCU-A-CB-O | BZ33-HYP18OUT2-454-G3-P | BZ33-HYP18WALL2-454-G3-P | Singlezone Non-Ducted, Wall Placement | 18000 | 15000 | 2.56 | 18000 | 1.92
BREEZE33 | BZ33 Series | 215449764 | HRCU-A-CB-O | BZ33-HYP12OUT2-454-G3-P | BZ33-CASS12-454-G3-P | Singlezone Non-Ducted, Ceiling Placement | 12000 | 10000 | 2.74 | 11500 | 1.99
BREEZE33 | BZ33 Series | 215449771 | HRCU-A-CB-O | BZ33-HYP12OUT2-454-G3-P | BZ33-OWCASS12-454-G3-P | Singlezone Non-Ducted, Ceiling Placement | 12500 | 9600 | 2.65 | 11500 | 1.99
BREEZE33 | BZ33 Series | 215449769 | HRCU-A-CB-O | BZ33-HYP06OUT2-454-G3-P | BZ33-OWCASS06-454-G3-P | Singlezone Non-Ducted, Ceiling Placement | 7400 | 7000 | 2.66 | 8100 | 2.4
BREEZE33 | BZ33 Series | 215449757 | HRCU-A-CB-O | BZ33-HYP06OUT2-454-G3-P | BZ33-HYP06WALL2-454-G3-P | Singlezone Non-Ducted, Wall Placement | 7000 | 7900 | 2.79 | 7700 | 2.4
BREEZE33 | BZ33 Series | 215449784 | HRCU-A-CB-O | BZ33-HYP36OUT2-454-G3-P | BZ33-IFCM36-454-G3-P | Singlezone Non-Ducted, Floor Placement | 38000 | 30200 | 2.58 | 39500 | 2.02
INNOVAIR | Q4 | 215493759 | HRCU-A-CB-O | QOS12H1BM5A | QHW12H1UZRA | Singlezone Non-Ducted, Wall Placement | 12000 | 9300 | 4.78 | 9200 | 1.9
INNOVAIR | Q4 | 215493758 | HRCU-A-CB-O | QOS09H1BM5A | QHW09H1UZRA | Singlezone Non-Ducted, Wall Placement | 9500 | 9500 | 4.8 | 8800 | 1.92
INNOVAIR | Q4 | 215493762 | HRCU-A-CB-O | QOS18H2BM5A | QHW18H2UZRA | Singlezone Non-Ducted, Wall Placement | 18000 | 18000 | 3.61 | 18000 | 1.9
INNOVAIR | Q4 | 215493761 | HRCU-A-CB-O | QOS12H2BM5A | QHW12H2UZRA | Singlezone Non-Ducted, Wall Placement | 12000 | 10800 | 4.8 | 11000 | 2
INNOVAIR | Q4 | 215493760 | HRCU-A-CB-O | QOS09H2BM5A | QHW09H2UZRA | Singlezone Non-Ducted, Wall Placement | 9000 | 9000 | 4.8 | 9000 | 2.09
PANASONIC | Climapure XZ | 214837756 | HRCU-A-CB-O | CU-XZ24AKUAC | CS-XZ24AKUAW | Singlezone Non-Ducted, Wall Placement | 28800 | 25200 | 2.62 | 20400 | 2.24
PANASONIC | Climapure XZ | 214837755 | HRCU-A-CB-O | CU-XZ18AKUAC | CS-XZ18AKUAW | Singlezone Non-Ducted, Wall Placement | 20400 | 21000 | 2.5 | 17800 | 2.22
PANASONIC | Climapure XZ | 214837752 | HRCU-A-CB-O | CU-XZ9AKUAC | CS-XZ9AKUAW | Singlezone Non-Ducted, Wall Placement | 10900 | 14500 | 2.66 | 11700 | 2.32
HITACHI | airCore 700 | 215218878 | HRCU-A-CB | PAS-12BUFASDQ1 | PPIM-B12UFA1DQ | Singlezone Ducted, Centrally Ducted | 14000 | 13300 | 2.63 | 10800 | 2.1
HITACHI | airCore 700 | 215218877 | HRCU-A-CB-O | PAS-12BUFASDQ1 | PCIM-B12UFA1DQ | Singlezone Non-Ducted, Ceiling Placement | 14000 | 12600 | 2.64 | 10800 | 2.23
HITACHI | airCore 700 | 215218876 | HRCU-A-CB-O | PAS-12BUFASDQ1 | PPFC-B12UFA1DQ | Singlezone Non-Ducted, Ceiling Placement | 14000 | 12800 | 2.76 | 11000 | 2.22
HITACHI | airCore 700 | 215218875 | HRCU-A-CB | PAS-09BUFASDQ1 | PPIM-B09UFA1DQ | Singlezone Ducted, Centrally Ducted | 11000 | 10100 | 2.62 | 9600 | 1.98
HITACHI | airCore 700 | 215218874 | HRCU-A-CB-O | PAS-09BUFASDQ1 | PCIM-B09UFA1DQ | Singlezone Non-Ducted, Ceiling Placement | 11000 | 10500 | 2.5 | 10000 | 2.19
GRANDAIRE |  | 215413368 | HRCU-A-CB-O | D5CPRAH18AA | D5FPHAH18XAK | Singlezone Non-Ducted, Wall Placement | 20000 | 19300 | 3.01 | 22600 | 2.34
SMART COMFORT |  | 215413326 | HRCU-A-CB-O | D5CPRAH18AA | D5FPHAH18XAK | Singlezone Non-Ducted, Wall Placement | 20000 | 19300 | 3.01 | 22600 | 2.34
LPS LEGACY |  | 215413354 | HRCU-A-CB-O | D5CPRAH18AA | D5FPHAH18XAK | Singlezone Non-Ducted, Wall Placement | 20000 | 19300 | 3.01 | 22600 | 2.34
AIRQUEST |  | 215413340 | HRCU-A-CB-O | D5CPRAH18AA | D5FPHAH18XAK | Singlezone Non-Ducted, Wall Placement | 20000 | 19300 | 3.01 | 22600 | 2.34
HEIL |  | 215413256 | HRCU-A-CB-O | D5CPRAH18AA | D5FPHAH18XAK | Singlezone Non-Ducted, Wall Placement | 20000 | 19300 | 3.01 | 22600 | 2.34
KEEPRITE |  | 215413270 | HRCU-A-CB-O | D5CPRAH18AA | D5FPHAH18XAK | Singlezone Non-Ducted, Wall Placement | 20000 | 19300 | 3.01 | 22600 | 2.34
MIDEA |  | 215413298 | HRCU-A-CB-O | D5CPRAH18AA | D5FPHAH18XAK | Singlezone Non-Ducted, Wall Placement | 20000 | 19300 | 3.01 | 22600 | 2.34
KENMORE |  | 215413284 | HRCU-A-CB-O | D5CPRAH18AA | D5FPHAH18XAK | Singlezone Non-Ducted, Wall Placement | 20000 | 19300 | 3.01 | 22600 | 2.34
TEMPSTAR |  | 215413312 | HRCU-A-CB-O | D5CPRAH18AA | D5FPHAH18XAK | Singlezone Non-Ducted, Wall Placement | 20000 | 19300 | 3.01 | 22600 | 2.34
ARCOAIRE |  | 215413214 | HRCU-A-CB-O | D5CPRAH18AA | D5FPHAH18XAK | Singlezone Non-Ducted, Wall Placement | 20000 | 19300 | 3.01 | 22600 | 2.34
DAY & NIGHT |  | 215413242 | HRCU-A-CB-O | D5CPRAH18AA | D5FPHAH18XAK | Singlezone Non-Ducted, Wall Placement | 20000 | 19300 | 3.01 | 22600 | 2.34
COMFORTMAKER |  | 215413228 | HRCU-A-CB-O | D5CPRAH18AA | D5FPHAH18XAK | Singlezone Non-Ducted, Wall Placement | 20000 | 19300 | 3.01 | 22600 | 2.34
LPS LEGACY |  | 215413355 | HRCU-A-CB-O | D5CSRAH30AAK | D5FSHAH30XAK | Singlezone Non-Ducted, Wall Placement | 30000 | 20400 | 2.52 | 20000 | 2.03
GRANDAIRE |  | 215413369 | HRCU-A-CB-O | D5CSRAH30AAK | D5FSHAH30XAK | Singlezone Non-Ducted, Wall Placement | 30000 | 20400 | 2.52 | 20000 | 2.03
SMART COMFORT |  | 215413327 | HRCU-A-CB-O | D5CSRAH30AAK | D5FSHAH30XAK | Singlezone Non-Ducted, Wall Placement | 30000 | 20400 | 2.52 | 20000 | 2.03
TEMPSTAR |  | 215413313 | HRCU-A-CB-O | D5CSRAH30AAK | D5FSHAH30XAK | Singlezone Non-Ducted, Wall Placement | 30000 | 20400 | 2.52 | 20000 | 2.03
AIRQUEST |  | 215413341 | HRCU-A-CB-O | D5CSRAH30AAK | D5FSHAH30XAK | Singlezone Non-Ducted, Wall Placement | 30000 | 20400 | 2.52 | 20000 | 2.03
DAY & NIGHT |  | 215413243 | HRCU-A-CB-O | D5CSRAH30AAK | D5FSHAH30XAK | Singlezone Non-Ducted, Wall Placement | 30000 | 20400 | 2.52 | 20000 | 2.03
KEEPRITE |  | 215413271 | HRCU-A-CB-O | D5CSRAH30AAK | D5FSHAH30XAK | Singlezone Non-Ducted, Wall Placement | 30000 | 20400 | 2.52 | 20000 | 2.03
HEIL |  | 215413257 | HRCU-A-CB-O | D5CSRAH30AAK | D5FSHAH30XAK | Singlezone Non-Ducted, Wall Placement | 30000 | 20400 | 2.52 | 20000 | 2.03
KENMORE |  | 215413285 | HRCU-A-CB-O | D5CSRAH30AAK | D5FSHAH30XAK | Singlezone Non-Ducted, Wall Placement | 30000 | 20400 | 2.52 | 20000 | 2.03
MIDEA |  | 215413299 | HRCU-A-CB-O | D5CSRAH30AAK | D5FSHAH30XAK | Singlezone Non-Ducted, Wall Placement | 30000 | 20400 | 2.52 | 20000 | 2.03
WEATHERMAKER |  | 215413163 | HRCU-A-CB-O | 37MARAQ30AA3 | D5MAHAQ30XA3 | Singlezone Non-Ducted, Wall Placement | 30000 | 20400 | 2.52 | 20000 | 2.03
PAYNE |  | 215413157 | HRCU-A-CB-O | 37MARAQ30AA3 | D5MAHAQ30XA3 | Singlezone Non-Ducted, Wall Placement | 30000 | 20400 | 2.52 | 20000 | 2.03
BRYANT |  | 215413151 | HRCU-A-CB-O | 37MARAQ30AA3 | 615AHAQ30XA3 | Singlezone Non-Ducted, Wall Placement | 30000 | 20400 | 2.52 | 20000 | 2.03
CARRIER |  | 215413145 | HRCU-A-CB-O | 37MARAQ30AA3 | 45MAHAQ30XA3 | Singlezone Non-Ducted, Wall Placement | 30000 | 20400 | 2.52 | 20000 | 2.03
ARCOAIRE |  | 215413215 | HRCU-A-CB-O | D5CSRAH30AAK | D5FSHAH30XAK | Singlezone Non-Ducted, Wall Placement | 30000 | 20400 | 2.52 | 20000 | 2.03
COMFORTMAKER |  | 215413229 | HRCU-A-CB-O | D5CSRAH30AAK | D5FSHAH30XAK | Singlezone Non-Ducted, Wall Placement | 30000 | 20400 | 2.52 | 20000 | 2.03
MIDEA |  | 215413169 | HRCU-A-CB-O | 37MARAQ30AA3 | D5MAHAQ30XA3 | Singlezone Non-Ducted, Wall Placement | 30000 | 20400 | 2.52 | 20000 | 2.03
MIDEA |  | 215413168 | HRCU-A-CB-O | 37MPRAQ18AA3 | D5MPHAQ18XA3 | Singlezone Non-Ducted, Wall Placement | 20000 | 19300 | 3.01 | 22600 | 2.34
CARRIER |  | 215413144 | HRCU-A-CB-O | 37MPRAQ18AA3 | 45MPHAQ18XA3 | Singlezone Non-Ducted, Wall Placement | 20000 | 19300 | 3.01 | 22600 | 2.34
BRYANT |  | 215413150 | HRCU-A-CB-O | 37MPRAQ18AA3 | 615PHAQ18XA3 | Singlezone Non-Ducted, Wall Placement | 20000 | 19300 | 3.01 | 22600 | 2.34
PAYNE |  | 215413156 | HRCU-A-CB-O | 37MPRAQ18AA3 | D5MPHAQ18XA3 | Singlezone Non-Ducted, Wall Placement | 20000 | 19300 | 3.01 | 22600 | 2.34
WEATHERMAKER |  | 215413162 | HRCU-A-CB-O | 37MPRAQ18AA3 | D5MPHAQ18XA3 | Singlezone Non-Ducted, Wall Placement | 20000 | 19300 | 3.01 | 22600 | 2.34
PAYNE |  | 215357696 | HMSV-A-CB | 37MGHAQ18CA3 |  | Multizone Mix of Ducted and Non-Ducted | 20000 | 17300 | 2.65 | 18500 | 2
GRANDAIRE |  | 215357654 | HMSV-A-CB | D5CMHAH18CAK |  | Multizone Mix of Ducted and Non-Ducted | 20000 | 17300 | 2.65 | 18500 | 2
WEATHERMAKER |  | 215357738 | HMSV-A-CB | 37MGHAQ18CA3 |  | Multizone Mix of Ducted and Non-Ducted | 20000 | 17300 | 2.65 | 18500 | 2
MIDEA |  | 215357780 | HMSV-A-CB | 37MGHAQ18CA3 |  | Multizone Mix of Ducted and Non-Ducted | 20000 | 17300 | 2.65 | 18500 | 2
MIDEA |  | 215357779 | HMSV-A-CB | 37MGHAQ18CA3 |  | Multizone All Ducted | 20000 | 17000 | 2.59 | 18000 | 2
WEATHERMAKER |  | 215357737 | HMSV-A-CB | 37MGHAQ18CA3 |  | Multizone All Ducted | 20000 | 17000 | 2.59 | 18000 | 2
GRANDAIRE |  | 215357653 | HMSV-A-CB | D5CMHAH18CAK |  | Multizone All Ducted | 20000 | 17000 | 2.59 | 18000 | 2
PAYNE |  | 215357695 | HMSV-A-CB | 37MGHAQ18CA3 |  | Multizone All Ducted | 20000 | 17000 | 2.59 | 18000 | 2
PAYNE |  | 215357694 | HMSR-A-CB-O | 37MGHAQ18CA3 |  | Multizone All Non-Ducted | 20000 | 17600 | 2.7 | 19000 | 2
GRANDAIRE |  | 215357652 | HMSR-A-CB-O | D5CMHAH18CAK |  | Multizone All Non-Ducted | 20000 | 17600 | 2.7 | 19000 | 2
WEATHERMAKER |  | 215357736 | HMSR-A-CB-O | 37MGHAQ18CA3 |  | Multizone All Non-Ducted | 20000 | 17600 | 2.7 | 19000 | 2
MIDEA |  | 215357778 | HMSR-A-CB-O | 37MGHAQ18CA3 |  | Multizone All Non-Ducted | 20000 | 17600 | 2.7 | 19000 | 2
LPS LEGACY |  | 215357636 | HMSV-A-CB | D5CMRAH24DAK |  | Multizone Mix of Ducted and Non-Ducted | 25000 | 18000 | 2.6 | 18000 | 2
AIRQUEST |  | 215357594 | HMSV-A-CB | D5CMRAH24DAK |  | Multizone Mix of Ducted and Non-Ducted | 25000 | 18000 | 2.6 | 18000 | 2
SMART COMFORT |  | 215357552 | HMSV-A-CB | D5CMRAH24DAK |  | Multizone Mix of Ducted and Non-Ducted | 25000 | 18000 | 2.6 | 18000 | 2
TEMPSTAR |  | 215357506 | HMSV-A-CB | D5CMRAH24DAK |  | Multizone Mix of Ducted and Non-Ducted | 25000 | 18000 | 2.6 | 18000 | 2
CARRIER |  | 215357481 | HMSV-A-CB | 37MGRAQ24DA3 |  | Multizone Mix of Ducted and Non-Ducted | 25000 | 18000 | 2.6 | 18000 | 2
MIDEA |  | 215357426 | HMSV-A-CB | D5CMRAH24DAK |  | Multizone Mix of Ducted and Non-Ducted | 25000 | 18000 | 2.6 | 18000 | 2
KENMORE |  | 215357384 | HMSV-A-CB | D5CMRAH24DAK |  | Multizone Mix of Ducted and Non-Ducted | 25000 | 18000 | 2.6 | 18000 | 2
KEEPRITE |  | 215357342 | HMSV-A-CB | D5CMRAH24DAK |  | Multizone Mix of Ducted and Non-Ducted | 25000 | 18000 | 2.6 | 18000 | 2
DAY & NIGHT |  | 215357258 | HMSV-A-CB | D5CMRAH24DAK |  | Multizone Mix of Ducted and Non-Ducted | 25000 | 18000 | 2.6 | 18000 | 2
HEIL |  | 215357300 | HMSV-A-CB | D5CMRAH24DAK |  | Multizone Mix of Ducted and Non-Ducted | 25000 | 18000 | 2.6 | 18000 | 2
COMFORTMAKER |  | 215357216 | HMSV-A-CB | D5CMRAH24DAK |  | Multizone Mix of Ducted and Non-Ducted | 25000 | 18000 | 2.6 | 18000 | 2
ARCOAIRE |  | 215357172 | HMSV-A-CB | D5CMRAH24DAK |  | Multizone Mix of Ducted and Non-Ducted | 25000 | 18000 | 2.6 | 18000 | 2
BRYANT |  | 215357142 | HMSV-A-CB | 37MGRAQ24DA3 |  | Multizone Mix of Ducted and Non-Ducted | 25000 | 18000 | 2.6 | 18000 | 2
AIRQUEST |  | 215357598 | HMSR-A-CB-O | D5CMRAH30EAK |  | Multizone All Non-Ducted | 31000 | 26600 | 2.5 | 26000 | 2
SMART COMFORT |  | 215357556 | HMSR-A-CB-O | D5CMRAH30EAK |  | Multizone All Non-Ducted | 31000 | 26600 | 2.5 | 26000 | 2
CARRIER |  | 215357490 | HMSR-A-CB-O | 37MGRAQ30EA3 |  | Multizone All Non-Ducted | 31000 | 26600 | 2.5 | 26000 | 2
TEMPSTAR |  | 215357514 | HMSR-A-CB-O | D5CMRAH30EAK |  | Multizone All Non-Ducted | 31000 | 26600 | 2.5 | 26000 | 2
MIDEA |  | 215357430 | HMSR-A-CB-O | D5CMRAH30EAK |  | Multizone All Non-Ducted | 31000 | 26600 | 2.5 | 26000 | 2
KENMORE |  | 215357388 | HMSR-A-CB-O | D5CMRAH30EAK |  | Multizone All Non-Ducted | 31000 | 26600 | 2.5 | 26000 | 2
KEEPRITE |  | 215357346 | HMSR-A-CB-O | D5CMRAH30EAK |  | Multizone All Non-Ducted | 31000 | 26600 | 2.5 | 26000 | 2
HEIL |  | 215357304 | HMSR-A-CB-O | D5CMRAH30EAK |  | Multizone All Non-Ducted | 31000 | 26600 | 2.5 | 26000 | 2
DAY & NIGHT |  | 215357262 | HMSR-A-CB-O | D5CMRAH30EAK |  | Multizone All Non-Ducted | 31000 | 26600 | 2.5 | 26000 | 2
COMFORTMAKER |  | 215357220 | HMSR-A-CB-O | D5CMRAH30EAK |  | Multizone All Non-Ducted | 31000 | 26600 | 2.5 | 26000 | 2
BRYANT |  | 215357151 | HMSR-A-CB-O | 37MGRAQ30EA3 |  | Multizone All Non-Ducted | 31000 | 26600 | 2.5 | 26000 | 2
ARCOAIRE |  | 215357178 | HMSR-A-CB-O | D5CMRAH30EAK |  | Multizone All Non-Ducted | 31000 | 26600 | 2.5 | 26000 | 2
AIRQUEST |  | 215357571 | HMSR-A-CB-O | D5CMHAH24DAK |  | Multizone All Non-Ducted | 25000 | 23600 | 2.5 | 25000 | 2
LPS LEGACY |  | 215357613 | HMSR-A-CB-O | D5CMHAH24DAK |  | Multizone All Non-Ducted | 25000 | 23600 | 2.5 | 25000 | 2
SMART COMFORT |  | 215357529 | HMSR-A-CB-O | D5CMHAH24DAK |  | Multizone All Non-Ducted | 25000 | 23600 | 2.5 | 25000 | 2
TEMPSTAR |  | 215357463 | HMSR-A-CB-O | D5CMHAH24DAK |  | Multizone All Non-Ducted | 25000 | 23600 | 2.5 | 25000 | 2
CARRIER |  | 215357438 | HMSR-A-CB-O | 37MGHAQ24DA3 |  | Multizone All Non-Ducted | 25000 | 23600 | 2.5 | 25000 | 2
MIDEA |  | 215357403 | HMSR-A-CB-O | D5CMHAH24DAK |  | Multizone All Non-Ducted | 25000 | 23600 | 2.5 | 25000 | 2
KENMORE |  | 215357361 | HMSR-A-CB-O | D5CMHAH24DAK |  | Multizone All Non-Ducted | 25000 | 23600 | 2.5 | 25000 | 2
KEEPRITE |  | 215357319 | HMSR-A-CB-O | D5CMHAH24DAK |  | Multizone All Non-Ducted | 25000 | 23600 | 2.5 | 25000 | 2
HEIL |  | 215357277 | HMSR-A-CB-O | D5CMHAH24DAK |  | Multizone All Non-Ducted | 25000 | 23600 | 2.5 | 25000 | 2
DAY & NIGHT |  | 215357235 | HMSR-A-CB-O | D5CMHAH24DAK |  | Multizone All Non-Ducted | 25000 | 23600 | 2.5 | 25000 | 2
BRYANT |  | 215357109 | HMSR-A-CB-O | 37MGHAQ24DA3 |  | Multizone All Non-Ducted | 25000 | 23600 | 2.5 | 25000 | 2
ARCOAIRE |  | 215357131 | HMSR-A-CB-O | D5CMHAH24DAK |  | Multizone All Non-Ducted | 25000 | 23600 | 2.5 | 25000 | 2
COMFORTMAKER |  | 215357193 | HMSR-A-CB-O | D5CMHAH24DAK |  | Multizone All Non-Ducted | 25000 | 23600 | 2.5 | 25000 | 2
ARCOAIRE |  | 215357171 | HMSV-A-CB | D5CMRAH24DAK |  | Multizone All Ducted | 25000 | 18200 | 2.6 | 18000 | 2
BRYANT |  | 215357140 | HMSV-A-CB | 37MGRAQ24DA3 |  | Multizone All Ducted | 25000 | 18200 | 2.6 | 18000 | 2
COMFORTMAKER |  | 215357215 | HMSV-A-CB | D5CMRAH24DAK |  | Multizone All Ducted | 25000 | 18200 | 2.6 | 18000 | 2
DAY & NIGHT |  | 215357257 | HMSV-A-CB | D5CMRAH24DAK |  | Multizone All Ducted | 25000 | 18200 | 2.6 | 18000 | 2
HEIL |  | 215357299 | HMSV-A-CB | D5CMRAH24DAK |  | Multizone All Ducted | 25000 | 18200 | 2.6 | 18000 | 2
KEEPRITE |  | 215357341 | HMSV-A-CB | D5CMRAH24DAK |  | Multizone All Ducted | 25000 | 18200 | 2.6 | 18000 | 2
KENMORE |  | 215357383 | HMSV-A-CB | D5CMRAH24DAK |  | Multizone All Ducted | 25000 | 18200 | 2.6 | 18000 | 2
MIDEA |  | 215357425 | HMSV-A-CB | D5CMRAH24DAK |  | Multizone All Ducted | 25000 | 18200 | 2.6 | 18000 | 2
CARRIER |  | 215357479 | HMSV-A-CB | 37MGRAQ24DA3 |  | Multizone All Ducted | 25000 | 18200 | 2.6 | 18000 | 2
SMART COMFORT |  | 215357551 | HMSV-A-CB | D5CMRAH24DAK |  | Multizone All Ducted | 25000 | 18200 | 2.6 | 18000 | 2
TEMPSTAR |  | 215357504 | HMSV-A-CB | D5CMRAH24DAK |  | Multizone All Ducted | 25000 | 18200 | 2.6 | 18000 | 2
LPS LEGACY |  | 215357635 | HMSV-A-CB | D5CMRAH24DAK |  | Multizone All Ducted | 25000 | 18200 | 2.6 | 18000 | 2
AIRQUEST |  | 215357593 | HMSV-A-CB | D5CMRAH24DAK |  | Multizone All Ducted | 25000 | 18200 | 2.6 | 18000 | 2
AIRQUEST |  | 215357592 | HMSR-A-CB-O | D5CMRAH24DAK |  | Multizone All Non-Ducted | 25000 | 17800 | 2.6 | 18000 | 2
LPS LEGACY |  | 215357634 | HMSR-A-CB-O | D5CMRAH24DAK |  | Multizone All Non-Ducted | 25000 | 17800 | 2.6 | 18000 | 2
CARRIER |  | 215357477 | HMSR-A-CB-O | 37MGRAQ24DA3 |  | Multizone All Non-Ducted | 25000 | 17800 | 2.6 | 18000 | 2
TEMPSTAR |  | 215357503 | HMSR-A-CB-O | D5CMRAH24DAK |  | Multizone All Non-Ducted | 25000 | 17800 | 2.6 | 18000 | 2
SMART COMFORT |  | 215357550 | HMSR-A-CB-O | D5CMRAH24DAK |  | Multizone All Non-Ducted | 25000 | 17800 | 2.6 | 18000 | 2
MIDEA |  | 215357424 | HMSR-A-CB-O | D5CMRAH24DAK |  | Multizone All Non-Ducted | 25000 | 17800 | 2.6 | 18000 | 2
KENMORE |  | 215357382 | HMSR-A-CB-O | D5CMRAH24DAK |  | Multizone All Non-Ducted | 25000 | 17800 | 2.6 | 18000 | 2
KEEPRITE |  | 215357340 | HMSR-A-CB-O | D5CMRAH24DAK |  | Multizone All Non-Ducted | 25000 | 17800 | 2.6 | 18000 | 2
HEIL |  | 215357298 | HMSR-A-CB-O | D5CMRAH24DAK |  | Multizone All Non-Ducted | 25000 | 17800 | 2.6 | 18000 | 2
DAY & NIGHT |  | 215357256 | HMSR-A-CB-O | D5CMRAH24DAK |  | Multizone All Non-Ducted | 25000 | 17800 | 2.6 | 18000 | 2
COMFORTMAKER |  | 215357214 | HMSR-A-CB-O | D5CMRAH24DAK |  | Multizone All Non-Ducted | 25000 | 17800 | 2.6 | 18000 | 2
BRYANT |  | 215357137 | HMSR-A-CB-O | 37MGRAQ24DA3 |  | Multizone All Non-Ducted | 25000 | 17800 | 2.6 | 18000 | 2
ARCOAIRE |  | 215357169 | HMSR-A-CB-O | D5CMRAH24DAK |  | Multizone All Non-Ducted | 25000 | 17800 | 2.6 | 18000 | 2
HEIL |  | 215324367 | HRCU-A-CB | D5CSRAH18AAK | D5FSDAH18XHK | Singlezone Ducted, Compact Ducted | 20000 | 14900 | 2.89 | 14200 | 2.41
DAY & NIGHT |  | 215324294 | HRCU-A-CB | D5CSRAH18AAK | D5FSDAH18XHK | Singlezone Ducted, Compact Ducted | 20000 | 14900 | 2.89 | 14200 | 2.41
MIDEA |  | 215324586 | HRCU-A-CB | D5CSRAH18AAK | D5FSDAH18XHK | Singlezone Ducted, Compact Ducted | 20000 | 14900 | 2.89 | 14200 | 2.41
TEMPSTAR |  | 215324659 | HRCU-A-CB | D5CSRAH18AAK | D5FSDAH18XHK | Singlezone Ducted, Compact Ducted | 20000 | 14900 | 2.89 | 14200 | 2.41
SMART COMFORT |  | 215324732 | HRCU-A-CB | D5CSRAH18AAK | D5FSDAH18XHK | Singlezone Ducted, Compact Ducted | 20000 | 14900 | 2.89 | 14200 | 2.41
KEEPRITE |  | 215324440 | HRCU-A-CB | D5CSRAH18AAK | D5FSDAH18XHK | Singlezone Ducted, Compact Ducted | 20000 | 14900 | 2.89 | 14200 | 2.41
KENMORE |  | 215324513 | HRCU-A-CB | D5CSRAH18AAK | D5FSDAH18XHK | Singlezone Ducted, Compact Ducted | 20000 | 14900 | 2.89 | 14200 | 2.41
COMFORTMAKER |  | 215324221 | HRCU-A-CB | D5CSRAH18AAK | D5FSDAH18XHK | Singlezone Ducted, Compact Ducted | 20000 | 14900 | 2.89 | 14200 | 2.41
GRANDAIRE |  | 215324951 | HRCU-A-CB | D5CSRAH18AAK | D5FSDAH18XHK | Singlezone Ducted, Compact Ducted | 20000 | 14900 | 2.89 | 14200 | 2.41
LPS LEGACY |  | 215324878 | HRCU-A-CB | D5CSRAH18AAK | D5FSDAH18XHK | Singlezone Ducted, Compact Ducted | 20000 | 14900 | 2.89 | 14200 | 2.41
AIRQUEST |  | 215324805 | HRCU-A-CB | D5CSRAH18AAK | D5FSDAH18XHK | Singlezone Ducted, Compact Ducted | 20000 | 14900 | 2.89 | 14200 | 2.41
AIRQUEST |  | 215324798 | HRCU-A-CB | D5CSRAH12AAK | D5FSDAH12XHK | Singlezone Ducted, Compact Ducted | 12000 | 9100 | 2.78 | 8900 | 2.44
LPS LEGACY |  | 215324871 | HRCU-A-CB | D5CSRAH12AAK | D5FSDAH12XHK | Singlezone Ducted, Compact Ducted | 12000 | 9100 | 2.78 | 8900 | 2.44
GRANDAIRE |  | 215324944 | HRCU-A-CB | D5CSRAH12AAK | D5FSDAH12XHK | Singlezone Ducted, Compact Ducted | 12000 | 9100 | 2.78 | 8900 | 2.44
COMFORTMAKER |  | 215324214 | HRCU-A-CB | D5CSRAH12AAK | D5FSDAH12XHK | Singlezone Ducted, Compact Ducted | 12000 | 9100 | 2.78 | 8900 | 2.44
KENMORE |  | 215324506 | HRCU-A-CB | D5CSRAH12AAK | D5FSDAH12XHK | Singlezone Ducted, Compact Ducted | 12000 | 9100 | 2.78 | 8900 | 2.44
KEEPRITE |  | 215324433 | HRCU-A-CB | D5CSRAH12AAK | D5FSDAH12XHK | Singlezone Ducted, Compact Ducted | 12000 | 9100 | 2.78 | 8900 | 2.44
SMART COMFORT |  | 215324725 | HRCU-A-CB | D5CSRAH12AAK | D5FSDAH12XHK | Singlezone Ducted, Compact Ducted | 12000 | 9100 | 2.78 | 8900 | 2.44
MIDEA |  | 215324579 | HRCU-A-CB | D5CSRAH12AAK | D5FSDAH12XHK | Singlezone Ducted, Compact Ducted | 12000 | 9100 | 2.78 | 8900 | 2.44
TEMPSTAR |  | 215324652 | HRCU-A-CB | D5CSRAH12AAK | D5FSDAH12XHK | Singlezone Ducted, Compact Ducted | 12000 | 9100 | 2.78 | 8900 | 2.44
DAY & NIGHT |  | 215324287 | HRCU-A-CB | D5CSRAH12AAK | D5FSDAH12XHK | Singlezone Ducted, Compact Ducted | 12000 | 9100 | 2.78 | 8900 | 2.44
HEIL |  | 215324360 | HRCU-A-CB | D5CSRAH12AAK | D5FSDAH12XHK | Singlezone Ducted, Compact Ducted | 12000 | 9100 | 2.78 | 8900 | 2.44
HEIL |  | 215324354 | HRCU-A-CB | D5CSRAH09AAK | D5FSDAH12XHK | Singlezone Ducted, Compact Ducted | 10000 | 9300 | 2.9 | 8300 | 2.32
DAY & NIGHT |  | 215324281 | HRCU-A-CB | D5CSRAH09AAK | D5FSDAH12XHK | Singlezone Ducted, Compact Ducted | 10000 | 9300 | 2.9 | 8300 | 2.32
TEMPSTAR |  | 215324646 | HRCU-A-CB | D5CSRAH09AAK | D5FSDAH12XHK | Singlezone Ducted, Compact Ducted | 10000 | 9300 | 2.9 | 8300 | 2.32
SMART COMFORT |  | 215324719 | HRCU-A-CB | D5CSRAH09AAK | D5FSDAH12XHK | Singlezone Ducted, Compact Ducted | 10000 | 9300 | 2.9 | 8300 | 2.32
KEEPRITE |  | 215324427 | HRCU-A-CB | D5CSRAH09AAK | D5FSDAH12XHK | Singlezone Ducted, Compact Ducted | 10000 | 9300 | 2.9 | 8300 | 2.32
KENMORE |  | 215324500 | HRCU-A-CB | D5CSRAH09AAK | D5FSDAH12XHK | Singlezone Ducted, Compact Ducted | 10000 | 9300 | 2.9 | 8300 | 2.32
MIDEA |  | 215324573 | HRCU-A-CB | D5CSRAH09AAK | D5FSDAH12XHK | Singlezone Ducted, Compact Ducted | 10000 | 9300 | 2.9 | 8300 | 2.32
COMFORTMAKER |  | 215324208 | HRCU-A-CB | D5CSRAH09AAK | D5FSDAH12XHK | Singlezone Ducted, Compact Ducted | 10000 | 9300 | 2.9 | 8300 | 2.32
GRANDAIRE |  | 215324938 | HRCU-A-CB | D5CSRAH09AAK | D5FSDAH12XHK | Singlezone Ducted, Compact Ducted | 10000 | 9300 | 2.9 | 8300 | 2.32
LPS LEGACY |  | 215324865 | HRCU-A-CB | D5CSRAH09AAK | D5FSDAH12XHK | Singlezone Ducted, Compact Ducted | 10000 | 9300 | 2.9 | 8300 | 2.32
AIRQUEST |  | 215324792 | HRCU-A-CB | D5CSRAH09AAK | D5FSDAH12XHK | Singlezone Ducted, Compact Ducted | 10000 | 9300 | 2.9 | 8300 | 2.32
AIRQUEST |  | 215324791 | HRCU-A-CB | D5CSRAH09AAK | D5FSDAH12XAK | Singlezone Ducted, Compact Ducted | 10000 | 8900 | 2.61 | 8600 | 2.25
LPS LEGACY |  | 215324864 | HRCU-A-CB | D5CSRAH09AAK | D5FSDAH12XAK | Singlezone Ducted, Compact Ducted | 10000 | 8900 | 2.61 | 8600 | 2.25
GRANDAIRE |  | 215324937 | HRCU-A-CB | D5CSRAH09AAK | D5FSDAH12XAK | Singlezone Ducted, Compact Ducted | 10000 | 8900 | 2.61 | 8600 | 2.25
COMFORTMAKER |  | 215324207 | HRCU-A-CB | D5CSRAH09AAK | D5FSDAH12XAK | Singlezone Ducted, Compact Ducted | 10000 | 8900 | 2.61 | 8600 | 2.25
MIDEA |  | 215324572 | HRCU-A-CB | D5CSRAH09AAK | D5FSDAH12XAK | Singlezone Ducted, Compact Ducted | 10000 | 8900 | 2.61 | 8600 | 2.25
KENMORE |  | 215324499 | HRCU-A-CB | D5CSRAH09AAK | D5FSDAH12XAK | Singlezone Ducted, Compact Ducted | 10000 | 8900 | 2.61 | 8600 | 2.25
KEEPRITE |  | 215324426 | HRCU-A-CB | D5CSRAH09AAK | D5FSDAH12XAK | Singlezone Ducted, Compact Ducted | 10000 | 8900 | 2.61 | 8600 | 2.25
SMART COMFORT |  | 215324718 | HRCU-A-CB | D5CSRAH09AAK | D5FSDAH12XAK | Singlezone Ducted, Compact Ducted | 10000 | 8900 | 2.61 | 8600 | 2.25
TEMPSTAR |  | 215324645 | HRCU-A-CB | D5CSRAH09AAK | D5FSDAH12XAK | Singlezone Ducted, Compact Ducted | 10000 | 8900 | 2.61 | 8600 | 2.25
DAY & NIGHT |  | 215324280 | HRCU-A-CB | D5CSRAH09AAK | D5FSDAH12XAK | Singlezone Ducted, Compact Ducted | 10000 | 8900 | 2.61 | 8600 | 2.25
HEIL |  | 215324353 | HRCU-A-CB | D5CSRAH09AAK | D5FSDAH12XAK | Singlezone Ducted, Compact Ducted | 10000 | 8900 | 2.61 | 8600 | 2.25
HEIL |  | 215324342 | HRCU-A-CB | D5CSHAH18AAK | D5FSDAH18XHK | Singlezone Ducted, Compact Ducted | 19500 | 15000 | 2.89 | 18000 | 2.1
TEMPSTAR |  | 215324634 | HRCU-A-CB | D5CSHAH18AAK | D5FSDAH18XHK | Singlezone Ducted, Compact Ducted | 19500 | 15000 | 2.89 | 18000 | 2.1
SMART COMFORT |  | 215324707 | HRCU-A-CB | D5CSHAH18AAK | D5FSDAH18XHK | Singlezone Ducted, Compact Ducted | 19500 | 15000 | 2.89 | 18000 | 2.1
KEEPRITE |  | 215324415 | HRCU-A-CB | D5CSHAH18AAK | D5FSDAH18XHK | Singlezone Ducted, Compact Ducted | 19500 | 15000 | 2.89 | 18000 | 2.1
KENMORE |  | 215324488 | HRCU-A-CB | D5CSHAH18AAK | D5FSDAH18XHK | Singlezone Ducted, Compact Ducted | 19500 | 15000 | 2.89 | 18000 | 2.1
MIDEA |  | 215324561 | HRCU-A-CB | D5CSHAH18AAK | D5FSDAH18XHK | Singlezone Ducted, Compact Ducted | 19500 | 15000 | 2.89 | 18000 | 2.1
COMFORTMAKER |  | 215324196 | HRCU-A-CB | D5CSHAH18AAK | D5FSDAH18XHK | Singlezone Ducted, Compact Ducted | 19500 | 15000 | 2.89 | 18000 | 2.1
DAY & NIGHT |  | 215324269 | HRCU-A-CB | D5CSHAH18AAK | D5FSDAH18XHK | Singlezone Ducted, Compact Ducted | 19500 | 15000 | 2.89 | 18000 | 2.1
GRANDAIRE |  | 215324926 | HRCU-A-CB | D5CSHAH18AAK | D5FSDAH18XHK | Singlezone Ducted, Compact Ducted | 19500 | 15000 | 2.89 | 18000 | 2.1
LPS LEGACY |  | 215324853 | HRCU-A-CB | D5CSHAH18AAK | D5FSDAH18XHK | Singlezone Ducted, Compact Ducted | 19500 | 15000 | 2.89 | 18000 | 2.1
AIRQUEST |  | 215324780 | HRCU-A-CB | D5CSHAH18AAK | D5FSDAH18XHK | Singlezone Ducted, Compact Ducted | 19500 | 15000 | 2.89 | 18000 | 2.1
AIRQUEST |  | 215324773 | HRCU-A-CB | D5CSHAH12AAK | D5FSDAH12XHK | Singlezone Ducted, Compact Ducted | 12000 | 10200 | 2.6 | 12000 | 1.95
LPS LEGACY |  | 215324846 | HRCU-A-CB | D5CSHAH12AAK | D5FSDAH12XHK | Singlezone Ducted, Compact Ducted | 12000 | 10200 | 2.6 | 12000 | 1.95
GRANDAIRE |  | 215324919 | HRCU-A-CB | D5CSHAH12AAK | D5FSDAH12XHK | Singlezone Ducted, Compact Ducted | 12000 | 10200 | 2.6 | 12000 | 1.95
DAY & NIGHT |  | 215324262 | HRCU-A-CB | D5CSHAH12AAK | D5FSDAH12XHK | Singlezone Ducted, Compact Ducted | 12000 | 10200 | 2.6 | 12000 | 1.95
COMFORTMAKER |  | 215324189 | HRCU-A-CB | D5CSHAH12AAK | D5FSDAH12XHK | Singlezone Ducted, Compact Ducted | 12000 | 10200 | 2.6 | 12000 | 1.95
MIDEA |  | 215324554 | HRCU-A-CB | D5CSHAH12AAK | D5FSDAH12XHK | Singlezone Ducted, Compact Ducted | 12000 | 10200 | 2.6 | 12000 | 1.95
KENMORE |  | 215324481 | HRCU-A-CB | D5CSHAH12AAK | D5FSDAH12XHK | Singlezone Ducted, Compact Ducted | 12000 | 10200 | 2.6 | 12000 | 1.95
SMART COMFORT |  | 215324700 | HRCU-A-CB | D5CSHAH12AAK | D5FSDAH12XHK | Singlezone Ducted, Compact Ducted | 12000 | 10200 | 2.6 | 12000 | 1.95
TEMPSTAR |  | 215324627 | HRCU-A-CB | D5CSHAH12AAK | D5FSDAH12XHK | Singlezone Ducted, Compact Ducted | 12000 | 10200 | 2.6 | 12000 | 1.95
KEEPRITE |  | 215324408 | HRCU-A-CB | D5CSHAH12AAK | D5FSDAH12XHK | Singlezone Ducted, Compact Ducted | 12000 | 10200 | 2.6 | 12000 | 1.95
HEIL |  | 215324335 | HRCU-A-CB | D5CSHAH12AAK | D5FSDAH12XHK | Singlezone Ducted, Compact Ducted | 12000 | 10200 | 2.6 | 12000 | 1.95
SMART COMFORT |  | 215357564 | HMSV-A-CB | D5CMRAH48FAK |  | Multizone Mix of Ducted and Non-Ducted | 47500 | 37400 | 2.5 | 37000 | 2.05
AIRQUEST |  | 215357606 | HMSV-A-CB | D5CMRAH48FAK |  | Multizone Mix of Ducted and Non-Ducted | 47500 | 37400 | 2.5 | 37000 | 2.05
CARRIER |  | 215357507 | HMSV-A-CB | 37MGRAQ48FA3 |  | Multizone Mix of Ducted and Non-Ducted | 47500 | 37400 | 2.5 | 37000 | 2.05
TEMPSTAR |  | 215357522 | HMSV-A-CB | D5CMRAH48FAK |  | Multizone Mix of Ducted and Non-Ducted | 47500 | 37400 | 2.5 | 37000 | 2.05
KENMORE |  | 215357396 | HMSV-A-CB | D5CMRAH48FAK |  | Multizone Mix of Ducted and Non-Ducted | 47500 | 37400 | 2.5 | 37000 | 2.05
MIDEA |  | 215357447 | HMSV-A-CB | D5CMRAH48FAK |  | Multizone Mix of Ducted and Non-Ducted | 47500 | 37400 | 2.5 | 37000 | 2.05
KEEPRITE |  | 215357354 | HMSV-A-CB | D5CMRAH48FAK |  | Multizone Mix of Ducted and Non-Ducted | 47500 | 37400 | 2.5 | 37000 | 2.05
HEIL |  | 215357312 | HMSV-A-CB | D5CMRAH48FAK |  | Multizone Mix of Ducted and Non-Ducted | 47500 | 37400 | 2.5 | 37000 | 2.05
DAY & NIGHT |  | 215357270 | HMSV-A-CB | D5CMRAH48FAK |  | Multizone Mix of Ducted and Non-Ducted | 47500 | 37400 | 2.5 | 37000 | 2.05
COMFORTMAKER |  | 215357228 | HMSV-A-CB | D5CMRAH48FAK |  | Multizone Mix of Ducted and Non-Ducted | 47500 | 37400 | 2.5 | 37000 | 2.05
BRYANT |  | 215357168 | HMSV-A-CB | 37MGRAQ48FA3 |  | Multizone Mix of Ducted and Non-Ducted | 47500 | 37400 | 2.5 | 37000 | 2.05
ARCOAIRE |  | 215357186 | HMSV-A-CB | D5CMRAH48FAK |  | Multizone Mix of Ducted and Non-Ducted | 47500 | 37400 | 2.5 | 37000 | 2.05
ARCOAIRE |  | 215357185 | HMSV-A-CB | D5CMRAH48FAK |  | Multizone All Ducted | 47000 | 37000 | 2.5 | 38000 | 2.1
BRYANT |  | 215357166 | HMSV-A-CB | 37MGRAQ48FA3 |  | Multizone All Ducted | 47000 | 37000 | 2.5 | 38000 | 2.1
COMFORTMAKER |  | 215357227 | HMSV-A-CB | D5CMRAH48FAK |  | Multizone All Ducted | 47000 | 37000 | 2.5 | 38000 | 2.1
DAY & NIGHT |  | 215357269 | HMSV-A-CB | D5CMRAH48FAK |  | Multizone All Ducted | 47000 | 37000 | 2.5 | 38000 | 2.1
HEIL |  | 215357311 | HMSV-A-CB | D5CMRAH48FAK |  | Multizone All Ducted | 47000 | 37000 | 2.5 | 38000 | 2.1
KEEPRITE |  | 215357353 | HMSV-A-CB | D5CMRAH48FAK |  | Multizone All Ducted | 47000 | 37000 | 2.5 | 38000 | 2.1
MIDEA |  | 215357445 | HMSV-A-CB | D5CMRAH48FAK |  | Multizone All Ducted | 47000 | 37000 | 2.5 | 38000 | 2.1
KENMORE |  | 215357395 | HMSV-A-CB | D5CMRAH48FAK |  | Multizone All Ducted | 47000 | 37000 | 2.5 | 38000 | 2.1
CARRIER |  | 215357505 | HMSV-A-CB | 37MGRAQ48FA3 |  | Multizone All Ducted | 47000 | 37000 | 2.5 | 38000 | 2.1
TEMPSTAR |  | 215357521 | HMSV-A-CB | D5CMRAH48FAK |  | Multizone All Ducted | 47000 | 37000 | 2.5 | 38000 | 2.1
AIRQUEST |  | 215357605 | HMSV-A-CB | D5CMRAH48FAK |  | Multizone All Ducted | 47000 | 37000 | 2.5 | 38000 | 2.1
SMART COMFORT |  | 215357563 | HMSV-A-CB | D5CMRAH48FAK |  | Multizone All Ducted | 47000 | 37000 | 2.5 | 38000 | 2.1
SMART COMFORT |  | 215357562 | HMSR-A-CB-O | D5CMRAH48FAK |  | Multizone All Non-Ducted | 48000 | 38000 | 2.5 | 36000 | 2
AIRQUEST |  | 215357604 | HMSR-A-CB-O | D5CMRAH48FAK |  | Multizone All Non-Ducted | 48000 | 38000 | 2.5 | 36000 | 2
TEMPSTAR |  | 215357520 | HMSR-A-CB-O | D5CMRAH48FAK |  | Multizone All Non-Ducted | 48000 | 38000 | 2.5 | 36000 | 2
CARRIER |  | 215357502 | HMSR-A-CB-O | 37MGRAQ48FA3 |  | Multizone All Non-Ducted | 48000 | 38000 | 2.5 | 36000 | 2
KENMORE |  | 215357394 | HMSR-A-CB-O | D5CMRAH48FAK |  | Multizone All Non-Ducted | 48000 | 38000 | 2.5 | 36000 | 2
MIDEA |  | 215357442 | HMSR-A-CB-O | D5CMRAH48FAK |  | Multizone All Non-Ducted | 48000 | 38000 | 2.5 | 36000 | 2
KEEPRITE |  | 215357352 | HMSR-A-CB-O | D5CMRAH48FAK |  | Multizone All Non-Ducted | 48000 | 38000 | 2.5 | 36000 | 2
HEIL |  | 215357310 | HMSR-A-CB-O | D5CMRAH48FAK |  | Multizone All Non-Ducted | 48000 | 38000 | 2.5 | 36000 | 2
DAY & NIGHT |  | 215357268 | HMSR-A-CB-O | D5CMRAH48FAK |  | Multizone All Non-Ducted | 48000 | 38000 | 2.5 | 36000 | 2
COMFORTMAKER |  | 215357226 | HMSR-A-CB-O | D5CMRAH48FAK |  | Multizone All Non-Ducted | 48000 | 38000 | 2.5 | 36000 | 2
BRYANT |  | 215357164 | HMSR-A-CB-O | 37MGRAQ48FA3 |  | Multizone All Non-Ducted | 48000 | 38000 | 2.5 | 36000 | 2
ARCOAIRE |  | 215357184 | HMSR-A-CB-O | D5CMRAH48FAK |  | Multizone All Non-Ducted | 48000 | 38000 | 2.5 | 36000 | 2
BRYANT |  | 215357135 | HMSV-A-CB | 37MGRAQ18CA3 |  | Multizone Mix of Ducted and Non-Ducted | 19000 | 14100 | 2.79 | 14000 | 2.31
ARCOAIRE |  | 215357167 | HMSV-A-CB | D5CMRAH18CAK |  | Multizone Mix of Ducted and Non-Ducted | 19000 | 14100 | 2.79 | 14000 | 2.31
COMFORTMAKER |  | 215357213 | HMSV-A-CB | D5CMRAH18CAK |  | Multizone Mix of Ducted and Non-Ducted | 19000 | 14100 | 2.79 | 14000 | 2.31
HEIL |  | 215357297 | HMSV-A-CB | D5CMRAH18CAK |  | Multizone Mix of Ducted and Non-Ducted | 19000 | 14100 | 2.79 | 14000 | 2.31
DAY & NIGHT |  | 215357255 | HMSV-A-CB | D5CMRAH18CAK |  | Multizone Mix of Ducted and Non-Ducted | 19000 | 14100 | 2.79 | 14000 | 2.31
KEEPRITE |  | 215357339 | HMSV-A-CB | D5CMRAH18CAK |  | Multizone Mix of Ducted and Non-Ducted | 19000 | 14100 | 2.79 | 14000 | 2.31
KENMORE |  | 215357381 | HMSV-A-CB | D5CMRAH18CAK |  | Multizone Mix of Ducted and Non-Ducted | 19000 | 14100 | 2.79 | 14000 | 2.31
MIDEA |  | 215357423 | HMSV-A-CB | D5CMRAH18CAK |  | Multizone Mix of Ducted and Non-Ducted | 19000 | 14100 | 2.79 | 14000 | 2.31
SMART COMFORT |  | 215357549 | HMSV-A-CB | D5CMRAH18CAK |  | Multizone Mix of Ducted and Non-Ducted | 19000 | 14100 | 2.79 | 14000 | 2.31
CARRIER |  | 215357475 | HMSV-A-CB | 37MGRAQ18CA3 |  | Multizone Mix of Ducted and Non-Ducted | 19000 | 14100 | 2.79 | 14000 | 2.31
TEMPSTAR |  | 215357501 | HMSV-A-CB | D5CMRAH18CAK |  | Multizone Mix of Ducted and Non-Ducted | 19000 | 14100 | 2.79 | 14000 | 2.31
AIRQUEST |  | 215357591 | HMSV-A-CB | D5CMRAH18CAK |  | Multizone Mix of Ducted and Non-Ducted | 19000 | 14100 | 2.79 | 14000 | 2.31
LPS LEGACY |  | 215357633 | HMSV-A-CB | D5CMRAH18CAK |  | Multizone Mix of Ducted and Non-Ducted | 19000 | 14100 | 2.79 | 14000 | 2.31
LPS LEGACY |  | 215357632 | HMSV-A-CB | D5CMRAH18CAK |  | Multizone All Ducted | 19000 | 14600 | 2.8 | 14600 | 2.3
AIRQUEST |  | 215357590 | HMSV-A-CB | D5CMRAH18CAK |  | Multizone All Ducted | 19000 | 14600 | 2.8 | 14600 | 2.3
TEMPSTAR |  | 215357499 | HMSV-A-CB | D5CMRAH18CAK |  | Multizone All Ducted | 19000 | 14600 | 2.8 | 14600 | 2.3
SMART COMFORT |  | 215357548 | HMSV-A-CB | D5CMRAH18CAK |  | Multizone All Ducted | 19000 | 14600 | 2.8 | 14600 | 2.3
CARRIER |  | 215357473 | HMSV-A-CB | 37MGRAQ18CA3 |  | Multizone All Ducted | 19000 | 14600 | 2.8 | 14600 | 2.3
MIDEA |  | 215357422 | HMSV-A-CB | D5CMRAH18CAK |  | Multizone All Ducted | 19000 | 14600 | 2.8 | 14600 | 2.3
KENMORE |  | 215357380 | HMSV-A-CB | D5CMRAH18CAK |  | Multizone All Ducted | 19000 | 14600 | 2.8 | 14600 | 2.3
KEEPRITE |  | 215357338 | HMSV-A-CB | D5CMRAH18CAK |  | Multizone All Ducted | 19000 | 14600 | 2.8 | 14600 | 2.3
DAY & NIGHT |  | 215357254 | HMSV-A-CB | D5CMRAH18CAK |  | Multizone All Ducted | 19000 | 14600 | 2.8 | 14600 | 2.3
HEIL |  | 215357296 | HMSV-A-CB | D5CMRAH18CAK |  | Multizone All Ducted | 19000 | 14600 | 2.8 | 14600 | 2.3
COMFORTMAKER |  | 215357212 | HMSV-A-CB | D5CMRAH18CAK |  | Multizone All Ducted | 19000 | 14600 | 2.8 | 14600 | 2.3
ARCOAIRE |  | 215357165 | HMSV-A-CB | D5CMRAH18CAK |  | Multizone All Ducted | 19000 | 14600 | 2.8 | 14600 | 2.3
BRYANT |  | 215357133 | HMSV-A-CB | 37MGRAQ18CA3 |  | Multizone All Ducted | 19000 | 14600 | 2.8 | 14600 | 2.3
BRYANT |  | 215357130 | HMSR-A-CB-O | 37MGRAQ18CA3 |  | Multizone All Non-Ducted | 19000 | 13600 | 2.81 | 13500 | 2.3
ARCOAIRE |  | 215357163 | HMSR-A-CB-O | D5CMRAH18CAK |  | Multizone All Non-Ducted | 19000 | 13600 | 2.81 | 13500 | 2.3
COMFORTMAKER |  | 215357211 | HMSR-A-CB-O | D5CMRAH18CAK |  | Multizone All Non-Ducted | 19000 | 13600 | 2.81 | 13500 | 2.3
HEIL |  | 215357295 | HMSR-A-CB-O | D5CMRAH18CAK |  | Multizone All Non-Ducted | 19000 | 13600 | 2.81 | 13500 | 2.3
DAY & NIGHT |  | 215357253 | HMSR-A-CB-O | D5CMRAH18CAK |  | Multizone All Non-Ducted | 19000 | 13600 | 2.81 | 13500 | 2.3
KEEPRITE |  | 215357337 | HMSR-A-CB-O | D5CMRAH18CAK |  | Multizone All Non-Ducted | 19000 | 13600 | 2.81 | 13500 | 2.3
KENMORE |  | 215357379 | HMSR-A-CB-O | D5CMRAH18CAK |  | Multizone All Non-Ducted | 19000 | 13600 | 2.81 | 13500 | 2.3
MIDEA |  | 215357421 | HMSR-A-CB-O | D5CMRAH18CAK |  | Multizone All Non-Ducted | 19000 | 13600 | 2.81 | 13500 | 2.3
SMART COMFORT |  | 215357547 | HMSR-A-CB-O | D5CMRAH18CAK |  | Multizone All Non-Ducted | 19000 | 13600 | 2.81 | 13500 | 2.3
CARRIER |  | 215357470 | HMSR-A-CB-O | 37MGRAQ18CA3 |  | Multizone All Non-Ducted | 19000 | 13600 | 2.81 | 13500 | 2.3
TEMPSTAR |  | 215357497 | HMSR-A-CB-O | D5CMRAH18CAK |  | Multizone All Non-Ducted | 19000 | 13600 | 2.81 | 13500 | 2.3
AIRQUEST |  | 215357589 | HMSR-A-CB-O | D5CMRAH18CAK |  | Multizone All Non-Ducted | 19000 | 13600 | 2.81 | 13500 | 2.3
LPS LEGACY |  | 215357631 | HMSR-A-CB-O | D5CMRAH18CAK |  | Multizone All Non-Ducted | 19000 | 13600 | 2.81 | 13500 | 2.3
LPS LEGACY |  | 215357630 | HMSV-A-CB | D5CMHAH55FAK |  | Multizone Mix of Ducted and Non-Ducted | 55000 | 44500 | 2.65 | 47500 | 2.05
AIRQUEST |  | 215357588 | HMSV-A-CB | D5CMHAH55FAK |  | Multizone Mix of Ducted and Non-Ducted | 55000 | 44500 | 2.65 | 47500 | 2.05
TEMPSTAR |  | 215357495 | HMSV-A-CB | D5CMHAH55FAK |  | Multizone Mix of Ducted and Non-Ducted | 55000 | 44500 | 2.65 | 47500 | 2.05
SMART COMFORT |  | 215357546 | HMSV-A-CB | D5CMHAH55FAK |  | Multizone Mix of Ducted and Non-Ducted | 55000 | 44500 | 2.65 | 47500 | 2.05
CARRIER |  | 215357468 | HMSV-A-CB | 37MGHAQ55FA3 |  | Multizone Mix of Ducted and Non-Ducted | 55000 | 44500 | 2.65 | 47500 | 2.05
MIDEA |  | 215357420 | HMSV-A-CB | D5CMHAH55FAK |  | Multizone Mix of Ducted and Non-Ducted | 55000 | 44500 | 2.65 | 47500 | 2.05
KENMORE |  | 215357378 | HMSV-A-CB | D5CMHAH55FAK |  | Multizone Mix of Ducted and Non-Ducted | 55000 | 44500 | 2.65 | 47500 | 2.05
KEEPRITE |  | 215357336 | HMSV-A-CB | D5CMHAH55FAK |  | Multizone Mix of Ducted and Non-Ducted | 55000 | 44500 | 2.65 | 47500 | 2.05
DAY & NIGHT |  | 215357252 | HMSV-A-CB | D5CMHAH55FAK |  | Multizone Mix of Ducted and Non-Ducted | 55000 | 44500 | 2.65 | 47500 | 2.05
HEIL |  | 215357294 | HMSV-A-CB | D5CMHAH55FAK |  | Multizone Mix of Ducted and Non-Ducted | 55000 | 44500 | 2.65 | 47500 | 2.05
COMFORTMAKER |  | 215357210 | HMSV-A-CB | D5CMHAH55FAK |  | Multizone Mix of Ducted and Non-Ducted | 55000 | 44500 | 2.65 | 47500 | 2.05
ARCOAIRE |  | 215357162 | HMSV-A-CB | D5CMHAH55FAK |  | Multizone Mix of Ducted and Non-Ducted | 55000 | 44500 | 2.65 | 47500 | 2.05
BRYANT |  | 215357128 | HMSV-A-CB | 37MGHAQ55FA3 |  | Multizone Mix of Ducted and Non-Ducted | 55000 | 44500 | 2.65 | 47500 | 2.05
BRYANT |  | 215357126 | HMSV-A-CB | 37MGHAQ55FA3 |  | Multizone All Ducted | 55000 | 45000 | 2.7 | 48000 | 2.1
ARCOAIRE |  | 215357160 | HMSV-A-CB | D5CMHAH55FAK |  | Multizone All Ducted | 55000 | 45000 | 2.7 | 48000 | 2.1
COMFORTMAKER |  | 215357209 | HMSV-A-CB | D5CMHAH55FAK |  | Multizone All Ducted | 55000 | 45000 | 2.7 | 48000 | 2.1
HEIL |  | 215357293 | HMSV-A-CB | D5CMHAH55FAK |  | Multizone All Ducted | 55000 | 45000 | 2.7 | 48000 | 2.1
DAY & NIGHT |  | 215357251 | HMSV-A-CB | D5CMHAH55FAK |  | Multizone All Ducted | 55000 | 45000 | 2.7 | 48000 | 2.1
KEEPRITE |  | 215357335 | HMSV-A-CB | D5CMHAH55FAK |  | Multizone All Ducted | 55000 | 45000 | 2.7 | 48000 | 2.1
KENMORE |  | 215357377 | HMSV-A-CB | D5CMHAH55FAK |  | Multizone All Ducted | 55000 | 45000 | 2.7 | 48000 | 2.1
MIDEA |  | 215357419 | HMSV-A-CB | D5CMHAH55FAK |  | Multizone All Ducted | 55000 | 45000 | 2.7 | 48000 | 2.1
CARRIER |  | 215357466 | HMSV-A-CB | 37MGHAQ55FA3 |  | Multizone All Ducted | 55000 | 45000 | 2.7 | 48000 | 2.1
SMART COMFORT |  | 215357545 | HMSV-A-CB | D5CMHAH55FAK |  | Multizone All Ducted | 55000 | 45000 | 2.7 | 48000 | 2.1
TEMPSTAR |  | 215357493 | HMSV-A-CB | D5CMHAH55FAK |  | Multizone All Ducted | 55000 | 45000 | 2.7 | 48000 | 2.1
AIRQUEST |  | 215357587 | HMSV-A-CB | D5CMHAH55FAK |  | Multizone All Ducted | 55000 | 45000 | 2.7 | 48000 | 2.1
LPS LEGACY |  | 215357629 | HMSV-A-CB | D5CMHAH55FAK |  | Multizone All Ducted | 55000 | 45000 | 2.7 | 48000 | 2.1
LPS LEGACY |  | 215357628 | HMSR-A-CB-O | D5CMHAH55FAK |  | Multizone All Non-Ducted | 55000 | 44000 | 2.6 | 47000 | 2
AIRQUEST |  | 215357586 | HMSR-A-CB-O | D5CMHAH55FAK |  | Multizone All Non-Ducted | 55000 | 44000 | 2.6 | 47000 | 2
TEMPSTAR |  | 215357491 | HMSR-A-CB-O | D5CMHAH55FAK |  | Multizone All Non-Ducted | 55000 | 44000 | 2.6 | 47000 | 2
SMART COMFORT |  | 215357544 | HMSR-A-CB-O | D5CMHAH55FAK |  | Multizone All Non-Ducted | 55000 | 44000 | 2.6 | 47000 | 2
CARRIER |  | 215357464 | HMSR-A-CB-O | 37MGHAQ55FA3 |  | Multizone All Non-Ducted | 55000 | 44000 | 2.6 | 47000 | 2
MIDEA |  | 215357418 | HMSR-A-CB-O | D5CMHAH55FAK |  | Multizone All Non-Ducted | 55000 | 44000 | 2.6 | 47000 | 2
KENMORE |  | 215357376 | HMSR-A-CB-O | D5CMHAH55FAK |  | Multizone All Non-Ducted | 55000 | 44000 | 2.6 | 47000 | 2
KEEPRITE |  | 215357334 | HMSR-A-CB-O | D5CMHAH55FAK |  | Multizone All Non-Ducted | 55000 | 44000 | 2.6 | 47000 | 2
DAY & NIGHT |  | 215357250 | HMSR-A-CB-O | D5CMHAH55FAK |  | Multizone All Non-Ducted | 55000 | 44000 | 2.6 | 47000 | 2
HEIL |  | 215357292 | HMSR-A-CB-O | D5CMHAH55FAK |  | Multizone All Non-Ducted | 55000 | 44000 | 2.6 | 47000 | 2
COMFORTMAKER |  | 215357208 | HMSR-A-CB-O | D5CMHAH55FAK |  | Multizone All Non-Ducted | 55000 | 44000 | 2.6 | 47000 | 2
ARCOAIRE |  | 215357158 | HMSR-A-CB-O | D5CMHAH55FAK |  | Multizone All Non-Ducted | 55000 | 44000 | 2.6 | 47000 | 2
BRYANT |  | 215357124 | HMSR-A-CB-O | 37MGHAQ55FA3 |  | Multizone All Non-Ducted | 55000 | 44000 | 2.6 | 47000 | 2
BRYANT |  | 215357123 | HMSV-A-CB | 37MGHAQ48FA3 |  | Multizone Mix of Ducted and Non-Ducted | 48500 | 44000 | 2.6 | 47500 | 2
ARCOAIRE |  | 215357156 | HMSV-A-CB | D5CMHAH48FAK |  | Multizone Mix of Ducted and Non-Ducted | 48500 | 44000 | 2.6 | 47500 | 2
COMFORTMAKER |  | 215357207 | HMSV-A-CB | D5CMHAH48FAK |  | Multizone Mix of Ducted and Non-Ducted | 48500 | 44000 | 2.6 | 47500 | 2
HEIL |  | 215357291 | HMSV-A-CB | D5CMHAH48FAK |  | Multizone Mix of Ducted and Non-Ducted | 48500 | 44000 | 2.6 | 47500 | 2
DAY & NIGHT |  | 215357249 | HMSV-A-CB | D5CMHAH48FAK |  | Multizone Mix of Ducted and Non-Ducted | 48500 | 44000 | 2.6 | 47500 | 2
KEEPRITE |  | 215357333 | HMSV-A-CB | D5CMHAH48FAK |  | Multizone Mix of Ducted and Non-Ducted | 48500 | 44000 | 2.6 | 47500 | 2
KENMORE |  | 215357375 | HMSV-A-CB | D5CMHAH48FAK |  | Multizone Mix of Ducted and Non-Ducted | 48500 | 44000 | 2.6 | 47500 | 2
MIDEA |  | 215357417 | HMSV-A-CB | D5CMHAH48FAK |  | Multizone Mix of Ducted and Non-Ducted | 48500 | 44000 | 2.6 | 47500 | 2
CARRIER |  | 215357462 | HMSV-A-CB | 37MGHAQ48FA3 |  | Multizone Mix of Ducted and Non-Ducted | 48500 | 44000 | 2.6 | 47500 | 2
SMART COMFORT |  | 215357543 | HMSV-A-CB | D5CMHAH48FAK |  | Multizone Mix of Ducted and Non-Ducted | 48500 | 44000 | 2.6 | 47500 | 2
TEMPSTAR |  | 215357489 | HMSV-A-CB | D5CMHAH48FAK |  | Multizone Mix of Ducted and Non-Ducted | 48500 | 44000 | 2.6 | 47500 | 2
AIRQUEST |  | 215357585 | HMSV-A-CB | D5CMHAH48FAK |  | Multizone Mix of Ducted and Non-Ducted | 48500 | 44000 | 2.6 | 47500 | 2
LPS LEGACY |  | 215357627 | HMSV-A-CB | D5CMHAH48FAK |  | Multizone Mix of Ducted and Non-Ducted | 48500 | 44000 | 2.6 | 47500 | 2
LPS LEGACY |  | 215357626 | HMSV-A-CB | D5CMHAH48FAK |  | Multizone All Ducted | 48000 | 44500 | 2.6 | 48000 | 2
AIRQUEST |  | 215357584 | HMSV-A-CB | D5CMHAH48FAK |  | Multizone All Ducted | 48000 | 44500 | 2.6 | 48000 | 2
TEMPSTAR |  | 215357487 | HMSV-A-CB | D5CMHAH48FAK |  | Multizone All Ducted | 48000 | 44500 | 2.6 | 48000 | 2
SMART COMFORT |  | 215357542 | HMSV-A-CB | D5CMHAH48FAK |  | Multizone All Ducted | 48000 | 44500 | 2.6 | 48000 | 2
CARRIER |  | 215357460 | HMSV-A-CB | 37MGHAQ48FA3 |  | Multizone All Ducted | 48000 | 44500 | 2.6 | 48000 | 2
MIDEA |  | 215357416 | HMSV-A-CB | D5CMHAH48FAK |  | Multizone All Ducted | 48000 | 44500 | 2.6 | 48000 | 2
KENMORE |  | 215357374 | HMSV-A-CB | D5CMHAH48FAK |  | Multizone All Ducted | 48000 | 44500 | 2.6 | 48000 | 2
KEEPRITE |  | 215357332 | HMSV-A-CB | D5CMHAH48FAK |  | Multizone All Ducted | 48000 | 44500 | 2.6 | 48000 | 2
DAY & NIGHT |  | 215357248 | HMSV-A-CB | D5CMHAH48FAK |  | Multizone All Ducted | 48000 | 44500 | 2.6 | 48000 | 2
HEIL |  | 215357290 | HMSV-A-CB | D5CMHAH48FAK |  | Multizone All Ducted | 48000 | 44500 | 2.6 | 48000 | 2
COMFORTMAKER |  | 215357206 | HMSV-A-CB | D5CMHAH48FAK |  | Multizone All Ducted | 48000 | 44500 | 2.6 | 48000 | 2
ARCOAIRE |  | 215357154 | HMSV-A-CB | D5CMHAH48FAK |  | Multizone All Ducted | 48000 | 44500 | 2.6 | 48000 | 2
BRYANT |  | 215357122 | HMSV-A-CB | 37MGHAQ48FA3 |  | Multizone All Ducted | 48000 | 44500 | 2.6 | 48000 | 2
BRYANT |  | 215357121 | HMSR-A-CB-O | 37MGHAQ48FA3 |  | Multizone All Non-Ducted | 49000 | 44000 | 2.6 | 47000 | 2
ARCOAIRE |  | 215357152 | HMSR-A-CB-O | D5CMHAH48FAK |  | Multizone All Non-Ducted | 49000 | 44000 | 2.6 | 47000 | 2
COMFORTMAKER |  | 215357205 | HMSR-A-CB-O | D5CMHAH48FAK |  | Multizone All Non-Ducted | 49000 | 44000 | 2.6 | 47000 | 2
HEIL |  | 215357289 | HMSR-A-CB-O | D5CMHAH48FAK |  | Multizone All Non-Ducted | 49000 | 44000 | 2.6 | 47000 | 2
DAY & NIGHT |  | 215357247 | HMSR-A-CB-O | D5CMHAH48FAK |  | Multizone All Non-Ducted | 49000 | 44000 | 2.6 | 47000 | 2
KEEPRITE |  | 215357331 | HMSR-A-CB-O | D5CMHAH48FAK |  | Multizone All Non-Ducted | 49000 | 44000 | 2.6 | 47000 | 2
KENMORE |  | 215357373 | HMSR-A-CB-O | D5CMHAH48FAK |  | Multizone All Non-Ducted | 49000 | 44000 | 2.6 | 47000 | 2
MIDEA |  | 215357415 | HMSR-A-CB-O | D5CMHAH48FAK |  | Multizone All Non-Ducted | 49000 | 44000 | 2.6 | 47000 | 2
CARRIER |  | 215357458 | HMSR-A-CB-O | 37MGHAQ48FA3 |  | Multizone All Non-Ducted | 49000 | 44000 | 2.6 | 47000 | 2
SMART COMFORT |  | 215357541 | HMSR-A-CB-O | D5CMHAH48FAK |  | Multizone All Non-Ducted | 49000 | 44000 | 2.6 | 47000 | 2
TEMPSTAR |  | 215357485 | HMSR-A-CB-O | D5CMHAH48FAK |  | Multizone All Non-Ducted | 49000 | 44000 | 2.6 | 47000 | 2
AIRQUEST |  | 215357583 | HMSR-A-CB-O | D5CMHAH48FAK |  | Multizone All Non-Ducted | 49000 | 44000 | 2.6 | 47000 | 2
LPS LEGACY |  | 215357625 | HMSR-A-CB-O | D5CMHAH48FAK |  | Multizone All Non-Ducted | 49000 | 44000 | 2.6 | 47000 | 2
LPS LEGACY |  | 215357612 | HMSV-A-CB | D5CMHAH18CAK |  | Multizone Mix of Ducted and Non-Ducted | 20000 | 17300 | 2.65 | 18500 | 2
AIRQUEST |  | 215357570 | HMSV-A-CB | D5CMHAH18CAK |  | Multizone Mix of Ducted and Non-Ducted | 20000 | 17300 | 2.65 | 18500 | 2
SMART COMFORT |  | 215357528 | HMSV-A-CB | D5CMHAH18CAK |  | Multizone Mix of Ducted and Non-Ducted | 20000 | 17300 | 2.65 | 18500 | 2
CARRIER |  | 215357437 | HMSV-A-CB | 37MGHAQ18CA3 |  | Multizone Mix of Ducted and Non-Ducted | 20000 | 17300 | 2.65 | 18500 | 2
TEMPSTAR |  | 215357461 | HMSV-A-CB | D5CMHAH18CAK |  | Multizone Mix of Ducted and Non-Ducted | 20000 | 17300 | 2.65 | 18500 | 2
MIDEA |  | 215357402 | HMSV-A-CB | D5CMHAH18CAK |  | Multizone Mix of Ducted and Non-Ducted | 20000 | 17300 | 2.65 | 18500 | 2
KENMORE |  | 215357360 | HMSV-A-CB | D5CMHAH18CAK |  | Multizone Mix of Ducted and Non-Ducted | 20000 | 17300 | 2.65 | 18500 | 2
KEEPRITE |  | 215357318 | HMSV-A-CB | D5CMHAH18CAK |  | Multizone Mix of Ducted and Non-Ducted | 20000 | 17300 | 2.65 | 18500 | 2
HEIL |  | 215357276 | HMSV-A-CB | D5CMHAH18CAK |  | Multizone Mix of Ducted and Non-Ducted | 20000 | 17300 | 2.65 | 18500 | 2
DAY & NIGHT |  | 215357234 | HMSV-A-CB | D5CMHAH18CAK |  | Multizone Mix of Ducted and Non-Ducted | 20000 | 17300 | 2.65 | 18500 | 2
COMFORTMAKER |  | 215357192 | HMSV-A-CB | D5CMHAH18CAK |  | Multizone Mix of Ducted and Non-Ducted | 20000 | 17300 | 2.65 | 18500 | 2
ARCOAIRE |  | 215357129 | HMSV-A-CB | D5CMHAH18CAK |  | Multizone Mix of Ducted and Non-Ducted | 20000 | 17300 | 2.65 | 18500 | 2
BRYANT |  | 215357108 | HMSV-A-CB | 37MGHAQ18CA3 |  | Multizone Mix of Ducted and Non-Ducted | 20000 | 17300 | 2.65 | 18500 | 2
BRYANT |  | 215357107 | HMSV-A-CB | 37MGHAQ18CA3 |  | Multizone All Ducted | 20000 | 17000 | 2.59 | 18000 | 2
ARCOAIRE |  | 215357127 | HMSV-A-CB | D5CMHAH18CAK |  | Multizone All Ducted | 20000 | 17000 | 2.59 | 18000 | 2
COMFORTMAKER |  | 215357191 | HMSV-A-CB | D5CMHAH18CAK |  | Multizone All Ducted | 20000 | 17000 | 2.59 | 18000 | 2
DAY & NIGHT |  | 215357233 | HMSV-A-CB | D5CMHAH18CAK |  | Multizone All Ducted | 20000 | 17000 | 2.59 | 18000 | 2
HEIL |  | 215357275 | HMSV-A-CB | D5CMHAH18CAK |  | Multizone All Ducted | 20000 | 17000 | 2.59 | 18000 | 2
KEEPRITE |  | 215357317 | HMSV-A-CB | D5CMHAH18CAK |  | Multizone All Ducted | 20000 | 17000 | 2.59 | 18000 | 2
KENMORE |  | 215357359 | HMSV-A-CB | D5CMHAH18CAK |  | Multizone All Ducted | 20000 | 17000 | 2.59 | 18000 | 2
MIDEA |  | 215357401 | HMSV-A-CB | D5CMHAH18CAK |  | Multizone All Ducted | 20000 | 17000 | 2.59 | 18000 | 2
CARRIER |  | 215357435 | HMSV-A-CB | 37MGHAQ18CA3 |  | Multizone All Ducted | 20000 | 17000 | 2.59 | 18000 | 2
TEMPSTAR |  | 215357459 | HMSV-A-CB | D5CMHAH18CAK |  | Multizone All Ducted | 20000 | 17000 | 2.59 | 18000 | 2
SMART COMFORT |  | 215357527 | HMSV-A-CB | D5CMHAH18CAK |  | Multizone All Ducted | 20000 | 17000 | 2.59 | 18000 | 2
AIRQUEST |  | 215357569 | HMSV-A-CB | D5CMHAH18CAK |  | Multizone All Ducted | 20000 | 17000 | 2.59 | 18000 | 2
LPS LEGACY |  | 215357611 | HMSV-A-CB | D5CMHAH18CAK |  | Multizone All Ducted | 20000 | 17000 | 2.59 | 18000 | 2
LPS LEGACY |  | 215357610 | HMSR-A-CB-O | D5CMHAH18CAK |  | Multizone All Non-Ducted | 20000 | 17600 | 2.7 | 19000 | 2
AIRQUEST |  | 215357568 | HMSR-A-CB-O | D5CMHAH18CAK |  | Multizone All Non-Ducted | 20000 | 17600 | 2.7 | 19000 | 2
SMART COMFORT |  | 215357526 | HMSR-A-CB-O | D5CMHAH18CAK |  | Multizone All Non-Ducted | 20000 | 17600 | 2.7 | 19000 | 2
TEMPSTAR |  | 215357457 | HMSR-A-CB-O | D5CMHAH18CAK |  | Multizone All Non-Ducted | 20000 | 17600 | 2.7 | 19000 | 2
CARRIER |  | 215357433 | HMSR-A-CB-O | 37MGHAQ18CA3 |  | Multizone All Non-Ducted | 20000 | 17600 | 2.7 | 19000 | 2
MIDEA |  | 215357400 | HMSR-A-CB-O | D5CMHAH18CAK |  | Multizone All Non-Ducted | 20000 | 17600 | 2.7 | 19000 | 2
KENMORE |  | 215357358 | HMSR-A-CB-O | D5CMHAH18CAK |  | Multizone All Non-Ducted | 20000 | 17600 | 2.7 | 19000 | 2
KEEPRITE |  | 215357316 | HMSR-A-CB-O | D5CMHAH18CAK |  | Multizone All Non-Ducted | 20000 | 17600 | 2.7 | 19000 | 2
HEIL |  | 215357274 | HMSR-A-CB-O | D5CMHAH18CAK |  | Multizone All Non-Ducted | 20000 | 17600 | 2.7 | 19000 | 2
DAY & NIGHT |  | 215357232 | HMSR-A-CB-O | D5CMHAH18CAK |  | Multizone All Non-Ducted | 20000 | 17600 | 2.7 | 19000 | 2
COMFORTMAKER |  | 215357190 | HMSR-A-CB-O | D5CMHAH18CAK |  | Multizone All Non-Ducted | 20000 | 17600 | 2.7 | 19000 | 2
ARCOAIRE |  | 215357125 | HMSR-A-CB-O | D5CMHAH18CAK |  | Multizone All Non-Ducted | 20000 | 17600 | 2.7 | 19000 | 2
BRYANT |  | 215357106 | HMSR-A-CB-O | 37MGHAQ18CA3 |  | Multizone All Non-Ducted | 20000 | 17600 | 2.7 | 19000 | 2
MIDEA |  | 215333841 | HRCU-A-CB-O | M5CVRAQ09AA3 | M5FVHAQ09XC3 | Singlezone Non-Ducted, Wall Placement | 10000 | 8000 | 2.58 | 7000 | 2.16
GRANDAIRE |  | 215333835 | HRCU-A-CB-O | D5CVRAH09AAK | D5FVHAH09XCK | Singlezone Non-Ducted, Wall Placement | 10000 | 8000 | 2.58 | 7000 | 2.16
LPS LEGACY |  | 215333829 | HRCU-A-CB-O | D5CVRAH09AAK | D5FVHAH09XCK | Singlezone Non-Ducted, Wall Placement | 10000 | 8000 | 2.58 | 7000 | 2.16
SMART COMFORT |  | 215333817 | HRCU-A-CB-O | D5CVRAH09AAK | D5FVHAH09XCK | Singlezone Non-Ducted, Wall Placement | 10000 | 8000 | 2.58 | 7000 | 2.16
TEMPSTAR |  | 215333811 | HRCU-A-CB-O | D5CVRAH09AAK | D5FVHAH09XCK | Singlezone Non-Ducted, Wall Placement | 10000 | 8000 | 2.58 | 7000 | 2.16
AIRQUEST |  | 215333823 | HRCU-A-CB-O | D5CVRAH09AAK | D5FVHAH09XCK | Singlezone Non-Ducted, Wall Placement | 10000 | 8000 | 2.58 | 7000 | 2.16
MIDEA |  | 215333805 | HRCU-A-CB-O | D5CVRAH09AAK | D5FVHAH09XCK | Singlezone Non-Ducted, Wall Placement | 10000 | 8000 | 2.58 | 7000 | 2.16
KENMORE |  | 215333799 | HRCU-A-CB-O | D5CVRAH09AAK | D5FVHAH09XCK | Singlezone Non-Ducted, Wall Placement | 10000 | 8000 | 2.58 | 7000 | 2.16
AIRQUEST |  | 215324812 | HRCU-A-CB-O | D5CVRAH09AAK | D5FVHAH09XAK | Singlezone Non-Ducted, Wall Placement | 10000 | 8000 | 2.58 | 7000 | 2.16
SMART COMFORT |  | 215324739 | HRCU-A-CB-O | D5CVRAH09AAK | D5FVHAH09XAK | Singlezone Non-Ducted, Wall Placement | 10000 | 8000 | 2.58 | 7000 | 2.16
LPS LEGACY |  | 215324885 | HRCU-A-CB-O | D5CVRAH09AAK | D5FVHAH09XAK | Singlezone Non-Ducted, Wall Placement | 10000 | 8000 | 2.58 | 7000 | 2.16
KEEPRITE |  | 215333793 | HRCU-A-CB-O | D5CVRAH09AAK | D5FVHAH09XCK | Singlezone Non-Ducted, Wall Placement | 10000 | 8000 | 2.58 | 7000 | 2.16
HEIL |  | 215333787 | HRCU-A-CB-O | D5CVRAH09AAK | D5FVHAH09XCK | Singlezone Non-Ducted, Wall Placement | 10000 | 8000 | 2.58 | 7000 | 2.16
DAY & NIGHT |  | 215333781 | HRCU-A-CB-O | D5CVRAH09AAK | D5FVHAH09XCK | Singlezone Non-Ducted, Wall Placement | 10000 | 8000 | 2.58 | 7000 | 2.16
ARCOAIRE |  | 215333769 | HRCU-A-CB-O | D5CVRAH09AAK | D5FVHAH09XCK | Singlezone Non-Ducted, Wall Placement | 10000 | 8000 | 2.58 | 7000 | 2.16
MIDEA |  | 215333763 | HRCU-A-CB-O | 37MVRAQ09AA3 | D5MVHAQ09XC3 | Singlezone Non-Ducted, Wall Placement | 10000 | 8000 | 2.58 | 7000 | 2.16
COMFORTMAKER |  | 215333775 | HRCU-A-CB-O | D5CVRAH09AAK | D5FVHAH09XCK | Singlezone Non-Ducted, Wall Placement | 10000 | 8000 | 2.58 | 7000 | 2.16
WEATHERMAKER |  | 215333757 | HRCU-A-CB-O | 37MVRAQ09AA3 | D5MVHAQ09XC3 | Singlezone Non-Ducted, Wall Placement | 10000 | 8000 | 2.58 | 7000 | 2.16
PAYNE |  | 215333751 | HRCU-A-CB-O | 37MVRAQ09AA3 | D5MVHAQ09XC3 | Singlezone Non-Ducted, Wall Placement | 10000 | 8000 | 2.58 | 7000 | 2.16
BRYANT |  | 215333745 | HRCU-A-CB-O | 37MVRAQ09AA3 | D5MVHAQ09XC3 | Singlezone Non-Ducted, Wall Placement | 10000 | 8000 | 2.58 | 7000 | 2.16
CARRIER |  | 215333739 | HRCU-A-CB-O | 37MVRAQ09AA3 | D5MVHAQ09XC3 | Singlezone Non-Ducted, Wall Placement | 10000 | 8000 | 2.58 | 7000 | 2.16
MIDEA |  | 215324980 | HRCU-A-CB-O | M5CVRAQ09AA3 | M5FVHAQ09XA3 | Singlezone Non-Ducted, Wall Placement | 10000 | 8000 | 2.58 | 7000 | 2.16
GRANDAIRE |  | 215324958 | HRCU-A-CB-O | D5CVRAH09AAK | D5FVHAH09XAK | Singlezone Non-Ducted, Wall Placement | 10000 | 8000 | 2.58 | 7000 | 2.16
COMFORTMAKER |  | 215324228 | HRCU-A-CB-O | D5CVRAH09AAK | D5FVHAH09XAK | Singlezone Non-Ducted, Wall Placement | 10000 | 8000 | 2.58 | 7000 | 2.16
ARCOAIRE |  | 215324155 | HRCU-A-CB-O | D5CVRAH09AAK | D5FVHAH09XAK | Singlezone Non-Ducted, Wall Placement | 10000 | 8000 | 2.58 | 7000 | 2.16
KENMORE |  | 215324520 | HRCU-A-CB-O | D5CVRAH09AAK | D5FVHAH09XAK | Singlezone Non-Ducted, Wall Placement | 10000 | 8000 | 2.58 | 7000 | 2.16
KEEPRITE |  | 215324447 | HRCU-A-CB-O | D5CVRAH09AAK | D5FVHAH09XAK | Singlezone Non-Ducted, Wall Placement | 10000 | 8000 | 2.58 | 7000 | 2.16
TEMPSTAR |  | 215324666 | HRCU-A-CB-O | D5CVRAH09AAK | D5FVHAH09XAK | Singlezone Non-Ducted, Wall Placement | 10000 | 8000 | 2.58 | 7000 | 2.16
MIDEA |  | 215324593 | HRCU-A-CB-O | D5CVRAH09AAK | D5FVHAH09XAK | Singlezone Non-Ducted, Wall Placement | 10000 | 8000 | 2.58 | 7000 | 2.16
HEIL |  | 215324374 | HRCU-A-CB-O | D5CVRAH09AAK | D5FVHAH09XAK | Singlezone Non-Ducted, Wall Placement | 10000 | 8000 | 2.58 | 7000 | 2.16
DAY & NIGHT |  | 215324301 | HRCU-A-CB-O | D5CVRAH09AAK | D5FVHAH09XAK | Singlezone Non-Ducted, Wall Placement | 10000 | 8000 | 2.58 | 7000 | 2.16
DAY & NIGHT |  | 215324313 | HRCU-A-CB-O | D5CLRAH36AAK | D5FLCAH36XAK | Singlezone Non-Ducted, Wall Placement | 38000 | 26800 | 2.68 | 26600 | 2.2
HEIL |  | 215324386 | HRCU-A-CB-O | D5CLRAH36AAK | D5FLCAH36XAK | Singlezone Non-Ducted, Wall Placement | 38000 | 26800 | 2.68 | 26600 | 2.2
MIDEA |  | 215324605 | HRCU-A-CB-O | D5CLRAH36AAK | D5FLCAH36XAK | Singlezone Non-Ducted, Wall Placement | 38000 | 26800 | 2.68 | 26600 | 2.2
TEMPSTAR |  | 215324678 | HRCU-A-CB-O | D5CLRAH36AAK | D5FLCAH36XAK | Singlezone Non-Ducted, Wall Placement | 38000 | 26800 | 2.68 | 26600 | 2.2
KEEPRITE |  | 215324459 | HRCU-A-CB-O | D5CLRAH36AAK | D5FLCAH36XAK | Singlezone Non-Ducted, Wall Placement | 38000 | 26800 | 2.68 | 26600 | 2.2
KENMORE |  | 215324532 | HRCU-A-CB-O | D5CLRAH36AAK | D5FLCAH36XAK | Singlezone Non-Ducted, Wall Placement | 38000 | 26800 | 2.68 | 26600 | 2.2
ARCOAIRE |  | 215324167 | HRCU-A-CB-O | D5CLRAH36AAK | D5FLCAH36XAK | Singlezone Non-Ducted, Wall Placement | 38000 | 26800 | 2.68 | 26600 | 2.2
COMFORTMAKER |  | 215324240 | HRCU-A-CB-O | D5CLRAH36AAK | D5FLCAH36XAK | Singlezone Non-Ducted, Wall Placement | 38000 | 26800 | 2.68 | 26600 | 2.2
LPS LEGACY |  | 215324897 | HRCU-A-CB-O | D5CLRAH36AAK | D5FLCAH36XAK | Singlezone Non-Ducted, Wall Placement | 38000 | 26800 | 2.68 | 26600 | 2.2
GRANDAIRE |  | 215324970 | HRCU-A-CB-O | D5CLRAH36AAK | D5FLCAH36XAK | Singlezone Non-Ducted, Wall Placement | 38000 | 26800 | 2.68 | 26600 | 2.2
AIRQUEST |  | 215324824 | HRCU-A-CB-O | D5CLRAH36AAK | D5FLCAH36XAK | Singlezone Non-Ducted, Wall Placement | 38000 | 26800 | 2.68 | 26600 | 2.2
SMART COMFORT |  | 215324751 | HRCU-A-CB-O | D5CLRAH36AAK | D5FLCAH36XAK | Singlezone Non-Ducted, Wall Placement | 38000 | 26800 | 2.68 | 26600 | 2.2
DAY & NIGHT |  | 215324306 | HRCU-A-CB-O | D5CLHAH36AAK | D5FCFAH36XAK | Singlezone Non-Ducted, Floor Placement | 38000 | 30200 | 2.58 | 39500 | 2.02
HEIL |  | 215324379 | HRCU-A-CB-O | D5CLHAH36AAK | D5FCFAH36XAK | Singlezone Non-Ducted, Floor Placement | 38000 | 30200 | 2.58 | 39500 | 2.02
MIDEA |  | 215324598 | HRCU-A-CB-O | D5CLHAH36AAK | D5FCFAH36XAK | Singlezone Non-Ducted, Floor Placement | 38000 | 30200 | 2.58 | 39500 | 2.02
TEMPSTAR |  | 215324671 | HRCU-A-CB-O | D5CLHAH36AAK | D5FCFAH36XAK | Singlezone Non-Ducted, Floor Placement | 38000 | 30200 | 2.58 | 39500 | 2.02
KEEPRITE |  | 215324452 | HRCU-A-CB-O | D5CLHAH36AAK | D5FCFAH36XAK | Singlezone Non-Ducted, Floor Placement | 38000 | 30200 | 2.58 | 39500 | 2.02
KENMORE |  | 215324525 | HRCU-A-CB-O | D5CLHAH36AAK | D5FCFAH36XAK | Singlezone Non-Ducted, Floor Placement | 38000 | 30200 | 2.58 | 39500 | 2.02
COMFORTMAKER |  | 215324233 | HRCU-A-CB-O | D5CLHAH36AAK | D5FCFAH36XAK | Singlezone Non-Ducted, Floor Placement | 38000 | 30200 | 2.58 | 39500 | 2.02
ARCOAIRE |  | 215324160 | HRCU-A-CB-O | D5CLHAH36AAK | D5FCFAH36XAK | Singlezone Non-Ducted, Floor Placement | 38000 | 30200 | 2.58 | 39500 | 2.02
GRANDAIRE |  | 215324963 | HRCU-A-CB-O | D5CLHAH36AAK | D5FCFAH36XAK | Singlezone Non-Ducted, Floor Placement | 38000 | 30200 | 2.58 | 39500 | 2.02
LPS LEGACY |  | 215324890 | HRCU-A-CB-O | D5CLHAH36AAK | D5FCFAH36XAK | Singlezone Non-Ducted, Floor Placement | 38000 | 30200 | 2.58 | 39500 | 2.02
AIRQUEST |  | 215324817 | HRCU-A-CB-O | D5CLHAH36AAK | D5FCFAH36XAK | Singlezone Non-Ducted, Floor Placement | 38000 | 30200 | 2.58 | 39500 | 2.02
SMART COMFORT |  | 215324744 | HRCU-A-CB-O | D5CLHAH36AAK | D5FCFAH36XAK | Singlezone Non-Ducted, Floor Placement | 38000 | 30200 | 2.58 | 39500 | 2.02
SMART COMFORT |  | 215324743 | HRCU-A-CB-O | D5CLHAH36AAK | D5FLCAH36XAK | Singlezone Non-Ducted, Wall Placement | 37000 | 30600 | 2.56 | 37000 | 1.95
AIRQUEST |  | 215324816 | HRCU-A-CB-O | D5CLHAH36AAK | D5FLCAH36XAK | Singlezone Non-Ducted, Wall Placement | 37000 | 30600 | 2.56 | 37000 | 1.95
LPS LEGACY |  | 215324889 | HRCU-A-CB-O | D5CLHAH36AAK | D5FLCAH36XAK | Singlezone Non-Ducted, Wall Placement | 37000 | 30600 | 2.56 | 37000 | 1.95
GRANDAIRE |  | 215324962 | HRCU-A-CB-O | D5CLHAH36AAK | D5FLCAH36XAK | Singlezone Non-Ducted, Wall Placement | 37000 | 30600 | 2.56 | 37000 | 1.95
ARCOAIRE |  | 215324159 | HRCU-A-CB-O | D5CLHAH36AAK | D5FLCAH36XAK | Singlezone Non-Ducted, Wall Placement | 37000 | 30600 | 2.56 | 37000 | 1.95
COMFORTMAKER |  | 215324232 | HRCU-A-CB-O | D5CLHAH36AAK | D5FLCAH36XAK | Singlezone Non-Ducted, Wall Placement | 37000 | 30600 | 2.56 | 37000 | 1.95
KENMORE |  | 215324524 | HRCU-A-CB-O | D5CLHAH36AAK | D5FLCAH36XAK | Singlezone Non-Ducted, Wall Placement | 37000 | 30600 | 2.56 | 37000 | 1.95
KEEPRITE |  | 215324451 | HRCU-A-CB-O | D5CLHAH36AAK | D5FLCAH36XAK | Singlezone Non-Ducted, Wall Placement | 37000 | 30600 | 2.56 | 37000 | 1.95
TEMPSTAR |  | 215324670 | HRCU-A-CB-O | D5CLHAH36AAK | D5FLCAH36XAK | Singlezone Non-Ducted, Wall Placement | 37000 | 30600 | 2.56 | 37000 | 1.95
MIDEA |  | 215324597 | HRCU-A-CB-O | D5CLHAH36AAK | D5FLCAH36XAK | Singlezone Non-Ducted, Wall Placement | 37000 | 30600 | 2.56 | 37000 | 1.95
HEIL |  | 215324378 | HRCU-A-CB-O | D5CLHAH36AAK | D5FLCAH36XAK | Singlezone Non-Ducted, Wall Placement | 37000 | 30600 | 2.56 | 37000 | 1.95
DAY & NIGHT |  | 215324305 | HRCU-A-CB-O | D5CLHAH36AAK | D5FLCAH36XAK | Singlezone Non-Ducted, Wall Placement | 37000 | 30600 | 2.56 | 37000 | 1.95
DAY & NIGHT |  | 215324297 | HRCU-A-CB-O | D5CSRAH24AAK | D5FCFAH24XAK | Singlezone Non-Ducted, Floor Placement | 24400 | 20000 | 2.56 | 18600 | 2.27
HEIL |  | 215324370 | HRCU-A-CB-O | D5CSRAH24AAK | D5FCFAH24XAK | Singlezone Non-Ducted, Floor Placement | 24400 | 20000 | 2.56 | 18600 | 2.27
MIDEA |  | 215324589 | HRCU-A-CB-O | D5CSRAH24AAK | D5FCFAH24XAK | Singlezone Non-Ducted, Floor Placement | 24400 | 20000 | 2.56 | 18600 | 2.27
SMART COMFORT |  | 215324735 | HRCU-A-CB-O | D5CSRAH24AAK | D5FCFAH24XAK | Singlezone Non-Ducted, Floor Placement | 24400 | 20000 | 2.56 | 18600 | 2.27
TEMPSTAR |  | 215324662 | HRCU-A-CB-O | D5CSRAH24AAK | D5FCFAH24XAK | Singlezone Non-Ducted, Floor Placement | 24400 | 20000 | 2.56 | 18600 | 2.27
KEEPRITE |  | 215324443 | HRCU-A-CB-O | D5CSRAH24AAK | D5FCFAH24XAK | Singlezone Non-Ducted, Floor Placement | 24400 | 20000 | 2.56 | 18600 | 2.27
KENMORE |  | 215324516 | HRCU-A-CB-O | D5CSRAH24AAK | D5FCFAH24XAK | Singlezone Non-Ducted, Floor Placement | 24400 | 20000 | 2.56 | 18600 | 2.27
COMFORTMAKER |  | 215324224 | HRCU-A-CB-O | D5CSRAH24AAK | D5FCFAH24XAK | Singlezone Non-Ducted, Floor Placement | 24400 | 20000 | 2.56 | 18600 | 2.27
GRANDAIRE |  | 215324954 | HRCU-A-CB-O | D5CSRAH24AAK | D5FCFAH24XAK | Singlezone Non-Ducted, Floor Placement | 24400 | 20000 | 2.56 | 18600 | 2.27
LPS LEGACY |  | 215324881 | HRCU-A-CB-O | D5CSRAH24AAK | D5FCFAH24XAK | Singlezone Non-Ducted, Floor Placement | 24400 | 20000 | 2.56 | 18600 | 2.27
AIRQUEST |  | 215324808 | HRCU-A-CB-O | D5CSRAH24AAK | D5FCFAH24XAK | Singlezone Non-Ducted, Floor Placement | 24400 | 20000 | 2.56 | 18600 | 2.27
AIRQUEST |  | 215324807 | HRCU-A-CB-O | D5CSRAH24AAK | D5FSCAH24XAK | Singlezone Non-Ducted, Wall Placement | 25000 | 20400 | 2.73 | 18500 | 2.3
LPS LEGACY |  | 215324880 | HRCU-A-CB-O | D5CSRAH24AAK | D5FSCAH24XAK | Singlezone Non-Ducted, Wall Placement | 25000 | 20400 | 2.73 | 18500 | 2.3
GRANDAIRE |  | 215324953 | HRCU-A-CB-O | D5CSRAH24AAK | D5FSCAH24XAK | Singlezone Non-Ducted, Wall Placement | 25000 | 20400 | 2.73 | 18500 | 2.3
COMFORTMAKER |  | 215324223 | HRCU-A-CB-O | D5CSRAH24AAK | D5FSCAH24XAK | Singlezone Non-Ducted, Wall Placement | 25000 | 20400 | 2.73 | 18500 | 2.3
KENMORE |  | 215324515 | HRCU-A-CB-O | D5CSRAH24AAK | D5FSCAH24XAK | Singlezone Non-Ducted, Wall Placement | 25000 | 20400 | 2.73 | 18500 | 2.3
KEEPRITE |  | 215324442 | HRCU-A-CB-O | D5CSRAH24AAK | D5FSCAH24XAK | Singlezone Non-Ducted, Wall Placement | 25000 | 20400 | 2.73 | 18500 | 2.3
TEMPSTAR |  | 215324661 | HRCU-A-CB-O | D5CSRAH24AAK | D5FSCAH24XAK | Singlezone Non-Ducted, Wall Placement | 25000 | 20400 | 2.73 | 18500 | 2.3
SMART COMFORT |  | 215324734 | HRCU-A-CB-O | D5CSRAH24AAK | D5FSCAH24XAK | Singlezone Non-Ducted, Wall Placement | 25000 | 20400 | 2.73 | 18500 | 2.3
MIDEA |  | 215324588 | HRCU-A-CB-O | D5CSRAH24AAK | D5FSCAH24XAK | Singlezone Non-Ducted, Wall Placement | 25000 | 20400 | 2.73 | 18500 | 2.3
HEIL |  | 215324369 | HRCU-A-CB-O | D5CSRAH24AAK | D5FSCAH24XAK | Singlezone Non-Ducted, Wall Placement | 25000 | 20400 | 2.73 | 18500 | 2.3
DAY & NIGHT |  | 215324296 | HRCU-A-CB-O | D5CSRAH24AAK | D5FSCAH24XAK | Singlezone Non-Ducted, Wall Placement | 25000 | 20400 | 2.73 | 18500 | 2.3
DAY & NIGHT |  | 215324292 | HRCU-A-CB-O | D5CSRAH18AAK | D5FCFAH18XAK | Singlezone Non-Ducted, Floor Placement | 18000 | 13700 | 2.51 | 12800 | 2.05
HEIL |  | 215324365 | HRCU-A-CB-O | D5CSRAH18AAK | D5FCFAH18XAK | Singlezone Non-Ducted, Floor Placement | 18000 | 13700 | 2.51 | 12800 | 2.05
MIDEA |  | 215324584 | HRCU-A-CB-O | D5CSRAH18AAK | D5FCFAH18XAK | Singlezone Non-Ducted, Floor Placement | 18000 | 13700 | 2.51 | 12800 | 2.05
TEMPSTAR |  | 215324657 | HRCU-A-CB-O | D5CSRAH18AAK | D5FCFAH18XAK | Singlezone Non-Ducted, Floor Placement | 18000 | 13700 | 2.51 | 12800 | 2.05
SMART COMFORT |  | 215324730 | HRCU-A-CB-O | D5CSRAH18AAK | D5FCFAH18XAK | Singlezone Non-Ducted, Floor Placement | 18000 | 13700 | 2.51 | 12800 | 2.05
KEEPRITE |  | 215324438 | HRCU-A-CB-O | D5CSRAH18AAK | D5FCFAH18XAK | Singlezone Non-Ducted, Floor Placement | 18000 | 13700 | 2.51 | 12800 | 2.05
KENMORE |  | 215324511 | HRCU-A-CB-O | D5CSRAH18AAK | D5FCFAH18XAK | Singlezone Non-Ducted, Floor Placement | 18000 | 13700 | 2.51 | 12800 | 2.05
COMFORTMAKER |  | 215324219 | HRCU-A-CB-O | D5CSRAH18AAK | D5FCFAH18XAK | Singlezone Non-Ducted, Floor Placement | 18000 | 13700 | 2.51 | 12800 | 2.05
GRANDAIRE |  | 215324949 | HRCU-A-CB-O | D5CSRAH18AAK | D5FCFAH18XAK | Singlezone Non-Ducted, Floor Placement | 18000 | 13700 | 2.51 | 12800 | 2.05
AIRQUEST |  | 215324803 | HRCU-A-CB-O | D5CSRAH18AAK | D5FCFAH18XAK | Singlezone Non-Ducted, Floor Placement | 18000 | 13700 | 2.51 | 12800 | 2.05
LPS LEGACY |  | 215324876 | HRCU-A-CB-O | D5CSRAH18AAK | D5FCFAH18XAK | Singlezone Non-Ducted, Floor Placement | 18000 | 13700 | 2.51 | 12800 | 2.05
LPS LEGACY |  | 215324856 | HRCU-A-CB-O | D5CSHAH24AAK | D5FCFAH24XAK | Singlezone Non-Ducted, Floor Placement | 26000 | 20200 | 2.74 | 24200 | 2.16
AIRQUEST |  | 215324783 | HRCU-A-CB-O | D5CSHAH24AAK | D5FCFAH24XAK | Singlezone Non-Ducted, Floor Placement | 26000 | 20200 | 2.74 | 24200 | 2.16
GRANDAIRE |  | 215324929 | HRCU-A-CB-O | D5CSHAH24AAK | D5FCFAH24XAK | Singlezone Non-Ducted, Floor Placement | 26000 | 20200 | 2.74 | 24200 | 2.16
DAY & NIGHT |  | 215324272 | HRCU-A-CB-O | D5CSHAH24AAK | D5FCFAH24XAK | Singlezone Non-Ducted, Floor Placement | 26000 | 20200 | 2.74 | 24200 | 2.16
COMFORTMAKER |  | 215324199 | HRCU-A-CB-O | D5CSHAH24AAK | D5FCFAH24XAK | Singlezone Non-Ducted, Floor Placement | 26000 | 20200 | 2.74 | 24200 | 2.16
MIDEA |  | 215324564 | HRCU-A-CB-O | D5CSHAH24AAK | D5FCFAH24XAK | Singlezone Non-Ducted, Floor Placement | 26000 | 20200 | 2.74 | 24200 | 2.16
KENMORE |  | 215324491 | HRCU-A-CB-O | D5CSHAH24AAK | D5FCFAH24XAK | Singlezone Non-Ducted, Floor Placement | 26000 | 20200 | 2.74 | 24200 | 2.16
KEEPRITE |  | 215324418 | HRCU-A-CB-O | D5CSHAH24AAK | D5FCFAH24XAK | Singlezone Non-Ducted, Floor Placement | 26000 | 20200 | 2.74 | 24200 | 2.16
SMART COMFORT |  | 215324710 | HRCU-A-CB-O | D5CSHAH24AAK | D5FCFAH24XAK | Singlezone Non-Ducted, Floor Placement | 26000 | 20200 | 2.74 | 24200 | 2.16
TEMPSTAR |  | 215324637 | HRCU-A-CB-O | D5CSHAH24AAK | D5FCFAH24XAK | Singlezone Non-Ducted, Floor Placement | 26000 | 20200 | 2.74 | 24200 | 2.16
HEIL |  | 215324345 | HRCU-A-CB-O | D5CSHAH24AAK | D5FCFAH24XAK | Singlezone Non-Ducted, Floor Placement | 26000 | 20200 | 2.74 | 24200 | 2.16
AIRQUEST |  | 215324823 | HRCU-A-CB | D5CLHAH58AAK | D5FLDAH58XHK | Singlezone Ducted, Compact Ducted | 60000 | 45000 | 2.72 | 53500 | 2.1
SMART COMFORT |  | 215324750 | HRCU-A-CB | D5CLHAH58AAK | D5FLDAH58XHK | Singlezone Ducted, Compact Ducted | 60000 | 45000 | 2.72 | 53500 | 2.1
LPS LEGACY |  | 215324896 | HRCU-A-CB | D5CLHAH58AAK | D5FLDAH58XHK | Singlezone Ducted, Compact Ducted | 60000 | 45000 | 2.72 | 53500 | 2.1
GRANDAIRE |  | 215324969 | HRCU-A-CB | D5CLHAH58AAK | D5FLDAH58XHK | Singlezone Ducted, Compact Ducted | 60000 | 45000 | 2.72 | 53500 | 2.1
COMFORTMAKER |  | 215324239 | HRCU-A-CB | D5CLHAH58AAK | D5FLDAH58XHK | Singlezone Ducted, Compact Ducted | 60000 | 45000 | 2.72 | 53500 | 2.1
ARCOAIRE |  | 215324166 | HRCU-A-CB | D5CLHAH58AAK | D5FLDAH58XHK | Singlezone Ducted, Compact Ducted | 60000 | 45000 | 2.72 | 53500 | 2.1
KENMORE |  | 215324531 | HRCU-A-CB | D5CLHAH58AAK | D5FLDAH58XHK | Singlezone Ducted, Compact Ducted | 60000 | 45000 | 2.72 | 53500 | 2.1
KEEPRITE |  | 215324458 | HRCU-A-CB | D5CLHAH58AAK | D5FLDAH58XHK | Singlezone Ducted, Compact Ducted | 60000 | 45000 | 2.72 | 53500 | 2.1
TEMPSTAR |  | 215324677 | HRCU-A-CB | D5CLHAH58AAK | D5FLDAH58XHK | Singlezone Ducted, Compact Ducted | 60000 | 45000 | 2.72 | 53500 | 2.1
MIDEA |  | 215324604 | HRCU-A-CB | D5CLHAH58AAK | D5FLDAH58XHK | Singlezone Ducted, Compact Ducted | 60000 | 45000 | 2.72 | 53500 | 2.1
HEIL |  | 215324385 | HRCU-A-CB | D5CLHAH58AAK | D5FLDAH58XHK | Singlezone Ducted, Compact Ducted | 60000 | 45000 | 2.72 | 53500 | 2.1
DAY & NIGHT |  | 215324312 | HRCU-A-CB | D5CLHAH58AAK | D5FLDAH58XHK | Singlezone Ducted, Compact Ducted | 60000 | 45000 | 2.72 | 53500 | 2.1
DAY & NIGHT |  | 215324310 | HRCU-A-CB | D5CLHAH48AAK | D5FLDAH48XHK | Singlezone Ducted, Compact Ducted | 52000 | 45000 | 2.61 | 47500 | 2
HEIL |  | 215324383 | HRCU-A-CB | D5CLHAH48AAK | D5FLDAH48XHK | Singlezone Ducted, Compact Ducted | 52000 | 45000 | 2.61 | 47500 | 2
MIDEA |  | 215324602 | HRCU-A-CB | D5CLHAH48AAK | D5FLDAH48XHK | Singlezone Ducted, Compact Ducted | 52000 | 45000 | 2.61 | 47500 | 2
TEMPSTAR |  | 215324675 | HRCU-A-CB | D5CLHAH48AAK | D5FLDAH48XHK | Singlezone Ducted, Compact Ducted | 52000 | 45000 | 2.61 | 47500 | 2
KEEPRITE |  | 215324456 | HRCU-A-CB | D5CLHAH48AAK | D5FLDAH48XHK | Singlezone Ducted, Compact Ducted | 52000 | 45000 | 2.61 | 47500 | 2
KENMORE |  | 215324529 | HRCU-A-CB | D5CLHAH48AAK | D5FLDAH48XHK | Singlezone Ducted, Compact Ducted | 52000 | 45000 | 2.61 | 47500 | 2
ARCOAIRE |  | 215324164 | HRCU-A-CB | D5CLHAH48AAK | D5FLDAH48XHK | Singlezone Ducted, Compact Ducted | 52000 | 45000 | 2.61 | 47500 | 2
COMFORTMAKER |  | 215324237 | HRCU-A-CB | D5CLHAH48AAK | D5FLDAH48XHK | Singlezone Ducted, Compact Ducted | 52000 | 45000 | 2.61 | 47500 | 2
GRANDAIRE |  | 215324967 | HRCU-A-CB | D5CLHAH48AAK | D5FLDAH48XHK | Singlezone Ducted, Compact Ducted | 52000 | 45000 | 2.61 | 47500 | 2
SMART COMFORT |  | 215324748 | HRCU-A-CB | D5CLHAH48AAK | D5FLDAH48XHK | Singlezone Ducted, Compact Ducted | 52000 | 45000 | 2.61 | 47500 | 2
LPS LEGACY |  | 215324894 | HRCU-A-CB | D5CLHAH48AAK | D5FLDAH48XHK | Singlezone Ducted, Compact Ducted | 52000 | 45000 | 2.61 | 47500 | 2
AIRQUEST |  | 215324821 | HRCU-A-CB | D5CLHAH48AAK | D5FLDAH48XHK | Singlezone Ducted, Compact Ducted | 52000 | 45000 | 2.61 | 47500 | 2
AIRQUEST |  | 215324818 | HRCU-A-CB | D5CLHAH36AAK | D5FLDAH36XHK | Singlezone Ducted, Compact Ducted | 42000 | 31600 | 2.73 | 37600 | 2.1
LPS LEGACY |  | 215324891 | HRCU-A-CB | D5CLHAH36AAK | D5FLDAH36XHK | Singlezone Ducted, Compact Ducted | 42000 | 31600 | 2.73 | 37600 | 2.1
SMART COMFORT |  | 215324745 | HRCU-A-CB | D5CLHAH36AAK | D5FLDAH36XHK | Singlezone Ducted, Compact Ducted | 42000 | 31600 | 2.73 | 37600 | 2.1
GRANDAIRE |  | 215324964 | HRCU-A-CB | D5CLHAH36AAK | D5FLDAH36XHK | Singlezone Ducted, Compact Ducted | 42000 | 31600 | 2.73 | 37600 | 2.1
COMFORTMAKER |  | 215324234 | HRCU-A-CB | D5CLHAH36AAK | D5FLDAH36XHK | Singlezone Ducted, Compact Ducted | 42000 | 31600 | 2.73 | 37600 | 2.1
ARCOAIRE |  | 215324161 | HRCU-A-CB | D5CLHAH36AAK | D5FLDAH36XHK | Singlezone Ducted, Compact Ducted | 42000 | 31600 | 2.73 | 37600 | 2.1
KENMORE |  | 215324526 | HRCU-A-CB | D5CLHAH36AAK | D5FLDAH36XHK | Singlezone Ducted, Compact Ducted | 42000 | 31600 | 2.73 | 37600 | 2.1
KEEPRITE |  | 215324453 | HRCU-A-CB | D5CLHAH36AAK | D5FLDAH36XHK | Singlezone Ducted, Compact Ducted | 42000 | 31600 | 2.73 | 37600 | 2.1
TEMPSTAR |  | 215324672 | HRCU-A-CB | D5CLHAH36AAK | D5FLDAH36XHK | Singlezone Ducted, Compact Ducted | 42000 | 31600 | 2.73 | 37600 | 2.1
MIDEA |  | 215324599 | HRCU-A-CB | D5CLHAH36AAK | D5FLDAH36XHK | Singlezone Ducted, Compact Ducted | 42000 | 31600 | 2.73 | 37600 | 2.1
HEIL |  | 215324380 | HRCU-A-CB | D5CLHAH36AAK | D5FLDAH36XHK | Singlezone Ducted, Compact Ducted | 42000 | 31600 | 2.73 | 37600 | 2.1
DAY & NIGHT |  | 215324307 | HRCU-A-CB | D5CLHAH36AAK | D5FLDAH36XHK | Singlezone Ducted, Compact Ducted | 42000 | 31600 | 2.73 | 37600 | 2.1
KEEPRITE |  | 215324396 | HRCU-A-CB | D5CSHAH06AAK | D5FSDAH06XAK | Singlezone Ducted, Compact Ducted | 8000 | 8000 | 2.69 | 7800 | 2.41
HEIL |  | 215324323 | HRCU-A-CB | D5CSHAH06AAK | D5FSDAH06XAK | Singlezone Ducted, Compact Ducted | 8000 | 8000 | 2.69 | 7800 | 2.41
MIDEA |  | 215324542 | HRCU-A-CB | D5CSHAH06AAK | D5FSDAH06XAK | Singlezone Ducted, Compact Ducted | 8000 | 8000 | 2.69 | 7800 | 2.41
KENMORE |  | 215324469 | HRCU-A-CB | D5CSHAH06AAK | D5FSDAH06XAK | Singlezone Ducted, Compact Ducted | 8000 | 8000 | 2.69 | 7800 | 2.41
TEMPSTAR |  | 215324615 | HRCU-A-CB | D5CSHAH06AAK | D5FSDAH06XAK | Singlezone Ducted, Compact Ducted | 8000 | 8000 | 2.69 | 7800 | 2.41
SMART COMFORT |  | 215324688 | HRCU-A-CB | D5CSHAH06AAK | D5FSDAH06XAK | Singlezone Ducted, Compact Ducted | 8000 | 8000 | 2.69 | 7800 | 2.41
DAY & NIGHT |  | 215324250 | HRCU-A-CB | D5CSHAH06AAK | D5FSDAH06XAK | Singlezone Ducted, Compact Ducted | 8000 | 8000 | 2.69 | 7800 | 2.41
COMFORTMAKER |  | 215324177 | HRCU-A-CB | D5CSHAH06AAK | D5FSDAH06XAK | Singlezone Ducted, Compact Ducted | 8000 | 8000 | 2.69 | 7800 | 2.41
AIRQUEST |  | 215324761 | HRCU-A-CB | D5CSHAH06AAK | D5FSDAH06XAK | Singlezone Ducted, Compact Ducted | 8000 | 8000 | 2.69 | 7800 | 2.41
LPS LEGACY |  | 215324834 | HRCU-A-CB | D5CSHAH06AAK | D5FSDAH06XAK | Singlezone Ducted, Compact Ducted | 8000 | 8000 | 2.69 | 7800 | 2.41
GRANDAIRE |  | 215324907 | HRCU-A-CB | D5CSHAH06AAK | D5FSDAH06XAK | Singlezone Ducted, Compact Ducted | 8000 | 8000 | 2.69 | 7800 | 2.41
GRANDAIRE |  | 215324906 | HRCU-A-CB-O | D5CSHAH06AAK | D5FSOAH06XAK | Singlezone Non-Ducted, Ceiling Placement | 7400 | 7000 | 2.66 | 8100 | 2.4
LPS LEGACY |  | 215324833 | HRCU-A-CB-O | D5CSHAH06AAK | D5FSOAH06XAK | Singlezone Non-Ducted, Ceiling Placement | 7400 | 7000 | 2.66 | 8100 | 2.4
AIRQUEST |  | 215324760 | HRCU-A-CB-O | D5CSHAH06AAK | D5FSOAH06XAK | Singlezone Non-Ducted, Ceiling Placement | 7400 | 7000 | 2.66 | 8100 | 2.4
COMFORTMAKER |  | 215324176 | HRCU-A-CB-O | D5CSHAH06AAK | D5FSOAH06XAK | Singlezone Non-Ducted, Ceiling Placement | 7400 | 7000 | 2.66 | 8100 | 2.4
DAY & NIGHT |  | 215324249 | HRCU-A-CB-O | D5CSHAH06AAK | D5FSOAH06XAK | Singlezone Non-Ducted, Ceiling Placement | 7400 | 7000 | 2.66 | 8100 | 2.4
SMART COMFORT |  | 215324687 | HRCU-A-CB-O | D5CSHAH06AAK | D5FSOAH06XAK | Singlezone Non-Ducted, Ceiling Placement | 7400 | 7000 | 2.66 | 8100 | 2.4
TEMPSTAR |  | 215324614 | HRCU-A-CB-O | D5CSHAH06AAK | D5FSOAH06XAK | Singlezone Non-Ducted, Ceiling Placement | 7400 | 7000 | 2.66 | 8100 | 2.4
KENMORE |  | 215324468 | HRCU-A-CB-O | D5CSHAH06AAK | D5FSOAH06XAK | Singlezone Non-Ducted, Ceiling Placement | 7400 | 7000 | 2.66 | 8100 | 2.4
MIDEA |  | 215324541 | HRCU-A-CB-O | D5CSHAH06AAK | D5FSOAH06XAK | Singlezone Non-Ducted, Ceiling Placement | 7400 | 7000 | 2.66 | 8100 | 2.4
HEIL |  | 215324322 | HRCU-A-CB-O | D5CSHAH06AAK | D5FSOAH06XAK | Singlezone Non-Ducted, Ceiling Placement | 7400 | 7000 | 2.66 | 8100 | 2.4
KEEPRITE |  | 215324395 | HRCU-A-CB-O | D5CSHAH06AAK | D5FSOAH06XAK | Singlezone Non-Ducted, Ceiling Placement | 7400 | 7000 | 2.66 | 8100 | 2.4
KEEPRITE |  | 215324409 | HRCU-A-CB-O | D5CSHAH18AAK | D5FSHAH18XAK | Singlezone Non-Ducted, Wall Placement | 18000 | 15000 | 2.56 | 18000 | 1.92
HEIL |  | 215324336 | HRCU-A-CB-O | D5CSHAH18AAK | D5FSHAH18XAK | Singlezone Non-Ducted, Wall Placement | 18000 | 15000 | 2.56 | 18000 | 1.92
KENMORE |  | 215324482 | HRCU-A-CB-O | D5CSHAH18AAK | D5FSHAH18XAK | Singlezone Non-Ducted, Wall Placement | 18000 | 15000 | 2.56 | 18000 | 1.92
MIDEA |  | 215324555 | HRCU-A-CB-O | D5CSHAH18AAK | D5FSHAH18XAK | Singlezone Non-Ducted, Wall Placement | 18000 | 15000 | 2.56 | 18000 | 1.92
TEMPSTAR |  | 215324628 | HRCU-A-CB-O | D5CSHAH18AAK | D5FSHAH18XAK | Singlezone Non-Ducted, Wall Placement | 18000 | 15000 | 2.56 | 18000 | 1.92
SMART COMFORT |  | 215324701 | HRCU-A-CB-O | D5CSHAH18AAK | D5FSHAH18XAK | Singlezone Non-Ducted, Wall Placement | 18000 | 15000 | 2.56 | 18000 | 1.92
DAY & NIGHT |  | 215324263 | HRCU-A-CB-O | D5CSHAH18AAK | D5FSHAH18XAK | Singlezone Non-Ducted, Wall Placement | 18000 | 15000 | 2.56 | 18000 | 1.92
COMFORTMAKER |  | 215324190 | HRCU-A-CB-O | D5CSHAH18AAK | D5FSHAH18XAK | Singlezone Non-Ducted, Wall Placement | 18000 | 15000 | 2.56 | 18000 | 1.92
AIRQUEST |  | 215324774 | HRCU-A-CB-O | D5CSHAH18AAK | D5FSHAH18XAK | Singlezone Non-Ducted, Wall Placement | 18000 | 15000 | 2.56 | 18000 | 1.92
LPS LEGACY |  | 215324847 | HRCU-A-CB-O | D5CSHAH18AAK | D5FSHAH18XAK | Singlezone Non-Ducted, Wall Placement | 18000 | 15000 | 2.56 | 18000 | 1.92
GRANDAIRE |  | 215324920 | HRCU-A-CB-O | D5CSHAH18AAK | D5FSHAH18XAK | Singlezone Non-Ducted, Wall Placement | 18000 | 15000 | 2.56 | 18000 | 1.92
GRANDAIRE |  | 215324905 | HRCU-A-CB-O | D5CSHAH06AAK | D5FSHAH06XAK | Singlezone Non-Ducted, Wall Placement | 7000 | 7900 | 2.79 | 7700 | 2.4
LPS LEGACY |  | 215324832 | HRCU-A-CB-O | D5CSHAH06AAK | D5FSHAH06XAK | Singlezone Non-Ducted, Wall Placement | 7000 | 7900 | 2.79 | 7700 | 2.4
AIRQUEST |  | 215324759 | HRCU-A-CB-O | D5CSHAH06AAK | D5FSHAH06XAK | Singlezone Non-Ducted, Wall Placement | 7000 | 7900 | 2.79 | 7700 | 2.4
COMFORTMAKER |  | 215324175 | HRCU-A-CB-O | D5CSHAH06AAK | D5FSHAH06XAK | Singlezone Non-Ducted, Wall Placement | 7000 | 7900 | 2.79 | 7700 | 2.4
DAY & NIGHT |  | 215324248 | HRCU-A-CB-O | D5CSHAH06AAK | D5FSHAH06XAK | Singlezone Non-Ducted, Wall Placement | 7000 | 7900 | 2.79 | 7700 | 2.4
SMART COMFORT |  | 215324686 | HRCU-A-CB-O | D5CSHAH06AAK | D5FSHAH06XAK | Singlezone Non-Ducted, Wall Placement | 7000 | 7900 | 2.79 | 7700 | 2.4
TEMPSTAR |  | 215324613 | HRCU-A-CB-O | D5CSHAH06AAK | D5FSHAH06XAK | Singlezone Non-Ducted, Wall Placement | 7000 | 7900 | 2.79 | 7700 | 2.4
KENMORE |  | 215324467 | HRCU-A-CB-O | D5CSHAH06AAK | D5FSHAH06XAK | Singlezone Non-Ducted, Wall Placement | 7000 | 7900 | 2.79 | 7700 | 2.4
MIDEA |  | 215324540 | HRCU-A-CB-O | D5CSHAH06AAK | D5FSHAH06XAK | Singlezone Non-Ducted, Wall Placement | 7000 | 7900 | 2.79 | 7700 | 2.4
HEIL |  | 215324321 | HRCU-A-CB-O | D5CSHAH06AAK | D5FSHAH06XAK | Singlezone Non-Ducted, Wall Placement | 7000 | 7900 | 2.79 | 7700 | 2.4
KEEPRITE |  | 215324394 | HRCU-A-CB-O | D5CSHAH06AAK | D5FSHAH06XAK | Singlezone Non-Ducted, Wall Placement | 7000 | 7900 | 2.79 | 7700 | 2.4
PAYNE |  | 215323954 | HRCU-A-CB | 37MARAQ18AA3 | 45MBDAQ18XH3 | Singlezone Ducted, Compact Ducted | 20000 | 14900 | 2.89 | 14200 | 2.41
BRYANT |  | 215323893 | HRCU-A-CB | 37MARAQ18AA3 | 45MBDAQ18XH3 | Singlezone Ducted, Compact Ducted | 20000 | 14900 | 2.89 | 14200 | 2.41
CARRIER |  | 215323832 | HRCU-A-CB | 37MARAQ18AA3 | 45MBDAQ18XH3 | Singlezone Ducted, Compact Ducted | 20000 | 14900 | 2.89 | 14200 | 2.41
WEATHERMAKER |  | 215324015 | HRCU-A-CB | 37MARAQ18AA3 | 45MBDAQ18XH3 | Singlezone Ducted, Compact Ducted | 20000 | 14900 | 2.89 | 14200 | 2.41
MIDEA |  | 215324076 | HRCU-A-CB | 37MARAQ18AA3 | 45MBDAQ18XH3 | Singlezone Ducted, Compact Ducted | 20000 | 14900 | 2.89 | 14200 | 2.41
ARCOAIRE |  | 215324148 | HRCU-A-CB | D5CSRAH18AAK | D5FSDAH18XHK | Singlezone Ducted, Compact Ducted | 20000 | 14900 | 2.89 | 14200 | 2.41
ARCOAIRE |  | 215324141 | HRCU-A-CB | D5CSRAH12AAK | D5FSDAH12XHK | Singlezone Ducted, Compact Ducted | 12000 | 9100 | 2.78 | 8900 | 2.44
MIDEA |  | 215324070 | HRCU-A-CB | 37MARAQ12AA3 | 45MBDAQ12XH3 | Singlezone Ducted, Compact Ducted | 12000 | 9100 | 2.78 | 8900 | 2.44
WEATHERMAKER |  | 215324009 | HRCU-A-CB | 37MARAQ12AA3 | 45MBDAQ12XH3 | Singlezone Ducted, Compact Ducted | 12000 | 9100 | 2.78 | 8900 | 2.44
CARRIER |  | 215323826 | HRCU-A-CB | 37MARAQ12AA3 | 45MBDAQ12XH3 | Singlezone Ducted, Compact Ducted | 12000 | 9100 | 2.78 | 8900 | 2.44
BRYANT |  | 215323887 | HRCU-A-CB | 37MARAQ12AA3 | 45MBDAQ12XH3 | Singlezone Ducted, Compact Ducted | 12000 | 9100 | 2.78 | 8900 | 2.44
PAYNE |  | 215323948 | HRCU-A-CB | 37MARAQ12AA3 | 45MBDAQ12XH3 | Singlezone Ducted, Compact Ducted | 12000 | 9100 | 2.78 | 8900 | 2.44
PAYNE |  | 215323943 | HRCU-A-CB | 37MARAQ09AA3 | 45MBDAQ12XH3 | Singlezone Ducted, Compact Ducted | 10000 | 9300 | 2.9 | 8300 | 2.32
CARRIER |  | 215323821 | HRCU-A-CB | 37MARAQ09AA3 | 45MBDAQ12XH3 | Singlezone Ducted, Compact Ducted | 10000 | 9300 | 2.9 | 8300 | 2.32
BRYANT |  | 215323882 | HRCU-A-CB | 37MARAQ09AA3 | 45MBDAQ12XH3 | Singlezone Ducted, Compact Ducted | 10000 | 9300 | 2.9 | 8300 | 2.32
WEATHERMAKER |  | 215324004 | HRCU-A-CB | 37MARAQ09AA3 | 45MBDAQ12XH3 | Singlezone Ducted, Compact Ducted | 10000 | 9300 | 2.9 | 8300 | 2.32
MIDEA |  | 215324065 | HRCU-A-CB | 37MARAQ09AA3 | 45MBDAQ12XH3 | Singlezone Ducted, Compact Ducted | 10000 | 9300 | 2.9 | 8300 | 2.32
ARCOAIRE |  | 215324135 | HRCU-A-CB | D5CSRAH09AAK | D5FSDAH12XHK | Singlezone Ducted, Compact Ducted | 10000 | 9300 | 2.9 | 8300 | 2.32
ARCOAIRE |  | 215324134 | HRCU-A-CB | D5CSRAH09AAK | D5FSDAH12XAK | Singlezone Ducted, Compact Ducted | 10000 | 8900 | 2.61 | 8600 | 2.25
MIDEA |  | 215324064 | HRCU-A-CB | 37MARAQ09AA3 | 45MBDAQ12XA3 | Singlezone Ducted, Compact Ducted | 10000 | 8900 | 2.61 | 8600 | 2.25
WEATHERMAKER |  | 215324003 | HRCU-A-CB | 37MARAQ09AA3 | 45MBDAQ12XA3 | Singlezone Ducted, Compact Ducted | 10000 | 8900 | 2.61 | 8600 | 2.25
BRYANT |  | 215323881 | HRCU-A-CB | 37MARAQ09AA3 | 45MBDAQ12XA3 | Singlezone Ducted, Compact Ducted | 10000 | 8900 | 2.61 | 8600 | 2.25
CARRIER |  | 215323820 | HRCU-A-CB | 37MARAQ09AA3 | 45MBDAQ12XA3 | Singlezone Ducted, Compact Ducted | 10000 | 8900 | 2.61 | 8600 | 2.25
PAYNE |  | 215323942 | HRCU-A-CB | 37MARAQ09AA3 | 45MBDAQ12XA3 | Singlezone Ducted, Compact Ducted | 10000 | 8900 | 2.61 | 8600 | 2.25
PAYNE |  | 215323936 | HRCU-A-CB | 37MAHAQ18AA3 | 45MBDAQ18XH3 | Singlezone Ducted, Compact Ducted | 19500 | 15000 | 2.89 | 18000 | 2.1
CARRIER |  | 215323814 | HRCU-A-CB | 37MAHAQ18AA3 | 45MBDAQ18XH3 | Singlezone Ducted, Compact Ducted | 19500 | 15000 | 2.89 | 18000 | 2.1
BRYANT |  | 215323875 | HRCU-A-CB | 37MAHAQ18AA3 | 45MBDAQ18XH3 | Singlezone Ducted, Compact Ducted | 19500 | 15000 | 2.89 | 18000 | 2.1
WEATHERMAKER |  | 215323997 | HRCU-A-CB | 37MAHAQ18AA3 | 45MBDAQ18XH3 | Singlezone Ducted, Compact Ducted | 19500 | 15000 | 2.89 | 18000 | 2.1
MIDEA |  | 215324058 | HRCU-A-CB | 37MAHAQ18AA3 | 45MBDAQ18XH3 | Singlezone Ducted, Compact Ducted | 19500 | 15000 | 2.89 | 18000 | 2.1
ARCOAIRE |  | 215324123 | HRCU-A-CB | D5CSHAH18AAK | D5FSDAH18XHK | Singlezone Ducted, Compact Ducted | 19500 | 15000 | 2.89 | 18000 | 2.1
CARRIER |  | 215323808 | HRCU-A-CB | 37MAHAQ12AA3 | 45MBDAQ12XH3 | Singlezone Ducted, Compact Ducted | 12000 | 10200 | 2.6 | 12000 | 1.95
ARCOAIRE |  | 215324116 | HRCU-A-CB | D5CSHAH12AAK | D5FSDAH12XHK | Singlezone Ducted, Compact Ducted | 12000 | 10200 | 2.6 | 12000 | 1.95
MIDEA |  | 215324052 | HRCU-A-CB | 37MAHAQ12AA3 | 45MBDAQ12XH3 | Singlezone Ducted, Compact Ducted | 12000 | 10200 | 2.6 | 12000 | 1.95
WEATHERMAKER |  | 215323991 | HRCU-A-CB | 37MAHAQ12AA3 | 45MBDAQ12XH3 | Singlezone Ducted, Compact Ducted | 12000 | 10200 | 2.6 | 12000 | 1.95
BRYANT |  | 215323869 | HRCU-A-CB | 37MAHAQ12AA3 | 45MBDAQ12XH3 | Singlezone Ducted, Compact Ducted | 12000 | 10200 | 2.6 | 12000 | 1.95
PAYNE |  | 215323930 | HRCU-A-CB | 37MAHAQ12AA3 | 45MBDAQ12XH3 | Singlezone Ducted, Compact Ducted | 12000 | 10200 | 2.6 | 12000 | 1.95
MIDEA |  | 215324082 | HRCU-A-CB-O | 37MVRAQ09AA3 | D5MVHAQ09XA3 | Singlezone Non-Ducted, Wall Placement | 10000 | 8000 | 2.58 | 7000 | 2.16
WEATHERMAKER |  | 215324021 | HRCU-A-CB-O | 37MVRAQ09AA3 | D5MVHAQ09XA3 | Singlezone Non-Ducted, Wall Placement | 10000 | 8000 | 2.58 | 7000 | 2.16
PAYNE |  | 215323960 | HRCU-A-CB-O | 37MVRAQ09AA3 | D5MVHAQ09XA3 | Singlezone Non-Ducted, Wall Placement | 10000 | 8000 | 2.58 | 7000 | 2.16
CARRIER |  | 215323838 | HRCU-A-CB-O | 37MVRAQ09AA3 | D5MVHAQ09XA3 | Singlezone Non-Ducted, Wall Placement | 10000 | 8000 | 2.58 | 7000 | 2.16
BRYANT |  | 215323899 | HRCU-A-CB-O | 37MVRAQ09AA3 | D5MVHAQ09XA3 | Singlezone Non-Ducted, Wall Placement | 10000 | 8000 | 2.58 | 7000 | 2.16
BRYANT |  | 215323911 | HRCU-A-CB-O | 37MBRAQ36AA3 | 45MBCAQ36XA3 | Singlezone Non-Ducted, Wall Placement | 38000 | 26800 | 2.68 | 26600 | 2.2
CARRIER |  | 215323850 | HRCU-A-CB-O | 37MBRAQ36AA3 | 45MBCAQ36XA3 | Singlezone Non-Ducted, Wall Placement | 38000 | 26800 | 2.68 | 26600 | 2.2
PAYNE |  | 215323972 | HRCU-A-CB-O | 37MBRAQ36AA3 | 45MBCAQ36XA3 | Singlezone Non-Ducted, Wall Placement | 38000 | 26800 | 2.68 | 26600 | 2.2
MIDEA |  | 215324094 | HRCU-A-CB-O | 37MBRAQ36AA3 | 45MBCAQ36XA3 | Singlezone Non-Ducted, Wall Placement | 38000 | 26800 | 2.68 | 26600 | 2.2
WEATHERMAKER |  | 215324033 | HRCU-A-CB-O | 37MBRAQ36AA3 | 45MBCAQ36XA3 | Singlezone Non-Ducted, Wall Placement | 38000 | 26800 | 2.68 | 26600 | 2.2
BRYANT |  | 215323904 | HRCU-A-CB-O | 37MBHAQ36AA3 | 45MCFAQ36XA3 | Singlezone Non-Ducted, Floor Placement | 38000 | 30200 | 2.58 | 39500 | 2.02
CARRIER |  | 215323843 | HRCU-A-CB-O | 37MBHAQ36AA3 | 45MCFAQ36XA3 | Singlezone Non-Ducted, Floor Placement | 38000 | 30200 | 2.58 | 39500 | 2.02
WEATHERMAKER |  | 215324026 | HRCU-A-CB-O | 37MBHAQ36AA3 | 45MCFAQ36XA3 | Singlezone Non-Ducted, Floor Placement | 38000 | 30200 | 2.58 | 39500 | 2.02
PAYNE |  | 215323965 | HRCU-A-CB-O | 37MBHAQ36AA3 | 45MCFAQ36XA3 | Singlezone Non-Ducted, Floor Placement | 38000 | 30200 | 2.58 | 39500 | 2.02
MIDEA |  | 215324087 | HRCU-A-CB-O | 37MBHAQ36AA3 | 45MCFAQ36XA3 | Singlezone Non-Ducted, Floor Placement | 38000 | 30200 | 2.58 | 39500 | 2.02
MIDEA |  | 215324086 | HRCU-A-CB-O | 37MBHAQ36AA3 | 45MBCAQ36XA3 | Singlezone Non-Ducted, Wall Placement | 37000 | 30600 | 2.56 | 37000 | 1.95
PAYNE |  | 215323964 | HRCU-A-CB-O | 37MBHAQ36AA3 | 45MBCAQ36XA3 | Singlezone Non-Ducted, Wall Placement | 37000 | 30600 | 2.56 | 37000 | 1.95
WEATHERMAKER |  | 215324025 | HRCU-A-CB-O | 37MBHAQ36AA3 | 45MBCAQ36XA3 | Singlezone Non-Ducted, Wall Placement | 37000 | 30600 | 2.56 | 37000 | 1.95
CARRIER |  | 215323842 | HRCU-A-CB-O | 37MBHAQ36AA3 | 45MBCAQ36XA3 | Singlezone Non-Ducted, Wall Placement | 37000 | 30600 | 2.56 | 37000 | 1.95
BRYANT |  | 215323903 | HRCU-A-CB-O | 37MBHAQ36AA3 | 45MBCAQ36XA3 | Singlezone Non-Ducted, Wall Placement | 37000 | 30600 | 2.56 | 37000 | 1.95
BRYANT |  | 215323895 | HRCU-A-CB-O | 37MARAQ24AA3 | 45MCFAQ24XA3 | Singlezone Non-Ducted, Floor Placement | 24400 | 20000 | 2.56 | 18600 | 2.27
CARRIER |  | 215323834 | HRCU-A-CB-O | 37MARAQ24AA3 | 45MCFAQ24XA3 | Singlezone Non-Ducted, Floor Placement | 24400 | 20000 | 2.56 | 18600 | 2.27
WEATHERMAKER |  | 215324017 | HRCU-A-CB-O | 37MARAQ24AA3 | 45MCFAQ24XA3 | Singlezone Non-Ducted, Floor Placement | 24400 | 20000 | 2.56 | 18600 | 2.27
PAYNE |  | 215323956 | HRCU-A-CB-O | 37MARAQ24AA3 | 45MCFAQ24XA3 | Singlezone Non-Ducted, Floor Placement | 24400 | 20000 | 2.56 | 18600 | 2.27
MIDEA |  | 215324078 | HRCU-A-CB-O | 37MARAQ24AA3 | 45MCFAQ24XA3 | Singlezone Non-Ducted, Floor Placement | 24400 | 20000 | 2.56 | 18600 | 2.27
ARCOAIRE |  | 215324151 | HRCU-A-CB-O | D5CSRAH24AAK | D5FCFAH24XAK | Singlezone Non-Ducted, Floor Placement | 24400 | 20000 | 2.56 | 18600 | 2.27
ARCOAIRE |  | 215324150 | HRCU-A-CB-O | D5CSRAH24AAK | D5FSCAH24XAK | Singlezone Non-Ducted, Wall Placement | 25000 | 20400 | 2.73 | 18500 | 2.3
MIDEA |  | 215324077 | HRCU-A-CB-O | 37MARAQ24AA3 | 45MBCAQ24XA3 | Singlezone Non-Ducted, Wall Placement | 25000 | 20400 | 2.73 | 18500 | 2.3
SMART COMFORT |  | 215319111 | HRCU-A-CB | D5CUHAH18AAK | D5FUAAH18XAK | Singlezone Ducted, Centrally Ducted | 19000 | 15000 | 2.6 | 18000 | 2
LPS LEGACY |  | 215319187 | HRCU-A-CB | D5CSRAH18AAK | D5FSAAH18XBK | Singlezone Ducted, Centrally Ducted | 18000 | 13200 | 2.6 | 13000 | 2.3
AIRQUEST |  | 215319159 | HRCU-A-CB | D5CSRAH18AAK | D5FSAAH18XBK | Singlezone Ducted, Centrally Ducted | 18000 | 13200 | 2.6 | 13000 | 2.3
GRANDAIRE |  | 215319215 | HRCU-A-CB | D5CSRAH18AAK | D5FSAAH18XBK | Singlezone Ducted, Centrally Ducted | 18000 | 13200 | 2.6 | 13000 | 2.3
SMART COMFORT |  | 215319131 | HRCU-A-CB | D5CSRAH18AAK | D5FSAAH18XBK | Singlezone Ducted, Centrally Ducted | 18000 | 13200 | 2.6 | 13000 | 2.3
LPS LEGACY |  | 215319193 | HRCU-A-CB | D5CLRAH48AAK | D5FLAAH48XAK | Singlezone Ducted, Centrally Ducted | 50000 | 40000 | 2.6 | 35200 | 1.9
GRANDAIRE |  | 215319221 | HRCU-A-CB | D5CLRAH48AAK | D5FLAAH48XAK | Singlezone Ducted, Centrally Ducted | 50000 | 40000 | 2.6 | 35200 | 1.9
TEMPSTAR |  | 215319109 | HRCU-A-CB | D5CLRAH48AAK | D5FLAAH48XAK | Singlezone Ducted, Centrally Ducted | 50000 | 40000 | 2.6 | 35200 | 1.9
SMART COMFORT |  | 215319137 | HRCU-A-CB | D5CLRAH48AAK | D5FLAAH48XAK | Singlezone Ducted, Centrally Ducted | 50000 | 40000 | 2.6 | 35200 | 1.9
AIRQUEST |  | 215319165 | HRCU-A-CB | D5CLRAH48AAK | D5FLAAH48XAK | Singlezone Ducted, Centrally Ducted | 50000 | 40000 | 2.6 | 35200 | 1.9
SMART COMFORT |  | 215319134 | HRCU-A-CB | D5CLHAH48AAK | D5FLAAH48XAK | Singlezone Ducted, Centrally Ducted | 50000 | 40000 | 2.5 | 46000 | 2
TEMPSTAR |  | 215319106 | HRCU-A-CB | D5CLHAH48AAK | D5FLAAH48XAK | Singlezone Ducted, Centrally Ducted | 50000 | 40000 | 2.5 | 46000 | 2
LPS LEGACY |  | 215319190 | HRCU-A-CB | D5CLHAH48AAK | D5FLAAH48XAK | Singlezone Ducted, Centrally Ducted | 50000 | 40000 | 2.5 | 46000 | 2
AIRQUEST |  | 215319162 | HRCU-A-CB | D5CLHAH48AAK | D5FLAAH48XAK | Singlezone Ducted, Centrally Ducted | 50000 | 40000 | 2.5 | 46000 | 2
GRANDAIRE |  | 215319218 | HRCU-A-CB | D5CLHAH48AAK | D5FLAAH48XAK | Singlezone Ducted, Centrally Ducted | 50000 | 40000 | 2.5 | 46000 | 2
GRANDAIRE |  | 215319214 | HRCU-A-CB | D5CSHAH33AAK | D5FSAAH36XBK | Singlezone Ducted, Centrally Ducted | 35000 | 27400 | 2.58 | 34000 | 2
LPS LEGACY |  | 215319186 | HRCU-A-CB | D5CSHAH33AAK | D5FSAAH36XBK | Singlezone Ducted, Centrally Ducted | 35000 | 27400 | 2.58 | 34000 | 2
AIRQUEST |  | 215319158 | HRCU-A-CB | D5CSHAH33AAK | D5FSAAH36XBK | Singlezone Ducted, Centrally Ducted | 35000 | 27400 | 2.58 | 34000 | 2
SMART COMFORT |  | 215319130 | HRCU-A-CB | D5CSHAH33AAK | D5FSAAH36XBK | Singlezone Ducted, Centrally Ducted | 35000 | 27400 | 2.58 | 34000 | 2
GRANDAIRE |  | 215319212 | HRCU-A-CB | D5CSHAH18AAK | D5FSAAH18XBK | Singlezone Ducted, Centrally Ducted | 19500 | 14000 | 2.6 | 18000 | 2.2
LPS LEGACY |  | 215319184 | HRCU-A-CB | D5CSHAH18AAK | D5FSAAH18XBK | Singlezone Ducted, Centrally Ducted | 19500 | 14000 | 2.6 | 18000 | 2.2
AIRQUEST |  | 215319156 | HRCU-A-CB | D5CSHAH18AAK | D5FSAAH18XBK | Singlezone Ducted, Centrally Ducted | 19500 | 14000 | 2.6 | 18000 | 2.2
SMART COMFORT |  | 215319128 | HRCU-A-CB | D5CSHAH18AAK | D5FSAAH18XBK | Singlezone Ducted, Centrally Ducted | 19500 | 14000 | 2.6 | 18000 | 2.2
HEIL |  | 215318987 | HRCU-A-CB | D5CUHAH48AAK | D5FUHAH60XAK | Singlezone Ducted, Centrally Ducted | 48000 | 34000 | 2.56 | 48000 | 2
KEEPRITE |  | 215319015 | HRCU-A-CB | D5CUHAH48AAK | D5FUHAH60XAK | Singlezone Ducted, Centrally Ducted | 48000 | 34000 | 2.56 | 48000 | 2
DAY & NIGHT |  | 215318959 | HRCU-A-CB | D5CUHAH48AAK | D5FUHAH60XAK | Singlezone Ducted, Centrally Ducted | 48000 | 34000 | 2.56 | 48000 | 2
MIDEA |  | 215318875 | HRCU-A-CB | 37MUHAQ48AA3 | 45MUHAQ60XX3 | Singlezone Ducted, Centrally Ducted | 48000 | 34000 | 2.56 | 48000 | 2
ARCOAIRE |  | 215318903 | HRCU-A-CB | D5CUHAH48AAK | D5FUHAH60XAK | Singlezone Ducted, Centrally Ducted | 48000 | 34000 | 2.56 | 48000 | 2
COMFORTMAKER |  | 215318931 | HRCU-A-CB | D5CUHAH48AAK | D5FUHAH60XAK | Singlezone Ducted, Centrally Ducted | 48000 | 34000 | 2.56 | 48000 | 2
MIDEA |  | 215319071 | HRCU-A-CB | D5CUHAH48AAK | D5FUHAH60XAK | Singlezone Ducted, Centrally Ducted | 48000 | 34000 | 2.56 | 48000 | 2
TEMPSTAR |  | 215319099 | HRCU-A-CB | D5CUHAH48AAK | D5FUHAH60XAK | Singlezone Ducted, Centrally Ducted | 48000 | 34000 | 2.56 | 48000 | 2
KENMORE |  | 215319043 | HRCU-A-CB | D5CUHAH48AAK | D5FUHAH60XAK | Singlezone Ducted, Centrally Ducted | 48000 | 34000 | 2.56 | 48000 | 2
KENMORE |  | 215319042 | HRCU-A-CB | D5CUHAH30AAK | D5FUHAH36XAK | Singlezone Ducted, Centrally Ducted | 33000 | 24000 | 2.69 | 33200 | 1.97
TEMPSTAR |  | 215319098 | HRCU-A-CB | D5CUHAH30AAK | D5FUHAH36XAK | Singlezone Ducted, Centrally Ducted | 33000 | 24000 | 2.69 | 33200 | 1.97
MIDEA |  | 215319070 | HRCU-A-CB | D5CUHAH30AAK | D5FUHAH36XAK | Singlezone Ducted, Centrally Ducted | 33000 | 24000 | 2.69 | 33200 | 1.97
COMFORTMAKER |  | 215318930 | HRCU-A-CB | D5CUHAH30AAK | D5FUHAH36XAK | Singlezone Ducted, Centrally Ducted | 33000 | 24000 | 2.69 | 33200 | 1.97
ARCOAIRE |  | 215318902 | HRCU-A-CB | D5CUHAH30AAK | D5FUHAH36XAK | Singlezone Ducted, Centrally Ducted | 33000 | 24000 | 2.69 | 33200 | 1.97
MIDEA |  | 215318874 | HRCU-A-CB | 37MUHAQ30AA3 | 45MUHAQ36XX3 | Singlezone Ducted, Centrally Ducted | 33000 | 24000 | 2.69 | 33200 | 1.97
DAY & NIGHT |  | 215318958 | HRCU-A-CB | D5CUHAH30AAK | D5FUHAH36XAK | Singlezone Ducted, Centrally Ducted | 33000 | 24000 | 2.69 | 33200 | 1.97
KEEPRITE |  | 215319014 | HRCU-A-CB | D5CUHAH30AAK | D5FUHAH36XAK | Singlezone Ducted, Centrally Ducted | 33000 | 24000 | 2.69 | 33200 | 1.97
HEIL |  | 215318986 | HRCU-A-CB | D5CUHAH30AAK | D5FUHAH36XAK | Singlezone Ducted, Centrally Ducted | 33000 | 24000 | 2.69 | 33200 | 1.97
HEIL |  | 215318985 | HRCU-A-CB | D5CUHAH18AAK | D5FUHAH24XAK | Singlezone Ducted, Centrally Ducted | 18000 | 14700 | 2.66 | 18600 | 2.12
KEEPRITE |  | 215319013 | HRCU-A-CB | D5CUHAH18AAK | D5FUHAH24XAK | Singlezone Ducted, Centrally Ducted | 18000 | 14700 | 2.66 | 18600 | 2.12
DAY & NIGHT |  | 215318957 | HRCU-A-CB | D5CUHAH18AAK | D5FUHAH24XAK | Singlezone Ducted, Centrally Ducted | 18000 | 14700 | 2.66 | 18600 | 2.12
MIDEA |  | 215318873 | HRCU-A-CB | 37MUHAQ18AA3 | 45MUHAQ24XX3 | Singlezone Ducted, Centrally Ducted | 18000 | 14700 | 2.66 | 18600 | 2.12
ARCOAIRE |  | 215318901 | HRCU-A-CB | D5CUHAH18AAK | D5FUHAH24XAK | Singlezone Ducted, Centrally Ducted | 18000 | 14700 | 2.66 | 18600 | 2.12
COMFORTMAKER |  | 215318929 | HRCU-A-CB | D5CUHAH18AAK | D5FUHAH24XAK | Singlezone Ducted, Centrally Ducted | 18000 | 14700 | 2.66 | 18600 | 2.12
MIDEA |  | 215319069 | HRCU-A-CB | D5CUHAH18AAK | D5FUHAH24XAK | Singlezone Ducted, Centrally Ducted | 18000 | 14700 | 2.66 | 18600 | 2.12
TEMPSTAR |  | 215319097 | HRCU-A-CB | D5CUHAH18AAK | D5FUHAH24XAK | Singlezone Ducted, Centrally Ducted | 18000 | 14700 | 2.66 | 18600 | 2.12
KENMORE |  | 215319041 | HRCU-A-CB | D5CUHAH18AAK | D5FUHAH24XAK | Singlezone Ducted, Centrally Ducted | 18000 | 14700 | 2.66 | 18600 | 2.12
HEIL |  | 215318995 | HRCU-A-CB | D5CLHAH58AAK | D5FLAAH60XAK | Singlezone Ducted, Centrally Ducted | 59000 | 41000 | 2.6 | 53000 | 2
KEEPRITE |  | 215319023 | HRCU-A-CB | D5CLHAH58AAK | D5FLAAH60XAK | Singlezone Ducted, Centrally Ducted | 59000 | 41000 | 2.6 | 53000 | 2
KENMORE |  | 215319051 | HRCU-A-CB | D5CLHAH58AAK | D5FLAAH60XAK | Singlezone Ducted, Centrally Ducted | 59000 | 41000 | 2.6 | 53000 | 2
MIDEA |  | 215319079 | HRCU-A-CB | D5CLHAH58AAK | D5FLAAH60XAK | Singlezone Ducted, Centrally Ducted | 59000 | 41000 | 2.6 | 53000 | 2
WEATHERMAKER |  | 215318855 | HRCU-A-CB | 37MBHAQ58AA3 | 45MBAAQ60XA3 | Singlezone Ducted, Centrally Ducted | 59000 | 41000 | 2.6 | 53000 | 2
MIDEA |  | 215318883 | HRCU-A-CB | 37MBHAQ58AA3 | 45MBAAQ60XA3 | Singlezone Ducted, Centrally Ducted | 59000 | 41000 | 2.6 | 53000 | 2
ARCOAIRE |  | 215318911 | HRCU-A-CB | D5CLHAH58AAK | D5FLAAH60XAK | Singlezone Ducted, Centrally Ducted | 59000 | 41000 | 2.6 | 53000 | 2
COMFORTMAKER |  | 215318939 | HRCU-A-CB | D5CLHAH58AAK | D5FLAAH60XAK | Singlezone Ducted, Centrally Ducted | 59000 | 41000 | 2.6 | 53000 | 2
DAY & NIGHT |  | 215318967 | HRCU-A-CB | D5CLHAH58AAK | D5FLAAH60XAK | Singlezone Ducted, Centrally Ducted | 59000 | 41000 | 2.6 | 53000 | 2
KENMORE |  | 215319038 | HRCU-A-CB | D5CURAH36AAK | D5FUAAH36XAK | Singlezone Ducted, Centrally Ducted | 36000 | 25600 | 2.6 | 27000 | 2
TEMPSTAR |  | 215319094 | HRCU-A-CB | D5CURAH36AAK | D5FUAAH36XAK | Singlezone Ducted, Centrally Ducted | 36000 | 25600 | 2.6 | 27000 | 2
MIDEA |  | 215319066 | HRCU-A-CB | D5CURAH36AAK | D5FUAAH36XAK | Singlezone Ducted, Centrally Ducted | 36000 | 25600 | 2.6 | 27000 | 2
COMFORTMAKER |  | 215318926 | HRCU-A-CB | D5CURAH36AAK | D5FUAAH36XAK | Singlezone Ducted, Centrally Ducted | 36000 | 25600 | 2.6 | 27000 | 2
ARCOAIRE |  | 215318898 | HRCU-A-CB | D5CURAH36AAK | D5FUAAH36XAK | Singlezone Ducted, Centrally Ducted | 36000 | 25600 | 2.6 | 27000 | 2
MIDEA |  | 215318870 | HRCU-A-CB | 37MURAQ36AA3 | 45MUAAQ36XX3 | Singlezone Ducted, Centrally Ducted | 36000 | 25600 | 2.6 | 27000 | 2
DAY & NIGHT |  | 215318954 | HRCU-A-CB | D5CURAH36AAK | D5FUAAH36XAK | Singlezone Ducted, Centrally Ducted | 36000 | 25600 | 2.6 | 27000 | 2
KEEPRITE |  | 215319010 | HRCU-A-CB | D5CURAH36AAK | D5FUAAH36XAK | Singlezone Ducted, Centrally Ducted | 36000 | 25600 | 2.6 | 27000 | 2
HEIL |  | 215318982 | HRCU-A-CB | D5CURAH36AAK | D5FUAAH36XAK | Singlezone Ducted, Centrally Ducted | 36000 | 25600 | 2.6 | 27000 | 2
KENMORE |  | 215319034 | HRCU-A-CB | D5CUHAH60AAK | D5FUHAH60XAK | Singlezone Ducted, Centrally Ducted | 55000 | 35000 | 2.5 | 54000 | 1.9
TEMPSTAR |  | 215319090 | HRCU-A-CB | D5CUHAH60AAK | D5FUHAH60XAK | Singlezone Ducted, Centrally Ducted | 55000 | 35000 | 2.5 | 54000 | 1.9
MIDEA |  | 215319062 | HRCU-A-CB | D5CUHAH60AAK | D5FUHAH60XAK | Singlezone Ducted, Centrally Ducted | 55000 | 35000 | 2.5 | 54000 | 1.9
COMFORTMAKER |  | 215318922 | HRCU-A-CB | D5CUHAH60AAK | D5FUHAH60XAK | Singlezone Ducted, Centrally Ducted | 55000 | 35000 | 2.5 | 54000 | 1.9
ARCOAIRE |  | 215318894 | HRCU-A-CB | D5CUHAH60AAK | D5FUHAH60XAK | Singlezone Ducted, Centrally Ducted | 55000 | 35000 | 2.5 | 54000 | 1.9
MIDEA |  | 215318866 | HRCU-A-CB | 37MUHAQ60AA3 | 45MUHAQ60XX3 | Singlezone Ducted, Centrally Ducted | 55000 | 35000 | 2.5 | 54000 | 1.9
DAY & NIGHT |  | 215318950 | HRCU-A-CB | D5CUHAH60AAK | D5FUHAH60XAK | Singlezone Ducted, Centrally Ducted | 55000 | 35000 | 2.5 | 54000 | 1.9
KEEPRITE |  | 215319006 | HRCU-A-CB | D5CUHAH60AAK | D5FUHAH60XAK | Singlezone Ducted, Centrally Ducted | 55000 | 35000 | 2.5 | 54000 | 1.9
HEIL |  | 215318978 | HRCU-A-CB | D5CUHAH60AAK | D5FUHAH60XAK | Singlezone Ducted, Centrally Ducted | 55000 | 35000 | 2.5 | 54000 | 1.9
KENMORE |  | 215319032 | HRCU-A-CB | D5CUHAH48AAK | D5FUAAH48XAK | Singlezone Ducted, Centrally Ducted | 50000 | 37000 | 2.7 | 46000 | 1.9
TEMPSTAR |  | 215319088 | HRCU-A-CB | D5CUHAH48AAK | D5FUAAH48XAK | Singlezone Ducted, Centrally Ducted | 50000 | 37000 | 2.7 | 46000 | 1.9
MIDEA |  | 215319060 | HRCU-A-CB | D5CUHAH48AAK | D5FUAAH48XAK | Singlezone Ducted, Centrally Ducted | 50000 | 37000 | 2.7 | 46000 | 1.9
COMFORTMAKER |  | 215318920 | HRCU-A-CB | D5CUHAH48AAK | D5FUAAH48XAK | Singlezone Ducted, Centrally Ducted | 50000 | 37000 | 2.7 | 46000 | 1.9
ARCOAIRE |  | 215318892 | HRCU-A-CB | D5CUHAH48AAK | D5FUAAH48XAK | Singlezone Ducted, Centrally Ducted | 50000 | 37000 | 2.7 | 46000 | 1.9
MIDEA |  | 215318864 | HRCU-A-CB | 37MUHAQ48AA3 | 45MUAAQ48XX3 | Singlezone Ducted, Centrally Ducted | 50000 | 37000 | 2.7 | 46000 | 1.9
DAY & NIGHT |  | 215318948 | HRCU-A-CB | D5CUHAH48AAK | D5FUAAH48XAK | Singlezone Ducted, Centrally Ducted | 50000 | 37000 | 2.7 | 46000 | 1.9
KEEPRITE |  | 215319004 | HRCU-A-CB | D5CUHAH48AAK | D5FUAAH48XAK | Singlezone Ducted, Centrally Ducted | 50000 | 37000 | 2.7 | 46000 | 1.9
HEIL |  | 215318976 | HRCU-A-CB | D5CUHAH48AAK | D5FUAAH48XAK | Singlezone Ducted, Centrally Ducted | 50000 | 37000 | 2.7 | 46000 | 1.9
HEIL |  | 215318975 | HRCU-A-CB | D5CUHAH36AAK | D5FUAAH36XAK | Singlezone Ducted, Centrally Ducted | 37000 | 31800 | 2.56 | 39000 | 1.9
KEEPRITE |  | 215319003 | HRCU-A-CB | D5CUHAH36AAK | D5FUAAH36XAK | Singlezone Ducted, Centrally Ducted | 37000 | 31800 | 2.56 | 39000 | 1.9
DAY & NIGHT |  | 215318947 | HRCU-A-CB | D5CUHAH36AAK | D5FUAAH36XAK | Singlezone Ducted, Centrally Ducted | 37000 | 31800 | 2.56 | 39000 | 1.9
MIDEA |  | 215318863 | HRCU-A-CB | 37MUHAQ36AA3 | 45MUAAQ36XX3 | Singlezone Ducted, Centrally Ducted | 37000 | 31800 | 2.56 | 39000 | 1.9
ARCOAIRE |  | 215318891 | HRCU-A-CB | D5CUHAH36AAK | D5FUAAH36XAK | Singlezone Ducted, Centrally Ducted | 37000 | 31800 | 2.56 | 39000 | 1.9
COMFORTMAKER |  | 215318919 | HRCU-A-CB | D5CUHAH36AAK | D5FUAAH36XAK | Singlezone Ducted, Centrally Ducted | 37000 | 31800 | 2.56 | 39000 | 1.9
MIDEA |  | 215319059 | HRCU-A-CB | D5CUHAH36AAK | D5FUAAH36XAK | Singlezone Ducted, Centrally Ducted | 37000 | 31800 | 2.56 | 39000 | 1.9
TEMPSTAR |  | 215319087 | HRCU-A-CB | D5CUHAH36AAK | D5FUAAH36XAK | Singlezone Ducted, Centrally Ducted | 37000 | 31800 | 2.56 | 39000 | 1.9
KENMORE |  | 215319031 | HRCU-A-CB | D5CUHAH36AAK | D5FUAAH36XAK | Singlezone Ducted, Centrally Ducted | 37000 | 31800 | 2.56 | 39000 | 1.9
KENMORE |  | 215319030 | HRCU-A-CB | D5CUHAH30AAK | D5FUAAH30XAK | Singlezone Ducted, Centrally Ducted | 34000 | 23800 | 2.76 | 32600 | 1.96
TEMPSTAR |  | 215319086 | HRCU-A-CB | D5CUHAH30AAK | D5FUAAH30XAK | Singlezone Ducted, Centrally Ducted | 34000 | 23800 | 2.76 | 32600 | 1.96
MIDEA |  | 215319058 | HRCU-A-CB | D5CUHAH30AAK | D5FUAAH30XAK | Singlezone Ducted, Centrally Ducted | 34000 | 23800 | 2.76 | 32600 | 1.96
COMFORTMAKER |  | 215318918 | HRCU-A-CB | D5CUHAH30AAK | D5FUAAH30XAK | Singlezone Ducted, Centrally Ducted | 34000 | 23800 | 2.76 | 32600 | 1.96
ARCOAIRE |  | 215318890 | HRCU-A-CB | D5CUHAH30AAK | D5FUAAH30XAK | Singlezone Ducted, Centrally Ducted | 34000 | 23800 | 2.76 | 32600 | 1.96
MIDEA |  | 215318862 | HRCU-A-CB | 37MUHAQ30AA3 | 45MUAAQ30XX3 | Singlezone Ducted, Centrally Ducted | 34000 | 23800 | 2.76 | 32600 | 1.96
DAY & NIGHT |  | 215318946 | HRCU-A-CB | D5CUHAH30AAK | D5FUAAH30XAK | Singlezone Ducted, Centrally Ducted | 34000 | 23800 | 2.76 | 32600 | 1.96
KEEPRITE |  | 215319002 | HRCU-A-CB | D5CUHAH30AAK | D5FUAAH30XAK | Singlezone Ducted, Centrally Ducted | 34000 | 23800 | 2.76 | 32600 | 1.96
HEIL |  | 215318974 | HRCU-A-CB | D5CUHAH30AAK | D5FUAAH30XAK | Singlezone Ducted, Centrally Ducted | 34000 | 23800 | 2.76 | 32600 | 1.96
HEIL |  | 215318973 | HRCU-A-CB | D5CUHAH24AAK | D5FUHAH24XAK | Singlezone Ducted, Centrally Ducted | 24000 | 19000 | 2.64 | 20600 | 2.14
KEEPRITE |  | 215319001 | HRCU-A-CB | D5CUHAH24AAK | D5FUHAH24XAK | Singlezone Ducted, Centrally Ducted | 24000 | 19000 | 2.64 | 20600 | 2.14
DAY & NIGHT |  | 215318945 | HRCU-A-CB | D5CUHAH24AAK | D5FUHAH24XAK | Singlezone Ducted, Centrally Ducted | 24000 | 19000 | 2.64 | 20600 | 2.14
MIDEA |  | 215318861 | HRCU-A-CB | 37MUHAQ24AA3 | 45MUHAQ24XX3 | Singlezone Ducted, Centrally Ducted | 24000 | 19000 | 2.64 | 20600 | 2.14
ARCOAIRE |  | 215318889 | HRCU-A-CB | D5CUHAH24AAK | D5FUHAH24XAK | Singlezone Ducted, Centrally Ducted | 24000 | 19000 | 2.64 | 20600 | 2.14
COMFORTMAKER |  | 215318917 | HRCU-A-CB | D5CUHAH24AAK | D5FUHAH24XAK | Singlezone Ducted, Centrally Ducted | 24000 | 19000 | 2.64 | 20600 | 2.14
MIDEA |  | 215319057 | HRCU-A-CB | D5CUHAH24AAK | D5FUHAH24XAK | Singlezone Ducted, Centrally Ducted | 24000 | 19000 | 2.64 | 20600 | 2.14
TEMPSTAR |  | 215319085 | HRCU-A-CB | D5CUHAH24AAK | D5FUHAH24XAK | Singlezone Ducted, Centrally Ducted | 24000 | 19000 | 2.64 | 20600 | 2.14
KENMORE |  | 215319029 | HRCU-A-CB | D5CUHAH24AAK | D5FUHAH24XAK | Singlezone Ducted, Centrally Ducted | 24000 | 19000 | 2.64 | 20600 | 2.14
HEIL |  | 215318971 | HRCU-A-CB | D5CUHAH18AAK | D5FUAAH18XAK | Singlezone Ducted, Centrally Ducted | 19000 | 15000 | 2.6 | 18000 | 2
KEEPRITE |  | 215318999 | HRCU-A-CB | D5CUHAH18AAK | D5FUAAH18XAK | Singlezone Ducted, Centrally Ducted | 19000 | 15000 | 2.6 | 18000 | 2
DAY & NIGHT |  | 215318943 | HRCU-A-CB | D5CUHAH18AAK | D5FUAAH18XAK | Singlezone Ducted, Centrally Ducted | 19000 | 15000 | 2.6 | 18000 | 2
MIDEA |  | 215318859 | HRCU-A-CB | 37MUHAQ18AA3 | 45MUAAQ18XX3 | Singlezone Ducted, Centrally Ducted | 19000 | 15000 | 2.6 | 18000 | 2
ARCOAIRE |  | 215318887 | HRCU-A-CB | D5CUHAH18AAK | D5FUAAH18XAK | Singlezone Ducted, Centrally Ducted | 19000 | 15000 | 2.6 | 18000 | 2
COMFORTMAKER |  | 215318915 | HRCU-A-CB | D5CUHAH18AAK | D5FUAAH18XAK | Singlezone Ducted, Centrally Ducted | 19000 | 15000 | 2.6 | 18000 | 2
MIDEA |  | 215319055 | HRCU-A-CB | D5CUHAH18AAK | D5FUAAH18XAK | Singlezone Ducted, Centrally Ducted | 19000 | 15000 | 2.6 | 18000 | 2
TEMPSTAR |  | 215319083 | HRCU-A-CB | D5CUHAH18AAK | D5FUAAH18XAK | Singlezone Ducted, Centrally Ducted | 19000 | 15000 | 2.6 | 18000 | 2
KENMORE |  | 215319027 | HRCU-A-CB | D5CUHAH18AAK | D5FUAAH18XAK | Singlezone Ducted, Centrally Ducted | 19000 | 15000 | 2.6 | 18000 | 2
DAY & NIGHT |  | 215318963 | HRCU-A-CB | D5CSRAH18AAK | D5FSAAH18XBK | Singlezone Ducted, Centrally Ducted | 18000 | 13200 | 2.6 | 13000 | 2.3
COMFORTMAKER |  | 215318935 | HRCU-A-CB | D5CSRAH18AAK | D5FSAAH18XBK | Singlezone Ducted, Centrally Ducted | 18000 | 13200 | 2.6 | 13000 | 2.3
MIDEA |  | 215318879 | HRCU-A-CB | 37MARAQ18AA3 | 45MBAAQ18XB3 | Singlezone Ducted, Centrally Ducted | 18000 | 13200 | 2.6 | 13000 | 2.3
ARCOAIRE |  | 215318907 | HRCU-A-CB | D5CSRAH18AAK | D5FSAAH18XBK | Singlezone Ducted, Centrally Ducted | 18000 | 13200 | 2.6 | 13000 | 2.3
TEMPSTAR |  | 215319103 | HRCU-A-CB | D5CSRAH18AAK | D5FSAAH18XBK | Singlezone Ducted, Centrally Ducted | 18000 | 13200 | 2.6 | 13000 | 2.3
MIDEA |  | 215319075 | HRCU-A-CB | D5CSRAH18AAK | D5FSAAH18XBK | Singlezone Ducted, Centrally Ducted | 18000 | 13200 | 2.6 | 13000 | 2.3
HEIL |  | 215318991 | HRCU-A-CB | D5CSRAH18AAK | D5FSAAH18XBK | Singlezone Ducted, Centrally Ducted | 18000 | 13200 | 2.6 | 13000 | 2.3
KEEPRITE |  | 215319019 | HRCU-A-CB | D5CSRAH18AAK | D5FSAAH18XBK | Singlezone Ducted, Centrally Ducted | 18000 | 13200 | 2.6 | 13000 | 2.3
KENMORE |  | 215319047 | HRCU-A-CB | D5CSRAH18AAK | D5FSAAH18XBK | Singlezone Ducted, Centrally Ducted | 18000 | 13200 | 2.6 | 13000 | 2.3
COMFORTMAKER |  | 215318941 | HRCU-A-CB | D5CLRAH48AAK | D5FLAAH48XAK | Singlezone Ducted, Centrally Ducted | 50000 | 40000 | 2.6 | 35200 | 1.9
DAY & NIGHT |  | 215318969 | HRCU-A-CB | D5CLRAH48AAK | D5FLAAH48XAK | Singlezone Ducted, Centrally Ducted | 50000 | 40000 | 2.6 | 35200 | 1.9
HEIL |  | 215318997 | HRCU-A-CB | D5CLRAH48AAK | D5FLAAH48XAK | Singlezone Ducted, Centrally Ducted | 50000 | 40000 | 2.6 | 35200 | 1.9
ARCOAIRE |  | 215318913 | HRCU-A-CB | D5CLRAH48AAK | D5FLAAH48XAK | Singlezone Ducted, Centrally Ducted | 50000 | 40000 | 2.6 | 35200 | 1.9
WEATHERMAKER |  | 215318857 | HRCU-A-CB | 37MBRAQ48AA3 | 45MBAAQ48XA3 | Singlezone Ducted, Centrally Ducted | 50000 | 40000 | 2.6 | 35200 | 1.9
MIDEA |  | 215318885 | HRCU-A-CB | 37MBRAQ48AA3 | 45MBAAQ48XA3 | Singlezone Ducted, Centrally Ducted | 50000 | 40000 | 2.6 | 35200 | 1.9
KEEPRITE |  | 215319025 | HRCU-A-CB | D5CLRAH48AAK | D5FLAAH48XAK | Singlezone Ducted, Centrally Ducted | 50000 | 40000 | 2.6 | 35200 | 1.9
KENMORE |  | 215319053 | HRCU-A-CB | D5CLRAH48AAK | D5FLAAH48XAK | Singlezone Ducted, Centrally Ducted | 50000 | 40000 | 2.6 | 35200 | 1.9
MIDEA |  | 215319081 | HRCU-A-CB | D5CLRAH48AAK | D5FLAAH48XAK | Singlezone Ducted, Centrally Ducted | 50000 | 40000 | 2.6 | 35200 | 1.9
ARCOAIRE |  | 215318910 | HRCU-A-CB | D5CLHAH48AAK | D5FLAAH48XAK | Singlezone Ducted, Centrally Ducted | 50000 | 40000 | 2.5 | 46000 | 2
MIDEA |  | 215318882 | HRCU-A-CB | 37MBHAQ48AA3 | 45MBAAQ48XA3 | Singlezone Ducted, Centrally Ducted | 50000 | 40000 | 2.5 | 46000 | 2
DAY & NIGHT |  | 215318966 | HRCU-A-CB | D5CLHAH48AAK | D5FLAAH48XAK | Singlezone Ducted, Centrally Ducted | 50000 | 40000 | 2.5 | 46000 | 2
COMFORTMAKER |  | 215318938 | HRCU-A-CB | D5CLHAH48AAK | D5FLAAH48XAK | Singlezone Ducted, Centrally Ducted | 50000 | 40000 | 2.5 | 46000 | 2
KEEPRITE |  | 215319022 | HRCU-A-CB | D5CLHAH48AAK | D5FLAAH48XAK | Singlezone Ducted, Centrally Ducted | 50000 | 40000 | 2.5 | 46000 | 2
HEIL |  | 215318994 | HRCU-A-CB | D5CLHAH48AAK | D5FLAAH48XAK | Singlezone Ducted, Centrally Ducted | 50000 | 40000 | 2.5 | 46000 | 2
MIDEA |  | 215319078 | HRCU-A-CB | D5CLHAH48AAK | D5FLAAH48XAK | Singlezone Ducted, Centrally Ducted | 50000 | 40000 | 2.5 | 46000 | 2
KENMORE |  | 215319050 | HRCU-A-CB | D5CLHAH48AAK | D5FLAAH48XAK | Singlezone Ducted, Centrally Ducted | 50000 | 40000 | 2.5 | 46000 | 2
TEMPSTAR |  | 215319102 | HRCU-A-CB | D5CSHAH33AAK | D5FSAAH36XBK | Singlezone Ducted, Centrally Ducted | 35000 | 27400 | 2.58 | 34000 | 2
MIDEA |  | 215319074 | HRCU-A-CB | D5CSHAH33AAK | D5FSAAH36XBK | Singlezone Ducted, Centrally Ducted | 35000 | 27400 | 2.58 | 34000 | 2
KENMORE |  | 215319046 | HRCU-A-CB | D5CSHAH33AAK | D5FSAAH36XBK | Singlezone Ducted, Centrally Ducted | 35000 | 27400 | 2.58 | 34000 | 2
KEEPRITE |  | 215319018 | HRCU-A-CB | D5CSHAH33AAK | D5FSAAH36XBK | Singlezone Ducted, Centrally Ducted | 35000 | 27400 | 2.58 | 34000 | 2
HEIL |  | 215318990 | HRCU-A-CB | D5CSHAH33AAK | D5FSAAH36XBK | Singlezone Ducted, Centrally Ducted | 35000 | 27400 | 2.58 | 34000 | 2
DAY & NIGHT |  | 215318962 | HRCU-A-CB | D5CSHAH33AAK | D5FSAAH36XBK | Singlezone Ducted, Centrally Ducted | 35000 | 27400 | 2.58 | 34000 | 2
COMFORTMAKER |  | 215318934 | HRCU-A-CB | D5CSHAH33AAK | D5FSAAH36XBK | Singlezone Ducted, Centrally Ducted | 35000 | 27400 | 2.58 | 34000 | 2
ARCOAIRE |  | 215318906 | HRCU-A-CB | D5CSHAH33AAK | D5FSAAH36XBK | Singlezone Ducted, Centrally Ducted | 35000 | 27400 | 2.58 | 34000 | 2
MIDEA |  | 215318878 | HRCU-A-CB | 37MAHAQ33AA3 | 45MBAAQ36XB3 | Singlezone Ducted, Centrally Ducted | 35000 | 27400 | 2.58 | 34000 | 2
TEMPSTAR |  | 215319100 | HRCU-A-CB | D5CSHAH18AAK | D5FSAAH18XBK | Singlezone Ducted, Centrally Ducted | 19500 | 14000 | 2.6 | 18000 | 2.2
MIDEA |  | 215319072 | HRCU-A-CB | D5CSHAH18AAK | D5FSAAH18XBK | Singlezone Ducted, Centrally Ducted | 19500 | 14000 | 2.6 | 18000 | 2.2
KENMORE |  | 215319044 | HRCU-A-CB | D5CSHAH18AAK | D5FSAAH18XBK | Singlezone Ducted, Centrally Ducted | 19500 | 14000 | 2.6 | 18000 | 2.2
KEEPRITE |  | 215319016 | HRCU-A-CB | D5CSHAH18AAK | D5FSAAH18XBK | Singlezone Ducted, Centrally Ducted | 19500 | 14000 | 2.6 | 18000 | 2.2
HEIL |  | 215318988 | HRCU-A-CB | D5CSHAH18AAK | D5FSAAH18XBK | Singlezone Ducted, Centrally Ducted | 19500 | 14000 | 2.6 | 18000 | 2.2
DAY & NIGHT |  | 215318960 | HRCU-A-CB | D5CSHAH18AAK | D5FSAAH18XBK | Singlezone Ducted, Centrally Ducted | 19500 | 14000 | 2.6 | 18000 | 2.2
COMFORTMAKER |  | 215318932 | HRCU-A-CB | D5CSHAH18AAK | D5FSAAH18XBK | Singlezone Ducted, Centrally Ducted | 19500 | 14000 | 2.6 | 18000 | 2.2
ARCOAIRE |  | 215318904 | HRCU-A-CB | D5CSHAH18AAK | D5FSAAH18XBK | Singlezone Ducted, Centrally Ducted | 19500 | 14000 | 2.6 | 18000 | 2.2
MIDEA |  | 215318876 | HRCU-A-CB | 37MAHAQ18AA3 | 45MBAAQ18XB3 | Singlezone Ducted, Centrally Ducted | 19500 | 14000 | 2.6 | 18000 | 2.2
WEATHERMAKER |  | 215318847 | HRCU-A-CB | 37MUHAQ48AA3 | 45MUHAQ60XX3 | Singlezone Ducted, Centrally Ducted | 48000 | 34000 | 2.56 | 48000 | 2
BRYANT |  | 215318791 | HRCU-A-CB | 37MUHAQ48AA3 | 45MUHAQ60XX3 | Singlezone Ducted, Centrally Ducted | 48000 | 34000 | 2.56 | 48000 | 2
PAYNE |  | 215318819 | HRCU-A-CB | 37MUHAQ48AA3 | 45MUHAQ60XX3 | Singlezone Ducted, Centrally Ducted | 48000 | 34000 | 2.56 | 48000 | 2
CARRIER |  | 215318763 | HRCU-A-CB | 37MUHAQ48AA3 | 45MUHAQ60XX3 | Singlezone Ducted, Centrally Ducted | 48000 | 34000 | 2.56 | 48000 | 2
CARRIER |  | 215318762 | HRCU-A-CB | 37MUHAQ30AA3 | 45MUHAQ36XX3 | Singlezone Ducted, Centrally Ducted | 33000 | 24000 | 2.69 | 33200 | 1.97
PAYNE |  | 215318818 | HRCU-A-CB | 37MUHAQ30AA3 | 45MUHAQ36XX3 | Singlezone Ducted, Centrally Ducted | 33000 | 24000 | 2.69 | 33200 | 1.97
BRYANT |  | 215318790 | HRCU-A-CB | 37MUHAQ30AA3 | 45MUHAQ36XX3 | Singlezone Ducted, Centrally Ducted | 33000 | 24000 | 2.69 | 33200 | 1.97
WEATHERMAKER |  | 215318846 | HRCU-A-CB | 37MUHAQ30AA3 | 45MUHAQ36XX3 | Singlezone Ducted, Centrally Ducted | 33000 | 24000 | 2.69 | 33200 | 1.97
WEATHERMAKER |  | 215318845 | HRCU-A-CB | 37MUHAQ18AA3 | 45MUHAQ24XX3 | Singlezone Ducted, Centrally Ducted | 18000 | 14700 | 2.66 | 18600 | 2.12
BRYANT |  | 215318789 | HRCU-A-CB | 37MUHAQ18AA3 | 45MUHAQ24XX3 | Singlezone Ducted, Centrally Ducted | 18000 | 14700 | 2.66 | 18600 | 2.12
PAYNE |  | 215318817 | HRCU-A-CB | 37MUHAQ18AA3 | 45MUHAQ24XX3 | Singlezone Ducted, Centrally Ducted | 18000 | 14700 | 2.66 | 18600 | 2.12
CARRIER |  | 215318761 | HRCU-A-CB | 37MUHAQ18AA3 | 45MUHAQ24XX3 | Singlezone Ducted, Centrally Ducted | 18000 | 14700 | 2.66 | 18600 | 2.12
CARRIER |  | 215318771 | HRCU-A-CB | 37MBHAQ58AA3 | 45MBAAQ60XA3 | Singlezone Ducted, Centrally Ducted | 59000 | 41000 | 2.6 | 53000 | 2
BRYANT |  | 215318799 | HRCU-A-CB | 37MBHAQ58AA3 | 45MBAAQ60XA3 | Singlezone Ducted, Centrally Ducted | 59000 | 41000 | 2.6 | 53000 | 2
PAYNE |  | 215318827 | HRCU-A-CB | 37MBHAQ58AA3 | 45MBAAQ60XA3 | Singlezone Ducted, Centrally Ducted | 59000 | 41000 | 2.6 | 53000 | 2
CARRIER |  | 215318758 | HRCU-A-CB | 37MURAQ36AA3 | 45MUAAQ36XX3 | Singlezone Ducted, Centrally Ducted | 36000 | 25600 | 2.6 | 27000 | 2
PAYNE |  | 215318814 | HRCU-A-CB | 37MURAQ36AA3 | 45MUAAQ36XX3 | Singlezone Ducted, Centrally Ducted | 36000 | 25600 | 2.6 | 27000 | 2
BRYANT |  | 215318786 | HRCU-A-CB | 37MURAQ36AA3 | 45MUAAQ36XX3 | Singlezone Ducted, Centrally Ducted | 36000 | 25600 | 2.6 | 27000 | 2
WEATHERMAKER |  | 215318842 | HRCU-A-CB | 37MURAQ36AA3 | 45MUAAQ36XX3 | Singlezone Ducted, Centrally Ducted | 36000 | 25600 | 2.6 | 27000 | 2
CARRIER |  | 215318754 | HRCU-A-CB | 37MUHAQ60AA3 | 45MUHAQ60XX3 | Singlezone Ducted, Centrally Ducted | 55000 | 35000 | 2.5 | 54000 | 1.9
PAYNE |  | 215318810 | HRCU-A-CB | 37MUHAQ60AA3 | 45MUHAQ60XX3 | Singlezone Ducted, Centrally Ducted | 55000 | 35000 | 2.5 | 54000 | 1.9
BRYANT |  | 215318782 | HRCU-A-CB | 37MUHAQ60AA3 | 45MUHAQ60XX3 | Singlezone Ducted, Centrally Ducted | 55000 | 35000 | 2.5 | 54000 | 1.9
WEATHERMAKER |  | 215318838 | HRCU-A-CB | 37MUHAQ60AA3 | 45MUHAQ60XX3 | Singlezone Ducted, Centrally Ducted | 55000 | 35000 | 2.5 | 54000 | 1.9
CARRIER |  | 215318752 | HRCU-A-CB | 37MUHAQ48AA3 | 45MUAAQ48XX3 | Singlezone Ducted, Centrally Ducted | 50000 | 37000 | 2.7 | 46000 | 1.9
PAYNE |  | 215318808 | HRCU-A-CB | 37MUHAQ48AA3 | 45MUAAQ48XX3 | Singlezone Ducted, Centrally Ducted | 50000 | 37000 | 2.7 | 46000 | 1.9
BRYANT |  | 215318780 | HRCU-A-CB | 37MUHAQ48AA3 | 45MUAAQ48XX3 | Singlezone Ducted, Centrally Ducted | 50000 | 37000 | 2.7 | 46000 | 1.9
WEATHERMAKER |  | 215318836 | HRCU-A-CB | 37MUHAQ48AA3 | 45MUAAQ48XX3 | Singlezone Ducted, Centrally Ducted | 50000 | 37000 | 2.7 | 46000 | 1.9
WEATHERMAKER |  | 215318835 | HRCU-A-CB | 37MUHAQ36AA3 | 45MUAAQ36XX3 | Singlezone Ducted, Centrally Ducted | 37000 | 31800 | 2.56 | 39000 | 1.9
BRYANT |  | 215318779 | HRCU-A-CB | 37MUHAQ36AA3 | 45MUAAQ36XX3 | Singlezone Ducted, Centrally Ducted | 37000 | 31800 | 2.56 | 39000 | 1.9
PAYNE |  | 215318807 | HRCU-A-CB | 37MUHAQ36AA3 | 45MUAAQ36XX3 | Singlezone Ducted, Centrally Ducted | 37000 | 31800 | 2.56 | 39000 | 1.9
CARRIER |  | 215318751 | HRCU-A-CB | 37MUHAQ36AA3 | 45MUAAQ36XX3 | Singlezone Ducted, Centrally Ducted | 37000 | 31800 | 2.56 | 39000 | 1.9
CARRIER |  | 215318750 | HRCU-A-CB | 37MUHAQ30AA3 | 45MUAAQ30XX3 | Singlezone Ducted, Centrally Ducted | 34000 | 23800 | 2.76 | 32600 | 1.96
PAYNE |  | 215318806 | HRCU-A-CB | 37MUHAQ30AA3 | 45MUAAQ30XX3 | Singlezone Ducted, Centrally Ducted | 34000 | 23800 | 2.76 | 32600 | 1.96
BRYANT |  | 215318778 | HRCU-A-CB | 37MUHAQ30AA3 | 45MUAAQ30XX3 | Singlezone Ducted, Centrally Ducted | 34000 | 23800 | 2.76 | 32600 | 1.96
WEATHERMAKER |  | 215318834 | HRCU-A-CB | 37MUHAQ30AA3 | 45MUAAQ30XX3 | Singlezone Ducted, Centrally Ducted | 34000 | 23800 | 2.76 | 32600 | 1.96
WEATHERMAKER |  | 215318833 | HRCU-A-CB | 37MUHAQ24AA3 | 45MUHAQ24XX3 | Singlezone Ducted, Centrally Ducted | 24000 | 19000 | 2.64 | 20600 | 2.14
BRYANT |  | 215318777 | HRCU-A-CB | 37MUHAQ24AA3 | 45MUHAQ24XX3 | Singlezone Ducted, Centrally Ducted | 24000 | 19000 | 2.64 | 20600 | 2.14
PAYNE |  | 215318805 | HRCU-A-CB | 37MUHAQ24AA3 | 45MUHAQ24XX3 | Singlezone Ducted, Centrally Ducted | 24000 | 19000 | 2.64 | 20600 | 2.14
CARRIER |  | 215318749 | HRCU-A-CB | 37MUHAQ24AA3 | 45MUHAQ24XX3 | Singlezone Ducted, Centrally Ducted | 24000 | 19000 | 2.64 | 20600 | 2.14
WEATHERMAKER |  | 215318831 | HRCU-A-CB | 37MUHAQ18AA3 | 45MUAAQ18XX3 | Singlezone Ducted, Centrally Ducted | 19000 | 15000 | 2.6 | 18000 | 2
BRYANT |  | 215318775 | HRCU-A-CB | 37MUHAQ18AA3 | 45MUAAQ18XX3 | Singlezone Ducted, Centrally Ducted | 19000 | 15000 | 2.6 | 18000 | 2
PAYNE |  | 215318803 | HRCU-A-CB | 37MUHAQ18AA3 | 45MUAAQ18XX3 | Singlezone Ducted, Centrally Ducted | 19000 | 15000 | 2.6 | 18000 | 2
CARRIER |  | 215318747 | HRCU-A-CB | 37MUHAQ18AA3 | 45MUAAQ18XX3 | Singlezone Ducted, Centrally Ducted | 19000 | 15000 | 2.6 | 18000 | 2
BRYANT |  | 215318795 | HRCU-A-CB | 37MARAQ18AA3 | 45MBAAQ18XB3 | Singlezone Ducted, Centrally Ducted | 18000 | 13200 | 2.6 | 13000 | 2.3
PAYNE |  | 215318823 | HRCU-A-CB | 37MARAQ18AA3 | 45MBAAQ18XB3 | Singlezone Ducted, Centrally Ducted | 18000 | 13200 | 2.6 | 13000 | 2.3
WEATHERMAKER |  | 215318851 | HRCU-A-CB | 37MARAQ18AA3 | 45MBAAQ18XB3 | Singlezone Ducted, Centrally Ducted | 18000 | 13200 | 2.6 | 13000 | 2.3
CARRIER |  | 215318767 | HRCU-A-CB | 37MARAQ18AA3 | 45MBAAQ18XB3 | Singlezone Ducted, Centrally Ducted | 18000 | 13200 | 2.6 | 13000 | 2.3
PAYNE |  | 215318829 | HRCU-A-CB | 37MBRAQ48AA3 | 45MBAAQ48XA3 | Singlezone Ducted, Centrally Ducted | 50000 | 40000 | 2.6 | 35200 | 1.9
CARRIER |  | 215318773 | HRCU-A-CB | 37MBRAQ48AA3 | 45MBAAQ48XA3 | Singlezone Ducted, Centrally Ducted | 50000 | 40000 | 2.6 | 35200 | 1.9
BRYANT |  | 215318801 | HRCU-A-CB | 37MBRAQ48AA3 | 45MBAAQ48XA3 | Singlezone Ducted, Centrally Ducted | 50000 | 40000 | 2.6 | 35200 | 1.9
WEATHERMAKER |  | 215318854 | HRCU-A-CB | 37MBHAQ48AA3 | 45MBAAQ48XA3 | Singlezone Ducted, Centrally Ducted | 50000 | 40000 | 2.5 | 46000 | 2
PAYNE |  | 215318826 | HRCU-A-CB | 37MBHAQ48AA3 | 45MBAAQ48XA3 | Singlezone Ducted, Centrally Ducted | 50000 | 40000 | 2.5 | 46000 | 2
BRYANT |  | 215318798 | HRCU-A-CB | 37MBHAQ48AA3 | 45MBAAQ48XA3 | Singlezone Ducted, Centrally Ducted | 50000 | 40000 | 2.5 | 46000 | 2
CARRIER |  | 215318770 | HRCU-A-CB | 37MBHAQ48AA3 | 45MBAAQ48XA3 | Singlezone Ducted, Centrally Ducted | 50000 | 40000 | 2.5 | 46000 | 2
CARRIER |  | 215318766 | HRCU-A-CB | 37MAHAQ33AA3 | 45MBAAQ36XB3 | Singlezone Ducted, Centrally Ducted | 35000 | 27400 | 2.58 | 34000 | 2
WEATHERMAKER |  | 215318850 | HRCU-A-CB | 37MAHAQ33AA3 | 45MBAAQ36XB3 | Singlezone Ducted, Centrally Ducted | 35000 | 27400 | 2.58 | 34000 | 2
PAYNE |  | 215318822 | HRCU-A-CB | 37MAHAQ33AA3 | 45MBAAQ36XB3 | Singlezone Ducted, Centrally Ducted | 35000 | 27400 | 2.58 | 34000 | 2
BRYANT |  | 215318794 | HRCU-A-CB | 37MAHAQ33AA3 | 45MBAAQ36XB3 | Singlezone Ducted, Centrally Ducted | 35000 | 27400 | 2.58 | 34000 | 2
CARRIER |  | 215318764 | HRCU-A-CB | 37MAHAQ18AA3 | 45MBAAQ18XB3 | Singlezone Ducted, Centrally Ducted | 19500 | 14000 | 2.6 | 18000 | 2.2
WEATHERMAKER |  | 215318848 | HRCU-A-CB | 37MAHAQ18AA3 | 45MBAAQ18XB3 | Singlezone Ducted, Centrally Ducted | 19500 | 14000 | 2.6 | 18000 | 2.2
PAYNE |  | 215318820 | HRCU-A-CB | 37MAHAQ18AA3 | 45MBAAQ18XB3 | Singlezone Ducted, Centrally Ducted | 19500 | 14000 | 2.6 | 18000 | 2.2
BRYANT |  | 215318792 | HRCU-A-CB | 37MAHAQ18AA3 | 45MBAAQ18XB3 | Singlezone Ducted, Centrally Ducted | 19500 | 14000 | 2.6 | 18000 | 2.2
GREE | F Series | 215494738 | HRCU-A-CB | GUD24W2/NXF-D(U) | GUD24AH2/F-D(U) | Singlezone Ducted, Centrally Ducted | 24000 | 18000 | 2.71 | 24000 | 2
TOSOT | Clivia | 215444915 | HRCU-A-CB-O | TWH12AUC25R32A1A/O | TWH12AUC25R32A1A/I | Singlezone Non-Ducted, Wall Placement | 12000 | 7700 | 2.89 | 9500 | 1.95
BOSCH | BMS Series | 215223339 | HMSV-A-CB | BMS500-AAM048-1CSXRD |  | Multizone Mix of Ducted and Non-Ducted | 47500 | 37400 | 2.5 | 37000 | 2.05
BOSCH | BMS Series | 215223338 | HMSV-A-CB | BMS500-AAM048-1CSXRD |  | Multizone All Ducted | 47000 | 37000 | 2.5 | 38000 | 2.1
BOSCH | BMS Series | 215223337 | HMSR-A-CB-O | BMS500-AAM048-1CSXRD |  | Multizone All Non-Ducted | 48000 | 38000 | 2.5 | 36000 | 2
BOSCH | BMS Series | 215223333 | HMSV-A-CB | BMS500-AAM027-1CSXRD |  | Multizone Mix of Ducted and Non-Ducted | 26800 | 18400 | 2.56 | 18900 | 2
BOSCH | BMS Series | 215223332 | HMSV-A-CB | BMS500-AAM027-1CSXRD |  | Multizone All Ducted | 26600 | 18400 | 2.5 | 18800 | 2
BOSCH | BMS Series | 215223331 | HMSR-A-CB-O | BMS500-AAM027-1CSXRD |  | Multizone All Non-Ducted | 27000 | 18400 | 2.61 | 19000 | 2
BOSCH | BMS Series | 215223330 | HMSV-A-CB | BMS500-AAM018-1CSXRD |  | Multizone Mix of Ducted and Non-Ducted | 19000 | 14100 | 2.55 | 14000 | 2.31
BOSCH | BMS Series | 215223328 | HMSR-A-CB-O | BMS500-AAM018-1CSXRD |  | Multizone All Non-Ducted | 19000 | 13600 | 2.81 | 13500 | 2.3
BOSCH | BMS Series | 215223327 | HMSV-A-CB | BMS500-AAM048-1CSXHD |  | Multizone Mix of Ducted and Non-Ducted | 48500 | 44000 | 2.6 | 47500 | 2
BOSCH | BMS Series | 215223326 | HMSV-A-CB | BMS500-AAM048-1CSXHD |  | Multizone All Ducted | 48000 | 44500 | 2.6 | 48000 | 2
BOSCH | BMS Series | 215223325 | HMSR-A-CB-O | BMS500-AAM048-1CSXHD |  | Multizone All Non-Ducted | 49000 | 44000 | 2.6 | 47000 | 2
BOSCH | BMS Series | 215223321 | HMSV-A-CB | BMS500-AAM027-1CSXHD |  | Multizone Mix of Ducted and Non-Ducted | 27400 | 24000 | 2.5 | 27000 | 2
BOSCH | BMS Series | 215223319 | HMSR-A-CB-O | BMS500-AAM027-1CSXHD |  | Multizone All Non-Ducted | 27000 | 25000 | 2.6 | 27000 | 2
BOSCH | BMS Series | 215223318 | HMSV-A-CB | BMS500-AAM018-1CSXHD |  | Multizone Mix of Ducted and Non-Ducted | 20000 | 17300 | 2.65 | 18500 | 2
BOSCH | BMS Series | 215223317 | HMSV-A-CB | BMS500-AAM018-1CSXHD |  | Multizone All Ducted | 20000 | 17000 | 2.59 | 18000 | 2
BOSCH | BMS Series | 215223316 | HMSR-A-CB-O | BMS500-AAM018-1CSXHD |  | Multizone All Non-Ducted | 20000 | 17600 | 2.7 | 19000 | 2
BOSCH | BMS Series | 215223309 | HRCU-A-CB-O | BMS500-AAS030-1CSXRD | BMS500-AAU030-1AHWXD | Singlezone Non-Ducted, Wall Placement | 30000 | 20400 | 2.52 | 20000 | 2.03
BOSCH | BMS Series | 215223308 | HRCU-A-CB | BMS500-AAS024-1CSXRD | BMS500-AAU024-1AHDXD | Singlezone Ducted, Compact Ducted | 25000 | 21200 | 2.6 | 19000 | 2.3
BOSCH | BMS Series | 215223305 | HRCU-A-CB | BMS500-AAS018-1CSXRD | BMS500-AAU018-1AHDXD | Singlezone Ducted, Compact Ducted | 20000 | 14000 | 2.6 | 14000 | 2.19
BOSCH | BMS Series | 215223301 | HRCU-A-CB | BMS500-AAS012-1CSXRD | BMS500-AAU012-1AHDXD | Singlezone Ducted, Compact Ducted | 12000 | 9500 | 2.58 | 8800 | 2.24
BOSCH | BMS Series | 215223297 | HRCU-A-CB | BMS500-AAS009-1CSXRD | BMS500-AAU009-1AHDXD | Singlezone Ducted, Compact Ducted | 10000 | 8900 | 2.61 | 8600 | 2.25
BOSCH | BMS Series | 215223291 | HRCU-A-CB | BMS500-AAS024-1CSXHD | BMS500-AAU024-1AHDXD | Singlezone Ducted, Compact Ducted | 26000 | 21600 | 2.71 | 24000 | 2.18
BOSCH | BMS Series | 215223289 | HRCU-A-CB | BMS500-AAS018-1CSXHD | BMS500-AAU018-1AHDXD | Singlezone Ducted, Compact Ducted | 19000 | 15000 | 2.7 | 18000 | 2
BOSCH | BMS Series | 215223292 | HRCU-A-CB-O | BMS500-AAS024-1CSXHD | BMS500-AAU024-1AHCXD | Singlezone Non-Ducted, Wall Placement | 25000 | 20400 | 2.78 | 23800 | 2.23
BOSCH | BMS Series | 215223288 | HRCU-A-CB-O | BMS500-AAS018-1CSXHD | BMS500-AAU018-1AHCXD | Singlezone Non-Ducted, Ceiling Placement | 19000 | 14900 | 2.7 | 17000 | 1.9
BOSCH | BMS Series | 215223286 | HRCU-A-CB-O | BMS500-AAS018-1CSXHD | BMS500-AAU018-1AHWXD | Singlezone Non-Ducted, Wall Placement | 18000 | 15000 | 2.56 | 18000 | 1.92
BOSCH | BMS Series | 215223284 | HRCU-A-CB-O | BMS500-AAS012-1CSXHD | BMS500-AAU012-1AHCXD | Singlezone Non-Ducted, Ceiling Placement | 12000 | 10000 | 2.74 | 11500 | 1.99
BOSCH | BMS Series | 215223283 | HRCU-A-CB-O | BMS500-AAS012-1CSXHD | BMS500-AAU012-1AHZXD | Singlezone Non-Ducted, Ceiling Placement | 12500 | 9600 | 2.65 | 11500 | 1.99
BOSCH | BMS Series | 215223311 | HRCU-A-CB-O | BMS500-AAS036-1CSXLD | BMS500-AAU036-1AHCXD | Singlezone Non-Ducted, Wall Placement | 38000 | 26800 | 2.68 | 26600 | 2.2
BOSCH | BMS Series | 215223307 | HRCU-A-CB-O | BMS500-AAS024-1CSXRD | BMS500-AAU024-1AHCXD | Singlezone Non-Ducted, Wall Placement | 25000 | 20400 | 2.73 | 18500 | 2.3
BOSCH | BMS Series | 215223306 | HRCU-A-CB-O | BMS500-AAS024-1CSXRD | BMS500-AAU024-1AHWXD | Singlezone Non-Ducted, Wall Placement | 25000 | 18800 | 2.65 | 19600 | 2.54
BOSCH | BMS Series | 215223304 | HRCU-A-CB-O | BMS500-AAS018-1CSXRD | BMS500-AAU018-1AHCXD | Singlezone Non-Ducted, Ceiling Placement | 18000 | 13900 | 2.66 | 12800 | 2.19
BOSCH | BMS Series | 215223303 | HRCU-A-CB-O | BMS500-AAS018-1CSXRD | BMS500-AAU018-1AHZXD | Singlezone Non-Ducted, Ceiling Placement | 18000 | 14000 | 2.77 | 13100 | 2.25
BOSCH | BMS Series | 215223302 | HRCU-A-CB-O | BMS500-AAS018-1CSXRD | BMS500-AAU018-1AHWXD | Singlezone Non-Ducted, Wall Placement | 18000 | 13600 | 2.73 | 12800 | 2.1
BOSCH | BMS Series | 215223300 | HRCU-A-CB-O | BMS500-AAS012-1CSXRD | BMS500-AAU012-1AHCXD | Singlezone Non-Ducted, Ceiling Placement | 12000 | 8500 | 2.8 | 8400 | 2.39
BOSCH | BMS Series | 215223299 | HRCU-A-CB-O | BMS500-AAS012-1CSXRD | BMS500-AAU012-1AHZXD | Singlezone Non-Ducted, Ceiling Placement | 12000 | 8600 | 2.77 | 8600 | 2.47
BOSCH | BMS Series | 215223298 | HRCU-A-CB-O | BMS500-AAS012-1CSXRD | BMS500-AAU012-1AHWXD | Singlezone Non-Ducted, Wall Placement | 12000 | 9300 | 2.84 | 8400 | 2.3
BOSCH | BMS Series | 215223296 | HRCU-A-CB-O | BMS500-AAS009-1CSXRD | BMS500-AAU009-1AHCXD | Singlezone Non-Ducted, Ceiling Placement | 10000 | 8500 | 2.8 | 8300 | 2.17
BOSCH | BMS Series | 215223295 | HRCU-A-CB-O | BMS500-AAS009-1CSXRD | BMS500-AAU009-1AHZXD | Singlezone Non-Ducted, Ceiling Placement | 11000 | 7900 | 2.69 | 8000 | 2.17
BOSCH | BMS Series | 215223294 | HRCU-A-CB-O | BMS500-AAS009-1CSXRD | BMS500-AAU009-1AHWXD | Singlezone Non-Ducted, Wall Placement | 10000 | 8100 | 2.83 | 8000 | 2.37
BOSCH | BMS Series | 215374898 | HRCU-A-CB-O | BMS500-AAS012-0CSXRD | BMS500-AAS012-0AHWXD* | Singlezone Non-Ducted, Wall Placement | 12000 | 8700 | 2.68 | 7700 | 2.33
BOSCH | BMS Series | 215223290 | HRCU-A-CB-O | BMS500-AAS024-1CSXHD | BMS500-AAU024-1AHWXD | Singlezone Non-Ducted, Wall Placement | 29000 | 21000 | 2.88 | 24200 | 2.34
MDV | MCD Series | 214855572 | HRCU-A-CB-O | MOD30-24HFN10-M1X | MCD-24HRFN10-M1-D | Singlezone Non-Ducted, Wall Placement | 25000 | 20400 | 2.78 | 23800 | 2.23
DURASTAR | DRA Series | 215359266 | HRCU-A-CB-O | DRA1H24S2A | DRAC24F2A | Singlezone Non-Ducted, Wall Placement | 25000 | 20400 | 2.78 | 23800 | 2.23
ECO AC | Premium efficiency series | 215416011 | HRCU-A-CB-O | EHP-O24KBA | EHP-W24KBA | Singlezone Non-Ducted, Wall Placement | 24000 | 15500 | 2.86 | 24000 | 1.9
ECO AC | Premium efficiency series | 215416013 | HRCU-A-CB-O | EHP-O09KBA | EHP-W09KBA | Singlezone Non-Ducted, Wall Placement | 9000 | 8000 | 2.89 | 13000 | 1.91
ECO AC | Premium efficiency series | 215416012 | HRCU-A-CB-O | EHP-O12KBA | EHP-W12KBA | Singlezone Non-Ducted, Wall Placement | 12200 | 8100 | 2.86 | 12000 | 1.91
ECO AC | High efficiency series | 215416031 | HRCU-A-CB-O | EHH-O18KBA | EHH-W18KBA | Singlezone Non-Ducted, Wall Placement | 18000 | 10800 | 2.64 | 13500 | 1.9
ECO AC | High efficiency series | 215416025 | HRCU-A-CB-O | EHH-O12KBA | EHH-W12KBA | Singlezone Non-Ducted, Wall Placement | 12000 | 7000 | 2.81 | 9000 | 1.9
DURASTAR | DRA Series | 215415539 | HMSV-A-CB | DRA6U48M2A |  | Multizone All Ducted | 47000 | 37000 | 2.5 | 38000 | 2.1
DURASTAR | DRA Series | 215415537 | HMSV-A-CB | DRA6H55M2A |  | Multizone Mix of Ducted and Non-Ducted | 55000 | 45000 | 2.65 | 48000 | 2.05
DURASTAR | DRA Series | 215415536 | HMSV-A-CB | DRA6H55M2A |  | Multizone All Ducted | 55000 | 45000 | 2.7 | 48000 | 2.1
DURASTAR | DRA Series | 215415535 | HMSR-A-CB-O | DRA6H55M2A |  | Multizone All Non-Ducted | 55000 | 45000 | 2.6 | 48000 | 2
DURASTAR | DRA Series | 215415534 | HMSV-A-CB | DRA6H48M2A |  | Multizone Mix of Ducted and Non-Ducted | 48500 | 42500 | 2.5 | 48000 | 2
DURASTAR | DRA Series | 215415533 | HMSV-A-CB | DRA6H48M2A |  | Multizone All Ducted | 48000 | 44500 | 2.6 | 48000 | 2
KEPLER | IDU Series | 214610358 | HRCU-A-CB-O | ODUMOX230-09HFN1-BW0W | IDUMSEPB-09HRFN1-BW0W | Singlezone Non-Ducted, Wall Placement | 10000 | 6200 | 2.88 | 7094 | 2.19
DURASTAR | DRU Series | 215415501 | HRCU-A-CB | DRU1H30S2A | DRUM3036S2A | Singlezone Ducted, Centrally Ducted | 34000 | 23800 | 2.76 | 32600 | 1.96
INNOVAIR | SAV Series | 215408665 | HRCU-A-CB | SHV48H2BA | SAV48BDA | Singlezone Ducted, Centrally Ducted | 50000 | 37000 | 2.7 | 46000 | 1.9
INNOVAIR | SAV Series | 215408664 | HRCU-A-CB | SHV36H2BB | SAV36BDA | Singlezone Ducted, Centrally Ducted | 37000 | 31800 | 2.56 | 39000 | 1.9
INNOVAIR | SAV Series | 215408663 | HRCU-A-CB | SHV30H2BA | SAV30BDA | Singlezone Ducted, Centrally Ducted | 34000 | 23800 | 2.76 | 32600 | 1.96
INNOVAIR | SAV Series | 215408661 | HRCU-A-CB | SHV18H2BA | SAV18BDA | Singlezone Ducted, Centrally Ducted | 19000 | 15000 | 2.6 | 18000 | 2
GREE | One-way air discharge cassette unit | 215413814 | HRCU-A-CB-O | VIR09HP230V1R32AO | OWC09HP230V1R32AH | Singlezone Non-Ducted, Wall Placement | 10500 | 7200 | 2.85 | 9400 | 1.97
GREE | Floor ceiling | 215413815 | HRCU-A-CB-O | VIR09HP230V1R32AO | FLR09HP230V1R32AH | Singlezone Non-Ducted, Wall Placement | 10500 | 6700 | 2.98 | 10000 | 1.95
GREE | 360°air discharge cassette unit | 215413813 | HRCU-A-CB-O | VIR09HP230V1R32AO | CAS09HP230V1R32AH | Singlezone Non-Ducted, Wall Placement | 10500 | 6900 | 2.89 | 7600 | 1.94
GREE | Ducted | 215413817 | HRCU-A-CB | VIR09HP230V1R32AO | DUC09HP230V1R32AH | Singlezone Ducted, Compact Ducted | 10500 | 6600 | 2.8 | 9500 | 2.16
GREE | One-way air discharge cassette unit | 215413809 | HRCU-A-CB-O | ENV09HP230V1R32AO | OWC09HP230V1R32AH | Singlezone Non-Ducted, Wall Placement | 10500 | 7200 | 2.85 | 9400 | 1.97
GREE | Floor ceiling | 215413810 | HRCU-A-CB-O | ENV09HP230V1R32AO | FLR09HP230V1R32AH | Singlezone Non-Ducted, Wall Placement | 10500 | 6700 | 2.98 | 10000 | 1.95
GREE | 360°air discharge cassette unit | 215413808 | HRCU-A-CB-O | ENV09HP230V1R32AO | CAS09HP230V1R32AH | Singlezone Non-Ducted, Wall Placement | 10500 | 6900 | 2.89 | 7600 | 1.94
GREE | Ducted | 215413812 | HRCU-A-CB | ENV09HP230V1R32AO | DUC09HP230V1R32AH | Singlezone Ducted, Compact Ducted | 10500 | 6600 | 2.8 | 9500 | 2.16
GREE | Floor ceiling | 215415549 | HRCU-A-CB-O | SAP09HP230V1R32AO | FLR09HP230V1R32AH | Singlezone Non-Ducted, Ceiling Placement | 10500 | 6200 | 2.98 | 10500 | 1.9
GREE | Floor ceiling | 215415544 | HRCU-A-CB-O | GWH09AVDXE-D6DNA1A/O | GTH(09)CA-D6DN***/I | Singlezone Non-Ducted, Ceiling Placement | 10500 | 6200 | 2.98 | 10500 | 1.9
GREE | Airy | 214810380 | HRCU-A-CB-O | SAP12HP230V1R32AO | SAP12HP230V1R32AH | Singlezone Non-Ducted, Wall Placement | 12200 | 7000 | 3.11 | 12200 | 2
GREE | Airy | 214802444 | HRCU-A-CB-O | SAP09HP230V1R32AO | SAP09HP230V1R32AH | Singlezone Non-Ducted, Wall Placement | 10600 | 6700 | 3.22 | 11500 | 2.11
AUX | C-series | 214290018 | HRCU-A-CB-O | AMAR12HP115V1CO | AMAR12HP115V1CH | Singlezone Non-Ducted, Wall Placement | 12300 | 8600 | 3.07 | 9700 | 2.11
AUX | C-series | 214290016 | HRCU-A-CB-O | AMAR09HP115V1CO | AMAR09HP115V1CH | Singlezone Non-Ducted, Wall Placement | 10000 | 9400 | 3.94 | 9500 | 2.53
AUX | C-series | 214290017 | HRCU-A-CB-O | AFEB09HP115V1CO | AFEB09HP115V1CH | Singlezone Non-Ducted, Wall Placement | 9700 | 8800 | 2.58 | 9300 | 1.95
HAXXAIR |  | 214855372 | HRCU-A-CB-O | HVHSC-18T2D | HAH-18T2D | Singlezone Non-Ducted, Wall Placement | 19000 | 12000 | 2.71 | 13300 | 2.29
GOODMAN | GZV7SA | 215433960 | HRCU-A-CB | GZV7SA4810A* | CA*EA6030*3A*+MBVK20DP1X00A* | Singlezone Ducted, Centrally Ducted | 47000 | 29000 | 2.5 | 33600 | 2
GOODMAN | GZV7SA | 215434438 | HRCU-A-CB | GZV7SA4810A* | CA*EA6030*3A* | Singlezone Ducted, Centrally Ducted | 47000 | 29000 | 2.5 | 33600 | 2
GOODMAN | GZV7SA | 215434437 | HRCU-A-CB | GZV7SA4810A* | CA*EA6030*3A* | Singlezone Ducted, Centrally Ducted | 47000 | 29000 | 2.5 | 33600 | 2
GOODMAN | GZV7SA | 215434436 | HRCU-A-CB | GZV7SA4810A* | CA*EA6030*3A* | Singlezone Ducted, Centrally Ducted | 47000 | 29000 | 2.5 | 33600 | 2
GOODMAN | GZV7SA | 215434435 | HRCU-A-CB | GZV7SA4810A* | CA*EA6030*3A* | Singlezone Ducted, Centrally Ducted | 47000 | 29000 | 2.5 | 33600 | 2
GOODMAN | GZV7SA | 215433959 | HRCU-A-CB | GZV7SA4810A* | CA*EA6030*3A*+MBVK16CP1X00A* | Singlezone Ducted, Centrally Ducted | 47000 | 29000 | 2.5 | 33600 | 2
GOODMAN | GZV7SA | 215434434 | HRCU-A-CB | GZV7SA4810A* | CA*EA6030*3A* | Singlezone Ducted, Centrally Ducted | 47000 | 29000 | 2.5 | 33600 | 2
GOODMAN | GZV7SA | 215434433 | HRCU-A-CB | GZV7SA4810A* | CA*EA6030*3A* | Singlezone Ducted, Centrally Ducted | 47000 | 29000 | 2.5 | 33600 | 2
GOODMAN | GZV7SA | 215434432 | HRCU-A-CB | GZV7SA4810A* | CA*EA6030*3A* | Singlezone Ducted, Centrally Ducted | 47000 | 29000 | 2.5 | 33600 | 2
GOODMAN | GZV7SA | 215434431 | HRCU-A-CB | GZV7SA4810A* | CA*EA6030*3A* | Singlezone Ducted, Centrally Ducted | 47000 | 29000 | 2.5 | 33600 | 2
GOODMAN | GZV7SA | 215434430 | HRCU-A-CB | GZV7SA4810A* | CA*EA6030*3A* | Singlezone Ducted, Centrally Ducted | 47000 | 29000 | 2.5 | 33600 | 2
GOODMAN | GZV7SA | 215434429 | HRCU-A-CB | GZV7SA4810A* | CA*EA6030*3A* | Singlezone Ducted, Centrally Ducted | 47000 | 29000 | 2.5 | 33600 | 2
GOODMAN | GZV7SA | 215434428 | HRCU-A-CB | GZV7SA4810A* | CA*EA6030*3A* | Singlezone Ducted, Centrally Ducted | 47000 | 29000 | 2.5 | 33600 | 2
GOODMAN | GZV7SA | 215434427 | HRCU-A-CB | GZV7SA4810A* | CA*EA6030*3A* | Singlezone Ducted, Centrally Ducted | 47000 | 29000 | 2.5 | 33600 | 2
GOODMAN | GZV7SA | 215434426 | HRCU-A-CB | GZV7SA4810A* | CA*EA6030*3A* | Singlezone Ducted, Centrally Ducted | 47000 | 29000 | 2.5 | 33600 | 2
GOODMAN | GZV7SA | 215429752 | HRCU-A-CB | GZV7SA4810A* | AHVE60DP0300A* | Singlezone Ducted, Centrally Ducted | 47500 | 29000 | 2.5 | 33600 | 2
GOODMAN | GZV7SA | 215429199 | HRCU-A-CB | GZV7SA4810A* | AHVE60DP1300A* | Singlezone Ducted, Centrally Ducted | 47500 | 29000 | 2.5 | 33600 | 2
GOODMAN | GZV7SA | 215433946 | HRCU-A-CB | GZV7SA4210A* | CHPEA6030*3A*+MBVK20DP1X00A* | Singlezone Ducted, Centrally Ducted | 41000 | 28000 | 2.5 | 31000 | 2
GOODMAN | GZV7SA | 215433944 | HRCU-A-CB | GZV7SA4210A* | CHPEA4830*3A*+MBVK20DP1X00A* | Singlezone Ducted, Centrally Ducted | 41000 | 28000 | 2.5 | 31000 | 2
GOODMAN | GZV7SA | 215433942 | HRCU-A-CB | GZV7SA4210A* | CA*EA6030*3A*+MBVK20DP1X00A* | Singlezone Ducted, Centrally Ducted | 41000 | 28000 | 2.5 | 31000 | 2
GOODMAN | GZV7SA | 215433941 | HRCU-A-CB | GZV7SA4210A* | CA*EA6030*3A*+MBVK16CP1X00A* | Singlezone Ducted, Centrally Ducted | 41000 | 28000 | 2.5 | 31000 | 2
GOODMAN | GZV7SA | 215434321 | HRCU-A-CB | GZV7SA4210A* | CA*EA6030*3A* | Singlezone Ducted, Centrally Ducted | 41000 | 28000 | 2.5 | 31000 | 2
GOODMAN | GZV7SA | 215434320 | HRCU-A-CB | GZV7SA4210A* | CA*EA6030*3A* | Singlezone Ducted, Centrally Ducted | 41000 | 28000 | 2.5 | 31000 | 2
GOODMAN | GZV7SA | 215434319 | HRCU-A-CB | GZV7SA4210A* | CA*EA6030*3A* | Singlezone Ducted, Centrally Ducted | 41000 | 28000 | 2.5 | 31000 | 2
GOODMAN | GZV7SA | 215434318 | HRCU-A-CB | GZV7SA4210A* | CA*EA6030*3A* | Singlezone Ducted, Centrally Ducted | 41000 | 28000 | 2.5 | 31000 | 2
GOODMAN | GZV7SA | 215434317 | HRCU-A-CB | GZV7SA4210A* | CA*EA6030*3A* | Singlezone Ducted, Centrally Ducted | 41000 | 28000 | 2.5 | 31000 | 2
GOODMAN | GZV7SA | 215434316 | HRCU-A-CB | GZV7SA4210A* | CA*EA6030*3A* | Singlezone Ducted, Centrally Ducted | 41000 | 28000 | 2.5 | 31000 | 2
GOODMAN | GZV7SA | 215434315 | HRCU-A-CB | GZV7SA4210A* | CA*EA6030*3A* | Singlezone Ducted, Centrally Ducted | 41000 | 28000 | 2.5 | 31000 | 2
GOODMAN | GZV7SA | 215434314 | HRCU-A-CB | GZV7SA4210A* | CA*EA6030*3A* | Singlezone Ducted, Centrally Ducted | 41000 | 28000 | 2.5 | 31000 | 2
GOODMAN | GZV7SA | 215434313 | HRCU-A-CB | GZV7SA4210A* | CA*EA6030*3A* | Singlezone Ducted, Centrally Ducted | 41000 | 28000 | 2.5 | 31000 | 2
GOODMAN | GZV7SA | 215434312 | HRCU-A-CB | GZV7SA4210A* | CA*EA6030*3A* | Singlezone Ducted, Centrally Ducted | 41000 | 28000 | 2.5 | 31000 | 2
GOODMAN | GZV7SA | 215434311 | HRCU-A-CB | GZV7SA4210A* | CA*EA6030*3A* | Singlezone Ducted, Centrally Ducted | 41000 | 28000 | 2.5 | 31000 | 2
GOODMAN | GZV7SA | 215434310 | HRCU-A-CB | GZV7SA4210A* | CA*EA6030*3A* | Singlezone Ducted, Centrally Ducted | 41000 | 28000 | 2.5 | 31000 | 2
GOODMAN | GZV7SA | 215434309 | HRCU-A-CB | GZV7SA4210A* | CA*EA6030*3A* | Singlezone Ducted, Centrally Ducted | 41000 | 28000 | 2.5 | 31000 | 2
GOODMAN | GZV7SA | 215429751 | HRCU-A-CB | GZV7SA4210A* | AHVE60DP0300A* | Singlezone Ducted, Centrally Ducted | 41000 | 28000 | 2.5 | 31000 | 2
GOODMAN | GZV7SA | 215429198 | HRCU-A-CB | GZV7SA4210A* | AHVE60DP1300A* | Singlezone Ducted, Centrally Ducted | 41000 | 28000 | 2.5 | 31000 | 2
GOODMAN | GZV7SA | 215433910 | HRCU-A-CB | GZV7SA2410A* | CHPEA3026*3A*+MBVK16CP1X00A* | Singlezone Ducted, Centrally Ducted | 23200 | 15800 | 2.5 | 17000 | 2
GOODMAN | GZV7SA | 215433909 | HRCU-A-CB | GZV7SA2410A* | CHPEA3026*3A*+MBVK12BP1X00A* | Singlezone Ducted, Centrally Ducted | 23200 | 15800 | 2.5 | 17000 | 2
GOODMAN | GZV7SA | 215434134 | HRCU-A-CB | GZV7SA2410A* | CHPEA3026*3A* | Singlezone Ducted, Centrally Ducted | 23200 | 15800 | 2.5 | 17000 | 2
GOODMAN | GZV7SA | 215434133 | HRCU-A-CB | GZV7SA2410A* | CHPEA3026*3A* | Singlezone Ducted, Centrally Ducted | 23200 | 15800 | 2.5 | 17000 | 2
GOODMAN | GZV7SA | 215434132 | HRCU-A-CB | GZV7SA2410A* | CHPEA3026*3A* | Singlezone Ducted, Centrally Ducted | 23200 | 15800 | 2.5 | 17000 | 2
GOODMAN | GZV7SA | 215434131 | HRCU-A-CB | GZV7SA2410A* | CHPEA3026*3A* | Singlezone Ducted, Centrally Ducted | 23200 | 15800 | 2.5 | 17000 | 2
GOODMAN | GZV7SA | 215434130 | HRCU-A-CB | GZV7SA2410A* | CHPEA3026*3A* | Singlezone Ducted, Centrally Ducted | 23200 | 15800 | 2.5 | 17000 | 2
GOODMAN | GZV7SA | 215434129 | HRCU-A-CB | GZV7SA2410A* | CHPEA3026*3A* | Singlezone Ducted, Centrally Ducted | 23200 | 15800 | 2.5 | 17000 | 2
GOODMAN | GZV7SA | 215434128 | HRCU-A-CB | GZV7SA2410A* | CHPEA3026*3A* | Singlezone Ducted, Centrally Ducted | 23200 | 15800 | 2.5 | 17000 | 2
GOODMAN | GZV7SA | 215434127 | HRCU-A-CB | GZV7SA2410A* | CHPEA3026*3A* | Singlezone Ducted, Centrally Ducted | 23200 | 15800 | 2.5 | 17000 | 2
GOODMAN | GZV7SA | 215434126 | HRCU-A-CB | GZV7SA2410A* | CHPEA3026*3A* | Singlezone Ducted, Centrally Ducted | 23200 | 15800 | 2.5 | 17000 | 2
GOODMAN | GZV7SA | 215434125 | HRCU-A-CB | GZV7SA2410A* | CHPEA3026*3A* | Singlezone Ducted, Centrally Ducted | 23200 | 15800 | 2.5 | 17000 | 2
GOODMAN | GZV7SA | 215434124 | HRCU-A-CB | GZV7SA2410A* | CHPEA3026*3A* | Singlezone Ducted, Centrally Ducted | 23200 | 15800 | 2.5 | 17000 | 2
GOODMAN | GZV7SA | 215434123 | HRCU-A-CB | GZV7SA2410A* | CHPEA3026*3A* | Singlezone Ducted, Centrally Ducted | 23200 | 15800 | 2.5 | 17000 | 2
GOODMAN | GZV7SA | 215434122 | HRCU-A-CB | GZV7SA2410A* | CHPEA3026*3A* | Singlezone Ducted, Centrally Ducted | 23200 | 15800 | 2.5 | 17000 | 2
GOODMAN | GZV7SA | 215434121 | HRCU-A-CB | GZV7SA2410A* | CHPEA3026*3A* | Singlezone Ducted, Centrally Ducted | 23200 | 15800 | 2.5 | 17000 | 2
GOODMAN | GZV7SA | 215434120 | HRCU-A-CB | GZV7SA2410A* | CHPEA3026*3A* | Singlezone Ducted, Centrally Ducted | 23200 | 15800 | 2.5 | 17000 | 2
GOODMAN | GZV7SA | 215434119 | HRCU-A-CB | GZV7SA2410A* | CHPEA3026*3A* | Singlezone Ducted, Centrally Ducted | 23200 | 15800 | 2.5 | 17000 | 2
GOODMAN | GZV7SA | 215434118 | HRCU-A-CB | GZV7SA2410A* | CHPEA3026*3A* | Singlezone Ducted, Centrally Ducted | 23200 | 15800 | 2.5 | 17000 | 2
GOODMAN | GZV7SA | 215434117 | HRCU-A-CB | GZV7SA2410A* | CHPEA3026*3A* | Singlezone Ducted, Centrally Ducted | 23200 | 15800 | 2.5 | 17000 | 2
GOODMAN | GZV7SA | 215434116 | HRCU-A-CB | GZV7SA2410A* | CHPEA3026*3A* | Singlezone Ducted, Centrally Ducted | 23200 | 15800 | 2.5 | 17000 | 2
GOODMAN | GZV7SA | 215433908 | HRCU-A-CB | GZV7SA2410A* | CA*EA3626*3A*+MBVK16CP1X00A* | Singlezone Ducted, Centrally Ducted | 23200 | 15800 | 2.5 | 17000 | 2
GOODMAN | GZV7SA | 215433907 | HRCU-A-CB | GZV7SA2410A* | CA*EA3626*3A*+MBVK12BP1X00A* | Singlezone Ducted, Centrally Ducted | 23200 | 15800 | 2.5 | 17000 | 2
GOODMAN | GZV7SA | 215434115 | HRCU-A-CB | GZV7SA2410A* | CA*EA3626*3A* | Singlezone Ducted, Centrally Ducted | 23200 | 15800 | 2.5 | 17000 | 2
GOODMAN | GZV7SA | 215434114 | HRCU-A-CB | GZV7SA2410A* | CA*EA3626*3A* | Singlezone Ducted, Centrally Ducted | 23200 | 15800 | 2.5 | 17000 | 2
GOODMAN | GZV7SA | 215434113 | HRCU-A-CB | GZV7SA2410A* | CA*EA3626*3A* | Singlezone Ducted, Centrally Ducted | 23200 | 15800 | 2.5 | 17000 | 2
GOODMAN | GZV7SA | 215434112 | HRCU-A-CB | GZV7SA2410A* | CA*EA3626*3A* | Singlezone Ducted, Centrally Ducted | 23200 | 15800 | 2.5 | 17000 | 2
GOODMAN | GZV7SA | 215434111 | HRCU-A-CB | GZV7SA2410A* | CA*EA3626*3A* | Singlezone Ducted, Centrally Ducted | 23200 | 15800 | 2.5 | 17000 | 2
GOODMAN | GZV7SA | 215434110 | HRCU-A-CB | GZV7SA2410A* | CA*EA3626*3A* | Singlezone Ducted, Centrally Ducted | 23200 | 15800 | 2.5 | 17000 | 2
GOODMAN | GZV7SA | 215434109 | HRCU-A-CB | GZV7SA2410A* | CA*EA3626*3A* | Singlezone Ducted, Centrally Ducted | 23200 | 15800 | 2.5 | 17000 | 2
GOODMAN | GZV7SA | 215434108 | HRCU-A-CB | GZV7SA2410A* | CA*EA3626*3A* | Singlezone Ducted, Centrally Ducted | 23200 | 15800 | 2.5 | 17000 | 2
GOODMAN | GZV7SA | 215434107 | HRCU-A-CB | GZV7SA2410A* | CA*EA3626*3A* | Singlezone Ducted, Centrally Ducted | 23200 | 15800 | 2.5 | 17000 | 2
GOODMAN | GZV7SA | 215434106 | HRCU-A-CB | GZV7SA2410A* | CA*EA3626*3A* | Singlezone Ducted, Centrally Ducted | 23200 | 15800 | 2.5 | 17000 | 2
GOODMAN | GZV7SA | 215434105 | HRCU-A-CB | GZV7SA2410A* | CA*EA3626*3A* | Singlezone Ducted, Centrally Ducted | 23200 | 15800 | 2.5 | 17000 | 2
GOODMAN | GZV7SA | 215434104 | HRCU-A-CB | GZV7SA2410A* | CA*EA3626*3A* | Singlezone Ducted, Centrally Ducted | 23200 | 15800 | 2.5 | 17000 | 2
GOODMAN | GZV7SA | 215434103 | HRCU-A-CB | GZV7SA2410A* | CA*EA3626*3A* | Singlezone Ducted, Centrally Ducted | 23200 | 15800 | 2.5 | 17000 | 2
GOODMAN | GZV7SA | 215434102 | HRCU-A-CB | GZV7SA2410A* | CA*EA3626*3A* | Singlezone Ducted, Centrally Ducted | 23200 | 15800 | 2.5 | 17000 | 2
GOODMAN | GZV7SA | 215434101 | HRCU-A-CB | GZV7SA2410A* | CA*EA3626*3A* | Singlezone Ducted, Centrally Ducted | 23200 | 15800 | 2.5 | 17000 | 2
GOODMAN | GZV7SA | 215434100 | HRCU-A-CB | GZV7SA2410A* | CA*EA3626*3A* | Singlezone Ducted, Centrally Ducted | 23200 | 15800 | 2.5 | 17000 | 2
GOODMAN | GZV7SA | 215434099 | HRCU-A-CB | GZV7SA2410A* | CA*EA3626*3A* | Singlezone Ducted, Centrally Ducted | 23200 | 15800 | 2.5 | 17000 | 2
GOODMAN | GZV7SA | 215434098 | HRCU-A-CB | GZV7SA2410A* | CA*EA3626*3A* | Singlezone Ducted, Centrally Ducted | 23200 | 15800 | 2.5 | 17000 | 2
GOODMAN | GZV7SA | 215434097 | HRCU-A-CB | GZV7SA2410A* | CA*EA3626*3A* | Singlezone Ducted, Centrally Ducted | 23200 | 15800 | 2.5 | 17000 | 2
GOODMAN | GZV7SA | 215433906 | HRCU-A-CB | GZV7SA2410A* | CA*EA3022*3A*+MBVK16CP1X00A* | Singlezone Ducted, Centrally Ducted | 23200 | 15800 | 2.5 | 17000 | 2
GOODMAN | GZV7SA | 215433905 | HRCU-A-CB | GZV7SA2410A* | CA*EA3022*3A*+MBVK12BP1X00A* | Singlezone Ducted, Centrally Ducted | 23200 | 15800 | 2.5 | 17000 | 2
GOODMAN | GZV7SA | 215434096 | HRCU-A-CB | GZV7SA2410A* | CA*EA3022*3A* | Singlezone Ducted, Centrally Ducted | 23200 | 15800 | 2.5 | 17000 | 2
GOODMAN | GZV7SA | 215434095 | HRCU-A-CB | GZV7SA2410A* | CA*EA3022*3A* | Singlezone Ducted, Centrally Ducted | 23200 | 15800 | 2.5 | 17000 | 2
GOODMAN | GZV7SA | 215434094 | HRCU-A-CB | GZV7SA2410A* | CA*EA3022*3A* | Singlezone Ducted, Centrally Ducted | 23200 | 15800 | 2.5 | 17000 | 2
GOODMAN | GZV7SA | 215434093 | HRCU-A-CB | GZV7SA2410A* | CA*EA3022*3A* | Singlezone Ducted, Centrally Ducted | 23200 | 15800 | 2.5 | 17000 | 2
GOODMAN | GZV7SA | 215434092 | HRCU-A-CB | GZV7SA2410A* | CA*EA3022*3A* | Singlezone Ducted, Centrally Ducted | 23200 | 15800 | 2.5 | 17000 | 2
GOODMAN | GZV7SA | 215434091 | HRCU-A-CB | GZV7SA2410A* | CA*EA3022*3A* | Singlezone Ducted, Centrally Ducted | 23200 | 15800 | 2.5 | 17000 | 2
GOODMAN | GZV7SA | 215434090 | HRCU-A-CB | GZV7SA2410A* | CA*EA3022*3A* | Singlezone Ducted, Centrally Ducted | 23200 | 15800 | 2.5 | 17000 | 2
GOODMAN | GZV7SA | 215434089 | HRCU-A-CB | GZV7SA2410A* | CA*EA3022*3A* | Singlezone Ducted, Centrally Ducted | 23200 | 15800 | 2.5 | 17000 | 2
GOODMAN | GZV7SA | 215434088 | HRCU-A-CB | GZV7SA2410A* | CA*EA3022*3A* | Singlezone Ducted, Centrally Ducted | 23200 | 15800 | 2.5 | 17000 | 2
GOODMAN | GZV7SA | 215434087 | HRCU-A-CB | GZV7SA2410A* | CA*EA3022*3A* | Singlezone Ducted, Centrally Ducted | 23200 | 15800 | 2.5 | 17000 | 2
GOODMAN | GZV7SA | 215434086 | HRCU-A-CB | GZV7SA2410A* | CA*EA3022*3A* | Singlezone Ducted, Centrally Ducted | 23200 | 15800 | 2.5 | 17000 | 2
GOODMAN | GZV7SA | 215434085 | HRCU-A-CB | GZV7SA2410A* | CA*EA3022*3A* | Singlezone Ducted, Centrally Ducted | 23200 | 15800 | 2.5 | 17000 | 2
GOODMAN | GZV7SA | 215434084 | HRCU-A-CB | GZV7SA2410A* | CA*EA3022*3A* | Singlezone Ducted, Centrally Ducted | 23200 | 15800 | 2.5 | 17000 | 2
GOODMAN | GZV7SA | 215434083 | HRCU-A-CB | GZV7SA2410A* | CA*EA3022*3A* | Singlezone Ducted, Centrally Ducted | 23200 | 15800 | 2.5 | 17000 | 2
GOODMAN | GZV7SA | 215434082 | HRCU-A-CB | GZV7SA2410A* | CA*EA3022*3A* | Singlezone Ducted, Centrally Ducted | 23200 | 15800 | 2.5 | 17000 | 2
GOODMAN | GZV7SA | 215434081 | HRCU-A-CB | GZV7SA2410A* | CA*EA3022*3A* | Singlezone Ducted, Centrally Ducted | 23200 | 15800 | 2.5 | 17000 | 2
GOODMAN | GZV7SA | 215434080 | HRCU-A-CB | GZV7SA2410A* | CA*EA3022*3A* | Singlezone Ducted, Centrally Ducted | 23200 | 15800 | 2.5 | 17000 | 2
GOODMAN | GZV7SA | 215434079 | HRCU-A-CB | GZV7SA2410A* | CA*EA3022*3A* | Singlezone Ducted, Centrally Ducted | 23200 | 15800 | 2.5 | 17000 | 2
GOODMAN | GZV7SA | 215429734 | HRCU-A-CB | GZV7SA2410A* | AHVE36CP0300A* | Singlezone Ducted, Centrally Ducted | 23200 | 15800 | 2.5 | 17000 | 2
GOODMAN | GZV7SA | 215429196 | HRCU-A-CB | GZV7SA2410A* | AHVE36CP1300A* | Singlezone Ducted, Centrally Ducted | 23200 | 15800 | 2.5 | 17000 | 2
AMANA | AZV7SA | 215433954 | HRCU-A-CB | AZV7SA4810A* | CA*EA6030*3A*+MBVK20DP1X00A* | Singlezone Ducted, Centrally Ducted | 47000 | 29000 | 2.5 | 33600 | 2
AMANA | AZV7SA | 215434399 | HRCU-A-CB | AZV7SA4810A* | CA*EA6030*3A* | Singlezone Ducted, Centrally Ducted | 47000 | 29000 | 2.5 | 33600 | 2
AMANA | AZV7SA | 215434398 | HRCU-A-CB | AZV7SA4810A* | CA*EA6030*3A* | Singlezone Ducted, Centrally Ducted | 47000 | 29000 | 2.5 | 33600 | 2
AMANA | AZV7SA | 215434397 | HRCU-A-CB | AZV7SA4810A* | CA*EA6030*3A* | Singlezone Ducted, Centrally Ducted | 47000 | 29000 | 2.5 | 33600 | 2
AMANA | AZV7SA | 215434396 | HRCU-A-CB | AZV7SA4810A* | CA*EA6030*3A* | Singlezone Ducted, Centrally Ducted | 47000 | 29000 | 2.5 | 33600 | 2
AMANA | AZV7SA | 215433953 | HRCU-A-CB | AZV7SA4810A* | CA*EA6030*3A*+MBVK16CP1X00A* | Singlezone Ducted, Centrally Ducted | 47000 | 29000 | 2.5 | 33600 | 2
AMANA | AZV7SA | 215434395 | HRCU-A-CB | AZV7SA4810A* | CA*EA6030*3A* | Singlezone Ducted, Centrally Ducted | 47000 | 29000 | 2.5 | 33600 | 2
AMANA | AZV7SA | 215434394 | HRCU-A-CB | AZV7SA4810A* | CA*EA6030*3A* | Singlezone Ducted, Centrally Ducted | 47000 | 29000 | 2.5 | 33600 | 2
AMANA | AZV7SA | 215434393 | HRCU-A-CB | AZV7SA4810A* | CA*EA6030*3A* | Singlezone Ducted, Centrally Ducted | 47000 | 29000 | 2.5 | 33600 | 2
AMANA | AZV7SA | 215434392 | HRCU-A-CB | AZV7SA4810A* | CA*EA6030*3A* | Singlezone Ducted, Centrally Ducted | 47000 | 29000 | 2.5 | 33600 | 2
AMANA | AZV7SA | 215434391 | HRCU-A-CB | AZV7SA4810A* | CA*EA6030*3A* | Singlezone Ducted, Centrally Ducted | 47000 | 29000 | 2.5 | 33600 | 2
AMANA | AZV7SA | 215434390 | HRCU-A-CB | AZV7SA4810A* | CA*EA6030*3A* | Singlezone Ducted, Centrally Ducted | 47000 | 29000 | 2.5 | 33600 | 2
AMANA | AZV7SA | 215434389 | HRCU-A-CB | AZV7SA4810A* | CA*EA6030*3A* | Singlezone Ducted, Centrally Ducted | 47000 | 29000 | 2.5 | 33600 | 2
AMANA | AZV7SA | 215434388 | HRCU-A-CB | AZV7SA4810A* | CA*EA6030*3A* | Singlezone Ducted, Centrally Ducted | 47000 | 29000 | 2.5 | 33600 | 2
AMANA | AZV7SA | 215434387 | HRCU-A-CB | AZV7SA4810A* | CA*EA6030*3A* | Singlezone Ducted, Centrally Ducted | 47000 | 29000 | 2.5 | 33600 | 2
AMANA | AZV7SA | 215429750 | HRCU-A-CB | AZV7SA4810A* | AHVE60DP0300A* | Singlezone Ducted, Centrally Ducted | 47500 | 29000 | 2.5 | 33600 | 2
AMANA | AZV7SA | 215429189 | HRCU-A-CB | AZV7SA4810A* | AHVE60DP1300A* | Singlezone Ducted, Centrally Ducted | 47500 | 29000 | 2.5 | 33600 | 2
AMANA | AZV7SA | 215433940 | HRCU-A-CB | AZV7SA4210A* | CHPEA6030*3A*+MBVK20DP1X00A* | Singlezone Ducted, Centrally Ducted | 41000 | 28000 | 2.5 | 31000 | 2
AMANA | AZV7SA | 215433938 | HRCU-A-CB | AZV7SA4210A* | CHPEA4830*3A*+MBVK20DP1X00A* | Singlezone Ducted, Centrally Ducted | 41000 | 28000 | 2.5 | 31000 | 2
AMANA | AZV7SA | 215433936 | HRCU-A-CB | AZV7SA4210A* | CA*EA6030*3A*+MBVK20DP1X00A* | Singlezone Ducted, Centrally Ducted | 41000 | 28000 | 2.5 | 31000 | 2
AMANA | AZV7SA | 215433935 | HRCU-A-CB | AZV7SA4210A* | CA*EA6030*3A*+MBVK16CP1X00A* | Singlezone Ducted, Centrally Ducted | 41000 | 28000 | 2.5 | 31000 | 2
AMANA | AZV7SA | 215434282 | HRCU-A-CB | AZV7SA4210A* | CA*EA6030*3A* | Singlezone Ducted, Centrally Ducted | 41000 | 28000 | 2.5 | 31000 | 2
AMANA | AZV7SA | 215434281 | HRCU-A-CB | AZV7SA4210A* | CA*EA6030*3A* | Singlezone Ducted, Centrally Ducted | 41000 | 28000 | 2.5 | 31000 | 2
AMANA | AZV7SA | 215434280 | HRCU-A-CB | AZV7SA4210A* | CA*EA6030*3A* | Singlezone Ducted, Centrally Ducted | 41000 | 28000 | 2.5 | 31000 | 2
AMANA | AZV7SA | 215434279 | HRCU-A-CB | AZV7SA4210A* | CA*EA6030*3A* | Singlezone Ducted, Centrally Ducted | 41000 | 28000 | 2.5 | 31000 | 2
AMANA | AZV7SA | 215434278 | HRCU-A-CB | AZV7SA4210A* | CA*EA6030*3A* | Singlezone Ducted, Centrally Ducted | 41000 | 28000 | 2.5 | 31000 | 2
AMANA | AZV7SA | 215434277 | HRCU-A-CB | AZV7SA4210A* | CA*EA6030*3A* | Singlezone Ducted, Centrally Ducted | 41000 | 28000 | 2.5 | 31000 | 2
AMANA | AZV7SA | 215434276 | HRCU-A-CB | AZV7SA4210A* | CA*EA6030*3A* | Singlezone Ducted, Centrally Ducted | 41000 | 28000 | 2.5 | 31000 | 2
AMANA | AZV7SA | 215434275 | HRCU-A-CB | AZV7SA4210A* | CA*EA6030*3A* | Singlezone Ducted, Centrally Ducted | 41000 | 28000 | 2.5 | 31000 | 2
AMANA | AZV7SA | 215434274 | HRCU-A-CB | AZV7SA4210A* | CA*EA6030*3A* | Singlezone Ducted, Centrally Ducted | 41000 | 28000 | 2.5 | 31000 | 2
AMANA | AZV7SA | 215434273 | HRCU-A-CB | AZV7SA4210A* | CA*EA6030*3A* | Singlezone Ducted, Centrally Ducted | 41000 | 28000 | 2.5 | 31000 | 2
AMANA | AZV7SA | 215434272 | HRCU-A-CB | AZV7SA4210A* | CA*EA6030*3A* | Singlezone Ducted, Centrally Ducted | 41000 | 28000 | 2.5 | 31000 | 2
AMANA | AZV7SA | 215434271 | HRCU-A-CB | AZV7SA4210A* | CA*EA6030*3A* | Singlezone Ducted, Centrally Ducted | 41000 | 28000 | 2.5 | 31000 | 2
AMANA | AZV7SA | 215434270 | HRCU-A-CB | AZV7SA4210A* | CA*EA6030*3A* | Singlezone Ducted, Centrally Ducted | 41000 | 28000 | 2.5 | 31000 | 2
AMANA | AZV7SA | 215429749 | HRCU-A-CB | AZV7SA4210A* | AHVE60DP0300A* | Singlezone Ducted, Centrally Ducted | 41000 | 28000 | 2.5 | 31000 | 2
AMANA | AZV7SA | 215429188 | HRCU-A-CB | AZV7SA4210A* | AHVE60DP1300A* | Singlezone Ducted, Centrally Ducted | 41000 | 28000 | 2.5 | 31000 | 2
AMANA | AZV7SA | 215433904 | HRCU-A-CB | AZV7SA2410A* | CHPEA3026*3A*+MBVK16CP1X00A* | Singlezone Ducted, Centrally Ducted | 23200 | 15800 | 2.5 | 17000 | 2
AMANA | AZV7SA | 215433903 | HRCU-A-CB | AZV7SA2410A* | CHPEA3026*3A*+MBVK12BP1X00A* | Singlezone Ducted, Centrally Ducted | 23200 | 15800 | 2.5 | 17000 | 2
AMANA | AZV7SA | 215434078 | HRCU-A-CB | AZV7SA2410A* | CHPEA3026*3A* | Singlezone Ducted, Centrally Ducted | 23200 | 15800 | 2.5 | 17000 | 2
AMANA | AZV7SA | 215434077 | HRCU-A-CB | AZV7SA2410A* | CHPEA3026*3A* | Singlezone Ducted, Centrally Ducted | 23200 | 15800 | 2.5 | 17000 | 2
AMANA | AZV7SA | 215434076 | HRCU-A-CB | AZV7SA2410A* | CHPEA3026*3A* | Singlezone Ducted, Centrally Ducted | 23200 | 15800 | 2.5 | 17000 | 2
AMANA | AZV7SA | 215434075 | HRCU-A-CB | AZV7SA2410A* | CHPEA3026*3A* | Singlezone Ducted, Centrally Ducted | 23200 | 15800 | 2.5 | 17000 | 2
AMANA | AZV7SA | 215434074 | HRCU-A-CB | AZV7SA2410A* | CHPEA3026*3A* | Singlezone Ducted, Centrally Ducted | 23200 | 15800 | 2.5 | 17000 | 2
AMANA | AZV7SA | 215434073 | HRCU-A-CB | AZV7SA2410A* | CHPEA3026*3A* | Singlezone Ducted, Centrally Ducted | 23200 | 15800 | 2.5 | 17000 | 2
AMANA | AZV7SA | 215434072 | HRCU-A-CB | AZV7SA2410A* | CHPEA3026*3A* | Singlezone Ducted, Centrally Ducted | 23200 | 15800 | 2.5 | 17000 | 2
AMANA | AZV7SA | 215434071 | HRCU-A-CB | AZV7SA2410A* | CHPEA3026*3A* | Singlezone Ducted, Centrally Ducted | 23200 | 15800 | 2.5 | 17000 | 2
AMANA | AZV7SA | 215434070 | HRCU-A-CB | AZV7SA2410A* | CHPEA3026*3A* | Singlezone Ducted, Centrally Ducted | 23200 | 15800 | 2.5 | 17000 | 2
AMANA | AZV7SA | 215434069 | HRCU-A-CB | AZV7SA2410A* | CHPEA3026*3A* | Singlezone Ducted, Centrally Ducted | 23200 | 15800 | 2.5 | 17000 | 2
AMANA | AZV7SA | 215434068 | HRCU-A-CB | AZV7SA2410A* | CHPEA3026*3A* | Singlezone Ducted, Centrally Ducted | 23200 | 15800 | 2.5 | 17000 | 2
AMANA | AZV7SA | 215434067 | HRCU-A-CB | AZV7SA2410A* | CHPEA3026*3A* | Singlezone Ducted, Centrally Ducted | 23200 | 15800 | 2.5 | 17000 | 2
AMANA | AZV7SA | 215434066 | HRCU-A-CB | AZV7SA2410A* | CHPEA3026*3A* | Singlezone Ducted, Centrally Ducted | 23200 | 15800 | 2.5 | 17000 | 2
AMANA | AZV7SA | 215434065 | HRCU-A-CB | AZV7SA2410A* | CHPEA3026*3A* | Singlezone Ducted, Centrally Ducted | 23200 | 15800 | 2.5 | 17000 | 2
AMANA | AZV7SA | 215434064 | HRCU-A-CB | AZV7SA2410A* | CHPEA3026*3A* | Singlezone Ducted, Centrally Ducted | 23200 | 15800 | 2.5 | 17000 | 2
AMANA | AZV7SA | 215434063 | HRCU-A-CB | AZV7SA2410A* | CHPEA3026*3A* | Singlezone Ducted, Centrally Ducted | 23200 | 15800 | 2.5 | 17000 | 2
AMANA | AZV7SA | 215434062 | HRCU-A-CB | AZV7SA2410A* | CHPEA3026*3A* | Singlezone Ducted, Centrally Ducted | 23200 | 15800 | 2.5 | 17000 | 2
AMANA | AZV7SA | 215434061 | HRCU-A-CB | AZV7SA2410A* | CHPEA3026*3A* | Singlezone Ducted, Centrally Ducted | 23200 | 15800 | 2.5 | 17000 | 2
AMANA | AZV7SA | 215434060 | HRCU-A-CB | AZV7SA2410A* | CHPEA3026*3A* | Singlezone Ducted, Centrally Ducted | 23200 | 15800 | 2.5 | 17000 | 2
AMANA | AZV7SA | 215433902 | HRCU-A-CB | AZV7SA2410A* | CA*EA3626*3A*+MBVK16CP1X00A* | Singlezone Ducted, Centrally Ducted | 23200 | 15800 | 2.5 | 17000 | 2
AMANA | AZV7SA | 215433901 | HRCU-A-CB | AZV7SA2410A* | CA*EA3626*3A*+MBVK12BP1X00A* | Singlezone Ducted, Centrally Ducted | 23200 | 15800 | 2.5 | 17000 | 2
AMANA | AZV7SA | 215434059 | HRCU-A-CB | AZV7SA2410A* | CA*EA3626*3A* | Singlezone Ducted, Centrally Ducted | 23200 | 15800 | 2.5 | 17000 | 2
AMANA | AZV7SA | 215434058 | HRCU-A-CB | AZV7SA2410A* | CA*EA3626*3A* | Singlezone Ducted, Centrally Ducted | 23200 | 15800 | 2.5 | 17000 | 2
AMANA | AZV7SA | 215434057 | HRCU-A-CB | AZV7SA2410A* | CA*EA3626*3A* | Singlezone Ducted, Centrally Ducted | 23200 | 15800 | 2.5 | 17000 | 2
AMANA | AZV7SA | 215434056 | HRCU-A-CB | AZV7SA2410A* | CA*EA3626*3A* | Singlezone Ducted, Centrally Ducted | 23200 | 15800 | 2.5 | 17000 | 2
AMANA | AZV7SA | 215434055 | HRCU-A-CB | AZV7SA2410A* | CA*EA3626*3A* | Singlezone Ducted, Centrally Ducted | 23200 | 15800 | 2.5 | 17000 | 2
AMANA | AZV7SA | 215434054 | HRCU-A-CB | AZV7SA2410A* | CA*EA3626*3A* | Singlezone Ducted, Centrally Ducted | 23200 | 15800 | 2.5 | 17000 | 2
AMANA | AZV7SA | 215434053 | HRCU-A-CB | AZV7SA2410A* | CA*EA3626*3A* | Singlezone Ducted, Centrally Ducted | 23200 | 15800 | 2.5 | 17000 | 2
AMANA | AZV7SA | 215434052 | HRCU-A-CB | AZV7SA2410A* | CA*EA3626*3A* | Singlezone Ducted, Centrally Ducted | 23200 | 15800 | 2.5 | 17000 | 2
AMANA | AZV7SA | 215434051 | HRCU-A-CB | AZV7SA2410A* | CA*EA3626*3A* | Singlezone Ducted, Centrally Ducted | 23200 | 15800 | 2.5 | 17000 | 2
AMANA | AZV7SA | 215434050 | HRCU-A-CB | AZV7SA2410A* | CA*EA3626*3A* | Singlezone Ducted, Centrally Ducted | 23200 | 15800 | 2.5 | 17000 | 2
AMANA | AZV7SA | 215434049 | HRCU-A-CB | AZV7SA2410A* | CA*EA3626*3A* | Singlezone Ducted, Centrally Ducted | 23200 | 15800 | 2.5 | 17000 | 2
AMANA | AZV7SA | 215434048 | HRCU-A-CB | AZV7SA2410A* | CA*EA3626*3A* | Singlezone Ducted, Centrally Ducted | 23200 | 15800 | 2.5 | 17000 | 2
AMANA | AZV7SA | 215434047 | HRCU-A-CB | AZV7SA2410A* | CA*EA3626*3A* | Singlezone Ducted, Centrally Ducted | 23200 | 15800 | 2.5 | 17000 | 2
AMANA | AZV7SA | 215434046 | HRCU-A-CB | AZV7SA2410A* | CA*EA3626*3A* | Singlezone Ducted, Centrally Ducted | 23200 | 15800 | 2.5 | 17000 | 2
AMANA | AZV7SA | 215434045 | HRCU-A-CB | AZV7SA2410A* | CA*EA3626*3A* | Singlezone Ducted, Centrally Ducted | 23200 | 15800 | 2.5 | 17000 | 2
AMANA | AZV7SA | 215434044 | HRCU-A-CB | AZV7SA2410A* | CA*EA3626*3A* | Singlezone Ducted, Centrally Ducted | 23200 | 15800 | 2.5 | 17000 | 2
AMANA | AZV7SA | 215434043 | HRCU-A-CB | AZV7SA2410A* | CA*EA3626*3A* | Singlezone Ducted, Centrally Ducted | 23200 | 15800 | 2.5 | 17000 | 2
AMANA | AZV7SA | 215434042 | HRCU-A-CB | AZV7SA2410A* | CA*EA3626*3A* | Singlezone Ducted, Centrally Ducted | 23200 | 15800 | 2.5 | 17000 | 2
AMANA | AZV7SA | 215434041 | HRCU-A-CB | AZV7SA2410A* | CA*EA3626*3A* | Singlezone Ducted, Centrally Ducted | 23200 | 15800 | 2.5 | 17000 | 2
AMANA | AZV7SA | 215433900 | HRCU-A-CB | AZV7SA2410A* | CA*EA3022*3A*+MBVK16CP1X00A* | Singlezone Ducted, Centrally Ducted | 23200 | 15800 | 2.5 | 17000 | 2
AMANA | AZV7SA | 215433899 | HRCU-A-CB | AZV7SA2410A* | CA*EA3022*3A*+MBVK12BP1X00A* | Singlezone Ducted, Centrally Ducted | 23200 | 15800 | 2.5 | 17000 | 2
AMANA | AZV7SA | 215434040 | HRCU-A-CB | AZV7SA2410A* | CA*EA3022*3A* | Singlezone Ducted, Centrally Ducted | 23200 | 15800 | 2.5 | 17000 | 2
AMANA | AZV7SA | 215434039 | HRCU-A-CB | AZV7SA2410A* | CA*EA3022*3A* | Singlezone Ducted, Centrally Ducted | 23200 | 15800 | 2.5 | 17000 | 2
AMANA | AZV7SA | 215434038 | HRCU-A-CB | AZV7SA2410A* | CA*EA3022*3A* | Singlezone Ducted, Centrally Ducted | 23200 | 15800 | 2.5 | 17000 | 2
AMANA | AZV7SA | 215434037 | HRCU-A-CB | AZV7SA2410A* | CA*EA3022*3A* | Singlezone Ducted, Centrally Ducted | 23200 | 15800 | 2.5 | 17000 | 2
AMANA | AZV7SA | 215434036 | HRCU-A-CB | AZV7SA2410A* | CA*EA3022*3A* | Singlezone Ducted, Centrally Ducted | 23200 | 15800 | 2.5 | 17000 | 2
AMANA | AZV7SA | 215434035 | HRCU-A-CB | AZV7SA2410A* | CA*EA3022*3A* | Singlezone Ducted, Centrally Ducted | 23200 | 15800 | 2.5 | 17000 | 2
AMANA | AZV7SA | 215434034 | HRCU-A-CB | AZV7SA2410A* | CA*EA3022*3A* | Singlezone Ducted, Centrally Ducted | 23200 | 15800 | 2.5 | 17000 | 2
AMANA | AZV7SA | 215434033 | HRCU-A-CB | AZV7SA2410A* | CA*EA3022*3A* | Singlezone Ducted, Centrally Ducted | 23200 | 15800 | 2.5 | 17000 | 2
AMANA | AZV7SA | 215434032 | HRCU-A-CB | AZV7SA2410A* | CA*EA3022*3A* | Singlezone Ducted, Centrally Ducted | 23200 | 15800 | 2.5 | 17000 | 2
AMANA | AZV7SA | 215434031 | HRCU-A-CB | AZV7SA2410A* | CA*EA3022*3A* | Singlezone Ducted, Centrally Ducted | 23200 | 15800 | 2.5 | 17000 | 2
AMANA | AZV7SA | 215434030 | HRCU-A-CB | AZV7SA2410A* | CA*EA3022*3A* | Singlezone Ducted, Centrally Ducted | 23200 | 15800 | 2.5 | 17000 | 2
AMANA | AZV7SA | 215434029 | HRCU-A-CB | AZV7SA2410A* | CA*EA3022*3A* | Singlezone Ducted, Centrally Ducted | 23200 | 15800 | 2.5 | 17000 | 2
AMANA | AZV7SA | 215434028 | HRCU-A-CB | AZV7SA2410A* | CA*EA3022*3A* | Singlezone Ducted, Centrally Ducted | 23200 | 15800 | 2.5 | 17000 | 2
AMANA | AZV7SA | 215434027 | HRCU-A-CB | AZV7SA2410A* | CA*EA3022*3A* | Singlezone Ducted, Centrally Ducted | 23200 | 15800 | 2.5 | 17000 | 2
AMANA | AZV7SA | 215434026 | HRCU-A-CB | AZV7SA2410A* | CA*EA3022*3A* | Singlezone Ducted, Centrally Ducted | 23200 | 15800 | 2.5 | 17000 | 2
AMANA | AZV7SA | 215434025 | HRCU-A-CB | AZV7SA2410A* | CA*EA3022*3A* | Singlezone Ducted, Centrally Ducted | 23200 | 15800 | 2.5 | 17000 | 2
AMANA | AZV7SA | 215434024 | HRCU-A-CB | AZV7SA2410A* | CA*EA3022*3A* | Singlezone Ducted, Centrally Ducted | 23200 | 15800 | 2.5 | 17000 | 2
AMANA | AZV7SA | 215434023 | HRCU-A-CB | AZV7SA2410A* | CA*EA3022*3A* | Singlezone Ducted, Centrally Ducted | 23200 | 15800 | 2.5 | 17000 | 2
AMANA | AZV7SA | 215429733 | HRCU-A-CB | AZV7SA2410A* | AHVE36CP0300A* | Singlezone Ducted, Centrally Ducted | 23200 | 15800 | 2.5 | 17000 | 2
AMANA | AZV7SA | 215429186 | HRCU-A-CB | AZV7SA2410A* | AHVE36CP1300A* | Singlezone Ducted, Centrally Ducted | 23200 | 15800 | 2.5 | 17000 | 2
DAIKIN | DH7VSA | 215433948 | HRCU-A-CB | DH7VSA4810A* | CA*EA6030*3A*+MBVK20DP1X00A* | Singlezone Ducted, Centrally Ducted | 47000 | 29000 | 2.5 | 33600 | 2
DAIKIN | DH7VSA | 215434360 | HRCU-A-CB | DH7VSA4810A* | CA*EA6030*3A* | Singlezone Ducted, Centrally Ducted | 47000 | 29000 | 2.5 | 33600 | 2
DAIKIN | DH7VSA | 215434359 | HRCU-A-CB | DH7VSA4810A* | CA*EA6030*3A* | Singlezone Ducted, Centrally Ducted | 47000 | 29000 | 2.5 | 33600 | 2
DAIKIN | DH7VSA | 215434358 | HRCU-A-CB | DH7VSA4810A* | CA*EA6030*3A* | Singlezone Ducted, Centrally Ducted | 47000 | 29000 | 2.5 | 33600 | 2
DAIKIN | DH7VSA | 215434357 | HRCU-A-CB | DH7VSA4810A* | CA*EA6030*3A* | Singlezone Ducted, Centrally Ducted | 47000 | 29000 | 2.5 | 33600 | 2
DAIKIN | DH7VSA | 215433947 | HRCU-A-CB | DH7VSA4810A* | CA*EA6030*3A*+MBVK16CP1X00A* | Singlezone Ducted, Centrally Ducted | 47000 | 29000 | 2.5 | 33600 | 2
DAIKIN | DH7VSA | 215434356 | HRCU-A-CB | DH7VSA4810A* | CA*EA6030*3A* | Singlezone Ducted, Centrally Ducted | 47000 | 29000 | 2.5 | 33600 | 2
DAIKIN | DH7VSA | 215434355 | HRCU-A-CB | DH7VSA4810A* | CA*EA6030*3A* | Singlezone Ducted, Centrally Ducted | 47000 | 29000 | 2.5 | 33600 | 2
DAIKIN | DH7VSA | 215434354 | HRCU-A-CB | DH7VSA4810A* | CA*EA6030*3A* | Singlezone Ducted, Centrally Ducted | 47000 | 29000 | 2.5 | 33600 | 2
DAIKIN | DH7VSA | 215434353 | HRCU-A-CB | DH7VSA4810A* | CA*EA6030*3A* | Singlezone Ducted, Centrally Ducted | 47000 | 29000 | 2.5 | 33600 | 2
DAIKIN | DH7VSA | 215434352 | HRCU-A-CB | DH7VSA4810A* | CA*EA6030*3A* | Singlezone Ducted, Centrally Ducted | 47000 | 29000 | 2.5 | 33600 | 2
DAIKIN | DH7VSA | 215434351 | HRCU-A-CB | DH7VSA4810A* | CA*EA6030*3A* | Singlezone Ducted, Centrally Ducted | 47000 | 29000 | 2.5 | 33600 | 2
DAIKIN | DH7VSA | 215434350 | HRCU-A-CB | DH7VSA4810A* | CA*EA6030*3A* | Singlezone Ducted, Centrally Ducted | 47000 | 29000 | 2.5 | 33600 | 2
DAIKIN | DH7VSA | 215434349 | HRCU-A-CB | DH7VSA4810A* | CA*EA6030*3A* | Singlezone Ducted, Centrally Ducted | 47000 | 29000 | 2.5 | 33600 | 2
DAIKIN | DH7VSA | 215434348 | HRCU-A-CB | DH7VSA4810A* | CA*EA6030*3A* | Singlezone Ducted, Centrally Ducted | 47000 | 29000 | 2.5 | 33600 | 2
DAIKIN | DH7VSA | 215429732 | HRCU-A-CB | DH7VSA4810A* | DFVE60DP0300A* | Singlezone Ducted, Centrally Ducted | 47500 | 29000 | 2.5 | 33600 | 2
DAIKIN | DH7VSA | 215415511 | HRCU-A-CB | DH7VSA4810A* | DFVE60DP1300A* | Singlezone Ducted, Centrally Ducted | 47500 | 29000 | 2.5 | 33600 | 2
DAIKIN | DH7VSA | 215433934 | HRCU-A-CB | DH7VSA4210A* | CHPEA6030*3A*+MBVK20DP1X00A* | Singlezone Ducted, Centrally Ducted | 41000 | 28000 | 2.5 | 31000 | 2
DAIKIN | DH7VSA | 215433932 | HRCU-A-CB | DH7VSA4210A* | CHPEA4830*3A*+MBVK20DP1X00A* | Singlezone Ducted, Centrally Ducted | 41000 | 28000 | 2.5 | 31000 | 2
DAIKIN | DH7VSA | 215433930 | HRCU-A-CB | DH7VSA4210A* | CA*EA6030*3A*+MBVK20DP1X00A* | Singlezone Ducted, Centrally Ducted | 41000 | 28000 | 2.5 | 31000 | 2
DAIKIN | DH7VSA | 215433929 | HRCU-A-CB | DH7VSA4210A* | CA*EA6030*3A*+MBVK16CP1X00A* | Singlezone Ducted, Centrally Ducted | 41000 | 28000 | 2.5 | 31000 | 2
DAIKIN | DH7VSA | 215434243 | HRCU-A-CB | DH7VSA4210A* | CA*EA6030*3A* | Singlezone Ducted, Centrally Ducted | 41000 | 28000 | 2.5 | 31000 | 2
DAIKIN | DH7VSA | 215434242 | HRCU-A-CB | DH7VSA4210A* | CA*EA6030*3A* | Singlezone Ducted, Centrally Ducted | 41000 | 28000 | 2.5 | 31000 | 2
DAIKIN | DH7VSA | 215434241 | HRCU-A-CB | DH7VSA4210A* | CA*EA6030*3A* | Singlezone Ducted, Centrally Ducted | 41000 | 28000 | 2.5 | 31000 | 2
DAIKIN | DH7VSA | 215434240 | HRCU-A-CB | DH7VSA4210A* | CA*EA6030*3A* | Singlezone Ducted, Centrally Ducted | 41000 | 28000 | 2.5 | 31000 | 2
DAIKIN | DH7VSA | 215434239 | HRCU-A-CB | DH7VSA4210A* | CA*EA6030*3A* | Singlezone Ducted, Centrally Ducted | 41000 | 28000 | 2.5 | 31000 | 2
DAIKIN | DH7VSA | 215434238 | HRCU-A-CB | DH7VSA4210A* | CA*EA6030*3A* | Singlezone Ducted, Centrally Ducted | 41000 | 28000 | 2.5 | 31000 | 2
DAIKIN | DH7VSA | 215434237 | HRCU-A-CB | DH7VSA4210A* | CA*EA6030*3A* | Singlezone Ducted, Centrally Ducted | 41000 | 28000 | 2.5 | 31000 | 2
DAIKIN | DH7VSA | 215434236 | HRCU-A-CB | DH7VSA4210A* | CA*EA6030*3A* | Singlezone Ducted, Centrally Ducted | 41000 | 28000 | 2.5 | 31000 | 2
DAIKIN | DH7VSA | 215434235 | HRCU-A-CB | DH7VSA4210A* | CA*EA6030*3A* | Singlezone Ducted, Centrally Ducted | 41000 | 28000 | 2.5 | 31000 | 2
DAIKIN | DH7VSA | 215434234 | HRCU-A-CB | DH7VSA4210A* | CA*EA6030*3A* | Singlezone Ducted, Centrally Ducted | 41000 | 28000 | 2.5 | 31000 | 2
DAIKIN | DH7VSA | 215434233 | HRCU-A-CB | DH7VSA4210A* | CA*EA6030*3A* | Singlezone Ducted, Centrally Ducted | 41000 | 28000 | 2.5 | 31000 | 2
DAIKIN | DH7VSA | 215434232 | HRCU-A-CB | DH7VSA4210A* | CA*EA6030*3A* | Singlezone Ducted, Centrally Ducted | 41000 | 28000 | 2.5 | 31000 | 2
DAIKIN | DH7VSA | 215434231 | HRCU-A-CB | DH7VSA4210A* | CA*EA6030*3A* | Singlezone Ducted, Centrally Ducted | 41000 | 28000 | 2.5 | 31000 | 2
DAIKIN | DH7VSA | 215429731 | HRCU-A-CB | DH7VSA4210A* | DFVE60DP0300A* | Singlezone Ducted, Centrally Ducted | 41000 | 28000 | 2.5 | 31000 | 2
DAIKIN | DH7VSA | 215415510 | HRCU-A-CB | DH7VSA4210A* | DFVE60DP1300A* | Singlezone Ducted, Centrally Ducted | 41000 | 28000 | 2.5 | 31000 | 2
DAIKIN | DH7VSA | 215433898 | HRCU-A-CB | DH7VSA2410A* | CHPEA3026*3A*+MBVK16CP1X00A* | Singlezone Ducted, Centrally Ducted | 23200 | 15800 | 2.5 | 17000 | 2
DAIKIN | DH7VSA | 215433897 | HRCU-A-CB | DH7VSA2410A* | CHPEA3026*3A*+MBVK12BP1X00A* | Singlezone Ducted, Centrally Ducted | 23200 | 15800 | 2.5 | 17000 | 2
DAIKIN | DH7VSA | 215434022 | HRCU-A-CB | DH7VSA2410A* | CHPEA3026*3A* | Singlezone Ducted, Centrally Ducted | 23200 | 15800 | 2.5 | 17000 | 2
DAIKIN | DH7VSA | 215434021 | HRCU-A-CB | DH7VSA2410A* | CHPEA3026*3A* | Singlezone Ducted, Centrally Ducted | 23200 | 15800 | 2.5 | 17000 | 2
DAIKIN | DH7VSA | 215434020 | HRCU-A-CB | DH7VSA2410A* | CHPEA3026*3A* | Singlezone Ducted, Centrally Ducted | 23200 | 15800 | 2.5 | 17000 | 2
DAIKIN | DH7VSA | 215434019 | HRCU-A-CB | DH7VSA2410A* | CHPEA3026*3A* | Singlezone Ducted, Centrally Ducted | 23200 | 15800 | 2.5 | 17000 | 2
DAIKIN | DH7VSA | 215434018 | HRCU-A-CB | DH7VSA2410A* | CHPEA3026*3A* | Singlezone Ducted, Centrally Ducted | 23200 | 15800 | 2.5 | 17000 | 2
DAIKIN | DH7VSA | 215434017 | HRCU-A-CB | DH7VSA2410A* | CHPEA3026*3A* | Singlezone Ducted, Centrally Ducted | 23200 | 15800 | 2.5 | 17000 | 2
DAIKIN | DH7VSA | 215434016 | HRCU-A-CB | DH7VSA2410A* | CHPEA3026*3A* | Singlezone Ducted, Centrally Ducted | 23200 | 15800 | 2.5 | 17000 | 2
DAIKIN | DH7VSA | 215434015 | HRCU-A-CB | DH7VSA2410A* | CHPEA3026*3A* | Singlezone Ducted, Centrally Ducted | 23200 | 15800 | 2.5 | 17000 | 2
DAIKIN | DH7VSA | 215434014 | HRCU-A-CB | DH7VSA2410A* | CHPEA3026*3A* | Singlezone Ducted, Centrally Ducted | 23200 | 15800 | 2.5 | 17000 | 2
DAIKIN | DH7VSA | 215434013 | HRCU-A-CB | DH7VSA2410A* | CHPEA3026*3A* | Singlezone Ducted, Centrally Ducted | 23200 | 15800 | 2.5 | 17000 | 2
DAIKIN | DH7VSA | 215434012 | HRCU-A-CB | DH7VSA2410A* | CHPEA3026*3A* | Singlezone Ducted, Centrally Ducted | 23200 | 15800 | 2.5 | 17000 | 2
DAIKIN | DH7VSA | 215434011 | HRCU-A-CB | DH7VSA2410A* | CHPEA3026*3A* | Singlezone Ducted, Centrally Ducted | 23200 | 15800 | 2.5 | 17000 | 2
DAIKIN | DH7VSA | 215434010 | HRCU-A-CB | DH7VSA2410A* | CHPEA3026*3A* | Singlezone Ducted, Centrally Ducted | 23200 | 15800 | 2.5 | 17000 | 2
DAIKIN | DH7VSA | 215434009 | HRCU-A-CB | DH7VSA2410A* | CHPEA3026*3A* | Singlezone Ducted, Centrally Ducted | 23200 | 15800 | 2.5 | 17000 | 2
DAIKIN | DH7VSA | 215434008 | HRCU-A-CB | DH7VSA2410A* | CHPEA3026*3A* | Singlezone Ducted, Centrally Ducted | 23200 | 15800 | 2.5 | 17000 | 2
DAIKIN | DH7VSA | 215434007 | HRCU-A-CB | DH7VSA2410A* | CHPEA3026*3A* | Singlezone Ducted, Centrally Ducted | 23200 | 15800 | 2.5 | 17000 | 2
DAIKIN | DH7VSA | 215434006 | HRCU-A-CB | DH7VSA2410A* | CHPEA3026*3A* | Singlezone Ducted, Centrally Ducted | 23200 | 15800 | 2.5 | 17000 | 2
DAIKIN | DH7VSA | 215434005 | HRCU-A-CB | DH7VSA2410A* | CHPEA3026*3A* | Singlezone Ducted, Centrally Ducted | 23200 | 15800 | 2.5 | 17000 | 2
DAIKIN | DH7VSA | 215434004 | HRCU-A-CB | DH7VSA2410A* | CHPEA3026*3A* | Singlezone Ducted, Centrally Ducted | 23200 | 15800 | 2.5 | 17000 | 2
DAIKIN | DH7VSA | 215433896 | HRCU-A-CB | DH7VSA2410A* | CA*EA3626*3A*+MBVK16CP1X00A* | Singlezone Ducted, Centrally Ducted | 23200 | 15800 | 2.5 | 17000 | 2
DAIKIN | DH7VSA | 215433895 | HRCU-A-CB | DH7VSA2410A* | CA*EA3626*3A*+MBVK12BP1X00A* | Singlezone Ducted, Centrally Ducted | 23200 | 15800 | 2.5 | 17000 | 2
DAIKIN | DH7VSA | 215434003 | HRCU-A-CB | DH7VSA2410A* | CA*EA3626*3A* | Singlezone Ducted, Centrally Ducted | 23200 | 15800 | 2.5 | 17000 | 2
DAIKIN | DH7VSA | 215434002 | HRCU-A-CB | DH7VSA2410A* | CA*EA3626*3A* | Singlezone Ducted, Centrally Ducted | 23200 | 15800 | 2.5 | 17000 | 2
DAIKIN | DH7VSA | 215434001 | HRCU-A-CB | DH7VSA2410A* | CA*EA3626*3A* | Singlezone Ducted, Centrally Ducted | 23200 | 15800 | 2.5 | 17000 | 2
DAIKIN | DH7VSA | 215434000 | HRCU-A-CB | DH7VSA2410A* | CA*EA3626*3A* | Singlezone Ducted, Centrally Ducted | 23200 | 15800 | 2.5 | 17000 | 2
DAIKIN | DH7VSA | 215433999 | HRCU-A-CB | DH7VSA2410A* | CA*EA3626*3A* | Singlezone Ducted, Centrally Ducted | 23200 | 15800 | 2.5 | 17000 | 2
DAIKIN | DH7VSA | 215433998 | HRCU-A-CB | DH7VSA2410A* | CA*EA3626*3A* | Singlezone Ducted, Centrally Ducted | 23200 | 15800 | 2.5 | 17000 | 2
DAIKIN | DH7VSA | 215433997 | HRCU-A-CB | DH7VSA2410A* | CA*EA3626*3A* | Singlezone Ducted, Centrally Ducted | 23200 | 15800 | 2.5 | 17000 | 2
DAIKIN | DH7VSA | 215433996 | HRCU-A-CB | DH7VSA2410A* | CA*EA3626*3A* | Singlezone Ducted, Centrally Ducted | 23200 | 15800 | 2.5 | 17000 | 2
DAIKIN | DH7VSA | 215433995 | HRCU-A-CB | DH7VSA2410A* | CA*EA3626*3A* | Singlezone Ducted, Centrally Ducted | 23200 | 15800 | 2.5 | 17000 | 2
DAIKIN | DH7VSA | 215433994 | HRCU-A-CB | DH7VSA2410A* | CA*EA3626*3A* | Singlezone Ducted, Centrally Ducted | 23200 | 15800 | 2.5 | 17000 | 2
DAIKIN | DH7VSA | 215433993 | HRCU-A-CB | DH7VSA2410A* | CA*EA3626*3A* | Singlezone Ducted, Centrally Ducted | 23200 | 15800 | 2.5 | 17000 | 2
DAIKIN | DH7VSA | 215433992 | HRCU-A-CB | DH7VSA2410A* | CA*EA3626*3A* | Singlezone Ducted, Centrally Ducted | 23200 | 15800 | 2.5 | 17000 | 2
DAIKIN | DH7VSA | 215433991 | HRCU-A-CB | DH7VSA2410A* | CA*EA3626*3A* | Singlezone Ducted, Centrally Ducted | 23200 | 15800 | 2.5 | 17000 | 2
DAIKIN | DH7VSA | 215433990 | HRCU-A-CB | DH7VSA2410A* | CA*EA3626*3A* | Singlezone Ducted, Centrally Ducted | 23200 | 15800 | 2.5 | 17000 | 2
DAIKIN | DH7VSA | 215433989 | HRCU-A-CB | DH7VSA2410A* | CA*EA3626*3A* | Singlezone Ducted, Centrally Ducted | 23200 | 15800 | 2.5 | 17000 | 2
DAIKIN | DH7VSA | 215433988 | HRCU-A-CB | DH7VSA2410A* | CA*EA3626*3A* | Singlezone Ducted, Centrally Ducted | 23200 | 15800 | 2.5 | 17000 | 2
DAIKIN | DH7VSA | 215433987 | HRCU-A-CB | DH7VSA2410A* | CA*EA3626*3A* | Singlezone Ducted, Centrally Ducted | 23200 | 15800 | 2.5 | 17000 | 2
DAIKIN | DH7VSA | 215433986 | HRCU-A-CB | DH7VSA2410A* | CA*EA3626*3A* | Singlezone Ducted, Centrally Ducted | 23200 | 15800 | 2.5 | 17000 | 2
DAIKIN | DH7VSA | 215433985 | HRCU-A-CB | DH7VSA2410A* | CA*EA3626*3A* | Singlezone Ducted, Centrally Ducted | 23200 | 15800 | 2.5 | 17000 | 2
DAIKIN | DH7VSA | 215433894 | HRCU-A-CB | DH7VSA2410A* | CA*EA3022*3A*+MBVK16CP1X00A* | Singlezone Ducted, Centrally Ducted | 23200 | 15800 | 2.5 | 17000 | 2
DAIKIN | DH7VSA | 215433893 | HRCU-A-CB | DH7VSA2410A* | CA*EA3022*3A*+MBVK12BP1X00A* | Singlezone Ducted, Centrally Ducted | 23200 | 15800 | 2.5 | 17000 | 2
DAIKIN | DH7VSA | 215433984 | HRCU-A-CB | DH7VSA2410A* | CA*EA3022*3A* | Singlezone Ducted, Centrally Ducted | 23200 | 15800 | 2.5 | 17000 | 2
DAIKIN | DH7VSA | 215433983 | HRCU-A-CB | DH7VSA2410A* | CA*EA3022*3A* | Singlezone Ducted, Centrally Ducted | 23200 | 15800 | 2.5 | 17000 | 2
DAIKIN | DH7VSA | 215433982 | HRCU-A-CB | DH7VSA2410A* | CA*EA3022*3A* | Singlezone Ducted, Centrally Ducted | 23200 | 15800 | 2.5 | 17000 | 2
DAIKIN | DH7VSA | 215433981 | HRCU-A-CB | DH7VSA2410A* | CA*EA3022*3A* | Singlezone Ducted, Centrally Ducted | 23200 | 15800 | 2.5 | 17000 | 2
DAIKIN | DH7VSA | 215433980 | HRCU-A-CB | DH7VSA2410A* | CA*EA3022*3A* | Singlezone Ducted, Centrally Ducted | 23200 | 15800 | 2.5 | 17000 | 2
DAIKIN | DH7VSA | 215433979 | HRCU-A-CB | DH7VSA2410A* | CA*EA3022*3A* | Singlezone Ducted, Centrally Ducted | 23200 | 15800 | 2.5 | 17000 | 2
DAIKIN | DH7VSA | 215433978 | HRCU-A-CB | DH7VSA2410A* | CA*EA3022*3A* | Singlezone Ducted, Centrally Ducted | 23200 | 15800 | 2.5 | 17000 | 2
DAIKIN | DH7VSA | 215433977 | HRCU-A-CB | DH7VSA2410A* | CA*EA3022*3A* | Singlezone Ducted, Centrally Ducted | 23200 | 15800 | 2.5 | 17000 | 2
DAIKIN | DH7VSA | 215433976 | HRCU-A-CB | DH7VSA2410A* | CA*EA3022*3A* | Singlezone Ducted, Centrally Ducted | 23200 | 15800 | 2.5 | 17000 | 2
DAIKIN | DH7VSA | 215433975 | HRCU-A-CB | DH7VSA2410A* | CA*EA3022*3A* | Singlezone Ducted, Centrally Ducted | 23200 | 15800 | 2.5 | 17000 | 2
DAIKIN | DH7VSA | 215433974 | HRCU-A-CB | DH7VSA2410A* | CA*EA3022*3A* | Singlezone Ducted, Centrally Ducted | 23200 | 15800 | 2.5 | 17000 | 2
DAIKIN | DH7VSA | 215433973 | HRCU-A-CB | DH7VSA2410A* | CA*EA3022*3A* | Singlezone Ducted, Centrally Ducted | 23200 | 15800 | 2.5 | 17000 | 2
DAIKIN | DH7VSA | 215433972 | HRCU-A-CB | DH7VSA2410A* | CA*EA3022*3A* | Singlezone Ducted, Centrally Ducted | 23200 | 15800 | 2.5 | 17000 | 2
DAIKIN | DH7VSA | 215433971 | HRCU-A-CB | DH7VSA2410A* | CA*EA3022*3A* | Singlezone Ducted, Centrally Ducted | 23200 | 15800 | 2.5 | 17000 | 2
DAIKIN | DH7VSA | 215433970 | HRCU-A-CB | DH7VSA2410A* | CA*EA3022*3A* | Singlezone Ducted, Centrally Ducted | 23200 | 15800 | 2.5 | 17000 | 2
DAIKIN | DH7VSA | 215433969 | HRCU-A-CB | DH7VSA2410A* | CA*EA3022*3A* | Singlezone Ducted, Centrally Ducted | 23200 | 15800 | 2.5 | 17000 | 2
DAIKIN | DH7VSA | 215433968 | HRCU-A-CB | DH7VSA2410A* | CA*EA3022*3A* | Singlezone Ducted, Centrally Ducted | 23200 | 15800 | 2.5 | 17000 | 2
DAIKIN | DH7VSA | 215433967 | HRCU-A-CB | DH7VSA2410A* | CA*EA3022*3A* | Singlezone Ducted, Centrally Ducted | 23200 | 15800 | 2.5 | 17000 | 2
DAIKIN | DH7VSA | 215429723 | HRCU-A-CB | DH7VSA2410A* | DFVE36CP0300A* | Singlezone Ducted, Centrally Ducted | 23200 | 15800 | 2.5 | 17000 | 2
DAIKIN | DH7VSA | 215415508 | HRCU-A-CB | DH7VSA2410A* | DFVE36CP1300A* | Singlezone Ducted, Centrally Ducted | 23200 | 15800 | 2.5 | 17000 | 2
SAMSUNG | WindFree IAQ - Standard (RAC) | 215351564 | HRCU-A-CB-O | AR15DXFAMWKX | AR15DXKAPWKN | Singlezone Non-Ducted, Wall Placement | 15000 | 13000 | 2.72 | 13000 | 2.24
SAMSUNG | WindFree - Standard (RAC) | 215351563 | HRCU-A-CB-O | AR15DXFAMWKX | AR15DXFAMWKN | Singlezone Non-Ducted, Wall Placement | 15000 | 13000 | 2.72 | 13000 | 2.24
SAMSUNG | WindFree - Max heat (RAC) | 215222778 | HRCU-A-CB-O | AR15DXDACWKX | AR15DXDABWKN | Singlezone Non-Ducted, Wall Placement | 15000 | 14000 | 2.93 | 18000 | 2.2
SAMSUNG | WindFree - Max heat (RAC) | 215399291 | HRCU-A-CB-O | AR12DXDACWKX | AR12DXDABWKN | Singlezone Non-Ducted, Wall Placement | 12000 | 10600 | 2.82 | 14000 | 2.16
SAMSUNG | WindFree - Max heat (RAC) | 215399292 | HRCU-A-CB-O | AR09DXDACWKX | AR09DXDABWKN | Singlezone Non-Ducted, Wall Placement | 11000 | 9900 | 2.64 | 12500 | 2.15
ZEPHYR | HiULTRA | 215414834 | HRCU-A-CB-O | ZE-12DB25O | ZE-12DB25I | Singlezone Non-Ducted, Wall Placement | 12000 | 9300 | 4.78 | 9200 | 1.9
ZEPHYR | HiULTRA | 215414833 | HRCU-A-CB-O | ZE-09DB25O | ZE-09DB25I | Singlezone Non-Ducted, Wall Placement | 9500 | 9500 | 4.8 | 8800 | 1.92
ZEPHYR | HiULTRA | 215414830 | HRCU-A-CB-O | ZE-12CB25O | ZE-12CB25I | Singlezone Non-Ducted, Wall Placement | 12000 | 10800 | 4.8 | 11500 | 1.98
ZEPHYR | HiULTRA | 215414829 | HRCU-A-CB-O | ZE-09CB25O | ZE-09CB25I | Singlezone Non-Ducted, Wall Placement | 9000 | 9000 | 4.8 | 9000 | 2.03
ZEPHYR | Hi-PRO HD | 215381148 | HRCU-A-CB | ZE-660HPA | AH-660A | Singlezone Ducted, Centrally Ducted | 57000 | 37000 | 2.61 | 42000 | 2.46
ZEPHYR | Hi-PRO HD | 215381147 | HRCU-A-CB | ZE-648HPA | AH-648A | Singlezone Ducted, Centrally Ducted | 48000 | 36600 | 2.64 | 37000 | 2.52
ZEPHYR | Hi-PRO HD | 215381146 | HRCU-A-CB | ZE-636HPA | AH-636A | Singlezone Ducted, Centrally Ducted | 34000 | 32000 | 2.93 | 31000 | 2.15
ZEPHYR | Hi-PRO HD | 215381145 | HRCU-A-CB | ZE-624HPA | AH-624A | Singlezone Ducted, Centrally Ducted | 24000 | 20400 | 3.05 | 20800 | 2.3
HAXXAIR |  | 214264495 | HRCU-A-C | HVHD-48E2D2 | DC61A44-245R | Singlezone Ducted, Centrally Ducted | 42000 | 31200 | 3.22 | 34600 | 2.08
HAXXAIR |  | 214264494 | HRCU-A-C | HVHD-36E2D2 | DC37A44-210L | Singlezone Ducted, Centrally Ducted | 30000 | 23000 | 2.89 | 24200 | 2.08
HAXXAIR |  | 207036468 | HRCU-A-CB | HVHD-36E2D2 | HAHD-36E2D2 | Singlezone Ducted, Centrally Ducted | 35000 | 24000 | 2.51 | 29300 | 1.93
HAXXAIR |  | 214855369 | HRCU-A-CB-O | HVHSC-24T2D | HAH-24T2D | Singlezone Non-Ducted, Wall Placement | 26000 | 19000 | 2.61 | 19000 | 2.2
HAXXAIR |  | 205921367 | HRCU-A-CB-O | HVHSC-18T2D | HAHC-18T2D | Singlezone Non-Ducted, Ceiling Placement | 18800 | 12000 | 2.64 | 13200 | 2.36
KENMORE | DELUXE 18 VS HP | 206997735 | HRCU-A-CB | (C,H,T)VH837GKA2* | EA*4X48L24A*+WALLCON | Singlezone Ducted, Centrally Ducted | 32400 | 31400 | 2.52 | 27600 | 2.22
KENMORE | DELUXE 18 VS HP | 206997708 | HRCU-A-CB | (C,H,T)VH837GKA2* | EA*4X43L21A*+WALLCON | Singlezone Ducted, Centrally Ducted | 32800 | 31800 | 2.54 | 27800 | 2.22
KENMORE | DELUXE 18 VS HP | 206997706 | HRCU-A-CB | (C,H,T)VH837GKA2* | EA*4X43L21A*+WALLCON | Singlezone Ducted, Centrally Ducted | 32800 | 31800 | 2.54 | 27800 | 2.22
KENMORE | DELUXE 18 VS HP | 206997700 | HRCU-A-CB | (C,H,T)VH837GKA2* | EA*4X43L21A*+WALLCON | Singlezone Ducted, Centrally Ducted | 32800 | 31800 | 2.54 | 28000 | 2.2
TEMPSTAR | SMARTCOMFORT DELUXE 18 VS HP | 206771963 | HRCU-A-CB | TVH837GKA2* | EA*4X48L24A*+WALLCON | Singlezone Ducted, Centrally Ducted | 32400 | 31400 | 2.52 | 27600 | 2.22
AIRQUEST | DELUXE 19 VS HP | 206771957 | HRCU-A-CB | HVH837GKA2* | EA*4X48L24A*+WALLCON | Singlezone Ducted, Centrally Ducted | 32400 | 31400 | 2.52 | 27600 | 2.22
DAY & NIGHT | CONSTANTCOMFORT DELUXE 18 VS HP | 206771933 | HRCU-A-CB | CVH837GKA2* | EA*4X48L24A*+WALLCON | Singlezone Ducted, Centrally Ducted | 32400 | 31400 | 2.52 | 27600 | 2.22
COMFORTMAKER | SOFTSOUND DELUXE 18 VS HP | 206771932 | HRCU-A-CB | CVH837GKA2* | EA*4X48L24A*+WALLCON | Singlezone Ducted, Centrally Ducted | 32400 | 31400 | 2.52 | 27600 | 2.22
ARCOAIRE | DURACOMFORT DELUXE 18 VS HP | 206771931 | HRCU-A-CB | HVH837GKA2* | EA*4X48L24A*+WALLCON | Singlezone Ducted, Centrally Ducted | 32400 | 31400 | 2.52 | 27600 | 2.22
COMFORTMAKER | SOFTSOUND DELUXE 18 VS HP | 206771896 | HRCU-A-CB | CVH837GKA2* | EA*4X48L24A*+WALLCON | Singlezone Ducted, Centrally Ducted | 32400 | 31400 | 2.52 | 27600 | 2.2
ARCOAIRE | DURACOMFORT DELUXE 18 VS HP | 206771895 | HRCU-A-CB | HVH837GKA2* | EA*4X48L24A*+WALLCON | Singlezone Ducted, Centrally Ducted | 32400 | 31400 | 2.52 | 27600 | 2.2
COMFORTMAKER | SOFTSOUND DELUXE 18 VS HP | 206771860 | HRCU-A-CB | CVH837GKA2* | EA*4X48L21A*+WALLCON | Singlezone Ducted, Centrally Ducted | 32400 | 31400 | 2.52 | 27600 | 2.2
ARCOAIRE | DURACOMFORT DELUXE 18 VS HP | 206771859 | HRCU-A-CB | HVH837GKA2* | EA*4X48L21A*+WALLCON | Singlezone Ducted, Centrally Ducted | 32400 | 31400 | 2.52 | 27600 | 2.2
DAY & NIGHT | CONSTANTCOMFORT DELUXE 18 VS HP | 206771852 | HRCU-A-CB | CVH837GKA2* | EA*4X48L21A*+WALLCON | Singlezone Ducted, Centrally Ducted | 32400 | 31400 | 2.52 | 27600 | 2.2
COMFORTMAKER | SOFTSOUND DELUXE 18 VS HP | 206771851 | HRCU-A-CB | CVH837GKA2* | EA*4X48L21A*+WALLCON | Singlezone Ducted, Centrally Ducted | 32400 | 31400 | 2.52 | 27600 | 2.2
ARCOAIRE | DURACOMFORT DELUXE 18 VS HP | 206771850 | HRCU-A-CB | HVH837GKA2* | EA*4X48L21A*+WALLCON | Singlezone Ducted, Centrally Ducted | 32400 | 31400 | 2.52 | 27600 | 2.2
AIRQUEST | DELUXE 19 VS HP | 206771849 | HRCU-A-CB | HVH837GKA2* | EA*4X48L21A*+WALLCON | Singlezone Ducted, Centrally Ducted | 32400 | 31400 | 2.52 | 27600 | 2.2
KEEPRITE | PROCOMFORT DELUXE 18 VS HP | 206771835 | HRCU-A-CB | CVH837GKA2* | EA*4X48L21A*+WALLCON | Singlezone Ducted, Centrally Ducted | 32400 | 31400 | 2.52 | 27600 | 2.2
DAY & NIGHT | CONSTANTCOMFORT DELUXE 18 VS HP | 206771834 | HRCU-A-CB | CVH837GKA2* | EA*4X48L21A*+WALLCON | Singlezone Ducted, Centrally Ducted | 32400 | 31400 | 2.52 | 27600 | 2.2
HEIL | QUIETCOMFORT DELUXE 18 VS HP | 206771830 | HRCU-A-CB | HVH837GKA2* | EA*4X48L21A*+WALLCON | Singlezone Ducted, Centrally Ducted | 32400 | 31400 | 2.52 | 27600 | 2.2
DAY & NIGHT | CONSTANTCOMFORT DELUXE 18 VS HP | 206771717 | HRCU-A-CB | CVH837GKA2* | EA*4X43L21A*+WALLCON | Singlezone Ducted, Centrally Ducted | 32800 | 31800 | 2.54 | 27800 | 2.22
COMFORTMAKER | SOFTSOUND DELUXE 18 VS HP | 206771716 | HRCU-A-CB | CVH837GKA2* | EA*4X43L21A*+WALLCON | Singlezone Ducted, Centrally Ducted | 32800 | 31800 | 2.54 | 27800 | 2.22
AIRQUEST | DELUXE 19 VS HP | 206771714 | HRCU-A-CB | HVH837GKA2* | EA*4X43L21A*+WALLCON | Singlezone Ducted, Centrally Ducted | 32800 | 31800 | 2.54 | 27800 | 2.22
TEMPSTAR | SMARTCOMFORT DELUXE 18 VS HP | 206771648 | HRCU-A-CB | TVH837GKA2* | EA*4X43L21A*+WALLCON | Singlezone Ducted, Centrally Ducted | 32800 | 31800 | 2.54 | 28000 | 2.2
DAY & NIGHT | CONSTANTCOMFORT DELUXE 18 VS HP | 206771645 | HRCU-A-CB | CVH837GKA2* | EA*4X43L21A*+WALLCON | Singlezone Ducted, Centrally Ducted | 32800 | 31800 | 2.54 | 28000 | 2.2
HEIL | QUIETCOMFORT DELUXE 18 VS HP | 206771344 | HRCU-A-CB | HVH837GKA2* | EA*4X37L21A*+WALLCON | Singlezone Ducted, Centrally Ducted | 32800 | 31800 | 2.54 | 28000 | 2.22
COMFORTMAKER | SOFTSOUND DELUXE 18 VS HP | 206771329 | HRCU-A-CB | CVH837GKA2* | EA*4X37L21A*+WALLCON | Singlezone Ducted, Centrally Ducted | 32800 | 31800 | 2.54 | 28000 | 2.22
KENMORE | DELUXE 18 VS HP | 206997723 | HRCU-A-CB | (C,H,T)VH837GKA2* | EA*4X48L21A*+WALLCON | Singlezone Ducted, Centrally Ducted | 32400 | 31400 | 2.52 | 27600 | 2.2
COOPER&HUNTER | CH series | 213265578 | HRCU-A-CB | CH-ES24-230VO | CH-24MDT-W | Singlezone Ducted, Compact Ducted | 25000 | 20000 | 2.61 | 20000 | 2.3
DAY & NIGHT | CONSTANTCOMFORT DELUXE 18 VS HP | 206771960 | HRCU-A-CB | CVH837GKA2* | EA*4X48L24A*+WALLCON | Singlezone Ducted, Centrally Ducted | 32400 | 31400 | 2.52 | 27600 | 2.22
HEIL | QUIETCOMFORT DELUXE 18 VS HP | 206771956 | HRCU-A-CB | HVH837GKA2* | EA*4X48L24A*+WALLCON | Singlezone Ducted, Centrally Ducted | 32400 | 31400 | 2.52 | 27600 | 2.22
TEMPSTAR | SMARTCOMFORT DELUXE 18 VS HP | 206771936 | HRCU-A-CB | TVH837GKA2* | EA*4X48L24A*+WALLCON | Singlezone Ducted, Centrally Ducted | 32400 | 31400 | 2.52 | 27600 | 2.22
KEEPRITE | PROCOMFORT DELUXE 18 VS HP | 206771898 | HRCU-A-CB | CVH837GKA2* | EA*4X48L24A*+WALLCON | Singlezone Ducted, Centrally Ducted | 32400 | 31400 | 2.52 | 27600 | 2.2
DAY & NIGHT | CONSTANTCOMFORT DELUXE 18 VS HP | 206771897 | HRCU-A-CB | CVH837GKA2* | EA*4X48L24A*+WALLCON | Singlezone Ducted, Centrally Ducted | 32400 | 31400 | 2.52 | 27600 | 2.2
AIRQUEST | DELUXE 19 VS HP | 206771894 | HRCU-A-CB | HVH837GKA2* | EA*4X48L24A*+WALLCON | Singlezone Ducted, Centrally Ducted | 32400 | 31400 | 2.52 | 27600 | 2.2
KEEPRITE | PROCOMFORT DELUXE 18 VS HP | 206771862 | HRCU-A-CB | CVH837GKA2* | EA*4X48L21A*+WALLCON | Singlezone Ducted, Centrally Ducted | 32400 | 31400 | 2.52 | 27600 | 2.2
DAY & NIGHT | CONSTANTCOMFORT DELUXE 18 VS HP | 206771861 | HRCU-A-CB | CVH837GKA2* | EA*4X48L21A*+WALLCON | Singlezone Ducted, Centrally Ducted | 32400 | 31400 | 2.52 | 27600 | 2.2
TEMPSTAR | SMARTCOMFORT DELUXE 18 VS HP | 206771855 | HRCU-A-CB | TVH837GKA2* | EA*4X48L21A*+WALLCON | Singlezone Ducted, Centrally Ducted | 32400 | 31400 | 2.52 | 27600 | 2.2
COMFORTMAKER | SOFTSOUND DELUXE 18 VS HP | 206771833 | HRCU-A-CB | CVH837GKA2* | EA*4X48L21A*+WALLCON | Singlezone Ducted, Centrally Ducted | 32400 | 31400 | 2.52 | 27600 | 2.2
ARCOAIRE | DURACOMFORT DELUXE 18 VS HP | 206771715 | HRCU-A-CB | HVH837GKA2* | EA*4X43L21A*+WALLCON | Singlezone Ducted, Centrally Ducted | 32800 | 31800 | 2.54 | 27800 | 2.22
TEMPSTAR | SMARTCOMFORT DELUXE 18 VS HP | 206771702 | HRCU-A-CB | TVH837GKA2* | EA*4X43L21A*+WALLCON | Singlezone Ducted, Centrally Ducted | 32800 | 31800 | 2.54 | 27800 | 2.22
KEEPRITE | PROCOMFORT DELUXE 18 VS HP | 206771700 | HRCU-A-CB | CVH837GKA2* | EA*4X43L21A*+WALLCON | Singlezone Ducted, Centrally Ducted | 32800 | 31800 | 2.54 | 27800 | 2.22
COMFORTMAKER | SOFTSOUND DELUXE 18 VS HP | 206771698 | HRCU-A-CB | CVH837GKA2* | EA*4X43L21A*+WALLCON | Singlezone Ducted, Centrally Ducted | 32800 | 31800 | 2.54 | 27800 | 2.22
ARCOAIRE | DURACOMFORT DELUXE 18 VS HP | 206771697 | HRCU-A-CB | HVH837GKA2* | EA*4X43L21A*+WALLCON | Singlezone Ducted, Centrally Ducted | 32800 | 31800 | 2.54 | 27800 | 2.22
TEMPSTAR | SMARTCOMFORT DELUXE 18 VS HP | 206771351 | HRCU-A-CB | TVH837GKA2* | EA*4X37L21A*+WALLCON | Singlezone Ducted, Centrally Ducted | 32800 | 31800 | 2.54 | 28000 | 2.22
KEEPRITE | PROCOMFORT DELUXE 18 VS HP | 206771349 | HRCU-A-CB | CVH837GKA2* | EA*4X37L21A*+WALLCON | Singlezone Ducted, Centrally Ducted | 32800 | 31800 | 2.54 | 28000 | 2.22
ARCOAIRE | DURACOMFORT DELUXE 18 VS HP | 206771346 | HRCU-A-CB | HVH837GKA2* | EA*4X37L21A*+WALLCON | Singlezone Ducted, Centrally Ducted | 32800 | 31800 | 2.54 | 28000 | 2.22
TEMPSTAR | SMARTCOMFORT DELUXE 18 VS HP | 206771333 | HRCU-A-CB | TVH837GKA2* | EA*4X37L21A*+WALLCON | Singlezone Ducted, Centrally Ducted | 32800 | 31800 | 2.54 | 28000 | 2.22
HEIL | QUIETCOMFORT DELUXE 18 VS HP | 206771326 | HRCU-A-CB | HVH837GKA2* | EA*4X37L21A*+WALLCON | Singlezone Ducted, Centrally Ducted | 32800 | 31800 | 2.54 | 28000 | 2.22
HEIL | QUIETCOMFORT DELUXE 18 VS HP | 206771893 | HRCU-A-CB | HVH837GKA2* | EA*4X48L24A*+WALLCON | Singlezone Ducted, Centrally Ducted | 32400 | 31400 | 2.52 | 27600 | 2.2
KENMORE | DELUXE 18 VS HP | 206997732 | HRCU-A-CB | (C,H,T)VH837GKA2* | EA*4X48L24A*+WALLCON | Singlezone Ducted, Centrally Ducted | 32400 | 31400 | 2.52 | 27600 | 2.22
KENMORE | DELUXE 18 VS HP | 206997728 | HRCU-A-CB | (C,H,T)VH837GKA2* | EA*4X48L24A*+WALLCON | Singlezone Ducted, Centrally Ducted | 32400 | 31400 | 2.52 | 27600 | 2.2
KENMORE | DELUXE 18 VS HP | 206997724 | HRCU-A-CB | (C,H,T)VH837GKA2* | EA*4X48L21A*+WALLCON | Singlezone Ducted, Centrally Ducted | 32400 | 31400 | 2.52 | 27600 | 2.2
KENMORE | DELUXE 18 VS HP | 206997665 | HRCU-A-CB | (C,H,T)VH837GKA2* | EA*4X37L21A*+WALLCON | Singlezone Ducted, Centrally Ducted | 32800 | 31800 | 2.54 | 28000 | 2.22
KEEPRITE | PROCOMFORT DELUXE 18 VS HP | 206771961 | HRCU-A-CB | CVH837GKA2* | EA*4X48L24A*+WALLCON | Singlezone Ducted, Centrally Ducted | 32400 | 31400 | 2.52 | 27600 | 2.22
COMFORTMAKER | SOFTSOUND DELUXE 18 VS HP | 206771959 | HRCU-A-CB | CVH837GKA2* | EA*4X48L24A*+WALLCON | Singlezone Ducted, Centrally Ducted | 32400 | 31400 | 2.52 | 27600 | 2.22
ARCOAIRE | DURACOMFORT DELUXE 18 VS HP | 206771958 | HRCU-A-CB | HVH837GKA2* | EA*4X48L24A*+WALLCON | Singlezone Ducted, Centrally Ducted | 32400 | 31400 | 2.52 | 27600 | 2.22
KEEPRITE | PROCOMFORT DELUXE 18 VS HP | 206771934 | HRCU-A-CB | CVH837GKA2* | EA*4X48L24A*+WALLCON | Singlezone Ducted, Centrally Ducted | 32400 | 31400 | 2.52 | 27600 | 2.22
AIRQUEST | DELUXE 19 VS HP | 206771930 | HRCU-A-CB | HVH837GKA2* | EA*4X48L24A*+WALLCON | Singlezone Ducted, Centrally Ducted | 32400 | 31400 | 2.52 | 27600 | 2.22
HEIL | QUIETCOMFORT DELUXE 18 VS HP | 206771857 | HRCU-A-CB | HVH837GKA2* | EA*4X48L21A*+WALLCON | Singlezone Ducted, Centrally Ducted | 32400 | 31400 | 2.52 | 27600 | 2.2
KEEPRITE | PROCOMFORT DELUXE 18 VS HP | 206771853 | HRCU-A-CB | CVH837GKA2* | EA*4X48L21A*+WALLCON | Singlezone Ducted, Centrally Ducted | 32400 | 31400 | 2.52 | 27600 | 2.2
TEMPSTAR | SMARTCOMFORT DELUXE 18 VS HP | 206771837 | HRCU-A-CB | TVH837GKA2* | EA*4X48L21A*+WALLCON | Singlezone Ducted, Centrally Ducted | 32400 | 31400 | 2.52 | 27600 | 2.2
AIRQUEST | DELUXE 19 VS HP | 206771831 | HRCU-A-CB | HVH837GKA2* | EA*4X48L21A*+WALLCON | Singlezone Ducted, Centrally Ducted | 32400 | 31400 | 2.52 | 27600 | 2.2
HEIL | QUIETCOMFORT DELUXE 18 VS HP | 206771713 | HRCU-A-CB | HVH837GKA2* | EA*4X43L21A*+WALLCON | Singlezone Ducted, Centrally Ducted | 32800 | 31800 | 2.54 | 27800 | 2.22
HEIL | QUIETCOMFORT DELUXE 18 VS HP | 206771695 | HRCU-A-CB | HVH837GKA2* | EA*4X43L21A*+WALLCON | Singlezone Ducted, Centrally Ducted | 32800 | 31800 | 2.54 | 27800 | 2.22
KEEPRITE | PROCOMFORT DELUXE 18 VS HP | 206771646 | HRCU-A-CB | CVH837GKA2* | EA*4X43L21A*+WALLCON | Singlezone Ducted, Centrally Ducted | 32800 | 31800 | 2.54 | 28000 | 2.2
COMFORTMAKER | SOFTSOUND DELUXE 18 VS HP | 206771644 | HRCU-A-CB | CVH837GKA2* | EA*4X43L21A*+WALLCON | Singlezone Ducted, Centrally Ducted | 32800 | 31800 | 2.54 | 28000 | 2.2
ARCOAIRE | DURACOMFORT DELUXE 18 VS HP | 206771643 | HRCU-A-CB | HVH837GKA2* | EA*4X43L21A*+WALLCON | Singlezone Ducted, Centrally Ducted | 32800 | 31800 | 2.54 | 28000 | 2.2
HEIL | QUIETCOMFORT DELUXE 18 VS HP | 206771641 | HRCU-A-CB | HVH837GKA2* | EA*4X43L21A*+WALLCON | Singlezone Ducted, Centrally Ducted | 32800 | 31800 | 2.54 | 28000 | 2.2
DAY & NIGHT | CONSTANTCOMFORT DELUXE 18 VS HP | 206771348 | HRCU-A-CB | CVH837GKA2* | EA*4X37L21A*+WALLCON | Singlezone Ducted, Centrally Ducted | 32800 | 31800 | 2.54 | 28000 | 2.22
KEEPRITE | PROCOMFORT DELUXE 18 VS HP | 206771331 | HRCU-A-CB | CVH837GKA2* | EA*4X37L21A*+WALLCON | Singlezone Ducted, Centrally Ducted | 32800 | 31800 | 2.54 | 28000 | 2.22
KENMORE | DELUXE 18 VS HP | 206997721 | HRCU-A-CB | (C,H,T)VH837GKA2* | EA*4X48L21A*+WALLCON | Singlezone Ducted, Centrally Ducted | 32400 | 31400 | 2.52 | 27600 | 2.2
KENMORE | DELUXE 18 VS HP | 206997667 | HRCU-A-CB | (C,H,T)VH837GKA2* | EA*4X37L21A*+WALLCON | Singlezone Ducted, Centrally Ducted | 32800 | 31800 | 2.54 | 28000 | 2.22
HEIL | QUIETCOMFORT DELUXE 18 VS HP | 206771929 | HRCU-A-CB | HVH837GKA2* | EA*4X48L24A*+WALLCON | Singlezone Ducted, Centrally Ducted | 32400 | 31400 | 2.52 | 27600 | 2.22
TEMPSTAR | SMARTCOMFORT DELUXE 18 VS HP | 206771900 | HRCU-A-CB | TVH837GKA2* | EA*4X48L24A*+WALLCON | Singlezone Ducted, Centrally Ducted | 32400 | 31400 | 2.52 | 27600 | 2.2
TEMPSTAR | SMARTCOMFORT DELUXE 18 VS HP | 206771864 | HRCU-A-CB | TVH837GKA2* | EA*4X48L21A*+WALLCON | Singlezone Ducted, Centrally Ducted | 32400 | 31400 | 2.52 | 27600 | 2.2
AIRQUEST | DELUXE 19 VS HP | 206771858 | HRCU-A-CB | HVH837GKA2* | EA*4X48L21A*+WALLCON | Singlezone Ducted, Centrally Ducted | 32400 | 31400 | 2.52 | 27600 | 2.2
HEIL | QUIETCOMFORT DELUXE 18 VS HP | 206771848 | HRCU-A-CB | HVH837GKA2* | EA*4X48L21A*+WALLCON | Singlezone Ducted, Centrally Ducted | 32400 | 31400 | 2.52 | 27600 | 2.2
ARCOAIRE | DURACOMFORT DELUXE 18 VS HP | 206771832 | HRCU-A-CB | HVH837GKA2* | EA*4X48L21A*+WALLCON | Singlezone Ducted, Centrally Ducted | 32400 | 31400 | 2.52 | 27600 | 2.2
TEMPSTAR | SMARTCOMFORT DELUXE 18 VS HP | 206771720 | HRCU-A-CB | TVH837GKA2* | EA*4X43L21A*+WALLCON | Singlezone Ducted, Centrally Ducted | 32800 | 31800 | 2.54 | 27800 | 2.22
KEEPRITE | PROCOMFORT DELUXE 18 VS HP | 206771718 | HRCU-A-CB | CVH837GKA2* | EA*4X43L21A*+WALLCON | Singlezone Ducted, Centrally Ducted | 32800 | 31800 | 2.54 | 27800 | 2.22
DAY & NIGHT | CONSTANTCOMFORT DELUXE 18 VS HP | 206771699 | HRCU-A-CB | CVH837GKA2* | EA*4X43L21A*+WALLCON | Singlezone Ducted, Centrally Ducted | 32800 | 31800 | 2.54 | 27800 | 2.22
AIRQUEST | DELUXE 19 VS HP | 206771696 | HRCU-A-CB | HVH837GKA2* | EA*4X43L21A*+WALLCON | Singlezone Ducted, Centrally Ducted | 32800 | 31800 | 2.54 | 27800 | 2.22
AIRQUEST | DELUXE 19 VS HP | 206771642 | HRCU-A-CB | HVH837GKA2* | EA*4X43L21A*+WALLCON | Singlezone Ducted, Centrally Ducted | 32800 | 31800 | 2.54 | 28000 | 2.2
COMFORTMAKER | SOFTSOUND DELUXE 18 VS HP | 206771347 | HRCU-A-CB | CVH837GKA2* | EA*4X37L21A*+WALLCON | Singlezone Ducted, Centrally Ducted | 32800 | 31800 | 2.54 | 28000 | 2.22
AIRQUEST | DELUXE 19 VS HP | 206771345 | HRCU-A-CB | HVH837GKA2* | EA*4X37L21A*+WALLCON | Singlezone Ducted, Centrally Ducted | 32800 | 31800 | 2.54 | 28000 | 2.22
DAY & NIGHT | CONSTANTCOMFORT DELUXE 18 VS HP | 206771330 | HRCU-A-CB | CVH837GKA2* | EA*4X37L21A*+WALLCON | Singlezone Ducted, Centrally Ducted | 32800 | 31800 | 2.54 | 28000 | 2.22
ARCOAIRE | DURACOMFORT DELUXE 18 VS HP | 206771328 | HRCU-A-CB | HVH837GKA2* | EA*4X37L21A*+WALLCON | Singlezone Ducted, Centrally Ducted | 32800 | 31800 | 2.54 | 28000 | 2.22
AIRQUEST | DELUXE 19 VS HP | 206771327 | HRCU-A-CB | HVH837GKA2* | EA*4X37L21A*+WALLCON | Singlezone Ducted, Centrally Ducted | 32800 | 31800 | 2.54 | 28000 | 2.22
KEPLER |  | 214377768 | HRCU-A-CB | ODUMOX330-12HFN1MW5W | IDUMTIU-12HWFN1-M | Singlezone Ducted, Compact Ducted | 12500 | 10600 | 2.51 | 12100 | 1.96
WESTINGHOUSE |  | 207337194 | HRCU-A-CB-O | WHZ09SZA21S | WHZ09WMA21S | Singlezone Non-Ducted, Wall Placement | 10000 | 6000 | 2.88 | 8050 | 2.05
AI AIR CONDITIONING |  | 213769953 | HMSV-A-CB | A2MO22-18N1-M1H |  | Multizone All Ducted | 20000 | 16000 | 2.61 | 20000 | 1.95
KEPLER |  | 213608173 | HRCU-A-CB-O | ODUMOX330-09HFN1MY5W | IDUMSEPB-09HRFN1MY5W(GA) | Singlezone Non-Ducted, Wall Placement | 12000 | 9500 | 2.53 | 11109 | 1.97
CANAIR | C28M series | 213479411 | HMSV-A-CB | C28MC218H22 |  | Multizone All Ducted | 20000 | 16000 | 2.61 | 20000 | 1.95
KANIONco |  | 213298360 | HMSR-A-CB-O | KWSMO-36IR410AHSP |  | Multizone All Non-Ducted | 35600 | 21200 | 2.64 | 23200 | 2.12
Trane / Mitsubishi Electric | Smart Multi | 211016466 | HMSV-A-CB | NTXMSM36A142B* |  | Multizone Mix of Ducted and Non-Ducted | 41000 | 26400 | 2.73 | 29000 | 2.1
Mitsubishi Electric | Smart Multi | 211016480 | HMSV-A-CB | MXZ-SM36NAM2 |  | Multizone Mix of Ducted and Non-Ducted | 41000 | 26400 | 2.73 | 29000 | 2.1
CENTURY | A-series | 212940822 | HMSV-A-CB | A-VMH18DV-1 |  | Multizone Mix of Ducted and Non-Ducted | 20000 | 15500 | 2.55 | 20000 | 1.95
CENTURY | A-series | 212940820 | HMSV-A-CB | A-VMH18DV-1 |  | Multizone All Ducted | 20000 | 16000 | 2.61 | 20000 | 1.95
CUSTOM COMFORT |  | 212365425 | HRCU-A-CB-O | CCOXHASZ24HP | CCOXHAFC24 | Singlezone Non-Ducted, Floor Placement | 25000 | 19000 | 2.64 | 25000 | 2.1
TRANE / MITSUBISHI ELECTRIC |  | 211497108 | HRCU-A-CB-O | TRUZA0361KA70** | TPLA0A0361EA*** | Singlezone Non-Ducted, Ceiling Placement | 42000 | 22000 | 2.59 | 21600 | 2.43
FUJIECO | T-PRO | 211306461 | HMSR-A-CB-O | FES-36H2TK-M4O |  | Multizone All Non-Ducted | 35600 | 21200 | 2.64 | 23200 | 2.12
PIONEER |  | 208141954 | HRCU-A-CB | YN024GMFI22RPE | RB024GMFILDFHD | Singlezone Ducted, Compact Ducted | 25000 | 20000 | 2.61 | 20000 | 2.3
LBG Products |  | 208130816 | HRCU-A-CB | LBHB24DUWO | LMHB24DFI | Singlezone Ducted, Compact Ducted | 25000 | 20000 | 2.61 | 20000 | 2.3
LENNOX |  | 207768728 | HMSV-A-CB | MLB018S4M-1P |  | Multizone All Ducted | 20000 | 16000 | 3.78 | 20391 | 1.95
MOOVAIR |  | 207742513 | HRCU-A-CB-O | DMA48HOS28230E8 | DUA48HICU230X5 | Singlezone Non-Ducted, Wall Placement | 53000 | 35000 | 2.59 | 48000 | 1.98
C&H |  | 207742325 | HRCU-A-CB | CH-ES24-230VO | CH-M24DTUI | Singlezone Ducted, Compact Ducted | 25000 | 20000 | 2.61 | 20000 | 2.3
DUCANE |  | 211034588 | HRCU-A-CB-O | 4DHP2S24S-1P | D33C224S4-*P | Singlezone Non-Ducted, Ceiling Placement | 26000 | 19000 | 3.48 | 18550 | 2.16
DUCANE |  | 211034582 | HRCU-A-CB | 4DHP2S24S-1P | DMD224S4-*P | Singlezone Ducted, Compact Ducted | 25000 | 20000 | 3.71 | 20500 | 2.28
DUCANE |  | 211034571 | HRCU-A-CB-O | 4DHP2S12S-1L | DWM212S4-*L | Singlezone Non-Ducted, Wall Placement | 12000 | 8400 | 3.04 | 7094 | 2.19
Allied |  | 211034510 | HRCU-A-CB-O | 4DHP2S24S-1P | D33C224S4-*P | Singlezone Non-Ducted, Ceiling Placement | 26000 | 19000 | 3.48 | 18550 | 2.16
Allied |  | 211034504 | HRCU-A-CB | 4DHP2S24S-1P | DMD224S4-*P | Singlezone Ducted, Compact Ducted | 25000 | 20000 | 3.71 | 20500 | 2.28
AirEase |  | 211034483 | HRCU-A-CB-O | 4DHP2S18S-1P | D22C118S4-*P | Singlezone Non-Ducted, Ceiling Placement | 19000 | 12000 | 2.51 | 11330 | 2.01
AirEase |  | 211034467 | HRCU-A-CB-O | 4DHP2S12S-1L | DWM212S4-*L | Singlezone Non-Ducted, Wall Placement | 12000 | 8400 | 3.04 | 7094 | 2.19
DIYCOOL |  | 210857335 | HRCU-A-CB-O | ACIQ-09ZPL-HP230B | ACIQ-09W-HH-MC | Singlezone Non-Ducted, Wall Placement | 12000 | 9500 | 2.53 | 11109 | 1.97
1HVAC |  | 210857295 | HRCU-A-CB-O | ACIQ-09ZPL-HP230B | ACIQ-09W-HH-MC | Singlezone Non-Ducted, Wall Placement | 12000 | 9500 | 2.53 | 11109 | 1.97
WESTINGHOUSE |  | 207337195 | HRCU-A-CB-O | WHZ12SZA21S | WHZ12WMA21S | Singlezone Non-Ducted, Wall Placement | 12000 | 7000 | 2.77 | 9730 | 1.95
WESTINGHOUSE |  | 207237538 | HRCU-A-CB-O | WHU24SZA21S | WHU24CTA21S | Singlezone Non-Ducted, Ceiling Placement | 26000 | 19000 | 2.61 | 19000 | 2.2
Conforto |  | 210605802 | HRCU-A-CB-O | MHSZ109DA | MHWAL09DA | Singlezone Non-Ducted, Wall Placement | 12000 | 9500 | 2.53 | 11109 | 1.97
ECO AC | E-series | 210586153 | HMSV-A-CB | EMH-2O18BBH |  | Multizone Mix of Ducted and Non-Ducted | 20000 | 14700 | 2.55 | 20000 | 1.98
ECO AC |  | 210586152 | HMSV-A-CB | EMH-2O18BBH |  | Multizone All Ducted | 20000 | 16000 | 2.61 | 20000 | 1.95
ECO AC |  | 210586148 | HRCU-A-CB-O | EHH-O18BB | EHH-C18BA | Singlezone Non-Ducted, Ceiling Placement | 19000 | 12000 | 2.51 | 12700 | 2.16
KERR |  | 210568257 | HRCU-A-CB | A-KMH12SV-1 | B-KMH12DU-1 | Singlezone Ducted, Compact Ducted | 12500 | 10600 | 2.51 | 12100 | 1.96
COMFORT-AIRE |  | 210568243 | HRCU-A-CB | A-VMH24SV-1 | B-VMH24DU-1 | Singlezone Ducted, Compact Ducted | 25000 | 21000 | 2.64 | 27000 | 2
Durastar | DRA5 | 210568220 | HMSR-A-CB-O | DRA5H48M1A |  | Multizone All Non-Ducted | 49000 | 39000 | 2.5 | 46000 | 2.05
DURASTAR | DRA2 | 210568213 | HMSV-A-CB | DRA2H18M1A |  | Multizone Mix of Ducted and Non-Ducted | 20000 | 14700 | 2.55 | 20000 | 1.98
MDV | MTI series | 206330133 | HRCU-A-CB | MOD33-24HFN1-MT0W | MTIU-24HWFN1-M | Singlezone Ducted, Compact Ducted | 25000 | 20000 | 2.61 | 20000 | 2.3
AC PRO.COM |  | 209748101 | HRCU-A-CB-O | AOX430-18HFN1-MT8W | ACCA3U-18HRFN1-M(C) | Singlezone Non-Ducted, Ceiling Placement | 19000 | 12000 | 2.51 | 12700 | 2.16
SLIMAIR |  | 208447934 | HRCU-A-CB-O | SHC09VE1AG | SHM09VE1AG | Singlezone Non-Ducted, Wall Placement | 10000 | 5900 | 2.93 | 6858 | 2.07
TEMPSTAR | DLC-series | 208447673 | HRCU-A-CB-O | DLCSRBH09AAK | DLFSHCH09XAK | Singlezone Non-Ducted, Wall Placement | 12000 | 9500 | 2.53 | 11109 | 1.97
Breeze33 |  | 207862080 | HRCU-A-CB | BZ33-HYP12OUT2-G2-P | BZ33-DIDU12-P | Singlezone Ducted, Compact Ducted | 12500 | 10600 | 2.51 | 12100 | 1.96
DIYCOOL |  | 207825589 | HMSV-A-CB | ACIQ-18Z-HH-M2B |  | Multizone All Ducted | 20000 | 16000 | 2.61 | 20000 | 1.95
1HVAC |  | 207825522 | HRCU-A-CB | ACIQ-24ZPL-HP230B | ACIQ-24CD-HH-MB | Singlezone Ducted, Compact Ducted | 25000 | 21000 | 2.64 | 27000 | 2
KARDA |  | 207796639 | HRCU-A-CB | 3KARDA12SZO | 3KARDA12UVD | Singlezone Ducted, Compact Ducted | 12500 | 10600 | 2.51 | 12100 | 1.96
PERFECTAIRE |  | 207796630 | HRCU-A-CB | 3PAMSHH12-SZO | 3PAMSDH12 | Singlezone Ducted, Compact Ducted | 12500 | 10600 | 2.51 | 12100 | 1.96
COMFORTSTAR |  | 207765972 | HRCU-A-CB | CHF24CD(O) | CPA-24B | Singlezone Ducted, Compact Ducted | 25000 | 21000 | 2.64 | 27000 | 2
COMFORTSTAR |  | 207765970 | HRCU-A-CB | CHF12CD(O) | CPA-12B | Singlezone Ducted, Compact Ducted | 12500 | 10600 | 2.51 | 12100 | 1.96
BOSCH | Bosch Climate 5000 ductless minisplit series | 207760035 | HMSV-A-CB | BMS500-AAM018-1CSXHC |  | Multizone Mix of Ducted and Non-Ducted | 20000 | 15500 | 2.6 | 19000 | 1.95
BOSCH | Bosch Climate 5000 ductless minisplit series | 207760015 | HRCU-A-CB-O | BMS500-AAS018-1CSXRC | BMS500-AAU018-1AHCXB | Singlezone Non-Ducted, Ceiling Placement | 19000 | 12000 | 2.51 | 11331 | 2.01
DIRECT AIR |  | 207743786 | HMSV-A-CB | DIRM-18HXPRO28-2Z |  | Multizone All Ducted | 20000 | 16000 | 2.61 | 20000 | 1.95
DIRECT AIR |  | 207743754 | HRCU-A-CB | DIRM-12HXPRO28-1Z | DIRM-12HP-DUV | Singlezone Ducted, Compact Ducted | 12500 | 10600 | 2.51 | 12100 | 1.96
MOOVAIR | DM-series | 207742543 | HMSV-A-CB | DMA18HOM25230X3 |  | Multizone Mix of Ducted and Non-Ducted | 20000 | 15500 | 2.55 | 20000 | 1.95
MOOVAIR |  | 207742522 | HRCU-A-CB | DMA12HOS28230E8 | DUA12HIDU230X5 | Singlezone Ducted, Compact Ducted | 12500 | 10600 | 2.51 | 12100 | 1.96
C&H |  | 207742330 | HRCU-A-CB | CH-HPR12-230VO | CH-M12DTUI | Singlezone Ducted, Compact Ducted | 12500 | 10600 | 2.51 | 12100 | 1.96
KANIONco |  | 207699077 | HRCU-A-CB-O | KWSM-09IR410AHS24MVL | KWSM-09IR410AHS24MVL | Singlezone Non-Ducted, Wall Placement | 10000 | 6000 | 2.79 | 6725 | 2.07
NAPOLEON |  | 207683233 | HRCU-A-CB-O | NDHAS26-09-O | NDHAS26-09-I | Singlezone Non-Ducted, Wall Placement | 12000 | 9500 | 2.53 | 11109 | 1.97
COMFORT-AIRE | A-series | 207657611 | HMSV-A-CB | A-VMH18DV-1 |  | Multizone Mix of Ducted and Non-Ducted | 20000 | 15500 | 2.55 | 20000 | 1.95
KERR |  | 207657598 | HMSV-A-CB | A-KMH18DV-1 |  | Multizone All Ducted | 20000 | 16000 | 2.61 | 20000 | 1.95
MDV | M2O series | 207641257 | HMSV-A-CB | M2OI-18HFN1-M* |  | Multizone Mix of Ducted and Non-Ducted | 20000 | 14700 | 2.55 | 20000 | 1.98
MDV | MSAG series | 207641238 | HMSR-A-CB-O | M5OG-48HFN1-M-[X]-20* |  | Multizone All Non-Ducted | 49000 | 39000 | 2.5 | 46000 | 2.05
MDV | MCA series | 207614047 | HRCU-A-CB-O | MOX430-18HFN1-MU0W | MCA3U-18HRFN1-M(C) | Singlezone Non-Ducted, Ceiling Placement | 19000 | 12000 | 2.51 | 12700 | 2.16
BLUERIDGE |  | 207571387 | HRCU-A-CB | BMY12HH26C | BM12MCD | Singlezone Ducted, Compact Ducted | 12500 | 10600 | 2.51 | 12100 | 1.96
KERR |  | 206347321 | HRCU-A-CB | A-KMH24SU-1A | B-KMH24DU-1 | Singlezone Ducted, Compact Ducted | 25000 | 21000 | 2.64 | 27000 | 2
MDV | MTI series | 206330127 | HRCU-A-CB | MOX330-12HFN1-MW5W | MTIU-12HWFN1-M | Singlezone Ducted, Compact Ducted | 12500 | 10600 | 2.51 | 12100 | 1.96
MITSUBISHI ELECTRIC | P-Series | 201754475 | HRCU-A-CB | PUZ-A36NKA7*** | PEAD-A36AA* | Singlezone Ducted, Compact Ducted | 40500 | 20400 | 2.54 | 19800 | 2.23
MITSUBISHI ELECTRIC | P-Series | 201754470 | HRCU-A-CB-O | PUZ-A30NHA7*** | PLA-A30EA* | Singlezone Non-Ducted, Ceiling Placement | 32600 | 18100 | 2.82 | 16800 | 2.9
MITSUBISHI ELECTRIC | P-Series | 201754463 | HRCU-A-CB | PUZ-A24NHA7*** | PVA-A24AA* | Singlezone Ducted, Centrally Ducted | 28000 | 15000 | 2.5 | 14500 | 2.24
MITSUBISHI ELECTRIC | P-Series | 201754461 | HRCU-A-CB | PUZ-A24NHA7*** | PEAD-A24AA* | Singlezone Ducted, Compact Ducted | 29400 | 15400 | 2.77 | 14300 | 2.33
MITSUBISHI ELECTRIC | P-Series | 201754460 | HRCU-A-CB-O | PUZ-A24NHA7*** | PCA-A24KA* | Singlezone Non-Ducted, Ceiling Placement | 28000 | 15400 | 2.65 | 14900 | 2.3
MITSUBISHI ELECTRIC | P-Series | 201754318 | HRCU-A-CB-O | PUZ-A24NHA7*** | PLA-A24EA* | Singlezone Non-Ducted, Ceiling Placement | 29000 | 14900 | 2.73 | 13000 | 2.72
LG | MULTI V S HR/HP | 10070563 | HMSV-A-CB | ARUN024GSS4 |  | Multizone All Ducted | 31200 | 18900 | 2.55 | 32571 | 3.59
AI AIR CONDITIONING |  | 213927637 | HRCU-A-CB-O | AO25-09N1-B1H | AW25-09N1-B1 | Singlezone Non-Ducted, Wall Placement | 10000 | 5900 | 2.93 | 6858 | 2.07
AI AIR CONDITIONING |  | 213769961 | HMSR-A-CB-O | A5MO22-48N1-M1H |  | Multizone All Non-Ducted | 49000 | 39000 | 2.5 | 46000 | 2.05
CANAIR | C28M series | 213479412 | HMSV-A-CB | C28MC218H22 |  | Multizone Mix of Ducted and Non-Ducted | 20000 | 15500 | 2.55 | 20000 | 1.95
WELLS |  | 213286777 | HMSV-A-CB | WMCA-18HFMO |  | Multizone Mix of Ducted and Non-Ducted | 20000 | 14700 | 2.55 | 20000 | 1.98
STAR AIR KONTROL |  | 213279893 | HRCU-A-CB-O | SAK-18-CC/220V | SAK-18-CC/220V | Singlezone Non-Ducted, Ceiling Placement | 19000 | 12000 | 2.51 | 12700 | 2.16
COOPER&HUNTER | CH series | 213265579 | HRCU-A-CB | CH-HPR24-230VO | CH-24MDT-W | Singlezone Ducted, Compact Ducted | 25000 | 21000 | 2.64 | 27000 | 2
COOPER&HUNTER | CH series | 213265575 | HRCU-A-CB | CH-HPR12-230VO | CH-12MDT-W | Singlezone Ducted, Compact Ducted | 12500 | 10600 | 2.51 | 12100 | 1.96
KANIONCO | KWSM series | 213160461 | HRCU-A-CB-O | KWSM-09IR410AHS28.1ODU | KWSM-09IR410AHS28.1IDU | Singlezone Non-Ducted, Wall Placement | 12000 | 9500 | 2.53 | 11109 | 1.97
ECO AC |  | 213088006 | HMSR-A-CB-O | EMH-5O48BBH |  | Multizone All Non-Ducted | 49000 | 39000 | 2.5 | 46000 | 2.05
CUSTOM COMFORT |  | 212365414 | HRCU-A-CB-O | CCOXHASZ48CHP | CCOXHA4C48 | Singlezone Non-Ducted, Wall Placement | 53000 | 35000 | 2.59 | 48000 | 1.98
KANIONCO | KD series | 212615049 | HRCU-A-CB | KD-12IR410AHSODU | KD-12IR410AHSIDU | Singlezone Ducted, Compact Ducted | 12500 | 10600 | 2.51 | 12100 | 1.96
CUSTOM COMFORT |  | 212365434 | HMSV-A-CB | CCOXHAMZ218HP |  | Multizone All Ducted | 20000 | 16000 | 2.61 | 20000 | 1.95
CUSTOM COMFORT |  | 212365418 | HRCU-A-CB | CCOXHASZ24HP | CCOXHASD24 | Singlezone Ducted, Compact Ducted | 25000 | 21000 | 2.64 | 27000 | 2
TRANE / MITSUBISHI ELECTRIC |  | 211497105 | HRCU-A-CB-O | TRUZA0301HA70** | TPLA0A0301EA*** | Singlezone Non-Ducted, Ceiling Placement | 32600 | 18100 | 2.82 | 16800 | 2.9
TRANE / MITSUBISHI ELECTRIC |  | 211497100 | HRCU-A-CB-O | TRUZA0241HA70** | TPCA0A0241KA*** | Singlezone Non-Ducted, Ceiling Placement | 28000 | 15400 | 2.65 | 14900 | 2.3
LENNOX |  | 211034460 | HRCU-A-CB-O | MLB048S4S-2P | M33C048S4-*P | Singlezone Non-Ducted, Ceiling Placement | 53000 | 35000 | 2.6 | 50228 | 1.95
DIYCOOL |  | 210857340 | HRCU-A-CB-O | ACIQ-48ZPL-HP230B | ACIQ-48CC-HH-MB | Singlezone Non-Ducted, Wall Placement | 53000 | 35000 | 2.59 | 48000 | 1.98
Cooper&Hunter |  | 210799589 | HRCU-A-CB | CH-ES24-230VO | CH-M24DTUI | Singlezone Ducted, Compact Ducted | 25000 | 20000 | 2.61 | 20000 | 2.3
DUCANE |  | 211034587 | HRCU-A-CB-O | 4DHP2S18S-1P | D22C118S4-*P | Singlezone Non-Ducted, Ceiling Placement | 19000 | 12000 | 2.51 | 11330 | 2.01
CONCORD |  | 211034556 | HRCU-A-CB | 4DHP2S24S-1P | DMD224S4-*P | Singlezone Ducted, Compact Ducted | 25000 | 20000 | 3.71 | 20500 | 2.28
CONCORD |  | 211034545 | HRCU-A-CB-O | 4DHP2S12S-1L | DWM212S4-*L | Singlezone Non-Ducted, Wall Placement | 12000 | 8400 | 3.04 | 7094 | 2.19
Armstrong Air |  | 211034536 | HRCU-A-CB-O | 4DHP2S24S-1P | D33C224S4-*P | Singlezone Non-Ducted, Ceiling Placement | 26000 | 19000 | 3.48 | 18550 | 2.16
LENNOX |  | 211034437 | HRCU-A-CB-O | MPC024S4S-1P | M33C024S4-*P | Singlezone Non-Ducted, Ceiling Placement | 26000 | 19000 | 3.48 | 18550 | 2.16
LENNOX |  | 211034415 | HRCU-A-CB-O | MPC012S4S-1L | MWMC012S4-*L | Singlezone Non-Ducted, Wall Placement | 12000 | 8400 | 3.04 | 7094 | 2.19
ACIQ |  | 210857315 | HRCU-A-CB-O | ACIQ-09ZPL-HP230B | ACIQ-09W-HH-MC | Singlezone Non-Ducted, Wall Placement | 12000 | 9500 | 2.53 | 11109 | 1.97
Cooper&Hunter |  | 210799601 | HRCU-A-CB-O | CH-HPR24-230VO | CH-24MSPHFC-230VI | Singlezone Non-Ducted, Floor Placement | 25000 | 19000 | 2.64 | 25000 | 2.1
Cooper&Hunter |  | 210799594 | HRCU-A-CB | CH-HPR12-230VO | CH-M12DTUI | Singlezone Ducted, Compact Ducted | 12500 | 10600 | 2.51 | 12100 | 1.96
DIRECT AIR |  | 207743759 | HRCU-A-CB | DIRM-24DA25-1Z | DIRM-24HP-DU | Singlezone Ducted, Compact Ducted | 25000 | 20000 | 2.61 | 20000 | 2.3
LENNOX |  | 207699116 | HMSV-A-CB | MPC024S4M-1P |  | Multizone All Non-Ducted | 24800 | 15000 | 2.87 | 18380 | 1.98
COMFORTSTAR |  | 207658933 | HRCU-A-CB | CZP24CD(O) | CPA-24B | Singlezone Ducted, Compact Ducted | 25000 | 20000 | 2.61 | 20000 | 2.3
COMFORT-AIRE |  | 210568244 | HRCU-A-CB-O | A-VMH24SV-1 | B-VMH24UU-1 | Singlezone Non-Ducted, Floor Placement | 25000 | 19000 | 2.64 | 25000 | 2.1
WESTINGHOUSE |  | 207237537 | HRCU-A-CB-O | WHU18SZA21S | WHU18CTA21S | Singlezone Non-Ducted, Ceiling Placement | 18800 | 12000 | 2.64 | 13200 | 2.36
ECO AC |  | 206902027 | HRCU-A-CB | EHH-O24BA | EHH-D24BA | Singlezone Ducted, Compact Ducted | 25000 | 20000 | 2.61 | 20000 | 2.3
HISENSE |  | 201981254 | HRCU-A-CB-O | AS-12UW3SXA00 | AS-12UW3SXA**00 | Singlezone Non-Ducted, Wall Placement | 12000 | 8000 | 3.17 | 9730 | 1.95
SMART COMFORT | DLC-series | 208447681 | HRCU-A-CB-O | DLCSRBH09AAK | DLFSHCH09XAK | Singlezone Non-Ducted, Wall Placement | 12000 | 9500 | 2.53 | 11109 | 1.97
KEEPRITE | DLC-series | 208447649 | HRCU-A-CB-O | DLCSRBH09AAK | DLFSHCH09XAK | Singlezone Non-Ducted, Wall Placement | 12000 | 9500 | 2.53 | 11109 | 1.97
DAY & NIGHT | DLC-series | 208447633 | HRCU-A-CB-O | DLCSRBH09AAK | DLFSHCH09XAK | Singlezone Non-Ducted, Wall Placement | 12000 | 9500 | 2.53 | 11109 | 1.97
EMI |  | 208121924 | HRCU-A-CB-O | MHSZ109DA | MHWAL09DA | Singlezone Non-Ducted, Wall Placement | 12000 | 9500 | 2.53 | 11109 | 1.97
Breeze33 |  | 207862084 | HRCU-A-CB-O | BZ33-HYP24OUT2-G2-P | BZ33-IFMU24-G2-P | Singlezone Non-Ducted, Floor Placement | 25000 | 19000 | 2.64 | 25000 | 2.1
AC PRO.COM |  | 207827155 | HRCU-A-CB | AOX330-12HFN1-MW5W | ATIU-12HWFN1-M | Singlezone Ducted, Compact Ducted | 12500 | 10600 | 2.51 | 12100 | 1.96
AC PRO.COM |  | 207827153 | HRCU-A-CB-O | AOX430-17HFN1-MT0W | ACCA3U-18HRFN1-M | Singlezone Non-Ducted, Ceiling Placement | 19000 | 12000 | 2.51 | 12700 | 2.16
DIYCOOL | ACIQ | 207825590 | HMSV-A-CB | ACIQ-18Z-HH-M2B |  | Multizone Mix of Ducted and Non-Ducted | 20000 | 15500 | 2.55 | 20000 | 1.95
1HVAC |  | 207825565 | HMSV-A-CB | ACIQ-18Z-HH-M2B |  | Multizone All Ducted | 20000 | 16000 | 2.61 | 20000 | 1.95
DIYCOOL |  | 207825563 | HRCU-A-CB-O | ACIQ-24ZPL-HP230B | ACIQ-24FM-HH-MB | Singlezone Non-Ducted, Floor Placement | 25000 | 19000 | 2.64 | 25000 | 2.1
ACIQ |  | 207825539 | HRCU-A-CB | ACIQ-12ZPL-HP230B | ACIQ-12CD-HH-MB | Singlezone Ducted, Compact Ducted | 12500 | 10600 | 2.51 | 12100 | 1.96
1HVAC |  | 207825512 | HRCU-A-CB-O | ACIQ-09ZPL-HP230B | ACIQ-09W-HH-MB | Singlezone Non-Ducted, Wall Placement | 12000 | 9500 | 2.53 | 11109 | 1.97
KARDA |  | 207796644 | HRCU-A-CB | 3KARDA24SZO | 3KARDA24UVD | Singlezone Ducted, Compact Ducted | 25000 | 21000 | 2.64 | 27000 | 2
Durastar | DRA1 | 207787140 | HRCU-A-CB-O | DRA1U18S1B | DRAC18F1A | Singlezone Non-Ducted, Ceiling Placement | 19000 | 12000 | 2.51 | 12700 | 2.16
C&H |  | 207765977 | HRCU-A-CB-O | CH-ES09-115VO | CH-09OLVWM-115VI | Singlezone Non-Ducted, Wall Placement | 10000 | 5900 | 2.93 | 6858 | 2.07
DIRECT AIR |  | 207743753 | HRCU-A-CB | DIRM-12HXPRO28-1Z | DIRM-12HP-DUH | Singlezone Ducted, Compact Ducted | 12500 | 10600 | 2.51 | 12100 | 1.96
MOOVAIR |  | 207742542 | HMSV-A-CB | DMA18HOM25230X3 |  | Multizone All Ducted | 20000 | 16000 | 2.61 | 20000 | 1.95
MOOVAIR |  | 207742524 | HRCU-A-CB | DMA24HOS28230E8 | DUA24HIDU230X5 | Singlezone Ducted, Compact Ducted | 25000 | 21000 | 2.64 | 27000 | 2
MOOVAIR |  | 207742504 | HRCU-A-CB-O | DMA18HOS25230E8 | DUA18HICU230X5 | Singlezone Non-Ducted, Ceiling Placement | 19000 | 12000 | 2.51 | 12700 | 2.16
MOOVAIR |  | 207742495 | HRCU-A-CB-O | DMA09HOS28230E8 | DMA09HIW25230E8 | Singlezone Non-Ducted, Wall Placement | 12000 | 9500 | 2.53 | 11109 | 1.97
ELIOS | DE-series | 207742462 | HMSV-A-CB | DEA18HOM25230X3 |  | Multizone Mix of Ducted and Non-Ducted | 20000 | 15500 | 2.55 | 20000 | 1.95
ELIOS |  | 207742461 | HMSV-A-CB | DEA18HOM25230X3 |  | Multizone All Ducted | 20000 | 16000 | 2.61 | 20000 | 1.95
ELIOS |  | 207742455 | HRCU-A-CB | DEA24HOS28230E8 | DUA24HIDU230X5 | Singlezone Ducted, Compact Ducted | 25000 | 21000 | 2.64 | 27000 | 2
ELIOS |  | 207742435 | HRCU-A-CB-O | DEA18HOS25230E8 | DUA18HICU230X5 | Singlezone Non-Ducted, Ceiling Placement | 19000 | 12000 | 2.51 | 12700 | 2.16
LENNOX |  | 207699108 | HMSV-A-CB | MLB048S4M-2P | MMDB009S4-2P | Singlezone Ducted, Compact Ducted | 49000 | 36000 | 3.26 | 48000 | 1.99
LENNOX |  | 207683527 | HRCU-A-CB | MLB024S4S-1P | MMDB024S4-2P | Singlezone Ducted, Compact Ducted | 25000 | 21000 | 3.29 | 27000 | 2
CanAir |  | 207683256 | HRCU-A-CB-O | C28SCH09H21 | C28SEH09H21 | Singlezone Non-Ducted, Wall Placement | 12000 | 9500 | 2.53 | 11109 | 1.97
COMFORTSTAR |  | 207658945 | HRCU-A-CB-O | CZP18CD(O) | TPA-18C | Singlezone Non-Ducted, Ceiling Placement | 19000 | 12000 | 2.51 | 12700 | 2.16
COMFORTSTAR |  | 207658938 | HRCU-A-CB | CHF12CD(O) | CPA-12C | Singlezone Ducted, Compact Ducted | 12500 | 10600 | 2.51 | 12100 | 1.96
COMFORT-AIRE |  | 207657609 | HMSV-A-CB | A-VMH18DV-1 |  | Multizone All Ducted | 20000 | 16000 | 2.61 | 20000 | 1.95
PERFECTAIRE |  | 207657336 | HMSV-A-CB | 3PAMS18-HH-MZO2 |  | Multizone All Ducted | 20000 | 16000 | 2.61 | 20000 | 1.95
BLUERIDGE | BM series | 207641293 | HMSV-A-CB | BMM18HHC |  | Multizone Mix of Ducted and Non-Ducted | 20000 | 14700 | 2.55 | 20000 | 1.98
MDV | MTI series | 207641256 | HMSV-A-CB | M2OI-18HFN1-M* |  | Multizone All Ducted | 20000 | 16000 | 2.61 | 20000 | 1.95
MDV | MSAB series | 207591139 | HRCU-A-CB-O | MOX230-09HFN1-BW0W | MSABB-09HRFN1-BW0W | Singlezone Non-Ducted, Wall Placement | 10000 | 6000 | 2.79 | 6725 | 2.07
BLUERIDGE |  | 207571393 | HRCU-A-CB | BMY24HH22C | BM24MCD | Singlezone Ducted, Compact Ducted | 25000 | 21000 | 2.64 | 27000 | 2
1HVAC |  | 210857300 | HRCU-A-CB-O | ACIQ-48ZPL-HP230B | ACIQ-48CC-HH-MB | Singlezone Non-Ducted, Wall Placement | 53000 | 35000 | 2.59 | 48000 | 1.98
ELIOS |  | 206401449 | HRCU-A-CB | DE24HOS25230E3A | DM24HIDU230X5 | Singlezone Ducted, Compact Ducted | 25000 | 21000 | 2.64 | 27000 | 2
PERFECTAIRE |  | 206348127 | HRCU-A-CB | 1KARDA24SZO20.5 | 2PAMSDH24 | Singlezone Ducted, Compact Ducted | 25000 | 21000 | 2.64 | 27000 | 2
HISENSE | Hi UNI | 204835479 | HRCU-A-CB | AUW-09U3SS | ADT-09UX3SBL | Singlezone Ducted, Compact Ducted | 10000 | 6500 | 2.65 | 7100 | 2.1
BOSCH | Bosch Climate 5000 ductless minisplit series | 203991172 | HMSV-A-CB | BMS500-AAM018-1CSXRA |  | Multizone All Non-Ducted | 18000 | 11800 | 2.74 | 10205 | 1.97
MITSUBISHI ELECTRIC | P-Series | 201754462 | HRCU-A-CB-O | PUZ-A24NHA7*** | PKA-A24KA* | Singlezone Non-Ducted, Wall Placement | 28000 | 15700 | 2.63 | 15200 | 1.94
MDV | MSEP seris | 205993845 | HRCU-A-CB-O | MOX330-09HFN1-MY5W | MSEPB-09HRFN1-MY5W(GA) | Singlezone Non-Ducted, Wall Placement | 12000 | 9500 | 2.53 | 11109 | 1.97
KEPLER |  | 214377778 | HMSV-A-CB | ODUM2OI-18HFN1-M |  | Multizone Mix of Ducted and Non-Ducted | 20000 | 15500 | 2.55 | 20000 | 1.95
KEPLER |  | 214377770 | HRCU-A-CB | ODUMOD30-24HFN1MU0W | IDUMTIU-24HWFN1-M | Singlezone Ducted, Compact Ducted | 25000 | 21000 | 2.64 | 27000 | 2
ZERO |  | 213732668 | HMSR-A-CB-O | Z5SOV-48HDM-US |  | Multizone All Non-Ducted | 49000 | 39000 | 2.5 | 46000 | 2.05
SENVILLE |  | 213732652 | HMSV-A-CB | SENA-18HF-MOB |  | Multizone Mix of Ducted and Non-Ducted | 20000 | 15500 | 2.55 | 20000 | 1.95
SENVILLE |  | 213732651 | HMSV-A-CB | SENA-18HF-MOB |  | Multizone All Ducted | 20000 | 16000 | 2.61 | 20000 | 1.95
CENTURY | A-series | 212940814 | HRCU-A-CB-O | A-VMH09SV-1 | B-VMH09SV-1 | Singlezone Non-Ducted, Wall Placement | 12000 | 9500 | 2.53 | 11109 | 1.97
KANIONCO | KD series | 212615048 | HRCU-A-CB | KD-24IR410AHSODU | KD-24IR410AHSIDU | Singlezone Ducted, Compact Ducted | 25000 | 21000 | 2.64 | 27000 | 2
LPS LEGACY | DLC-series | 211756602 | HRCU-A-CB-O | DLCSRBH09AAK | DLFSHCH09XAK | Singlezone Non-Ducted, Wall Placement | 12000 | 9500 | 2.53 | 11109 | 1.97
TRANE / MITSUBISHI ELECTRIC |  | 211497101 | HRCU-A-CB-O | TRUZA0241HA70** | TPKA0A0241KA*** | Singlezone Non-Ducted, Wall Placement | 28000 | 15700 | 2.63 | 15200 | 1.94
TRANE / MITSUBISHI ELECTRIC | P-Series | 211497113 | HRCU-A-CB | TRUZA0241HA70** | TPVA0A0241AA*** | Singlezone Ducted, Centrally Ducted | 28000 | 15000 | 2.5 | 14500 | 2.24
TRANE / MITSUBISHI ELECTRIC | P-Series | 211497102 | HRCU-A-CB-O | TRUZA0241HA70** | TPLA0A0241EA*** | Singlezone Non-Ducted, Ceiling Placement | 29000 | 14900 | 2.73 | 13000 | 2.72
Mitsubishi Electric | Smart Multi | 211016457 | HMSV-A-CB | MXZ-SM48NAM2 |  | Multizone Mix of Ducted and Non-Ducted | 50000 | 33200 | 2.54 | 35400 | 2.02
CONCORD |  | 211034561 | HRCU-A-CB-O | 4DHP2S18S-1P | D22C118S4-*P | Singlezone Non-Ducted, Ceiling Placement | 19000 | 12000 | 2.51 | 11330 | 2.01
Armstrong Air |  | 211034535 | HRCU-A-CB-O | 4DHP2S18S-1P | D22C118S4-*P | Singlezone Non-Ducted, Ceiling Placement | 19000 | 12000 | 2.51 | 11330 | 2.01
Armstrong Air |  | 211034530 | HRCU-A-CB | 4DHP2S24S-1P | DMD224S4-*P | Singlezone Ducted, Compact Ducted | 25000 | 20000 | 3.71 | 20500 | 2.28
Armstrong Air |  | 211034519 | HRCU-A-CB-O | 4DHP2S12S-1L | DWM212S4-*L | Singlezone Non-Ducted, Wall Placement | 12000 | 8400 | 3.04 | 7094 | 2.19
Allied |  | 211034509 | HRCU-A-CB-O | 4DHP2S18S-1P | D22C118S4-*P | Singlezone Non-Ducted, Ceiling Placement | 19000 | 12000 | 2.51 | 11330 | 2.01
Allied |  | 211034493 | HRCU-A-CB-O | 4DHP2S12S-1L | DWM212S4-*L | Singlezone Non-Ducted, Wall Placement | 12000 | 8400 | 3.04 | 7094 | 2.19
LENNOX |  | 211034452 | HRCU-A-CB-O | MLB024S4S-1P | MCFA024S4-*P | Singlezone Non-Ducted, Floor Placement | 25000 | 19000 | 2.98 | 25100 | 2.07
LENNOX |  | 211034447 | HRCU-A-CB | MLB024S4S-1P | MMDB024S4-*P | Singlezone Ducted, Compact Ducted | 25000 | 21000 | 3.29 | 27000 | 2
LENNOX |  | 211034440 | HRCU-A-CB-O | MLB009S4S-1P | MWMC009S4-*P | Singlezone Non-Ducted, Wall Placement | 12000 | 9500 | 3.81 | 10622 | 1.91
COOPER&HUNTER | CH series | 210799630 | HMSV-A-CB | CH-HPR19M-230VO |  | Multizone Mix of Ducted and Non-Ducted | 20000 | 15500 | 2.55 | 20000 | 1.95
Cooper&Hunter |  | 210799600 | HRCU-A-CB | CH-HPR24-230VO | CH-M24DTUI | Singlezone Ducted, Compact Ducted | 25000 | 21000 | 2.64 | 27000 | 2
Cooper&Hunter |  | 210799585 | HRCU-A-CB-O | CH-ES18-230VO | CH-18MSPHCT-230VI | Singlezone Non-Ducted, Ceiling Placement | 19000 | 12000 | 2.51 | 12700 | 2.16
Cooper&Hunter |  | 210799548 | HRCU-A-CB-O | CH-HPR09-230VO | CH-09MASTWM-230VI | Singlezone Non-Ducted, Wall Placement | 12000 | 9500 | 2.53 | 11109 | 1.97
C&H |  | 210665985 | HRCU-A-CB-O | CH-ES09-115VO | CH-B09OLVWM-115VI | Singlezone Non-Ducted, Wall Placement | 10000 | 5900 | 2.93 | 6858 | 2.07
KERR |  | 210568252 | HRCU-A-CB-O | A-KMH24SV-1 | B-KMH24UU-1 | Singlezone Non-Ducted, Floor Placement | 25000 | 19000 | 2.64 | 25000 | 2.1
KERR |  | 210568247 | HRCU-A-CB | A-KMH24SV-1 | B-KMH24DU-1 | Singlezone Ducted, Compact Ducted | 25000 | 21000 | 2.64 | 27000 | 2
COMFORT-AIRE |  | 210568246 | HRCU-A-CB | A-VMH12SV-1 | B-VMH12DU-1 | Singlezone Ducted, Compact Ducted | 12500 | 10600 | 2.51 | 12100 | 1.96
Durastar | DRA2 | 210568212 | HMSV-A-CB | DRA2H18M1A |  | Multizone All Ducted | 20000 | 16000 | 2.61 | 20000 | 1.95
Durastar | DRA1 | 210568120 | HRCU-A-CB-O | DRA1H24S1A | DRAF24F1A | Singlezone Non-Ducted, Floor Placement | 25000 | 19000 | 2.64 | 25000 | 2.1
Durastar | DRA1 | 210568116 | HRCU-A-CB | DRA1H12S1A | DRAD12F1A | Singlezone Ducted, Compact Ducted | 12500 | 10600 | 2.51 | 12100 | 1.96
ECO AC |  | 207825497 | HRCU-A-CB | EHH-O24BB | EHH-D24BA | Singlezone Ducted, Compact Ducted | 25000 | 20000 | 2.61 | 20000 | 2.3
Durastar | DRA1 | 207787145 | HRCU-A-CB | DRA1U24S1B | DRAD24F1A | Singlezone Ducted, Compact Ducted | 25000 | 20000 | 2.61 | 20000 | 2.3
MOOVAIR |  | 207742517 | HRCU-A-CB | DMA24HOS25230E8 | DUA24HIDU230X5 | Singlezone Ducted, Compact Ducted | 25000 | 20000 | 2.61 | 20000 | 2.3
ELIOS |  | 207742444 | HRCU-A-CB-O | DEA48HOS28230E8 | DUA48HICU230X5 | Singlezone Non-Ducted, Wall Placement | 53000 | 35000 | 2.59 | 48000 | 1.98
COMFORTSTAR |  | 207658954 | HRCU-A-CB-O | CHF48CD(O) | TIP-48 | Singlezone Non-Ducted, Wall Placement | 53000 | 35000 | 2.59 | 48000 | 1.98
MDV | MCD series | 207338216 | HRCU-A-CB-O | MOE30U-48HFN1-M-[X](GA) | MCD1-48HRFN1-M(GA) | Singlezone Non-Ducted, Wall Placement | 53000 | 35000 | 2.59 | 48000 | 1.98
WESTINGHOUSE |  | 207237540 | HRCU-A-CB | WHU09SZA21S | WHU09DHA21S | Singlezone Ducted, Compact Ducted | 10000 | 6500 | 2.65 | 7100 | 2.1
MRCOOL |  | 208552819 | HRCU-A-CB-O | O-HH-09-HP-C-230B | O-09-HP-WMAH-230B | Singlezone Non-Ducted, Wall Placement | 12000 | 9500 | 2.53 | 11109 | 1.97
MIDEA | DLC-series | 208447665 | HRCU-A-CB-O | DLCSRBH09AAK | DLFSHCH09XAK | Singlezone Non-Ducted, Wall Placement | 12000 | 9500 | 2.53 | 11109 | 1.97
KENMORE | DLC-series | 208447657 | HRCU-A-CB-O | DLCSRBH09AAK | DLFSHCH09XAK | Singlezone Non-Ducted, Wall Placement | 12000 | 9500 | 2.53 | 11109 | 1.97
ARCOAIRE | DLC-series | 208447617 | HRCU-A-CB-O | DLCSRBH09AAK | DLFSHCH09XAK | Singlezone Non-Ducted, Wall Placement | 12000 | 9500 | 2.53 | 11109 | 1.97
LBG Products |  | 208130845 | HRCU-A-CB-O | LBHB24DVWO | LMHB24DZDI | Singlezone Non-Ducted, Floor Placement | 25000 | 19000 | 2.64 | 25000 | 2.1
LBG Products |  | 208130838 | HRCU-A-CB | LBHB12DVWO | LMHB12DFI | Singlezone Ducted, Compact Ducted | 12500 | 10600 | 2.51 | 12100 | 1.96
BREEZE33 | BZ33 series | 207862100 | HMSV-A-CB | BZ33-HYP182Z2-G2-P |  | Multizone Mix of Ducted and Non-Ducted | 20000 | 15500 | 2.55 | 20000 | 1.95
BREEZE33 |  | 207862099 | HMSV-A-CB | BZ33-HYP182Z2-G2-P |  | Multizone All Ducted | 20000 | 16000 | 2.61 | 20000 | 1.95
ACIQ |  | 207825577 | HMSV-A-CB | ACIQ-18Z-HH-M2B |  | Multizone All Ducted | 20000 | 16000 | 2.61 | 20000 | 1.95
1HVAC | ACIQ | 207825566 | HMSV-A-CB | ACIQ-18Z-HH-M2B |  | Multizone Mix of Ducted and Non-Ducted | 20000 | 15500 | 2.55 | 20000 | 1.95
ACIQ |  | 207825544 | HRCU-A-CB-O | ACIQ-24ZPL-HP230B | ACIQ-24FM-HH-MB | Singlezone Non-Ducted, Floor Placement | 25000 | 19000 | 2.64 | 25000 | 2.1
ACIQ |  | 207825531 | HRCU-A-CB-O | ACIQ-09ZPL-HP230B | ACIQ-09W-HH-MB | Singlezone Non-Ducted, Wall Placement | 12000 | 9500 | 2.53 | 11109 | 1.97
COMFORTSTAR |  | 207765975 | HRCU-A-CB-O | CZP18CD(O) | TPA-18 | Singlezone Non-Ducted, Ceiling Placement | 19000 | 12000 | 2.51 | 12700 | 2.16
BOSCH | Bosch Climate 5000 ductless minisplit series | 207760044 | HMSV-A-CB | BMS500-AAM048-1CSXHC |  | Multizone Mix of Ducted and Non-Ducted | 49000 | 36000 | 2.72 | 48000 | 1.99
BOSCH | Bosch Climate 5000 ductless minisplit series | 207760034 | HMSV-A-CB | BMS500-AAM018-1CSXHC |  | Multizone All Ducted | 20000 | 16000 | 3.78 | 19000 | 1.95
DIRECT AIR |  | 207743724 | HRCU-A-CB-O | DIRM-09HXPRO28-1Z | DIRM-09HP-WM | Singlezone Non-Ducted, Wall Placement | 12000 | 9500 | 2.53 | 11109 | 1.97
C&H | CH series | 207742375 | HMSV-A-CB | CH-HPR19M-230VO |  | Multizone Mix of Ducted and Non-Ducted | 20000 | 15500 | 2.55 | 20000 | 1.95
C&H |  | 207742337 | HRCU-A-CB-O | CH-HPR24-230VO | CH-24MSPHFC-230VI | Singlezone Non-Ducted, Floor Placement | 25000 | 19000 | 2.64 | 25000 | 2.1
C&H |  | 207742321 | HRCU-A-CB-O | CH-ES18-230VO | CH-18MSPHCT-230VI | Singlezone Non-Ducted, Ceiling Placement | 19000 | 12000 | 2.51 | 12700 | 2.16
LENNOX |  | 207683530 | HRCU-A-CB-O | MLB024S4S-1P | MCFA024S4-2P | Singlezone Non-Ducted, Floor Placement | 25000 | 19000 | 2.98 | 25100 | 2.07
LENNOX |  | 207683520 | HRCU-A-CB-O | MLB009S4S-1P | MWMC009S4-1P | Singlezone Non-Ducted, Wall Placement | 12000 | 9500 | 3.81 | 10622 | 1.91
COMFORTSTAR |  | 207658926 | HRCU-A-CB-O | CHF09CD(O) | CHF09CD(I) | Singlezone Non-Ducted, Wall Placement | 12000 | 9500 | 2.53 | 11109 | 1.97
SENVILLE |  | 207657627 | HRCU-A-CB-O | SENA/09HF/OQ | SENA/09HF/IQ | Singlezone Non-Ducted, Wall Placement | 12000 | 9500 | 2.53 | 11109 | 1.97
KERR | A series | 207657600 | HMSV-A-CB | A-KMH18DV-1 |  | Multizone Mix of Ducted and Non-Ducted | 20000 | 15500 | 2.55 | 20000 | 1.95
KERR |  | 207657394 | HRCU-A-CB-O | A-KMH09SV-1 | B-KMH09SV-1 | Singlezone Non-Ducted, Wall Placement | 12000 | 9500 | 2.53 | 11109 | 1.97
COMFORT-AIRE |  | 207657386 | HRCU-A-CB-O | A-VMH09SV-1 | B-VMH09SV-1 | Singlezone Non-Ducted, Wall Placement | 12000 | 9500 | 2.53 | 11109 | 1.97
SENVILLE |  | 207641351 | HRCU-A-CB-O | SENA/24HF/OQ | SENA/24HF/IF | Singlezone Non-Ducted, Floor Placement | 25000 | 19000 | 2.64 | 25000 | 2.1
SENVILLE |  | 207641346 | HRCU-A-CB | SENA/12HF/OQ | SENA/12HF/ID | Singlezone Ducted, Compact Ducted | 12500 | 10600 | 2.51 | 12100 | 1.96
LBG PRODUCTS | LMHB18DO | 207641318 | HMSV-A-CB | LMUHB18DO |  | Multizone Mix of Ducted and Non-Ducted | 20000 | 14700 | 2.55 | 20000 | 1.98
BLUERIDGE |  | 207641292 | HMSV-A-CB | BMM18HHC |  | Multizone All Ducted | 20000 | 16000 | 2.61 | 20000 | 1.95
LENNOX |  | 205782160 | HRCU-A-CB | MLB036S4S-1P | MMDB036S4-2P | Singlezone Ducted, Compact Ducted | 42000 | 34000 | 3.34 | 43390 | 2.12
MRCOOL |  | 207339161 | HRCU-A-CB-O | O-HH-09-HP-C-230A | O-09-HP-WMAH-230B | Singlezone Non-Ducted, Wall Placement | 12000 | 9500 | 2.53 | 11109 | 1.97
PERFECTAIRE |  | 207192291 | HRCU-A-CB | 1PAMSHH24-SZW-20.5 | 2PAMSDH24 | Singlezone Ducted, Compact Ducted | 25000 | 21000 | 2.64 | 27000 | 2
MDV | MSAG series | 206909896 | HRCU-A-CB-O | MOX230-12HFN1-BW0W-9K | MSAG11B-12HRFN1-BU5W-9K | Singlezone Non-Ducted, Wall Placement | 10000 | 5900 | 2.93 | 6858 | 2.07
MDV | M2O series | 206716988 | HMSV-A-CB | M2OI-18HFN1-M |  | Multizone Mix of Ducted and Non-Ducted | 20000 | 15500 | 2.55 | 20000 | 1.95
MOOVAIR |  | 206401443 | HRCU-A-CB | DM24HOS25230E3A | DM24HIDU230X5 | Singlezone Ducted, Compact Ducted | 25000 | 21000 | 2.64 | 27000 | 2
HISENSE | Hi UNI | 205013613 | HRCU-A-CB-O | AUW-18U3SF | ACT-18UR3SGB | Singlezone Non-Ducted, Ceiling Placement | 18800 | 12000 | 2.64 | 13200 | 2.36
LG | Single V.AHU | 10401183 | HRCU-A-CB | LUU488HV | LVN480HV | Singlezone Ducted, Centrally Ducted | 50000 | 37000 | 2.64 | 36800 | 2.18
KEPLER |  | 214377777 | HMSV-A-CB | ODUM2OI-18HFN1-M |  | Multizone All Ducted | 20000 | 16000 | 2.61 | 20000 | 1.95
ZERO |  | 212928560 | HRCU-A-CB | ZSOV-24HDM-US | ZDV-24HDM-US | Singlezone Ducted, Compact Ducted | 25000 | 20000 | 2.61 | 20000 | 2.3
CUSTOM COMFORT |  | 212365435 | HMSV-A-CB | CCOXHAMZ218HP |  | Multizone Mix of Ducted and Non-Ducted | 20000 | 15500 | 2.55 | 20000 | 1.95
CUSTOM COMFORT |  | 212365416 | HRCU-A-CB | CCOXHASZ12HP | CCOXHASD12 | Singlezone Ducted, Compact Ducted | 12500 | 10600 | 2.51 | 12100 | 1.96
CUSTOM COMFORT |  | 212365404 | HRCU-A-CB-O | CCOXHASZ09HP | CCOXHAWM09 | Singlezone Non-Ducted, Wall Placement | 12000 | 9500 | 2.53 | 11109 | 1.97
STEALTH | ACIQ | 212316173 | HMSV-A-CB | ACIQ-18Z-HH-M2B |  | Multizone Mix of Ducted and Non-Ducted | 20000 | 15500 | 2.55 | 20000 | 1.95
POLARWAVE | ACIQ | 212316087 | HMSV-A-CB | ACIQ-18Z-HH-M2B |  | Multizone Mix of Ducted and Non-Ducted | 20000 | 15500 | 2.55 | 20000 | 1.95
HISENSE | HiULTRA | 211717253 | HRCU-A-CB-O | AS-12UW3SXA**00 | AS-12UW3SXA**00 | Singlezone Non-Ducted, Wall Placement | 12000 | 7000 | 2.77 | 9730 | 1.95
CONCORD |  | 211034562 | HRCU-A-CB-O | 4DHP2S24S-1P | D33C224S4-*P | Singlezone Non-Ducted, Ceiling Placement | 26000 | 19000 | 3.48 | 18550 | 2.16
AirEase |  | 211034484 | HRCU-A-CB-O | 4DHP2S24S-1P | D33C224S4-*P | Singlezone Non-Ducted, Ceiling Placement | 26000 | 19000 | 3.48 | 18550 | 2.16
AirEase |  | 211034478 | HRCU-A-CB | 4DHP2S24S-1P | DMD224S4-*P | Singlezone Ducted, Compact Ducted | 25000 | 20000 | 3.71 | 20500 | 2.28
LENNOX |  | 211034448 | HRCU-A-CB | MLB036S4S-2P | MMDB036S4-*P | Singlezone Ducted, Compact Ducted | 42000 | 33400 | 3.28 | 43394 | 2.12
LENNOX |  | 211034436 | HRCU-A-CB-O | MPC018S4S-1P | M22A018S4-*P | Singlezone Non-Ducted, Ceiling Placement | 19000 | 12000 | 2.51 | 11330 | 2.01
LENNOX |  | 211034426 | HRCU-A-CB | MPC024S4S-1P | MMDB024S4-*P | Singlezone Ducted, Compact Ducted | 25000 | 20000 | 3.71 | 20500 | 2.28
Trane / Mitsubishi Electric | Smart Multi | 211016627 | HMSV-A-CB | NTXMSM48A182B* |  | Multizone Mix of Ducted and Non-Ducted | 50000 | 33200 | 2.54 | 35400 | 2.02
SLIMAIR |  | 210857477 | HRCU-A-CB-O | SHC18VE2AG | SHLZ18VC2AG | Singlezone Non-Ducted, Ceiling Placement | 19000 | 12000 | 2.51 | 12700 | 2.16
ACIQ |  | 210857320 | HRCU-A-CB-O | ACIQ-48ZPL-HP230B | ACIQ-48CC-HH-MB | Singlezone Non-Ducted, Wall Placement | 53000 | 35000 | 2.59 | 48000 | 1.98
Cooper&Hunter |  | 210799684 | HRCU-A-CB-O | CH-ES09-115VO | CH-B09OLVWM-115VI | Singlezone Non-Ducted, Wall Placement | 10000 | 5900 | 2.93 | 6858 | 2.07
Cooper&Hunter |  | 210799640 | HRCU-A-CB-O | CH-ES09-115VO | CH-09OLVWM-115VI | Singlezone Non-Ducted, Wall Placement | 10000 | 5900 | 2.93 | 6858 | 2.07
COOPER&HUNTER |  | 210799629 | HMSV-A-CB | CH-HPR19M-230VO |  | Multizone All Ducted | 20000 | 16000 | 2.61 | 20000 | 1.95
Durastar | DRA1 | 210568118 | HRCU-A-CB | DRA1H24S1A | DRAD24F1A | Singlezone Ducted, Compact Ducted | 25000 | 21000 | 2.64 | 27000 | 2
TCL |  | 209424845 | HMSR-A-CB-O | TUM-36HA2/I2I21-21ES |  | Multizone All Non-Ducted | 35600 | 21200 | 2.64 | 23200 | 2.12
AIRQUEST | DLC-series | 208447689 | HRCU-A-CB-O | DLCSRBH09AAK | DLFSHCH09XAK | Singlezone Non-Ducted, Wall Placement | 12000 | 9500 | 2.53 | 11109 | 1.97
HEIL | DLC-series | 208447641 | HRCU-A-CB-O | DLCSRBH09AAK | DLFSHCH09XAK | Singlezone Non-Ducted, Wall Placement | 12000 | 9500 | 2.53 | 11109 | 1.97
COMFORTMAKER | DLC-series | 208447625 | HRCU-A-CB-O | DLCSRBH09AAK | DLFSHCH09XAK | Singlezone Non-Ducted, Wall Placement | 12000 | 9500 | 2.53 | 11109 | 1.97
PIONEER |  | 208191863 | HRCU-A-CB-O | YN018GMFI22RPE | CB018GMFILCFHD | Singlezone Non-Ducted, Ceiling Placement | 19000 | 12000 | 2.51 | 12700 | 2.16
LBG Products |  | 208130840 | HRCU-A-CB | LBHB24DVWO | LMHB24DFI | Singlezone Ducted, Compact Ducted | 25000 | 21000 | 2.64 | 27000 | 2
LBG Products |  | 208130809 | HRCU-A-CB-O | LBHB18DUWO | LMHB18DSI | Singlezone Non-Ducted, Ceiling Placement | 19000 | 12000 | 2.51 | 12700 | 2.16
Breeze33 |  | 207862070 | HRCU-A-CB-O | BZ33-HYP09OUT2-G2-P | BZ33-HYP09WALL2-G2-P | Singlezone Non-Ducted, Wall Placement | 12000 | 9500 | 2.53 | 11109 | 1.97
AC PRO.COM |  | 207827157 | HRCU-A-CB | AOD32-24HFN1-MT0W | ATIU-24HWFN1-M | Singlezone Ducted, Compact Ducted | 25000 | 20000 | 2.61 | 20000 | 2.3
ACIQ | ACIQ | 207825578 | HMSV-A-CB | ACIQ-18Z-HH-M2B |  | Multizone Mix of Ducted and Non-Ducted | 20000 | 15500 | 2.55 | 20000 | 1.95
DIYCOOL |  | 207825560 | HRCU-A-CB | ACIQ-24ZPL-HP230B | ACIQ-24CD-HH-MB | Singlezone Ducted, Compact Ducted | 25000 | 21000 | 2.64 | 27000 | 2
DIYCOOL |  | 207825558 | HRCU-A-CB | ACIQ-12ZPL-HP230B | ACIQ-12CD-HH-MB | Singlezone Ducted, Compact Ducted | 12500 | 10600 | 2.51 | 12100 | 1.96
DIYCOOL |  | 207825550 | HRCU-A-CB-O | ACIQ-09ZPL-HP230B | ACIQ-09W-HH-MB | Singlezone Non-Ducted, Wall Placement | 12000 | 9500 | 2.53 | 11109 | 1.97
ACIQ |  | 207825541 | HRCU-A-CB | ACIQ-24ZPL-HP230B | ACIQ-24CD-HH-MB | Singlezone Ducted, Compact Ducted | 25000 | 21000 | 2.64 | 27000 | 2
1HVAC |  | 207825525 | HRCU-A-CB-O | ACIQ-24ZPL-HP230B | ACIQ-24FM-HH-MB | Singlezone Non-Ducted, Floor Placement | 25000 | 19000 | 2.64 | 25000 | 2.1
1HVAC |  | 207825520 | HRCU-A-CB | ACIQ-12ZPL-HP230B | ACIQ-12CD-HH-MB | Singlezone Ducted, Compact Ducted | 12500 | 10600 | 2.51 | 12100 | 1.96
PERFECTAIRE |  | 207796636 | HRCU-A-CB | 3PAMSHH24-SZO | 3PAMSDH24 | Singlezone Ducted, Compact Ducted | 25000 | 21000 | 2.64 | 27000 | 2
AI AIR CONDITIONING |  | 213769954 | HMSV-A-CB | A2MO22-18N1-M1H |  | Multizone Mix of Ducted and Non-Ducted | 20000 | 14700 | 2.55 | 20000 | 1.98
AI AIR CONDITIONING |  | 213769936 | HRCU-A-CB-O | AO24-09N1-B1H | AW24-09N1-B1 | Singlezone Non-Ducted, Wall Placement | 10000 | 5900 | 2.93 | 6858 | 2.07
BOSCH | Bosch Climate 5000 ductless minisplit series | 207760043 | HMSV-A-CB | BMS500-AAM048-1CSXHC |  | Multizone All Ducted | 49000 | 36000 | 3.26 | 48000 | 1.99
BOSCH | Bosch Climate 5000 ductless minisplit series | 207760008 | HRCU-A-CB | BMS500-AAS024-1CSXHC | BMS500-AAU024-1AHDXB | Singlezone Ducted, Compact Ducted | 25000 | 21000 | 3.29 | 25166 | 2.07
BOSCH | Bosch Climate 5000 ductless minisplit series | 207760006 | HRCU-A-CB | BMS500-AAS024-1CSXRC | BMS500-AAU024-1AHDXB | Singlezone Ducted, Compact Ducted | 25000 | 20000 | 3.83 | 17000 | 2.05
DIRECT AIR | DIRM series | 207743787 | HMSV-A-CB | DIRM-18HXPRO28-2Z |  | Multizone Mix of Ducted and Non-Ducted | 20000 | 15500 | 2.55 | 20000 | 1.95
DIRECT AIR |  | 207743760 | HRCU-A-CB | DIRM-24HXPRO28-1Z | DIRM-24HP-DU | Singlezone Ducted, Compact Ducted | 25000 | 21000 | 2.64 | 27000 | 2
DIRECT AIR |  | 207743741 | HRCU-A-CB-O | DIRM-18DA25-1Z | DIRM-18HP-CA | Singlezone Non-Ducted, Ceiling Placement | 19000 | 12000 | 2.51 | 12700 | 2.16
DIRECT AIR |  | 207743733 | HRCU-A-CB-O | DIRM-24HXPRO28-1Z | DIRM-24HP-CF | Singlezone Non-Ducted, Floor Placement | 25000 | 19000 | 2.64 | 25000 | 2.1
ELIOS |  | 207742453 | HRCU-A-CB | DEA12HOS28230E8 | DUA12HIDU230X5 | Singlezone Ducted, Compact Ducted | 12500 | 10600 | 2.51 | 12100 | 1.96
ELIOS |  | 207742448 | HRCU-A-CB | DEA24HOS25230E8 | DUA24HIDU230X5 | Singlezone Ducted, Compact Ducted | 25000 | 20000 | 2.61 | 20000 | 2.3
C&H |  | 207742374 | HMSV-A-CB | CH-HPR19M-230VO |  | Multizone All Ducted | 20000 | 16000 | 2.61 | 20000 | 1.95
C&H |  | 207742336 | HRCU-A-CB | CH-HPR24-230VO | CH-M24DTUI | Singlezone Ducted, Compact Ducted | 25000 | 21000 | 2.64 | 27000 | 2
C&H |  | 207740501 | HRCU-A-CB-O | CH-HPR09-230VO | CH-09MASTWM-230VI | Singlezone Non-Ducted, Wall Placement | 12000 | 9500 | 2.53 | 11109 | 1.97
TRANE / MITSUBISHI ELECTRIC |  | 207702832 | HRCU-A-CB | TRUZA0241HA70** | TPEADA0241AA*** | Singlezone Ducted, Compact Ducted | 29400 | 15400 | 2.51 | 14300 | 2.33
COMFORTSTAR | C-series | 207658978 | HMSV-A-CB | CVH-18-2SH |  | Multizone Mix of Ducted and Non-Ducted | 20000 | 15500 | 2.55 | 20000 | 1.95
COMFORTSTAR |  | 207658940 | HRCU-A-CB | CHF24CD(O) | CPA-24C | Singlezone Ducted, Compact Ducted | 25000 | 21000 | 2.64 | 27000 | 2
PERFECTAIRE | 3PAMS | 207657337 | HMSV-A-CB | 3PAMS18-HH-MZO2 |  | Multizone Mix of Ducted and Non-Ducted | 20000 | 14700 | 2.55 | 20000 | 1.98
SENVILLE |  | 207641348 | HRCU-A-CB | SENA/24HF/OQ | SENA/24HF/ID | Singlezone Ducted, Compact Ducted | 25000 | 21000 | 2.64 | 27000 | 2
LBG Products |  | 207641325 | HMSR-A-CB-O | LMUHB48DO |  | Multizone All Non-Ducted | 49000 | 39000 | 2.5 | 46000 | 2.05
LBG Products |  | 207641317 | HMSV-A-CB | LMUHB18DO |  | Multizone All Ducted | 20000 | 16000 | 2.61 | 20000 | 1.95
BLUERIDGE |  | 207641300 | HMSR-A-CB-O | BMM48HHC |  | Multizone All Non-Ducted | 49000 | 39000 | 2.5 | 46000 | 2.05
BLUERIDGE |  | 207571394 | HRCU-A-CB-O | BMY24HH22C | BM24MFCC | Singlezone Non-Ducted, Floor Placement | 25000 | 19000 | 2.64 | 25000 | 2.1
BLUERIDGE |  | 207339183 | HRCU-A-CB-O | BMY9HH28C | BMY9HH28WM | Singlezone Non-Ducted, Wall Placement | 12000 | 9500 | 2.53 | 11109 | 1.97
TRANE / MITSUBISHI ELECTRIC | M-Series | 209832988 | HRCU-A-CB-O | NTXSPB09B112A* | MSZ-FS09NA*** | Singlezone Non-Ducted, Wall Placement | 9600 | 5900 | 2.98 | 11590 | 2.21
MDV | MTI series | 206714974 | HMSV-A-CB | M2OI-18HFN1-M |  | Multizone All Ducted | 20000 | 16000 | 2.61 | 20000 | 1.95
KARDA |  | 206348123 | HRCU-A-CB | 1KARDA24SZO20.5 | 2PAMSDH24 | Singlezone Ducted, Compact Ducted | 25000 | 21000 | 2.64 | 27000 | 2
KERR |  | 206347323 | HRCU-A-CB-O | A-KMH24SU-1A | B-KMH24UU-1 | Singlezone Non-Ducted, Floor Placement | 25000 | 19000 | 2.64 | 25000 | 2.1
MDV | MTI series | 206330136 | HRCU-A-CB | MOD30-24HFN1-MU0W | MTIU-24HWFN1-M | Singlezone Ducted, Compact Ducted | 25000 | 21000 | 2.64 | 27000 | 2
MDV | MUE series | 206330134 | HRCU-A-CB-O | MOD30-24HFN1-MU0W | MUEU-24HRFN1-M(C) | Singlezone Non-Ducted, Floor Placement | 25000 | 19000 | 2.64 | 25000 | 2.1
HISENSE | Hi UNI | 203167189 | HRCU-A-CB-O | AUW-24U3SA | ACT-24UR3SGB | Singlezone Non-Ducted, Ceiling Placement | 26000 | 19000 | 2.61 | 19000 | 2.2
HISENSE | Hi PRO | 201981253 | HRCU-A-CB-O | AS-09UW3SXE00 | AS-09UW3SXE**00 | Singlezone Non-Ducted, Wall Placement | 10000 | 6000 | 2.88 | 8050 | 2.05
WELLS |  | 213286781 | HMSR-A-CB-O | WMCA-48HFMO |  | Multizone All Non-Ducted | 49000 | 39000 | 2.5 | 46000 | 2.05
WELLS |  | 213286776 | HMSV-A-CB | WMCA-18HFMO |  | Multizone All Ducted | 20000 | 16000 | 2.61 | 20000 | 1.95
COOPER&HUNTER | CH series | 213265589 | HRCU-A-CB-O | CH-HPR24-230VO | CH-24MFC-W | Singlezone Non-Ducted, Floor Placement | 25000 | 19000 | 2.64 | 25000 | 2.1
COOPER&HUNTER | CH series | 213265564 | HRCU-A-CB-O | CH-ES18-230VO | CH-18MCT-W | Singlezone Non-Ducted, Ceiling Placement | 19000 | 12000 | 2.51 | 12700 | 2.16
LENNOX |  | 207699118 | HMSV-A-CB | MPC024S4M-1P |  | Multizone Mix of Ducted and Non-Ducted | 24500 | 15165 | 2.9 | 18380 | 1.98
ZEPHYR | Hi ULTRA HD | 207036642 | HRCU-A-CB | ZE-36HPB | AH-36B | Singlezone Ducted, Centrally Ducted | 35000 | 24000 | 2.5 | 25200 | 2.1
PAYNE | Mid-Tier | 206350312 | HRCU-A-CB-O | 38MARBQ12AA1 | DHMAHBQ12XA1 | Singlezone Non-Ducted, Wall Placement | 12100 | 7400 | 2.68 | 6980 | 2.18
BRYANT | Preferred | 206348141 | HRCU-A-CB-O | 38MARBQ12AA1 | 619AHBQ12XA1 | Singlezone Non-Ducted, Wall Placement | 12100 | 7400 | 2.64 | 6980 | 2.18
PANASONIC | ClimaPure XE Series | 205047851 | HRCU-A-CB-O | CU-XE9WKUA | CS-XE9WKUAW | Singlezone Non-Ducted, Wall Placement | 12500 | 8000 | 3.13 | 11000 | 2.3
CENTURY |  | 201862958 | HMSR-A-CB-O | A-VMH28TU-1 |  | Multizone All Non-Ducted | 31400 | 18000 | 2.75 | 26357 | 1.97
COMFORT-AIRE |  | 201810035 | HMSR-A-CB-O | A-VMH28TU-1 |  | Multizone All Non-Ducted | 31400 | 18000 | 2.75 | 26357 | 1.97
WEATHERMAKER | Mid-Tier | 206350322 | HRCU-A-CB-O | 38MARBQ12AA1 | DHMAHBQ12XA1 | Singlezone Non-Ducted, Wall Placement | 12100 | 7400 | 2.68 | 6980 | 2.18
FRIEDRICH | Floating Air Pro | 205104719 | HRCU-A-CB-O | FPHFR18A3A | FPHFC18A3B | Singlezone Non-Ducted, Ceiling Placement | 18000 | 11000 | 2.54 | 14750 | 2.3
MIDEA | Excel | 206350317 | HRCU-A-CB-O | 38MARBQ12AA1 | DHMAHBQ12XA1 | Singlezone Non-Ducted, Wall Placement | 12100 | 7400 | 2.64 | 6980 | 2.18
CARRIER | Performance | 206348134 | HRCU-A-CB-O | 38MARBQ12AA1 | 40MAHBQ12XA1 | Singlezone Non-Ducted, Wall Placement | 12100 | 7400 | 2.68 | 6980 | 2.18
PANASONIC | Low-Profile Ducted | 9125308 | HRCU-A-CB | CU-E9SD3UA | CS-E9SD3UAW | Singlezone Ducted, Compact Ducted | 9000 | 7900 | 2.54 | 7800 | 2.06
MRCOOL | MVP series | 211644119 | HRCU-A-CB | MVP-18-HP-C-230-25 | MVP-18-HP-MUAH-230-25 | Singlezone Ducted, Centrally Ducted | 18000 | 14800 | 2.89 | 12400 | 2.22
MRCOOL | CENTRAL | 208960635 | HRCU-A-CB | CENTRAL-18-HP-C-23025 | CENTRAL-18-HP-MUAH-23025 | Singlezone Ducted, Centrally Ducted | 18000 | 14800 | 2.89 | 12400 | 2.22
LG | Single V.AHU | 211234507 | HRCU-A-CB | LUU240HV | LVN241HV4 | Singlezone Ducted, Centrally Ducted | 27000 | 18700 | 2.6 | 21400 | 2.15
PIONEER | DYR | 207028595 | HRCU-A-CB | YH3036GHFD18R2 | DR036GHFD18HT2 | Singlezone Ducted, Centrally Ducted | 35000 | 24000 | 2.5 | 25200 | 2.1
ELIOS |  | 208119831 | HRCU-A-CB-O | DEA24HOS28230E8 | DE24HIW23230E3 | Singlezone Non-Ducted, Wall Placement | 26000 | 19400 | 2.95 | 26000 | 2.07
COMFORT-AIRE |  | 206913036 | HRCU-A-CB-O | A-VMH24SU-1A | B-VMH24SU-1 | Singlezone Non-Ducted, Wall Placement | 26000 | 19400 | 2.95 | 26000 | 2.07
COMFORT-AIRE |  | 206221394 | HRCU-A-CB-O | A-VMH24SU-1A | B-VMH24SU-1A | Singlezone Non-Ducted, Wall Placement | 26000 | 19400 | 2.95 | 26000 | 2.07
KERR |  | 208141196 | HRCU-A-CB-O | A-KMH24SV-1 | B-KMH24SU-1 | Singlezone Non-Ducted, Wall Placement | 26000 | 19400 | 2.95 | 26000 | 2.07
COMFORT-AIRE |  | 208141184 | HRCU-A-CB-O | A-KMH24SV-1 | B-KMH24SU-1 | Singlezone Non-Ducted, Wall Placement | 26000 | 19400 | 2.95 | 26000 | 2.07
COMFORT-AIRE |  | 206913571 | HRCU-A-CB-O | A-VMH24SU-1 | B-VMH24SU-1A | Singlezone Non-Ducted, Wall Placement | 26000 | 19400 | 2.95 | 26000 | 2.07
ELIOS |  | 206401448 | HRCU-A-CB-O | DE24HOS25230E3A | DE24HIW23230E3 | Singlezone Non-Ducted, Wall Placement | 26000 | 19400 | 2.95 | 26000 | 2.07
MOOVAIR |  | 206401442 | HRCU-A-CB-O | DM24HOS25230E3A | DM24HIW23230E3 | Singlezone Non-Ducted, Wall Placement | 26000 | 19400 | 2.95 | 26000 | 2.07
PANASONIC | ClimaPure XE Series | 205047854 | HRCU-A-CB-O | CU-XE18WKUA | CS-XE18WKUAW | Singlezone Non-Ducted, Wall Placement | 20400 | 14000 | 2.93 | 20400 | 2.31
LENNOX |  | 207768729 | HMSV-A-CB | MLB018S4M-1P |  | Multizone Mix of Ducted and Non-Ducted | 19500 | 11000 | 2.6 | 20391 | 1.95
KERR |  | 206913573 | HRCU-A-CB-O | A-KMH24SU-1 | B-KMH24SU-1A | Singlezone Non-Ducted, Wall Placement | 26000 | 19400 | 2.95 | 26000 | 2.07
KERR |  | 206913038 | HRCU-A-CB-O | A-KMH24SU-1A | B-KMH24SU-1 | Singlezone Non-Ducted, Wall Placement | 26000 | 19400 | 2.95 | 26000 | 2.07
NAPOLEON |  | 206597272 | HRCU-A-CB-O | NH25-18H-O | NH25-24F-I | Singlezone Non-Ducted, Wall Placement | 26000 | 19400 | 2.95 | 26000 | 2.07
CANAIR |  | 205816494 | HRCU-A-CB-O | C23SCH24H22 | C23SEH24H21 | Singlezone Non-Ducted, Wall Placement | 26000 | 19400 | 2.95 | 26000 | 2.07
MDV |  | 205746255 | HRCU-A-CB-O | MOD30-24HFN1-MU0W | CS11M-23HRFN1-MT0W | Singlezone Non-Ducted, Wall Placement | 26000 | 19400 | 2.95 | 26000 | 2.07
COMFORT-AIRE |  | 208141170 | HRCU-A-CB-O | A-VMH24SV-1 | B-VMH24SU-1 | Singlezone Non-Ducted, Wall Placement | 26000 | 19400 | 2.95 | 26000 | 2.07
MOOVAIR |  | 208119827 | HRCU-A-CB-O | DMA24HOS28230E8 | DM24HIW23230E3 | Singlezone Non-Ducted, Wall Placement | 26000 | 19400 | 2.95 | 26000 | 2.07
NAPOLEON |  | 206598613 | HRCU-A-CB-O | NH25-24H-O | NH25-24F-I | Singlezone Non-Ducted, Wall Placement | 26000 | 19400 | 2.95 | 26000 | 2.07
KERR |  | 206221393 | HRCU-A-CB-O | A-KMH24SU-1A | B-KMH24SU-1A | Singlezone Non-Ducted, Wall Placement | 26000 | 19400 | 2.95 | 26000 | 2.07
KENMORE | DELUXE 18 VS HP | 206997715 | HRCU-A-CB | (C,H,T)VH837GKA2* | EA*4X48L21A*+WALLCON | Singlezone Ducted, Centrally Ducted | 32600 | 31400 | 2.52 | 27800 | 2.2
CARRIER | INFINITY 24 HP with GREENSPEED INTELLIGENCE | 206789010 | HRCU-A-CB | 25VNA460A*031* | CAP**6124AL*+UI | Singlezone Ducted, Centrally Ducted | 60500 | 51000 | 2.5 | 39000 | 2.1
CARRIER | INFINITY 24 HP with GREENSPEED INTELLIGENCE | 206789004 | HRCU-A-CB | 25VNA460A*031* | CAP**6121AL*+UI | Singlezone Ducted, Centrally Ducted | 60500 | 50500 | 2.5 | 39000 | 2.1
ARCOAIRE | DURACOMFORT DELUXE 18 VS HP | 206771940 | HRCU-A-CB | HVH837GKA2* | EA*4X48L24A*+WALLCON | Singlezone Ducted, Centrally Ducted | 32600 | 31400 | 2.52 | 27800 | 2.2
COMFORTMAKER | SOFTSOUND DELUXE 18 VS HP | 206771914 | HRCU-A-CB | CVH837GKA2* | EA*4X48L24A*+WALLCON | Singlezone Ducted, Centrally Ducted | 32400 | 31400 | 2.54 | 27600 | 2.22
ARCOAIRE | DURACOMFORT DELUXE 18 VS HP | 206771913 | HRCU-A-CB | HVH837GKA2* | EA*4X48L24A*+WALLCON | Singlezone Ducted, Centrally Ducted | 32400 | 31400 | 2.54 | 27600 | 2.22
HEIL | QUIETCOMFORT DELUXE 18 VS HP | 206771911 | HRCU-A-CB | HVH837GKA2* | EA*4X48L24A*+WALLCON | Singlezone Ducted, Centrally Ducted | 32400 | 31400 | 2.54 | 27600 | 2.22
KEEPRITE | PROCOMFORT DELUXE 18 VS HP | 206771781 | HRCU-A-CB | CVH837GKA2* | EA*4X48L21A*+WALLCON | Singlezone Ducted, Centrally Ducted | 32600 | 31400 | 2.52 | 27800 | 2.2
COMFORTMAKER | SOFTSOUND DELUXE 18 VS HP | 206771779 | HRCU-A-CB | CVH837GKA2* | EA*4X48L21A*+WALLCON | Singlezone Ducted, Centrally Ducted | 32600 | 31400 | 2.52 | 27800 | 2.2
ARCOAIRE | DURACOMFORT DELUXE 18 VS HP | 206771778 | HRCU-A-CB | HVH837GKA2* | EA*4X48L21A*+WALLCON | Singlezone Ducted, Centrally Ducted | 32600 | 31400 | 2.52 | 27800 | 2.2
KEEPRITE | PROCOMFORT DELUXE 18 VS HP | 206771727 | HRCU-A-CB | CVH837GKA2* | EA*4X43L21A*+WALLCON | Singlezone Ducted, Centrally Ducted | 32800 | 31800 | 2.56 | 27800 | 2.22
AIRQUEST | DELUXE 19 VS HP | 206771624 | HRCU-A-CB | HVH837GKA2* | EA*4X43L21A*+WALLCON | Singlezone Ducted, Centrally Ducted | 33000 | 32000 | 2.52 | 28000 | 2.2
HEIL | QUIETCOMFORT DELUXE 18 VS HP | 206771623 | HRCU-A-CB | HVH837GKA2* | EA*4X43L21A*+WALLCON | Singlezone Ducted, Centrally Ducted | 33000 | 32000 | 2.52 | 28000 | 2.2
KEEPRITE | PROCOMFORT DELUXE 18 VS HP | 206771358 | HRCU-A-CB | CVH837GKA2* | EA*4X37L21A*+WALLCON | Singlezone Ducted, Centrally Ducted | 32800 | 31800 | 2.54 | 27800 | 2.22
KEEPRITE | PROCOMFORT DELUXE 18 VS HP | 206771277 | HRCU-A-CB | CVH837GKA2* | EA*4X37L21A*+WALLCON | Singlezone Ducted, Centrally Ducted | 33000 | 31800 | 2.52 | 28000 | 2.2
COMFORTMAKER | SOFTSOUND DELUXE 18 VS HP | 206771275 | HRCU-A-CB | CVH837GKA2* | EA*4X37L21A*+WALLCON | Singlezone Ducted, Centrally Ducted | 33000 | 31800 | 2.52 | 28000 | 2.2
KEEPRITE | PROCOMFORT DELUXE 18 VS HP | 206766038 | HRCU-A-CB | CVH825GKA3* | EA*4X37L21A*+WALLCON | Singlezone Ducted, Centrally Ducted | 21000 | 20400 | 2.54 | 18100 | 2.24
DAY & NIGHT | CONSTANTCOMFORT DELUXE 18 VS HP | 206766037 | HRCU-A-CB | CVH825GKA3* | EA*4X37L21A*+WALLCON | Singlezone Ducted, Centrally Ducted | 21000 | 20400 | 2.54 | 18100 | 2.24
ARCOAIRE | DURACOMFORT DELUXE 18 VS HP | 206766035 | HRCU-A-CB | HVH825GKA3* | EA*4X37L21A*+WALLCON | Singlezone Ducted, Centrally Ducted | 21000 | 20400 | 2.54 | 18100 | 2.24
AIRQUEST | DELUXE 19 VS HP | 206766034 | HRCU-A-CB | HVH825GKA3* | EA*4X37L21A*+WALLCON | Singlezone Ducted, Centrally Ducted | 21000 | 20400 | 2.54 | 18100 | 2.24
KENMORE | DELUXE 18 VS HP | 206997668 | HRCU-A-CB | (C,H,T)VH837GKA2* | EA*4X37L21A*+WALLCON | Singlezone Ducted, Centrally Ducted | 32800 | 31800 | 2.54 | 27800 | 2.22
KENMORE | DELUXE 18 VS HP | 206997659 | HRCU-A-CB | (C,H,T)VH837GKA2* | EA*4X37L21A*+WALLCON | Singlezone Ducted, Centrally Ducted | 33000 | 31800 | 2.52 | 28000 | 2.2
CARRIER | INFINITY 24 HP with GREENSPEED INTELLIGENCE | 206789005 | HRCU-A-CB | 25VNA460A*031* | CAP**6124AL*+UI | Singlezone Ducted, Centrally Ducted | 60500 | 50500 | 2.52 | 39000 | 2.12
CARRIER | INFINITY 24 HP with GREENSPEED INTELLIGENCE | 206788988 | HRCU-A-CB | 25VNA460A*031* | CAP**6124AL*+UI | Singlezone Ducted, Centrally Ducted | 60500 | 51000 | 2.5 | 39000 | 2.1
DAY & NIGHT | CONSTANTCOMFORT DELUXE 18 VS HP | 206771915 | HRCU-A-CB | CVH837GKA2* | EA*4X48L24A*+WALLCON | Singlezone Ducted, Centrally Ducted | 32400 | 31400 | 2.54 | 27600 | 2.22
AIRQUEST | DELUXE 19 VS HP | 206771912 | HRCU-A-CB | HVH837GKA2* | EA*4X48L24A*+WALLCON | Singlezone Ducted, Centrally Ducted | 32400 | 31400 | 2.54 | 27600 | 2.22
DAY & NIGHT | CONSTANTCOMFORT DELUXE 18 VS HP | 206771780 | HRCU-A-CB | CVH837GKA2* | EA*4X48L21A*+WALLCON | Singlezone Ducted, Centrally Ducted | 32600 | 31400 | 2.52 | 27800 | 2.2
HEIL | QUIETCOMFORT DELUXE 18 VS HP | 206771776 | HRCU-A-CB | HVH837GKA2* | EA*4X48L21A*+WALLCON | Singlezone Ducted, Centrally Ducted | 32600 | 31400 | 2.52 | 27800 | 2.2
DAY & NIGHT | CONSTANTCOMFORT DELUXE 18 VS HP | 206771726 | HRCU-A-CB | CVH837GKA2* | EA*4X43L21A*+WALLCON | Singlezone Ducted, Centrally Ducted | 32800 | 31800 | 2.56 | 27800 | 2.22
HEIL | QUIETCOMFORT DELUXE 18 VS HP | 206771722 | HRCU-A-CB | HVH837GKA2* | EA*4X43L21A*+WALLCON | Singlezone Ducted, Centrally Ducted | 32800 | 31800 | 2.56 | 27800 | 2.22
AIRQUEST | DELUXE 19 VS HP | 206771354 | HRCU-A-CB | HVH837GKA2* | EA*4X37L21A*+WALLCON | Singlezone Ducted, Centrally Ducted | 32800 | 31800 | 2.54 | 27800 | 2.22
HEIL | QUIETCOMFORT DELUXE 18 VS HP | 206771353 | HRCU-A-CB | HVH837GKA2* | EA*4X37L21A*+WALLCON | Singlezone Ducted, Centrally Ducted | 32800 | 31800 | 2.54 | 27800 | 2.22
DAY & NIGHT | CONSTANTCOMFORT DELUXE 18 VS HP | 206771276 | HRCU-A-CB | CVH837GKA2* | EA*4X37L21A*+WALLCON | Singlezone Ducted, Centrally Ducted | 33000 | 31800 | 2.52 | 28000 | 2.2
HEIL | QUIETCOMFORT DELUXE 18 VS HP | 206771272 | HRCU-A-CB | HVH837GKA2* | EA*4X37L21A*+WALLCON | Singlezone Ducted, Centrally Ducted | 33000 | 31800 | 2.52 | 28000 | 2.2
TEMPSTAR | SMARTCOMFORT DELUXE 18 VS HP | 206766040 | HRCU-A-CB | TVH825GKA3* | EA*4X37L21A*+WALLCON | Singlezone Ducted, Centrally Ducted | 21000 | 20400 | 2.54 | 18100 | 2.24
CARRIER | INFINITY 24 HP with GREENSPEED INTELLIGENCE | 206788963 | HRCU-A-CB | 25VNA448A*031* | CAP**6121AL*+UI | Singlezone Ducted, Centrally Ducted | 46000 | 43000 | 2.5 | 36200 | 2.38
DAIKIN | Daikin Fit | 213156959 | HRCU-A-CB | DZ6VSA481EA* | CA*EA6030*4A* | Singlezone Ducted, Centrally Ducted | 44000 | 28000 | 2.67 | 31000 | 2.22
AMANA | ASZS6 | 213156957 | HRCU-A-CB | ASZS60481EA* | CA*EA6030*4A* | Singlezone Ducted, Centrally Ducted | 44000 | 28000 | 2.67 | 31000 | 2.22
TEMPSTAR | SMARTCOMFORT DELUXE 18 VS HP | 206771360 | HRCU-A-CB | TVH837GKA2* | EA*4X37L21A*+WALLCON | Singlezone Ducted, Centrally Ducted | 32800 | 31800 | 2.54 | 27800 | 2.22
CARRIER | INFINITY 24 HP with GREENSPEED INTELLIGENCE | 206789009 | HRCU-A-CB | 25VNA460A*031* | CAP**6121AL*+UI | Singlezone Ducted, Centrally Ducted | 60500 | 50500 | 2.5 | 39000 | 2.1
CARRIER | INFINITY 24 HP with GREENSPEED INTELLIGENCE | 206788934 | HRCU-A-CB | 25VNA448A*031* | CAP**6124AL*+UI | Singlezone Ducted, Centrally Ducted | 46000 | 43000 | 2.5 | 36200 | 2.38
CARRIER | INFINITY 24 HP with GREENSPEED INTELLIGENCE | 206788907 | HRCU-A-CB | 25VNA448A*031* | CAP**6124AL*+UI | Singlezone Ducted, Centrally Ducted | 46000 | 43000 | 2.5 | 36000 | 2.38
TEMPSTAR | SMARTCOMFORT DELUXE 18 VS HP | 206771945 | HRCU-A-CB | TVH837GKA2* | EA*4X48L24A*+WALLCON | Singlezone Ducted, Centrally Ducted | 32600 | 31400 | 2.52 | 27800 | 2.2
AIRQUEST | DELUXE 19 VS HP | 206771939 | HRCU-A-CB | HVH837GKA2* | EA*4X48L24A*+WALLCON | Singlezone Ducted, Centrally Ducted | 32600 | 31400 | 2.52 | 27800 | 2.2
HEIL | QUIETCOMFORT DELUXE 18 VS HP | 206771938 | HRCU-A-CB | HVH837GKA2* | EA*4X48L24A*+WALLCON | Singlezone Ducted, Centrally Ducted | 32600 | 31400 | 2.52 | 27800 | 2.2
TEMPSTAR | SMARTCOMFORT DELUXE 18 VS HP | 206771918 | HRCU-A-CB | TVH837GKA2* | EA*4X48L24A*+WALLCON | Singlezone Ducted, Centrally Ducted | 32400 | 31400 | 2.54 | 27600 | 2.22
KEEPRITE | PROCOMFORT DELUXE 18 VS HP | 206771916 | HRCU-A-CB | CVH837GKA2* | EA*4X48L24A*+WALLCON | Singlezone Ducted, Centrally Ducted | 32400 | 31400 | 2.54 | 27600 | 2.22
TEMPSTAR | SMARTCOMFORT DELUXE 18 VS HP | 206771783 | HRCU-A-CB | TVH837GKA2* | EA*4X48L21A*+WALLCON | Singlezone Ducted, Centrally Ducted | 32600 | 31400 | 2.52 | 27800 | 2.2
AIRQUEST | DELUXE 19 VS HP | 206771777 | HRCU-A-CB | HVH837GKA2* | EA*4X48L21A*+WALLCON | Singlezone Ducted, Centrally Ducted | 32600 | 31400 | 2.52 | 27800 | 2.2
COMFORTMAKER | SOFTSOUND DELUXE 18 VS HP | 206771626 | HRCU-A-CB | CVH837GKA2* | EA*4X43L21A*+WALLCON | Singlezone Ducted, Centrally Ducted | 33000 | 32000 | 2.52 | 28000 | 2.2
COMFORTMAKER | SOFTSOUND DELUXE 18 VS HP | 206771356 | HRCU-A-CB | CVH837GKA2* | EA*4X37L21A*+WALLCON | Singlezone Ducted, Centrally Ducted | 32800 | 31800 | 2.54 | 27800 | 2.22
ARCOAIRE | DURACOMFORT DELUXE 18 VS HP | 206771274 | HRCU-A-CB | HVH837GKA2* | EA*4X37L21A*+WALLCON | Singlezone Ducted, Centrally Ducted | 33000 | 31800 | 2.52 | 28000 | 2.2
AIRQUEST | DELUXE 19 VS HP | 206771273 | HRCU-A-CB | HVH837GKA2* | EA*4X37L21A*+WALLCON | Singlezone Ducted, Centrally Ducted | 33000 | 31800 | 2.52 | 28000 | 2.2
KENMORE | DELUXE 18 VS HP | 206997733 | HRCU-A-CB | (C,H,T)VH837GKA2* | EA*4X48L24A*+WALLCON | Singlezone Ducted, Centrally Ducted | 32600 | 31400 | 2.52 | 27800 | 2.2
KENMORE | DELUXE 18 VS HP | 206997730 | HRCU-A-CB | (C,H,T)VH837GKA2* | EA*4X48L24A*+WALLCON | Singlezone Ducted, Centrally Ducted | 32400 | 31400 | 2.54 | 27600 | 2.22
KENMORE | DELUXE 18 VS HP | 206997709 | HRCU-A-CB | (C,H,T)VH837GKA2* | EA*4X43L21A*+WALLCON | Singlezone Ducted, Centrally Ducted | 32800 | 31800 | 2.56 | 27800 | 2.22
KENMORE | DELUXE 18 VS HP | 206997698 | HRCU-A-CB | (C,H,T)VH837GKA2* | EA*4X43L21A*+WALLCON | Singlezone Ducted, Centrally Ducted | 33000 | 32000 | 2.52 | 28000 | 2.2
CARRIER | INFINITY 24 HP with GREENSPEED INTELLIGENCE | 206788985 | HRCU-A-CB | 25VNA460A*031* | CAP**6124AL*+UI | Singlezone Ducted, Centrally Ducted | 60500 | 51000 | 2.5 | 39000 | 2.1
CARRIER | INFINITY 24 HP with GREENSPEED INTELLIGENCE | 206788911 | HRCU-A-CB | 25VNA448A*031* | CSPH*6012AL*+UI | Singlezone Ducted, Centrally Ducted | 46000 | 43000 | 2.5 | 36000 | 2.38
CARRIER | INFINITY 24 HP with GREENSPEED INTELLIGENCE | 206788899 | HRCU-A-CB | 25VNA448A*031* | FE4ANB006L+UI | Singlezone Ducted, Centrally Ducted | 45500 | 42500 | 2.58 | 35600 | 2.44
KEEPRITE | PROCOMFORT DELUXE 18 VS HP | 206771943 | HRCU-A-CB | CVH837GKA2* | EA*4X48L24A*+WALLCON | Singlezone Ducted, Centrally Ducted | 32600 | 31400 | 2.52 | 27800 | 2.2
DAY & NIGHT | CONSTANTCOMFORT DELUXE 18 VS HP | 206771942 | HRCU-A-CB | CVH837GKA2* | EA*4X48L24A*+WALLCON | Singlezone Ducted, Centrally Ducted | 32600 | 31400 | 2.52 | 27800 | 2.2
COMFORTMAKER | SOFTSOUND DELUXE 18 VS HP | 206771941 | HRCU-A-CB | CVH837GKA2* | EA*4X48L24A*+WALLCON | Singlezone Ducted, Centrally Ducted | 32600 | 31400 | 2.52 | 27800 | 2.2
TEMPSTAR | SMARTCOMFORT DELUXE 18 VS HP | 206771729 | HRCU-A-CB | TVH837GKA2* | EA*4X43L21A*+WALLCON | Singlezone Ducted, Centrally Ducted | 32800 | 31800 | 2.56 | 27800 | 2.22
COMFORTMAKER | SOFTSOUND DELUXE 18 VS HP | 206771725 | HRCU-A-CB | CVH837GKA2* | EA*4X43L21A*+WALLCON | Singlezone Ducted, Centrally Ducted | 32800 | 31800 | 2.56 | 27800 | 2.22
AIRQUEST | DELUXE 19 VS HP | 206771723 | HRCU-A-CB | HVH837GKA2* | EA*4X43L21A*+WALLCON | Singlezone Ducted, Centrally Ducted | 32800 | 31800 | 2.56 | 27800 | 2.22
TEMPSTAR | SMARTCOMFORT DELUXE 18 VS HP | 206771630 | HRCU-A-CB | TVH837GKA2* | EA*4X43L21A*+WALLCON | Singlezone Ducted, Centrally Ducted | 33000 | 32000 | 2.52 | 28000 | 2.2
KEEPRITE | PROCOMFORT DELUXE 18 VS HP | 206771628 | HRCU-A-CB | CVH837GKA2* | EA*4X43L21A*+WALLCON | Singlezone Ducted, Centrally Ducted | 33000 | 32000 | 2.52 | 28000 | 2.2
DAY & NIGHT | CONSTANTCOMFORT DELUXE 18 VS HP | 206771627 | HRCU-A-CB | CVH837GKA2* | EA*4X43L21A*+WALLCON | Singlezone Ducted, Centrally Ducted | 33000 | 32000 | 2.52 | 28000 | 2.2
ARCOAIRE | DURACOMFORT DELUXE 18 VS HP | 206771625 | HRCU-A-CB | HVH837GKA2* | EA*4X43L21A*+WALLCON | Singlezone Ducted, Centrally Ducted | 33000 | 32000 | 2.52 | 28000 | 2.2
DAY & NIGHT | CONSTANTCOMFORT DELUXE 18 VS HP | 206771357 | HRCU-A-CB | CVH837GKA2* | EA*4X37L21A*+WALLCON | Singlezone Ducted, Centrally Ducted | 32800 | 31800 | 2.54 | 27800 | 2.22
ARCOAIRE | DURACOMFORT DELUXE 18 VS HP | 206771355 | HRCU-A-CB | HVH837GKA2* | EA*4X37L21A*+WALLCON | Singlezone Ducted, Centrally Ducted | 32800 | 31800 | 2.54 | 27800 | 2.22
TEMPSTAR | SMARTCOMFORT DELUXE 18 VS HP | 206771279 | HRCU-A-CB | TVH837GKA2* | EA*4X37L21A*+WALLCON | Singlezone Ducted, Centrally Ducted | 33000 | 31800 | 2.52 | 28000 | 2.2
HEIL | QUIETCOMFORT DELUXE 18 VS HP | 206766033 | HRCU-A-CB | HVH825GKA3* | EA*4X37L21A*+WALLCON | Singlezone Ducted, Centrally Ducted | 21000 | 20400 | 2.54 | 18100 | 2.24
RHEEM |  | 214066803 | HRCU-A-CB | RD17AZ36AJ3N | RCFZ3621MTANM | Singlezone Ducted, Centrally Ducted | 34200 | 23000 | 2.7 | 17900 | 2.3
RUSSELL |  | 214066802 | HRCU-A-CB | RD17AZ36AJ3N | TCFZ3621MTANM | Singlezone Ducted, Centrally Ducted | 34200 | 23000 | 2.7 | 17900 | 2.3
RHEEM |  | 214066779 | HRCU-A-CB | RD17AZ36AJ3N | RCFZ3621MTANM | Singlezone Ducted, Centrally Ducted | 34200 | 23000 | 2.7 | 17900 | 2.3
SURE |  | 214066664 | HRCU-A-CB | RD17AZ36AJ3N | TCFZ3621MTANM | Singlezone Ducted, Centrally Ducted | 34200 | 23000 | 2.7 | 17900 | 2.3
RUSSELL |  | 214066619 | HRCU-A-CB | RD17AZ36AJ3N | TCFZ3621MTANM | Singlezone Ducted, Centrally Ducted | 34200 | 23000 | 2.7 | 17900 | 2.3
RUSSELL |  | 214066592 | HRCU-A-CB | RD17AZ36AJ3N | TCFZ3621MTANM | Singlezone Ducted, Centrally Ducted | 34200 | 23000 | 2.7 | 17900 | 2.3
RHEEM |  | 214066542 | HRCU-A-CB | RD17AZ36AJ3N | RCFZ3621MTANM | Singlezone Ducted, Centrally Ducted | 34200 | 23000 | 2.7 | 17900 | 2.3
Mitsubishi Electric | Smart Multi | 211016451 | HMSV-A-CB | MXZ-SM36NAMHZ2 |  | Multizone Mix of Ducted and Non-Ducted | 42000 | 29600 | 2.74 | 38500 | 1.92
Mitsubishi Electric | Smart Multi | 211016454 | HMSV-A-CB | MXZ-SM42NAMHZ2 |  | Multizone Mix of Ducted and Non-Ducted | 48000 | 32000 | 2.63 | 44000 | 1.92
ARMSTRONG AIR | 4SHP22LX SERIES | 211729605 | HRCU-A-CB | 4SHP22LX124P-**A | BCE5E24M | Singlezone Ducted, Centrally Ducted | 21000 | 14100 | 2.52 | 15500 | 2.16
Trane / Mitsubishi Electric | Smart Multi | 211016472 | HMSV-A-CB | NTXMSH42A152B* |  | Multizone Mix of Ducted and Non-Ducted | 48000 | 32000 | 2.63 | 44000 | 1.92
Trane / Mitsubishi Electric | Smart Multi | 211016469 | HMSV-A-CB | NTXMSH36A142B* |  | Multizone Mix of Ducted and Non-Ducted | 42000 | 29600 | 2.74 | 38500 | 1.92
AIREASE | 4SHP22LX SERIES | 211729603 | HRCU-A-CB | 4SHP22LX124P-**A | BCE5E24M | Singlezone Ducted, Centrally Ducted | 21000 | 14100 | 2.52 | 15500 | 2.16
SURE |  | 214066905 | HRCU-A-CB | RD17AZ36AJ3N | TCFZ3621MTANM | Singlezone Ducted, Centrally Ducted | 34200 | 23000 | 2.7 | 17900 | 2.3
RUSSELL |  | 214066894 | HRCU-A-CB | RD17AZ36AJ3N | TCFZ3621MTANM | Singlezone Ducted, Centrally Ducted | 34200 | 23000 | 2.7 | 17900 | 2.3
GE | NS22H SERIES | 212403905 | HRCU-A-CB | NS22H36MA4-**A | NCUC48CT4+TDR | Singlezone Ducted, Centrally Ducted | 33800 | 22400 | 2.52 | 18400 | 2.22
GE | NS22H SERIES | 212403898 | HRCU-A-CB | NS22H36MA4-**A | NCUC48CT4+TDR | Singlezone Ducted, Centrally Ducted | 33600 | 22200 | 2.54 | 18200 | 2.22
GE | NS22H SERIES | 212403864 | HRCU-A-CB | NS22H36MA4-**A | NCHC42CT4+TDR | Singlezone Ducted, Centrally Ducted | 33600 | 22400 | 2.5 | 18100 | 2.16
AIREASE | 4SHP22LX SERIES | 211528646 | HRCU-A-CB | 4SHP22LX136P-**A | EAH1P42C+TDR+TXV | Singlezone Ducted, Centrally Ducted | 33600 | 22400 | 2.5 | 18100 | 2.04
AIREASE | 4SHP22LX SERIES | 211528642 | HRCU-A-CB | 4SHP22LX136P-**A | EAH1P42C+TDR+TXV | Singlezone Ducted, Centrally Ducted | 33600 | 22400 | 2.5 | 18100 | 2.04
AIREASE | 4SHP22LX SERIES | 211528639 | HRCU-A-CB | 4SHP22LX136P-**A | EAH1P42C+TDR+TXV | Singlezone Ducted, Centrally Ducted | 33600 | 22400 | 2.5 | 18100 | 2.04
AIREASE | 4SHP22LX SERIES | 211528637 | HRCU-A-CB | 4SHP22LX136P-**A | EAH1P42C+TDR+TXV | Singlezone Ducted, Centrally Ducted | 33400 | 22400 | 2.5 | 18000 | 2.04
AIREASE | 4SHP22LX SERIES | 211528635 | HRCU-A-CB | 4SHP22LX136P-**A | EAH1P42C+TDR+TXV | Singlezone Ducted, Centrally Ducted | 33400 | 22200 | 2.5 | 17900 | 2.04
ARMSTRONG AIR | 4SHP22LX SERIES | 211528369 | HRCU-A-CB | 4SHP22LX136P-**A | EAH1P42C+TDR+TXV | Singlezone Ducted, Centrally Ducted | 33600 | 22400 | 2.5 | 18100 | 2.04
ARMSTRONG AIR | 4SHP22LX SERIES | 211528367 | HRCU-A-CB | 4SHP22LX136P-**A | EAH1P42C+TDR+TXV | Singlezone Ducted, Centrally Ducted | 33600 | 22400 | 2.52 | 18100 | 2.06
ARMSTRONG AIR | 4SHP22LX SERIES | 211528366 | HRCU-A-CB | 4SHP22LX136P-**A | EAH1P42C+TDR+TXV | Singlezone Ducted, Centrally Ducted | 33600 | 22400 | 2.5 | 18100 | 2.04
ARMSTRONG AIR | 4SHP22LX SERIES | 211528354 | HRCU-A-CB | 4SHP22LX136P-**A | EAH1P42C+TDR+TXV | Singlezone Ducted, Centrally Ducted | 33800 | 22600 | 2.5 | 18200 | 2.02
ARMSTRONG AIR | 4SHP22LX SERIES | 211528351 | HRCU-A-CB | 4SHP22LX136P-**A | EAH1P42C+TDR+TXV | Singlezone Ducted, Centrally Ducted | 33200 | 22200 | 2.5 | 17800 | 2.04
LENNOX | ELITE EL22XPV SERIES | 211467834 | HRCU-A-CB | EL22XPV-036-230A** | CHX35-42C-**-*+TDR | Singlezone Ducted, Centrally Ducted | 33600 | 22400 | 2.5 | 18100 | 2.04
LENNOX | ELITE EL22XPV SERIES | 211467831 | HRCU-A-CB | EL22XPV-036-230A** | CHX35-42C-**-*+TDR | Singlezone Ducted, Centrally Ducted | 33600 | 22400 | 2.52 | 18100 | 2.06
LENNOX | ELITE EL22XPV SERIES | 211467829 | HRCU-A-CB | EL22XPV-036-230A** | CHX35-42C-**-*+TDR | Singlezone Ducted, Centrally Ducted | 33600 | 22400 | 2.5 | 18100 | 2.04
LENNOX | ELITE EL22XPV SERIES | 211467826 | HRCU-A-CB | EL22XPV-036-230A** | CHX35-42C-**-*+TDR | Singlezone Ducted, Centrally Ducted | 33800 | 22600 | 2.52 | 18200 | 2.04
LENNOX | ELITE EL22XPV SERIES | 211467822 | HRCU-A-CB | EL22XPV-036-230A** | CHX35-42C-**-*+TDR | Singlezone Ducted, Centrally Ducted | 33600 | 22400 | 2.5 | 18100 | 2.04
LENNOX | ELITE EL22XPV SERIES | 211467821 | HRCU-A-CB | EL22XPV-036-230A** | CHX35-42C-**-*+TDR | Singlezone Ducted, Centrally Ducted | 33400 | 22200 | 2.5 | 17900 | 2.04
LENNOX | ELITE EL22XPV SERIES | 211467812 | HRCU-A-CB | EL22XPV-036-230A** | CHX35-42C-**-*+TDR | Singlezone Ducted, Centrally Ducted | 33800 | 22600 | 2.5 | 18200 | 2.04
LENNOX | ELITE EL22XPV SERIES | 211467804 | HRCU-A-CB | EL22XPV-036-230A** | CHX35-42C-**-*+TDR | Singlezone Ducted, Centrally Ducted | 33800 | 22600 | 2.52 | 18200 | 2.04
COLEMAN | HMH7 | 211394991 | HRCU-A-CB | HMH72B341 | XAUC48FXXN1+TXV | Singlezone Ducted, Centrally Ducted | 32400 | 25400 | 2.56 | 23800 | 2.08
COLEMAN | HMH7 | 211392827 | HRCU-A-CB | HMH72B341 | XAFB36DXXN1+TXV | Singlezone Ducted, Centrally Ducted | 33600 | 25200 | 2.5 | 23800 | 2.06
Mitsubishi Electric | Smart Multi | 211016463 | HMSV-A-CB | MXZ-SM60NAM2 |  | Multizone Mix of Ducted and Non-Ducted | 66000 | 41000 | 2.69 | 46500 | 1.9
DUCANE |  | 208106854 | HRCU-A-CB | 4DHP2S48M-1P |  | Multizone All Non-Ducted | 49000 | 36000 | 3.29 | 45000 | 2
Allied |  | 208106794 | HRCU-A-CB | 4DHP2S48M-1P |  | Multizone All Non-Ducted | 49000 | 36000 | 3.29 | 45000 | 2
TRANE / MITSUBISHI ELECTRIC | M-Series | 207699145 | HRCU-A-CB-O | NTXSKS09A112** | NTXUKS09A112** | Singlezone Non-Ducted, Ceiling Placement | 12000 | 7700 | 3.22 | 6100 | 3.08
LENNOX |  | 207699107 | HRCU-A-CB | MLB048S4M-2P |  | Multizone All Non-Ducted | 49000 | 36000 | 3.01 | 48000 | 2.01
TRANE / MITSUBISHI ELECTRIC | Smart Multi | 207525860 | HMSV-A-CB | NTXMSM36A142A* |  | Multizone Mix of Ducted and Non-Ducted | 42000 | 26400 | 2.73 | 25200 | 2.09
MITSUBISHI ELECTRIC | Smart Multi | 207525858 | HMSV-A-CB | MXZ-SM48NAMHZ |  | Multizone Mix of Ducted and Non-Ducted | 54000 | 40500 | 2.54 | 54000 | 1.95
MITSUBISHI ELECTRIC | Smart Multi | 207525857 | HMSV-A-CB | MXZ-SM48NAM |  | Multizone Mix of Ducted and Non-Ducted | 54000 | 33200 | 2.53 | 32400 | 2.04
TRANE / MITSUBISHI ELECTRIC | Smart Multi | 207518839 | HMSR-A-CB-O | NTXMSM48A182A* |  | Multizone All Non-Ducted | 54000 | 31400 | 2.7 | 32400 | 2.1
TRANE / MITSUBISHI ELECTRIC | Smart Multi | 207517169 | HMSR-A-CB-O | NTXMSM60A182A* |  | Multizone All Non-Ducted | 66000 | 41500 | 2.9 | 57000 | 2
TRANE / MITSUBISHI ELECTRIC | Smart Multi | 207517163 | HMSR-A-CB-O | NTXMSH36A142A* |  | Multizone All Non-Ducted | 42000 | 32600 | 2.8 | 42000 | 2
MITSUBISHI ELECTRIC | Smart Multi | 207517160 | HMSR-A-CB-O | MXZ-SM60NAM |  | Multizone All Non-Ducted | 66000 | 41500 | 2.9 | 57000 | 2
CARRIER | INFINITY 24 HP with GREENSPEED INTELLIGENCE | 210720709 | HRCU-A-CB | 25VNA460A*031* | CAP**6124AL*+UI | Singlezone Ducted, Centrally Ducted | 60500 | 51000 | 2.5 | 39000 | 2.1
RUUD |  | 210589399 | HRCU-A-CB | UP18AZ36AJVC | RCFZ6021SEAAM | Singlezone Ducted, Centrally Ducted | 34200 | 40500 | 2.5 | 43000 | 2.2
RUUD |  | 210589396 | HRCU-A-CB | UP18AZ36AJVC | RCFZ6021SEAAM | Singlezone Ducted, Centrally Ducted | 34200 | 40500 | 2.5 | 43000 | 2.2
HEIL | QUIETCOMFORT DELUXE 18 VS HP | 210473239 | HRCU-A-CB | HVH825GKA3* | EA*4X43L21A*+WALLCON | Singlezone Ducted, Centrally Ducted | 21000 | 20400 | 2.54 | 18100 | 2.24
DAY & NIGHT | CONSTANTCOMFORT DELUXE 18 VS HP | 210470634 | HRCU-A-CB | CVH837GKA2* | EA*4X61L24A*+WALLCON | Singlezone Ducted, Centrally Ducted | 32000 | 31200 | 2.54 | 27600 | 2.22
HEIL | QUIETCOMFORT DELUXE 18 VS HP | 210470629 | HRCU-A-CB | HVH837GKA2* | EA*4X61L24A*+WALLCON | Singlezone Ducted, Centrally Ducted | 32000 | 31200 | 2.54 | 27600 | 2.22
COMFORTMAKER | SOFTSOUND DELUXE 18 VS HP | 210470600 | HRCU-A-CB | CVH837GKA2* | EA*4X61L24A*+WALLCON | Singlezone Ducted, Centrally Ducted | 32000 | 31200 | 2.54 | 27600 | 2.22
TEMPSTAR | SMARTCOMFORT DELUXE 18 VS HP | 210470582 | HRCU-A-CB | TVH837GKA2* | EA*4X61L24A*+WALLCON | Singlezone Ducted, Centrally Ducted | 32000 | 31200 | 2.54 | 27600 | 2.22
KEEPRITE | PROCOMFORT DELUXE 18 VS HP | 210470580 | HRCU-A-CB | CVH837GKA2* | EA*4X61L24A*+WALLCON | Singlezone Ducted, Centrally Ducted | 32000 | 31200 | 2.54 | 27600 | 2.22
AIRQUEST | DELUXE 19 VS HP | 210470576 | HRCU-A-CB | HVH837GKA2* | EA*4X61L24A*+WALLCON | Singlezone Ducted, Centrally Ducted | 32000 | 31200 | 2.54 | 27600 | 2.22
HEIL | QUIETCOMFORT DELUXE 18 VS HP | 210470574 | HRCU-A-CB | HVH837GKA2* | EA*4X61L24A*+WALLCON | Singlezone Ducted, Centrally Ducted | 32000 | 31200 | 2.54 | 27600 | 2.22
KENMORE | DELUXE 18 VS HP | 210470570 | HRCU-A-CB | (C,H,T)VH837GKA2* | EA*4X61L24A*+WALLCON | Singlezone Ducted, Centrally Ducted | 32000 | 31200 | 2.54 | 27400 | 2.24
KEEPRITE | PROCOMFORT DELUXE 18 VS HP | 210470569 | HRCU-A-CB | CVH837GKA2* | EA*4X61L24A*+WALLCON | Singlezone Ducted, Centrally Ducted | 32000 | 31200 | 2.54 | 27400 | 2.24
AIRQUEST | DELUXE 19 VS HP | 210470565 | HRCU-A-CB | HVH837GKA2* | EA*4X61L24A*+WALLCON | Singlezone Ducted, Centrally Ducted | 32000 | 31200 | 2.54 | 27400 | 2.24
TEMPSTAR | SMARTCOMFORT DELUXE 18 VS HP | 210470505 | HRCU-A-CB | TVH837GKA2* | EA*4X61L21A*+WALLCON | Singlezone Ducted, Centrally Ducted | 32000 | 31200 | 2.54 | 27600 | 2.22
ARCOAIRE | DURACOMFORT DELUXE 18 VS HP | 210470500 | HRCU-A-CB | HVH837GKA2* | EA*4X61L21A*+WALLCON | Singlezone Ducted, Centrally Ducted | 32000 | 31200 | 2.54 | 27600 | 2.22
HEIL | QUIETCOMFORT DELUXE 18 VS HP | 210470497 | HRCU-A-CB | HVH837GKA2* | EA*4X61L21A*+WALLCON | Singlezone Ducted, Centrally Ducted | 32000 | 31200 | 2.54 | 27600 | 2.22
TEMPSTAR | SMARTCOMFORT DELUXE 18 VS HP | 210470439 | HRCU-A-CB | TVH837GKA2* | EA*4X61L21A*+WALLCON | Singlezone Ducted, Centrally Ducted | 32200 | 31400 | 2.5 | 27800 | 2.2
KEEPRITE | PROCOMFORT DELUXE 18 VS HP | 210470437 | HRCU-A-CB | CVH837GKA2* | EA*4X61L21A*+WALLCON | Singlezone Ducted, Centrally Ducted | 32200 | 31400 | 2.5 | 27800 | 2.2
HEIL | QUIETCOMFORT DELUXE 18 VS HP | 210470431 | HRCU-A-CB | HVH837GKA2* | EA*4X61L21A*+WALLCON | Singlezone Ducted, Centrally Ducted | 32200 | 31400 | 2.5 | 27800 | 2.2
KENMORE | DELUXE 18 VS HP | 210470350 | HRCU-A-CB | (C,H,T)VH837GKA2* | EA*4X60L24A*+WALLCON | Singlezone Ducted, Centrally Ducted | 31800 | 31000 | 2.52 | 27400 | 2.22
ARCOAIRE | DURACOMFORT DELUXE 18 VS HP | 210470346 | HRCU-A-CB | HVH837GKA2* | EA*4X60L24A*+WALLCON | Singlezone Ducted, Centrally Ducted | 31800 | 31000 | 2.52 | 27400 | 2.22
AIRQUEST | DELUXE 19 VS HP | 210470345 | HRCU-A-CB | HVH837GKA2* | EA*4X60L24A*+WALLCON | Singlezone Ducted, Centrally Ducted | 31800 | 31000 | 2.52 | 27400 | 2.22
MITSUBISHI ELECTRIC | Nv Series | 206709488 | HRCU-A-CB-O | NTXSPF09A112A* | MFZ-KJ09NA*** | Singlezone Non-Ducted, Floor Placement | 11000 | 7500 | 2.75 | 11000 | 2.01
TEMPSTAR | SMARTCOMFORT DELUXE 18 VS HP | 210470318 | HRCU-A-CB | TVH837GKA2* | EA*4X60L24A*+WALLCON | Singlezone Ducted, Centrally Ducted | 31800 | 31000 | 2.52 | 27400 | 2.22
MITSUBISHI ELECTRIC | M-Series | 204629178 | HRCU-A-CB-O | MUFZ-KJ12NAHZ*** | NTXFKS12A112A* | Singlezone Non-Ducted, Floor Placement | 13000 | 8800 | 2.77 | 13000 | 2.1
RUUD |  | 209872712 | HRCU-A-CB | UP18AZ36AJVC | RCFZ6021SEAAM | Singlezone Ducted, Centrally Ducted | 34200 | 40500 | 2.5 | 43000 | 2.2
RHEEM |  | 209872705 | HRCU-A-CB | RP18AZ36AJVC | RCFZ6021SEAAM | Singlezone Ducted, Centrally Ducted | 34200 | 41000 | 2.5 | 43500 | 2.2
RHEEM |  | 209872704 | HRCU-A-CB | RP18AZ36AJVC | RCFZ6021SEAAM | Singlezone Ducted, Centrally Ducted | 34200 | 40500 | 2.5 | 43000 | 2.2
RHEEM |  | 209872703 | HRCU-A-CB | RP18AZ36AJVC | RCFZ6021SEAAM | Singlezone Ducted, Centrally Ducted | 34200 | 40500 | 2.5 | 43000 | 2.2
RHEEM |  | 209872701 | HRCU-A-CB | RP18AZ36AJVC | RCFZ6021SEAAM | Singlezone Ducted, Centrally Ducted | 34200 | 40500 | 2.5 | 43000 | 2.2
KENMORE | DELUXE 18 VS HP | 210470317 | HRCU-A-CB | (C,H,T)VH837GKA2* | EA*4X60L24A*+WALLCON | Singlezone Ducted, Centrally Ducted | 31800 | 31000 | 2.52 | 27400 | 2.22
AMERICAN STANDARD / MITSUBISHI ELECTRIC |  | 213499807 | HMSR-A-CB-O | NTXMMX20A122C** |  | Multizone All Non-Ducted | 22000 | 13500 | 2.91 | 11100 | 2.03
KEEPRITE | PROCOMFORT DELUXE 18 VS HP | 210470316 | HRCU-A-CB | CVH837GKA2* | EA*4X60L24A*+WALLCON | Singlezone Ducted, Centrally Ducted | 31800 | 31000 | 2.52 | 27400 | 2.22
DAIKIN | Daikin Fit | 213156958 | HRCU-A-CB | DZ6VSA421EA* | CA*EA6030*4A* | Singlezone Ducted, Centrally Ducted | 40000 | 28000 | 2.67 | 30600 | 2.19
RUUD |  | 214066859 | HRCU-A-CB | RD17AZ36AJ3N | RCFZ3621MTANM | Singlezone Ducted, Centrally Ducted | 34200 | 23000 | 2.7 | 17900 | 2.3
RHEEM |  | 214066852 | HRCU-A-CB | RD17AZ36AJ3N | RCFZ3621MTANM | Singlezone Ducted, Centrally Ducted | 34200 | 23000 | 2.7 | 17900 | 2.3
RUUD |  | 214066827 | HRCU-A-CB | RD17AZ36AJ3N | RCFZ3621MTANM | Singlezone Ducted, Centrally Ducted | 34200 | 23000 | 2.7 | 17900 | 2.3
DAY & NIGHT | CONSTANTCOMFORT DELUXE 18 VS HP | 210470271 | HRCU-A-CB | CVH837GKA2* | EA*4X60L24A*+WALLCON | Singlezone Ducted, Centrally Ducted | 31800 | 31000 | 2.5 | 27400 | 2.2
COMFORTMAKER | SOFTSOUND DELUXE 18 VS HP | 210470270 | HRCU-A-CB | CVH837GKA2* | EA*4X60L24A*+WALLCON | Singlezone Ducted, Centrally Ducted | 31800 | 31000 | 2.5 | 27400 | 2.2
SURE |  | 214066611 | HRCU-A-CB | RD17AZ36AJ3N | TCFZ3621MTANM | Singlezone Ducted, Centrally Ducted | 34200 | 23000 | 2.7 | 17900 | 2.3
FRIEDRICH |  | 214066571 | HRCU-A-CB | RD17AZ36AJ3N | TCFZ3621MTANM | Singlezone Ducted, Centrally Ducted | 34200 | 23000 | 2.7 | 17900 | 2.3
RHEEM |  | 214066567 | HRCU-A-CB | RD17AZ36AJ3N | RCFZ3621MTANM | Singlezone Ducted, Centrally Ducted | 34200 | 23000 | 2.7 | 17900 | 2.3
RUSSELL |  | 214066553 | HRCU-A-CB | RD17AZ36AJ3N | TCFZ3621MTANM | Singlezone Ducted, Centrally Ducted | 34200 | 23000 | 2.7 | 17900 | 2.3
SURE |  | 214066551 | HRCU-A-CB | RD17AZ36AJ3N | TCFZ3621MTANM | Singlezone Ducted, Centrally Ducted | 34200 | 23000 | 2.7 | 17900 | 2.3
RUSSELL |  | 214066549 | HRCU-A-CB | RD17AZ36AJ3N | TCFZ3621MTANM | Singlezone Ducted, Centrally Ducted | 34200 | 23000 | 2.7 | 17900 | 2.3
RUUD |  | 212609352 | HRCU-A-CB | UP18AZ36AJVC | RCFZ6021SEAAM | Singlezone Ducted, Centrally Ducted | 34200 | 40500 | 2.5 | 43000 | 2.2
GE | NS22H SERIES | 212403936 | HRCU-A-CB | NS22H36MA4-**A | NCUU48CP4+TDR+TXV | Singlezone Ducted, Centrally Ducted | 33600 | 22400 | 2.54 | 18300 | 2.22
ARMSTRONG AIR | 4SHP22LX SERIES | 211729606 | HRCU-A-CB | 4SHP22LX124P-**A | BCE5E30M | Singlezone Ducted, Centrally Ducted | 22000 | 14300 | 2.7 | 14900 | 2.14
AIREASE | 4SHP22LX SERIES | 211729604 | HRCU-A-CB | 4SHP22LX124P-**A | BCE5E30M | Singlezone Ducted, Centrally Ducted | 22000 | 14300 | 2.7 | 14900 | 2.14
GE | NS22H SERIES | 211708892 | HRCU-A-CB | NS22H36MA4-**A | NCHC42CT4+TDR | Singlezone Ducted, Centrally Ducted | 33800 | 22600 | 2.52 | 18200 | 2.04
GE | NS22H SERIES | 211708889 | HRCU-A-CB | NS22H36MA4-**A | NCHC42CT4+TDR | Singlezone Ducted, Centrally Ducted | 33400 | 22200 | 2.5 | 17900 | 2.04
GE | NS22H SERIES | 211708888 | HRCU-A-CB | NS22H36MA4-**A | NCHC42CT4+TDR | Singlezone Ducted, Centrally Ducted | 33400 | 22200 | 2.52 | 17900 | 2.06
PIONEER | Hyperformance | 211583711 | HRCU-A-CB-O | YN009GHFI25RPH | WF009GHFI25HLH | Singlezone Non-Ducted, Wall Placement | 10000 | 5500 | 2.93 | 8600 | 1.94
AIREASE | 4SHP22LX SERIES | 211528647 | HRCU-A-CB | 4SHP22LX136P-**A | EAH1P42C+TDR+TXV | Singlezone Ducted, Centrally Ducted | 33800 | 22600 | 2.5 | 18200 | 2.04
AIREASE | 4SHP22LX SERIES | 211528638 | HRCU-A-CB | 4SHP22LX136P-**A | EAH1P42C+TDR+TXV | Singlezone Ducted, Centrally Ducted | 33400 | 22200 | 2.5 | 17900 | 2.04
AIREASE | 4SHP22LX SERIES | 211528634 | HRCU-A-CB | 4SHP22LX136P-**A | EAH1P42C+TDR+TXV | Singlezone Ducted, Centrally Ducted | 33400 | 22200 | 2.52 | 17900 | 2.06
ARMSTRONG AIR | 4SHP22LX SERIES | 211528363 | HRCU-A-CB | 4SHP22LX136P-**A | EAH1P42C+TDR+TXV | Singlezone Ducted, Centrally Ducted | 33600 | 22400 | 2.5 | 18100 | 2.04
YORK | HMH7 | 211379736 | HRCU-A-CB | HMH72B341 | XAHC48FBCN1 | Singlezone Ducted, Centrally Ducted | 32400 | 25400 | 2.5 | 23800 | 2.06
MITSUBISHI ELECTRIC | M-Series | 210819459 | HRCU-A-CB-O | MUFZ-KJ09NAHZ*** | MFZ-KJ09NA*** | Singlezone Non-Ducted, Floor Placement | 11000 | 7500 | 2.75 | 11000 | 2.01
SAMSUNG | WindFree™ Max Heat® 3.0 | 210445758 | HRCU-A-CB-O | AR09CSDACWKX | AR09CSDABWKN | Singlezone Non-Ducted, Wall Placement | 11000 | 10000 | 4.88 | 12000 | 2.25
CONCORD |  | 208106839 | HRCU-A-CB | 4DHP2S48M-1P |  | Multizone All Non-Ducted | 49000 | 36000 | 3.29 | 45000 | 2
TRANE / MITSUBISHI ELECTRIC | Smart Multi | 207525863 | HMSV-A-CB | NTXMSM48A182A* |  | Multizone Mix of Ducted and Non-Ducted | 54000 | 33200 | 2.53 | 32400 | 2.04
MITSUBISHI ELECTRIC | Smart Multi | 207525856 | HMSV-A-CB | MXZ-SM42NAMHZ |  | Multizone Mix of Ducted and Non-Ducted | 48000 | 32000 | 2.64 | 48000 | 1.95
MITSUBISHI ELECTRIC | Smart Multi | 207525854 | HMSV-A-CB | MXZ-SM36NAM |  | Multizone Mix of Ducted and Non-Ducted | 42000 | 26400 | 2.73 | 25200 | 2.09
TRANE / MITSUBISHI ELECTRIC | Smart Multi | 207518835 | HMSV-A-CB | NTXMSM36A142A* |  | Multizone All Ducted | 42000 | 26600 | 2.7 | 25200 | 1.99
TRANE / MITSUBISHI ELECTRIC | Smart Multi | 207517164 | HMSR-A-CB-O | NTXMSH42A152A* |  | Multizone All Non-Ducted | 48000 | 32000 | 2.8 | 48000 | 2
MITSUBISHI ELECTRIC | Smart Multi | 207517158 | HMSR-A-CB-O | MXZ-SM48NAMHZ |  | Multizone All Non-Ducted | 54000 | 39000 | 2.7 | 54000 | 2
MITSUBISHI ELECTRIC | Smart Multi | 207517152 | HMSR-A-CB-O | MXZ-SM36NAMHZ |  | Multizone All Non-Ducted | 42000 | 32600 | 2.8 | 42000 | 2
MITSUBISHI ELECTRIC | Smart Multi | 207517151 | HMSV-A-CB | MXZ-SM36NAM |  | Multizone All Ducted | 42000 | 26600 | 2.7 | 25200 | 1.99
RUUD |  | 210589398 | HRCU-A-CB | UP18AZ36AJVC | RCFZ6021SEAAM | Singlezone Ducted, Centrally Ducted | 34200 | 40500 | 2.5 | 43000 | 2.2
RHEEM |  | 210589391 | HRCU-A-CB | RP18AZ36AJVC | RCFZ6021SEAAM | Singlezone Ducted, Centrally Ducted | 34200 | 40500 | 2.5 | 43000 | 2.2
WESTINGHOUSE |  | 207237536 | HRCU-A-CB-O | WHU12SZA21S | WHU12CTA21S | Singlezone Non-Ducted, Ceiling Placement | 12000 | 7600 | 2.72 | 8500 | 2.31
KEEPRITE | PROCOMFORT DELUXE 18 VS HP | 210470635 | HRCU-A-CB | CVH837GKA2* | EA*4X61L24A*+WALLCON | Singlezone Ducted, Centrally Ducted | 32000 | 31200 | 2.54 | 27600 | 2.22
ARCOAIRE | DURACOMFORT DELUXE 18 VS HP | 210470632 | HRCU-A-CB | HVH837GKA2* | EA*4X61L24A*+WALLCON | Singlezone Ducted, Centrally Ducted | 32000 | 31200 | 2.54 | 27600 | 2.22
AIRQUEST | DELUXE 19 VS HP | 210470631 | HRCU-A-CB | HVH837GKA2* | EA*4X61L24A*+WALLCON | Singlezone Ducted, Centrally Ducted | 32000 | 31200 | 2.54 | 27600 | 2.22
TEMPSTAR | SMARTCOMFORT DELUXE 18 VS HP | 210470604 | HRCU-A-CB | TVH837GKA2* | EA*4X61L24A*+WALLCON | Singlezone Ducted, Centrally Ducted | 32000 | 31200 | 2.54 | 27600 | 2.22
DAY & NIGHT | CONSTANTCOMFORT DELUXE 18 VS HP | 210470601 | HRCU-A-CB | CVH837GKA2* | EA*4X61L24A*+WALLCON | Singlezone Ducted, Centrally Ducted | 32000 | 31200 | 2.54 | 27600 | 2.22
ARCOAIRE | DURACOMFORT DELUXE 18 VS HP | 210470599 | HRCU-A-CB | HVH837GKA2* | EA*4X61L24A*+WALLCON | Singlezone Ducted, Centrally Ducted | 32000 | 31200 | 2.54 | 27600 | 2.22
AIRQUEST | DELUXE 19 VS HP | 210470598 | HRCU-A-CB | HVH837GKA2* | EA*4X61L24A*+WALLCON | Singlezone Ducted, Centrally Ducted | 32000 | 31200 | 2.54 | 27600 | 2.22
KENMORE | DELUXE 18 VS HP | 210470581 | HRCU-A-CB | (C,H,T)VH837GKA2* | EA*4X61L24A*+WALLCON | Singlezone Ducted, Centrally Ducted | 32000 | 31200 | 2.54 | 27600 | 2.22
ARCOAIRE | DURACOMFORT DELUXE 18 VS HP | 210470577 | HRCU-A-CB | HVH837GKA2* | EA*4X61L24A*+WALLCON | Singlezone Ducted, Centrally Ducted | 32000 | 31200 | 2.54 | 27600 | 2.22
TEMPSTAR | SMARTCOMFORT DELUXE 18 VS HP | 210470571 | HRCU-A-CB | TVH837GKA2* | EA*4X61L24A*+WALLCON | Singlezone Ducted, Centrally Ducted | 32000 | 31200 | 2.54 | 27400 | 2.24
COMFORTMAKER | SOFTSOUND DELUXE 18 VS HP | 210470567 | HRCU-A-CB | CVH837GKA2* | EA*4X61L24A*+WALLCON | Singlezone Ducted, Centrally Ducted | 32000 | 31200 | 2.54 | 27400 | 2.24
DAY & NIGHT | CONSTANTCOMFORT DELUXE 18 VS HP | 210470502 | HRCU-A-CB | CVH837GKA2* | EA*4X61L21A*+WALLCON | Singlezone Ducted, Centrally Ducted | 32000 | 31200 | 2.54 | 27600 | 2.22
DAY & NIGHT | CONSTANTCOMFORT DELUXE 18 VS HP | 210470436 | HRCU-A-CB | CVH837GKA2* | EA*4X61L21A*+WALLCON | Singlezone Ducted, Centrally Ducted | 32200 | 31400 | 2.5 | 27800 | 2.2
AIRQUEST | DELUXE 19 VS HP | 210470433 | HRCU-A-CB | HVH837GKA2* | EA*4X61L21A*+WALLCON | Singlezone Ducted, Centrally Ducted | 32200 | 31400 | 2.5 | 27800 | 2.2
COMFORTMAKER | SOFTSOUND DELUXE 18 VS HP | 210470347 | HRCU-A-CB | CVH837GKA2* | EA*4X60L24A*+WALLCON | Singlezone Ducted, Centrally Ducted | 31800 | 31000 | 2.52 | 27400 | 2.22
ARCOAIRE | DURACOMFORT DELUXE 18 VS HP | 210470313 | HRCU-A-CB | HVH837GKA2* | EA*4X60L24A*+WALLCON | Singlezone Ducted, Centrally Ducted | 31800 | 31000 | 2.52 | 27400 | 2.22
RUUD |  | 209872718 | HRCU-A-CB | UP18AZ36AJVC | RCFZ6021SEAAM | Singlezone Ducted, Centrally Ducted | 34200 | 41000 | 2.5 | 43500 | 2.2
RUUD |  | 209872715 | HRCU-A-CB | UP18AZ36AJVC | RCFZ6021SEAAM | Singlezone Ducted, Centrally Ducted | 34200 | 41000 | 2.5 | 43500 | 2.2
RUUD |  | 209872709 | HRCU-A-CB | UP18AZ36AJVC | RCFZ6021SEAAM | Singlezone Ducted, Centrally Ducted | 34200 | 41000 | 2.5 | 43500 | 2.2
MITSUBISHI ELECTRIC | M-Series | 204629573 | HRCU-A-CB-O | MUFZ-KJ12NAHZ*** | NAXFKS12A112A* | Singlezone Non-Ducted, Floor Placement | 13000 | 8800 | 2.77 | 13000 | 2.1
TRANE / MITSUBISHI ELECTRIC | NV-Series | 202373719 | HRCU-A-CB-O | NTXSPF18A112A* | NTXFKS18A112A* | Singlezone Non-Ducted, Floor Placement | 21000 | 12800 | 2.62 | 21000 | 2.05
TRANE / MITSUBISHI ELECTRIC | NV-Series | 202373717 | HRCU-A-CB-O | NTXSPF12A112A* | NTXFKS12A112A* | Singlezone Non-Ducted, Floor Placement | 13000 | 8800 | 2.77 | 13000 | 2.1
LENNOX |  | 10056170 | HRCU-A-CB-O | MPB009S4S-1P | MWMA009S4-2P | Singlezone Non-Ducted, Wall Placement | 9800 | 5800 | 2.74 | 7990 | 1.98
LENNOX |  | 10056169 | HRCU-A-CB-O | MPB009S4S-1P | MWMA009S4-1P | Singlezone Non-Ducted, Wall Placement | 9800 | 5800 | 2.74 | 7990 | 1.98
LENNOX | ELITE EL18XPV SERIES | 206840555 | HRCU-A-CB | EL18XPV-024-230A** | CH35-24B+TDR+TXV | Singlezone Ducted, Centrally Ducted | 23600 | 14800 | 2.52 | 11200 | 2.16
LENNOX | ELITE EL18XPV SERIES | 206840544 | HRCU-A-CB | EL18XPV-024-230A** | CH35-24B+TDR+TXV | Singlezone Ducted, Centrally Ducted | 23600 | 14800 | 2.52 | 11200 | 2.16
LENNOX |  | 201796630 | HRCU-A-CB-O | MPB009S4S-1P | MWMA009S4-3P | Singlezone Non-Ducted, Wall Placement | 9800 | 5800 | 2.74 | 7990 | 1.98
RUUD |  | 214066700 | HRCU-A-CB | RD17AZ36AJ3N | RCFZ3621MTANM | Singlezone Ducted, Centrally Ducted | 34200 | 23000 | 2.7 | 17900 | 2.3
RHEEM |  | 212609368 | HRCU-A-CB | RP18AZ36AJVC | RCFZ6021SEAAM | Singlezone Ducted, Centrally Ducted | 34200 | 40500 | 2.5 | 43000 | 2.2
ARMSTRONG AIR | 4SHP22LX SERIES | 211528370 | HRCU-A-CB | 4SHP22LX136P-**A | EAH1P42C+TDR+TXV | Singlezone Ducted, Centrally Ducted | 33600 | 22400 | 2.5 | 18100 | 2.04
LENNOX | ELITE EL22XPV SERIES | 211467825 | HRCU-A-CB | EL22XPV-036-230A** | CHX35-42C-**-*+TDR | Singlezone Ducted, Centrally Ducted | 33600 | 22400 | 2.5 | 18100 | 2.04
LENNOX | ELITE EL22XPV SERIES | 211467817 | HRCU-A-CB | EL22XPV-036-230A** | CHX35-42C-**-*+TDR | Singlezone Ducted, Centrally Ducted | 33600 | 22400 | 2.54 | 18000 | 2.06
ARCOAIRE | DURACOMFORT DELUXE 18 VS HP | 210470269 | HRCU-A-CB | HVH837GKA2* | EA*4X60L24A*+WALLCON | Singlezone Ducted, Centrally Ducted | 31800 | 31000 | 2.5 | 27400 | 2.2
AMANA | ASZS6 | 213156956 | HRCU-A-CB | ASZS60421EA* | CA*EA6030*4A* | Singlezone Ducted, Centrally Ducted | 40000 | 28000 | 2.67 | 30600 | 2.19
SURE |  | 214066805 | HRCU-A-CB | RD17AZ36AJ3N | TCFZ3621MTANM | Singlezone Ducted, Centrally Ducted | 34200 | 23000 | 2.7 | 17900 | 2.3
RUUD |  | 214066524 | HRCU-A-CB | RD17AZ36AJ3N | RCFZ3621MTANM | Singlezone Ducted, Centrally Ducted | 34200 | 23000 | 2.7 | 17900 | 2.3
RUUD |  | 213163997 | HRCU-A-CB | UP18AZ36AJVC | RCFZ6021SEAAM | Singlezone Ducted, Centrally Ducted | 34200 | 40500 | 2.5 | 43000 | 2.2
RUSSELL |  | 214066925 | HRCU-A-CB | RD17AZ36AJ3N | TCFZ3621MTANM | Singlezone Ducted, Centrally Ducted | 34200 | 23000 | 2.7 | 17900 | 2.3
SURE |  | 214066915 | HRCU-A-CB | RD17AZ36AJ3N | TCFZ3621MTANM | Singlezone Ducted, Centrally Ducted | 34200 | 23000 | 2.7 | 17900 | 2.3
FRIEDRICH |  | 214066692 | HRCU-A-CB | RD17AZ36AJ3N | TCFZ3621MTANM | Singlezone Ducted, Centrally Ducted | 34200 | 23000 | 2.7 | 17900 | 2.3
RHEEM |  | 214066650 | HRCU-A-CB | RD17AZ36AJ3N | RCFZ3621MTANM | Singlezone Ducted, Centrally Ducted | 34200 | 23000 | 2.7 | 17900 | 2.3
RHEEM |  | 214066591 | HRCU-A-CB | RD17AZ36AJ3N | RCFZ3621MTANM | Singlezone Ducted, Centrally Ducted | 34200 | 23000 | 2.7 | 17900 | 2.3
RUUD |  | 212609370 | HRCU-A-CB | UP18AZ36AJVC | RCFZ6021SEAAM | Singlezone Ducted, Centrally Ducted | 34200 | 40500 | 2.5 | 43000 | 2.2
RUUD |  | 212609362 | HRCU-A-CB | UP18AZ36AJVC | RCFZ6021SEAAM | Singlezone Ducted, Centrally Ducted | 34200 | 40500 | 2.5 | 43000 | 2.2
RUUD |  | 212609358 | HRCU-A-CB | UP18AZ36AJVC | RCFZ6021SEAAM | Singlezone Ducted, Centrally Ducted | 34200 | 40500 | 2.5 | 43000 | 2.2
RHEEM |  | 212609350 | HRCU-A-CB | RP18AZ36AJVC | RCFZ6021SEAAM | Singlezone Ducted, Centrally Ducted | 34200 | 40500 | 2.5 | 43000 | 2.2
RUUD |  | 212609347 | HRCU-A-CB | UP18AZ36AJVC | RCFZ6021SEAAM | Singlezone Ducted, Centrally Ducted | 34200 | 40500 | 2.5 | 43000 | 2.2
RHEEM |  | 212609344 | HRCU-A-CB | RP18AZ36AJVC | RCFZ6021SEAAM | Singlezone Ducted, Centrally Ducted | 34200 | 41000 | 2.5 | 43500 | 2.2
GE | NS22H SERIES | 212403939 | HRCU-A-CB | NS22H36MA4-**A | NCUU48CP4+TDR+TXV | Singlezone Ducted, Centrally Ducted | 33800 | 22400 | 2.52 | 18400 | 2.22
GE | NS22H SERIES | 212403938 | HRCU-A-CB | NS22H36MA4-**A | NCUU48CP4+TDR+TXV | Singlezone Ducted, Centrally Ducted | 33600 | 22200 | 2.52 | 18300 | 2.22
GE | NS22H SERIES | 212403870 | HRCU-A-CB | NS22H36MA4-**A | NCHC42CT4+TDR | Singlezone Ducted, Centrally Ducted | 33800 | 22600 | 2.5 | 18300 | 2.18
GE | NS22H SERIES | 212403869 | HRCU-A-CB | NS22H36MA4-**A | NCHC42CT4+TDR | Singlezone Ducted, Centrally Ducted | 33400 | 22200 | 2.5 | 18000 | 2.18
GE | NS22H SERIES | 212403865 | HRCU-A-CB | NS22H36MA4-**A | NCHC42CT4+TDR | Singlezone Ducted, Centrally Ducted | 33400 | 22400 | 2.52 | 18100 | 2.18
GE | NS22H SERIES | 211708890 | HRCU-A-CB | NS22H36MA4-**A | NCHC42CT4+TDR | Singlezone Ducted, Centrally Ducted | 33400 | 22200 | 2.5 | 17900 | 2.04
AIREASE | 4SHP22LX SERIES | 211528643 | HRCU-A-CB | 4SHP22LX136P-**A | EAH1P42C+TDR+TXV | Singlezone Ducted, Centrally Ducted | 33600 | 22400 | 2.52 | 18100 | 2.06
AIREASE | 4SHP22LX SERIES | 211528641 | HRCU-A-CB | 4SHP22LX136P-**A | EAH1P42C+TDR+TXV | Singlezone Ducted, Centrally Ducted | 33800 | 22600 | 2.52 | 18200 | 2.04
AIREASE | 4SHP22LX SERIES | 211528633 | HRCU-A-CB | 4SHP22LX136P-**A | EAH1P42C+TDR+TXV | Singlezone Ducted, Centrally Ducted | 33800 | 22400 | 2.5 | 18200 | 2.04
AIREASE | 4SHP22LX SERIES | 211528631 | HRCU-A-CB | 4SHP22LX136P-**A | EAH1P42C+TDR+TXV | Singlezone Ducted, Centrally Ducted | 33800 | 22600 | 2.5 | 18200 | 2.04
AIREASE | 4SHP22LX SERIES | 211528630 | HRCU-A-CB | 4SHP22LX136P-**A | EAH1P42C+TDR+TXV | Singlezone Ducted, Centrally Ducted | 33800 | 22600 | 2.5 | 18200 | 2.02
AIREASE | 4SHP22LX SERIES | 211528627 | HRCU-A-CB | 4SHP22LX136P-**A | EAH1P42C+TDR+TXV | Singlezone Ducted, Centrally Ducted | 33200 | 22200 | 2.5 | 17800 | 2.04
ARMSTRONG AIR | 4SHP22LX SERIES | 211528371 | HRCU-A-CB | 4SHP22LX136P-**A | EAH1P42C+TDR+TXV | Singlezone Ducted, Centrally Ducted | 33800 | 22600 | 2.5 | 18200 | 2.04
ARMSTRONG AIR | 4SHP22LX SERIES | 211528362 | HRCU-A-CB | 4SHP22LX136P-**A | EAH1P42C+TDR+TXV | Singlezone Ducted, Centrally Ducted | 33400 | 22200 | 2.5 | 17900 | 2.04
ARMSTRONG AIR | 4SHP22LX SERIES | 211528358 | HRCU-A-CB | 4SHP22LX136P-**A | EAH1P42C+TDR+TXV | Singlezone Ducted, Centrally Ducted | 33400 | 22200 | 2.52 | 17900 | 2.06
ARMSTRONG AIR | 4SHP22LX SERIES | 211528357 | HRCU-A-CB | 4SHP22LX136P-**A | EAH1P42C+TDR+TXV | Singlezone Ducted, Centrally Ducted | 33800 | 22400 | 2.5 | 18200 | 2.04
ARMSTRONG AIR | 4SHP22LX SERIES | 211528355 | HRCU-A-CB | 4SHP22LX136P-**A | EAH1P42C+TDR+TXV | Singlezone Ducted, Centrally Ducted | 33800 | 22600 | 2.5 | 18200 | 2.04
ARMSTRONG AIR | 4SHP22LX SERIES | 211528350 | HRCU-A-CB | 4SHP22LX136P-**A | EAH1P42C+TDR+TXV | Singlezone Ducted, Centrally Ducted | 33800 | 22600 | 2.52 | 18200 | 2.04
ARMSTRONG AIR | 4SHP22LX SERIES | 211528349 | HRCU-A-CB | 4SHP22LX136P-**A | EAH1P42C+TDR+TXV | Singlezone Ducted, Centrally Ducted | 33200 | 22000 | 2.52 | 17700 | 2.06
LENNOX | ELITE EL22XPV SERIES | 211467828 | HRCU-A-CB | EL22XPV-036-230A** | CHX35-42C-**-*+TDR | Singlezone Ducted, Centrally Ducted | 33600 | 22400 | 2.5 | 17800 | 2.04
LENNOX | ELITE EL22XPV SERIES | 211467820 | HRCU-A-CB | EL22XPV-036-230A** | CHX35-42C-**-*+TDR | Singlezone Ducted, Centrally Ducted | 33400 | 22400 | 2.5 | 18000 | 2.04
LENNOX | ELITE EL22XPV SERIES | 211467818 | HRCU-A-CB | EL22XPV-036-230A** | CHX35-42C-**-*+TDR | Singlezone Ducted, Centrally Ducted | 33400 | 22200 | 2.5 | 17900 | 2.04
LENNOX | ELITE EL22XPV SERIES | 211467816 | HRCU-A-CB | EL22XPV-036-230A** | CHX35-42C-**-*+TDR | Singlezone Ducted, Centrally Ducted | 33400 | 22200 | 2.5 | 17900 | 2.04
LENNOX | ELITE EL22XPV SERIES | 211467811 | HRCU-A-CB | EL22XPV-036-230A** | CHX35-42C-**-*+TDR | Singlezone Ducted, Centrally Ducted | 33800 | 22600 | 2.5 | 18200 | 2.02
LENNOX | ELITE EL22XPV SERIES | 211467808 | HRCU-A-CB | EL22XPV-036-230A** | CHX35-42C-**-*+TDR | Singlezone Ducted, Centrally Ducted | 33200 | 22200 | 2.5 | 17800 | 2.04
LENNOX | ELITE EL22XPV SERIES | 211467805 | HRCU-A-CB | EL22XPV-036-230A** | CHX35-42C-**-*+TDR | Singlezone Ducted, Centrally Ducted | 33200 | 22000 | 2.52 | 17700 | 2.06
COLEMAN | HMH7 | 211397468 | HRCU-A-CB | HMH72B341 | XAHC48FBCN1 | Singlezone Ducted, Centrally Ducted | 32400 | 25400 | 2.5 | 23800 | 2.06
YORK | HMH7 | 211379952 | HRCU-A-CB | HMH72B341 | XAFD48FXXN1+TXV | Singlezone Ducted, Centrally Ducted | 32400 | 25400 | 2.56 | 23600 | 2.08
Trane / Mitsubishi Electric | Smart Multi | 211016479 | HMSV-A-CB | NTXMSM60A182B* |  | Multizone Mix of Ducted and Non-Ducted | 66000 | 41000 | 2.69 | 46500 | 1.9
COMFORTMAKER | SOFTSOUND DELUXE 18 VS HP | 210473243 | HRCU-A-CB | CVH825GKA3* | EA*4X43L21A*+WALLCON | Singlezone Ducted, Centrally Ducted | 21000 | 20400 | 2.54 | 18100 | 2.24
SAMSUNG | WindFree™ Max Heat® 3.0 | 210436264 | HRCU-A-CB-O | AR12CSDACWKX | AR12CSDABWKN | Singlezone Non-Ducted, Wall Placement | 12000 | 11400 | 4.77 | 13800 | 2.11
RHEEM |  | 210589390 | HRCU-A-CB | RP18AZ36AJVC | RCFZ6021SEAAM | Singlezone Ducted, Centrally Ducted | 34200 | 40500 | 2.5 | 43000 | 2.2
RHEEM |  | 210589389 | HRCU-A-CB | RP18AZ36AJVC | RCFZ6021SEAAM | Singlezone Ducted, Centrally Ducted | 34200 | 40500 | 2.5 | 43000 | 2.2
RHEEM |  | 210589388 | HRCU-A-CB | RP18AZ36AJVC | RCFZ6021SEAAM | Singlezone Ducted, Centrally Ducted | 34200 | 40500 | 2.5 | 43000 | 2.2
RHEEM |  | 210589387 | HRCU-A-CB | RP18AZ36AJVC | RCFZ6021SEAAM | Singlezone Ducted, Centrally Ducted | 34200 | 40500 | 2.5 | 43000 | 2.2
AirEase |  | 208106809 | HRCU-A-CB | 4DHP2S48M-1P |  | Multizone All Non-Ducted | 49000 | 36000 | 3.29 | 45000 | 2
AIRQUEST | DELUXE 19 VS HP | 210473241 | HRCU-A-CB | HVH825GKA3* | EA*4X43L21A*+WALLCON | Singlezone Ducted, Centrally Ducted | 21000 | 20400 | 2.54 | 18100 | 2.24
TEMPSTAR | SMARTCOMFORT DELUXE 18 VS HP | 210470637 | HRCU-A-CB | TVH837GKA2* | EA*4X61L24A*+WALLCON | Singlezone Ducted, Centrally Ducted | 32000 | 31200 | 2.54 | 27600 | 2.22
COMFORTMAKER | SOFTSOUND DELUXE 18 VS HP | 210470633 | HRCU-A-CB | CVH837GKA2* | EA*4X61L24A*+WALLCON | Singlezone Ducted, Centrally Ducted | 32000 | 31200 | 2.54 | 27600 | 2.22
KEEPRITE | PROCOMFORT DELUXE 18 VS HP | 210470602 | HRCU-A-CB | CVH837GKA2* | EA*4X61L24A*+WALLCON | Singlezone Ducted, Centrally Ducted | 32000 | 31200 | 2.54 | 27600 | 2.22
DAY & NIGHT | CONSTANTCOMFORT DELUXE 18 VS HP | 210470579 | HRCU-A-CB | CVH837GKA2* | EA*4X61L24A*+WALLCON | Singlezone Ducted, Centrally Ducted | 32000 | 31200 | 2.54 | 27600 | 2.22
COMFORTMAKER | SOFTSOUND DELUXE 18 VS HP | 210470578 | HRCU-A-CB | CVH837GKA2* | EA*4X61L24A*+WALLCON | Singlezone Ducted, Centrally Ducted | 32000 | 31200 | 2.54 | 27600 | 2.22
HEIL | QUIETCOMFORT DELUXE 18 VS HP | 210470563 | HRCU-A-CB | HVH837GKA2* | EA*4X61L24A*+WALLCON | Singlezone Ducted, Centrally Ducted | 32000 | 31200 | 2.54 | 27400 | 2.24
COMFORTMAKER | SOFTSOUND DELUXE 18 VS HP | 210470501 | HRCU-A-CB | CVH837GKA2* | EA*4X61L21A*+WALLCON | Singlezone Ducted, Centrally Ducted | 32000 | 31200 | 2.54 | 27600 | 2.22
COMFORTMAKER | SOFTSOUND DELUXE 18 VS HP | 210470435 | HRCU-A-CB | CVH837GKA2* | EA*4X61L21A*+WALLCON | Singlezone Ducted, Centrally Ducted | 32200 | 31400 | 2.5 | 27800 | 2.2
ARCOAIRE | DURACOMFORT DELUXE 18 VS HP | 210470434 | HRCU-A-CB | HVH837GKA2* | EA*4X61L21A*+WALLCON | Singlezone Ducted, Centrally Ducted | 32200 | 31400 | 2.5 | 27800 | 2.2
HEIL | QUIETCOMFORT DELUXE 18 VS HP | 210470343 | HRCU-A-CB | HVH837GKA2* | EA*4X60L24A*+WALLCON | Singlezone Ducted, Centrally Ducted | 31800 | 31000 | 2.52 | 27400 | 2.22
DAY & NIGHT | CONSTANTCOMFORT DELUXE 18 VS HP | 210470315 | HRCU-A-CB | CVH837GKA2* | EA*4X60L24A*+WALLCON | Singlezone Ducted, Centrally Ducted | 31800 | 31000 | 2.52 | 27400 | 2.22
COMFORTMAKER | SOFTSOUND DELUXE 18 VS HP | 210470314 | HRCU-A-CB | CVH837GKA2* | EA*4X60L24A*+WALLCON | Singlezone Ducted, Centrally Ducted | 31800 | 31000 | 2.52 | 27400 | 2.22
TEMPSTAR | SMARTCOMFORT DELUXE 18 VS HP | 210470274 | HRCU-A-CB | TVH837GKA2* | EA*4X60L24A*+WALLCON | Singlezone Ducted, Centrally Ducted | 31800 | 31000 | 2.5 | 27400 | 2.2
KEEPRITE | PROCOMFORT DELUXE 18 VS HP | 210470272 | HRCU-A-CB | CVH837GKA2* | EA*4X60L24A*+WALLCON | Singlezone Ducted, Centrally Ducted | 31800 | 31000 | 2.5 | 27400 | 2.2
HEIL | QUIETCOMFORT DELUXE 18 VS HP | 210470266 | HRCU-A-CB | HVH837GKA2* | EA*4X60L24A*+WALLCON | Singlezone Ducted, Centrally Ducted | 31800 | 31000 | 2.5 | 27400 | 2.2
HEIL | QUIETCOMFORT DELUXE 18 VS HP | 210470596 | HRCU-A-CB | HVH837GKA2* | EA*4X61L24A*+WALLCON | Singlezone Ducted, Centrally Ducted | 32000 | 31200 | 2.54 | 27600 | 2.22
TEMPSTAR | SMARTCOMFORT DELUXE 18 VS HP | 210470351 | HRCU-A-CB | TVH837GKA2* | EA*4X60L24A*+WALLCON | Singlezone Ducted, Centrally Ducted | 31800 | 31000 | 2.52 | 27400 | 2.22
TRANE / MITSUBISHI ELECTRIC | Nv-Series | 207525861 | HMSV-A-CB | NTXMSH36A142A* |  | Multizone Mix of Ducted and Non-Ducted | 42000 | 29600 | 2.75 | 42000 | 1.95
MITSUBISHI ELECTRIC | Smart Multi | 207525859 | HMSV-A-CB | MXZ-SM60NAM |  | Multizone Mix of Ducted and Non-Ducted | 66000 | 41000 | 2.74 | 57000 | 1.95
MITSUBISHI ELECTRIC | Smart Multi | 207525855 | HMSV-A-CB | MXZ-SM36NAMHZ |  | Multizone Mix of Ducted and Non-Ducted | 42000 | 29600 | 2.75 | 42000 | 1.95
TRANE / MITSUBISHI ELECTRIC | Nv-Series | 207517167 | HMSR-A-CB-O | NTXMSH48A182A* |  | Multizone All Non-Ducted | 54000 | 39000 | 2.7 | 54000 | 2
TRANE / MITSUBISHI ELECTRIC | Smart Multi | 207517162 | HMSR-A-CB-O | NTXMSM36A142A* |  | Multizone All Non-Ducted | 42000 | 26400 | 2.8 | 25200 | 2.2
WESTINGHOUSE |  | 207237535 | HRCU-A-CB-O | WHU09SZA21S | WHU09CTA21S | Singlezone Non-Ducted, Ceiling Placement | 10000 | 7200 | 2.81 | 8300 | 2.25
RUUD |  | 209872717 | HRCU-A-CB | UP18AZ36AJVC | RCFZ6021SEAAM | Singlezone Ducted, Centrally Ducted | 34200 | 40500 | 2.5 | 43000 | 2.2
RUUD |  | 209872713 | HRCU-A-CB | UP18AZ36AJVC | RCFZ6021SEAAM | Singlezone Ducted, Centrally Ducted | 34200 | 40500 | 2.5 | 43000 | 2.2
RHEEM |  | 209872708 | HRCU-A-CB | RP18AZ36AJVC | RCFZ6021SEAAM | Singlezone Ducted, Centrally Ducted | 34200 | 41000 | 2.5 | 43500 | 2.2
RHEEM |  | 209872707 | HRCU-A-CB | RP18AZ36AJVC | RCFZ6021SEAAM | Singlezone Ducted, Centrally Ducted | 34200 | 40500 | 2.5 | 43000 | 2.2
RHEEM |  | 209872706 | HRCU-A-CB | RP18AZ36AJVC | RCFZ6021SEAAM | Singlezone Ducted, Centrally Ducted | 34200 | 41000 | 2.5 | 43500 | 2.2
RHEEM |  | 209872699 | HRCU-A-CB | RP18AZ36AJVC | RCFZ6021SEAAM | Singlezone Ducted, Centrally Ducted | 34200 | 41000 | 2.5 | 43500 | 2.2
ALLIED |  | 208106786 | HMSV-A-CB | 4DHP2S24M-1P |  | Multizone All Ducted | 24000 | 21600 | 3.37 | 20263 | 1.99
MITSUBISHI ELECTRIC | Nv Series | 206709491 | HRCU-A-CB-O | NTXSPF18A112A* | MFZ-KJ18NA*** | Singlezone Non-Ducted, Floor Placement | 21000 | 12800 | 2.62 | 21000 | 2.05
MITSUBISHI ELECTRIC | M-Series | 204629572 | HRCU-A-CB-O | MUFZ-KJ09NAHZ*** | NAXFKS09A112A* | Singlezone Non-Ducted, Floor Placement | 11000 | 7500 | 2.75 | 11000 | 2.01
MITSUBISHI ELECTRIC | M-Series | 204629180 | HRCU-A-CB-O | MUFZ-KJ18NAHZ*** | NTXFKS18A112A* | Singlezone Non-Ducted, Floor Placement | 21000 | 12800 | 2.62 | 21000 | 2.05
TRANE / MITSUBISHI ELECTRIC | M-Series H2i | 202373716 | HRCU-A-CB-O | NTXSPF09A112A* | NTXFKS09A112A* | Singlezone Non-Ducted, Floor Placement | 11000 | 7500 | 2.75 | 11000 | 2.01
LENNOX | ELITE EL18XPV SERIES | 206840617 | HRCU-A-CB | EL18XPV-024-230A** | CHX35-24B-**-*+TDR | Singlezone Ducted, Centrally Ducted | 23600 | 14800 | 2.52 | 11200 | 2.16
HAIER | ARCTIC Next Gen | 206445819 | HRCU-A-CB-O | 1U09EH2VHE* | AW09EH2VHD* | Singlezone Non-Ducted, Wall Placement | 10000 | 6500 | 2.89 | 12000 | 2.11
RUUD |  | 214066909 | HRCU-A-CB | RD17AZ36AJ3N | RCFZ3621MTANM | Singlezone Ducted, Centrally Ducted | 34200 | 23000 | 2.7 | 17900 | 2.3
RHEEM |  | 214066868 | HRCU-A-CB | RD17AZ36AJ3N | RCFZ3621MTANM | Singlezone Ducted, Centrally Ducted | 34200 | 23000 | 2.7 | 17900 | 2.3
RUUD |  | 214066836 | HRCU-A-CB | RD17AZ36AJ3N | RCFZ3621MTANM | Singlezone Ducted, Centrally Ducted | 34200 | 23000 | 2.7 | 17900 | 2.3
FRIEDRICH |  | 214066734 | HRCU-A-CB | RD17AZ36AJ3N | TCFZ3621MTANM | Singlezone Ducted, Centrally Ducted | 34200 | 23000 | 2.7 | 17900 | 2.3
FRIEDRICH |  | 214066639 | HRCU-A-CB | RD17AZ36AJ3N | TCFZ3621MTANM | Singlezone Ducted, Centrally Ducted | 34200 | 23000 | 2.7 | 17900 | 2.3
RUSSELL |  | 214066614 | HRCU-A-CB | RD17AZ36AJ3N | TCFZ3621MTANM | Singlezone Ducted, Centrally Ducted | 34200 | 23000 | 2.7 | 17900 | 2.3
SURE |  | 214066588 | HRCU-A-CB | RD17AZ36AJ3N | TCFZ3621MTANM | Singlezone Ducted, Centrally Ducted | 34200 | 23000 | 2.7 | 17900 | 2.3
SURE |  | 214066568 | HRCU-A-CB | RD17AZ36AJ3N | TCFZ3621MTANM | Singlezone Ducted, Centrally Ducted | 34200 | 23000 | 2.7 | 17900 | 2.3
RHEEM |  | 213163990 | HRCU-A-CB | RP18AZ36AJVC | RCFZ6021SEAAM | Singlezone Ducted, Centrally Ducted | 34200 | 40500 | 2.5 | 43000 | 2.2
RUUD |  | 214066842 | HRCU-A-CB | RD17AZ36AJ3N | RCFZ3621MTANM | Singlezone Ducted, Centrally Ducted | 34200 | 23000 | 2.7 | 17900 | 2.3
FRIEDRICH |  | 214066786 | HRCU-A-CB | RD17AZ36AJ3N | TCFZ3621MTANM | Singlezone Ducted, Centrally Ducted | 34200 | 23000 | 2.7 | 17900 | 2.3
RUUD |  | 214066684 | HRCU-A-CB | RD17AZ36AJ3N | RCFZ3621MTANM | Singlezone Ducted, Centrally Ducted | 34200 | 23000 | 2.7 | 17900 | 2.3
TRANE / MITSUBISHI ELECTRIC |  | 212925488 | HMSR-A-CB-O | NTXMMX20A122C** |  | Multizone All Non-Ducted | 22000 | 13500 | 2.91 | 11100 | 2.03
RHEEM |  | 212609365 | HRCU-A-CB | RP18AZ36AJVC | RCFZ6021SEAAM | Singlezone Ducted, Centrally Ducted | 34200 | 40500 | 2.5 | 43000 | 2.2
RHEEM |  | 212609359 | HRCU-A-CB | RP18AZ36AJVC | RCFZ6021SEAAM | Singlezone Ducted, Centrally Ducted | 34200 | 40500 | 2.5 | 43000 | 2.2
RUUD |  | 212609351 | HRCU-A-CB | UP18AZ36AJVC | RCFZ6021SEAAM | Singlezone Ducted, Centrally Ducted | 34200 | 41000 | 2.5 | 43500 | 2.2
RHEEM |  | 212609342 | HRCU-A-CB | RP18AZ36AJVC | RCFZ6021SEAAM | Singlezone Ducted, Centrally Ducted | 34200 | 40500 | 2.5 | 43000 | 2.2
GE | NS22H SERIES | 212403932 | HRCU-A-CB | NS22H36MA4-**A | NCUU48CP4+TDR+TXV | Singlezone Ducted, Centrally Ducted | 33600 | 22200 | 2.54 | 18200 | 2.22
GE | NS22H SERIES | 212403904 | HRCU-A-CB | NS22H36MA4-**A | NCUC48CT4+TDR | Singlezone Ducted, Centrally Ducted | 33600 | 22200 | 2.52 | 18300 | 2.22
GE | NS22H SERIES | 212403902 | HRCU-A-CB | NS22H36MA4-**A | NCUC48CT4+TDR | Singlezone Ducted, Centrally Ducted | 33600 | 22400 | 2.54 | 18300 | 2.22
GE | NS22H SERIES | 212403841 | HRCU-A-CB | NS22H36MA4-**A | NAM42V2TA4 | Singlezone Ducted, Centrally Ducted | 35000 | 22600 | 2.62 | 18300 | 2.3
GE | NS22H SERIES | 212403839 | HRCU-A-CB | NS22H36MA4-**A | NAM36E1AT | Singlezone Ducted, Centrally Ducted | 32800 | 21800 | 2.5 | 17800 | 2.18
ACD | UHD-38 | 211749868 | HRCU-A-CB-O | UHD24KCH22S-O | UHD24KCH22SB-I | Singlezone Non-Ducted, Wall Placement | 24000 | 15500 | 2.86 | 24000 | 1.9
AIREASE | 4SHP22LX SERIES | 211528645 | HRCU-A-CB | 4SHP22LX136P-**A | EAH1P42C+TDR+TXV | Singlezone Ducted, Centrally Ducted | 33600 | 22400 | 2.5 | 18100 | 2.04
AIREASE | 4SHP22LX SERIES | 211528626 | HRCU-A-CB | 4SHP22LX136P-**A | EAH1P42C+TDR+TXV | Singlezone Ducted, Centrally Ducted | 33800 | 22600 | 2.52 | 18200 | 2.04
AIREASE | 4SHP22LX SERIES | 211528625 | HRCU-A-CB | 4SHP22LX136P-**A | EAH1P42C+TDR+TXV | Singlezone Ducted, Centrally Ducted | 33200 | 22000 | 2.52 | 17700 | 2.06
ARMSTRONG AIR | 4SHP22LX SERIES | 211528365 | HRCU-A-CB | 4SHP22LX136P-**A | EAH1P42C+TDR+TXV | Singlezone Ducted, Centrally Ducted | 33800 | 22600 | 2.52 | 18200 | 2.04
ARMSTRONG AIR | 4SHP22LX SERIES | 211528361 | HRCU-A-CB | 4SHP22LX136P-**A | EAH1P42C+TDR+TXV | Singlezone Ducted, Centrally Ducted | 33400 | 22400 | 2.5 | 18000 | 2.04
ARMSTRONG AIR | 4SHP22LX SERIES | 211528359 | HRCU-A-CB | 4SHP22LX136P-**A | EAH1P42C+TDR+TXV | Singlezone Ducted, Centrally Ducted | 33400 | 22200 | 2.5 | 17900 | 2.04
LENNOX | ELITE EL22XPV SERIES | 211467835 | HRCU-A-CB | EL22XPV-036-230A** | CHX35-42C-**-*+TDR | Singlezone Ducted, Centrally Ducted | 33800 | 22600 | 2.5 | 18200 | 2.04
LENNOX | ELITE EL22XPV SERIES | 211467833 | HRCU-A-CB | EL22XPV-036-230A** | CHX35-42C-**-*+TDR | Singlezone Ducted, Centrally Ducted | 33600 | 22400 | 2.5 | 18100 | 2.04
LENNOX | ELITE EL22XPV SERIES | 211467830 | HRCU-A-CB | EL22XPV-036-230A** | CHX35-42C-**-*+TDR | Singlezone Ducted, Centrally Ducted | 33600 | 22400 | 2.52 | 18100 | 2.06
LENNOX | ELITE EL22XPV SERIES | 211467815 | HRCU-A-CB | EL22XPV-036-230A** | CHX35-42C-**-*+TDR | Singlezone Ducted, Centrally Ducted | 33400 | 22200 | 2.52 | 17900 | 2.06
LENNOX | ELITE EL22XPV SERIES | 211467814 | HRCU-A-CB | EL22XPV-036-230A** | CHX35-42C-**-*+TDR | Singlezone Ducted, Centrally Ducted | 33800 | 22400 | 2.5 | 18200 | 2.04
LENNOX | ELITE EL22XPV SERIES | 211467807 | HRCU-A-CB | EL22XPV-036-230A** | CHX35-42C-**-*+TDR | Singlezone Ducted, Centrally Ducted | 33800 | 22600 | 2.52 | 18200 | 2.04
LENNOX | ELITE EL22XPV SERIES | 211467806 | HRCU-A-CB | EL22XPV-036-230A** | CHX35-42C-**-*+TDR | Singlezone Ducted, Centrally Ducted | 33800 | 22600 | 2.52 | 18200 | 2.04
COLEMAN | HMH7 | 211398568 | HRCU-A-CB | HMH72B341 | XAFC48FBCN1 | Singlezone Ducted, Centrally Ducted | 32400 | 25400 | 2.56 | 23600 | 2.06
COLEMAN | HMH7 | 211391350 | HRCU-A-CB | HMH72B341 | XAFC36DBCN1 | Singlezone Ducted, Centrally Ducted | 33600 | 25200 | 2.54 | 23800 | 2.08
YORK | HMH7 | 211379012 | HRCU-A-CB | HMH72B341 | XAHD48FXXN1+TXV | Singlezone Ducted, Centrally Ducted | 31800 | 25000 | 2.5 | 23200 | 2.02
HISENSE | Hi UNI | 211302338 | HRCU-A-CB-O | AUW-09U3SS | AST-09UW3SVEDL01 | Singlezone Non-Ducted, Wall Placement | 9200 | 5800 | 2.7 | 7800 | 2.26
CARRIER | INFINITY 24 HP with GREENSPEED INTELLIGENCE | 210720713 | HRCU-A-CB | 25VNA460A*031* | CAP**6124AL*+UI | Singlezone Ducted, Centrally Ducted | 60500 | 51000 | 2.5 | 39000 | 2.1
RUUD |  | 210589400 | HRCU-A-CB | UP18AZ36AJVC | RCFZ6021SEAAM | Singlezone Ducted, Centrally Ducted | 34200 | 40500 | 2.5 | 43000 | 2.2
RUUD |  | 210589397 | HRCU-A-CB | UP18AZ36AJVC | RCFZ6021SEAAM | Singlezone Ducted, Centrally Ducted | 34200 | 40500 | 2.5 | 43000 | 2.2
TEMPSTAR | SMARTCOMFORT DELUXE 18 VS HP | 210473247 | HRCU-A-CB | TVH825GKA3* | EA*4X43L21A*+WALLCON | Singlezone Ducted, Centrally Ducted | 21000 | 20400 | 2.54 | 18100 | 2.24
KENMORE | DELUXE 18 VS HP | 210473246 | HRCU-A-CB | (C,H,T)VH825GKA3* | EA*4X43L21A*+WALLCON | Singlezone Ducted, Centrally Ducted | 21000 | 20400 | 2.54 | 18100 | 2.24
KEEPRITE | PROCOMFORT DELUXE 18 VS HP | 210473245 | HRCU-A-CB | CVH825GKA3* | EA*4X43L21A*+WALLCON | Singlezone Ducted, Centrally Ducted | 21000 | 20400 | 2.54 | 18100 | 2.24
ARCOAIRE | DURACOMFORT DELUXE 18 VS HP | 210473242 | HRCU-A-CB | HVH825GKA3* | EA*4X43L21A*+WALLCON | Singlezone Ducted, Centrally Ducted | 21000 | 20400 | 2.54 | 18100 | 2.24
KENMORE | DELUXE 18 VS HP | 210470636 | HRCU-A-CB | (C,H,T)VH837GKA2* | EA*4X61L24A*+WALLCON | Singlezone Ducted, Centrally Ducted | 32000 | 31200 | 2.54 | 27600 | 2.22
KENMORE | DELUXE 18 VS HP | 210470603 | HRCU-A-CB | (C,H,T)VH837GKA2* | EA*4X61L24A*+WALLCON | Singlezone Ducted, Centrally Ducted | 32000 | 31200 | 2.54 | 27600 | 2.22
DAY & NIGHT | CONSTANTCOMFORT DELUXE 18 VS HP | 210470568 | HRCU-A-CB | CVH837GKA2* | EA*4X61L24A*+WALLCON | Singlezone Ducted, Centrally Ducted | 32000 | 31200 | 2.54 | 27400 | 2.24
ARCOAIRE | DURACOMFORT DELUXE 18 VS HP | 210470566 | HRCU-A-CB | HVH837GKA2* | EA*4X61L24A*+WALLCON | Singlezone Ducted, Centrally Ducted | 32000 | 31200 | 2.54 | 27400 | 2.24
KENMORE | DELUXE 18 VS HP | 210470504 | HRCU-A-CB | (C,H,T)VH837GKA2* | EA*4X61L21A*+WALLCON | Singlezone Ducted, Centrally Ducted | 32000 | 31200 | 2.54 | 27600 | 2.22
KEEPRITE | PROCOMFORT DELUXE 18 VS HP | 210470503 | HRCU-A-CB | CVH837GKA2* | EA*4X61L21A*+WALLCON | Singlezone Ducted, Centrally Ducted | 32000 | 31200 | 2.54 | 27600 | 2.22
AIRQUEST | DELUXE 19 VS HP | 210470499 | HRCU-A-CB | HVH837GKA2* | EA*4X61L21A*+WALLCON | Singlezone Ducted, Centrally Ducted | 32000 | 31200 | 2.54 | 27600 | 2.22
KENMORE | DELUXE 18 VS HP | 210470438 | HRCU-A-CB | (C,H,T)VH837GKA2* | EA*4X61L21A*+WALLCON | Singlezone Ducted, Centrally Ducted | 32200 | 31400 | 2.5 | 27800 | 2.2
AIRTEMP |  | 210276805 | HMSR-A-CB-O | GXH18(5.3)FMK4DH-1 |  | Multizone All Non-Ducted | 18000 | 14700 | 2.63 | 13600 | 2.23
KEEPRITE | PROCOMFORT DELUXE 18 VS HP | 210470349 | HRCU-A-CB | CVH837GKA2* | EA*4X60L24A*+WALLCON | Singlezone Ducted, Centrally Ducted | 31800 | 31000 | 2.52 | 27400 | 2.22
RUUD |  | 209872716 | HRCU-A-CB | UP18AZ36AJVC | RCFZ6021SEAAM | Singlezone Ducted, Centrally Ducted | 34200 | 41000 | 2.5 | 43500 | 2.2
RUUD |  | 209872714 | HRCU-A-CB | UP18AZ36AJVC | RCFZ6021SEAAM | Singlezone Ducted, Centrally Ducted | 34200 | 40500 | 2.5 | 43000 | 2.2
RUUD |  | 209872711 | HRCU-A-CB | UP18AZ36AJVC | RCFZ6021SEAAM | Singlezone Ducted, Centrally Ducted | 34200 | 40500 | 2.5 | 43000 | 2.2
RHEEM |  | 209872702 | HRCU-A-CB | RP18AZ36AJVC | RCFZ6021SEAAM | Singlezone Ducted, Centrally Ducted | 34200 | 40500 | 2.5 | 43000 | 2.2
AMERICAN STANDARD / MITSUBISHI ELECTRIC |  | 209424925 | HMSR-A-CB-O | NTXMMX20A122C* |  | Multizone All Non-Ducted | 22000 | 13500 | 2.91 | 11100 | 2.03
TRANE / MITSUBISHI ELECTRIC |  | 209424923 | HMSR-A-CB-O | NTXMMX20A122C* |  | Multizone All Non-Ducted | 22000 | 13500 | 2.91 | 11100 | 2.03
RUUD |  | 208553291 | HRCU-A-CB | UP18AZ36AJVC | RHMVZ6021SEACA | Singlezone Ducted, Centrally Ducted | 32000 | 38000 | 2.5 | 40500 | 2.1
RHEEM |  | 208552857 | HRCU-A-CB | RP18AZ36AJVC | RHMVZ6021SEACA | Singlezone Ducted, Centrally Ducted | 32000 | 38000 | 2.5 | 40500 | 2.1
DUCANE |  | 208106846 | HMSV-A-CB | 4DHP2S24M-1P |  | Multizone All Ducted | 24000 | 21600 | 3.37 | 20263 | 1.99
CONCORD |  | 208106831 | HMSV-A-CB | 4DHP2S24M-1P |  | Multizone All Ducted | 24000 | 21600 | 3.37 | 20263 | 1.99
Armstrong Air |  | 208106824 | HRCU-A-CB | 4DHP2S48M-1P |  | Multizone All Non-Ducted | 49000 | 36000 | 3.29 | 45000 | 2
ARMSTRONG AIR |  | 208106816 | HMSV-A-CB | 4DHP2S24M-1P | Ducted Indoor Units | Multizone All Ducted | 24000 | 21600 | 3.37 | 20263 | 1.99
AIREASE |  | 208106801 | HMSV-A-CB | 4DHP2S24M-1P |  | Multizone All Ducted | 24000 | 21600 | 3.37 | 20263 | 1.99
LENNOX |  | 207768727 | HMSV-A-CB | MLB018S4M-1P |  | Multizone All Non-Ducted | 20000 | 15000 | 3.26 | 19800 | 1.95
TRANE / MITSUBISHI ELECTRIC | NV-Series | 207702760 | HRCU-A-CB | NTXSKS12A112** | TPEADA0121AA*** | Singlezone Ducted, Compact Ducted | 15000 | 9700 | 2.66 | 7900 | 2.86
DAY & NIGHT | CONSTANTCOMFORT DELUXE 18 VS HP | 210470348 | HRCU-A-CB | CVH837GKA2* | EA*4X60L24A*+WALLCON | Singlezone Ducted, Centrally Ducted | 31800 | 31000 | 2.52 | 27400 | 2.22
TRANE / MITSUBISHI ELECTRIC | Smart Multi | 207518837 | HMSV-A-CB | NTXMSH36A142A* |  | Multizone All Ducted | 42000 | 26600 | 2.7 | 42000 | 1.9
MITSUBISHI ELECTRIC | Smart Multi | 207517156 | HMSR-A-CB-O | MXZ-SM48NAM |  | Multizone All Non-Ducted | 54000 | 31400 | 2.7 | 32400 | 2.1
MITSUBISHI ELECTRIC | Smart Multi | 207517154 | HMSR-A-CB-O | MXZ-SM42NAMHZ |  | Multizone All Non-Ducted | 48000 | 32000 | 2.8 | 48000 | 2
MITSUBISHI ELECTRIC | Smart Multi | 207517153 | HMSV-A-CB | MXZ-SM36NAMHZ |  | Multizone All Ducted | 42000 | 26600 | 2.7 | 42000 | 1.9
MITSUBISHI ELECTRIC | Smart Multi | 207517150 | HMSR-A-CB-O | MXZ-SM36NAM |  | Multizone All Non-Ducted | 42000 | 26400 | 2.8 | 25200 | 2.2
AIRQUEST | DELUXE 19 VS HP | 210470312 | HRCU-A-CB | HVH837GKA2* | EA*4X60L24A*+WALLCON | Singlezone Ducted, Centrally Ducted | 31800 | 31000 | 2.52 | 27400 | 2.22
HEIL | QUIETCOMFORT DELUXE 18 VS HP | 210470310 | HRCU-A-CB | HVH837GKA2* | EA*4X60L24A*+WALLCON | Singlezone Ducted, Centrally Ducted | 31800 | 31000 | 2.52 | 27400 | 2.22
KENMORE | DELUXE 18 VS HP | 210470273 | HRCU-A-CB | (C,H,T)VH837GKA2* | EA*4X60L24A*+WALLCON | Singlezone Ducted, Centrally Ducted | 31800 | 31000 | 2.5 | 27400 | 2.2
AIRQUEST | DELUXE 19 VS HP | 210470268 | HRCU-A-CB | HVH837GKA2* | EA*4X60L24A*+WALLCON | Singlezone Ducted, Centrally Ducted | 31800 | 31000 | 2.5 | 27400 | 2.2
LENNOX | ELITE EL18XPV SERIES | 206840606 | HRCU-A-CB | EL18XPV-024-230A** | CHX35-24B-**-*+TDR | Singlezone Ducted, Centrally Ducted | 23600 | 14800 | 2.52 | 11200 | 2.16
HAIER | ARCTIC Next Gen | 206445820 | HRCU-A-CB-O | 1U18EH2VHE* | AW18EH2VHD* | Singlezone Non-Ducted, Wall Placement | 20000 | 15300 | 2.7 | 20000 | 2.34
MITSUBISHI ELECTRIC | M-Series | 204629575 | HRCU-A-CB-O | MUFZ-KJ18NAHZ*** | NAXFKS18A112A* | Singlezone Non-Ducted, Floor Placement | 21000 | 12800 | 2.62 | 21000 | 2.05
MITSUBISHI ELECTRIC | M-Series | 204629177 | HRCU-A-CB-O | MUFZ-KJ09NAHZ*** | NTXFKS09A112A* | Singlezone Non-Ducted, Floor Placement | 11000 | 7500 | 2.75 | 11000 | 2.01
KENMORE | DLC-series | 211132694 | HRCU-A-CB | DLCSRBH18AAK | DLFSDAH18XHK | Singlezone Ducted, Compact Ducted | 19000 | 15700 | 2.6 | 18000 | 2.2
COMFORTMAKER | DLC-series | 211132682 | HRCU-A-CB | DLCSRBH18AAK | DLFSDAH18XHK | Singlezone Ducted, Compact Ducted | 19000 | 15700 | 2.6 | 18000 | 2.2
DAY & NIGHT | CONSTANTCOMFORT DELUXE 18 VS HP | 206771906 | HRCU-A-CB | CVH837GKA2* | EA*4X48L24A*+WALLCON | Singlezone Ducted, Centrally Ducted | 32400 | 31400 | 2.54 | 27600 | 2.22
HEIL | QUIETCOMFORT DELUXE 18 VS HP | 206771902 | HRCU-A-CB | HVH837GKA2* | EA*4X48L24A*+WALLCON | Singlezone Ducted, Centrally Ducted | 32400 | 31400 | 2.54 | 27600 | 2.22
TEMPSTAR | DLC-series | 211132700 | HRCU-A-CB | DLCSRBH18AAK | DLFSDAH18XHK | Singlezone Ducted, Compact Ducted | 19000 | 15700 | 2.6 | 18000 | 2.2
MIDEA | DLC-series | 211132697 | HRCU-A-CB | DLCSRBH18AAK | DLFSDAH18XHK | Singlezone Ducted, Compact Ducted | 19000 | 15700 | 2.6 | 18000 | 2.2
KENMORE | DELUXE 18 VS HP | 206997729 | HRCU-A-CB | (C,H,T)VH837GKA2* | EA*4X48L24A*+WALLCON | Singlezone Ducted, Centrally Ducted | 32400 | 31400 | 2.54 | 27600 | 2.22
KEEPRITE | PROCOMFORT DELUXE 18 VS HP | 206771907 | HRCU-A-CB | CVH837GKA2* | EA*4X48L24A*+WALLCON | Singlezone Ducted, Centrally Ducted | 32400 | 31400 | 2.54 | 27600 | 2.22
LPS LEGACY | DLC-series | 211756586 | HRCU-A-CB | DLCSRBH18AAK | DLFSDAH18XHK | Singlezone Ducted, Compact Ducted | 19000 | 15700 | 2.6 | 18000 | 2.2
AIRQUEST | DLC-series | 211132706 | HRCU-A-CB | DLCSRBH18AAK | DLFSDAH18XHK | Singlezone Ducted, Compact Ducted | 19000 | 15700 | 2.6 | 18000 | 2.2
KEEPRITE | DLC-series | 211132691 | HRCU-A-CB | DLCSRBH18AAK | DLFSDAH18XHK | Singlezone Ducted, Compact Ducted | 19000 | 15700 | 2.6 | 18000 | 2.2
DAY & NIGHT | DLC-series | 211132685 | HRCU-A-CB | DLCSRBH18AAK | DLFSDAH18XHK | Singlezone Ducted, Compact Ducted | 19000 | 15700 | 2.6 | 18000 | 2.2
COMFORTMAKER | SOFTSOUND DELUXE 18 VS HP | 206771905 | HRCU-A-CB | CVH837GKA2* | EA*4X48L24A*+WALLCON | Singlezone Ducted, Centrally Ducted | 32400 | 31400 | 2.54 | 27600 | 2.22
TEMPSTAR | SMARTCOMFORT DELUXE 18 VS HP | 206771909 | HRCU-A-CB | TVH837GKA2* | EA*4X48L24A*+WALLCON | Singlezone Ducted, Centrally Ducted | 32400 | 31400 | 2.54 | 27600 | 2.22
ARCOAIRE | DURACOMFORT DELUXE 18 VS HP | 206771904 | HRCU-A-CB | HVH837GKA2* | EA*4X48L24A*+WALLCON | Singlezone Ducted, Centrally Ducted | 32400 | 31400 | 2.54 | 27600 | 2.22
AIRQUEST | DELUXE 19 VS HP | 206771903 | HRCU-A-CB | HVH837GKA2* | EA*4X48L24A*+WALLCON | Singlezone Ducted, Centrally Ducted | 32400 | 31400 | 2.54 | 27600 | 2.22
SMART COMFORT | DLC-series | 211132703 | HRCU-A-CB | DLCSRBH18AAK | DLFSDAH18XHK | Singlezone Ducted, Compact Ducted | 19000 | 15700 | 2.6 | 18000 | 2.2
HEIL | DLC-series | 211132688 | HRCU-A-CB | DLCSRBH18AAK | DLFSDAH18XHK | Singlezone Ducted, Compact Ducted | 19000 | 15700 | 2.6 | 18000 | 2.2
ARCOAIRE | DLC-series | 211132679 | HRCU-A-CB | DLCSRBH18AAK | DLFSDAH18XHK | Singlezone Ducted, Compact Ducted | 19000 | 15700 | 2.6 | 18000 | 2.2
ARCOAIRE | DURACOMFORT DELUXE 18 VS HP | 210470610 | HRCU-A-CB | HVH837GKA2* | EA*4X61L24A*+WALLCON | Singlezone Ducted, Centrally Ducted | 32000 | 31200 | 2.52 | 27600 | 2.22
KENMORE | DELUXE 18 VS HP | 210470559 | HRCU-A-CB | (C,H,T)VH837GKA2* | EA*4X61L24A*+WALLCON | Singlezone Ducted, Centrally Ducted | 32000 | 31200 | 2.52 | 27600 | 2.22
DAY & NIGHT | CONSTANTCOMFORT DELUXE 18 VS HP | 210470557 | HRCU-A-CB | CVH837GKA2* | EA*4X61L24A*+WALLCON | Singlezone Ducted, Centrally Ducted | 32000 | 31200 | 2.52 | 27600 | 2.22
COMFORTMAKER | SOFTSOUND DELUXE 18 VS HP | 210470556 | HRCU-A-CB | CVH837GKA2* | EA*4X61L24A*+WALLCON | Singlezone Ducted, Centrally Ducted | 32000 | 31200 | 2.52 | 27600 | 2.22
AIRQUEST | DELUXE 19 VS HP | 210470488 | HRCU-A-CB | HVH837GKA2* | EA*4X61L21A*+WALLCON | Singlezone Ducted, Centrally Ducted | 32000 | 31200 | 2.52 | 27600 | 2.22
HEIL | QUIETCOMFORT DELUXE 18 VS HP | 210470486 | HRCU-A-CB | HVH837GKA2* | EA*4X61L21A*+WALLCON | Singlezone Ducted, Centrally Ducted | 32000 | 31200 | 2.52 | 27600 | 2.22
KENMORE | DELUXE 18 VS HP | 210470471 | HRCU-A-CB | (C,H,T)VH837GKA2* | EA*4X61L21A*+WALLCON | Singlezone Ducted, Centrally Ducted | 32000 | 31200 | 2.52 | 27600 | 2.22
AIRQUEST | DELUXE 19 VS HP | 210470444 | HRCU-A-CB | HVH837GKA2* | EA*4X61L21A*+WALLCON | Singlezone Ducted, Centrally Ducted | 32000 | 31200 | 2.52 | 27600 | 2.22
DAY & NIGHT | CONSTANTCOMFORT DELUXE 18 VS HP | 210470326 | HRCU-A-CB | CVH837GKA2* | EA*4X60L24A*+WALLCON | Singlezone Ducted, Centrally Ducted | 32000 | 31200 | 2.5 | 27600 | 2.2
ARCOAIRE | DURACOMFORT DELUXE 18 VS HP | 210470324 | HRCU-A-CB | HVH837GKA2* | EA*4X60L24A*+WALLCON | Singlezone Ducted, Centrally Ducted | 32000 | 31200 | 2.5 | 27600 | 2.2
KEEPRITE | PROCOMFORT DELUXE 18 VS HP | 210470294 | HRCU-A-CB | CVH837GKA2* | EA*4X60L24A*+WALLCON | Singlezone Ducted, Centrally Ducted | 31800 | 31000 | 2.52 | 27400 | 2.22
TEMPSTAR | SMARTCOMFORT DELUXE 18 VS HP | 210470285 | HRCU-A-CB | TVH837GKA2* | EA*4X60L24A*+WALLCON | Singlezone Ducted, Centrally Ducted | 31800 | 31000 | 2.52 | 27400 | 2.22
TEMPSTAR | SMARTCOMFORT DELUXE 18 VS HP | 210470615 | HRCU-A-CB | TVH837GKA2* | EA*4X61L24A*+WALLCON | Singlezone Ducted, Centrally Ducted | 32000 | 31200 | 2.52 | 27600 | 2.22
KEEPRITE | PROCOMFORT DELUXE 18 VS HP | 210470613 | HRCU-A-CB | CVH837GKA2* | EA*4X61L24A*+WALLCON | Singlezone Ducted, Centrally Ducted | 32000 | 31200 | 2.52 | 27600 | 2.22
HEIL | QUIETCOMFORT DELUXE 18 VS HP | 210470607 | HRCU-A-CB | HVH837GKA2* | EA*4X61L24A*+WALLCON | Singlezone Ducted, Centrally Ducted | 32000 | 31200 | 2.52 | 27600 | 2.22
ARCOAIRE | DURACOMFORT DELUXE 18 VS HP | 210470555 | HRCU-A-CB | HVH837GKA2* | EA*4X61L24A*+WALLCON | Singlezone Ducted, Centrally Ducted | 32000 | 31200 | 2.52 | 27600 | 2.22
HEIL | QUIETCOMFORT DELUXE 18 VS HP | 210470552 | HRCU-A-CB | HVH837GKA2* | EA*4X61L24A*+WALLCON | Singlezone Ducted, Centrally Ducted | 32000 | 31200 | 2.52 | 27600 | 2.22
TEMPSTAR | SMARTCOMFORT DELUXE 18 VS HP | 210470472 | HRCU-A-CB | TVH837GKA2* | EA*4X61L21A*+WALLCON | Singlezone Ducted, Centrally Ducted | 32000 | 31200 | 2.52 | 27600 | 2.22
KEEPRITE | PROCOMFORT DELUXE 18 VS HP | 210470470 | HRCU-A-CB | CVH837GKA2* | EA*4X61L21A*+WALLCON | Singlezone Ducted, Centrally Ducted | 32000 | 31200 | 2.52 | 27600 | 2.22
TEMPSTAR | SMARTCOMFORT DELUXE 18 VS HP | 210470450 | HRCU-A-CB | TVH837GKA2* | EA*4X61L21A*+WALLCON | Singlezone Ducted, Centrally Ducted | 32000 | 31200 | 2.52 | 27600 | 2.22
KEEPRITE | PROCOMFORT DELUXE 18 VS HP | 210470448 | HRCU-A-CB | CVH837GKA2* | EA*4X61L21A*+WALLCON | Singlezone Ducted, Centrally Ducted | 32000 | 31200 | 2.52 | 27600 | 2.22
DAY & NIGHT | CONSTANTCOMFORT DELUXE 18 VS HP | 210470447 | HRCU-A-CB | CVH837GKA2* | EA*4X61L21A*+WALLCON | Singlezone Ducted, Centrally Ducted | 32000 | 31200 | 2.52 | 27600 | 2.22
COMFORTMAKER | SOFTSOUND DELUXE 18 VS HP | 210470446 | HRCU-A-CB | CVH837GKA2* | EA*4X61L21A*+WALLCON | Singlezone Ducted, Centrally Ducted | 32000 | 31200 | 2.52 | 27600 | 2.22
ARCOAIRE | DURACOMFORT DELUXE 18 VS HP | 210470445 | HRCU-A-CB | HVH837GKA2* | EA*4X61L21A*+WALLCON | Singlezone Ducted, Centrally Ducted | 32000 | 31200 | 2.52 | 27600 | 2.22
HEIL | QUIETCOMFORT DELUXE 18 VS HP | 210470442 | HRCU-A-CB | HVH837GKA2* | EA*4X61L21A*+WALLCON | Singlezone Ducted, Centrally Ducted | 32000 | 31200 | 2.52 | 27600 | 2.22
COMFORTMAKER | SOFTSOUND DELUXE 18 VS HP | 210470292 | HRCU-A-CB | CVH837GKA2* | EA*4X60L24A*+WALLCON | Singlezone Ducted, Centrally Ducted | 31800 | 31000 | 2.52 | 27400 | 2.22
HEIL | QUIETCOMFORT DELUXE 18 VS HP | 210470288 | HRCU-A-CB | HVH837GKA2* | EA*4X60L24A*+WALLCON | Singlezone Ducted, Centrally Ducted | 31800 | 31000 | 2.52 | 27400 | 2.22
KENMORE | DELUXE 18 VS HP | 210470284 | HRCU-A-CB | (C,H,T)VH837GKA2* | EA*4X60L24A*+WALLCON | Singlezone Ducted, Centrally Ducted | 31800 | 31000 | 2.52 | 27400 | 2.22
ARCOAIRE | DURACOMFORT DELUXE 18 VS HP | 210470280 | HRCU-A-CB | HVH837GKA2* | EA*4X60L24A*+WALLCON | Singlezone Ducted, Centrally Ducted | 31800 | 31000 | 2.52 | 27400 | 2.22
HEIL | QUIETCOMFORT DELUXE 18 VS HP | 210470277 | HRCU-A-CB | HVH837GKA2* | EA*4X60L24A*+WALLCON | Singlezone Ducted, Centrally Ducted | 31800 | 31000 | 2.52 | 27400 | 2.22
KENMORE | DELUXE 18 VS HP | 210470493 | HRCU-A-CB | (C,H,T)VH837GKA2* | EA*4X61L21A*+WALLCON | Singlezone Ducted, Centrally Ducted | 32000 | 31200 | 2.52 | 27600 | 2.22
DAY & NIGHT | CONSTANTCOMFORT DELUXE 18 VS HP | 210470491 | HRCU-A-CB | CVH837GKA2* | EA*4X61L21A*+WALLCON | Singlezone Ducted, Centrally Ducted | 32000 | 31200 | 2.52 | 27600 | 2.22
ARCOAIRE | DURACOMFORT DELUXE 18 VS HP | 210470489 | HRCU-A-CB | HVH837GKA2* | EA*4X61L21A*+WALLCON | Singlezone Ducted, Centrally Ducted | 32000 | 31200 | 2.52 | 27600 | 2.22
COMFORTMAKER | SOFTSOUND DELUXE 18 VS HP | 210470468 | HRCU-A-CB | CVH837GKA2* | EA*4X61L21A*+WALLCON | Singlezone Ducted, Centrally Ducted | 32000 | 31200 | 2.52 | 27600 | 2.22
TEMPSTAR | SMARTCOMFORT DELUXE 18 VS HP | 210470329 | HRCU-A-CB | TVH837GKA2* | EA*4X60L24A*+WALLCON | Singlezone Ducted, Centrally Ducted | 32000 | 31200 | 2.5 | 27600 | 2.2
KEEPRITE | PROCOMFORT DELUXE 18 VS HP | 210470327 | HRCU-A-CB | CVH837GKA2* | EA*4X60L24A*+WALLCON | Singlezone Ducted, Centrally Ducted | 32000 | 31200 | 2.5 | 27600 | 2.2
COMFORTMAKER | SOFTSOUND DELUXE 18 VS HP | 210470325 | HRCU-A-CB | CVH837GKA2* | EA*4X60L24A*+WALLCON | Singlezone Ducted, Centrally Ducted | 32000 | 31200 | 2.5 | 27600 | 2.2
TEMPSTAR | SMARTCOMFORT DELUXE 18 VS HP | 210470296 | HRCU-A-CB | TVH837GKA2* | EA*4X60L24A*+WALLCON | Singlezone Ducted, Centrally Ducted | 31800 | 31000 | 2.52 | 27400 | 2.22
KENMORE | DELUXE 18 VS HP | 210470295 | HRCU-A-CB | (C,H,T)VH837GKA2* | EA*4X60L24A*+WALLCON | Singlezone Ducted, Centrally Ducted | 31800 | 31000 | 2.52 | 27400 | 2.22
AIRQUEST | DELUXE 19 VS HP | 210470290 | HRCU-A-CB | HVH837GKA2* | EA*4X60L24A*+WALLCON | Singlezone Ducted, Centrally Ducted | 31800 | 31000 | 2.52 | 27400 | 2.22
KEEPRITE | PROCOMFORT DELUXE 18 VS HP | 210470283 | HRCU-A-CB | CVH837GKA2* | EA*4X60L24A*+WALLCON | Singlezone Ducted, Centrally Ducted | 31800 | 31000 | 2.52 | 27400 | 2.22
DAY & NIGHT | CONSTANTCOMFORT DELUXE 18 VS HP | 210470282 | HRCU-A-CB | CVH837GKA2* | EA*4X60L24A*+WALLCON | Singlezone Ducted, Centrally Ducted | 31800 | 31000 | 2.52 | 27400 | 2.22
COMFORTMAKER | SOFTSOUND DELUXE 18 VS HP | 210470281 | HRCU-A-CB | CVH837GKA2* | EA*4X60L24A*+WALLCON | Singlezone Ducted, Centrally Ducted | 31800 | 31000 | 2.52 | 27400 | 2.22
AIRQUEST | DELUXE 19 VS HP | 210470609 | HRCU-A-CB | HVH837GKA2* | EA*4X61L24A*+WALLCON | Singlezone Ducted, Centrally Ducted | 32000 | 31200 | 2.52 | 27600 | 2.22
ARCOAIRE | DURACOMFORT DELUXE 18 VS HP | 210470467 | HRCU-A-CB | HVH837GKA2* | EA*4X61L21A*+WALLCON | Singlezone Ducted, Centrally Ducted | 32000 | 31200 | 2.52 | 27600 | 2.22
DAY & NIGHT | CONSTANTCOMFORT DELUXE 18 VS HP | 210470293 | HRCU-A-CB | CVH837GKA2* | EA*4X60L24A*+WALLCON | Singlezone Ducted, Centrally Ducted | 31800 | 31000 | 2.52 | 27400 | 2.22
KENMORE | DELUXE 18 VS HP | 210470614 | HRCU-A-CB | (C,H,T)VH837GKA2* | EA*4X61L24A*+WALLCON | Singlezone Ducted, Centrally Ducted | 32000 | 31200 | 2.52 | 27600 | 2.22
DAY & NIGHT | CONSTANTCOMFORT DELUXE 18 VS HP | 210470612 | HRCU-A-CB | CVH837GKA2* | EA*4X61L24A*+WALLCON | Singlezone Ducted, Centrally Ducted | 32000 | 31200 | 2.52 | 27600 | 2.22
COMFORTMAKER | SOFTSOUND DELUXE 18 VS HP | 210470611 | HRCU-A-CB | CVH837GKA2* | EA*4X61L24A*+WALLCON | Singlezone Ducted, Centrally Ducted | 32000 | 31200 | 2.52 | 27600 | 2.22
TEMPSTAR | SMARTCOMFORT DELUXE 18 VS HP | 210470560 | HRCU-A-CB | TVH837GKA2* | EA*4X61L24A*+WALLCON | Singlezone Ducted, Centrally Ducted | 32000 | 31200 | 2.52 | 27600 | 2.22
KEEPRITE | PROCOMFORT DELUXE 18 VS HP | 210470558 | HRCU-A-CB | CVH837GKA2* | EA*4X61L24A*+WALLCON | Singlezone Ducted, Centrally Ducted | 32000 | 31200 | 2.52 | 27600 | 2.22
AIRQUEST | DELUXE 19 VS HP | 210470554 | HRCU-A-CB | HVH837GKA2* | EA*4X61L24A*+WALLCON | Singlezone Ducted, Centrally Ducted | 32000 | 31200 | 2.52 | 27600 | 2.22
TEMPSTAR | SMARTCOMFORT DELUXE 18 VS HP | 210470494 | HRCU-A-CB | TVH837GKA2* | EA*4X61L21A*+WALLCON | Singlezone Ducted, Centrally Ducted | 32000 | 31200 | 2.52 | 27600 | 2.22
KEEPRITE | PROCOMFORT DELUXE 18 VS HP | 210470492 | HRCU-A-CB | CVH837GKA2* | EA*4X61L21A*+WALLCON | Singlezone Ducted, Centrally Ducted | 32000 | 31200 | 2.52 | 27600 | 2.22
COMFORTMAKER | SOFTSOUND DELUXE 18 VS HP | 210470490 | HRCU-A-CB | CVH837GKA2* | EA*4X61L21A*+WALLCON | Singlezone Ducted, Centrally Ducted | 32000 | 31200 | 2.52 | 27600 | 2.22
DAY & NIGHT | CONSTANTCOMFORT DELUXE 18 VS HP | 210470469 | HRCU-A-CB | CVH837GKA2* | EA*4X61L21A*+WALLCON | Singlezone Ducted, Centrally Ducted | 32000 | 31200 | 2.52 | 27600 | 2.22
AIRQUEST | DELUXE 19 VS HP | 210470466 | HRCU-A-CB | HVH837GKA2* | EA*4X61L21A*+WALLCON | Singlezone Ducted, Centrally Ducted | 32000 | 31200 | 2.52 | 27600 | 2.22
HEIL | QUIETCOMFORT DELUXE 18 VS HP | 210470464 | HRCU-A-CB | HVH837GKA2* | EA*4X61L21A*+WALLCON | Singlezone Ducted, Centrally Ducted | 32000 | 31200 | 2.52 | 27600 | 2.22
KENMORE | DELUXE 18 VS HP | 210470449 | HRCU-A-CB | (C,H,T)VH837GKA2* | EA*4X61L21A*+WALLCON | Singlezone Ducted, Centrally Ducted | 32000 | 31200 | 2.52 | 27600 | 2.22
KENMORE | DELUXE 18 VS HP | 210470328 | HRCU-A-CB | (C,H,T)VH837GKA2* | EA*4X60L24A*+WALLCON | Singlezone Ducted, Centrally Ducted | 32000 | 31200 | 2.5 | 27600 | 2.2
AIRQUEST | DELUXE 19 VS HP | 210470323 | HRCU-A-CB | HVH837GKA2* | EA*4X60L24A*+WALLCON | Singlezone Ducted, Centrally Ducted | 32000 | 31200 | 2.5 | 27600 | 2.2
HEIL | QUIETCOMFORT DELUXE 18 VS HP | 210470321 | HRCU-A-CB | HVH837GKA2* | EA*4X60L24A*+WALLCON | Singlezone Ducted, Centrally Ducted | 32000 | 31200 | 2.5 | 27600 | 2.2
ARCOAIRE | DURACOMFORT DELUXE 18 VS HP | 210470291 | HRCU-A-CB | HVH837GKA2* | EA*4X60L24A*+WALLCON | Singlezone Ducted, Centrally Ducted | 31800 | 31000 | 2.52 | 27400 | 2.22
AIRQUEST | DELUXE 19 VS HP | 210470279 | HRCU-A-CB | HVH837GKA2* | EA*4X60L24A*+WALLCON | Singlezone Ducted, Centrally Ducted | 31800 | 31000 | 2.52 | 27400 | 2.22
DAY & NIGHT | DLC-series | 211132720 | HRCU-A-CB | DLCSRBH24AAK | DLFSDAH24XHK | Singlezone Ducted, Compact Ducted | 25000 | 21000 | 2.75 | 24000 | 2
ARCOAIRE | DLC-series | 211132712 | HRCU-A-CB | DLCSRBH24AAK | DLFSDAH24XHK | Singlezone Ducted, Compact Ducted | 25000 | 21000 | 2.75 | 24000 | 2
SMART COMFORT | DLC-series | 211132744 | HRCU-A-CB | DLCSRBH24AAK | DLFSDAH24XHK | Singlezone Ducted, Compact Ducted | 25000 | 21000 | 2.75 | 24000 | 2
KEEPRITE | DLC-series | 211132728 | HRCU-A-CB | DLCSRBH24AAK | DLFSDAH24XHK | Singlezone Ducted, Compact Ducted | 25000 | 21000 | 2.75 | 24000 | 2
COMFORTMAKER | DLC-series | 211132716 | HRCU-A-CB | DLCSRBH24AAK | DLFSDAH24XHK | Singlezone Ducted, Compact Ducted | 25000 | 21000 | 2.75 | 24000 | 2
MDV | MTI series | 210299844 | HRCU-A-CB | MOD30-24HFN1-MU0W | MTI-24HWFN1-MSP5 | Singlezone Ducted, Compact Ducted | 25000 | 21000 | 2.75 | 24000 | 2
TEMPSTAR | DLC-series | 211132740 | HRCU-A-CB | DLCSRBH24AAK | DLFSDAH24XHK | Singlezone Ducted, Compact Ducted | 25000 | 21000 | 2.75 | 24000 | 2
HEIL | DLC-series | 211132724 | HRCU-A-CB | DLCSRBH24AAK | DLFSDAH24XHK | Singlezone Ducted, Compact Ducted | 25000 | 21000 | 2.75 | 24000 | 2
MDV | MTI series | 210299845 | HRCU-A-CB | MOX430-17HFN1-MT0W | MTI-18HWFN1-MSP0 | Singlezone Ducted, Compact Ducted | 19000 | 15700 | 2.6 | 18000 | 2.2
LPS LEGACY | DLC-series | 211756590 | HRCU-A-CB | DLCSRBH24AAK | DLFSDAH24XHK | Singlezone Ducted, Compact Ducted | 25000 | 21000 | 2.75 | 24000 | 2
AIRQUEST | DLC-series | 211132748 | HRCU-A-CB | DLCSRBH24AAK | DLFSDAH24XHK | Singlezone Ducted, Compact Ducted | 25000 | 21000 | 2.75 | 24000 | 2
MIDEA | DLC-series | 211132736 | HRCU-A-CB | DLCSRBH24AAK | DLFSDAH24XHK | Singlezone Ducted, Compact Ducted | 25000 | 21000 | 2.75 | 24000 | 2
KENMORE | DLC-series | 211132732 | HRCU-A-CB | DLCSRBH24AAK | DLFSDAH24XHK | Singlezone Ducted, Compact Ducted | 25000 | 21000 | 2.75 | 24000 | 2
FRIEDRICH | Floating Air Pro | 205104716 | HRCU-A-CB-O | FPHFR12A3A | FPHFC12A3B | Singlezone Non-Ducted, Ceiling Placement | 12000 | 7000 | 2.53 | 7377 | 2.08
MITSUBISHI ELECTRIC | M-Series | 209949000 | HMSV-A-CB | MXZ-3C24NA3*** |  | Multizone Mix of Ducted and Non-Ducted | 24800 | 14000 | 2.75 | 18200 | 2.42
MITSUBISHI ELECTRIC | M-Series | 207679243 | HRCU-A-CB-O | MUZ-GS12NA*** | MSZ-GS12NA*** | Singlezone Non-Ducted, Wall Placement | 14400 | 9000 | 2.64 | 10100 | 2
HISENSE | Hi ULTRA HD-Coil | 214841713 | HRCU-A-C | AUWR-36U3SA2 | DC37A44-210L | Singlezone Ducted, Centrally Ducted | 30000 | 23000 | 2.89 | 24200 | 2.08
HISENSE | Hi ULTRA HD-Coil | 214841714 | HRCU-A-C | AUWR-48U3SP2 | DC61A44-245R | Singlezone Ducted, Centrally Ducted | 42000 | 31200 | 3.22 | 34600 | 1.94
HISENSE | Hi-PRO HD | 214855379 | HRCU-A-CB | AUWR-6024P | AHU-6024 | Singlezone Ducted, Centrally Ducted | 57000 | 37000 | 2.61 | 42000 | 2.46
HISENSE | Hi-PRO HD | 215278607 | HRCU-A-CB | AUWR-4824P | AHU-4824 | Singlezone Ducted, Centrally Ducted | 48000 | 36600 | 2.64 | 37000 | 2.52
HISENSE | Hi-PRO HD | 214855378 | HRCU-A-CB | AUWR-3624P | AHU-3624 | Singlezone Ducted, Centrally Ducted | 34000 | 32000 | 2.93 | 31000 | 2.15
HISENSE | Hi-PRO HD | 214855377 | HRCU-A-CB | AUWR-2424P | AHU-2424 | Singlezone Ducted, Centrally Ducted | 24000 | 20400 | 3.05 | 20800 | 2.3
DURASTAR | DRA Series | 215359293 | HRCU-A-CB | DRA1U24S2A | DRADH24F2A | Singlezone Ducted, Compact Ducted | 25000 | 21200 | 2.6 | 19000 | 2.3
DURASTAR | DRA Series | 215359289 | HRCU-A-CB | DRA1U18S2A | DRADH18F2A | Singlezone Ducted, Compact Ducted | 20000 | 14900 | 2.89 | 14200 | 2.41
DURASTAR | DRA Series | 215359288 | HRCU-A-CB | DRA1U18S2A | DRADL18F2A | Singlezone Ducted, Compact Ducted | 20000 | 14000 | 2.6 | 14000 | 2.19
DURASTAR | DRA Series | 215359282 | HRCU-A-CB | DRA1U12S2A | DRADH0912F2A | Singlezone Ducted, Compact Ducted | 12000 | 9100 | 2.78 | 8900 | 2.44
DURASTAR | DRA Series | 215359281 | HRCU-A-CB | DRA1U12S2A | DRADL0612F2A | Singlezone Ducted, Compact Ducted | 12000 | 9500 | 2.58 | 8800 | 2.24
DURASTAR | DRA Series | 215359276 | HRCU-A-CB | DRA1U09S2A | DRADH0912F2A | Singlezone Ducted, Compact Ducted | 10000 | 9300 | 2.9 | 8300 | 2.32
DURASTAR | DRA Series | 215359275 | HRCU-A-CB | DRA1U09S2A | DRADL0612F2A | Singlezone Ducted, Compact Ducted | 10000 | 8900 | 2.61 | 8600 | 2.25
DURASTAR | DRA Series | 215359268 | HRCU-A-CB | DRA1H24S2A | DRADH24F2A | Singlezone Ducted, Compact Ducted | 26000 | 21600 | 2.71 | 24000 | 2.18
DURASTAR | DRA Series | 215359264 | HRCU-A-CB | DRA1H18S2A | DRADH18F2A | Singlezone Ducted, Compact Ducted | 19500 | 15000 | 2.89 | 18000 | 2.1
DURASTAR | DRA Series | 215359263 | HRCU-A-CB | DRA1H18S2A | DRADL18F2A | Singlezone Ducted, Compact Ducted | 19000 | 15000 | 2.7 | 18000 | 2
DURASTAR | DRA Series | 215359257 | HRCU-A-CB | DRA1H12S2A | DRADH0912F2A | Singlezone Ducted, Compact Ducted | 12000 | 10200 | 2.6 | 12000 | 1.95
DURASTAR | DRA Series | 215359244 | HRCU-A-CB | DRA1H06S2A | DRADL0612F2A | Singlezone Ducted, Compact Ducted | 8000 | 8000 | 2.69 | 7800 | 2.41
DURASTAR | DRA Series | 215359235 | HMSV-A-CB | DRA4U28M2A |  | Multizone Mix of Ducted and Non-Ducted | 26800 | 18200 | 2.5 | 18900 | 2
DURASTAR | DRA Series | 215359234 | HMSV-A-CB | DRA4U28M2A |  | Multizone All Ducted | 26600 | 18400 | 2.5 | 18800 | 2
DURASTAR | DRA Series | 215359233 | HMSR-A-CB-O | DRA4U28M2A |  | Multizone All Non-Ducted | 27000 | 18000 | 2.5 | 19000 | 2
DURASTAR | DRA Series | 215359230 | HMSR-A-CB-O | DRA3U18M2A |  | Multizone All Non-Ducted | 19000 | 13500 | 2.6 | 13500 | 2.2
DURASTAR | DRA Series | 215359217 | HMSV-A-CB | DRA3H18M2A |  | Multizone Mix of Ducted and Non-Ducted | 20000 | 16700 | 2.55 | 18000 | 2
DURASTAR | DRA Series | 215359216 | HMSV-A-CB | DRA3H18M2A |  | Multizone All Ducted | 20000 | 17000 | 2.59 | 18000 | 2
DURASTAR | DRA Series | 215359215 | HMSR-A-CB-O | DRA3H18M2A |  | Multizone All Non-Ducted | 20000 | 16400 | 2.5 | 18000 | 2
DURASTAR | DRA Series | 215359269 | HRCU-A-CB-O | DRA1H33S2A | DRAW33F2A | Singlezone Non-Ducted, Wall Placement | 36000 | 29600 | 2.61 | 34600 | 1.91
DURASTAR | DRA Series | 215359267 | HRCU-A-CB-O | DRA1H24S2A | DRAF24F2A | Singlezone Non-Ducted, Floor Placement | 26000 | 20200 | 2.74 | 24200 | 2.16
DURASTAR | DRA Series | 215359261 | HRCU-A-CB-O | DRA1H18S2A | DRAS16F2A | Singlezone Non-Ducted, Wall Placement | 17000 | 14200 | 2.6 | 17500 | 1.95
DURASTAR | DRA Series | 215359260 | HRCU-A-CB-O | DRA1H18S2A | DRAC18F2A | Singlezone Non-Ducted, Ceiling Placement | 19000 | 14900 | 2.7 | 17000 | 1.9
DURASTAR | DRA Series | 215359254 | HRCU-A-CB-O | DRA1H12S2A | DRAC0912F2A | Singlezone Non-Ducted, Ceiling Placement | 12000 | 10000 | 2.74 | 11500 | 1.99
DURASTAR | DRA Series | 215359253 | HRCU-A-CB-O | DRA1H12S2A | DRAL0612F2A | Singlezone Non-Ducted, Ceiling Placement | 12500 | 9600 | 2.65 | 11500 | 1.99
DURASTAR | DRA Series | 215359292 | HRCU-A-CB-O | DRA1U24S2A | DRAF24F2A | Singlezone Non-Ducted, Floor Placement | 24400 | 20000 | 2.56 | 18600 | 2.27
DURASTAR | DRA Series | 215359287 | HRCU-A-CB-O | DRA1U18S2A | DRAF18F2A | Singlezone Non-Ducted, Floor Placement | 18000 | 13700 | 2.51 | 12800 | 2.05
DURASTAR | DRA Series | 215359286 | HRCU-A-CB-O | DRA1U18S2A | DRAS16F2A | Singlezone Non-Ducted, Wall Placement | 17000 | 14100 | 2.75 | 13100 | 2.16
DURASTAR | DRA Series | 215359285 | HRCU-A-CB-O | DRA1U18S2A | DRAC18F2A | Singlezone Non-Ducted, Ceiling Placement | 18000 | 13900 | 2.66 | 12800 | 2.19
DURASTAR | DRA Series | 215359284 | HRCU-A-CB-O | DRA1U18S2A | DRAL18F2A | Singlezone Non-Ducted, Ceiling Placement | 18000 | 14000 | 2.77 | 13100 | 2.25
DURASTAR | DRA Series | 215359280 | HRCU-A-CB-O | DRA1U12S2A | DRAS12F2A | Singlezone Non-Ducted, Wall Placement | 12000 | 9000 | 2.87 | 8900 | 2.51
DURASTAR | DRA Series | 215359279 | HRCU-A-CB-O | DRA1U12S2A | DRAC0912F2A | Singlezone Non-Ducted, Ceiling Placement | 12000 | 8500 | 2.8 | 8400 | 2.39
DURASTAR | DRA Series | 215359278 | HRCU-A-CB-O | DRA1U12S2A | DRAL0612F2A | Singlezone Non-Ducted, Ceiling Placement | 12000 | 8600 | 2.77 | 8600 | 2.47
DURASTAR | DRA Series | 215359274 | HRCU-A-CB-O | DRA1U09S2A | DRAS12F2A | Singlezone Non-Ducted, Wall Placement | 9000 | 9000 | 2.9 | 8600 | 2.27
DURASTAR | DRA Series | 215359273 | HRCU-A-CB-O | DRA1U09S2A | DRAS09F2A | Singlezone Non-Ducted, Wall Placement | 9000 | 9000 | 2.9 | 8600 | 2.27
DURASTAR | DRA Series | 215359272 | HRCU-A-CB-O | DRA1U09S2A | DRAC0912F2A | Singlezone Non-Ducted, Ceiling Placement | 10000 | 8500 | 2.8 | 8300 | 2.17
DURASTAR | DRA Series | 215359271 | HRCU-A-CB-O | DRA1U09S2A | DRAL0612F2A | Singlezone Non-Ducted, Ceiling Placement | 11000 | 7900 | 2.69 | 8000 | 2.17
DURASTAR | DRA Series | 215359243 | HRCU-A-CB-O | DRA1H06S2A | DRAL0612F2A | Singlezone Non-Ducted, Ceiling Placement | 7400 | 7000 | 2.66 | 8100 | 2.4
DURASTAR | DRA Series | 215359290 | HRCU-A-CB-O | DRA1U24S2A | DRAW24F2A | Singlezone Non-Ducted, Wall Placement | 25000 | 19500 | 2.5 | 17800 | 2.15
DURASTAR | DRA Series | 215359283 | HRCU-A-CB-O | DRA1U18S2A | DRAW18F2A | Singlezone Non-Ducted, Wall Placement | 18000 | 13000 | 2.59 | 13000 | 2.35
DURASTAR | DRA Series | 215359277 | HRCU-A-CB-O | DRA1U12S2A | DRAW12F2A | Singlezone Non-Ducted, Wall Placement | 12000 | 9600 | 2.84 | 8600 | 2.36
DURASTAR | DRA Series | 215359270 | HRCU-A-CB-O | DRA1U09S2A | DRAW09F2A | Singlezone Non-Ducted, Wall Placement | 10000 | 8600 | 2.8 | 8200 | 2.33
DURASTAR | DRA Series | 215359265 | HRCU-A-CB-O | DRA1H24S2A | DRAW24F2A | Singlezone Non-Ducted, Wall Placement | 26000 | 21600 | 2.61 | 24000 | 2
DURASTAR | DRA Series | 215359258 | HRCU-A-CB-O | DRA1H18S2A | DRAW18F2A | Singlezone Non-Ducted, Wall Placement | 18000 | 14400 | 2.61 | 18000 | 2
DURASTAR | DRA Series | 215359242 | HRCU-A-CB-O | DRA1H06S2A | DRAW06F2A | Singlezone Non-Ducted, Wall Placement | 7000 | 7600 | 2.5 | 7500 | 2.29
BREEZE33 | BZ33 Series | 215338144 | HRCU-A-CB-O | BZ33-HYP48OUT2-G2-P | BZ33-CASS48-G2-P | Singlezone Non-Ducted, Wall Placement | 53000 | 35000 | 2.59 | 48000 | 1.98
ELIOS | DUB series | 214844432 | HRCU-A-CB-O | DEA12HOS28230E8 | DUB12HIFU230X5A | Singlezone Non-Ducted, Wall Placement | 12000 | 10200 | 2.72 | 12300 | 2.1
DURASTAR | DRU Series | 215374888 | HRCU-A-CB | DRU1H42S2A | DRUM4260S2A | Singlezone Ducted, Centrally Ducted | 50000 | 37000 | 2.7 | 46000 | 1.9
DURASTAR | DRU Series | 215374889 | HRCU-A-CB | DRU1H48S2A | DRUM4260S2A | Singlezone Ducted, Centrally Ducted | 50000 | 37000 | 2.7 | 46000 | 1.9
DURASTAR | DRU Series | 215374884 | HRCU-A-CB | DRU1H18S2A | DRUM1824S2A | Singlezone Ducted, Centrally Ducted | 19000 | 15000 | 2.6 | 18000 | 2
DURASTAR | DRU Series | 215374895 | HRCU-A-CB | DRU1U36S2A | DRUM3036S2A | Singlezone Ducted, Centrally Ducted | 36000 | 25600 | 2.6 | 27000 | 2
DURASTAR | DRU Series | 215374887 | HRCU-A-CB | DRU1H36S2A | DRUM3036S2A | Singlezone Ducted, Centrally Ducted | 37000 | 31800 | 2.56 | 39000 | 1.9
DURASTAR | DRA Series | 215374880 | HRCU-A-CB | DRA1U18S2A | DRAM18F2A | Singlezone Ducted, Centrally Ducted | 18000 | 13200 | 2.6 | 13000 | 2.3
DURASTAR | DRA Series | 215374882 | HRCU-A-CB | DRA1H18S2A | DRAM18F2A | Singlezone Ducted, Centrally Ducted | 19500 | 14000 | 2.6 | 18000 | 2.2
POLARWAVE | EZ Series | 214810554 | HRCU-A-CB | EZ-24-HP | EZ-24-AH | Singlezone Ducted, Centrally Ducted | 24000 | 19200 | 2.5 | 24071 | 1.91
INFINITYLIVING | EZ Series | 214810558 | HRCU-A-CB | EZ-24-HP | EZ-24-AH | Singlezone Ducted, Centrally Ducted | 24000 | 19200 | 2.5 | 24071 | 1.91
DIYCOOL | EZ Series | 214810550 | HRCU-A-CB | EZ-24-HP | EZ-24-AH | Singlezone Ducted, Centrally Ducted | 24000 | 19200 | 2.5 | 24071 | 1.91
1HVAC | EZ Series | 214810546 | HRCU-A-CB | EZ-24-HP | EZ-24-AH | Singlezone Ducted, Centrally Ducted | 24000 | 19200 | 2.5 | 24071 | 1.91
INFINITYLIVING | EZ Series | 214810560 | HRCU-A-CB | EZ-60-HP | EZ-60-AH | Singlezone Ducted, Centrally Ducted | 59000 | 42000 | 2.6 | 54356 | 1.91
DIYCOOL | EZ Series | 214810552 | HRCU-A-CB | EZ-60-HP | EZ-60-AH | Singlezone Ducted, Centrally Ducted | 59000 | 42000 | 2.6 | 54356 | 1.91
POLARWAVE | EZ Series | 214810556 | HRCU-A-CB | EZ-60-HP | EZ-60-AH | Singlezone Ducted, Centrally Ducted | 59000 | 42000 | 2.6 | 54356 | 1.91
1HVAC | EZ Series | 214810548 | HRCU-A-CB | EZ-60-HP | EZ-60-AH | Singlezone Ducted, Centrally Ducted | 59000 | 42000 | 2.6 | 54356 | 1.91
BLUERIDGE | BMAH Series | 215359200 | HRCU-A-C | BMAH2420C | BMAHC24B | Singlezone Ducted, Centrally Ducted | 25000 | 21000 | 2.58 | 20000 | 1.95
BLUERIDGE | BMAH Series | 215359198 | HRCU-A-C | BMAH1820C | BMAHC24B | Singlezone Ducted, Centrally Ducted | 19000 | 14700 | 2.6 | 15000 | 2.2
BLUERIDGE | BMAH Series | 215359194 | HRCU-A-CB | BMY18HH22C | BMAHM1820I | Singlezone Ducted, Centrally Ducted | 19000 | 15400 | 2.7 | 18295 | 2
STEALTH | ACIQ Series | 214810561 | HRCU-A-CB | ACIQ-18-HPB | ACIQ-18-AHB | Singlezone Ducted, Centrally Ducted | 19000 | 13500 | 2.6 | 18629 | 2.04
ACIQ | ACIQ Series | 214810557 | HRCU-A-CB | ACIQ-18-HPB | ACIQ-18-AHB | Singlezone Ducted, Centrally Ducted | 19000 | 13500 | 2.6 | 18629 | 2.04
POLARWAVE | ACIQ Series | 214810553 | HRCU-A-CB | ACIQ-18-HPB | ACIQ-18-AHB | Singlezone Ducted, Centrally Ducted | 19000 | 13500 | 2.6 | 18629 | 2.04
DIYCOOL | ACIQ Series | 214810549 | HRCU-A-CB | ACIQ-18-HPB | ACIQ-18-AHB | Singlezone Ducted, Centrally Ducted | 19000 | 13500 | 2.6 | 18629 | 2.04
MDV | MVB Series | 215323719 | HRCU-A-CB | MOX630-36HFN10-M3X | MVBDM-36HWFN10-WB3 | Singlezone Ducted, Centrally Ducted | 37000 | 31000 | 2.5 | 37400 | 1.91
MDV | MVB Series | 215374763 | HRCU-A-CB | MOX630-42HFN10-M3X-D | MVBC-48HWFN10-MD3E-DD | Singlezone Ducted, Centrally Ducted | 50000 | 37000 | 2.7 | 46000 | 1.9
MDV | MVB Series | 215359331 | HRCU-A-CB | MOX630-48HFN10-M3X | MVBDM-60HWFN10-WC3-D | Singlezone Ducted, Centrally Ducted | 48000 | 34000 | 2.56 | 48000 | 2
MDV | MVB Series | 215359327 | HRCU-A-CB | MOX630-48HFN10-M3X | MVBC-60HWFN10-MD3E-D | Singlezone Ducted, Centrally Ducted | 50000 | 37000 | 2.7 | 46000 | 1.9
MDV | MVB Series | 215359326 | HRCU-A-CB | MOD30-30HFN10-M3X | MVBDM-36HWFN10-WB3-D | Singlezone Ducted, Centrally Ducted | 33000 | 24000 | 2.69 | 33200 | 1.97
MDV | MVB Series | 215359325 | HRCU-A-CB | MOD30-30HFN10-M3X | MVBC-36HWFN10-MC3E-D | Singlezone Ducted, Centrally Ducted | 34000 | 23800 | 2.76 | 32600 | 1.96
MDV | MVB Series | 215359324 | HRCU-A-CB | MOX430-18HFN10-M3X | MVBDM-24HWFN10-WA3-D | Singlezone Ducted, Centrally Ducted | 18000 | 14700 | 2.66 | 18600 | 2.12
MDV | MVB Series | 215359323 | HRCU-A-CB | MOX430-18HFN10-M3X | MVBC-24HWFN10-MB3E-D | Singlezone Ducted, Centrally Ducted | 19000 | 15000 | 2.6 | 18000 | 2
MDV | MVB Series | 215318732 | HRCU-A-CB | MOX630-48HFN10-M3X | MVBDM-60HWFN10-WC3 | Singlezone Ducted, Centrally Ducted | 48000 | 34000 | 2.56 | 48000 | 2
MDV | MVB Series | 215318731 | HRCU-A-CB | MOD30-30HFN10-M3X | MVBDM-36HWFN10-WB3 | Singlezone Ducted, Centrally Ducted | 33000 | 24000 | 2.69 | 33200 | 1.97
MDV | MVB Series | 215318730 | HRCU-A-CB | MOX430-18HFN10-M3X | MVBDM-24HWFN10-WA3 | Singlezone Ducted, Centrally Ducted | 18000 | 14700 | 2.66 | 18600 | 2.12
MDV | M5O Series | 215351185 | HMSR-A-CB-O | M5OD30-30HFN10-M1D |  | Multizone All Non-Ducted | 31000 | 26600 | 2.5 | 26000 | 2
MDV | M4O Series | 215351183 | HMSR-A-CB-O | M4OD31-24HFN10-M1XD |  | Multizone All Non-Ducted | 25000 | 23600 | 2.5 | 25000 | 2
MDV | M4O Series | 215351189 | HMSV-A-CB | M4OD30-24HFN10-M1D |  | Multizone Mix of Ducted and Non-Ducted | 25000 | 18000 | 2.6 | 18000 | 2
MDV | M4O Series | 215351182 | HMSV-A-CB | M4OD30-24HFN10-M1D |  | Multizone All Ducted | 25000 | 18200 | 2.6 | 18000 | 2
MDV | M4O Series | 215351181 | HMSR-A-CB-O | M4OD30-24HFN10-M1D |  | Multizone All Non-Ducted | 25000 | 17800 | 2.6 | 18000 | 2
GREE | Pular | 214813331 | HRCU-A-CB-O | GWH18AUDXF-D6DNA1A/O | GWH18AGDXF-D6DN***/I | Singlezone Non-Ducted, Wall Placement | 18000 | 10500 | 2.7 | 14600 | 1.9
TOSOT | Airy | 215405582 | HRCU-A-CB-O | TW09HAY32A1DO | TW09HAY32A1DI | Singlezone Non-Ducted, Wall Placement | 10600 | 6700 | 3.22 | 11500 | 2.11
TOSOT | Airy | 215405583 | HRCU-A-CB-O | TW12HAY32A1DO | TW12HAY32A1DI | Singlezone Non-Ducted, Wall Placement | 12200 | 7000 | 3.11 | 12200 | 2
TOSOT | Clivia | 215405713 | HRCU-A-CB-O | TW18HP32A2DO | TW18HP32A2DI | Singlezone Non-Ducted, Wall Placement | 18000 | 10500 | 2.7 | 14600 | 1.9
TOSOT | Clivia | 215405712 | HRCU-A-CB-O | TW12HP32A2DO | TW12HP32A2DI | Singlezone Non-Ducted, Wall Placement | 12000 | 7700 | 2.89 | 11000 | 1.95
TOSOT | Clivia | 215405710 | HRCU-A-CB-O | TW12HP32A2AO | TW12HP32A2AI | Singlezone Non-Ducted, Wall Placement | 12000 | 7700 | 2.89 | 9500 | 1.95
GREE | Floor ceiling | 215406440 | HRCU-A-CB-O | GWH09AUCXD-D6DNA1C/O | GTH(09)CA-D6DN***/I | Singlezone Non-Ducted, Wall Placement | 10500 | 6700 | 2.98 | 10000 | 1.95
GREE | Ducted | 215406442 | HRCU-A-CB | GWH09AUCXD-D6DNA1C/O | GFH(09)DA-D6DN***/I | Singlezone Ducted, Compact Ducted | 10500 | 6600 | 2.8 | 9500 | 2.16
GREE | One-way air discharge cassette unit | 215406439 | HRCU-A-CB-O | GWH09AUCXD-D6DNA1C/O | GKH(09)DA-D6DN***/I | Singlezone Non-Ducted, Wall Placement | 10500 | 7200 | 2.85 | 9400 | 1.97
GREE | 360°air discharge cassette unit | 215406438 | HRCU-A-CB-O | GWH09AUCXD-D6DNA1C/O | GKH(09)EB-D6DN***/I | Singlezone Non-Ducted, Wall Placement | 10500 | 6900 | 2.89 | 7600 | 1.94
TOSOT | Clivia | 215399273 | HRCU-A-CB-O | TW18HP32A2DO | TW18HCL32A5DI | Singlezone Non-Ducted, Wall Placement | 18000 | 10500 | 2.7 | 14600 | 1.9
TOSOT | Clivia | 215399272 | HRCU-A-CB-O | TW12HP32A2AO | TW12HCL32A5AI | Singlezone Non-Ducted, Wall Placement | 12000 | 7700 | 2.89 | 9500 | 1.95
TOSOT | Clivia | 215399271 | HRCU-A-CB-O | TW12HP32A2DO | TW12HCL32A5DI | Singlezone Non-Ducted, Wall Placement | 12000 | 7700 | 2.89 | 11000 | 1.95
GREE | Clivia | 215402266 | HRCU-A-CB-O | GWH12AGCXD-D6DNA4D/O | GWH12AGCXD-D6DN***/I | Singlezone Non-Ducted, Wall Placement | 12000 | 7700 | 2.89 | 11000 | 1.95
GREE | Clivia | 215218911 | HRCU-A-CB-O | VIR18HP230V1R32AO | VIR18HP230V1R32AH | Singlezone Non-Ducted, Wall Placement | 18000 | 10500 | 2.7 | 14600 | 1.9
GREE | Clivia | 214813257 | HRCU-A-CB-O | VIR12HP230V1R32AO | VIR12HP230V1R32AH | Singlezone Non-Ducted, Wall Placement | 12000 | 7700 | 2.89 | 11000 | 1.95
GREE | Clivia | 214813258 | HRCU-A-CB-O | VIR12HP115V1R32AO | VIR12HP115V1R32AH | Singlezone Non-Ducted, Wall Placement | 12000 | 7700 | 2.89 | 9500 | 1.95
HAXXAIR |  | 205921365 | HRCU-A-CB-O | HVHSC-12T2D | HAHC-12T2D | Singlezone Non-Ducted, Ceiling Placement | 12000 | 7600 | 2.72 | 8500 | 2.31
AUX | C-series | 214290021 | HRCU-A-CB-O | AMAR12HP230V1CO | AMAR12HP230V1CH | Singlezone Non-Ducted, Wall Placement | 12300 | 8800 | 2.69 | 9800 | 2.39
AUX | C-series | 214290020 | HRCU-A-CB-O | AFEB12HP230V1CO | AFEB12HP230V1CH | Singlezone Non-Ducted, Wall Placement | 12300 | 8500 | 2.57 | 9400 | 2.2
AUX | C-series | 214290015 | HRCU-A-CB-O | AMAR09HP230V1CO | AMAR09HP230V1CH | Singlezone Non-Ducted, Wall Placement | 10000 | 9400 | 2.55 | 9600 | 2.16
AUX | C-series | 214290014 | HRCU-A-CB-O | AFEB09HP230V1CO | AFEB09HP230V1CH | Singlezone Non-Ducted, Wall Placement | 10000 | 7600 | 2.93 | 9400 | 2.04
AUX | C-series | 214290013 | HRCU-A-CB-O | AJAN09HP230V1CO | AJAN09HP230V1CH | Singlezone Non-Ducted, Wall Placement | 10000 | 5800 | 2.79 | 9300 | 1.95
AUX | C-series | 214290022 | HRCU-A-CB-O | AMAR18HP230V1CO | AMAR18HP230V1CH | Singlezone Non-Ducted, Wall Placement | 18200 | 16000 | 2.63 | 15600 | 2.41
ECOER |  | 214608210 | HRCU-A-CB | EODA18H-2436 | EAHATN-24BAA | Singlezone Ducted, Centrally Ducted | 24000 | 19200 | 2.61 | 17600 | 2.1
HITACHI | airCore 700 | 214779301 | HRCU-A-CB-O | PAS-36BUFASDQ1 | PPFC-B36UFA1DQ | Singlezone Non-Ducted, Ceiling Placement | 38000 | 33000 | 2.6 | 27000 | 2.4
HITACHI | airCore 700 | 214779300 | HRCU-A-CB-O | PAS-30BUFASDQ1 | PPFC-B30UFA1DQ | Singlezone Non-Ducted, Ceiling Placement | 32000 | 28000 | 2.8 | 26000 | 2.5
HITACHI | airCore 700 | 214779299 | HRCU-A-CB-O | PAS-24BUFASDQ1 | PPFC-B24UFA1DQ | Singlezone Non-Ducted, Ceiling Placement | 24000 | 20000 | 2.7 | 19000 | 2.5
HITACHI | airCore 700 | 214779298 | HRCU-A-CB-O | PAS-18BUFASDQ1 | PPFC-B18UFA1DQ | Singlezone Non-Ducted, Ceiling Placement | 20000 | 18000 | 2.71 | 14500 | 2.4
HITACHI | airCore 700 | 214723262 | HRCU-A-CB-O | PAS-48BUFASDQ1 | PCI-B48UFA1DQ | Singlezone Non-Ducted, Ceiling Placement | 47000 | 39000 | 2.5 | 34000 | 2.2
HITACHI | airCore 700 | 214723261 | HRCU-A-CB-O | PAS-36BUFASDQ1 | PCI-B36UFA1DQ | Singlezone Non-Ducted, Ceiling Placement | 38000 | 34000 | 2.8 | 30000 | 2.4
HITACHI | airCore 700 | 214723260 | HRCU-A-CB-O | PAS-30BUFASDQ1 | PCI-B30UFA1DQ | Singlezone Non-Ducted, Ceiling Placement | 32000 | 28000 | 2.9 | 24000 | 2.4
HITACHI | airCore 700 | 214723259 | HRCU-A-CB-O | PAS-24BUFASDQ1 | PCI-B24UFA1DQ | Singlezone Non-Ducted, Ceiling Placement | 24000 | 20000 | 2.9 | 19000 | 2.5
HITACHI | airCore 700 | 214723258 | HRCU-A-CB-O | PAS-18BUFASDQ1 | PCI-B18UFA1DQ | Singlezone Non-Ducted, Ceiling Placement | 20000 | 17000 | 2.9 | 15000 | 2.6
HITACHI | airCore 700 | 213685842 | HRCU-A-CB | PAS-48BUFASDQ1 | PPIM-B48UFA1DQ | Singlezone Ducted, Centrally Ducted | 45500 | 41000 | 2.5 | 34200 | 2
HITACHI | airCore 700 | 213685841 | HRCU-A-CB | PAS-36BUFASDQ1 | PPIM-B36UFA1DQ | Singlezone Ducted, Centrally Ducted | 38000 | 34400 | 2.71 | 32000 | 2
HITACHI | airCore 700 | 213685840 | HRCU-A-CB | PAS-30BUFASDQ1 | PPIM-B30UFA1DQ | Singlezone Ducted, Centrally Ducted | 32000 | 28600 | 2.6 | 30000 | 2
HITACHI | airCore 700 | 213685839 | HRCU-A-CB | PAS-24BUFASDQ1 | PPIM-B24UFA1DQ | Singlezone Ducted, Centrally Ducted | 24000 | 21800 | 2.7 | 19400 | 2.1
HITACHI | airCore 700 | 213685838 | HRCU-A-CB | PAS-18BUFASDQ1 | PPIM-B18UFA1DQ | Singlezone Ducted, Centrally Ducted | 20000 | 18200 | 2.6 | 14100 | 2.1
ECOER |  | 211887778 | HRCU-A-CB | EODA18H-2436 | EAHATN-24B | Singlezone Ducted, Centrally Ducted | 24000 | 19200 | 2.61 | 17600 | 2.1
ECOER |  | 202337969 | HRCU-A-CB | EODA18H-2436 | EAHATN-24 | Singlezone Ducted, Centrally Ducted | 24000 | 19200 | 2.61 | 17600 | 2.1
MDV | MVB Series | 214861615 | HRCU-A-CB | MOE30-60HFN10-M3X | MVBDM-60HWFN10-WC3-D | Singlezone Ducted, Centrally Ducted | 55000 | 35000 | 2.5 | 54000 | 1.9
MDV | MVB Series | 214861614 | HRCU-A-CB | MOX630-48HFN10-M3X | MVBDM-48HWFN10-WC3-D | Singlezone Ducted, Centrally Ducted | 48000 | 34000 | 2.56 | 48000 | 2
MDV | MVB Series | 214861600 | HRCU-A-CB | MOD30-36HFN10-M3 | MVBC-36HWFN10-MC3E-D | Singlezone Ducted, Centrally Ducted | 36000 | 25600 | 2.6 | 27000 | 2
MDV | MVB Series | 214861594 | HRCU-A-CB | MOX630-48HFN10-M3X | MVBC-48HWFN10-MD3E-D | Singlezone Ducted, Centrally Ducted | 50000 | 37000 | 2.7 | 46000 | 1.9
MDV | MVB Series | 214861593 | HRCU-A-CB | MOX630-42HFN10-M3X-D | MVBC-42HWFN10-MD3E-DD | Singlezone Ducted, Centrally Ducted | 50000 | 37000 | 2.7 | 46000 | 1.9
MDV | MVB Series | 214861592 | HRCU-A-CB | MOX630-36HFN10-M3X | MVBC-36HWFN10-MC3E-D | Singlezone Ducted, Centrally Ducted | 37000 | 31800 | 2.56 | 39000 | 1.9
MDV | MVB Series | 214861591 | HRCU-A-CB | MOD30-36HFN10-M3X | MVBDM-36HWFN10-WB3-D | Singlezone Ducted, Centrally Ducted | 36000 | 24600 | 2.68 | 32600 | 2.06
MDV | MVB Series | 214861590 | HRCU-A-CB | MOD30-30HFN10-M3X | MVBDM-30HWFN10-WB3-D | Singlezone Ducted, Centrally Ducted | 33000 | 24000 | 2.69 | 33200 | 1.97
MDV | MVB Series | 214861589 | HRCU-A-CB | MOD30-30HFN10-M3X | MVBC-30HWFN10-MC3E-D | Singlezone Ducted, Centrally Ducted | 34000 | 23800 | 2.76 | 32600 | 1.96
MDV | MVB Series | 214861588 | HRCU-A-CB | MOX430-24HFN10-M3X | MVBDM-24HWFN10-WA3-D | Singlezone Ducted, Centrally Ducted | 24000 | 19000 | 2.64 | 20600 | 2.14
MDV | MVB Series | 214861586 | HRCU-A-CB | MOX430-18HFN10-M3X | MVBDM-18HWFN10-WA3-D | Singlezone Ducted, Centrally Ducted | 18000 | 14700 | 2.66 | 18600 | 2.12
MDV | MVB Series | 214861585 | HRCU-A-CB | MOX430-18HFN10-M3X | MVBC-18HWFN10-MB3E-D | Singlezone Ducted, Centrally Ducted | 19000 | 15000 | 2.6 | 18000 | 2
MDV | MVB Series | 214861581 | HRCU-A-CB | MOX430-18HFN10-M1 | MVBC-18HWFN10-MB1-D | Singlezone Ducted, Centrally Ducted | 18000 | 13200 | 2.6 | 13000 | 2.3
MDV | MVB Series | 214861579 | HRCU-A-CB | MOE30-48HFN10-M2 | MVBC-48HWFN10-MD2-D | Singlezone Ducted, Centrally Ducted | 50000 | 40000 | 2.6 | 35200 | 1.9
MDV | MVB Series | 214861577 | HRCU-A-CB | MOE30-60HFN10-M2X | MVBC-60HWFN10-MD2-D | Singlezone Ducted, Centrally Ducted | 59000 | 41000 | 2.6 | 53000 | 2
MDV | MVB Series | 214861576 | HRCU-A-CB | MOE30-48HFN10-M2X | MVBC-48HWFN10-MD2-D | Singlezone Ducted, Centrally Ducted | 50000 | 40000 | 2.5 | 46000 | 2
MDV | MVB Series | 214861574 | HRCU-A-CB | MOD30-33HFN10-M1X | MVBC-36HWFN10-MC1-D | Singlezone Ducted, Centrally Ducted | 35000 | 27400 | 2.58 | 34000 | 2
MDV | MVB Series | 214861572 | HRCU-A-CB | MOX430-18HFN10-M1X | MVBC-18HWFN10-MB1-D | Singlezone Ducted, Centrally Ducted | 19500 | 14000 | 2.6 | 18000 | 2.2
MDV | MVB Series | 214861567 | HRCU-A-CB | MOE30-60HFN10-M2X | MVBC-60HWFN10-MD2 | Singlezone Ducted, Centrally Ducted | 59000 | 41000 | 2.6 | 53000 | 2
MDV | MVB Series | 214861554 | HRCU-A-CB | MOD30-36HFN10-M3 | MVBC-36HWFN10-MC3E | Singlezone Ducted, Centrally Ducted | 36000 | 25600 | 2.6 | 27000 | 2
MDV | MVB Series | 214861548 | HRCU-A-CB | MOX630-48HFN10-M3X | MVBDM-48HWFN10-WC3 | Singlezone Ducted, Centrally Ducted | 48000 | 34000 | 2.56 | 48000 | 2
MDV | MVB Series | 214861547 | HRCU-A-CB | MOX630-48HFN10-M3X | MVBC-48HWFN10-MD3E | Singlezone Ducted, Centrally Ducted | 50000 | 37000 | 2.7 | 46000 | 1.9
MDV | MVB Series | 214861546 | HRCU-A-CB | MOX630-36HFN10-M3X | MVBC-36HWFN10-MC3E | Singlezone Ducted, Centrally Ducted | 37000 | 31800 | 2.56 | 39000 | 1.9
MDV | MVB Series | 214861545 | HRCU-A-CB | MOD30-36HFN10-M3X | MVBDM-36HWFN10-WB3 | Singlezone Ducted, Centrally Ducted | 36000 | 24600 | 2.68 | 32600 | 2.06
MDV | MVB Series | 214861544 | HRCU-A-CB | MOD30-30HFN10-M3X | MVBDM-30HWFN10-WB3 | Singlezone Ducted, Centrally Ducted | 33000 | 24000 | 2.69 | 33200 | 1.97
MDV | MVB Series | 214861543 | HRCU-A-CB | MOD30-30HFN10-M3X | MVBC-30HWFN10-MC3E | Singlezone Ducted, Centrally Ducted | 34000 | 23800 | 2.76 | 32600 | 1.96
MDV | MVB Series | 214861542 | HRCU-A-CB | MOX430-24HFN10-M3X | MVBDM-24HWFN10-WA3 | Singlezone Ducted, Centrally Ducted | 24000 | 19000 | 2.64 | 20600 | 2.14
MDV | MVB Series | 214861540 | HRCU-A-CB | MOX430-18HFN10-M3X | MVBDM-18HWFN10-WA3 | Singlezone Ducted, Centrally Ducted | 18000 | 14700 | 2.66 | 18600 | 2.12
MDV | MVB Series | 214861539 | HRCU-A-CB | MOX430-18HFN10-M3X | MVBC-18HWFN10-MB3E | Singlezone Ducted, Centrally Ducted | 19000 | 15000 | 2.6 | 18000 | 2
MDV | MVB Series | 214861535 | HRCU-A-CB | MOX430-18HFN10-M1 | MVBC-18HWFN10-MB1 | Singlezone Ducted, Centrally Ducted | 18000 | 13200 | 2.6 | 13000 | 2.3
MDV | MVB Series | 214861533 | HRCU-A-CB | MOE30-48HFN10-M2 | MVBC-48HWFN10-MD2 | Singlezone Ducted, Centrally Ducted | 50000 | 40000 | 2.6 | 35200 | 1.9
MDV | MVB Series | 214861531 | HRCU-A-CB | MOE30-48HFN10-M2X | MVBC-48HWFN10-MD2 | Singlezone Ducted, Centrally Ducted | 50000 | 40000 | 2.5 | 46000 | 2
MDV | MVB Series | 214861530 | HRCU-A-CB | MOD30-33HFN10-M1X | MVBC-36HWFN10-MC1 | Singlezone Ducted, Centrally Ducted | 35000 | 27400 | 2.58 | 34000 | 2
MDV | MVB Series | 214861528 | HRCU-A-CB | MOX430-18HFN10-M1X | MVBC-18HWFN10-MB1 | Singlezone Ducted, Centrally Ducted | 19500 | 14000 | 2.6 | 18000 | 2.2
AIR-CON | Sky Pro | 205129521 | HRCU-A-CB-O | ASLCI4H4S24 | ASLEC4H4S24 | Singlezone Non-Ducted, Ceiling Placement | 26000 | 19000 | 2.61 | 19000 | 2.2
AIR-CON | Sky Pro | 205129519 | HRCU-A-CB-O | ASLCI4H4S18 | ASLEC4H4S18 | Singlezone Non-Ducted, Ceiling Placement | 18800 | 12000 | 2.64 | 13200 | 2.36
AIR-CON | Sky Pro | 205129518 | HRCU-A-CB-O | ASLCI4H4S12 | ASLEC4H4S12 | Singlezone Non-Ducted, Ceiling Placement | 12000 | 7600 | 2.72 | 8500 | 2.31
AIR-CON | Sky Pro | 205129516 | HRCU-A-CB | ASLCI4H4S09 | ASLEK4H4S09 | Singlezone Ducted, Compact Ducted | 10000 | 6500 | 2.65 | 7100 | 2.1
AIR-CON | Sky Pro | 205129515 | HRCU-A-CB-O | ASLCI4H4S09 | ASLEC4H4S09 | Singlezone Non-Ducted, Ceiling Placement | 10000 | 7200 | 2.81 | 8300 | 2.25
AIR-CON | Blizzard Series | 10272501 | HRCU-A-CB-O | ABZCI4H4S12 | ABZEM4H4S12 | Singlezone Non-Ducted, Wall Placement | 12000 | 7000 | 2.77 | 9730 | 1.95
AIR-CON | Blizzard Series | 10272500 | HRCU-A-CB-O | ABZCI4H4S09 | ABZEM4H4S09 | Singlezone Non-Ducted, Wall Placement | 10000 | 6000 | 2.88 | 8050 | 2.05
AIR-CON | Blue Hyper | 211583437 | HRCU-A-CB-O | ABHCI4H4S09 | ABHEM4H4S09 | Singlezone Non-Ducted, Wall Placement | 10000 | 5500 | 2.93 | 8600 | 1.94
AIR-CON | Blue Series 4 | 211694654 | HRCU-A-CB-O | ALPCI4H4E24 | ALPEM4H4E24 | Singlezone Non-Ducted, Wall Placement | 24000 | 13900 | 2.75 | 16720 | 1.96
AIR-CON | Blue Series 4 | 211694653 | HRCU-A-CB-O | ALPCI4H4E18 | ALPEM4H4E18 | Singlezone Non-Ducted, Wall Placement | 18000 | 10000 | 2.85 | 12600 | 2.21
AIR-CON | Blue Series 4 | 211694652 | HRCU-A-CB-O | ALPCI4H4E12 | ALPEM4H4E12 | Singlezone Non-Ducted, Wall Placement | 12000 | 7600 | 3.14 | 9170 | 2.18
AIR-CON | Blue Series 4 | 211694650 | HRCU-A-CB-O | ALPCI4H4E09 | ALPEM4H4E09 | Singlezone Non-Ducted, Wall Placement | 9500 | 5900 | 2.79 | 7350 | 2.03
INNOVAIR | Innovair Elite | 206330208 | HRCU-A-CB-O | EIN13H2V32(O) | EIN13H2V32(I) | Singlezone Non-Ducted, Wall Placement | 12200 | 8100 | 2.86 | 12000 | 1.91
KINGHOME | M-Series | 214655286 | HMSR-A-CB-O | KM18H5O3 |  | Multizone All Non-Ducted | 19000 | 14000 | 2.55 | 13600 | 2.2
TOSOT | M-Series | 214389463 | HMSR-A-CB-O | TM18HPO |  | Multizone All Non-Ducted | 19000 | 14000 | 2.55 | 13600 | 2.2
GREE | M-Series | 211752944 | HMSR-A-CB-O | GWHD(18)ND3PO |  | Multizone All Non-Ducted | 19000 | 14000 | 2.55 | 13600 | 2.2
MDV | MUE Series | 214855573 | HRCU-A-CB-O | MOD30-24HFN10-M1X | MUE-24HRFN10-M1-D | Singlezone Non-Ducted, Floor Placement | 26000 | 20200 | 2.74 | 24200 | 2.16
MDV | MFA Series | 214855570 | HRCU-A-CB-O | MOX430-18HFN10-M1X | MFA2-16HRFN10-M1-D | Singlezone Non-Ducted, Wall Placement | 17000 | 14200 | 2.6 | 17500 | 1.95
MDV | MCA Series | 214855569 | HRCU-A-CB-O | MOX430-18HFN10-M1X | MCA4-18HRFN10-M1-D | Singlezone Non-Ducted, Ceiling Placement | 19000 | 14900 | 2.7 | 17000 | 1.9
MDV | MCA Series | 214855565 | HRCU-A-CB-O | MOX330-12HFN10-M1X | MCA4M-12HRFN10-M1-D | Singlezone Non-Ducted, Ceiling Placement | 12000 | 10000 | 2.74 | 11500 | 1.99
MDV | MCB Series | 214855564 | HRCU-A-CB-O | MOX330-12HFN10-M1X | MCBM-12HRFN10-M1-D | Singlezone Non-Ducted, Ceiling Placement | 12500 | 9600 | 2.65 | 11500 | 1.99
MDV | MCB Series | 214855558 | HRCU-A-CB-O | MOX230-06HFN10-M1X | MCB-06HRFN10-M1-D | Singlezone Non-Ducted, Ceiling Placement | 7400 | 7000 | 2.66 | 8100 | 2.4
MDV | MCD Series | 214855546 | HRCU-A-CB-O | MOD30-36HFN10-M2 | MCD-36HRFN10-M2-D | Singlezone Non-Ducted, Wall Placement | 38000 | 26800 | 2.68 | 26600 | 2.2
MDV | MUE Series | 214855542 | HRCU-A-CB-O | MOX630-36HFN10-M2X | MUE-36HRFN10-M2-D | Singlezone Non-Ducted, Floor Placement | 38000 | 30200 | 2.58 | 39500 | 2.02
MDV | MUE Series | 214855528 | HRCU-A-CB-O | MOX430-18HFN10-M1 | MUE-18HRFN10-M1-D | Singlezone Non-Ducted, Floor Placement | 18000 | 13700 | 2.51 | 12800 | 2.05
MDV | MFA Series | 214855527 | HRCU-A-CB-O | MOX430-18HFN10-M1 | MFA2-16HRFN10-M1-D | Singlezone Non-Ducted, Wall Placement | 17000 | 14100 | 2.75 | 13100 | 2.16
MDV | MCA Series | 214855526 | HRCU-A-CB-O | MOX430-18HFN10-M1 | MCA4-18HRFN10-M1-D | Singlezone Non-Ducted, Ceiling Placement | 18000 | 13900 | 2.66 | 12800 | 2.19
MDV | MCB Series | 214855525 | HRCU-A-CB-O | MOX430-18HFN10-M1 | MCB-18HRFN10-M1-D | Singlezone Non-Ducted, Ceiling Placement | 18000 | 14000 | 2.77 | 13100 | 2.25
MDV | MFA Series | 214855523 | HRCU-A-CB-O | MOX230-12HFN10-M1 | MFA2M-12HRFN10-M1-D | Singlezone Non-Ducted, Wall Placement | 12000 | 9000 | 2.87 | 8900 | 2.51
MDV | MCA Series | 214855522 | HRCU-A-CB-O | MOX230-12HFN10-M1 | MCA4M-12HRFN10-M1-D | Singlezone Non-Ducted, Ceiling Placement | 12000 | 8500 | 2.8 | 8400 | 2.39
MDV | MCB Series | 214855521 | HRCU-A-CB-O | MOX230-12HFN10-M1 | MCBM-12HRFN10-M1-D | Singlezone Non-Ducted, Ceiling Placement | 12000 | 8600 | 2.77 | 8600 | 2.47
MDV | MFA Series | 214855519 | HRCU-A-CB-O | MOX230-09HFN10-M1 | MFA2M-12HRFN10-M1-D | Singlezone Non-Ducted, Wall Placement | 9000 | 9000 | 2.9 | 8600 | 2.27
MDV | MFA Series | 214855518 | HRCU-A-CB-O | MOX230-09HFN10-M1 | MFA2-09HRFN10-M1-D | Singlezone Non-Ducted, Wall Placement | 9000 | 9000 | 2.9 | 8600 | 2.27
MDV | MCA Series | 214855517 | HRCU-A-CB-O | MOX230-09HFN10-M1 | MCA4M-12HRFN10-M1-D | Singlezone Non-Ducted, Ceiling Placement | 10000 | 8500 | 2.8 | 8300 | 2.17
MDV | MCA Series | 214855516 | HRCU-A-CB-O | MOX230-09HFN10-M1 | MCA4-09HRFN10-M1-D | Singlezone Non-Ducted, Ceiling Placement | 10000 | 8500 | 2.8 | 8300 | 2.17
MDV | MCB Series | 214855515 | HRCU-A-CB-O | MOX230-09HFN10-M1 | MCBM-12HRFN10-M1-D | Singlezone Non-Ducted, Ceiling Placement | 11000 | 7900 | 2.69 | 8000 | 2.17
MDV | MCB Series | 214855514 | HRCU-A-CB-O | MOX230-09HFN10-M1 | MCB-09HRFN10-M1-D | Singlezone Non-Ducted, Ceiling Placement | 11000 | 7900 | 2.69 | 8000 | 2.17
MDV | MCB Series | 214855505 | HRCU-A-CB-O | MOX230-06HFN10-M1X | MCBM-12HRFN10-M1-D | Singlezone Non-Ducted, Ceiling Placement | 7400 | 7000 | 2.66 | 8100 | 2.4
MDV | MCD series | 214855494 | HRCU-A-CB-O | MOD30-36HFN10-M2 | MCD-36HRFN10-M2 | Singlezone Non-Ducted, Wall Placement | 38000 | 26800 | 2.68 | 26600 | 2.2
MDV | MUE series | 214855490 | HRCU-A-CB-O | MOX630-36HFN10-M2X | MUE-36HRFN10-M2 | Singlezone Non-Ducted, Floor Placement | 38000 | 30200 | 2.58 | 39500 | 2.02
MDV | MFA Series | 214855450 | HRCU-A-CB-O | MOX430-18HFN10-M1 | MFA2-16HRFN10-M1 | Singlezone Non-Ducted, Wall Placement | 17000 | 14100 | 2.75 | 13100 | 2.16
MDV | MFA Series | 214855443 | HRCU-A-CB-O | MOX230-12HFN10-M1 | MFA2M-12HRFN10-M1 | Singlezone Non-Ducted, Wall Placement | 12000 | 9000 | 2.87 | 8900 | 2.51
MDV | MFA Series | 214855436 | HRCU-A-CB-O | MOX230-09HFN10-M1 | MFA2M-12HRFN10-M1 | Singlezone Non-Ducted, Wall Placement | 9000 | 9000 | 2.9 | 8600 | 2.27
MDV | MFA Series | 214855435 | HRCU-A-CB-O | MOX230-09HFN10-M1 | MFA2-09HRFN10-M1 | Singlezone Non-Ducted, Wall Placement | 9000 | 9000 | 2.9 | 8600 | 2.27
MDV | MFA Series | 214855416 | HRCU-A-CB-O | MOX430-18HFN10-M1X | MFA2-16HRFN10-M1 | Singlezone Non-Ducted, Wall Placement | 17000 | 14200 | 2.6 | 17500 | 1.95
MDV | MHJ Series | 214861958 | HRCU-A-CB | MOE30-60HFN10-M2X | MHJ-60HWFN10-M2-D | Singlezone Ducted, Compact Ducted | 60000 | 45000 | 2.72 | 53500 | 2.1
MDV | MTI Series | 214861951 | HRCU-A-CB | MOX430-18HFN10-M1 | MTI-18HWFN10-M1-D | Singlezone Ducted, Compact Ducted | 20000 | 14000 | 2.6 | 14000 | 2.19
MDV | MTJ Series | 214861950 | HRCU-A-CB | MOX230-12HFN10-M1 | MTJM-12HWFN10-M1-D | Singlezone Ducted, Compact Ducted | 12000 | 9100 | 2.78 | 8900 | 2.44
MDV | MTI Series | 214861949 | HRCU-A-CB | MOX230-12HFN10-M1 | MTIM-12HWFN10-M1-D | Singlezone Ducted, Compact Ducted | 12000 | 9500 | 2.58 | 8800 | 2.24
MDV | MTJ Series | 214861948 | HRCU-A-CB | MOX230-09HFN10-M1 | MTJM-12HWFN10-M1-D | Singlezone Ducted, Compact Ducted | 10000 | 9300 | 2.9 | 8300 | 2.32
MDV | MTJ Series | 214861947 | HRCU-A-CB | MOX230-09HFN10-M1 | MTJ-09HWFN10-M1-D | Singlezone Ducted, Compact Ducted | 10000 | 9300 | 2.9 | 8300 | 2.32
MDV | MTI Series | 214861946 | HRCU-A-CB | MOX230-09HFN10-M1 | MTIM-12HWFN10-M1-D | Singlezone Ducted, Compact Ducted | 10000 | 8900 | 2.61 | 8600 | 2.25
MDV | MTI Series | 214861945 | HRCU-A-CB | MOX230-09HFN10-M1 | MTI-09HWFN10-M1-D | Singlezone Ducted, Compact Ducted | 10000 | 8900 | 2.61 | 8600 | 2.25
MDV | MTJ Series | 214861944 | HRCU-A-CB | MOD30-24HFN10-M1X | MTJ-24HWFN10-M1-D | Singlezone Ducted, Compact Ducted | 26000 | 21600 | 2.71 | 24000 | 2.18
MDV | MTJ Series | 214861943 | HRCU-A-CB | MOX430-18HFN10-M1X | MTJ-18HWFN10-M1-D | Singlezone Ducted, Compact Ducted | 19500 | 15000 | 2.89 | 18000 | 2.1
MDV | MTI Series | 214861942 | HRCU-A-CB | MOX430-18HFN10-M1X | MTI-18HWFN10-M1-D | Singlezone Ducted, Compact Ducted | 19000 | 15000 | 2.7 | 18000 | 2
MDV | MTJ Series | 214861941 | HRCU-A-CB | MOX330-12HFN10-M1X | MTJM-12HWFN10-M1-D | Singlezone Ducted, Compact Ducted | 12000 | 10200 | 2.6 | 12000 | 1.95
MDV | MTI Series | 214861935 | HRCU-A-CB | MOX230-06HFN10-M1X | MTIM-12HWFN10-M1-D | Singlezone Ducted, Compact Ducted | 8000 | 8000 | 2.69 | 7800 | 2.41
MDV | MTI Series | 214861934 | HRCU-A-CB | MOX230-06HFN10-M1X | MTI-06HWFN10-M1-D | Singlezone Ducted, Compact Ducted | 8000 | 8000 | 2.69 | 7800 | 2.41
MDV | MH Series | 214855477 | HRCU-A-CB | MOE30-60HFN10-M2X | MHJ-60HWFN10-M2 | Singlezone Ducted, Compact Ducted | 60000 | 45000 | 2.72 | 53500 | 2.1
MDV | MT Series | 214855476 | HRCU-A-CB | MOE30-48HFN10-M2X | MTJ-48HWFN10-M2 | Singlezone Ducted, Compact Ducted | 52000 | 45000 | 2.61 | 47500 | 2
MDV | MT Series | 214855475 | HRCU-A-CB | MOX630-36HFN10-M2X | MTJ-36HWFN10-M2 | Singlezone Ducted, Compact Ducted | 42000 | 31600 | 2.73 | 37600 | 2.1
MDV | MT Series | 214855455 | HRCU-A-CB | MOD30-24HFN10-M1 | MTJ-24HWFN10-M1 | Singlezone Ducted, Compact Ducted | 25000 | 21200 | 2.6 | 19000 | 2.3
MDV | MT Series | 214855451 | HRCU-A-CB | MOX430-18HFN10-M1 | MTI-18HWFN10-M1 | Singlezone Ducted, Compact Ducted | 20000 | 14000 | 2.6 | 14000 | 2.19
MDV | MT Series | 214855444 | HRCU-A-CB | MOX230-12HFN10-M1 | MTIM-12HWFN10-M1 | Singlezone Ducted, Compact Ducted | 12000 | 9500 | 2.58 | 8800 | 2.24
MDV | MT Series | 214855437 | HRCU-A-CB | MOX230-09HFN10-M1 | MTI-09HWFN10-M1 | Singlezone Ducted, Compact Ducted | 10000 | 8900 | 2.61 | 8600 | 2.25
MDV | MT Series | 214855420 | HRCU-A-CB | MOD30-24HFN10-M1X | MTJ-24HWFN10-M1 | Singlezone Ducted, Compact Ducted | 26000 | 21600 | 2.71 | 24000 | 2.18
MDV | MT Series | 214855402 | HRCU-A-CB | MOX230-06HFN10-M1X | MTI-06HWFN10-M1 | Singlezone Ducted, Compact Ducted | 8000 | 8000 | 2.69 | 7800 | 2.41
MDV | MSAF Series | 214861339 | HRCU-A-CB-O | MOX130-09HFN10-M1L | MSAFB-09HRDN10-M1L | Singlezone Non-Ducted, Wall Placement | 10000 | 8000 | 2.58 | 7000 | 2.16
MDV | MSEP Series | 214855567 | HRCU-A-CB-O | MOX430-18HFN10-M1X | MSEPC-18HRFN10-M1-D | Singlezone Non-Ducted, Wall Placement | 18000 | 15000 | 2.56 | 18000 | 1.92
MDV | MSEP Series | 214855557 | HRCU-A-CB-O | MOX230-06HFN10-M1X | MSEPB-06HRFN10-M1-D | Singlezone Non-Ducted, Wall Placement | 7000 | 7900 | 2.79 | 7700 | 2.4
MDV | MSEP Series | 214855538 | HRCU-A-CB-O | MOD30-30HFN10-M1E | MSEPD-30HRFN10-M1E-D | Singlezone Non-Ducted, Wall Placement | 30000 | 20400 | 2.52 | 20000 | 2.03
MDV | MSEP Series | 214855524 | HRCU-A-CB-O | MOX430-18HFN10-M1 | MSEPC-18HRFN10-M1-D | Singlezone Non-Ducted, Wall Placement | 18000 | 13600 | 2.73 | 12800 | 2.1
MDV | MSEP Series | 214855520 | HRCU-A-CB-O | MOX230-12HFN10-M1 | MSEPBM-12HRFN10-M1-D | Singlezone Non-Ducted, Wall Placement | 12000 | 9300 | 2.84 | 8400 | 2.3
MDV | MSEP Series | 214855513 | HRCU-A-CB-O | MOX230-09HFN10-M1 | MSEPB-09HRFN10-M1-D | Singlezone Non-Ducted, Wall Placement | 10000 | 8100 | 2.83 | 8000 | 2.37
MDV | MSEP Series | 214855512 | HRCU-A-CB-O | MOX230-12HFN10-B1 | MSEPB-12HRFN10-B1-D | Singlezone Non-Ducted, Wall Placement | 12000 | 8700 | 2.68 | 7700 | 2.33
MDV | MSEP Series | 214855511 | HRCU-A-CB-O | MOX230-09HFN10-B1 | MSEPB-09HRFN10-B1-D | Singlezone Non-Ducted, Wall Placement | 10000 | 8500 | 2.71 | 7200 | 2.22
MDV | MSEP Series | 214855510 | HRCU-A-CB-O | MOD30-33HFN10-M1X | MSEPD-33HRFN10-M1-D | Singlezone Non-Ducted, Wall Placement | 36000 | 30000 | 2.69 | 35000 | 1.98
MDV | MSEP Series | 214855509 | HRCU-A-CB-O | MOD30-24HFN10-M1X | MSEPD-24HRFN10-M1-D | Singlezone Non-Ducted, Wall Placement | 29000 | 21000 | 2.88 | 24200 | 2.34
MDV | MSEP Series | 214855504 | HRCU-A-CB-O | MOD30-18HFN10-M1H | MSEPD-18HRFN10-M1H-D | Singlezone Non-Ducted, Wall Placement | 20000 | 19300 | 3.01 | 22600 | 2.34
MDV | MSEP Series | 214855500 | HRCU-A-CB-O | MOD30-18HFN10-M1H | MSEPD-18HRFN10-M1H-C | Singlezone Non-Ducted, Wall Placement | 20000 | 19300 | 3.01 | 22600 | 2.34
MDV | MSEP Series | 214855469 | HRCU-A-CB-O | MOD30-30HFN10-M1E | MSEPD-30HRFN10-M1E | Singlezone Non-Ducted, Wall Placement | 30000 | 20400 | 2.52 | 20000 | 2.03
MDV | MSEP Series | 214855424 | HRCU-A-CB-O | MOX230-09HFN10-B1 | MSEPB-09HRFN10-B1 | Singlezone Non-Ducted, Wall Placement | 10000 | 8500 | 2.71 | 7200 | 2.22
MDV | MSAG Series | 214855423 | HRCU-A-CB-O | MOX230-09HFN10-B1 | MSAG11B-09HRFN10-B1 | Singlezone Non-Ducted, Wall Placement | 10000 | 8800 | 2.77 | 7300 | 2.21
MDV | MSAB Series | 214855422 | HRCU-A-CB-O | MOX230-09HFN10-B1 | MSAB3B-09HRFN10-B1 | Singlezone Non-Ducted, Wall Placement | 10000 | 8500 | 2.62 | 7000 | 2.09
MDV | MSEP Series | 214855399 | HRCU-A-CB-O | MOD30-18HFN10-M1H | MSEPD-18HRFN10-M1H | Singlezone Non-Ducted, Wall Placement | 20000 | 19300 | 3.01 | 22600 | 2.34
MDV | MSAG series | 214311117 | HRCU-A-CB-O | MOX430-18HFN10-M1X | MSAG11D-18HRFN10-M1 | Singlezone Non-Ducted, Wall Placement | 18000 | 14400 | 2.61 | 18000 | 2
MDV | MSEP series | 214311115 | HRCU-A-CB-O | MOX230-06HFN10-M1X | MSEPB-06HRFN10-M1 | Singlezone Non-Ducted, Wall Placement | 7000 | 7900 | 2.79 | 7700 | 2.4
MDV | MSEP series | 214311114 | HRCU-A-CB-O | MOX230-06HFN10-M1X | MSEPBM-12HRFN10-M1 | Singlezone Non-Ducted, Wall Placement | 7000 | 7900 | 2.79 | 7700 | 2.4
NAPOLEON | NDH Series | 215213708 | HRCU-A-CB-O | NDHAS26B-18-O | NDHAS26B-18-I | Singlezone Non-Ducted, Wall Placement | 18000 | 15000 | 2.56 | 18000 | 1.92
CONTINENTAL | CDH Series | 215213716 | HRCU-A-CB-O | CDHAS26B-18-O | CDHAS26B-18-I | Singlezone Non-Ducted, Wall Placement | 18000 | 15000 | 2.56 | 18000 | 1.92
NAPOLEON | NDH Series | 215213709 | HRCU-A-CB-O | NDHAS26B-24-O | NDHAS26B-24-I | Singlezone Non-Ducted, Wall Placement | 20000 | 19300 | 3.01 | 22600 | 2.34
CONTINENTAL | CDH Series | 215213717 | HRCU-A-CB-O | CDHAS26B-24-O | CDHAS26B-24-I | Singlezone Non-Ducted, Wall Placement | 20000 | 19300 | 3.01 | 22600 | 2.34
NAPOLEON | NDH Series | 215213705 | HRCU-A-CB-O | NDHAS22B-24-O | NDHAS22B-24-I | Singlezone Non-Ducted, Wall Placement | 25000 | 19500 | 2.5 | 17800 | 2.15
CONTINENTAL | CDH Series | 215213713 | HRCU-A-CB-O | CDHAS22B-24-O | CDHAS22B-24-I | Singlezone Non-Ducted, Wall Placement | 25000 | 19500 | 2.5 | 17800 | 2.15
CONTINENTAL | CDH Series | 215213712 | HRCU-A-CB-O | CDHAS22B-18-O | CDHAS22B-18-I | Singlezone Non-Ducted, Wall Placement | 18000 | 13000 | 2.59 | 13000 | 2.35
NAPOLEON | NDH Series | 215213704 | HRCU-A-CB-O | NDHAS22B-18-O | NDHAS22B-18-I | Singlezone Non-Ducted, Wall Placement | 18000 | 13000 | 2.59 | 13000 | 2.35
NAPOLEON | NDH Series | 215213703 | HRCU-A-CB-O | NDHAS22B-12-O | NDHAS22B-12-I | Singlezone Non-Ducted, Wall Placement | 12000 | 9600 | 2.84 | 8600 | 2.36
CONTINENTAL | CDH Series | 215213711 | HRCU-A-CB-O | CDHAS22B-12-O | CDHAS22B-12-I | Singlezone Non-Ducted, Wall Placement | 12000 | 9600 | 2.84 | 8600 | 2.36
MDV | M6O Series | 214861918 | HMSV-A-CB | M6OE30-48HFN10-M1-D* |  | Multizone All Ducted | 47000 | 37000 | 2.5 | 38000 | 2.1
MDV | M4O Series | 214861913 | HMSV-A-CB | M4OD30-27HFN10-M1-D* |  | Multizone Mix of Ducted and Non-Ducted | 26800 | 18200 | 2.5 | 18900 | 2
MDV | M4O Series | 214861912 | HMSV-A-CB | M4OD30-27HFN10-M1-D* |  | Multizone All Ducted | 26600 | 18400 | 2.5 | 18800 | 2
MDV | M4O Series | 214861911 | HMSR-A-CB-O | M4OD30-27HFN10-M1-D* |  | Multizone All Non-Ducted | 27000 | 18000 | 2.5 | 19000 | 2
MDV | M6O Series | 214861907 | HMSV-A-CB | M6OE30-48HFN10-M1-D |  | Multizone Mix of Ducted and Non-Ducted | 47500 | 37400 | 2.5 | 37000 | 2.05
MDV | M6O Series | 214861906 | HMSV-A-CB | M6OE30-48HFN10-M1-D |  | Multizone All Ducted | 47000 | 37000 | 2.5 | 38000 | 2.1
MDV | M6O Series | 214861905 | HMSR-A-CB-O | M6OE30-48HFN10-M1-D |  | Multizone All Non-Ducted | 48000 | 38000 | 2.5 | 36000 | 2
MDV | M4O Series | 214861901 | HMSV-A-CB | M4OD30-27HFN10-M1-D |  | Multizone Mix of Ducted and Non-Ducted | 26800 | 18400 | 2.56 | 18900 | 2
MDV | M4O Series | 214861900 | HMSV-A-CB | M4OD30-27HFN10-M1-D |  | Multizone All Ducted | 26600 | 18400 | 2.5 | 18800 | 2
MDV | M4O Series | 214861899 | HMSR-A-CB-O | M4OD30-27HFN10-M1-D |  | Multizone All Non-Ducted | 27000 | 18400 | 2.61 | 19000 | 2
MDV | M6O Series | 214861898 | HMSV-A-CB | M6OE31-53HFN10-M1X-D* |  | Multizone Mix of Ducted and Non-Ducted | 55000 | 45000 | 2.65 | 48000 | 2.05
MDV | M6O Series | 214861897 | HMSV-A-CB | M6OE31-53HFN10-M1X-D* |  | Multizone All Ducted | 55000 | 45000 | 2.7 | 48000 | 2.1
MDV | M6O Series | 214861896 | HMSR-A-CB-O | M6OE31-53HFN10-M1X-D* |  | Multizone All Non-Ducted | 55000 | 45000 | 2.6 | 48000 | 2
MDV | M6O Series | 214861895 | HMSV-A-CB | M6OE31-48HFN10-M1X-D* |  | Multizone Mix of Ducted and Non-Ducted | 48500 | 42500 | 2.5 | 48000 | 2
MDV | M6O Series | 214861894 | HMSV-A-CB | M6OE31-48HFN10-M1X-D* |  | Multizone All Ducted | 48000 | 44500 | 2.6 | 48000 | 2
MDV | M3O Series | 214861886 | HMSV-A-CB | M3OD31-18HFN10-M1X-D* |  | Multizone Mix of Ducted and Non-Ducted | 20000 | 16700 | 2.55 | 18000 | 2
MDV | M3O Series | 214861885 | HMSV-A-CB | M3OD31-18HFN10-M1X-D* |  | Multizone All Ducted | 20000 | 17000 | 2.59 | 18000 | 2
MDV | M3O Series | 214861884 | HMSR-A-CB-O | M3OD31-18HFN10-M1X-D* |  | Multizone All Non-Ducted | 20000 | 16400 | 2.5 | 18000 | 2
MDV | M6O Series | 214861883 | HMSV-A-CB | M6OE31-53HFN10-M1X-D |  | Multizone Mix of Ducted and Non-Ducted | 55000 | 44500 | 2.65 | 47500 | 2.05
MDV | M6O Series | 214861882 | HMSV-A-CB | M6OE31-53HFN10-M1X-D |  | Multizone All Ducted | 55000 | 45000 | 2.7 | 48000 | 2.1
MDV | M6O Series | 214861881 | HMSR-A-CB-O | M6OE31-53HFN10-M1X-D |  | Multizone All Non-Ducted | 55000 | 44000 | 2.6 | 47000 | 2
MDV | M6O Series | 214861880 | HMSV-A-CB | M6OE31-48HFN10-M1X-D |  | Multizone Mix of Ducted and Non-Ducted | 48500 | 44000 | 2.6 | 47500 | 2
MDV | M6O Series | 214861879 | HMSV-A-CB | M6OE31-48HFN10-M1X-D |  | Multizone All Ducted | 48000 | 44500 | 2.6 | 48000 | 2
MDV | M6O Series | 214861878 | HMSR-A-CB-O | M6OE31-48HFN10-M1X-D |  | Multizone All Non-Ducted | 49000 | 44000 | 2.6 | 47000 | 2
MDV | M4O Series | 214861874 | HMSV-A-CB | M4OD31-27HFN10-M1X-D |  | Multizone Mix of Ducted and Non-Ducted | 27400 | 24000 | 2.5 | 27000 | 2
MDV | M4O Series | 214861872 | HMSR-A-CB-O | M4OD31-27HFN10-M1X-D |  | Multizone All Non-Ducted | 27000 | 25000 | 2.6 | 27000 | 2
MDV | M3O Series | 214861871 | HMSV-A-CB | M3OD31-18HFN10-M1X-D |  | Multizone Mix of Ducted and Non-Ducted | 20000 | 17300 | 2.65 | 18500 | 2
MDV | M3O Series | 214861870 | HMSV-A-CB | M3OD31-18HFN10-M1X-D |  | Multizone All Ducted | 20000 | 17000 | 2.59 | 18000 | 2
MDV | M3O Series | 214861869 | HMSR-A-CB-O | M3OD31-18HFN10-M1X-D |  | Multizone All Non-Ducted | 20000 | 17600 | 2.7 | 19000 | 2
MDV | M6O Series | 214861864 | HMSV-A-CB | M6OE30-48HFN10-M1D-D* |  | Multizone All Ducted | 47000 | 37000 | 2.5 | 38000 | 2.1
MDV | M4O Series | 214861859 | HMSV-A-CB | M4OD30-27HFN10-M1D-D* |  | Multizone Mix of Ducted and Non-Ducted | 26800 | 18200 | 2.5 | 18900 | 2
MDV | M4O Series | 214861858 | HMSV-A-CB | M4OD30-27HFN10-M1D-D* |  | Multizone All Ducted | 26600 | 18400 | 2.5 | 18800 | 2
MDV | M4O Series | 214861857 | HMSR-A-CB-O | M4OD30-27HFN10-M1D-D* |  | Multizone All Non-Ducted | 27000 | 18000 | 2.5 | 19000 | 2
MDV | M6O Series | 214861850 | HMSV-A-CB | M6OE30-48HFN10-M1D-D |  | Multizone Mix of Ducted and Non-Ducted | 47500 | 37400 | 2.5 | 37000 | 2.05
MDV | M6O Series | 214861849 | HMSV-A-CB | M6OE30-48HFN10-M1D-D |  | Multizone All Ducted | 47000 | 37000 | 2.5 | 38000 | 2.1
MDV | M6O Series | 214861848 | HMSR-A-CB-O | M6OE30-48HFN10-M1D-D |  | Multizone All Non-Ducted | 48000 | 38000 | 2.5 | 36000 | 2
MDV | M4O Series | 214861844 | HMSV-A-CB | M4OD30-27HFN10-M1D-D |  | Multizone Mix of Ducted and Non-Ducted | 26800 | 18400 | 2.56 | 18900 | 2
MDV | M4O Series | 214861843 | HMSV-A-CB | M4OD30-27HFN10-M1D-D |  | Multizone All Ducted | 26600 | 18400 | 2.5 | 18800 | 2
MDV | M4O Series | 214861842 | HMSR-A-CB-O | M4OD30-27HFN10-M1D-D |  | Multizone All Non-Ducted | 27000 | 18400 | 2.61 | 19000 | 2
MDV | M3O Series | 214861841 | HMSV-A-CB | M3OX430-18HFN10-M1-D |  | Multizone Mix of Ducted and Non-Ducted | 19000 | 14100 | 2.55 | 14000 | 2.31
MDV | M6O Series | 214861838 | HMSV-A-CB | M6OE31-53HFN10-M1XD-D* |  | Multizone Mix of Ducted and Non-Ducted | 55000 | 45000 | 2.65 | 48000 | 2.05
MDV | M6O Series | 214861837 | HMSV-A-CB | M6OE31-53HFN10-M1XD-D* |  | Multizone All Ducted | 55000 | 45000 | 2.7 | 48000 | 2.1
MDV | M6O Series | 214861836 | HMSR-A-CB-O | M6OE31-53HFN10-M1XD-D* |  | Multizone All Non-Ducted | 55000 | 45000 | 2.6 | 48000 | 2
MDV | M6O Series | 214861835 | HMSV-A-CB | M6OE31-48HFN10-M1XD-D* |  | Multizone Mix of Ducted and Non-Ducted | 48500 | 42500 | 2.5 | 48000 | 2
MDV | M6O Series | 214861834 | HMSV-A-CB | M6OE31-48HFN10-M1XD-D* |  | Multizone All Ducted | 48000 | 44500 | 2.6 | 48000 | 2
MDV | M3O Series | 214861826 | HMSV-A-CB | M3OD31-18HFN10-M1XD-D* |  | Multizone Mix of Ducted and Non-Ducted | 20000 | 16700 | 2.55 | 18000 | 2
MDV | M3O Series | 214861825 | HMSV-A-CB | M3OD31-18HFN10-M1XD-D* |  | Multizone All Ducted | 20000 | 17000 | 2.59 | 18000 | 2
MDV | M3O Series | 214861824 | HMSR-A-CB-O | M3OD31-18HFN10-M1XD-D* |  | Multizone All Non-Ducted | 20000 | 16400 | 2.5 | 18000 | 2
MDV | M6O Series | 214861823 | HMSV-A-CB | M6OE31-53HFN10-M1XD-D |  | Multizone Mix of Ducted and Non-Ducted | 55000 | 44500 | 2.65 | 47500 | 2.05
MDV | M6O Series | 214861822 | HMSV-A-CB | M6OE31-53HFN10-M1XD-D |  | Multizone All Ducted | 55000 | 45000 | 2.7 | 48000 | 2.1
MDV | M6O Series | 214861821 | HMSR-A-CB-O | M6OE31-53HFN10-M1XD-D |  | Multizone All Non-Ducted | 55000 | 44000 | 2.6 | 47000 | 2
MDV | M6O Series | 214861820 | HMSV-A-CB | M6OE31-48HFN10-M1XD-D |  | Multizone Mix of Ducted and Non-Ducted | 48500 | 44000 | 2.6 | 47500 | 2
MDV | M6O Series | 214861819 | HMSV-A-CB | M6OE31-48HFN10-M1XD-D |  | Multizone All Ducted | 48000 | 44500 | 2.6 | 48000 | 2
MDV | M6O Series | 214861818 | HMSR-A-CB-O | M6OE31-48HFN10-M1XD-D |  | Multizone All Non-Ducted | 49000 | 44000 | 2.6 | 47000 | 2
MDV | M4O Series | 214861814 | HMSV-A-CB | M4OD31-27HFN10-M1XD-D |  | Multizone Mix of Ducted and Non-Ducted | 27400 | 24000 | 2.5 | 27000 | 2
MDV | M4O Series | 214861812 | HMSR-A-CB-O | M4OD31-27HFN10-M1XD-D |  | Multizone All Non-Ducted | 27000 | 25000 | 2.6 | 27000 | 2
MDV | M3O Series | 214861811 | HMSV-A-CB | M3OD31-18HFN10-M1XD-D |  | Multizone Mix of Ducted and Non-Ducted | 20000 | 17300 | 2.65 | 18500 | 2
MDV | M3O Series | 214861810 | HMSV-A-CB | M3OD31-18HFN10-M1XD-D |  | Multizone All Ducted | 20000 | 17000 | 2.59 | 18000 | 2
MDV | M3O Series | 214861809 | HMSR-A-CB-O | M3OD31-18HFN10-M1XD-D |  | Multizone All Non-Ducted | 20000 | 17600 | 2.7 | 19000 | 2
MDV | M6O Series | 214861804 | HMSV-A-CB | M6OE30-48HFN10-M1* |  | Multizone All Ducted | 47000 | 37000 | 2.5 | 38000 | 2.1
MDV | M4O Series | 214861799 | HMSV-A-CB | M4OD30-27HFN10-M1* |  | Multizone Mix of Ducted and Non-Ducted | 26800 | 18200 | 2.5 | 18900 | 2
MDV | M4O Series | 214861798 | HMSV-A-CB | M4OD30-27HFN10-M1* |  | Multizone All Ducted | 26600 | 18400 | 2.5 | 18800 | 2
MDV | M4O Series | 214861797 | HMSR-A-CB-O | M4OD30-27HFN10-M1* |  | Multizone All Non-Ducted | 27000 | 18000 | 2.5 | 19000 | 2
MDV | M6O Series | 214861796 | HMSV-A-CB | M6OE31-53HFN10-M1X* |  | Multizone Mix of Ducted and Non-Ducted | 55000 | 45000 | 2.65 | 48000 | 2.05
MDV | M6O Series | 214861795 | HMSV-A-CB | M6OE31-53HFN10-M1X* |  | Multizone All Ducted | 55000 | 45000 | 2.7 | 48000 | 2.1
MDV | M6O Series | 214861794 | HMSR-A-CB-O | M6OE31-53HFN10-M1X* |  | Multizone All Non-Ducted | 55000 | 45000 | 2.6 | 48000 | 2
MDV | M6O Series | 214861793 | HMSV-A-CB | M6OE31-48HFN10-M1X* |  | Multizone Mix of Ducted and Non-Ducted | 48500 | 42500 | 2.5 | 48000 | 2
MDV | M6O Series | 214861792 | HMSV-A-CB | M6OE31-48HFN10-M1X* |  | Multizone All Ducted | 48000 | 44500 | 2.6 | 48000 | 2
MDV | M3O Series | 214861781 | HMSV-A-CB | M3OD31-18HFN10-M1X* |  | Multizone Mix of Ducted and Non-Ducted | 20000 | 16700 | 2.55 | 18000 | 2
MDV | M3O Series | 214861780 | HMSV-A-CB | M3OD31-18HFN10-M1X* |  | Multizone All Ducted | 20000 | 17000 | 2.59 | 18000 | 2
MDV | M3O Series | 214861779 | HMSR-A-CB-O | M3OD31-18HFN10-M1X* |  | Multizone All Non-Ducted | 20000 | 16400 | 2.5 | 18000 | 2
MDV | M6O Series | 214861774 | HMSV-A-CB | M6OE30-48HFN10-M1D* |  | Multizone All Ducted | 47000 | 37000 | 2.5 | 38000 | 2.1
MDV | M4O Series | 214861769 | HMSV-A-CB | M4OD30-27HFN10-M1D* |  | Multizone Mix of Ducted and Non-Ducted | 26800 | 18200 | 2.5 | 18900 | 2
MDV | M4O Series | 214861768 | HMSV-A-CB | M4OD30-27HFN10-M1D* |  | Multizone All Ducted | 26600 | 18400 | 2.5 | 18800 | 2
MDV | M4O Series | 214861767 | HMSR-A-CB-O | M4OD30-27HFN10-M1D* |  | Multizone All Non-Ducted | 27000 | 18000 | 2.5 | 19000 | 2
MDV | M6O Series | 214861763 | HMSV-A-CB | M6OE31-53HFN10-M1XD* |  | Multizone Mix of Ducted and Non-Ducted | 55000 | 45000 | 2.65 | 48000 | 2.05
MDV | M6O Series | 214861762 | HMSV-A-CB | M6OE31-53HFN10-M1XD* |  | Multizone All Ducted | 55000 | 45000 | 2.7 | 48000 | 2.1
MDV | M6O Series | 214861761 | HMSR-A-CB-O | M6OE31-53HFN10-M1XD* |  | Multizone All Non-Ducted | 55000 | 45000 | 2.6 | 48000 | 2
MDV | M6O Series | 214861760 | HMSV-A-CB | M6OE31-48HFN10-M1XD* |  | Multizone Mix of Ducted and Non-Ducted | 48500 | 42500 | 2.5 | 48000 | 2
MDV | M6O Series | 214861759 | HMSV-A-CB | M6OE31-48HFN10-M1XD* |  | Multizone All Ducted | 48000 | 44500 | 2.6 | 48000 | 2
MDV | M3O Series | 214861751 | HMSV-A-CB | M3OD31-18HFN10-M1XD* |  | Multizone Mix of Ducted and Non-Ducted | 20000 | 16700 | 2.55 | 18000 | 2
MDV | M3O Series | 214861750 | HMSV-A-CB | M3OD31-18HFN10-M1XD* |  | Multizone All Ducted | 20000 | 17000 | 2.59 | 18000 | 2
MDV | M3O Series | 214861749 | HMSR-A-CB-O | M3OD31-18HFN10-M1XD* |  | Multizone All Non-Ducted | 20000 | 16400 | 2.5 | 18000 | 2
MDV | M6O Series | 214861742 | HMSV-A-CB | M6OE30-48HFN10-M1 |  | Multizone Mix of Ducted and Non-Ducted | 47500 | 37400 | 2.5 | 37000 | 2.05
MDV | M4O Series | 214861736 | HMSV-A-CB | M4OD30-27HFN10-M1 |  | Multizone Mix of Ducted and Non-Ducted | 26800 | 18400 | 2.56 | 18900 | 2
MDV | M6O Series | 214861731 | HMSV-A-CB | M6OE31-53HFN10-M1X |  | Multizone Mix of Ducted and Non-Ducted | 55000 | 44500 | 2.65 | 47500 | 2.05
MDV | M6O Series | 214861728 | HMSV-A-CB | M6OE31-48HFN10-M1X |  | Multizone Mix of Ducted and Non-Ducted | 48500 | 44000 | 2.6 | 47500 | 2
MDV | M4O Series | 214861724 | HMSV-A-CB | M4OD31-27HFN10-M1X |  | Multizone Mix of Ducted and Non-Ducted | 27400 | 24000 | 2.5 | 27000 | 2
MDV | M3O Series | 214861721 | HMSV-A-CB | M3OD31-18HFN10-M1X |  | Multizone Mix of Ducted and Non-Ducted | 20000 | 17300 | 2.65 | 18500 | 2
MDV | M6O Series | 214861718 | HMSV-A-CB | M6OE30-48HFN10-M1D |  | Multizone Mix of Ducted and Non-Ducted | 47500 | 37400 | 2.5 | 37000 | 2.05
MDV | M4O Series | 214861712 | HMSV-A-CB | M4OD30-27HFN10-M1D |  | Multizone Mix of Ducted and Non-Ducted | 26800 | 18400 | 2.56 | 18900 | 2
MDV | M3O Series | 214861709 | HMSV-A-CB | M3OX430-18HFN10-M1 |  | Multizone Mix of Ducted and Non-Ducted | 19000 | 14100 | 2.79 | 14000 | 2.31
MDV | M6O Series | 214861706 | HMSV-A-CB | M6OE31-53HFN10-M1XD |  | Multizone Mix of Ducted and Non-Ducted | 55000 | 44500 | 2.65 | 47500 | 2.05
MDV | M6O Series | 214861703 | HMSV-A-CB | M6OE31-48HFN10-M1XD |  | Multizone Mix of Ducted and Non-Ducted | 48500 | 44000 | 2.6 | 47500 | 2
MDV | M4O Series | 214861697 | HMSV-A-CB | M4OD31-27HFN10-M1XD |  | Multizone Mix of Ducted and Non-Ducted | 27400 | 24000 | 2.5 | 27000 | 2
MDV | M3O Series | 214861694 | HMSV-A-CB | M3OD31-18HFN10-M1XD |  | Multizone Mix of Ducted and Non-Ducted | 20000 | 17300 | 2.65 | 18500 | 2
DIRECT AIR | DIRM Series | 215213798 | HMSV-A-CB | DIRM4-48DA25-5Z |  | Multizone Mix of Ducted and Non-Ducted | 47500 | 37400 | 2.5 | 37000 | 2.05
DIRECT AIR | DIRM Series | 215213797 | HMSV-A-CB | DIRM4-48DA25-5Z |  | Multizone All Ducted | 47000 | 37000 | 2.5 | 38000 | 2.1
DIRECT AIR | DIRM Series | 215213796 | HMSR-A-CB-O | DIRM4-48DA25-5Z |  | Multizone All Non-Ducted | 48000 | 38000 | 2.5 | 36000 | 2
DIRECT AIR | DIRM Series | 215213789 | HMSV-A-CB | DIRM4-18DA25-2Z |  | Multizone Mix of Ducted and Non-Ducted | 19000 | 14100 | 2.55 | 14000 | 2.31
DIRECT AIR | DIRM Series | 215213787 | HMSR-A-CB-O | DIRM4-18DA25-2Z |  | Multizone All Non-Ducted | 19000 | 13600 | 2.81 | 13500 | 2.3
DIRECT AIR | DIRM Series | 215213810 | HMSV-A-CB | DIRM4-48HXPRO28-5Z |  | Multizone Mix of Ducted and Non-Ducted | 48500 | 44000 | 2.6 | 47500 | 2
DIRECT AIR | DIRM Series | 215213809 | HMSV-A-CB | DIRM4-48HXPRO28-5Z |  | Multizone All Ducted | 48000 | 44500 | 2.6 | 48000 | 2
DIRECT AIR | DIRM Series | 215213808 | HMSR-A-CB-O | DIRM4-48HXPRO28-5Z |  | Multizone All Non-Ducted | 49000 | 44000 | 2.6 | 47000 | 2
DIRECT AIR | DIRM Series | 215213792 | HMSV-A-CB | DIRM4-27DA25-3Z |  | Multizone Mix of Ducted and Non-Ducted | 27400 | 24000 | 2.5 | 27000 | 2
CONTINENTAL | CDH Series | 215213724 | HMSV-A-CB | CDHAMB-27-O |  | Multizone Mix of Ducted and Non-Ducted | 27400 | 24000 | 2.5 | 27000 | 2
NAPOLEON | NDH Series | 215213721 | HMSV-A-CB | NDHAMB-27-O |  | Multizone Mix of Ducted and Non-Ducted | 27400 | 24000 | 2.5 | 27000 | 2
DIRECT AIR | DIRM Series | 215213804 | HMSV-A-CB | DIRM4-28HXPRO28-3Z |  | Multizone Mix of Ducted and Non-Ducted | 27400 | 24000 | 2.5 | 27000 | 2
DIRECT AIR | DIRM Series | 215213790 | HMSR-A-CB-O | DIRM4-27DA25-3Z |  | Multizone All Non-Ducted | 27000 | 25000 | 2.6 | 27000 | 2
CONTINENTAL | CDH Series | 215213722 | HMSR-A-CB-O | CDHAMB-27-O |  | Multizone All Non-Ducted | 27000 | 25000 | 2.6 | 27000 | 2
NAPOLEON | NDH Series | 215213719 | HMSR-A-CB-O | NDHAMB-27-O |  | Multizone All Non-Ducted | 27000 | 25000 | 2.6 | 27000 | 2
DIRECT AIR | DIRM Series | 215213802 | HMSR-A-CB-O | DIRM4-28HXPRO28-3Z |  | Multizone All Non-Ducted | 27000 | 25000 | 2.6 | 27000 | 2
DIRECT AIR | DIRM Series | 215213801 | HMSV-A-CB | DIRM4-18HXPRO28-2Z |  | Multizone Mix of Ducted and Non-Ducted | 20000 | 17300 | 2.65 | 18500 | 2
DIRECT AIR | DIRM Series | 215213800 | HMSV-A-CB | DIRM4-18HXPRO28-2Z |  | Multizone All Ducted | 20000 | 17000 | 2.59 | 18000 | 2
DIRECT AIR | DIRM Series | 215213799 | HMSR-A-CB-O | DIRM4-18HXPRO28-2Z |  | Multizone All Non-Ducted | 20000 | 17600 | 2.7 | 19000 | 2
HISENSE | HiULTRA | 214232473 | HRCU-A-CB-O | AST-1224TUO | AST-1224DLSI | Singlezone Non-Ducted, Wall Placement | 12000 | 10800 | 4.8 | 11500 | 1.98
HISENSE | HiULTRA | 214229585 | HRCU-A-CB-O | AST-0924TXO | AST-0924DLSI | Singlezone Non-Ducted, Wall Placement | 9000 | 9000 | 4.8 | 9000 | 2.03
HISENSE | Hi-PRO HD | 214802097 | HRCU-A-CB | AUWR-36U3TW5 | AUH-36UX3TDH3 | Singlezone Ducted, Centrally Ducted | 34000 | 32000 | 2.93 | 31000 | 2.22
HISENSE | Hi-PRO HD | 214802096 | HRCU-A-CB | AUWR-24U3TK5 | AUH-24UX3TDH3 | Singlezone Ducted, Centrally Ducted | 24000 | 20400 | 3.05 | 21000 | 2.32
GREE | Clivia | 214777850 | HRCU-A-CB-O | ENV18HP230V1R32AO | ENV18HP230V1R32AH | Singlezone Non-Ducted, Wall Placement | 18000 | 10500 | 2.7 | 14600 | 1.9
GREE | Clivia | 214779343 | HRCU-A-CB-O | ENV12HP115V1R32AO | ENV12HP115V1R32AH | Singlezone Non-Ducted, Wall Placement | 12000 | 7700 | 2.89 | 9500 | 1.95
GREE | Clivia | 214779344 | HRCU-A-CB-O | ENV12HP230V1R32AO | ENV12HP230V1R32AH | Singlezone Non-Ducted, Wall Placement | 12000 | 7700 | 2.89 | 11000 | 1.95
GREE | Clivia | 214779341 | HRCU-A-CB-O | ENV09HP115V1R32AO | ENV09HP115V1R32AH | Singlezone Non-Ducted, Wall Placement | 10000 | 6300 | 2.88 | 9200 | 1.91
GREE | Clivia | 214779342 | HRCU-A-CB-O | ENV09HP230V1R32AO | ENV09HP230V1R32AH | Singlezone Non-Ducted, Wall Placement | 10500 | 6400 | 2.93 | 9300 | 1.96
GREE | Airy | 214810379 | HRCU-A-CB-O | GWH12AVDXE-D6DNA1A/O | GWH12AVDXE-D6DN***/I | Singlezone Non-Ducted, Wall Placement | 12200 | 7000 | 3.11 | 12200 | 2
GREE | Clivia | 214489060 | HRCU-A-CB-O | GWH18AUDXF-D6DNA1A/O | GWH18AUDXF-D6DN***/I | Singlezone Non-Ducted, Wall Placement | 18000 | 10500 | 2.7 | 14600 | 1.9
GREE | Clivia | 213927626 | HRCU-A-CB-O | GWH12AUCXD-A6DNA1B/O | GWH12AUCXD-A6DN***/I | Singlezone Non-Ducted, Wall Placement | 12000 | 7700 | 2.89 | 9500 | 1.95
GREE | Clivia | 213927625 | HRCU-A-CB-O | GWH12AUCXD-D6DNA1B/O | GWH12AUCXD-D6DN***/I | Singlezone Non-Ducted, Wall Placement | 12000 | 7700 | 2.89 | 11000 | 1.95
GREE | Clivia | 214796625 | HRCU-A-CB-O | GWH12AUCXD-A6DNA1B/O | GWH12AGCXD-A6DN***/I | Singlezone Non-Ducted, Wall Placement | 12000 | 7700 | 2.89 | 9500 | 1.95
GREE | Clivia | 214796624 | HRCU-A-CB-O | GWH12AUCXD-D6DNA1B/O | GWH12AGCXD-D6DN***/I | Singlezone Non-Ducted, Wall Placement | 12000 | 7700 | 2.89 | 11000 | 1.95
KANARTIC | KEOS series | 208836319 | HRCU-A-CB-O | KEOS-12UHE-NA | KEOS-12UHE-NA | Singlezone Non-Ducted, Wall Placement | 12000 | 10300 | 2.56 | 12113 | 1.9
DURASTAR | DRA1 | 210568099 | HRCU-A-CB-O | DRA1H12S1A | DRAW12F1B | Singlezone Non-Ducted, Wall Placement | 12000 | 10300 | 2.56 | 12113 | 1.9
NG TRADE | OMEG series | 214377799 | HRCU-A-CB-O | OMEGA121E | IMEGA121E | Singlezone Non-Ducted, Wall Placement | 12000 | 10300 | 2.56 | 12113 | 1.9
ZERO | ZMSB Series | 214232448 | HRCU-A-CB-O | ZMSB-12HV-USHHC | ZMSB-12HV-USHHC | Singlezone Non-Ducted, Wall Placement | 12000 | 10300 | 2.56 | 12113 | 1.9
ECO AC | EHP series | 214232433 | HRCU-A-CB-O | EHP-O12BB | EHP-W12BB | Singlezone Non-Ducted, Wall Placement | 12000 | 10300 | 2.56 | 12113 | 1.9
BLUEFIN | BFM Series | 213769907 | HRCU-A-CB-O | BFMS12PR-01O | BFMS12PL-01I | Singlezone Non-Ducted, Wall Placement | 12000 | 10300 | 2.56 | 12113 | 1.9
AI AIR CONDITIONING | AW Series | 213769944 | HRCU-A-CB-O | AO25-12N1-M1H | AW25-12N1-M1 | Singlezone Non-Ducted, Wall Placement | 12000 | 10300 | 2.56 | 12113 | 1.9
ZERO | ZMSB Series | 214421475 | HRCU-A-CB-O | ZMSB-12HV-USHHC-O | ZMSB-12HV-USHHC-I | Singlezone Non-Ducted, Wall Placement | 12000 | 10300 | 2.56 | 12113 | 1.9
WELLS | WSA Series | 214421470 | HRCU-A-CB-O | WSA-12HFMO | WSA-12HFMI | Singlezone Non-Ducted, Wall Placement | 12000 | 10300 | 2.56 | 12113 | 1.9
LBG PRODUCTS | LBH series | 208130828 | HRCU-A-CB-O | LBHB12DVWO | LBHB12DUWI | Singlezone Non-Ducted, Wall Placement | 12000 | 10300 | 2.56 | 12113 | 1.9
COOPER&HUNTER | CH series | 210799567 | HRCU-A-CB-O | CH-HPR12-230VO | CH-12MOLVWM-230VI | Singlezone Non-Ducted, Wall Placement | 12000 | 10300 | 2.56 | 12113 | 1.9
COOPER&HUNTER | CH series | 210799692 | HRCU-A-CB-O | CH-HPR12-230VO | CH-B12MOLVWM-230VI | Singlezone Non-Ducted, Wall Placement | 12000 | 10300 | 2.56 | 12113 | 1.9
SLIMAIR | SHC series | 213886032 | HRCU-A-CB-O | SHC12VH2AG | SHM12VE2AG | Singlezone Non-Ducted, Wall Placement | 12000 | 10300 | 2.56 | 12113 | 1.9
SLIMAIR | SHC series | 208447941 | HRCU-A-CB-O | SHCD12VC2AG | SHMZ12VC2AG | Singlezone Non-Ducted, Wall Placement | 12000 | 10300 | 2.56 | 12113 | 1.9
C&H | CH series | 210665993 | HRCU-A-CB-O | CH-HPR12-230VO | CH-B12MOLVWM-230VI | Singlezone Non-Ducted, Wall Placement | 12000 | 10300 | 2.56 | 12113 | 1.9
PREMIUM LEVELLA | PIAW series | 214232461 | HRCU-A-CB-O | PIAW1232580B | PIAW1232579A | Singlezone Non-Ducted, Wall Placement | 12000 | 10300 | 2.56 | 12113 | 1.9
C&H | CH series | 207740520 | HRCU-A-CB-O | CH-HPR12-230VO | CH-12MOLVWM-230VI | Singlezone Non-Ducted, Wall Placement | 12000 | 10300 | 2.56 | 12113 | 1.9
KARDA | KARDA | 207430432 | HRCU-A-CB-O | 3KARDA12SZO | 3KARDA12UVW | Singlezone Non-Ducted, Wall Placement | 12000 | 10300 | 2.56 | 12113 | 1.9
PERFECTAIRE | 3PAMS | 207614055 | HRCU-A-CB-O | 3PAMSHH12-SZO | 3PAMSHH12-UVW | Singlezone Non-Ducted, Wall Placement | 12000 | 10300 | 2.56 | 12113 | 1.9
GOODMAN | MSH Series | 214438117 | HRCU-A-CB-O | MSH123G22MCAA | MSH123G22AXAA | Singlezone Non-Ducted, Wall Placement | 12000 | 10300 | 2.56 | 12113 | 1.9
WELLS | WSA Series | 214421469 | HRCU-A-CB-O | WSA-09HFMO | WSA-09HFMI | Singlezone Non-Ducted, Wall Placement | 12000 | 9300 | 2.5 | 11300 | 1.9
ZERO | ZMSB Series | 214421474 | HRCU-A-CB-O | ZMSB-09HV-USHHC-O | ZMSB-09HV-USHHC-I | Singlezone Non-Ducted, Wall Placement | 12000 | 9300 | 2.5 | 11300 | 1.9
AI AIR CONDITIONING | AW Series | 213769943 | HRCU-A-CB-O | AO25-09N1-M1H | AW25-09N1-M1 | Singlezone Non-Ducted, Wall Placement | 12000 | 9300 | 2.5 | 11300 | 1.9
BLUEFIN | BFM Series | 213769915 | HRCU-A-CB-O | BFMS09PR-01O | BFMS09PL-01I | Singlezone Non-Ducted, Wall Placement | 12000 | 9300 | 2.5 | 11300 | 1.9
ECO AC | EHP series | 214232432 | HRCU-A-CB-O | EHP-O09BB | EHP-W09BB | Singlezone Non-Ducted, Wall Placement | 12000 | 9300 | 2.5 | 11300 | 1.9
ZERO | ZMSB Series | 214232447 | HRCU-A-CB-O | ZMSB-09HV-USHHC | ZMSB-09HV-USHHC | Singlezone Non-Ducted, Wall Placement | 12000 | 9300 | 2.5 | 11300 | 1.9
NG TRADE | OMEG series | 214377798 | HRCU-A-CB-O | OMEGA091E | IMEGA091E | Singlezone Non-Ducted, Wall Placement | 12000 | 9300 | 2.5 | 11300 | 1.9
DURASTAR | DRA1 | 210568098 | HRCU-A-CB-O | DRA1H09S1A | DRAW09F1B | Singlezone Non-Ducted, Wall Placement | 12000 | 9300 | 2.5 | 11300 | 1.9
KANARTIC | KEOS series | 208836320 | HRCU-A-CB-O | KEOS-09UHE-NA | KEOS-09UHE-NA | Singlezone Non-Ducted, Wall Placement | 12000 | 9300 | 2.5 | 11300 | 1.9
SLIMAIR | SHC series | 208447940 | HRCU-A-CB-O | SHCD09VC2AG | SHMZ09VC2AG | Singlezone Non-Ducted, Wall Placement | 12000 | 9300 | 2.5 | 11300 | 1.9
SLIMAIR | SHC series | 213886031 | HRCU-A-CB-O | SHC09VH2AG | SHM09VE2AG | Singlezone Non-Ducted, Wall Placement | 12000 | 9300 | 2.5 | 11300 | 1.9
COOPER&HUNTER | CH series | 210799691 | HRCU-A-CB-O | CH-HPR09-230VO | CH-B09MOLVWM-230VI | Singlezone Non-Ducted, Wall Placement | 12000 | 9300 | 2.5 | 11300 | 1.9
COOPER&HUNTER | CH series | 210799566 | HRCU-A-CB-O | CH-HPR09-230VO | CH-09MOLVWM-230VI | Singlezone Non-Ducted, Wall Placement | 12000 | 9300 | 2.5 | 11300 | 1.9
LBG PRODUCTS | LBH series | 208130827 | HRCU-A-CB-O | LBHB09DVWO | LBHB09DUWI | Singlezone Non-Ducted, Wall Placement | 12000 | 9300 | 2.5 | 11300 | 1.9
PREMIUM LEVELLA | PIAW series | 214232463 | HRCU-A-CB-O | PIAW932580B | PIAW932579A | Singlezone Non-Ducted, Wall Placement | 12000 | 9300 | 2.5 | 11300 | 1.9
C&H | CH series | 210665992 | HRCU-A-CB-O | CH-HPR09-230VO | CH-B09MOLVWM-230VI | Singlezone Non-Ducted, Wall Placement | 12000 | 9300 | 2.5 | 11300 | 1.9
PERFECTAIRE | 3PAMS | 207614054 | HRCU-A-CB-O | 3PAMSHH09-SZO | 3PAMSHH09-UVW | Singlezone Non-Ducted, Wall Placement | 12000 | 9300 | 2.5 | 11300 | 1.9
KARDA | KARDA | 207430429 | HRCU-A-CB-O | 3KARDA09SZO | 3KARDA09UVW | Singlezone Non-Ducted, Wall Placement | 12000 | 9300 | 2.5 | 11300 | 1.9
C&H | CH series | 207740519 | HRCU-A-CB-O | CH-HPR09-230VO | CH-09MOLVWM-230VI | Singlezone Non-Ducted, Wall Placement | 12000 | 9300 | 2.5 | 11300 | 1.9
GOODMAN | MSH Series | 214438122 | HRCU-A-CB-O | MSH093G22MCAA | MSH093G22AXAA | Singlezone Non-Ducted, Wall Placement | 12000 | 9300 | 2.5 | 11300 | 1.9
TCL |  | 207688892 | HRCU-A-CB-O | TSC-24HA2/I3TI20 | TSC-24HA2/I3TI20-I | Singlezone Non-Ducted, Wall Placement | 24000 | 13900 | 2.75 | 16720 | 1.96
TCL |  | 207688891 | HRCU-A-CB-O | TSC-18HA2/I3TI21 | TSC-18HA2/I3TI21-I | Singlezone Non-Ducted, Wall Placement | 18000 | 10000 | 2.85 | 12600 | 2.21
WILLIS | MultiHeat | 214810331 | HMSR-A-CB-O | MZUHW18KCH21S2-O |  | Multizone All Non-Ducted | 18000 | 14700 | 2.63 | 13600 | 2.23
INFINITYLIVING | EZ Series | 214810594 | HRCU-A-CB-O | EZ-18ZPL-HP230 | EZ-18W-M | Singlezone Non-Ducted, Wall Placement | 18000 | 13800 | 2.54 | 11700 | 2.05
1HVAC | EZ Series | 214810588 | HRCU-A-CB-O | EZ-18ZPL-HP230 | EZ-18W-M | Singlezone Non-Ducted, Wall Placement | 18000 | 13800 | 2.54 | 11700 | 2.05
POLARWAVE | EZ Series | 214810606 | HRCU-A-CB-O | EZ-18ZPL-HP230 | EZ-18W-M | Singlezone Non-Ducted, Wall Placement | 18000 | 13800 | 2.54 | 11700 | 2.05
DIYCOOL | EZ Series | 214810600 | HRCU-A-CB-O | EZ-18ZPL-HP230 | EZ-18W-M | Singlezone Non-Ducted, Wall Placement | 18000 | 13800 | 2.54 | 11700 | 2.05
DIYCOOL | EZ Series | 214810599 | HRCU-A-CB-O | EZ-12ZPL-HP115 | EZ-12WPL-HP115 | Singlezone Non-Ducted, Wall Placement | 12000 | 7500 | 2.59 | 6400 | 1.95
POLARWAVE | EZ Series | 214810605 | HRCU-A-CB-O | EZ-12ZPL-HP115 | EZ-12WPL-HP115 | Singlezone Non-Ducted, Wall Placement | 12000 | 7500 | 2.59 | 6400 | 1.95
1HVAC | EZ Series | 214810587 | HRCU-A-CB-O | EZ-12ZPL-HP115 | EZ-12WPL-HP115 | Singlezone Non-Ducted, Wall Placement | 12000 | 7500 | 2.59 | 6400 | 1.95
INFINITYLIVING | EZ Series | 214810593 | HRCU-A-CB-O | EZ-12ZPL-HP115 | EZ-12WPL-HP115 | Singlezone Non-Ducted, Wall Placement | 12000 | 7500 | 2.59 | 6400 | 1.95
ELIOS | DM Series | 214810646 | HRCU-A-CB | DEA12HOS25230E8 | DM12HIDU230X5 | Singlezone Ducted, Compact Ducted | 12000 | 9300 | 2.78 | 8400 | 2.26
TRANE / MITSUBISHI ELECTRIC | M-Series | 207705480 | HRCU-A-CB-O | MUZ-GS12NA*** | NTXWST12B112** | Singlezone Non-Ducted, Wall Placement | 14400 | 9000 | 2.64 | 10100 | 2
AMERICAN STANDARD / MITSUBISHI ELECTRIC | M-Series | 207705487 | HRCU-A-CB-O | MUZ-GS12NA*** | NAXWST12B112** | Singlezone Non-Ducted, Wall Placement | 14400 | 9000 | 2.64 | 10100 | 2
MITSUBISHI ELECTRIC | M-Series | 207679244 | HRCU-A-CB-O | MUZ-GS15NA*** | MSZ-GS15NA*** | Singlezone Non-Ducted, Wall Placement | 18000 | 12100 | 2.67 | 14000 | 2.03
TRANE / MITSUBISHI ELECTRIC | M-Series | 207705482 | HRCU-A-CB-O | MUZ-GS15NA*** | NTXWST15B112** | Singlezone Non-Ducted, Wall Placement | 18000 | 12100 | 2.67 | 14000 | 2.03
AMERICAN STANDARD / MITSUBISHI ELECTRIC | M-Series | 207705488 | HRCU-A-CB-O | MUZ-GS15NA*** | NAXWST15B112** | Singlezone Non-Ducted, Wall Placement | 18000 | 12100 | 2.67 | 14000 | 2.03
MITSUBISHI ELECTRIC | M-Series | 207679249 | HRCU-A-CB-O | MUZ-GS15NAH*** | MSZ-GS15NA*** | Singlezone Non-Ducted, Wall Placement | 18000 | 12100 | 2.67 | 14000 | 1.91
JOHNSON CONTROLS | LX SERIES | 214720025 | HRCU-A-CB | HH860E2S11 | CTU60C5XGS1+TXV | Singlezone Ducted, Centrally Ducted | 47000 | 35800 | 2.56 | 35000 | 2
CHAMPION HEATING AND COOLING | LX SERIES | 214720024 | HRCU-A-CB | HH860E2S11 | CTU60C5XGS1+TXV | Singlezone Ducted, Centrally Ducted | 47000 | 35800 | 2.56 | 35000 | 2
FRASER-JOHNSTON | LX SERIES | 214720023 | HRCU-A-CB | HH860E2S11 | CTU60C5XGS1+TXV | Singlezone Ducted, Centrally Ducted | 47000 | 35800 | 2.56 | 35000 | 2
LUXAIRE | LX SERIES | 214720022 | HRCU-A-CB | HH860E2S11 | CTU60C5XGS1+TXV | Singlezone Ducted, Centrally Ducted | 47000 | 35800 | 2.56 | 35000 | 2
COLEMAN | LX SERIES | 214720021 | HRCU-A-CB | HH860E2S11 | CTU60C5XGS1+TXV | Singlezone Ducted, Centrally Ducted | 47000 | 35800 | 2.56 | 35000 | 2
YORK | LX SERIES | 214719742 | HRCU-A-CB | HH860E2S11 | CTU60C5XGS1+TXV | Singlezone Ducted, Centrally Ducted | 47000 | 35800 | 2.56 | 35000 | 2
JOHNSON CONTROLS | LX SERIES | 214397873 | HRCU-A-CB | HH860E2S11 | CTF60C5CGS1 | Singlezone Ducted, Centrally Ducted | 47000 | 35800 | 2.56 | 35000 | 2
CHAMPION HEATING AND COOLING | LX SERIES | 214397872 | HRCU-A-CB | HH860E2S11 | CTF60C5CGS1 | Singlezone Ducted, Centrally Ducted | 47000 | 35800 | 2.56 | 35000 | 2
FRASER-JOHNSTON | LX SERIES | 214397871 | HRCU-A-CB | HH860E2S11 | CTF60C5CGS1 | Singlezone Ducted, Centrally Ducted | 47000 | 35800 | 2.56 | 35000 | 2
LUXAIRE | LX SERIES | 214397870 | HRCU-A-CB | HH860E2S11 | CTF60C5CGS1 | Singlezone Ducted, Centrally Ducted | 47000 | 35800 | 2.56 | 35000 | 2
COLEMAN | LX SERIES | 214397869 | HRCU-A-CB | HH860E2S11 | CTF60C5CGS1 | Singlezone Ducted, Centrally Ducted | 47000 | 35800 | 2.56 | 35000 | 2
YORK | LX SERIES | 214395748 | HRCU-A-CB | HH860E2S11 | CTF60C5CGS1 | Singlezone Ducted, Centrally Ducted | 47000 | 35800 | 2.56 | 35000 | 2
JOHNSON CONTROLS | LX SERIES | 214396316 | HRCU-A-CB | HH860E2S11 | CTM60D5CHS1 | Singlezone Ducted, Centrally Ducted | 54500 | 37800 | 2.52 | 39500 | 2
CHAMPION HEATING AND COOLING | LX SERIES | 214396315 | HRCU-A-CB | HH860E2S11 | CTM60D5CHS1 | Singlezone Ducted, Centrally Ducted | 54500 | 37800 | 2.52 | 39500 | 2
FRASER-JOHNSTON | LX SERIES | 214396314 | HRCU-A-CB | HH860E2S11 | CTM60D5CHS1 | Singlezone Ducted, Centrally Ducted | 54500 | 37800 | 2.52 | 39500 | 2
LUXAIRE | LX SERIES | 214396313 | HRCU-A-CB | HH860E2S11 | CTM60D5CHS1 | Singlezone Ducted, Centrally Ducted | 54500 | 37800 | 2.52 | 39500 | 2
COLEMAN | LX SERIES | 214396312 | HRCU-A-CB | HH860E2S11 | CTM60D5CHS1 | Singlezone Ducted, Centrally Ducted | 54500 | 37800 | 2.52 | 39500 | 2
YORK | LX SERIES | 214395982 | HRCU-A-CB | HH860E2S11 | CTM60D5CHS1 | Singlezone Ducted, Centrally Ducted | 54500 | 37800 | 2.52 | 39500 | 2
JOHNSON CONTROLS | LX SERIES | 214397586 | HRCU-A-CB | HH860E2S11 | CTF60C5CHS1 | Singlezone Ducted, Centrally Ducted | 54500 | 38000 | 2.52 | 39500 | 2
CHAMPION HEATING AND COOLING | LX SERIES | 214397585 | HRCU-A-CB | HH860E2S11 | CTF60C5CHS1 | Singlezone Ducted, Centrally Ducted | 54500 | 38000 | 2.52 | 39500 | 2
FRASER-JOHNSTON | LX SERIES | 214397584 | HRCU-A-CB | HH860E2S11 | CTF60C5CHS1 | Singlezone Ducted, Centrally Ducted | 54500 | 38000 | 2.52 | 39500 | 2
LUXAIRE | LX SERIES | 214397583 | HRCU-A-CB | HH860E2S11 | CTF60C5CHS1 | Singlezone Ducted, Centrally Ducted | 54500 | 38000 | 2.52 | 39500 | 2
COLEMAN | LX SERIES | 214397582 | HRCU-A-CB | HH860E2S11 | CTF60C5CHS1 | Singlezone Ducted, Centrally Ducted | 54500 | 38000 | 2.52 | 39500 | 2
YORK | LX SERIES | 214395676 | HRCU-A-CB | HH860E2S11 | CTF60C5CHS1 | Singlezone Ducted, Centrally Ducted | 54500 | 38000 | 2.52 | 39500 | 2
JOHNSON CONTROLS | LX SERIES | 214397581 | HRCU-A-CB | HH860E2S11 | CTF60C5CHS1 | Singlezone Ducted, Centrally Ducted | 54500 | 38000 | 2.52 | 39500 | 2
CHAMPION HEATING AND COOLING | LX SERIES | 214397580 | HRCU-A-CB | HH860E2S11 | CTF60C5CHS1 | Singlezone Ducted, Centrally Ducted | 54500 | 38000 | 2.52 | 39500 | 2
FRASER-JOHNSTON | LX SERIES | 214397579 | HRCU-A-CB | HH860E2S11 | CTF60C5CHS1 | Singlezone Ducted, Centrally Ducted | 54500 | 38000 | 2.52 | 39500 | 2
LUXAIRE | LX SERIES | 214397578 | HRCU-A-CB | HH860E2S11 | CTF60C5CHS1 | Singlezone Ducted, Centrally Ducted | 54500 | 38000 | 2.52 | 39500 | 2
COLEMAN | LX SERIES | 214397577 | HRCU-A-CB | HH860E2S11 | CTF60C5CHS1 | Singlezone Ducted, Centrally Ducted | 54500 | 38000 | 2.52 | 39500 | 2
YORK | LX SERIES | 214395675 | HRCU-A-CB | HH860E2S11 | CTF60C5CHS1 | Singlezone Ducted, Centrally Ducted | 54500 | 38000 | 2.52 | 39500 | 2
JOHNSON CONTROLS | LX SERIES | 214397512 | HRCU-A-CB | HH860E2S11 | CTM60D5CGS1 | Singlezone Ducted, Centrally Ducted | 46500 | 35200 | 2.5 | 34800 | 2
CHAMPION HEATING AND COOLING | LX SERIES | 214397511 | HRCU-A-CB | HH860E2S11 | CTM60D5CGS1 | Singlezone Ducted, Centrally Ducted | 46500 | 35200 | 2.5 | 34800 | 2
FRASER-JOHNSTON | LX SERIES | 214397510 | HRCU-A-CB | HH860E2S11 | CTM60D5CGS1 | Singlezone Ducted, Centrally Ducted | 46500 | 35200 | 2.5 | 34800 | 2
LUXAIRE | LX SERIES | 214397509 | HRCU-A-CB | HH860E2S11 | CTM60D5CGS1 | Singlezone Ducted, Centrally Ducted | 46500 | 35200 | 2.5 | 34800 | 2
COLEMAN | LX SERIES | 214397508 | HRCU-A-CB | HH860E2S11 | CTM60D5CGS1 | Singlezone Ducted, Centrally Ducted | 46500 | 35200 | 2.5 | 34800 | 2
YORK | LX SERIES | 214395656 | HRCU-A-CB | HH860E2S11 | CTM60D5CGS1 | Singlezone Ducted, Centrally Ducted | 46500 | 35200 | 2.5 | 34800 | 2
JOHNSON CONTROLS | LX SERIES | 214397433 | HRCU-A-CB | HH860E2S11 | CTF60D5CGS1+JMVT20DC2N1 | Singlezone Ducted, Centrally Ducted | 44500 | 33000 | 2.56 | 33400 | 2
CHAMPION HEATING AND COOLING | LX SERIES | 214397432 | HRCU-A-CB | HH860E2S11 | CTF60D5CGS1+JMVT20DC2N1 | Singlezone Ducted, Centrally Ducted | 44500 | 33000 | 2.56 | 33400 | 2
FRASER-JOHNSTON | LX SERIES | 214397431 | HRCU-A-CB | HH860E2S11 | CTF60D5CGS1+JMVT20DC2N1 | Singlezone Ducted, Centrally Ducted | 44500 | 33000 | 2.56 | 33400 | 2
LUXAIRE | LX SERIES | 214397430 | HRCU-A-CB | HH860E2S11 | CTF60D5CGS1+JMVT20DC2N1 | Singlezone Ducted, Centrally Ducted | 44500 | 33000 | 2.56 | 33400 | 2
COLEMAN | LX SERIES | 214397429 | HRCU-A-CB | HH860E2S11 | CTF60D5CGS1+JMVT20DC2N1 | Singlezone Ducted, Centrally Ducted | 44500 | 33000 | 2.56 | 33400 | 2
YORK | LX SERIES | 214395639 | HRCU-A-CB | HH860E2S11 | CTF60D5CGS1+JMVT20DC2N1 | Singlezone Ducted, Centrally Ducted | 44500 | 33000 | 2.56 | 33400 | 2
LUXAIRE | LX SERIES | 214719975 | HRCU-A-CB | HH860E2S11 | CTU60C5XGS1+TXV | Singlezone Ducted, Centrally Ducted | 45000 | 33600 | 2.5 | 33800 | 2
COLEMAN | LX SERIES | 214719974 | HRCU-A-CB | HH860E2S11 | CTU60C5XGS1+TXV | Singlezone Ducted, Centrally Ducted | 45000 | 33600 | 2.5 | 33800 | 2
YORK | LX SERIES | 214719805 | HRCU-A-CB | HH860E2S11 | CTU60C5XGS1+TXV | Singlezone Ducted, Centrally Ducted | 45000 | 33600 | 2.5 | 33800 | 2
LUXAIRE | LX SERIES | 214719973 | HRCU-A-CB | HH860E2S11 | CTU60C5XGS1+TXV | Singlezone Ducted, Centrally Ducted | 45000 | 33600 | 2.5 | 33800 | 2
COLEMAN | LX SERIES | 214719972 | HRCU-A-CB | HH860E2S11 | CTU60C5XGS1+TXV | Singlezone Ducted, Centrally Ducted | 45000 | 33600 | 2.5 | 33800 | 2
YORK | LX SERIES | 214719804 | HRCU-A-CB | HH860E2S11 | CTU60C5XGS1+TXV | Singlezone Ducted, Centrally Ducted | 45000 | 33600 | 2.5 | 33800 | 2
JOHNSON CONTROLS | LX SERIES | 214719971 | HRCU-A-CB | HH860E2S11 | CTU60C5XGS1+TXV | Singlezone Ducted, Centrally Ducted | 45000 | 33600 | 2.5 | 33800 | 2
CHAMPION HEATING AND COOLING | LX SERIES | 214719970 | HRCU-A-CB | HH860E2S11 | CTU60C5XGS1+TXV | Singlezone Ducted, Centrally Ducted | 45000 | 33600 | 2.5 | 33800 | 2
FRASER-JOHNSTON | LX SERIES | 214719969 | HRCU-A-CB | HH860E2S11 | CTU60C5XGS1+TXV | Singlezone Ducted, Centrally Ducted | 45000 | 33600 | 2.5 | 33800 | 2
LUXAIRE | LX SERIES | 214719968 | HRCU-A-CB | HH860E2S11 | CTU60C5XGS1+TXV | Singlezone Ducted, Centrally Ducted | 45000 | 33600 | 2.5 | 33800 | 2
COLEMAN | LX SERIES | 214719967 | HRCU-A-CB | HH860E2S11 | CTU60C5XGS1+TXV | Singlezone Ducted, Centrally Ducted | 45000 | 33600 | 2.5 | 33800 | 2
YORK | LX SERIES | 214719803 | HRCU-A-CB | HH860E2S11 | CTU60C5XGS1+TXV | Singlezone Ducted, Centrally Ducted | 45000 | 33600 | 2.5 | 33800 | 2
JOHNSON CONTROLS | LX SERIES | 214719964 | HRCU-A-CB | HH860E2S11 | CTU60C5XGS1+TXV | Singlezone Ducted, Centrally Ducted | 45000 | 33600 | 2.5 | 33800 | 2
CHAMPION HEATING AND COOLING | LX SERIES | 214719963 | HRCU-A-CB | HH860E2S11 | CTU60C5XGS1+TXV | Singlezone Ducted, Centrally Ducted | 45000 | 33600 | 2.5 | 33800 | 2
FRASER-JOHNSTON | LX SERIES | 214719962 | HRCU-A-CB | HH860E2S11 | CTU60C5XGS1+TXV | Singlezone Ducted, Centrally Ducted | 45000 | 33600 | 2.5 | 33800 | 2
LUXAIRE | LX SERIES | 214719961 | HRCU-A-CB | HH860E2S11 | CTU60C5XGS1+TXV | Singlezone Ducted, Centrally Ducted | 45000 | 33600 | 2.5 | 33800 | 2
COLEMAN | LX SERIES | 214719960 | HRCU-A-CB | HH860E2S11 | CTU60C5XGS1+TXV | Singlezone Ducted, Centrally Ducted | 45000 | 33600 | 2.5 | 33800 | 2
YORK | LX SERIES | 214719802 | HRCU-A-CB | HH860E2S11 | CTU60C5XGS1+TXV | Singlezone Ducted, Centrally Ducted | 45000 | 33600 | 2.5 | 33800 | 2
JOHNSON CONTROLS | LX SERIES | 214719959 | HRCU-A-CB | HH860E2S11 | CTU60C5XGS1+TXV | Singlezone Ducted, Centrally Ducted | 45000 | 33600 | 2.5 | 33800 | 2
CHAMPION HEATING AND COOLING | LX SERIES | 214719958 | HRCU-A-CB | HH860E2S11 | CTU60C5XGS1+TXV | Singlezone Ducted, Centrally Ducted | 45000 | 33600 | 2.5 | 33800 | 2
FRASER-JOHNSTON | LX SERIES | 214719957 | HRCU-A-CB | HH860E2S11 | CTU60C5XGS1+TXV | Singlezone Ducted, Centrally Ducted | 45000 | 33600 | 2.5 | 33800 | 2
LUXAIRE | LX SERIES | 214719956 | HRCU-A-CB | HH860E2S11 | CTU60C5XGS1+TXV | Singlezone Ducted, Centrally Ducted | 45000 | 33600 | 2.5 | 33800 | 2
COLEMAN | LX SERIES | 214719955 | HRCU-A-CB | HH860E2S11 | CTU60C5XGS1+TXV | Singlezone Ducted, Centrally Ducted | 45000 | 33600 | 2.5 | 33800 | 2
YORK | LX SERIES | 214719801 | HRCU-A-CB | HH860E2S11 | CTU60C5XGS1+TXV | Singlezone Ducted, Centrally Ducted | 45000 | 33600 | 2.5 | 33800 | 2
JOHNSON CONTROLS | LX SERIES | 214719954 | HRCU-A-CB | HH860E2S11 | CTU60C5XGS1+TXV | Singlezone Ducted, Centrally Ducted | 45000 | 33600 | 2.5 | 33800 | 2
CHAMPION HEATING AND COOLING | LX SERIES | 214719953 | HRCU-A-CB | HH860E2S11 | CTU60C5XGS1+TXV | Singlezone Ducted, Centrally Ducted | 45000 | 33600 | 2.5 | 33800 | 2
FRASER-JOHNSTON | LX SERIES | 214719952 | HRCU-A-CB | HH860E2S11 | CTU60C5XGS1+TXV | Singlezone Ducted, Centrally Ducted | 45000 | 33600 | 2.5 | 33800 | 2
LUXAIRE | LX SERIES | 214719951 | HRCU-A-CB | HH860E2S11 | CTU60C5XGS1+TXV | Singlezone Ducted, Centrally Ducted | 45000 | 33600 | 2.5 | 33800 | 2
COLEMAN | LX SERIES | 214719950 | HRCU-A-CB | HH860E2S11 | CTU60C5XGS1+TXV | Singlezone Ducted, Centrally Ducted | 45000 | 33600 | 2.5 | 33800 | 2
YORK | LX SERIES | 214719800 | HRCU-A-CB | HH860E2S11 | CTU60C5XGS1+TXV | Singlezone Ducted, Centrally Ducted | 45000 | 33600 | 2.5 | 33800 | 2
JOHNSON CONTROLS | LX SERIES | 214719949 | HRCU-A-CB | HH860E2S11 | CTU60C5XGS1+TXV | Singlezone Ducted, Centrally Ducted | 45000 | 33600 | 2.5 | 33800 | 2
CHAMPION HEATING AND COOLING | LX SERIES | 214719948 | HRCU-A-CB | HH860E2S11 | CTU60C5XGS1+TXV | Singlezone Ducted, Centrally Ducted | 45000 | 33600 | 2.5 | 33800 | 2
FRASER-JOHNSTON | LX SERIES | 214719947 | HRCU-A-CB | HH860E2S11 | CTU60C5XGS1+TXV | Singlezone Ducted, Centrally Ducted | 45000 | 33600 | 2.5 | 33800 | 2
LUXAIRE | LX SERIES | 214719946 | HRCU-A-CB | HH860E2S11 | CTU60C5XGS1+TXV | Singlezone Ducted, Centrally Ducted | 45000 | 33600 | 2.5 | 33800 | 2
COLEMAN | LX SERIES | 214719945 | HRCU-A-CB | HH860E2S11 | CTU60C5XGS1+TXV | Singlezone Ducted, Centrally Ducted | 45000 | 33600 | 2.5 | 33800 | 2
YORK | LX SERIES | 214719799 | HRCU-A-CB | HH860E2S11 | CTU60C5XGS1+TXV | Singlezone Ducted, Centrally Ducted | 45000 | 33600 | 2.5 | 33800 | 2
LUXAIRE | LX SERIES | 214398284 | HRCU-A-CB | HH860E2S11 | CTF60C5CGS1 | Singlezone Ducted, Centrally Ducted | 45000 | 33600 | 2.5 | 33800 | 2
COLEMAN | LX SERIES | 214398283 | HRCU-A-CB | HH860E2S11 | CTF60C5CGS1 | Singlezone Ducted, Centrally Ducted | 45000 | 33600 | 2.5 | 33800 | 2
YORK | LX SERIES | 214395851 | HRCU-A-CB | HH860E2S11 | CTF60C5CGS1 | Singlezone Ducted, Centrally Ducted | 45000 | 33600 | 2.5 | 33800 | 2
LUXAIRE | LX SERIES | 214398282 | HRCU-A-CB | HH860E2S11 | CTF60C5CGS1 | Singlezone Ducted, Centrally Ducted | 45000 | 33600 | 2.5 | 33800 | 2
COLEMAN | LX SERIES | 214398281 | HRCU-A-CB | HH860E2S11 | CTF60C5CGS1 | Singlezone Ducted, Centrally Ducted | 45000 | 33600 | 2.5 | 33800 | 2
YORK | LX SERIES | 214395850 | HRCU-A-CB | HH860E2S11 | CTF60C5CGS1 | Singlezone Ducted, Centrally Ducted | 45000 | 33600 | 2.5 | 33800 | 2
JOHNSON CONTROLS | LX SERIES | 214398280 | HRCU-A-CB | HH860E2S11 | CTF60C5CGS1 | Singlezone Ducted, Centrally Ducted | 45000 | 33600 | 2.5 | 33800 | 2
CHAMPION HEATING AND COOLING | LX SERIES | 214398279 | HRCU-A-CB | HH860E2S11 | CTF60C5CGS1 | Singlezone Ducted, Centrally Ducted | 45000 | 33600 | 2.5 | 33800 | 2
FRASER-JOHNSTON | LX SERIES | 214398278 | HRCU-A-CB | HH860E2S11 | CTF60C5CGS1 | Singlezone Ducted, Centrally Ducted | 45000 | 33600 | 2.5 | 33800 | 2
LUXAIRE | LX SERIES | 214398277 | HRCU-A-CB | HH860E2S11 | CTF60C5CGS1 | Singlezone Ducted, Centrally Ducted | 45000 | 33600 | 2.5 | 33800 | 2
COLEMAN | LX SERIES | 214398276 | HRCU-A-CB | HH860E2S11 | CTF60C5CGS1 | Singlezone Ducted, Centrally Ducted | 45000 | 33600 | 2.5 | 33800 | 2
YORK | LX SERIES | 214395849 | HRCU-A-CB | HH860E2S11 | CTF60C5CGS1 | Singlezone Ducted, Centrally Ducted | 45000 | 33600 | 2.5 | 33800 | 2
JOHNSON CONTROLS | LX SERIES | 214398275 | HRCU-A-CB | HH860E2S11 | CTF60C5CGS1 | Singlezone Ducted, Centrally Ducted | 45000 | 33600 | 2.5 | 33800 | 2
CHAMPION HEATING AND COOLING | LX SERIES | 214398274 | HRCU-A-CB | HH860E2S11 | CTF60C5CGS1 | Singlezone Ducted, Centrally Ducted | 45000 | 33600 | 2.5 | 33800 | 2
FRASER-JOHNSTON | LX SERIES | 214398273 | HRCU-A-CB | HH860E2S11 | CTF60C5CGS1 | Singlezone Ducted, Centrally Ducted | 45000 | 33600 | 2.5 | 33800 | 2
LUXAIRE | LX SERIES | 214398272 | HRCU-A-CB | HH860E2S11 | CTF60C5CGS1 | Singlezone Ducted, Centrally Ducted | 45000 | 33600 | 2.5 | 33800 | 2
COLEMAN | LX SERIES | 214398271 | HRCU-A-CB | HH860E2S11 | CTF60C5CGS1 | Singlezone Ducted, Centrally Ducted | 45000 | 33600 | 2.5 | 33800 | 2
YORK | LX SERIES | 214395848 | HRCU-A-CB | HH860E2S11 | CTF60C5CGS1 | Singlezone Ducted, Centrally Ducted | 45000 | 33600 | 2.5 | 33800 | 2
JOHNSON CONTROLS | LX SERIES | 214398270 | HRCU-A-CB | HH860E2S11 | CTF60C5CGS1 | Singlezone Ducted, Centrally Ducted | 45000 | 33600 | 2.5 | 33800 | 2
CHAMPION HEATING AND COOLING | LX SERIES | 214398269 | HRCU-A-CB | HH860E2S11 | CTF60C5CGS1 | Singlezone Ducted, Centrally Ducted | 45000 | 33600 | 2.5 | 33800 | 2
FRASER-JOHNSTON | LX SERIES | 214398268 | HRCU-A-CB | HH860E2S11 | CTF60C5CGS1 | Singlezone Ducted, Centrally Ducted | 45000 | 33600 | 2.5 | 33800 | 2
LUXAIRE | LX SERIES | 214398267 | HRCU-A-CB | HH860E2S11 | CTF60C5CGS1 | Singlezone Ducted, Centrally Ducted | 45000 | 33600 | 2.5 | 33800 | 2
COLEMAN | LX SERIES | 214398266 | HRCU-A-CB | HH860E2S11 | CTF60C5CGS1 | Singlezone Ducted, Centrally Ducted | 45000 | 33600 | 2.5 | 33800 | 2
YORK | LX SERIES | 214395847 | HRCU-A-CB | HH860E2S11 | CTF60C5CGS1 | Singlezone Ducted, Centrally Ducted | 45000 | 33600 | 2.5 | 33800 | 2
JOHNSON CONTROLS | LX SERIES | 214398265 | HRCU-A-CB | HH860E2S11 | CTF60C5CGS1 | Singlezone Ducted, Centrally Ducted | 45000 | 33600 | 2.5 | 33800 | 2
COLEMAN | LX SERIES | 214421551 | HRCU-A-CB | HH860E2S11 | CTM60D5CJS1+JMET18DS2N1 | Singlezone Ducted, Centrally Ducted | 54000 | 37200 | 2.64 | 39000 | 2
YORK | LX SERIES | 214421503 | HRCU-A-CB | HH860E2S11 | CTM60D5CJS1+JMET18DS2N1 | Singlezone Ducted, Centrally Ducted | 54000 | 37200 | 2.64 | 39000 | 2
JOHNSON CONTROLS | LX SERIES | 214397636 | HRCU-A-CB | HH860E2S11 | CTF60C5CHS1 | Singlezone Ducted, Centrally Ducted | 55000 | 38000 | 2.54 | 40000 | 2
CHAMPION HEATING AND COOLING | LX SERIES | 214397635 | HRCU-A-CB | HH860E2S11 | CTF60C5CHS1 | Singlezone Ducted, Centrally Ducted | 55000 | 38000 | 2.54 | 40000 | 2
FRASER-JOHNSTON | LX SERIES | 214397634 | HRCU-A-CB | HH860E2S11 | CTF60C5CHS1 | Singlezone Ducted, Centrally Ducted | 55000 | 38000 | 2.54 | 40000 | 2
LUXAIRE | LX SERIES | 214397633 | HRCU-A-CB | HH860E2S11 | CTF60C5CHS1 | Singlezone Ducted, Centrally Ducted | 55000 | 38000 | 2.54 | 40000 | 2
COLEMAN | LX SERIES | 214397632 | HRCU-A-CB | HH860E2S11 | CTF60C5CHS1 | Singlezone Ducted, Centrally Ducted | 55000 | 38000 | 2.54 | 40000 | 2
YORK | LX SERIES | 214395686 | HRCU-A-CB | HH860E2S11 | CTF60C5CHS1 | Singlezone Ducted, Centrally Ducted | 55000 | 38000 | 2.54 | 40000 | 2
JOHNSON CONTROLS | LX SERIES | 214396759 | HRCU-A-CB | HH860E2S11 | CTM60C5CHS1 | Singlezone Ducted, Centrally Ducted | 55000 | 38000 | 2.54 | 40000 | 2
CHAMPION HEATING AND COOLING | LX SERIES | 214396758 | HRCU-A-CB | HH860E2S11 | CTM60C5CHS1 | Singlezone Ducted, Centrally Ducted | 55000 | 38000 | 2.54 | 40000 | 2
FRASER-JOHNSTON | LX SERIES | 214396757 | HRCU-A-CB | HH860E2S11 | CTM60C5CHS1 | Singlezone Ducted, Centrally Ducted | 55000 | 38000 | 2.54 | 40000 | 2
LUXAIRE | LX SERIES | 214396756 | HRCU-A-CB | HH860E2S11 | CTM60C5CHS1 | Singlezone Ducted, Centrally Ducted | 55000 | 38000 | 2.54 | 40000 | 2
COLEMAN | LX SERIES | 214396755 | HRCU-A-CB | HH860E2S11 | CTM60C5CHS1 | Singlezone Ducted, Centrally Ducted | 55000 | 38000 | 2.54 | 40000 | 2
YORK | LX SERIES | 214396088 | HRCU-A-CB | HH860E2S11 | CTM60C5CHS1 | Singlezone Ducted, Centrally Ducted | 55000 | 38000 | 2.54 | 40000 | 2
JOHNSON CONTROLS | LX SERIES | 214398440 | HRCU-A-CB | HH860E2S11 | CTF60C5CHS1 | Singlezone Ducted, Centrally Ducted | 55000 | 38000 | 2.54 | 40000 | 2
CHAMPION HEATING AND COOLING | LX SERIES | 214398439 | HRCU-A-CB | HH860E2S11 | CTF60C5CHS1 | Singlezone Ducted, Centrally Ducted | 55000 | 38000 | 2.54 | 40000 | 2
FRASER-JOHNSTON | LX SERIES | 214398438 | HRCU-A-CB | HH860E2S11 | CTF60C5CHS1 | Singlezone Ducted, Centrally Ducted | 55000 | 38000 | 2.54 | 40000 | 2
LUXAIRE | LX SERIES | 214398437 | HRCU-A-CB | HH860E2S11 | CTF60C5CHS1 | Singlezone Ducted, Centrally Ducted | 55000 | 38000 | 2.54 | 40000 | 2
COLEMAN | LX SERIES | 214398436 | HRCU-A-CB | HH860E2S11 | CTF60C5CHS1 | Singlezone Ducted, Centrally Ducted | 55000 | 38000 | 2.54 | 40000 | 2
YORK | LX SERIES | 214395889 | HRCU-A-CB | HH860E2S11 | CTF60C5CHS1 | Singlezone Ducted, Centrally Ducted | 55000 | 38000 | 2.54 | 40000 | 2
JOHNSON CONTROLS | LX SERIES | 214398435 | HRCU-A-CB | HH860E2S11 | CTF60C5CHS1 | Singlezone Ducted, Centrally Ducted | 55000 | 38000 | 2.54 | 40000 | 2
CHAMPION HEATING AND COOLING | LX SERIES | 214398434 | HRCU-A-CB | HH860E2S11 | CTF60C5CHS1 | Singlezone Ducted, Centrally Ducted | 55000 | 38000 | 2.54 | 40000 | 2
FRASER-JOHNSTON | LX SERIES | 214398433 | HRCU-A-CB | HH860E2S11 | CTF60C5CHS1 | Singlezone Ducted, Centrally Ducted | 55000 | 38000 | 2.54 | 40000 | 2
LUXAIRE | LX SERIES | 214398432 | HRCU-A-CB | HH860E2S11 | CTF60C5CHS1 | Singlezone Ducted, Centrally Ducted | 55000 | 38000 | 2.54 | 40000 | 2
COLEMAN | LX SERIES | 214398431 | HRCU-A-CB | HH860E2S11 | CTF60C5CHS1 | Singlezone Ducted, Centrally Ducted | 55000 | 38000 | 2.54 | 40000 | 2
YORK | LX SERIES | 214395888 | HRCU-A-CB | HH860E2S11 | CTF60C5CHS1 | Singlezone Ducted, Centrally Ducted | 55000 | 38000 | 2.54 | 40000 | 2
JOHNSON CONTROLS | LX SERIES | 214397171 | HRCU-A-CB | HH860E2S11 | CTF60D5CHS1+JMC20D2SN1 | Singlezone Ducted, Centrally Ducted | 53000 | 36600 | 2.6 | 38000 | 2
CHAMPION HEATING AND COOLING | LX SERIES | 214397170 | HRCU-A-CB | HH860E2S11 | CTF60D5CHS1+JMC20D2SN1 | Singlezone Ducted, Centrally Ducted | 53000 | 36600 | 2.6 | 38000 | 2
FRASER-JOHNSTON | LX SERIES | 214397169 | HRCU-A-CB | HH860E2S11 | CTF60D5CHS1+JMC20D2SN1 | Singlezone Ducted, Centrally Ducted | 53000 | 36600 | 2.6 | 38000 | 2
LUXAIRE | LX SERIES | 214397168 | HRCU-A-CB | HH860E2S11 | CTF60D5CHS1+JMC20D2SN1 | Singlezone Ducted, Centrally Ducted | 53000 | 36600 | 2.6 | 38000 | 2
COLEMAN | LX SERIES | 214397167 | HRCU-A-CB | HH860E2S11 | CTF60D5CHS1+JMC20D2SN1 | Singlezone Ducted, Centrally Ducted | 53000 | 36600 | 2.6 | 38000 | 2
YORK | LX SERIES | 214396181 | HRCU-A-CB | HH860E2S11 | CTF60D5CHS1+JMC20D2SN1 | Singlezone Ducted, Centrally Ducted | 53000 | 36600 | 2.6 | 38000 | 2
JOHNSON CONTROLS | LX SERIES | 214396734 | HRCU-A-CB | HH860E2S11 | CTF60C5CHS1 | Singlezone Ducted, Centrally Ducted | 53500 | 36800 | 2.56 | 38500 | 2
CHAMPION HEATING AND COOLING | LX SERIES | 214396733 | HRCU-A-CB | HH860E2S11 | CTF60C5CHS1 | Singlezone Ducted, Centrally Ducted | 53500 | 36800 | 2.56 | 38500 | 2
FRASER-JOHNSTON | LX SERIES | 214396732 | HRCU-A-CB | HH860E2S11 | CTF60C5CHS1 | Singlezone Ducted, Centrally Ducted | 53500 | 36800 | 2.56 | 38500 | 2
LUXAIRE | LX SERIES | 214396731 | HRCU-A-CB | HH860E2S11 | CTF60C5CHS1 | Singlezone Ducted, Centrally Ducted | 53500 | 36800 | 2.56 | 38500 | 2
COLEMAN | LX SERIES | 214396730 | HRCU-A-CB | HH860E2S11 | CTF60C5CHS1 | Singlezone Ducted, Centrally Ducted | 53500 | 36800 | 2.56 | 38500 | 2
YORK | LX SERIES | 214396082 | HRCU-A-CB | HH860E2S11 | CTF60C5CHS1 | Singlezone Ducted, Centrally Ducted | 53500 | 36800 | 2.56 | 38500 | 2
JOHNSON CONTROLS | LX SERIES | 214398408 | HRCU-A-CB | HH860E2S11 | CTM60C5CHS1 | Singlezone Ducted, Centrally Ducted | 53500 | 36800 | 2.54 | 38500 | 2
CHAMPION HEATING AND COOLING | LX SERIES | 214398407 | HRCU-A-CB | HH860E2S11 | CTM60C5CHS1 | Singlezone Ducted, Centrally Ducted | 53500 | 36800 | 2.54 | 38500 | 2
FRASER-JOHNSTON | LX SERIES | 214398406 | HRCU-A-CB | HH860E2S11 | CTM60C5CHS1 | Singlezone Ducted, Centrally Ducted | 53500 | 36800 | 2.54 | 38500 | 2
LUXAIRE | LX SERIES | 214398405 | HRCU-A-CB | HH860E2S11 | CTM60C5CHS1 | Singlezone Ducted, Centrally Ducted | 53500 | 36800 | 2.54 | 38500 | 2
COLEMAN | LX SERIES | 214398404 | HRCU-A-CB | HH860E2S11 | CTM60C5CHS1 | Singlezone Ducted, Centrally Ducted | 53500 | 36800 | 2.54 | 38500 | 2
YORK | LX SERIES | 214395882 | HRCU-A-CB | HH860E2S11 | CTM60C5CHS1 | Singlezone Ducted, Centrally Ducted | 53500 | 36800 | 2.54 | 38500 | 2
JOHNSON CONTROLS | LX SERIES | 214397079 | HRCU-A-CB | HH860E2S11 | CTM60D5CGS1 | Singlezone Ducted, Centrally Ducted | 47000 | 35800 | 2.56 | 35000 | 2
CHAMPION HEATING AND COOLING | LX SERIES | 214397078 | HRCU-A-CB | HH860E2S11 | CTM60D5CGS1 | Singlezone Ducted, Centrally Ducted | 47000 | 35800 | 2.56 | 35000 | 2
FRASER-JOHNSTON | LX SERIES | 214397077 | HRCU-A-CB | HH860E2S11 | CTM60D5CGS1 | Singlezone Ducted, Centrally Ducted | 47000 | 35800 | 2.56 | 35000 | 2
LUXAIRE | LX SERIES | 214397076 | HRCU-A-CB | HH860E2S11 | CTM60D5CGS1 | Singlezone Ducted, Centrally Ducted | 47000 | 35800 | 2.56 | 35000 | 2
COLEMAN | LX SERIES | 214397075 | HRCU-A-CB | HH860E2S11 | CTM60D5CGS1 | Singlezone Ducted, Centrally Ducted | 47000 | 35800 | 2.56 | 35000 | 2
YORK | LX SERIES | 214396161 | HRCU-A-CB | HH860E2S11 | CTM60D5CGS1 | Singlezone Ducted, Centrally Ducted | 47000 | 35800 | 2.56 | 35000 | 2
JOHNSON CONTROLS | LX SERIES | 214397074 | HRCU-A-CB | HH860E2S11 | CTM60D5CGS1 | Singlezone Ducted, Centrally Ducted | 47000 | 35800 | 2.56 | 35000 | 2
CHAMPION HEATING AND COOLING | LX SERIES | 214397073 | HRCU-A-CB | HH860E2S11 | CTM60D5CGS1 | Singlezone Ducted, Centrally Ducted | 47000 | 35800 | 2.56 | 35000 | 2
FRASER-JOHNSTON | LX SERIES | 214397072 | HRCU-A-CB | HH860E2S11 | CTM60D5CGS1 | Singlezone Ducted, Centrally Ducted | 47000 | 35800 | 2.56 | 35000 | 2
LUXAIRE | LX SERIES | 214397071 | HRCU-A-CB | HH860E2S11 | CTM60D5CGS1 | Singlezone Ducted, Centrally Ducted | 47000 | 35800 | 2.56 | 35000 | 2
COLEMAN | LX SERIES | 214397070 | HRCU-A-CB | HH860E2S11 | CTM60D5CGS1 | Singlezone Ducted, Centrally Ducted | 47000 | 35800 | 2.56 | 35000 | 2
YORK | LX SERIES | 214396160 | HRCU-A-CB | HH860E2S11 | CTM60D5CGS1 | Singlezone Ducted, Centrally Ducted | 47000 | 35800 | 2.56 | 35000 | 2
JOHNSON CONTROLS | LX SERIES | 214397463 | HRCU-A-CB | HH860E2S11 | CTF60C5CGS1 | Singlezone Ducted, Centrally Ducted | 45000 | 33400 | 2.5 | 33800 | 2
CHAMPION HEATING AND COOLING | LX SERIES | 214397462 | HRCU-A-CB | HH860E2S11 | CTF60C5CGS1 | Singlezone Ducted, Centrally Ducted | 45000 | 33400 | 2.5 | 33800 | 2
FRASER-JOHNSTON | LX SERIES | 214397461 | HRCU-A-CB | HH860E2S11 | CTF60C5CGS1 | Singlezone Ducted, Centrally Ducted | 45000 | 33400 | 2.5 | 33800 | 2
LUXAIRE | LX SERIES | 214397460 | HRCU-A-CB | HH860E2S11 | CTF60C5CGS1 | Singlezone Ducted, Centrally Ducted | 45000 | 33400 | 2.5 | 33800 | 2
COLEMAN | LX SERIES | 214397459 | HRCU-A-CB | HH860E2S11 | CTF60C5CGS1 | Singlezone Ducted, Centrally Ducted | 45000 | 33400 | 2.5 | 33800 | 2
YORK | LX SERIES | 214395645 | HRCU-A-CB | HH860E2S11 | CTF60C5CGS1 | Singlezone Ducted, Centrally Ducted | 45000 | 33400 | 2.5 | 33800 | 2
JOHNSON CONTROLS | LX SERIES | 214397458 | HRCU-A-CB | HH860E2S11 | CTF60C5CGS1 | Singlezone Ducted, Centrally Ducted | 45000 | 33400 | 2.5 | 33800 | 2
CHAMPION HEATING AND COOLING | LX SERIES | 214397457 | HRCU-A-CB | HH860E2S11 | CTF60C5CGS1 | Singlezone Ducted, Centrally Ducted | 45000 | 33400 | 2.5 | 33800 | 2
FRASER-JOHNSTON | LX SERIES | 214397456 | HRCU-A-CB | HH860E2S11 | CTF60C5CGS1 | Singlezone Ducted, Centrally Ducted | 45000 | 33400 | 2.5 | 33800 | 2
LUXAIRE | LX SERIES | 214397455 | HRCU-A-CB | HH860E2S11 | CTF60C5CGS1 | Singlezone Ducted, Centrally Ducted | 45000 | 33400 | 2.5 | 33800 | 2
COLEMAN | LX SERIES | 214397454 | HRCU-A-CB | HH860E2S11 | CTF60C5CGS1 | Singlezone Ducted, Centrally Ducted | 45000 | 33400 | 2.5 | 33800 | 2
YORK | LX SERIES | 214395644 | HRCU-A-CB | HH860E2S11 | CTF60C5CGS1 | Singlezone Ducted, Centrally Ducted | 45000 | 33400 | 2.5 | 33800 | 2
FRASER-JOHNSTON | LX SERIES | 214396752 | HRCU-A-CB | HH860E2S11 | CTF60D5CHS1 | Singlezone Ducted, Centrally Ducted | 55000 | 38000 | 2.56 | 40000 | 2
LUXAIRE | LX SERIES | 214396751 | HRCU-A-CB | HH860E2S11 | CTF60D5CHS1 | Singlezone Ducted, Centrally Ducted | 55000 | 38000 | 2.56 | 40000 | 2
COLEMAN | LX SERIES | 214396750 | HRCU-A-CB | HH860E2S11 | CTF60D5CHS1 | Singlezone Ducted, Centrally Ducted | 55000 | 38000 | 2.56 | 40000 | 2
YORK | LX SERIES | 214396086 | HRCU-A-CB | HH860E2S11 | CTF60D5CHS1 | Singlezone Ducted, Centrally Ducted | 55000 | 38000 | 2.56 | 40000 | 2
JOHNSON CONTROLS | LX SERIES | 214396749 | HRCU-A-CB | HH860E2S11 | CTF60D5CHS1 | Singlezone Ducted, Centrally Ducted | 55000 | 38000 | 2.56 | 40000 | 2
CHAMPION HEATING AND COOLING | LX SERIES | 214396748 | HRCU-A-CB | HH860E2S11 | CTF60D5CHS1 | Singlezone Ducted, Centrally Ducted | 55000 | 38000 | 2.56 | 40000 | 2
FRASER-JOHNSTON | LX SERIES | 214396747 | HRCU-A-CB | HH860E2S11 | CTF60D5CHS1 | Singlezone Ducted, Centrally Ducted | 55000 | 38000 | 2.56 | 40000 | 2
LUXAIRE | LX SERIES | 214396746 | HRCU-A-CB | HH860E2S11 | CTF60D5CHS1 | Singlezone Ducted, Centrally Ducted | 55000 | 38000 | 2.56 | 40000 | 2
COLEMAN | LX SERIES | 214396745 | HRCU-A-CB | HH860E2S11 | CTF60D5CHS1 | Singlezone Ducted, Centrally Ducted | 55000 | 38000 | 2.56 | 40000 | 2
YORK | LX SERIES | 214396085 | HRCU-A-CB | HH860E2S11 | CTF60D5CHS1 | Singlezone Ducted, Centrally Ducted | 55000 | 38000 | 2.56 | 40000 | 2
JOHNSON CONTROLS | LX SERIES | 214650397 | HRCU-A-CB | HH860E2S11 | CTU60D5XHS1+TXV | Singlezone Ducted, Centrally Ducted | 54500 | 37800 | 2.52 | 39500 | 2
CHAMPION HEATING AND COOLING | LX SERIES | 214650392 | HRCU-A-CB | HH860E2S11 | CTU60D5XHS1+TXV | Singlezone Ducted, Centrally Ducted | 54500 | 37800 | 2.52 | 39500 | 2
FRASER-JOHNSTON | LX SERIES | 214650388 | HRCU-A-CB | HH860E2S11 | CTU60D5XHS1+TXV | Singlezone Ducted, Centrally Ducted | 54500 | 37800 | 2.52 | 39500 | 2
LUXAIRE | LX SERIES | 214650383 | HRCU-A-CB | HH860E2S11 | CTU60D5XHS1+TXV | Singlezone Ducted, Centrally Ducted | 54500 | 37800 | 2.52 | 39500 | 2
COLEMAN | LX SERIES | 214650379 | HRCU-A-CB | HH860E2S11 | CTU60D5XHS1+TXV | Singlezone Ducted, Centrally Ducted | 54500 | 37800 | 2.52 | 39500 | 2
YORK | LX SERIES | 214650214 | HRCU-A-CB | HH860E2S11 | CTU60D5XHS1+TXV | Singlezone Ducted, Centrally Ducted | 54500 | 37800 | 2.52 | 39500 | 2
JOHNSON CONTROLS | LX SERIES | 214398006 | HRCU-A-CB | HH860E2S11 | CTF60D5CHS1 | Singlezone Ducted, Centrally Ducted | 54500 | 37800 | 2.52 | 39500 | 2
CHAMPION HEATING AND COOLING | LX SERIES | 214398005 | HRCU-A-CB | HH860E2S11 | CTF60D5CHS1 | Singlezone Ducted, Centrally Ducted | 54500 | 37800 | 2.52 | 39500 | 2
FRASER-JOHNSTON | LX SERIES | 214398004 | HRCU-A-CB | HH860E2S11 | CTF60D5CHS1 | Singlezone Ducted, Centrally Ducted | 54500 | 37800 | 2.52 | 39500 | 2
LUXAIRE | LX SERIES | 214398003 | HRCU-A-CB | HH860E2S11 | CTF60D5CHS1 | Singlezone Ducted, Centrally Ducted | 54500 | 37800 | 2.52 | 39500 | 2
COLEMAN | LX SERIES | 214398002 | HRCU-A-CB | HH860E2S11 | CTF60D5CHS1 | Singlezone Ducted, Centrally Ducted | 54500 | 37800 | 2.52 | 39500 | 2
YORK | LX SERIES | 214395781 | HRCU-A-CB | HH860E2S11 | CTF60D5CHS1 | Singlezone Ducted, Centrally Ducted | 54500 | 37800 | 2.52 | 39500 | 2
JOHNSON CONTROLS | LX SERIES | 214396729 | HRCU-A-CB | HH860E2S11 | CTM60D5CHS1 | Singlezone Ducted, Centrally Ducted | 54500 | 37800 | 2.5 | 39500 | 2
CHAMPION HEATING AND COOLING | LX SERIES | 214396728 | HRCU-A-CB | HH860E2S11 | CTM60D5CHS1 | Singlezone Ducted, Centrally Ducted | 54500 | 37800 | 2.5 | 39500 | 2
FRASER-JOHNSTON | LX SERIES | 214396727 | HRCU-A-CB | HH860E2S11 | CTM60D5CHS1 | Singlezone Ducted, Centrally Ducted | 54500 | 37800 | 2.5 | 39500 | 2
LUXAIRE | LX SERIES | 214396726 | HRCU-A-CB | HH860E2S11 | CTM60D5CHS1 | Singlezone Ducted, Centrally Ducted | 54500 | 37800 | 2.5 | 39500 | 2
COLEMAN | LX SERIES | 214396725 | HRCU-A-CB | HH860E2S11 | CTM60D5CHS1 | Singlezone Ducted, Centrally Ducted | 54500 | 37800 | 2.5 | 39500 | 2
YORK | LX SERIES | 214396081 | HRCU-A-CB | HH860E2S11 | CTM60D5CHS1 | Singlezone Ducted, Centrally Ducted | 54500 | 37800 | 2.5 | 39500 | 2
JOHNSON CONTROLS | LX SERIES | 214609204 | HRCU-A-CB | HH860E2S11 | CTF60C5CGS1 | Singlezone Ducted, Centrally Ducted | 47000 | 33800 | 2.5 | 34000 | 2
CHAMPION HEATING AND COOLING | LX SERIES | 214609061 | HRCU-A-CB | HH860E2S11 | CTF60C5CGS1 | Singlezone Ducted, Centrally Ducted | 47000 | 33800 | 2.5 | 34000 | 2
FRASER-JOHNSTON | LX SERIES | 214609089 | HRCU-A-CB | HH860E2S11 | CTF60C5CGS1 | Singlezone Ducted, Centrally Ducted | 47000 | 33800 | 2.5 | 34000 | 2
LUXAIRE | LX SERIES | 214609117 | HRCU-A-CB | HH860E2S11 | CTF60C5CGS1 | Singlezone Ducted, Centrally Ducted | 47000 | 33800 | 2.5 | 34000 | 2
COLEMAN | LX SERIES | 214609146 | HRCU-A-CB | HH860E2S11 | CTF60C5CGS1 | Singlezone Ducted, Centrally Ducted | 47000 | 33800 | 2.5 | 34000 | 2
YORK | LX SERIES | 214609029 | HRCU-A-CB | HH860E2S11 | CTF60C5CGS1 | Singlezone Ducted, Centrally Ducted | 47000 | 33800 | 2.5 | 34000 | 2
JOHNSON CONTROLS | LX SERIES | 214397034 | HRCU-A-CB | HH860E2S11 | CTF60D5CGS1+JME18D2SN1 | Singlezone Ducted, Centrally Ducted | 45500 | 34400 | 2.62 | 33800 | 2
CHAMPION HEATING AND COOLING | LX SERIES | 214397033 | HRCU-A-CB | HH860E2S11 | CTF60D5CGS1+JME18D2SN1 | Singlezone Ducted, Centrally Ducted | 45500 | 34400 | 2.62 | 33800 | 2
FRASER-JOHNSTON | LX SERIES | 214397032 | HRCU-A-CB | HH860E2S11 | CTF60D5CGS1+JME18D2SN1 | Singlezone Ducted, Centrally Ducted | 45500 | 34400 | 2.62 | 33800 | 2
LUXAIRE | LX SERIES | 214397031 | HRCU-A-CB | HH860E2S11 | CTF60D5CGS1+JME18D2SN1 | Singlezone Ducted, Centrally Ducted | 45500 | 34400 | 2.62 | 33800 | 2
COLEMAN | LX SERIES | 214397030 | HRCU-A-CB | HH860E2S11 | CTF60D5CGS1+JME18D2SN1 | Singlezone Ducted, Centrally Ducted | 45500 | 34400 | 2.62 | 33800 | 2
YORK | LX SERIES | 214396151 | HRCU-A-CB | HH860E2S11 | CTF60D5CGS1+JME18D2SN1 | Singlezone Ducted, Centrally Ducted | 45500 | 34400 | 2.62 | 33800 | 2
LUXAIRE | LX SERIES | 214398053 | HRCU-A-CB | HH860E2S11 | CTM60C5CHS1 | Singlezone Ducted, Centrally Ducted | 54000 | 37200 | 2.56 | 39000 | 2
COLEMAN | LX SERIES | 214398052 | HRCU-A-CB | HH860E2S11 | CTM60C5CHS1 | Singlezone Ducted, Centrally Ducted | 54000 | 37200 | 2.56 | 39000 | 2
YORK | LX SERIES | 214395791 | HRCU-A-CB | HH860E2S11 | CTM60C5CHS1 | Singlezone Ducted, Centrally Ducted | 54000 | 37200 | 2.56 | 39000 | 2
JOHNSON CONTROLS | LX SERIES | 214398051 | HRCU-A-CB | HH860E2S11 | CTM60C5CHS1 | Singlezone Ducted, Centrally Ducted | 54000 | 37200 | 2.56 | 39000 | 2
CHAMPION HEATING AND COOLING | LX SERIES | 214398050 | HRCU-A-CB | HH860E2S11 | CTM60C5CHS1 | Singlezone Ducted, Centrally Ducted | 54000 | 37200 | 2.56 | 39000 | 2
FRASER-JOHNSTON | LX SERIES | 214398049 | HRCU-A-CB | HH860E2S11 | CTM60C5CHS1 | Singlezone Ducted, Centrally Ducted | 54000 | 37200 | 2.56 | 39000 | 2
LUXAIRE | LX SERIES | 214398048 | HRCU-A-CB | HH860E2S11 | CTM60C5CHS1 | Singlezone Ducted, Centrally Ducted | 54000 | 37200 | 2.56 | 39000 | 2
COLEMAN | LX SERIES | 214398047 | HRCU-A-CB | HH860E2S11 | CTM60C5CHS1 | Singlezone Ducted, Centrally Ducted | 54000 | 37200 | 2.56 | 39000 | 2
YORK | LX SERIES | 214395790 | HRCU-A-CB | HH860E2S11 | CTM60C5CHS1 | Singlezone Ducted, Centrally Ducted | 54000 | 37200 | 2.56 | 39000 | 2
JOHNSON CONTROLS | LX SERIES | 214398046 | HRCU-A-CB | HH860E2S11 | CTM60C5CHS1 | Singlezone Ducted, Centrally Ducted | 54000 | 37200 | 2.56 | 39000 | 2
CHAMPION HEATING AND COOLING | LX SERIES | 214398045 | HRCU-A-CB | HH860E2S11 | CTM60C5CHS1 | Singlezone Ducted, Centrally Ducted | 54000 | 37200 | 2.56 | 39000 | 2
FRASER-JOHNSTON | LX SERIES | 214398044 | HRCU-A-CB | HH860E2S11 | CTM60C5CHS1 | Singlezone Ducted, Centrally Ducted | 54000 | 37200 | 2.56 | 39000 | 2
LUXAIRE | LX SERIES | 214398043 | HRCU-A-CB | HH860E2S11 | CTM60C5CHS1 | Singlezone Ducted, Centrally Ducted | 54000 | 37200 | 2.56 | 39000 | 2
COLEMAN | LX SERIES | 214398042 | HRCU-A-CB | HH860E2S11 | CTM60C5CHS1 | Singlezone Ducted, Centrally Ducted | 54000 | 37200 | 2.56 | 39000 | 2
YORK | LX SERIES | 214395789 | HRCU-A-CB | HH860E2S11 | CTM60C5CHS1 | Singlezone Ducted, Centrally Ducted | 54000 | 37200 | 2.56 | 39000 | 2
JOHNSON CONTROLS | LX SERIES | 214398041 | HRCU-A-CB | HH860E2S11 | CTM60C5CHS1 | Singlezone Ducted, Centrally Ducted | 54000 | 37200 | 2.56 | 39000 | 2
CHAMPION HEATING AND COOLING | LX SERIES | 214398040 | HRCU-A-CB | HH860E2S11 | CTM60C5CHS1 | Singlezone Ducted, Centrally Ducted | 54000 | 37200 | 2.56 | 39000 | 2
FRASER-JOHNSTON | LX SERIES | 214398039 | HRCU-A-CB | HH860E2S11 | CTM60C5CHS1 | Singlezone Ducted, Centrally Ducted | 54000 | 37200 | 2.56 | 39000 | 2
LUXAIRE | LX SERIES | 214398038 | HRCU-A-CB | HH860E2S11 | CTM60C5CHS1 | Singlezone Ducted, Centrally Ducted | 54000 | 37200 | 2.56 | 39000 | 2
COLEMAN | LX SERIES | 214398037 | HRCU-A-CB | HH860E2S11 | CTM60C5CHS1 | Singlezone Ducted, Centrally Ducted | 54000 | 37200 | 2.56 | 39000 | 2
YORK | LX SERIES | 214395788 | HRCU-A-CB | HH860E2S11 | CTM60C5CHS1 | Singlezone Ducted, Centrally Ducted | 54000 | 37200 | 2.56 | 39000 | 2
JOHNSON CONTROLS | LX SERIES | 214398036 | HRCU-A-CB | HH860E2S11 | CTM60C5CHS1 | Singlezone Ducted, Centrally Ducted | 54000 | 37200 | 2.56 | 39000 | 2
CHAMPION HEATING AND COOLING | LX SERIES | 214398035 | HRCU-A-CB | HH860E2S11 | CTM60C5CHS1 | Singlezone Ducted, Centrally Ducted | 54000 | 37200 | 2.56 | 39000 | 2
FRASER-JOHNSTON | LX SERIES | 214398034 | HRCU-A-CB | HH860E2S11 | CTM60C5CHS1 | Singlezone Ducted, Centrally Ducted | 54000 | 37200 | 2.56 | 39000 | 2
LUXAIRE | LX SERIES | 214398033 | HRCU-A-CB | HH860E2S11 | CTM60C5CHS1 | Singlezone Ducted, Centrally Ducted | 54000 | 37200 | 2.56 | 39000 | 2
COLEMAN | LX SERIES | 214398032 | HRCU-A-CB | HH860E2S11 | CTM60C5CHS1 | Singlezone Ducted, Centrally Ducted | 54000 | 37200 | 2.56 | 39000 | 2
YORK | LX SERIES | 214395787 | HRCU-A-CB | HH860E2S11 | CTM60C5CHS1 | Singlezone Ducted, Centrally Ducted | 54000 | 37200 | 2.56 | 39000 | 2
JOHNSON CONTROLS | LX SERIES | 214398031 | HRCU-A-CB | HH860E2S11 | CTM60C5CHS1 | Singlezone Ducted, Centrally Ducted | 54000 | 37400 | 2.54 | 39000 | 2
CHAMPION HEATING AND COOLING | LX SERIES | 214398030 | HRCU-A-CB | HH860E2S11 | CTM60C5CHS1 | Singlezone Ducted, Centrally Ducted | 54000 | 37400 | 2.54 | 39000 | 2
FRASER-JOHNSTON | LX SERIES | 214398029 | HRCU-A-CB | HH860E2S11 | CTM60C5CHS1 | Singlezone Ducted, Centrally Ducted | 54000 | 37400 | 2.54 | 39000 | 2
LUXAIRE | LX SERIES | 214398028 | HRCU-A-CB | HH860E2S11 | CTM60C5CHS1 | Singlezone Ducted, Centrally Ducted | 54000 | 37400 | 2.54 | 39000 | 2
COLEMAN | LX SERIES | 214398027 | HRCU-A-CB | HH860E2S11 | CTM60C5CHS1 | Singlezone Ducted, Centrally Ducted | 54000 | 37400 | 2.54 | 39000 | 2
YORK | LX SERIES | 214395786 | HRCU-A-CB | HH860E2S11 | CTM60C5CHS1 | Singlezone Ducted, Centrally Ducted | 54000 | 37400 | 2.54 | 39000 | 2
JOHNSON CONTROLS | LX SERIES | 214398026 | HRCU-A-CB | HH860E2S11 | CTM60C5CHS1 | Singlezone Ducted, Centrally Ducted | 54000 | 37400 | 2.54 | 39000 | 2
CHAMPION HEATING AND COOLING | LX SERIES | 214398025 | HRCU-A-CB | HH860E2S11 | CTM60C5CHS1 | Singlezone Ducted, Centrally Ducted | 54000 | 37400 | 2.54 | 39000 | 2
FRASER-JOHNSTON | LX SERIES | 214398024 | HRCU-A-CB | HH860E2S11 | CTM60C5CHS1 | Singlezone Ducted, Centrally Ducted | 54000 | 37400 | 2.54 | 39000 | 2
LUXAIRE | LX SERIES | 214398023 | HRCU-A-CB | HH860E2S11 | CTM60C5CHS1 | Singlezone Ducted, Centrally Ducted | 54000 | 37400 | 2.54 | 39000 | 2
COLEMAN | LX SERIES | 214398022 | HRCU-A-CB | HH860E2S11 | CTM60C5CHS1 | Singlezone Ducted, Centrally Ducted | 54000 | 37400 | 2.54 | 39000 | 2
YORK | LX SERIES | 214395785 | HRCU-A-CB | HH860E2S11 | CTM60C5CHS1 | Singlezone Ducted, Centrally Ducted | 54000 | 37400 | 2.54 | 39000 | 2
LUXAIRE | LX SERIES | 214397188 | HRCU-A-CB | HH860E2S11 | CTM60D5CHS1 | Singlezone Ducted, Centrally Ducted | 54000 | 37400 | 2.58 | 39000 | 2
COLEMAN | LX SERIES | 214397187 | HRCU-A-CB | HH860E2S11 | CTM60D5CHS1 | Singlezone Ducted, Centrally Ducted | 54000 | 37400 | 2.58 | 39000 | 2
YORK | LX SERIES | 214396185 | HRCU-A-CB | HH860E2S11 | CTM60D5CHS1 | Singlezone Ducted, Centrally Ducted | 54000 | 37400 | 2.58 | 39000 | 2
JOHNSON CONTROLS | LX SERIES | 214397186 | HRCU-A-CB | HH860E2S11 | CTM60D5CHS1 | Singlezone Ducted, Centrally Ducted | 54000 | 37400 | 2.58 | 39000 | 2
CHAMPION HEATING AND COOLING | LX SERIES | 214397185 | HRCU-A-CB | HH860E2S11 | CTM60D5CHS1 | Singlezone Ducted, Centrally Ducted | 54000 | 37400 | 2.58 | 39000 | 2
FRASER-JOHNSTON | LX SERIES | 214397184 | HRCU-A-CB | HH860E2S11 | CTM60D5CHS1 | Singlezone Ducted, Centrally Ducted | 54000 | 37400 | 2.58 | 39000 | 2
LUXAIRE | LX SERIES | 214397183 | HRCU-A-CB | HH860E2S11 | CTM60D5CHS1 | Singlezone Ducted, Centrally Ducted | 54000 | 37400 | 2.58 | 39000 | 2
COLEMAN | LX SERIES | 214397182 | HRCU-A-CB | HH860E2S11 | CTM60D5CHS1 | Singlezone Ducted, Centrally Ducted | 54000 | 37400 | 2.58 | 39000 | 2
YORK | LX SERIES | 214396184 | HRCU-A-CB | HH860E2S11 | CTM60D5CHS1 | Singlezone Ducted, Centrally Ducted | 54000 | 37400 | 2.58 | 39000 | 2
JOHNSON CONTROLS | LX SERIES | 214397181 | HRCU-A-CB | HH860E2S11 | CTM60D5CHS1 | Singlezone Ducted, Centrally Ducted | 54000 | 37400 | 2.58 | 39000 | 2
CHAMPION HEATING AND COOLING | LX SERIES | 214397180 | HRCU-A-CB | HH860E2S11 | CTM60D5CHS1 | Singlezone Ducted, Centrally Ducted | 54000 | 37400 | 2.58 | 39000 | 2
FRASER-JOHNSTON | LX SERIES | 214397179 | HRCU-A-CB | HH860E2S11 | CTM60D5CHS1 | Singlezone Ducted, Centrally Ducted | 54000 | 37400 | 2.58 | 39000 | 2
LUXAIRE | LX SERIES | 214397178 | HRCU-A-CB | HH860E2S11 | CTM60D5CHS1 | Singlezone Ducted, Centrally Ducted | 54000 | 37400 | 2.58 | 39000 | 2
COLEMAN | LX SERIES | 214397177 | HRCU-A-CB | HH860E2S11 | CTM60D5CHS1 | Singlezone Ducted, Centrally Ducted | 54000 | 37400 | 2.58 | 39000 | 2
YORK | LX SERIES | 214396183 | HRCU-A-CB | HH860E2S11 | CTM60D5CHS1 | Singlezone Ducted, Centrally Ducted | 54000 | 37400 | 2.58 | 39000 | 2
LUXAIRE | LX SERIES | 214650536 | HRCU-A-CB | HH860E2S11 | CTU60D5XHS1+TXV | Singlezone Ducted, Centrally Ducted | 54500 | 37600 | 2.56 | 39500 | 2
COLEMAN | LX SERIES | 214650532 | HRCU-A-CB | HH860E2S11 | CTU60D5XHS1+TXV | Singlezone Ducted, Centrally Ducted | 54500 | 37600 | 2.56 | 39500 | 2
YORK | LX SERIES | 214650244 | HRCU-A-CB | HH860E2S11 | CTU60D5XHS1+TXV | Singlezone Ducted, Centrally Ducted | 54500 | 37600 | 2.56 | 39500 | 2
JOHNSON CONTROLS | LX SERIES | 214650528 | HRCU-A-CB | HH860E2S11 | CTU60D5XHS1+TXV | Singlezone Ducted, Centrally Ducted | 54500 | 37600 | 2.56 | 39500 | 2
CHAMPION HEATING AND COOLING | LX SERIES | 214650523 | HRCU-A-CB | HH860E2S11 | CTU60D5XHS1+TXV | Singlezone Ducted, Centrally Ducted | 54500 | 37600 | 2.56 | 39500 | 2
FRASER-JOHNSTON | LX SERIES | 214650520 | HRCU-A-CB | HH860E2S11 | CTU60D5XHS1+TXV | Singlezone Ducted, Centrally Ducted | 54500 | 37600 | 2.56 | 39500 | 2
LUXAIRE | LX SERIES | 214650515 | HRCU-A-CB | HH860E2S11 | CTU60D5XHS1+TXV | Singlezone Ducted, Centrally Ducted | 54500 | 37600 | 2.56 | 39500 | 2
COLEMAN | LX SERIES | 214650511 | HRCU-A-CB | HH860E2S11 | CTU60D5XHS1+TXV | Singlezone Ducted, Centrally Ducted | 54500 | 37600 | 2.56 | 39500 | 2
YORK | LX SERIES | 214650240 | HRCU-A-CB | HH860E2S11 | CTU60D5XHS1+TXV | Singlezone Ducted, Centrally Ducted | 54500 | 37600 | 2.56 | 39500 | 2
JOHNSON CONTROLS | LX SERIES | 214650507 | HRCU-A-CB | HH860E2S11 | CTU60D5XHS1+TXV | Singlezone Ducted, Centrally Ducted | 54500 | 37600 | 2.56 | 39500 | 2
CHAMPION HEATING AND COOLING | LX SERIES | 214650503 | HRCU-A-CB | HH860E2S11 | CTU60D5XHS1+TXV | Singlezone Ducted, Centrally Ducted | 54500 | 37600 | 2.56 | 39500 | 2
FRASER-JOHNSTON | LX SERIES | 214650499 | HRCU-A-CB | HH860E2S11 | CTU60D5XHS1+TXV | Singlezone Ducted, Centrally Ducted | 54500 | 37600 | 2.56 | 39500 | 2
LUXAIRE | LX SERIES | 214650495 | HRCU-A-CB | HH860E2S11 | CTU60D5XHS1+TXV | Singlezone Ducted, Centrally Ducted | 54500 | 37600 | 2.56 | 39500 | 2
COLEMAN | LX SERIES | 214650491 | HRCU-A-CB | HH860E2S11 | CTU60D5XHS1+TXV | Singlezone Ducted, Centrally Ducted | 54500 | 37600 | 2.56 | 39500 | 2
YORK | LX SERIES | 214650236 | HRCU-A-CB | HH860E2S11 | CTU60D5XHS1+TXV | Singlezone Ducted, Centrally Ducted | 54500 | 37600 | 2.56 | 39500 | 2
LUXAIRE | LX SERIES | 214398420 | HRCU-A-CB | HH860E2S11 | CTF60D5CHS1 | Singlezone Ducted, Centrally Ducted | 54500 | 37600 | 2.56 | 39500 | 2
COLEMAN | LX SERIES | 214398419 | HRCU-A-CB | HH860E2S11 | CTF60D5CHS1 | Singlezone Ducted, Centrally Ducted | 54500 | 37600 | 2.56 | 39500 | 2
YORK | LX SERIES | 214395885 | HRCU-A-CB | HH860E2S11 | CTF60D5CHS1 | Singlezone Ducted, Centrally Ducted | 54500 | 37600 | 2.56 | 39500 | 2
JOHNSON CONTROLS | LX SERIES | 214398418 | HRCU-A-CB | HH860E2S11 | CTF60D5CHS1 | Singlezone Ducted, Centrally Ducted | 54500 | 37600 | 2.56 | 39500 | 2
CHAMPION HEATING AND COOLING | LX SERIES | 214398417 | HRCU-A-CB | HH860E2S11 | CTF60D5CHS1 | Singlezone Ducted, Centrally Ducted | 54500 | 37600 | 2.56 | 39500 | 2
FRASER-JOHNSTON | LX SERIES | 214398416 | HRCU-A-CB | HH860E2S11 | CTF60D5CHS1 | Singlezone Ducted, Centrally Ducted | 54500 | 37600 | 2.56 | 39500 | 2
LUXAIRE | LX SERIES | 214398415 | HRCU-A-CB | HH860E2S11 | CTF60D5CHS1 | Singlezone Ducted, Centrally Ducted | 54500 | 37600 | 2.56 | 39500 | 2
COLEMAN | LX SERIES | 214398414 | HRCU-A-CB | HH860E2S11 | CTF60D5CHS1 | Singlezone Ducted, Centrally Ducted | 54500 | 37600 | 2.56 | 39500 | 2
YORK | LX SERIES | 214395884 | HRCU-A-CB | HH860E2S11 | CTF60D5CHS1 | Singlezone Ducted, Centrally Ducted | 54500 | 37600 | 2.56 | 39500 | 2
JOHNSON CONTROLS | LX SERIES | 214398413 | HRCU-A-CB | HH860E2S11 | CTF60D5CHS1 | Singlezone Ducted, Centrally Ducted | 54500 | 37600 | 2.56 | 39500 | 2
CHAMPION HEATING AND COOLING | LX SERIES | 214398412 | HRCU-A-CB | HH860E2S11 | CTF60D5CHS1 | Singlezone Ducted, Centrally Ducted | 54500 | 37600 | 2.56 | 39500 | 2
FRASER-JOHNSTON | LX SERIES | 214398411 | HRCU-A-CB | HH860E2S11 | CTF60D5CHS1 | Singlezone Ducted, Centrally Ducted | 54500 | 37600 | 2.56 | 39500 | 2
LUXAIRE | LX SERIES | 214398410 | HRCU-A-CB | HH860E2S11 | CTF60D5CHS1 | Singlezone Ducted, Centrally Ducted | 54500 | 37600 | 2.56 | 39500 | 2
COLEMAN | LX SERIES | 214398409 | HRCU-A-CB | HH860E2S11 | CTF60D5CHS1 | Singlezone Ducted, Centrally Ducted | 54500 | 37600 | 2.56 | 39500 | 2
YORK | LX SERIES | 214395883 | HRCU-A-CB | HH860E2S11 | CTF60D5CHS1 | Singlezone Ducted, Centrally Ducted | 54500 | 37600 | 2.56 | 39500 | 2
JOHNSON CONTROLS | LX SERIES | 214397166 | HRCU-A-CB | HH860E2S11 | CTF60C5CHS1 | Singlezone Ducted, Centrally Ducted | 54500 | 37600 | 2.5 | 39500 | 2
CHAMPION HEATING AND COOLING | LX SERIES | 214397165 | HRCU-A-CB | HH860E2S11 | CTF60C5CHS1 | Singlezone Ducted, Centrally Ducted | 54500 | 37600 | 2.5 | 39500 | 2
FRASER-JOHNSTON | LX SERIES | 214397164 | HRCU-A-CB | HH860E2S11 | CTF60C5CHS1 | Singlezone Ducted, Centrally Ducted | 54500 | 37600 | 2.5 | 39500 | 2
LUXAIRE | LX SERIES | 214397163 | HRCU-A-CB | HH860E2S11 | CTF60C5CHS1 | Singlezone Ducted, Centrally Ducted | 54500 | 37600 | 2.5 | 39500 | 2
COLEMAN | LX SERIES | 214397162 | HRCU-A-CB | HH860E2S11 | CTF60C5CHS1 | Singlezone Ducted, Centrally Ducted | 54500 | 37600 | 2.5 | 39500 | 2
YORK | LX SERIES | 214396180 | HRCU-A-CB | HH860E2S11 | CTF60C5CHS1 | Singlezone Ducted, Centrally Ducted | 54500 | 37600 | 2.5 | 39500 | 2
JOHNSON CONTROLS | LX SERIES | 214719985 | HRCU-A-CB | HH860E2S11 | CTU60C5XGS1+TXV | Singlezone Ducted, Centrally Ducted | 47000 | 35800 | 2.54 | 35000 | 2
CHAMPION HEATING AND COOLING | LX SERIES | 214719984 | HRCU-A-CB | HH860E2S11 | CTU60C5XGS1+TXV | Singlezone Ducted, Centrally Ducted | 47000 | 35800 | 2.54 | 35000 | 2
FRASER-JOHNSTON | LX SERIES | 214719983 | HRCU-A-CB | HH860E2S11 | CTU60C5XGS1+TXV | Singlezone Ducted, Centrally Ducted | 47000 | 35800 | 2.54 | 35000 | 2
LUXAIRE | LX SERIES | 214719982 | HRCU-A-CB | HH860E2S11 | CTU60C5XGS1+TXV | Singlezone Ducted, Centrally Ducted | 47000 | 35800 | 2.54 | 35000 | 2
COLEMAN | LX SERIES | 214719981 | HRCU-A-CB | HH860E2S11 | CTU60C5XGS1+TXV | Singlezone Ducted, Centrally Ducted | 47000 | 35800 | 2.54 | 35000 | 2
YORK | LX SERIES | 214719806 | HRCU-A-CB | HH860E2S11 | CTU60C5XGS1+TXV | Singlezone Ducted, Centrally Ducted | 47000 | 35800 | 2.54 | 35000 | 2
JOHNSON CONTROLS | LX SERIES | 214397049 | HRCU-A-CB | HH860E2S11 | CTF60C5CGS1 | Singlezone Ducted, Centrally Ducted | 47000 | 35800 | 2.54 | 35000 | 2
CHAMPION HEATING AND COOLING | LX SERIES | 214397048 | HRCU-A-CB | HH860E2S11 | CTF60C5CGS1 | Singlezone Ducted, Centrally Ducted | 47000 | 35800 | 2.54 | 35000 | 2
FRASER-JOHNSTON | LX SERIES | 214397047 | HRCU-A-CB | HH860E2S11 | CTF60C5CGS1 | Singlezone Ducted, Centrally Ducted | 47000 | 35800 | 2.54 | 35000 | 2
LUXAIRE | LX SERIES | 214397046 | HRCU-A-CB | HH860E2S11 | CTF60C5CGS1 | Singlezone Ducted, Centrally Ducted | 47000 | 35800 | 2.54 | 35000 | 2
COLEMAN | LX SERIES | 214397045 | HRCU-A-CB | HH860E2S11 | CTF60C5CGS1 | Singlezone Ducted, Centrally Ducted | 47000 | 35800 | 2.54 | 35000 | 2
YORK | LX SERIES | 214396154 | HRCU-A-CB | HH860E2S11 | CTF60C5CGS1 | Singlezone Ducted, Centrally Ducted | 47000 | 35800 | 2.54 | 35000 | 2
COLEMAN | LX SERIES | 214397194 | HRCU-A-CB | HH860E2S11 | CTF60D5CHS1 | Singlezone Ducted, Centrally Ducted | 54500 | 37800 | 2.52 | 39500 | 2
YORK | LX SERIES | 214396187 | HRCU-A-CB | HH860E2S11 | CTF60D5CHS1 | Singlezone Ducted, Centrally Ducted | 54500 | 37800 | 2.52 | 39500 | 2
JOHNSON CONTROLS | LX SERIES | 214397193 | HRCU-A-CB | HH860E2S11 | CTF60C5CHS1 | Singlezone Ducted, Centrally Ducted | 55000 | 38000 | 2.54 | 40000 | 2
CHAMPION HEATING AND COOLING | LX SERIES | 214397192 | HRCU-A-CB | HH860E2S11 | CTF60C5CHS1 | Singlezone Ducted, Centrally Ducted | 55000 | 38000 | 2.54 | 40000 | 2
FRASER-JOHNSTON | LX SERIES | 214397191 | HRCU-A-CB | HH860E2S11 | CTF60C5CHS1 | Singlezone Ducted, Centrally Ducted | 55000 | 38000 | 2.54 | 40000 | 2
LUXAIRE | LX SERIES | 214397190 | HRCU-A-CB | HH860E2S11 | CTF60C5CHS1 | Singlezone Ducted, Centrally Ducted | 55000 | 38000 | 2.54 | 40000 | 2
COLEMAN | LX SERIES | 214397189 | HRCU-A-CB | HH860E2S11 | CTF60C5CHS1 | Singlezone Ducted, Centrally Ducted | 55000 | 38000 | 2.54 | 40000 | 2
YORK | LX SERIES | 214396186 | HRCU-A-CB | HH860E2S11 | CTF60C5CHS1 | Singlezone Ducted, Centrally Ducted | 55000 | 38000 | 2.54 | 40000 | 2
JOHNSON CONTROLS | LX SERIES | 214396744 | HRCU-A-CB | HH860E2S11 | CTF60D5CHS1+JME18D2SN1 | Singlezone Ducted, Centrally Ducted | 53500 | 36600 | 2.62 | 38500 | 2
CHAMPION HEATING AND COOLING | LX SERIES | 214396743 | HRCU-A-CB | HH860E2S11 | CTF60D5CHS1+JME18D2SN1 | Singlezone Ducted, Centrally Ducted | 53500 | 36600 | 2.62 | 38500 | 2
FRASER-JOHNSTON | LX SERIES | 214396742 | HRCU-A-CB | HH860E2S11 | CTF60D5CHS1+JME18D2SN1 | Singlezone Ducted, Centrally Ducted | 53500 | 36600 | 2.62 | 38500 | 2
LUXAIRE | LX SERIES | 214396741 | HRCU-A-CB | HH860E2S11 | CTF60D5CHS1+JME18D2SN1 | Singlezone Ducted, Centrally Ducted | 53500 | 36600 | 2.62 | 38500 | 2
COLEMAN | LX SERIES | 214396740 | HRCU-A-CB | HH860E2S11 | CTF60D5CHS1+JME18D2SN1 | Singlezone Ducted, Centrally Ducted | 53500 | 36600 | 2.62 | 38500 | 2
YORK | LX SERIES | 214396084 | HRCU-A-CB | HH860E2S11 | CTF60D5CHS1+JME18D2SN1 | Singlezone Ducted, Centrally Ducted | 53500 | 36600 | 2.62 | 38500 | 2
JOHNSON CONTROLS | LX SERIES | 214397591 | HRCU-A-CB | HH860E2S11 | CTF60D5CHS1+JMET18DS2N1 | Singlezone Ducted, Centrally Ducted | 53500 | 36600 | 2.6 | 38500 | 2
CHAMPION HEATING AND COOLING | LX SERIES | 214397590 | HRCU-A-CB | HH860E2S11 | CTF60D5CHS1+JMET18DS2N1 | Singlezone Ducted, Centrally Ducted | 53500 | 36600 | 2.6 | 38500 | 2
FRASER-JOHNSTON | LX SERIES | 214397589 | HRCU-A-CB | HH860E2S11 | CTF60D5CHS1+JMET18DS2N1 | Singlezone Ducted, Centrally Ducted | 53500 | 36600 | 2.6 | 38500 | 2
LUXAIRE | LX SERIES | 214397588 | HRCU-A-CB | HH860E2S11 | CTF60D5CHS1+JMET18DS2N1 | Singlezone Ducted, Centrally Ducted | 53500 | 36600 | 2.6 | 38500 | 2
COLEMAN | LX SERIES | 214397587 | HRCU-A-CB | HH860E2S11 | CTF60D5CHS1+JMET18DS2N1 | Singlezone Ducted, Centrally Ducted | 53500 | 36600 | 2.6 | 38500 | 2
YORK | LX SERIES | 214395677 | HRCU-A-CB | HH860E2S11 | CTF60D5CHS1+JMET18DS2N1 | Singlezone Ducted, Centrally Ducted | 53500 | 36600 | 2.6 | 38500 | 2
JOHNSON CONTROLS | LX SERIES | 214396298 | HRCU-A-CB | HH860E2S11 | CTM60C5CHS1 | Singlezone Ducted, Centrally Ducted | 54500 | 37600 | 2.5 | 39500 | 2
CHAMPION HEATING AND COOLING | LX SERIES | 214396297 | HRCU-A-CB | HH860E2S11 | CTM60C5CHS1 | Singlezone Ducted, Centrally Ducted | 54500 | 37600 | 2.5 | 39500 | 2
FRASER-JOHNSTON | LX SERIES | 214396296 | HRCU-A-CB | HH860E2S11 | CTM60C5CHS1 | Singlezone Ducted, Centrally Ducted | 54500 | 37600 | 2.5 | 39500 | 2
LUXAIRE | LX SERIES | 214396295 | HRCU-A-CB | HH860E2S11 | CTM60C5CHS1 | Singlezone Ducted, Centrally Ducted | 54500 | 37600 | 2.5 | 39500 | 2
COLEMAN | LX SERIES | 214396294 | HRCU-A-CB | HH860E2S11 | CTM60C5CHS1 | Singlezone Ducted, Centrally Ducted | 54500 | 37600 | 2.5 | 39500 | 2
YORK | LX SERIES | 214395978 | HRCU-A-CB | HH860E2S11 | CTM60C5CHS1 | Singlezone Ducted, Centrally Ducted | 54500 | 37600 | 2.5 | 39500 | 2
JOHNSON CONTROLS | LX SERIES | 214398378 | HRCU-A-CB | HH824E2S11 | CTF30B5ACS1+JMET12BS2N1 | Singlezone Ducted, Centrally Ducted | 23000 | 18400 | 2.78 | 18100 | 2
CHAMPION HEATING AND COOLING | LX SERIES | 214398377 | HRCU-A-CB | HH824E2S11 | CTF30B5ACS1+JMET12BS2N1 | Singlezone Ducted, Centrally Ducted | 23000 | 18400 | 2.78 | 18100 | 2
FRASER-JOHNSTON | LX SERIES | 214398376 | HRCU-A-CB | HH824E2S11 | CTF30B5ACS1+JMET12BS2N1 | Singlezone Ducted, Centrally Ducted | 23000 | 18400 | 2.78 | 18100 | 2
LUXAIRE | LX SERIES | 214398375 | HRCU-A-CB | HH824E2S11 | CTF30B5ACS1+JMET12BS2N1 | Singlezone Ducted, Centrally Ducted | 23000 | 18400 | 2.78 | 18100 | 2
COLEMAN | LX SERIES | 214398374 | HRCU-A-CB | HH824E2S11 | CTF30B5ACS1+JMET12BS2N1 | Singlezone Ducted, Centrally Ducted | 23000 | 18400 | 2.78 | 18100 | 2
YORK | LX SERIES | 214395876 | HRCU-A-CB | HH824E2S11 | CTF30B5ACS1+JMET12BS2N1 | Singlezone Ducted, Centrally Ducted | 23000 | 18400 | 2.78 | 18100 | 2
JOHNSON CONTROLS | LX SERIES | 214396697 | HRCU-A-CB | HH824E2S11 | CTF30B5ACS1+JMC12B2SN1 | Singlezone Ducted, Centrally Ducted | 23000 | 18600 | 2.84 | 18300 | 2
CHAMPION HEATING AND COOLING | LX SERIES | 214396696 | HRCU-A-CB | HH824E2S11 | CTF30B5ACS1+JMC12B2SN1 | Singlezone Ducted, Centrally Ducted | 23000 | 18600 | 2.84 | 18300 | 2
FRASER-JOHNSTON | LX SERIES | 214396695 | HRCU-A-CB | HH824E2S11 | CTF30B5ACS1+JMC12B2SN1 | Singlezone Ducted, Centrally Ducted | 23000 | 18600 | 2.84 | 18300 | 2
LUXAIRE | LX SERIES | 214396694 | HRCU-A-CB | HH824E2S11 | CTF30B5ACS1+JMC12B2SN1 | Singlezone Ducted, Centrally Ducted | 23000 | 18600 | 2.84 | 18300 | 2
COLEMAN | LX SERIES | 214396693 | HRCU-A-CB | HH824E2S11 | CTF30B5ACS1+JMC12B2SN1 | Singlezone Ducted, Centrally Ducted | 23000 | 18600 | 2.84 | 18300 | 2
YORK | LX SERIES | 214396074 | HRCU-A-CB | HH824E2S11 | CTF30B5ACS1+JMC12B2SN1 | Singlezone Ducted, Centrally Ducted | 23000 | 18600 | 2.84 | 18300 | 2
JOHNSON CONTROLS | LX SERIES | 214609155 | HRCU-A-CB | HH824E2S11 | CTF30B5ACS1 | Singlezone Ducted, Centrally Ducted | 23000 | 18900 | 2.76 | 18600 | 2
CHAMPION HEATING AND COOLING | LX SERIES | 214609183 | HRCU-A-CB | HH824E2S11 | CTF30B5ACS1 | Singlezone Ducted, Centrally Ducted | 23000 | 18900 | 2.76 | 18600 | 2
FRASER-JOHNSTON | LX SERIES | 214609212 | HRCU-A-CB | HH824E2S11 | CTF30B5ACS1 | Singlezone Ducted, Centrally Ducted | 23000 | 18900 | 2.76 | 18600 | 2
LUXAIRE | LX SERIES | 214609069 | HRCU-A-CB | HH824E2S11 | CTF30B5ACS1 | Singlezone Ducted, Centrally Ducted | 23000 | 18900 | 2.76 | 18600 | 2
COLEMAN | LX SERIES | 214609097 | HRCU-A-CB | HH824E2S11 | CTF30B5ACS1 | Singlezone Ducted, Centrally Ducted | 23000 | 18900 | 2.76 | 18600 | 2
YORK | LX SERIES | 214609039 | HRCU-A-CB | HH824E2S11 | CTF30B5ACS1 | Singlezone Ducted, Centrally Ducted | 23000 | 18900 | 2.76 | 18600 | 2
JOHNSON CONTROLS | LX SERIES | 214397124 | HRCU-A-CB | HH824E2S11 | CTF30B5ACS1+JMET08BS2N1 | Singlezone Ducted, Centrally Ducted | 23000 | 18200 | 2.74 | 17900 | 2
CHAMPION HEATING AND COOLING | LX SERIES | 214397123 | HRCU-A-CB | HH824E2S11 | CTF30B5ACS1+JMET08BS2N1 | Singlezone Ducted, Centrally Ducted | 23000 | 18200 | 2.74 | 17900 | 2
FRASER-JOHNSTON | LX SERIES | 214397122 | HRCU-A-CB | HH824E2S11 | CTF30B5ACS1+JMET08BS2N1 | Singlezone Ducted, Centrally Ducted | 23000 | 18200 | 2.74 | 17900 | 2
LUXAIRE | LX SERIES | 214397121 | HRCU-A-CB | HH824E2S11 | CTF30B5ACS1+JMET08BS2N1 | Singlezone Ducted, Centrally Ducted | 23000 | 18200 | 2.74 | 17900 | 2
COLEMAN | LX SERIES | 214397120 | HRCU-A-CB | HH824E2S11 | CTF30B5ACS1+JMET08BS2N1 | Singlezone Ducted, Centrally Ducted | 23000 | 18200 | 2.74 | 17900 | 2
YORK | LX SERIES | 214396171 | HRCU-A-CB | HH824E2S11 | CTF30B5ACS1+JMET08BS2N1 | Singlezone Ducted, Centrally Ducted | 23000 | 18200 | 2.74 | 17900 | 2
JOHNSON CONTROLS | LX SERIES | 214396261 | HRCU-A-CB | HH824E2S11 | CTF30B5ACS1+JMVT12BC2N1 | Singlezone Ducted, Centrally Ducted | 23000 | 18600 | 2.84 | 18300 | 2
CHAMPION HEATING AND COOLING | LX SERIES | 214396260 | HRCU-A-CB | HH824E2S11 | CTF30B5ACS1+JMVT12BC2N1 | Singlezone Ducted, Centrally Ducted | 23000 | 18600 | 2.84 | 18300 | 2
FRASER-JOHNSTON | LX SERIES | 214396259 | HRCU-A-CB | HH824E2S11 | CTF30B5ACS1+JMVT12BC2N1 | Singlezone Ducted, Centrally Ducted | 23000 | 18600 | 2.84 | 18300 | 2
LUXAIRE | LX SERIES | 214396258 | HRCU-A-CB | HH824E2S11 | CTF30B5ACS1+JMVT12BC2N1 | Singlezone Ducted, Centrally Ducted | 23000 | 18600 | 2.84 | 18300 | 2
COLEMAN | LX SERIES | 214396257 | HRCU-A-CB | HH824E2S11 | CTF30B5ACS1+JMVT12BC2N1 | Singlezone Ducted, Centrally Ducted | 23000 | 18600 | 2.84 | 18300 | 2
YORK | LX SERIES | 214395970 | HRCU-A-CB | HH824E2S11 | CTF30B5ACS1+JMVT12BC2N1 | Singlezone Ducted, Centrally Ducted | 23000 | 18600 | 2.84 | 18300 | 2
JOHNSON CONTROLS | LX SERIES | 214609125 | HRCU-A-CB | HH824E2S11 | CTF30B5ACS1 | Singlezone Ducted, Centrally Ducted | 23000 | 18400 | 2.72 | 18100 | 2
CHAMPION HEATING AND COOLING | LX SERIES | 214609154 | HRCU-A-CB | HH824E2S11 | CTF30B5ACS1 | Singlezone Ducted, Centrally Ducted | 23000 | 18400 | 2.72 | 18100 | 2
FRASER-JOHNSTON | LX SERIES | 214609182 | HRCU-A-CB | HH824E2S11 | CTF30B5ACS1 | Singlezone Ducted, Centrally Ducted | 23000 | 18400 | 2.72 | 18100 | 2
LUXAIRE | LX SERIES | 214609211 | HRCU-A-CB | HH824E2S11 | CTF30B5ACS1 | Singlezone Ducted, Centrally Ducted | 23000 | 18400 | 2.72 | 18100 | 2
COLEMAN | LX SERIES | 214609068 | HRCU-A-CB | HH824E2S11 | CTF30B5ACS1 | Singlezone Ducted, Centrally Ducted | 23000 | 18400 | 2.72 | 18100 | 2
YORK | LX SERIES | 214609038 | HRCU-A-CB | HH824E2S11 | CTF30B5ACS1 | Singlezone Ducted, Centrally Ducted | 23000 | 18400 | 2.72 | 18100 | 2
JOHNSON CONTROLS | LX SERIES | 214397964 | HRCU-A-CB | HH824E2S11 | CTF30B5ACS1+JME08B2SN1 | Singlezone Ducted, Centrally Ducted | 23000 | 18400 | 2.79 | 18000 | 2
CHAMPION HEATING AND COOLING | LX SERIES | 214397963 | HRCU-A-CB | HH824E2S11 | CTF30B5ACS1+JME08B2SN1 | Singlezone Ducted, Centrally Ducted | 23000 | 18400 | 2.79 | 18000 | 2
FRASER-JOHNSTON | LX SERIES | 214397962 | HRCU-A-CB | HH824E2S11 | CTF30B5ACS1+JME08B2SN1 | Singlezone Ducted, Centrally Ducted | 23000 | 18400 | 2.79 | 18000 | 2
LUXAIRE | LX SERIES | 214397961 | HRCU-A-CB | HH824E2S11 | CTF30B5ACS1+JME08B2SN1 | Singlezone Ducted, Centrally Ducted | 23000 | 18400 | 2.79 | 18000 | 2
COLEMAN | LX SERIES | 214397960 | HRCU-A-CB | HH824E2S11 | CTF30B5ACS1+JME08B2SN1 | Singlezone Ducted, Centrally Ducted | 23000 | 18400 | 2.79 | 18000 | 2
YORK | LX SERIES | 214395771 | HRCU-A-CB | HH824E2S11 | CTF30B5ACS1+JME08B2SN1 | Singlezone Ducted, Centrally Ducted | 23000 | 18400 | 2.79 | 18000 | 2
JOHNSON CONTROLS | LX SERIES | 214397974 | HRCU-A-CB | HH824E2S11 | CTF30B5ACS1+JME12B2SN1 | Singlezone Ducted, Centrally Ducted | 23000 | 18700 | 2.85 | 18400 | 2
CHAMPION HEATING AND COOLING | LX SERIES | 214397973 | HRCU-A-CB | HH824E2S11 | CTF30B5ACS1+JME12B2SN1 | Singlezone Ducted, Centrally Ducted | 23000 | 18700 | 2.85 | 18400 | 2
FRASER-JOHNSTON | LX SERIES | 214397972 | HRCU-A-CB | HH824E2S11 | CTF30B5ACS1+JME12B2SN1 | Singlezone Ducted, Centrally Ducted | 23000 | 18700 | 2.85 | 18400 | 2
LUXAIRE | LX SERIES | 214397971 | HRCU-A-CB | HH824E2S11 | CTF30B5ACS1+JME12B2SN1 | Singlezone Ducted, Centrally Ducted | 23000 | 18700 | 2.85 | 18400 | 2
COLEMAN | LX SERIES | 214397970 | HRCU-A-CB | HH824E2S11 | CTF30B5ACS1+JME12B2SN1 | Singlezone Ducted, Centrally Ducted | 23000 | 18700 | 2.85 | 18400 | 2
YORK | LX SERIES | 214395773 | HRCU-A-CB | HH824E2S11 | CTF30B5ACS1+JME12B2SN1 | Singlezone Ducted, Centrally Ducted | 23000 | 18700 | 2.85 | 18400 | 2
CHAMPION HEATING AND COOLING | LX SERIES | 214650642 | HRCU-A-CB | HH824E2S11 | CTU30B5XCS1+TXV | Singlezone Ducted, Centrally Ducted | 23000 | 18900 | 2.76 | 18600 | 2
FRASER-JOHNSTON | LX SERIES | 214650638 | HRCU-A-CB | HH824E2S11 | CTU30B5XCS1+TXV | Singlezone Ducted, Centrally Ducted | 23000 | 18900 | 2.76 | 18600 | 2
JOHNSON CONTROLS | LX SERIES | 214650646 | HRCU-A-CB | HH824E2S11 | CTU30B5XCS1+TXV | Singlezone Ducted, Centrally Ducted | 23000 | 18900 | 2.76 | 18600 | 2
COLEMAN | LX SERIES | 214650630 | HRCU-A-CB | HH824E2S11 | CTU30B5XCS1+TXV | Singlezone Ducted, Centrally Ducted | 23000 | 18900 | 2.76 | 18600 | 2
LUXAIRE | LX SERIES | 214650634 | HRCU-A-CB | HH824E2S11 | CTU30B5XCS1+TXV | Singlezone Ducted, Centrally Ducted | 23000 | 18900 | 2.76 | 18600 | 2
YORK | LX SERIES | 214650265 | HRCU-A-CB | HH824E2S11 | CTU30B5XCS1+TXV | Singlezone Ducted, Centrally Ducted | 23000 | 18900 | 2.76 | 18600 | 2
JOHNSON CONTROLS | LX SERIES | 214779458 | HRCU-A-CB | HH836E2S11 | CTU36B5XDS1+JMET12BS2N1+TXV | Singlezone Ducted, Centrally Ducted | 31200 | 27400 | 2.5 | 25200 | 2
FRASER-JOHNSTON | LX SERIES | 214779456 | HRCU-A-CB | HH836E2S11 | CTU36B5XDS1+JMET12BS2N1+TXV | Singlezone Ducted, Centrally Ducted | 31200 | 27400 | 2.5 | 25200 | 2
LUXAIRE | LX SERIES | 214779455 | HRCU-A-CB | HH836E2S11 | CTU36B5XDS1+JMET12BS2N1+TXV | Singlezone Ducted, Centrally Ducted | 31200 | 27400 | 2.5 | 25200 | 2
CHAMPION HEATING AND COOLING | LX SERIES | 214779457 | HRCU-A-CB | HH836E2S11 | CTU36B5XDS1+JMET12BS2N1+TXV | Singlezone Ducted, Centrally Ducted | 31200 | 27400 | 2.5 | 25200 | 2
COLEMAN | LX SERIES | 214779454 | HRCU-A-CB | HH836E2S11 | CTU36B5XDS1+JMET12BS2N1+TXV | Singlezone Ducted, Centrally Ducted | 31200 | 27400 | 2.5 | 25200 | 2
YORK | LX SERIES | 214779453 | HRCU-A-CB | HH836E2S11 | CTU36B5XDS1+JMET12BS2N1+TXV | Singlezone Ducted, Centrally Ducted | 31200 | 27400 | 2.5 | 25200 | 2
LUXAIRE | LX SERIES | 214650090 | HRCU-A-CB | HH824E2S11 | CTU30B5XCS1+TXV | Singlezone Ducted, Centrally Ducted | 23000 | 18400 | 2.72 | 18100 | 2
JOHNSON CONTROLS | LX SERIES | 214650102 | HRCU-A-CB | HH824E2S11 | CTU30B5XCS1+TXV | Singlezone Ducted, Centrally Ducted | 23000 | 18400 | 2.72 | 18100 | 2
FRASER-JOHNSTON | LX SERIES | 214650094 | HRCU-A-CB | HH824E2S11 | CTU30B5XCS1+TXV | Singlezone Ducted, Centrally Ducted | 23000 | 18400 | 2.72 | 18100 | 2
CHAMPION HEATING AND COOLING | LX SERIES | 214650098 | HRCU-A-CB | HH824E2S11 | CTU30B5XCS1+TXV | Singlezone Ducted, Centrally Ducted | 23000 | 18400 | 2.72 | 18100 | 2
COLEMAN | LX SERIES | 214650086 | HRCU-A-CB | HH824E2S11 | CTU30B5XCS1+TXV | Singlezone Ducted, Centrally Ducted | 23000 | 18400 | 2.72 | 18100 | 2
YORK | LX SERIES | 214650149 | HRCU-A-CB | HH824E2S11 | CTU30B5XCS1+TXV | Singlezone Ducted, Centrally Ducted | 23000 | 18400 | 2.72 | 18100 | 2
COLEMAN | LX SERIES | 214609210 | HRCU-A-CB | HH824E2S11 | CTM30B5ACS1 | Singlezone Ducted, Centrally Ducted | 23000 | 18400 | 2.7 | 18100 | 2
LUXAIRE | LX SERIES | 214609181 | HRCU-A-CB | HH824E2S11 | CTM30B5ACS1 | Singlezone Ducted, Centrally Ducted | 23000 | 18400 | 2.7 | 18100 | 2
CHAMPION HEATING AND COOLING | LX SERIES | 214609124 | HRCU-A-CB | HH824E2S11 | CTM30B5ACS1 | Singlezone Ducted, Centrally Ducted | 23000 | 18400 | 2.7 | 18100 | 2
FRASER-JOHNSTON | LX SERIES | 214609153 | HRCU-A-CB | HH824E2S11 | CTM30B5ACS1 | Singlezone Ducted, Centrally Ducted | 23000 | 18400 | 2.7 | 18100 | 2
JOHNSON CONTROLS | LX SERIES | 214609096 | HRCU-A-CB | HH824E2S11 | CTM30B5ACS1 | Singlezone Ducted, Centrally Ducted | 23000 | 18400 | 2.7 | 18100 | 2
YORK | LX SERIES | 214609037 | HRCU-A-CB | HH824E2S11 | CTM30B5ACS1 | Singlezone Ducted, Centrally Ducted | 23000 | 18400 | 2.7 | 18100 | 2
CHAMPION HEATING AND COOLING | LX SERIES | 214609095 | HRCU-A-CB | HH824E2S11 | CTM30B5ACS1 | Singlezone Ducted, Centrally Ducted | 23000 | 18900 | 2.76 | 18600 | 2
JOHNSON CONTROLS | LX SERIES | 214609067 | HRCU-A-CB | HH824E2S11 | CTM30B5ACS1 | Singlezone Ducted, Centrally Ducted | 23000 | 18900 | 2.76 | 18600 | 2
LUXAIRE | LX SERIES | 214609152 | HRCU-A-CB | HH824E2S11 | CTM30B5ACS1 | Singlezone Ducted, Centrally Ducted | 23000 | 18900 | 2.76 | 18600 | 2
COLEMAN | LX SERIES | 214609180 | HRCU-A-CB | HH824E2S11 | CTM30B5ACS1 | Singlezone Ducted, Centrally Ducted | 23000 | 18900 | 2.76 | 18600 | 2
FRASER-JOHNSTON | LX SERIES | 214609123 | HRCU-A-CB | HH824E2S11 | CTM30B5ACS1 | Singlezone Ducted, Centrally Ducted | 23000 | 18900 | 2.76 | 18600 | 2
YORK | LX SERIES | 214609036 | HRCU-A-CB | HH824E2S11 | CTM30B5ACS1 | Singlezone Ducted, Centrally Ducted | 23000 | 18900 | 2.76 | 18600 | 2
ZERO | Z3SOV Series | 214723151 | HMSV-A-CB | Z3SOV-18HDM-US |  | Multizone Mix of Ducted and Non-Ducted | 19000 | 14600 | 2.5 | 14000 | 2.19
ZERO | Z3SOV Series | 214723149 | HMSR-A-CB-O | Z3SOV-18HDM-US |  | Multizone All Non-Ducted | 19000 | 14400 | 2.5 | 14000 | 2.19
SLIMAIR | SHC Series | 214728303 | HRCU-A-CB-O | SHC24VH2AG | SHLZ24VC2AG | Singlezone Non-Ducted, Wall Placement | 25000 | 21000 | 2.64 | 26000 | 1.95
SLIMAIR | SHC Series | 214728305 | HRCU-A-CB-O | SHC24VH2AG | SHS24VC2AG | Singlezone Non-Ducted, Floor Placement | 25000 | 19000 | 2.64 | 25000 | 2.1
SLIMAIR | SHC Series | 214728301 | HRCU-A-CB-O | SHC12VH2AG | SHLZ12VC2AG | Singlezone Non-Ducted, Ceiling Placement | 12000 | 9900 | 2.55 | 11500 | 1.9
PREMIUM LEVELLA | PIACWMZ series | 214717543 | HRCU-A-CB-O | PIACWMZ9082280B | PIACWMZ9082279A | Singlezone Non-Ducted, Ceiling Placement | 11000 | 8000 | 2.66 | 8500 | 2.37
ACIQ |  | 214602072 | HRCU-A-CB | ACIQ-12-EHPB | ACIQ-12-AHB | Singlezone Ducted, Centrally Ducted | 13000 | 12000 | 2.61 | 11000 | 2
BOSCH | Inverter Ducted Split Family (IDS) | 214771733 | HRCU-A-CB | BOVA-60RTB-M20S | BIVA-60RCB-M20X | Singlezone Ducted, Centrally Ducted | 55000 | 44000 | 2.5 | 38500 | 2
BOSCH | Inverter Ducted Split Family (IDS) | 214771732 | HRCU-A-CB | BOVA-60RTB-M20S | BIVA-48RCB-M20X | Singlezone Ducted, Centrally Ducted | 48000 | 40000 | 2.5 | 33600 | 2
BOSCH | Inverter Ducted Split Family (IDS) | 214771711 | HRCU-A-CB | BOVA-36RTB-M20S | BIVA-36RCB-M20X | Singlezone Ducted, Centrally Ducted | 34200 | 28000 | 2.5 | 24400 | 2
BOSCH | Inverter Ducted Split Family (IDS) | 214771710 | HRCU-A-CB | BOVA-36RTB-M20S | BIVA-24RCB-M20X | Singlezone Ducted, Centrally Ducted | 24000 | 22400 | 2.51 | 17400 | 2.01
GREE | Airy | 214802442 | HRCU-A-CB-O | GWH09AVDXE-D6DNA1A/O | GWH09AVDXE-D6DN***/I | Singlezone Non-Ducted, Wall Placement | 10600 | 6700 | 3.22 | 11500 | 2.11
LENNOX | ELITE EL22XPV SERIES | 214635107 | HRCU-A-CB | EL22XPV-024-230A** | CK40CT-30A-0*+TDR | Singlezone Ducted, Centrally Ducted | 23400 | 14200 | 2.51 | 16100 | 1.96
LENNOX | ELITE EL22XPV SERIES | 214635109 | HRCU-A-CB | EL22XPV-024-230A** | CK40CT-30A-0*+TDR | Singlezone Ducted, Centrally Ducted | 23400 | 14200 | 2.51 | 16100 | 1.96
LENNOX | ELITE EL22XPV SERIES | 214635111 | HRCU-A-CB | EL22XPV-024-230A** | CK40CT-30A-0*+TDR | Singlezone Ducted, Centrally Ducted | 23000 | 13900 | 2.51 | 15800 | 1.94
LENNOX | ELITE EL22XPV SERIES | 214635117 | HRCU-A-CB | EL22XPV-024-230A** | CK40CT-30A-0*+TDR | Singlezone Ducted, Centrally Ducted | 23000 | 13900 | 2.51 | 15800 | 1.94
LENNOX | ELITE EL22XPV SERIES | 214635119 | HRCU-A-CB | EL22XPV-024-230A** | CK40CT-30A-0*+TDR | Singlezone Ducted, Centrally Ducted | 23400 | 14200 | 2.52 | 16100 | 1.96
LENNOX | ELITE EL22XPV SERIES | 214635121 | HRCU-A-CB | EL22XPV-024-230A** | CK40CT-30A-0*+TDR | Singlezone Ducted, Centrally Ducted | 23000 | 13900 | 2.51 | 15800 | 1.94
LENNOX | ELITE EL22XPV SERIES | 214635123 | HRCU-A-CB | EL22XPV-024-230A** | CK40CT-30A-0*+TDR | Singlezone Ducted, Centrally Ducted | 23400 | 14200 | 2.52 | 16100 | 1.96
LENNOX | ELITE EL22XPV SERIES | 214635125 | HRCU-A-CB | EL22XPV-024-230A** | CK40CT-30A-0*+TDR | Singlezone Ducted, Centrally Ducted | 23200 | 14000 | 2.52 | 15900 | 1.94
LENNOX | ELITE EL22XPV SERIES | 214635127 | HRCU-A-CB | EL22XPV-024-230A** | CK40CT-30A-0*+TDR | Singlezone Ducted, Centrally Ducted | 23200 | 14000 | 2.52 | 15900 | 1.96
LENNOX | ELITE EL22XPV SERIES | 214635129 | HRCU-A-CB | EL22XPV-024-230A** | CK40CT-30A-0*+TDR | Singlezone Ducted, Centrally Ducted | 23200 | 14000 | 2.52 | 15900 | 1.94
LENNOX | ELITE EL22XPV SERIES | 214635131 | HRCU-A-CB | EL22XPV-024-230A** | CK40CT-30A-0*+TDR | Singlezone Ducted, Centrally Ducted | 23400 | 14200 | 2.52 | 16100 | 1.98
LENNOX | ELITE EL22XPV SERIES | 214635133 | HRCU-A-CB | EL22XPV-024-230A** | CK40CT-30A-0*+TDR | Singlezone Ducted, Centrally Ducted | 23600 | 14200 | 2.51 | 16100 | 1.96
AIREASE | 4SHP22LX SERIES | 214716364 | HRCU-A-CB | 4SHP22LX136P-**A | 7EC48BX-0*+TDR | Singlezone Ducted, Centrally Ducted | 33800 | 22600 | 2.5 | 18500 | 2.18
LENNOX | ELITE EL22XPV SERIES | 214635135 | HRCU-A-CB | EL22XPV-024-230A** | CK40CT-30A-0*+TDR | Singlezone Ducted, Centrally Ducted | 23600 | 14200 | 2.51 | 16100 | 1.96
AIREASE | 4SHP22LX SERIES | 214716365 | HRCU-A-CB | 4SHP22LX136P-**A | 7EC48BX-0*+TDR | Singlezone Ducted, Centrally Ducted | 33200 | 22000 | 2.52 | 18100 | 2.24
AIREASE | 4SHP22LX SERIES | 214716366 | HRCU-A-CB | 4SHP22LX136P-**A | 7EC48BX-0*+TDR | Singlezone Ducted, Centrally Ducted | 33200 | 22000 | 2.54 | 18000 | 2.24
AIREASE | 4SHP22LX SERIES | 214716371 | HRCU-A-CB | 4SHP22LX136P-**A | 7EC48BX-0*+TDR | Singlezone Ducted, Centrally Ducted | 33400 | 22200 | 2.52 | 18200 | 2.22
AIREASE | 4SHP22LX SERIES | 214716372 | HRCU-A-CB | 4SHP22LX136P-**A | 7EC48BX-0*+TDR | Singlezone Ducted, Centrally Ducted | 33600 | 22200 | 2.56 | 18200 | 2.24
AIREASE | 4SHP22LX SERIES | 214716379 | HRCU-A-CB | 4SHP22LX136P-**A | 7EC48BX-0*+TDR | Singlezone Ducted, Centrally Ducted | 33800 | 22600 | 2.52 | 18500 | 2.2
AIREASE | 4SHP22LX SERIES | 214716380 | HRCU-A-CB | 4SHP22LX136P-**A | 7EC48BX-0*+TDR | Singlezone Ducted, Centrally Ducted | 33800 | 22400 | 2.52 | 18400 | 2.22
AIREASE | 4SHP22LX SERIES | 214716381 | HRCU-A-CB | 4SHP22LX136P-**A | 7EC48BX-0*+TDR | Singlezone Ducted, Centrally Ducted | 33800 | 22400 | 2.54 | 18400 | 2.22
AIREASE | 4SHP22LX SERIES | 214716382 | HRCU-A-CB | 4SHP22LX136P-**A | 7EC48BX-0*+TDR | Singlezone Ducted, Centrally Ducted | 33800 | 22400 | 2.54 | 18400 | 2.22
LENNOX | ELITE EL22XPV SERIES | 214635155 | HRCU-A-CB | EL22XPV-024-230A** | CK40CT-30B-0*+TDR | Singlezone Ducted, Centrally Ducted | 23200 | 14000 | 2.52 | 15900 | 1.96
LENNOX | ELITE EL22XPV SERIES | 214635157 | HRCU-A-CB | EL22XPV-024-230A** | CK40CT-30B-0*+TDR | Singlezone Ducted, Centrally Ducted | 23200 | 14000 | 2.53 | 15900 | 1.96
LENNOX | ELITE EL22XPV SERIES | 214635158 | HRCU-A-CB | EL22XPV-024-230A** | CK40CT-30B-0*+TDR | Singlezone Ducted, Centrally Ducted | 23200 | 14100 | 2.54 | 16000 | 1.98
LENNOX | ELITE EL22XPV SERIES | 214635161 | HRCU-A-CB | EL22XPV-024-230A** | CK40CT-30B-0*+TDR | Singlezone Ducted, Centrally Ducted | 23200 | 14000 | 2.52 | 15900 | 1.96
AIREASE | 4SHP22LX SERIES | 214716268 | HRCU-A-CB | 4SHP22LX136P-**A | 7EH42CX-0*+TDR | Singlezone Ducted, Centrally Ducted | 33200 | 22000 | 2.52 | 17700 | 2.06
AIREASE | 4SHP22LX SERIES | 214716269 | HRCU-A-CB | 4SHP22LX136P-**A | 7EH42CX-0*+TDR | Singlezone Ducted, Centrally Ducted | 33800 | 22600 | 2.52 | 18200 | 2.04
AIREASE | 4SHP22LX SERIES | 214716277 | HRCU-A-CB | 4SHP22LX136P-**A | 7EH42CX-0*+TDR | Singlezone Ducted, Centrally Ducted | 33400 | 22200 | 2.52 | 17900 | 2.06
AIREASE | 4SHP22LX SERIES | 214716278 | HRCU-A-CB | 4SHP22LX136P-**A | 7EH42CX-0*+TDR | Singlezone Ducted, Centrally Ducted | 33400 | 22200 | 2.5 | 17900 | 2.04
AIREASE | 4SHP22LX SERIES | 214716280 | HRCU-A-CB | 4SHP22LX136P-**A | 7EH42CX-0*+TDR | Singlezone Ducted, Centrally Ducted | 33400 | 22400 | 2.5 | 18000 | 2.04
AIREASE | 4SHP22LX SERIES | 214716281 | HRCU-A-CB | 4SHP22LX136P-**A | 7EH42CX-0*+TDR | Singlezone Ducted, Centrally Ducted | 33400 | 22200 | 2.5 | 17900 | 2.04
LENNOX | ELITE EL22XPV SERIES | 214635173 | HRCU-A-CB | EL22XPV-024-230A** | CK40CT-30B-0*+TDR | Singlezone Ducted, Centrally Ducted | 23600 | 14200 | 2.51 | 16100 | 1.96
AIREASE | 4SHP22LX SERIES | 214716282 | HRCU-A-CB | 4SHP22LX136P-**A | 7EH42CX-0*+TDR | Singlezone Ducted, Centrally Ducted | 33600 | 22400 | 2.5 | 18100 | 2.04
AIREASE | 4SHP22LX SERIES | 214716284 | HRCU-A-CB | 4SHP22LX136P-**A | 7EH42CX-0*+TDR | Singlezone Ducted, Centrally Ducted | 33800 | 22600 | 2.52 | 18200 | 2.04
AIREASE | 4SHP22LX SERIES | 214716285 | HRCU-A-CB | 4SHP22LX136P-**A | 7EH42CX-0*+TDR | Singlezone Ducted, Centrally Ducted | 33600 | 22400 | 2.5 | 18100 | 2.04
AIREASE | 4SHP22LX SERIES | 214716286 | HRCU-A-CB | 4SHP22LX136P-**A | 7EH42CX-0*+TDR | Singlezone Ducted, Centrally Ducted | 33600 | 22400 | 2.52 | 18100 | 2.06
AIREASE | 4SHP22LX SERIES | 214716288 | HRCU-A-CB | 4SHP22LX136P-**A | 7EH42CX-0*+TDR | Singlezone Ducted, Centrally Ducted | 33600 | 22400 | 2.5 | 18100 | 2.04
AIREASE | 4SHP22LX SERIES | 214716289 | HRCU-A-CB | 4SHP22LX136P-**A | 7EH42CX-0*+TDR | Singlezone Ducted, Centrally Ducted | 33600 | 22400 | 2.5 | 18100 | 2.04
AIREASE | 4SHP22LX SERIES | 214716290 | HRCU-A-CB | 4SHP22LX136P-**A | 7EH42CX-0*+TDR | Singlezone Ducted, Centrally Ducted | 33800 | 22600 | 2.5 | 18200 | 2.04
LENNOX | ELITE EL22XPV SERIES | 214635187 | HRCU-A-CB | EL22XPV-024-230A** | CK40CT-30B-0*+TDR | Singlezone Ducted, Centrally Ducted | 23600 | 14200 | 2.51 | 16100 | 1.96
LENNOX | ELITE EL22XPV SERIES | 214635191 | HRCU-A-CB | EL22XPV-024-230A** | CK40CT-30B-0*+TDR | Singlezone Ducted, Centrally Ducted | 23400 | 14100 | 2.54 | 16000 | 1.98
LENNOX | ELITE EL22XPV SERIES | 214635193 | HRCU-A-CB | EL22XPV-024-230A** | CK40CT-30B-0*+TDR | Singlezone Ducted, Centrally Ducted | 23400 | 14100 | 2.54 | 16000 | 1.98
LENNOX | ELITE EL22XPV SERIES | 214635195 | HRCU-A-CB | EL22XPV-024-230A** | CK40CT-30B-0*+TDR | Singlezone Ducted, Centrally Ducted | 23400 | 14100 | 2.54 | 16000 | 1.98
LENNOX | ELITE EL22XPV SERIES | 214635197 | HRCU-A-CB | EL22XPV-024-230A** | CK40CT-30B-0*+TDR | Singlezone Ducted, Centrally Ducted | 23600 | 14200 | 2.51 | 16100 | 1.96
LENNOX | ELITE EL22XPV SERIES | 214635199 | HRCU-A-CB | EL22XPV-024-230A** | CK40CT-30B-0*+TDR | Singlezone Ducted, Centrally Ducted | 23600 | 14200 | 2.51 | 16200 | 1.96
LENNOX | ELITE EL22XPV SERIES | 214635203 | HRCU-A-CB | EL22XPV-024-230A** | CK40CT-30B-0*+TDR | Singlezone Ducted, Centrally Ducted | 23600 | 14200 | 2.51 | 16100 | 1.96
LENNOX | ELITE EL22XPV SERIES | 214635201 | HRCU-A-CB | EL22XPV-024-230A** | CK40CT-30B-0*+TDR | Singlezone Ducted, Centrally Ducted | 23600 | 14200 | 2.51 | 16100 | 1.96
LENNOX | ELITE EL22XPV SERIES | 214635011 | HRCU-A-CB | EL22XPV-024-230A** | CK40CT-24A-0*+TDR | Singlezone Ducted, Centrally Ducted | 23600 | 14700 | 2.52 | 15700 | 1.9
LENNOX | ELITE EL22XPV SERIES | 214635013 | HRCU-A-CB | EL22XPV-024-230A** | CK40CT-24A-0*+TDR | Singlezone Ducted, Centrally Ducted | 23600 | 14700 | 2.52 | 15700 | 1.9
LENNOX | ELITE EL22XPV SERIES | 214635015 | HRCU-A-CB | EL22XPV-024-230A** | CK40CT-24A-0*+TDR | Singlezone Ducted, Centrally Ducted | 23000 | 14300 | 2.52 | 15400 | 1.9
LENNOX | ELITE EL22XPV SERIES | 214635017 | HRCU-A-CB | EL22XPV-024-230A** | CK40CT-24A-0*+TDR | Singlezone Ducted, Centrally Ducted | 23600 | 14700 | 2.5 | 15800 | 1.92
LENNOX | ELITE EL22XPV SERIES | 214635019 | HRCU-A-CB | EL22XPV-024-230A** | CK40CT-24A-0*+TDR | Singlezone Ducted, Centrally Ducted | 23600 | 14700 | 2.5 | 15800 | 1.92
LENNOX | ELITE EL22XPV SERIES | 214635029 | HRCU-A-CB | EL22XPV-024-230A** | CK40CT-24A-0*+TDR | Singlezone Ducted, Centrally Ducted | 23200 | 14500 | 2.51 | 15500 | 1.9
LENNOX | ELITE EL22XPV SERIES | 214635031 | HRCU-A-CB | EL22XPV-024-230A** | CK40CT-24A-0*+TDR | Singlezone Ducted, Centrally Ducted | 23200 | 14400 | 2.53 | 15500 | 1.9
LENNOX | ELITE EL22XPV SERIES | 214635033 | HRCU-A-CB | EL22XPV-024-230A** | CK40CT-24A-0*+TDR | Singlezone Ducted, Centrally Ducted | 23200 | 14500 | 2.51 | 15500 | 1.9
LENNOX | ELITE EL22XPV SERIES | 214635035 | HRCU-A-CB | EL22XPV-024-230A** | CK40CT-24A-0*+TDR | Singlezone Ducted, Centrally Ducted | 23600 | 14700 | 2.53 | 15700 | 1.92
LENNOX | ELITE EL22XPV SERIES | 214635037 | HRCU-A-CB | EL22XPV-024-230A** | CK40CT-24A-0*+TDR | Singlezone Ducted, Centrally Ducted | 23600 | 14700 | 2.52 | 15700 | 1.9
LENNOX | ELITE EL22XPV SERIES | 214635039 | HRCU-A-CB | EL22XPV-024-230A** | CK40CT-24A-0*+TDR | Singlezone Ducted, Centrally Ducted | 23600 | 14700 | 2.52 | 15700 | 1.9
LENNOX | ELITE EL22XPV SERIES | 214635053 | HRCU-A-CB | EL22XPV-024-230A** | CK40CT-24B-0*+TDR | Singlezone Ducted, Centrally Ducted | 23600 | 14700 | 2.5 | 15800 | 1.92
LENNOX | ELITE EL22XPV SERIES | 214635059 | HRCU-A-CB | EL22XPV-024-230A** | CK40CT-24B-0*+TDR | Singlezone Ducted, Centrally Ducted | 23200 | 14500 | 2.54 | 15500 | 1.9
LENNOX | ELITE EL22XPV SERIES | 214635061 | HRCU-A-CB | EL22XPV-024-230A** | CK40CT-24B-0*+TDR | Singlezone Ducted, Centrally Ducted | 23200 | 14500 | 2.54 | 15500 | 1.9
LENNOX | ELITE EL22XPV SERIES | 214635063 | HRCU-A-CB | EL22XPV-024-230A** | CK40CT-24B-0*+TDR | Singlezone Ducted, Centrally Ducted | 23400 | 14500 | 2.51 | 15600 | 1.92
LENNOX | ELITE EL22XPV SERIES | 214635065 | HRCU-A-CB | EL22XPV-024-230A** | CK40CT-24B-0*+TDR | Singlezone Ducted, Centrally Ducted | 23200 | 14500 | 2.54 | 15500 | 1.9
LENNOX | ELITE EL22XPV SERIES | 214635077 | HRCU-A-CB | EL22XPV-024-230A** | CK40CT-24B-0*+TDR | Singlezone Ducted, Centrally Ducted | 23600 | 14700 | 2.52 | 15700 | 1.9
LENNOX | ELITE EL22XPV SERIES | 214635091 | HRCU-A-CB | EL22XPV-024-230A** | CK40CT-24B-0*+TDR | Singlezone Ducted, Centrally Ducted | 23600 | 14700 | 2.5 | 15800 | 1.92
LENNOX | ELITE EL22XPV SERIES | 214635095 | HRCU-A-CB | EL22XPV-024-230A** | CK40CT-24B-0*+TDR | Singlezone Ducted, Centrally Ducted | 23600 | 14600 | 2.55 | 15700 | 1.92
LENNOX | ELITE EL22XPV SERIES | 214635097 | HRCU-A-CB | EL22XPV-024-230A** | CK40CT-24B-0*+TDR | Singlezone Ducted, Centrally Ducted | 23600 | 14600 | 2.55 | 15700 | 1.92
LENNOX | ELITE EL22XPV SERIES | 214635099 | HRCU-A-CB | EL22XPV-024-230A** | CK40CT-24B-0*+TDR | Singlezone Ducted, Centrally Ducted | 23600 | 14600 | 2.55 | 15700 | 1.92
LENNOX | ELITE EL22XPV SERIES | 214635101 | HRCU-A-CB | EL22XPV-024-230A** | CK40CT-24B-0*+TDR | Singlezone Ducted, Centrally Ducted | 23600 | 14700 | 2.5 | 15800 | 1.92
LENNOX | ELITE EL22XPV SERIES | 214635103 | HRCU-A-CB | EL22XPV-024-230A** | CK40CT-24B-0*+TDR | Singlezone Ducted, Centrally Ducted | 23600 | 14700 | 2.5 | 15800 | 1.9
LENNOX | ELITE EL22XPV SERIES | 214635105 | HRCU-A-CB | EL22XPV-024-230A** | CK40CT-24B-0*+TDR | Singlezone Ducted, Centrally Ducted | 23600 | 14700 | 2.52 | 15800 | 1.92
LENNOX | EL22XPV SERIES | 214625983 | HRCU-A-CB | EL22XPV-036-230A** | CK40CT-48C-0*+TDR | Singlezone Ducted, Centrally Ducted | 33800 | 22400 | 2.54 | 18500 | 2.24
LENNOX | EL22XPV SERIES | 214625985 | HRCU-A-CB | EL22XPV-036-230A** | CK40CT-48C-0*+TDR | Singlezone Ducted, Centrally Ducted | 33800 | 22400 | 2.52 | 18600 | 2.24
LENNOX | EL22XPV SERIES | 214625986 | HRCU-A-CB | EL22XPV-036-230A** | CK40CT-48C-0*+TDR | Singlezone Ducted, Centrally Ducted | 33800 | 22400 | 2.52 | 18600 | 2.24
LENNOX | EL22XPV SERIES | 214625988 | HRCU-A-CB | EL22XPV-036-230A** | CK40CT-48C-0*+TDR | Singlezone Ducted, Centrally Ducted | 33600 | 22400 | 2.56 | 18500 | 2.26
AIREASE | 4SHP22LX SERIES | 214716498 | HRCU-A-CB | 4SHP22LX124P-**A | 7EC30AX-0*+TDR | Singlezone Ducted, Centrally Ducted | 23400 | 14200 | 2.51 | 16100 | 1.96
AIREASE | 4SHP22LX SERIES | 214716499 | HRCU-A-CB | 4SHP22LX124P-**A | 7EC30AX-0*+TDR | Singlezone Ducted, Centrally Ducted | 23400 | 14200 | 2.51 | 16100 | 1.96
AIREASE | 4SHP22LX SERIES | 214716500 | HRCU-A-CB | 4SHP22LX124P-**A | 7EC30AX-0*+TDR | Singlezone Ducted, Centrally Ducted | 23000 | 13900 | 2.51 | 15800 | 1.94
AIREASE | 4SHP22LX SERIES | 214716502 | HRCU-A-CB | 4SHP22LX124P-**A | 7EC30AX-0*+TDR | Singlezone Ducted, Centrally Ducted | 23400 | 14200 | 2.52 | 16100 | 1.96
AIREASE | 4SHP22LX SERIES | 214716503 | HRCU-A-CB | 4SHP22LX124P-**A | 7EC30AX-0*+TDR | Singlezone Ducted, Centrally Ducted | 23200 | 14000 | 2.52 | 15900 | 1.94
AIREASE | 4SHP22LX SERIES | 214716504 | HRCU-A-CB | 4SHP22LX124P-**A | 7EC30AX-0*+TDR | Singlezone Ducted, Centrally Ducted | 23400 | 14200 | 2.52 | 16100 | 1.98
AIREASE | 4SHP22LX SERIES | 214716505 | HRCU-A-CB | 4SHP22LX124P-**A | 7EC30AX-0*+TDR | Singlezone Ducted, Centrally Ducted | 23600 | 14200 | 2.51 | 16100 | 1.96
AIREASE | 4SHP22LX SERIES | 214716506 | HRCU-A-CB | 4SHP22LX124P-**A | 7EC30AX-0*+TDR | Singlezone Ducted, Centrally Ducted | 23600 | 14200 | 2.51 | 16100 | 1.96
AIREASE | 4SHP22LX SERIES | 214716510 | HRCU-A-CB | 4SHP22LX124P-**A | 7EC30BX-0*+TDR | Singlezone Ducted, Centrally Ducted | 23200 | 14000 | 2.52 | 15900 | 1.96
AIREASE | 4SHP22LX SERIES | 214716514 | HRCU-A-CB | 4SHP22LX124P-**A | 7EC30BX-0*+TDR | Singlezone Ducted, Centrally Ducted | 23600 | 14200 | 2.51 | 16100 | 1.96
AIREASE | 4SHP22LX SERIES | 214716519 | HRCU-A-CB | 4SHP22LX124P-**A | 7EC30BX-0*+TDR | Singlezone Ducted, Centrally Ducted | 23400 | 14100 | 2.54 | 16000 | 1.98
AIREASE | 4SHP22LX SERIES | 214716520 | HRCU-A-CB | 4SHP22LX124P-**A | 7EC30BX-0*+TDR | Singlezone Ducted, Centrally Ducted | 23400 | 14100 | 2.54 | 16000 | 1.98
AIREASE | 4SHP22LX SERIES | 214716521 | HRCU-A-CB | 4SHP22LX124P-**A | 7EC30BX-0*+TDR | Singlezone Ducted, Centrally Ducted | 23400 | 14100 | 2.54 | 16000 | 1.98
AIREASE | 4SHP22LX SERIES | 214716522 | HRCU-A-CB | 4SHP22LX124P-**A | 7EC30BX-0*+TDR | Singlezone Ducted, Centrally Ducted | 23600 | 14200 | 2.51 | 16100 | 1.96
AIREASE | 4SHP22LX SERIES | 214716523 | HRCU-A-CB | 4SHP22LX124P-**A | 7EC30BX-0*+TDR | Singlezone Ducted, Centrally Ducted | 23600 | 14200 | 2.51 | 16200 | 1.96
AIREASE | 4SHP22LX SERIES | 214716525 | HRCU-A-CB | 4SHP22LX124P-**A | 7EC30BX-0*+TDR | Singlezone Ducted, Centrally Ducted | 23600 | 14200 | 2.51 | 16100 | 1.96
AIREASE | 4SHP22LX SERIES | 214716524 | HRCU-A-CB | 4SHP22LX124P-**A | 7EC30BX-0*+TDR | Singlezone Ducted, Centrally Ducted | 23600 | 14200 | 2.51 | 16100 | 1.96
AIREASE | 4SHP22LX SERIES | 214716471 | HRCU-A-CB | 4SHP22LX124P-**A | 7EC24AX-0*+TDR | Singlezone Ducted, Centrally Ducted | 23600 | 14700 | 2.52 | 15700 | 1.9
AIREASE | 4SHP22LX SERIES | 214716472 | HRCU-A-CB | 4SHP22LX124P-**A | 7EC24AX-0*+TDR | Singlezone Ducted, Centrally Ducted | 23600 | 14700 | 2.52 | 15700 | 1.9
AIREASE | 4SHP22LX SERIES | 214716473 | HRCU-A-CB | 4SHP22LX124P-**A | 7EC24AX-0*+TDR | Singlezone Ducted, Centrally Ducted | 23000 | 14300 | 2.52 | 15400 | 1.9
AIREASE | 4SHP22LX SERIES | 214716474 | HRCU-A-CB | 4SHP22LX124P-**A | 7EC24AX-0*+TDR | Singlezone Ducted, Centrally Ducted | 23600 | 14700 | 2.5 | 15800 | 1.92
AIREASE | 4SHP22LX SERIES | 214716476 | HRCU-A-CB | 4SHP22LX124P-**A | 7EC24AX-0*+TDR | Singlezone Ducted, Centrally Ducted | 23200 | 14500 | 2.51 | 15500 | 1.9
AIREASE | 4SHP22LX SERIES | 214716477 | HRCU-A-CB | 4SHP22LX124P-**A | 7EC24AX-0*+TDR | Singlezone Ducted, Centrally Ducted | 23600 | 14700 | 2.53 | 15700 | 1.92
AIREASE | 4SHP22LX SERIES | 214716478 | HRCU-A-CB | 4SHP22LX124P-**A | 7EC24AX-0*+TDR | Singlezone Ducted, Centrally Ducted | 23600 | 14700 | 2.52 | 15700 | 1.9
AIREASE | 4SHP22LX SERIES | 214716479 | HRCU-A-CB | 4SHP22LX124P-**A | 7EC24AX-0*+TDR | Singlezone Ducted, Centrally Ducted | 23600 | 14700 | 2.52 | 15700 | 1.9
AIREASE | 4SHP22LX SERIES | 214716481 | HRCU-A-CB | 4SHP22LX124P-**A | 7EC24BX-0*+TDR | Singlezone Ducted, Centrally Ducted | 23600 | 14700 | 2.5 | 15800 | 1.92
AIREASE | 4SHP22LX SERIES | 214716483 | HRCU-A-CB | 4SHP22LX124P-**A | 7EC24BX-0*+TDR | Singlezone Ducted, Centrally Ducted | 23200 | 14500 | 2.54 | 15500 | 1.9
AIREASE | 4SHP22LX SERIES | 214716487 | HRCU-A-CB | 4SHP22LX124P-**A | 7EC24BX-0*+TDR | Singlezone Ducted, Centrally Ducted | 23600 | 14700 | 2.52 | 15700 | 1.9
AIREASE | 4SHP22LX SERIES | 214716492 | HRCU-A-CB | 4SHP22LX124P-**A | 7EC24BX-0*+TDR | Singlezone Ducted, Centrally Ducted | 23600 | 14600 | 2.55 | 15700 | 1.92
AIREASE | 4SHP22LX SERIES | 214716493 | HRCU-A-CB | 4SHP22LX124P-**A | 7EC24BX-0*+TDR | Singlezone Ducted, Centrally Ducted | 23600 | 14600 | 2.55 | 15700 | 1.92
AIREASE | 4SHP22LX SERIES | 214716494 | HRCU-A-CB | 4SHP22LX124P-**A | 7EC24BX-0*+TDR | Singlezone Ducted, Centrally Ducted | 23600 | 14600 | 2.55 | 15700 | 1.92
AIREASE | 4SHP22LX SERIES | 214716495 | HRCU-A-CB | 4SHP22LX124P-**A | 7EC24BX-0*+TDR | Singlezone Ducted, Centrally Ducted | 23600 | 14700 | 2.5 | 15800 | 1.92
AIREASE | 4SHP22LX SERIES | 214716496 | HRCU-A-CB | 4SHP22LX124P-**A | 7EC24BX-0*+TDR | Singlezone Ducted, Centrally Ducted | 23600 | 14700 | 2.5 | 15800 | 1.9
AIREASE | 4SHP22LX SERIES | 214716497 | HRCU-A-CB | 4SHP22LX124P-**A | 7EC24BX-0*+TDR | Singlezone Ducted, Centrally Ducted | 23600 | 14700 | 2.52 | 15800 | 1.92
AIREASE | 4SHP22LX SERIES | 214716409 | HRCU-A-CB | 4SHP22LX136P-**A | 7EC48CX-0*+TDR | Singlezone Ducted, Centrally Ducted | 33800 | 22400 | 2.54 | 18500 | 2.24
AIREASE | 4SHP22LX SERIES | 214716411 | HRCU-A-CB | 4SHP22LX136P-**A | 7EC48CX-0*+TDR | Singlezone Ducted, Centrally Ducted | 33800 | 22400 | 2.52 | 18600 | 2.24
AIREASE | 4SHP22LX SERIES | 214716412 | HRCU-A-CB | 4SHP22LX136P-**A | 7EC48CX-0*+TDR | Singlezone Ducted, Centrally Ducted | 33800 | 22400 | 2.52 | 18600 | 2.24
AIREASE | 4SHP22LX SERIES | 214716414 | HRCU-A-CB | 4SHP22LX136P-**A | 7EC48CX-0*+TDR | Singlezone Ducted, Centrally Ducted | 33600 | 22400 | 2.56 | 18500 | 2.26
ACD | UHD-38 | 211749865 | HRCU-A-CB-O | UHD09KCH38SB-O | UHD09KCH38SC-I | Singlezone Non-Ducted, Wall Placement | 9000 | 8000 | 2.89 | 13000 | 1.91
MDV | MSAB series | 207591137 | HRCU-A-CB-O | MOX430-18HFN1-MU0W | MSABE-18HRFN1-MW5W | Singlezone Non-Ducted, Wall Placement | 18000 | 14000 | 2.61 | 12600 | 2.35
ECO AC | E-series | 207825492 | HRCU-A-CB-O | EHH-O18BB | EHH-W18BB | Singlezone Non-Ducted, Wall Placement | 18000 | 14000 | 2.61 | 12600 | 2.35
KANIONCO | K series | 207699081 | HRCU-A-CB-O | KWSM-18IR410AHS23.5MV | KWSM-18IR410AHS23.5MV | Singlezone Non-Ducted, Wall Placement | 18000 | 14000 | 2.61 | 12600 | 2.35
DUCTLESSAIRE | DA series | 208136308 | HRCU-A-CB-O | DA1821-H2-O* | DA1821-H2-I* | Singlezone Non-Ducted, Wall Placement | 18000 | 14000 | 2.61 | 12600 | 2.35
PIONEER | YN series | 208101240 | HRCU-A-CB-O | YN018GMFI22RPE | WS018GMFI22HLE | Singlezone Non-Ducted, Wall Placement | 18000 | 14000 | 2.61 | 12600 | 2.35
LUXAIRE | LX SERIES | 214396370 | HRCU-A-CB | HH860E2S11 | CTF60D5CJS1 | Singlezone Ducted, Centrally Ducted | 55000 | 38000 | 2.62 | 39500 | 2
COLEMAN | LX SERIES | 214396369 | HRCU-A-CB | HH860E2S11 | CTF60D5CJS1 | Singlezone Ducted, Centrally Ducted | 55000 | 38000 | 2.62 | 39500 | 2
YORK | LX SERIES | 214395996 | HRCU-A-CB | HH860E2S11 | CTF60D5CJS1 | Singlezone Ducted, Centrally Ducted | 55000 | 38000 | 2.62 | 39500 | 2
JOHNSON CONTROLS | LX SERIES | 214396368 | HRCU-A-CB | HH860E2S11 | CTF60D5CJS1 | Singlezone Ducted, Centrally Ducted | 55000 | 38000 | 2.62 | 39500 | 2
CHAMPION HEATING AND COOLING | LX SERIES | 214396367 | HRCU-A-CB | HH860E2S11 | CTF60D5CJS1 | Singlezone Ducted, Centrally Ducted | 55000 | 38000 | 2.62 | 39500 | 2
FRASER-JOHNSTON | LX SERIES | 214396366 | HRCU-A-CB | HH860E2S11 | CTF60D5CJS1 | Singlezone Ducted, Centrally Ducted | 55000 | 38000 | 2.62 | 39500 | 2
LUXAIRE | LX SERIES | 214396365 | HRCU-A-CB | HH860E2S11 | CTF60D5CJS1 | Singlezone Ducted, Centrally Ducted | 55000 | 38000 | 2.62 | 39500 | 2
COLEMAN | LX SERIES | 214396364 | HRCU-A-CB | HH860E2S11 | CTF60D5CJS1 | Singlezone Ducted, Centrally Ducted | 55000 | 38000 | 2.62 | 39500 | 2
YORK | LX SERIES | 214395995 | HRCU-A-CB | HH860E2S11 | CTF60D5CJS1 | Singlezone Ducted, Centrally Ducted | 55000 | 38000 | 2.62 | 39500 | 2
JOHNSON CONTROLS | LX SERIES | 214396363 | HRCU-A-CB | HH860E2S11 | CTF60D5CJS1 | Singlezone Ducted, Centrally Ducted | 55000 | 38000 | 2.62 | 39500 | 2
CHAMPION HEATING AND COOLING | LX SERIES | 214396362 | HRCU-A-CB | HH860E2S11 | CTF60D5CJS1 | Singlezone Ducted, Centrally Ducted | 55000 | 38000 | 2.62 | 39500 | 2
FRASER-JOHNSTON | LX SERIES | 214396361 | HRCU-A-CB | HH860E2S11 | CTF60D5CJS1 | Singlezone Ducted, Centrally Ducted | 55000 | 38000 | 2.62 | 39500 | 2
LUXAIRE | LX SERIES | 214396360 | HRCU-A-CB | HH860E2S11 | CTF60D5CJS1 | Singlezone Ducted, Centrally Ducted | 55000 | 38000 | 2.62 | 39500 | 2
COLEMAN | LX SERIES | 214396359 | HRCU-A-CB | HH860E2S11 | CTF60D5CJS1 | Singlezone Ducted, Centrally Ducted | 55000 | 38000 | 2.62 | 39500 | 2
YORK | LX SERIES | 214395994 | HRCU-A-CB | HH860E2S11 | CTF60D5CJS1 | Singlezone Ducted, Centrally Ducted | 55000 | 38000 | 2.62 | 39500 | 2
JOHNSON CONTROLS | LX SERIES | 214396358 | HRCU-A-CB | HH860E2S11 | CTM60D5CJS1+JMC20D2SN1 | Singlezone Ducted, Centrally Ducted | 54000 | 37000 | 2.64 | 39000 | 2
CHAMPION HEATING AND COOLING | LX SERIES | 214396357 | HRCU-A-CB | HH860E2S11 | CTM60D5CJS1+JMC20D2SN1 | Singlezone Ducted, Centrally Ducted | 54000 | 37000 | 2.64 | 39000 | 2
FRASER-JOHNSTON | LX SERIES | 214396356 | HRCU-A-CB | HH860E2S11 | CTM60D5CJS1+JMC20D2SN1 | Singlezone Ducted, Centrally Ducted | 54000 | 37000 | 2.64 | 39000 | 2
LUXAIRE | LX SERIES | 214396355 | HRCU-A-CB | HH860E2S11 | CTM60D5CJS1+JMC20D2SN1 | Singlezone Ducted, Centrally Ducted | 54000 | 37000 | 2.64 | 39000 | 2
COLEMAN | LX SERIES | 214396354 | HRCU-A-CB | HH860E2S11 | CTM60D5CJS1+JMC20D2SN1 | Singlezone Ducted, Centrally Ducted | 54000 | 37000 | 2.64 | 39000 | 2
YORK | LX SERIES | 214395993 | HRCU-A-CB | HH860E2S11 | CTM60D5CJS1+JMC20D2SN1 | Singlezone Ducted, Centrally Ducted | 54000 | 37000 | 2.64 | 39000 | 2
LUXAIRE | LX SERIES | 214396350 | HRCU-A-CB | HH860E2S11 | JHC60D5CJ2SS1 | Singlezone Ducted, Centrally Ducted | 54000 | 37200 | 2.66 | 39000 | 2
JOHNSON CONTROLS | LX SERIES | 214396353 | HRCU-A-CB | HH860E2S11 | JHC60D5CJ2SS1 | Singlezone Ducted, Centrally Ducted | 54000 | 37200 | 2.66 | 39000 | 2
FRASER-JOHNSTON | LX SERIES | 214396351 | HRCU-A-CB | HH860E2S11 | JHC60D5CJ2SS1 | Singlezone Ducted, Centrally Ducted | 54000 | 37200 | 2.66 | 39000 | 2
COLEMAN | LX SERIES | 214396349 | HRCU-A-CB | HH860E2S11 | JHC60D5CJ2SS1 | Singlezone Ducted, Centrally Ducted | 54000 | 37200 | 2.66 | 39000 | 2
CHAMPION HEATING AND COOLING | LX SERIES | 214396352 | HRCU-A-CB | HH860E2S11 | JHC60D5CJ2SS1 | Singlezone Ducted, Centrally Ducted | 54000 | 37200 | 2.66 | 39000 | 2
YORK | LX SERIES | 214395992 | HRCU-A-CB | HH860E2S11 | JHC60D5CJ2SS1 | Singlezone Ducted, Centrally Ducted | 54000 | 37200 | 2.66 | 39000 | 2
LUXAIRE | LX SERIES | 214396348 | HRCU-A-CB | HH860E2S11 | CTM60C5CHS1 | Singlezone Ducted, Centrally Ducted | 53500 | 37000 | 2.54 | 38500 | 2
COLEMAN | LX SERIES | 214396347 | HRCU-A-CB | HH860E2S11 | CTM60C5CHS1 | Singlezone Ducted, Centrally Ducted | 53500 | 37000 | 2.54 | 38500 | 2
YORK | LX SERIES | 214395990 | HRCU-A-CB | HH860E2S11 | CTM60C5CHS1 | Singlezone Ducted, Centrally Ducted | 53500 | 37000 | 2.54 | 38500 | 2
JOHNSON CONTROLS | LX SERIES | 214396346 | HRCU-A-CB | HH860E2S11 | CTM60C5CHS1 | Singlezone Ducted, Centrally Ducted | 53500 | 37000 | 2.54 | 38500 | 2
CHAMPION HEATING AND COOLING | LX SERIES | 214396345 | HRCU-A-CB | HH860E2S11 | CTM60C5CHS1 | Singlezone Ducted, Centrally Ducted | 53500 | 37000 | 2.54 | 38500 | 2
FRASER-JOHNSTON | LX SERIES | 214396344 | HRCU-A-CB | HH860E2S11 | CTM60C5CHS1 | Singlezone Ducted, Centrally Ducted | 53500 | 37000 | 2.54 | 38500 | 2
LUXAIRE | LX SERIES | 214396343 | HRCU-A-CB | HH860E2S11 | CTM60C5CHS1 | Singlezone Ducted, Centrally Ducted | 53500 | 37000 | 2.54 | 38500 | 2
COLEMAN | LX SERIES | 214396342 | HRCU-A-CB | HH860E2S11 | CTM60C5CHS1 | Singlezone Ducted, Centrally Ducted | 53500 | 37000 | 2.54 | 38500 | 2
YORK | LX SERIES | 214395989 | HRCU-A-CB | HH860E2S11 | CTM60C5CHS1 | Singlezone Ducted, Centrally Ducted | 53500 | 37000 | 2.54 | 38500 | 2
JOHNSON CONTROLS | LX SERIES | 214396341 | HRCU-A-CB | HH860E2S11 | CTM60C5CHS1 | Singlezone Ducted, Centrally Ducted | 53500 | 37000 | 2.54 | 38500 | 2
CHAMPION HEATING AND COOLING | LX SERIES | 214396340 | HRCU-A-CB | HH860E2S11 | CTM60C5CHS1 | Singlezone Ducted, Centrally Ducted | 53500 | 37000 | 2.54 | 38500 | 2
FRASER-JOHNSTON | LX SERIES | 214396339 | HRCU-A-CB | HH860E2S11 | CTM60C5CHS1 | Singlezone Ducted, Centrally Ducted | 53500 | 37000 | 2.54 | 38500 | 2
LUXAIRE | LX SERIES | 214396338 | HRCU-A-CB | HH860E2S11 | CTM60C5CHS1 | Singlezone Ducted, Centrally Ducted | 53500 | 37000 | 2.54 | 38500 | 2
COLEMAN | LX SERIES | 214396337 | HRCU-A-CB | HH860E2S11 | CTM60C5CHS1 | Singlezone Ducted, Centrally Ducted | 53500 | 37000 | 2.54 | 38500 | 2
YORK | LX SERIES | 214395988 | HRCU-A-CB | HH860E2S11 | CTM60C5CHS1 | Singlezone Ducted, Centrally Ducted | 53500 | 37000 | 2.54 | 38500 | 2
JOHNSON CONTROLS | LX SERIES | 214396336 | HRCU-A-CB | HH860E2S11 | CTM60C5CHS1 | Singlezone Ducted, Centrally Ducted | 55000 | 38000 | 2.54 | 40000 | 2
CHAMPION HEATING AND COOLING | LX SERIES | 214396335 | HRCU-A-CB | HH860E2S11 | CTM60C5CHS1 | Singlezone Ducted, Centrally Ducted | 55000 | 38000 | 2.54 | 40000 | 2
FRASER-JOHNSTON | LX SERIES | 214396334 | HRCU-A-CB | HH860E2S11 | CTM60C5CHS1 | Singlezone Ducted, Centrally Ducted | 55000 | 38000 | 2.54 | 40000 | 2
LUXAIRE | LX SERIES | 214396333 | HRCU-A-CB | HH860E2S11 | CTM60C5CHS1 | Singlezone Ducted, Centrally Ducted | 55000 | 38000 | 2.54 | 40000 | 2
COLEMAN | LX SERIES | 214396332 | HRCU-A-CB | HH860E2S11 | CTM60C5CHS1 | Singlezone Ducted, Centrally Ducted | 55000 | 38000 | 2.54 | 40000 | 2
YORK | LX SERIES | 214395987 | HRCU-A-CB | HH860E2S11 | CTM60C5CHS1 | Singlezone Ducted, Centrally Ducted | 55000 | 38000 | 2.54 | 40000 | 2
JOHNSON CONTROLS | LX SERIES | 214396331 | HRCU-A-CB | HH860E2S11 | CTM60C5CHS1 | Singlezone Ducted, Centrally Ducted | 55000 | 38000 | 2.54 | 40000 | 2
CHAMPION HEATING AND COOLING | LX SERIES | 214396330 | HRCU-A-CB | HH860E2S11 | CTM60C5CHS1 | Singlezone Ducted, Centrally Ducted | 55000 | 38000 | 2.54 | 40000 | 2
FRASER-JOHNSTON | LX SERIES | 214396329 | HRCU-A-CB | HH860E2S11 | CTM60C5CHS1 | Singlezone Ducted, Centrally Ducted | 55000 | 38000 | 2.54 | 40000 | 2
LUXAIRE | LX SERIES | 214396328 | HRCU-A-CB | HH860E2S11 | CTM60C5CHS1 | Singlezone Ducted, Centrally Ducted | 55000 | 38000 | 2.54 | 40000 | 2
COLEMAN | LX SERIES | 214396327 | HRCU-A-CB | HH860E2S11 | CTM60C5CHS1 | Singlezone Ducted, Centrally Ducted | 55000 | 38000 | 2.54 | 40000 | 2
YORK | LX SERIES | 214395986 | HRCU-A-CB | HH860E2S11 | CTM60C5CHS1 | Singlezone Ducted, Centrally Ducted | 55000 | 38000 | 2.54 | 40000 | 2
JOHNSON CONTROLS | LX SERIES | 214398021 | HRCU-A-CB | HH860E2S11 | CTF60C5CHS1 | Singlezone Ducted, Centrally Ducted | 55000 | 38000 | 2.52 | 40000 | 2
CHAMPION HEATING AND COOLING | LX SERIES | 214398020 | HRCU-A-CB | HH860E2S11 | CTF60C5CHS1 | Singlezone Ducted, Centrally Ducted | 55000 | 38000 | 2.52 | 40000 | 2
FRASER-JOHNSTON | LX SERIES | 214398019 | HRCU-A-CB | HH860E2S11 | CTF60C5CHS1 | Singlezone Ducted, Centrally Ducted | 55000 | 38000 | 2.52 | 40000 | 2
LUXAIRE | LX SERIES | 214398018 | HRCU-A-CB | HH860E2S11 | CTF60C5CHS1 | Singlezone Ducted, Centrally Ducted | 55000 | 38000 | 2.52 | 40000 | 2
COLEMAN | LX SERIES | 214398017 | HRCU-A-CB | HH860E2S11 | CTF60C5CHS1 | Singlezone Ducted, Centrally Ducted | 55000 | 38000 | 2.52 | 40000 | 2
YORK | LX SERIES | 214395784 | HRCU-A-CB | HH860E2S11 | CTF60C5CHS1 | Singlezone Ducted, Centrally Ducted | 55000 | 38000 | 2.52 | 40000 | 2
JOHNSON CONTROLS | LX SERIES | 214398016 | HRCU-A-CB | HH860E2S11 | CTF60C5CHS1 | Singlezone Ducted, Centrally Ducted | 55000 | 38000 | 2.52 | 40000 | 2
CHAMPION HEATING AND COOLING | LX SERIES | 214398015 | HRCU-A-CB | HH860E2S11 | CTF60C5CHS1 | Singlezone Ducted, Centrally Ducted | 55000 | 38000 | 2.52 | 40000 | 2
FRASER-JOHNSTON | LX SERIES | 214398014 | HRCU-A-CB | HH860E2S11 | CTF60C5CHS1 | Singlezone Ducted, Centrally Ducted | 55000 | 38000 | 2.52 | 40000 | 2
LUXAIRE | LX SERIES | 214398013 | HRCU-A-CB | HH860E2S11 | CTF60C5CHS1 | Singlezone Ducted, Centrally Ducted | 55000 | 38000 | 2.52 | 40000 | 2
COLEMAN | LX SERIES | 214398012 | HRCU-A-CB | HH860E2S11 | CTF60C5CHS1 | Singlezone Ducted, Centrally Ducted | 55000 | 38000 | 2.52 | 40000 | 2
YORK | LX SERIES | 214395783 | HRCU-A-CB | HH860E2S11 | CTF60C5CHS1 | Singlezone Ducted, Centrally Ducted | 55000 | 38000 | 2.52 | 40000 | 2
LUXAIRE | LX SERIES | 214609049 | HRCU-A-CB | HH860E2S11 | CTM60C5CHS1 | Singlezone Ducted, Centrally Ducted | 54000 | 37200 | 2.54 | 39000 | 2
JOHNSON CONTROLS | LX SERIES | 214609135 | HRCU-A-CB | HH860E2S11 | CTM60C5CHS1 | Singlezone Ducted, Centrally Ducted | 54000 | 37200 | 2.54 | 39000 | 2
FRASER-JOHNSTON | LX SERIES | 214609192 | HRCU-A-CB | HH860E2S11 | CTM60C5CHS1 | Singlezone Ducted, Centrally Ducted | 54000 | 37200 | 2.54 | 39000 | 2
COLEMAN | LX SERIES | 214609077 | HRCU-A-CB | HH860E2S11 | CTM60C5CHS1 | Singlezone Ducted, Centrally Ducted | 54000 | 37200 | 2.54 | 39000 | 2
CHAMPION HEATING AND COOLING | LX SERIES | 214609163 | HRCU-A-CB | HH860E2S11 | CTM60C5CHS1 | Singlezone Ducted, Centrally Ducted | 54000 | 37200 | 2.54 | 39000 | 2
YORK | LX SERIES | 214609015 | HRCU-A-CB | HH860E2S11 | CTM60C5CHS1 | Singlezone Ducted, Centrally Ducted | 54000 | 37200 | 2.54 | 39000 | 2
JOHNSON CONTROLS | LX SERIES | 214397641 | HRCU-A-CB | HH860E2S11 | CTF60D5CJS1 | Singlezone Ducted, Centrally Ducted | 54000 | 37400 | 2.58 | 39000 | 2
CHAMPION HEATING AND COOLING | LX SERIES | 214397640 | HRCU-A-CB | HH860E2S11 | CTF60D5CJS1 | Singlezone Ducted, Centrally Ducted | 54000 | 37400 | 2.58 | 39000 | 2
FRASER-JOHNSTON | LX SERIES | 214397639 | HRCU-A-CB | HH860E2S11 | CTF60D5CJS1 | Singlezone Ducted, Centrally Ducted | 54000 | 37400 | 2.58 | 39000 | 2
LUXAIRE | LX SERIES | 214397638 | HRCU-A-CB | HH860E2S11 | CTF60D5CJS1 | Singlezone Ducted, Centrally Ducted | 54000 | 37400 | 2.58 | 39000 | 2
COLEMAN | LX SERIES | 214397637 | HRCU-A-CB | HH860E2S11 | CTF60D5CJS1 | Singlezone Ducted, Centrally Ducted | 54000 | 37400 | 2.58 | 39000 | 2
YORK | LX SERIES | 214395688 | HRCU-A-CB | HH860E2S11 | CTF60D5CJS1 | Singlezone Ducted, Centrally Ducted | 54000 | 37400 | 2.58 | 39000 | 2
JOHNSON CONTROLS | LX SERIES | 214421520 | HRCU-A-CB | HH860E2S11 | CTF60D5CJS1+JMVT20DC2N1 | Singlezone Ducted, Centrally Ducted | 54000 | 37000 | 2.66 | 39000 | 2
CHAMPION HEATING AND COOLING | LX SERIES | 214421519 | HRCU-A-CB | HH860E2S11 | CTF60D5CJS1+JMVT20DC2N1 | Singlezone Ducted, Centrally Ducted | 54000 | 37000 | 2.66 | 39000 | 2
FRASER-JOHNSTON | LX SERIES | 214421518 | HRCU-A-CB | HH860E2S11 | CTF60D5CJS1+JMVT20DC2N1 | Singlezone Ducted, Centrally Ducted | 54000 | 37000 | 2.66 | 39000 | 2
LUXAIRE | LX SERIES | 214421517 | HRCU-A-CB | HH860E2S11 | CTF60D5CJS1+JMVT20DC2N1 | Singlezone Ducted, Centrally Ducted | 54000 | 37000 | 2.66 | 39000 | 2
COLEMAN | LX SERIES | 214421516 | HRCU-A-CB | HH860E2S11 | CTF60D5CJS1+JMVT20DC2N1 | Singlezone Ducted, Centrally Ducted | 54000 | 37000 | 2.66 | 39000 | 2
YORK | LX SERIES | 214421497 | HRCU-A-CB | HH860E2S11 | CTF60D5CJS1+JMVT20DC2N1 | Singlezone Ducted, Centrally Ducted | 54000 | 37000 | 2.66 | 39000 | 2
JOHNSON CONTROLS | LX SERIES | 214594998 | HRCU-A-CB | HH860E2S11 | CTM60C5CHS1 | Singlezone Ducted, Centrally Ducted | 54000 | 37200 | 2.58 | 39000 | 2
CHAMPION HEATING AND COOLING | LX SERIES | 214594997 | HRCU-A-CB | HH860E2S11 | CTM60C5CHS1 | Singlezone Ducted, Centrally Ducted | 54000 | 37200 | 2.58 | 39000 | 2
FRASER-JOHNSTON | LX SERIES | 214594996 | HRCU-A-CB | HH860E2S11 | CTM60C5CHS1 | Singlezone Ducted, Centrally Ducted | 54000 | 37200 | 2.58 | 39000 | 2
LUXAIRE | LX SERIES | 214594995 | HRCU-A-CB | HH860E2S11 | CTM60C5CHS1 | Singlezone Ducted, Centrally Ducted | 54000 | 37200 | 2.58 | 39000 | 2
COLEMAN | LX SERIES | 214594994 | HRCU-A-CB | HH860E2S11 | CTM60C5CHS1 | Singlezone Ducted, Centrally Ducted | 54000 | 37200 | 2.58 | 39000 | 2
YORK | LX SERIES | 214396189 | HRCU-A-CB | HH860E2S11 | CTM60C5CHS1 | Singlezone Ducted, Centrally Ducted | 54000 | 37200 | 2.58 | 39000 | 2
JOHNSON CONTROLS | LX SERIES | 214397631 | HRCU-A-CB | HH860E2S11 | CTM60C5CHS1 | Singlezone Ducted, Centrally Ducted | 54000 | 37400 | 2.56 | 39000 | 2
CHAMPION HEATING AND COOLING | LX SERIES | 214397630 | HRCU-A-CB | HH860E2S11 | CTM60C5CHS1 | Singlezone Ducted, Centrally Ducted | 54000 | 37400 | 2.56 | 39000 | 2
FRASER-JOHNSTON | LX SERIES | 214397629 | HRCU-A-CB | HH860E2S11 | CTM60C5CHS1 | Singlezone Ducted, Centrally Ducted | 54000 | 37400 | 2.56 | 39000 | 2
LUXAIRE | LX SERIES | 214397628 | HRCU-A-CB | HH860E2S11 | CTM60C5CHS1 | Singlezone Ducted, Centrally Ducted | 54000 | 37400 | 2.56 | 39000 | 2
COLEMAN | LX SERIES | 214397627 | HRCU-A-CB | HH860E2S11 | CTM60C5CHS1 | Singlezone Ducted, Centrally Ducted | 54000 | 37400 | 2.56 | 39000 | 2
YORK | LX SERIES | 214395685 | HRCU-A-CB | HH860E2S11 | CTM60C5CHS1 | Singlezone Ducted, Centrally Ducted | 54000 | 37400 | 2.56 | 39000 | 2
JOHNSON CONTROLS | LX SERIES | 214397626 | HRCU-A-CB | HH860E2S11 | CTM60C5CHS1 | Singlezone Ducted, Centrally Ducted | 54000 | 37400 | 2.56 | 39000 | 2
CHAMPION HEATING AND COOLING | LX SERIES | 214397625 | HRCU-A-CB | HH860E2S11 | CTM60C5CHS1 | Singlezone Ducted, Centrally Ducted | 54000 | 37400 | 2.56 | 39000 | 2
FRASER-JOHNSTON | LX SERIES | 214397624 | HRCU-A-CB | HH860E2S11 | CTM60C5CHS1 | Singlezone Ducted, Centrally Ducted | 54000 | 37400 | 2.56 | 39000 | 2
LUXAIRE | LX SERIES | 214397623 | HRCU-A-CB | HH860E2S11 | CTM60C5CHS1 | Singlezone Ducted, Centrally Ducted | 54000 | 37400 | 2.56 | 39000 | 2
COLEMAN | LX SERIES | 214397622 | HRCU-A-CB | HH860E2S11 | CTM60C5CHS1 | Singlezone Ducted, Centrally Ducted | 54000 | 37400 | 2.56 | 39000 | 2
YORK | LX SERIES | 214395684 | HRCU-A-CB | HH860E2S11 | CTM60C5CHS1 | Singlezone Ducted, Centrally Ducted | 54000 | 37400 | 2.56 | 39000 | 2
JOHNSON CONTROLS | LX SERIES | 214397621 | HRCU-A-CB | HH860E2S11 | CTF60C5CHS1 | Singlezone Ducted, Centrally Ducted | 55000 | 38000 | 2.54 | 40000 | 2
CHAMPION HEATING AND COOLING | LX SERIES | 214397620 | HRCU-A-CB | HH860E2S11 | CTF60C5CHS1 | Singlezone Ducted, Centrally Ducted | 55000 | 38000 | 2.54 | 40000 | 2
FRASER-JOHNSTON | LX SERIES | 214397619 | HRCU-A-CB | HH860E2S11 | CTF60C5CHS1 | Singlezone Ducted, Centrally Ducted | 55000 | 38000 | 2.54 | 40000 | 2
LUXAIRE | LX SERIES | 214397618 | HRCU-A-CB | HH860E2S11 | CTF60C5CHS1 | Singlezone Ducted, Centrally Ducted | 55000 | 38000 | 2.54 | 40000 | 2
COLEMAN | LX SERIES | 214397617 | HRCU-A-CB | HH860E2S11 | CTF60C5CHS1 | Singlezone Ducted, Centrally Ducted | 55000 | 38000 | 2.54 | 40000 | 2
YORK | LX SERIES | 214395683 | HRCU-A-CB | HH860E2S11 | CTF60C5CHS1 | Singlezone Ducted, Centrally Ducted | 55000 | 38000 | 2.54 | 40000 | 2
JOHNSON CONTROLS | LX SERIES | 214397616 | HRCU-A-CB | HH860E2S11 | CTF60C5CHS1 | Singlezone Ducted, Centrally Ducted | 55000 | 38000 | 2.54 | 40000 | 2
CHAMPION HEATING AND COOLING | LX SERIES | 214397615 | HRCU-A-CB | HH860E2S11 | CTF60C5CHS1 | Singlezone Ducted, Centrally Ducted | 55000 | 38000 | 2.54 | 40000 | 2
FRASER-JOHNSTON | LX SERIES | 214397614 | HRCU-A-CB | HH860E2S11 | CTF60C5CHS1 | Singlezone Ducted, Centrally Ducted | 55000 | 38000 | 2.54 | 40000 | 2
LUXAIRE | LX SERIES | 214397613 | HRCU-A-CB | HH860E2S11 | CTF60C5CHS1 | Singlezone Ducted, Centrally Ducted | 55000 | 38000 | 2.54 | 40000 | 2
COLEMAN | LX SERIES | 214397612 | HRCU-A-CB | HH860E2S11 | CTF60C5CHS1 | Singlezone Ducted, Centrally Ducted | 55000 | 38000 | 2.54 | 40000 | 2
YORK | LX SERIES | 214395682 | HRCU-A-CB | HH860E2S11 | CTF60C5CHS1 | Singlezone Ducted, Centrally Ducted | 55000 | 38000 | 2.54 | 40000 | 2
JOHNSON CONTROLS | LX SERIES | 214651104 | HRCU-A-CB | HH860E2S11 | CTU60D5XHS1+TXV | Singlezone Ducted, Centrally Ducted | 55000 | 38000 | 2.56 | 40000 | 2
CHAMPION HEATING AND COOLING | LX SERIES | 214651100 | HRCU-A-CB | HH860E2S11 | CTU60D5XHS1+TXV | Singlezone Ducted, Centrally Ducted | 55000 | 38000 | 2.56 | 40000 | 2
FRASER-JOHNSTON | LX SERIES | 214651097 | HRCU-A-CB | HH860E2S11 | CTU60D5XHS1+TXV | Singlezone Ducted, Centrally Ducted | 55000 | 38000 | 2.56 | 40000 | 2
LUXAIRE | LX SERIES | 214651094 | HRCU-A-CB | HH860E2S11 | CTU60D5XHS1+TXV | Singlezone Ducted, Centrally Ducted | 55000 | 38000 | 2.56 | 40000 | 2
COLEMAN | LX SERIES | 214651091 | HRCU-A-CB | HH860E2S11 | CTU60D5XHS1+TXV | Singlezone Ducted, Centrally Ducted | 55000 | 38000 | 2.56 | 40000 | 2
YORK | LX SERIES | 214650389 | HRCU-A-CB | HH860E2S11 | CTU60D5XHS1+TXV | Singlezone Ducted, Centrally Ducted | 55000 | 38000 | 2.56 | 40000 | 2
JOHNSON CONTROLS | LX SERIES | 214396754 | HRCU-A-CB | HH860E2S11 | CTF60D5CHS1 | Singlezone Ducted, Centrally Ducted | 55000 | 38000 | 2.56 | 40000 | 2
CHAMPION HEATING AND COOLING | LX SERIES | 214396753 | HRCU-A-CB | HH860E2S11 | CTF60D5CHS1 | Singlezone Ducted, Centrally Ducted | 55000 | 38000 | 2.56 | 40000 | 2
JOHNSON CONTROLS | LX SERIES | 214651088 | HRCU-A-CB | HH860E2S11 | CTU60D5XHS1+TXV | Singlezone Ducted, Centrally Ducted | 55000 | 38000 | 2.56 | 40000 | 2
CHAMPION HEATING AND COOLING | LX SERIES | 214651085 | HRCU-A-CB | HH860E2S11 | CTU60D5XHS1+TXV | Singlezone Ducted, Centrally Ducted | 55000 | 38000 | 2.56 | 40000 | 2
FRASER-JOHNSTON | LX SERIES | 214651082 | HRCU-A-CB | HH860E2S11 | CTU60D5XHS1+TXV | Singlezone Ducted, Centrally Ducted | 55000 | 38000 | 2.56 | 40000 | 2
LUXAIRE | LX SERIES | 214651079 | HRCU-A-CB | HH860E2S11 | CTU60D5XHS1+TXV | Singlezone Ducted, Centrally Ducted | 55000 | 38000 | 2.56 | 40000 | 2
COLEMAN | LX SERIES | 214651075 | HRCU-A-CB | HH860E2S11 | CTU60D5XHS1+TXV | Singlezone Ducted, Centrally Ducted | 55000 | 38000 | 2.56 | 40000 | 2
YORK | LX SERIES | 214650385 | HRCU-A-CB | HH860E2S11 | CTU60D5XHS1+TXV | Singlezone Ducted, Centrally Ducted | 55000 | 38000 | 2.56 | 40000 | 2
JOHNSON CONTROLS | LX SERIES | 214397495 | HRCU-A-CB | HH860E2S11 | CTM60C5CGS1 | Singlezone Ducted, Centrally Ducted | 47000 | 35800 | 2.56 | 35000 | 2
CHAMPION HEATING AND COOLING | LX SERIES | 214397494 | HRCU-A-CB | HH860E2S11 | CTM60C5CGS1 | Singlezone Ducted, Centrally Ducted | 47000 | 35800 | 2.56 | 35000 | 2
FRASER-JOHNSTON | LX SERIES | 214397493 | HRCU-A-CB | HH860E2S11 | CTM60C5CGS1 | Singlezone Ducted, Centrally Ducted | 47000 | 35800 | 2.56 | 35000 | 2
LUXAIRE | LX SERIES | 214397492 | HRCU-A-CB | HH860E2S11 | CTM60C5CGS1 | Singlezone Ducted, Centrally Ducted | 47000 | 35800 | 2.56 | 35000 | 2
COLEMAN | LX SERIES | 214397491 | HRCU-A-CB | HH860E2S11 | CTM60C5CGS1 | Singlezone Ducted, Centrally Ducted | 47000 | 35800 | 2.56 | 35000 | 2
YORK | LX SERIES | 214395652 | HRCU-A-CB | HH860E2S11 | CTM60C5CGS1 | Singlezone Ducted, Centrally Ducted | 47000 | 35800 | 2.56 | 35000 | 2
PAYNE | 38MH-series | 208447849 | HRCU-A-CB-O | 38MHRCQ09AA3 | 40MHHAQ09XA3 | Singlezone Non-Ducted, Wall Placement | 10000 | 6000 | 2.51 | 7300 | 2.14
BRYANT | 38MH-series | 208447847 | HRCU-A-CB-O | 38MHRCQ09AA3 | 40MHHAQ09XA3 | Singlezone Non-Ducted, Wall Placement | 10000 | 6000 | 2.51 | 7300 | 2.14
CARRIER | 38MH-series | 208447845 | HRCU-A-CB-O | 38MHRCQ09AA3 | 40MHHAQ09XA3 | Singlezone Non-Ducted, Wall Placement | 10000 | 6000 | 2.51 | 7300 | 2.14
ARMSTRONG AIR | 4SHP22LX SERIES | 211528484 | HRCU-A-CB | 4SHP22LX136P-**A | EAC4X48B+TDR | Singlezone Ducted, Centrally Ducted | 33800 | 22400 | 2.54 | 18400 | 2.22
ARMSTRONG AIR | 4SHP22LX SERIES | 211528483 | HRCU-A-CB | 4SHP22LX136P-**A | EAC4X48B+TDR | Singlezone Ducted, Centrally Ducted | 33800 | 22400 | 2.54 | 18400 | 2.22
ARMSTRONG AIR | 4SHP22LX SERIES | 211528482 | HRCU-A-CB | 4SHP22LX136P-**A | EAC4X48B+TDR | Singlezone Ducted, Centrally Ducted | 33800 | 22400 | 2.52 | 18400 | 2.22
ARMSTRONG AIR | 4SHP22LX SERIES | 211528481 | HRCU-A-CB | 4SHP22LX136P-**A | EAC4X48B+TDR | Singlezone Ducted, Centrally Ducted | 33800 | 22600 | 2.52 | 18500 | 2.2
ARMSTRONG AIR | 4SHP22LX SERIES | 211528474 | HRCU-A-CB | 4SHP22LX136P-**A | EAC4X48B+TDR | Singlezone Ducted, Centrally Ducted | 33600 | 22200 | 2.56 | 18200 | 2.24
ARMSTRONG AIR | 4SHP22LX SERIES | 211528473 | HRCU-A-CB | 4SHP22LX136P-**A | EAC4X48B+TDR | Singlezone Ducted, Centrally Ducted | 33400 | 22200 | 2.52 | 18200 | 2.22
ARMSTRONG AIR | 4SHP22LX SERIES | 211528469 | HRCU-A-CB | 4SHP22LX136P-**A | EAC4X48B+TDR | Singlezone Ducted, Centrally Ducted | 33600 | 22400 | 2.5 | 18400 | 2.2
ARMSTRONG AIR | 4SHP22LX SERIES | 211528468 | HRCU-A-CB | 4SHP22LX136P-**A | EAC4X48B+TDR | Singlezone Ducted, Centrally Ducted | 33200 | 22000 | 2.54 | 18000 | 2.24
ARMSTRONG AIR | 4SHP22LX SERIES | 211528467 | HRCU-A-CB | 4SHP22LX136P-**A | EAC4X48B+TDR | Singlezone Ducted, Centrally Ducted | 33200 | 22000 | 2.52 | 18100 | 2.24
ARMSTRONG AIR | 4SHP22LX SERIES | 211528466 | HRCU-A-CB | 4SHP22LX136P-**A | EAC4X48B+TDR | Singlezone Ducted, Centrally Ducted | 33800 | 22600 | 2.5 | 18500 | 2.18
ARMSTRONG AIR | 4SHP22LX SERIES | 211528401 | HRCU-A-CB | 4SHP22LX136P-**A | ED1P48B+TDR+TXV | Singlezone Ducted, Centrally Ducted | 33400 | 21400 | 2.5 | 17700 | 2.18
ARMSTRONG AIR | 4SHP22LX SERIES | 211528396 | HRCU-A-CB | 4SHP22LX136P-**A | ED1P30/36C+TDR+TXV | Singlezone Ducted, Centrally Ducted | 35800 | 23400 | 2.5 | 19000 | 2.18
ARMSTRONG AIR | 4SHP22LX SERIES | 211528395 | HRCU-A-CB | 4SHP22LX136P-**A | ED1P30/36C+TDR+TXV | Singlezone Ducted, Centrally Ducted | 35400 | 23000 | 2.54 | 18700 | 2.22
ARMSTRONG AIR | 4SHP22LX SERIES | 211528394 | HRCU-A-CB | 4SHP22LX136P-**A | ED1P30/36C+TDR+TXV | Singlezone Ducted, Centrally Ducted | 35000 | 22800 | 2.56 | 18500 | 2.24
ARMSTRONG AIR | 4SHP22LX SERIES | 211528393 | HRCU-A-CB | 4SHP22LX136P-**A | ED1P30/36C+TDR+TXV | Singlezone Ducted, Centrally Ducted | 35000 | 22800 | 2.54 | 18500 | 2.22
ARMSTRONG AIR | 4SHP22LX SERIES | 211528392 | HRCU-A-CB | 4SHP22LX136P-**A | ED1P30/36C+TDR+TXV | Singlezone Ducted, Centrally Ducted | 35000 | 22800 | 2.58 | 18400 | 2.24
ARMSTRONG AIR | 4SHP22LX SERIES | 211528391 | HRCU-A-CB | 4SHP22LX136P-**A | ED1P30/36C+TDR+TXV | Singlezone Ducted, Centrally Ducted | 35400 | 23000 | 2.54 | 18700 | 2.22
ARMSTRONG AIR | 4SHP22LX SERIES | 211528390 | HRCU-A-CB | 4SHP22LX136P-**A | ED1P30/36C+TDR+TXV | Singlezone Ducted, Centrally Ducted | 35000 | 22800 | 2.54 | 18500 | 2.22
ARMSTRONG AIR | 4SHP22LX SERIES | 211528389 | HRCU-A-CB | 4SHP22LX136P-**A | ED1P30/36B+TDR+TXV | Singlezone Ducted, Centrally Ducted | 35600 | 23200 | 2.5 | 18900 | 2.18
ARMSTRONG AIR | 4SHP22LX SERIES | 211528388 | HRCU-A-CB | 4SHP22LX136P-**A | ED1P30/36B+TDR+TXV | Singlezone Ducted, Centrally Ducted | 35600 | 23200 | 2.5 | 18900 | 2.18
ARMSTRONG AIR | 4SHP22LX SERIES | 211528387 | HRCU-A-CB | 4SHP22LX136P-**A | ED1P30/36B+TDR+TXV | Singlezone Ducted, Centrally Ducted | 35400 | 23200 | 2.52 | 18800 | 2.2
ARMSTRONG AIR | 4SHP22LX SERIES | 211528386 | HRCU-A-CB | 4SHP22LX136P-**A | ED1P30/36B+TDR+TXV | Singlezone Ducted, Centrally Ducted | 34800 | 22800 | 2.52 | 18400 | 2.2
ARMSTRONG AIR | 4SHP22LX SERIES | 211528385 | HRCU-A-CB | 4SHP22LX136P-**A | ED1P30/36B+TDR+TXV | Singlezone Ducted, Centrally Ducted | 35200 | 23000 | 2.52 | 18600 | 2.2
ARMSTRONG AIR | 4SHP22LX SERIES | 211528384 | HRCU-A-CB | 4SHP22LX136P-**A | ED1P30/36B+TDR+TXV | Singlezone Ducted, Centrally Ducted | 35200 | 23000 | 2.52 | 18600 | 2.2
ARMSTRONG AIR | 4SHP22LX SERIES | 211528383 | HRCU-A-CB | 4SHP22LX136P-**A | ED1P30/36B+TDR+TXV | Singlezone Ducted, Centrally Ducted | 35000 | 22800 | 2.58 | 18500 | 2.26
ARMSTRONG AIR | 4SHP22LX SERIES | 211528382 | HRCU-A-CB | 4SHP22LX136P-**A | ED1P30/36B+TDR+TXV | Singlezone Ducted, Centrally Ducted | 34800 | 22600 | 2.52 | 18400 | 2.22
ARMSTRONG AIR | 4SHP22LX SERIES | 211528380 | HRCU-A-CB | 4SHP22LX136P-**A | ED1P30/36B+TDR+TXV | Singlezone Ducted, Centrally Ducted | 35400 | 23000 | 2.5 | 18800 | 2.2
ARMSTRONG AIR | 4SHP22LX SERIES | 211528379 | HRCU-A-CB | 4SHP22LX136P-**A | ED1P30/36B+TDR+TXV | Singlezone Ducted, Centrally Ducted | 35800 | 23400 | 2.5 | 19000 | 2.16
ARMSTRONG AIR | 4SHP22LX SERIES | 211528378 | HRCU-A-CB | 4SHP22LX136P-**A | ED1P30/36A+TDR+TXV | Singlezone Ducted, Centrally Ducted | 35800 | 23400 | 2.5 | 19000 | 2.16
ARMSTRONG AIR | 4SHP22LX SERIES | 211528377 | HRCU-A-CB | 4SHP22LX136P-**A | ED1P30/36A+TDR+TXV | Singlezone Ducted, Centrally Ducted | 35000 | 22800 | 2.52 | 18500 | 2.2
AIREASE | 4SHP22LX SERIES | 211528760 | HRCU-A-CB | 4SHP22LX136P-**A | EAC4X48B+TDR | Singlezone Ducted, Centrally Ducted | 33800 | 22400 | 2.54 | 18400 | 2.22
AIREASE | 4SHP22LX SERIES | 211528759 | HRCU-A-CB | 4SHP22LX136P-**A | EAC4X48B+TDR | Singlezone Ducted, Centrally Ducted | 33800 | 22400 | 2.54 | 18400 | 2.22
AIREASE | 4SHP22LX SERIES | 211528758 | HRCU-A-CB | 4SHP22LX136P-**A | EAC4X48B+TDR | Singlezone Ducted, Centrally Ducted | 33800 | 22400 | 2.52 | 18400 | 2.22
AIREASE | 4SHP22LX SERIES | 211528757 | HRCU-A-CB | 4SHP22LX136P-**A | EAC4X48B+TDR | Singlezone Ducted, Centrally Ducted | 33800 | 22600 | 2.52 | 18500 | 2.2
AIREASE | 4SHP22LX SERIES | 211528750 | HRCU-A-CB | 4SHP22LX136P-**A | EAC4X48B+TDR | Singlezone Ducted, Centrally Ducted | 33600 | 22200 | 2.56 | 18200 | 2.24
AIREASE | 4SHP22LX SERIES | 211528749 | HRCU-A-CB | 4SHP22LX136P-**A | EAC4X48B+TDR | Singlezone Ducted, Centrally Ducted | 33400 | 22200 | 2.52 | 18200 | 2.22
AIREASE | 4SHP22LX SERIES | 211528745 | HRCU-A-CB | 4SHP22LX136P-**A | EAC4X48B+TDR | Singlezone Ducted, Centrally Ducted | 33600 | 22400 | 2.5 | 18400 | 2.2
AIREASE | 4SHP22LX SERIES | 211528744 | HRCU-A-CB | 4SHP22LX136P-**A | EAC4X48B+TDR | Singlezone Ducted, Centrally Ducted | 33200 | 22000 | 2.54 | 18000 | 2.24
AIREASE | 4SHP22LX SERIES | 211528743 | HRCU-A-CB | 4SHP22LX136P-**A | EAC4X48B+TDR | Singlezone Ducted, Centrally Ducted | 33200 | 22000 | 2.52 | 18100 | 2.24
AIREASE | 4SHP22LX SERIES | 211528742 | HRCU-A-CB | 4SHP22LX136P-**A | EAC4X48B+TDR | Singlezone Ducted, Centrally Ducted | 33800 | 22600 | 2.5 | 18500 | 2.18
ARMSTRONG AIR | 4SHP22LX SERIES | 211528296 | HRCU-A-CB | 4SHP22LX136P-**A | BCE7S42M*4X | Singlezone Ducted, Centrally Ducted | 35000 | 22800 | 2.64 | 18400 | 2.3
ARMSTRONG AIR | 4SHP22LX SERIES | 211528295 | HRCU-A-CB | 4SHP22LX136P-**A | BCE7E42M*4X | Singlezone Ducted, Centrally Ducted | 34400 | 22200 | 2.6 | 18000 | 2.3
ARMSTRONG AIR | 4SHP22LX SERIES | 211528294 | HRCU-A-CB | 4SHP22LX136P-**A | BCE7E36M*4X | Singlezone Ducted, Centrally Ducted | 33600 | 23000 | 2.6 | 18300 | 2.24
ARMSTRONG AIR | 4SHP22LX SERIES | 211528293 | HRCU-A-CB | 4SHP22LX136P-**A | BCE5V42M*4X | Singlezone Ducted, Centrally Ducted | 33600 | 22200 | 2.6 | 18000 | 2.24
ARMSTRONG AIR | 4SHP22LX SERIES | 211528292 | HRCU-A-CB | 4SHP22LX136P-**A | BCE5V36M*4X | Singlezone Ducted, Centrally Ducted | 33400 | 22200 | 2.58 | 18000 | 2.24
ARMSTRONG AIR | 4SHP22LX SERIES | 211528288 | HRCU-A-CB | 4SHP22LX136P-**A | EA(C;U)1P48B+TDR+TXV | Singlezone Ducted, Centrally Ducted | 33800 | 22400 | 2.54 | 18400 | 2.22
ARMSTRONG AIR | 4SHP22LX SERIES | 211528287 | HRCU-A-CB | 4SHP22LX136P-**A | EA(C;U)1P48B+TDR+TXV | Singlezone Ducted, Centrally Ducted | 33800 | 22400 | 2.54 | 18400 | 2.22
ARMSTRONG AIR | 4SHP22LX SERIES | 211528286 | HRCU-A-CB | 4SHP22LX136P-**A | EA(C;U)1P48B+TDR+TXV | Singlezone Ducted, Centrally Ducted | 33800 | 22400 | 2.52 | 18400 | 2.22
ARMSTRONG AIR | 4SHP22LX SERIES | 211528285 | HRCU-A-CB | 4SHP22LX136P-**A | EA(C;U)1P48B+TDR+TXV | Singlezone Ducted, Centrally Ducted | 33800 | 22600 | 2.52 | 18500 | 2.2
ARMSTRONG AIR | 4SHP22LX SERIES | 211528278 | HRCU-A-CB | 4SHP22LX136P-**A | EA(C;U)1P48B+TDR+TXV | Singlezone Ducted, Centrally Ducted | 33600 | 22200 | 2.56 | 18200 | 2.24
ARMSTRONG AIR | 4SHP22LX SERIES | 211528277 | HRCU-A-CB | 4SHP22LX136P-**A | EA(C;U)1P48B+TDR+TXV | Singlezone Ducted, Centrally Ducted | 33400 | 22200 | 2.52 | 18200 | 2.22
AIREASE | 4SHP22LX SERIES | 211528677 | HRCU-A-CB | 4SHP22LX136P-**A | ED1P48B+TDR+TXV | Singlezone Ducted, Centrally Ducted | 33400 | 21400 | 2.5 | 17700 | 2.18
ARMSTRONG AIR | 4SHP22LX SERIES | 211528273 | HRCU-A-CB | 4SHP22LX136P-**A | EA(C;U)1P48B+TDR+TXV | Singlezone Ducted, Centrally Ducted | 33600 | 22400 | 2.5 | 18400 | 2.2
ARMSTRONG AIR | 4SHP22LX SERIES | 211528272 | HRCU-A-CB | 4SHP22LX136P-**A | EA(C;U)1P48B+TDR+TXV | Singlezone Ducted, Centrally Ducted | 33200 | 22000 | 2.54 | 18000 | 2.24
ARMSTRONG AIR | 4SHP22LX SERIES | 211528271 | HRCU-A-CB | 4SHP22LX136P-**A | EA(C;U)1P48B+TDR+TXV | Singlezone Ducted, Centrally Ducted | 33200 | 22000 | 2.52 | 18100 | 2.24
ARMSTRONG AIR | 4SHP22LX SERIES | 211528270 | HRCU-A-CB | 4SHP22LX136P-**A | EA(C;U)1P48B+TDR+TXV | Singlezone Ducted, Centrally Ducted | 33800 | 22600 | 2.5 | 18500 | 2.18
AIREASE | 4SHP22LX SERIES | 211528672 | HRCU-A-CB | 4SHP22LX136P-**A | ED1P30/36C+TDR+TXV | Singlezone Ducted, Centrally Ducted | 35800 | 23400 | 2.5 | 19000 | 2.18
AIREASE | 4SHP22LX SERIES | 211528671 | HRCU-A-CB | 4SHP22LX136P-**A | ED1P30/36C+TDR+TXV | Singlezone Ducted, Centrally Ducted | 35400 | 23000 | 2.54 | 18700 | 2.22
AIREASE | 4SHP22LX SERIES | 211528670 | HRCU-A-CB | 4SHP22LX136P-**A | ED1P30/36C+TDR+TXV | Singlezone Ducted, Centrally Ducted | 35000 | 22800 | 2.56 | 18500 | 2.24
AIREASE | 4SHP22LX SERIES | 211528669 | HRCU-A-CB | 4SHP22LX136P-**A | ED1P30/36C+TDR+TXV | Singlezone Ducted, Centrally Ducted | 35000 | 22800 | 2.54 | 18500 | 2.22
AIREASE | 4SHP22LX SERIES | 211528668 | HRCU-A-CB | 4SHP22LX136P-**A | ED1P30/36C+TDR+TXV | Singlezone Ducted, Centrally Ducted | 35000 | 22800 | 2.58 | 18400 | 2.24
AIREASE | 4SHP22LX SERIES | 211528667 | HRCU-A-CB | 4SHP22LX136P-**A | ED1P30/36C+TDR+TXV | Singlezone Ducted, Centrally Ducted | 35400 | 23000 | 2.54 | 18700 | 2.22
AIREASE | 4SHP22LX SERIES | 211528666 | HRCU-A-CB | 4SHP22LX136P-**A | ED1P30/36C+TDR+TXV | Singlezone Ducted, Centrally Ducted | 35000 | 22800 | 2.54 | 18500 | 2.22
AIREASE | 4SHP22LX SERIES | 211528665 | HRCU-A-CB | 4SHP22LX136P-**A | ED1P30/36B+TDR+TXV | Singlezone Ducted, Centrally Ducted | 35600 | 23200 | 2.5 | 18900 | 2.18
AIREASE | 4SHP22LX SERIES | 211528664 | HRCU-A-CB | 4SHP22LX136P-**A | ED1P30/36B+TDR+TXV | Singlezone Ducted, Centrally Ducted | 35600 | 23200 | 2.5 | 18900 | 2.18
AIREASE | 4SHP22LX SERIES | 211528663 | HRCU-A-CB | 4SHP22LX136P-**A | ED1P30/36B+TDR+TXV | Singlezone Ducted, Centrally Ducted | 35400 | 23200 | 2.52 | 18800 | 2.2
AIREASE | 4SHP22LX SERIES | 211528662 | HRCU-A-CB | 4SHP22LX136P-**A | ED1P30/36B+TDR+TXV | Singlezone Ducted, Centrally Ducted | 34800 | 22800 | 2.52 | 18400 | 2.2
AIREASE | 4SHP22LX SERIES | 211528661 | HRCU-A-CB | 4SHP22LX136P-**A | ED1P30/36B+TDR+TXV | Singlezone Ducted, Centrally Ducted | 35200 | 23000 | 2.52 | 18600 | 2.2
AIREASE | 4SHP22LX SERIES | 211528660 | HRCU-A-CB | 4SHP22LX136P-**A | ED1P30/36B+TDR+TXV | Singlezone Ducted, Centrally Ducted | 35200 | 23000 | 2.52 | 18600 | 2.2
AIREASE | 4SHP22LX SERIES | 211528659 | HRCU-A-CB | 4SHP22LX136P-**A | ED1P30/36B+TDR+TXV | Singlezone Ducted, Centrally Ducted | 35000 | 22800 | 2.58 | 18500 | 2.26
AIREASE | 4SHP22LX SERIES | 211528658 | HRCU-A-CB | 4SHP22LX136P-**A | ED1P30/36B+TDR+TXV | Singlezone Ducted, Centrally Ducted | 34800 | 22600 | 2.52 | 18400 | 2.22
AIREASE | 4SHP22LX SERIES | 211528656 | HRCU-A-CB | 4SHP22LX136P-**A | ED1P30/36B+TDR+TXV | Singlezone Ducted, Centrally Ducted | 35400 | 23000 | 2.5 | 18800 | 2.2
AIREASE | 4SHP22LX SERIES | 211528655 | HRCU-A-CB | 4SHP22LX136P-**A | ED1P30/36B+TDR+TXV | Singlezone Ducted, Centrally Ducted | 35800 | 23400 | 2.5 | 19000 | 2.16
AIREASE | 4SHP22LX SERIES | 211528654 | HRCU-A-CB | 4SHP22LX136P-**A | ED1P30/36A+TDR+TXV | Singlezone Ducted, Centrally Ducted | 35800 | 23400 | 2.5 | 19000 | 2.16
AIREASE | 4SHP22LX SERIES | 211528653 | HRCU-A-CB | 4SHP22LX136P-**A | ED1P30/36A+TDR+TXV | Singlezone Ducted, Centrally Ducted | 35000 | 22800 | 2.52 | 18500 | 2.2
AIREASE | 4SHP22LX SERIES | 211528572 | HRCU-A-CB | 4SHP22LX136P-**A | BCE7S42M*4X | Singlezone Ducted, Centrally Ducted | 35000 | 22800 | 2.64 | 18400 | 2.3
AIREASE | 4SHP22LX SERIES | 211528571 | HRCU-A-CB | 4SHP22LX136P-**A | BCE7E42M*4X | Singlezone Ducted, Centrally Ducted | 34400 | 22200 | 2.6 | 18000 | 2.3
AIREASE | 4SHP22LX SERIES | 211528570 | HRCU-A-CB | 4SHP22LX136P-**A | BCE7E36M*4X | Singlezone Ducted, Centrally Ducted | 33600 | 23000 | 2.6 | 18300 | 2.24
AIREASE | 4SHP22LX SERIES | 211528569 | HRCU-A-CB | 4SHP22LX136P-**A | BCE5V42M*4X | Singlezone Ducted, Centrally Ducted | 33600 | 22200 | 2.6 | 18000 | 2.24
AIREASE | 4SHP22LX SERIES | 211528568 | HRCU-A-CB | 4SHP22LX136P-**A | BCE5V36M*4X | Singlezone Ducted, Centrally Ducted | 33400 | 22200 | 2.58 | 18000 | 2.24
AIREASE | 4SHP22LX SERIES | 211528564 | HRCU-A-CB | 4SHP22LX136P-**A | EA(C;U)1P48B+TDR+TXV | Singlezone Ducted, Centrally Ducted | 33800 | 22400 | 2.54 | 18400 | 2.22
AIREASE | 4SHP22LX SERIES | 211528563 | HRCU-A-CB | 4SHP22LX136P-**A | EA(C;U)1P48B+TDR+TXV | Singlezone Ducted, Centrally Ducted | 33800 | 22400 | 2.54 | 18400 | 2.22
AIREASE | 4SHP22LX SERIES | 211528562 | HRCU-A-CB | 4SHP22LX136P-**A | EA(C;U)1P48B+TDR+TXV | Singlezone Ducted, Centrally Ducted | 33800 | 22400 | 2.52 | 18400 | 2.22
AIREASE | 4SHP22LX SERIES | 211528561 | HRCU-A-CB | 4SHP22LX136P-**A | EA(C;U)1P48B+TDR+TXV | Singlezone Ducted, Centrally Ducted | 33800 | 22600 | 2.52 | 18500 | 2.2
AIREASE | 4SHP22LX SERIES | 211528554 | HRCU-A-CB | 4SHP22LX136P-**A | EA(C;U)1P48B+TDR+TXV | Singlezone Ducted, Centrally Ducted | 33600 | 22200 | 2.56 | 18200 | 2.24
AIREASE | 4SHP22LX SERIES | 211528553 | HRCU-A-CB | 4SHP22LX136P-**A | EA(C;U)1P48B+TDR+TXV | Singlezone Ducted, Centrally Ducted | 33400 | 22200 | 2.52 | 18200 | 2.22
AIREASE | 4SHP22LX SERIES | 211528549 | HRCU-A-CB | 4SHP22LX136P-**A | EA(C;U)1P48B+TDR+TXV | Singlezone Ducted, Centrally Ducted | 33600 | 22400 | 2.5 | 18400 | 2.2
AIREASE | 4SHP22LX SERIES | 211528548 | HRCU-A-CB | 4SHP22LX136P-**A | EA(C;U)1P48B+TDR+TXV | Singlezone Ducted, Centrally Ducted | 33200 | 22000 | 2.54 | 18000 | 2.24
AIREASE | 4SHP22LX SERIES | 211528547 | HRCU-A-CB | 4SHP22LX136P-**A | EA(C;U)1P48B+TDR+TXV | Singlezone Ducted, Centrally Ducted | 33200 | 22000 | 2.52 | 18100 | 2.24
AIREASE | 4SHP22LX SERIES | 211528546 | HRCU-A-CB | 4SHP22LX136P-**A | EA(C;U)1P48B+TDR+TXV | Singlezone Ducted, Centrally Ducted | 33800 | 22600 | 2.5 | 18500 | 2.18
LENNOX | ELITE EL22XPV SERIES | 211694832 | HRCU-A-CB | EL22XPV-024-230A** | CX35-24B+TDR | Singlezone Ducted, Centrally Ducted | 23600 | 14700 | 2.52 | 15700 | 1.9
LENNOX | ELITE EL22XPV SERIES | 211694826 | HRCU-A-CB | EL22XPV-024-230A** | CX35-24B+TDR | Singlezone Ducted, Centrally Ducted | 23200 | 14500 | 2.54 | 15500 | 1.9
LENNOX | ELITE EL22XPV SERIES | 211694825 | HRCU-A-CB | EL22XPV-024-230A** | CX35-24B+TDR | Singlezone Ducted, Centrally Ducted | 23400 | 14500 | 2.51 | 15600 | 1.92
LENNOX | ELITE EL22XPV SERIES | 211694824 | HRCU-A-CB | EL22XPV-024-230A** | CX35-24B+TDR | Singlezone Ducted, Centrally Ducted | 23200 | 14500 | 2.54 | 15500 | 1.9
LENNOX | ELITE EL22XPV SERIES | 211694823 | HRCU-A-CB | EL22XPV-024-230A** | CX35-24B+TDR | Singlezone Ducted, Centrally Ducted | 23200 | 14500 | 2.54 | 15500 | 1.9
LENNOX | ELITE EL22XPV SERIES | 211694822 | HRCU-A-CB | EL22XPV-024-230A** | CX35-24B+TDR | Singlezone Ducted, Centrally Ducted | 23600 | 14700 | 2.52 | 15800 | 1.92
LENNOX | ELITE EL22XPV SERIES | 211694816 | HRCU-A-CB | EL22XPV-024-230A** | CX35-24B+TDR | Singlezone Ducted, Centrally Ducted | 23600 | 14700 | 2.5 | 15800 | 1.92
LENNOX | ELITE EL22XPV SERIES | 211694809 | HRCU-A-CB | EL22XPV-024-230A** | CX35-24A+TDR | Singlezone Ducted, Centrally Ducted | 23600 | 14700 | 2.52 | 15700 | 1.9
LENNOX | ELITE EL22XPV SERIES | 211694808 | HRCU-A-CB | EL22XPV-024-230A** | CX35-24A+TDR | Singlezone Ducted, Centrally Ducted | 23600 | 14700 | 2.52 | 15700 | 1.9
LENNOX | ELITE EL22XPV SERIES | 211694807 | HRCU-A-CB | EL22XPV-024-230A** | CX35-24A+TDR | Singlezone Ducted, Centrally Ducted | 23600 | 14700 | 2.53 | 15700 | 1.92
LENNOX | ELITE EL22XPV SERIES | 211694806 | HRCU-A-CB | EL22XPV-024-230A** | CX35-24A+TDR | Singlezone Ducted, Centrally Ducted | 23200 | 14500 | 2.51 | 15500 | 1.9
LENNOX | ELITE EL22XPV SERIES | 211694805 | HRCU-A-CB | EL22XPV-024-230A** | CX35-24A+TDR | Singlezone Ducted, Centrally Ducted | 23200 | 14400 | 2.53 | 15500 | 1.9
LENNOX | ELITE EL22XPV SERIES | 211694804 | HRCU-A-CB | EL22XPV-024-230A** | CX35-24A+TDR | Singlezone Ducted, Centrally Ducted | 23200 | 14500 | 2.51 | 15500 | 1.9
LENNOX | ELITE EL22XPV SERIES | 211694799 | HRCU-A-CB | EL22XPV-024-230A** | CX35-24A+TDR | Singlezone Ducted, Centrally Ducted | 23600 | 14700 | 2.5 | 15800 | 1.92
LENNOX | ELITE EL22XPV SERIES | 211694798 | HRCU-A-CB | EL22XPV-024-230A** | CX35-24A+TDR | Singlezone Ducted, Centrally Ducted | 23600 | 14700 | 2.5 | 15800 | 1.92
LENNOX | ELITE EL22XPV SERIES | 211694797 | HRCU-A-CB | EL22XPV-024-230A** | CX35-24A+TDR | Singlezone Ducted, Centrally Ducted | 23000 | 14300 | 2.52 | 15400 | 1.9
LENNOX | ELITE EL22XPV SERIES | 211694796 | HRCU-A-CB | EL22XPV-024-230A** | CX35-24A+TDR | Singlezone Ducted, Centrally Ducted | 23600 | 14700 | 2.52 | 15700 | 1.9
LENNOX | ELITE EL22XPV SERIES | 211694795 | HRCU-A-CB | EL22XPV-024-230A** | CX35-24A+TDR | Singlezone Ducted, Centrally Ducted | 23600 | 14700 | 2.52 | 15700 | 1.9
LENNOX | ELITE EL22XPV SERIES | 211694794 | HRCU-A-CB | EL22XPV-024-230A** | CR33-24B+TDR+TXV | Singlezone Ducted, Centrally Ducted | 23200 | 15000 | 2.7 | 15100 | 2.06
LENNOX | ELITE EL22XPV SERIES | 211694793 | HRCU-A-CB | EL22XPV-024-230A** | CR33-24B+TDR+TXV | Singlezone Ducted, Centrally Ducted | 23400 | 15100 | 2.67 | 15200 | 2.04
LENNOX | ELITE EL22XPV SERIES | 211694792 | HRCU-A-CB | EL22XPV-024-230A** | CR33-24B+TDR+TXV | Singlezone Ducted, Centrally Ducted | 23200 | 15000 | 2.66 | 15100 | 2.02
LENNOX | ELITE EL22XPV SERIES | 211694791 | HRCU-A-CB | EL22XPV-024-230A** | CR33-24B+TDR+TXV | Singlezone Ducted, Centrally Ducted | 23200 | 15000 | 2.68 | 15100 | 2.04
LENNOX | ELITE EL22XPV SERIES | 211694790 | HRCU-A-CB | EL22XPV-024-230A** | CR33-24B+TDR+TXV | Singlezone Ducted, Centrally Ducted | 23200 | 15000 | 2.71 | 15000 | 2.04
LENNOX | ELITE EL22XPV SERIES | 211694789 | HRCU-A-CB | EL22XPV-024-230A** | CR33-24B+TDR+TXV | Singlezone Ducted, Centrally Ducted | 23200 | 14900 | 2.71 | 15000 | 2.06
LENNOX | ELITE EL22XPV SERIES | 211694788 | HRCU-A-CB | EL22XPV-024-230A** | CR33-24B+TDR+TXV | Singlezone Ducted, Centrally Ducted | 23200 | 14900 | 2.71 | 15000 | 2.06
LENNOX | ELITE EL22XPV SERIES | 211694787 | HRCU-A-CB | EL22XPV-024-230A** | CR33-24B+TDR+TXV | Singlezone Ducted, Centrally Ducted | 23400 | 15100 | 2.71 | 15100 | 2.04
LENNOX | ELITE EL22XPV SERIES | 211694786 | HRCU-A-CB | EL22XPV-024-230A** | CR33-24B+TDR+TXV | Singlezone Ducted, Centrally Ducted | 23200 | 15000 | 2.7 | 15000 | 2.04
LENNOX | ELITE EL22XPV SERIES | 211694785 | HRCU-A-CB | EL22XPV-024-230A** | CR33-24B+TDR+TXV | Singlezone Ducted, Centrally Ducted | 23400 | 15200 | 2.62 | 15300 | 2.02
LENNOX | ELITE EL22XPV SERIES | 211694784 | HRCU-A-CB | EL22XPV-024-230A** | CR33-24B+TDR+TXV | Singlezone Ducted, Centrally Ducted | 23200 | 14900 | 2.66 | 15000 | 2.02
LENNOX | ELITE EL22XPV SERIES | 211694783 | HRCU-A-CB | EL22XPV-024-230A** | CR33-24B+TDR+TXV | Singlezone Ducted, Centrally Ducted | 23200 | 15000 | 2.76 | 15000 | 2.06
LENNOX | ELITE EL22XPV SERIES | 211694782 | HRCU-A-CB | EL22XPV-024-230A** | CR33-24B+TDR+TXV | Singlezone Ducted, Centrally Ducted | 23200 | 14900 | 2.68 | 15000 | 2.04
LENNOX | ELITE EL22XPV SERIES | 211694781 | HRCU-A-CB | EL22XPV-024-230A** | CR33-24B+TDR+TXV | Singlezone Ducted, Centrally Ducted | 23200 | 15000 | 2.7 | 15100 | 2.06
LENNOX | ELITE EL22XPV SERIES | 211694780 | HRCU-A-CB | EL22XPV-024-230A** | CR33-24A+TDR+TXV | Singlezone Ducted, Centrally Ducted | 23200 | 15000 | 2.76 | 15000 | 2.08
LENNOX | ELITE EL22XPV SERIES | 211694779 | HRCU-A-CB | EL22XPV-024-230A** | CR33-24A+TDR+TXV | Singlezone Ducted, Centrally Ducted | 23000 | 14900 | 2.75 | 14900 | 2.06
LENNOX | ELITE EL22XPV SERIES | 211694778 | HRCU-A-CB | EL22XPV-024-230A** | CR33-24A+TDR+TXV | Singlezone Ducted, Centrally Ducted | 23000 | 14900 | 2.71 | 14900 | 2.04
LENNOX | ELITE EL22XPV SERIES | 211694777 | HRCU-A-CB | EL22XPV-024-230A** | CR33-24A+TDR+TXV | Singlezone Ducted, Centrally Ducted | 23200 | 15000 | 2.71 | 15000 | 2.06
LENNOX | ELITE EL22XPV SERIES | 211694776 | HRCU-A-CB | EL22XPV-024-230A** | CBA38MV-018/024-230*+TDR | Singlezone Ducted, Centrally Ducted | 23000 | 14400 | 2.56 | 15400 | 2.08
LENNOX | ELITE EL22XPV SERIES | 211694775 | HRCU-A-CB | EL22XPV-024-230A** | CBA27UHE-030-230*+TDR | Singlezone Ducted, Centrally Ducted | 22400 | 14300 | 2.85 | 16100 | 2.34
LENNOX | ELITE EL22XPV SERIES | 211694774 | HRCU-A-CB | EL22XPV-024-230A** | CBA27UHE-024-230*+TDR | Singlezone Ducted, Centrally Ducted | 23200 | 14500 | 2.56 | 15500 | 2.08
LENNOX | ELITE EL22XPV SERIES | 211694773 | HRCU-A-CB | EL22XPV-024-230A** | CBA27UHE-018-230*+TDR | Singlezone Ducted, Centrally Ducted | 22600 | 14100 | 2.54 | 15100 | 2.06
LENNOX | ELITE EL22XPV SERIES | 211694772 | HRCU-A-CB | EL22XPV-024-230A** | CBA25UHV-030-230-** | Singlezone Ducted, Centrally Ducted | 22400 | 14500 | 2.67 | 14900 | 2.12
LENNOX | ELITE EL22XPV SERIES | 211694771 | HRCU-A-CB | EL22XPV-024-230A** | CBA25UHV-024-230-** | Singlezone Ducted, Centrally Ducted | 22200 | 14900 | 2.68 | 15400 | 2.12
LENNOX | ELITE EL22XPV SERIES | 211694770 | HRCU-A-CB | EL22XPV-024-230A** | CBA25UH-030-230-** | Singlezone Ducted, Centrally Ducted | 22800 | 14900 | 2.6 | 15200 | 2.08
LENNOX | ELITE EL22XPV SERIES | 211694769 | HRCU-A-CB | EL22XPV-024-230A** | CBA25UH-024-230-** | Singlezone Ducted, Centrally Ducted | 23400 | 14700 | 2.5 | 15300 | 2.06
LENNOX | ELITE EL22XPV SERIES | 211694768 | HRCU-A-CB | EL22XPV-024-230A** | C35-30B+TDR+TXV | Singlezone Ducted, Centrally Ducted | 23600 | 14200 | 2.51 | 16100 | 1.96
LENNOX | ELITE EL22XPV SERIES | 211694767 | HRCU-A-CB | EL22XPV-024-230A** | C35-30B+TDR+TXV | Singlezone Ducted, Centrally Ducted | 23600 | 14200 | 2.51 | 16100 | 1.96
LENNOX | ELITE EL22XPV SERIES | 211694766 | HRCU-A-CB | EL22XPV-024-230A** | C35-30B+TDR+TXV | Singlezone Ducted, Centrally Ducted | 23600 | 14200 | 2.51 | 16200 | 1.96
LENNOX | ELITE EL22XPV SERIES | 211694765 | HRCU-A-CB | EL22XPV-024-230A** | C35-30B+TDR+TXV | Singlezone Ducted, Centrally Ducted | 23600 | 14200 | 2.51 | 16100 | 1.96
LENNOX | ELITE EL22XPV SERIES | 211694764 | HRCU-A-CB | EL22XPV-024-230A** | C35-30B+TDR+TXV | Singlezone Ducted, Centrally Ducted | 23400 | 14100 | 2.54 | 16000 | 1.98
LENNOX | ELITE EL22XPV SERIES | 211694763 | HRCU-A-CB | EL22XPV-024-230A** | C35-30B+TDR+TXV | Singlezone Ducted, Centrally Ducted | 23400 | 14100 | 2.54 | 16000 | 1.98
LENNOX | ELITE EL22XPV SERIES | 211694762 | HRCU-A-CB | EL22XPV-024-230A** | C35-30B+TDR+TXV | Singlezone Ducted, Centrally Ducted | 23400 | 14100 | 2.54 | 16000 | 1.98
LENNOX | ELITE EL22XPV SERIES | 211694760 | HRCU-A-CB | EL22XPV-024-230A** | C35-30B+TDR+TXV | Singlezone Ducted, Centrally Ducted | 23600 | 14200 | 2.51 | 16100 | 1.96
LENNOX | ELITE EL22XPV SERIES | 211694753 | HRCU-A-CB | EL22XPV-024-230A** | C35-30B+TDR+TXV | Singlezone Ducted, Centrally Ducted | 23600 | 14200 | 2.51 | 16100 | 1.96
LENNOX | ELITE EL22XPV SERIES | 211694747 | HRCU-A-CB | EL22XPV-024-230A** | C35-30B+TDR+TXV | Singlezone Ducted, Centrally Ducted | 23200 | 14000 | 2.52 | 15900 | 1.96
LENNOX | ELITE EL22XPV SERIES | 211694746 | HRCU-A-CB | EL22XPV-024-230A** | C35-30B+TDR+TXV | Singlezone Ducted, Centrally Ducted | 23200 | 14100 | 2.54 | 16000 | 1.98
LENNOX | ELITE EL22XPV SERIES | 211694745 | HRCU-A-CB | EL22XPV-024-230A** | C35-30B+TDR+TXV | Singlezone Ducted, Centrally Ducted | 23200 | 14000 | 2.53 | 15900 | 1.96
LENNOX | ELITE EL22XPV SERIES | 211694744 | HRCU-A-CB | EL22XPV-024-230A** | C35-30B+TDR+TXV | Singlezone Ducted, Centrally Ducted | 23200 | 14000 | 2.52 | 15900 | 1.96
LENNOX | ELITE EL22XPV SERIES | 211694743 | HRCU-A-CB | EL22XPV-024-230A** | C35-30B+TDR+TXV | Singlezone Ducted, Centrally Ducted | 23600 | 14200 | 2.51 | 16100 | 1.96
LENNOX | ELITE EL22XPV SERIES | 211694730 | HRCU-A-CB | EL22XPV-024-230A** | C35-30A+TDR+TXV | Singlezone Ducted, Centrally Ducted | 23600 | 14200 | 2.51 | 16100 | 1.96
LENNOX | ELITE EL22XPV SERIES | 211694729 | HRCU-A-CB | EL22XPV-024-230A** | C35-30A+TDR+TXV | Singlezone Ducted, Centrally Ducted | 23600 | 14200 | 2.51 | 16100 | 1.96
LENNOX | ELITE EL22XPV SERIES | 211694728 | HRCU-A-CB | EL22XPV-024-230A** | C35-30A+TDR+TXV | Singlezone Ducted, Centrally Ducted | 23400 | 14200 | 2.52 | 16100 | 1.98
LENNOX | ELITE EL22XPV SERIES | 211694727 | HRCU-A-CB | EL22XPV-024-230A** | C35-30A+TDR+TXV | Singlezone Ducted, Centrally Ducted | 23200 | 14000 | 2.52 | 15900 | 1.94
LENNOX | ELITE EL22XPV SERIES | 211694726 | HRCU-A-CB | EL22XPV-024-230A** | C35-30A+TDR+TXV | Singlezone Ducted, Centrally Ducted | 23200 | 14000 | 2.52 | 15900 | 1.96
LENNOX | ELITE EL22XPV SERIES | 211694725 | HRCU-A-CB | EL22XPV-024-230A** | C35-30A+TDR+TXV | Singlezone Ducted, Centrally Ducted | 23200 | 14000 | 2.52 | 15900 | 1.94
LENNOX | ELITE EL22XPV SERIES | 211694724 | HRCU-A-CB | EL22XPV-024-230A** | C35-30A+TDR+TXV | Singlezone Ducted, Centrally Ducted | 23400 | 14200 | 2.52 | 16100 | 1.96
LENNOX | ELITE EL22XPV SERIES | 211694723 | HRCU-A-CB | EL22XPV-024-230A** | C35-30A+TDR+TXV | Singlezone Ducted, Centrally Ducted | 23000 | 13900 | 2.51 | 15800 | 1.94
LENNOX | ELITE EL22XPV SERIES | 211694722 | HRCU-A-CB | EL22XPV-024-230A** | C35-30A+TDR+TXV | Singlezone Ducted, Centrally Ducted | 23400 | 14200 | 2.52 | 16100 | 1.96
LENNOX | ELITE EL22XPV SERIES | 211694721 | HRCU-A-CB | EL22XPV-024-230A** | C35-30A+TDR+TXV | Singlezone Ducted, Centrally Ducted | 23000 | 13900 | 2.51 | 15800 | 1.94
LENNOX | ELITE EL22XPV SERIES | 211694718 | HRCU-A-CB | EL22XPV-024-230A** | C35-30A+TDR+TXV | Singlezone Ducted, Centrally Ducted | 23000 | 13900 | 2.51 | 15800 | 1.94
LENNOX | ELITE EL22XPV SERIES | 211694717 | HRCU-A-CB | EL22XPV-024-230A** | C35-30A+TDR+TXV | Singlezone Ducted, Centrally Ducted | 23400 | 14200 | 2.51 | 16100 | 1.96
LENNOX | ELITE EL22XPV SERIES | 211694716 | HRCU-A-CB | EL22XPV-024-230A** | C35-30A+TDR+TXV | Singlezone Ducted, Centrally Ducted | 23400 | 14200 | 2.51 | 16100 | 1.96
LENNOX | ELITE EL22XPV SERIES | 211694715 | HRCU-A-CB | EL22XPV-024-230A** | C35-24B+TDR+TXV | Singlezone Ducted, Centrally Ducted | 23600 | 14700 | 2.52 | 15800 | 1.92
LENNOX | ELITE EL22XPV SERIES | 211694714 | HRCU-A-CB | EL22XPV-024-230A** | C35-24B+TDR+TXV | Singlezone Ducted, Centrally Ducted | 23600 | 14700 | 2.5 | 15800 | 1.9
LENNOX | ELITE EL22XPV SERIES | 211694713 | HRCU-A-CB | EL22XPV-024-230A** | C35-24B+TDR+TXV | Singlezone Ducted, Centrally Ducted | 23600 | 14700 | 2.5 | 15800 | 1.92
LENNOX | ELITE EL22XPV SERIES | 211694712 | HRCU-A-CB | EL22XPV-024-230A** | C35-24B+TDR+TXV | Singlezone Ducted, Centrally Ducted | 23600 | 14600 | 2.55 | 15700 | 1.92
LENNOX | ELITE EL22XPV SERIES | 211694711 | HRCU-A-CB | EL22XPV-024-230A** | C35-24B+TDR+TXV | Singlezone Ducted, Centrally Ducted | 23600 | 14600 | 2.55 | 15700 | 1.92
LENNOX | ELITE EL22XPV SERIES | 211694710 | HRCU-A-CB | EL22XPV-024-230A** | C35-24B+TDR+TXV | Singlezone Ducted, Centrally Ducted | 23600 | 14600 | 2.55 | 15700 | 1.92
LENNOX | ELITE EL22XPV SERIES | 211694708 | HRCU-A-CB | EL22XPV-024-230A** | C35-24B+TDR+TXV | Singlezone Ducted, Centrally Ducted | 23600 | 14700 | 2.5 | 15800 | 1.92
LENNOX | ELITE EL22XPV SERIES | 211694701 | HRCU-A-CB | EL22XPV-024-230A** | C35-24B+TDR+TXV | Singlezone Ducted, Centrally Ducted | 23600 | 14700 | 2.52 | 15700 | 1.9
LENNOX | ELITE EL22XPV SERIES | 211694695 | HRCU-A-CB | EL22XPV-024-230A** | C35-24B+TDR+TXV | Singlezone Ducted, Centrally Ducted | 23200 | 14500 | 2.54 | 15500 | 1.9
LENNOX | ELITE EL22XPV SERIES | 211694694 | HRCU-A-CB | EL22XPV-024-230A** | C35-24B+TDR+TXV | Singlezone Ducted, Centrally Ducted | 23400 | 14500 | 2.51 | 15600 | 1.92
LENNOX | ELITE EL22XPV SERIES | 211694693 | HRCU-A-CB | EL22XPV-024-230A** | C35-24B+TDR+TXV | Singlezone Ducted, Centrally Ducted | 23200 | 14500 | 2.54 | 15500 | 1.9
LENNOX | ELITE EL22XPV SERIES | 211694692 | HRCU-A-CB | EL22XPV-024-230A** | C35-24B+TDR+TXV | Singlezone Ducted, Centrally Ducted | 23200 | 14500 | 2.54 | 15500 | 1.9
LENNOX | ELITE EL22XPV SERIES | 211694691 | HRCU-A-CB | EL22XPV-024-230A** | C35-24B+TDR+TXV | Singlezone Ducted, Centrally Ducted | 23600 | 14700 | 2.52 | 15800 | 1.92
LENNOX | ELITE EL22XPV SERIES | 211694685 | HRCU-A-CB | EL22XPV-024-230A** | C35-24B+TDR+TXV | Singlezone Ducted, Centrally Ducted | 23600 | 14700 | 2.5 | 15800 | 1.92
LENNOX | ELITE EL22XPV SERIES | 211694678 | HRCU-A-CB | EL22XPV-024-230A** | C35-24A+TDR+TXV | Singlezone Ducted, Centrally Ducted | 23600 | 14700 | 2.52 | 15700 | 1.9
LENNOX | ELITE EL22XPV SERIES | 211694677 | HRCU-A-CB | EL22XPV-024-230A** | C35-24A+TDR+TXV | Singlezone Ducted, Centrally Ducted | 23600 | 14700 | 2.52 | 15700 | 1.9
LENNOX | ELITE EL22XPV SERIES | 211694676 | HRCU-A-CB | EL22XPV-024-230A** | C35-24A+TDR+TXV | Singlezone Ducted, Centrally Ducted | 23600 | 14700 | 2.53 | 15700 | 1.92
ARMSTRONG AIR | 4SHP22LX SERIES | 211709363 | HRCU-A-CB | 4SHP22LX124P-**A | EA(C;U)1P24A+TDR+TXV | Singlezone Ducted, Centrally Ducted | 23600 | 14700 | 2.5 | 15800 | 1.92
LENNOX | ELITE EL22XPV SERIES | 211694675 | HRCU-A-CB | EL22XPV-024-230A** | C35-24A+TDR+TXV | Singlezone Ducted, Centrally Ducted | 23200 | 14500 | 2.51 | 15500 | 1.9
ARMSTRONG AIR | 4SHP22LX SERIES | 211709362 | HRCU-A-CB | 4SHP22LX124P-**A | EA(C;U)1P24A+TDR+TXV | Singlezone Ducted, Centrally Ducted | 23000 | 14300 | 2.52 | 15400 | 1.9
LENNOX | ELITE EL22XPV SERIES | 211694674 | HRCU-A-CB | EL22XPV-024-230A** | C35-24A+TDR+TXV | Singlezone Ducted, Centrally Ducted | 23200 | 14400 | 2.53 | 15500 | 1.9
ARMSTRONG AIR | 4SHP22LX SERIES | 211709361 | HRCU-A-CB | 4SHP22LX124P-**A | EA(C;U)1P24A+TDR+TXV | Singlezone Ducted, Centrally Ducted | 23600 | 14700 | 2.52 | 15700 | 1.9
ARMSTRONG AIR | 4SHP22LX SERIES | 211709360 | HRCU-A-CB | 4SHP22LX124P-**A | EA(C;U)1P24A+TDR+TXV | Singlezone Ducted, Centrally Ducted | 23600 | 14700 | 2.52 | 15700 | 1.9
LENNOX | ELITE EL22XPV SERIES | 211694673 | HRCU-A-CB | EL22XPV-024-230A** | C35-24A+TDR+TXV | Singlezone Ducted, Centrally Ducted | 23200 | 14500 | 2.51 | 15500 | 1.9
LENNOX | ELITE EL22XPV SERIES | 211694668 | HRCU-A-CB | EL22XPV-024-230A** | C35-24A+TDR+TXV | Singlezone Ducted, Centrally Ducted | 23600 | 14700 | 2.5 | 15800 | 1.92
LENNOX | ELITE EL22XPV SERIES | 211694667 | HRCU-A-CB | EL22XPV-024-230A** | C35-24A+TDR+TXV | Singlezone Ducted, Centrally Ducted | 23600 | 14700 | 2.5 | 15800 | 1.92
LENNOX | ELITE EL22XPV SERIES | 211694666 | HRCU-A-CB | EL22XPV-024-230A** | C35-24A+TDR+TXV | Singlezone Ducted, Centrally Ducted | 23000 | 14300 | 2.52 | 15400 | 1.9
LENNOX | ELITE EL22XPV SERIES | 211694665 | HRCU-A-CB | EL22XPV-024-230A** | C35-24A+TDR+TXV | Singlezone Ducted, Centrally Ducted | 23600 | 14700 | 2.52 | 15700 | 1.9
LENNOX | ELITE EL22XPV SERIES | 211694664 | HRCU-A-CB | EL22XPV-024-230A** | C35-24A+TDR+TXV | Singlezone Ducted, Centrally Ducted | 23600 | 14700 | 2.52 | 15700 | 1.9
LENNOX | ELITE EL22XPV SERIES | 211694663 | HRCU-A-CB | EL22XPV-024-230A** | CBA38MV-030-230*+TDR | Singlezone Ducted, Centrally Ducted | 22400 | 14300 | 2.83 | 16100 | 2.32
GE | NS22H SERIES | 211708941 | HRCU-A-CB | NS22H36MA4-**A | NCUC48BT4+TDR | Singlezone Ducted, Centrally Ducted | 33600 | 22200 | 2.56 | 18200 | 2.24
GE | NS22H SERIES | 211708939 | HRCU-A-CB | NS22H36MA4-**A | NCUC48BT4+TDR | Singlezone Ducted, Centrally Ducted | 33600 | 22200 | 2.56 | 18200 | 2.24
GE | NS22H SERIES | 211708938 | HRCU-A-CB | NS22H36MA4-**A | NCUC48BT4+TDR | Singlezone Ducted, Centrally Ducted | 33400 | 22200 | 2.52 | 18200 | 2.22
GE | NS22H SERIES | 211708937 | HRCU-A-CB | NS22H36MA4-**A | NCUC48BT4+TDR | Singlezone Ducted, Centrally Ducted | 33400 | 22200 | 2.52 | 18200 | 2.22
GE | NS22H SERIES | 211708936 | HRCU-A-CB | NS22H36MA4-**A | NCUC48BT4+TDR | Singlezone Ducted, Centrally Ducted | 33200 | 22000 | 2.54 | 18000 | 2.24
GE | NS22H SERIES | 211708935 | HRCU-A-CB | NS22H36MA4-**A | NCUC48BT4+TDR | Singlezone Ducted, Centrally Ducted | 33200 | 22000 | 2.52 | 18100 | 2.24
GE | NS22H SERIES | 211708934 | HRCU-A-CB | NS22H36MA4-**A | NCUC48BT4+TDR | Singlezone Ducted, Centrally Ducted | 33600 | 22400 | 2.5 | 18400 | 2.2
GE | NS22H SERIES | 211708932 | HRCU-A-CB | NS22H36MA4-**A | NCUC48BT4+TDR | Singlezone Ducted, Centrally Ducted | 33800 | 22600 | 2.5 | 18500 | 2.18
GE | NS22H SERIES | 211708859 | HRCU-A-CB | NS22H36MA4-**A | NAM42V1TA4 | Singlezone Ducted, Centrally Ducted | 33600 | 22200 | 2.6 | 18000 | 2.24
GE | NS22H SERIES | 211708858 | HRCU-A-CB | NS22H36MA4-**A | NAM36V1TA4 | Singlezone Ducted, Centrally Ducted | 33400 | 22200 | 2.58 | 18000 | 2.24
GE | NS22H SERIES | 211708855 | HRCU-A-CB | NS22H36MA4-**A | NCUU48BP4+TDR+TXV | Singlezone Ducted, Centrally Ducted | 33600 | 22200 | 2.56 | 18200 | 2.24
GE | NS22H SERIES | 211708854 | HRCU-A-CB | NS22H36MA4-**A | NCUU48BP4+TDR+TXV | Singlezone Ducted, Centrally Ducted | 33600 | 22200 | 2.56 | 18200 | 2.24
GE | NS22H SERIES | 211708853 | HRCU-A-CB | NS22H36MA4-**A | NCUU48BP4+TDR+TXV | Singlezone Ducted, Centrally Ducted | 33400 | 22200 | 2.52 | 18200 | 2.22
GE | NS22H SERIES | 211708852 | HRCU-A-CB | NS22H36MA4-**A | NCUU48BP4+TDR+TXV | Singlezone Ducted, Centrally Ducted | 33400 | 22200 | 2.52 | 18200 | 2.22
GE | NS22H SERIES | 211708851 | HRCU-A-CB | NS22H36MA4-**A | NCUU48BP4+TDR+TXV | Singlezone Ducted, Centrally Ducted | 33200 | 22000 | 2.54 | 18000 | 2.24
GE | NS22H SERIES | 211708850 | HRCU-A-CB | NS22H36MA4-**A | NCUU48BP4+TDR+TXV | Singlezone Ducted, Centrally Ducted | 33200 | 22000 | 2.52 | 18100 | 2.24
GE | NS22H SERIES | 211708849 | HRCU-A-CB | NS22H36MA4-**A | NCUU48BP4+TDR+TXV | Singlezone Ducted, Centrally Ducted | 33600 | 22400 | 2.5 | 18400 | 2.2
GE | NS22H SERIES | 211708846 | HRCU-A-CB | NS22H36MA4-**A | NCUU48BP4+TDR+TXV | Singlezone Ducted, Centrally Ducted | 33800 | 22600 | 2.5 | 18500 | 2.18
ARMSTRONG AIR | 4SHP22LX Series | 211708571 | HRCU-A-CB | 4SHP22LX136P-**A | BCE5E42M | Singlezone Ducted, Centrally Ducted | 33000 | 22000 | 2.56 | 18000 | 2.2
ARMSTRONG AIR | 4SHP22LX Series | 211708570 | HRCU-A-CB | 4SHP22LX136P-**A | BCE5E36M | Singlezone Ducted, Centrally Ducted | 32800 | 21800 | 2.5 | 17700 | 2.18
AIREASE | 4SHP22LX Series | 211708569 | HRCU-A-CB | 4SHP22LX136P-**A | BCE5E42M | Singlezone Ducted, Centrally Ducted | 33000 | 22000 | 2.56 | 18000 | 2.2
AIREASE | 4SHP22LX Series | 211708568 | HRCU-A-CB | 4SHP22LX136P-**A | BCE5E36M | Singlezone Ducted, Centrally Ducted | 32800 | 21800 | 2.5 | 17700 | 2.18
ARMSTRONG AIR | 4SHP22LX Series | 211708567 | HRCU-A-CB | 4SHP22LX136P-**A | BCE7S36M*4X | Singlezone Ducted, Centrally Ducted | 33400 | 22800 | 2.6 | 18300 | 2.28
AIREASE | 4SHP22LX Series | 211708566 | HRCU-A-CB | 4SHP22LX136P-**A | BCE7S36M*4X | Singlezone Ducted, Centrally Ducted | 33400 | 22800 | 2.6 | 18300 | 2.28
LENNOX | ELITE EL22XPV SERIES | 211694899 | HRCU-A-CB | EL22XPV-024-230A** | CX35-30A+TDR | Singlezone Ducted, Centrally Ducted | 23600 | 14200 | 2.51 | 16100 | 1.96
LENNOX | ELITE EL22XPV SERIES | 211694898 | HRCU-A-CB | EL22XPV-024-230A** | CX35-30A+TDR | Singlezone Ducted, Centrally Ducted | 23600 | 14200 | 2.51 | 16100 | 1.96
AIREASE | 4SHP22LX SERIES | 211709612 | HRCU-A-CB | 4SHP22LX124P-**A | EAC4X24B+TDR | Singlezone Ducted, Centrally Ducted | 23200 | 14500 | 2.54 | 15500 | 1.9
LENNOX | ELITE EL22XPV SERIES | 211694897 | HRCU-A-CB | EL22XPV-024-230A** | CX35-30A+TDR | Singlezone Ducted, Centrally Ducted | 23400 | 14200 | 2.52 | 16100 | 1.98
AIREASE | 4SHP22LX SERIES | 211709611 | HRCU-A-CB | 4SHP22LX124P-**A | EAC4X24B+TDR | Singlezone Ducted, Centrally Ducted | 23600 | 14700 | 2.52 | 15800 | 1.92
LENNOX | ELITE EL22XPV SERIES | 211694896 | HRCU-A-CB | EL22XPV-024-230A** | CX35-30A+TDR | Singlezone Ducted, Centrally Ducted | 23200 | 14000 | 2.52 | 15900 | 1.94
LENNOX | ELITE EL22XPV SERIES | 211694895 | HRCU-A-CB | EL22XPV-024-230A** | CX35-30A+TDR | Singlezone Ducted, Centrally Ducted | 23200 | 14000 | 2.52 | 15900 | 1.96
LENNOX | ELITE EL22XPV SERIES | 211694894 | HRCU-A-CB | EL22XPV-024-230A** | CX35-30A+TDR | Singlezone Ducted, Centrally Ducted | 23200 | 14000 | 2.52 | 15900 | 1.94
AIREASE | 4SHP22LX SERIES | 211709606 | HRCU-A-CB | 4SHP22LX124P-**A | EAC4X24B+TDR | Singlezone Ducted, Centrally Ducted | 23600 | 14700 | 2.5 | 15800 | 1.92
LENNOX | ELITE EL22XPV SERIES | 211694893 | HRCU-A-CB | EL22XPV-024-230A** | CX35-30A+TDR | Singlezone Ducted, Centrally Ducted | 23400 | 14200 | 2.52 | 16100 | 1.96
LENNOX | ELITE EL22XPV SERIES | 211694892 | HRCU-A-CB | EL22XPV-024-230A** | CX35-30A+TDR | Singlezone Ducted, Centrally Ducted | 23000 | 13900 | 2.51 | 15800 | 1.94
AIREASE | 4SHP22LX SERIES | 211709604 | HRCU-A-CB | 4SHP22LX124P-**A | EAC4X24A+TDR | Singlezone Ducted, Centrally Ducted | 23600 | 14700 | 2.52 | 15700 | 1.9
LENNOX | ELITE EL22XPV SERIES | 211694891 | HRCU-A-CB | EL22XPV-024-230A** | CX35-30A+TDR | Singlezone Ducted, Centrally Ducted | 23400 | 14200 | 2.52 | 16100 | 1.96
AIREASE | 4SHP22LX SERIES | 211709603 | HRCU-A-CB | 4SHP22LX124P-**A | EAC4X24A+TDR | Singlezone Ducted, Centrally Ducted | 23600 | 14700 | 2.52 | 15700 | 1.9
LENNOX | ELITE EL22XPV SERIES | 211694890 | HRCU-A-CB | EL22XPV-024-230A** | CX35-30A+TDR | Singlezone Ducted, Centrally Ducted | 23000 | 13900 | 2.51 | 15800 | 1.94
AIREASE | 4SHP22LX SERIES | 211709602 | HRCU-A-CB | 4SHP22LX124P-**A | EAC4X24A+TDR | Singlezone Ducted, Centrally Ducted | 23600 | 14700 | 2.53 | 15700 | 1.92
AIREASE | 4SHP22LX SERIES | 211709601 | HRCU-A-CB | 4SHP22LX124P-**A | EAC4X24A+TDR | Singlezone Ducted, Centrally Ducted | 23200 | 14500 | 2.51 | 15500 | 1.9
AIREASE | 4SHP22LX SERIES | 211709599 | HRCU-A-CB | 4SHP22LX124P-**A | EAC4X24A+TDR | Singlezone Ducted, Centrally Ducted | 23600 | 14700 | 2.5 | 15800 | 1.92
LENNOX | ELITE EL22XPV SERIES | 211694887 | HRCU-A-CB | EL22XPV-024-230A** | CX35-30A+TDR | Singlezone Ducted, Centrally Ducted | 23000 | 13900 | 2.51 | 15800 | 1.94
AIREASE | 4SHP22LX SERIES | 211709598 | HRCU-A-CB | 4SHP22LX124P-**A | EAC4X24A+TDR | Singlezone Ducted, Centrally Ducted | 23000 | 14300 | 2.52 | 15400 | 1.9
LENNOX | ELITE EL22XPV SERIES | 211694886 | HRCU-A-CB | EL22XPV-024-230A** | CX35-30A+TDR | Singlezone Ducted, Centrally Ducted | 23400 | 14200 | 2.51 | 16100 | 1.96
AIREASE | 4SHP22LX SERIES | 211709597 | HRCU-A-CB | 4SHP22LX124P-**A | EAC4X24A+TDR | Singlezone Ducted, Centrally Ducted | 23600 | 14700 | 2.52 | 15700 | 1.9
AIREASE | 4SHP22LX SERIES | 211709596 | HRCU-A-CB | 4SHP22LX124P-**A | EAC4X24A+TDR | Singlezone Ducted, Centrally Ducted | 23600 | 14700 | 2.52 | 15700 | 1.9
LENNOX | ELITE EL22XPV SERIES | 211694885 | HRCU-A-CB | EL22XPV-024-230A** | CX35-30A+TDR | Singlezone Ducted, Centrally Ducted | 23400 | 14200 | 2.51 | 16100 | 1.96
AIREASE | 4SHP22LX SERIES | 211709595 | HRCU-A-CB | 4SHP22LX124P-**A | ED1P24B+TDR+TXV | Singlezone Ducted, Centrally Ducted | 23200 | 15000 | 2.7 | 15100 | 2.06
LENNOX | ELITE EL22XPV SERIES | 211694884 | HRCU-A-CB | EL22XPV-024-230A** | CX35-30B+TDR | Singlezone Ducted, Centrally Ducted | 23600 | 14200 | 2.51 | 16100 | 1.96
AIREASE | 4SHP22LX SERIES | 211709594 | HRCU-A-CB | 4SHP22LX124P-**A | ED1P24B+TDR+TXV | Singlezone Ducted, Centrally Ducted | 23400 | 15100 | 2.67 | 15200 | 2.04
LENNOX | ELITE EL22XPV SERIES | 211694883 | HRCU-A-CB | EL22XPV-024-230A** | CX35-30B+TDR | Singlezone Ducted, Centrally Ducted | 23600 | 14200 | 2.51 | 16100 | 1.96
AIREASE | 4SHP22LX SERIES | 211709593 | HRCU-A-CB | 4SHP22LX124P-**A | ED1P24B+TDR+TXV | Singlezone Ducted, Centrally Ducted | 23200 | 15000 | 2.68 | 15100 | 2.04
LENNOX | ELITE EL22XPV SERIES | 211694882 | HRCU-A-CB | EL22XPV-024-230A** | CX35-30B+TDR | Singlezone Ducted, Centrally Ducted | 23600 | 14200 | 2.51 | 16200 | 1.96
AIREASE | 4SHP22LX SERIES | 211709592 | HRCU-A-CB | 4SHP22LX124P-**A | ED1P24B+TDR+TXV | Singlezone Ducted, Centrally Ducted | 23200 | 15000 | 2.71 | 15000 | 2.04
LENNOX | ELITE EL22XPV SERIES | 211694881 | HRCU-A-CB | EL22XPV-024-230A** | CX35-30B+TDR | Singlezone Ducted, Centrally Ducted | 23600 | 14200 | 2.51 | 16100 | 1.96
AIREASE | 4SHP22LX SERIES | 211709591 | HRCU-A-CB | 4SHP22LX124P-**A | ED1P24B+TDR+TXV | Singlezone Ducted, Centrally Ducted | 23200 | 14900 | 2.71 | 15000 | 2.06
AIREASE | 4SHP22LX SERIES | 211709590 | HRCU-A-CB | 4SHP22LX124P-**A | ED1P24B+TDR+TXV | Singlezone Ducted, Centrally Ducted | 23200 | 14900 | 2.71 | 15000 | 2.06
LENNOX | ELITE EL22XPV SERIES | 211694880 | HRCU-A-CB | EL22XPV-024-230A** | CX35-30B+TDR | Singlezone Ducted, Centrally Ducted | 23400 | 14100 | 2.54 | 16000 | 1.98
AIREASE | 4SHP22LX SERIES | 211709589 | HRCU-A-CB | 4SHP22LX124P-**A | ED1P24B+TDR+TXV | Singlezone Ducted, Centrally Ducted | 23400 | 15100 | 2.71 | 15100 | 2.04
LENNOX | ELITE EL22XPV SERIES | 211694879 | HRCU-A-CB | EL22XPV-024-230A** | CX35-30B+TDR | Singlezone Ducted, Centrally Ducted | 23400 | 14100 | 2.54 | 16000 | 1.98
AIREASE | 4SHP22LX SERIES | 211709588 | HRCU-A-CB | 4SHP22LX124P-**A | ED1P24B+TDR+TXV | Singlezone Ducted, Centrally Ducted | 23200 | 15000 | 2.7 | 15000 | 2.04
LENNOX | ELITE EL22XPV SERIES | 211694878 | HRCU-A-CB | EL22XPV-024-230A** | CX35-30B+TDR | Singlezone Ducted, Centrally Ducted | 23400 | 14100 | 2.54 | 16000 | 1.98
AIREASE | 4SHP22LX SERIES | 211709587 | HRCU-A-CB | 4SHP22LX124P-**A | ED1P24B+TDR+TXV | Singlezone Ducted, Centrally Ducted | 23400 | 15200 | 2.62 | 15300 | 2.02
AIREASE | 4SHP22LX SERIES | 211709586 | HRCU-A-CB | 4SHP22LX124P-**A | ED1P24B+TDR+TXV | Singlezone Ducted, Centrally Ducted | 23200 | 14900 | 2.66 | 15000 | 2.02
AIREASE | 4SHP22LX SERIES | 211709585 | HRCU-A-CB | 4SHP22LX124P-**A | ED1P24B+TDR+TXV | Singlezone Ducted, Centrally Ducted | 23200 | 15000 | 2.76 | 15000 | 2.06
LENNOX | ELITE EL22XPV SERIES | 211694876 | HRCU-A-CB | EL22XPV-024-230A** | CX35-30B+TDR | Singlezone Ducted, Centrally Ducted | 23600 | 14200 | 2.51 | 16100 | 1.96
AIREASE | 4SHP22LX SERIES | 211709584 | HRCU-A-CB | 4SHP22LX124P-**A | ED1P24B+TDR+TXV | Singlezone Ducted, Centrally Ducted | 23200 | 14900 | 2.68 | 15000 | 2.04
AIREASE | 4SHP22LX SERIES | 211709583 | HRCU-A-CB | 4SHP22LX124P-**A | ED1P24A+TDR+TXV | Singlezone Ducted, Centrally Ducted | 23200 | 15000 | 2.76 | 15000 | 2.08
AIREASE | 4SHP22LX SERIES | 211709582 | HRCU-A-CB | 4SHP22LX124P-**A | ED1P24A+TDR+TXV | Singlezone Ducted, Centrally Ducted | 23000 | 14900 | 2.75 | 14900 | 2.06
AIREASE | 4SHP22LX SERIES | 211709581 | HRCU-A-CB | 4SHP22LX124P-**A | ED1P24A+TDR+TXV | Singlezone Ducted, Centrally Ducted | 23000 | 14900 | 2.71 | 14900 | 2.04
AIREASE | 4SHP22LX SERIES | 211709580 | HRCU-A-CB | 4SHP22LX124P-**A | BCE7S24M*4X | Singlezone Ducted, Centrally Ducted | 23000 | 14400 | 2.56 | 15400 | 2.08
AIREASE | 4SHP22LX SERIES | 211709579 | HRCU-A-CB | 4SHP22LX124P-**A | BCE7E30M*4X | Singlezone Ducted, Centrally Ducted | 22400 | 14300 | 2.85 | 16100 | 2.34
AIREASE | 4SHP22LX SERIES | 211709578 | HRCU-A-CB | 4SHP22LX124P-**A | BCE7E24M*4X | Singlezone Ducted, Centrally Ducted | 23200 | 14500 | 2.56 | 15500 | 2.08
AIREASE | 4SHP22LX SERIES | 211709577 | HRCU-A-CB | 4SHP22LX124P-**A | BCE7E18M*4X | Singlezone Ducted, Centrally Ducted | 22600 | 14100 | 2.54 | 15100 | 2.06
AIREASE | 4SHP22LX SERIES | 211709576 | HRCU-A-CB | 4SHP22LX124P-**A | BCE5V30M*4X | Singlezone Ducted, Centrally Ducted | 22400 | 14500 | 2.67 | 14900 | 2.12
AIREASE | 4SHP22LX SERIES | 211709575 | HRCU-A-CB | 4SHP22LX124P-**A | BCE5V24M*4X | Singlezone Ducted, Centrally Ducted | 22200 | 14900 | 2.68 | 15400 | 2.12
LENNOX | ELITE EL22XPV SERIES | 211694869 | HRCU-A-CB | EL22XPV-024-230A** | CX35-30B+TDR | Singlezone Ducted, Centrally Ducted | 23600 | 14200 | 2.51 | 16100 | 1.96
AIREASE | 4SHP22LX SERIES | 211709574 | HRCU-A-CB | 4SHP22LX124P-**A | BCE5C30M*4X | Singlezone Ducted, Centrally Ducted | 22800 | 14900 | 2.6 | 15200 | 2.08
AIREASE | 4SHP22LX SERIES | 211709573 | HRCU-A-CB | 4SHP22LX124P-**A | BCE5C24M*4X | Singlezone Ducted, Centrally Ducted | 23400 | 14700 | 2.5 | 15300 | 2.06
AIREASE | 4SHP22LX SERIES | 211709572 | HRCU-A-CB | 4SHP22LX124P-**A | EA(C;U)1P30B+TDR+TXV | Singlezone Ducted, Centrally Ducted | 23600 | 14200 | 2.51 | 16100 | 1.96
AIREASE | 4SHP22LX SERIES | 211709571 | HRCU-A-CB | 4SHP22LX124P-**A | EA(C;U)1P30B+TDR+TXV | Singlezone Ducted, Centrally Ducted | 23600 | 14200 | 2.51 | 16100 | 1.96
AIREASE | 4SHP22LX SERIES | 211709570 | HRCU-A-CB | 4SHP22LX124P-**A | EA(C;U)1P30B+TDR+TXV | Singlezone Ducted, Centrally Ducted | 23600 | 14200 | 2.51 | 16200 | 1.96
AIREASE | 4SHP22LX SERIES | 211709569 | HRCU-A-CB | 4SHP22LX124P-**A | EA(C;U)1P30B+TDR+TXV | Singlezone Ducted, Centrally Ducted | 23600 | 14200 | 2.51 | 16100 | 1.96
AIREASE | 4SHP22LX SERIES | 211709568 | HRCU-A-CB | 4SHP22LX124P-**A | EA(C;U)1P30B+TDR+TXV | Singlezone Ducted, Centrally Ducted | 23400 | 14100 | 2.54 | 16000 | 1.98
AIREASE | 4SHP22LX SERIES | 211709567 | HRCU-A-CB | 4SHP22LX124P-**A | EA(C;U)1P30B+TDR+TXV | Singlezone Ducted, Centrally Ducted | 23400 | 14100 | 2.54 | 16000 | 1.98
LENNOX | ELITE EL22XPV SERIES | 211694863 | HRCU-A-CB | EL22XPV-024-230A** | CX35-30B+TDR | Singlezone Ducted, Centrally Ducted | 23200 | 14000 | 2.52 | 15900 | 1.96
AIREASE | 4SHP22LX SERIES | 211709566 | HRCU-A-CB | 4SHP22LX124P-**A | EA(C;U)1P30B+TDR+TXV | Singlezone Ducted, Centrally Ducted | 23400 | 14100 | 2.54 | 16000 | 1.98
LENNOX | ELITE EL22XPV SERIES | 211694862 | HRCU-A-CB | EL22XPV-024-230A** | CX35-30B+TDR | Singlezone Ducted, Centrally Ducted | 23200 | 14100 | 2.54 | 16000 | 1.98
LENNOX | ELITE EL22XPV SERIES | 211694861 | HRCU-A-CB | EL22XPV-024-230A** | CX35-30B+TDR | Singlezone Ducted, Centrally Ducted | 23200 | 14000 | 2.53 | 15900 | 1.96
LENNOX | ELITE EL22XPV SERIES | 211694860 | HRCU-A-CB | EL22XPV-024-230A** | CX35-30B+TDR | Singlezone Ducted, Centrally Ducted | 23200 | 14000 | 2.52 | 15900 | 1.96
AIREASE | 4SHP22LX SERIES | 211709561 | HRCU-A-CB | 4SHP22LX124P-**A | EA(C;U)1P30B+TDR+TXV | Singlezone Ducted, Centrally Ducted | 23600 | 14200 | 2.51 | 16100 | 1.96
LENNOX | ELITE EL22XPV SERIES | 211694859 | HRCU-A-CB | EL22XPV-024-230A** | CX35-30B+TDR | Singlezone Ducted, Centrally Ducted | 23600 | 14200 | 2.51 | 16100 | 1.96
AIREASE | 4SHP22LX SERIES | 211709557 | HRCU-A-CB | 4SHP22LX124P-**A | EA(C;U)1P30B+TDR+TXV | Singlezone Ducted, Centrally Ducted | 23200 | 14000 | 2.52 | 15900 | 1.96
AIREASE | 4SHP22LX SERIES | 211709556 | HRCU-A-CB | 4SHP22LX124P-**A | EA(C;U)1P30B+TDR+TXV | Singlezone Ducted, Centrally Ducted | 23600 | 14200 | 2.51 | 16100 | 1.96
AIREASE | 4SHP22LX SERIES | 211709549 | HRCU-A-CB | 4SHP22LX124P-**A | EA(C;U)1P30A+TDR+TXV | Singlezone Ducted, Centrally Ducted | 23600 | 14200 | 2.51 | 16100 | 1.96
AIREASE | 4SHP22LX SERIES | 211709548 | HRCU-A-CB | 4SHP22LX124P-**A | EA(C;U)1P30A+TDR+TXV | Singlezone Ducted, Centrally Ducted | 23600 | 14200 | 2.51 | 16100 | 1.96
AIREASE | 4SHP22LX SERIES | 211709547 | HRCU-A-CB | 4SHP22LX124P-**A | EA(C;U)1P30A+TDR+TXV | Singlezone Ducted, Centrally Ducted | 23400 | 14200 | 2.52 | 16100 | 1.98
AIREASE | 4SHP22LX SERIES | 211709546 | HRCU-A-CB | 4SHP22LX124P-**A | EA(C;U)1P30A+TDR+TXV | Singlezone Ducted, Centrally Ducted | 23200 | 14000 | 2.52 | 15900 | 1.94
AIREASE | 4SHP22LX SERIES | 211709545 | HRCU-A-CB | 4SHP22LX124P-**A | EA(C;U)1P30A+TDR+TXV | Singlezone Ducted, Centrally Ducted | 23400 | 14200 | 2.52 | 16100 | 1.96
LENNOX | ELITE EL22XPV SERIES | 211694846 | HRCU-A-CB | EL22XPV-024-230A** | CX35-24B+TDR | Singlezone Ducted, Centrally Ducted | 23600 | 14700 | 2.52 | 15800 | 1.92
AIREASE | 4SHP22LX SERIES | 211709543 | HRCU-A-CB | 4SHP22LX124P-**A | EA(C;U)1P30A+TDR+TXV | Singlezone Ducted, Centrally Ducted | 23000 | 13900 | 2.51 | 15800 | 1.94
LENNOX | ELITE EL22XPV SERIES | 211694845 | HRCU-A-CB | EL22XPV-024-230A** | CX35-24B+TDR | Singlezone Ducted, Centrally Ducted | 23600 | 14700 | 2.5 | 15800 | 1.9
AIREASE | 4SHP22LX SERIES | 211709542 | HRCU-A-CB | 4SHP22LX124P-**A | EA(C;U)1P30A+TDR+TXV | Singlezone Ducted, Centrally Ducted | 23400 | 14200 | 2.51 | 16100 | 1.96
LENNOX | ELITE EL22XPV SERIES | 211694844 | HRCU-A-CB | EL22XPV-024-230A** | CX35-24B+TDR | Singlezone Ducted, Centrally Ducted | 23600 | 14700 | 2.5 | 15800 | 1.92
AIREASE | 4SHP22LX SERIES | 211709541 | HRCU-A-CB | 4SHP22LX124P-**A | EA(C;U)1P30A+TDR+TXV | Singlezone Ducted, Centrally Ducted | 23400 | 14200 | 2.51 | 16100 | 1.96
LENNOX | ELITE EL22XPV SERIES | 211694843 | HRCU-A-CB | EL22XPV-024-230A** | CX35-24B+TDR | Singlezone Ducted, Centrally Ducted | 23600 | 14600 | 2.55 | 15700 | 1.92
AIREASE | 4SHP22LX SERIES | 211709540 | HRCU-A-CB | 4SHP22LX124P-**A | EA(C;U)1P24B+TDR+TXV | Singlezone Ducted, Centrally Ducted | 23600 | 14700 | 2.52 | 15800 | 1.92
AIREASE | 4SHP22LX SERIES | 211709539 | HRCU-A-CB | 4SHP22LX124P-**A | EA(C;U)1P24B+TDR+TXV | Singlezone Ducted, Centrally Ducted | 23600 | 14700 | 2.5 | 15800 | 1.9
LENNOX | ELITE EL22XPV SERIES | 211694842 | HRCU-A-CB | EL22XPV-024-230A** | CX35-24B+TDR | Singlezone Ducted, Centrally Ducted | 23600 | 14600 | 2.55 | 15700 | 1.92
AIREASE | 4SHP22LX SERIES | 211709538 | HRCU-A-CB | 4SHP22LX124P-**A | EA(C;U)1P24B+TDR+TXV | Singlezone Ducted, Centrally Ducted | 23600 | 14700 | 2.5 | 15800 | 1.92
LENNOX | ELITE EL22XPV SERIES | 211694841 | HRCU-A-CB | EL22XPV-024-230A** | CX35-24B+TDR | Singlezone Ducted, Centrally Ducted | 23600 | 14600 | 2.55 | 15700 | 1.92
AIREASE | 4SHP22LX SERIES | 211709537 | HRCU-A-CB | 4SHP22LX124P-**A | EA(C;U)1P24B+TDR+TXV | Singlezone Ducted, Centrally Ducted | 23600 | 14600 | 2.55 | 15700 | 1.92
AIREASE | 4SHP22LX SERIES | 211709536 | HRCU-A-CB | 4SHP22LX124P-**A | EA(C;U)1P24B+TDR+TXV | Singlezone Ducted, Centrally Ducted | 23600 | 14600 | 2.55 | 15700 | 1.92
AIREASE | 4SHP22LX SERIES | 211709535 | HRCU-A-CB | 4SHP22LX124P-**A | EA(C;U)1P24B+TDR+TXV | Singlezone Ducted, Centrally Ducted | 23600 | 14600 | 2.55 | 15700 | 1.92
LENNOX | ELITE EL22XPV SERIES | 211694839 | HRCU-A-CB | EL22XPV-024-230A** | CX35-24B+TDR | Singlezone Ducted, Centrally Ducted | 23600 | 14700 | 2.5 | 15800 | 1.92
AIREASE | 4SHP22LX SERIES | 211709530 | HRCU-A-CB | 4SHP22LX124P-**A | EA(C;U)1P24B+TDR+TXV | Singlezone Ducted, Centrally Ducted | 23600 | 14700 | 2.52 | 15700 | 1.9
AIREASE | 4SHP22LX SERIES | 211709526 | HRCU-A-CB | 4SHP22LX124P-**A | EA(C;U)1P24B+TDR+TXV | Singlezone Ducted, Centrally Ducted | 23200 | 14500 | 2.54 | 15500 | 1.9
AIREASE | 4SHP22LX SERIES | 211709525 | HRCU-A-CB | 4SHP22LX124P-**A | EA(C;U)1P24B+TDR+TXV | Singlezone Ducted, Centrally Ducted | 23600 | 14700 | 2.52 | 15800 | 1.92
AIREASE | 4SHP22LX SERIES | 211709520 | HRCU-A-CB | 4SHP22LX124P-**A | EA(C;U)1P24B+TDR+TXV | Singlezone Ducted, Centrally Ducted | 23600 | 14700 | 2.5 | 15800 | 1.92
AIREASE | 4SHP22LX SERIES | 211709518 | HRCU-A-CB | 4SHP22LX124P-**A | EA(C;U)1P24A+TDR+TXV | Singlezone Ducted, Centrally Ducted | 23600 | 14700 | 2.52 | 15700 | 1.9
AIREASE | 4SHP22LX SERIES | 211709517 | HRCU-A-CB | 4SHP22LX124P-**A | EA(C;U)1P24A+TDR+TXV | Singlezone Ducted, Centrally Ducted | 23600 | 14700 | 2.52 | 15700 | 1.9
AIREASE | 4SHP22LX SERIES | 211709516 | HRCU-A-CB | 4SHP22LX124P-**A | EA(C;U)1P24A+TDR+TXV | Singlezone Ducted, Centrally Ducted | 23600 | 14700 | 2.53 | 15700 | 1.92
AIREASE | 4SHP22LX SERIES | 211709515 | HRCU-A-CB | 4SHP22LX124P-**A | EA(C;U)1P24A+TDR+TXV | Singlezone Ducted, Centrally Ducted | 23200 | 14500 | 2.51 | 15500 | 1.9
AIREASE | 4SHP22LX SERIES | 211709513 | HRCU-A-CB | 4SHP22LX124P-**A | EA(C;U)1P24A+TDR+TXV | Singlezone Ducted, Centrally Ducted | 23600 | 14700 | 2.5 | 15800 | 1.92
AIREASE | 4SHP22LX SERIES | 211709512 | HRCU-A-CB | 4SHP22LX124P-**A | EA(C;U)1P24A+TDR+TXV | Singlezone Ducted, Centrally Ducted | 23000 | 14300 | 2.52 | 15400 | 1.9
AIREASE | 4SHP22LX SERIES | 211709511 | HRCU-A-CB | 4SHP22LX124P-**A | EA(C;U)1P24A+TDR+TXV | Singlezone Ducted, Centrally Ducted | 23600 | 14700 | 2.52 | 15700 | 1.9
AIREASE | 4SHP22LX SERIES | 211709510 | HRCU-A-CB | 4SHP22LX124P-**A | EA(C;U)1P24A+TDR+TXV | Singlezone Ducted, Centrally Ducted | 23600 | 14700 | 2.52 | 15700 | 1.9
ARMSTRONG AIR | 4SHP22LX SERIES | 211709508 | HRCU-A-CB | 4SHP22LX124P-**A | EAC4X30A+TDR | Singlezone Ducted, Centrally Ducted | 23600 | 14200 | 2.51 | 16100 | 1.96
ARMSTRONG AIR | 4SHP22LX SERIES | 211709507 | HRCU-A-CB | 4SHP22LX124P-**A | EAC4X30A+TDR | Singlezone Ducted, Centrally Ducted | 23600 | 14200 | 2.51 | 16100 | 1.96
ARMSTRONG AIR | 4SHP22LX SERIES | 211709506 | HRCU-A-CB | 4SHP22LX124P-**A | EAC4X30A+TDR | Singlezone Ducted, Centrally Ducted | 23400 | 14200 | 2.52 | 16100 | 1.98
ARMSTRONG AIR | 4SHP22LX SERIES | 211709505 | HRCU-A-CB | 4SHP22LX124P-**A | EAC4X30A+TDR | Singlezone Ducted, Centrally Ducted | 23200 | 14000 | 2.52 | 15900 | 1.94
ARMSTRONG AIR | 4SHP22LX SERIES | 211709504 | HRCU-A-CB | 4SHP22LX124P-**A | EAC4X30A+TDR | Singlezone Ducted, Centrally Ducted | 23400 | 14200 | 2.52 | 16100 | 1.96
ARMSTRONG AIR | 4SHP22LX SERIES | 211709502 | HRCU-A-CB | 4SHP22LX124P-**A | EAC4X30A+TDR | Singlezone Ducted, Centrally Ducted | 23000 | 13900 | 2.51 | 15800 | 1.94
ARMSTRONG AIR | 4SHP22LX SERIES | 211709501 | HRCU-A-CB | 4SHP22LX124P-**A | EAC4X30A+TDR | Singlezone Ducted, Centrally Ducted | 23400 | 14200 | 2.51 | 16100 | 1.96
ARMSTRONG AIR | 4SHP22LX SERIES | 211709500 | HRCU-A-CB | 4SHP22LX124P-**A | EAC4X30A+TDR | Singlezone Ducted, Centrally Ducted | 23400 | 14200 | 2.51 | 16100 | 1.96
ARMSTRONG AIR | 4SHP22LX SERIES | 211709499 | HRCU-A-CB | 4SHP22LX124P-**A | EAC4X30B+TDR | Singlezone Ducted, Centrally Ducted | 23600 | 14200 | 2.51 | 16100 | 1.96
ARMSTRONG AIR | 4SHP22LX SERIES | 211709498 | HRCU-A-CB | 4SHP22LX124P-**A | EAC4X30B+TDR | Singlezone Ducted, Centrally Ducted | 23600 | 14200 | 2.51 | 16100 | 1.96
ARMSTRONG AIR | 4SHP22LX SERIES | 211709497 | HRCU-A-CB | 4SHP22LX124P-**A | EAC4X30B+TDR | Singlezone Ducted, Centrally Ducted | 23600 | 14200 | 2.51 | 16200 | 1.96
ARMSTRONG AIR | 4SHP22LX SERIES | 211709496 | HRCU-A-CB | 4SHP22LX124P-**A | EAC4X30B+TDR | Singlezone Ducted, Centrally Ducted | 23600 | 14200 | 2.51 | 16100 | 1.96
ARMSTRONG AIR | 4SHP22LX SERIES | 211709495 | HRCU-A-CB | 4SHP22LX124P-**A | EAC4X30B+TDR | Singlezone Ducted, Centrally Ducted | 23400 | 14100 | 2.54 | 16000 | 1.98
ARMSTRONG AIR | 4SHP22LX SERIES | 211709494 | HRCU-A-CB | 4SHP22LX124P-**A | EAC4X30B+TDR | Singlezone Ducted, Centrally Ducted | 23400 | 14100 | 2.54 | 16000 | 1.98
ARMSTRONG AIR | 4SHP22LX SERIES | 211709493 | HRCU-A-CB | 4SHP22LX124P-**A | EAC4X30B+TDR | Singlezone Ducted, Centrally Ducted | 23400 | 14100 | 2.54 | 16000 | 1.98
ARMSTRONG AIR | 4SHP22LX SERIES | 211709488 | HRCU-A-CB | 4SHP22LX124P-**A | EAC4X30B+TDR | Singlezone Ducted, Centrally Ducted | 23600 | 14200 | 2.51 | 16100 | 1.96
ARMSTRONG AIR | 4SHP22LX SERIES | 211709484 | HRCU-A-CB | 4SHP22LX124P-**A | EAC4X30B+TDR | Singlezone Ducted, Centrally Ducted | 23200 | 14000 | 2.52 | 15900 | 1.96
ARMSTRONG AIR | 4SHP22LX SERIES | 211709483 | HRCU-A-CB | 4SHP22LX124P-**A | EAC4X30B+TDR | Singlezone Ducted, Centrally Ducted | 23600 | 14200 | 2.51 | 16100 | 1.96
ARMSTRONG AIR | 4SHP22LX SERIES | 211709476 | HRCU-A-CB | 4SHP22LX124P-**A | EAC4X24B+TDR | Singlezone Ducted, Centrally Ducted | 23600 | 14700 | 2.52 | 15800 | 1.92
ARMSTRONG AIR | 4SHP22LX SERIES | 211709475 | HRCU-A-CB | 4SHP22LX124P-**A | EAC4X24B+TDR | Singlezone Ducted, Centrally Ducted | 23600 | 14700 | 2.5 | 15800 | 1.9
ARMSTRONG AIR | 4SHP22LX SERIES | 211709474 | HRCU-A-CB | 4SHP22LX124P-**A | EAC4X24B+TDR | Singlezone Ducted, Centrally Ducted | 23600 | 14700 | 2.5 | 15800 | 1.92
ARMSTRONG AIR | 4SHP22LX SERIES | 211709473 | HRCU-A-CB | 4SHP22LX124P-**A | EAC4X24B+TDR | Singlezone Ducted, Centrally Ducted | 23600 | 14600 | 2.55 | 15700 | 1.92
ARMSTRONG AIR | 4SHP22LX SERIES | 211709472 | HRCU-A-CB | 4SHP22LX124P-**A | EAC4X24B+TDR | Singlezone Ducted, Centrally Ducted | 23600 | 14600 | 2.55 | 15700 | 1.92
ARMSTRONG AIR | 4SHP22LX SERIES | 211709471 | HRCU-A-CB | 4SHP22LX124P-**A | EAC4X24B+TDR | Singlezone Ducted, Centrally Ducted | 23600 | 14600 | 2.55 | 15700 | 1.92
ARMSTRONG AIR | 4SHP22LX SERIES | 211709466 | HRCU-A-CB | 4SHP22LX124P-**A | EAC4X24B+TDR | Singlezone Ducted, Centrally Ducted | 23600 | 14700 | 2.52 | 15700 | 1.9
ARMSTRONG AIR | 4SHP22LX SERIES | 211709462 | HRCU-A-CB | 4SHP22LX124P-**A | EAC4X24B+TDR | Singlezone Ducted, Centrally Ducted | 23200 | 14500 | 2.54 | 15500 | 1.9
ARMSTRONG AIR | 4SHP22LX SERIES | 211709461 | HRCU-A-CB | 4SHP22LX124P-**A | EAC4X24B+TDR | Singlezone Ducted, Centrally Ducted | 23600 | 14700 | 2.52 | 15800 | 1.92
ARMSTRONG AIR | 4SHP22LX SERIES | 211709456 | HRCU-A-CB | 4SHP22LX124P-**A | EAC4X24B+TDR | Singlezone Ducted, Centrally Ducted | 23600 | 14700 | 2.5 | 15800 | 1.92
ARMSTRONG AIR | 4SHP22LX SERIES | 211709454 | HRCU-A-CB | 4SHP22LX124P-**A | EAC4X24A+TDR | Singlezone Ducted, Centrally Ducted | 23600 | 14700 | 2.52 | 15700 | 1.9
ARMSTRONG AIR | 4SHP22LX SERIES | 211709453 | HRCU-A-CB | 4SHP22LX124P-**A | EAC4X24A+TDR | Singlezone Ducted, Centrally Ducted | 23600 | 14700 | 2.52 | 15700 | 1.9
ARMSTRONG AIR | 4SHP22LX SERIES | 211709452 | HRCU-A-CB | 4SHP22LX124P-**A | EAC4X24A+TDR | Singlezone Ducted, Centrally Ducted | 23600 | 14700 | 2.53 | 15700 | 1.92
ARMSTRONG AIR | 4SHP22LX SERIES | 211709451 | HRCU-A-CB | 4SHP22LX124P-**A | EAC4X24A+TDR | Singlezone Ducted, Centrally Ducted | 23200 | 14500 | 2.51 | 15500 | 1.9
ARMSTRONG AIR | 4SHP22LX SERIES | 211709449 | HRCU-A-CB | 4SHP22LX124P-**A | EAC4X24A+TDR | Singlezone Ducted, Centrally Ducted | 23600 | 14700 | 2.5 | 15800 | 1.92
ARMSTRONG AIR | 4SHP22LX SERIES | 211709448 | HRCU-A-CB | 4SHP22LX124P-**A | EAC4X24A+TDR | Singlezone Ducted, Centrally Ducted | 23000 | 14300 | 2.52 | 15400 | 1.9
ARMSTRONG AIR | 4SHP22LX SERIES | 211709447 | HRCU-A-CB | 4SHP22LX124P-**A | EAC4X24A+TDR | Singlezone Ducted, Centrally Ducted | 23600 | 14700 | 2.52 | 15700 | 1.9
ARMSTRONG AIR | 4SHP22LX SERIES | 211709446 | HRCU-A-CB | 4SHP22LX124P-**A | EAC4X24A+TDR | Singlezone Ducted, Centrally Ducted | 23600 | 14700 | 2.52 | 15700 | 1.9
ARMSTRONG AIR | 4SHP22LX SERIES | 211709445 | HRCU-A-CB | 4SHP22LX124P-**A | ED1P24B+TDR+TXV | Singlezone Ducted, Centrally Ducted | 23200 | 15000 | 2.7 | 15100 | 2.06
ARMSTRONG AIR | 4SHP22LX SERIES | 211709444 | HRCU-A-CB | 4SHP22LX124P-**A | ED1P24B+TDR+TXV | Singlezone Ducted, Centrally Ducted | 23400 | 15100 | 2.67 | 15200 | 2.04
ARMSTRONG AIR | 4SHP22LX SERIES | 211709443 | HRCU-A-CB | 4SHP22LX124P-**A | ED1P24B+TDR+TXV | Singlezone Ducted, Centrally Ducted | 23200 | 15000 | 2.68 | 15100 | 2.04
ARMSTRONG AIR | 4SHP22LX SERIES | 211709442 | HRCU-A-CB | 4SHP22LX124P-**A | ED1P24B+TDR+TXV | Singlezone Ducted, Centrally Ducted | 23200 | 15000 | 2.71 | 15000 | 2.04
ARMSTRONG AIR | 4SHP22LX SERIES | 211709441 | HRCU-A-CB | 4SHP22LX124P-**A | ED1P24B+TDR+TXV | Singlezone Ducted, Centrally Ducted | 23200 | 14900 | 2.71 | 15000 | 2.06
ARMSTRONG AIR | 4SHP22LX SERIES | 211709440 | HRCU-A-CB | 4SHP22LX124P-**A | ED1P24B+TDR+TXV | Singlezone Ducted, Centrally Ducted | 23200 | 14900 | 2.71 | 15000 | 2.06
ARMSTRONG AIR | 4SHP22LX SERIES | 211709439 | HRCU-A-CB | 4SHP22LX124P-**A | ED1P24B+TDR+TXV | Singlezone Ducted, Centrally Ducted | 23400 | 15100 | 2.71 | 15100 | 2.04
ARMSTRONG AIR | 4SHP22LX SERIES | 211709438 | HRCU-A-CB | 4SHP22LX124P-**A | ED1P24B+TDR+TXV | Singlezone Ducted, Centrally Ducted | 23200 | 15000 | 2.7 | 15000 | 2.04
ARMSTRONG AIR | 4SHP22LX SERIES | 211709437 | HRCU-A-CB | 4SHP22LX124P-**A | ED1P24B+TDR+TXV | Singlezone Ducted, Centrally Ducted | 23400 | 15200 | 2.62 | 15300 | 2.02
ARMSTRONG AIR | 4SHP22LX SERIES | 211709436 | HRCU-A-CB | 4SHP22LX124P-**A | ED1P24B+TDR+TXV | Singlezone Ducted, Centrally Ducted | 23200 | 14900 | 2.66 | 15000 | 2.02
ARMSTRONG AIR | 4SHP22LX SERIES | 211709435 | HRCU-A-CB | 4SHP22LX124P-**A | ED1P24B+TDR+TXV | Singlezone Ducted, Centrally Ducted | 23200 | 15000 | 2.76 | 15000 | 2.06
ARMSTRONG AIR | 4SHP22LX SERIES | 211709434 | HRCU-A-CB | 4SHP22LX124P-**A | ED1P24B+TDR+TXV | Singlezone Ducted, Centrally Ducted | 23200 | 14900 | 2.68 | 15000 | 2.04
ARMSTRONG AIR | 4SHP22LX SERIES | 211709433 | HRCU-A-CB | 4SHP22LX124P-**A | ED1P24A+TDR+TXV | Singlezone Ducted, Centrally Ducted | 23200 | 15000 | 2.76 | 15000 | 2.08
ARMSTRONG AIR | 4SHP22LX SERIES | 211709432 | HRCU-A-CB | 4SHP22LX124P-**A | ED1P24A+TDR+TXV | Singlezone Ducted, Centrally Ducted | 23000 | 14900 | 2.75 | 14900 | 2.06
ARMSTRONG AIR | 4SHP22LX SERIES | 211709431 | HRCU-A-CB | 4SHP22LX124P-**A | ED1P24A+TDR+TXV | Singlezone Ducted, Centrally Ducted | 23000 | 14900 | 2.71 | 14900 | 2.04
ARMSTRONG AIR | 4SHP22LX SERIES | 211709430 | HRCU-A-CB | 4SHP22LX124P-**A | BCE7S24M*4X | Singlezone Ducted, Centrally Ducted | 23000 | 14400 | 2.56 | 15400 | 2.08
ARMSTRONG AIR | 4SHP22LX SERIES | 211709429 | HRCU-A-CB | 4SHP22LX124P-**A | BCE7E30M*4X | Singlezone Ducted, Centrally Ducted | 22400 | 14300 | 2.85 | 16100 | 2.34
ARMSTRONG AIR | 4SHP22LX SERIES | 211709428 | HRCU-A-CB | 4SHP22LX124P-**A | BCE7E24M*4X | Singlezone Ducted, Centrally Ducted | 23200 | 14500 | 2.56 | 15500 | 2.08
ARMSTRONG AIR | 4SHP22LX SERIES | 211709427 | HRCU-A-CB | 4SHP22LX124P-**A | BCE7E18M*4X | Singlezone Ducted, Centrally Ducted | 22600 | 14100 | 2.54 | 15100 | 2.06
ARMSTRONG AIR | 4SHP22LX SERIES | 211709426 | HRCU-A-CB | 4SHP22LX124P-**A | BCE5V30M*4X | Singlezone Ducted, Centrally Ducted | 22400 | 14500 | 2.67 | 14900 | 2.12
ARMSTRONG AIR | 4SHP22LX SERIES | 211709425 | HRCU-A-CB | 4SHP22LX124P-**A | BCE5V24M*4X | Singlezone Ducted, Centrally Ducted | 22200 | 14900 | 2.68 | 15400 | 2.12
ARMSTRONG AIR | 4SHP22LX SERIES | 211709424 | HRCU-A-CB | 4SHP22LX124P-**A | BCE5C30M*4X | Singlezone Ducted, Centrally Ducted | 22800 | 14900 | 2.6 | 15200 | 2.08
ARMSTRONG AIR | 4SHP22LX SERIES | 211709423 | HRCU-A-CB | 4SHP22LX124P-**A | BCE5C24M*4X | Singlezone Ducted, Centrally Ducted | 23400 | 14700 | 2.5 | 15300 | 2.06
ARMSTRONG AIR | 4SHP22LX SERIES | 211709422 | HRCU-A-CB | 4SHP22LX124P-**A | EA(C;U)1P30B+TDR+TXV | Singlezone Ducted, Centrally Ducted | 23600 | 14200 | 2.51 | 16100 | 1.96
ARMSTRONG AIR | 4SHP22LX SERIES | 211709421 | HRCU-A-CB | 4SHP22LX124P-**A | EA(C;U)1P30B+TDR+TXV | Singlezone Ducted, Centrally Ducted | 23600 | 14200 | 2.51 | 16100 | 1.96
ARMSTRONG AIR | 4SHP22LX SERIES | 211709420 | HRCU-A-CB | 4SHP22LX124P-**A | EA(C;U)1P30B+TDR+TXV | Singlezone Ducted, Centrally Ducted | 23600 | 14200 | 2.51 | 16200 | 1.96
ARMSTRONG AIR | 4SHP22LX SERIES | 211709419 | HRCU-A-CB | 4SHP22LX124P-**A | EA(C;U)1P30B+TDR+TXV | Singlezone Ducted, Centrally Ducted | 23600 | 14200 | 2.51 | 16100 | 1.96
ARMSTRONG AIR | 4SHP22LX SERIES | 211709418 | HRCU-A-CB | 4SHP22LX124P-**A | EA(C;U)1P30B+TDR+TXV | Singlezone Ducted, Centrally Ducted | 23400 | 14100 | 2.54 | 16000 | 1.98
ARMSTRONG AIR | 4SHP22LX SERIES | 211709417 | HRCU-A-CB | 4SHP22LX124P-**A | EA(C;U)1P30B+TDR+TXV | Singlezone Ducted, Centrally Ducted | 23400 | 14100 | 2.54 | 16000 | 1.98
ARMSTRONG AIR | 4SHP22LX SERIES | 211709416 | HRCU-A-CB | 4SHP22LX124P-**A | EA(C;U)1P30B+TDR+TXV | Singlezone Ducted, Centrally Ducted | 23400 | 14100 | 2.54 | 16000 | 1.98
ARMSTRONG AIR | 4SHP22LX SERIES | 211709411 | HRCU-A-CB | 4SHP22LX124P-**A | EA(C;U)1P30B+TDR+TXV | Singlezone Ducted, Centrally Ducted | 23600 | 14200 | 2.51 | 16100 | 1.96
ARMSTRONG AIR | 4SHP22LX SERIES | 211709407 | HRCU-A-CB | 4SHP22LX124P-**A | EA(C;U)1P30B+TDR+TXV | Singlezone Ducted, Centrally Ducted | 23200 | 14000 | 2.52 | 15900 | 1.96
ARMSTRONG AIR | 4SHP22LX SERIES | 211709406 | HRCU-A-CB | 4SHP22LX124P-**A | EA(C;U)1P30B+TDR+TXV | Singlezone Ducted, Centrally Ducted | 23600 | 14200 | 2.51 | 16100 | 1.96
ARMSTRONG AIR | 4SHP22LX SERIES | 211709399 | HRCU-A-CB | 4SHP22LX124P-**A | EA(C;U)1P30A+TDR+TXV | Singlezone Ducted, Centrally Ducted | 23600 | 14200 | 2.51 | 16100 | 1.96
ARMSTRONG AIR | 4SHP22LX SERIES | 211709398 | HRCU-A-CB | 4SHP22LX124P-**A | EA(C;U)1P30A+TDR+TXV | Singlezone Ducted, Centrally Ducted | 23600 | 14200 | 2.51 | 16100 | 1.96
ARMSTRONG AIR | 4SHP22LX SERIES | 211709397 | HRCU-A-CB | 4SHP22LX124P-**A | EA(C;U)1P30A+TDR+TXV | Singlezone Ducted, Centrally Ducted | 23400 | 14200 | 2.52 | 16100 | 1.98
ARMSTRONG AIR | 4SHP22LX SERIES | 211709396 | HRCU-A-CB | 4SHP22LX124P-**A | EA(C;U)1P30A+TDR+TXV | Singlezone Ducted, Centrally Ducted | 23200 | 14000 | 2.52 | 15900 | 1.94
ARMSTRONG AIR | 4SHP22LX SERIES | 211709395 | HRCU-A-CB | 4SHP22LX124P-**A | EA(C;U)1P30A+TDR+TXV | Singlezone Ducted, Centrally Ducted | 23400 | 14200 | 2.52 | 16100 | 1.96
ARMSTRONG AIR | 4SHP22LX SERIES | 211709393 | HRCU-A-CB | 4SHP22LX124P-**A | EA(C;U)1P30A+TDR+TXV | Singlezone Ducted, Centrally Ducted | 23000 | 13900 | 2.51 | 15800 | 1.94
ARMSTRONG AIR | 4SHP22LX SERIES | 211709392 | HRCU-A-CB | 4SHP22LX124P-**A | EA(C;U)1P30A+TDR+TXV | Singlezone Ducted, Centrally Ducted | 23400 | 14200 | 2.51 | 16100 | 1.96
ARMSTRONG AIR | 4SHP22LX SERIES | 211709391 | HRCU-A-CB | 4SHP22LX124P-**A | EA(C;U)1P30A+TDR+TXV | Singlezone Ducted, Centrally Ducted | 23400 | 14200 | 2.51 | 16100 | 1.96
ARMSTRONG AIR | 4SHP22LX SERIES | 211709390 | HRCU-A-CB | 4SHP22LX124P-**A | EA(C;U)1P24B+TDR+TXV | Singlezone Ducted, Centrally Ducted | 23600 | 14700 | 2.52 | 15800 | 1.92
AIREASE | 4SHP22LX SERIES | 211804162 | HRCU-A-CB | 4SHP22LX136P-**A | EAC4X48C+TDR | Singlezone Ducted, Centrally Ducted | 33600 | 22400 | 2.56 | 18500 | 2.26
ARMSTRONG AIR | 4SHP22LX SERIES | 211709389 | HRCU-A-CB | 4SHP22LX124P-**A | EA(C;U)1P24B+TDR+TXV | Singlezone Ducted, Centrally Ducted | 23600 | 14700 | 2.5 | 15800 | 1.9
AIREASE | 4SHP22LX SERIES | 211804160 | HRCU-A-CB | 4SHP22LX136P-**A | EAC4X48C+TDR | Singlezone Ducted, Centrally Ducted | 33800 | 22400 | 2.52 | 18600 | 2.24
ARMSTRONG AIR | 4SHP22LX SERIES | 211709388 | HRCU-A-CB | 4SHP22LX124P-**A | EA(C;U)1P24B+TDR+TXV | Singlezone Ducted, Centrally Ducted | 23600 | 14700 | 2.5 | 15800 | 1.92
AIREASE | 4SHP22LX SERIES | 211804159 | HRCU-A-CB | 4SHP22LX136P-**A | EAC4X48C+TDR | Singlezone Ducted, Centrally Ducted | 33800 | 22400 | 2.52 | 18600 | 2.24
ARMSTRONG AIR | 4SHP22LX SERIES | 211709387 | HRCU-A-CB | 4SHP22LX124P-**A | EA(C;U)1P24B+TDR+TXV | Singlezone Ducted, Centrally Ducted | 23600 | 14600 | 2.55 | 15700 | 1.92
AIREASE | 4SHP22LX SERIES | 211804157 | HRCU-A-CB | 4SHP22LX136P-**A | EAC4X48C+TDR | Singlezone Ducted, Centrally Ducted | 33800 | 22400 | 2.54 | 18500 | 2.24
ARMSTRONG AIR | 4SHP22LX SERIES | 211709386 | HRCU-A-CB | 4SHP22LX124P-**A | EA(C;U)1P24B+TDR+TXV | Singlezone Ducted, Centrally Ducted | 23600 | 14600 | 2.55 | 15700 | 1.92
AIREASE | 4SHP22LX SERIES | 211804153 | HRCU-A-CB | 4SHP22LX136P-**A | EAC4X48C+TDR | Singlezone Ducted, Centrally Ducted | 33800 | 22400 | 2.52 | 18600 | 2.24
ARMSTRONG AIR | 4SHP22LX SERIES | 211709385 | HRCU-A-CB | 4SHP22LX124P-**A | EA(C;U)1P24B+TDR+TXV | Singlezone Ducted, Centrally Ducted | 23600 | 14600 | 2.55 | 15700 | 1.92
AIREASE | 4SHP22LX SERIES | 211804150 | HRCU-A-CB | 4SHP22LX136P-**A | EAC4X48C+TDR | Singlezone Ducted, Centrally Ducted | 33800 | 22400 | 2.52 | 18600 | 2.24
AIREASE | 4SHP22LX SERIES | 211804149 | HRCU-A-CB | 4SHP22LX136P-**A | EAC4X48C+TDR | Singlezone Ducted, Centrally Ducted | 33800 | 22400 | 2.54 | 18500 | 2.24
AIREASE | 4SHP22LX SERIES | 211804147 | HRCU-A-CB | 4SHP22LX136P-**A | EA(C;U)1P48C+TDR+TXV | Singlezone Ducted, Centrally Ducted | 33600 | 22400 | 2.56 | 18500 | 2.26
AIREASE | 4SHP22LX SERIES | 211804145 | HRCU-A-CB | 4SHP22LX136P-**A | EA(C;U)1P48C+TDR+TXV | Singlezone Ducted, Centrally Ducted | 33800 | 22400 | 2.52 | 18600 | 2.24
ARMSTRONG AIR | 4SHP22LX SERIES | 211709380 | HRCU-A-CB | 4SHP22LX124P-**A | EA(C;U)1P24B+TDR+TXV | Singlezone Ducted, Centrally Ducted | 23600 | 14700 | 2.52 | 15700 | 1.9
AIREASE | 4SHP22LX SERIES | 211804144 | HRCU-A-CB | 4SHP22LX136P-**A | EA(C;U)1P48C+TDR+TXV | Singlezone Ducted, Centrally Ducted | 33800 | 22400 | 2.52 | 18600 | 2.24
AIREASE | 4SHP22LX SERIES | 211804142 | HRCU-A-CB | 4SHP22LX136P-**A | EA(C;U)1P48C+TDR+TXV | Singlezone Ducted, Centrally Ducted | 33800 | 22400 | 2.54 | 18500 | 2.24
AIREASE | 4SHP22LX SERIES | 211804138 | HRCU-A-CB | 4SHP22LX136P-**A | EA(C;U)1P48C+TDR+TXV | Singlezone Ducted, Centrally Ducted | 33800 | 22400 | 2.52 | 18600 | 2.24
AIREASE | 4SHP22LX SERIES | 211804135 | HRCU-A-CB | 4SHP22LX136P-**A | EA(C;U)1P48C+TDR+TXV | Singlezone Ducted, Centrally Ducted | 33800 | 22400 | 2.52 | 18600 | 2.24
ARMSTRONG AIR | 4SHP22LX SERIES | 211709376 | HRCU-A-CB | 4SHP22LX124P-**A | EA(C;U)1P24B+TDR+TXV | Singlezone Ducted, Centrally Ducted | 23200 | 14500 | 2.54 | 15500 | 1.9
AIREASE | 4SHP22LX SERIES | 211804134 | HRCU-A-CB | 4SHP22LX136P-**A | EA(C;U)1P48C+TDR+TXV | Singlezone Ducted, Centrally Ducted | 33800 | 22400 | 2.54 | 18500 | 2.24
ARMSTRONG AIR | 4SHP22LX SERIES | 211709375 | HRCU-A-CB | 4SHP22LX124P-**A | EA(C;U)1P24B+TDR+TXV | Singlezone Ducted, Centrally Ducted | 23600 | 14700 | 2.52 | 15800 | 1.92
ARMSTRONG AIR | 4SHP22LX SERIES | 211709370 | HRCU-A-CB | 4SHP22LX124P-**A | EA(C;U)1P24B+TDR+TXV | Singlezone Ducted, Centrally Ducted | 23600 | 14700 | 2.5 | 15800 | 1.92
ARMSTRONG AIR | 4SHP22LX SERIES | 211709368 | HRCU-A-CB | 4SHP22LX124P-**A | EA(C;U)1P24A+TDR+TXV | Singlezone Ducted, Centrally Ducted | 23600 | 14700 | 2.52 | 15700 | 1.9
ARMSTRONG AIR | 4SHP22LX SERIES | 211709367 | HRCU-A-CB | 4SHP22LX124P-**A | EA(C;U)1P24A+TDR+TXV | Singlezone Ducted, Centrally Ducted | 23600 | 14700 | 2.52 | 15700 | 1.9
ARMSTRONG AIR | 4SHP22LX SERIES | 211709366 | HRCU-A-CB | 4SHP22LX124P-**A | EA(C;U)1P24A+TDR+TXV | Singlezone Ducted, Centrally Ducted | 23600 | 14700 | 2.53 | 15700 | 1.92
ARMSTRONG AIR | 4SHP22LX SERIES | 211709365 | HRCU-A-CB | 4SHP22LX124P-**A | EA(C;U)1P24A+TDR+TXV | Singlezone Ducted, Centrally Ducted | 23200 | 14500 | 2.51 | 15500 | 1.9
ARMSTRONG AIR | 4SHP22LX SERIES | 211804088 | HRCU-A-CB | 4SHP22LX136P-**A | EAC4X48C+TDR | Singlezone Ducted, Centrally Ducted | 33600 | 22400 | 2.56 | 18500 | 2.26
ARMSTRONG AIR | 4SHP22LX SERIES | 211804086 | HRCU-A-CB | 4SHP22LX136P-**A | EAC4X48C+TDR | Singlezone Ducted, Centrally Ducted | 33800 | 22400 | 2.52 | 18600 | 2.24
ARMSTRONG AIR | 4SHP22LX SERIES | 211804085 | HRCU-A-CB | 4SHP22LX136P-**A | EAC4X48C+TDR | Singlezone Ducted, Centrally Ducted | 33800 | 22400 | 2.52 | 18600 | 2.24
ARMSTRONG AIR | 4SHP22LX SERIES | 211804083 | HRCU-A-CB | 4SHP22LX136P-**A | EAC4X48C+TDR | Singlezone Ducted, Centrally Ducted | 33800 | 22400 | 2.54 | 18500 | 2.24
ARMSTRONG AIR | 4SHP22LX SERIES | 211804079 | HRCU-A-CB | 4SHP22LX136P-**A | EAC4X48C+TDR | Singlezone Ducted, Centrally Ducted | 33800 | 22400 | 2.52 | 18600 | 2.24
ARMSTRONG AIR | 4SHP22LX SERIES | 211804076 | HRCU-A-CB | 4SHP22LX136P-**A | EAC4X48C+TDR | Singlezone Ducted, Centrally Ducted | 33800 | 22400 | 2.52 | 18600 | 2.24
ARMSTRONG AIR | 4SHP22LX SERIES | 211804075 | HRCU-A-CB | 4SHP22LX136P-**A | EAC4X48C+TDR | Singlezone Ducted, Centrally Ducted | 33800 | 22400 | 2.54 | 18500 | 2.24
ARMSTRONG AIR | 4SHP22LX SERIES | 211804073 | HRCU-A-CB | 4SHP22LX136P-**A | EA(C;U)1P48C+TDR+TXV | Singlezone Ducted, Centrally Ducted | 33600 | 22400 | 2.56 | 18500 | 2.26
ARMSTRONG AIR | 4SHP22LX SERIES | 211804071 | HRCU-A-CB | 4SHP22LX136P-**A | EA(C;U)1P48C+TDR+TXV | Singlezone Ducted, Centrally Ducted | 33800 | 22400 | 2.52 | 18600 | 2.24
ARMSTRONG AIR | 4SHP22LX SERIES | 211804070 | HRCU-A-CB | 4SHP22LX136P-**A | EA(C;U)1P48C+TDR+TXV | Singlezone Ducted, Centrally Ducted | 33800 | 22400 | 2.52 | 18600 | 2.24
ARMSTRONG AIR | 4SHP22LX SERIES | 211804068 | HRCU-A-CB | 4SHP22LX136P-**A | EA(C;U)1P48C+TDR+TXV | Singlezone Ducted, Centrally Ducted | 33800 | 22400 | 2.54 | 18500 | 2.24
ARMSTRONG AIR | 4SHP22LX SERIES | 211804064 | HRCU-A-CB | 4SHP22LX136P-**A | EA(C;U)1P48C+TDR+TXV | Singlezone Ducted, Centrally Ducted | 33800 | 22400 | 2.52 | 18600 | 2.24
ARMSTRONG AIR | 4SHP22LX SERIES | 211804061 | HRCU-A-CB | 4SHP22LX136P-**A | EA(C;U)1P48C+TDR+TXV | Singlezone Ducted, Centrally Ducted | 33800 | 22400 | 2.52 | 18600 | 2.24
ARMSTRONG AIR | 4SHP22LX SERIES | 211804060 | HRCU-A-CB | 4SHP22LX136P-**A | EA(C;U)1P48C+TDR+TXV | Singlezone Ducted, Centrally Ducted | 33800 | 22400 | 2.54 | 18500 | 2.24
LENNOX | EL22XPV SERIES | 211799261 | HRCU-A-CB | EL22XPV-036-230A** | CX35-48C+TDR | Singlezone Ducted, Centrally Ducted | 33600 | 22400 | 2.56 | 18500 | 2.26
LENNOX | EL22XPV SERIES | 211799259 | HRCU-A-CB | EL22XPV-036-230A** | CX35-48C+TDR | Singlezone Ducted, Centrally Ducted | 33800 | 22400 | 2.52 | 18600 | 2.24
LENNOX | EL22XPV SERIES | 211799258 | HRCU-A-CB | EL22XPV-036-230A** | CX35-48C+TDR | Singlezone Ducted, Centrally Ducted | 33800 | 22400 | 2.52 | 18600 | 2.24
LENNOX | EL22XPV SERIES | 211799256 | HRCU-A-CB | EL22XPV-036-230A** | CX35-48C+TDR | Singlezone Ducted, Centrally Ducted | 33800 | 22400 | 2.54 | 18500 | 2.24
LENNOX | EL22XPV SERIES | 211799248 | HRCU-A-CB | EL22XPV-036-230A** | CX35-48C+TDR | Singlezone Ducted, Centrally Ducted | 33800 | 22400 | 2.52 | 18600 | 2.24
LENNOX | EL22XPV SERIES | 211799245 | HRCU-A-CB | EL22XPV-036-230A** | CX35-48C+TDR | Singlezone Ducted, Centrally Ducted | 33800 | 22400 | 2.52 | 18600 | 2.24
LENNOX | EL22XPV SERIES | 211799244 | HRCU-A-CB | EL22XPV-036-230A** | CX35-48C+TDR | Singlezone Ducted, Centrally Ducted | 33800 | 22400 | 2.54 | 18500 | 2.24
LENNOX | EL22XPV SERIES | 211799238 | HRCU-A-CB | EL22XPV-036-230A** | C35-48C+TDR+TXV | Singlezone Ducted, Centrally Ducted | 33600 | 22400 | 2.56 | 18500 | 2.26
LENNOX | EL22XPV SERIES | 211799236 | HRCU-A-CB | EL22XPV-036-230A** | C35-48C+TDR+TXV | Singlezone Ducted, Centrally Ducted | 33800 | 22400 | 2.52 | 18600 | 2.24
LENNOX | EL22XPV SERIES | 211799235 | HRCU-A-CB | EL22XPV-036-230A** | C35-48C+TDR+TXV | Singlezone Ducted, Centrally Ducted | 33800 | 22400 | 2.52 | 18600 | 2.24
LENNOX | EL22XPV SERIES | 211799233 | HRCU-A-CB | EL22XPV-036-230A** | C35-48C+TDR+TXV | Singlezone Ducted, Centrally Ducted | 33800 | 22400 | 2.54 | 18500 | 2.24
LENNOX | EL22XPV SERIES | 211799225 | HRCU-A-CB | EL22XPV-036-230A** | C35-48C+TDR+TXV | Singlezone Ducted, Centrally Ducted | 33800 | 22400 | 2.52 | 18600 | 2.24
LENNOX | EL22XPV SERIES | 211799222 | HRCU-A-CB | EL22XPV-036-230A** | C35-48C+TDR+TXV | Singlezone Ducted, Centrally Ducted | 33800 | 22400 | 2.52 | 18600 | 2.24
LENNOX | EL22XPV SERIES | 211799221 | HRCU-A-CB | EL22XPV-036-230A** | C35-48C+TDR+TXV | Singlezone Ducted, Centrally Ducted | 33800 | 22400 | 2.54 | 18500 | 2.24
GE | NS22H SERIES | 212403840 | HRCU-A-CB | NS22H36MA4-**A | NAM42E1AT | Singlezone Ducted, Centrally Ducted | 33400 | 22200 | 2.56 | 18100 | 2.22
GE | NS22H SERIES | 212403838 | HRCU-A-CB | NS22H36MA4-**A | NAM36V2TA4 | Singlezone Ducted, Centrally Ducted | 33400 | 22800 | 2.6 | 18200 | 2.26
AIREASE | 4SHP22LX SERIES | 211709658 | HRCU-A-CB | 4SHP22LX124P-**A | EAC4X30A+TDR | Singlezone Ducted, Centrally Ducted | 23600 | 14200 | 2.51 | 16100 | 1.96
AIREASE | 4SHP22LX SERIES | 211709657 | HRCU-A-CB | 4SHP22LX124P-**A | EAC4X30A+TDR | Singlezone Ducted, Centrally Ducted | 23600 | 14200 | 2.51 | 16100 | 1.96
AIREASE | 4SHP22LX SERIES | 211709656 | HRCU-A-CB | 4SHP22LX124P-**A | EAC4X30A+TDR | Singlezone Ducted, Centrally Ducted | 23400 | 14200 | 2.52 | 16100 | 1.98
AIREASE | 4SHP22LX SERIES | 211709655 | HRCU-A-CB | 4SHP22LX124P-**A | EAC4X30A+TDR | Singlezone Ducted, Centrally Ducted | 23200 | 14000 | 2.52 | 15900 | 1.94
AIREASE | 4SHP22LX SERIES | 211709654 | HRCU-A-CB | 4SHP22LX124P-**A | EAC4X30A+TDR | Singlezone Ducted, Centrally Ducted | 23400 | 14200 | 2.52 | 16100 | 1.96
AIREASE | 4SHP22LX SERIES | 211709652 | HRCU-A-CB | 4SHP22LX124P-**A | EAC4X30A+TDR | Singlezone Ducted, Centrally Ducted | 23000 | 13900 | 2.51 | 15800 | 1.94
AIREASE | 4SHP22LX SERIES | 211709651 | HRCU-A-CB | 4SHP22LX124P-**A | EAC4X30A+TDR | Singlezone Ducted, Centrally Ducted | 23400 | 14200 | 2.51 | 16100 | 1.96
AIREASE | 4SHP22LX SERIES | 211709650 | HRCU-A-CB | 4SHP22LX124P-**A | EAC4X30A+TDR | Singlezone Ducted, Centrally Ducted | 23400 | 14200 | 2.51 | 16100 | 1.96
AIREASE | 4SHP22LX SERIES | 211709649 | HRCU-A-CB | 4SHP22LX124P-**A | EAC4X30B+TDR | Singlezone Ducted, Centrally Ducted | 23600 | 14200 | 2.51 | 16100 | 1.96
AIREASE | 4SHP22LX SERIES | 211709648 | HRCU-A-CB | 4SHP22LX124P-**A | EAC4X30B+TDR | Singlezone Ducted, Centrally Ducted | 23600 | 14200 | 2.51 | 16100 | 1.96
AIREASE | 4SHP22LX SERIES | 211709647 | HRCU-A-CB | 4SHP22LX124P-**A | EAC4X30B+TDR | Singlezone Ducted, Centrally Ducted | 23600 | 14200 | 2.51 | 16200 | 1.96
AIREASE | 4SHP22LX SERIES | 211709646 | HRCU-A-CB | 4SHP22LX124P-**A | EAC4X30B+TDR | Singlezone Ducted, Centrally Ducted | 23600 | 14200 | 2.51 | 16100 | 1.96
AIREASE | 4SHP22LX SERIES | 211709645 | HRCU-A-CB | 4SHP22LX124P-**A | EAC4X30B+TDR | Singlezone Ducted, Centrally Ducted | 23400 | 14100 | 2.54 | 16000 | 1.98
AIREASE | 4SHP22LX SERIES | 211709644 | HRCU-A-CB | 4SHP22LX124P-**A | EAC4X30B+TDR | Singlezone Ducted, Centrally Ducted | 23400 | 14100 | 2.54 | 16000 | 1.98
AIREASE | 4SHP22LX SERIES | 211709643 | HRCU-A-CB | 4SHP22LX124P-**A | EAC4X30B+TDR | Singlezone Ducted, Centrally Ducted | 23400 | 14100 | 2.54 | 16000 | 1.98
AIREASE | 4SHP22LX SERIES | 211709638 | HRCU-A-CB | 4SHP22LX124P-**A | EAC4X30B+TDR | Singlezone Ducted, Centrally Ducted | 23600 | 14200 | 2.51 | 16100 | 1.96
AIREASE | 4SHP22LX SERIES | 211709634 | HRCU-A-CB | 4SHP22LX124P-**A | EAC4X30B+TDR | Singlezone Ducted, Centrally Ducted | 23200 | 14000 | 2.52 | 15900 | 1.96
AIREASE | 4SHP22LX SERIES | 211709633 | HRCU-A-CB | 4SHP22LX124P-**A | EAC4X30B+TDR | Singlezone Ducted, Centrally Ducted | 23600 | 14200 | 2.51 | 16100 | 1.96
AIREASE | 4SHP22LX SERIES | 211709626 | HRCU-A-CB | 4SHP22LX124P-**A | EAC4X24B+TDR | Singlezone Ducted, Centrally Ducted | 23600 | 14700 | 2.52 | 15800 | 1.92
AIREASE | 4SHP22LX SERIES | 211709625 | HRCU-A-CB | 4SHP22LX124P-**A | EAC4X24B+TDR | Singlezone Ducted, Centrally Ducted | 23600 | 14700 | 2.5 | 15800 | 1.9
AIREASE | 4SHP22LX SERIES | 211709624 | HRCU-A-CB | 4SHP22LX124P-**A | EAC4X24B+TDR | Singlezone Ducted, Centrally Ducted | 23600 | 14700 | 2.5 | 15800 | 1.92
AIREASE | 4SHP22LX SERIES | 211709623 | HRCU-A-CB | 4SHP22LX124P-**A | EAC4X24B+TDR | Singlezone Ducted, Centrally Ducted | 23600 | 14600 | 2.55 | 15700 | 1.92
AIREASE | 4SHP22LX SERIES | 211709622 | HRCU-A-CB | 4SHP22LX124P-**A | EAC4X24B+TDR | Singlezone Ducted, Centrally Ducted | 23600 | 14600 | 2.55 | 15700 | 1.92
AIREASE | 4SHP22LX SERIES | 211709621 | HRCU-A-CB | 4SHP22LX124P-**A | EAC4X24B+TDR | Singlezone Ducted, Centrally Ducted | 23600 | 14600 | 2.55 | 15700 | 1.92
AIREASE | 4SHP22LX SERIES | 211709616 | HRCU-A-CB | 4SHP22LX124P-**A | EAC4X24B+TDR | Singlezone Ducted, Centrally Ducted | 23600 | 14700 | 2.52 | 15700 | 1.9
GE | NS22H SERIES | 212396451 | HRCU-A-CB | NS22H24MA4-**A | NAM30E1AT | Singlezone Ducted, Centrally Ducted | 22400 | 14500 | 2.71 | 14900 | 2.14
GE | NS22H SERIES | 212396450 | HRCU-A-CB | NS22H24MA4-**A | NAM24E1AT | Singlezone Ducted, Centrally Ducted | 22400 | 15000 | 2.75 | 15500 | 2.16
GE | NS22H SERIES | 212396449 | HRCU-A-CB | NS22H24MA4-**A | NAM24V2AT | Singlezone Ducted, Centrally Ducted | 22800 | 14300 | 2.56 | 15300 | 2.06
GE | NS22H SERIES | 212396448 | HRCU-A-CB | NS22H24MA4-**A | NCUC30AT4+TDR | Singlezone Ducted, Centrally Ducted | 23200 | 14100 | 2.52 | 16000 | 1.96
GE | NS22H SERIES | 212396447 | HRCU-A-CB | NS22H24MA4-**A | NCUU30BP4+TDR+TXV | Singlezone Ducted, Centrally Ducted | 23200 | 14100 | 2.5 | 16000 | 1.94
GE | NS22H SERIES | 212396446 | HRCU-A-CB | NS22H24MA4-**A | NCUU30BP4+TDR+TXV | Singlezone Ducted, Centrally Ducted | 23200 | 14100 | 2.52 | 16000 | 1.96
GE | NS22H SERIES | 212396445 | HRCU-A-CB | NS22H24MA4-**A | NCUU30BP4+TDR+TXV | Singlezone Ducted, Centrally Ducted | 23200 | 14000 | 2.52 | 15900 | 1.96
GE | NS22H SERIES | 212396444 | HRCU-A-CB | NS22H24MA4-**A | NCUU30BP4+TDR+TXV | Singlezone Ducted, Centrally Ducted | 23200 | 14000 | 2.52 | 15900 | 1.96
GE | NS22H SERIES | 212396443 | HRCU-A-CB | NS22H24MA4-**A | NCUU30BP4+TDR+TXV | Singlezone Ducted, Centrally Ducted | 23200 | 14100 | 2.5 | 16000 | 1.94
GE | NS22H SERIES | 212396441 | HRCU-A-CB | NS22H24MA4-**A | NCUU30BP4+TDR+TXV | Singlezone Ducted, Centrally Ducted | 23200 | 14000 | 2.52 | 15900 | 1.96
GE | NS22H SERIES | 212396440 | HRCU-A-CB | NS22H24MA4-**A | NCUU30AP4+TDR+TXV | Singlezone Ducted, Centrally Ducted | 23200 | 14000 | 2.5 | 15900 | 1.94
GE | NS22H SERIES | 212396439 | HRCU-A-CB | NS22H24MA4-**A | NCUU30AP4+TDR+TXV | Singlezone Ducted, Centrally Ducted | 23200 | 14100 | 2.52 | 16000 | 1.96
GE | NS22H SERIES | 212396438 | HRCU-A-CB | NS22H24MA4-**A | NCUU24BP4+TDR+TXV | Singlezone Ducted, Centrally Ducted | 23200 | 14500 | 2.5 | 15600 | 1.9
GE | NS22H SERIES | 212396437 | HRCU-A-CB | NS22H24MA4-**A | NCUU24BP4+TDR+TXV | Singlezone Ducted, Centrally Ducted | 23400 | 14500 | 2.5 | 15600 | 1.9
GE | NS22H SERIES | 212396436 | HRCU-A-CB | NS22H24MA4-**A | NCUU24BP4+TDR+TXV | Singlezone Ducted, Centrally Ducted | 23200 | 14500 | 2.51 | 15500 | 1.9
GE | NS22H SERIES | 212396435 | HRCU-A-CB | NS22H24MA4-**A | NCUU24BP4+TDR+TXV | Singlezone Ducted, Centrally Ducted | 23200 | 14500 | 2.51 | 15500 | 1.9
GE | NS22H SERIES | 212396432 | HRCU-A-CB | NS22H24MA4-**A | NCUU24BP4+TDR+TXV | Singlezone Ducted, Centrally Ducted | 23200 | 14400 | 2.53 | 15500 | 1.9
GE | NS22H SERIES | 212396431 | HRCU-A-CB | NS22H24MA4-**A | NCUU24AP4+TDR+TXV | Singlezone Ducted, Centrally Ducted | 23400 | 14500 | 2.51 | 15600 | 1.9
GE | NS22H SERIES | 212396430 | HRCU-A-CB | NS22H24MA4-**A | NCUU24AP4+TDR+TXV | Singlezone Ducted, Centrally Ducted | 23400 | 14600 | 2.52 | 15600 | 1.9
GE | NS22H SERIES | 212396429 | HRCU-A-CB | NS22H24MA4-**A | NCUC30BT4+TDR | Singlezone Ducted, Centrally Ducted | 23200 | 14100 | 2.5 | 16000 | 1.94
GE | NS22H SERIES | 212396428 | HRCU-A-CB | NS22H24MA4-**A | NCUC30BT4+TDR | Singlezone Ducted, Centrally Ducted | 23200 | 14100 | 2.52 | 16000 | 1.96
GE | NS22H SERIES | 212396427 | HRCU-A-CB | NS22H24MA4-**A | NCUC30BT4+TDR | Singlezone Ducted, Centrally Ducted | 23200 | 14000 | 2.52 | 15900 | 1.96
GE | NS22H SERIES | 212396426 | HRCU-A-CB | NS22H24MA4-**A | NCUC30BT4+TDR | Singlezone Ducted, Centrally Ducted | 23200 | 14000 | 2.52 | 15900 | 1.96
GE | NS22H SERIES | 212396425 | HRCU-A-CB | NS22H24MA4-**A | NCUC30BT4+TDR | Singlezone Ducted, Centrally Ducted | 23200 | 14100 | 2.5 | 16000 | 1.94
GE | NS22H SERIES | 212396423 | HRCU-A-CB | NS22H24MA4-**A | NCUC30BT4+TDR | Singlezone Ducted, Centrally Ducted | 23200 | 14000 | 2.52 | 15900 | 1.96
GE | NS22H SERIES | 212396422 | HRCU-A-CB | NS22H24MA4-**A | NCUC30AT4+TDR | Singlezone Ducted, Centrally Ducted | 23200 | 14000 | 2.5 | 15900 | 1.94
GE | NS22H SERIES | 212396421 | HRCU-A-CB | NS22H24MA4-**A | NCUC24BT4+TDR | Singlezone Ducted, Centrally Ducted | 23200 | 14500 | 2.5 | 15600 | 1.9
GE | NS22H SERIES | 212396420 | HRCU-A-CB | NS22H24MA4-**A | NCUC24BT4+TDR | Singlezone Ducted, Centrally Ducted | 23400 | 14500 | 2.5 | 15600 | 1.9
GE | NS22H SERIES | 212396419 | HRCU-A-CB | NS22H24MA4-**A | NCUC24BT4+TDR | Singlezone Ducted, Centrally Ducted | 23200 | 14500 | 2.51 | 15500 | 1.9
GE | NS22H SERIES | 212396418 | HRCU-A-CB | NS22H24MA4-**A | NCUC24BT4+TDR | Singlezone Ducted, Centrally Ducted | 23200 | 14500 | 2.51 | 15500 | 1.9
GE | NS22H SERIES | 212396415 | HRCU-A-CB | NS22H24MA4-**A | NCUC24BT4+TDR | Singlezone Ducted, Centrally Ducted | 23200 | 14400 | 2.53 | 15500 | 1.9
GE | NS22H SERIES | 212396414 | HRCU-A-CB | NS22H24MA4-**A | NCUC24AT4+TDR | Singlezone Ducted, Centrally Ducted | 23400 | 14500 | 2.51 | 15600 | 1.9
GE | NS22H SERIES | 212396413 | HRCU-A-CB | NS22H24MA4-**A | NCUC24AT4+TDR | Singlezone Ducted, Centrally Ducted | 23400 | 14600 | 2.52 | 15600 | 1.9
GE | NS22H SERIES | 212396412 | HRCU-A-CB | NS22H24MA4-**A | NAM30V2TA4 | Singlezone Ducted, Centrally Ducted | 23000 | 14900 | 2.84 | 16100 | 2.32
GE | NS22H SERIES | 212349581 | HRCU-A-CB | NS22H24MA4-**A | NCUC30AT4+TDR | Singlezone Ducted, Centrally Ducted | 23200 | 14000 | 2.52 | 15900 | 1.94
GE | NS22H SERIES | 212349580 | HRCU-A-CB | NS22H24MA4-**A | NCUC30AT4+TDR | Singlezone Ducted, Centrally Ducted | 23400 | 14200 | 2.52 | 16100 | 1.96
GE | NS22H SERIES | 212349578 | HRCU-A-CB | NS22H24MA4-**A | NCUC30AT4+TDR | Singlezone Ducted, Centrally Ducted | 23000 | 13900 | 2.51 | 15800 | 1.94
GE | NS22H SERIES | 212349577 | HRCU-A-CB | NS22H24MA4-**A | NCUC30AT4+TDR | Singlezone Ducted, Centrally Ducted | 23400 | 14200 | 2.51 | 16100 | 1.96
GE | NS22H SERIES | 212349576 | HRCU-A-CB | NS22H24MA4-**A | NCUC30AT4+TDR | Singlezone Ducted, Centrally Ducted | 23400 | 14200 | 2.51 | 16100 | 1.96
GE | NS22H SERIES | 212349572 | HRCU-A-CB | NS22H24MA4-**A | NCUC30BT4+TDR | Singlezone Ducted, Centrally Ducted | 23200 | 14000 | 2.52 | 15900 | 1.96
GE | NS22H SERIES | 212349566 | HRCU-A-CB | NS22H24MA4-**A | NCUC24BT4+TDR | Singlezone Ducted, Centrally Ducted | 23200 | 14500 | 2.54 | 15500 | 1.9
GE | NS22H SERIES | 212349563 | HRCU-A-CB | NS22H24MA4-**A | NCUC24AT4+TDR | Singlezone Ducted, Centrally Ducted | 23200 | 14500 | 2.51 | 15500 | 1.9
GE | NS22H SERIES | 212349561 | HRCU-A-CB | NS22H24MA4-**A | NCUC24AT4+TDR | Singlezone Ducted, Centrally Ducted | 23600 | 14700 | 2.5 | 15800 | 1.92
GE | NS22H SERIES | 212349560 | HRCU-A-CB | NS22H24MA4-**A | NCUC24AT4+TDR | Singlezone Ducted, Centrally Ducted | 23000 | 14300 | 2.52 | 15400 | 1.9
GE | NS22H SERIES | 212349559 | HRCU-A-CB | NS22H24MA4-**A | NCUC24AT4+TDR | Singlezone Ducted, Centrally Ducted | 23600 | 14700 | 2.52 | 15700 | 1.9
GE | NS22H SERIES | 212349558 | HRCU-A-CB | NS22H24MA4-**A | NCUC24AT4+TDR | Singlezone Ducted, Centrally Ducted | 23600 | 14700 | 2.52 | 15700 | 1.9
GE | NS22H SERIES | 212349557 | HRCU-A-CB | NS22H24MA4-**A | NAM30V1TA4 | Singlezone Ducted, Centrally Ducted | 22400 | 14500 | 2.67 | 14900 | 2.12
GE | NS22H SERIES | 212349556 | HRCU-A-CB | NS22H24MA4-**A | NAM24V1TA4 | Singlezone Ducted, Centrally Ducted | 22200 | 14900 | 2.68 | 15400 | 2.12
GE | NS22H SERIES | 212349555 | HRCU-A-CB | NS22H24MA4-**A | NAM30P1TA4 | Singlezone Ducted, Centrally Ducted | 22800 | 14900 | 2.6 | 15200 | 2.08
GE | NS22H SERIES | 212349554 | HRCU-A-CB | NS22H24MA4-**A | NAM24P1TA4 | Singlezone Ducted, Centrally Ducted | 23400 | 14700 | 2.5 | 15300 | 2.06
GE | NS22H SERIES | 212349550 | HRCU-A-CB | NS22H24MA4-**A | NCUU30BP4+TDR+TXV | Singlezone Ducted, Centrally Ducted | 23200 | 14000 | 2.52 | 15900 | 1.96
GE | NS22H SERIES | 212349547 | HRCU-A-CB | NS22H24MA4-**A | NCUU30AP4+TDR+TXV | Singlezone Ducted, Centrally Ducted | 23200 | 14000 | 2.52 | 15900 | 1.94
GE | NS22H SERIES | 212349546 | HRCU-A-CB | NS22H24MA4-**A | NCUU30AP4+TDR+TXV | Singlezone Ducted, Centrally Ducted | 23400 | 14200 | 2.52 | 16100 | 1.96
GE | NS22H SERIES | 212349544 | HRCU-A-CB | NS22H24MA4-**A | NCUU30AP4+TDR+TXV | Singlezone Ducted, Centrally Ducted | 23000 | 13900 | 2.51 | 15800 | 1.94
GE | NS22H SERIES | 212349543 | HRCU-A-CB | NS22H24MA4-**A | NCUU30AP4+TDR+TXV | Singlezone Ducted, Centrally Ducted | 23400 | 14200 | 2.51 | 16100 | 1.96
GE | NS22H SERIES | 212349542 | HRCU-A-CB | NS22H24MA4-**A | NCUU30AP4+TDR+TXV | Singlezone Ducted, Centrally Ducted | 23400 | 14200 | 2.51 | 16100 | 1.96
GE | NS22H SERIES | 212349538 | HRCU-A-CB | NS22H24MA4-**A | NCUU24BP4+TDR+TXV | Singlezone Ducted, Centrally Ducted | 23200 | 14500 | 2.54 | 15500 | 1.9
GE | NS22H SERIES | 212349535 | HRCU-A-CB | NS22H24MA4-**A | NCUU24AP4+TDR+TXV | Singlezone Ducted, Centrally Ducted | 23200 | 14500 | 2.51 | 15500 | 1.9
GE | NS22H SERIES | 212349533 | HRCU-A-CB | NS22H24MA4-**A | NCUU24AP4+TDR+TXV | Singlezone Ducted, Centrally Ducted | 23600 | 14700 | 2.5 | 15800 | 1.92
GE | NS22H SERIES | 212349532 | HRCU-A-CB | NS22H24MA4-**A | NCUU24AP4+TDR+TXV | Singlezone Ducted, Centrally Ducted | 23000 | 14300 | 2.52 | 15400 | 1.9
GE | NS22H SERIES | 212349531 | HRCU-A-CB | NS22H24MA4-**A | NCUU24AP4+TDR+TXV | Singlezone Ducted, Centrally Ducted | 23600 | 14700 | 2.52 | 15700 | 1.9
GE | NS22H SERIES | 212349530 | HRCU-A-CB | NS22H24MA4-**A | NCUU24AP4+TDR+TXV | Singlezone Ducted, Centrally Ducted | 23600 | 14700 | 2.52 | 15700 | 1.9
GE | NS22H SERIES | 212403937 | HRCU-A-CB | NS22H36MA4-**A | NCUU48CP4+TDR+TXV | Singlezone Ducted, Centrally Ducted | 33400 | 22000 | 2.54 | 18100 | 2.24
GE | NS22H SERIES | 212403935 | HRCU-A-CB | NS22H36MA4-**A | NCUU48CP4+TDR+TXV | Singlezone Ducted, Centrally Ducted | 33600 | 22400 | 2.52 | 18400 | 2.22
GE | NS22H SERIES | 212403934 | HRCU-A-CB | NS22H36MA4-**A | NCUU48CP4+TDR+TXV | Singlezone Ducted, Centrally Ducted | 33600 | 22400 | 2.52 | 18300 | 2.22
GE | NS22H SERIES | 212403933 | HRCU-A-CB | NS22H36MA4-**A | NCUU48CP4+TDR+TXV | Singlezone Ducted, Centrally Ducted | 33400 | 22200 | 2.56 | 18200 | 2.24
GE | NS22H SERIES | 212403931 | HRCU-A-CB | NS22H36MA4-**A | NCUU48CP4+TDR+TXV | Singlezone Ducted, Centrally Ducted | 33600 | 22400 | 2.52 | 18300 | 2.22
GE | NS22H SERIES | 212403903 | HRCU-A-CB | NS22H36MA4-**A | NCUC48CT4+TDR | Singlezone Ducted, Centrally Ducted | 33400 | 22000 | 2.54 | 18100 | 2.24
GE | NS22H SERIES | 212403901 | HRCU-A-CB | NS22H36MA4-**A | NCUC48CT4+TDR | Singlezone Ducted, Centrally Ducted | 33600 | 22400 | 2.52 | 18400 | 2.22
GE | NS22H SERIES | 212403900 | HRCU-A-CB | NS22H36MA4-**A | NCUC48CT4+TDR | Singlezone Ducted, Centrally Ducted | 33600 | 22400 | 2.52 | 18300 | 2.22
GE | NS22H SERIES | 212403899 | HRCU-A-CB | NS22H36MA4-**A | NCUC48CT4+TDR | Singlezone Ducted, Centrally Ducted | 33400 | 22200 | 2.56 | 18200 | 2.24
GE | NS22H SERIES | 212403897 | HRCU-A-CB | NS22H36MA4-**A | NCUC48CT4+TDR | Singlezone Ducted, Centrally Ducted | 33600 | 22400 | 2.52 | 18300 | 2.22
LENNOX | ELITE EL22XPV SERIES | 211468007 | HRCU-A-CB | EL22XPV-036-230A** | CX35-48B+TDR | Singlezone Ducted, Centrally Ducted | 33800 | 22400 | 2.54 | 18400 | 2.22
LENNOX | ELITE EL22XPV SERIES | 211468006 | HRCU-A-CB | EL22XPV-036-230A** | CX35-48B+TDR | Singlezone Ducted, Centrally Ducted | 33800 | 22400 | 2.54 | 18400 | 2.22
LENNOX | ELITE EL22XPV SERIES | 211468005 | HRCU-A-CB | EL22XPV-036-230A** | CX35-48B+TDR | Singlezone Ducted, Centrally Ducted | 33800 | 22400 | 2.52 | 18400 | 2.22
LENNOX | ELITE EL22XPV SERIES | 211468004 | HRCU-A-CB | EL22XPV-036-230A** | CX35-48B+TDR | Singlezone Ducted, Centrally Ducted | 33800 | 22600 | 2.52 | 18500 | 2.2
LENNOX | ELITE EL22XPV SERIES | 211467994 | HRCU-A-CB | EL22XPV-036-230A** | CX35-48B+TDR | Singlezone Ducted, Centrally Ducted | 33600 | 22200 | 2.56 | 18200 | 2.24
LENNOX | ELITE EL22XPV SERIES | 211467993 | HRCU-A-CB | EL22XPV-036-230A** | CX35-48B+TDR | Singlezone Ducted, Centrally Ducted | 33600 | 22200 | 2.52 | 18300 | 2.22
LENNOX | ELITE EL22XPV SERIES | 211467992 | HRCU-A-CB | EL22XPV-036-230A** | CX35-48B+TDR | Singlezone Ducted, Centrally Ducted | 33600 | 22200 | 2.56 | 18200 | 2.24
LENNOX | ELITE EL22XPV SERIES | 211467991 | HRCU-A-CB | EL22XPV-036-230A** | CX35-48B+TDR | Singlezone Ducted, Centrally Ducted | 33400 | 22200 | 2.52 | 18200 | 2.22
LENNOX | ELITE EL22XPV SERIES | 211467990 | HRCU-A-CB | EL22XPV-036-230A** | CX35-48B+TDR | Singlezone Ducted, Centrally Ducted | 33600 | 22200 | 2.54 | 18200 | 2.22
LENNOX | ELITE EL22XPV SERIES | 211467989 | HRCU-A-CB | EL22XPV-036-230A** | CX35-48B+TDR | Singlezone Ducted, Centrally Ducted | 33400 | 22200 | 2.52 | 18200 | 2.22
LENNOX | ELITE EL22XPV SERIES | 211467988 | HRCU-A-CB | EL22XPV-036-230A** | CX35-48B+TDR | Singlezone Ducted, Centrally Ducted | 33400 | 22200 | 2.52 | 18200 | 2.22
LENNOX | ELITE EL22XPV SERIES | 211467984 | HRCU-A-CB | EL22XPV-036-230A** | CX35-48B+TDR | Singlezone Ducted, Centrally Ducted | 33600 | 22400 | 2.5 | 18400 | 2.2
LENNOX | ELITE EL22XPV SERIES | 211467983 | HRCU-A-CB | EL22XPV-036-230A** | CX35-48B+TDR | Singlezone Ducted, Centrally Ducted | 33200 | 22000 | 2.54 | 18000 | 2.24
LENNOX | ELITE EL22XPV SERIES | 211467982 | HRCU-A-CB | EL22XPV-036-230A** | CX35-48B+TDR | Singlezone Ducted, Centrally Ducted | 33200 | 22000 | 2.54 | 18000 | 2.24
LENNOX | ELITE EL22XPV SERIES | 211467981 | HRCU-A-CB | EL22XPV-036-230A** | CX35-48B+TDR | Singlezone Ducted, Centrally Ducted | 33200 | 22000 | 2.52 | 18100 | 2.24
LENNOX | ELITE EL22XPV SERIES | 211467977 | HRCU-A-CB | EL22XPV-036-230A** | CX35-48B+TDR | Singlezone Ducted, Centrally Ducted | 33600 | 22400 | 2.5 | 18400 | 2.2
LENNOX | ELITE EL22XPV SERIES | 211467975 | HRCU-A-CB | EL22XPV-036-230A** | CX35-48B+TDR | Singlezone Ducted, Centrally Ducted | 33800 | 22600 | 2.5 | 18500 | 2.18
LENNOX | ELITE EL22XPV SERIES | 211467871 | HRCU-A-CB | EL22XPV-036-230A** | CR33-48B*+TDR+TXV | Singlezone Ducted, Centrally Ducted | 33400 | 21400 | 2.5 | 17700 | 2.18
LENNOX | ELITE EL22XPV SERIES | 211467865 | HRCU-A-CB | EL22XPV-036-230A** | CR33-30/36C+TDR+TXV | Singlezone Ducted, Centrally Ducted | 35800 | 23400 | 2.5 | 19000 | 2.18
LENNOX | ELITE EL22XPV SERIES | 211467864 | HRCU-A-CB | EL22XPV-036-230A** | CR33-30/36C+TDR+TXV | Singlezone Ducted, Centrally Ducted | 35600 | 23200 | 2.5 | 18900 | 2.2
LENNOX | ELITE EL22XPV SERIES | 211467863 | HRCU-A-CB | EL22XPV-036-230A** | CR33-30/36C+TDR+TXV | Singlezone Ducted, Centrally Ducted | 34800 | 22800 | 2.54 | 18400 | 2.22
LENNOX | ELITE EL22XPV SERIES | 211467862 | HRCU-A-CB | EL22XPV-036-230A** | CR33-30/36C+TDR+TXV | Singlezone Ducted, Centrally Ducted | 35400 | 23000 | 2.54 | 18700 | 2.22
LENNOX | ELITE EL22XPV SERIES | 211467861 | HRCU-A-CB | EL22XPV-036-230A** | CR33-30/36C+TDR+TXV | Singlezone Ducted, Centrally Ducted | 35000 | 22800 | 2.56 | 18500 | 2.24
LENNOX | ELITE EL22XPV SERIES | 211467860 | HRCU-A-CB | EL22XPV-036-230A** | CR33-30/36C+TDR+TXV | Singlezone Ducted, Centrally Ducted | 35000 | 22800 | 2.54 | 18500 | 2.22
LENNOX | ELITE EL22XPV SERIES | 211467859 | HRCU-A-CB | EL22XPV-036-230A** | CR33-30/36C+TDR+TXV | Singlezone Ducted, Centrally Ducted | 35000 | 22800 | 2.58 | 18400 | 2.24
LENNOX | ELITE EL22XPV SERIES | 211467858 | HRCU-A-CB | EL22XPV-036-230A** | CR33-30/36C+TDR+TXV | Singlezone Ducted, Centrally Ducted | 35400 | 23000 | 2.54 | 18700 | 2.22
LENNOX | ELITE EL22XPV SERIES | 211467857 | HRCU-A-CB | EL22XPV-036-230A** | CR33-30/36C+TDR+TXV | Singlezone Ducted, Centrally Ducted | 35000 | 22800 | 2.54 | 18500 | 2.22
LENNOX | ELITE EL22XPV SERIES | 211467856 | HRCU-A-CB | EL22XPV-036-230A** | CR33-30/36B+TDR+TXV | Singlezone Ducted, Centrally Ducted | 35600 | 23200 | 2.5 | 18900 | 2.18
LENNOX | ELITE EL22XPV SERIES | 211467855 | HRCU-A-CB | EL22XPV-036-230A** | CR33-30/36B+TDR+TXV | Singlezone Ducted, Centrally Ducted | 35600 | 23200 | 2.5 | 18900 | 2.18
LENNOX | ELITE EL22XPV SERIES | 211467722 | HRCU-A-CB | EL22XPV-036-230A** | CBA38MV-042-230*+TDR | Singlezone Ducted, Centrally Ducted | 35000 | 22800 | 2.64 | 18400 | 2.3
LENNOX | ELITE EL22XPV SERIES | 211467854 | HRCU-A-CB | EL22XPV-036-230A** | CR33-30/36B+TDR+TXV | Singlezone Ducted, Centrally Ducted | 35000 | 22800 | 2.52 | 18500 | 2.2
LENNOX | ELITE EL22XPV SERIES | 211467721 | HRCU-A-CB | EL22XPV-036-230A** | CBA27UHE-042-230*+TDR | Singlezone Ducted, Centrally Ducted | 34400 | 22200 | 2.6 | 18000 | 2.3
LENNOX | ELITE EL22XPV SERIES | 211467853 | HRCU-A-CB | EL22XPV-036-230A** | CR33-30/36B+TDR+TXV | Singlezone Ducted, Centrally Ducted | 35400 | 23200 | 2.52 | 18800 | 2.2
LENNOX | ELITE EL22XPV SERIES | 211467720 | HRCU-A-CB | EL22XPV-036-230A** | CBA27UHE-036-230*+TDR | Singlezone Ducted, Centrally Ducted | 33600 | 23000 | 2.6 | 18300 | 2.24
LENNOX | ELITE EL22XPV SERIES | 211467852 | HRCU-A-CB | EL22XPV-036-230A** | CR33-30/36B+TDR+TXV | Singlezone Ducted, Centrally Ducted | 34800 | 22800 | 2.52 | 18400 | 2.2
LENNOX | ELITE EL22XPV SERIES | 211467719 | HRCU-A-CB | EL22XPV-036-230A** | CBA25UHV-042-230-** | Singlezone Ducted, Centrally Ducted | 33600 | 22200 | 2.6 | 18000 | 2.24
LENNOX | ELITE EL22XPV SERIES | 211467718 | HRCU-A-CB | EL22XPV-036-230A** | CBA25UHV-036-230-** | Singlezone Ducted, Centrally Ducted | 33400 | 22200 | 2.58 | 18000 | 2.24
LENNOX | ELITE EL22XPV SERIES | 211467851 | HRCU-A-CB | EL22XPV-036-230A** | CR33-30/36B+TDR+TXV | Singlezone Ducted, Centrally Ducted | 35200 | 23000 | 2.52 | 18600 | 2.2
LENNOX | ELITE EL22XPV SERIES | 211467850 | HRCU-A-CB | EL22XPV-036-230A** | CR33-30/36B+TDR+TXV | Singlezone Ducted, Centrally Ducted | 35200 | 23000 | 2.52 | 18600 | 2.2
LENNOX | ELITE EL22XPV SERIES | 211467849 | HRCU-A-CB | EL22XPV-036-230A** | CR33-30/36B+TDR+TXV | Singlezone Ducted, Centrally Ducted | 35000 | 22800 | 2.58 | 18500 | 2.26
LENNOX | ELITE EL22XPV SERIES | 211467848 | HRCU-A-CB | EL22XPV-036-230A** | CR33-30/36B+TDR+TXV | Singlezone Ducted, Centrally Ducted | 34800 | 22600 | 2.52 | 18400 | 2.22
LENNOX | ELITE EL22XPV SERIES | 211467714 | HRCU-A-CB | EL22XPV-036-230A** | C35-48B+TDR+TXV | Singlezone Ducted, Centrally Ducted | 33800 | 22400 | 2.54 | 18400 | 2.22
LENNOX | ELITE EL22XPV SERIES | 211467713 | HRCU-A-CB | EL22XPV-036-230A** | C35-48B+TDR+TXV | Singlezone Ducted, Centrally Ducted | 33800 | 22400 | 2.54 | 18400 | 2.22
LENNOX | ELITE EL22XPV SERIES | 211467846 | HRCU-A-CB | EL22XPV-036-230A** | CR33-30/36B+TDR+TXV | Singlezone Ducted, Centrally Ducted | 35400 | 23000 | 2.5 | 18800 | 2.2
LENNOX | ELITE EL22XPV SERIES | 211467712 | HRCU-A-CB | EL22XPV-036-230A** | C35-48B+TDR+TXV | Singlezone Ducted, Centrally Ducted | 33800 | 22400 | 2.52 | 18400 | 2.22
LENNOX | ELITE EL22XPV SERIES | 211467845 | HRCU-A-CB | EL22XPV-036-230A** | CR33-30/36B+TDR+TXV | Singlezone Ducted, Centrally Ducted | 35800 | 23400 | 2.5 | 19000 | 2.16
LENNOX | ELITE EL22XPV SERIES | 211467711 | HRCU-A-CB | EL22XPV-036-230A** | C35-48B+TDR+TXV | Singlezone Ducted, Centrally Ducted | 33800 | 22600 | 2.52 | 18500 | 2.2
LENNOX | ELITE EL22XPV SERIES | 211467844 | HRCU-A-CB | EL22XPV-036-230A** | CR33-30/36B+TDR+TXV | Singlezone Ducted, Centrally Ducted | 35200 | 22800 | 2.54 | 18600 | 2.22
LENNOX | ELITE EL22XPV SERIES | 211467843 | HRCU-A-CB | EL22XPV-036-230A** | CR33-30/36A+TDR+TXV | Singlezone Ducted, Centrally Ducted | 35800 | 23400 | 2.5 | 19000 | 2.16
LENNOX | ELITE EL22XPV SERIES | 211467842 | HRCU-A-CB | EL22XPV-036-230A** | CR33-30/36A+TDR+TXV | Singlezone Ducted, Centrally Ducted | 35000 | 22800 | 2.52 | 18500 | 2.2
LENNOX | ELITE EL22XPV SERIES | 211467841 | HRCU-A-CB | EL22XPV-036-230A** | CR33-30/36A+TDR+TXV | Singlezone Ducted, Centrally Ducted | 34800 | 22800 | 2.52 | 18400 | 2.2
LENNOX | ELITE EL22XPV SERIES | 211467701 | HRCU-A-CB | EL22XPV-036-230A** | C35-48B+TDR+TXV | Singlezone Ducted, Centrally Ducted | 33600 | 22200 | 2.56 | 18200 | 2.24
LENNOX | ELITE EL22XPV SERIES | 211467700 | HRCU-A-CB | EL22XPV-036-230A** | C35-48B+TDR+TXV | Singlezone Ducted, Centrally Ducted | 33600 | 22200 | 2.52 | 18300 | 2.22
LENNOX | ELITE EL22XPV SERIES | 211467699 | HRCU-A-CB | EL22XPV-036-230A** | C35-48B+TDR+TXV | Singlezone Ducted, Centrally Ducted | 33600 | 22200 | 2.56 | 18200 | 2.24
LENNOX | ELITE EL22XPV SERIES | 211467698 | HRCU-A-CB | EL22XPV-036-230A** | C35-48B+TDR+TXV | Singlezone Ducted, Centrally Ducted | 33400 | 22200 | 2.52 | 18200 | 2.22
LENNOX | ELITE EL22XPV SERIES | 211467697 | HRCU-A-CB | EL22XPV-036-230A** | C35-48B+TDR+TXV | Singlezone Ducted, Centrally Ducted | 33600 | 22200 | 2.54 | 18200 | 2.22
LENNOX | ELITE EL22XPV SERIES | 211467696 | HRCU-A-CB | EL22XPV-036-230A** | C35-48B+TDR+TXV | Singlezone Ducted, Centrally Ducted | 33400 | 22200 | 2.52 | 18200 | 2.22
LENNOX | ELITE EL22XPV SERIES | 211467695 | HRCU-A-CB | EL22XPV-036-230A** | C35-48B+TDR+TXV | Singlezone Ducted, Centrally Ducted | 33400 | 22200 | 2.52 | 18200 | 2.22
LENNOX | ELITE EL22XPV SERIES | 211467691 | HRCU-A-CB | EL22XPV-036-230A** | C35-48B+TDR+TXV | Singlezone Ducted, Centrally Ducted | 33600 | 22400 | 2.5 | 18400 | 2.2
LENNOX | ELITE EL22XPV SERIES | 211467690 | HRCU-A-CB | EL22XPV-036-230A** | C35-48B+TDR+TXV | Singlezone Ducted, Centrally Ducted | 33200 | 22000 | 2.54 | 18000 | 2.24
LENNOX | ELITE EL22XPV SERIES | 211467689 | HRCU-A-CB | EL22XPV-036-230A** | C35-48B+TDR+TXV | Singlezone Ducted, Centrally Ducted | 33200 | 22000 | 2.54 | 18000 | 2.24
LENNOX | ELITE EL22XPV SERIES | 211467688 | HRCU-A-CB | EL22XPV-036-230A** | C35-48B+TDR+TXV | Singlezone Ducted, Centrally Ducted | 33200 | 22000 | 2.52 | 18100 | 2.24
LENNOX | ELITE EL22XPV SERIES | 211467684 | HRCU-A-CB | EL22XPV-036-230A** | C35-48B+TDR+TXV | Singlezone Ducted, Centrally Ducted | 33600 | 22400 | 2.5 | 18400 | 2.2
LENNOX | ELITE EL22XPV SERIES | 211467682 | HRCU-A-CB | EL22XPV-036-230A** | C35-48B+TDR+TXV | Singlezone Ducted, Centrally Ducted | 33800 | 22600 | 2.5 | 18500 | 2.18
LENNOX | ELITE EL22XPV SERIES | 211467586 | HRCU-A-CB | EL22XPV-036-230A** | CBA38MV-036-230*+TDR | Singlezone Ducted, Centrally Ducted | 33400 | 22800 | 2.6 | 18200 | 2.26
LENNOX | Elite EL18XPV Series | 206840767 | HRCU-A-CB | EL18XPV-024-230A** | CBA38MV-030-230*+TDR | Singlezone Ducted, Centrally Ducted | 23400 | 15100 | 2.67 | 11700 | 2.29
LENNOX | ELITE EL18XPV SERIES | 206840766 | HRCU-A-CB | EL18XPV-024-230A** | CBA27UHE-024-230*+TDR | Singlezone Ducted, Centrally Ducted | 24000 | 14800 | 2.6 | 11100 | 2.21
LENNOX | ELITE EL18XPV SERIES | 206840655 | HRCU-A-CB | EL18XPV-024-230A** | CR33-24A+TDR+TXV | Singlezone Ducted, Centrally Ducted | 23600 | 15300 | 2.51 | 11900 | 2.22
LENNOX | ELITE EL18XPV SERIES | 206840628 | HRCU-A-CB | EL18XPV-024-230A** | CHX35-30A-**-*+TDR | Singlezone Ducted, Centrally Ducted | 23600 | 14400 | 2.56 | 10700 | 2.16
LENNOX | ELITE EL18XPV SERIES | 206840627 | HRCU-A-CB | EL18XPV-024-230A** | CHX35-30A-**-*+TDR | Singlezone Ducted, Centrally Ducted | 23600 | 14400 | 2.56 | 10700 | 2.16
LENNOX | ELITE EL18XPV SERIES | 206840625 | HRCU-A-CB | EL18XPV-024-230A** | CHX35-30A-**-*+TDR | Singlezone Ducted, Centrally Ducted | 23200 | 14200 | 2.55 | 10600 | 2.2
LENNOX | ELITE EL18XPV SERIES | 206840624 | HRCU-A-CB | EL18XPV-024-230A** | CHX35-30A-**-*+TDR | Singlezone Ducted, Centrally Ducted | 23200 | 14200 | 2.55 | 10600 | 2.2
LENNOX | ELITE EL18XPV SERIES | 206840615 | HRCU-A-CB | EL18XPV-024-230A** | CHX35-24B-**-*+TDR | Singlezone Ducted, Centrally Ducted | 23600 | 14900 | 2.5 | 11400 | 2.14
LENNOX | ELITE EL18XPV SERIES | 206840610 | HRCU-A-CB | EL18XPV-024-230A** | CHX35-24B-**-*+TDR | Singlezone Ducted, Centrally Ducted | 23600 | 14900 | 2.5 | 11400 | 2.14
LENNOX | ELITE EL18XPV SERIES | 206840607 | HRCU-A-CB | EL18XPV-024-230A** | CHX35-24B-**-*+TDR | Singlezone Ducted, Centrally Ducted | 23800 | 14900 | 2.52 | 11300 | 2.14
LENNOX | ELITE EL18XPV SERIES | 206840566 | HRCU-A-CB | EL18XPV-024-230A** | CH35-30A+TDR+TXV | Singlezone Ducted, Centrally Ducted | 23600 | 14400 | 2.56 | 10700 | 2.16
LENNOX | ELITE EL18XPV SERIES | 206840565 | HRCU-A-CB | EL18XPV-024-230A** | CH35-30A+TDR+TXV | Singlezone Ducted, Centrally Ducted | 23600 | 14400 | 2.56 | 10700 | 2.16
LENNOX | ELITE EL18XPV SERIES | 206840563 | HRCU-A-CB | EL18XPV-024-230A** | CH35-30A+TDR+TXV | Singlezone Ducted, Centrally Ducted | 23200 | 14200 | 2.55 | 10600 | 2.2
LENNOX | ELITE EL18XPV SERIES | 206840562 | HRCU-A-CB | EL18XPV-024-230A** | CH35-30A+TDR+TXV | Singlezone Ducted, Centrally Ducted | 23200 | 14200 | 2.55 | 10600 | 2.2
LENNOX | ELITE EL18XPV SERIES | 206840553 | HRCU-A-CB | EL18XPV-024-230A** | CH35-24B+TDR+TXV | Singlezone Ducted, Centrally Ducted | 23600 | 14900 | 2.5 | 11400 | 2.14
LENNOX | ELITE EL18XPV SERIES | 206840548 | HRCU-A-CB | EL18XPV-024-230A** | CH35-24B+TDR+TXV | Singlezone Ducted, Centrally Ducted | 23600 | 14900 | 2.5 | 11400 | 2.14
LENNOX | ELITE EL18XPV SERIES | 206840545 | HRCU-A-CB | EL18XPV-024-230A** | CH35-24B+TDR+TXV | Singlezone Ducted, Centrally Ducted | 23800 | 14900 | 2.52 | 11300 | 2.14
LENNOX | ELITE EL18XPV SERIES | 206840476 | HRCU-A-CB | EL18XPV-024-230A** | CBA38MV-018/024-230*+TDR | Singlezone Ducted, Centrally Ducted | 24000 | 14800 | 2.58 | 11100 | 2.2
LENNOX | ELITE XP20 SERIES | 8550432 | HRCU-A-CB | XP20-024-230A** | CR33-48B*+TDR+TXV | Singlezone Ducted, Centrally Ducted | 22000 | 14700 | 2.52 | 11700 | 2.04
ACD | UHD-38 | 211749866 | HRCU-A-CB-O | UHD12KCH31S-O | UHD12KCH31SB-I | Singlezone Non-Ducted, Wall Placement | 12200 | 8100 | 2.86 | 12000 | 1.91
CONTINENTAL | CDHA series | 213386540 | HRCU-A-CB-O | CDHAS22-18-O | CDHAS22-18-I | Singlezone Non-Ducted, Wall Placement | 18000 | 14100 | 2.65 | 12829 | 2.35
CONTINENTAL | CDHA series | 213386538 | HRCU-A-CB-O | CDHAS22-12-O | CDHAS22-12-I | Singlezone Non-Ducted, Wall Placement | 12000 | 10000 | 2.69 | 8820 | 2.25
HISENSE | Hi ULTRA HD | 206903535 | HRCU-A-CB | AUWR-36U3SA2 | AUH-36UX3SDH2 | Singlezone Ducted, Centrally Ducted | 35000 | 24000 | 2.5 | 25200 | 2.1
MRCOOL | Universal Series Inverter Packaged Heat Pump | 214097894 | HSP-A | MDPH180244 |  | Multizone All Ducted | 24000 | 23400 | 3.63 | 24000 | 2.61
KEPLER |  | 214610366 | HRCU-A-CB | ODUMOX430-18HFN1-MU0W | IDUMTIU-18HWFN1-M | Singlezone Ducted, Compact Ducted | 20000 | 12600 | 2.66 | 13000 | 2.4
KEPLER |  | 214610370 | HRCU-A-CB-O | ODUMOX430-18HFN1-MU0W | IDUCCA3U-18HRFN1-M(C) | Singlezone Non-Ducted, Ceiling Placement | 19000 | 12000 | 2.51 | 12700 | 2.16
KEPLER |  | 214610371 | HRCU-A-CB-O | ODUMOD33-24HFN1-MT0W | IDUMCD1-24HRFN1-MT0W(GA) | Singlezone Non-Ducted, Wall Placement | 25000 | 19000 | 2.6 | 18900 | 1.96
KEPLER |  | 214610361 | HRCU-A-CB-O | ODUMOX230-12HFN1-MV5W | IDUMSEPB-12HRFN1-MW5W(GA) | Singlezone Non-Ducted, Wall Placement | 12000 | 9000 | 2.69 | 8981 | 2.19
KEPLER |  | 214610360 | HRCU-A-CB-O | ODUMOX230-09HFN1-MW5W | IDUMSEPB-09HRFN1-MY5W(GA) | Singlezone Non-Ducted, Wall Placement | 10000 | 8500 | 2.8 | 8581 | 2.19
KEPLER |  | 214610352 | HRCU-A-CB-O | ODUMOX230-09HFN1-MT0W | IDUMSAG11A-09HRFN1-MT0W | Singlezone Non-Ducted, Wall Placement | 10000 | 6000 | 2.51 | 7300 | 2.14
KEPLER |  | 214610367 | HRCU-A-CB | ODUMOD33-24HFN1-MT0W | IDUMTIU-24HWFN1-M | Singlezone Ducted, Compact Ducted | 25000 | 20000 | 2.61 | 20000 | 2.3
KEPLER |  | 214610365 | HRCU-A-CB | ODUMOX230-12HFN1-MV5W | IDUMTIU-12HWFN1-M | Singlezone Ducted, Compact Ducted | 12000 | 9300 | 2.78 | 8400 | 2.26
KEPLER |  | 214610364 | HRCU-A-CB | ODUMOX230-09HFN1-MW5W | IDUMTIU-09HWFN1-M | Singlezone Ducted, Compact Ducted | 10000 | 7700 | 2.59 | 8000 | 2.09
KEPLER |  | 214610369 | HRCU-A-CB-O | ODUMOX230-12HFN1-MV5W | IDUCCA3U-12HRFN1-M(C) | Singlezone Non-Ducted, Ceiling Placement | 12000 | 8900 | 2.75 | 8000 | 2.28
KEPLER |  | 214610359 | HRCU-A-CB-O | ODUMOX230-12HFN1-BW0W | IDUMSEPB-12HRFN1-BW0W | Singlezone Non-Ducted, Wall Placement | 12000 | 8400 | 2.8 | 7094 | 2.19
KEPLER |  | 214610376 | HRCU-A-C | AZPN/24WD | AZPN/B24WAC-UC | Singlezone Ducted, Centrally Ducted | 25000 | 21000 | 2.58 | 20000 | 1.95
KEPLER |  | 214610373 | HRCU-A-C | AZPN/18WD | AZPN/B24WAC-UC | Singlezone Ducted, Centrally Ducted | 19000 | 14700 | 2.6 | 15000 | 2.2
KEPLER |  | 214610389 | HRCU-A-C | AZPNS/24ROD | AZPN/B24WAC-UC | Singlezone Ducted, Centrally Ducted | 25600 | 22000 | 2.5 | 18500 | 2.2
WILLIS | Heatfinity | 214609738 | HRCU-A-CB-O | PUHW12KCH24S2-O | PUHW12KCH24S2-I | Singlezone Non-Ducted, Wall Placement | 12000 | 7000 | 2.81 | 9000 | 1.9
WILLIS | Heatfinity | 214609736 | HRCU-A-CB-O | PUHW18KCH23S2-O | PUHW18KCH23S2-I | Singlezone Non-Ducted, Wall Placement | 18000 | 10800 | 2.64 | 13500 | 1.9
DIYCOOL |  | 207825588 | HMSR-A-CB-O | ACIQ-18Z-HH-M2B |  | Multizone All Non-Ducted | 20000 | 15000 | 2.5 | 20000 | 1.93
AC PRO.COM |  | 207827135 | HMSR-A-CB-O | A3OJ-27HFN1-M |  | Multizone All Non-Ducted | 28000 | 21000 | 2.5 | 20000 | 2.11
ACIQ |  | 207825576 | HMSR-A-CB-O | ACIQ-18Z-HH-M2B |  | Multizone All Non-Ducted | 20000 | 15000 | 2.5 | 20000 | 1.93
DIRECT AIR |  | 207743785 | HMSR-A-CB-O | DIRM-18HXPRO28-2Z |  | Multizone All Non-Ducted | 20000 | 15000 | 2.5 | 20000 | 1.93
Durastar | DRA2 | 207787171 | HMSR-A-CB-O | DRA2U18M1B |  | Multizone All Non-Ducted | 19000 | 14400 | 2.5 | 14000 | 2.22
KANIONCO |  | 207805781 | HMSR-A-CB-O | KWSMO-18R410AIHMV |  | Multizone All Non-Ducted | 19000 | 14400 | 2.5 | 14000 | 2.22
ECO AC |  | 207825498 | HMSR-A-CB-O | EMH-2O18BB |  | Multizone All Non-Ducted | 19000 | 14400 | 2.5 | 14000 | 2.22
1HVAC |  | 207825564 | HMSR-A-CB-O | ACIQ-18Z-HH-M2B |  | Multizone All Non-Ducted | 20000 | 15000 | 2.5 | 20000 | 1.93
MOOVAIR |  | 207742541 | HMSR-A-CB-O | DMA18HOM25230X3 |  | Multizone All Non-Ducted | 20000 | 15000 | 2.5 | 20000 | 1.93
DIRECT AIR |  | 207743776 | HMSR-A-CB-O | DIRM-27DA25-3Z |  | Multizone All Non-Ducted | 28000 | 21000 | 2.5 | 20000 | 2.11
ELIOS |  | 207742460 | HMSR-A-CB-O | DEA18HOM25230X3 |  | Multizone All Non-Ducted | 20000 | 15000 | 2.5 | 20000 | 1.93
MOOVAIR |  | 207742532 | HMSR-A-CB-O | DMA27HOM23230X2 |  | Multizone All Non-Ducted | 28000 | 21000 | 2.5 | 20000 | 2.11
ELIOS |  | 207742475 | HMSR-A-CB-O | DEA27HOM23230X2 |  | Multizone All Non-Ducted | 28000 | 21000 | 2.5 | 20000 | 2.11
C&H |  | 207742364 | HMSR-A-CB-O | CH-28MES-230VO |  | Multizone All Non-Ducted | 28000 | 21000 | 2.5 | 20000 | 2.11
C&H |  | 207742373 | HMSR-A-CB-O | CH-HPR19M-230VO |  | Multizone All Non-Ducted | 20000 | 15000 | 2.5 | 20000 | 1.93
CUSTOM COMFORT |  | 212365442 | HMSR-A-CB-O | CCOXHAMZ555HP |  | Multizone All Non-Ducted | 55000 | 34400 | 2.5 | 47000 | 1.94
CUSTOM COMFORT |  | 212365433 | HMSR-A-CB-O | CCOXHAMZ218HP |  | Multizone All Non-Ducted | 20000 | 15000 | 2.5 | 20000 | 1.93
CANAIR |  | 207683265 | HMSR-A-CB-O | C28MC324H21 |  | Multizone All Non-Ducted | 25000 | 20400 | 2.5 | 20000 | 2.06
COMFORTSTAR |  | 207658967 | HMSR-A-CB-O | CMZ-27-3Z |  | Multizone All Non-Ducted | 28000 | 21000 | 2.5 | 20000 | 2.11
COMFORTSTAR |  | 207658976 | HMSR-A-CB-O | CVH-18-2SH |  | Multizone All Non-Ducted | 20000 | 15000 | 2.5 | 20000 | 1.93
KERR |  | 207657599 | HMSR-A-CB-O | A-KMH18DV-1 |  | Multizone All Non-Ducted | 20000 | 15000 | 2.5 | 20000 | 1.93
COMFORT-AIRE |  | 207657610 | HMSR-A-CB-O | A-VMH18DV-1 |  | Multizone All Non-Ducted | 20000 | 15000 | 2.5 | 20000 | 1.93
LBG Products |  | 207641316 | HMSR-A-CB-O | LMUHB18DO |  | Multizone All Non-Ducted | 20000 | 13500 | 2.5 | 20000 | 2
SENVILLE |  | 207641332 | HMSR-A-CB-O | SENA/30HF/MOQ |  | Multizone All Non-Ducted | 28000 | 21000 | 2.5 | 20000 | 2.11
PERFECTAIRE |  | 207657335 | HMSR-A-CB-O | 3PAMS18-HH-MZO2 |  | Multizone All Non-Ducted | 20000 | 13500 | 2.5 | 20000 | 2
CENTURY | A-series | 212940821 | HMSR-A-CB-O | A-VMH18DV-1 |  | Multizone All Non-Ducted | 20000 | 15000 | 2.5 | 20000 | 1.93
WELLS |  | 213286775 | HMSR-A-CB-O | WMCA-18HFMO |  | Multizone All Non-Ducted | 20000 | 13500 | 2.5 | 20000 | 2
WELLS |  | 213286760 | HMSR-A-CB-O | WMMA-18HFMO |  | Multizone All Non-Ducted | 19000 | 14400 | 2.5 | 14000 | 2.22
LBG Products |  | 207641304 | HMSR-A-CB-O | LMHB18DO |  | Multizone All Non-Ducted | 19000 | 14400 | 2.5 | 14000 | 2.22
WELLS |  | 213307896 | HMSR-A-CB-O | WMCA-36HFMO |  | Multizone All Non-Ducted | 36000 | 27400 | 2.5 | 36000 | 1.95
MDV | MSAG series | 213301876 | HMSR-A-CB-O | M4OX630-36HFN1-M1X |  | Multizone All Non-Ducted | 36000 | 27400 | 2.5 | 36000 | 1.95
NG TRADE |  | 213307862 | HMSR-A-CB-O | MOBMH180C |  | Multizone All Non-Ducted | 19000 | 14400 | 2.5 | 14000 | 2.22
BLUERIDGE |  | 207641291 | HMSR-A-CB-O | BMM18HHC |  | Multizone All Non-Ducted | 20000 | 13500 | 2.5 | 20000 | 2
CANAIR | C28M series | 213479410 | HMSR-A-CB-O | C28MC218H22 |  | Multizone All Non-Ducted | 20000 | 15000 | 2.5 | 20000 | 1.93
BLUERIDGE | BMM series | 213363376 | HMSR-A-CB-O | BMM36HH2C |  | Multizone All Non-Ducted | 36000 | 27400 | 2.5 | 36000 | 1.95
MDV | MSAG series | 207641232 | HMSR-A-CB-O | M2OA-18HFN1-M* |  | Multizone All Non-Ducted | 19000 | 14400 | 2.5 | 14000 | 2.22
MDV | MSAG series | 207641236 | HMSR-A-CB-O | M2OI-18HFN1-M* |  | Multizone All Non-Ducted | 20000 | 13500 | 2.5 | 20000 | 2
BLUERIDGE |  | 207641279 | HMSR-A-CB-O | BMM18C |  | Multizone All Non-Ducted | 19000 | 14400 | 2.5 | 14000 | 2.22
MDV | MSAB series | 207339191 | HMSR-A-CB-O | M2OA-18HFN1-MQ1 |  | Multizone All Non-Ducted | 19000 | 13500 | 2.6 | 14000 | 2
MDV | MSAB series | 207339192 | HMSR-A-CB-O | M3OH-27HFN1-MQ1 |  | Multizone All Non-Ducted | 27000 | 20000 | 2.5 | 20000 | 2
MRCOOL |  | 207339195 | HMSR-A-CB-O | DIY-MULTI3-27HP230C |  | Multizone All Non-Ducted | 27000 | 20000 | 2.5 | 20000 | 2
MRCOOL |  | 207339196 | HMSR-A-CB-O | DIY-MULTI2-18HP230C |  | Multizone All Non-Ducted | 19000 | 13500 | 2.6 | 14000 | 2
MDV | MSEP seris | 207617649 | HMSR-A-CB-O | M3OJ-24HFN1-M |  | Multizone All Non-Ducted | 25000 | 20400 | 2.5 | 20000 | 2.06
MDV |  | 207617657 | HMSR-A-CB-O | M5OG-42HFN1-M-[X] | MSEPB-09HRFN1-MY5W(GA) | Multizone All Non-Ducted | 48000 | 30000 | 2.5 | 48000 | 2
MDV | MSEP seris | 206716986 | HMSR-A-CB-O | M2OI-18HFN1-M |  | Multizone All Non-Ducted | 20000 | 15000 | 2.5 | 20000 | 1.93
KANIONCO |  | 205645144 | HMSR-A-CB-O | KWSMO-18R410AIH |  | Multizone All Non-Ducted | 19000 | 12000 | 2.79 | 10205 | 1.97
KANIONCO |  | 205645145 | HMSR-A-CB-O | KWSMO-30R410AIH |  | Multizone All Non-Ducted | 28000 | 17200 | 2.8 | 17040 | 1.97
KARDA |  | 205724750 | HMSR-A-CB-O | 2KARDA27MZ3 |  | Multizone All Non-Ducted | 28000 | 17200 | 2.8 | 17040 | 1.97
MDV | MSEP seris | 206714975 | HMSR-A-CB-O | M3OJ-27HFN1-M |  | Multizone All Non-Ducted | 28000 | 21000 | 2.5 | 20000 | 2.11
C&H |  | 205047864 | HMSR-A-CB-O | CH-HYP36MSPH-230VO |  | Multizone All Non-Ducted | 36000 | 23200 | 2.78 | 36037 | 1.96
C&H |  | 205104722 | HMSR-A-CB-O | CH18MSPH230VO |  | Multizone All Non-Ducted | 19000 | 12000 | 2.79 | 10205 | 1.97
CANAIR |  | 205306868 | HMSR-A-CB-O | C23MC327H21 |  | Multizone All Non-Ducted | 24000 | 17200 | 2.8 | 17040 | 1.97
NAPOLEON |  | 203363530 | HMSR-A-CB-O | NMZO-27F-B |  | Multizone All Non-Ducted | 28000 | 17200 | 2.8 | 17040 | 1.97
EMI |  | 203514060 | HMSR-A-CB-O | DHMZ436DA |  | Multizone All Non-Ducted | 36000 | 23200 | 2.78 | 36037 | 1.96
MOOVAIR |  | 204005752 | HMSR-A-CB-O | DM36HOM25230X3 |  | Multizone All Non-Ducted | 36000 | 23200 | 2.78 | 36037 | 1.96
ELIOS |  | 204005786 | HMSR-A-CB-O | DE36HOM25230X3 |  | Multizone All Non-Ducted | 36000 | 23200 | 2.78 | 36037 | 1.96
EMI |  | 204853572 | HMSR-A-CB-O | MZ3H27DAA |  | Multizone All Non-Ducted | 28000 | 17200 | 2.8 | 17040 | 1.97
EMI |  | 204853571 | HMSR-A-CB-O | MZ2H18DAA |  | Multizone All Non-Ducted | 19000 | 12000 | 2.79 | 10205 | 1.97
MOOVAIR |  | 202635804 | HMSR-A-CB-O | DM27HOM23230X2 |  | Multizone All Non-Ducted | 28000 | 17200 | 2.8 | 17040 | 1.97
MOOVAIR |  | 202635803 | HMSR-A-CB-O | DM18HOM23230X2 |  | Multizone All Non-Ducted | 19000 | 12000 | 2.79 | 10205 | 1.97
C&H |  | 202832586 | HMSR-A-CB-O | CH28MSPH230VO |  | Multizone All Non-Ducted | 28000 | 17200 | 2.8 | 17040 | 1.97
ELIOS |  | 203238504 | HMSR-A-CB-O | DE18HOM23230X2 |  | Multizone All Non-Ducted | 19000 | 12000 | 2.79 | 10205 | 1.97
ELIOS |  | 203238506 | HMSR-A-CB-O | DE27HOM23230X2 |  | Multizone All Non-Ducted | 28000 | 17200 | 2.8 | 17040 | 1.97
MOOVAIR |  | 203238518 | HMSR-A-CB-O | DM27HOM23230X2 |  | Multizone All Non-Ducted | 28000 | 17200 | 2.8 | 17040 | 1.97
MOOVAIR |  | 203238516 | HMSR-A-CB-O | DM18HOM23230X2 |  | Multizone All Non-Ducted | 19000 | 12000 | 2.79 | 10205 | 1.97
DIRECT AIR |  | 203269784 | HMSR-A-CB-O | M4OH-36HFN1-M |  | Multizone All Non-Ducted | 36000 | 23200 | 2.78 | 36037 | 1.96
COMFORTSTAR |  | 202575873 | HMSR-A-CB-O | CM4-36-4ZX |  | Multizone All Non-Ducted | 36000 | 23200 | 2.78 | 36037 | 1.96
PERFECTAIRE |  | 202585746 | HMSR-A-CB-O | 2PAMSH27-MZO3 |  | Multizone All Non-Ducted | 28000 | 17200 | 2.82 | 16820 | 1.95
KARDA |  | 202608467 | HMSR-A-CB-O | 2PAMSH27-MZO3 |  | Multizone All Non-Ducted | 28000 | 17200 | 2.82 | 16820 | 1.95
COMFORTSTAR |  | 201763956 | HMSR-A-CB-O | CM2-18-2Z |  | Multizone All Non-Ducted | 19000 | 12000 | 2.79 | 10205 | 1.97
COMFORTSTAR |  | 201763958 | HMSR-A-CB-O | CM3-27-3Z |  | Multizone All Non-Ducted | 28000 | 17200 | 2.8 | 17040 | 1.97
COMFORT-AIRE |  | 201810036 | HMSR-A-CB-O | A-VMH36QU-1 |  | Multizone All Non-Ducted | 36000 | 23200 | 2.78 | 36000 | 1.96
CENTURY |  | 201862959 | HMSR-A-CB-O | A-VMH36QU-1 |  | Multizone All Non-Ducted | 36000 | 23200 | 2.78 | 36000 | 1.96
KERR |  | 201866481 | HMSR-A-CB-O | A-KMH36QU-1 |  | Multizone All Non-Ducted | 36000 | 23200 | 2.78 | 36037 | 1.96
DIRECT AIR |  | 8994012 | HMSR-A-CB-O | M3OF-27HFN1-M |  | Multizone All Non-Ducted | 28000 | 17200 | 2.82 | 16820 | 1.95
MDV |  | 8994415 | HMSR-A-CB-O | M4OH-36HFN1-M | CS11M-09HRFN1-MX0W(A) | Multizone All Non-Ducted | 36000 | 23200 | 2.78 | 36037 | 1.96
MDV |  | 8856675 | HMSR-A-CB-O | M2OF-18HFN1-M | CS11M-09HRFN1-MX0W(A) | Multizone All Non-Ducted | 19000 | 12000 | 2.79 | 10205 | 1.97
MDV |  | 8856676 | HMSR-A-CB-O | M3OF-27HFN1-M | CS11M-09HRFN1-MX0W(A) | Multizone All Non-Ducted | 28000 | 17200 | 2.8 | 17040 | 1.97
SENVILLE |  | 8858355 | HMSR-A-CB-O | SENA/30HF/MOZ |  | Multizone All Non-Ducted | 28000 | 17200 | 2.8 | 17040 | 1.97
SENVILLE |  | 8858354 | HMSR-A-CB-O | SENA/18HF/MOZ |  | Multizone All Non-Ducted | 19000 | 12000 | 2.79 | 10205 | 1.97
MRCOOL |  | 8977707 | HMSR-A-CB-O | MULTI2-18HP230V1 |  | Multizone All Non-Ducted | 19000 | 12000 | 2.79 | 10205 | 1.97
MRCOOL |  | 8977708 | HMSR-A-CB-O | MULTI3-27HP230V1 |  | Multizone All Non-Ducted | 28000 | 17200 | 2.8 | 17040 | 1.97
KINGHOME | 17 SEER DC inverter rooftop unit | 213685846 | HSP-A | KRH02TCU |  | Multizone All Ducted | 24000 | 23400 | 3.63 | 24000 | 2.61
TOSOT | 17 SEER DC inverter rooftop unit | 213386671 | HSP-A | TK-H02TCNAA-TU |  | Multizone All Ducted | 24000 | 23400 | 3.63 | 24000 | 2.61
MITSUBISHI ELECTRIC | M-Series | 209424920 | HMSR-A-CB-O | MXZ-2C20NA4*** |  | Multizone All Non-Ducted | 22000 | 13500 | 2.91 | 11100 | 2.03
MITSUBISHI ELECTRIC | M-Series | 211289244 | HRCU-A-CB-O | SUZ-KA09NA2 | SLZ-KF09NA* | Singlezone Non-Ducted, Ceiling Placement | 11000 | 6900 | 2.5 | 5600 | 3.04
TRANE / MITSUBISHI ELECTRIC | NV-Series | 211497097 | HRCU-A-CB-O | NTXSKS09A112AA | NTXCKS09A112** | Singlezone Non-Ducted, Ceiling Placement | 11000 | 6900 | 2.5 | 5600 | 3.04
TRANE / MITSUBISHI ELECTRIC | NV-Series | 207702765 | HRCU-A-CB | NTXSKS18A112** | PEAD-A18AA* | Singlezone Ducted, Compact Ducted | 21600 | 14000 | 2.85 | 12000 | 2.86
TRANE / MITSUBISHI ELECTRIC | NV-Series | 207702767 | HRCU-A-CB | NTXSKS18A112** | TPEADA0181AA*** | Singlezone Ducted, Compact Ducted | 21600 | 14000 | 2.85 | 12000 | 2.86
MITSUBISHI ELECTRIC | M-Series | 207702711 | HRCU-A-CB | SUZ-KA18NA2 | PEAD-A18AA* | Singlezone Ducted, Compact Ducted | 21600 | 14000 | 2.85 | 12000 | 2.86
TRANE / MITSUBISHI ELECTRIC | NV-Series | 211497070 | HRCU-A-CB | NTXSKS18A112AA | NAXAMT18A112** | Singlezone Ducted, Centrally Ducted | 21600 | 14000 | 2.81 | 12200 | 2.88
MITSUBISHI ELECTRIC | M-Series | 211289259 | HRCU-A-CB | SUZ-KA18NA2 | SVZ-KP18NA* | Singlezone Ducted, Centrally Ducted | 21600 | 14000 | 2.81 | 12200 | 2.88
TRANE / MITSUBISHI ELECTRIC | NV-Series | 202392239 | HRCU-A-CB | NTXSKS18A112AA | NTXAMT18A112AA | Singlezone Ducted, Centrally Ducted | 21600 | 14000 | 2.81 | 12200 | 2.88
MITSUBISHI ELECTRIC | M-Series | 211289257 | HRCU-A-CB | SUZ-KA12NA2 | SVZ-KP12NA* | Singlezone Ducted, Centrally Ducted | 15000 | 9900 | 2.59 | 7800 | 2.75
TRANE / MITSUBISHI ELECTRIC | M-Series | 202392223 | HRCU-A-CB | NTXSKS12A112AA | NTXAMT12A112AA | Singlezone Ducted, Centrally Ducted | 15000 | 9900 | 2.59 | 7800 | 2.75
TRANE / MITSUBISHI ELECTRIC | M-Series | 211497069 | HRCU-A-CB | NTXSKS12A112AA | NAXAMT12A112** | Singlezone Ducted, Centrally Ducted | 15000 | 9900 | 2.59 | 7800 | 2.75
MITSUBISHI ELECTRIC | M-Series | 211289254 | HRCU-A-CB-O | SUZ-KA18NA2 | SLZ-KF18NA* | Singlezone Non-Ducted, Ceiling Placement | 19700 | 12900 | 2.68 | 9800 | 2.37
MITSUBISHI ELECTRIC | M-Series | 207699125 | HRCU-A-CB-O | SUZ-KA18NA2 | MLZ-KP18NA* | Singlezone Non-Ducted, Ceiling Placement | 20000 | 13100 | 2.63 | 10700 | 2.55
TRANE / MITSUBISHI ELECTRIC | M-Series | 211497094 | HRCU-A-CB-O | NTXSKS18A112AA | NTXCKS18A112** | Singlezone Non-Ducted, Ceiling Placement | 19700 | 12900 | 2.68 | 9800 | 2.37
TRANE / MITSUBISHI ELECTRIC | M-Series | 207699143 | HRCU-A-CB-O | NTXSKS18A112** | NTXUKS18A112** | Singlezone Non-Ducted, Ceiling Placement | 20000 | 13100 | 2.63 | 10700 | 2.55
MITSUBISHI ELECTRIC | M-Series | 207699122 | HRCU-A-CB-O | SUZ-KA12NA2 | MLZ-KP12NA* | Singlezone Non-Ducted, Ceiling Placement | 15400 | 9900 | 2.84 | 7900 | 2.36
TRANE / MITSUBISHI ELECTRIC | M-Series | 207699141 | HRCU-A-CB-O | NTXSKS12A112** | NTXUKS12A112** | Singlezone Non-Ducted, Ceiling Placement | 15400 | 9900 | 2.84 | 7900 | 2.36
MITSUBISHI ELECTRIC | M-Series | 207702701 | HRCU-A-CB | SUZ-KA12NA2 | PEAD-A12AA* | Singlezone Ducted, Compact Ducted | 15000 | 9700 | 2.66 | 7900 | 2.86
TRANE / MITSUBISHI ELECTRIC | NV-Series | 207702759 | HRCU-A-CB | NTXSKS12A112** | PEAD-A12AA* | Singlezone Ducted, Compact Ducted | 15000 | 9700 | 2.66 | 7900 | 2.86
MITSUBISHI ELECTRIC | M-Series | 209836197 | HMSR-A-CB-O | MXZ-2C20NA3*** |  | Multizone All Non-Ducted | 22000 | 13500 | 3.04 | 11100 | 2.03
AMANA | ASZS6 | 213815741 | HRCU-A-CB | ASZS60481EA* | CAPEA6030*4A*+MBVK20DP1X00A* | Singlezone Ducted, Centrally Ducted | 44000 | 28000 | 2.67 | 31000 | 2.22
AMANA | ASZS6 | 213815740 | HRCU-A-CB | ASZS60421EA* | CAPEA6030*4A*+MBVK20DP1X00A* | Singlezone Ducted, Centrally Ducted | 40000 | 28000 | 2.67 | 30600 | 2.19
AMANA | ASZS6 | 213815739 | HRCU-A-CB | ASZS60361EA* | CAPEA4830*4A*+MBVK16CP1X00A* | Singlezone Ducted, Centrally Ducted | 34200 | 23000 | 2.59 | 29000 | 2
AMANA | ASZS6 | 213815738 | HRCU-A-CB | ASZS60361EA* | CAPEA6030*4A*+MBVK20DP1X00A* | Singlezone Ducted, Centrally Ducted | 34200 | 23000 | 2.59 | 30000 | 2.11
AMANA | ASZS6 | 213815737 | HRCU-A-CB | ASZS60241EA* | CAPEA3026*4A*+MBVK16CP1X00A* | Singlezone Ducted, Centrally Ducted | 23000 | 16000 | 2.65 | 16100 | 2
AMANA | ASZS6 | 213815736 | HRCU-A-CB | ASZS60241EA* | CAPEA3026*4A*+MBVK12BP1X00A* | Singlezone Ducted, Centrally Ducted | 23000 | 16000 | 2.65 | 16100 | 2
AMANA | ASZS6 | 213815735 | HRCU-A-CB | ASZS60241EA* | CAPEA2422*4A*+MBVK16CP1X00A* | Singlezone Ducted, Centrally Ducted | 23000 | 16000 | 2.65 | 16100 | 2
AMANA | ASZS6 | 213815734 | HRCU-A-CB | ASZS60241EA* | CAPEA2422*4A*+MBVK12BP1X00A* | Singlezone Ducted, Centrally Ducted | 23000 | 16000 | 2.65 | 16100 | 2
DAIKIN | Daikin Fit | 213815733 | HRCU-A-CB | DZ6VSA481EA* | CAPEA6030*4A*+MBVK20DP1X00A* | Singlezone Ducted, Centrally Ducted | 44000 | 28000 | 2.67 | 31000 | 2.22
DAIKIN | Daikin Fit | 213815732 | HRCU-A-CB | DZ6VSA421EA* | CAPEA6030*4A*+MBVK20DP1X00A* | Singlezone Ducted, Centrally Ducted | 40000 | 28000 | 2.67 | 30600 | 2.19
DAIKIN | Daikin Fit | 213815731 | HRCU-A-CB | DZ6VSA361EA* | CAPEA4830*4A*+MBVK16CP1X00A* | Singlezone Ducted, Centrally Ducted | 34200 | 23000 | 2.59 | 29000 | 2
DAIKIN | Daikin Fit | 213815730 | HRCU-A-CB | DZ6VSA361EA* | CAPEA6030*4A*+MBVK20DP1X00A* | Singlezone Ducted, Centrally Ducted | 34200 | 23000 | 2.59 | 30000 | 2.11
DAIKIN | Daikin Fit | 213815729 | HRCU-A-CB | DZ6VSA241EA* | CAPEA3026*4A*+MBVK16CP1X00A* | Singlezone Ducted, Centrally Ducted | 23000 | 16000 | 2.65 | 16100 | 2
DAIKIN | Daikin Fit | 213815728 | HRCU-A-CB | DZ6VSA241EA* | CAPEA3026*4A*+MBVK12BP1X00A* | Singlezone Ducted, Centrally Ducted | 23000 | 16000 | 2.65 | 16100 | 2
DAIKIN | Daikin Fit | 213815727 | HRCU-A-CB | DZ6VSA241EA* | CAPEA2422*4A*+MBVK16CP1X00A* | Singlezone Ducted, Centrally Ducted | 23000 | 16000 | 2.65 | 16100 | 2
DAIKIN | Daikin Fit | 213815726 | HRCU-A-CB | DZ6VSA241EA* | CAPEA2422*4A*+MBVK12BP1X00A* | Singlezone Ducted, Centrally Ducted | 23000 | 16000 | 2.65 | 16100 | 2
AMANA | ASZS6 | 213613306 | HRCU-A-CB | ASZS60361EA* | AHVE42CP1400B* | Singlezone Ducted, Centrally Ducted | 34200 | 23000 | 2.59 | 29000 | 2
DAIKIN | Daikin Fit | 213613334 | HRCU-A-CB | DZ6VSA361EA* | DFVE42CP1400B* | Singlezone Ducted, Centrally Ducted | 34200 | 23000 | 2.59 | 29000 | 2
AMANA | ASZS6 | 213613304 | HRCU-A-CB | ASZS60481EA* | AHVE60DP1400B* | Singlezone Ducted, Centrally Ducted | 44000 | 28000 | 2.67 | 31000 | 2.22
AMANA | ASZS6 | 213613303 | HRCU-A-CB | ASZS60421EA* | AHVE60DP1400B* | Singlezone Ducted, Centrally Ducted | 40000 | 28000 | 2.67 | 30600 | 2.19
AMANA | ASZS6 | 213613302 | HRCU-A-CB | ASZS60361EA* | AHVE48DP1400B* | Singlezone Ducted, Centrally Ducted | 34200 | 23000 | 2.59 | 30000 | 2.11
AMANA | ASZS6 | 213613305 | HRCU-A-CB | ASZS60361EA* | AHVE60DP1400B* | Singlezone Ducted, Centrally Ducted | 34200 | 23000 | 2.59 | 30000 | 2.11
AMANA | ASZS6 | 213613301 | HRCU-A-CB | ASZS60241EA* | AHVE36CP1400B* | Singlezone Ducted, Centrally Ducted | 23000 | 16000 | 2.65 | 16100 | 2
DAIKIN | Daikin Fit | 213613332 | HRCU-A-CB | DZ6VSA481EA* | DFVE60DP1400B* | Singlezone Ducted, Centrally Ducted | 44000 | 28000 | 2.67 | 31000 | 2.22
DAIKIN | Daikin Fit | 213613331 | HRCU-A-CB | DZ6VSA421EA* | DFVE60DP1400B* | Singlezone Ducted, Centrally Ducted | 40000 | 28000 | 2.67 | 30600 | 2.19
DAIKIN | Daikin Fit | 213613330 | HRCU-A-CB | DZ6VSA361EA* | DFVE48DP1400B* | Singlezone Ducted, Centrally Ducted | 34200 | 23000 | 2.59 | 30000 | 2.11
DAIKIN | Daikin Fit | 213613333 | HRCU-A-CB | DZ6VSA361EA* | DFVE60DP1400B* | Singlezone Ducted, Centrally Ducted | 34200 | 23000 | 2.59 | 30000 | 2.11
DAIKIN | Daikin Fit | 213613329 | HRCU-A-CB | DZ6VSA241EA* | DFVE36CP1400B* | Singlezone Ducted, Centrally Ducted | 23000 | 16000 | 2.65 | 16100 | 2
GE APPLIANCES |  | 206842132 | HRCU-A-CB-O | ASH109URDSE* | ASYW09URDWD* | Singlezone Non-Ducted, Wall Placement | 10000 | 6500 | 2.89 | 12000 | 2.11
GE APPLIANCES |  | 206842134 | HRCU-A-CB-O | ASH118URDSE* | ASYW18URDWD* | Singlezone Non-Ducted, Wall Placement | 20000 | 15300 | 2.7 | 20000 | 2.34
SAMSUNG | FJM Max Heat | 207349917 | HMSR-A-CB-O | AJ020BXS3CH |  | Multizone All Non-Ducted | 22000 | 13100 | 3.28 | 22000 | 1.95
SAMSUNG | DVM S Eco | 205230040 | HMSR-A-CB-O | AM053TXMDCH |  | Multizone All Non-Ducted | 61000 | 36400 | 2.67 | 43000 | 2.14
SAMSUNG | DVM S Eco | 205142810 | HMSR-A-CB-O | AM048TXMDCH |  | Multizone All Non-Ducted | 54000 | 31600 | 2.81 | 38000 | 2.06
SAMSUNG | DVM S Eco | 205142809 | HMSR-A-CB-O | AM036TXMDCH |  | Multizone All Non-Ducted | 42000 | 25000 | 2.93 | 31000 | 2.09
SAMSUNG | DVM S Eco | 202098116 | HMSR-A-CB-O | AM036NXMDCR |  | Multizone All Non-Ducted | 42000 | 25000 | 2.93 | 31000 | 2.09
SAMSUNG | DVM S Eco | 202083810 | HMSR-A-CB-O | AM053NXMDCR |  | Multizone All Non-Ducted | 61000 | 36400 | 2.67 | 43000 | 2.14
SAMSUNG | DVM S Eco | 202057118 | HMSR-A-CB-O | AM048NXMDCR |  | Multizone All Non-Ducted | 54000 | 31600 | 2.81 | 38000 | 2.06
BOSCH | Inverter Ducted Split Family (IDS) | 214053824 | HRCU-A-CB | BOVD-36HDN1-M20G | BVA-36WN1-M20 | Singlezone Ducted, Centrally Ducted | 34200 | 28000 | 2.5 | 24000 | 1.9
RUSSELL |  | 214066929 | HRCU-A-CB | RD17AZ36AJ3N | TCFZ3621MTANM | Singlezone Ducted, Centrally Ducted | 34200 | 23000 | 2.8 | 17800 | 2.3
RHEEM |  | 214066927 | HRCU-A-CB | RD17AZ36AJ3N | RCFZ3621MTANM | Singlezone Ducted, Centrally Ducted | 34200 | 23000 | 2.7 | 17900 | 2.3
BOSCH | Inverter Ducted Split Family (IDS) | 214053805 | HRCU-A-CB | BOVC-36HDN1-M20G | BVA-36WN1-M20 | Singlezone Ducted, Centrally Ducted | 34200 | 28000 | 2.5 | 24000 | 1.9
FRIEDRICH | Breeze | 214061914 | HRCU-A-C | WFPU18Z483C | DC61A44-245R | Singlezone Ducted, Centrally Ducted | 42000 | 31200 | 3.22 | 34600 | 2.08
FRIEDRICH | Breeze | 213795617 | HRCU-A-CB | WFPU18Z363C | WFH36Z193C | Singlezone Ducted, Centrally Ducted | 35000 | 24000 | 2.5 | 25200 | 2.1
RUUD |  | 214066919 | HRCU-A-CB | RD17AZ36AJ3N | RCFZ3621MTANM | Singlezone Ducted, Centrally Ducted | 34200 | 31400 | 3.65 | 29600 | 1.9
TEMPSTAR | DLC-series | 208447756 | HRCU-A-CB-O | DLCERBH09AAK | DLFEHBH09XAK | Singlezone Non-Ducted, Wall Placement | 10000 | 6000 | 2.51 | 6933 | 1.97
SMART COMFORT | DLC-series | 208447764 | HRCU-A-CB-O | DLCERBH09AAK | DLFEHBH09XAK | Singlezone Non-Ducted, Wall Placement | 10000 | 6000 | 2.51 | 6933 | 1.97
RHEEM |  | 214066911 | HRCU-A-CB | RD17AZ36AJ3N | RCFZ3621MTANM | Singlezone Ducted, Centrally Ducted | 34200 | 23000 | 2.7 | 17900 | 2.3
LPS Legacy | DLC-series | 211756601 | HRCU-A-CB-O | DLCERBH09AAK | DLFEHBH09XAK | Singlezone Non-Ducted, Wall Placement | 10000 | 6000 | 2.51 | 6933 | 1.97
KENMORE | DLC-series | 208447740 | HRCU-A-CB-O | DLCERBH09AAK | DLFEHBH09XAK | Singlezone Non-Ducted, Wall Placement | 10000 | 6000 | 2.51 | 6933 | 1.97
KEEPRITE | DLC-series | 208447732 | HRCU-A-CB-O | DLCERBH09AAK | DLFEHBH09XAK | Singlezone Non-Ducted, Wall Placement | 10000 | 6000 | 2.51 | 6933 | 1.97
HEIL | DLC-series | 208447724 | HRCU-A-CB-O | DLCERBH09AAK | DLFEHBH09XAK | Singlezone Non-Ducted, Wall Placement | 10000 | 6000 | 2.51 | 6933 | 1.97
DAY & NIGHT | DLC-series | 208447716 | HRCU-A-CB-O | DLCERBH09AAK | DLFEHBH09XAK | Singlezone Non-Ducted, Wall Placement | 10000 | 6000 | 2.51 | 6933 | 1.97
COMFORTMAKER | DLC-series | 208447708 | HRCU-A-CB-O | DLCERBH09AAK | DLFEHBH09XAK | Singlezone Non-Ducted, Wall Placement | 10000 | 6000 | 2.51 | 6933 | 1.97
ARCOAIRE | DLC-series | 208447700 | HRCU-A-CB-O | DLCERBH09AAK | DLFEHBH09XAK | Singlezone Non-Ducted, Wall Placement | 10000 | 6000 | 2.51 | 6933 | 1.97
RHEEM |  | 214066888 | HRCU-A-CB | RD17AZ36AJ3N | RCFZ3621MTANM | Singlezone Ducted, Centrally Ducted | 34200 | 23200 | 2.7 | 18000 | 2.3
AIRQUEST | DLC-series | 208447772 | HRCU-A-CB-O | DLCERBH09AAK | DLFEHBH09XAK | Singlezone Non-Ducted, Wall Placement | 10000 | 6000 | 2.51 | 6933 | 1.97
MIDEA | DLC-series | 208447748 | HRCU-A-CB-O | DLCERBH09AAK | DLFEHBH09XAK | Singlezone Non-Ducted, Wall Placement | 10000 | 6000 | 2.51 | 6933 | 1.97
AI AIR CONDITIONING |  | 213769927 | HRCU-A-CB | AUO18-60N1-M3H | AUH2-60N1-DM3E | Singlezone Ducted, Centrally Ducted | 59000 | 42000 | 2.6 | 54356 | 1.91
AI AIR CONDITIONING |  | 213769923 | HRCU-A-CB | AUO18-24N1-M3H | AUH2-24N1-BM3E | Singlezone Ducted, Centrally Ducted | 24000 | 19200 | 2.5 | 24071 | 1.91
AI AIR CONDITIONING |  | 213769922 | HRCU-A-CB | AUO18-18N1-M3H | AUH2-18N1-BM3E | Singlezone Ducted, Centrally Ducted | 19000 | 13500 | 2.6 | 18629 | 2.04
AC PRO.COM |  | 214010093 | HRCU-A-C | AOX430-24HFN1-MR0 | AAC-24HWDN1-MN0 | Singlezone Ducted, Centrally Ducted | 25600 | 22000 | 2.5 | 18500 | 2.2
AI AIR CONDITIONING |  | 213769958 | HMSR-A-CB-O | A4MO22-36N1-M1H |  | Multizone All Non-Ducted | 36000 | 27400 | 2.5 | 36000 | 1.95
AI AIR CONDITIONING |  | 213769965 | HMSV-A-CB | A5MO22-55N1-M1H |  | Multizone All Ducted | 55000 | 35200 | 2.5 | 47000 | 1.94
RUUD |  | 214066845 | HRCU-A-CB | RD17AZ36AJ3N | RCFZ3621MTANM | Singlezone Ducted, Centrally Ducted | 34200 | 23200 | 2.7 | 18000 | 2.3
RUUD |  | 214066843 | HRCU-A-CB | RD17AZ36AJ3N | RCFZ3621MTANM | Singlezone Ducted, Centrally Ducted | 34200 | 23000 | 2.7 | 17900 | 2.3
AI AIR CONDITIONING |  | 213769952 | HMSR-A-CB-O | A2MO22-18N1-M1H |  | Multizone All Non-Ducted | 20000 | 13500 | 2.5 | 20000 | 2
ZERO |  | 213917750 | HRCU-A-CB-O | ZMSB-18HV-USHH | ZMSB-18HV-USHH | Singlezone Non-Ducted, Wall Placement | 18000 | 14100 | 2.65 | 12829 | 2.35
BLUEFIN |  | 213769906 | HRCU-A-CB-O | BFMS18PL-01O | BFMS18PL-01I | Singlezone Non-Ducted, Wall Placement | 18000 | 14100 | 2.65 | 12829 | 2.35
AI AIR CONDITIONING |  | 213769940 | HRCU-A-CB-O | AO24-18N1-M1H | AW25-18N1-M1 | Singlezone Non-Ducted, Wall Placement | 18000 | 14100 | 2.65 | 12829 | 2.35
AI AIR CONDITIONING |  | 213769938 | HRCU-A-CB-O | AO24-09N1-M1H | AW25-09N1-M1 | Singlezone Non-Ducted, Wall Placement | 10000 | 8100 | 2.7 | 8564 | 2.22
BLUEFIN |  | 213769908 | HRCU-A-CB-O | BFMS09PL-01O | BFMS09PL-01I | Singlezone Non-Ducted, Wall Placement | 10000 | 8100 | 2.7 | 8564 | 2.22
ZERO |  | 213917748 | HRCU-A-CB-O | ZMSB-09HV-USHH | ZMSB-09HV-USHH | Singlezone Non-Ducted, Wall Placement | 10000 | 8100 | 2.7 | 8564 | 2.22
RUSSELL |  | 214066821 | HRCU-A-CB | RD17AZ36AJ3N | TCFZ3621MTANM | Singlezone Ducted, Centrally Ducted | 34200 | 23000 | 2.7 | 17900 | 2.3
SURE |  | 214066813 | HRCU-A-CB | RD17AZ36AJ3N | TCFZ3621MTANM | Singlezone Ducted, Centrally Ducted | 34200 | 23000 | 2.7 | 17900 | 2.3
BLUEFIN |  | 213769912 | HRCU-A-CB-O | BFMS09BA-01O | BFMS09BA-01I | Singlezone Non-Ducted, Wall Placement | 10000 | 6000 | 2.51 | 6933 | 1.97
AI AIR CONDITIONING |  | 213769930 | HRCU-A-CB-O | AO21-09N1-M1 | AW21-09N1-M1 | Singlezone Non-Ducted, Wall Placement | 10000 | 6000 | 2.51 | 6933 | 1.97
AI AIR CONDITIONING |  | 213769939 | HRCU-A-CB-O | AO24-12N1-M1H | AW25-12N1-M1 | Singlezone Non-Ducted, Wall Placement | 12000 | 10000 | 2.69 | 8820 | 2.25
BLUEFIN |  | 213769909 | HRCU-A-CB-O | BFMS12PL-01O | BFMS12PL-01I | Singlezone Non-Ducted, Wall Placement | 12000 | 10000 | 2.69 | 8820 | 2.25
ZERO |  | 213917749 | HRCU-A-CB-O | ZMSB-12HV-USHH | ZMSB-12HV-USHH | Singlezone Non-Ducted, Wall Placement | 12000 | 10000 | 2.69 | 8820 | 2.25
AI AIR CONDITIONING |  | 213927638 | HRCU-A-CB-O | AO25-12N1-B1H | AW25-12N1-B1 | Singlezone Non-Ducted, Wall Placement | 12000 | 8900 | 2.75 | 6858 | 2.07
AI AIR CONDITIONING |  | 213769937 | HRCU-A-CB-O | AO24-12N1-B1H | AW24-12N1-B1 | Singlezone Non-Ducted, Wall Placement | 12000 | 8900 | 2.75 | 6858 | 2.07
KERR | A-series | 213916259 | HRCU-A-CB-O | A-KMH12SV-1 | B-KMH12FV-1 | Singlezone Non-Ducted, Wall Placement | 12000 | 10200 | 2.72 | 12300 | 2.1
COMFORT-AIRE | A-series | 213916260 | HRCU-A-CB-O | A-VMH12SV-1 | B-VMH12FV-1 | Singlezone Non-Ducted, Wall Placement | 12000 | 10200 | 2.72 | 12300 | 2.1
LG | Multi F LGRED | 10445374 | HMSR-A-CB-O | LMU240HHV |  | Multizone All Non-Ducted | 26000 | 17400 | 2.8 | 26000 | 2.1
LG | Multi F Max LGRED | 10445376 | HMSR-A-CB-O | LMU300HHV |  | Multizone All Non-Ducted | 28600 | 18900 | 2.8 | 28600 | 2.16
SURE |  | 214066789 | HRCU-A-CB | RD17AZ36AJ3N | TCFZ3621MTANM | Singlezone Ducted, Centrally Ducted | 34200 | 23000 | 2.8 | 17800 | 2.3
LG | Multi F Max | 206716999 | HMSR-A-CB-O | LMU481HV |  | Multizone All Non-Ducted | 54000 | 33800 | 2.5 | 38120 | 2.13
LG | Multi F Max LGRED | 206717007 | HMSR-A-CB-O | LMU361HHV |  | Multizone All Non-Ducted | 45000 | 29600 | 2.8 | 45000 | 2.27
LG | Multi F Max LGRED | 206717001 | HMSR-A-CB-O | LMU421HHV |  | Multizone All Non-Ducted | 48000 | 31600 | 2.72 | 48000 | 2.29
LG | Multi F Max LGRED | 206717002 | HMSR-A-CB-O | LMU480HHV |  | Multizone All Non-Ducted | 52500 | 35000 | 2.63 | 52500 | 2.34
LG | Multi F | 208131886 | HMSR-A-CB-O | LMU243HV |  | Multizone All Non-Ducted | 24600 | 14900 | 2.93 | 18400 | 2.51
LG | Multi F | 208131884 | HMSR-A-CB-O | LMU183HV |  | Multizone All Non-Ducted | 22000 | 13800 | 2.7 | 17700 | 2.3
LG | Multi F | 208131888 | HMSR-A-CB-O | LMU303HV |  | Multizone All Non-Ducted | 32000 | 20000 | 2.73 | 24000 | 2.68
LG | Multi F | 208131890 | HMSR-A-CB-O | LMU363HV |  | Multizone All Non-Ducted | 36000 | 21000 | 2.7 | 25200 | 2.38
LG | Multi F Max | 210529233 | HMSR-A-CB-O | LMU483HV |  | Multizone All Non-Ducted | 54000 | 33800 | 2.5 | 38120 | 2.13
RUSSELL |  | 214066784 | HRCU-A-CB | RD17AZ36AJ3N | TCFZ3621MTANM | Singlezone Ducted, Centrally Ducted | 34200 | 23000 | 2.7 | 17900 | 2.3
SURE |  | 214066783 | HRCU-A-CB | RD17AZ36AJ3N | TCFZ3621MTANM | Singlezone Ducted, Centrally Ducted | 34200 | 23000 | 2.7 | 17900 | 2.3
SURE |  | 214066776 | HRCU-A-CB | RD17AZ36AJ3N | TCFZ3621MTANM | Singlezone Ducted, Centrally Ducted | 34200 | 23000 | 2.7 | 17900 | 2.3
RUSSELL |  | 214066775 | HRCU-A-CB | RD17AZ36AJ3N | TCFZ3621MTANM | Singlezone Ducted, Centrally Ducted | 34200 | 31200 | 3.63 | 29400 | 1.9
DAIKIN | Daikin Fit | 213872275 | HRCU-A-CB | DZ6VSA481EA* | CA*EA6030*4A* | Singlezone Ducted, Centrally Ducted | 44000 | 28000 | 2.67 | 31000 | 2.22
DAIKIN | Daikin Fit | 213872273 | HRCU-A-CB | DZ6VSA481EA* | CA*EA6030*4A* | Singlezone Ducted, Centrally Ducted | 44000 | 28000 | 2.67 | 31000 | 2.22
DAIKIN | Daikin Fit | 213872271 | HRCU-A-CB | DZ6VSA481EA* | CA*EA6030*4A* | Singlezone Ducted, Centrally Ducted | 44000 | 28000 | 2.67 | 31000 | 2.22
DAIKIN | Daikin Fit | 213872269 | HRCU-A-CB | DZ6VSA481EA* | CA*EA6030*4A* | Singlezone Ducted, Centrally Ducted | 44000 | 28000 | 2.67 | 31000 | 2.22
AMANA | ASZS6 | 213872274 | HRCU-A-CB | ASZS60481EA* | CA*EA6030*4A* | Singlezone Ducted, Centrally Ducted | 44000 | 28000 | 2.67 | 31000 | 2.22
AMANA | ASZS6 | 213872272 | HRCU-A-CB | ASZS60481EA* | CA*EA6030*4A* | Singlezone Ducted, Centrally Ducted | 44000 | 28000 | 2.67 | 31000 | 2.22
AMANA | ASZS6 | 213872270 | HRCU-A-CB | ASZS60481EA* | CA*EA6030*4A* | Singlezone Ducted, Centrally Ducted | 44000 | 28000 | 2.67 | 31000 | 2.22
AMANA | ASZS6 | 213872268 | HRCU-A-CB | ASZS60481EA* | CA*EA6030*4A* | Singlezone Ducted, Centrally Ducted | 44000 | 28000 | 2.67 | 31000 | 2.22
DAIKIN | Daikin Fit | 213872267 | HRCU-A-CB | DZ6VSA421EA* | CA*EA6030*4A* | Singlezone Ducted, Centrally Ducted | 40000 | 28000 | 2.67 | 30600 | 2.19
DAIKIN | Daikin Fit | 213872265 | HRCU-A-CB | DZ6VSA421EA* | CA*EA6030*4A* | Singlezone Ducted, Centrally Ducted | 40000 | 28000 | 2.67 | 30600 | 2.19
DAIKIN | Daikin Fit | 213872263 | HRCU-A-CB | DZ6VSA421EA* | CA*EA6030*4A* | Singlezone Ducted, Centrally Ducted | 40000 | 28000 | 2.67 | 30600 | 2.19
DAIKIN | Daikin Fit | 213872261 | HRCU-A-CB | DZ6VSA421EA* | CA*EA6030*4A* | Singlezone Ducted, Centrally Ducted | 40000 | 28000 | 2.67 | 30600 | 2.19
AMANA | ASZS6 | 213872266 | HRCU-A-CB | ASZS60421EA* | CA*EA6030*4A* | Singlezone Ducted, Centrally Ducted | 40000 | 28000 | 2.67 | 30600 | 2.19
AMANA | ASZS6 | 213872264 | HRCU-A-CB | ASZS60421EA* | CA*EA6030*4A* | Singlezone Ducted, Centrally Ducted | 40000 | 28000 | 2.67 | 30600 | 2.19
AMANA | ASZS6 | 213872262 | HRCU-A-CB | ASZS60421EA* | CA*EA6030*4A* | Singlezone Ducted, Centrally Ducted | 40000 | 28000 | 2.67 | 30600 | 2.19
AMANA | ASZS6 | 213872260 | HRCU-A-CB | ASZS60421EA* | CA*EA6030*4A* | Singlezone Ducted, Centrally Ducted | 40000 | 28000 | 2.67 | 30600 | 2.19
RHEEM |  | 214066758 | HRCU-A-CB | RD17AZ36AJ3N | RCFZ3621MTANM | Singlezone Ducted, Centrally Ducted | 34200 | 23000 | 2.7 | 17900 | 2.3
FRIEDRICH |  | 214066751 | HRCU-A-CB | RD17AZ36AJ3N | TCFZ3621MTANM | Singlezone Ducted, Centrally Ducted | 34200 | 23000 | 2.8 | 17800 | 2.3
SURE |  | 214066736 | HRCU-A-CB | RD17AZ36AJ3N | TCFZ3621MTANM | Singlezone Ducted, Centrally Ducted | 34200 | 23000 | 2.7 | 17900 | 2.3
FRIEDRICH |  | 214066735 | HRCU-A-CB | RD17AZ36AJ3N | TCFZ3621MTANM | Singlezone Ducted, Centrally Ducted | 34200 | 23200 | 2.7 | 18000 | 2.3
FRIEDRICH |  | 214066713 | HRCU-A-CB | RD17AZ36AJ3N | TCFZ3621MTANM | Singlezone Ducted, Centrally Ducted | 34200 | 23000 | 2.7 | 17900 | 2.3
RUSSELL |  | 214066711 | HRCU-A-CB | RD17AZ36AJ3N | TCFZ3621MTANM | Singlezone Ducted, Centrally Ducted | 34200 | 23000 | 2.7 | 17900 | 2.3
RUUD |  | 214066693 | HRCU-A-CB | RD17AZ36AJ3N | RCFZ3621MTANM | Singlezone Ducted, Centrally Ducted | 34200 | 23000 | 2.8 | 17800 | 2.3
RUUD |  | 214066691 | HRCU-A-CB | RD17AZ36AJ3N | RCFZ3621MTANM | Singlezone Ducted, Centrally Ducted | 34200 | 23000 | 2.7 | 17900 | 2.3
FRIEDRICH |  | 214066687 | HRCU-A-CB | RD17AZ36AJ3N | TCFZ3621MTANM | Singlezone Ducted, Centrally Ducted | 34200 | 23000 | 2.7 | 17900 | 2.3
RUSSELL |  | 214066686 | HRCU-A-CB | RD17AZ36AJ3N | TCFZ3621MTANM | Singlezone Ducted, Centrally Ducted | 34200 | 23000 | 2.8 | 17800 | 2.3
SURE |  | 214066685 | HRCU-A-CB | RD17AZ36AJ3N | TCFZ3621MTANM | Singlezone Ducted, Centrally Ducted | 34200 | 23000 | 2.8 | 17800 | 2.3
RUSSELL |  | 214066682 | HRCU-A-CB | RD17AZ36AJ3N | TCFZ3621MTANM | Singlezone Ducted, Centrally Ducted | 34200 | 23000 | 2.7 | 17900 | 2.3
FRIEDRICH |  | 214066634 | HRCU-A-CB | RD17AZ36AJ3N | TCFZ3621MTANM | Singlezone Ducted, Centrally Ducted | 34200 | 23000 | 2.8 | 17800 | 2.3
FRIEDRICH |  | 214066608 | HRCU-A-CB | RD17AZ36AJ3N | TCFZ3621MTANM | Singlezone Ducted, Centrally Ducted | 34200 | 23000 | 2.7 | 17900 | 2.3
RUSSELL |  | 214066586 | HRCU-A-CB | RD17AZ36AJ3N | TCFZ3621MTANM | Singlezone Ducted, Centrally Ducted | 34200 | 23200 | 2.7 | 18000 | 2.3
SURE |  | 214066581 | HRCU-A-CB | RD17AZ36AJ3N | TCFZ3621MTANM | Singlezone Ducted, Centrally Ducted | 34200 | 23200 | 2.7 | 18000 | 2.3
RUUD |  | 214066574 | HRCU-A-CB | RD17AZ36AJ3N | RCFZ3621MTANM | Singlezone Ducted, Centrally Ducted | 34200 | 23000 | 2.7 | 17900 | 2.3
RHEEM |  | 214066572 | HRCU-A-CB | RD17AZ36AJ3N | RCFZ3621MTANM | Singlezone Ducted, Centrally Ducted | 34200 | 23000 | 2.8 | 17800 | 2.3
RUUD |  | 214066559 | HRCU-A-CB | RD17AZ36AJ3N | RCFZ3621MTANM | Singlezone Ducted, Centrally Ducted | 34200 | 23000 | 2.8 | 17800 | 2.3
RHEEM |  | 214066555 | HRCU-A-CB | RD17AZ36AJ3N | RCFZ3621MTANM | Singlezone Ducted, Centrally Ducted | 34200 | 23000 | 2.7 | 17900 | 2.3
RHEEM |  | 214066552 | HRCU-A-CB | RD17AZ36AJ3N | RCFZ3621MTANM | Singlezone Ducted, Centrally Ducted | 34200 | 23000 | 2.8 | 17800 | 2.3
RUUD |  | 214066533 | HRCU-A-CB | RD17AZ36AJ3N | RCFZ3621MTANM | Singlezone Ducted, Centrally Ducted | 34200 | 23000 | 2.7 | 17900 | 2.3
FRIEDRICH |  | 214066517 | HRCU-A-CB | RD17AZ36AJ3N | TCFZ3621MTANM | Singlezone Ducted, Centrally Ducted | 34200 | 23000 | 2.7 | 17900 | 2.3
RUUD |  | 214066508 | HRCU-A-CB | RD17AZ36AJ3N | RCFZ3621MTAAM | Singlezone Ducted, Centrally Ducted | 34200 | 23600 | 2.7 | 18300 | 2.3
RUUD |  | 214066506 | HRCU-A-CB | RD17AZ36AJ3N | RCFZ3624MTANM | Singlezone Ducted, Centrally Ducted | 34200 | 23400 | 2.7 | 18200 | 2.3
FRIEDRICH |  | 214066505 | HRCU-A-CB | RD17AZ36AJ3N | TCFZ3624MTANM | Singlezone Ducted, Centrally Ducted | 34200 | 23400 | 2.7 | 18100 | 2.3
RHEEM |  | 214066503 | HRCU-A-CB | RD17AZ36AJ3N | RCFZ3621MTAAM | Singlezone Ducted, Centrally Ducted | 34200 | 23400 | 2.8 | 18100 | 2.3
RUUD |  | 214066502 | HRCU-A-CB | RD17AZ36AJ3N | RCFZ3624MTANM | Singlezone Ducted, Centrally Ducted | 34200 | 23400 | 2.7 | 18100 | 2.3
RHEEM |  | 214066500 | HRCU-A-CB | RD17AZ36AJ3N | RCFZ3621MTAAM | Singlezone Ducted, Centrally Ducted | 34200 | 23400 | 2.8 | 18100 | 2.3
RHEEM |  | 214066499 | HRCU-A-CB | RD17AZ36AJ3N | RCFZ3621MTAAM | Singlezone Ducted, Centrally Ducted | 34200 | 23600 | 2.7 | 18200 | 2.3
FRIEDRICH |  | 214066498 | HRCU-A-CB | RD17AZ36AJ3N | TCFZ3624MTANM | Singlezone Ducted, Centrally Ducted | 34200 | 23400 | 2.7 | 18100 | 2.3
SURE |  | 214066496 | HRCU-A-CB | RD17AZ36AJ3N | TCFZ3621MTAAM | Singlezone Ducted, Centrally Ducted | 34200 | 23800 | 2.7 | 18400 | 2.2
RUUD |  | 214066492 | HRCU-A-CB | RD17AZ36AJ3N | RCFZ3621MTAAM | Singlezone Ducted, Centrally Ducted | 34200 | 23600 | 2.7 | 18200 | 2.3
SURE |  | 214066490 | HRCU-A-CB | RD17AZ36AJ3N | TCFZ3621MTAAM | Singlezone Ducted, Centrally Ducted | 34200 | 23600 | 2.7 | 18300 | 2.3
RUUD |  | 214066489 | HRCU-A-CB | RD17AZ36AJ3N | RCFZ3621MTAAM | Singlezone Ducted, Centrally Ducted | 34200 | 23800 | 2.7 | 18300 | 2.2
RUUD |  | 214066487 | HRCU-A-CB | RD17AZ36AJ3N | RCFZ3624MTANM | Singlezone Ducted, Centrally Ducted | 34200 | 23400 | 2.7 | 18100 | 2.3
FRIEDRICH |  | 214066486 | HRCU-A-CB | RD17AZ36AJ3N | TCFZ3621MTAAM | Singlezone Ducted, Centrally Ducted | 34200 | 23800 | 2.7 | 18300 | 2.2
RUSSELL |  | 214066484 | HRCU-A-CB | RD17AZ36AJ3N | TCFZ3621MTAAM | Singlezone Ducted, Centrally Ducted | 34200 | 23600 | 2.8 | 18100 | 2.3
RUUD |  | 214066482 | HRCU-A-CB | RD17AZ36AJ3N | RCFZ3621MTAAM | Singlezone Ducted, Centrally Ducted | 34200 | 23600 | 2.8 | 18100 | 2.3
SURE |  | 214066480 | HRCU-A-CB | RD17AZ36AJ3N | TCFZ3621MTAAM | Singlezone Ducted, Centrally Ducted | 34200 | 23600 | 2.8 | 18100 | 2.3
SURE |  | 214066477 | HRCU-A-CB | RD17AZ36AJ3N | TCFZ3624MTANM | Singlezone Ducted, Centrally Ducted | 34200 | 23400 | 2.7 | 18100 | 2.3
RUUD |  | 214066476 | HRCU-A-CB | RD17AZ36AJ3N | RCFZ3621MTAAM | Singlezone Ducted, Centrally Ducted | 34200 | 23600 | 2.7 | 18300 | 2.3
RUSSELL |  | 214066475 | HRCU-A-CB | RD17AZ36AJ3N | TCFZ3621MTAAM | Singlezone Ducted, Centrally Ducted | 34200 | 23800 | 2.7 | 18400 | 2.2
SURE |  | 214066474 | HRCU-A-CB | RD17AZ36AJ3N | TCFZ3621MTAAM | Singlezone Ducted, Centrally Ducted | 34200 | 23600 | 2.7 | 18300 | 2.3
FRIEDRICH |  | 214066470 | HRCU-A-CB | RD17AZ36AJ3N | TCFZ3624MTANM | Singlezone Ducted, Centrally Ducted | 34200 | 23400 | 2.7 | 18100 | 2.3
RUSSELL |  | 214066469 | HRCU-A-CB | RD17AZ36AJ3N | TCFZ3621MTAAM | Singlezone Ducted, Centrally Ducted | 34200 | 23600 | 2.7 | 18300 | 2.3
FRIEDRICH |  | 214066452 | HRCU-A-CB | RD17AZ36AJ3N | FRH2TZ3621MTANA | Singlezone Ducted, Centrally Ducted | 34200 | 23200 | 2.7 | 18000 | 2.3
FRIEDRICH |  | 214066450 | HRCU-A-CB | RD17AZ36AJ3N | FRH2TZ3621MTANN | Singlezone Ducted, Centrally Ducted | 34200 | 22800 | 2.77 | 17800 | 2.3
RUSSELL |  | 214066449 | HRCU-A-CB | RD17AZ36AJ3N | SH2CZ3621MTANA | Singlezone Ducted, Centrally Ducted | 34200 | 23200 | 2.7 | 18000 | 2.3
SURE |  | 214066448 | HRCU-A-CB | RD17AZ36AJ3N | SH2CZ3621MTANA | Singlezone Ducted, Centrally Ducted | 34200 | 23200 | 2.7 | 18000 | 2.3
RUUD |  | 214066447 | HRCU-A-CB | RD17AZ36AJ3N | RH2TZ3621MTANN | Singlezone Ducted, Centrally Ducted | 34200 | 22800 | 2.77 | 17800 | 2.3
RHEEM |  | 214066445 | HRCU-A-CB | RD17AZ36AJ3N | RH2TZ3621MTANN | Singlezone Ducted, Centrally Ducted | 34200 | 22800 | 2.77 | 17800 | 2.3
RHEEM |  | 214066444 | HRCU-A-CB | RD17AZ36AJ3N | RH2TZ3621MTANA | Singlezone Ducted, Centrally Ducted | 34200 | 23200 | 2.7 | 18000 | 2.3
RUUD |  | 214066443 | HRCU-A-CB | RD17AZ36AJ3N | RH2TZ3621MTANA | Singlezone Ducted, Centrally Ducted | 34200 | 23200 | 2.7 | 18000 | 2.3
SURE |  | 214066441 | HRCU-A-CB | RD17AZ36AJ3N | SH2CZ3621MTANN | Singlezone Ducted, Centrally Ducted | 34200 | 22800 | 2.77 | 17800 | 2.3
RUSSELL |  | 214066440 | HRCU-A-CB | RD17AZ36AJ3N | SH2CZ3621MTANN | Singlezone Ducted, Centrally Ducted | 34200 | 22800 | 2.77 | 17800 | 2.3
FRIEDRICH |  | 214066439 | HRCU-A-CB | RD17AZ36AJ3N | RH2TZ3621MTANN | Singlezone Ducted, Centrally Ducted | 34200 | 22800 | 2.77 | 17800 | 2.3
FRIEDRICH |  | 214075928 | HRCU-A-CB | RD17AZ24AJ3N | FRH2TZ3617STANN | Singlezone Ducted, Centrally Ducted | 22800 | 15300 | 2.61 | 12200 | 2.19
RUUD |  | 214075924 | HRCU-A-CB | RD17AZ24AJ3N | RH2TZ3617STANN | Singlezone Ducted, Centrally Ducted | 22800 | 15300 | 2.61 | 12200 | 2.19
RHEEM |  | 214075921 | HRCU-A-CB | RD17AZ24AJ3N | RH2TZ3617STANN | Singlezone Ducted, Centrally Ducted | 22800 | 15300 | 2.61 | 12200 | 2.19
KARDA | 3KAR series | 213785827 | HRCU-A-CB-O | 3KARDA12SZO | 2KARDA12UVC | Singlezone Non-Ducted, Ceiling Placement | 12000 | 9900 | 2.55 | 11500 | 1.9
ZERO |  | 213867393 | HRCU-A-CB | ZSOV-24HDM-US | ZAV-24HDM-US | Singlezone Ducted, Centrally Ducted | 25000 | 17000 | 2.98 | 18000 | 1.9
FUJITSU | H-Series | 207615689 | HRCU-A-CB-O | AOUH12LMAS1 | ASUH12LMAS | Singlezone Non-Ducted, Wall Placement | 14500 | 8800 | 3.03 | 10700 | 2.45
FUJITSU | H-Series | 210191038 | HRCU-A-CB-O | AOUH12LMBS1 | ASUH12LMAS | Singlezone Non-Ducted, Wall Placement | 14000 | 8500 | 2.93 | 10700 | 2.45
LG | LUU480HV | 211234516 | HRCU-A-CB | LUU480HV | LVN480HV | Singlezone Ducted, Centrally Ducted | 50000 | 30800 | 2.69 | 39500 | 1.93
LG | LH188HHV1 | 212578842 | HRCU-A-CB | LUU180HHV | LHN188HV1 | Singlezone Ducted, Compact Ducted | 20000 | 11400 | 2.61 | 17000 | 1.9
LG | LH248HV1 | 212578843 | HRCU-A-CB | LUU240HV | LHN248HV1 | Singlezone Ducted, Compact Ducted | 27000 | 17500 | 2.64 | 24000 | 2.1
LG | LH188HV1 | 212578844 | HRCU-A-CB | LUU180HV | LHN188HV1 | Singlezone Ducted, Compact Ducted | 20000 | 12400 | 2.67 | 16000 | 1.9
LG | LH128HV1 | 212578845 | HRCU-A-CB | LUU120HV | LHN128HV1 | Singlezone Ducted, Compact Ducted | 15000 | 10400 | 2.8 | 11000 | 2.3
LG | LH090HV1 | 212578846 | HRCU-A-CB | LUU090HV | LHN098HV1 | Singlezone Ducted, Compact Ducted | 13500 | 9300 | 2.87 | 11000 | 2.3
MRCOOL |  | 208552834 | HMSR-A-CB-O | MULTI3-27HP230B |  | Multizone All Non-Ducted | 28000 | 21000 | 2.5 | 20000 | 2.11
MOOVAIR |  | 208136319 | HMSR-A-CB-O | DMA55HOM25230X3 |  | Multizone All Non-Ducted | 55000 | 34400 | 2.5 | 47000 | 1.94
Durastar | DRA2 | 210568211 | HMSR-A-CB-O | DRA2H18M1A |  | Multizone All Non-Ducted | 20000 | 13500 | 2.5 | 20000 | 2
ELIOS |  | 208136313 | HMSR-A-CB-O | DEA55HOM25230X3 |  | Multizone All Non-Ducted | 55000 | 34400 | 2.5 | 47000 | 1.94
ECO AC |  | 210586151 | HMSR-A-CB-O | EMH-2O18BBH |  | Multizone All Non-Ducted | 20000 | 13500 | 2.5 | 20000 | 2
COOPER&HUNTER |  | 210799628 | HMSR-A-CB-O | CH-HPR19M-230VO |  | Multizone All Non-Ducted | 20000 | 15000 | 2.5 | 20000 | 1.93
COOPER&HUNTER |  | 210799619 | HMSR-A-CB-O | CH-28MES-230VO |  | Multizone All Non-Ducted | 28000 | 21000 | 2.5 | 20000 | 2.11
MDV | MSEP seris | 208132541 | HMSR-A-CB-O | M5OA-55HFN1-M-[X] |  | Multizone All Non-Ducted | 55000 | 34400 | 2.5 | 47000 | 1.94
ACIQ |  | 210857380 | HMSR-A-CB-O | ACIQ-55Z-HH-M5B |  | Multizone All Non-Ducted | 55000 | 34400 | 2.5 | 47000 | 1.94
1HVAC |  | 210857368 | HMSR-A-CB-O | ES-27Z-M3B |  | Multizone All Non-Ducted | 28000 | 21000 | 2.5 | 20000 | 2.11
1HVAC |  | 210857362 | HMSR-A-CB-O | ACIQ-55Z-HH-M5B |  | Multizone All Non-Ducted | 55000 | 34400 | 2.5 | 47000 | 1.94
DIYCOOL |  | 210857404 | HMSR-A-CB-O | ES-27Z-M3B |  | Multizone All Non-Ducted | 28000 | 21000 | 2.5 | 20000 | 2.11
DIYCOOL |  | 210857398 | HMSR-A-CB-O | ACIQ-55Z-HH-M5B |  | Multizone All Non-Ducted | 55000 | 34400 | 2.5 | 47000 | 1.94
PIONEER |  | 208121961 | HMSR-A-CB-O | YN020GMFI22M2E |  | Multizone All Non-Ducted | 19000 | 14400 | 2.5 | 14000 | 2.22
ACIQ |  | 210857386 | HMSR-A-CB-O | ES-27Z-M3B |  | Multizone All Non-Ducted | 28000 | 21000 | 2.5 | 20000 | 2.11
BREEZE33 |  | 207862089 | HMSR-A-CB-O | BZ33-HP273Z2-G2-P |  | Multizone All Non-Ducted | 28000 | 21000 | 2.5 | 20000 | 2.11
BRYANT HEATING AND COOLING SYSTEMS | EVOLUTION Extreme 24 HP | 213361582 | HRCU-A-CB | 284ANV024*0**B* | FE4BNXB24L*+UI | Singlezone Ducted, Centrally Ducted | 26600 | 25000 | 2.54 | 19800 | 2.48
BRYANT HEATING AND COOLING SYSTEMS | EVOLUTION Extreme 24 HP | 213361580 | HRCU-A-CB | 284ANV024*0**B* | FE4BN(B,X)C36L*+UI | Singlezone Ducted, Centrally Ducted | 26400 | 24800 | 2.52 | 19700 | 2.46
CARRIER | INFINITY 24 HP with GREENSPEED INTELLIGENCE | 213361593 | HRCU-A-CB | 25VNA460A*031* | FE4BNBD60L*+UI | Singlezone Ducted, Centrally Ducted | 59500 | 49500 | 2.64 | 38000 | 2.22
BREEZE33 | BZ33 series | 214389568 | HRCU-A-CB | BZ33-INV24OUT2-J | BZ33-WMAHU24-J | Singlezone Ducted, Centrally Ducted | 26000 | 20000 | 2.7 | 24000 | 2
BREEZE33 | BZ33 series | 214389567 | HRCU-A-CB | BZ33-INV18OUT2-J | BZ33-WMAHU18-J | Singlezone Ducted, Centrally Ducted | 19000 | 15800 | 2.82 | 18800 | 2.3
KEPLER |  | 214377772 | HRCU-A-CB-O | ODUMOX330-12HFN1MW5W | IDUCCA3U-12HRFN1-M(C) | Singlezone Non-Ducted, Ceiling Placement | 12000 | 9900 | 2.55 | 11500 | 1.9
NG TRADE | OMEG series | 214377797 | HRCU-A-CB-O | OMEGA120E | IMEGA120E | Singlezone Non-Ducted, Wall Placement | 12000 | 8900 | 2.75 | 6858 | 2.07
WELLS |  | 214421462 | HRCU-A-CB-O | WSB-09HFMO | WSB-09HFMI | Singlezone Non-Ducted, Wall Placement | 10000 | 6000 | 2.51 | 6933 | 1.97
KEPLER |  | 214377776 | HMSR-A-CB-O | ODUM2OI-18HFN1-M |  | Multizone All Non-Ducted | 20000 | 15000 | 2.5 | 20000 | 1.93
KEPLER |  | 214377774 | HRCU-A-CB-O | ODUMOD30-24HFN1MU0W | IDUMCD1-24HRFN1-MT0W(GA) | Singlezone Non-Ducted, Wall Placement | 25000 | 21000 | 2.64 | 26000 | 1.95
KEPLER |  | 214377761 | HRCU-A-CB-O | ODUMOX230-09HFN1-MT0W | IDUMSABA-09HRFN1-MU5W | Singlezone Non-Ducted, Wall Placement | 10000 | 6900 | 2.53 | 6400 | 1.95
KEPLER |  | 214377791 | HMSR-A-CB-O | ODUM5OA-55HFN1-M-[X] |  | Multizone All Non-Ducted | 55000 | 34400 | 2.5 | 47000 | 1.94
KEPLER |  | 214377792 | HMSV-A-CB | ODUM5OA-55HFN1-M-[X] |  | Multizone All Ducted | 55000 | 35200 | 2.5 | 47000 | 1.94
KEPLER |  | 214377793 | HMSV-A-CB | ODUM5OA-55HFN1-M-[X] |  | Multizone Mix of Ducted and Non-Ducted | 55000 | 34800 | 2.5 | 47000 | 1.94
KEPLER |  | 214377775 | HRCU-A-CB-O | ODUMOX330-12HFN1MW5W | IDUMFA2U-12HRFN1-MW5W | Singlezone Non-Ducted, Wall Placement | 12000 | 10200 | 2.72 | 12300 | 2.1
RHEEM |  | 214075526 | HRCU-A-CB | RD17AZ24AJ3N | RCFZ2417MTANM | Singlezone Ducted, Centrally Ducted | 22600 | 19000 | 3.2 | 16900 | 2
RUSSELL |  | 214075518 | HRCU-A-CB | RD17AZ24AJ3N | TCFZ2417MTANM | Singlezone Ducted, Centrally Ducted | 22600 | 18800 | 3.22 | 16800 | 2.1
RHEEM |  | 214075502 | HRCU-A-CB | RD17AZ24AJ3N | RCFZ2417MTANM | Singlezone Ducted, Centrally Ducted | 22600 | 19000 | 3.2 | 16900 | 2
RUSSELL |  | 214075499 | HRCU-A-CB | RD17AZ24AJ3N | TCFZ2417MTANM | Singlezone Ducted, Centrally Ducted | 22600 | 18900 | 3.22 | 16800 | 2.1
RHEEM |  | 214075476 | HRCU-A-CB | RD17AZ24AJ3N | RCFZ2417MTANM | Singlezone Ducted, Centrally Ducted | 22600 | 19000 | 3.2 | 16900 | 2
RHEEM |  | 214075463 | HRCU-A-CB | RD17AZ24AJ3N | RCFZ2417MTANM | Singlezone Ducted, Centrally Ducted | 22400 | 19100 | 3.08 | 17000 | 2
RUSSELL |  | 214075446 | HRCU-A-CB | RD17AZ24AJ3N | TCFZ2417MTANM | Singlezone Ducted, Centrally Ducted | 22600 | 19000 | 3.2 | 16900 | 2
RHEEM |  | 214075426 | HRCU-A-CB | RD17AZ24AJ3N | RCFZ2417MTANM | Singlezone Ducted, Centrally Ducted | 22600 | 19000 | 3.2 | 16900 | 2
RUSSELL |  | 214075574 | HRCU-A-CB | RD17AZ24AJ3N | TCFZ2417MTANM | Singlezone Ducted, Centrally Ducted | 22600 | 19000 | 3.2 | 16900 | 2
FRIEDRICH |  | 214233329 | HRCU-A-CB | RD17AZ36AJ3N | FRH3VZ4821STACN | Singlezone Ducted, Centrally Ducted | 34200 | 31200 | 3.79 | 29400 | 2
RUSSELL |  | 214233328 | HRCU-A-CB | RD17AZ36AJ3N | SH3VZ4821STACN | Singlezone Ducted, Centrally Ducted | 34200 | 31200 | 3.79 | 29400 | 2
SURE |  | 214233327 | HRCU-A-CB | RD17AZ36AJ3N | SH3VZ4821STACN | Singlezone Ducted, Centrally Ducted | 34200 | 31200 | 3.79 | 29400 | 2
RUUD |  | 214233326 | HRCU-A-CB | RD17AZ36AJ3N | RH3VZ4821STACN | Singlezone Ducted, Centrally Ducted | 34200 | 31200 | 3.79 | 29400 | 2
RHEEM |  | 214233325 | HRCU-A-CB | RD17AZ36AJ3N | RH3VZ4821STACN | Singlezone Ducted, Centrally Ducted | 34200 | 31200 | 3.79 | 29400 | 2
RUUD |  | 214097946 | HRCU-A-CB | RD17AZ48AJ3N | RH3VZ6024STACN | Singlezone Ducted, Centrally Ducted | 45500 | 43000 | 3.76 | 40000 | 2.1
RHEEM |  | 214097945 | HRCU-A-CB | RD17AZ48AJ3N | RH3VZ6024STACN | Singlezone Ducted, Centrally Ducted | 45500 | 43000 | 3.76 | 40000 | 2.1
FRIEDRICH |  | 214097944 | HRCU-A-CB | RD17AZ48AJ3N | FRH3VZ6024STACN | Singlezone Ducted, Centrally Ducted | 45500 | 43000 | 3.76 | 40000 | 2.1
RHEEM |  | 214095455 | HRCU-A-CB | RD17AZ24AJ3N | RH3VZ3617STACN | Singlezone Ducted, Centrally Ducted | 22600 | 18700 | 3.22 | 16700 | 2.1
RUUD |  | 214095454 | HRCU-A-CB | RD17AZ24AJ3N | RH3VZ3617STACN | Singlezone Ducted, Centrally Ducted | 22600 | 18700 | 3.22 | 16700 | 2.1
FRIEDRICH |  | 214095453 | HRCU-A-CB | RD17AZ24AJ3N | FRH3VZ3617STACN | Singlezone Ducted, Centrally Ducted | 22600 | 18700 | 3.22 | 16700 | 2.1
RHEEM |  | 214075927 | HRCU-A-CB | RD17AZ24AJ3N | RH2VZ3617STANN | Singlezone Ducted, Centrally Ducted | 22800 | 15100 | 2.6 | 11900 | 2.19
FRIEDRICH |  | 214075926 | HRCU-A-CB | RD17AZ24AJ3N | FRH2VZ3617STANN | Singlezone Ducted, Centrally Ducted | 22800 | 15100 | 2.6 | 11900 | 2.19
RUUD |  | 214075925 | HRCU-A-CB | RD17AZ24AJ3N | RH2VZ3617STANN | Singlezone Ducted, Centrally Ducted | 22800 | 15100 | 2.6 | 11900 | 2.19
RUSSELL |  | 214075923 | HRCU-A-CB | RD17AZ24AJ3N | SH2VZ3617STANN | Singlezone Ducted, Centrally Ducted | 22800 | 15100 | 2.6 | 11900 | 2.19
SURE |  | 214075922 | HRCU-A-CB | RD17AZ24AJ3N | SH2VZ3617STANN | Singlezone Ducted, Centrally Ducted | 22800 | 15100 | 2.6 | 11900 | 2.19
RHEEM |  | 214066465 | HRCU-A-CB | RD17AZ36AJ3N | RH2VZ3621MTANN | Singlezone Ducted, Centrally Ducted | 34200 | 23200 | 2.82 | 17900 | 2.3
RUSSELL |  | 214066463 | HRCU-A-CB | RD17AZ36AJ3N | SH2VZ3621MTANA | Singlezone Ducted, Centrally Ducted | 34200 | 23400 | 2.8 | 18000 | 2.3
SURE |  | 214066462 | HRCU-A-CB | RD17AZ36AJ3N | SH2VZ3621MTANA | Singlezone Ducted, Centrally Ducted | 34200 | 23400 | 2.8 | 18000 | 2.3
RUUD |  | 214066461 | HRCU-A-CB | RD17AZ36AJ3N | RH2VZ3621MTANA | Singlezone Ducted, Centrally Ducted | 34200 | 23400 | 2.8 | 18000 | 2.3
FRIEDRICH |  | 214066459 | HRCU-A-CB | RD17AZ36AJ3N | FRH2VZ3621MTANA | Singlezone Ducted, Centrally Ducted | 34200 | 23400 | 2.8 | 18000 | 2.3
SURE |  | 214066458 | HRCU-A-CB | RD17AZ36AJ3N | SH2VZ3621MTANN | Singlezone Ducted, Centrally Ducted | 34200 | 23200 | 2.82 | 17900 | 2.3
RUUD |  | 214066457 | HRCU-A-CB | RD17AZ36AJ3N | RH2VZ3621MTANN | Singlezone Ducted, Centrally Ducted | 34200 | 23200 | 2.82 | 17900 | 2.3
RHEEM |  | 214066455 | HRCU-A-CB | RD17AZ36AJ3N | RH2VZ3621MTANA | Singlezone Ducted, Centrally Ducted | 34200 | 23400 | 2.8 | 18000 | 2.3
FRIEDRICH |  | 214066454 | HRCU-A-CB | RD17AZ36AJ3N | FRH2VZ3621MTANN | Singlezone Ducted, Centrally Ducted | 34200 | 23200 | 2.82 | 17900 | 2.3
RUSSELL |  | 214066453 | HRCU-A-CB | RD17AZ36AJ3N | SH2VZ3621MTANN | Singlezone Ducted, Centrally Ducted | 34200 | 23200 | 2.82 | 17900 | 2.3
LPS LEGACY | DLC series | 211756514 | HRCU-A-CB-O | DLCSRBH12AAJ | DLFSHCH12XAJ | Singlezone Non-Ducted, Wall Placement | 12000 | 8400 | 2.8 | 7094 | 2.19
ARCOAIRE | DLC-series | 208447620 | HRCU-A-CB-O | DLCSRBH12AAJ | DLFSHCH12XAJ | Singlezone Non-Ducted, Wall Placement | 12000 | 8400 | 2.8 | 7094 | 2.19
COMFORTMAKER | DLC-series | 208447628 | HRCU-A-CB-O | DLCSRBH12AAJ | DLFSHCH12XAJ | Singlezone Non-Ducted, Wall Placement | 12000 | 8400 | 2.8 | 7094 | 2.19
DAY & NIGHT | DLC-series | 208447636 | HRCU-A-CB-O | DLCSRBH12AAJ | DLFSHCH12XAJ | Singlezone Non-Ducted, Wall Placement | 12000 | 8400 | 2.8 | 7094 | 2.19
HEIL | DLC-series | 208447644 | HRCU-A-CB-O | DLCSRBH12AAJ | DLFSHCH12XAJ | Singlezone Non-Ducted, Wall Placement | 12000 | 8400 | 2.8 | 7094 | 2.19
KEEPRITE | DLC-series | 208447652 | HRCU-A-CB-O | DLCSRBH12AAJ | DLFSHCH12XAJ | Singlezone Non-Ducted, Wall Placement | 12000 | 8400 | 2.8 | 7094 | 2.19
KENMORE | DLC-series | 208447660 | HRCU-A-CB-O | DLCSRBH12AAJ | DLFSHCH12XAJ | Singlezone Non-Ducted, Wall Placement | 12000 | 8400 | 2.8 | 7094 | 2.19
MIDEA | DLC-series | 208447668 | HRCU-A-CB-O | DLCSRBH12AAJ | DLFSHCH12XAJ | Singlezone Non-Ducted, Wall Placement | 12000 | 8400 | 2.8 | 7094 | 2.19
TEMPSTAR | DLC-series | 208447676 | HRCU-A-CB-O | DLCSRBH12AAJ | DLFSHCH12XAJ | Singlezone Non-Ducted, Wall Placement | 12000 | 8400 | 2.8 | 7094 | 2.19
SMART COMFORT | DLC-series | 208447684 | HRCU-A-CB-O | DLCSRBH12AAJ | DLFSHCH12XAJ | Singlezone Non-Ducted, Wall Placement | 12000 | 8400 | 2.8 | 7094 | 2.19
AIRQUEST | DLC-series | 208447692 | HRCU-A-CB-O | DLCSRBH12AAJ | DLFSHCH12XAJ | Singlezone Non-Ducted, Wall Placement | 12000 | 8400 | 2.8 | 7094 | 2.19
ARCOAIRE | DLC-series | 208447621 | HRCU-A-CB-O | DLCSRBH06AAK | DLFSHCH06XAK | Singlezone Non-Ducted, Wall Placement | 7000 | 8500 | 2.9 | 8581 | 2.19
COMFORTMAKER | DLC-series | 208447629 | HRCU-A-CB-O | DLCSRBH06AAK | DLFSHCH06XAK | Singlezone Non-Ducted, Wall Placement | 7000 | 8500 | 2.9 | 8581 | 2.19
DAY & NIGHT | DLC-series | 208447637 | HRCU-A-CB-O | DLCSRBH06AAK | DLFSHCH06XAK | Singlezone Non-Ducted, Wall Placement | 7000 | 8500 | 2.9 | 8581 | 2.19
HEIL | DLC-series | 208447645 | HRCU-A-CB-O | DLCSRBH06AAK | DLFSHCH06XAK | Singlezone Non-Ducted, Wall Placement | 7000 | 8500 | 2.9 | 8581 | 2.19
AIRQUEST | DLC-series | 208447693 | HRCU-A-CB-O | DLCSRBH06AAK | DLFSHCH06XAK | Singlezone Non-Ducted, Wall Placement | 7000 | 8500 | 2.9 | 8581 | 2.19
SMART COMFORT | DLC-series | 208447685 | HRCU-A-CB-O | DLCSRBH06AAK | DLFSHCH06XAK | Singlezone Non-Ducted, Wall Placement | 7000 | 8500 | 2.9 | 8581 | 2.19
KEEPRITE | DLC-series | 208447653 | HRCU-A-CB-O | DLCSRBH06AAK | DLFSHCH06XAK | Singlezone Non-Ducted, Wall Placement | 7000 | 8500 | 2.9 | 8581 | 2.19
KENMORE | DLC-series | 208447661 | HRCU-A-CB-O | DLCSRBH06AAK | DLFSHCH06XAK | Singlezone Non-Ducted, Wall Placement | 7000 | 8500 | 2.9 | 8581 | 2.19
MIDEA | DLC-series | 208447669 | HRCU-A-CB-O | DLCSRBH06AAK | DLFSHCH06XAK | Singlezone Non-Ducted, Wall Placement | 7000 | 8500 | 2.9 | 8581 | 2.19
TEMPSTAR | DLC-series | 208447677 | HRCU-A-CB-O | DLCSRBH06AAK | DLFSHCH06XAK | Singlezone Non-Ducted, Wall Placement | 7000 | 8500 | 2.9 | 8581 | 2.19
AIRQUEST | DLC-series | 207683390 | HRCU-A-CB-O | DLCSRBH24AAK | DLFSCBH24XAK | Singlezone Non-Ducted, Wall Placement | 25000 | 21000 | 2.64 | 26000 | 1.95
MIDEA | DLC-series | 207683369 | HRCU-A-CB-O | DLCSRBH24AAK | DLFSCBH24XAK | Singlezone Non-Ducted, Wall Placement | 25000 | 21000 | 2.64 | 26000 | 1.95
SMART COMFORT | DLC-series | 207683383 | HRCU-A-CB-O | DLCSRBH24AAK | DLFSCBH24XAK | Singlezone Non-Ducted, Wall Placement | 25000 | 21000 | 2.64 | 26000 | 1.95
TEMPSTAR | DLC-series | 207683376 | HRCU-A-CB-O | DLCSRBH24AAK | DLFSCBH24XAK | Singlezone Non-Ducted, Wall Placement | 25000 | 21000 | 2.64 | 26000 | 1.95
ARCOAIRE | DLC-series | 207683327 | HRCU-A-CB-O | DLCSRBH24AAK | DLFSCBH24XAK | Singlezone Non-Ducted, Wall Placement | 25000 | 21000 | 2.64 | 26000 | 1.95
COMFORTMAKER | DLC-series | 207683334 | HRCU-A-CB-O | DLCSRBH24AAK | DLFSCBH24XAK | Singlezone Non-Ducted, Wall Placement | 25000 | 21000 | 2.64 | 26000 | 1.95
DAY & NIGHT | DLC-series | 207683341 | HRCU-A-CB-O | DLCSRBH24AAK | DLFSCBH24XAK | Singlezone Non-Ducted, Wall Placement | 25000 | 21000 | 2.64 | 26000 | 1.95
KEEPRITE | DLC-series | 207683355 | HRCU-A-CB-O | DLCSRBH24AAK | DLFSCBH24XAK | Singlezone Non-Ducted, Wall Placement | 25000 | 21000 | 2.64 | 26000 | 1.95
HEIL | DLC-series | 207683348 | HRCU-A-CB-O | DLCSRBH24AAK | DLFSCBH24XAK | Singlezone Non-Ducted, Wall Placement | 25000 | 21000 | 2.64 | 26000 | 1.95
KENMORE | DLC-series | 207683362 | HRCU-A-CB-O | DLCSRBH24AAK | DLFSCBH24XAK | Singlezone Non-Ducted, Wall Placement | 25000 | 21000 | 2.64 | 26000 | 1.95
ARCOAIRE | DLC-series | 209948191 | HRCU-A-CB-O | DLCSRBH12AAK | DLFSFBH12XAK | Singlezone Non-Ducted, Wall Placement | 12000 | 10200 | 2.72 | 12300 | 2.1
COMFORTMAKER | DLC-series | 209948192 | HRCU-A-CB-O | DLCSRBH12AAK | DLFSFBH12XAK | Singlezone Non-Ducted, Wall Placement | 12000 | 10200 | 2.72 | 12300 | 2.1
DAY & NIGHT | DLC-series | 209948193 | HRCU-A-CB-O | DLCSRBH12AAK | DLFSFBH12XAK | Singlezone Non-Ducted, Wall Placement | 12000 | 10200 | 2.72 | 12300 | 2.1
HEIL | DLC-series | 209948194 | HRCU-A-CB-O | DLCSRBH12AAK | DLFSFBH12XAK | Singlezone Non-Ducted, Wall Placement | 12000 | 10200 | 2.72 | 12300 | 2.1
KEEPRITE | DLC-series | 209948195 | HRCU-A-CB-O | DLCSRBH12AAK | DLFSFBH12XAK | Singlezone Non-Ducted, Wall Placement | 12000 | 10200 | 2.72 | 12300 | 2.1
KENMORE | DLC-series | 209948196 | HRCU-A-CB-O | DLCSRBH12AAK | DLFSFBH12XAK | Singlezone Non-Ducted, Wall Placement | 12000 | 10200 | 2.72 | 12300 | 2.1
MIDEA | DLC-series | 209948197 | HRCU-A-CB-O | DLCSRBH12AAK | DLFSFBH12XAK | Singlezone Non-Ducted, Wall Placement | 12000 | 10200 | 2.72 | 12300 | 2.1
TEMPSTAR | DLC-series | 209948198 | HRCU-A-CB-O | DLCSRBH12AAK | DLFSFBH12XAK | Singlezone Non-Ducted, Wall Placement | 12000 | 10200 | 2.72 | 12300 | 2.1
SMART COMFORT | DLC-series | 209948199 | HRCU-A-CB-O | DLCSRBH12AAK | DLFSFBH12XAK | Singlezone Non-Ducted, Wall Placement | 12000 | 10200 | 2.72 | 12300 | 2.1
AIRQUEST | DLC-series | 209948200 | HRCU-A-CB-O | DLCSRBH12AAK | DLFSFBH12XAK | Singlezone Non-Ducted, Wall Placement | 12000 | 10200 | 2.72 | 12300 | 2.1
AIRQUEST | DLC-series | 210857462 | HRCU-A-CB-O | DLCSRBH06AAK | DLFSOAH09XAK | Singlezone Non-Ducted, Ceiling Placement | 7100 | 5700 | 2.61 | 8500 | 2.03
KEEPRITE | DLC-series | 210857442 | HRCU-A-CB-O | DLCSRBH06AAK | DLFSOAH09XAK | Singlezone Non-Ducted, Ceiling Placement | 7100 | 5700 | 2.61 | 8500 | 2.03
KENMORE | DLC-series | 210857446 | HRCU-A-CB-O | DLCSRBH06AAK | DLFSOAH09XAK | Singlezone Non-Ducted, Ceiling Placement | 7100 | 5700 | 2.61 | 8500 | 2.03
SMART COMFORT | DLC-series | 210857458 | HRCU-A-CB-O | DLCSRBH06AAK | DLFSOAH09XAK | Singlezone Non-Ducted, Ceiling Placement | 7100 | 5700 | 2.61 | 8500 | 2.03
TEMPSTAR | DLC-series | 210857454 | HRCU-A-CB-O | DLCSRBH06AAK | DLFSOAH09XAK | Singlezone Non-Ducted, Ceiling Placement | 7100 | 5700 | 2.61 | 8500 | 2.03
MIDEA | DLC-series | 210857450 | HRCU-A-CB-O | DLCSRBH06AAK | DLFSOAH09XAK | Singlezone Non-Ducted, Ceiling Placement | 7100 | 5700 | 2.61 | 8500 | 2.03
COMFORTMAKER | DLC-series | 210857430 | HRCU-A-CB-O | DLCSRBH06AAK | DLFSOAH09XAK | Singlezone Non-Ducted, Ceiling Placement | 7100 | 5700 | 2.61 | 8500 | 2.03
HEIL | DLC-series | 210857438 | HRCU-A-CB-O | DLCSRBH06AAK | DLFSOAH09XAK | Singlezone Non-Ducted, Ceiling Placement | 7100 | 5700 | 2.61 | 8500 | 2.03
DAY & NIGHT | DLC-series | 210857434 | HRCU-A-CB-O | DLCSRBH06AAK | DLFSOAH09XAK | Singlezone Non-Ducted, Ceiling Placement | 7100 | 5700 | 2.61 | 8500 | 2.03
ARCOAIRE | DLC-series | 210857426 | HRCU-A-CB-O | DLCSRBH06AAK | DLFSOAH09XAK | Singlezone Non-Ducted, Ceiling Placement | 7100 | 5700 | 2.61 | 8500 | 2.03
LPS LEGACY | DLC-series | 211756600 | HRCU-A-CB-O | DLCSRBH06AAK | DLFSHCH06XAK | Singlezone Non-Ducted, Wall Placement | 7000 | 8500 | 2.9 | 8581 | 2.19
LPS LEGACY | DLC-series | 211756560 | HRCU-A-CB-O | DLCSRBH24AAK | DLFSCBH24XAK | Singlezone Non-Ducted, Wall Placement | 25000 | 21000 | 2.64 | 26000 | 1.95
LPS LEGACY | DLC-series | 211756591 | HRCU-A-CB-O | DLCSRBH12AAK | DLFSFBH12XAK | Singlezone Non-Ducted, Wall Placement | 12000 | 10200 | 2.72 | 12300 | 2.1
LPS LEGACY | DLC-series | 211756593 | HRCU-A-CB-O | DLCSRBH06AAK | DLFSOAH09XAK | Singlezone Non-Ducted, Ceiling Placement | 7100 | 5700 | 2.61 | 8500 | 2.03
LPS LEGACY | Dlseries | 211756651 | HRCU-A-CB | DLCURAH60ABK | DLFUAAH60XAK | Singlezone Ducted, Centrally Ducted | 59000 | 42000 | 2.6 | 54356 | 1.91
ARCOAIRE | Dlseries | 210025741 | HRCU-A-CB | DLCURAH60ABK | DLFUAAH60XAK | Singlezone Ducted, Centrally Ducted | 59000 | 42000 | 2.6 | 54356 | 1.91
COMFORTMAKER | Dlseries | 210025742 | HRCU-A-CB | DLCURAH60ABK | DLFUAAH60XAK | Singlezone Ducted, Centrally Ducted | 59000 | 42000 | 2.6 | 54356 | 1.91
DAY & NIGHT | Dlseries | 210025743 | HRCU-A-CB | DLCURAH60ABK | DLFUAAH60XAK | Singlezone Ducted, Centrally Ducted | 59000 | 42000 | 2.6 | 54356 | 1.91
HEIL | Dlseries | 210025744 | HRCU-A-CB | DLCURAH60ABK | DLFUAAH60XAK | Singlezone Ducted, Centrally Ducted | 59000 | 42000 | 2.6 | 54356 | 1.91
KEEPRITE | Dlseries | 210025745 | HRCU-A-CB | DLCURAH60ABK | DLFUAAH60XAK | Singlezone Ducted, Centrally Ducted | 59000 | 42000 | 2.6 | 54356 | 1.91
KENMORE | Dlseries | 210025746 | HRCU-A-CB | DLCURAH60ABK | DLFUAAH60XAK | Singlezone Ducted, Centrally Ducted | 59000 | 42000 | 2.6 | 54356 | 1.91
MIDEA | Dlseries | 210025747 | HRCU-A-CB | DLCURAH60ABK | DLFUAAH60XAK | Singlezone Ducted, Centrally Ducted | 59000 | 42000 | 2.6 | 54356 | 1.91
TEMPSTAR | Dlseries | 210025748 | HRCU-A-CB | DLCURAH60ABK | DLFUAAH60XAK | Singlezone Ducted, Centrally Ducted | 59000 | 42000 | 2.6 | 54356 | 1.91
SMART COMFORT | Dlseries | 210025749 | HRCU-A-CB | DLCURAH60ABK | DLFUAAH60XAK | Singlezone Ducted, Centrally Ducted | 59000 | 42000 | 2.6 | 54356 | 1.91
AIRQUEST | Dlseries | 210025750 | HRCU-A-CB | DLCURAH60ABK | DLFUAAH60XAK | Singlezone Ducted, Centrally Ducted | 59000 | 42000 | 2.6 | 54356 | 1.91
CHAMPION HEATING AND COOLING | LX SERIES | 214396394 | HRCU-A-CB | HH836E2S11 | CTF36B5CDS1+JMVT12BC2N1 | Singlezone Ducted, Centrally Ducted | 31000 | 27200 | 2.5 | 25000 | 2
FRASER-JOHNSTON | LX SERIES | 214396393 | HRCU-A-CB | HH836E2S11 | CTF36B5CDS1+JMVT12BC2N1 | Singlezone Ducted, Centrally Ducted | 31000 | 27200 | 2.5 | 25000 | 2
LUXAIRE | LX SERIES | 214396392 | HRCU-A-CB | HH836E2S11 | CTF36B5CDS1+JMVT12BC2N1 | Singlezone Ducted, Centrally Ducted | 31000 | 27200 | 2.5 | 25000 | 2
COLEMAN | LX SERIES | 214396391 | HRCU-A-CB | HH836E2S11 | CTF36B5CDS1+JMVT12BC2N1 | Singlezone Ducted, Centrally Ducted | 31000 | 27200 | 2.5 | 25000 | 2
YORK | LX SERIES | 214396001 | HRCU-A-CB | HH836E2S11 | CTF36B5CDS1+JMVT12BC2N1 | Singlezone Ducted, Centrally Ducted | 31000 | 27200 | 2.5 | 25000 | 2
JOHNSON CONTROLS | LX SERIES | 214396779 | HRCU-A-CB | HH860E2S11 | CTF60D5CJS1 | Singlezone Ducted, Centrally Ducted | 54000 | 37200 | 2.58 | 39000 | 2
CHAMPION HEATING AND COOLING | LX SERIES | 214396778 | HRCU-A-CB | HH860E2S11 | CTF60D5CJS1 | Singlezone Ducted, Centrally Ducted | 54000 | 37200 | 2.58 | 39000 | 2
FRASER-JOHNSTON | LX SERIES | 214396777 | HRCU-A-CB | HH860E2S11 | CTF60D5CJS1 | Singlezone Ducted, Centrally Ducted | 54000 | 37200 | 2.58 | 39000 | 2
LUXAIRE | LX SERIES | 214396776 | HRCU-A-CB | HH860E2S11 | CTF60D5CJS1 | Singlezone Ducted, Centrally Ducted | 54000 | 37200 | 2.58 | 39000 | 2
COLEMAN | LX SERIES | 214396775 | HRCU-A-CB | HH860E2S11 | CTF60D5CJS1 | Singlezone Ducted, Centrally Ducted | 54000 | 37200 | 2.58 | 39000 | 2
YORK | LX SERIES | 214396093 | HRCU-A-CB | HH860E2S11 | CTF60D5CJS1 | Singlezone Ducted, Centrally Ducted | 54000 | 37200 | 2.58 | 39000 | 2
JOHNSON CONTROLS | LX SERIES | 214396774 | HRCU-A-CB | HH860E2S11 | CTF60D5CJS1 | Singlezone Ducted, Centrally Ducted | 54000 | 37200 | 2.58 | 39000 | 2
CHAMPION HEATING AND COOLING | LX SERIES | 214396773 | HRCU-A-CB | HH860E2S11 | CTF60D5CJS1 | Singlezone Ducted, Centrally Ducted | 54000 | 37200 | 2.58 | 39000 | 2
FRASER-JOHNSTON | LX SERIES | 214396772 | HRCU-A-CB | HH860E2S11 | CTF60D5CJS1 | Singlezone Ducted, Centrally Ducted | 54000 | 37200 | 2.58 | 39000 | 2
LUXAIRE | LX SERIES | 214396771 | HRCU-A-CB | HH860E2S11 | CTF60D5CJS1 | Singlezone Ducted, Centrally Ducted | 54000 | 37200 | 2.58 | 39000 | 2
COLEMAN | LX SERIES | 214396770 | HRCU-A-CB | HH860E2S11 | CTF60D5CJS1 | Singlezone Ducted, Centrally Ducted | 54000 | 37200 | 2.58 | 39000 | 2
YORK | LX SERIES | 214396092 | HRCU-A-CB | HH860E2S11 | CTF60D5CJS1 | Singlezone Ducted, Centrally Ducted | 54000 | 37200 | 2.58 | 39000 | 2
JOHNSON CONTROLS | LX SERIES | 214396769 | HRCU-A-CB | HH860E2S11 | CTF60D5CJS1+JME18D2SN1 | Singlezone Ducted, Centrally Ducted | 54000 | 37200 | 2.66 | 39000 | 2
CHAMPION HEATING AND COOLING | LX SERIES | 214396768 | HRCU-A-CB | HH860E2S11 | CTF60D5CJS1+JME18D2SN1 | Singlezone Ducted, Centrally Ducted | 54000 | 37200 | 2.66 | 39000 | 2
FRASER-JOHNSTON | LX SERIES | 214396767 | HRCU-A-CB | HH860E2S11 | CTF60D5CJS1+JME18D2SN1 | Singlezone Ducted, Centrally Ducted | 54000 | 37200 | 2.66 | 39000 | 2
LUXAIRE | LX SERIES | 214396766 | HRCU-A-CB | HH860E2S11 | CTF60D5CJS1+JME18D2SN1 | Singlezone Ducted, Centrally Ducted | 54000 | 37200 | 2.66 | 39000 | 2
COLEMAN | LX SERIES | 214396765 | HRCU-A-CB | HH860E2S11 | CTF60D5CJS1+JME18D2SN1 | Singlezone Ducted, Centrally Ducted | 54000 | 37200 | 2.66 | 39000 | 2
YORK | LX SERIES | 214396091 | HRCU-A-CB | HH860E2S11 | CTF60D5CJS1+JME18D2SN1 | Singlezone Ducted, Centrally Ducted | 54000 | 37200 | 2.66 | 39000 | 2
JOHNSON CONTROLS | LX SERIES | 214421555 | HRCU-A-CB | HH860E2S11 | CTM60D5CJS1+JMET18DS2N1 | Singlezone Ducted, Centrally Ducted | 54000 | 37200 | 2.64 | 39000 | 2
CHAMPION HEATING AND COOLING | LX SERIES | 214421554 | HRCU-A-CB | HH860E2S11 | CTM60D5CJS1+JMET18DS2N1 | Singlezone Ducted, Centrally Ducted | 54000 | 37200 | 2.64 | 39000 | 2
FRASER-JOHNSTON | LX SERIES | 214421553 | HRCU-A-CB | HH860E2S11 | CTM60D5CJS1+JMET18DS2N1 | Singlezone Ducted, Centrally Ducted | 54000 | 37200 | 2.64 | 39000 | 2
LUXAIRE | LX SERIES | 214421552 | HRCU-A-CB | HH860E2S11 | CTM60D5CJS1+JMET18DS2N1 | Singlezone Ducted, Centrally Ducted | 54000 | 37200 | 2.64 | 39000 | 2
JOHNSON CONTROLS | LX SERIES | 214584585 | HRCU-A-CB | HH860E2S11 | CTF60D5CHS1 | Singlezone Ducted, Centrally Ducted | 53500 | 37000 | 2.6 | 39000 | 2
CHAMPION HEATING AND COOLING | LX SERIES | 214584584 | HRCU-A-CB | HH860E2S11 | CTF60D5CHS1 | Singlezone Ducted, Centrally Ducted | 53500 | 37000 | 2.6 | 39000 | 2
FRASER-JOHNSTON | LX SERIES | 214584583 | HRCU-A-CB | HH860E2S11 | CTF60D5CHS1 | Singlezone Ducted, Centrally Ducted | 53500 | 37000 | 2.6 | 39000 | 2
LUXAIRE | LX SERIES | 214584582 | HRCU-A-CB | HH860E2S11 | CTF60D5CHS1 | Singlezone Ducted, Centrally Ducted | 53500 | 37000 | 2.6 | 39000 | 2
COLEMAN | LX SERIES | 214584581 | HRCU-A-CB | HH860E2S11 | CTF60D5CHS1 | Singlezone Ducted, Centrally Ducted | 53500 | 37000 | 2.6 | 39000 | 2
YORK | LX SERIES | 214396090 | HRCU-A-CB | HH860E2S11 | CTF60D5CHS1 | Singlezone Ducted, Centrally Ducted | 53500 | 37000 | 2.6 | 39000 | 2
JOHNSON CONTROLS | LX SERIES | 214396764 | HRCU-A-CB | HH860E2S11 | JHC60D5CH2SS1 | Singlezone Ducted, Centrally Ducted | 53000 | 36200 | 2.6 | 38000 | 2
CHAMPION HEATING AND COOLING | LX SERIES | 214396763 | HRCU-A-CB | HH860E2S11 | JHC60D5CH2SS1 | Singlezone Ducted, Centrally Ducted | 53000 | 36200 | 2.6 | 38000 | 2
FRASER-JOHNSTON | LX SERIES | 214396762 | HRCU-A-CB | HH860E2S11 | JHC60D5CH2SS1 | Singlezone Ducted, Centrally Ducted | 53000 | 36200 | 2.6 | 38000 | 2
LUXAIRE | LX SERIES | 214396761 | HRCU-A-CB | HH860E2S11 | JHC60D5CH2SS1 | Singlezone Ducted, Centrally Ducted | 53000 | 36200 | 2.6 | 38000 | 2
COLEMAN | LX SERIES | 214396760 | HRCU-A-CB | HH860E2S11 | JHC60D5CH2SS1 | Singlezone Ducted, Centrally Ducted | 53000 | 36200 | 2.6 | 38000 | 2
YORK | LX SERIES | 214396089 | HRCU-A-CB | HH860E2S11 | JHC60D5CH2SS1 | Singlezone Ducted, Centrally Ducted | 53000 | 36200 | 2.6 | 38000 | 2
JOHNSON CONTROLS | LX SERIES | 214584635 | HRCU-A-CB | HH860E2S11 | CTF60C5CHS1 | Singlezone Ducted, Centrally Ducted | 53500 | 36600 | 2.56 | 38500 | 2
CHAMPION HEATING AND COOLING | LX SERIES | 214584634 | HRCU-A-CB | HH860E2S11 | CTF60C5CHS1 | Singlezone Ducted, Centrally Ducted | 53500 | 36600 | 2.56 | 38500 | 2
FRASER-JOHNSTON | LX SERIES | 214584633 | HRCU-A-CB | HH860E2S11 | CTF60C5CHS1 | Singlezone Ducted, Centrally Ducted | 53500 | 36600 | 2.56 | 38500 | 2
LUXAIRE | LX SERIES | 214584632 | HRCU-A-CB | HH860E2S11 | CTF60C5CHS1 | Singlezone Ducted, Centrally Ducted | 53500 | 36600 | 2.56 | 38500 | 2
COLEMAN | LX SERIES | 214584631 | HRCU-A-CB | HH860E2S11 | CTF60C5CHS1 | Singlezone Ducted, Centrally Ducted | 53500 | 36600 | 2.56 | 38500 | 2
YORK | LX SERIES | 214396087 | HRCU-A-CB | HH860E2S11 | CTF60C5CHS1 | Singlezone Ducted, Centrally Ducted | 53500 | 36600 | 2.56 | 38500 | 2
JOHNSON CONTROLS | LX SERIES | 214396739 | HRCU-A-CB | HH860E2S11 | CTF60D5CHS1+JMVT20DC2N1 | Singlezone Ducted, Centrally Ducted | 53000 | 36600 | 2.6 | 38000 | 2
CHAMPION HEATING AND COOLING | LX SERIES | 214396738 | HRCU-A-CB | HH860E2S11 | CTF60D5CHS1+JMVT20DC2N1 | Singlezone Ducted, Centrally Ducted | 53000 | 36600 | 2.6 | 38000 | 2
FRASER-JOHNSTON | LX SERIES | 214396737 | HRCU-A-CB | HH860E2S11 | CTF60D5CHS1+JMVT20DC2N1 | Singlezone Ducted, Centrally Ducted | 53000 | 36600 | 2.6 | 38000 | 2
LUXAIRE | LX SERIES | 214396736 | HRCU-A-CB | HH860E2S11 | CTF60D5CHS1+JMVT20DC2N1 | Singlezone Ducted, Centrally Ducted | 53000 | 36600 | 2.6 | 38000 | 2
COLEMAN | LX SERIES | 214396735 | HRCU-A-CB | HH860E2S11 | CTF60D5CHS1+JMVT20DC2N1 | Singlezone Ducted, Centrally Ducted | 53000 | 36600 | 2.6 | 38000 | 2
YORK | LX SERIES | 214396083 | HRCU-A-CB | HH860E2S11 | CTF60D5CHS1+JMVT20DC2N1 | Singlezone Ducted, Centrally Ducted | 53000 | 36600 | 2.6 | 38000 | 2
LUXAIRE | LX SERIES | 214397161 | HRCU-A-CB | HH824E2S11 | CTF30B5ACS1 | Singlezone Ducted, Centrally Ducted | 23000 | 18200 | 2.67 | 17700 | 2
COLEMAN | LX SERIES | 214397160 | HRCU-A-CB | HH824E2S11 | CTF30B5ACS1 | Singlezone Ducted, Centrally Ducted | 23000 | 18200 | 2.67 | 17700 | 2
YORK | LX SERIES | 214396179 | HRCU-A-CB | HH824E2S11 | CTF30B5ACS1 | Singlezone Ducted, Centrally Ducted | 23000 | 18200 | 2.67 | 17700 | 2
JOHNSON CONTROLS | LX SERIES | 214397159 | HRCU-A-CB | HH824E2S11 | CTF30B5ACS1 | Singlezone Ducted, Centrally Ducted | 23000 | 18200 | 2.67 | 17700 | 2
CHAMPION HEATING AND COOLING | LX SERIES | 214397158 | HRCU-A-CB | HH824E2S11 | CTF30B5ACS1 | Singlezone Ducted, Centrally Ducted | 23000 | 18200 | 2.67 | 17700 | 2
FRASER-JOHNSTON | LX SERIES | 214397157 | HRCU-A-CB | HH824E2S11 | CTF30B5ACS1 | Singlezone Ducted, Centrally Ducted | 23000 | 18200 | 2.67 | 17700 | 2
LUXAIRE | LX SERIES | 214397156 | HRCU-A-CB | HH824E2S11 | CTF30B5ACS1 | Singlezone Ducted, Centrally Ducted | 23000 | 18200 | 2.67 | 17700 | 2
COLEMAN | LX SERIES | 214397155 | HRCU-A-CB | HH824E2S11 | CTF30B5ACS1 | Singlezone Ducted, Centrally Ducted | 23000 | 18200 | 2.67 | 17700 | 2
YORK | LX SERIES | 214396178 | HRCU-A-CB | HH824E2S11 | CTF30B5ACS1 | Singlezone Ducted, Centrally Ducted | 23000 | 18200 | 2.67 | 17700 | 2
JOHNSON CONTROLS | LX SERIES | 214397154 | HRCU-A-CB | HH824E2S11 | CTF30B5ACS1 | Singlezone Ducted, Centrally Ducted | 23000 | 18200 | 2.67 | 17700 | 2
CHAMPION HEATING AND COOLING | LX SERIES | 214397153 | HRCU-A-CB | HH824E2S11 | CTF30B5ACS1 | Singlezone Ducted, Centrally Ducted | 23000 | 18200 | 2.67 | 17700 | 2
FRASER-JOHNSTON | LX SERIES | 214397152 | HRCU-A-CB | HH824E2S11 | CTF30B5ACS1 | Singlezone Ducted, Centrally Ducted | 23000 | 18200 | 2.67 | 17700 | 2
LUXAIRE | LX SERIES | 214397151 | HRCU-A-CB | HH824E2S11 | CTF30B5ACS1 | Singlezone Ducted, Centrally Ducted | 23000 | 18200 | 2.67 | 17700 | 2
COLEMAN | LX SERIES | 214397150 | HRCU-A-CB | HH824E2S11 | CTF30B5ACS1 | Singlezone Ducted, Centrally Ducted | 23000 | 18200 | 2.67 | 17700 | 2
YORK | LX SERIES | 214396177 | HRCU-A-CB | HH824E2S11 | CTF30B5ACS1 | Singlezone Ducted, Centrally Ducted | 23000 | 18200 | 2.67 | 17700 | 2
JOHNSON CONTROLS | LX SERIES | 214397149 | HRCU-A-CB | HH824E2S11 | CTF30B5ACS1 | Singlezone Ducted, Centrally Ducted | 23000 | 18400 | 2.72 | 18000 | 2
CHAMPION HEATING AND COOLING | LX SERIES | 214397148 | HRCU-A-CB | HH824E2S11 | CTF30B5ACS1 | Singlezone Ducted, Centrally Ducted | 23000 | 18400 | 2.72 | 18000 | 2
FRASER-JOHNSTON | LX SERIES | 214397147 | HRCU-A-CB | HH824E2S11 | CTF30B5ACS1 | Singlezone Ducted, Centrally Ducted | 23000 | 18400 | 2.72 | 18000 | 2
LUXAIRE | LX SERIES | 214397146 | HRCU-A-CB | HH824E2S11 | CTF30B5ACS1 | Singlezone Ducted, Centrally Ducted | 23000 | 18400 | 2.72 | 18000 | 2
COLEMAN | LX SERIES | 214397145 | HRCU-A-CB | HH824E2S11 | CTF30B5ACS1 | Singlezone Ducted, Centrally Ducted | 23000 | 18400 | 2.72 | 18000 | 2
YORK | LX SERIES | 214396176 | HRCU-A-CB | HH824E2S11 | CTF30B5ACS1 | Singlezone Ducted, Centrally Ducted | 23000 | 18400 | 2.72 | 18000 | 2
JOHNSON CONTROLS | LX SERIES | 214397144 | HRCU-A-CB | HH824E2S11 | CTF30B5ACS1 | Singlezone Ducted, Centrally Ducted | 23000 | 18400 | 2.72 | 18000 | 2
CHAMPION HEATING AND COOLING | LX SERIES | 214397143 | HRCU-A-CB | HH824E2S11 | CTF30B5ACS1 | Singlezone Ducted, Centrally Ducted | 23000 | 18400 | 2.72 | 18000 | 2
FRASER-JOHNSTON | LX SERIES | 214397142 | HRCU-A-CB | HH824E2S11 | CTF30B5ACS1 | Singlezone Ducted, Centrally Ducted | 23000 | 18400 | 2.72 | 18000 | 2
LUXAIRE | LX SERIES | 214397141 | HRCU-A-CB | HH824E2S11 | CTF30B5ACS1 | Singlezone Ducted, Centrally Ducted | 23000 | 18400 | 2.72 | 18000 | 2
COLEMAN | LX SERIES | 214397140 | HRCU-A-CB | HH824E2S11 | CTF30B5ACS1 | Singlezone Ducted, Centrally Ducted | 23000 | 18400 | 2.72 | 18000 | 2
YORK | LX SERIES | 214396175 | HRCU-A-CB | HH824E2S11 | CTF30B5ACS1 | Singlezone Ducted, Centrally Ducted | 23000 | 18400 | 2.72 | 18000 | 2
JOHNSON CONTROLS | LX SERIES | 214397139 | HRCU-A-CB | HH824E2S11 | CTM30B5ACS1 | Singlezone Ducted, Centrally Ducted | 23000 | 18700 | 2.7 | 18300 | 2
CHAMPION HEATING AND COOLING | LX SERIES | 214397138 | HRCU-A-CB | HH824E2S11 | CTM30B5ACS1 | Singlezone Ducted, Centrally Ducted | 23000 | 18700 | 2.7 | 18300 | 2
FRASER-JOHNSTON | LX SERIES | 214397137 | HRCU-A-CB | HH824E2S11 | CTM30B5ACS1 | Singlezone Ducted, Centrally Ducted | 23000 | 18700 | 2.7 | 18300 | 2
LUXAIRE | LX SERIES | 214397136 | HRCU-A-CB | HH824E2S11 | CTM30B5ACS1 | Singlezone Ducted, Centrally Ducted | 23000 | 18700 | 2.7 | 18300 | 2
COLEMAN | LX SERIES | 214397135 | HRCU-A-CB | HH824E2S11 | CTM30B5ACS1 | Singlezone Ducted, Centrally Ducted | 23000 | 18700 | 2.7 | 18300 | 2
YORK | LX SERIES | 214396174 | HRCU-A-CB | HH824E2S11 | CTM30B5ACS1 | Singlezone Ducted, Centrally Ducted | 23000 | 18700 | 2.7 | 18300 | 2
JOHNSON CONTROLS | LX SERIES | 214397134 | HRCU-A-CB | HH824E2S11 | CTF30B5ACS1 | Singlezone Ducted, Centrally Ducted | 23000 | 18800 | 2.71 | 18400 | 2
CHAMPION HEATING AND COOLING | LX SERIES | 214397133 | HRCU-A-CB | HH824E2S11 | CTF30B5ACS1 | Singlezone Ducted, Centrally Ducted | 23000 | 18800 | 2.71 | 18400 | 2
FRASER-JOHNSTON | LX SERIES | 214397132 | HRCU-A-CB | HH824E2S11 | CTF30B5ACS1 | Singlezone Ducted, Centrally Ducted | 23000 | 18800 | 2.71 | 18400 | 2
LUXAIRE | LX SERIES | 214397131 | HRCU-A-CB | HH824E2S11 | CTF30B5ACS1 | Singlezone Ducted, Centrally Ducted | 23000 | 18800 | 2.71 | 18400 | 2
COLEMAN | LX SERIES | 214397130 | HRCU-A-CB | HH824E2S11 | CTF30B5ACS1 | Singlezone Ducted, Centrally Ducted | 23000 | 18800 | 2.71 | 18400 | 2
YORK | LX SERIES | 214396173 | HRCU-A-CB | HH824E2S11 | CTF30B5ACS1 | Singlezone Ducted, Centrally Ducted | 23000 | 18800 | 2.71 | 18400 | 2
JOHNSON CONTROLS | LX SERIES | 214397129 | HRCU-A-CB | HH824E2S11 | CTF30B5ACS1 | Singlezone Ducted, Centrally Ducted | 23000 | 18700 | 2.74 | 18300 | 2
CHAMPION HEATING AND COOLING | LX SERIES | 214397128 | HRCU-A-CB | HH824E2S11 | CTF30B5ACS1 | Singlezone Ducted, Centrally Ducted | 23000 | 18700 | 2.74 | 18300 | 2
FRASER-JOHNSTON | LX SERIES | 214397127 | HRCU-A-CB | HH824E2S11 | CTF30B5ACS1 | Singlezone Ducted, Centrally Ducted | 23000 | 18700 | 2.74 | 18300 | 2
LUXAIRE | LX SERIES | 214397126 | HRCU-A-CB | HH824E2S11 | CTF30B5ACS1 | Singlezone Ducted, Centrally Ducted | 23000 | 18700 | 2.74 | 18300 | 2
COLEMAN | LX SERIES | 214397125 | HRCU-A-CB | HH824E2S11 | CTF30B5ACS1 | Singlezone Ducted, Centrally Ducted | 23000 | 18700 | 2.74 | 18300 | 2
YORK | LX SERIES | 214396172 | HRCU-A-CB | HH824E2S11 | CTF30B5ACS1 | Singlezone Ducted, Centrally Ducted | 23000 | 18700 | 2.74 | 18300 | 2
AUX | A-Series | 214291425 | HRCU-A-CB-O | ASPR30HPMULO | AFEB09HP230V1CHAFEB07HP220V1CHAFEB07HP220V1CHAFEB07HP220V1CH | Singlezone Non-Ducted, Wall Placement | 30000 | 27000 | 2.55 | 24600 | 1.98
SHARP |  | 213927543 | HMSV-A-CB | AE-X3M24BU | AY-XPC9/12/18BU | Multizone All Non-Ducted | 26000 | 25000 | 2.53 | 21200 | 2.34
MITSUBISHI ELECTRIC | M-Series | 212927578 | HMSR-A-CB-O | MXZ-2C20NA4-** |  | Multizone All Non-Ducted | 22000 | 13500 | 2.91 | 11100 | 2.03
SENVILLE |  | 213732650 | HMSR-A-CB-O | SENA-18HF-MOB |  | Multizone All Non-Ducted | 20000 | 15000 | 2.5 | 20000 | 1.93
KEPLER |  | 213608172 | HRCU-A-CB-O | ODUMOX230-09HFN1MW5W | IDUMSEPB-06HRFN1MY5W | Singlezone Non-Ducted, Wall Placement | 7000 | 8500 | 2.9 | 8581 | 2.19
ZERO |  | 213732663 | HMSV-A-CB | Z3SOV-27HDM-US |  | Multizone All Ducted | 28000 | 22000 | 2.6 | 20000 | 2.14
BREEZE33 |  | 213732638 | HRCU-A-C | BZ33-INV18OUT2-J | BZ33-MSC24B-J | Singlezone Ducted, Centrally Ducted | 19000 | 14700 | 2.6 | 15000 | 2.2
ACD | UHD-38 | 202132789 | HRCU-A-CB-O | UHD24KCH22S-O | UHD24KCH22S-I | Singlezone Non-Ducted, Wall Placement | 24000 | 15500 | 2.86 | 26443 | 2.15
ACD | OCD-23 | 201863350 | HRCU-A-CB-O | OCD09KCH23S-O | OCD09KCH23S-I | Singlezone Non-Ducted, Wall Placement | 11000 | 7300 | 2.85 | 12976 | 2.09
ACD | FLEXX | 207497901 | HRCU-A-CB | FXD-ACD36 | AH224 | Singlezone Ducted, Centrally Ducted | 24000 | 16000 | 2.65 | 24000 | 2.1
ACD |  | 201863351 | HRCU-A-CB-O | OCD12KCH22S-O | OCD12KCH22S-I | Singlezone Non-Ducted, Wall Placement | 13000 | 7700 | 2.59 | 9110 | 1.98
ACD | UHD-38 | 202409832 | HRCU-A-CB-O | UHD09KCH38SB-O | UHD09KCH38SB-I | Singlezone Non-Ducted, Wall Placement | 9000 | 8000 | 3.13 | 12976 | 2.09
SAMSUNG | DVM S Eco | 206918723 | HMSV-A-CB | AM036NXMDCR |  | Multizone Mix of Ducted and Non-Ducted | 42000 | 25000 | 2.53 | 31000 | 1.95
SAMSUNG | DVM S Eco | 206918724 | HMSR-A-CB | AM036TXMDCH |  | Multizone Mix of Ducted and Non-Ducted | 42000 | 25000 | 2.53 | 31000 | 1.95
LG | LUU240HV | 213307504 | HRCU-A-CB | LUU240HV | C74B(A,H)MX24C-B | Singlezone Ducted, Centrally Ducted | 26000 | 16500 | 2.52 | 21400 | 1.91
BOSCH | Inverter Ducted Split Family (IDS) | 202868495 | HRCU-A-CB | BOVA-60HDN1-M20G | BVA-48WN1-M20 | Singlezone Ducted, Centrally Ducted | 48000 | 40000 | 2.5 | 33600 | 2
BOSCH | Inverter Ducted Split Family (IDS) | 202868496 | HRCU-A-CB | BOVA-36HDN1-M20G | BVA-36WN1-M20 | Singlezone Ducted, Centrally Ducted | 34200 | 28000 | 2.5 | 21200 | 2.02
BOSCH | Inverter Ducted Split Family (IDS) | 207658523 | HRCU-A-CB | BOVB-60HDN1-M20G | BVA-48WN1-M20 | Singlezone Ducted, Centrally Ducted | 48000 | 40000 | 2.5 | 33600 | 2
BOSCH | Inverter Ducted Split Family (IDS) | 207658524 | HRCU-A-CB | BOVB-36HDN1-M20G | BVA-36WN1-M20 | Singlezone Ducted, Centrally Ducted | 34200 | 28000 | 2.5 | 21200 | 2.02
HISENSE | Hi ULTRA HD-Coil | 213411088 | HRCU-A-C | AUWR-48U3SP | DC61A44-245R | Singlezone Ducted, Centrally Ducted | 42000 | 31200 | 3.22 | 34600 | 2.08
HISENSE | Hi ULTRA HD-Coil | 213411087 | HRCU-A-C | AUWR-36U3SA | DC37A44-210L | Singlezone Ducted, Centrally Ducted | 30000 | 23000 | 2.89 | 24200 | 2.08
PANASONIC | CU series | 212396497 | HRCU-A-CB | CU-HE55YAHK6 | CS-HE60YAHK6 | Singlezone Ducted, Centrally Ducted | 59000 | 42000 | 2.6 | 54356 | 1.91
PANASONIC | CU series | 213160450 | HRCU-A-C | CU-HE18YAHK6 | CS-HE24YAC6* | Singlezone Ducted, Centrally Ducted | 19000 | 14700 | 2.6 | 15000 | 2.2
PANASONIC | CU series | 213082093 | HRCU-A-C | CU-HE18YAHK6 | CS-HE24YAC6 | Singlezone Ducted, Centrally Ducted | 19000 | 14700 | 2.6 | 15000 | 2.2
PANASONIC | CU series | 212396499 | HRCU-A-C | CU-E24YAHK6 | CS-HE24YAC6 | Singlezone Ducted, Centrally Ducted | 25600 | 22000 | 2.5 | 18500 | 2.2
PANASONIC | CU series | 212396493 | HRCU-A-CB | CU-HE24YAHK6 | CS-HE24YAHK6 | Singlezone Ducted, Centrally Ducted | 24000 | 19200 | 2.5 | 24071 | 1.91
PANASONIC | CU series | 212396492 | HRCU-A-CB | CU-HE18YAHK6 | CS-HE18YAHK6 | Singlezone Ducted, Centrally Ducted | 19000 | 13500 | 2.6 | 18629 | 2.04
LBG PRODUCTS | LCHB series | 212331389 | HRCU-A-C | LCUHB24DO | LCHB24DA | Singlezone Ducted, Centrally Ducted | 25000 | 21000 | 2.58 | 20000 | 1.95
DIRECT AIR | DIRM series | 212101621 | HRCU-A-C | DIRM-18MAGICPRO20-OU | DIRM-24MAGICPRO20-COIL | Singlezone Ducted, Centrally Ducted | 19000 | 14700 | 2.6 | 15000 | 2.2
LBG PRODUCTS | LCHB series | 212331388 | HRCU-A-C | LCUHB18DO | LCHB24DA | Singlezone Ducted, Centrally Ducted | 19000 | 14700 | 2.6 | 15000 | 2.2
CUSTOM COMFORT | CCOX series | 212365456 | HRCU-A-C | CCOXHA24V18HP | CCOACC1824B | Singlezone Ducted, Centrally Ducted | 19000 | 14700 | 2.6 | 15000 | 2.2
DIYCOOL | ACIQ series | 212394333 | HRCU-A-C | ACIQ-18-HPB | ACIQ-18-ACL | Singlezone Ducted, Centrally Ducted | 19000 | 14700 | 2.6 | 15000 | 2.2
POLARWAVE | ACIQ series | 212394344 | HRCU-A-C | ACIQ-18-HPB | ACIQ-18-ACL | Singlezone Ducted, Centrally Ducted | 19000 | 14700 | 2.6 | 15000 | 2.2
STEALTH | ACIQ series | 212394355 | HRCU-A-C | ACIQ-18-HPB | ACIQ-18-ACL | Singlezone Ducted, Centrally Ducted | 19000 | 14700 | 2.6 | 15000 | 2.2
KEPLER |  | 213062281 | HRCU-A-C | AZPN/18WD | AZPN/B24WAC | Singlezone Ducted, Centrally Ducted | 19000 | 14700 | 2.6 | 15000 | 2.2
INNOVAIR | SHV series | 213160472 | HRCU-A-C | SHV18H2R20 | MAC24H1718E | Singlezone Ducted, Centrally Ducted | 19000 | 14700 | 2.6 | 15000 | 2.2
DETTSON | EVD series | 213160479 | HRCU-A-C | EVD-18-O | MAC24H1718E | Singlezone Ducted, Centrally Ducted | 19000 | 14700 | 2.6 | 15000 | 2.2
ELIOS | DEA series | 213081448 | HRCU-A-C | DEA18HOS20230E7 | CUB24HAC20BWT7A | Singlezone Ducted, Centrally Ducted | 19000 | 14700 | 2.6 | 15000 | 2.2
CENTURY | A series | 212940799 | HRCU-A-C | A-VCD18SA-1 | MCD18/24B1A | Singlezone Ducted, Centrally Ducted | 19000 | 14700 | 2.6 | 15000 | 2.2
MOOVAIR | DM series | 212361758 | HRCU-A-C | DMA18HOS20230E7 | CUB24HAC20BWT7A | Singlezone Ducted, Centrally Ducted | 19000 | 14700 | 2.6 | 15000 | 2.2
CANAIR | CDH series | 211644141 | HRCU-A-C | CDH2018C21 | MAC-24HWDN1-MN0 | Singlezone Ducted, Centrally Ducted | 19000 | 14700 | 2.6 | 15000 | 2.2
1HVAC | ACIQ series | 212394311 | HRCU-A-C | ACIQ-18-HPB | ACIQ-18-ACL | Singlezone Ducted, Centrally Ducted | 19000 | 14700 | 2.6 | 15000 | 2.2
ACIQ | ACIQ series | 212394322 | HRCU-A-C | ACIQ-18-HPB | ACIQ-18-ACL | Singlezone Ducted, Centrally Ducted | 19000 | 14700 | 2.6 | 15000 | 2.2
COMFORT-AIRE | A series | 210568230 | HRCU-A-C | A-VCD18SA-1 | MCD18/24B1A | Singlezone Ducted, Centrally Ducted | 19000 | 14700 | 2.6 | 15000 | 2.2
ECO-AIR |  | 209270319 | HRCU-A-C | MOX430U-18HFN1-M | MAC-24HWDN1-MN0 | Singlezone Ducted, Centrally Ducted | 19000 | 14700 | 2.6 | 15000 | 2.2
CANAIR | MAC series | 209550333 | HRCU-A-C | MOX430U-18HFN1-M | MAC-24HWDN1-MN0 | Singlezone Ducted, Centrally Ducted | 19000 | 14700 | 2.6 | 15000 | 2.2
INNOVAIR | SEV series | 213160467 | HRCU-A-C | SEV24H2R19 | MAC24H1718E | Singlezone Ducted, Centrally Ducted | 25600 | 22000 | 2.5 | 18500 | 2.2
KEPLER |  | 213062294 | HRCU-A-C | AZPNS/24ROD | AZPN/B24WAC | Singlezone Ducted, Centrally Ducted | 25600 | 22000 | 2.5 | 18500 | 2.2
POLARWAVE | ACIQ series | 212394339 | HRCU-A-C | ACIQ-24-EHPB | ACIQ-24-ACL | Singlezone Ducted, Centrally Ducted | 25600 | 22000 | 2.5 | 18500 | 2.2
STEALTH | ACIQ series | 212394350 | HRCU-A-C | ACIQ-24-EHPB | ACIQ-24-ACL | Singlezone Ducted, Centrally Ducted | 25600 | 22000 | 2.5 | 18500 | 2.2
LBG PRODUCTS | LCHB series | 212331381 | HRCU-A-C | LCHB24DO | LCHB24DA | Singlezone Ducted, Centrally Ducted | 25600 | 22000 | 2.5 | 18500 | 2.2
CANAIR | MAC series | 209550328 | HRCU-A-C | MOX430-24HFN1-MR0 | MAC-24HWDN1-MN0 | Singlezone Ducted, Centrally Ducted | 25600 | 22000 | 2.5 | 18500 | 2.2
ECO-AIR |  | 209270314 | HRCU-A-C | MOX430U-24HFN1-MR0 | MAC-24HWDN1-MN0 | Singlezone Ducted, Centrally Ducted | 25600 | 22000 | 2.5 | 18500 | 2.2
DIYCOOL | ACIQ series | 212394328 | HRCU-A-C | ACIQ-24-EHPB | ACIQ-24-ACL | Singlezone Ducted, Centrally Ducted | 25600 | 22000 | 2.5 | 18500 | 2.2
ACIQ | ACIQ series | 212394317 | HRCU-A-C | ACIQ-24-EHPB | ACIQ-24-ACL | Singlezone Ducted, Centrally Ducted | 25600 | 22000 | 2.5 | 18500 | 2.2
1HVAC | ACIQ series | 212394306 | HRCU-A-C | ACIQ-24-EHPB | ACIQ-24-ACL | Singlezone Ducted, Centrally Ducted | 25600 | 22000 | 2.5 | 18500 | 2.2
MDV | MVBL series | 213352879 | HRCU-A-CB | MOD30-24HFN1-MW | MVBL-24HWFN1-MI3 | Singlezone Ducted, Centrally Ducted | 27400 | 19200 | 2.61 | 24000 | 1.91
MDV | MVBL series | 213352878 | HRCU-A-CB | MOX430U-18HFN1-M | MVBL-18HWFN1-MH3 | Singlezone Ducted, Centrally Ducted | 19000 | 13500 | 2.6 | 18000 | 2
INNOVAIR | SHV series | 213363369 | HRCU-A-CB | SHV24H2R20 | FEV24H2R19 | Singlezone Ducted, Centrally Ducted | 27400 | 19200 | 2.61 | 24000 | 1.91
INNOVAIR | SHV series | 213363368 | HRCU-A-CB | SHV18H2R20 | FEV18H2R19 | Singlezone Ducted, Centrally Ducted | 19000 | 13500 | 2.6 | 18000 | 2
COMFORT-AIRE | A-series | 213348297 | HRCU-A-CB | A-VCD60SA-1 | B-KCD60SA-1 | Singlezone Ducted, Centrally Ducted | 59000 | 42000 | 2.6 | 54356 | 1.91
LBG PRODUCTS | LCUH series | 213307923 | HRCU-A-CB | LCUHB60DO | LCHB60DHNI | Singlezone Ducted, Centrally Ducted | 59000 | 42000 | 2.6 | 54356 | 1.91
WELLS |  | 213307903 | HRCU-A-CB | WUCA-60HFMO | WUA-60HFMAH | Singlezone Ducted, Centrally Ducted | 59000 | 42000 | 2.6 | 54356 | 1.91
COMFORTSTAR | ACP series | 213386517 | HRCU-A-C | CPH18CD(O) | ACP-24B | Singlezone Ducted, Centrally Ducted | 19000 | 14700 | 2.6 | 15000 | 2.2
COMFORTSTAR | UACP series | 213386529 | HRCU-A-C | CPH18CD(O) | UACP-24B | Singlezone Ducted, Centrally Ducted | 19000 | 14700 | 2.6 | 15000 | 2.2
COMFORTSTAR | UACP series | 213386524 | HRCU-A-C | CPR24CD(O) | UACP-24B | Singlezone Ducted, Centrally Ducted | 25600 | 22000 | 2.5 | 18500 | 2.2
COMFORTSTAR | ACP series | 213386512 | HRCU-A-C | CPR24CD(O) | ACP-24B | Singlezone Ducted, Centrally Ducted | 25600 | 22000 | 2.5 | 18500 | 2.2
WELLS |  | 213307899 | HRCU-A-CB | WUCA-24HFMO | WUA-24HFMAH | Singlezone Ducted, Centrally Ducted | 24000 | 19200 | 2.5 | 24071 | 1.91
LBG PRODUCTS | LCUH series | 213307919 | HRCU-A-CB | LCUHB24DO | LCHB24DHNI | Singlezone Ducted, Centrally Ducted | 24000 | 19200 | 2.5 | 24071 | 1.91
COMFORT-AIRE | A-series | 213348293 | HRCU-A-CB | A-VCD24SA-1 | B-KCD24SA-1 | Singlezone Ducted, Centrally Ducted | 24000 | 19200 | 2.5 | 24071 | 1.91
COMFORT-AIRE | A-series | 213348292 | HRCU-A-CB | A-VCD18SA-1 | B-KCD18SA-1 | Singlezone Ducted, Centrally Ducted | 19000 | 13500 | 2.6 | 18629 | 2.04
LBG PRODUCTS | LCUH series | 213307918 | HRCU-A-CB | LCUHB18DO | LCHB18DHNI | Singlezone Ducted, Centrally Ducted | 19000 | 13500 | 2.6 | 18629 | 2.04
AC PRO.COM | AVBL series | 213386503 | HRCU-A-CB | AOD30-24HFN1-MW | AVBL-24HWFN1-MI3 | Singlezone Ducted, Centrally Ducted | 27400 | 19200 | 2.61 | 24000 | 1.91
AC PRO.COM | AVBL series | 213386502 | HRCU-A-CB | AOX430U-18HFN1-M | AVBL-18HWFN1-MH3 | Singlezone Ducted, Centrally Ducted | 19000 | 13500 | 2.6 | 18000 | 2
ECO-AIR |  | 213307908 | HRCU-A-CB | MOX430U-18HFN1-M | MVBE-18HWFN1-MM3E | Singlezone Ducted, Centrally Ducted | 19000 | 15800 | 2.82 | 18800 | 2.3
ALSETRIA |  | 213307910 | HRCU-A-CB | MOX430U-18HFN1-M | MVBE-18HWFN1-MM3E | Singlezone Ducted, Centrally Ducted | 19000 | 15800 | 2.82 | 18800 | 2.3
COOPER&HUNTER | CH series | 213265612 | HRCU-A-CB | CH-NHPR60LCU-230VO | CH-60AHU-W | Singlezone Ducted, Centrally Ducted | 60000 | 41000 | 2.56 | 57600 | 1.96
SENVILLE | SENDC | 213386474 | HRCU-A-CB | SENDC-60HF-OM | SENDC-60HF-IM | Singlezone Ducted, Centrally Ducted | 59000 | 42000 | 2.6 | 54356 | 1.91
KERR | A-series | 213348327 | HRCU-A-CB | A-KCD60SA-1 | B-VCD60SA-1 | Singlezone Ducted, Centrally Ducted | 59000 | 42000 | 2.6 | 54356 | 1.91
KERR | A-series | 213265615 | HRCU-A-C | A-KCD18SA-1 | MCD18/24B1A | Singlezone Ducted, Centrally Ducted | 19000 | 14700 | 2.6 | 15000 | 2.2
COOPER&HUNTER | CH series | 213265604 | HRCU-A-CB | CH-HPR18-230VO | CH-M18AHU-W | Singlezone Ducted, Centrally Ducted | 19000 | 15400 | 2.7 | 18295 | 2
COOPER&HUNTER | CH series | 213265605 | HRCU-A-CB | CH-ES24-230VO | CH-M24AHU-W | Singlezone Ducted, Centrally Ducted | 25000 | 17000 | 2.98 | 18000 | 1.9
COOPER&HUNTER | CH series | 213265603 | HRCU-A-CB | CH-ES18-230VO | CH-M18AHU-W | Singlezone Ducted, Centrally Ducted | 19000 | 13200 | 2.67 | 12800 | 2.32
SENVILLE | SENDC | 213386472 | HRCU-A-CB | SENDC-24HF-OM | SENDC-24HF-IM | Singlezone Ducted, Centrally Ducted | 24000 | 19200 | 2.5 | 24071 | 1.91
KERR | A series | 213349770 | HRCU-A-CB | A-KCD24SA-1 | B-KCD24SA-1 | Singlezone Ducted, Centrally Ducted | 24000 | 19200 | 2.5 | 24071 | 1.91
KERR | A-series | 213348323 | HRCU-A-CB | A-KCD24SA-1 | B-VCD24SA-1 | Singlezone Ducted, Centrally Ducted | 24000 | 19200 | 2.5 | 24071 | 1.91
KERR | A-series | 213348322 | HRCU-A-CB | A-KCD18SA-1 | B-VCD18SA-1 | Singlezone Ducted, Centrally Ducted | 19000 | 13500 | 2.6 | 18629 | 2.04
KERR | A-series | 213265614 | HRCU-A-CB | A-KCD18SA-1 | B-KCD18SA-1 | Singlezone Ducted, Centrally Ducted | 19000 | 13500 | 2.6 | 18629 | 2.04
STAR AIR KONTROL |  | 213279897 | HRCU-A-CB-O | SAK-09-OC/220V | SAK-09-OC/220V | Singlezone Non-Ducted, Ceiling Placement | 11000 | 8000 | 2.66 | 8500 | 2.37
STAR AIR KONTROL |  | 213279899 | HRCU-A-CB-O | SAK-18-OC/220V | SAK-18-OC/220V | Singlezone Non-Ducted, Ceiling Placement | 19000 | 12200 | 2.79 | 13100 | 2.3
WELLS |  | 213286785 | HMSV-A-CB | WMCA-55HFMO |  | Multizone All Ducted | 55000 | 35200 | 2.5 | 47000 | 1.94
NG TRADE |  | 213307866 | HMSV-A-CB | MOBMH270C |  | Multizone All Ducted | 28000 | 22000 | 2.6 | 20000 | 2.14
WELLS |  | 213286764 | HMSV-A-CB | WMMA-27HFMO |  | Multizone All Ducted | 28000 | 22000 | 2.6 | 20000 | 2.14
NG TRADE |  | 213307864 | HMSV-A-CB | MOBMH180C |  | Multizone Mix of Ducted and Non-Ducted | 19000 | 14600 | 2.5 | 14000 | 2.17
WELLS |  | 213286762 | HMSV-A-CB | WMMA-18HFMO |  | Multizone Mix of Ducted and Non-Ducted | 19000 | 14600 | 2.5 | 14000 | 2.17
STAR AIR KONTROL |  | 213279894 | HRCU-A-CB-O | SAK-24-CC/220V | SAK-24-CC/220V | Singlezone Non-Ducted, Wall Placement | 25000 | 19000 | 2.6 | 18900 | 1.96
STAR AIR KONTROL |  | 213279892 | HRCU-A-CB-O | SAK-12-CC/220V | SAK-12-CC/220V | Singlezone Non-Ducted, Ceiling Placement | 12000 | 8900 | 2.75 | 8000 | 2.28
COOPER&HUNTER | CH series | 213265596 | HRCU-A-CB-O | CH-HPR06F9-230VO | CH-06MCT1W-W | Singlezone Non-Ducted, Ceiling Placement | 7100 | 5700 | 2.61 | 8500 | 2.03
COOPER&HUNTER | CH series | 213265597 | HRCU-A-CB-O | CH-ES09-230VO | CH-09MCT1W-W | Singlezone Non-Ducted, Ceiling Placement | 11000 | 8000 | 2.66 | 8500 | 2.37
COOPER&HUNTER | CH series | 213265601 | HRCU-A-CB-O | CH-ES18-230VO | CH-18MCT1W-W | Singlezone Non-Ducted, Ceiling Placement | 19000 | 12200 | 2.79 | 13100 | 2.3
COOPER&HUNTER | CH series | 213265576 | HRCU-A-CB | CH-ES18-230VO | CH-18MDT-W | Singlezone Ducted, Compact Ducted | 20000 | 12600 | 2.66 | 13000 | 2.4
COOPER&HUNTER | CH series | 213265586 | HRCU-A-CB-O | CH-ES18-230VO | CH-18MFC-W | Singlezone Non-Ducted, Floor Placement | 20000 | 12800 | 2.52 | 13000 | 2.08
COOPER&HUNTER | CH series | 213265567 | HRCU-A-CB-O | CH-HPR24-230VO | CH-24MCT-W | Singlezone Non-Ducted, Wall Placement | 25000 | 21000 | 2.64 | 26000 | 1.95
COOPER&HUNTER | CH series | 213265566 | HRCU-A-CB-O | CH-ES24-230VO | CH-24MCT-W | Singlezone Non-Ducted, Wall Placement | 25000 | 19000 | 2.6 | 18900 | 1.96
COOPER&HUNTER | CH series | 213265563 | HRCU-A-CB-O | CH-HPR12-230VO | CH-12MCT-W | Singlezone Non-Ducted, Ceiling Placement | 12000 | 9900 | 2.55 | 11500 | 1.9
COOPER&HUNTER | CH series | 213265574 | HRCU-A-CB | CH-ES12-230VO | CH-12MDT-W | Singlezone Ducted, Compact Ducted | 12000 | 9300 | 2.78 | 8400 | 2.26
COOPER&HUNTER | CH series | 213265572 | HRCU-A-CB | CH-ES09-230VO | CH-09MDT-W | Singlezone Ducted, Compact Ducted | 10000 | 7700 | 2.59 | 8000 | 2.09
COOPER&HUNTER | CH series | 213265562 | HRCU-A-CB-O | CH-ES12-230VO | CH-12MCT-W | Singlezone Non-Ducted, Ceiling Placement | 12000 | 8900 | 2.75 | 8000 | 2.28
PIONEER | YN-series | 213349746 | HRCU-A-CB-O | YN009GMFI22RPE | CK009GMFILCFHD | Singlezone Non-Ducted, Ceiling Placement | 11000 | 8000 | 2.66 | 8500 | 2.37
PIONEER | YN-series | 213349744 | HRCU-A-CB-O | YN018GMFI22RPE | CK018GMFILCFHD | Singlezone Non-Ducted, Ceiling Placement | 19000 | 12200 | 2.79 | 13100 | 2.3
SAMSUNG | FJM Max Heat | 213353370 | HMSR-A-CB-O | AJ036CXS4CH |  | Multizone All Non-Ducted | 36600 | 23000 | 2.84 | 36600 | 2.04
SAMSUNG | FJM Max Heat | 213353367 | HMSR-A-CB-O | AJ020CXS3CH |  | Multizone All Non-Ducted | 22000 | 13400 | 2.95 | 22000 | 1.95
TOSOT | Pular | 213319288 | HRCU-A-CB-O | TW12HP2AIDO | TW12HP2AIDI | Singlezone Non-Ducted, Wall Placement | 13000 | 7700 | 2.59 | 9110 | 1.98
MIDEA | 38M series | 213372238 | HRCU-A-C | 38MURAQ24AB3 | 40MULAQ24XBX + CI | Singlezone Ducted, Centrally Ducted | 25000 | 21000 | 2.58 | 20000 | 1.95
MIDEA | 38M series | 213372236 | HRCU-A-C | 38MURAQ18AB3 | 40MULAQ24XBX + CI | Singlezone Ducted, Centrally Ducted | 19000 | 14700 | 2.6 | 15000 | 2.2
WEATHERMAKER | 38M series | 213372230 | HRCU-A-C | 38MURAQ24AB3 | 40MULAQ24XBX + CI | Singlezone Ducted, Centrally Ducted | 25000 | 21000 | 2.58 | 20000 | 1.95
WEATHERMAKER | 38M series | 213372228 | HRCU-A-C | 38MURAQ18AB3 | 40MULAQ24XBX + CI | Singlezone Ducted, Centrally Ducted | 19000 | 14700 | 2.6 | 15000 | 2.2
PAYNE | 38M series | 213372222 | HRCU-A-C | 38MURAQ24AB3 | 40MULAQ24XBX + CI | Singlezone Ducted, Centrally Ducted | 25000 | 21000 | 2.58 | 20000 | 1.95
PAYNE | 38M series | 213372220 | HRCU-A-C | 38MURAQ18AB3 | 40MULAQ24XBX + CI | Singlezone Ducted, Centrally Ducted | 19000 | 14700 | 2.6 | 15000 | 2.2
BRYANT | 38M series | 213372214 | HRCU-A-C | 38MURAQ24AB3 | 40MULAQ24XBX + CI | Singlezone Ducted, Centrally Ducted | 25000 | 21000 | 2.58 | 20000 | 1.95
BRYANT | 38M series | 213372212 | HRCU-A-C | 38MURAQ18AB3 | 40MULAQ24XBX + CI | Singlezone Ducted, Centrally Ducted | 19000 | 14700 | 2.6 | 15000 | 2.2
CARRIER | 38M series | 213372206 | HRCU-A-C | 38MURAQ24AB3 | 40MULAQ24XBX + CI | Singlezone Ducted, Centrally Ducted | 25000 | 21000 | 2.58 | 20000 | 1.95
CARRIER | 38M series | 213372204 | HRCU-A-C | 38MURAQ18AB3 | 40MULAQ24XBX + CI | Singlezone Ducted, Centrally Ducted | 19000 | 14700 | 2.6 | 15000 | 2.2
LPS LEGACY | DL series | 213372198 | HRCU-A-C | DLCURAH24ABK | DLFULAH24XBX + CI | Singlezone Ducted, Centrally Ducted | 25000 | 21000 | 2.58 | 20000 | 1.95
LPS LEGACY | DL series | 213372196 | HRCU-A-C | DLCURAH18ABK | DLFULAH24XBX + CI | Singlezone Ducted, Centrally Ducted | 19000 | 14700 | 2.6 | 15000 | 2.2
AIRQUEST | DL series | 213372190 | HRCU-A-C | DLCURAH24ABK | DLFULAH24XBX + CI | Singlezone Ducted, Centrally Ducted | 25000 | 21000 | 2.58 | 20000 | 1.95
AIRQUEST | DL series | 213372188 | HRCU-A-C | DLCURAH18ABK | DLFULAH24XBX + CI | Singlezone Ducted, Centrally Ducted | 19000 | 14700 | 2.6 | 15000 | 2.2
SMART COMFORT | DL series | 213372182 | HRCU-A-C | DLCURAH24ABK | DLFULAH24XBX + CI | Singlezone Ducted, Centrally Ducted | 25000 | 21000 | 2.58 | 20000 | 1.95
SMART COMFORT | DL series | 213372180 | HRCU-A-C | DLCURAH18ABK | DLFULAH24XBX + CI | Singlezone Ducted, Centrally Ducted | 19000 | 14700 | 2.6 | 15000 | 2.2
TEMPSTAR | DL series | 213372174 | HRCU-A-C | DLCURAH24ABK | DLFULAH24XBX + CI | Singlezone Ducted, Centrally Ducted | 25000 | 21000 | 2.58 | 20000 | 1.95
TEMPSTAR | DL series | 213372172 | HRCU-A-C | DLCURAH18ABK | DLFULAH24XBX + CI | Singlezone Ducted, Centrally Ducted | 19000 | 14700 | 2.6 | 15000 | 2.2
MIDEA | DL series | 213372166 | HRCU-A-C | DLCURAH24ABK | DLFULAH24XBX + CI | Singlezone Ducted, Centrally Ducted | 25000 | 21000 | 2.58 | 20000 | 1.95
MIDEA | DL series | 213372164 | HRCU-A-C | DLCURAH18ABK | DLFULAH24XBX + CI | Singlezone Ducted, Centrally Ducted | 19000 | 14700 | 2.6 | 15000 | 2.2
KENMORE | DL series | 213372158 | HRCU-A-C | DLCURAH24ABK | DLFULAH24XBX + CI | Singlezone Ducted, Centrally Ducted | 25000 | 21000 | 2.58 | 20000 | 1.95
KENMORE | DL series | 213372156 | HRCU-A-C | DLCURAH18ABK | DLFULAH24XBX + CI | Singlezone Ducted, Centrally Ducted | 19000 | 14700 | 2.6 | 15000 | 2.2
KEEPRITE | DL series | 213372150 | HRCU-A-C | DLCURAH24ABK | DLFULAH24XBX + CI | Singlezone Ducted, Centrally Ducted | 25000 | 21000 | 2.58 | 20000 | 1.95
KEEPRITE | DL series | 213372148 | HRCU-A-C | DLCURAH18ABK | DLFULAH24XBX + CI | Singlezone Ducted, Centrally Ducted | 19000 | 14700 | 2.6 | 15000 | 2.2
HEIL | DL series | 213372142 | HRCU-A-C | DLCURAH24ABK | DLFULAH24XBX + CI | Singlezone Ducted, Centrally Ducted | 25000 | 21000 | 2.58 | 20000 | 1.95
HEIL | DL series | 213372140 | HRCU-A-C | DLCURAH18ABK | DLFULAH24XBX + CI | Singlezone Ducted, Centrally Ducted | 19000 | 14700 | 2.6 | 15000 | 2.2
DAY & NIGHT | DL series | 213372134 | HRCU-A-C | DLCURAH24ABK | DLFULAH24XBX + CI | Singlezone Ducted, Centrally Ducted | 25000 | 21000 | 2.58 | 20000 | 1.95
DAY & NIGHT | DL series | 213372132 | HRCU-A-C | DLCURAH18ABK | DLFULAH24XBX + CI | Singlezone Ducted, Centrally Ducted | 19000 | 14700 | 2.6 | 15000 | 2.2
COMFORTMAKER | DL series | 213372126 | HRCU-A-C | DLCURAH24ABK | DLFULAH24XBX + CI | Singlezone Ducted, Centrally Ducted | 25000 | 21000 | 2.58 | 20000 | 1.95
COMFORTMAKER | DL series | 213372124 | HRCU-A-C | DLCURAH18ABK | DLFULAH24XBX + CI | Singlezone Ducted, Centrally Ducted | 19000 | 14700 | 2.6 | 15000 | 2.2
ARCOAIRE | DL series | 213372118 | HRCU-A-C | DLCURAH24ABK | DLFULAH24XBX + CI | Singlezone Ducted, Centrally Ducted | 25000 | 21000 | 2.58 | 20000 | 1.95
ARCOAIRE | DL series | 213372116 | HRCU-A-C | DLCURAH18ABK | DLFULAH24XBX + CI | Singlezone Ducted, Centrally Ducted | 19000 | 14700 | 2.6 | 15000 | 2.2
ACIQ | ACIQ series | 213433245 | HRCU-A-CB | ACIQ-24-EHPB | ACIQ-24W-WM | Singlezone Ducted, Centrally Ducted | 26000 | 19500 | 2.6 | 19400 | 2.33
DIYCOOL | ACIQ series | 213433264 | HRCU-A-CB | ACIQ-24-EHPB | ACIQ-24W-WM | Singlezone Ducted, Centrally Ducted | 26000 | 19500 | 2.6 | 19400 | 2.33
POLARWAVE | ACIQ series | 213433283 | HRCU-A-CB | ACIQ-24-EHPB | ACIQ-24W-WM | Singlezone Ducted, Centrally Ducted | 26000 | 19500 | 2.6 | 19400 | 2.33
STEALTH | ACIQ series | 213433302 | HRCU-A-CB | ACIQ-24-EHPB | ACIQ-24W-WM | Singlezone Ducted, Centrally Ducted | 26000 | 19500 | 2.6 | 19400 | 2.33
INNOVAIR | SH series | 213386881 | HRCU-A-CB | SEV24H2R19 | WEV24H2R19 | Singlezone Ducted, Centrally Ducted | 26000 | 19500 | 2.6 | 19400 | 2.33
POLARWAVE | ACIQ series | 213433291 | HRCU-A-CB | ACIQ-24-HPB | ACIQ-24W-P | Singlezone Ducted, Centrally Ducted | 27400 | 19200 | 2.61 | 24000 | 1.91
STEALTH | ACIQ series | 213433310 | HRCU-A-CB | ACIQ-24-HPB | ACIQ-24W-P | Singlezone Ducted, Centrally Ducted | 27400 | 19200 | 2.61 | 24000 | 1.91
DIYCOOL | ACIQ series | 213433272 | HRCU-A-CB | ACIQ-24-HPB | ACIQ-24W-P | Singlezone Ducted, Centrally Ducted | 27400 | 19200 | 2.61 | 24000 | 1.91
ACIQ | ACIQ series | 213433253 | HRCU-A-CB | ACIQ-24-HPB | ACIQ-24W-P | Singlezone Ducted, Centrally Ducted | 27400 | 19200 | 2.61 | 24000 | 1.91
ACIQ | ACIQ series | 213433252 | HRCU-A-CB | ACIQ-18-HPB | ACIQ-18W-P | Singlezone Ducted, Centrally Ducted | 19000 | 13500 | 2.6 | 18000 | 2
DIYCOOL | ACIQ series | 213433271 | HRCU-A-CB | ACIQ-18-HPB | ACIQ-18W-P | Singlezone Ducted, Centrally Ducted | 19000 | 13500 | 2.6 | 18000 | 2
STEALTH | ACIQ series | 213433309 | HRCU-A-CB | ACIQ-18-HPB | ACIQ-18W-P | Singlezone Ducted, Centrally Ducted | 19000 | 13500 | 2.6 | 18000 | 2
POLARWAVE | ACIQ series | 213433290 | HRCU-A-CB | ACIQ-18-HPB | ACIQ-18W-P | Singlezone Ducted, Centrally Ducted | 19000 | 13500 | 2.6 | 18000 | 2
STEALTH | ACIQ series | 213433305 | HRCU-A-CB | ACIQ-18-HPB | ACIQ-18W-WM | Singlezone Ducted, Centrally Ducted | 19000 | 15800 | 2.82 | 18800 | 2.3
POLARWAVE | ACIQ series | 213433286 | HRCU-A-CB | ACIQ-18-HPB | ACIQ-18W-WM | Singlezone Ducted, Centrally Ducted | 19000 | 15800 | 2.82 | 18800 | 2.3
DIYCOOL | ACIQ series | 213433267 | HRCU-A-CB | ACIQ-18-HPB | ACIQ-18W-WM | Singlezone Ducted, Centrally Ducted | 19000 | 15800 | 2.82 | 18800 | 2.3
ACIQ | ACIQ series | 213433248 | HRCU-A-CB | ACIQ-18-HPB | ACIQ-18W-WM | Singlezone Ducted, Centrally Ducted | 19000 | 15800 | 2.82 | 18800 | 2.3
ACIQ | ACIQ series | 213433249 | HRCU-A-CB | ACIQ-24-HPB | ACIQ-24W-WM | Singlezone Ducted, Centrally Ducted | 26000 | 20000 | 2.7 | 24000 | 2
DIYCOOL | ACIQ series | 213433268 | HRCU-A-CB | ACIQ-24-HPB | ACIQ-24W-WM | Singlezone Ducted, Centrally Ducted | 26000 | 20000 | 2.7 | 24000 | 2
STEALTH | ACIQ series | 213433306 | HRCU-A-CB | ACIQ-24-HPB | ACIQ-24W-WM | Singlezone Ducted, Centrally Ducted | 26000 | 20000 | 2.7 | 24000 | 2
POLARWAVE | ACIQ series | 213433287 | HRCU-A-CB | ACIQ-24-HPB | ACIQ-24W-WM | Singlezone Ducted, Centrally Ducted | 26000 | 20000 | 2.7 | 24000 | 2
STEALTH | ACIQ series | 213492167 | HRCU-A-C | ACIQ-18-HPB | ACIQ-24-ACL | Singlezone Ducted, Centrally Ducted | 19000 | 14700 | 2.6 | 15000 | 2.2
1HVAC | ACIQ series | 213492122 | HRCU-A-C | ACIQ-18-HPB | ACIQ-24-ACL | Singlezone Ducted, Centrally Ducted | 19000 | 14700 | 2.6 | 15000 | 2.2
ACIQ | ACIQ series | 213492134 | HRCU-A-C | ACIQ-18-HPB | ACIQ-24-ACL | Singlezone Ducted, Centrally Ducted | 19000 | 14700 | 2.6 | 15000 | 2.2
DIYCOOL | ACIQ series | 213492145 | HRCU-A-C | ACIQ-18-HPB | ACIQ-24-ACL | Singlezone Ducted, Centrally Ducted | 19000 | 14700 | 2.6 | 15000 | 2.2
POLARWAVE | ACIQ series | 213492156 | HRCU-A-C | ACIQ-18-HPB | ACIQ-24-ACL | Singlezone Ducted, Centrally Ducted | 19000 | 14700 | 2.6 | 15000 | 2.2
ACIQ | ACIQ series | 213433238 | HRCU-A-CB | ACIQ-24-EHPB | ACIQ-24-AHB | Singlezone Ducted, Centrally Ducted | 26000 | 21000 | 2.8 | 19400 | 2.1
DIYCOOL | ACIQ series | 213433257 | HRCU-A-CB | ACIQ-24-EHPB | ACIQ-24-AHB | Singlezone Ducted, Centrally Ducted | 26000 | 21000 | 2.8 | 19400 | 2.1
POLARWAVE | ACIQ series | 213433276 | HRCU-A-CB | ACIQ-24-EHPB | ACIQ-24-AHB | Singlezone Ducted, Centrally Ducted | 26000 | 21000 | 2.8 | 19400 | 2.1
STEALTH | ACIQ series | 213433295 | HRCU-A-CB | ACIQ-24-EHPB | ACIQ-24-AHB | Singlezone Ducted, Centrally Ducted | 26000 | 21000 | 2.8 | 19400 | 2.1
INNOVAIR | SH series | 213386877 | HRCU-A-CB | SHV18H2R20 | DEV18H2R19 | Singlezone Ducted, Centrally Ducted | 19000 | 13500 | 2.6 | 18629 | 2.04
1HVAC | ACIQ series | 213433226 | HRCU-A-CB | ACIQ-24-EHPB | ACIQ-24W-WM | Singlezone Ducted, Centrally Ducted | 26000 | 19500 | 2.6 | 19400 | 2.33
1HVAC | ACIQ series | 213433234 | HRCU-A-CB | ACIQ-24-HPB | ACIQ-24W-P | Singlezone Ducted, Centrally Ducted | 27400 | 19200 | 2.61 | 24000 | 1.91
1HVAC | ACIQ series | 213433233 | HRCU-A-CB | ACIQ-18-HPB | ACIQ-18W-P | Singlezone Ducted, Centrally Ducted | 19000 | 13500 | 2.6 | 18000 | 2
1HVAC | ACIQ series | 213433229 | HRCU-A-CB | ACIQ-18-HPB | ACIQ-18W-WM | Singlezone Ducted, Centrally Ducted | 19000 | 15800 | 2.82 | 18800 | 2.3
1HVAC | ACIQ series | 213433230 | HRCU-A-CB | ACIQ-24-HPB | ACIQ-24W-WM | Singlezone Ducted, Centrally Ducted | 26000 | 20000 | 2.7 | 24000 | 2
1HVAC | ACIQ series | 213433219 | HRCU-A-CB | ACIQ-24-EHPB | ACIQ-24-AHB | Singlezone Ducted, Centrally Ducted | 26000 | 21000 | 2.8 | 19400 | 2.1
KANIONco |  | 213298361 | HMSR-A-CB-O | KWSMO-27IR410AHSP |  | Multizone All Non-Ducted | 26000 | 18100 | 2.95 | 16250 | 2.27
GRIDLESS | Hi ULTRA Xtreme | 213265552 | HRCU-A-CB-O | O-AYD09SD-1 | I-AYD09W-1 | Singlezone Non-Ducted, Wall Placement | 10000 | 5500 | 2.93 | 8600 | 1.94
LG | LMU601HV | 206717003 | HMSV-A-CB | LMU601HV |  | Multizone All Ducted | 64000 | 42000 | 2.74 | 43496 | 2.46
SAMSUNG | FJM Max Heat | 207349920 | HMSR-A-CB-O | AJ036BXS4CH |  | Multizone All Non-Ducted | 36600 | 21600 | 2.89 | 36600 | 2.04
SAMSUNG | WindFree™ Max Heat® 3.0 | 210436265 | HRCU-A-CB-O | AR15CSDACWKX | AR15CSDABWKN | Singlezone Non-Ducted, Wall Placement | 15000 | 20400 | 4.98 | 18000 | 2.03
SAMSUNG | WindFree™ 3.0 (RAC) | 210445759 | HRCU-A-CB-O | AR12CSDABWKX | AR12CSDABWKN | Singlezone Non-Ducted, Wall Placement | 12000 | 11400 | 4.77 | 13800 | 2.11
SAMSUNG | WindFree™ 3.0 (RAC) | 210445757 | HRCU-A-CB-O | AR09CSDABWKX | AR09CSDABWKN | Singlezone Non-Ducted, Wall Placement | 11000 | 10000 | 4.88 | 12000 | 2.25
SAMSUNG | WindFree™ 3.0 (RAC) | 210445761 | HRCU-A-CB-O | AR15CSDABWKX | AR15CSDABWKN | Singlezone Non-Ducted, Wall Placement | 15000 | 20400 | 4.98 | 18000 | 2.03
KANIONco |  | 209248939 | HRCU-A-CB-O | KWSM-24IR410AHS20 | KWSM-24IR410AHS20 | Singlezone Non-Ducted, Wall Placement | 24000 | 13900 | 2.75 | 16720 | 1.96
KANIONco |  | 209248938 | HRCU-A-CB-O | KWSM-18IR410AHS21.5 | KWSM-18IR410AHS21.5 | Singlezone Non-Ducted, Wall Placement | 18000 | 10000 | 2.85 | 12600 | 2.21
MITSUBISHI ELECTRIC | M-Series | 211289251 | HRCU-A-CB-O | SUZ-KA15NA2 | SLZ-KF15NA | Singlezone Non-Ducted, Ceiling Placement | 18000 | 11900 | 2.7 | 8900 | 2.29
TRANE / MITSUBISHI ELECTRIC | M-Series | 211497095 | HRCU-A-CB-O | NTXSKS15A112AA | NTXCKS15A112** | Singlezone Non-Ducted, Ceiling Placement | 18000 | 11900 | 2.7 | 8900 | 2.29
MITSUBISHI ELECTRIC | M-Series | 207679245 | HRCU-A-CB-O | MUZ-GS18NA*** | MSZ-GS18NA*** | Singlezone Non-Ducted, Wall Placement | 21600 | 13300 | 2.67 | 14780 | 2.27
DAIKIN |  | 211635177 | HRCU-A-CB | RZQ24TBVJU* | FTQ24TAVJU*A* | Singlezone Ducted, Centrally Ducted | 27400 | 19400 | 2.55 | 20800 | 1.97
CHAMPION HEATING AND COOLING | HMH7 | 213298101 | HRCU-A-CB | HMH72B341 | XAFB36DXXN1+JMET12BS2N1+TXV | Singlezone Ducted, Centrally Ducted | 33800 | 25200 | 2.58 | 23800 | 2.12
JOHNSON CONTROLS | HMH7 | 213298102 | HRCU-A-CB | HMH72B341 | XAFB36DXXN1+JMET12BS2N1+TXV | Singlezone Ducted, Centrally Ducted | 33800 | 25200 | 2.58 | 23800 | 2.12
COLEMAN | HMH7 | 213298098 | HRCU-A-CB | HMH72B341 | XAFB36DXXN1+JMET12BS2N1+TXV | Singlezone Ducted, Centrally Ducted | 33800 | 25200 | 2.58 | 23800 | 2.12
FRASER-JOHNSTON | HMH7 | 213298100 | HRCU-A-CB | HMH72B341 | XAFB36DXXN1+JMET12BS2N1+TXV | Singlezone Ducted, Centrally Ducted | 33800 | 25200 | 2.58 | 23800 | 2.12
LUXAIRE | HMH7 | 213298099 | HRCU-A-CB | HMH72B341 | XAFB36DXXN1+JMET12BS2N1+TXV | Singlezone Ducted, Centrally Ducted | 33800 | 25200 | 2.58 | 23800 | 2.12
YORK | HMH7 | 213296780 | HRCU-A-CB | HMH72B341 | XAFB36DXXN1+JMET12BS2N1+TXV | Singlezone Ducted, Centrally Ducted | 33800 | 25200 | 2.58 | 23800 | 2.12
FRASER-JOHNSTON | HMH7 | 213297415 | HRCU-A-CB | HMH72B341 | XAFB36DXXN1+JMVT12BC2N1+TXV | Singlezone Ducted, Centrally Ducted | 33600 | 25000 | 2.56 | 23600 | 2.1
CHAMPION HEATING AND COOLING | HMH7 | 213297416 | HRCU-A-CB | HMH72B341 | XAFB36DXXN1+JMVT12BC2N1+TXV | Singlezone Ducted, Centrally Ducted | 33600 | 25000 | 2.56 | 23600 | 2.1
COLEMAN | HMH7 | 213297413 | HRCU-A-CB | HMH72B341 | XAFB36DXXN1+JMVT12BC2N1+TXV | Singlezone Ducted, Centrally Ducted | 33600 | 25000 | 2.56 | 23600 | 2.1
JOHNSON CONTROLS | HMH7 | 213297417 | HRCU-A-CB | HMH72B341 | XAFB36DXXN1+JMVT12BC2N1+TXV | Singlezone Ducted, Centrally Ducted | 33600 | 25000 | 2.56 | 23600 | 2.1
LUXAIRE | HMH7 | 213297414 | HRCU-A-CB | HMH72B341 | XAFB36DXXN1+JMVT12BC2N1+TXV | Singlezone Ducted, Centrally Ducted | 33600 | 25000 | 2.56 | 23600 | 2.1
YORK | HMH7 | 213296643 | HRCU-A-CB | HMH72B341 | XAFB36DXXN1+JMVT12BC2N1+TXV | Singlezone Ducted, Centrally Ducted | 33600 | 25000 | 2.56 | 23600 | 2.1
CARRIER | Performance Series | 207642879 | HMSV-A-CB | 38MGHBQ24CA3 |  | Multizone All Non-Ducted | 25000 | 20400 | 3.81 | 18500 | 1.9
LPS LEGACY | DLC-series | 211756564 | HRCU-A-CB-O | DLCSRBH12AAK | DLFSHBH12XAK | Singlezone Non-Ducted, Wall Placement | 12000 | 10300 | 2.56 | 12113 | 1.9
AIRQUEST | DLC-series | 206361915 | HRCU-A-CB-O | DLCSRBH12AAK | DLFSHBH12XAK | Singlezone Non-Ducted, Wall Placement | 12000 | 10300 | 2.56 | 12113 | 1.9
KENMORE | DLC-series | 206361895 | HRCU-A-CB-O | DLCSRBH12AAK | DLFSHBH12XAK | Singlezone Non-Ducted, Wall Placement | 12000 | 10300 | 2.56 | 12113 | 1.9
COMFORTMAKER | DLC-series | 206361875 | HRCU-A-CB-O | DLCSRBH12AAK | DLFSHBH12XAK | Singlezone Non-Ducted, Wall Placement | 12000 | 10300 | 2.56 | 12113 | 1.9
SMART COMFORT | DLC-series | 206361910 | HRCU-A-CB-O | DLCSRBH12AAK | DLFSHBH12XAK | Singlezone Non-Ducted, Wall Placement | 12000 | 10300 | 2.56 | 12113 | 1.9
MIDEA | DLC-series | 206361900 | HRCU-A-CB-O | DLCSRBH12AAK | DLFSHBH12XAK | Singlezone Non-Ducted, Wall Placement | 12000 | 10300 | 2.56 | 12113 | 1.9
ARCOAIRE | DLC-series | 206361870 | HRCU-A-CB-O | DLCSRBH12AAK | DLFSHBH12XAK | Singlezone Non-Ducted, Wall Placement | 12000 | 10300 | 2.56 | 12113 | 1.9
TEMPSTAR | DLC-series | 206361905 | HRCU-A-CB-O | DLCSRBH12AAK | DLFSHBH12XAK | Singlezone Non-Ducted, Wall Placement | 12000 | 10300 | 2.56 | 12113 | 1.9
KEEPRITE | DLC-series | 206361890 | HRCU-A-CB-O | DLCSRBH12AAK | DLFSHBH12XAK | Singlezone Non-Ducted, Wall Placement | 12000 | 10300 | 2.56 | 12113 | 1.9
HEIL | DLC-series | 206361885 | HRCU-A-CB-O | DLCSRBH12AAK | DLFSHBH12XAK | Singlezone Non-Ducted, Wall Placement | 12000 | 10300 | 2.56 | 12113 | 1.9
DAY & NIGHT | DLC-series | 206361880 | HRCU-A-CB-O | DLCSRBH12AAK | DLFSHBH12XAK | Singlezone Non-Ducted, Wall Placement | 12000 | 10300 | 2.56 | 12113 | 1.9
LPS LEGACY | DLC-series | 211756518 | HRCU-A-CB-O | DLCSRBH12AAJ | DLFSHBH12XAJ | Singlezone Non-Ducted, Wall Placement | 12000 | 8900 | 2.75 | 6858 | 2.07
AIRQUEST | DLC-series | 206361913 | HRCU-A-CB-O | DLCSRBH12AAJ | DLFSHBH12XAJ | Singlezone Non-Ducted, Wall Placement | 12000 | 8900 | 2.75 | 6858 | 2.07
KENMORE | DLC-series | 206361893 | HRCU-A-CB-O | DLCSRBH12AAJ | DLFSHBH12XAJ | Singlezone Non-Ducted, Wall Placement | 12000 | 8900 | 2.75 | 6858 | 2.07
COMFORTMAKER | DLC-series | 206361873 | HRCU-A-CB-O | DLCSRBH12AAJ | DLFSHBH12XAJ | Singlezone Non-Ducted, Wall Placement | 12000 | 8900 | 2.75 | 6858 | 2.07
SMART COMFORT | DLC-series | 206361908 | HRCU-A-CB-O | DLCSRBH12AAJ | DLFSHBH12XAJ | Singlezone Non-Ducted, Wall Placement | 12000 | 8900 | 2.75 | 6858 | 2.07
MIDEA | DLC-series | 206361898 | HRCU-A-CB-O | DLCSRBH12AAJ | DLFSHBH12XAJ | Singlezone Non-Ducted, Wall Placement | 12000 | 8900 | 2.75 | 6858 | 2.07
ARCOAIRE | DLC-series | 206361868 | HRCU-A-CB-O | DLCSRBH12AAJ | DLFSHBH12XAJ | Singlezone Non-Ducted, Wall Placement | 12000 | 8900 | 2.75 | 6858 | 2.07
TEMPSTAR | DLC-series | 206361903 | HRCU-A-CB-O | DLCSRBH12AAJ | DLFSHBH12XAJ | Singlezone Non-Ducted, Wall Placement | 12000 | 8900 | 2.75 | 6858 | 2.07
KEEPRITE | DLC-series | 206361888 | HRCU-A-CB-O | DLCSRBH12AAJ | DLFSHBH12XAJ | Singlezone Non-Ducted, Wall Placement | 12000 | 8900 | 2.75 | 6858 | 2.07
HEIL | DLC-series | 206361883 | HRCU-A-CB-O | DLCSRBH12AAJ | DLFSHBH12XAJ | Singlezone Non-Ducted, Wall Placement | 12000 | 8900 | 2.75 | 6858 | 2.07
DAY & NIGHT | DLC-series | 206361878 | HRCU-A-CB-O | DLCSRBH12AAJ | DLFSHBH12XAJ | Singlezone Non-Ducted, Wall Placement | 12000 | 8900 | 2.75 | 6858 | 2.07
LPS LEGACY | DLC-series | 211756558 | HRCU-A-CB-O | DLCSRBH06AAK | DLFSHBH06XAK | Singlezone Non-Ducted, Wall Placement | 7000 | 7500 | 2.5 | 7200 | 1.92
AIRQUEST | DLC-series | 207188932 | HRCU-A-CB-O | DLCSRBH06AAK | DLFSHBH06XAK | Singlezone Non-Ducted, Wall Placement | 7000 | 7500 | 2.5 | 7200 | 1.92
KENMORE | DLC-series | 207188920 | HRCU-A-CB-O | DLCSRBH06AAK | DLFSHBH06XAK | Singlezone Non-Ducted, Wall Placement | 7000 | 7500 | 2.5 | 7200 | 1.92
COMFORTMAKER | DLC-series | 207188908 | HRCU-A-CB-O | DLCSRBH06AAK | DLFSHBH06XAK | Singlezone Non-Ducted, Wall Placement | 7000 | 7500 | 2.5 | 7200 | 1.92
SMART COMFORT | DLC-series | 207188929 | HRCU-A-CB-O | DLCSRBH06AAK | DLFSHBH06XAK | Singlezone Non-Ducted, Wall Placement | 7000 | 7500 | 2.5 | 7200 | 1.92
MIDEA | DLC-series | 207188923 | HRCU-A-CB-O | DLCSRBH06AAK | DLFSHBH06XAK | Singlezone Non-Ducted, Wall Placement | 7000 | 7500 | 2.5 | 7200 | 1.92
ARCOAIRE | DLC-series | 207188905 | HRCU-A-CB-O | DLCSRBH06AAK | DLFSHBH06XAK | Singlezone Non-Ducted, Wall Placement | 7000 | 7500 | 2.5 | 7200 | 1.92
TEMPSTAR | DLC-series | 207188926 | HRCU-A-CB-O | DLCSRBH06AAK | DLFSHBH06XAK | Singlezone Non-Ducted, Wall Placement | 7000 | 7500 | 2.5 | 7200 | 1.92
KEEPRITE | DLC-series | 207188917 | HRCU-A-CB-O | DLCSRBH06AAK | DLFSHBH06XAK | Singlezone Non-Ducted, Wall Placement | 7000 | 7500 | 2.5 | 7200 | 1.92
HEIL | DLC-series | 207188914 | HRCU-A-CB-O | DLCSRBH06AAK | DLFSHBH06XAK | Singlezone Non-Ducted, Wall Placement | 7000 | 7500 | 2.5 | 7200 | 1.92
DAY & NIGHT | DLC-series | 207188911 | HRCU-A-CB-O | DLCSRBH06AAK | DLFSHBH06XAK | Singlezone Non-Ducted, Wall Placement | 7000 | 7500 | 2.5 | 7200 | 1.92
ARMSTRONG AIR | 4SHP18LX SERIES | 213270490 | HRCU-A-CB | 4SHP18LX136P | EAC4X30A+TDR | Singlezone Ducted, Centrally Ducted | 24000 | 15600 | 2.74 | 14800 | 1.96
ARMSTRONG AIR | 4SHP18LX SERIES | 213270488 | HRCU-A-CB | 4SHP18LX136P | EA(C;U)1P30A+TDR+TXV | Singlezone Ducted, Centrally Ducted | 24000 | 15600 | 2.74 | 14800 | 1.96
ARMSTRONG AIR | 4SHP18LX SERIES | 213270489 | HRCU-A-CB | 4SHP18LX136P | EAC4X24A+TDR | Singlezone Ducted, Centrally Ducted | 24000 | 16000 | 2.65 | 15300 | 1.94
ARMSTRONG AIR | 4SHP18LX SERIES | 213270487 | HRCU-A-CB | 4SHP18LX136P | EA(C;U)1P24A+TDR+TXV | Singlezone Ducted, Centrally Ducted | 24000 | 16000 | 2.65 | 15300 | 1.94
AIREASE | 4SHP18LX SERIES | 213270494 | HRCU-A-CB | 4SHP18LX136P | EAC4X30A+TDR | Singlezone Ducted, Centrally Ducted | 24000 | 15600 | 2.74 | 14800 | 1.96
AIREASE | 4SHP18LX SERIES | 213270492 | HRCU-A-CB | 4SHP18LX136P | EA(C;U)1P30A+TDR+TXV | Singlezone Ducted, Centrally Ducted | 24000 | 15600 | 2.74 | 14800 | 1.96
AIREASE | 4SHP18LX SERIES | 213270493 | HRCU-A-CB | 4SHP18LX136P | EAC4X24A+TDR | Singlezone Ducted, Centrally Ducted | 24000 | 16000 | 2.65 | 15300 | 1.94
AIREASE | 4SHP18LX SERIES | 213270491 | HRCU-A-CB | 4SHP18LX136P | EA(C;U)1P24A+TDR+TXV | Singlezone Ducted, Centrally Ducted | 24000 | 16000 | 2.65 | 15300 | 1.94
DAIKIN | Daikin Fit | 212614864 | HRCU-A-CB | DZ6VSA241EA* | DFVE36CP1400A* | Singlezone Ducted, Centrally Ducted | 23000 | 16000 | 2.65 | 16100 | 2
DAIKIN | Daikin Fit | 212614872 | HRCU-A-CB | DZ6VSA241EA* | DFVE36CP0400A* | Singlezone Ducted, Centrally Ducted | 23000 | 16000 | 2.65 | 16100 | 2
DAIKIN | Daikin Fit | 212614873 | HRCU-A-CB | DZ6VSA241EA* | CA*EA2422*4A*+MBVC1200**-1A* | Singlezone Ducted, Centrally Ducted | 23000 | 16000 | 2.65 | 16100 | 2
DAIKIN | Daikin Fit | 212614874 | HRCU-A-CB | DZ6VSA241EA* | CA*EA2422*4A*+MBVC1600**-1A* | Singlezone Ducted, Centrally Ducted | 23000 | 16000 | 2.65 | 16100 | 2
DAIKIN | Daikin Fit | 212614875 | HRCU-A-CB | DZ6VSA241EA* | CA*EA2422*4A* | Singlezone Ducted, Centrally Ducted | 23000 | 16000 | 2.65 | 16100 | 2
DAIKIN | Daikin Fit | 212614876 | HRCU-A-CB | DZ6VSA241EA* | CA*EA2422*4A* | Singlezone Ducted, Centrally Ducted | 23000 | 16000 | 2.65 | 16100 | 2
DAIKIN | Daikin Fit | 212614877 | HRCU-A-CB | DZ6VSA241EA* | CA*EA2422*4A* | Singlezone Ducted, Centrally Ducted | 23000 | 16000 | 2.65 | 16100 | 2
DAIKIN | Daikin Fit | 212614878 | HRCU-A-CB | DZ6VSA241EA* | CA*EA2422*4A* | Singlezone Ducted, Centrally Ducted | 23000 | 16000 | 2.65 | 16100 | 2
DAIKIN | Daikin Fit | 212614879 | HRCU-A-CB | DZ6VSA241EA* | CA*EA2422*4A* | Singlezone Ducted, Centrally Ducted | 23000 | 16000 | 2.65 | 16100 | 2
DAIKIN | Daikin Fit | 212614880 | HRCU-A-CB | DZ6VSA241EA* | CA*EA2422*4A* | Singlezone Ducted, Centrally Ducted | 23000 | 16000 | 2.65 | 16100 | 2
DAIKIN | Daikin Fit | 212614881 | HRCU-A-CB | DZ6VSA241EA* | CA*EA2422*4A* | Singlezone Ducted, Centrally Ducted | 23000 | 16000 | 2.65 | 16100 | 2
DAIKIN | Daikin Fit | 212614882 | HRCU-A-CB | DZ6VSA241EA* | CA*EA2422*4A* | Singlezone Ducted, Centrally Ducted | 23000 | 16000 | 2.65 | 16100 | 2
DAIKIN | Daikin Fit | 212614883 | HRCU-A-CB | DZ6VSA241EA* | CA*EA2422*4A* | Singlezone Ducted, Centrally Ducted | 23000 | 16000 | 2.65 | 16100 | 2
DAIKIN | Daikin Fit | 212614884 | HRCU-A-CB | DZ6VSA241EA* | CA*EA2422*4A* | Singlezone Ducted, Centrally Ducted | 23000 | 16000 | 2.65 | 16100 | 2
DAIKIN | Daikin Fit | 212614885 | HRCU-A-CB | DZ6VSA241EA* | CA*EA2422*4A* | Singlezone Ducted, Centrally Ducted | 23000 | 16000 | 2.65 | 16100 | 2
DAIKIN | Daikin Fit | 212614886 | HRCU-A-CB | DZ6VSA241EA* | CA*EA2422*4A* | Singlezone Ducted, Centrally Ducted | 23000 | 16000 | 2.65 | 16100 | 2
DAIKIN | Daikin Fit | 212614887 | HRCU-A-CB | DZ6VSA241EA* | CA*EA2422*4A* | Singlezone Ducted, Centrally Ducted | 23000 | 16000 | 2.65 | 16100 | 2
DAIKIN | Daikin Fit | 212614888 | HRCU-A-CB | DZ6VSA241EA* | CA*EA2422*4A* | Singlezone Ducted, Centrally Ducted | 23000 | 16000 | 2.65 | 16100 | 2
DAIKIN | Daikin Fit | 212614889 | HRCU-A-CB | DZ6VSA241EA* | CA*EA2422*4A* | Singlezone Ducted, Centrally Ducted | 23000 | 16000 | 2.65 | 16100 | 2
DAIKIN | Daikin Fit | 212614890 | HRCU-A-CB | DZ6VSA241EA* | CA*EA2422*4A* | Singlezone Ducted, Centrally Ducted | 23000 | 16000 | 2.65 | 16100 | 2
DAIKIN | Daikin Fit | 212614891 | HRCU-A-CB | DZ6VSA241EA* | CA*EA2422*4A* | Singlezone Ducted, Centrally Ducted | 23000 | 16000 | 2.65 | 16100 | 2
DAIKIN | Daikin Fit | 212614892 | HRCU-A-CB | DZ6VSA241EA* | CA*EA2422*4A* | Singlezone Ducted, Centrally Ducted | 23000 | 16000 | 2.65 | 16100 | 2
DAIKIN | Daikin Fit | 212614893 | HRCU-A-CB | DZ6VSA241EA* | CA*EA2422*4A* | Singlezone Ducted, Centrally Ducted | 23000 | 16000 | 2.65 | 16100 | 2
DAIKIN | Daikin Fit | 212614894 | HRCU-A-CB | DZ6VSA241EA* | CA*EA3026*4A*+MBVC1200**-1A* | Singlezone Ducted, Centrally Ducted | 23000 | 16000 | 2.65 | 16100 | 2
DAIKIN | Daikin Fit | 212614895 | HRCU-A-CB | DZ6VSA241EA* | CA*EA3026*4A*+MBVC1600**-1A* | Singlezone Ducted, Centrally Ducted | 23000 | 16000 | 2.65 | 16100 | 2
DAIKIN | Daikin Fit | 212614896 | HRCU-A-CB | DZ6VSA241EA* | CA*EA3026*4A* | Singlezone Ducted, Centrally Ducted | 23000 | 16000 | 2.65 | 16100 | 2
DAIKIN | Daikin Fit | 212614897 | HRCU-A-CB | DZ6VSA241EA* | CA*EA3026*4A* | Singlezone Ducted, Centrally Ducted | 23000 | 16000 | 2.65 | 16100 | 2
DAIKIN | Daikin Fit | 212614898 | HRCU-A-CB | DZ6VSA241EA* | CA*EA3026*4A* | Singlezone Ducted, Centrally Ducted | 23000 | 16000 | 2.65 | 16100 | 2
DAIKIN | Daikin Fit | 212614899 | HRCU-A-CB | DZ6VSA241EA* | CA*EA3026*4A* | Singlezone Ducted, Centrally Ducted | 23000 | 16000 | 2.65 | 16100 | 2
DAIKIN | Daikin Fit | 212614900 | HRCU-A-CB | DZ6VSA241EA* | CA*EA3026*4A* | Singlezone Ducted, Centrally Ducted | 23000 | 16000 | 2.65 | 16100 | 2
DAIKIN | Daikin Fit | 212614901 | HRCU-A-CB | DZ6VSA241EA* | CA*EA3026*4A* | Singlezone Ducted, Centrally Ducted | 23000 | 16000 | 2.65 | 16100 | 2
DAIKIN | Daikin Fit | 212614902 | HRCU-A-CB | DZ6VSA241EA* | CA*EA3026*4A* | Singlezone Ducted, Centrally Ducted | 23000 | 16000 | 2.65 | 16100 | 2
DAIKIN | Daikin Fit | 212614903 | HRCU-A-CB | DZ6VSA241EA* | CA*EA3026*4A* | Singlezone Ducted, Centrally Ducted | 23000 | 16000 | 2.65 | 16100 | 2
DAIKIN | Daikin Fit | 212614904 | HRCU-A-CB | DZ6VSA241EA* | CA*EA3026*4A* | Singlezone Ducted, Centrally Ducted | 23000 | 16000 | 2.65 | 16100 | 2
DAIKIN | Daikin Fit | 212614905 | HRCU-A-CB | DZ6VSA241EA* | CA*EA3026*4A* | Singlezone Ducted, Centrally Ducted | 23000 | 16000 | 2.65 | 16100 | 2
DAIKIN | Daikin Fit | 212614906 | HRCU-A-CB | DZ6VSA241EA* | CA*EA3026*4A* | Singlezone Ducted, Centrally Ducted | 23000 | 16000 | 2.65 | 16100 | 2
DAIKIN | Daikin Fit | 212614907 | HRCU-A-CB | DZ6VSA241EA* | CA*EA3026*4A* | Singlezone Ducted, Centrally Ducted | 23000 | 16000 | 2.65 | 16100 | 2
DAIKIN | Daikin Fit | 212614908 | HRCU-A-CB | DZ6VSA241EA* | CA*EA3026*4A* | Singlezone Ducted, Centrally Ducted | 23000 | 16000 | 2.65 | 16100 | 2
DAIKIN | Daikin Fit | 212614909 | HRCU-A-CB | DZ6VSA241EA* | CA*EA3026*4A* | Singlezone Ducted, Centrally Ducted | 23000 | 16000 | 2.65 | 16100 | 2
DAIKIN | Daikin Fit | 212614910 | HRCU-A-CB | DZ6VSA241EA* | CA*EA3026*4A* | Singlezone Ducted, Centrally Ducted | 23000 | 16000 | 2.65 | 16100 | 2
DAIKIN | Daikin Fit | 212614911 | HRCU-A-CB | DZ6VSA241EA* | CA*EA3026*4A* | Singlezone Ducted, Centrally Ducted | 23000 | 16000 | 2.65 | 16100 | 2
DAIKIN | Daikin Fit | 212614912 | HRCU-A-CB | DZ6VSA241EA* | CA*EA3026*4A* | Singlezone Ducted, Centrally Ducted | 23000 | 16000 | 2.65 | 16100 | 2
DAIKIN | Daikin Fit | 212614913 | HRCU-A-CB | DZ6VSA241EA* | CA*EA3026*4A* | Singlezone Ducted, Centrally Ducted | 23000 | 16000 | 2.65 | 16100 | 2
DAIKIN | Daikin Fit | 212614914 | HRCU-A-CB | DZ6VSA241EA* | CA*EA3026*4A* | Singlezone Ducted, Centrally Ducted | 23000 | 16000 | 2.65 | 16100 | 2
AMANA | ASZS6 | 212614868 | HRCU-A-CB | ASZS60241EA* | AHVE36CP1400A* | Singlezone Ducted, Centrally Ducted | 23000 | 16000 | 2.65 | 16100 | 2
AMANA | ASZS6 | 212614943 | HRCU-A-CB | ASZS60241EA* | AHVE36CP0400A* | Singlezone Ducted, Centrally Ducted | 23000 | 16000 | 2.65 | 16100 | 2
AMANA | ASZS6 | 212614944 | HRCU-A-CB | ASZS60241EA* | CA*EA2422*4A*+MBVC1200**-1A* | Singlezone Ducted, Centrally Ducted | 23000 | 16000 | 2.65 | 16100 | 2
AMANA | ASZS6 | 212614945 | HRCU-A-CB | ASZS60241EA* | CA*EA2422*4A*+MBVC1600**-1A* | Singlezone Ducted, Centrally Ducted | 23000 | 16000 | 2.65 | 16100 | 2
AMANA | ASZS6 | 212614946 | HRCU-A-CB | ASZS60241EA* | CA*EA2422*4A* | Singlezone Ducted, Centrally Ducted | 23000 | 16000 | 2.65 | 16100 | 2
AMANA | ASZS6 | 212614947 | HRCU-A-CB | ASZS60241EA* | CA*EA2422*4A* | Singlezone Ducted, Centrally Ducted | 23000 | 16000 | 2.65 | 16100 | 2
AMANA | ASZS6 | 212614948 | HRCU-A-CB | ASZS60241EA* | CA*EA2422*4A* | Singlezone Ducted, Centrally Ducted | 23000 | 16000 | 2.65 | 16100 | 2
AMANA | ASZS6 | 212614949 | HRCU-A-CB | ASZS60241EA* | CA*EA2422*4A* | Singlezone Ducted, Centrally Ducted | 23000 | 16000 | 2.65 | 16100 | 2
AMANA | ASZS6 | 212614950 | HRCU-A-CB | ASZS60241EA* | CA*EA2422*4A* | Singlezone Ducted, Centrally Ducted | 23000 | 16000 | 2.65 | 16100 | 2
AMANA | ASZS6 | 212614951 | HRCU-A-CB | ASZS60241EA* | CA*EA2422*4A* | Singlezone Ducted, Centrally Ducted | 23000 | 16000 | 2.65 | 16100 | 2
AMANA | ASZS6 | 212614952 | HRCU-A-CB | ASZS60241EA* | CA*EA2422*4A* | Singlezone Ducted, Centrally Ducted | 23000 | 16000 | 2.65 | 16100 | 2
AMANA | ASZS6 | 212614953 | HRCU-A-CB | ASZS60241EA* | CA*EA2422*4A* | Singlezone Ducted, Centrally Ducted | 23000 | 16000 | 2.65 | 16100 | 2
AMANA | ASZS6 | 212614954 | HRCU-A-CB | ASZS60241EA* | CA*EA2422*4A* | Singlezone Ducted, Centrally Ducted | 23000 | 16000 | 2.65 | 16100 | 2
AMANA | ASZS6 | 212614955 | HRCU-A-CB | ASZS60241EA* | CA*EA2422*4A* | Singlezone Ducted, Centrally Ducted | 23000 | 16000 | 2.65 | 16100 | 2
AMANA | ASZS6 | 212614956 | HRCU-A-CB | ASZS60241EA* | CA*EA2422*4A* | Singlezone Ducted, Centrally Ducted | 23000 | 16000 | 2.65 | 16100 | 2
AMANA | ASZS6 | 212614957 | HRCU-A-CB | ASZS60241EA* | CA*EA2422*4A* | Singlezone Ducted, Centrally Ducted | 23000 | 16000 | 2.65 | 16100 | 2
AMANA | ASZS6 | 212614958 | HRCU-A-CB | ASZS60241EA* | CA*EA2422*4A* | Singlezone Ducted, Centrally Ducted | 23000 | 16000 | 2.65 | 16100 | 2
AMANA | ASZS6 | 212614959 | HRCU-A-CB | ASZS60241EA* | CA*EA2422*4A* | Singlezone Ducted, Centrally Ducted | 23000 | 16000 | 2.65 | 16100 | 2
AMANA | ASZS6 | 212614960 | HRCU-A-CB | ASZS60241EA* | CA*EA2422*4A* | Singlezone Ducted, Centrally Ducted | 23000 | 16000 | 2.65 | 16100 | 2
AMANA | ASZS6 | 212614961 | HRCU-A-CB | ASZS60241EA* | CA*EA2422*4A* | Singlezone Ducted, Centrally Ducted | 23000 | 16000 | 2.65 | 16100 | 2
AMANA | ASZS6 | 212614962 | HRCU-A-CB | ASZS60241EA* | CA*EA2422*4A* | Singlezone Ducted, Centrally Ducted | 23000 | 16000 | 2.65 | 16100 | 2
AMANA | ASZS6 | 212614963 | HRCU-A-CB | ASZS60241EA* | CA*EA2422*4A* | Singlezone Ducted, Centrally Ducted | 23000 | 16000 | 2.65 | 16100 | 2
AMANA | ASZS6 | 212614964 | HRCU-A-CB | ASZS60241EA* | CA*EA2422*4A* | Singlezone Ducted, Centrally Ducted | 23000 | 16000 | 2.65 | 16100 | 2
AMANA | ASZS6 | 212614965 | HRCU-A-CB | ASZS60241EA* | CA*EA3026*4A*+MBVC1200**-1A* | Singlezone Ducted, Centrally Ducted | 23000 | 16000 | 2.65 | 16100 | 2
AMANA | ASZS6 | 212614966 | HRCU-A-CB | ASZS60241EA* | CA*EA3026*4A*+MBVC1600**-1A* | Singlezone Ducted, Centrally Ducted | 23000 | 16000 | 2.65 | 16100 | 2
AMANA | ASZS6 | 212614967 | HRCU-A-CB | ASZS60241EA* | CA*EA3026*4A* | Singlezone Ducted, Centrally Ducted | 23000 | 16000 | 2.65 | 16100 | 2
AMANA | ASZS6 | 212614968 | HRCU-A-CB | ASZS60241EA* | CA*EA3026*4A* | Singlezone Ducted, Centrally Ducted | 23000 | 16000 | 2.65 | 16100 | 2
AMANA | ASZS6 | 212614969 | HRCU-A-CB | ASZS60241EA* | CA*EA3026*4A* | Singlezone Ducted, Centrally Ducted | 23000 | 16000 | 2.65 | 16100 | 2
AMANA | ASZS6 | 212614970 | HRCU-A-CB | ASZS60241EA* | CA*EA3026*4A* | Singlezone Ducted, Centrally Ducted | 23000 | 16000 | 2.65 | 16100 | 2
AMANA | ASZS6 | 212614971 | HRCU-A-CB | ASZS60241EA* | CA*EA3026*4A* | Singlezone Ducted, Centrally Ducted | 23000 | 16000 | 2.65 | 16100 | 2
AMANA | ASZS6 | 212614972 | HRCU-A-CB | ASZS60241EA* | CA*EA3026*4A* | Singlezone Ducted, Centrally Ducted | 23000 | 16000 | 2.65 | 16100 | 2
AMANA | ASZS6 | 212614973 | HRCU-A-CB | ASZS60241EA* | CA*EA3026*4A* | Singlezone Ducted, Centrally Ducted | 23000 | 16000 | 2.65 | 16100 | 2
AMANA | ASZS6 | 212614974 | HRCU-A-CB | ASZS60241EA* | CA*EA3026*4A* | Singlezone Ducted, Centrally Ducted | 23000 | 16000 | 2.65 | 16100 | 2
AMANA | ASZS6 | 212614975 | HRCU-A-CB | ASZS60241EA* | CA*EA3026*4A* | Singlezone Ducted, Centrally Ducted | 23000 | 16000 | 2.65 | 16100 | 2
AMANA | ASZS6 | 212614976 | HRCU-A-CB | ASZS60241EA* | CA*EA3026*4A* | Singlezone Ducted, Centrally Ducted | 23000 | 16000 | 2.65 | 16100 | 2
AMANA | ASZS6 | 212614977 | HRCU-A-CB | ASZS60241EA* | CA*EA3026*4A* | Singlezone Ducted, Centrally Ducted | 23000 | 16000 | 2.65 | 16100 | 2
AMANA | ASZS6 | 212614978 | HRCU-A-CB | ASZS60241EA* | CA*EA3026*4A* | Singlezone Ducted, Centrally Ducted | 23000 | 16000 | 2.65 | 16100 | 2
AMANA | ASZS6 | 212614979 | HRCU-A-CB | ASZS60241EA* | CA*EA3026*4A* | Singlezone Ducted, Centrally Ducted | 23000 | 16000 | 2.65 | 16100 | 2
AMANA | ASZS6 | 212614980 | HRCU-A-CB | ASZS60241EA* | CA*EA3026*4A* | Singlezone Ducted, Centrally Ducted | 23000 | 16000 | 2.65 | 16100 | 2
AMANA | ASZS6 | 212614981 | HRCU-A-CB | ASZS60241EA* | CA*EA3026*4A* | Singlezone Ducted, Centrally Ducted | 23000 | 16000 | 2.65 | 16100 | 2
AMANA | ASZS6 | 212614982 | HRCU-A-CB | ASZS60241EA* | CA*EA3026*4A* | Singlezone Ducted, Centrally Ducted | 23000 | 16000 | 2.65 | 16100 | 2
AMANA | ASZS6 | 212614983 | HRCU-A-CB | ASZS60241EA* | CA*EA3026*4A* | Singlezone Ducted, Centrally Ducted | 23000 | 16000 | 2.65 | 16100 | 2
AMANA | ASZS6 | 212614984 | HRCU-A-CB | ASZS60241EA* | CA*EA3026*4A* | Singlezone Ducted, Centrally Ducted | 23000 | 16000 | 2.65 | 16100 | 2
AMANA | ASZS6 | 212614985 | HRCU-A-CB | ASZS60241EA* | CA*EA3026*4A* | Singlezone Ducted, Centrally Ducted | 23000 | 16000 | 2.65 | 16100 | 2
GE | NS18H SERIES | 213255777 | HRCU-A-CB | NS18H36MA4-** | NAM30V2TA4 | Singlezone Ducted, Centrally Ducted | 24000 | 16000 | 3.01 | 15300 | 2.14
GE | NS18H SERIES | 213255776 | HRCU-A-CB | NS18H36MA4-** | NAM24V2TA4 | Singlezone Ducted, Centrally Ducted | 24000 | 15200 | 2.67 | 14500 | 1.94
KENMORE | DELUXE 18 VS HP | 206998360 | HRCU-A-CB | (C,H,T)VH825GKA3* | EA*4X37L21A*+WALLCON | Singlezone Ducted, Centrally Ducted | 21000 | 20400 | 2.54 | 16500 | 2.04
KENMORE | DELUXE 18 VS HP | 210595718 | HRCU-A-CB | (C,H,T)VH825GKA2* | EN(A,D,W)4X48L21**+WALLCON | Singlezone Ducted, Centrally Ducted | 21200 | 20600 | 2.54 | 16500 | 2.02
KENMORE | DELUXE 18 VS HP | 210595612 | HRCU-A-CB | (C,H,T)VH825GKA2* | EA*4X43L21A*+WALLCON | Singlezone Ducted, Centrally Ducted | 21000 | 20400 | 2.54 | 16500 | 2.04
KENMORE | DELUXE 18 VS HP | 205750733 | HRCU-A-CB | (C,H,T)VH825GKA2* | EA*4X37L21A*+WALLCON | Singlezone Ducted, Centrally Ducted | 21000 | 20400 | 2.54 | 16500 | 2.04
BRYANT HEATING AND COOLING SYSTEMS | EVOLUTION V Heat Pump | 210470986 | HRCU-A-CB | 288BNV037*0**B* | CNPV*6024AL*+UI | Singlezone Ducted, Centrally Ducted | 32200 | 31200 | 2.52 | 24600 | 1.98
BRYANT HEATING AND COOLING SYSTEMS | EVOLUTION V Heat Pump | 210470964 | HRCU-A-CB | 288BNV037*0**B* | CNPV*6024AL*+UI | Singlezone Ducted, Centrally Ducted | 32200 | 31400 | 2.5 | 24800 | 1.96
BRYANT HEATING AND COOLING SYSTEMS | EVOLUTION V Heat Pump | 210470953 | HRCU-A-CB | 288BNV037*0**B* | CNPV*6024AL*+UI | Singlezone Ducted, Centrally Ducted | 32200 | 31200 | 2.52 | 24600 | 1.98
BRYANT HEATING AND COOLING SYSTEMS | EVOLUTION V Heat Pump | 210470931 | HRCU-A-CB | 288BNV037*0**B* | CNPV*6024AL*+UI | Singlezone Ducted, Centrally Ducted | 32200 | 31200 | 2.52 | 24600 | 1.98
BRYANT HEATING AND COOLING SYSTEMS | EVOLUTION V Heat Pump | 210470920 | HRCU-A-CB | 288BNV037*0**B* | CNPV*6024AL*+UI | Singlezone Ducted, Centrally Ducted | 32200 | 31200 | 2.52 | 24600 | 1.98
BRYANT HEATING AND COOLING SYSTEMS | EVOLUTION V Heat Pump | 210470909 | HRCU-A-CB | 288BNV037*0**B* | CNPV*6024AL*+UI | Singlezone Ducted, Centrally Ducted | 32200 | 31400 | 2.52 | 24800 | 1.98
BRYANT HEATING AND COOLING SYSTEMS | EVOLUTION V Heat Pump | 210470898 | HRCU-A-CB | 288BNV037*0**B* | CNPV*6024AL*+UI | Singlezone Ducted, Centrally Ducted | 32200 | 31400 | 2.5 | 24800 | 1.98
BRYANT HEATING AND COOLING SYSTEMS | EVOLUTION V Heat Pump | 210470887 | HRCU-A-CB | 288BNV037*0**B* | CNPV*6024AL*+UI | Singlezone Ducted, Centrally Ducted | 32200 | 31200 | 2.52 | 24600 | 1.98
BRYANT HEATING AND COOLING SYSTEMS | EVOLUTION V Heat Pump | 210470876 | HRCU-A-CB | 288BNV037*0**B* | CNPV*6024AL*+UI | Singlezone Ducted, Centrally Ducted | 32200 | 31200 | 2.52 | 24600 | 1.98
BRYANT HEATING AND COOLING SYSTEMS | EVOLUTION V Heat Pump | 210470844 | HRCU-A-CB | 288BNV037*0**B* | CNPV*4824AL*+UI | Singlezone Ducted, Centrally Ducted | 32800 | 31400 | 2.52 | 24600 | 1.98
BRYANT HEATING AND COOLING SYSTEMS | EVOLUTION V Heat Pump | 210470833 | HRCU-A-CB | 288BNV037*0**B* | CNPV*4824AL*+UI | Singlezone Ducted, Centrally Ducted | 32800 | 31400 | 2.52 | 24800 | 1.96
BRYANT HEATING AND COOLING SYSTEMS | EVOLUTION V Heat Pump | 210470810 | HRCU-A-CB | 288BNV037*0**B* | CNPV*4821AL*+UI | Singlezone Ducted, Centrally Ducted | 33000 | 31600 | 2.5 | 24800 | 1.96
BRYANT HEATING AND COOLING SYSTEMS | EVOLUTION V Heat Pump | 210470799 | HRCU-A-CB | 288BNV037*0**B* | CNPV*4821AL*+UI | Singlezone Ducted, Centrally Ducted | 33000 | 31600 | 2.5 | 24800 | 1.96
BRYANT HEATING AND COOLING SYSTEMS | EVOLUTION V Heat Pump | 210470628 | HRCU-A-CB | 288BNV037*0**B* | CAP**6124AL*+UI | Singlezone Ducted, Centrally Ducted | 32000 | 31200 | 2.54 | 24800 | 2
BRYANT HEATING AND COOLING SYSTEMS | EVOLUTION V Heat Pump | 210470606 | HRCU-A-CB | 288BNV037*0**B* | CAP**6124AL*+UI | Singlezone Ducted, Centrally Ducted | 32000 | 31200 | 2.52 | 25000 | 2
BRYANT HEATING AND COOLING SYSTEMS | EVOLUTION V Heat Pump | 210470595 | HRCU-A-CB | 288BNV037*0**B* | CAP**6124AL*+UI | Singlezone Ducted, Centrally Ducted | 32000 | 31200 | 2.54 | 24800 | 2
BRYANT HEATING AND COOLING SYSTEMS | EVOLUTION V Heat Pump | 210470573 | HRCU-A-CB | 288BNV037*0**B* | CAP**6124AL*+UI | Singlezone Ducted, Centrally Ducted | 32000 | 31200 | 2.54 | 24800 | 2
BRYANT HEATING AND COOLING SYSTEMS | EVOLUTION V Heat Pump | 210470562 | HRCU-A-CB | 288BNV037*0**B* | CAP**6124AL*+UI | Singlezone Ducted, Centrally Ducted | 32000 | 31200 | 2.54 | 24800 | 2.02
BRYANT HEATING AND COOLING SYSTEMS | EVOLUTION V Heat Pump | 210470551 | HRCU-A-CB | 288BNV037*0**B* | CAP**6124AL*+UI | Singlezone Ducted, Centrally Ducted | 32000 | 31200 | 2.52 | 24800 | 2
BRYANT HEATING AND COOLING SYSTEMS | EVOLUTION V Heat Pump | 210470496 | HRCU-A-CB | 288BNV037*0**B* | CAP**6121AL*+UI | Singlezone Ducted, Centrally Ducted | 32000 | 31200 | 2.54 | 24800 | 2
BRYANT HEATING AND COOLING SYSTEMS | EVOLUTION V Heat Pump | 210470485 | HRCU-A-CB | 288BNV037*0**B* | CAP**6121AL*+UI | Singlezone Ducted, Centrally Ducted | 32000 | 31200 | 2.52 | 24800 | 2
BRYANT HEATING AND COOLING SYSTEMS | EVOLUTION V Heat Pump | 210470463 | HRCU-A-CB | 288BNV037*0**B* | CAP**6121AL*+UI | Singlezone Ducted, Centrally Ducted | 32000 | 31200 | 2.52 | 24800 | 2
BRYANT HEATING AND COOLING SYSTEMS | EVOLUTION V Heat Pump | 210470441 | HRCU-A-CB | 288BNV037*0**B* | CAP**6121AL*+UI | Singlezone Ducted, Centrally Ducted | 32000 | 31200 | 2.52 | 25000 | 2
BRYANT HEATING AND COOLING SYSTEMS | EVOLUTION V Heat Pump | 210470430 | HRCU-A-CB | 288BNV037*0**B* | CAP**6121AL*+UI | Singlezone Ducted, Centrally Ducted | 32200 | 31400 | 2.5 | 25000 | 1.98
BRYANT HEATING AND COOLING SYSTEMS | EVOLUTION V Heat Pump | 210470342 | HRCU-A-CB | 288BNV037*0**B* | CAP**6024AL*+UI | Singlezone Ducted, Centrally Ducted | 31800 | 31000 | 2.52 | 24800 | 2
BRYANT HEATING AND COOLING SYSTEMS | EVOLUTION V Heat Pump | 210470320 | HRCU-A-CB | 288BNV037*0**B* | CAP**6024AL*+UI | Singlezone Ducted, Centrally Ducted | 32000 | 31200 | 2.5 | 24800 | 1.98
BRYANT HEATING AND COOLING SYSTEMS | EVOLUTION V Heat Pump | 210470309 | HRCU-A-CB | 288BNV037*0**B* | CAP**6024AL*+UI | Singlezone Ducted, Centrally Ducted | 31800 | 31000 | 2.52 | 24800 | 2
BRYANT HEATING AND COOLING SYSTEMS | EVOLUTION V Heat Pump | 210470287 | HRCU-A-CB | 288BNV037*0**B* | CAP**6024AL*+UI | Singlezone Ducted, Centrally Ducted | 31800 | 31000 | 2.52 | 24800 | 2
BRYANT HEATING AND COOLING SYSTEMS | EVOLUTION V Heat Pump | 210470276 | HRCU-A-CB | 288BNV037*0**B* | CAP**6024AL*+UI | Singlezone Ducted, Centrally Ducted | 31800 | 31000 | 2.52 | 24800 | 2
BRYANT HEATING AND COOLING SYSTEMS | EVOLUTION V Heat Pump | 210470265 | HRCU-A-CB | 288BNV037*0**B* | CAP**6024AL*+UI | Singlezone Ducted, Centrally Ducted | 31800 | 31000 | 2.5 | 24800 | 1.98
BRYANT HEATING AND COOLING SYSTEMS | EVOLUTION V Heat Pump | 206773608 | HRCU-A-CB | 288BNV037*0**B* | CNPV*4821AL*+UI | Singlezone Ducted, Centrally Ducted | 32800 | 31400 | 2.52 | 24600 | 1.98
BRYANT HEATING AND COOLING SYSTEMS | EVOLUTION V Heat Pump | 206773599 | HRCU-A-CB | 288BNV037*0**B* | CNPV*4821AL*+UI | Singlezone Ducted, Centrally Ducted | 32800 | 31400 | 2.52 | 24800 | 1.96
BRYANT HEATING AND COOLING SYSTEMS | EVOLUTION V Heat Pump | 206772423 | HRCU-A-CB | 288BNV037*0**B* | CNPV*4824AL*+UI | Singlezone Ducted, Centrally Ducted | 33000 | 31400 | 2.52 | 24800 | 1.96
BRYANT HEATING AND COOLING SYSTEMS | EVOLUTION V Heat Pump | 206772396 | HRCU-A-CB | 288BNV037*0**B* | CNPV*4824AL*+UI | Singlezone Ducted, Centrally Ducted | 33000 | 31400 | 2.52 | 24800 | 1.96
BRYANT HEATING AND COOLING SYSTEMS | EVOLUTION V Heat Pump | 206772378 | HRCU-A-CB | 288BNV037*0**B* | CNPV*4824AL*+UI | Singlezone Ducted, Centrally Ducted | 32800 | 31400 | 2.52 | 24800 | 1.96
BRYANT HEATING AND COOLING SYSTEMS | EVOLUTION V Heat Pump | 206772369 | HRCU-A-CB | 288BNV037*0**B* | CNPV*4824AL*+UI | Singlezone Ducted, Centrally Ducted | 32800 | 31400 | 2.52 | 24800 | 1.98
BRYANT HEATING AND COOLING SYSTEMS | EVOLUTION V Heat Pump | 206772360 | HRCU-A-CB | 288BNV037*0**B* | CNPV*4824AL*+UI | Singlezone Ducted, Centrally Ducted | 33000 | 31600 | 2.52 | 24800 | 1.96
BRYANT HEATING AND COOLING SYSTEMS | EVOLUTION V Heat Pump | 206772324 | HRCU-A-CB | 288BNV037*0**B* | CNPV*4821AL*+UI | Singlezone Ducted, Centrally Ducted | 32800 | 31400 | 2.52 | 24800 | 1.98
BRYANT HEATING AND COOLING SYSTEMS | EVOLUTION V Heat Pump | 206772315 | HRCU-A-CB | 288BNV037*0**B* | CNPV*4821AL*+UI | Singlezone Ducted, Centrally Ducted | 33000 | 31400 | 2.52 | 24800 | 1.96
BRYANT HEATING AND COOLING SYSTEMS | EVOLUTION V Heat Pump | 206772297 | HRCU-A-CB | 288BNV037*0**B* | CNPV*4821AL*+UI | Singlezone Ducted, Centrally Ducted | 33000 | 31400 | 2.52 | 24800 | 1.96
BRYANT HEATING AND COOLING SYSTEMS | EVOLUTION V Heat Pump | 206772243 | HRCU-A-CB | 288BNV037*0**B* | CNPV*4821AL*+UI | Singlezone Ducted, Centrally Ducted | 33000 | 31600 | 2.52 | 24800 | 1.96
BRYANT HEATING AND COOLING SYSTEMS | EVOLUTION V Heat Pump | 206771955 | HRCU-A-CB | 288BNV037*0**B* | CAP**4824AL*+UI | Singlezone Ducted, Centrally Ducted | 32600 | 31400 | 2.52 | 24800 | 2
BRYANT HEATING AND COOLING SYSTEMS | EVOLUTION V Heat Pump | 206771937 | HRCU-A-CB | 288BNV037*0**B* | CAP**4824AL*+UI | Singlezone Ducted, Centrally Ducted | 32600 | 31400 | 2.52 | 25000 | 1.98
BRYANT HEATING AND COOLING SYSTEMS | EVOLUTION V Heat Pump | 206771928 | HRCU-A-CB | 288BNV037*0**B* | CAP**4824AL*+UI | Singlezone Ducted, Centrally Ducted | 32600 | 31400 | 2.52 | 24800 | 2
BRYANT HEATING AND COOLING SYSTEMS | EVOLUTION V Heat Pump | 206771910 | HRCU-A-CB | 288BNV037*0**B* | CAP**4824AL*+UI | Singlezone Ducted, Centrally Ducted | 32400 | 31400 | 2.54 | 24800 | 2
BRYANT HEATING AND COOLING SYSTEMS | EVOLUTION V Heat Pump | 206771901 | HRCU-A-CB | 288BNV037*0**B* | CAP**4824AL*+UI | Singlezone Ducted, Centrally Ducted | 32400 | 31400 | 2.54 | 24800 | 2
BRYANT HEATING AND COOLING SYSTEMS | EVOLUTION V Heat Pump | 206771892 | HRCU-A-CB | 288BNV037*0**B* | CAP**4824AL*+UI | Singlezone Ducted, Centrally Ducted | 32600 | 31400 | 2.52 | 25000 | 1.98
BRYANT HEATING AND COOLING SYSTEMS | EVOLUTION V Heat Pump | 206771856 | HRCU-A-CB | 288BNV037*0**B* | CAP**4821AL*+UI | Singlezone Ducted, Centrally Ducted | 32600 | 31400 | 2.52 | 24800 | 2
BRYANT HEATING AND COOLING SYSTEMS | EVOLUTION V Heat Pump | 206771847 | HRCU-A-CB | 288BNV037*0**B* | CAP**4821AL*+UI | Singlezone Ducted, Centrally Ducted | 32600 | 31400 | 2.52 | 25000 | 1.98
BRYANT HEATING AND COOLING SYSTEMS | EVOLUTION V Heat Pump | 206771829 | HRCU-A-CB | 288BNV037*0**B* | CAP**4821AL*+UI | Singlezone Ducted, Centrally Ducted | 32600 | 31400 | 2.52 | 25000 | 1.98
BRYANT HEATING AND COOLING SYSTEMS | EVOLUTION V Heat Pump | 206771775 | HRCU-A-CB | 288BNV037*0**B* | CAP**4821AL*+UI | Singlezone Ducted, Centrally Ducted | 32600 | 31400 | 2.52 | 25000 | 1.98
BRYANT HEATING AND COOLING SYSTEMS | EVOLUTION V Heat Pump | 206771721 | HRCU-A-CB | 288BNV037*0**B* | CAP**4321AL*+UI | Singlezone Ducted, Centrally Ducted | 32800 | 31800 | 2.56 | 25000 | 2
BRYANT HEATING AND COOLING SYSTEMS | EVOLUTION V Heat Pump | 206771712 | HRCU-A-CB | 288BNV037*0**B* | CAP**4321AL*+UI | Singlezone Ducted, Centrally Ducted | 33000 | 31800 | 2.54 | 25200 | 2
BRYANT HEATING AND COOLING SYSTEMS | EVOLUTION V Heat Pump | 206771694 | HRCU-A-CB | 288BNV037*0**B* | CAP**4321AL*+UI | Singlezone Ducted, Centrally Ducted | 33000 | 31800 | 2.54 | 25200 | 2
BRYANT HEATING AND COOLING SYSTEMS | EVOLUTION V Heat Pump | 206771640 | HRCU-A-CB | 288BNV037*0**B* | CAP**4321AL*+UI | Singlezone Ducted, Centrally Ducted | 33000 | 31800 | 2.54 | 25200 | 2
BRYANT HEATING AND COOLING SYSTEMS | EVOLUTION V Heat Pump | 206771622 | HRCU-A-CB | 288BNV037*0**B* | CAP**4321AL*+UI | Singlezone Ducted, Centrally Ducted | 33000 | 32000 | 2.52 | 25200 | 1.98
BRYANT HEATING AND COOLING SYSTEMS | EVOLUTION V Heat Pump | 206771352 | HRCU-A-CB | 288BNV037*0**B* | CAP**3721AL*+UI | Singlezone Ducted, Centrally Ducted | 32800 | 31800 | 2.54 | 25000 | 2
BRYANT HEATING AND COOLING SYSTEMS | EVOLUTION V Heat Pump | 206771343 | HRCU-A-CB | 288BNV037*0**B* | CAP**3721AL*+UI | Singlezone Ducted, Centrally Ducted | 33000 | 31800 | 2.54 | 25200 | 2
BRYANT HEATING AND COOLING SYSTEMS | EVOLUTION V Heat Pump | 206771325 | HRCU-A-CB | 288BNV037*0**B* | CAP**3721AL*+UI | Singlezone Ducted, Centrally Ducted | 33000 | 31800 | 2.54 | 25200 | 2
BRYANT HEATING AND COOLING SYSTEMS | EVOLUTION V Heat Pump | 206771271 | HRCU-A-CB | 288BNV037*0**B* | CAP**3721AL*+UI | Singlezone Ducted, Centrally Ducted | 33000 | 31800 | 2.52 | 25200 | 1.98
BRYANT HEATING AND COOLING SYSTEMS | EVOLUTION V Heat Pump | 210596589 | HRCU-A-CB | 288BNV037*0**A* | CNPV*6024AL*+UI | Singlezone Ducted, Centrally Ducted | 32200 | 31400 | 2.5 | 24800 | 1.96
BRYANT HEATING AND COOLING SYSTEMS | EVOLUTION V Heat Pump | 210596588 | HRCU-A-CB | 288BNV037*0**A* | CNPV*6024AL*+UI | Singlezone Ducted, Centrally Ducted | 32200 | 31200 | 2.52 | 24600 | 1.98
BRYANT HEATING AND COOLING SYSTEMS | EVOLUTION V Heat Pump | 210596586 | HRCU-A-CB | 288BNV037*0**A* | CNPV*6024AL*+UI | Singlezone Ducted, Centrally Ducted | 32200 | 31200 | 2.52 | 24600 | 1.98
BRYANT HEATING AND COOLING SYSTEMS | EVOLUTION V Heat Pump | 210596585 | HRCU-A-CB | 288BNV037*0**A* | CNPV*6024AL*+UI | Singlezone Ducted, Centrally Ducted | 32200 | 31200 | 2.52 | 24600 | 1.98
BRYANT HEATING AND COOLING SYSTEMS | EVOLUTION V Heat Pump | 210596583 | HRCU-A-CB | 288BNV037*0**A* | CNPV*6024AL*+UI | Singlezone Ducted, Centrally Ducted | 32200 | 31200 | 2.52 | 24600 | 1.98
BRYANT HEATING AND COOLING SYSTEMS | EVOLUTION V Heat Pump | 210596582 | HRCU-A-CB | 288BNV037*0**A* | CNPV*6024AL*+UI | Singlezone Ducted, Centrally Ducted | 32200 | 31200 | 2.52 | 24600 | 1.98
BRYANT HEATING AND COOLING SYSTEMS | EVOLUTION V Heat Pump | 210596581 | HRCU-A-CB | 288BNV037*0**A* | CNPV*6024AL*+UI | Singlezone Ducted, Centrally Ducted | 32200 | 31200 | 2.52 | 24600 | 1.98
BRYANT HEATING AND COOLING SYSTEMS | EVOLUTION V Heat Pump | 210596579 | HRCU-A-CB | 288BNV037*0**A* | CNPV*6024AL*+UI | Singlezone Ducted, Centrally Ducted | 32200 | 31400 | 2.52 | 24800 | 1.98
BRYANT HEATING AND COOLING SYSTEMS | EVOLUTION V Heat Pump | 210596578 | HRCU-A-CB | 288BNV037*0**A* | CNPV*6024AL*+UI | Singlezone Ducted, Centrally Ducted | 32200 | 31400 | 2.5 | 24800 | 1.98
BRYANT HEATING AND COOLING SYSTEMS | EVOLUTION V Heat Pump | 210596577 | HRCU-A-CB | 288BNV037*0**A* | CNPV*4824AL*+UI | Singlezone Ducted, Centrally Ducted | 32800 | 31400 | 2.52 | 24600 | 1.98
BRYANT HEATING AND COOLING SYSTEMS | EVOLUTION V Heat Pump | 210596576 | HRCU-A-CB | 288BNV037*0**A* | CNPV*4824AL*+UI | Singlezone Ducted, Centrally Ducted | 32800 | 31400 | 2.52 | 24800 | 1.96
BRYANT HEATING AND COOLING SYSTEMS | EVOLUTION V Heat Pump | 210596574 | HRCU-A-CB | 288BNV037*0**A* | CNPV*4821AL*+UI | Singlezone Ducted, Centrally Ducted | 33000 | 31600 | 2.5 | 24800 | 1.96
BRYANT HEATING AND COOLING SYSTEMS | EVOLUTION V Heat Pump | 210596573 | HRCU-A-CB | 288BNV037*0**A* | CNPV*4821AL*+UI | Singlezone Ducted, Centrally Ducted | 33000 | 31600 | 2.5 | 24800 | 1.96
BRYANT HEATING AND COOLING SYSTEMS | EVOLUTION V Heat Pump | 210596562 | HRCU-A-CB | 288BNV037*0**A* | CAP**6124AL*+UI | Singlezone Ducted, Centrally Ducted | 32000 | 31200 | 2.52 | 25000 | 2
BRYANT HEATING AND COOLING SYSTEMS | EVOLUTION V Heat Pump | 210596561 | HRCU-A-CB | 288BNV037*0**A* | CAP**6124AL*+UI | Singlezone Ducted, Centrally Ducted | 32000 | 31200 | 2.54 | 24800 | 2
BRYANT HEATING AND COOLING SYSTEMS | EVOLUTION V Heat Pump | 210596558 | HRCU-A-CB | 288BNV037*0**A* | CAP**6124AL*+UI | Singlezone Ducted, Centrally Ducted | 32000 | 31200 | 2.54 | 24800 | 2
BRYANT HEATING AND COOLING SYSTEMS | EVOLUTION V Heat Pump | 210596557 | HRCU-A-CB | 288BNV037*0**A* | CAP**6124AL*+UI | Singlezone Ducted, Centrally Ducted | 32000 | 31200 | 2.54 | 24800 | 2
BRYANT HEATING AND COOLING SYSTEMS | EVOLUTION V Heat Pump | 210596553 | HRCU-A-CB | 288BNV037*0**A* | CAP**6124AL*+UI | Singlezone Ducted, Centrally Ducted | 32000 | 31200 | 2.54 | 24800 | 2.02
BRYANT HEATING AND COOLING SYSTEMS | EVOLUTION V Heat Pump | 210596551 | HRCU-A-CB | 288BNV037*0**A* | CAP**6124AL*+UI | Singlezone Ducted, Centrally Ducted | 32000 | 31200 | 2.52 | 24800 | 2
BRYANT HEATING AND COOLING SYSTEMS | EVOLUTION V Heat Pump | 210596549 | HRCU-A-CB | 288BNV037*0**A* | CAP**6121AL*+UI | Singlezone Ducted, Centrally Ducted | 32000 | 31200 | 2.52 | 24800 | 2
BRYANT HEATING AND COOLING SYSTEMS | EVOLUTION V Heat Pump | 210596547 | HRCU-A-CB | 288BNV037*0**A* | CAP**6121AL*+UI | Singlezone Ducted, Centrally Ducted | 32000 | 31200 | 2.52 | 24800 | 2
BRYANT HEATING AND COOLING SYSTEMS | EVOLUTION V Heat Pump | 210596542 | HRCU-A-CB | 288BNV037*0**A* | CAP**6121AL*+UI | Singlezone Ducted, Centrally Ducted | 32000 | 31200 | 2.52 | 25000 | 2
BRYANT HEATING AND COOLING SYSTEMS | EVOLUTION V Heat Pump | 210596541 | HRCU-A-CB | 288BNV037*0**A* | CAP**6121AL*+UI | Singlezone Ducted, Centrally Ducted | 32000 | 31200 | 2.54 | 24800 | 2
BRYANT HEATING AND COOLING SYSTEMS | EVOLUTION V Heat Pump | 210596540 | HRCU-A-CB | 288BNV037*0**A* | CAP**6121AL*+UI | Singlezone Ducted, Centrally Ducted | 32200 | 31400 | 2.5 | 25000 | 1.98
BRYANT HEATING AND COOLING SYSTEMS | EVOLUTION V Heat Pump | 210596536 | HRCU-A-CB | 288BNV037*0**A* | CAP**6024AL*+UI | Singlezone Ducted, Centrally Ducted | 32000 | 31200 | 2.5 | 24800 | 1.98
BRYANT HEATING AND COOLING SYSTEMS | EVOLUTION V Heat Pump | 210596535 | HRCU-A-CB | 288BNV037*0**A* | CAP**6024AL*+UI | Singlezone Ducted, Centrally Ducted | 31800 | 31000 | 2.52 | 24800 | 2
BRYANT HEATING AND COOLING SYSTEMS | EVOLUTION V Heat Pump | 210596532 | HRCU-A-CB | 288BNV037*0**A* | CAP**6024AL*+UI | Singlezone Ducted, Centrally Ducted | 31800 | 31000 | 2.52 | 24800 | 2
BRYANT HEATING AND COOLING SYSTEMS | EVOLUTION V Heat Pump | 210596531 | HRCU-A-CB | 288BNV037*0**A* | CAP**6024AL*+UI | Singlezone Ducted, Centrally Ducted | 31800 | 31000 | 2.52 | 24800 | 2
BRYANT HEATING AND COOLING SYSTEMS | EVOLUTION V Heat Pump | 210596527 | HRCU-A-CB | 288BNV037*0**A* | CAP**6024AL*+UI | Singlezone Ducted, Centrally Ducted | 31800 | 31000 | 2.52 | 24800 | 2
BRYANT HEATING AND COOLING SYSTEMS | EVOLUTION V Heat Pump | 210596525 | HRCU-A-CB | 288BNV037*0**A* | CAP**6024AL*+UI | Singlezone Ducted, Centrally Ducted | 31800 | 31000 | 2.5 | 24800 | 1.98
BRYANT HEATING AND COOLING SYSTEMS | EVOLUTION V Heat Pump | 206136285 | HRCU-A-CB | 288BNV037*0**A* | CNPV*4821AL*+UI | Singlezone Ducted, Centrally Ducted | 32800 | 31400 | 2.52 | 24600 | 1.98
BRYANT HEATING AND COOLING SYSTEMS | EVOLUTION V Heat Pump | 206136275 | HRCU-A-CB | 288BNV037*0**A* | CNPV*4821AL*+UI | Singlezone Ducted, Centrally Ducted | 32800 | 31400 | 2.52 | 24800 | 1.96
BRYANT HEATING AND COOLING SYSTEMS | EVOLUTION V Heat Pump | 204299946 | HRCU-A-CB | 288BNV037*0**A* | CNPV*4824AL*+UI | Singlezone Ducted, Centrally Ducted | 33000 | 31400 | 2.52 | 24800 | 1.96
BRYANT HEATING AND COOLING SYSTEMS | EVOLUTION V Heat Pump | 204299916 | HRCU-A-CB | 288BNV037*0**A* | CNPV*4824AL*+UI | Singlezone Ducted, Centrally Ducted | 33000 | 31400 | 2.52 | 24800 | 1.96
BRYANT HEATING AND COOLING SYSTEMS | EVOLUTION V Heat Pump | 204299896 | HRCU-A-CB | 288BNV037*0**A* | CNPV*4824AL*+UI | Singlezone Ducted, Centrally Ducted | 32800 | 31400 | 2.52 | 24800 | 1.96
BRYANT HEATING AND COOLING SYSTEMS | EVOLUTION V Heat Pump | 204299886 | HRCU-A-CB | 288BNV037*0**A* | CNPV*4824AL*+UI | Singlezone Ducted, Centrally Ducted | 32800 | 31400 | 2.52 | 24800 | 1.98
BRYANT HEATING AND COOLING SYSTEMS | EVOLUTION V Heat Pump | 204299876 | HRCU-A-CB | 288BNV037*0**A* | CNPV*4824AL*+UI | Singlezone Ducted, Centrally Ducted | 33000 | 31600 | 2.52 | 24800 | 1.96
BRYANT HEATING AND COOLING SYSTEMS | EVOLUTION V Heat Pump | 204299836 | HRCU-A-CB | 288BNV037*0**A* | CNPV*4821AL*+UI | Singlezone Ducted, Centrally Ducted | 32800 | 31400 | 2.52 | 24800 | 1.98
BRYANT HEATING AND COOLING SYSTEMS | EVOLUTION V Heat Pump | 204299826 | HRCU-A-CB | 288BNV037*0**A* | CNPV*4821AL*+UI | Singlezone Ducted, Centrally Ducted | 33000 | 31400 | 2.52 | 24800 | 1.96
BRYANT HEATING AND COOLING SYSTEMS | EVOLUTION V Heat Pump | 204299806 | HRCU-A-CB | 288BNV037*0**A* | CNPV*4821AL*+UI | Singlezone Ducted, Centrally Ducted | 33000 | 31400 | 2.52 | 24800 | 1.96
BRYANT HEATING AND COOLING SYSTEMS | EVOLUTION V Heat Pump | 204299746 | HRCU-A-CB | 288BNV037*0**A* | CNPV*4821AL*+UI | Singlezone Ducted, Centrally Ducted | 33000 | 31600 | 2.52 | 24800 | 1.96
BRYANT HEATING AND COOLING SYSTEMS | EVOLUTION V Heat Pump | 204299426 | HRCU-A-CB | 288BNV037*0**A* | CAP**4824AL*+UI | Singlezone Ducted, Centrally Ducted | 32600 | 31400 | 2.52 | 24800 | 2
BRYANT HEATING AND COOLING SYSTEMS | EVOLUTION V Heat Pump | 204299406 | HRCU-A-CB | 288BNV037*0**A* | CAP**4824AL*+UI | Singlezone Ducted, Centrally Ducted | 32600 | 31400 | 2.52 | 25000 | 1.98
BRYANT HEATING AND COOLING SYSTEMS | EVOLUTION V Heat Pump | 204299396 | HRCU-A-CB | 288BNV037*0**A* | CAP**4824AL*+UI | Singlezone Ducted, Centrally Ducted | 32600 | 31400 | 2.52 | 24800 | 2
BRYANT HEATING AND COOLING SYSTEMS | EVOLUTION V Heat Pump | 204299376 | HRCU-A-CB | 288BNV037*0**A* | CAP**4824AL*+UI | Singlezone Ducted, Centrally Ducted | 32400 | 31400 | 2.54 | 24800 | 2
BRYANT HEATING AND COOLING SYSTEMS | EVOLUTION V Heat Pump | 204299366 | HRCU-A-CB | 288BNV037*0**A* | CAP**4824AL*+UI | Singlezone Ducted, Centrally Ducted | 32400 | 31400 | 2.54 | 24800 | 2
BRYANT HEATING AND COOLING SYSTEMS | EVOLUTION V Heat Pump | 204299356 | HRCU-A-CB | 288BNV037*0**A* | CAP**4824AL*+UI | Singlezone Ducted, Centrally Ducted | 32600 | 31400 | 2.52 | 25000 | 1.98
BRYANT HEATING AND COOLING SYSTEMS | EVOLUTION V Heat Pump | 204299316 | HRCU-A-CB | 288BNV037*0**A* | CAP**4821AL*+UI | Singlezone Ducted, Centrally Ducted | 32600 | 31400 | 2.52 | 24800 | 2
BRYANT HEATING AND COOLING SYSTEMS | EVOLUTION V Heat Pump | 204299306 | HRCU-A-CB | 288BNV037*0**A* | CAP**4821AL*+UI | Singlezone Ducted, Centrally Ducted | 32600 | 31400 | 2.52 | 25000 | 1.98
BRYANT HEATING AND COOLING SYSTEMS | EVOLUTION V Heat Pump | 204299286 | HRCU-A-CB | 288BNV037*0**A* | CAP**4821AL*+UI | Singlezone Ducted, Centrally Ducted | 32600 | 31400 | 2.52 | 25000 | 1.98
BRYANT HEATING AND COOLING SYSTEMS | EVOLUTION V Heat Pump | 204299226 | HRCU-A-CB | 288BNV037*0**A* | CAP**4821AL*+UI | Singlezone Ducted, Centrally Ducted | 32600 | 31400 | 2.52 | 25000 | 1.98
BRYANT HEATING AND COOLING SYSTEMS | EVOLUTION V Heat Pump | 204299190 | HRCU-A-CB | 288BNV037*0**A* | CAP**4321AL*+UI | Singlezone Ducted, Centrally Ducted | 32800 | 31800 | 2.56 | 25000 | 2
BRYANT HEATING AND COOLING SYSTEMS | EVOLUTION V Heat Pump | 204299188 | HRCU-A-CB | 288BNV037*0**A* | CAP**4321AL*+UI | Singlezone Ducted, Centrally Ducted | 33000 | 31800 | 2.54 | 25200 | 2
BRYANT HEATING AND COOLING SYSTEMS | EVOLUTION V Heat Pump | 204299184 | HRCU-A-CB | 288BNV037*0**A* | CAP**4321AL*+UI | Singlezone Ducted, Centrally Ducted | 33000 | 31800 | 2.54 | 25200 | 2
BRYANT HEATING AND COOLING SYSTEMS | EVOLUTION V Heat Pump | 204299172 | HRCU-A-CB | 288BNV037*0**A* | CAP**4321AL*+UI | Singlezone Ducted, Centrally Ducted | 33000 | 31800 | 2.54 | 25200 | 2
BRYANT HEATING AND COOLING SYSTEMS | EVOLUTION V Heat Pump | 204299168 | HRCU-A-CB | 288BNV037*0**A* | CAP**4321AL*+UI | Singlezone Ducted, Centrally Ducted | 33000 | 32000 | 2.52 | 25200 | 1.98
BRYANT HEATING AND COOLING SYSTEMS | EVOLUTION V Heat Pump | 204298900 | HRCU-A-CB | 288BNV037*0**A* | CAP**3721AL*+UI | Singlezone Ducted, Centrally Ducted | 32800 | 31800 | 2.54 | 25000 | 2
BRYANT HEATING AND COOLING SYSTEMS | EVOLUTION V Heat Pump | 204298898 | HRCU-A-CB | 288BNV037*0**A* | CAP**3721AL*+UI | Singlezone Ducted, Centrally Ducted | 33000 | 31800 | 2.54 | 25200 | 2
BRYANT HEATING AND COOLING SYSTEMS | EVOLUTION V Heat Pump | 204298894 | HRCU-A-CB | 288BNV037*0**A* | CAP**3721AL*+UI | Singlezone Ducted, Centrally Ducted | 33000 | 31800 | 2.54 | 25200 | 2
BRYANT HEATING AND COOLING SYSTEMS | EVOLUTION V Heat Pump | 204298882 | HRCU-A-CB | 288BNV037*0**A* | CAP**3721AL*+UI | Singlezone Ducted, Centrally Ducted | 33000 | 31800 | 2.52 | 25200 | 1.98
ECOER |  | 211594474 | HRCU-A-CB | ESCA16H-60 | EAHAEC-60 | Singlezone Ducted, Centrally Ducted | 59000 | 42000 | 2.6 | 54356 | 1.91
BRYANT HEATING AND COOLING SYSTEMS | EVOLUTION V Heat Pump | 210473238 | HRCU-A-CB | 288BNV025*0**C* | CAP**4321AL*+UI | Singlezone Ducted, Centrally Ducted | 21000 | 20400 | 2.54 | 16500 | 2.04
BRYANT HEATING AND COOLING SYSTEMS | EVOLUTION Extreme 24 HP | 210720714 | HRCU-A-CB | 284ANV060*0**B* | CAP**6124AL*+UI | Singlezone Ducted, Centrally Ducted | 60500 | 51000 | 2.5 | 39000 | 2.1
BRYANT HEATING AND COOLING SYSTEMS | EVOLUTION Extreme 24 HP | 210720712 | HRCU-A-CB | 284ANV060*0**B* | CAP**6124AL*+UI | Singlezone Ducted, Centrally Ducted | 60500 | 50500 | 2.52 | 39000 | 2.12
BRYANT HEATING AND COOLING SYSTEMS | EVOLUTION Extreme 24 HP | 210720710 | HRCU-A-CB | 284ANV060*0**B* | CAP**6124AL*+UI | Singlezone Ducted, Centrally Ducted | 60500 | 51000 | 2.5 | 39000 | 2.1
BRYANT HEATING AND COOLING SYSTEMS | EVOLUTION Extreme 24 HP | 206790699 | HRCU-A-CB | 284ANV060*0**B* | CAP**6124AL*+UI | Singlezone Ducted, Centrally Ducted | 60500 | 50500 | 2.52 | 39000 | 2.1
BRYANT HEATING AND COOLING SYSTEMS | EVOLUTION Extreme 24 HP | 206790698 | HRCU-A-CB | 284ANV060*0**B* | CAP**6124AL*+UI | Singlezone Ducted, Centrally Ducted | 60500 | 51000 | 2.5 | 39000 | 2.1
BRYANT HEATING AND COOLING SYSTEMS | EVOLUTION Extreme 24 HP | 206790697 | HRCU-A-CB | 284ANV060*0**B* | CAP**6121AL*+UI | Singlezone Ducted, Centrally Ducted | 60500 | 50500 | 2.5 | 39000 | 2.1
BRYANT HEATING AND COOLING SYSTEMS | EVOLUTION Extreme 24 HP | 206790693 | HRCU-A-CB | 284ANV060*0**B* | CAP**6124AL*+UI | Singlezone Ducted, Centrally Ducted | 60500 | 50500 | 2.52 | 39000 | 2.12
BRYANT HEATING AND COOLING SYSTEMS | EVOLUTION Extreme 24 HP | 206790692 | HRCU-A-CB | 284ANV060*0**B* | CAP**6121AL*+UI | Singlezone Ducted, Centrally Ducted | 60500 | 50500 | 2.5 | 39000 | 2.1
BRYANT HEATING AND COOLING SYSTEMS | EVOLUTION Extreme 24 HP | 206790677 | HRCU-A-CB | 284ANV060*0**B* | CAP**6124AL*+UI | Singlezone Ducted, Centrally Ducted | 60500 | 51000 | 2.5 | 39000 | 2.1
BRYANT HEATING AND COOLING SYSTEMS | EVOLUTION Extreme 24 HP | 206790676 | HRCU-A-CB | 284ANV060*0**B* | CAP**6124AL*+UI | Singlezone Ducted, Centrally Ducted | 60500 | 51000 | 2.5 | 39000 | 2.1
BRYANT HEATING AND COOLING SYSTEMS | EVOLUTION Extreme 24 HP | 206790673 | HRCU-A-CB | 284ANV060*0**B* | CAP**6124AL*+UI | Singlezone Ducted, Centrally Ducted | 60500 | 51000 | 2.5 | 39000 | 2.1
BRYANT HEATING AND COOLING SYSTEMS | EVOLUTION Extreme 24 HP | 206790658 | HRCU-A-CB | 284ANV060*0**B* | FE4ANB006L+UI | Singlezone Ducted, Centrally Ducted | 59500 | 50000 | 2.58 | 38500 | 2.18
BRYANT HEATING AND COOLING SYSTEMS | EVOLUTION Extreme 24 HP | 210532881 | HRCU-A-CB | 284ANV048*0**B* | CAP**6124AL*+UI | Singlezone Ducted, Centrally Ducted | 46000 | 43500 | 2.5 | 36200 | 2.36
BRYANT HEATING AND COOLING SYSTEMS | EVOLUTION Extreme 24 HP | 206790655 | HRCU-A-CB | 284ANV048*0**B* | CSPH*6012AL*+UI | Singlezone Ducted, Centrally Ducted | 46000 | 43000 | 2.5 | 36000 | 2.36
BRYANT HEATING AND COOLING SYSTEMS | EVOLUTION Extreme 24 HP | 206790653 | HRCU-A-CB | 284ANV048*0**B* | CAP**6124AL*+UI | Singlezone Ducted, Centrally Ducted | 46000 | 43000 | 2.5 | 36200 | 2.38
BRYANT HEATING AND COOLING SYSTEMS | EVOLUTION Extreme 24 HP | 206790651 | HRCU-A-CB | 284ANV048*0**B* | CAP**6121AL*+UI | Singlezone Ducted, Centrally Ducted | 46000 | 43000 | 2.5 | 36200 | 2.38
BRYANT HEATING AND COOLING SYSTEMS | EVOLUTION Extreme 24 HP | 206790599 | HRCU-A-CB | 284ANV048*0**B* | CSPH*6012AL*+UI | Singlezone Ducted, Centrally Ducted | 46000 | 43000 | 2.5 | 36000 | 2.38
BRYANT HEATING AND COOLING SYSTEMS | EVOLUTION Extreme 24 HP | 206790595 | HRCU-A-CB | 284ANV048*0**B* | CAP**6124AL*+UI | Singlezone Ducted, Centrally Ducted | 46000 | 43000 | 2.5 | 36000 | 2.38
BRYANT HEATING AND COOLING SYSTEMS | EVOLUTION Extreme 24 HP | 206790587 | HRCU-A-CB | 284ANV048*0**B* | FE4ANB006L+UI | Singlezone Ducted, Centrally Ducted | 45500 | 42500 | 2.58 | 35600 | 2.44
BRYANT HEATING AND COOLING SYSTEMS | EVOLUTION Extreme 24 HP | 210533115 | HRCU-A-CB | 284ANV024*0**B* | CSPH*4212AL*+UI | Singlezone Ducted, Centrally Ducted | 26600 | 24600 | 2.6 | 19700 | 2.52
BRYANT HEATING AND COOLING SYSTEMS | EVOLUTION Extreme 24 HP | 210533113 | HRCU-A-CB | 284ANV024*0**B* | CSPH*4212AL*+UI | Singlezone Ducted, Centrally Ducted | 26400 | 24600 | 2.6 | 19600 | 2.54
BRYANT HEATING AND COOLING SYSTEMS | EVOLUTION Extreme 24 HP | 210533111 | HRCU-A-CB | 284ANV024*0**B* | CSPH*4212AL*+UI | Singlezone Ducted, Centrally Ducted | 26400 | 24600 | 2.6 | 19600 | 2.54
BRYANT HEATING AND COOLING SYSTEMS | EVOLUTION Extreme 24 HP | 210533109 | HRCU-A-CB | 284ANV024*0**B* | CSPH*4212AL*+UI | Singlezone Ducted, Centrally Ducted | 26400 | 24600 | 2.6 | 19600 | 2.54
BRYANT HEATING AND COOLING SYSTEMS | EVOLUTION Extreme 24 HP | 210533107 | HRCU-A-CB | 284ANV024*0**B* | CSPH*4212AL*+UI | Singlezone Ducted, Centrally Ducted | 26600 | 24800 | 2.56 | 19800 | 2.5
BRYANT HEATING AND COOLING SYSTEMS | EVOLUTION Extreme 24 HP | 210533103 | HRCU-A-CB | 284ANV024*0**B* | CSPH*3012AL*+UI | Singlezone Ducted, Centrally Ducted | 27000 | 24800 | 2.54 | 19800 | 2.48
BRYANT HEATING AND COOLING SYSTEMS | EVOLUTION Extreme 24 HP | 210533101 | HRCU-A-CB | 284ANV024*0**B* | CSPH*3012AL*+UI | Singlezone Ducted, Centrally Ducted | 27000 | 25000 | 2.52 | 19900 | 2.46
BRYANT HEATING AND COOLING SYSTEMS | EVOLUTION Extreme 24 HP | 210533097 | HRCU-A-CB | 284ANV024*0**B* | CSPH*3012AL*+UI | Singlezone Ducted, Centrally Ducted | 27000 | 25000 | 2.5 | 20000 | 2.44
BRYANT HEATING AND COOLING SYSTEMS | EVOLUTION Extreme 24 HP | 210533093 | HRCU-A-CB | 284ANV024*0**B* | CSPH*3012AL*+UI | Singlezone Ducted, Centrally Ducted | 27000 | 25000 | 2.5 | 19900 | 2.44
BRYANT HEATING AND COOLING SYSTEMS | EVOLUTION Extreme 24 HP | 210533091 | HRCU-A-CB | 284ANV024*0**B* | CSPH*3012AL*+UI | Singlezone Ducted, Centrally Ducted | 27000 | 25000 | 2.52 | 19900 | 2.46
BRYANT HEATING AND COOLING SYSTEMS | EVOLUTION Extreme 24 HP | 210533089 | HRCU-A-CB | 284ANV024*0**B* | CSPH*3012AL*+UI | Singlezone Ducted, Centrally Ducted | 27000 | 25000 | 2.52 | 19900 | 2.46
BRYANT HEATING AND COOLING SYSTEMS | EVOLUTION Extreme 24 HP | 210533087 | HRCU-A-CB | 284ANV024*0**B* | CSPH*3012AL*+UI | Singlezone Ducted, Centrally Ducted | 27000 | 25000 | 2.52 | 19900 | 2.46
BRYANT HEATING AND COOLING SYSTEMS | EVOLUTION Extreme 24 HP | 210533085 | HRCU-A-CB | 284ANV024*0**B* | CSPH*3012AL*+UI | Singlezone Ducted, Centrally Ducted | 27000 | 25000 | 2.52 | 19800 | 2.46
BRYANT HEATING AND COOLING SYSTEMS | EVOLUTION Extreme 24 HP | 210533081 | HRCU-A-CB | 284ANV024*0**B* | CNPV*4221AL*+UI | Singlezone Ducted, Centrally Ducted | 26600 | 24800 | 2.52 | 19800 | 2.46
BRYANT HEATING AND COOLING SYSTEMS | EVOLUTION Extreme 24 HP | 210533079 | HRCU-A-CB | 284ANV024*0**B* | CNPV*4221AL*+UI | Singlezone Ducted, Centrally Ducted | 26600 | 24800 | 2.52 | 19800 | 2.46
BRYANT HEATING AND COOLING SYSTEMS | EVOLUTION Extreme 24 HP | 210533077 | HRCU-A-CB | 284ANV024*0**B* | CNPV*4221AL*+UI | Singlezone Ducted, Centrally Ducted | 26600 | 24800 | 2.52 | 19800 | 2.46
BRYANT HEATING AND COOLING SYSTEMS | EVOLUTION Extreme 24 HP | 210533075 | HRCU-A-CB | 284ANV024*0**B* | CNPV*4221AL*+UI | Singlezone Ducted, Centrally Ducted | 26600 | 24800 | 2.52 | 19700 | 2.46
BRYANT HEATING AND COOLING SYSTEMS | EVOLUTION Extreme 24 HP | 210533071 | HRCU-A-CB | 284ANV024*0**B* | CNPV*4217AL*+UI | Singlezone Ducted, Centrally Ducted | 26600 | 24800 | 2.56 | 19700 | 2.5
BRYANT HEATING AND COOLING SYSTEMS | EVOLUTION Extreme 24 HP | 210533069 | HRCU-A-CB | 284ANV024*0**B* | CNPV*4217AL*+UI | Singlezone Ducted, Centrally Ducted | 26600 | 24800 | 2.56 | 19700 | 2.5
BRYANT HEATING AND COOLING SYSTEMS | EVOLUTION Extreme 24 HP | 210533067 | HRCU-A-CB | 284ANV024*0**B* | CNPV*4217AL*+UI | Singlezone Ducted, Centrally Ducted | 26600 | 25000 | 2.52 | 19900 | 2.46
BRYANT HEATING AND COOLING SYSTEMS | EVOLUTION Extreme 24 HP | 210533047 | HRCU-A-CB | 284ANV024*0**B* | CAP**4321AL*+UI | Singlezone Ducted, Centrally Ducted | 26400 | 24800 | 2.6 | 19800 | 2.52
BRYANT HEATING AND COOLING SYSTEMS | EVOLUTION Extreme 24 HP | 210533045 | HRCU-A-CB | 284ANV024*0**B* | CAP**4321AL*+UI | Singlezone Ducted, Centrally Ducted | 26400 | 24600 | 2.64 | 19600 | 2.58
BRYANT HEATING AND COOLING SYSTEMS | EVOLUTION Extreme 24 HP | 210533043 | HRCU-A-CB | 284ANV024*0**B* | CAP**4321AL*+UI | Singlezone Ducted, Centrally Ducted | 26400 | 24800 | 2.58 | 19800 | 2.52
BRYANT HEATING AND COOLING SYSTEMS | EVOLUTION Extreme 24 HP | 210533041 | HRCU-A-CB | 284ANV024*0**B* | CAP**4321AL*+UI | Singlezone Ducted, Centrally Ducted | 26400 | 24800 | 2.6 | 19800 | 2.55
BRYANT HEATING AND COOLING SYSTEMS | EVOLUTION Extreme 24 HP | 210533039 | HRCU-A-CB | 284ANV024*0**B* | CAP**4321AL*+UI | Singlezone Ducted, Centrally Ducted | 26600 | 24800 | 2.58 | 19900 | 2.52
BRYANT HEATING AND COOLING SYSTEMS | EVOLUTION Extreme 24 HP | 210533037 | HRCU-A-CB | 284ANV024*0**B* | CAP**4321AL*+UI | Singlezone Ducted, Centrally Ducted | 26400 | 24800 | 2.62 | 19700 | 2.54
BRYANT HEATING AND COOLING SYSTEMS | EVOLUTION Extreme 24 HP | 210533035 | HRCU-A-CB | 284ANV024*0**B* | CAP**4321AL*+UI | Singlezone Ducted, Centrally Ducted | 26400 | 24600 | 2.62 | 19700 | 2.55
BRYANT HEATING AND COOLING SYSTEMS | EVOLUTION Extreme 24 HP | 210533033 | HRCU-A-CB | 284ANV024*0**B* | CAP**4321AL*+UI | Singlezone Ducted, Centrally Ducted | 26400 | 24600 | 2.64 | 19600 | 2.56
BRYANT HEATING AND COOLING SYSTEMS | EVOLUTION Extreme 24 HP | 210533031 | HRCU-A-CB | 284ANV024*0**B* | CAP**4321AL*+UI | Singlezone Ducted, Centrally Ducted | 26400 | 24600 | 2.64 | 19600 | 2.56
BRYANT HEATING AND COOLING SYSTEMS | EVOLUTION Extreme 24 HP | 210533029 | HRCU-A-CB | 284ANV024*0**B* | CAP**4321AL*+UI | Singlezone Ducted, Centrally Ducted | 26400 | 24600 | 2.64 | 19600 | 2.56
BRYANT HEATING AND COOLING SYSTEMS | EVOLUTION Extreme 24 HP | 210533027 | HRCU-A-CB | 284ANV024*0**B* | CAP**4321AL*+UI | Singlezone Ducted, Centrally Ducted | 26400 | 24800 | 2.58 | 19800 | 2.52
BRYANT HEATING AND COOLING SYSTEMS | EVOLUTION Extreme 24 HP | 210533025 | HRCU-A-CB | 284ANV024*0**B* | CAP**4224AL*+UI | Singlezone Ducted, Centrally Ducted | 26600 | 24800 | 2.54 | 19700 | 2.48
BRYANT HEATING AND COOLING SYSTEMS | EVOLUTION Extreme 24 HP | 210533023 | HRCU-A-CB | 284ANV024*0**B* | CAP**4224AL*+UI | Singlezone Ducted, Centrally Ducted | 26600 | 24800 | 2.54 | 19700 | 2.48
BRYANT HEATING AND COOLING SYSTEMS | EVOLUTION Extreme 24 HP | 210533021 | HRCU-A-CB | 284ANV024*0**B* | CAP**4221AL*+UI | Singlezone Ducted, Centrally Ducted | 26600 | 24800 | 2.52 | 19700 | 2.46
BRYANT HEATING AND COOLING SYSTEMS | EVOLUTION Extreme 24 HP | 210533019 | HRCU-A-CB | 284ANV024*0**B* | CAP**4221AL*+UI | Singlezone Ducted, Centrally Ducted | 26600 | 24800 | 2.52 | 19700 | 2.48
BRYANT HEATING AND COOLING SYSTEMS | EVOLUTION Extreme 24 HP | 210533017 | HRCU-A-CB | 284ANV024*0**B* | CAP**4221AL*+UI | Singlezone Ducted, Centrally Ducted | 26600 | 24800 | 2.54 | 19700 | 2.48
BRYANT HEATING AND COOLING SYSTEMS | EVOLUTION Extreme 24 HP | 210533015 | HRCU-A-CB | 284ANV024*0**B* | CAP**4221AL*+UI | Singlezone Ducted, Centrally Ducted | 26600 | 24800 | 2.54 | 19700 | 2.48
BRYANT HEATING AND COOLING SYSTEMS | EVOLUTION Extreme 24 HP | 210533013 | HRCU-A-CB | 284ANV024*0**B* | CAP**4221AL*+UI | Singlezone Ducted, Centrally Ducted | 26600 | 25000 | 2.5 | 19900 | 2.44
BRYANT HEATING AND COOLING SYSTEMS | EVOLUTION Extreme 24 HP | 210533011 | HRCU-A-CB | 284ANV024*0**B* | CAP**3721AL*+UI | Singlezone Ducted, Centrally Ducted | 26400 | 24800 | 2.58 | 19800 | 2.52
BRYANT HEATING AND COOLING SYSTEMS | EVOLUTION Extreme 24 HP | 210533009 | HRCU-A-CB | 284ANV024*0**B* | CAP**3721AL*+UI | Singlezone Ducted, Centrally Ducted | 26400 | 24600 | 2.64 | 19600 | 2.58
BRYANT HEATING AND COOLING SYSTEMS | EVOLUTION Extreme 24 HP | 210533007 | HRCU-A-CB | 284ANV024*0**B* | CAP**3721AL*+UI | Singlezone Ducted, Centrally Ducted | 26400 | 24800 | 2.58 | 19800 | 2.52
BRYANT HEATING AND COOLING SYSTEMS | EVOLUTION Extreme 24 HP | 210533005 | HRCU-A-CB | 284ANV024*0**B* | CAP**3721AL*+UI | Singlezone Ducted, Centrally Ducted | 26400 | 24800 | 2.6 | 19800 | 2.55
BRYANT HEATING AND COOLING SYSTEMS | EVOLUTION Extreme 24 HP | 210533003 | HRCU-A-CB | 284ANV024*0**B* | CAP**3721AL*+UI | Singlezone Ducted, Centrally Ducted | 26600 | 24800 | 2.58 | 19900 | 2.52
BRYANT HEATING AND COOLING SYSTEMS | EVOLUTION Extreme 24 HP | 210533001 | HRCU-A-CB | 284ANV024*0**B* | CAP**3721AL*+UI | Singlezone Ducted, Centrally Ducted | 26400 | 24800 | 2.62 | 19700 | 2.54
BRYANT HEATING AND COOLING SYSTEMS | EVOLUTION Extreme 24 HP | 210532999 | HRCU-A-CB | 284ANV024*0**B* | CAP**3721AL*+UI | Singlezone Ducted, Centrally Ducted | 26400 | 24600 | 2.62 | 19700 | 2.55
BRYANT HEATING AND COOLING SYSTEMS | EVOLUTION Extreme 24 HP | 210532997 | HRCU-A-CB | 284ANV024*0**B* | CAP**3721AL*+UI | Singlezone Ducted, Centrally Ducted | 26400 | 24600 | 2.62 | 19700 | 2.55
BRYANT HEATING AND COOLING SYSTEMS | EVOLUTION Extreme 24 HP | 210532995 | HRCU-A-CB | 284ANV024*0**B* | CAP**3721AL*+UI | Singlezone Ducted, Centrally Ducted | 26400 | 24600 | 2.64 | 19600 | 2.56
BRYANT HEATING AND COOLING SYSTEMS | EVOLUTION Extreme 24 HP | 210532993 | HRCU-A-CB | 284ANV024*0**B* | CAP**3721AL*+UI | Singlezone Ducted, Centrally Ducted | 26400 | 24600 | 2.64 | 19600 | 2.56
BRYANT HEATING AND COOLING SYSTEMS | EVOLUTION Extreme 24 HP | 210532991 | HRCU-A-CB | 284ANV024*0**B* | CAP**3721AL*+UI | Singlezone Ducted, Centrally Ducted | 26600 | 24800 | 2.58 | 19800 | 2.52
BRYANT HEATING AND COOLING SYSTEMS | EVOLUTION Extreme 24 HP | 210532967 | HRCU-A-CB | 284ANV024*0**B* | CAP**2517AL*+UI | Singlezone Ducted, Centrally Ducted | 26400 | 24600 | 2.62 | 19600 | 2.56
BRYANT HEATING AND COOLING SYSTEMS | EVOLUTION Extreme 24 HP | 210532965 | HRCU-A-CB | 284ANV024*0**B* | CAP**2517AL*+UI | Singlezone Ducted, Centrally Ducted | 26400 | 24800 | 2.6 | 19700 | 2.54
BRYANT HEATING AND COOLING SYSTEMS | EVOLUTION Extreme 24 HP | 210532963 | HRCU-A-CB | 284ANV024*0**B* | CAP**2517AL*+UI | Singlezone Ducted, Centrally Ducted | 26600 | 25000 | 2.56 | 19900 | 2.5
BRYANT HEATING AND COOLING SYSTEMS | EVOLUTION Extreme 24 HP | 210532961 | HRCU-A-CB | 284ANV024*0**B* | CAP**2517AL*+UI | Singlezone Ducted, Centrally Ducted | 26600 | 24800 | 2.58 | 19800 | 2.52
BRYANT HEATING AND COOLING SYSTEMS | EVOLUTION Extreme 24 HP | 210532959 | HRCU-A-CB | 284ANV024*0**B* | CAP**2517AL*+UI | Singlezone Ducted, Centrally Ducted | 26600 | 25000 | 2.56 | 19900 | 2.5
BRYANT HEATING AND COOLING SYSTEMS | EVOLUTION Extreme 24 HP | 210532957 | HRCU-A-CB | 284ANV024*0**B* | CAP**2517AL*+UI | Singlezone Ducted, Centrally Ducted | 26400 | 24800 | 2.6 | 19800 | 2.52
BRYANT HEATING AND COOLING SYSTEMS | EVOLUTION Extreme 24 HP | 210532955 | HRCU-A-CB | 284ANV024*0**B* | CAP**2517AL*+UI | Singlezone Ducted, Centrally Ducted | 26600 | 24800 | 2.6 | 19700 | 2.54
BRYANT HEATING AND COOLING SYSTEMS | EVOLUTION Extreme 24 HP | 210532953 | HRCU-A-CB | 284ANV024*0**B* | CAP**2517AL*+UI | Singlezone Ducted, Centrally Ducted | 26400 | 24800 | 2.62 | 19700 | 2.54
BRYANT HEATING AND COOLING SYSTEMS | EVOLUTION Extreme 24 HP | 210532951 | HRCU-A-CB | 284ANV024*0**B* | CAP**2517AL*+UI | Singlezone Ducted, Centrally Ducted | 26600 | 25000 | 2.56 | 19900 | 2.5
BRYANT HEATING AND COOLING SYSTEMS | EVOLUTION Extreme 24 HP | 206790261 | HRCU-A-CB | 284ANV024*0**B* | CSPH*3612AL*+UI | Singlezone Ducted, Centrally Ducted | 26600 | 24800 | 2.58 | 19700 | 2.52
BRYANT HEATING AND COOLING SYSTEMS | EVOLUTION Extreme 24 HP | 206790260 | HRCU-A-CB | 284ANV024*0**B* | CSPH*3612AL*+UI | Singlezone Ducted, Centrally Ducted | 26600 | 24800 | 2.58 | 19700 | 2.52
BRYANT HEATING AND COOLING SYSTEMS | EVOLUTION Extreme 24 HP | 206790259 | HRCU-A-CB | 284ANV024*0**B* | CSPH*3612AL*+UI | Singlezone Ducted, Centrally Ducted | 26600 | 25000 | 2.54 | 19900 | 2.46
BRYANT HEATING AND COOLING SYSTEMS | EVOLUTION Extreme 24 HP | 206790254 | HRCU-A-CB | 284ANV024*0**B* | CAP**3621AL*+UI | Singlezone Ducted, Centrally Ducted | 26600 | 24800 | 2.5 | 19700 | 2.44
BRYANT HEATING AND COOLING SYSTEMS | EVOLUTION Extreme 24 HP | 206790253 | HRCU-A-CB | 284ANV024*0**B* | CAP**3621AL*+UI | Singlezone Ducted, Centrally Ducted | 26600 | 24800 | 2.5 | 19700 | 2.44
BRYANT HEATING AND COOLING SYSTEMS | EVOLUTION Extreme 24 HP | 206790248 | HRCU-A-CB | 284ANV024*0**B* | CSPH*3612AL*+UI | Singlezone Ducted, Centrally Ducted | 26600 | 24800 | 2.56 | 19700 | 2.5
BRYANT HEATING AND COOLING SYSTEMS | EVOLUTION Extreme 24 HP | 206790247 | HRCU-A-CB | 284ANV024*0**B* | CSPH*3612AL*+UI | Singlezone Ducted, Centrally Ducted | 26600 | 24800 | 2.56 | 19700 | 2.5
BRYANT HEATING AND COOLING SYSTEMS | EVOLUTION Extreme 24 HP | 206790237 | HRCU-A-CB | 284ANV024*0**B* | CAP**3621AL*+UI | Singlezone Ducted, Centrally Ducted | 26600 | 24800 | 2.5 | 19800 | 2.44
BRYANT HEATING AND COOLING SYSTEMS | EVOLUTION Extreme 24 HP | 206790217 | HRCU-A-CB | 284ANV024*0**B* | CSPH*4212AL*+UI | Singlezone Ducted, Centrally Ducted | 26600 | 24800 | 2.58 | 19800 | 2.5
BRYANT HEATING AND COOLING SYSTEMS | EVOLUTION Extreme 24 HP | 206790216 | HRCU-A-CB | 284ANV024*0**B* | CSPH*4212AL*+UI | Singlezone Ducted, Centrally Ducted | 26600 | 24800 | 2.56 | 19900 | 2.5
BRYANT HEATING AND COOLING SYSTEMS | EVOLUTION Extreme 24 HP | 206790212 | HRCU-A-CB | 284ANV024*0**B* | CSPH*4212AL*+UI | Singlezone Ducted, Centrally Ducted | 26600 | 24800 | 2.58 | 19700 | 2.52
BRYANT HEATING AND COOLING SYSTEMS | EVOLUTION Extreme 24 HP | 206790211 | HRCU-A-CB | 284ANV024*0**B* | CSPH*4212AL*+UI | Singlezone Ducted, Centrally Ducted | 26600 | 25000 | 2.54 | 19900 | 2.48
BRYANT HEATING AND COOLING SYSTEMS | EVOLUTION Extreme 24 HP | 206790209 | HRCU-A-CB | 284ANV024*0**B* | CSPH*3612AL*+UI | Singlezone Ducted, Centrally Ducted | 26600 | 24800 | 2.54 | 19800 | 2.48
BRYANT HEATING AND COOLING SYSTEMS | EVOLUTION Extreme 24 HP | 206790208 | HRCU-A-CB | 284ANV024*0**B* | CSPH*3612AL*+UI | Singlezone Ducted, Centrally Ducted | 26600 | 25000 | 2.52 | 19900 | 2.46
BRYANT HEATING AND COOLING SYSTEMS | EVOLUTION Extreme 24 HP | 206790204 | HRCU-A-CB | 284ANV024*0**B* | CSPH*3612AL*+UI | Singlezone Ducted, Centrally Ducted | 26600 | 24800 | 2.56 | 19800 | 2.5
BRYANT HEATING AND COOLING SYSTEMS | EVOLUTION Extreme 24 HP | 206790203 | HRCU-A-CB | 284ANV024*0**B* | CSPH*3612AL*+UI | Singlezone Ducted, Centrally Ducted | 26800 | 25000 | 2.52 | 20000 | 2.46
BRYANT HEATING AND COOLING SYSTEMS | EVOLUTION Extreme 24 HP | 206790188 | HRCU-A-CB | 284ANV024*0**B* | CNPV*4221AL*+UI | Singlezone Ducted, Centrally Ducted | 26600 | 25000 | 2.5 | 19900 | 2.44
BRYANT HEATING AND COOLING SYSTEMS | EVOLUTION Extreme 24 HP | 206790184 | HRCU-A-CB | 284ANV024*0**B* | CNPV*4221AL*+UI | Singlezone Ducted, Centrally Ducted | 26600 | 24800 | 2.5 | 19800 | 2.46
BRYANT HEATING AND COOLING SYSTEMS | EVOLUTION Extreme 24 HP | 206790182 | HRCU-A-CB | 284ANV024*0**B* | CNPV*4217AL*+UI | Singlezone Ducted, Centrally Ducted | 26600 | 24800 | 2.54 | 19800 | 2.48
BRYANT HEATING AND COOLING SYSTEMS | EVOLUTION Extreme 24 HP | 206790181 | HRCU-A-CB | 284ANV024*0**B* | CNPV*4217AL*+UI | Singlezone Ducted, Centrally Ducted | 26600 | 25000 | 2.52 | 19900 | 2.46
BRYANT HEATING AND COOLING SYSTEMS | EVOLUTION Extreme 24 HP | 206790180 | HRCU-A-CB | 284ANV024*0**B* | CNPV*4217AL*+UI | Singlezone Ducted, Centrally Ducted | 26600 | 24800 | 2.56 | 19800 | 2.48
BRYANT HEATING AND COOLING SYSTEMS | EVOLUTION Extreme 24 HP | 206790179 | HRCU-A-CB | 284ANV024*0**B* | CNPV*4217AL*+UI | Singlezone Ducted, Centrally Ducted | 26800 | 25000 | 2.5 | 20000 | 2.44
BRYANT HEATING AND COOLING SYSTEMS | EVOLUTION Extreme 24 HP | 206790150 | HRCU-A-CB | 284ANV024*0**B* | CAP**4221AL*+UI | Singlezone Ducted, Centrally Ducted | 26600 | 24800 | 2.5 | 19900 | 2.44
BRYANT HEATING AND COOLING SYSTEMS | EVOLUTION Extreme 24 HP | 206790146 | HRCU-A-CB | 284ANV024*0**B* | CAP**4221AL*+UI | Singlezone Ducted, Centrally Ducted | 26600 | 24800 | 2.52 | 19800 | 2.46
BRYANT HEATING AND COOLING SYSTEMS | EVOLUTION Extreme 24 HP | 206790115 | HRCU-A-CB | 284ANV024*0**B* | CSPH*4212AL*+UI | Singlezone Ducted, Centrally Ducted | 26400 | 24600 | 2.62 | 19600 | 2.54
BRYANT HEATING AND COOLING SYSTEMS | EVOLUTION Extreme 24 HP | 206790114 | HRCU-A-CB | 284ANV024*0**B* | CSPH*4212AL*+UI | Singlezone Ducted, Centrally Ducted | 26400 | 24600 | 2.6 | 19700 | 2.52
BRYANT HEATING AND COOLING SYSTEMS | EVOLUTION Extreme 24 HP | 206790110 | HRCU-A-CB | 284ANV024*0**B* | CSPH*4212AL*+UI | Singlezone Ducted, Centrally Ducted | 26600 | 24800 | 2.56 | 19800 | 2.5
BRYANT HEATING AND COOLING SYSTEMS | EVOLUTION Extreme 24 HP | 206790109 | HRCU-A-CB | 284ANV024*0**B* | CSPH*4212AL*+UI | Singlezone Ducted, Centrally Ducted | 26600 | 24800 | 2.56 | 19800 | 2.5
BRYANT HEATING AND COOLING SYSTEMS | EVOLUTION Extreme 24 HP | 206790106 | HRCU-A-CB | 284ANV024*0**B* | CSPH*3612AL*+UI | Singlezone Ducted, Centrally Ducted | 26400 | 24600 | 2.58 | 19600 | 2.52
BRYANT HEATING AND COOLING SYSTEMS | EVOLUTION Extreme 24 HP | 206790105 | HRCU-A-CB | 284ANV024*0**B* | CSPH*3612AL*+UI | Singlezone Ducted, Centrally Ducted | 26600 | 24800 | 2.56 | 19700 | 2.5
BRYANT HEATING AND COOLING SYSTEMS | EVOLUTION Extreme 24 HP | 206790101 | HRCU-A-CB | 284ANV024*0**B* | CSPH*3612AL*+UI | Singlezone Ducted, Centrally Ducted | 26600 | 25000 | 2.54 | 19900 | 2.48
BRYANT HEATING AND COOLING SYSTEMS | EVOLUTION Extreme 24 HP | 206790100 | HRCU-A-CB | 284ANV024*0**B* | CSPH*3612AL*+UI | Singlezone Ducted, Centrally Ducted | 26600 | 25000 | 2.54 | 19900 | 2.46
BRYANT HEATING AND COOLING SYSTEMS | EVOLUTION Extreme 24 HP | 206790080 | HRCU-A-CB | 284ANV024*0**B* | CNPV*4221AL*+UI | Singlezone Ducted, Centrally Ducted | 26600 | 24800 | 2.54 | 19700 | 2.48
BRYANT HEATING AND COOLING SYSTEMS | EVOLUTION Extreme 24 HP | 206790074 | HRCU-A-CB | 284ANV024*0**B* | CNPV*4217AL*+UI | Singlezone Ducted, Centrally Ducted | 26400 | 24600 | 2.58 | 19700 | 2.52
BRYANT HEATING AND COOLING SYSTEMS | EVOLUTION Extreme 24 HP | 206790073 | HRCU-A-CB | 284ANV024*0**B* | CNPV*4217AL*+UI | Singlezone Ducted, Centrally Ducted | 26600 | 24800 | 2.56 | 19700 | 2.5
BRYANT HEATING AND COOLING SYSTEMS | EVOLUTION Extreme 24 HP | 206790072 | HRCU-A-CB | 284ANV024*0**B* | CNPV*4217AL*+UI | Singlezone Ducted, Centrally Ducted | 26600 | 25000 | 2.52 | 19900 | 2.46
BRYANT HEATING AND COOLING SYSTEMS | EVOLUTION Extreme 24 HP | 206790038 | HRCU-A-CB | 284ANV024*0**B* | CAP**4224AL*+UI | Singlezone Ducted, Centrally Ducted | 26600 | 25000 | 2.5 | 19900 | 2.44
BRYANT HEATING AND COOLING SYSTEMS | EVOLUTION Extreme 24 HP | 206790036 | HRCU-A-CB | 284ANV024*0**B* | CAP**4221AL*+UI | Singlezone Ducted, Centrally Ducted | 26400 | 24600 | 2.54 | 19700 | 2.48
BRYANT HEATING AND COOLING SYSTEMS | EVOLUTION Extreme 24 HP | 206790033 | HRCU-A-CB | 284ANV024*0**B* | CAP**4221AL*+UI | Singlezone Ducted, Centrally Ducted | 26600 | 25000 | 2.5 | 19900 | 2.44
BRYANT HEATING AND COOLING SYSTEMS | EVOLUTION Extreme 24 HP | 206790032 | HRCU-A-CB | 284ANV024*0**B* | CAP**4221AL*+UI | Singlezone Ducted, Centrally Ducted | 26600 | 25000 | 2.5 | 19900 | 2.44
BRYANT HEATING AND COOLING SYSTEMS | EVOLUTION Extreme 24 HP | 206790029 | HRCU-A-CB | 284ANV024*0**B* | CAP**3621AL*+UI | Singlezone Ducted, Centrally Ducted | 26600 | 24800 | 2.5 | 19700 | 2.46
BRYANT HEATING AND COOLING SYSTEMS | EVOLUTION Extreme 24 HP | 206790023 | HRCU-A-CB | 284ANV024*0**B* | CAP**3617AL*+UI | Singlezone Ducted, Centrally Ducted | 26600 | 24800 | 2.5 | 19700 | 2.44
BRYANT HEATING AND COOLING SYSTEMS | EVOLUTION Extreme 24 HP | 206790018 | HRCU-A-CB | 284ANV024*0**B* | FE4AN(B,F)003L+UI | Singlezone Ducted, Centrally Ducted | 26400 | 24800 | 2.5 | 19700 | 2.46
BRYANT HEATING AND COOLING SYSTEMS | EVOLUTION Extreme 24 HP | 206790017 | HRCU-A-CB | 284ANV024*0**B* | FE4ANF002L+UI | Singlezone Ducted, Centrally Ducted | 26600 | 24800 | 2.54 | 19800 | 2.48
CARRIER | INFINITY 18VS HEAT PUMP | 210470985 | HRCU-A-CB | 25VNA837A*031* | CNPV*6024AL*+UI | Singlezone Ducted, Centrally Ducted | 32200 | 31200 | 2.52 | 24600 | 1.98
CARRIER | INFINITY 18VS HEAT PUMP | 210470963 | HRCU-A-CB | 25VNA837A*031* | CNPV*6024AL*+UI | Singlezone Ducted, Centrally Ducted | 32200 | 31400 | 2.5 | 24800 | 1.96
CARRIER | INFINITY 18VS HEAT PUMP | 210470952 | HRCU-A-CB | 25VNA837A*031* | CNPV*6024AL*+UI | Singlezone Ducted, Centrally Ducted | 32200 | 31200 | 2.52 | 24600 | 1.98
CARRIER | INFINITY 18VS HEAT PUMP | 210470930 | HRCU-A-CB | 25VNA837A*031* | CNPV*6024AL*+UI | Singlezone Ducted, Centrally Ducted | 32200 | 31200 | 2.52 | 24600 | 1.98
CARRIER | INFINITY 18VS HEAT PUMP | 210470919 | HRCU-A-CB | 25VNA837A*031* | CNPV*6024AL*+UI | Singlezone Ducted, Centrally Ducted | 32200 | 31200 | 2.52 | 24600 | 1.98
CARRIER | INFINITY 18VS HEAT PUMP | 210470908 | HRCU-A-CB | 25VNA837A*031* | CNPV*6024AL*+UI | Singlezone Ducted, Centrally Ducted | 32200 | 31400 | 2.52 | 24800 | 1.98
CARRIER | INFINITY 18VS HEAT PUMP | 210470897 | HRCU-A-CB | 25VNA837A*031* | CNPV*6024AL*+UI | Singlezone Ducted, Centrally Ducted | 32200 | 31400 | 2.5 | 24800 | 1.98
CARRIER | INFINITY 18VS HEAT PUMP | 210470886 | HRCU-A-CB | 25VNA837A*031* | CNPV*6024AL*+UI | Singlezone Ducted, Centrally Ducted | 32200 | 31200 | 2.52 | 24600 | 1.98
CARRIER | INFINITY 18VS HEAT PUMP | 210470875 | HRCU-A-CB | 25VNA837A*031* | CNPV*6024AL*+UI | Singlezone Ducted, Centrally Ducted | 32200 | 31200 | 2.52 | 24600 | 1.98
CARRIER | INFINITY 18VS HEAT PUMP | 210470843 | HRCU-A-CB | 25VNA837A*031* | CNPV*4824AL*+UI | Singlezone Ducted, Centrally Ducted | 32800 | 31400 | 2.52 | 24600 | 1.98
CARRIER | INFINITY 18VS HEAT PUMP | 210470832 | HRCU-A-CB | 25VNA837A*031* | CNPV*4824AL*+UI | Singlezone Ducted, Centrally Ducted | 32800 | 31400 | 2.52 | 24800 | 1.96
CARRIER | INFINITY 18VS HEAT PUMP | 210470809 | HRCU-A-CB | 25VNA837A*031* | CNPV*4821AL*+UI | Singlezone Ducted, Centrally Ducted | 33000 | 31600 | 2.5 | 24800 | 1.96
CARRIER | INFINITY 18VS HEAT PUMP | 210470798 | HRCU-A-CB | 25VNA837A*031* | CNPV*4821AL*+UI | Singlezone Ducted, Centrally Ducted | 33000 | 31600 | 2.5 | 24800 | 1.96
CARRIER | INFINITY 18VS HEAT PUMP | 210470627 | HRCU-A-CB | 25VNA837A*031* | CAP**6124AL*+UI | Singlezone Ducted, Centrally Ducted | 32000 | 31200 | 2.54 | 24800 | 2
CARRIER | INFINITY 18VS HEAT PUMP | 210470605 | HRCU-A-CB | 25VNA837A*031* | CAP**6124AL*+UI | Singlezone Ducted, Centrally Ducted | 32000 | 31200 | 2.52 | 25000 | 2
CARRIER | INFINITY 18VS HEAT PUMP | 210470594 | HRCU-A-CB | 25VNA837A*031* | CAP**6124AL*+UI | Singlezone Ducted, Centrally Ducted | 32000 | 31200 | 2.54 | 24800 | 2
CARRIER | INFINITY 18VS HEAT PUMP | 210470572 | HRCU-A-CB | 25VNA837A*031* | CAP**6124AL*+UI | Singlezone Ducted, Centrally Ducted | 32000 | 31200 | 2.54 | 24800 | 2
CARRIER | INFINITY 18VS HEAT PUMP | 210470561 | HRCU-A-CB | 25VNA837A*031* | CAP**6124AL*+UI | Singlezone Ducted, Centrally Ducted | 32000 | 31200 | 2.54 | 24800 | 2.02
CARRIER | INFINITY 18VS HEAT PUMP | 210470495 | HRCU-A-CB | 25VNA837A*031* | CAP**6121AL*+UI | Singlezone Ducted, Centrally Ducted | 32000 | 31200 | 2.54 | 24800 | 2
CARRIER | INFINITY 18VS HEAT PUMP | 210470484 | HRCU-A-CB | 25VNA837A*031* | CAP**6121AL*+UI | Singlezone Ducted, Centrally Ducted | 32000 | 31200 | 2.52 | 24800 | 2
CARRIER | INFINITY 18VS HEAT PUMP | 210470462 | HRCU-A-CB | 25VNA837A*031* | CAP**6121AL*+UI | Singlezone Ducted, Centrally Ducted | 32000 | 31200 | 2.52 | 24800 | 2
CARRIER | INFINITY 18VS HEAT PUMP | 210470440 | HRCU-A-CB | 25VNA837A*031* | CAP**6121AL*+UI | Singlezone Ducted, Centrally Ducted | 32000 | 31200 | 2.52 | 25000 | 2
CARRIER | INFINITY 18VS HEAT PUMP | 210470341 | HRCU-A-CB | 25VNA837A*031* | CAP**6024AL*+UI | Singlezone Ducted, Centrally Ducted | 31800 | 31000 | 2.52 | 24800 | 2
CARRIER | INFINITY 18VS HEAT PUMP | 210470319 | HRCU-A-CB | 25VNA837A*031* | CAP**6024AL*+UI | Singlezone Ducted, Centrally Ducted | 32000 | 31200 | 2.5 | 24800 | 1.98
CARRIER | INFINITY 18VS HEAT PUMP | 210470308 | HRCU-A-CB | 25VNA837A*031* | CAP**6024AL*+UI | Singlezone Ducted, Centrally Ducted | 31800 | 31000 | 2.52 | 24800 | 2
CARRIER | INFINITY 18VS HEAT PUMP | 210470286 | HRCU-A-CB | 25VNA837A*031* | CAP**6024AL*+UI | Singlezone Ducted, Centrally Ducted | 31800 | 31000 | 2.52 | 24800 | 2
CARRIER | INFINITY 18VS HEAT PUMP | 210470275 | HRCU-A-CB | 25VNA837A*031* | CAP**6024AL*+UI | Singlezone Ducted, Centrally Ducted | 31800 | 31000 | 2.52 | 24800 | 2
CARRIER | INFINITY 18VS HEAT PUMP | 210470264 | HRCU-A-CB | 25VNA837A*031* | CAP**6024AL*+UI | Singlezone Ducted, Centrally Ducted | 31800 | 31000 | 2.5 | 24800 | 1.98
CARRIER | INFINITY 18VS HEAT PUMP | 206765159 | HRCU-A-CB | 25VNA837A*031* | CNPV*4821AL*+UI | Singlezone Ducted, Centrally Ducted | 32800 | 31400 | 2.52 | 24800 | 1.96
CARRIER | INFINITY 18VS HEAT PUMP | 206765039 | HRCU-A-CB | 25VNA837A*031* | CNPV*4824AL*+UI | Singlezone Ducted, Centrally Ducted | 33000 | 31400 | 2.52 | 24800 | 1.96
CARRIER | INFINITY 18VS HEAT PUMP | 206765036 | HRCU-A-CB | 25VNA837A*031* | CNPV*4824AL*+UI | Singlezone Ducted, Centrally Ducted | 33000 | 31400 | 2.52 | 24800 | 1.96
CARRIER | INFINITY 18VS HEAT PUMP | 206765034 | HRCU-A-CB | 25VNA837A*031* | CNPV*4824AL*+UI | Singlezone Ducted, Centrally Ducted | 32800 | 31400 | 2.52 | 24800 | 1.96
CARRIER | INFINITY 18VS HEAT PUMP | 206765033 | HRCU-A-CB | 25VNA837A*031* | CNPV*4824AL*+UI | Singlezone Ducted, Centrally Ducted | 32800 | 31400 | 2.52 | 24800 | 1.98
CARRIER | INFINITY 18VS HEAT PUMP | 206765032 | HRCU-A-CB | 25VNA837A*031* | CNPV*4824AL*+UI | Singlezone Ducted, Centrally Ducted | 33000 | 31600 | 2.52 | 24800 | 1.96
CARRIER | INFINITY 18VS HEAT PUMP | 206765027 | HRCU-A-CB | 25VNA837A*031* | CNPV*4821AL*+UI | Singlezone Ducted, Centrally Ducted | 33000 | 31400 | 2.52 | 24800 | 1.96
CARRIER | INFINITY 18VS HEAT PUMP | 206765025 | HRCU-A-CB | 25VNA837A*031* | CNPV*4821AL*+UI | Singlezone Ducted, Centrally Ducted | 33000 | 31400 | 2.52 | 24800 | 1.96
CARRIER | INFINITY 18VS HEAT PUMP | 206765019 | HRCU-A-CB | 25VNA837A*031* | CNPV*4821AL*+UI | Singlezone Ducted, Centrally Ducted | 33000 | 31600 | 2.52 | 24800 | 1.96
CARRIER | INFINITY 18VS HEAT PUMP | 206764987 | HRCU-A-CB | 25VNA837A*031* | CAP**4824AL*+UI | Singlezone Ducted, Centrally Ducted | 32600 | 31400 | 2.52 | 24800 | 2
CARRIER | INFINITY 18VS HEAT PUMP | 206764985 | HRCU-A-CB | 25VNA837A*031* | CAP**4824AL*+UI | Singlezone Ducted, Centrally Ducted | 32600 | 31400 | 2.52 | 25000 | 1.98
CARRIER | INFINITY 18VS HEAT PUMP | 206764984 | HRCU-A-CB | 25VNA837A*031* | CAP**4824AL*+UI | Singlezone Ducted, Centrally Ducted | 32600 | 31400 | 2.52 | 24800 | 2
CARRIER | INFINITY 18VS HEAT PUMP | 206764982 | HRCU-A-CB | 25VNA837A*031* | CAP**4824AL*+UI | Singlezone Ducted, Centrally Ducted | 32400 | 31400 | 2.54 | 24800 | 2
CARRIER | INFINITY 18VS HEAT PUMP | 206764981 | HRCU-A-CB | 25VNA837A*031* | CAP**4824AL*+UI | Singlezone Ducted, Centrally Ducted | 32400 | 31400 | 2.54 | 24800 | 2
CARRIER | INFINITY 18VS HEAT PUMP | 206764976 | HRCU-A-CB | 25VNA837A*031* | CAP**4821AL*+UI | Singlezone Ducted, Centrally Ducted | 32600 | 31400 | 2.52 | 24800 | 2
CARRIER | INFINITY 18VS HEAT PUMP | 206764975 | HRCU-A-CB | 25VNA837A*031* | CAP**4821AL*+UI | Singlezone Ducted, Centrally Ducted | 32600 | 31400 | 2.52 | 25000 | 1.98
CARRIER | INFINITY 18VS HEAT PUMP | 206764973 | HRCU-A-CB | 25VNA837A*031* | CAP**4821AL*+UI | Singlezone Ducted, Centrally Ducted | 32600 | 31400 | 2.52 | 25000 | 1.98
CARRIER | INFINITY 18VS HEAT PUMP | 206764967 | HRCU-A-CB | 25VNA837A*031* | CAP**4821AL*+UI | Singlezone Ducted, Centrally Ducted | 32600 | 31400 | 2.52 | 25000 | 1.98
CARRIER | INFINITY 18VS HEAT PUMP | 206764961 | HRCU-A-CB | 25VNA837A*031* | CAP**4321AL*+UI | Singlezone Ducted, Centrally Ducted | 32800 | 31800 | 2.56 | 25000 | 2
CARRIER | INFINITY 18VS HEAT PUMP | 206764960 | HRCU-A-CB | 25VNA837A*031* | CAP**4321AL*+UI | Singlezone Ducted, Centrally Ducted | 33000 | 31800 | 2.54 | 25200 | 2
CARRIER | INFINITY 18VS HEAT PUMP | 206764958 | HRCU-A-CB | 25VNA837A*031* | CAP**4321AL*+UI | Singlezone Ducted, Centrally Ducted | 33000 | 31800 | 2.54 | 25200 | 2
CARRIER | INFINITY 18VS HEAT PUMP | 206764952 | HRCU-A-CB | 25VNA837A*031* | CAP**4321AL*+UI | Singlezone Ducted, Centrally Ducted | 33000 | 31800 | 2.54 | 25200 | 2
CARRIER | INFINITY 18VS HEAT PUMP | 206764919 | HRCU-A-CB | 25VNA837A*031* | CAP**3721AL*+UI | Singlezone Ducted, Centrally Ducted | 33000 | 31800 | 2.54 | 25200 | 2
CARRIER | INFINITY 18VS HEAT PUMP | 206764917 | HRCU-A-CB | 25VNA837A*031* | CAP**3721AL*+UI | Singlezone Ducted, Centrally Ducted | 33000 | 31800 | 2.54 | 25200 | 2
CARRIER | INFINITY 18VS HEAT PUMP | 206764911 | HRCU-A-CB | 25VNA837A*031* | CAP**3721AL*+UI | Singlezone Ducted, Centrally Ducted | 33000 | 31800 | 2.52 | 25200 | 1.98
CARRIER | INFINITY 18VS HEAT PUMP | 210596233 | HRCU-A-CB | 25VNA837A*030* | CNPV*6024AL*+UI | Singlezone Ducted, Centrally Ducted | 32200 | 31200 | 2.52 | 24600 | 1.98
AMANA | ASZS6 | 212615010 | HRCU-A-CB | ASZS60481EA* | CA*EA6030*4A* | Singlezone Ducted, Centrally Ducted | 44000 | 28000 | 2.67 | 31000 | 2.22
AMANA | ASZS6 | 212615009 | HRCU-A-CB | ASZS60481EA* | CA*EA6030*4A* | Singlezone Ducted, Centrally Ducted | 44000 | 28000 | 2.67 | 31000 | 2.22
AMANA | ASZS6 | 212615008 | HRCU-A-CB | ASZS60481EA* | CA*EA6030*4A*+MBVC2000**-1A* | Singlezone Ducted, Centrally Ducted | 44000 | 28000 | 2.67 | 31000 | 2.22
AMANA | ASZS6 | 212615007 | HRCU-A-CB | ASZS60481EA* | AHVE60DP0400A* | Singlezone Ducted, Centrally Ducted | 44000 | 28000 | 2.67 | 31000 | 2.22
AMANA | ASZS6 | 212614871 | HRCU-A-CB | ASZS60481EA* | AHVE60DP1400A* | Singlezone Ducted, Centrally Ducted | 44000 | 28000 | 2.67 | 31000 | 2.22
AMANA | ASZS6 | 212615006 | HRCU-A-CB | ASZS60421EA* | CA*EA6030*4A* | Singlezone Ducted, Centrally Ducted | 40000 | 28000 | 2.67 | 30600 | 2.19
AMANA | ASZS6 | 212615005 | HRCU-A-CB | ASZS60421EA* | CA*EA6030*4A* | Singlezone Ducted, Centrally Ducted | 40000 | 28000 | 2.67 | 30600 | 2.19
AMANA | ASZS6 | 212615004 | HRCU-A-CB | ASZS60421EA* | CA*EA6030*4A*+MBVC2000**-1A* | Singlezone Ducted, Centrally Ducted | 40000 | 28000 | 2.67 | 30600 | 2.19
AMANA | ASZS6 | 212615003 | HRCU-A-CB | ASZS60421EA* | AHVE60DP0400A* | Singlezone Ducted, Centrally Ducted | 40000 | 28000 | 2.67 | 30600 | 2.19
AMANA | ASZS6 | 212614870 | HRCU-A-CB | ASZS60421EA* | AHVE60DP1400A* | Singlezone Ducted, Centrally Ducted | 40000 | 28000 | 2.67 | 30600 | 2.19
AMANA | ASZS6 | 212928696 | HRCU-A-CB | ASZS60361EA* | AHVE42CP1400A* | Singlezone Ducted, Centrally Ducted | 34200 | 23000 | 2.59 | 29000 | 2
AMANA | ASZS6 | 212928697 | HRCU-A-CB | ASZS60361EA* | AHVE42CP0400A* | Singlezone Ducted, Centrally Ducted | 34200 | 23000 | 2.59 | 29000 | 2
AMANA | ASZS6 | 212615002 | HRCU-A-CB | ASZS60361EA* | CA*EA4830*4A* | Singlezone Ducted, Centrally Ducted | 34200 | 23000 | 2.59 | 29000 | 2
AMANA | ASZS6 | 212615001 | HRCU-A-CB | ASZS60361EA* | CA*EA4830*4A* | Singlezone Ducted, Centrally Ducted | 34200 | 23000 | 2.59 | 29000 | 2
AMANA | ASZS6 | 212614993 | HRCU-A-CB | ASZS60361EA* | CA*EA4830*4A* | Singlezone Ducted, Centrally Ducted | 34200 | 23000 | 2.59 | 29000 | 2
AMANA | ASZS6 | 212615000 | HRCU-A-CB | ASZS60361EA* | CA*EA4830*4A* | Singlezone Ducted, Centrally Ducted | 34200 | 23000 | 2.59 | 29000 | 2
AMANA | ASZS6 | 212614999 | HRCU-A-CB | ASZS60361EA* | CA*EA4830*4A* | Singlezone Ducted, Centrally Ducted | 34200 | 23000 | 2.59 | 29000 | 2
AMANA | ASZS6 | 212614998 | HRCU-A-CB | ASZS60361EA* | CA*EA6030*4A* | Singlezone Ducted, Centrally Ducted | 34200 | 23000 | 2.59 | 30000 | 2.11
AMANA | ASZS6 | 212614997 | HRCU-A-CB | ASZS60361EA* | CA*EA4830*4A* | Singlezone Ducted, Centrally Ducted | 34200 | 23000 | 2.59 | 29000 | 2
AMANA | ASZS6 | 212614996 | HRCU-A-CB | ASZS60361EA* | CA*EA4830*4A* | Singlezone Ducted, Centrally Ducted | 34200 | 23000 | 2.59 | 29000 | 2
AMANA | ASZS6 | 212614995 | HRCU-A-CB | ASZS60361EA* | CA*EA4830*4A* | Singlezone Ducted, Centrally Ducted | 34200 | 23000 | 2.59 | 29000 | 2
AMANA | ASZS6 | 212614994 | HRCU-A-CB | ASZS60361EA* | CA*EA6030*4A* | Singlezone Ducted, Centrally Ducted | 34200 | 23000 | 2.59 | 30000 | 2.11
AMANA | ASZS6 | 212614992 | HRCU-A-CB | ASZS60361EA* | CA*EA4830*4A* | Singlezone Ducted, Centrally Ducted | 34200 | 23000 | 2.59 | 29000 | 2.04
AMANA | ASZS6 | 212614991 | HRCU-A-CB | ASZS60361EA* | CA*EA6030*4A* | Singlezone Ducted, Centrally Ducted | 34200 | 23000 | 2.59 | 30000 | 2.11
AMANA | ASZS6 | 212614990 | HRCU-A-CB | ASZS60361EA* | CA*EA4830*4A*+MBVC1600**-1A* | Singlezone Ducted, Centrally Ducted | 34200 | 23000 | 2.59 | 29000 | 2
AMANA | ASZS6 | 212614989 | HRCU-A-CB | ASZS60361EA* | CA*EA6030*4A*+MBVC2000**-1A* | Singlezone Ducted, Centrally Ducted | 34200 | 23000 | 2.59 | 30000 | 2.11
AMANA | ASZS6 | 212614988 | HRCU-A-CB | ASZS60361EA* | AHVE48DP0400A* | Singlezone Ducted, Centrally Ducted | 34200 | 23000 | 2.59 | 30000 | 2.11
AMANA | ASZS6 | 212614987 | HRCU-A-CB | ASZS60361EA* | AHVE60DP0400A* | Singlezone Ducted, Centrally Ducted | 34200 | 23000 | 2.59 | 30000 | 2.11
AMANA | ASZS6 | 212614986 | HRCU-A-CB | ASZS60361EA* | AHVE60DP1400A* | Singlezone Ducted, Centrally Ducted | 34200 | 23000 | 2.59 | 30000 | 2.11
AMANA | ASZS6 | 212614869 | HRCU-A-CB | ASZS60361EA* | AHVE48DP1400A* | Singlezone Ducted, Centrally Ducted | 34200 | 23000 | 2.59 | 30000 | 2.11
DAIKIN | Daikin Fit | 212614942 | HRCU-A-CB | DZ6VSA481EA* | CA*EA6030*4A* | Singlezone Ducted, Centrally Ducted | 44000 | 28000 | 2.67 | 31000 | 2.22
DAIKIN | Daikin Fit | 212614941 | HRCU-A-CB | DZ6VSA481EA* | CA*EA6030*4A* | Singlezone Ducted, Centrally Ducted | 44000 | 28000 | 2.67 | 31000 | 2.22
DAIKIN | Daikin Fit | 212614940 | HRCU-A-CB | DZ6VSA481EA* | CA*EA6030*4A* | Singlezone Ducted, Centrally Ducted | 44000 | 28000 | 2.67 | 31000 | 2.22
DAIKIN | Daikin Fit | 212614939 | HRCU-A-CB | DZ6VSA481EA* | CA*EA6030*4A*+MBVC2000**-1A* | Singlezone Ducted, Centrally Ducted | 44000 | 28000 | 2.67 | 31000 | 2.22
DAIKIN | Daikin Fit | 212614938 | HRCU-A-CB | DZ6VSA481EA* | DFVE60DP0400A* | Singlezone Ducted, Centrally Ducted | 44000 | 28000 | 2.67 | 31000 | 2.22
DAIKIN | Daikin Fit | 212614867 | HRCU-A-CB | DZ6VSA481EA* | DFVE60DP1400A* | Singlezone Ducted, Centrally Ducted | 44000 | 28000 | 2.67 | 31000 | 2.22
DAIKIN | Daikin Fit | 212614937 | HRCU-A-CB | DZ6VSA421EA* | CA*EA6030*4A* | Singlezone Ducted, Centrally Ducted | 40000 | 28000 | 2.67 | 30600 | 2.19
DAIKIN | Daikin Fit | 212614936 | HRCU-A-CB | DZ6VSA421EA* | CA*EA6030*4A* | Singlezone Ducted, Centrally Ducted | 40000 | 28000 | 2.67 | 30600 | 2.19
DAIKIN | Daikin Fit | 212614935 | HRCU-A-CB | DZ6VSA421EA* | CA*EA6030*4A* | Singlezone Ducted, Centrally Ducted | 40000 | 28000 | 2.67 | 30600 | 2.19
DAIKIN | Daikin Fit | 212614934 | HRCU-A-CB | DZ6VSA421EA* | CA*EA6030*4A*+MBVC2000**-1A* | Singlezone Ducted, Centrally Ducted | 40000 | 28000 | 2.67 | 30600 | 2.19
DAIKIN | Daikin Fit | 212614933 | HRCU-A-CB | DZ6VSA421EA* | DFVE60DP0400A* | Singlezone Ducted, Centrally Ducted | 40000 | 28000 | 2.67 | 30600 | 2.19
DAIKIN | Daikin Fit | 212614866 | HRCU-A-CB | DZ6VSA421EA* | DFVE60DP1400A* | Singlezone Ducted, Centrally Ducted | 40000 | 28000 | 2.67 | 30600 | 2.19
DAIKIN | Daikin Fit | 212928695 | HRCU-A-CB | DZ6VSA361EA* | DFVE42CP1400A* | Singlezone Ducted, Centrally Ducted | 34200 | 23000 | 2.59 | 29000 | 2
DAIKIN | Daikin Fit | 212928694 | HRCU-A-CB | DZ6VSA361EA* | DFVE42CP0400A* | Singlezone Ducted, Centrally Ducted | 34200 | 23000 | 2.59 | 29000 | 2
DAIKIN | Daikin Fit | 212614932 | HRCU-A-CB | DZ6VSA361EA* | CA*EA4830*4A* | Singlezone Ducted, Centrally Ducted | 34200 | 23000 | 2.59 | 29000 | 2
DAIKIN | Daikin Fit | 212614931 | HRCU-A-CB | DZ6VSA361EA* | CA*EA4830*4A* | Singlezone Ducted, Centrally Ducted | 34200 | 23000 | 2.59 | 29000 | 2
DAIKIN | Daikin Fit | 212614930 | HRCU-A-CB | DZ6VSA361EA* | CA*EA4830*4A* | Singlezone Ducted, Centrally Ducted | 34200 | 23000 | 2.59 | 29000 | 2
DAIKIN | Daikin Fit | 212614929 | HRCU-A-CB | DZ6VSA361EA* | CA*EA4830*4A* | Singlezone Ducted, Centrally Ducted | 34200 | 23000 | 2.59 | 29000 | 2
DAIKIN | Daikin Fit | 212614928 | HRCU-A-CB | DZ6VSA361EA* | CA*EA4830*4A* | Singlezone Ducted, Centrally Ducted | 34200 | 23000 | 2.59 | 29000 | 2
DAIKIN | Daikin Fit | 212614927 | HRCU-A-CB | DZ6VSA361EA* | CA*EA6030*4A* | Singlezone Ducted, Centrally Ducted | 34200 | 23000 | 2.59 | 30000 | 2.11
DAIKIN | Daikin Fit | 212614926 | HRCU-A-CB | DZ6VSA361EA* | CA*EA4830*4A* | Singlezone Ducted, Centrally Ducted | 34200 | 23000 | 2.59 | 29000 | 2
DAIKIN | Daikin Fit | 212614925 | HRCU-A-CB | DZ6VSA361EA* | CA*EA4830*4A* | Singlezone Ducted, Centrally Ducted | 34200 | 23000 | 2.59 | 29000 | 2
DAIKIN | Daikin Fit | 212614924 | HRCU-A-CB | DZ6VSA361EA* | CA*EA4830*4A* | Singlezone Ducted, Centrally Ducted | 34200 | 23000 | 2.59 | 29000 | 2
DAIKIN | Daikin Fit | 212614923 | HRCU-A-CB | DZ6VSA361EA* | CA*EA6030*4A* | Singlezone Ducted, Centrally Ducted | 34200 | 23000 | 2.59 | 30000 | 2.11
DAIKIN | Daikin Fit | 212614922 | HRCU-A-CB | DZ6VSA361EA* | CA*EA6030*4A* | Singlezone Ducted, Centrally Ducted | 34200 | 23000 | 2.59 | 30000 | 2.11
DAIKIN | Daikin Fit | 212614921 | HRCU-A-CB | DZ6VSA361EA* | CA*EA4830*4A* | Singlezone Ducted, Centrally Ducted | 34200 | 23000 | 2.59 | 29000 | 2.04
DAIKIN | Daikin Fit | 212614920 | HRCU-A-CB | DZ6VSA361EA* | CA*EA6030*4A* | Singlezone Ducted, Centrally Ducted | 34200 | 23000 | 2.59 | 30000 | 2.11
DAIKIN | Daikin Fit | 212614919 | HRCU-A-CB | DZ6VSA361EA* | CA*EA4830*4A*+MBVC1600**-1A* | Singlezone Ducted, Centrally Ducted | 34200 | 23000 | 2.59 | 29000 | 2
DAIKIN | Daikin Fit | 212614918 | HRCU-A-CB | DZ6VSA361EA* | CA*EA6030*4A*+MBVC2000**-1A* | Singlezone Ducted, Centrally Ducted | 34200 | 23000 | 2.59 | 30000 | 2.11
DAIKIN | Daikin Fit | 212614917 | HRCU-A-CB | DZ6VSA361EA* | DFVE48DP0400A* | Singlezone Ducted, Centrally Ducted | 34200 | 23000 | 2.59 | 30000 | 2.11
DAIKIN | Daikin Fit | 212614916 | HRCU-A-CB | DZ6VSA361EA* | DFVE60DP0400A* | Singlezone Ducted, Centrally Ducted | 34200 | 23000 | 2.59 | 30000 | 2.11
DAIKIN | Daikin Fit | 212614915 | HRCU-A-CB | DZ6VSA361EA* | DFVE60DP1400A* | Singlezone Ducted, Centrally Ducted | 34200 | 23000 | 2.59 | 30000 | 2.11
DAIKIN | Daikin Fit | 212614865 | HRCU-A-CB | DZ6VSA361EA* | DFVE48DP1400A* | Singlezone Ducted, Centrally Ducted | 34200 | 23000 | 2.59 | 30000 | 2.11
GREE | Vireo | 9959454 | HRCU-A-CB-O | VIR12HP230V1BO | VIR12HP230V1BH | Singlezone Non-Ducted, Wall Placement | 13000 | 7700 | 2.59 | 9110 | 1.98
TOSOT | Lomo | 9108746 | HRCU-A-CB-O | TW12HQ2C2DO | TW12HQ2C2DI | Singlezone Non-Ducted, Wall Placement | 13000 | 7700 | 2.59 | 9110 | 1.98
GREE | Lomo | 7091971 | HRCU-A-CB-O | GWH12QC-D3DNA1D/O | GWH12QC-D3DN***/I | Singlezone Non-Ducted, Wall Placement | 13000 | 7700 | 2.59 | 9110 | 1.98
GREE | Lomo | 213194174 | HRCU-A-CB-O | GWH12QC-D3DNA1D/O | GWH12AGC-D3DN***/I | Singlezone Non-Ducted, Wall Placement | 13000 | 7700 | 2.59 | 9110 | 1.98
CARRIER | INFINITY 24 HP with GREENSPEED INTELLIGENCE | 210533114 | HRCU-A-CB | 25VNA424A*031* | CSPH*4212AL*+UI | Singlezone Ducted, Centrally Ducted | 26600 | 24600 | 2.6 | 19700 | 2.52
CARRIER | INFINITY 24 HP with GREENSPEED INTELLIGENCE | 210533112 | HRCU-A-CB | 25VNA424A*031* | CSPH*4212AL*+UI | Singlezone Ducted, Centrally Ducted | 26400 | 24600 | 2.6 | 19600 | 2.54
CARRIER | INFINITY 24 HP with GREENSPEED INTELLIGENCE | 210533106 | HRCU-A-CB | 25VNA424A*031* | CSPH*4212AL*+UI | Singlezone Ducted, Centrally Ducted | 26600 | 24800 | 2.56 | 19800 | 2.5
CARRIER | INFINITY 24 HP with GREENSPEED INTELLIGENCE | 210533102 | HRCU-A-CB | 25VNA424A*031* | CSPH*3012AL*+UI | Singlezone Ducted, Centrally Ducted | 27000 | 24800 | 2.54 | 19800 | 2.48
CARRIER | INFINITY 24 HP with GREENSPEED INTELLIGENCE | 210533100 | HRCU-A-CB | 25VNA424A*031* | CSPH*3012AL*+UI | Singlezone Ducted, Centrally Ducted | 27000 | 25000 | 2.52 | 19900 | 2.46
CARRIER | INFINITY 24 HP with GREENSPEED INTELLIGENCE | 210533096 | HRCU-A-CB | 25VNA424A*031* | CSPH*3012AL*+UI | Singlezone Ducted, Centrally Ducted | 27000 | 25000 | 2.5 | 20000 | 2.44
CARRIER | INFINITY 24 HP with GREENSPEED INTELLIGENCE | 210533090 | HRCU-A-CB | 25VNA424A*031* | CSPH*3012AL*+UI | Singlezone Ducted, Centrally Ducted | 27000 | 25000 | 2.52 | 19900 | 2.46
CARRIER | INFINITY 24 HP with GREENSPEED INTELLIGENCE | 210533088 | HRCU-A-CB | 25VNA424A*031* | CSPH*3012AL*+UI | Singlezone Ducted, Centrally Ducted | 27000 | 25000 | 2.52 | 19900 | 2.46
CARRIER | INFINITY 24 HP with GREENSPEED INTELLIGENCE | 210533080 | HRCU-A-CB | 25VNA424A*031* | CNPV*4221AL*+UI | Singlezone Ducted, Centrally Ducted | 26600 | 24800 | 2.52 | 19800 | 2.46
CARRIER | INFINITY 24 HP with GREENSPEED INTELLIGENCE | 210533078 | HRCU-A-CB | 25VNA424A*031* | CNPV*4221AL*+UI | Singlezone Ducted, Centrally Ducted | 26600 | 24800 | 2.52 | 19800 | 2.46
CARRIER | INFINITY 24 HP with GREENSPEED INTELLIGENCE | 210533076 | HRCU-A-CB | 25VNA424A*031* | CNPV*4221AL*+UI | Singlezone Ducted, Centrally Ducted | 26600 | 24800 | 2.52 | 19800 | 2.46
CARRIER | INFINITY 24 HP with GREENSPEED INTELLIGENCE | 210533070 | HRCU-A-CB | 25VNA424A*031* | CNPV*4217AL*+UI | Singlezone Ducted, Centrally Ducted | 26600 | 24800 | 2.56 | 19700 | 2.5
CARRIER | INFINITY 24 HP with GREENSPEED INTELLIGENCE | 210533068 | HRCU-A-CB | 25VNA424A*031* | CNPV*4217AL*+UI | Singlezone Ducted, Centrally Ducted | 26600 | 24800 | 2.56 | 19700 | 2.5
CARRIER | INFINITY 24 HP with GREENSPEED INTELLIGENCE | 210533066 | HRCU-A-CB | 25VNA424A*031* | CNPV*4217AL*+UI | Singlezone Ducted, Centrally Ducted | 26600 | 25000 | 2.52 | 19900 | 2.46
CARRIER | INFINITY 24 HP with GREENSPEED INTELLIGENCE | 210533046 | HRCU-A-CB | 25VNA424A*031* | CAP**4321AL*+UI | Singlezone Ducted, Centrally Ducted | 26400 | 24800 | 2.6 | 19800 | 2.52
CARRIER | INFINITY 24 HP with GREENSPEED INTELLIGENCE | 210533044 | HRCU-A-CB | 25VNA424A*031* | CAP**4321AL*+UI | Singlezone Ducted, Centrally Ducted | 26400 | 24600 | 2.64 | 19600 | 2.58
CARRIER | INFINITY 24 HP with GREENSPEED INTELLIGENCE | 210533042 | HRCU-A-CB | 25VNA424A*031* | CAP**4321AL*+UI | Singlezone Ducted, Centrally Ducted | 26400 | 24800 | 2.58 | 19800 | 2.52
CARRIER | INFINITY 24 HP with GREENSPEED INTELLIGENCE | 210533040 | HRCU-A-CB | 25VNA424A*031* | CAP**4321AL*+UI | Singlezone Ducted, Centrally Ducted | 26400 | 24800 | 2.6 | 19800 | 2.55
CARRIER | INFINITY 24 HP with GREENSPEED INTELLIGENCE | 210533038 | HRCU-A-CB | 25VNA424A*031* | CAP**4321AL*+UI | Singlezone Ducted, Centrally Ducted | 26600 | 24800 | 2.58 | 19900 | 2.52
CARRIER | INFINITY 24 HP with GREENSPEED INTELLIGENCE | 210533034 | HRCU-A-CB | 25VNA424A*031* | CAP**4321AL*+UI | Singlezone Ducted, Centrally Ducted | 26400 | 24600 | 2.62 | 19700 | 2.55
CARRIER | INFINITY 24 HP with GREENSPEED INTELLIGENCE | 210533032 | HRCU-A-CB | 25VNA424A*031* | CAP**4321AL*+UI | Singlezone Ducted, Centrally Ducted | 26400 | 24600 | 2.64 | 19600 | 2.56
CARRIER | INFINITY 24 HP with GREENSPEED INTELLIGENCE | 210533026 | HRCU-A-CB | 25VNA424A*031* | CAP**4321AL*+UI | Singlezone Ducted, Centrally Ducted | 26400 | 24800 | 2.58 | 19800 | 2.52
CARRIER | INFINITY 24 HP with GREENSPEED INTELLIGENCE | 210533024 | HRCU-A-CB | 25VNA424A*031* | CAP**4224AL*+UI | Singlezone Ducted, Centrally Ducted | 26600 | 24800 | 2.54 | 19700 | 2.48
CARRIER | INFINITY 24 HP with GREENSPEED INTELLIGENCE | 210533020 | HRCU-A-CB | 25VNA424A*031* | CAP**4221AL*+UI | Singlezone Ducted, Centrally Ducted | 26600 | 24800 | 2.52 | 19700 | 2.46
CARRIER | INFINITY 24 HP with GREENSPEED INTELLIGENCE | 210533018 | HRCU-A-CB | 25VNA424A*031* | CAP**4221AL*+UI | Singlezone Ducted, Centrally Ducted | 26600 | 24800 | 2.52 | 19700 | 2.48
CARRIER | INFINITY 24 HP with GREENSPEED INTELLIGENCE | 210533010 | HRCU-A-CB | 25VNA424A*031* | CAP**3721AL*+UI | Singlezone Ducted, Centrally Ducted | 26400 | 24800 | 2.58 | 19800 | 2.52
CARRIER | INFINITY 24 HP with GREENSPEED INTELLIGENCE | 210533008 | HRCU-A-CB | 25VNA424A*031* | CAP**3721AL*+UI | Singlezone Ducted, Centrally Ducted | 26400 | 24600 | 2.64 | 19600 | 2.58
CARRIER | INFINITY 24 HP with GREENSPEED INTELLIGENCE | 210533006 | HRCU-A-CB | 25VNA424A*031* | CAP**3721AL*+UI | Singlezone Ducted, Centrally Ducted | 26400 | 24800 | 2.58 | 19800 | 2.52
CARRIER | INFINITY 24 HP with GREENSPEED INTELLIGENCE | 210533004 | HRCU-A-CB | 25VNA424A*031* | CAP**3721AL*+UI | Singlezone Ducted, Centrally Ducted | 26400 | 24800 | 2.6 | 19800 | 2.55
CARRIER | INFINITY 24 HP with GREENSPEED INTELLIGENCE | 210533002 | HRCU-A-CB | 25VNA424A*031* | CAP**3721AL*+UI | Singlezone Ducted, Centrally Ducted | 26600 | 24800 | 2.58 | 19900 | 2.52
CARRIER | INFINITY 24 HP with GREENSPEED INTELLIGENCE | 210532998 | HRCU-A-CB | 25VNA424A*031* | CAP**3721AL*+UI | Singlezone Ducted, Centrally Ducted | 26400 | 24600 | 2.62 | 19700 | 2.55
CARRIER | INFINITY 24 HP with GREENSPEED INTELLIGENCE | 210532996 | HRCU-A-CB | 25VNA424A*031* | CAP**3721AL*+UI | Singlezone Ducted, Centrally Ducted | 26400 | 24600 | 2.62 | 19700 | 2.55
CARRIER | INFINITY 24 HP with GREENSPEED INTELLIGENCE | 210532990 | HRCU-A-CB | 25VNA424A*031* | CAP**3721AL*+UI | Singlezone Ducted, Centrally Ducted | 26600 | 24800 | 2.58 | 19800 | 2.52
CARRIER | INFINITY 24 HP with GREENSPEED INTELLIGENCE | 210532964 | HRCU-A-CB | 25VNA424A*031* | CAP**2517AL*+UI | Singlezone Ducted, Centrally Ducted | 26400 | 24800 | 2.6 | 19700 | 2.54
CARRIER | INFINITY 24 HP with GREENSPEED INTELLIGENCE | 210532962 | HRCU-A-CB | 25VNA424A*031* | CAP**2517AL*+UI | Singlezone Ducted, Centrally Ducted | 26600 | 25000 | 2.56 | 19900 | 2.5
CARRIER | INFINITY 24 HP with GREENSPEED INTELLIGENCE | 210532960 | HRCU-A-CB | 25VNA424A*031* | CAP**2517AL*+UI | Singlezone Ducted, Centrally Ducted | 26600 | 24800 | 2.58 | 19800 | 2.52
CARRIER | INFINITY 24 HP with GREENSPEED INTELLIGENCE | 210532958 | HRCU-A-CB | 25VNA424A*031* | CAP**2517AL*+UI | Singlezone Ducted, Centrally Ducted | 26600 | 25000 | 2.56 | 19900 | 2.5
CARRIER | INFINITY 24 HP with GREENSPEED INTELLIGENCE | 210532956 | HRCU-A-CB | 25VNA424A*031* | CAP**2517AL*+UI | Singlezone Ducted, Centrally Ducted | 26400 | 24800 | 2.6 | 19800 | 2.52
CARRIER | INFINITY 24 HP with GREENSPEED INTELLIGENCE | 210532954 | HRCU-A-CB | 25VNA424A*031* | CAP**2517AL*+UI | Singlezone Ducted, Centrally Ducted | 26600 | 24800 | 2.6 | 19700 | 2.54
CARRIER | INFINITY 24 HP with GREENSPEED INTELLIGENCE | 210532952 | HRCU-A-CB | 25VNA424A*031* | CAP**2517AL*+UI | Singlezone Ducted, Centrally Ducted | 26400 | 24800 | 2.62 | 19700 | 2.54
CARRIER | INFINITY 24 HP with GREENSPEED INTELLIGENCE | 206788571 | HRCU-A-CB | 25VNA424A*031* | CSPH*3612AL*+UI | Singlezone Ducted, Centrally Ducted | 26600 | 25000 | 2.54 | 19900 | 2.46
CARRIER | INFINITY 24 HP with GREENSPEED INTELLIGENCE | 206788427 | HRCU-A-CB | 25VNA424A*031* | CSPH*4212AL*+UI | Singlezone Ducted, Centrally Ducted | 26400 | 24600 | 2.62 | 19600 | 2.54
CARRIER | INFINITY 24 HP with GREENSPEED INTELLIGENCE | 206788417 | HRCU-A-CB | 25VNA424A*031* | CSPH*3612AL*+UI | Singlezone Ducted, Centrally Ducted | 26600 | 24800 | 2.56 | 19700 | 2.5
PANASONIC | ClimaPure XE Series | 205047852 | HRCU-A-CB-O | CU-XE12WKUA | CS-XE12WKUAW | Singlezone Non-Ducted, Wall Placement | 12000 | 10000 | 2.79 | 12000 | 2.21
PANASONIC | ClimaPure XE Series | 205047853 | HRCU-A-CB-O | CU-XE15WKUA | CS-XE15WKUAW | Singlezone Non-Ducted, Wall Placement | 17200 | 11000 | 3.16 | 17200 | 2.1
BRYANT | Preferred | 202345970 | HMSV-A-CB | 38MGRQ18B--3 |  | Multizone All Ducted | 18500 | 11500 | 2.7 | 14400 | 2.1
CARRIER | Performance | 202345965 | HMSV-A-CB | 38MGRQ18B--3 |  | Multizone All Ducted | 18500 | 11500 | 2.7 | 14400 | 2.1
MIDEA | Excel | 201847071 | HMSV-A-CB | 38MGRQ18B--3 |  | Multizone All Ducted | 18500 | 11500 | 2.7 | 14400 | 2.1
PAYNE | Mid-tier | 201847066 | HMSV-A-CB | 38MGRQ18B--3 |  | Multizone All Ducted | 18500 | 11500 | 2.7 | 14400 | 2.1
CARRIER | Performance | 8738634 | HRCU-A-CB-O | 38MAQB12R--1 | 40MAQB12B--1 | Singlezone Non-Ducted, Wall Placement | 12000 | 7600 | 2.59 | 6490 | 1.94
BRYANT | Preferred | 8738647 | HRCU-A-CB-O | 38MAQB12R--1 | 619PAQ012BBMA | Singlezone Non-Ducted, Wall Placement | 12000 | 7600 | 2.59 | 6490 | 1.94
MIDEA | Excel | 201846987 | HRCU-A-CB-O | 38MAQB12R--1 | DHMSHAQ12XA1 | Singlezone Non-Ducted, Wall Placement | 12000 | 7600 | 2.59 | 6490 | 1.94
PAYNE | Mid-tier | 201846967 | HRCU-A-CB-O | 38MAQB12R--1 | DHMSHAQ12XA1 | Singlezone Non-Ducted, Wall Placement | 12000 | 7600 | 2.59 | 6490 | 1.94
PANASONIC | Exterios E | 7958200 | HRCU-A-CB-O | CU-E18RKUA | CS-E18RKUAW | Singlezone Non-Ducted, Wall Placement | 21600 | 12000 | 2.71 | 10100 | 2.24
LENNOX |  | 10056168 | HRCU-A-CB-O | MPB012S4S-1L | MWMB012S4-1L | Singlezone Non-Ducted, Wall Placement | 12000 | 7600 | 2.59 | 6885 | 2
LENNOX |  | 10056171 | HRCU-A-CB-O | MPB012S4S-1P | MWMA012S4-1P | Singlezone Non-Ducted, Wall Placement | 12000 | 7700 | 2.75 | 9134 | 1.94
LENNOX |  | 10056173 | HRCU-A-CB-O | MPB018S4S-1P | MWMA018S4-1P | Singlezone Non-Ducted, Wall Placement | 18000 | 11400 | 2.72 | 11178 | 2.02
LENNOX |  | 10056174 | HRCU-A-CB-O | MPB018S4S-1P | MWMA018S4-2P | Singlezone Non-Ducted, Wall Placement | 18000 | 11400 | 2.72 | 11178 | 2.02
LENNOX |  | 10056172 | HRCU-A-CB-O | MPB012S4S-1P | MWMA012S4-2P | Singlezone Non-Ducted, Wall Placement | 12000 | 7700 | 2.75 | 9134 | 1.94
LENNOX |  | 10056175 | HRCU-A-CB-O | MPB024S4S-1P | MWMA024S4-1P | Singlezone Non-Ducted, Wall Placement | 25000 | 15300 | 2.7 | 18099 | 2.07
LENNOX |  | 10056176 | HRCU-A-CB-O | MPB024S4S-1P | MWMA024S4-2P | Singlezone Non-Ducted, Wall Placement | 25000 | 15300 | 2.7 | 18099 | 2.07
LENNOX |  | 10058825 | HRCU-A-CB-O | MPB018S4S-1P | MCFB018S4-2P | Singlezone Non-Ducted, Wall Placement | 18000 | 12000 | 2.71 | 10274 | 2.11
LENNOX |  | 10058826 | HRCU-A-CB-O | MPB024S4S-1P | MCFA024S4-1P | Singlezone Non-Ducted, Wall Placement | 24000 | 15000 | 2.85 | 17705 | 2.02
LENNOX |  | 10058827 | HRCU-A-CB-O | MPB024S4S-1P | MCFA024S4-2P | Singlezone Non-Ducted, Wall Placement | 24000 | 15000 | 2.85 | 17705 | 2.02
LENNOX |  | 10058834 | HRCU-A-CB-O | MPB018S4S-1P | M22A018S4-1P | Singlezone Non-Ducted, Wall Placement | 18000 | 12000 | 2.77 | 9410 | 1.98
LENNOX |  | 10058835 | HRCU-A-CB-O | MPB018S4S-1P | M22A018S4-2P | Singlezone Non-Ducted, Wall Placement | 18000 | 12000 | 2.77 | 9410 | 1.98
LENNOX |  | 201796629 | HRCU-A-CB-O | MPB012S4S-1L | MWMB012S4-2L | Singlezone Non-Ducted, Wall Placement | 12000 | 7600 | 2.59 | 6885 | 2
LENNOX |  | 201796631 | HRCU-A-CB-O | MPB012S4S-1P | MWMA012S4-3P | Singlezone Non-Ducted, Wall Placement | 12000 | 7700 | 2.75 | 9134 | 1.94
DIRECT AIR |  | 8775849 | HRCU-A-CB-O | MOCA31-18HFN1-MT0W | CCA3U-18HRFN1-M(C) | Singlezone Non-Ducted, Wall Placement | 18000 | 12000 | 2.77 | 9410 | 1.98
DIRECT AIR |  | 8775850 | HRCU-A-CB-O | MOCA31-18HFN1-MT0W | MUEU-18HRFN1-M(C) | Singlezone Non-Ducted, Wall Placement | 18000 | 12000 | 2.71 | 10274 | 2.11
DIRECT AIR |  | 8775853 | HRCU-A-CB-O | MOD31-24HFN1-MT0W | MUEU-24HRFN1-M(C) | Singlezone Non-Ducted, Wall Placement | 24000 | 15000 | 2.85 | 17705 | 2.02
DIRECT AIR |  | 9680949 | HRCU-A-CB-O | MOCA31-18HFN1-MT0W | CS11M-18HRFN1-MT0W | Singlezone Non-Ducted, Wall Placement | 18000 | 11400 | 2.72 | 11178 | 2.02
DIRECT AIR |  | 9680950 | HRCU-A-CB-O | MOD31-24HFN1-MT0W | CS11M-23HRFN1-MT0W | Singlezone Non-Ducted, Wall Placement | 25000 | 15300 | 2.7 | 18099 | 2.07
CARRIER |  | 8738635 | HRCU-A-CB-O | 38MAQB09R--3 | 40MAQB09B--3 | Singlezone Non-Ducted, Wall Placement | 10900 | 6900 | 2.73 | 10900 | 1.98
BRYANT | Preferred Series | 8738646 | HRCU-A-CB-O | 38MAQB09R--3 | 619PEQ009BBMA | Singlezone Non-Ducted, Wall Placement | 10900 | 6900 | 2.73 | 10900 | 1.98
MIDEA |  | 201753972 | HRCU-A-CB-O | DLCPRAH09AAK | DLFPHAH09XAK | Singlezone Non-Ducted, Wall Placement | 10000 | 7200 | 2.78 | 13047 | 1.97
ARCOAIRE |  | 201835506 | HRCU-A-CB-O | DLCPRAH09AAK | DLFPHAH09XAK | Singlezone Non-Ducted, Wall Placement | 10000 | 7200 | 2.78 | 13047 | 1.97
COMFORTMAKER |  | 201835554 | HRCU-A-CB-O | DLCPRAH09AAK | DLFPHAH09XAK | Singlezone Non-Ducted, Wall Placement | 10000 | 7200 | 2.78 | 13047 | 1.97
DAY & NIGHT |  | 201835602 | HRCU-A-CB-O | DLCPRAH09AAK | DLFPHAH09XAK | Singlezone Non-Ducted, Wall Placement | 10000 | 7200 | 2.78 | 13047 | 1.97
KEEPRITE |  | 201835652 | HRCU-A-CB-O | DLCPRAH09AAK | DLFPHAH09XAK | Singlezone Non-Ducted, Wall Placement | 10000 | 7200 | 2.78 | 13047 | 1.97
HEIL |  | 201835653 | HRCU-A-CB-O | DLCPRAH09AAK | DLFPHAH09XAK | Singlezone Non-Ducted, Wall Placement | 10000 | 7200 | 2.78 | 13047 | 1.97
TEMPSTAR |  | 201835748 | HRCU-A-CB-O | DLCPRAH09AAK | DLFPHAH09XAK | Singlezone Non-Ducted, Wall Placement | 10000 | 7200 | 2.78 | 13047 | 1.97
KENMORE |  | 201835749 | HRCU-A-CB-O | DLCPRAH09AAK | DLFPHAH09XAK | Singlezone Non-Ducted, Wall Placement | 10000 | 7200 | 2.78 | 13047 | 1.97
DAY & NIGHT | High Tier | 202463647 | HRCU-A-CB-O | DLCPRAH24AAK | DLFPHAH24XAK | Singlezone Non-Ducted, Wall Placement | 24000 | 15450 | 3 | 24000 | 2
LG |  | 7947563 | HRCU-A-CB-O | LAU090HYV1 | LAN090HYV1 | Singlezone Non-Ducted, Wall Placement | 11000 | 6750 | 3.47 | 11220 | 2.88
MIDEA |  | 201753971 | HRCU-A-CB-O | 38MPRAQ12AA3 | DHMPHAQ12XA3 | Singlezone Non-Ducted, Wall Placement | 12000 | 6800 | 2.66 | 13887 | 2
PAYNE |  | 201753413 | HRCU-A-CB-O | 38MPRAQ12AA3 | DHMPHAQ12XA3 | Singlezone Non-Ducted, Wall Placement | 12000 | 6800 | 2.66 | 13887 | 2
CARRIER | Infinity | 201753411 | HRCU-A-CB-O | 38MPRAQ12AA3 | 40MPHAQ12XA3 | Singlezone Non-Ducted, Wall Placement | 12000 | 6800 | 2.66 | 13887 | 2
PAYNE |  | 201753410 | HRCU-A-CB-O | 38MPRAQ09AA3 | DHMPHAQ09XA3 | Singlezone Non-Ducted, Wall Placement | 10000 | 7200 | 2.78 | 13000 | 2.01
MIDEA |  | 201753970 | HRCU-A-CB-O | 38MPRAQ09AA3 | DHMPHAQ09XA3 | Singlezone Non-Ducted, Wall Placement | 10000 | 7200 | 2.78 | 13000 | 2.01
BRYANT | Evolution | 201753409 | HRCU-A-CB-O | 38MPRAQ09AA3 | 619PHAQ09XA3 | Singlezone Non-Ducted, Wall Placement | 10000 | 7200 | 2.78 | 13000 | 2.01
BRYANT | Evolution | 202463636 | HRCU-A-CB-O | 38MPRAQ18AA3 | 619PHAQ18XA3 | Singlezone Non-Ducted, Wall Placement | 18000 | 12300 | 3.19 | 18000 | 2
CARRIER | Infinity | 201753408 | HRCU-A-CB-O | 38MPRAQ09AA3 | 40MPHAQ09XA3 | Singlezone Non-Ducted, Wall Placement | 10000 | 7200 | 2.78 | 13000 | 2.01
BRYANT | Evolution | 202463637 | HRCU-A-CB-O | 38MPRAQ24AA3 | 619PHAQ24XA3 | Singlezone Non-Ducted, Wall Placement | 24000 | 15450 | 3 | 24000 | 2
CARRIER | Infinity | 202463635 | HRCU-A-CB-O | 38MPRAQ24AA3 | 40MPHAQ24XA3 | Singlezone Non-Ducted, Wall Placement | 24000 | 15450 | 3 | 24000 | 2
MIDEA | Elevate | 202463640 | HRCU-A-CB-O | 38MPRAQ18AA3 | DHMPHAQ18XA3 | Singlezone Non-Ducted, Wall Placement | 18000 | 12300 | 3.19 | 18000 | 2
MIDEA | Elevate | 202463641 | HRCU-A-CB-O | 38MPRAQ24AA3 | DHMPHAQ24XA3 | Singlezone Non-Ducted, Wall Placement | 24000 | 15450 | 3 | 24000 | 2
CARRIER | Infinity | 202463634 | HRCU-A-CB-O | 38MPRAQ18AA3 | 40MPHAQ18XA3 | Singlezone Non-Ducted, Wall Placement | 18000 | 12300 | 3.19 | 18000 | 2
PAYNE | High Tier | 202463639 | HRCU-A-CB-O | 38MPRAQ24AA3 | DHMPHAQ24XA3 | Singlezone Non-Ducted, Wall Placement | 24000 | 15450 | 3 | 24000 | 2
PAYNE | High Tier | 202463638 | HRCU-A-CB-O | 38MPRAQ18AA3 | DHMPHAQ18XA3 | Singlezone Non-Ducted, Wall Placement | 18000 | 12300 | 3.19 | 18000 | 2
ARCOAIRE | High Tier | 202463643 | HRCU-A-CB-O | DLCPRAH24AAK | DLFPHAH24XAK | Singlezone Non-Ducted, Wall Placement | 24000 | 15450 | 3 | 24000 | 2
COMFORTMAKER | High Tier | 202463645 | HRCU-A-CB-O | DLCPRAH24AAK | DLFPHAH24XAK | Singlezone Non-Ducted, Wall Placement | 24000 | 15450 | 3 | 24000 | 2
HEIL | High Tier | 202463649 | HRCU-A-CB-O | DLCPRAH24AAK | DLFPHAH24XAK | Singlezone Non-Ducted, Wall Placement | 24000 | 15450 | 3 | 24000 | 2
KEEPRITE | High Tier | 202463651 | HRCU-A-CB-O | DLCPRAH24AAK | DLFPHAH24XAK | Singlezone Non-Ducted, Wall Placement | 24000 | 15450 | 3 | 24000 | 2
KENMORE | High Tier | 202463653 | HRCU-A-CB-O | DLCPRAH24AAK | DLFPHAH24XAK | Singlezone Non-Ducted, Wall Placement | 24000 | 15450 | 3 | 24000 | 2
MIDEA | Max | 202463655 | HRCU-A-CB-O | DLCPRAH24AAK | DLFPHAH24XAK | Singlezone Non-Ducted, Wall Placement | 24000 | 15450 | 3 | 24000 | 2
SMART COMFORT | High Tier | 202463659 | HRCU-A-CB-O | DLCPRAH24AAK | DLFPHAH24XAK | Singlezone Non-Ducted, Wall Placement | 24000 | 15450 | 3 | 24000 | 2
TEMPSTAR | High Tier | 202463657 | HRCU-A-CB-O | DLCPRAH24AAK | DLFPHAH24XAK | Singlezone Non-Ducted, Wall Placement | 24000 | 15450 | 3 | 24000 | 2
MIDEA | Excel | 201846989 | HRCU-A-CB-O | 38MAQB12R--3 | DHMSHAQ12XA3 | Singlezone Non-Ducted, Wall Placement | 12000 | 7800 | 2.66 | 12010 | 1.98
BRYANT | Preferred Series | 8738645 | HRCU-A-CB-O | 38MAQB12R--3 | 619PEQ012BBMA | Singlezone Non-Ducted, Wall Placement | 12000 | 7800 | 2.66 | 12010 | 1.98
CARRIER |  | 8738636 | HRCU-A-CB-O | 38MAQB12R--3 | 40MAQB12B--3 | Singlezone Non-Ducted, Wall Placement | 12000 | 7800 | 2.66 | 12010 | 1.98
PAYNE | Mid-tier | 201846969 | HRCU-A-CB-O | 38MAQB12R--3 | DHMSHAQ12XA3 | Singlezone Non-Ducted, Wall Placement | 12000 | 7800 | 2.66 | 12010 | 1.98
LG | Prestige (Canada) | 6233140 | HRCU-A-CB-O | LAU120HYV | LAN120HYV | Singlezone Non-Ducted, Wall Placement | 13600 | 8400 | 3.57 | 13720 | 2.74
FRIEDRICH | Floating Air Pro | 203383863 | HRCU-A-CB-O | FRHSR09A3A | FRHSW09A3A | Singlezone Non-Ducted, Wall Placement | 10500 | 6500 | 2.68 | 8052 | 2.15
FRIEDRICH | Floating Air Pro | 203383865 | HRCU-A-CB-O | FPHSR09A3A | FPHFW09A3A | Singlezone Non-Ducted, Wall Placement | 9500 | 5000 | 2.62 | 7438 | 2.12
FRIEDRICH | Floating Air Pro | 203383869 | HRCU-A-CB-O | FPHSR18A3A | FPHFW18A3A | Singlezone Non-Ducted, Wall Placement | 19000 | 11600 | 2.7 | 12730 | 2.16
FRIEDRICH | Floating Air Pro | 203383868 | HRCU-A-CB-O | FPHSR12A1A | FPHSW12A1A | Singlezone Non-Ducted, Wall Placement | 13000 | 7500 | 2.71 | 7377 | 2.08
FRIEDRICH | Floating Air Pro | 205142786 | HRCU-A-CB-O | FPHSR18A3A-A | FPHFW18A3B | Singlezone Non-Ducted, Wall Placement | 19000 | 11600 | 2.7 | 12730 | 2.16
FRIEDRICH | Floating Air Pro | 205142783 | HRCU-A-CB-O | FPHSR09A3A-A | FPHFW09A3B | Singlezone Non-Ducted, Wall Placement | 9500 | 5000 | 2.62 | 7438 | 2.12
FRIEDRICH | Floating Air Pro | 205142782 | HRCU-A-CB-O | FPHSR12A1A-A | FPHSW12A1B | Singlezone Non-Ducted, Wall Placement | 13000 | 7500 | 2.71 | 7377 | 2.08
FRIEDRICH | Floating Air Pro | 205142785 | HRCU-A-CB-O | FPHSR12A3A-A | FPHFW12A3B | Singlezone Non-Ducted, Wall Placement | 13000 | 7500 | 2.71 | 7824 | 1.98
FRIEDRICH | Floating Air Pro | 205123805 | HRCU-A-CB-O | FPHFR24A3A | FPHFC24A3B | Singlezone Non-Ducted, Ceiling Placement | 24000 | 19600 | 2.84 | 21060 | 2.2
FRIEDRICH | Floating Air Pro | 203383866 | HRCU-A-CB-O | FPHSR12A3A | FPHFW12A3A | Singlezone Non-Ducted, Wall Placement | 13000 | 7500 | 2.71 | 7824 | 1.98
FRIEDRICH | Floating Air Pro | 203383864 | HRCU-A-CB-O | FRHSR12A3A | FRHSW12A3A | Singlezone Non-Ducted, Wall Placement | 13000 | 8000 | 3.17 | 7865 | 2.35
DIRECT AIR |  | 9680948 | HRCU-A-CB-O | MOB30-12HFN1-MT0W | CS11M-12HRFN1-MU5W | Singlezone Non-Ducted, Wall Placement | 12000 | 7700 | 2.75 | 9134 | 1.94
PERFECTAIRE |  | 205653642 | HRCU-A-CB-O | 3PAMSHQCO12 | 3PAMSHQCW12 | Singlezone Non-Ducted, Wall Placement | 13000 | 7500 | 2.71 | 7377 | 2.08
PERFECTAIRE |  | 205653643 | HRCU-A-CB-O | 3PAMSHQCO18 | 3PAMSHQCW18 | Singlezone Non-Ducted, Wall Placement | 19000 | 11600 | 3.01 | 13146 | 2.11
DENALI AIRE |  | 205300162 | HRCU-A-CB-O | DNMSHQCO12A | DNMSHQCW12A | Singlezone Non-Ducted, Wall Placement | 13000 | 7500 | 2.71 | 7377 | 2.08
DENALI AIRE |  | 205300164 | HRCU-A-CB-O | DNMSHQCO18 | DNMSHQCW18 | Singlezone Non-Ducted, Wall Placement | 19000 | 11600 | 3.01 | 13146 | 2.11
WEATHERMAKER | Mid-Tier | 206396059 | HRCU-A-CB-O | 38MAQB12R--3 | DHMAHBQ12XA3 | Singlezone Non-Ducted, Wall Placement | 12000 | 7500 | 2.56 | 12010 | 1.98
PAYNE | Mid-Tier | 206396045 | HRCU-A-CB-O | 38MAQB12R--3 | DHMAHBQ12XA3 | Singlezone Non-Ducted, Wall Placement | 12000 | 7500 | 2.56 | 12010 | 1.98
MIDEA | Excel | 206396052 | HRCU-A-CB-O | 38MAQB12R--3 | DHMAHBQ12XA3 | Singlezone Non-Ducted, Wall Placement | 12000 | 7500 | 2.56 | 12010 | 1.98
CARRIER | Performance | 206396031 | HRCU-A-CB-O | 38MAQB12R--3 | 40MAHBQ12XA3 | Singlezone Non-Ducted, Wall Placement | 12000 | 7500 | 2.56 | 12010 | 1.98
BRYANT | Preferred | 206396038 | HRCU-A-CB-O | 38MAQB12R--3 | 619AHBQ12XA3 | Singlezone Non-Ducted, Wall Placement | 12000 | 7500 | 2.56 | 12010 | 1.98
WEATHERMAKER | Mid-Tier | 206350369 | HRCU-A-CB | 38MARBQ24AA3 | 40MBDQ24--3 | Singlezone Ducted, Compact Ducted | 24600 | 14500 | 2.8 | 27910 | 2.01
TEMPSTAR | QuietComfort | 206350468 | HRCU-A-CB | DLCSRBH24AAK | DLFSDAH24XAK | Singlezone Ducted, Compact Ducted | 24600 | 14500 | 2.8 | 27910 | 2.01
PAYNE | Mid-Tier | 206350358 | HRCU-A-CB | 38MARBQ24AA3 | 40MBDQ24--3 | Singlezone Ducted, Compact Ducted | 24600 | 14500 | 2.8 | 27910 | 2.01
MIDEA | Excel | 206350380 | HRCU-A-CB | 38MARBQ24AA3 | 40MBDQ24--3 | Singlezone Ducted, Compact Ducted | 24600 | 14500 | 2.8 | 27910 | 2.01
KENMORE | Mid-Tier | 206350446 | HRCU-A-CB | DLCSRBH24AAK | DLFSDAH24XAK | Singlezone Ducted, Compact Ducted | 24600 | 14500 | 2.8 | 27910 | 2.01
MIDEA | Excel | 206350457 | HRCU-A-CB | DLCSRBH24AAK | DLFSDAH24XAK | Singlezone Ducted, Compact Ducted | 24600 | 14500 | 2.8 | 27910 | 2.01
KEEPRITE | ProComfort | 206350435 | HRCU-A-CB | DLCSRBH24AAK | DLFSDAH24XAK | Singlezone Ducted, Compact Ducted | 24600 | 14500 | 2.8 | 27910 | 2.01
HEIL | QuietComfort | 206350424 | HRCU-A-CB | DLCSRBH24AAK | DLFSDAH24XAK | Singlezone Ducted, Compact Ducted | 24600 | 14500 | 2.8 | 27910 | 2.01
DAY & NIGHT | Constant Comfort | 206350413 | HRCU-A-CB | DLCSRBH24AAK | DLFSDAH24XAK | Singlezone Ducted, Compact Ducted | 24600 | 14500 | 2.8 | 27910 | 2.01
CARRIER | Performance | 206350336 | HRCU-A-CB | 38MARBQ24AA3 | 40MBDQ24--3 | Singlezone Ducted, Compact Ducted | 24600 | 14500 | 2.8 | 27910 | 2.01
BRYANT | Preferred | 206350347 | HRCU-A-CB | 38MARBQ24AA3 | 40MBDQ24--3 | Singlezone Ducted, Compact Ducted | 24600 | 14500 | 2.8 | 27910 | 2.01
ARCOAIRE | DuraComfort | 206350391 | HRCU-A-CB | DLCSRBH24AAK | DLFSDAH24XAK | Singlezone Ducted, Compact Ducted | 24600 | 14500 | 2.8 | 27910 | 2.01
AIRQUEST | QuietComfort | 206350490 | HRCU-A-CB | DLCSRBH24AAK | DLFSDAH24XAK | Singlezone Ducted, Compact Ducted | 24600 | 14500 | 2.8 | 27910 | 2.01
COMFORTMAKER | QuietComfort | 206350402 | HRCU-A-CB | DLCSRBH24AAK | DLFSDAH24XAK | Singlezone Ducted, Compact Ducted | 24600 | 14500 | 2.8 | 27910 | 2.01
TRANE |  | 207526359 | HRCU-A-CB | 4TWV8X48A1 | TEM8A0C60V51+TDR | Singlezone Ducted, Centrally Ducted | 44500 | 36800 | 4.49 | 28520 | 1.92
AMERICAN STANDARD |  | 207590073 | HRCU-A-CB | 4A6V8X48A1 | TEM8A0C60V51+TDR | Singlezone Ducted, Centrally Ducted | 44500 | 36800 | 4.49 | 28520 | 1.92
HITACHI | H700 | 207200484 | HRCU-A-CB-O | RAC-PH18WHLAE | RAS-PH18PHLAE | Singlezone Non-Ducted, Wall Placement | 21600 | 13300 | 3.39 | 21600 | 1.9
HITACHI | H700 | 207200482 | HRCU-A-CB-O | RAC-PH12WHLAE | RAS-PH12PHLAE | Singlezone Non-Ducted, Wall Placement | 14500 | 9500 | 3.2 | 14500 | 1.91
HITACHI | H700 | 207200481 | HRCU-A-CB-O | RAC-PH09WHLAE | RAS-PH09PHLAE | Singlezone Non-Ducted, Wall Placement | 12000 | 8000 | 3.4 | 14500 | 1.91
HITACHI | H500 | 206143041 | HRCU-A-CB-O | RAC-SH18WHLAE | RAS-SH18RHLAE | Singlezone Non-Ducted, Wall Placement | 21700 | 12200 | 2.88 | 15400 | 2.25
HITACHI | H500 | 206143042 | HRCU-A-CB-O | RAC-SH24WHLAE | RAS-SH24RHLAE | Singlezone Non-Ducted, Wall Placement | 25000 | 15100 | 2.97 | 18250 | 2.26
HITACHI | H500 | 206907172 | HRCU-A-CB-O | RAC-SH09WHLAE | RAS-SH09RHLAE | Singlezone Non-Ducted, Wall Placement | 11000 | 7200 | 2.81 | 8050 | 2.25
HITACHI | H500 | 206907173 | HRCU-A-CB-O | RAC-SH12WHLAE | RAS-SH12RHLAE | Singlezone Non-Ducted, Wall Placement | 13800 | 9400 | 2.99 | 10000 | 2.25
HITACHI | M400 | 206186275 | HRCU-A-CB-O | RAM-S18U2HLAE | RAS-SH09RHLAE , RAS-SH09RHLAE | Multizone All Non-Ducted | 22000 | 14900 | 2.76 | 13220 | 2.32
HITACHI |  | 206750857 | HRCU-A-CB-O | RAS-3.0PNNBDH1 | RCI-3.0PNN1DH | Singlezone Non-Ducted, Wall Placement | 24000 | 19600 | 2.84 | 19060 | 1.94
HITACHI |  | 206750855 | HRCU-A-CB-O | RAS-2.0PNNBDH1 | RCI-2.0PNN1DH | Singlezone Non-Ducted, Wall Placement | 19000 | 11000 | 2.9 | 14750 | 2.3
HITACHI |  | 206750851 | HRCU-A-CB-O | RAS-1.0PNNBDH1 | RCIM-1.0PNN1DH | Singlezone Non-Ducted, Wall Placement | 10000 | 6000 | 2.98 | 7620 | 2.6
HITACHI |  | 206750852 | HRCU-A-CB | RAS-1.0PNNBDH1 | RPIL-1.0PNN1DH | Singlezone Ducted, Compact Ducted | 11000 | 6000 | 2.59 | 7550 | 2.21
HITACHI |  | 207656962 | HRCU-A-CB-O | RAS-2.0PNNBDH1 | RPK-2.0PNN1DH | Singlezone Non-Ducted, Wall Placement | 19000 | 11400 | 2.93 | 13000 | 2.43
LENNOX |  | 207683516 | HRCU-A-CB-O | MPC018S4S-1P | M22A018S4-2P | Singlezone Non-Ducted, Ceiling Placement | 18500 | 12000 | 2.51 | 11331 | 2.01
LENNOX |  | 207683517 | HRCU-A-CB-O | MPC024S4S-1P | M33C024S4-1P | Singlezone Non-Ducted, Wall Placement | 25000 | 15600 | 2.86 | 17540 | 2.12
LENNOX |  | 207683506 | HRCU-A-CB | MPC024S4S-1P | MMDB024S4-2P | Singlezone Ducted, Compact Ducted | 24600 | 13500 | 2.59 | 17000 | 2.05
HISENSE |  | 207641266 | HRCU-A-CB-O | AUW-18U3SF | AST-18UW3SBBTV00 | Singlezone Non-Ducted, Wall Placement | 19000 | 11400 | 2.93 | 13000 | 2.43
FRIEDRICH | Floating Air Pro | 205142788 | HRCU-A-CB-O | FRHSR09A3A-A | FRHSW09A3B | Singlezone Non-Ducted, Wall Placement | 10500 | 6500 | 3.12 | 9250 | 2.36
FRIEDRICH | Floating Air Pro | 205142789 | HRCU-A-CB-O | FRHSR12A3A-A | FRHSW12A3B | Singlezone Non-Ducted, Wall Placement | 13000 | 8000 | 3.17 | 12030 | 2.41
WEATHERMAKER | Mid-Tier | 207642943 | HMSV-A-CB | 38MGHBQ24CA3 |  | Multizone All Ducted | 24000 | 18500 | 2.85 | 21500 | 1.95
PAYNE | Mid-tier | 207642922 | HMSV-A-CB | 38MGHBQ24CA3 |  | Multizone All Ducted | 24000 | 18500 | 2.85 | 21500 | 1.95
MIDEA | Excel | 207642964 | HMSV-A-CB | 38MGHBQ24CA3 |  | Multizone All Ducted | 24000 | 18500 | 2.85 | 21500 | 1.95
BRYANT | Preferred Series | 207642901 | HMSV-A-CB | 38MGHBQ24CA3 |  | Multizone All Ducted | 24000 | 18500 | 2.85 | 21500 | 1.95
CARRIER | Performance Series | 207642880 | HMSV-A-CB | 38MGHBQ24CA3 |  | Multizone All Ducted | 24000 | 18500 | 2.85 | 21500 | 1.95
TEMPSTAR | Performance Series | 207643148 | HMSV-A-CB | DLCMHBH48EAK |  | Multizone Mix of Ducted and Non-Ducted | 49000 | 31000 | 2.65 | 48000 | 1.9
TEMPSTAR | Performance Series | 207643138 | HMSV-A-CB | DLCMHBH24CAK |  | Multizone All Ducted | 24000 | 18500 | 2.85 | 21500 | 1.95
SMART COMFORT | Performance Series | 207643169 | HMSV-A-CB | DLCMHBH48EAK |  | Multizone Mix of Ducted and Non-Ducted | 49000 | 31000 | 2.65 | 48000 | 1.9
SMART COMFORT | Performance Series | 207643159 | HMSV-A-CB | DLCMHBH24CAK |  | Multizone All Ducted | 24000 | 18500 | 2.85 | 21500 | 1.95
MIDEA | Performance Series | 207643127 | HMSV-A-CB | DLCMHBH48EAK |  | Multizone Mix of Ducted and Non-Ducted | 49000 | 31000 | 2.65 | 48000 | 1.9
MIDEA | Performance Series | 207643117 | HMSV-A-CB | DLCMHBH24CAK |  | Multizone All Ducted | 24000 | 18500 | 2.85 | 21500 | 1.95
KENMORE | Performance Series | 207643106 | HMSV-A-CB | DLCMHBH48EAK |  | Multizone Mix of Ducted and Non-Ducted | 49000 | 31000 | 2.65 | 48000 | 1.9
KENMORE | Performance Series | 207643096 | HMSV-A-CB | DLCMHBH24CAK |  | Multizone All Ducted | 24000 | 18500 | 2.85 | 21500 | 1.95
KEEPRITE | Performance Series | 207643085 | HMSV-A-CB | DLCMHBH48EAK |  | Multizone Mix of Ducted and Non-Ducted | 49000 | 31000 | 2.65 | 48000 | 1.9
KEEPRITE | Performance Series | 207643075 | HMSV-A-CB | DLCMHBH24CAK |  | Multizone All Ducted | 24000 | 18500 | 2.85 | 21500 | 1.95
HEIL | Performance Series | 207643064 | HMSV-A-CB | DLCMHBH48EAK |  | Multizone Mix of Ducted and Non-Ducted | 49000 | 31000 | 2.65 | 48000 | 1.9
HEIL | Performance Series | 207643054 | HMSV-A-CB | DLCMHBH24CAK |  | Multizone All Ducted | 24000 | 18500 | 2.85 | 21500 | 1.95
DAY & NIGHT | Performance Series | 207643043 | HMSV-A-CB | DLCMHBH48EAK |  | Multizone Mix of Ducted and Non-Ducted | 49000 | 31000 | 2.65 | 48000 | 1.9
DAY & NIGHT | Performance Series | 207643033 | HMSV-A-CB | DLCMHBH24CAK |  | Multizone All Ducted | 24000 | 18500 | 2.85 | 21500 | 1.95
COMFORTMAKER | Performance Series | 207643022 | HMSV-A-CB | DLCMHBH48EAK |  | Multizone Mix of Ducted and Non-Ducted | 49000 | 31000 | 2.65 | 48000 | 1.9
COMFORTMAKER | Performance Series | 207643012 | HMSV-A-CB | DLCMHBH24CAK |  | Multizone All Ducted | 24000 | 18500 | 2.85 | 21500 | 1.95
ARCOAIRE | Performance Series | 207643001 | HMSV-A-CB | DLCMHBH48EAK |  | Multizone Mix of Ducted and Non-Ducted | 49000 | 31000 | 2.65 | 48000 | 1.9
ARCOAIRE | Performance Series | 207642991 | HMSV-A-CB | DLCMHBH24CAK |  | Multizone All Ducted | 24000 | 18500 | 2.85 | 21500 | 1.95
AIRQUEST | Performance Series | 207643190 | HMSV-A-CB | DLCMHBH48EAK |  | Multizone Mix of Ducted and Non-Ducted | 49000 | 31000 | 2.65 | 48000 | 1.9
AIRQUEST | Performance Series | 207643180 | HMSV-A-CB | DLCMHBH24CAK |  | Multizone All Ducted | 24000 | 18500 | 2.85 | 21500 | 1.95
AIREASE |  | 208106685 | HRCU-A-CB-O | 4DHP2S18S-1P | D22C118S4-1P | Singlezone Non-Ducted, Ceiling Placement | 18500 | 12000 | 2.51 | 11331 | 2.01
AIREASE |  | 208106686 | HRCU-A-CB-O | 4DHP2S24S-1P | D33C224S4-1P | Singlezone Non-Ducted, Wall Placement | 25000 | 15600 | 2.86 | 17540 | 2.12
AIREASE |  | 208106689 | HRCU-A-CB | 4DHP2S24S-1P | DMD224S4-1P | Singlezone Ducted, Compact Ducted | 24600 | 13500 | 2.59 | 17000 | 2.05
ALLIED |  | 208106658 | HRCU-A-CB-O | 4DHP2S18S-1P | D22C118S4-1P | Singlezone Non-Ducted, Ceiling Placement | 18500 | 12000 | 2.51 | 11331 | 2.01
ALLIED |  | 208106659 | HRCU-A-CB-O | 4DHP2S24S-1P | D33C224S4-1P | Singlezone Non-Ducted, Wall Placement | 25000 | 15600 | 2.86 | 17540 | 2.12
ALLIED |  | 208106662 | HRCU-A-CB | 4DHP2S24S-1P | DMD224S4-1P | Singlezone Ducted, Compact Ducted | 24600 | 13500 | 2.59 | 17000 | 2.05
ARMSTRONG AIR |  | 208106676 | HRCU-A-CB-O | 4DHP2S18S-1P | D22C118S4-1P | Singlezone Non-Ducted, Ceiling Placement | 18500 | 12000 | 2.51 | 11331 | 2.01
ARMSTRONG AIR |  | 208106677 | HRCU-A-CB-O | 4DHP2S24S-1P | D33C224S4-1P | Singlezone Non-Ducted, Wall Placement | 25000 | 15600 | 2.86 | 17540 | 2.12
ARMSTRONG AIR |  | 208106680 | HRCU-A-CB | 4DHP2S24S-1P | DMD224S4-1P | Singlezone Ducted, Compact Ducted | 24600 | 13500 | 2.59 | 17000 | 2.05
CONCORD |  | 208106695 | HRCU-A-CB-O | 4DHP2S24S-1P | D33C224S4-1P | Singlezone Non-Ducted, Wall Placement | 25000 | 15600 | 2.86 | 17540 | 2.12
CONCORD |  | 208106694 | HRCU-A-CB-O | 4DHP2S18S-1P | D22C118S4-1P | Singlezone Non-Ducted, Ceiling Placement | 18500 | 12000 | 2.51 | 11331 | 2.01
CONCORD |  | 208106698 | HRCU-A-CB | 4DHP2S24S-1P | DMD224S4-1P | Singlezone Ducted, Compact Ducted | 24600 | 13500 | 2.59 | 17000 | 2.05
DUCANE |  | 208106667 | HRCU-A-CB-O | 4DHP2S18S-1P | D22C118S4-1P | Singlezone Non-Ducted, Ceiling Placement | 18500 | 12000 | 2.51 | 11331 | 2.01
DUCANE |  | 208106668 | HRCU-A-CB-O | 4DHP2S24S-1P | D33C224S4-1P | Singlezone Non-Ducted, Wall Placement | 25000 | 15600 | 2.86 | 17540 | 2.12
DUCANE |  | 208106671 | HRCU-A-CB | 4DHP2S24S-1P | DMD224S4-1P | Singlezone Ducted, Compact Ducted | 24600 | 13500 | 2.59 | 17000 | 2.05
INNOVAIR |  | 206330207 | HRCU-A-CB-O | EIN10H2V32(O) | EIN10H2V32(I) | Singlezone Non-Ducted, Wall Placement | 9000 | 5600 | 2.88 | 12977 | 2.09
BOREAL | ENERMAXX | 208130264 | HRCU-A-CB | ENVBR36HPJ1OA | ENVBR24HPJ1IB | Singlezone Ducted, Centrally Ducted | 24000 | 16300 | 2.7 | 24000 | 2.1
TRANE |  | 10093495 | HRCU-A-CB | 4TWV0036A1 | TAM9A0B30V31 | Singlezone Ducted, Centrally Ducted | 32600 | 26200 | 3.17 | 20220 | 1.92
TRANE |  | 207526400 | HRCU-A-CB | 4TWV8X36A1 | 4TXCB006DS3 | Singlezone Ducted, Centrally Ducted | 33000 | 26600 | 3.3 | 21000 | 1.92
TRANE |  | 207526474 | HRCU-A-CB | 4TWV8X36A1 | 4TXCB006DS3 | Singlezone Ducted, Centrally Ducted | 33000 | 26600 | 3.3 | 21000 | 1.92
MDV |  | 9101403 | HRCU-A-CB-O | MOCA31-18HFN1-MT0W | CS11M-18HRFN1-MT0W | Singlezone Non-Ducted, Wall Placement | 18000 | 11400 | 2.72 | 11178 | 2.02
MDV |  | 9101401 | HRCU-A-CB-O | MOBA30-09HFN1-MT0W | CS11M-09HRFN1-MX0W(A) | Singlezone Non-Ducted, Wall Placement | 9800 | 5800 | 2.74 | 7989 | 2
MDV |  | 202415590 | HRCU-A-CB-O | MOD30-22HFN1-MW5W | MSAB2F-22HRFN1-MW5W | Singlezone Non-Ducted, Wall Placement | 24000 | 15400 | 3.01 | 25624 | 2.1
MDV |  | 8719215 | HRCU-A-CB-O | MOCA31-18HFN1-MT0W | MSABE-18HRFN1-MT0W | Singlezone Non-Ducted, Wall Placement | 18000 | 10400 | 2.72 | 10953 | 1.9
MDV |  | 200059281 | HRCU-A-CB-O | MOCA30-09HFN1-MZA5W | MSOP1B-09HRFN1-MZA5W | Singlezone Non-Ducted, Wall Placement | 10000 | 7200 | 2.78 | 13047 | 1.91
MDV |  | 200059283 | HRCU-A-CB-O | MOCA30-12HFN1-MZ50W | MSOP1B-12HRFN1-MZ50W | Singlezone Non-Ducted, Wall Placement | 12000 | 6800 | 2.62 | 13873 | 2.03
MDV |  | 200059299 | HRCU-A-CB | MOD31-24HFN1-MT0W | MTIU-24HWFN1-M | Singlezone Ducted, Compact Ducted | 24400 | 16000 | 2.69 | 18500 | 2.04
MDV |  | 8740675 | HRCU-A-CB-O | MOD31-24HFN1-MT0W | MUEU-24HRFN1-M(C) | Singlezone Non-Ducted, Floor Placement | 24000 | 15000 | 2.85 | 17817 | 1.9
DIRECT AIR |  | 9680947 | HRCU-A-CB-O | MOBA30-09HFN1-MT0W | CS11M-09HRFN1-MX0W(A) | Singlezone Non-Ducted, Wall Placement | 9800 | 5800 | 2.74 | 7989 | 2
EMI |  | 8993367 | HRCU-A-CB-O | SZ1H18DAA | WALH18DAA | Singlezone Non-Ducted, Wall Placement | 18000 | 10400 | 2.72 | 10953 | 1.9
ELIOS |  | 205300173 | HRCU-A-CB | DE09HOS25230E3 | DM09HIDU230X5 | Singlezone Ducted, Compact Ducted | 10000 | 7200 | 2.74 | 8300 | 2.06
ELIOS |  | 205300169 | HRCU-A-CB | DE24HOS23230E2 | DM24HIDU230X5 | Singlezone Ducted, Compact Ducted | 24400 | 16000 | 2.69 | 18500 | 2.04
ELIOS |  | 205300168 | HRCU-A-CB | DE18HOS23230E2 | DM18HIDU230X5 | Singlezone Ducted, Compact Ducted | 18000 | 12000 | 2.61 | 10300 | 1.95
MDV |  | 205767337 | HRCU-A-CB | MOE30U-36HFN1-M-[X] | MTI-36HWFN1-M | Singlezone Ducted, Compact Ducted | 40000 | 28000 | 2.75 | 43000 | 2.1
C&H |  | 205263869 | HRCU-A-CB-O | CH-18SPH-230VO | CH-18MSPHWM-230VI | Singlezone Non-Ducted, Wall Placement | 18000 | 10400 | 2.72 | 10953 | 1.9
C&H |  | 205263877 | HRCU-A-CB-O | CH-09SPH-230VO | CH-D09MSPHWM-230VI | Singlezone Non-Ducted, Wall Placement | 9800 | 5800 | 2.74 | 7989 | 2
C&H |  | 205263879 | HRCU-A-CB-O | CH-18SPH-230VO | CH-D18MSPHWM-230VI | Singlezone Non-Ducted, Wall Placement | 18000 | 11400 | 2.72 | 11178 | 2.02
C&H |  | 205263851 | HRCU-A-CB | CH-HYP09SPH230VO | CH-M09DTUI | Singlezone Ducted, Compact Ducted | 10000 | 7200 | 2.74 | 8300 | 2.06
C&H |  | 205263859 | HRCU-A-CB | CH-24SPH-230VO | CH-M24DTUI | Singlezone Ducted, Compact Ducted | 24400 | 16000 | 2.69 | 18500 | 2.04
C&H |  | 205263856 | HRCU-A-CB | CH-18SPH-230VO | CH-M18DTUI | Singlezone Ducted, Compact Ducted | 18000 | 12000 | 2.61 | 10300 | 1.95
NAPOLEON |  | 205309935 | HRCU-A-CB-O | NH21-09F-O | NH25-09F-I | Singlezone Non-Ducted, Wall Placement | 9800 | 5800 | 2.74 | 7989 | 2
NAPOLEON |  | 205309937 | HRCU-A-CB-O | NH21-18F-O | NH25-18F-I | Singlezone Non-Ducted, Wall Placement | 18000 | 11400 | 2.72 | 11178 | 2.02
NAPOLEON |  | 8952863 | HRCU-A-CB-O | NH21-18F-O | NH21-18F-I | Singlezone Non-Ducted, Wall Placement | 18000 | 10400 | 2.72 | 10953 | 1.9
MRCOOL |  | 204783911 | HRCU-A-CB-O | O-ES-09-HP-C-230 | O-09-HP-WMAH-230A | Singlezone Non-Ducted, Wall Placement | 9800 | 5800 | 2.74 | 7989 | 2
MRCOOL |  | 204469768 | HRCU-A-CB | O-HH-09-HP-C-230 | DUCT-09HP-230 | Singlezone Ducted, Compact Ducted | 10000 | 7200 | 2.74 | 8300 | 2.06
MRCOOL |  | 204783913 | HRCU-A-CB-O | O-ES-18-HP-C-230 | O-18-HP-WMAH-230A | Singlezone Non-Ducted, Wall Placement | 18000 | 11400 | 2.72 | 11178 | 2.02
MRCOOL |  | 204469763 | HRCU-A-CB | O-ES-18-HP-C-230 | DUCT-18HP-230 | Singlezone Ducted, Compact Ducted | 18000 | 12000 | 2.61 | 10300 | 1.95
MRCOOL |  | 204469764 | HRCU-A-CB | O-ES-24-HP-C-230 | DUCT-24HP-230 | Singlezone Ducted, Compact Ducted | 24400 | 16000 | 2.69 | 18500 | 2.04
MRCOOL |  | 204711123 | HRCU-A-CB-O | DIY-18-HP-C-230B | DIY-18-HP-WMAH-230B | Singlezone Non-Ducted, Wall Placement | 18000 | 11300 | 2.81 | 12357 | 2.17
C&H |  | 205047857 | HRCU-A-CB-O | CH-09SPH-230VO | CH-09DKT230VI | Singlezone Non-Ducted, Wall Placement | 9800 | 5800 | 2.74 | 7989 | 2
C&H |  | 204098433 | HRCU-A-CB-O | CH-24SPH-230VO | CH-24MSPHFC-230VI | Singlezone Non-Ducted, Floor Placement | 24000 | 15000 | 2.85 | 17817 | 1.9
C&H |  | 9119326 | HRCU-A-CB-O | CH-18SPH-230VO | CH-18SPH-230VI | Singlezone Non-Ducted, Wall Placement | 18000 | 10400 | 2.72 | 10953 | 1.9
C&H |  | 204098423 | HRCU-A-CB | CH-24SPH-230VO | CH-24LCDTU/I | Singlezone Ducted, Compact Ducted | 24400 | 16000 | 2.69 | 18500 | 2.04
TRANE |  | 207526475 | HRCU-A-CB | 4TWV8X36A1 | 4TXCB006DS3 | Singlezone Ducted, Centrally Ducted | 32800 | 26400 | 3.31 | 20800 | 1.9
C&H |  | 205104726 | HRCU-A-CB-O | CH-18SPH-230VO | CH-18DKT230VI | Singlezone Non-Ducted, Wall Placement | 18000 | 11400 | 2.72 | 11178 | 2.02
C&H |  | 204098424 | HRCU-A-CB | CH-09DKT230VO | CH-09LCDTU/I | Singlezone Ducted, Compact Ducted | 10000 | 7200 | 2.74 | 8300 | 2.06
C&H |  | 204098422 | HRCU-A-CB | CH-18SPH-230VO | CH-18LCDTU/I | Singlezone Ducted, Compact Ducted | 18000 | 12000 | 2.61 | 10300 | 1.95
MOOVAIR |  | 203238509 | HRCU-A-CB-O | DM09HOS23230E2 | DM09HIW23230E3 | Singlezone Non-Ducted, Wall Placement | 9800 | 5800 | 2.74 | 7989 | 2
MOOVAIR |  | 203238512 | HRCU-A-CB-O | DM18HOS23230E2 | DM18HIW23230E3 | Singlezone Non-Ducted, Wall Placement | 18000 | 11400 | 2.72 | 11178 | 2.02
MOOVAIR |  | 204005739 | HRCU-A-CB | DM24HOS23230E2 | DM24HIDU230X5 | Singlezone Ducted, Compact Ducted | 24400 | 16000 | 2.69 | 18500 | 2.04
MOOVAIR |  | 204005740 | HRCU-A-CB | DM09HOS25230E3 | DM09HIDU230X5 | Singlezone Ducted, Compact Ducted | 10000 | 7200 | 2.74 | 8300 | 2.06
MOOVAIR |  | 204005738 | HRCU-A-CB | DM18HOS23230E2 | DM18HIDU230X5 | Singlezone Ducted, Compact Ducted | 18000 | 12000 | 2.61 | 10300 | 1.95
ELIOS |  | 203238486 | HRCU-A-CB-O | DE09HOS23230E2 | DE09HIW23230E3 | Singlezone Non-Ducted, Wall Placement | 9800 | 5800 | 2.74 | 7989 | 2
ELIOS |  | 203238488 | HRCU-A-CB-O | DE18HOS23230E2 | DE18HIW23230E3 | Singlezone Non-Ducted, Wall Placement | 18000 | 11400 | 2.72 | 11178 | 2.02
ELIOS |  | 204005778 | HRCU-A-CB | DE09HOS25230E3 | DE09HIDU230X5 | Singlezone Ducted, Compact Ducted | 10000 | 7200 | 2.74 | 8300 | 2.06
ELIOS |  | 203238495 | HRCU-A-CB | DE18HOS23230E2 | DE18HIDU230X5 | Singlezone Ducted, Compact Ducted | 18000 | 12000 | 2.61 | 10300 | 1.95
ELIOS |  | 203238496 | HRCU-A-CB | DE24HOS23230E2 | DE24HIDU230X5 | Singlezone Ducted, Compact Ducted | 24400 | 16000 | 2.69 | 18500 | 2.04
COMFORTSTAR |  | 202575859 | HRCU-A-CB-O | CPP009CD(O) | CXH009CD(I) | Singlezone Non-Ducted, Wall Placement | 9800 | 5800 | 2.74 | 7989 | 2
COMFORTSTAR |  | 202575861 | HRCU-A-CB-O | CPP018CD(O) | CXH018CD(I) | Singlezone Non-Ducted, Wall Placement | 18000 | 11400 | 2.72 | 11178 | 2.02
COMFORTSTAR |  | 8854585 | HRCU-A-CB-O | CPP018CD(O) | CPP018CD(I) | Singlezone Non-Ducted, Wall Placement | 18000 | 10400 | 2.72 | 10953 | 1.9
COMFORTSTAR |  | 9119315 | HRCU-A-CB-O | CPP024CD(O) | FPA-24 | Singlezone Non-Ducted, Floor Placement | 24000 | 15000 | 2.85 | 17817 | 1.9
COMFORTSTAR |  | 10595506 | HRCU-A-CB | CPP024CD(O) | CPA-24B | Singlezone Ducted, Compact Ducted | 24400 | 16000 | 2.69 | 18500 | 2.04
COMFORTSTAR |  | 202575866 | HRCU-A-CB | CXH009CD(O) | CPA-09B | Singlezone Ducted, Compact Ducted | 10000 | 7200 | 2.74 | 8300 | 2.06
COMFORTSTAR |  | 10595505 | HRCU-A-CB | CPP018CD(O) | CPA-18B | Singlezone Ducted, Compact Ducted | 18000 | 12000 | 2.61 | 10300 | 1.95
COMFORTSTAR |  | 202575853 | HRCU-A-CB-O | CPP009CD(O) | CXH009CD(I)-WIFI | Singlezone Non-Ducted, Wall Placement | 9800 | 5800 | 2.74 | 7989 | 2
COMFORTSTAR |  | 202575855 | HRCU-A-CB-O | CPP018CD(O) | CXH018CD(I)-WIFI | Singlezone Non-Ducted, Wall Placement | 18000 | 11400 | 2.72 | 11178 | 2.02
MDV |  | 200059289 | HRCU-A-CB | MOB30-09HFN1-MX0W | MTIU-09HWFN1-M | Singlezone Ducted, Compact Ducted | 10000 | 7200 | 2.74 | 8300 | 2.06
MDV |  | 200059297 | HRCU-A-CB | MOCA31-18HFN1-MT0W | MTIU-18HWFN1-M | Singlezone Ducted, Compact Ducted | 18000 | 12000 | 2.61 | 10300 | 1.95
KERR |  | 202110997 | HRCU-A-CB | A-KMH09SU-1 | B-KMH09DU-1 | Singlezone Ducted, Compact Ducted | 10000 | 7200 | 2.74 | 8300 | 2.06
MOOVAIR |  | 206377754 | HRCU-A-CB-O | DM09HOS42230E4 | DM09HIW42230E4 | Singlezone Non-Ducted, Wall Placement | 10000 | 7200 | 2.78 | 13047 | 1.91
ELIOS |  | 206377757 | HRCU-A-CB-O | DE12HOS42230E4 | DE12HIW42230E4 | Singlezone Non-Ducted, Wall Placement | 12000 | 6800 | 2.62 | 13873 | 2.03
MOOVAIR |  | 206377756 | HRCU-A-CB-O | DM12HOS42230E4 | DM12HIW42230E4 | Singlezone Non-Ducted, Wall Placement | 12000 | 6800 | 2.62 | 13873 | 2.03
ELIOS |  | 206377755 | HRCU-A-CB-O | DE09HOS42230E4 | DE09HIW42230E4 | Singlezone Non-Ducted, Wall Placement | 10000 | 7200 | 2.78 | 13047 | 1.91
KANIONCO |  | 204760846 | HRCU-A-CB | KD-18R410AH | KD-18R410AH | Singlezone Ducted, Compact Ducted | 18000 | 12000 | 2.61 | 10300 | 1.95
KANIONCO |  | 204760847 | HRCU-A-CB | KD-24R410AH | KD-24R410AH | Singlezone Ducted, Compact Ducted | 24400 | 16000 | 2.69 | 18500 | 2.04
KANIONCO |  | 204760841 | HRCU-A-CB-O | KWSM-18IR410AHS21 | KWSM-18IR410AHS21 | Singlezone Non-Ducted, Wall Placement | 18000 | 10400 | 2.72 | 10953 | 1.9
MDV |  | 205993851 | HRCU-A-CB-O | MOX230-12HFN1-BW0W | MS11M-12HRFN1-BV0W | Singlezone Non-Ducted, Wall Placement | 12400 | 6800 | 2.55 | 5688 | 2.01
TRANE |  | 207526473 | HRCU-A-CB | 4TWV8X36A1 | 4TXCB006DS3 | Singlezone Ducted, Centrally Ducted | 33000 | 26400 | 3.31 | 20740 | 1.9
PIONEER |  | 8819851 | HRCU-A-CB-O | YN018GMFI22RPD | WS018GMFI22HLD | Singlezone Non-Ducted, Wall Placement | 18000 | 10400 | 2.72 | 10953 | 1.9
MOOVAIR |  | 206401439 | HRCU-A-CB-O | DM18HOS25230E3A | DM18HIW23230E3 | Singlezone Non-Ducted, Wall Placement | 18000 | 10900 | 2.58 | 16497 | 1.9
ELIOS |  | 206401445 | HRCU-A-CB-O | DE18HOS25230E3A | DE18HIW23230E3 | Singlezone Non-Ducted, Wall Placement | 18000 | 10900 | 2.58 | 16497 | 1.9
DIRECT AIR |  | 205816491 | HRCU-A-CB-O | MOX430-17HFN1-MT0W | CS11M-18HRFN1-MT0W | Singlezone Non-Ducted, Wall Placement | 18000 | 10900 | 2.58 | 16497 | 1.9
CANAIR |  | 205816493 | HRCU-A-CB-O | C23SCH18H22 | C23SEH18H21 | Singlezone Non-Ducted, Wall Placement | 18000 | 10900 | 2.58 | 16497 | 1.9
COMFORT-AIRE |  | 205747696 | HRCU-A-CB-O | A-VMH18SU-1B | B-VMH18SU-1B | Singlezone Non-Ducted, Wall Placement | 18000 | 10900 | 2.58 | 16497 | 1.9
MDV |  | 205746254 | HRCU-A-CB-O | MOX430-17HFN1-MT0W | CS11M-18HRFN1-MT0W | Singlezone Non-Ducted, Wall Placement | 18000 | 10900 | 2.58 | 16497 | 1.9
TRANE |  | 207526880 | HRCU-A-CB | 4TWV0X36A1 | TEM6A0C36H31+TDR+RP | Singlezone Ducted, Centrally Ducted | 30600 | 25000 | 3.08 | 19440 | 1.9
C&H |  | 201992974 | HRCU-A-CB | CH-18LCU/O | CH-18LCDTU/I | Singlezone Ducted, Compact Ducted | 18000 | 12000 | 2.61 | 10300 | 1.95
C&H |  | 205901586 | HRCU-A-CB | CH-HYP36LCUO | CH-36LCDTU/I | Singlezone Ducted, Compact Ducted | 40000 | 28000 | 2.75 | 43000 | 2.1
PERFECTAIRE |  | 207192288 | HRCU-A-CB | 1PAMSHH09-SZO-25 | 2PAMSDH09 | Singlezone Ducted, Compact Ducted | 10000 | 7200 | 2.74 | 8300 | 2.06
PERFECTAIRE |  | 207192283 | HRCU-A-CB-O | 2PAMSH18-MZO | 2PAMSH18-MZW | Singlezone Non-Ducted, Wall Placement | 18000 | 10400 | 2.72 | 10953 | 1.9
KARDA |  | 206348120 | HRCU-A-CB | 1KARDA09SZO25 | 2PAMSDH09 | Singlezone Ducted, Compact Ducted | 10000 | 7200 | 2.74 | 8300 | 2.06
AC PRO.COM |  | 205921395 | HRCU-A-CB-O | AOBA30-09HFN1-MT0W | AS11M-09HRFN1-MXOW(A) | Singlezone Non-Ducted, Wall Placement | 9800 | 5800 | 2.74 | 7989 | 2
AC PRO.COM |  | 205355555 | HRCU-A-CB | AOCA31-18HFN1-MT0W | ATIU-18HWFN1-M | Singlezone Ducted, Compact Ducted | 18000 | 12000 | 2.61 | 10300 | 1.95
AC PRO.COM |  | 205921397 | HRCU-A-CB-O | AOCA31-18HFN1-MT0W | AS11M-18HRFN1-MTOW | Singlezone Non-Ducted, Wall Placement | 18000 | 11400 | 2.72 | 11178 | 2.02
AC PRO.COM |  | 205355556 | HRCU-A-CB | AOD31-24HFN1-MT0W | ATIU-24HWFN1-M | Singlezone Ducted, Compact Ducted | 24400 | 16000 | 2.69 | 18500 | 2.04
AC PRO.COM |  | 205355567 | HRCU-A-CB-O | AOD31-24HFN1-MT0W | AUEU-24HRFN1-M(C) | Singlezone Non-Ducted, Floor Placement | 24000 | 15000 | 2.85 | 17817 | 1.9
ECO AC |  | 206902026 | HRCU-A-CB | EHH-O18BA | EHH-D18BA | Singlezone Ducted, Compact Ducted | 18000 | 12000 | 2.61 | 10300 | 1.95
ECO AC |  | 206902023 | HRCU-A-CB-O | EHH-O18BA | EHH-W18BA | Singlezone Non-Ducted, Wall Placement | 18000 | 10400 | 2.72 | 10953 | 1.9
MOOVAIR |  | 208119824 | HRCU-A-CB-O | DMA09HOS28230E8 | DM09HIW23230E3 | Singlezone Non-Ducted, Wall Placement | 11500 | 7100 | 2.85 | 9898 | 1.9
MDV |  | 202415591 | HRCU-A-CB-O | MOD30-18HFN1-MZ22W | MSAB2F-18HRFN1-MZ22W | Singlezone Non-Ducted, Wall Placement | 18000 | 12300 | 3.19 | 17920 | 2.13
ELIOS |  | 206853242 | HRCU-A-CB | DE36HOS25230E3 | DM36HIDU230X5 | Singlezone Ducted, Compact Ducted | 40000 | 28000 | 2.75 | 43000 | 2.1
MOOVAIR |  | 206853240 | HRCU-A-CB | DM36HOS25230E3 | DM36HIDU230X5 | Singlezone Ducted, Compact Ducted | 40000 | 28000 | 2.75 | 43000 | 2.1
MDV |  | 205993852 | HRCU-A-CB-O | MOX330-09HFN1-MY5W | CS11M-09HRFN1-MX0W(A) | Singlezone Non-Ducted, Wall Placement | 11500 | 7100 | 2.85 | 9898 | 1.9
DUCTLESSAIRE |  | 9150139 | HRCU-A-CB-O | DA1821-H2-O | DA1821-H2-I | Singlezone Non-Ducted, Wall Placement | 18000 | 10400 | 2.72 | 10953 | 1.9
ELIOS |  | 208119828 | HRCU-A-CB-O | DEA09HOS28230E8 | DE09HIW23230E3 | Singlezone Non-Ducted, Wall Placement | 11500 | 7100 | 2.85 | 9898 | 1.9
SENVILLE |  | 205921390 | HRCU-A-CB | SENA/09HF/OZ | SENA/09HF/ID | Singlezone Ducted, Compact Ducted | 10000 | 7200 | 2.74 | 8300 | 2.06
KERR |  | 208141193 | HRCU-A-CB-O | A-KMH09SV-1 | B-KMH09SU-1 | Singlezone Non-Ducted, Wall Placement | 11500 | 7100 | 2.85 | 9898 | 1.9
COMFORT-AIRE |  | 208141181 | HRCU-A-CB-O | A-KMH09SV-1 | B-KMH09SU-1 | Singlezone Non-Ducted, Wall Placement | 11500 | 7100 | 2.85 | 9898 | 1.9
COMFORT-AIRE |  | 208141173 | HRCU-A-CB-O | A-VMH09SV-1 | B-VMH09SU-1C | Singlezone Non-Ducted, Wall Placement | 11500 | 7100 | 2.85 | 9898 | 1.9
COMFORT-AIRE |  | 208141167 | HRCU-A-CB-O | A-VMH09SV-1 | B-VMH09SU-1 | Singlezone Non-Ducted, Wall Placement | 11500 | 7100 | 2.85 | 9898 | 1.9
MDV |  | 207617659 | HMSV-A-CB | M5OG-42HFN1-M-[X] | MTIU-09HWFN1-M | Multizone All Ducted | 49000 | 28000 | 2.53 | 48000 | 1.99
ECO AC |  | 207826045 | HRCU-A-CB-O | EHH-O09BB | EHH-W09BB | Singlezone Non-Ducted, Wall Placement | 10000 | 8300 | 2.67 | 6544 | 1.98
DAIKIN | DZ9VC | 210607570 | HRCU-A-CB | DZ9VCA2410A* | CA*F3137*6A*+MBVC1200**-1A*+TX | Singlezone Ducted, Centrally Ducted | 23000 | 14000 | 2.6 | 13100 | 2.19
ECO AC |  | 207825490 | HRCU-A-CB-O | EHH-O9BB | EHH-W09BB | Singlezone Non-Ducted, Wall Placement | 10000 | 8300 | 2.67 | 6544 | 1.98
KANIONco |  | 207699079 | HRCU-A-CB-O | KWSM-09IR410AHS24MV | KWSM-09IR410AHS24MV | Singlezone Non-Ducted, Wall Placement | 10000 | 8300 | 2.67 | 6544 | 1.98
HEIL | QUIETCOMFORT DELUXE 18 VS HP 2-STAGE | 210468206 | HRCU-A-CB | HVH837GKA2*+TSTAT | EHD4X60AAL | Singlezone Ducted, Centrally Ducted | 47000 | 30600 | 2.52 | 24200 | 1.98
AIRQUEST | DELUXE 19 VS HP 2-STAGE | 210468208 | HRCU-A-CB | HVH837GKA2*+TSTAT | EHD4X60AAL | Singlezone Ducted, Centrally Ducted | 47000 | 30600 | 2.52 | 24200 | 1.98
ARCOAIRE | DURACOMFORT DELUXE 18 VS HP 2-STAGE | 210468209 | HRCU-A-CB | HVH837GKA2*+TSTAT | EHD4X60AAL | Singlezone Ducted, Centrally Ducted | 47000 | 30600 | 2.52 | 24200 | 1.98
HEIL | QUIETCOMFORT DELUXE 18 VS HP 2-STAGE | 210468316 | HRCU-A-CB | HVH837GKA2*+TSTAT | EHD4X60AAL | Singlezone Ducted, Centrally Ducted | 46500 | 30400 | 2.5 | 24200 | 1.98
AIRQUEST | DELUXE 19 VS HP 2-STAGE | 210468318 | HRCU-A-CB | HVH837GKA2*+TSTAT | EHD4X60AAL | Singlezone Ducted, Centrally Ducted | 46500 | 30400 | 2.5 | 24200 | 1.98
ARCOAIRE | DURACOMFORT DELUXE 18 VS HP 2-STAGE | 210468319 | HRCU-A-CB | HVH837GKA2*+TSTAT | EHD4X60AAL | Singlezone Ducted, Centrally Ducted | 46500 | 30400 | 2.5 | 24200 | 1.98
KANIONco |  | 207699078 | HRCU-A-CB-O | KWSM-12IR410AHS21.5MVL | KWSM-12IR410AHS21.5MVL | Singlezone Non-Ducted, Wall Placement | 12000 | 8400 | 2.77 | 6725 | 2.07
TEMPSTAR | SMARTCOMFORT DELUXE 18 VS HP | 210458487 | HRCU-A-CB | TVH837GKA2*+TSTAT | EA*4X37L21A* | Singlezone Ducted, Centrally Ducted | 47500 | 30800 | 2.52 | 24400 | 1.98
TEMPSTAR | SMARTCOMFORT DELUXE 18 VS HP | 210459744 | HRCU-A-CB | TVH837GKA2*+TSTAT | EA*4X43L21A* | Singlezone Ducted, Centrally Ducted | 47500 | 30800 | 2.52 | 24400 | 1.98
STEALTH | ACIQ | 212316205 | HMSV-A-CB | ACIQ-55Z-HH-M5B |  | Multizone Mix of Ducted and Non-Ducted | 55000 | 34800 | 2.5 | 47000 | 1.94
CUSTOM COMFORT |  | 212365444 | HMSV-A-CB | CCOXHAMZ555HP |  | Multizone Mix of Ducted and Non-Ducted | 55000 | 34800 | 2.5 | 47000 | 1.94
POLARWAVE | ACIQ | 212316119 | HMSV-A-CB | ACIQ-55Z-HH-M5B |  | Multizone Mix of Ducted and Non-Ducted | 55000 | 34800 | 2.5 | 47000 | 1.94
MOOVAIR | DM-series | 208136321 | HMSV-A-CB | DMA55HOM25230X3 |  | Multizone Mix of Ducted and Non-Ducted | 55000 | 34800 | 2.5 | 47000 | 1.94
ELIOS | DE-series | 208136315 | HMSV-A-CB | DEA55HOM25230X3 |  | Multizone Mix of Ducted and Non-Ducted | 55000 | 34800 | 2.5 | 47000 | 1.94
TEMPSTAR | SMARTCOMFORT DELUXE 18 VS HP | 210461333 | HRCU-A-CB | TVH837GKA2*+TSTAT | EA*4X61L21A* | Singlezone Ducted, Centrally Ducted | 46500 | 30400 | 2.5 | 24200 | 1.96
TEMPSTAR | SMARTCOMFORT DELUXE 18 VS HP | 210461421 | HRCU-A-CB | TVH837GKA2*+TSTAT | EA*4X61L21A* | Singlezone Ducted, Centrally Ducted | 47000 | 30600 | 2.5 | 24400 | 1.98
TEMPSTAR | SMARTCOMFORT DELUXE 18 VS HP | 210461434 | HRCU-A-CB | TVH837GKA2*+TSTAT | EA*4X61L21A* | Singlezone Ducted, Centrally Ducted | 47000 | 30600 | 2.5 | 24400 | 1.98
TEMPSTAR | SMARTCOMFORT DELUXE 18 VS HP | 210461457 | HRCU-A-CB | TVH837GKA2*+TSTAT | EA*4X61L21A* | Singlezone Ducted, Centrally Ducted | 46500 | 30600 | 2.5 | 24400 | 1.96
1HVAC | ACIQ | 210857364 | HMSV-A-CB | ACIQ-55Z-HH-M5B |  | Multizone Mix of Ducted and Non-Ducted | 55000 | 34800 | 2.5 | 47000 | 1.94
TEMPSTAR | SMARTCOMFORT DELUXE 18 VS HP | 210461755 | HRCU-A-CB | TVH837GKA2*+TSTAT | EA*4X61L24A* | Singlezone Ducted, Centrally Ducted | 46500 | 30600 | 2.5 | 24200 | 1.98
ACIQ | ACIQ | 210857382 | HMSV-A-CB | ACIQ-55Z-HH-M5B |  | Multizone Mix of Ducted and Non-Ducted | 55000 | 34800 | 2.5 | 47000 | 1.94
TEMPSTAR | SMARTCOMFORT DELUXE 18 VS HP | 210461767 | HRCU-A-CB | TVH837GKA2*+TSTAT | EA*4X61L24A* | Singlezone Ducted, Centrally Ducted | 46500 | 30400 | 2.5 | 24200 | 1.98
TEMPSTAR | SMARTCOMFORT DELUXE 18 VS HP | 210461800 | HRCU-A-CB | TVH837GKA2*+TSTAT | EA*4X61L24A* | Singlezone Ducted, Centrally Ducted | 47000 | 30600 | 2.5 | 24400 | 1.96
TEMPSTAR | SMARTCOMFORT DELUXE 18 VS HP | 210461811 | HRCU-A-CB | TVH837GKA2*+TSTAT | EA*4X61L24A* | Singlezone Ducted, Centrally Ducted | 47000 | 30600 | 2.5 | 24400 | 1.98
TEMPSTAR | SMARTCOMFORT DELUXE 18 VS HP | 210461833 | HRCU-A-CB | TVH837GKA2*+TSTAT | EA*4X61L24A* | Singlezone Ducted, Centrally Ducted | 46500 | 30400 | 2.5 | 24000 | 1.96
DIYCOOL | ACIQ | 210857400 | HMSV-A-CB | ACIQ-55Z-HH-M5B |  | Multizone Mix of Ducted and Non-Ducted | 55000 | 34800 | 2.5 | 47000 | 1.94
TEMPSTAR | SMARTCOMFORT DELUXE 18 VS HP | 210461844 | HRCU-A-CB | TVH837GKA2*+TSTAT | EA*4X61L24A* | Singlezone Ducted, Centrally Ducted | 47000 | 30600 | 2.5 | 24400 | 1.98
TEMPSTAR | SMARTCOMFORT DELUXE 18 VS HP | 210461968 | HRCU-A-CB | TVH837GKA2*+TSTAT | EA*4X61L24A* | Singlezone Ducted, Centrally Ducted | 47000 | 30600 | 2.5 | 24400 | 1.98
TEMPSTAR | SMARTCOMFORT DELUXE 18 VS HP | 210462023 | HRCU-A-CB | TVH837GKA2*+TSTAT | EA*4X61L24A* | Singlezone Ducted, Centrally Ducted | 47000 | 30800 | 2.52 | 24400 | 1.98
TEMPSTAR | SMARTCOMFORT DELUXE 18 VS HP | 210464176 | HRCU-A-CB | TVH837GKA2*+TSTAT | EN(A,D,W)4X48L21** | Singlezone Ducted, Centrally Ducted | 47500 | 30800 | 2.5 | 24200 | 1.96
TEMPSTAR | SMARTCOMFORT DELUXE 18 VS HP | 210464311 | HRCU-A-CB | TVH837GKA2*+TSTAT | EN(A,D,W)4X48L21** | Singlezone Ducted, Centrally Ducted | 48000 | 31000 | 2.5 | 24400 | 1.94
TEMPSTAR | SMARTCOMFORT DELUXE 18 VS HP | 210464466 | HRCU-A-CB | TVH837GKA2*+TSTAT | EN(A,D,W)4X48L21** | Singlezone Ducted, Centrally Ducted | 48000 | 31000 | 2.5 | 24400 | 1.94
TEMPSTAR | SMARTCOMFORT DELUXE 18 VS HP | 210464609 | HRCU-A-CB | TVH837GKA2*+TSTAT | EN(A,D)4X48L24** | Singlezone Ducted, Centrally Ducted | 48000 | 31000 | 2.5 | 24400 | 1.96
TEMPSTAR | SMARTCOMFORT DELUXE 18 VS HP | 210464621 | HRCU-A-CB | TVH837GKA2*+TSTAT | EN(A,D)4X48L24** | Singlezone Ducted, Centrally Ducted | 47500 | 30800 | 2.5 | 24200 | 1.96
TEMPSTAR | SMARTCOMFORT DELUXE 18 VS HP | 210464687 | HRCU-A-CB | TVH837GKA2*+TSTAT | EN(A,D)4X48L24** | Singlezone Ducted, Centrally Ducted | 47500 | 30600 | 2.5 | 24200 | 1.94
TEMPSTAR | SMARTCOMFORT DELUXE 18 VS HP | 210464822 | HRCU-A-CB | TVH837GKA2*+TSTAT | EN(A,D)4X48L24** | Singlezone Ducted, Centrally Ducted | 48000 | 31000 | 2.5 | 24400 | 1.94
TEMPSTAR | SMARTCOMFORT DELUXE 18 VS HP | 210465010 | HRCU-A-CB | TVH837GKA2*+TSTAT | EN(A,D,W)4X60L24** | Singlezone Ducted, Centrally Ducted | 47000 | 30600 | 2.5 | 24000 | 1.96
CanAir |  | 207683251 | HRCU-A-CB-O | C22SCH09H21 | C22SEH09H21 | Singlezone Non-Ducted, Wall Placement | 10000 | 6900 | 2.53 | 6400 | 1.95
KANIONco |  | 207699091 | HRCU-A-CB-O | KWSM-09IR410AHS21.5MV | KWSM-09IR410AHS21.5MV | Singlezone Non-Ducted, Wall Placement | 10000 | 6900 | 2.53 | 6400 | 1.95
ECO AC |  | 207825487 | HRCU-A-CB-O | EHS-O9BB | EHS-W09BB | Singlezone Non-Ducted, Wall Placement | 10000 | 6900 | 2.53 | 6400 | 1.95
ECO AC |  | 207826044 | HRCU-A-CB-O | EHS-O09BB | EHS-W09BB | Singlezone Non-Ducted, Wall Placement | 10000 | 6900 | 2.53 | 6400 | 1.95
Cooper&Hunter |  | 210799572 | HRCU-A-CB-O | CH-NY09MIA-230VO | CH-NY09MIA-230VI | Singlezone Non-Ducted, Wall Placement | 10000 | 6900 | 2.53 | 6400 | 1.95
TEMPSTAR | SMARTCOMFORT DELUXE 18 VS HP | 210468214 | HRCU-A-CB | TVH837GKA2*+TSTAT | EHD4X60AAL | Singlezone Ducted, Centrally Ducted | 47000 | 30600 | 2.52 | 24200 | 1.98
SLIMAIR |  | 208447935 | HRCU-A-CB-O | SHC12VE1AG | SHM12VE1AG | Singlezone Non-Ducted, Wall Placement | 12000 | 8900 | 2.75 | 6858 | 2.07
TEMPSTAR | SMARTCOMFORT DELUXE 18 VS HP | 210468324 | HRCU-A-CB | TVH837GKA2*+TSTAT | EHD4X60AAL | Singlezone Ducted, Centrally Ducted | 46500 | 30400 | 2.5 | 24200 | 1.98
SLIMAIR |  | 208447937 | HRCU-A-CB-O | SHC12VE2AG | SHM12VE2AG | Singlezone Non-Ducted, Wall Placement | 12000 | 10000 | 2.69 | 8820 | 2.25
SLIMAIR |  | 208447945 | HRCU-A-CB-O | SHC12VE2AG | SHMZ12VC2AG | Singlezone Non-Ducted, Wall Placement | 12000 | 10000 | 2.69 | 8820 | 2.25
NAPOLEON |  | 207683230 | HRCU-A-CB-O | NDHAS22-12-O | NDHAS22-12-I | Singlezone Non-Ducted, Wall Placement | 12000 | 10000 | 2.69 | 8820 | 2.25
ECO AC | E-series | 207825500 | HMSV-A-CB | EMH-2O18BB |  | Multizone Mix of Ducted and Non-Ducted | 19000 | 14600 | 2.5 | 14000 | 2.17
KANIONCO | K series | 212360146 | HMSV-A-CB | KWSMO-18R410AIHH |  | Multizone Mix of Ducted and Non-Ducted | 19000 | 14600 | 2.5 | 14000 | 2.17
SLIMAIR |  | 208447928 | HRCU-A-CB-O | SHC09VC2AG | SHM09VC2AG | Singlezone Non-Ducted, Wall Placement | 10000 | 6000 | 2.51 | 6933 | 1.97
Cooper&Hunter |  | 210799599 | HRCU-A-CB-O | CH-HPR24-230VO | CH-N24MSPHCT-230VI | Singlezone Non-Ducted, Wall Placement | 25000 | 21000 | 2.64 | 26000 | 1.95
Star Air Kontrol |  | 211726667 | HMSV-A-CB | SAK-18-21MUZ/220(OUT)* |  | Multizone Mix of Ducted and Non-Ducted | 19000 | 14600 | 2.5 | 14000 | 2.17
LBG Products |  | 208130834 | HRCU-A-CB-O | LBHB24DVWO | LMHB24DSI | Singlezone Non-Ducted, Wall Placement | 25000 | 21000 | 2.64 | 26000 | 1.95
COMFORTMAKER | SOFTSOUND DELUXE 18 VS HP 2-STAGE | 210458483 | HRCU-A-CB | CVH837GKA2*+TSTAT | EA*4X37L21A* | Singlezone Ducted, Centrally Ducted | 47500 | 30800 | 2.52 | 24400 | 1.98
DAY & NIGHT | CONSTANTCOMFORT DELUXE 18 VS HP 2-STAGE | 210458484 | HRCU-A-CB | CVH837GKA2*+TSTAT | EA*4X37L21A* | Singlezone Ducted, Centrally Ducted | 47500 | 30800 | 2.52 | 24400 | 1.98
KEEPRITE | PROCOMFORT DELUXE 18 VS HP 2-STAGE | 210458485 | HRCU-A-CB | CVH837GKA2*+TSTAT | EA*4X37L21A* | Singlezone Ducted, Centrally Ducted | 47500 | 30800 | 2.52 | 24400 | 1.98
Breeze33 |  | 207862078 | HRCU-A-CB-O | BZ33-HYP24OUT2-G2-P | BZ33-CASS24-G2-P | Singlezone Non-Ducted, Wall Placement | 25000 | 21000 | 2.64 | 26000 | 1.95
LBG Products |  | 208130810 | HRCU-A-CB-O | LBHB24DUWO | LMHB24DSI | Singlezone Non-Ducted, Wall Placement | 25000 | 19000 | 2.6 | 18900 | 1.96
COMFORTMAKER | SOFTSOUND DELUXE 18 VS HP 2-STAGE | 210459740 | HRCU-A-CB | CVH837GKA2*+TSTAT | EA*4X43L21A* | Singlezone Ducted, Centrally Ducted | 47500 | 30800 | 2.52 | 24400 | 1.98
SLIMAIR |  | 210857478 | HRCU-A-CB-O | SHC24VE2AG | SHLZ24VC2AG | Singlezone Non-Ducted, Wall Placement | 25000 | 19000 | 2.6 | 18900 | 1.96
DAY & NIGHT | CONSTANTCOMFORT DELUXE 18 VS HP 2-STAGE | 210459741 | HRCU-A-CB | CVH837GKA2*+TSTAT | EA*4X43L21A* | Singlezone Ducted, Centrally Ducted | 47500 | 30800 | 2.52 | 24400 | 1.98
KEEPRITE | PROCOMFORT DELUXE 18 VS HP 2-STAGE | 210459742 | HRCU-A-CB | CVH837GKA2*+TSTAT | EA*4X43L21A* | Singlezone Ducted, Centrally Ducted | 47500 | 30800 | 2.52 | 24400 | 1.98
AC PRO.COM |  | 209748102 | HRCU-A-CB-O | AOD32-24HFN1-MT0W | ACD1-24HRFN1-MT0W | Singlezone Non-Ducted, Wall Placement | 25000 | 19000 | 2.6 | 18900 | 1.96
Cooper&Hunter |  | 210799588 | HRCU-A-CB-O | CH-ES24-230VO | CH-N24MSPHCT-230VI | Singlezone Non-Ducted, Wall Placement | 25000 | 19000 | 2.6 | 18900 | 1.96
STEALTH | ES SERIES | 212316211 | HMSV-A-CB | ES-27Z-M3B |  | Multizone Mix of Ducted and Non-Ducted | 28000 | 21400 | 2.55 | 20000 | 2.13
SHARP | Eco-inverter | 8950554 | HMSV-A-CB | AE-X2M20TU |  | Multizone All Non-Ducted | 22000 | 14000 | 2.89 | 12000 | 2.27
POLARWAVE | ES SERIES | 212316125 | HMSV-A-CB | ES-27Z-M3B |  | Multizone Mix of Ducted and Non-Ducted | 28000 | 21400 | 2.55 | 20000 | 2.13
1HVAC | ES SERIES | 210857370 | HMSV-A-CB | ES-27Z-M3B |  | Multizone Mix of Ducted and Non-Ducted | 28000 | 21400 | 2.55 | 20000 | 2.13
ACIQ | ES SERIES | 210857388 | HMSV-A-CB | ES-27Z-M3B |  | Multizone Mix of Ducted and Non-Ducted | 28000 | 21400 | 2.55 | 20000 | 2.13
DIYCOOL | ES SERIES | 210857406 | HMSV-A-CB | ES-27Z-M3B |  | Multizone Mix of Ducted and Non-Ducted | 28000 | 21400 | 2.55 | 20000 | 2.13
BREEZE33 | BZ33 series | 207862091 | HMSV-A-CB | BZ33-HP273Z2-G2-P |  | Multizone Mix of Ducted and Non-Ducted | 28000 | 21400 | 2.55 | 20000 | 2.13
KENMORE | DELUXE 18 VS HP 2-STAGE | 210458486 | HRCU-A-CB | (C,H,T)VH837GKA2*+TSTAT | EA*4X37L21A* | Singlezone Ducted, Centrally Ducted | 47500 | 30800 | 2.52 | 24400 | 1.98
DIRECT AIR |  | 207743719 | HRCU-A-CB-O | DIRM-09DA25-1Z | DIRM-09HP-WM | Singlezone Non-Ducted, Wall Placement | 10000 | 8500 | 2.8 | 8581 | 2.19
DIRECT AIR |  | 207743720 | HRCU-A-CB-O | DIRM-12DA25-1Z | DIRM-12HP-WM | Singlezone Non-Ducted, Wall Placement | 12000 | 9000 | 2.69 | 8981 | 2.19
KENMORE | DELUXE 18 VS HP 2-STAGE | 210459743 | HRCU-A-CB | (C,H,T)VH837GKA2*+TSTAT | EA*4X43L21A* | Singlezone Ducted, Centrally Ducted | 47500 | 30800 | 2.52 | 24400 | 1.98
STEALTH | ES SERIES | 212316208 | HMSV-A-CB | ES-18Z-M2B |  | Multizone Mix of Ducted and Non-Ducted | 19000 | 14500 | 2.5 | 14000 | 2.17
POLARWAVE | ES SERIES | 212316122 | HMSV-A-CB | ES-18Z-M2B |  | Multizone Mix of Ducted and Non-Ducted | 19000 | 14500 | 2.5 | 14000 | 2.17
DIYCOOL | ES SERIES | 210857403 | HMSV-A-CB | ES-18Z-M2B |  | Multizone Mix of Ducted and Non-Ducted | 19000 | 14500 | 2.5 | 14000 | 2.17
KENMORE | DELUXE 18 VS HP 2-STAGE | 210461332 | HRCU-A-CB | (C,H,T)VH837GKA2*+TSTAT | EA*4X61L21A* | Singlezone Ducted, Centrally Ducted | 46500 | 30400 | 2.5 | 24200 | 1.96
KENMORE | DELUXE 18 VS HP 2-STAGE | 210461420 | HRCU-A-CB | (C,H,T)VH837GKA2*+TSTAT | EA*4X61L21A* | Singlezone Ducted, Centrally Ducted | 47000 | 30600 | 2.5 | 24400 | 1.98
MRCOOL |  | 208552813 | HRCU-A-CB-O | O-ES-12-HP-C-230B | O-12-HP-WMAH-230B | Singlezone Non-Ducted, Wall Placement | 12000 | 9000 | 2.69 | 8981 | 2.19
KENMORE | DELUXE 18 VS HP 2-STAGE | 210461433 | HRCU-A-CB | (C,H,T)VH837GKA2*+TSTAT | EA*4X61L21A* | Singlezone Ducted, Centrally Ducted | 47000 | 30600 | 2.5 | 24400 | 1.98
ACIQ | ES SERIES | 210857385 | HMSV-A-CB | ES-18Z-M2B |  | Multizone Mix of Ducted and Non-Ducted | 19000 | 14500 | 2.5 | 14000 | 2.17
KENMORE | DELUXE 18 VS HP 2-STAGE | 210461456 | HRCU-A-CB | (C,H,T)VH837GKA2*+TSTAT | EA*4X61L21A* | Singlezone Ducted, Centrally Ducted | 46500 | 30600 | 2.5 | 24400 | 1.96
1HVAC | ES SERIES | 210857367 | HMSV-A-CB | ES-18Z-M2B |  | Multizone Mix of Ducted and Non-Ducted | 19000 | 14500 | 2.5 | 14000 | 2.17
KENMORE | DELUXE 18 VS HP 2-STAGE | 210461754 | HRCU-A-CB | (C,H,T)VH837GKA2*+TSTAT | EA*4X61L24A* | Singlezone Ducted, Centrally Ducted | 46500 | 30600 | 2.5 | 24200 | 1.98
KENMORE | DELUXE 18 VS HP 2-STAGE | 210461766 | HRCU-A-CB | (C,H,T)VH837GKA2*+TSTAT | EA*4X61L24A* | Singlezone Ducted, Centrally Ducted | 46500 | 30400 | 2.5 | 24200 | 1.98
KENMORE | DELUXE 18 VS HP 2-STAGE | 210461799 | HRCU-A-CB | (C,H,T)VH837GKA2*+TSTAT | EA*4X61L24A* | Singlezone Ducted, Centrally Ducted | 47000 | 30600 | 2.5 | 24400 | 1.96
KENMORE | DELUXE 18 VS HP 2-STAGE | 210461810 | HRCU-A-CB | (C,H,T)VH837GKA2*+TSTAT | EA*4X61L24A* | Singlezone Ducted, Centrally Ducted | 47000 | 30600 | 2.5 | 24400 | 1.98
KENMORE | DELUXE 18 VS HP 2-STAGE | 210461832 | HRCU-A-CB | (C,H,T)VH837GKA2*+TSTAT | EA*4X61L24A* | Singlezone Ducted, Centrally Ducted | 46500 | 30400 | 2.5 | 24000 | 1.96
KENMORE | DELUXE 18 VS HP 2-STAGE | 210461843 | HRCU-A-CB | (C,H,T)VH837GKA2*+TSTAT | EA*4X61L24A* | Singlezone Ducted, Centrally Ducted | 47000 | 30600 | 2.5 | 24400 | 1.98
KENMORE | DELUXE 18 VS HP 2-STAGE | 210461967 | HRCU-A-CB | (C,H,T)VH837GKA2*+TSTAT | EA*4X61L24A* | Singlezone Ducted, Centrally Ducted | 47000 | 30600 | 2.5 | 24400 | 1.98
KENMORE | DELUXE 18 VS HP 2-STAGE | 210462022 | HRCU-A-CB | (C,H,T)VH837GKA2*+TSTAT | EA*4X61L24A* | Singlezone Ducted, Centrally Ducted | 47000 | 30800 | 2.52 | 24400 | 1.98
BREEZE33 | BZ33 series | 207862088 | HMSV-A-CB | BZ33-HP182Z2-G2-P |  | Multizone Mix of Ducted and Non-Ducted | 19000 | 14500 | 2.5 | 14000 | 2.17
KENMORE | DELUXE 18 VS HP 2-STAGE | 210464175 | HRCU-A-CB | (C,H,T)VH837GKA2*+TSTAT | EN(A,D,W)4X48L21** | Singlezone Ducted, Centrally Ducted | 47500 | 30800 | 2.5 | 24200 | 1.96
KENMORE | DELUXE 18 VS HP 2-STAGE | 210464310 | HRCU-A-CB | (C,H,T)VH837GKA2*+TSTAT | EN(A,D,W)4X48L21** | Singlezone Ducted, Centrally Ducted | 48000 | 31000 | 2.5 | 24400 | 1.94
KENMORE | DELUXE 18 VS HP 2-STAGE | 210464465 | HRCU-A-CB | (C,H,T)VH837GKA2*+TSTAT | EN(A,D,W)4X48L21** | Singlezone Ducted, Centrally Ducted | 48000 | 31000 | 2.5 | 24400 | 1.94
KENMORE | DELUXE 18 VS HP 2-STAGE | 210464608 | HRCU-A-CB | (C,H,T)VH837GKA2*+TSTAT | EN(A,D)4X48L24** | Singlezone Ducted, Centrally Ducted | 48000 | 31000 | 2.5 | 24400 | 1.96
KENMORE | DELUXE 18 VS HP 2-STAGE | 210464620 | HRCU-A-CB | (C,H,T)VH837GKA2*+TSTAT | EN(A,D)4X48L24** | Singlezone Ducted, Centrally Ducted | 47500 | 30800 | 2.5 | 24200 | 1.96
KENMORE | DELUXE 18 VS HP 2-STAGE | 210464686 | HRCU-A-CB | (C,H,T)VH837GKA2*+TSTAT | EN(A,D)4X48L24** | Singlezone Ducted, Centrally Ducted | 47500 | 30600 | 2.5 | 24200 | 1.94
KENMORE | DELUXE 18 VS HP 2-STAGE | 210464821 | HRCU-A-CB | (C,H,T)VH837GKA2*+TSTAT | EN(A,D)4X48L24** | Singlezone Ducted, Centrally Ducted | 48000 | 31000 | 2.5 | 24400 | 1.94
C&H |  | 208816951 | HRCU-A-CB-O | CH-HPR24-230VO | CH-D24MSPHWM-230VI | Singlezone Non-Ducted, Wall Placement | 26000 | 19400 | 2.95 | 26000 | 2.07
KENMORE | DELUXE 18 VS HP 2-STAGE | 210465009 | HRCU-A-CB | (C,H,T)VH837GKA2*+TSTAT | EN(A,D,W)4X60L24** | Singlezone Ducted, Centrally Ducted | 47000 | 30600 | 2.5 | 24000 | 1.96
C&H |  | 208816948 | HRCU-A-CB-O | CH-HPR09-230VO | CH-D09MSPHWM-230VI | Singlezone Non-Ducted, Wall Placement | 11500 | 7100 | 2.85 | 9898 | 1.9
ECO AC |  | 210586147 | HRCU-A-CB-O | EHH-O12BB | EHH-C12BA | Singlezone Non-Ducted, Ceiling Placement | 12000 | 8900 | 2.75 | 8000 | 2.28
KENMORE | DELUXE 18 VS HP 2-STAGE | 210468213 | HRCU-A-CB | (C,H,T)VH837GKA2*+TSTAT | EHD4X60AAL | Singlezone Ducted, Centrally Ducted | 47000 | 30600 | 2.52 | 24200 | 1.98
KENMORE | DELUXE 18 VS HP 2-STAGE | 210468323 | HRCU-A-CB | (C,H,T)VH837GKA2*+TSTAT | EHD4X60AAL | Singlezone Ducted, Centrally Ducted | 46500 | 30400 | 2.5 | 24200 | 1.98
LBG PRODUCTS | LMHB18DO | 207641306 | HMSV-A-CB | LMHB18DO |  | Multizone Mix of Ducted and Non-Ducted | 19000 | 14600 | 2.5 | 14000 | 2.17
KANIONCO | K series | 207805780 | HMSV-A-CB | KWSMO-18R410AIHMV |  | Multizone Mix of Ducted and Non-Ducted | 19000 | 14600 | 2.5 | 14000 | 2.17
DURASTAR | DRA2 | 207787173 | HMSV-A-CB | DRA2U18M1B |  | Multizone Mix of Ducted and Non-Ducted | 19000 | 14600 | 2.5 | 14000 | 2.17
LBG Products |  | 208130808 | HRCU-A-CB-O | LBHB12DUWO | LMHB12DSI | Singlezone Non-Ducted, Ceiling Placement | 12000 | 8900 | 2.75 | 8000 | 2.28
CANAIR |  | 207683267 | HMSV-A-CB | C28MC324H21 |  | Multizone Mix of Ducted and Non-Ducted | 24400 | 21000 | 2.55 | 20000 | 2.09
EMI |  | 208121923 | HRCU-A-CB-O | MHSZ106DA | MHWAL06DA | Singlezone Non-Ducted, Wall Placement | 7000 | 8500 | 2.9 | 8581 | 2.19
DIRECT AIR |  | 207743723 | HRCU-A-CB-O | DIRM-06HXPRO28-1Z | DIRM-06HP-WM | Singlezone Non-Ducted, Wall Placement | 7000 | 8500 | 2.9 | 8581 | 2.19
SLIMAIR |  | 208447936 | HRCU-A-CB-O | SHC09VE2AG | SHM09VE2AG | Singlezone Non-Ducted, Wall Placement | 10000 | 8100 | 2.7 | 8564 | 2.22
SLIMAIR |  | 208447944 | HRCU-A-CB-O | SHC09VE2AG | SHMZ09VC2AG | Singlezone Non-Ducted, Wall Placement | 10000 | 8100 | 2.7 | 8564 | 2.22
AC PRO.COM |  | 209748100 | HRCU-A-CB-O | AOX230-12HFN1-MV5W | ACCA3U-12HRFN1-M(C) | Singlezone Non-Ducted, Ceiling Placement | 12000 | 8900 | 2.75 | 8000 | 2.28
PIONEER | Diamante Ultra | 207698169 | HMSV-A-CB | YN040GLFI22M4D | YN040GLFI22M4D | Multizone All Non-Ducted | 35000 | 23000 | 2.87 | 23200 | 2.12
PIONEER | Diamante Ultra | 207698163 | HMSV-A-CB | YN030GLFI22M3D | YN030GLFI22M3D | Multizone All Non-Ducted | 26000 | 16400 | 2.67 | 16250 | 2.27
MOOVAIR | DM-series | 207742534 | HMSV-A-CB | DMA27HOM23230X2 |  | Multizone Mix of Ducted and Non-Ducted | 28000 | 21400 | 2.55 | 20000 | 2.13
PIONEER | Diamante Ultra | 207743771 | HRCU-A-CB-O | YN024GLFI22RPD | WT024GLFI22HLD | Singlezone Non-Ducted, Wall Placement | 24000 | 13900 | 2.75 | 16720 | 2.01
ELIOS | DE-series | 207742477 | HMSV-A-CB | DEA27HOM23230X2 |  | Multizone Mix of Ducted and Non-Ducted | 28000 | 21400 | 2.55 | 20000 | 2.13
AC PRO.COM | A series | 207827127 | HMSV-A-CB | A3OJ-27HFN1-M |  | Multizone Mix of Ducted and Non-Ducted | 28000 | 21400 | 2.55 | 20000 | 2.13
PIONEER | Diamante Ultra | 207743770 | HRCU-A-CB-O | YN018GLFI22RPD | WT018GLFI22HLD | Singlezone Non-Ducted, Wall Placement | 18000 | 10000 | 2.85 | 12600 | 2.21
Cooper&Hunter |  | 210799582 | HRCU-A-CB-O | CH-ES12-230VO | CH-12MSPHCT-230VI | Singlezone Non-Ducted, Ceiling Placement | 12000 | 8900 | 2.75 | 8000 | 2.28
COOPER&HUNTER | CH series | 210799621 | HMSV-A-CB | CH-28MES-230VO |  | Multizone Mix of Ducted and Non-Ducted | 28000 | 21400 | 2.55 | 20000 | 2.13
CANAIR | C series | 207683264 | HMSV-A-CB | C28MC218H21 |  | Multizone Mix of Ducted and Non-Ducted | 19000 | 14500 | 2.5 | 14000 | 2.17
SLIMAIR |  | 210857476 | HRCU-A-CB-O | SHC12VE2AG | SHLZ12VC2AG | Singlezone Non-Ducted, Ceiling Placement | 12000 | 8900 | 2.75 | 8000 | 2.28
MOOVAIR | DM-series | 207742531 | HMSV-A-CB | DMA18HOM23230X2 |  | Multizone Mix of Ducted and Non-Ducted | 19000 | 14500 | 2.5 | 14000 | 2.17
AIRQUEST | Performance Series | 207643188 | HMSR-A-CB-O | DLCMHBH48EAK |  | Multizone All Non-Ducted | 48000 | 34000 | 2.83 | 48000 | 2
ELIOS | DE-series | 207742474 | HMSV-A-CB | DEA18HOM23230X2 |  | Multizone Mix of Ducted and Non-Ducted | 19000 | 14500 | 2.5 | 14000 | 2.17
AC PRO.COM | A series | 207827134 | HMSV-A-CB | A2OA-18HFN1-M |  | Multizone Mix of Ducted and Non-Ducted | 19000 | 14500 | 2.5 | 14000 | 2.17
AIRQUEST | Performance Series | 207643182 | HMSR-A-CB-O | DLCMHBH30DAK |  | Multizone All Non-Ducted | 30000 | 18500 | 2.98 | 29400 | 1.9
PIONEER |  | 208121947 | HRCU-A-CB-O | YN024GMFI20RPD | CB024GMFILDFHE | Singlezone Non-Ducted, Wall Placement | 25000 | 19000 | 2.6 | 18900 | 1.96
Cooper&Hunter |  | 210799687 | HRCU-A-CB-O | CH-ES09-230VO | CH-B09MOLVWM-230VI | Singlezone Non-Ducted, Wall Placement | 10000 | 8100 | 2.7 | 8564 | 2.22
COOPER&HUNTER | CH series | 210799618 | HMSV-A-CB | CH-18MES-230VO |  | Multizone Mix of Ducted and Non-Ducted | 19000 | 14500 | 2.5 | 14000 | 2.17
PIONEER |  | 208191864 | HRCU-A-CB-O | YN024GMFI22RPE | CB024GMFILDFHE | Singlezone Non-Ducted, Wall Placement | 25000 | 19000 | 2.6 | 18900 | 1.96
Cooper&Hunter |  | 210799559 | HRCU-A-CB-O | CH-ES09-230VO | CH-09MOLVWM-230VI | Singlezone Non-Ducted, Wall Placement | 10000 | 8100 | 2.7 | 8564 | 2.22
DIRECT AIR |  | 207743743 | HRCU-A-CB-O | DIRM-24DA25-1Z | DIRM-24HP-CA | Singlezone Non-Ducted, Wall Placement | 25000 | 19000 | 2.6 | 18900 | 1.96
SMART COMFORT | Performance Series | 207643167 | HMSR-A-CB-O | DLCMHBH48EAK |  | Multizone All Non-Ducted | 48000 | 34000 | 2.83 | 48000 | 2
SMART COMFORT | Performance Series | 207643161 | HMSR-A-CB-O | DLCMHBH30DAK |  | Multizone All Non-Ducted | 30000 | 18500 | 2.98 | 29400 | 1.9
C&H |  | 210665988 | HRCU-A-CB-O | CH-ES09-230VO | CH-B09MOLVWM-230VI | Singlezone Non-Ducted, Wall Placement | 10000 | 8100 | 2.7 | 8564 | 2.22
DIRECT AIR |  | 207743744 | HRCU-A-CB-O | DIRM-24HXPRO28-1Z | DIRM-24HP-CA | Singlezone Non-Ducted, Wall Placement | 25000 | 21000 | 2.64 | 26000 | 1.95
PERFECTAIRE |  | 207796635 | HRCU-A-CB-O | 3PAMSHH24-SZO | 3PAMSCH24 | Singlezone Non-Ducted, Wall Placement | 25000 | 21000 | 2.64 | 26000 | 1.95
KARDA |  | 207796643 | HRCU-A-CB-O | 3KARDA24SZO | 3KARDA24UVC | Singlezone Non-Ducted, Wall Placement | 25000 | 21000 | 2.64 | 26000 | 1.95
TEMPSTAR | Performance Series | 207643146 | HMSR-A-CB-O | DLCMHBH48EAK |  | Multizone All Non-Ducted | 48000 | 34000 | 2.83 | 48000 | 2
TEMPSTAR | Performance Series | 207643140 | HMSR-A-CB-O | DLCMHBH30DAK |  | Multizone All Non-Ducted | 30000 | 18500 | 2.98 | 29400 | 1.9
LBG Products |  | 208130803 | HRCU-A-CB-O | LBHB09DUWO | LBHB09DUWI | Singlezone Non-Ducted, Wall Placement | 10000 | 8100 | 2.7 | 8564 | 2.22
MIDEA | Performance Series | 207643125 | HMSR-A-CB-O | DLCMHBH48EAK |  | Multizone All Non-Ducted | 48000 | 34000 | 2.83 | 48000 | 2
Cooper&Hunter |  | 210799547 | HRCU-A-CB-O | CH-HPR06F9-230VO | CH-06MASTWM-230VI | Singlezone Non-Ducted, Wall Placement | 7000 | 8500 | 2.9 | 8581 | 2.19
MIDEA | Performance Series | 207643119 | HMSR-A-CB-O | DLCMHBH30DAK |  | Multizone All Non-Ducted | 30000 | 18500 | 2.98 | 29400 | 1.9
1HVAC |  | 210857294 | HRCU-A-CB-O | ACIQ-06ZPL-HP230B | ACIQ-06W-HH-MC | Singlezone Non-Ducted, Wall Placement | 7000 | 8500 | 2.9 | 8581 | 2.19
ACIQ |  | 210857314 | HRCU-A-CB-O | ACIQ-06ZPL-HP230B | ACIQ-06W-HH-MC | Singlezone Non-Ducted, Wall Placement | 7000 | 8500 | 2.9 | 8581 | 2.19
MRCOOL |  | 208552787 | HRCU-A-CB-O | DIY-12-HP-C-115C25 | DIY-12-HP-WMAH-115C25 | Singlezone Non-Ducted, Wall Placement | 12000 | 7500 | 2.59 | 6400 | 1.95
DIYCOOL |  | 210857334 | HRCU-A-CB-O | ACIQ-06ZPL-HP230B | ACIQ-06W-HH-MC | Singlezone Non-Ducted, Wall Placement | 7000 | 8500 | 2.9 | 8581 | 2.19
BLUERIDGE | BM series | 207641281 | HMSV-A-CB | BMM18C |  | Multizone Mix of Ducted and Non-Ducted | 19000 | 14600 | 2.5 | 14000 | 2.17
PIONEER | YN series | 208121963 | HMSV-A-CB | YN020GMFI22M2E |  | Multizone Mix of Ducted and Non-Ducted | 19000 | 14600 | 2.5 | 14000 | 2.17
CanAir |  | 207683255 | HRCU-A-CB-O | C28SCH06H21 | C28SEH06H21 | Singlezone Non-Ducted, Wall Placement | 7000 | 8500 | 2.9 | 8581 | 2.19
KENMORE | Performance Series | 207643104 | HMSR-A-CB-O | DLCMHBH48EAK |  | Multizone All Non-Ducted | 48000 | 34000 | 2.83 | 48000 | 2
SLIMAIR | SHC series | 208447950 | HMSV-A-CB | SHC2Z18VC2AG |  | Multizone Mix of Ducted and Non-Ducted | 19000 | 14600 | 2.5 | 14000 | 2.17
KENMORE | Performance Series | 207643098 | HMSR-A-CB-O | DLCMHBH30DAK |  | Multizone All Non-Ducted | 30000 | 18500 | 2.98 | 29400 | 1.9
Breeze33 |  | 207862069 | HRCU-A-CB-O | BZ33-HYP06OUT2-G2-P | BZ33-HYP06WALL2-G2-P | Singlezone Non-Ducted, Wall Placement | 7000 | 8500 | 2.9 | 8581 | 2.19
MRCOOL |  | 207339187 | HRCU-A-CB-O | DIY-12-HP-C-115C | DIY-12-HP-WMAH-115C25 | Singlezone Non-Ducted, Wall Placement | 12000 | 7500 | 2.59 | 6400 | 1.95
KEEPRITE | Performance Series | 207643083 | HMSR-A-CB-O | DLCMHBH48EAK |  | Multizone All Non-Ducted | 48000 | 34000 | 2.83 | 48000 | 2
KEEPRITE | Performance Series | 207643077 | HMSR-A-CB-O | DLCMHBH30DAK |  | Multizone All Non-Ducted | 30000 | 18500 | 2.98 | 29400 | 1.9
MRCOOL |  | 207339188 | HRCU-A-CB-O | DIY-18-HP-C-230C | DIY-18-HP-WMAH-230C25 | Singlezone Non-Ducted, Wall Placement | 18000 | 13800 | 2.54 | 11700 | 2.05
MRCOOL |  | 208552788 | HRCU-A-CB-O | DIY-18-HP-C-230C25 | DIY-18-HP-WMAH-230C25 | Singlezone Non-Ducted, Wall Placement | 18000 | 13800 | 2.54 | 11700 | 2.05
HEIL | Performance Series | 207643062 | HMSR-A-CB-O | DLCMHBH48EAK |  | Multizone All Non-Ducted | 48000 | 34000 | 2.83 | 48000 | 2
C&H | CH series | 207742366 | HMSV-A-CB | CH-28MES-230VO |  | Multizone Mix of Ducted and Non-Ducted | 28000 | 21400 | 2.55 | 20000 | 2.13
HEIL | Performance Series | 207643056 | HMSR-A-CB-O | DLCMHBH30DAK |  | Multizone All Non-Ducted | 30000 | 18500 | 2.98 | 29400 | 1.9
C&H | CH series | 207742363 | HMSV-A-CB | CH-18MES-230VO |  | Multizone Mix of Ducted and Non-Ducted | 19000 | 14500 | 2.5 | 14000 | 2.17
DAY & NIGHT | Performance Series | 207643041 | HMSR-A-CB-O | DLCMHBH48EAK |  | Multizone All Non-Ducted | 48000 | 34000 | 2.83 | 48000 | 2
DAY & NIGHT | Performance Series | 207643035 | HMSR-A-CB-O | DLCMHBH30DAK |  | Multizone All Non-Ducted | 30000 | 18500 | 2.98 | 29400 | 1.9
COMFORTMAKER | Performance Series | 207643020 | HMSR-A-CB-O | DLCMHBH48EAK |  | Multizone All Non-Ducted | 48000 | 34000 | 2.83 | 48000 | 2
COMFORTMAKER | Performance Series | 207643014 | HMSR-A-CB-O | DLCMHBH30DAK |  | Multizone All Non-Ducted | 30000 | 18500 | 2.98 | 29400 | 1.9
INNOVAIR |  | 208286573 | HRCU-A-CB-O | WIN09H7H51(O) | WIN09H7H51(I) | Singlezone Non-Ducted, Wall Placement | 10000 | 5500 | 2.93 | 8600 | 1.94
ARCOAIRE | Performance Series | 207642999 | HMSR-A-CB-O | DLCMHBH48EAK |  | Multizone All Non-Ducted | 48000 | 34000 | 2.83 | 48000 | 2
ARCOAIRE | Performance Series | 207642993 | HMSR-A-CB-O | DLCMHBH30DAK |  | Multizone All Non-Ducted | 30000 | 18500 | 2.98 | 29400 | 1.9
C&H |  | 209937050 | HRCU-A-CB-O | CH-ES12-230VO | CH-12MASTWM-230VI | Singlezone Non-Ducted, Wall Placement | 12000 | 9000 | 2.69 | 8981 | 2.19
MIDEA | Excel | 207642972 | HMSR-A-CB-O | 38MGHBQ48EA3 |  | Multizone All Non-Ducted | 49000 | 30000 | 2.5 | 48000 | 2
Cooper&Hunter |  | 210799673 | HRCU-A-CB-O | CH-ES12-230VO | CH-12MASTWM-230VI | Singlezone Non-Ducted, Wall Placement | 12000 | 9000 | 2.69 | 8981 | 2.19
PERFECTAIRE | 3PAMS | 207657349 | HMSV-A-CB | 3PAMSH18-MZO2 |  | Multizone Mix of Ducted and Non-Ducted | 19000 | 14600 | 2.5 | 14000 | 2.17
MIDEA | Excel | 207642966 | HMSR-A-CB-O | 38MGHBQ30DA3 |  | Multizone All Non-Ducted | 30000 | 17500 | 2.82 | 29400 | 1.9
KARDA | KARDA | 207657361 | HMSV-A-CB | 3KARDA18MZ2 |  | Multizone Mix of Ducted and Non-Ducted | 19000 | 14600 | 2.5 | 14000 | 2.17
Cooper&Hunter |  | 210799670 | HRCU-A-CB-O | CH-ES09-230VO | CH-09MASTWM-230VI | Singlezone Non-Ducted, Wall Placement | 10000 | 8500 | 2.8 | 8581 | 2.19
WEATHERMAKER | Mid-Tier | 207642951 | HMSR-A-CB-O | 38MGHBQ48EA3 |  | Multizone All Non-Ducted | 49000 | 30000 | 2.5 | 48000 | 2
WEATHERMAKER | Mid-Tier | 207642945 | HMSR-A-CB-O | 38MGHBQ30DA3 |  | Multizone All Non-Ducted | 30000 | 17500 | 2.82 | 29400 | 1.9
C&H |  | 209937047 | HRCU-A-CB-O | CH-ES09-230VO | CH-09MASTWM-230VI | Singlezone Non-Ducted, Wall Placement | 10000 | 8500 | 2.8 | 8581 | 2.19
PAYNE | Mid-tier | 207642930 | HMSR-A-CB-O | 38MGHBQ48EA3 |  | Multizone All Non-Ducted | 49000 | 30000 | 2.5 | 48000 | 2
PAYNE | Mid-tier | 207642924 | HMSR-A-CB-O | 38MGHBQ30DA3 |  | Multizone All Non-Ducted | 30000 | 17500 | 2.82 | 29400 | 1.9
BRYANT | Preferred Series | 207642909 | HMSR-A-CB-O | 38MGHBQ48EA3 |  | Multizone All Non-Ducted | 49000 | 30000 | 2.5 | 48000 | 2
BRYANT | Preferred Series | 207642903 | HMSR-A-CB-O | 38MGHBQ30DA3 |  | Multizone All Non-Ducted | 30000 | 17500 | 2.82 | 29400 | 1.9
LBG Products |  | 208130813 | HRCU-A-CB | LBHB09DUWO | LMHB09DFI | Singlezone Ducted, Compact Ducted | 10000 | 7700 | 2.59 | 8000 | 2.09
CARRIER | Performance Series | 207642888 | HMSR-A-CB-O | 38MGHBQ48EA3 |  | Multizone All Non-Ducted | 49000 | 30000 | 2.5 | 48000 | 2
CARRIER | Performance Series | 207642882 | HMSR-A-CB-O | 38MGHBQ30DA3 |  | Multizone All Non-Ducted | 30000 | 17500 | 2.82 | 29400 | 1.9
DIRECT AIR | DIRM series | 207743778 | HMSV-A-CB | DIRM-27DA25-3Z |  | Multizone Mix of Ducted and Non-Ducted | 28000 | 21400 | 2.55 | 20000 | 2.13
MRCOOL | MULTI | 208552955 | HMSV-A-CB | MULTI3-27HP230B |  | Multizone Mix of Ducted and Non-Ducted | 28000 | 21400 | 2.55 | 20000 | 2.13
DIRECT AIR | DIRM series | 207743775 | HMSV-A-CB | DIRM-18DA25-2Z |  | Multizone Mix of Ducted and Non-Ducted | 19000 | 14500 | 2.5 | 14000 | 2.17
ECO AC |  | 207826046 | HRCU-A-CB | EHH-O09BB | EHH-D09BA | Singlezone Ducted, Compact Ducted | 10000 | 7700 | 2.59 | 8000 | 2.09
MRCOOL | MULTI | 208552832 | HMSV-A-CB | MULTI2-18HP230B |  | Multizone Mix of Ducted and Non-Ducted | 19000 | 14500 | 2.5 | 14000 | 2.17
ECO AC |  | 207825494 | HRCU-A-CB | EHH-O9BB | EHH-D09BA | Singlezone Ducted, Compact Ducted | 10000 | 7700 | 2.59 | 8000 | 2.09
SENVILLE | SEN series | 207641334 | HMSV-A-CB | SENA/30HF/MOQ |  | Multizone Mix of Ducted and Non-Ducted | 28000 | 21400 | 2.55 | 20000 | 2.13
AC PRO.COM |  | 209748103 | HRCU-A-CB | AOX230-09HFN1-MW5W | ATIU-09HWFN1-M | Singlezone Ducted, Compact Ducted | 10000 | 7700 | 2.59 | 8000 | 2.09
SENVILLE | SEN series | 207641331 | HMSV-A-CB | SENA/18HF/MOQ |  | Multizone Mix of Ducted and Non-Ducted | 19000 | 14500 | 2.5 | 14000 | 2.17
Cooper&Hunter |  | 210799579 | HRCU-A-CB-O | CH-NY09MIA-230VO | CH-09MOLV-230VI | Singlezone Non-Ducted, Wall Placement | 10000 | 6000 | 2.51 | 6933 | 1.97
LBG Products |  | 207251115 | HRCU-A-CB-O | LBH09DTO | LBH09DTI | Singlezone Non-Ducted, Wall Placement | 10000 | 6000 | 2.51 | 6933 | 1.97
Cooper&Hunter |  | 210799581 | HRCU-A-CB | CH-ES09-230VO | CH-M09DTUI | Singlezone Ducted, Compact Ducted | 10000 | 7700 | 2.59 | 8000 | 2.09
COMFORTSTAR | C-series | 207658969 | HMSV-A-CB | CMZ-27-3Z |  | Multizone Mix of Ducted and Non-Ducted | 28000 | 21400 | 2.55 | 20000 | 2.13
COMFORTSTAR | C-series | 207658966 | HMSV-A-CB | CMZ-18-2Z |  | Multizone Mix of Ducted and Non-Ducted | 19000 | 14500 | 2.5 | 14000 | 2.17
GREE | Vireo GEN3 | 211755707 | HRCU-A-CB-O | 3VIR18HP230V1BO | 3VIR18HP230V1BH | Singlezone Non-Ducted, Wall Placement | 18000 | 11000 | 2.8 | 13700 | 1.95
MIDEA | Excel | 201847005 | HMSR-A-CB-O | 38MGRQ48E--3 |  | Multizone All Non-Ducted | 48000 | 29600 | 2.7 | 36340 | 1.98
MIDEA | Excel | 201847004 | HMSR-A-CB-O | 38MGRQ36D--3 |  | Multizone All Non-Ducted | 36000 | 23200 | 2.78 | 36080 | 1.96
Cooper&Hunter |  | 210799560 | HRCU-A-CB-O | CH-ES12-230VO | CH-12MOLVWM-230VI | Singlezone Non-Ducted, Wall Placement | 12000 | 10000 | 2.69 | 8820 | 2.25
MIDEA | Excel | 201847001 | HMSR-A-CB-O | 38MGRQ18B--3 |  | Multizone All Non-Ducted | 19000 | 12000 | 2.79 | 13990 | 2.15
PAYNE | Mid-tier | 201846985 | HMSR-A-CB-O | 38MGRQ48E--3 |  | Multizone All Non-Ducted | 48000 | 29600 | 2.7 | 36340 | 1.98
Cooper&Hunter |  | 210799688 | HRCU-A-CB-O | CH-ES12-230VO | CH-B12MOLVWM-230VI | Singlezone Non-Ducted, Wall Placement | 12000 | 10000 | 2.69 | 8820 | 2.25
PAYNE | Mid-tier | 201846984 | HMSR-A-CB-O | 38MGRQ36D--3 |  | Multizone All Non-Ducted | 36000 | 23200 | 2.78 | 36080 | 1.96
PAYNE | Mid-tier | 201846981 | HMSR-A-CB-O | 38MGRQ18B--3 |  | Multizone All Non-Ducted | 19000 | 12000 | 2.79 | 13990 | 2.15
C&H |  | 210665989 | HRCU-A-CB-O | CH-ES12-230VO | CH-B12MOLVWM-230VI | Singlezone Non-Ducted, Wall Placement | 12000 | 10000 | 2.69 | 8820 | 2.25
CARRIER |  | 9118461 | HMSR-A-CB-O | 38MGRQ18B--3 |  | Multizone All Non-Ducted | 19000 | 12000 | 2.81 | 13990 | 2.15
LBG Products |  | 208130804 | HRCU-A-CB-O | LBHB12DUWO | LBHB12DUWI | Singlezone Non-Ducted, Wall Placement | 12000 | 10000 | 2.69 | 8820 | 2.25
BRYANT | Preferred Series | 9118462 | HMSR-A-CB-O | 38MGRQ18B--3 |  | Multizone All Non-Ducted | 19000 | 12000 | 2.81 | 13990 | 2.15
KINGHOME | Sunflower | 211177526 | HRCU-A-CB-O | KW18HP25SDO | KW18HP25SDI | Singlezone Non-Ducted, Wall Placement | 18000 | 11000 | 2.8 | 13500 | 1.9
TOSOT | Pular | 211177522 | HRCU-A-CB-O | TW18HXP2A1DO | TW18HXP2A1DI | Singlezone Non-Ducted, Wall Placement | 18000 | 11000 | 2.8 | 13500 | 1.9
CARRIER |  | 9118473 | HMSR-A-CB-O | 38MGRQ36D--3 |  | Multizone All Non-Ducted | 36000 | 23200 | 2.79 | 36080 | 1.96
BRYANT | Preferred Series | 9118474 | HMSR-A-CB-O | 38MGRQ36D--3 |  | Multizone All Non-Ducted | 36000 | 23200 | 2.79 | 36080 | 1.96
C&H |  | 210665986 | HRCU-A-CB-O | CH-ES12-115VO | CH-B12OLVWM-115VI | Singlezone Non-Ducted, Wall Placement | 12000 | 8900 | 2.75 | 6858 | 2.07
Cooper&Hunter |  | 210799578 | HRCU-A-CB-O | CH-ES12-115VO | CH-12OLVWM-115VI | Singlezone Non-Ducted, Wall Placement | 12000 | 8900 | 2.75 | 6858 | 2.07
CARRIER |  | 9118477 | HMSR-A-CB-O | 38MGRQ48E--3 |  | Multizone All Non-Ducted | 48000 | 29600 | 2.7 | 36340 | 1.98
Cooper&Hunter |  | 210799685 | HRCU-A-CB-O | CH-ES12-115VO | CH-B12OLVWM-115VI | Singlezone Non-Ducted, Wall Placement | 12000 | 8900 | 2.75 | 6858 | 2.07
BRYANT | Preferred Series | 9118478 | HMSR-A-CB-O | 38MGRQ48E--3 |  | Multizone All Non-Ducted | 48000 | 29600 | 2.7 | 36340 | 1.98
TOSOT | Pular | 210921188 | HRCU-A-CB-O | TWH18AG25A2DO | TWH18AG25A2DI | Singlezone Non-Ducted, Wall Placement | 18000 | 11000 | 2.8 | 13500 | 1.9
GREE | Vireo GEN3 | 210665999 | HRCU-A-CB-O | 3VIR18HP230V1BO | 3VIR18HP230V1AH | Singlezone Non-Ducted, Wall Placement | 18000 | 11000 | 2.8 | 13500 | 1.9
GREE | Pular | 210605759 | HRCU-A-CB-O | GWH18AGDXF-D3DNA1A/O | GWH18AGDXF-D3DN***/I | Singlezone Non-Ducted, Wall Placement | 18000 | 11000 | 2.8 | 13500 | 1.9
GREE | N-Series | 210485362 | HMSR-A-CB-O | GWHD(18)ND3NO |  | Multizone All Non-Ducted | 18000 | 14700 | 2.63 | 13600 | 2.23
PANASONIC | RAC Multi E | 10221199 | HMSR-A-CB-O | CU-3E19RBU-5 |  | Multizone All Non-Ducted | 26000 | 20800 | 2.57 | 18900 | 2.1
TOSHIBA CARRIER | Toshiba-Carrier VRF | 10052879 | HMSR-A-CB-O | MCY-MAP0487HS-UL |  | Multizone All Non-Ducted | 54000 | 32000 | 2.87 | 38800 | 2.09
GREE | Lomo | 207318103 | HRCU-A-CB-O | GWH09AGC-D3DNA1B/O | GWH09QC-D3DN***/I | Singlezone Non-Ducted, Wall Placement | 11000 | 7300 | 2.61 | 9000 | 1.93
BRYANT |  | 208447894 | HRCU-A-CB | 38MURAQ18AB3 | 40MUAAQ18XA3 | Singlezone Ducted, Centrally Ducted | 19000 | 13500 | 2.5 | 18000 | 2
Cooper&Hunter |  | 210799583 | HRCU-A-CB | CH-ES12-230VO | CH-M12DTUI | Singlezone Ducted, Compact Ducted | 12000 | 9300 | 2.78 | 8400 | 2.26
GREE | Vireo GEN2 | 206839101 | HRCU-A-CB-O | 3VIR09HP230V1AO | 3VIR09HP230V1AH | Singlezone Non-Ducted, Ceiling Placement | 11000 | 7300 | 2.61 | 9000 | 1.93
GREE | Vireo GEN2 | 206839099 | HRCU-A-CB-O | 3VIR12HP230V1AO | 3VIR12HP230V1AH | Singlezone Non-Ducted, Ceiling Placement | 12000 | 7700 | 2.59 | 9200 | 1.93
GREE | Vireo GEN2 | 206839098 | HRCU-A-CB-O | 3VIR24HP230V1AO | 3VIR24HP230V1AH | Singlezone Non-Ducted, Ceiling Placement | 24000 | 15500 | 2.84 | 20500 | 2.41
CARRIER | PERFORMANCE | 208447885 | HRCU-A-CB | 38MURAQ18AB3 | 40MUAAQ18XA3 | Singlezone Ducted, Centrally Ducted | 19000 | 13500 | 2.5 | 18000 | 2
GREE | Lomo | 206791548 | HRCU-A-CB-O | GWH12AGC-D3DNA1A/O | GWH12QC-D3DN***/I | Singlezone Non-Ducted, Wall Placement | 12000 | 7700 | 2.59 | 9200 | 1.93
GREE | Pular | 206395963 | HRCU-A-CB-O | GWH09AGC-D3DNA1B/O | GWH09AGC-D3DN***/I | Singlezone Non-Ducted, Ceiling Placement | 11000 | 7300 | 2.61 | 9000 | 1.93
GREE | Pular | 206395961 | HRCU-A-CB-O | GWH12AGC-D3DNA1A/O | GWH12AGC-D3DN***/I | Singlezone Non-Ducted, Ceiling Placement | 12000 | 7700 | 2.59 | 9200 | 1.93
PAYNE |  | 208447903 | HRCU-A-CB | 38MURAQ18AB3 | 40MUAAQ18XA3 | Singlezone Ducted, Centrally Ducted | 19000 | 13500 | 2.5 | 18000 | 2
AC PRO.COM |  | 209748104 | HRCU-A-CB | AOX230-12HFN1-MV5W | ATIU-12HWFN1-M | Singlezone Ducted, Compact Ducted | 12000 | 9300 | 2.78 | 8400 | 2.26
WEATHERMAKER |  | 208447912 | HRCU-A-CB | 38MURAQ18AB3 | 40MUAAQ18XA3 | Singlezone Ducted, Centrally Ducted | 19000 | 13500 | 2.5 | 18000 | 2
ECO AC |  | 207825495 | HRCU-A-CB | EHH-O12BB | EHH-D12BA | Singlezone Ducted, Compact Ducted | 12000 | 9300 | 2.78 | 8400 | 2.26
GREE | Bora | 204325176 | HRCU-A-CB-O | GWH09ACD-D3DNA1A/O | GWH09AAD-D3DN***/I | Singlezone Non-Ducted, Wall Placement | 9000 | 8000 | 2.89 | 13000 | 1.91
MITSUBISHI ELECTRIC | M-Series | 209836198 | HMSR-A-CB-O | MXZ-3C24NA3*** |  | Multizone All Non-Ducted | 25000 | 14600 | 3.01 | 18200 | 2.31
KINGHOME | Jasmine | 203498481 | HRCU-A-CB-O | KW24HQ3D6DO | KW24HQ3D6DI | Singlezone Non-Ducted, Wall Placement | 24000 | 15500 | 2.86 | 24000 | 1.9
MITSUBISHI ELECTRIC | P-Series | 201754319 | HRCU-A-CB-O | PUZ-A36NKA7*** | PLA-A36EA* | Singlezone Non-Ducted, Ceiling Placement | 42000 | 22000 | 2.5 | 21600 | 2.43
KINGHOME | Jasmine | 203493069 | HRCU-A-CB-O | KW09HQ3D6DO | KW09HQ3D6DI | Singlezone Non-Ducted, Wall Placement | 9000 | 8000 | 2.89 | 13000 | 1.91
MITSUBISHI ELECTRIC | M-Series | 207699119 | HRCU-A-CB-O | SUZ-KA09NA2 | MLZ-KP09NA* | Singlezone Non-Ducted, Ceiling Placement | 12000 | 7700 | 3.22 | 6100 | 3.08
TCL |  | 209424844 | HMSR-A-CB-O | TUM-27HA2/I2I21-21ES |  | Multizone All Non-Ducted | 26000 | 18100 | 2.95 | 16250 | 2.27
GREE | Lomo | 202360989 | HRCU-A-CB-O | GWH09ACD-D3DNA1A/O | GWH09QD-D3DN***/I | Singlezone Non-Ducted, Wall Placement | 9000 | 8000 | 2.89 | 13000 | 1.91
GREE | Sapphire | 10157571 | HRCU-A-CB-O | SAP24HP230V1AO | SAP24HP230V1AH | Singlezone Non-Ducted, Wall Placement | 24000 | 15500 | 2.86 | 24000 | 1.9
GREE | Sapphire | 10149900 | HRCU-A-CB-O | SAP09HP230V1AO | SAP09HP230V1AH | Singlezone Non-Ducted, Wall Placement | 9000 | 8000 | 2.89 | 13000 | 1.91
TOSOT | Lomo | 10062021 | HRCU-A-CB-O | TW24HQ3D6DO | TW24HQ3D6DI | Singlezone Non-Ducted, Wall Placement | 24000 | 15500 | 2.86 | 24000 | 1.9
BOSCH | Bosch Climate 5000 ductless minisplit series | 207760000 | HRCU-A-CB | BMS500-AAS009-1CSXRC | BMS500-AAU009-1AHDXB | Singlezone Ducted, Compact Ducted | 10000 | 7700 | 3.53 | 7630 | 2.17
GREE | Multi GEN1 CO | 9956417 | HMSR-A-CB-O | MULTI36HP230V1CO |  | Multizone All Non-Ducted | 36000 | 26600 | 2.88 | 25400 | 2.33
BOSCH | Bosch Climate 5000 ductless minisplit series | 207760002 | HRCU-A-CB | BMS500-AAS012-1CSXRC | BMS500-AAU012-1AHDXB | Singlezone Ducted, Compact Ducted | 12000 | 9300 | 3.13 | 10460 | 2.51
BOSCH | Bosch Climate 5000 ductless minisplit series | 207759989 | HRCU-A-CB-O | BMS500-AAS009-1CSXRC | BMS500-AAU009-1AHWXC | Singlezone Non-Ducted, Wall Placement | 10000 | 8500 | 4.15 | 8581 | 2.19
BOSCH | Bosch Climate 5000 ductless minisplit series | 207759992 | HRCU-A-CB-O | BMS500-AAS024-1CSXRC | BMS500-AAU024-1AHWXC | Singlezone Non-Ducted, Wall Placement | 25000 | 16200 | 3.08 | 17500 | 2.04
BOSCH | Bosch Climate 5000 ductless minisplit series | 207760022 | HMSV-A-CB | BMS500-AAM018-1CSXRC |  | Multizone All Ducted | 19000 | 14800 | 3.5 | 13000 | 1.9
BOSCH | Bosch Climate 5000 ductless minisplit series | 207760004 | HRCU-A-CB | BMS500-AAS018-1CSXRC | BMS500-AAU018-1AHDXB | Singlezone Ducted, Compact Ducted | 20000 | 12600 | 2.74 | 11965 | 2.21
BOSCH | Bosch Climate 5000 ductless minisplit series | 207759991 | HRCU-A-CB-O | BMS500-AAS018-1CSXRC | BMS500-AAU018-1AHWXC | Singlezone Non-Ducted, Wall Placement | 19000 | 14900 | 2.99 | 12388 | 2.24
BOSCH | Bosch Climate 5000 ductless minisplit series | 207760037 | HMSV-A-CB | BMS500-AAM027-1CSXHC |  | Multizone All Ducted | 28000 | 27000 | 4.14 | 22505 | 1.92
BOSCH | Bosch Climate 5000 ductless minisplit series | 207760045 | HRCU-A-CB-O | BMS500-AAS012-1CSXRC | BMS500-AAU012-1AHCXB | Singlezone Non-Ducted, Ceiling Placement | 12000 | 8900 | 3.26 | 8120 | 2.22
LBG Products |  | 208130814 | HRCU-A-CB | LBHB12DUWO | LMHB12DFI | Singlezone Ducted, Compact Ducted | 12000 | 9300 | 2.78 | 8400 | 2.26
BOSCH | Bosch Climate 5000 ductless minisplit series | 207759990 | HRCU-A-CB-O | BMS500-AAS012-1CSXRC | BMS500-AAU012-1AHWXC | Singlezone Non-Ducted, Wall Placement | 12000 | 9000 | 3.22 | 8981 | 2.19
BOSCH | Bosch Climate 5000 ductless minisplit series | 207759995 | HRCU-A-CB-O | BMS500-AAS012-1CSXHC | BMS500-AAU012-1AHWXC | Singlezone Non-Ducted, Wall Placement | 12000 | 10000 | 4.01 | 11782 | 2.07
BOSCH | Bosch Climate 5000 ductless minisplit series | 207759993 | HRCU-A-CB-O | BMS500-AAS009-1CSXRC | BMS500-AAU006-1AHWXC | Singlezone Non-Ducted, Ceiling Placement | 7000 | 8500 | 4.15 | 8581 | 2.19
GREE | Bora | 9123256 | HRCU-A-CB-O | GWH24YE-D3DNA1A/O | GWH24AAE-D3DN***/I | Singlezone Non-Ducted, Wall Placement | 24000 | 15500 | 2.86 | 24000 | 1.9
BOSCH | Bosch Climate 5000 ductless minisplit series | 203991148 | HRCU-A-CB-O | BMS500-AAS009-1CSXRA | BMS500-AAU009-1AHWXB | Singlezone Non-Ducted, Wall Placement | 9800 | 5800 | 2.74 | 7990 | 1.98
GREE | Lomo | 9102794 | HRCU-A-CB-O | GWH24YE-D3DNA1A/O | GWH24QE-D3DN***/I | Singlezone Non-Ducted, Wall Placement | 24000 | 15500 | 2.86 | 24000 | 1.9
BOSCH | Bosch Climate 5000 ductless minisplit series | 204014467 | HRCU-A-CB | BMS500-AAS009-1CSXHB | BMS500-AAU009-1AHDXB | Singlezone Ducted, Compact Ducted | 10000 | 10100 | 3.84 | 8343 | 2.07
BOSCH | Bosch Climate 5000 ductless minisplit series | 204014470 | HRCU-A-CB | BMS500-AAS024-1CSXHB | BMS500-AAU024-1AHDXB | Singlezone Ducted, Compact Ducted | 24000 | 23000 | 3.42 | 25166 | 2.07
BOSCH | Bosch Climate 5000 ductless minisplit series | 203991162 | HRCU-A-CB | BMS500-AAS024-1CSXRA | BMS500-AAU024-1AHDXB | Singlezone Ducted, Compact Ducted | 24400 | 18000 | 3.03 | 18533 | 2.04
BOSCH | Bosch Climate 5000 ductless minisplit series | 203991161 | HRCU-A-CB | BMS500-AAS018-1CSXRA | BMS500-AAU018-1AHDXB | Singlezone Ducted, Compact Ducted | 18000 | 11600 | 2.52 | 10352 | 1.96
BOSCH | Bosch Climate 5000 ductless minisplit series | 203991174 | HMSV-A-CB | BMS500-AAM027-1CSXRA |  | Multizone All Non-Ducted | 28000 | 17200 | 2.8 | 17040 | 1.97
GREE | G-Series | 9084227 | HMSR-A-CB-O | GWHD(36)ND3GO |  | Multizone All Non-Ducted | 36000 | 26600 | 2.88 | 25400 | 2.33
BOSCH | Bosch Climate 5000 ductless minisplit series | 207760017 | HRCU-A-CB-O | BMS500-AAS024-1CSXRC | BMS500-AAU024-1AHCXC | Singlezone Non-Ducted, Wall Placement | 25000 | 19000 | 3.48 | 17540 | 2.12
PERFECTAIRE | 3PAHH series | 211253523 | HRCU-A-CB | 3PAHHSD18-SZO | 3PAHHSD18-AHU | Singlezone Ducted, Centrally Ducted | 19000 | 13500 | 2.6 | 18629 | 2.04
PERFECTAIRE | 3PAHH series | 211253524 | HRCU-A-CB | 3PAHHSD24-SZO | 3PAHHSD24-AHU | Singlezone Ducted, Centrally Ducted | 24000 | 19200 | 2.5 | 24071 | 1.91
COMFORT-AIRE | A series | 210568233 | HRCU-A-CB | A-VCD24SA-1 | B-VCD24SA-1 | Singlezone Ducted, Centrally Ducted | 24000 | 19200 | 2.5 | 24071 | 1.91
GREE | Lomo | 7091967 | HRCU-A-CB-O | GWH09QC-A3DNA1D/O | GWH09QC-A3DN***/I | Singlezone Non-Ducted, Wall Placement | 9900 | 6900 | 2.5 | 8700 | 2.02
COMFORT-AIRE | A series | 208136322 | HRCU-A-CB | A-VMH18SV-1 | B-VMH18AV-1 | Singlezone Ducted, Centrally Ducted | 19000 | 15400 | 2.7 | 18295 | 2
MIDEA | MVC series | 208650610 | HRCU-A-CB | MOX430U-24HFN1-MR0 | MVC-24HWFN1-M | Singlezone Ducted, Centrally Ducted | 26000 | 21000 | 2.8 | 19400 | 2.1
PERFECTAIRE | 3PAHH series | 211253528 | HRCU-A-CB | 3PAHHSD60-SZO | 3PAHHSD60-AHU | Singlezone Ducted, Centrally Ducted | 59000 | 42000 | 2.6 | 54356 | 1.91
COMFORT-AIRE | A series | 210568228 | HRCU-A-CB | A-VCD60SA-1 | B-VCD60SA-1 | Singlezone Ducted, Centrally Ducted | 59000 | 42000 | 2.6 | 54356 | 1.91
MOOVAIR | DM series | 207764688 | HRCU-A-CB | DMA18HOS20230E7 | FMA18HIAHUU230X7 | Singlezone Ducted, Centrally Ducted | 19000 | 13500 | 2.6 | 18629 | 2.04
CANAIR | CDH series | 207706568 | HRCU-A-CB | CDH2018C21 | CDH2018F21 | Singlezone Ducted, Centrally Ducted | 19000 | 13500 | 2.6 | 18629 | 2.04
FUJITSU | H-Series | 206597211 | HRCU-A-CB-O | AOUG12LZAH1 | ASUG12LZBS | Singlezone Non-Ducted, Wall Placement | 16000 | 10000 | 3.22 | 16600 | 2.16
MOOVAIR | DM series | 207706559 | HRCU-A-CB | DMA24HOS20230E7 | FMA24HIAHUU230X7 | Singlezone Ducted, Centrally Ducted | 24000 | 19200 | 2.5 | 24071 | 1.91
CANAIR | CDH series | 207706569 | HRCU-A-CB | CDH2024C21 | CDH2024F21 | Singlezone Ducted, Centrally Ducted | 24000 | 19200 | 2.5 | 24071 | 1.91
FUJITSU | H-Series | 206597210 | HRCU-A-CB-O | AOUG12LZAS1 | ASUG12LZBS | Singlezone Non-Ducted, Wall Placement | 16000 | 10000 | 3.33 | 16600 | 2.32
FUJITSU | H-Series | 206263450 | HRCU-A-CB-O | AOUH12LMAH1 | ASUH12LMAS | Singlezone Non-Ducted, Wall Placement | 16000 | 10300 | 2.9 | 10700 | 2.27
BREEZE33 | HS-series | 211277597 | HRCU-A-CB | HSZ18H424ZMO | AH18H424ZMI | Singlezone Ducted, Centrally Ducted | 19000 | 15400 | 2.7 | 18295 | 2
FUJITSU | H-Series | 206913028 | HRCU-A-CB-O | AOUH24LMAS1 | ASUH24LMAS | Singlezone Non-Ducted, Wall Placement | 25200 | 15700 | 3.05 | 25500 | 2.08
LBG PRODUCTS | LCHB series | 208136301 | HRCU-A-CB | LCHB24DO | LCHB24DHNI | Singlezone Ducted, Centrally Ducted | 26000 | 21000 | 2.8 | 19400 | 2.1
MOOVAIR | DM series | 210295923 | HRCU-A-CB | DMA60HOS20230E7 | FMA60HIAHUU230X7 | Singlezone Ducted, Centrally Ducted | 59000 | 42000 | 2.6 | 54356 | 1.91
FUJITSU | H-Series | 207615688 | HRCU-A-CB-O | AOUH09LMAS1 | ASUH09LMAS | Singlezone Non-Ducted, Wall Placement | 12000 | 7400 | 3.19 | 10200 | 2.35
CANAIR | CDH series | 210342131 | HRCU-A-CB | CDH2060C22 | CDH2060F21 | Singlezone Ducted, Centrally Ducted | 59000 | 42000 | 2.6 | 54356 | 1.91
MRCOOL | CENTRAL | 210279124 | HRCU-A-CB | CENTRAL-60-HP-C-230A00 | CENTRAL-60-HP-MUAH230A00 | Singlezone Ducted, Centrally Ducted | 59000 | 42000 | 2.6 | 54356 | 1.91
MRCOOL | DIYH | 210295926 | HRCU-A-CB | DIYH-18-HP-C-230C25 | DIYH-18-HP-MUAH-230C25 | Singlezone Ducted, Centrally Ducted | 20000 | 15000 | 2.71 | 18500 | 2.13
FUJITSU | H-Series | 206597212 | HRCU-A-CB-O | AOUG15LZAS1 | ASUG15LZBS | Singlezone Non-Ducted, Wall Placement | 18000 | 11200 | 3.25 | 21000 | 2.24
FUJITSU | H-Series | 206597209 | HRCU-A-CB-O | AOUG09LZAH1 | ASUG09LZBS | Singlezone Non-Ducted, Wall Placement | 12000 | 7400 | 3.5 | 15400 | 2.01
FUJITSU | H-Series | 206597208 | HRCU-A-CB-O | AOUG09LZAS1 | ASUG09LZBS | Singlezone Non-Ducted, Wall Placement | 12000 | 7400 | 3.61 | 15400 | 2.15
FUJITSU | H-Series | 206597213 | HRCU-A-CB-O | AOUG15LZAH1 | ASUG15LZBS | Singlezone Non-Ducted, Wall Placement | 18000 | 11200 | 3.16 | 21000 | 2.12
LBG Products |  | 208130820 | HRCU-A-CB-O | LBHB12DUWO | LMHB12DZGI | Singlezone Non-Ducted, Wall Placement | 12000 | 9000 | 2.69 | 8400 | 2.26
FUJITSU | H-Series | 6937310 | HRCU-A-CB-O | AOU12RLFFH | AGU12RLF | Singlezone Non-Ducted, Floor Placement | 16000 | 10600 | 2.61 | 15050 | 1.9
FUJITSU | H-Series | 6936997 | HRCU-A-CB-O | AOU15RLFF | AGU15RLF | Singlezone Non-Ducted, Floor Placement | 18000 | 11600 | 2.62 | 18960 | 1.91
INNOVAIR | MHD series | 210365429 | HRCU-A-C | MHD-18 | MHD-CC2.0-17.5-M | Singlezone Ducted, Centrally Ducted | 19500 | 13000 | 2.7 | 14600 | 2.19
FUJITSU | H-Series | 6936995 | HRCU-A-CB-O | AOU9RLFF | AGU9RLF | Singlezone Non-Ducted, Floor Placement | 12000 | 7500 | 2.82 | 14220 | 1.98
DETTSON | MHD series | 210365427 | HRCU-A-C | MHD-18 | MHD-CC2.0-17.5-M | Singlezone Ducted, Centrally Ducted | 19500 | 13000 | 2.7 | 14600 | 2.19
FUJITSU | H-Series | 8912454 | HRCU-A-CB-O | AOU30RLXEH | ASU30RLE | Singlezone Non-Ducted, Wall Placement | 32000 | 18900 | 2.56 | 32030 | 2.06
FUJITSU | H-Series | 204740071 | HRCU-A-CB-O | AOUG15LZAH1 | ASUG15LZAS | Singlezone Non-Ducted, Wall Placement | 18000 | 11200 | 3.16 | 21000 | 2.12
FUJITSU | H-Series | 204740070 | HRCU-A-CB-O | AOUG15LZAS1 | ASUG15LZAS | Singlezone Non-Ducted, Wall Placement | 18000 | 11200 | 3.25 | 21000 | 2.24
MITSUBISHI ELECTRIC | M-Series | 210819460 | HRCU-A-CB-O | MUFZ-KJ12NAHZ*** | MFZ-KJ12NA*** | Singlezone Non-Ducted, Floor Placement | 13000 | 8800 | 2.77 | 13000 | 2.1
FUJITSU | H-Series | 204740069 | HRCU-A-CB-O | AOUG12LZAH1 | ASUG12LZAS | Singlezone Non-Ducted, Wall Placement | 16000 | 10000 | 3.22 | 16600 | 2.16
MITSUBISHI ELECTRIC | M-Series | 210819448 | HRCU-A-CB-O | MUFZ-KJ18NAHZ*** | MFZ-KJ18NA*** | Singlezone Non-Ducted, Floor Placement | 21000 | 12800 | 2.62 | 21000 | 2.05
FUJITSU | H-Series | 204740068 | HRCU-A-CB-O | AOUG12LZAS1 | ASUG12LZAS | Singlezone Non-Ducted, Wall Placement | 16000 | 10000 | 3.33 | 16600 | 2.32
MITSUBISHI ELECTRIC | M-Series | 202680594 | HRCU-A-CB-O | MUZ-GL09NA*** | MSZ-GL09NA*** | Singlezone Non-Ducted, Wall Placement | 10900 | 6700 | 3.12 | 8000 | 2.76
MITSUBISHI ELECTRIC | M-Series | 202680595 | HRCU-A-CB-O | MUZ-GL12NA*** | MSZ-GL12NA*** | Singlezone Non-Ducted, Wall Placement | 14400 | 9200 | 3.1 | 10200 | 2.93
FUJITSU | H-Series | 204740066 | HRCU-A-CB-O | AOUG09LZAS1 | ASUG09LZAS | Singlezone Non-Ducted, Wall Placement | 12000 | 7400 | 3.61 | 15400 | 2.15
FUJITSU | H-Series | 204740067 | HRCU-A-CB-O | AOUG09LZAH1 | ASUG09LZAS | Singlezone Non-Ducted, Wall Placement | 12000 | 7400 | 3.5 | 15400 | 2.01
FUJITSU | H-Series | 211078832 | HRCU-A-CB-O | AOUH30LUAS1 | AUUH30LUAS | Singlezone Non-Ducted, Ceiling Placement | 32000 | 20800 | 3.17 | 28000 | 2.12
FUJITSU | H-Series | 211078831 | HRCU-A-CB-O | AOUH24LUAS1 | AUUH24LUAS | Singlezone Non-Ducted, Ceiling Placement | 27000 | 18000 | 3.08 | 23600 | 2.12
LBG Products |  | 208130832 | HRCU-A-CB-O | LBHB12DVWO | LMHB12DSI | Singlezone Non-Ducted, Ceiling Placement | 12000 | 9900 | 2.55 | 11500 | 1.9
FUJITSU | H-Series | 211078844 | HRCU-A-CB-O | AOUH18LUAS1 | AUUH18LUAS | Singlezone Non-Ducted, Ceiling Placement | 21600 | 15100 | 3.01 | 16800 | 2.24
AC PRO.COM |  | 209748106 | HRCU-A-CB-O | AOX230-12HFN1-MV5W | AFAU-12HRFN1-M(C) | Singlezone Non-Ducted, Wall Placement | 12000 | 9000 | 2.69 | 8400 | 2.26
DIYCOOL |  | 207825555 | HRCU-A-CB-O | ACIQ-12ZPL-HP230B | ACIQ-12CC-HH-MB | Singlezone Non-Ducted, Ceiling Placement | 12000 | 9900 | 2.55 | 11500 | 1.9
FUJITSU | H-Series | 211078834 | HRCU-A-CB | AOUH24LUAS1 | ARUH24LUAS | Singlezone Ducted, Compact Ducted | 27000 | 18100 | 2.9 | 23200 | 2
Breeze33 |  | 207862077 | HRCU-A-CB-O | BZ33-HYP12OUT2-G2-P | BZ33-CASS12-P | Singlezone Non-Ducted, Ceiling Placement | 12000 | 9900 | 2.55 | 11500 | 1.9
FUJITSU | H-Series | 211078842 | HRCU-A-CB | AOUH18LUAS1 | ARUH18LUAS | Singlezone Ducted, Compact Ducted | 21600 | 15500 | 2.89 | 16800 | 2.12
ACIQ |  | 207825536 | HRCU-A-CB-O | ACIQ-12ZPL-HP230B | ACIQ-12CC-HH-MB | Singlezone Non-Ducted, Ceiling Placement | 12000 | 9900 | 2.55 | 11500 | 1.9
FUJITSU | H-Series | 211078835 | HRCU-A-CB | AOUH24LUAS1 | AMUG24LMAS | Singlezone Ducted, Centrally Ducted | 27000 | 18700 | 2.85 | 23000 | 1.94
1HVAC |  | 207825517 | HRCU-A-CB-O | ACIQ-12ZPL-HP230B | ACIQ-12CC-HH-MB | Singlezone Non-Ducted, Ceiling Placement | 12000 | 9900 | 2.55 | 11500 | 1.9
FUJITSU | H-Series | 211078836 | HRCU-A-CB-O | AOUH24LUAS1 | ABUH24LUAS | Singlezone Non-Ducted, Ceiling Placement | 27000 | 17500 | 3.07 | 23600 | 2.08
Cooper&Hunter |  | 210799584 | HRCU-A-CB-O | CH-ES12-230VO | CH-12MSPHMC-230VI | Singlezone Non-Ducted, Wall Placement | 12000 | 9000 | 2.69 | 8400 | 2.26
FUJITSU | H-Series | 211078843 | HRCU-A-CB-O | AOUH18LUAS1 | ABUH18LUAS | Singlezone Non-Ducted, Ceiling Placement | 21600 | 15800 | 2.91 | 16800 | 2.22
FUJITSU | H-Series | 210191037 | HRCU-A-CB-O | AOUH12LMBH1 | ASUH12LMAS | Singlezone Non-Ducted, Wall Placement | 14000 | 8500 | 2.93 | 10700 | 2.27
Cooper&Hunter |  | 210799593 | HRCU-A-CB-O | CH-HPR12-230VO | CH-12MSPHCT-230VI | Singlezone Non-Ducted, Ceiling Placement | 12000 | 9900 | 2.55 | 11500 | 1.9
COMFORT-AIRE | A-series | 214232455 | HMSR-A-CB-O | A-VMH55PV-1 |  | Multizone All Non-Ducted | 55000 | 34400 | 2.5 | 47000 | 1.94
COMFORT-AIRE | A-series | 214232456 | HMSV-A-CB | A-VMH55PV-1 |  | Multizone All Ducted | 55000 | 35200 | 2.5 | 47000 | 1.94
COMFORT-AIRE | A-series | 214232457 | HMSV-A-CB | A-VMH55PV-1 |  | Multizone Mix of Ducted and Non-Ducted | 55000 | 34800 | 2.5 | 47000 | 1.94
KERR | A-series | 214232458 | HMSR-A-CB-O | A-KMH55PV-1 |  | Multizone All Non-Ducted | 55000 | 34400 | 2.5 | 47000 | 1.94
KERR | A-series | 214232459 | HMSV-A-CB | A-KMH55PV-1 |  | Multizone All Ducted | 55000 | 35200 | 2.5 | 47000 | 1.94
KERR | A-series | 214232460 | HMSV-A-CB | A-KMH55PV-1 |  | Multizone Mix of Ducted and Non-Ducted | 55000 | 34800 | 2.5 | 47000 | 1.94
COOPER&HUNTER | CH-series | 214312546 | HRCU-A-CB-O | CH-NY09MIA-230VO | CH-NY09MIA-SK230V | Singlezone Non-Ducted, Wall Placement | 10000 | 6900 | 2.53 | 6400 | 1.95
SLIMAIR | SHC series | 214314795 | HRCU-A-CB-O | SHC18VE2AG | SHO18VE2AG | Singlezone Non-Ducted, Ceiling Placement | 19000 | 12200 | 2.79 | 13100 | 2.3
SLIMAIR | SHC series | 214314793 | HRCU-A-CB-O | SHC09VE2AG | SHO09VE2AG | Singlezone Non-Ducted, Ceiling Placement | 11000 | 8000 | 2.66 | 8500 | 2.37
SLIMAIR | SHC series | 214314792 | HRCU-A-CB-O | SHC09VE2AG | SHO06VE2AG | Singlezone Non-Ducted, Ceiling Placement | 7100 | 5700 | 2.61 | 8500 | 2.03
AI AIR CONDITIONING |  | 214311544 | HMSR-A-CB-O | A2MO21-18N1-M1 |  | Multizone All Non-Ducted | 19000 | 14400 | 2.5 | 14000 | 2.22
AI AIR CONDITIONING |  | 214311546 | HMSV-A-CB | A2MO21-18N1-M1 |  | Multizone Mix of Ducted and Non-Ducted | 19000 | 14600 | 2.5 | 14000 | 2.17
AI AIR CONDITIONING |  | 214311548 | HMSV-A-CB | A3MO21-27N1-M1 |  | Multizone All Ducted | 28000 | 22000 | 2.6 | 20000 | 2.14
AI AIR CONDITIONING |  | 214296078 | HRCU-A-CB | AUO17-24N1-M3 | AUH2-24N1-BM3E | Singlezone Ducted, Centrally Ducted | 26000 | 21000 | 2.8 | 19400 | 2.1
DIRECT AIR | DIRM series | 214232469 | HRCU-A-CB | DIRM-24CS19-OU | DIRM-24MAGICPRO20-AH | Singlezone Ducted, Centrally Ducted | 26000 | 21000 | 2.8 | 19400 | 2.1
LG |  | 10570124 | HRCU-A-CB-O | LGU121HSV3 | LGN121HSV3 | Singlezone Non-Ducted, Wall Placement | 13600 | 8200 | 2.79 | 11930 | 2.38
SHARP |  | 209423517 | HRCU-A-CB-O | AE-X15ZU | AY-XPC15ZU | Singlezone Non-Ducted, Wall Placement | 18000 | 11000 | 2.69 | 15300 | 2.11
ACIQ |  | 210857327 | HRCU-A-CB-O | ACIQ-06ZPL-HP230B | SCC-0609-HH-M | Singlezone Non-Ducted, Ceiling Placement | 7100 | 5700 | 2.61 | 8500 | 2.03
1HVAC |  | 210857307 | HRCU-A-CB-O | ACIQ-06ZPL-HP230B | SCC-0609-HH-M | Singlezone Non-Ducted, Ceiling Placement | 7100 | 5700 | 2.61 | 8500 | 2.03
DIYCOOL |  | 210857347 | HRCU-A-CB-O | ACIQ-06ZPL-HP230B | SCC-0609-HH-M | Singlezone Non-Ducted, Ceiling Placement | 7100 | 5700 | 2.61 | 8500 | 2.03
CANAIR |  | 211253521 | HRCU-A-CB-O | C25SCH12H21 | C28SEH12H21 | Singlezone Non-Ducted, Wall Placement | 12000 | 9000 | 2.69 | 8981 | 2.19
CANAIR |  | 211253522 | HRCU-A-CB-O | C25SCH09H21 | C28SEH09H21 | Singlezone Non-Ducted, Wall Placement | 10000 | 8500 | 2.8 | 8581 | 2.19
PERFECTAIRE |  | 211253533 | HMSV-A-CB | 3PAMS55-HH-MZO5 |  | Multizone All Ducted | 55000 | 35200 | 2.5 | 47000 | 1.94
BREEZE33 |  | 207862090 | HMSV-A-CB | BZ33-HP273Z2-G2-P |  | Multizone All Ducted | 28000 | 22000 | 2.6 | 20000 | 2.14
1HVAC |  | 210857363 | HMSV-A-CB | ACIQ-55Z-HH-M5B |  | Multizone All Ducted | 55000 | 35200 | 2.5 | 47000 | 1.94
1HVAC |  | 210857369 | HMSV-A-CB | ES-27Z-M3B |  | Multizone All Ducted | 28000 | 22000 | 2.6 | 20000 | 2.14
AC PRO.COM |  | 211001948 | HRCU-A-CB-O | AOX230-09HFN1-MW5W | ACBU-09HRFN1-MW0W | Singlezone Non-Ducted, Ceiling Placement | 11000 | 8000 | 2.66 | 8500 | 2.37
AC PRO.COM |  | 211001950 | HRCU-A-CB-O | AOX430-18HFN1-MT8W | ACBU-18HRFN1-MU2W | Singlezone Non-Ducted, Ceiling Placement | 19000 | 12200 | 2.79 | 13100 | 2.3
AC PRO.COM |  | 207827126 | HMSV-A-CB | A3OJ-27HFN1-M |  | Multizone All Ducted | 28000 | 22000 | 2.6 | 20000 | 2.14
ACIQ |  | 210857387 | HMSV-A-CB | ES-27Z-M3B |  | Multizone All Ducted | 28000 | 22000 | 2.6 | 20000 | 2.14
ACIQ |  | 210857381 | HMSV-A-CB | ACIQ-55Z-HH-M5B |  | Multizone All Ducted | 55000 | 35200 | 2.5 | 47000 | 1.94
BLUERIDGE |  | 208650623 | HMSV-A-CB | BMM55HHC |  | Multizone All Ducted | 55000 | 35200 | 2.5 | 47000 | 1.94
BLUERIDGE |  | 207641282 | HMSV-A-CB | BMM27C |  | Multizone All Ducted | 28000 | 22000 | 2.6 | 20000 | 2.14
C&H |  | 207742365 | HMSV-A-CB | CH-28MES-230VO |  | Multizone All Ducted | 28000 | 22000 | 2.6 | 20000 | 2.14
CANAIR |  | 207683266 | HMSV-A-CB | C28MC324H21 |  | Multizone All Ducted | 24000 | 21600 | 2.61 | 20000 | 2.11
COAST AIR |  | 211126491 | HRCU-A-CB-O | A-CAD18-1A | B-CAD18-1A | Singlezone Non-Ducted, Wall Placement | 18000 | 13800 | 2.54 | 11700 | 2.05
COAST AIR |  | 211126490 | HRCU-A-CB-O | A-CAD12-0A | B-CAD12-0A | Singlezone Non-Ducted, Wall Placement | 12000 | 7500 | 2.59 | 6400 | 1.95
COOPER&HUNTER |  | 210799620 | HMSV-A-CB | CH-28MES-230VO |  | Multizone All Ducted | 28000 | 22000 | 2.6 | 20000 | 2.14
DIRECT AIR |  | 207743777 | HMSV-A-CB | DIRM-27DA25-3Z |  | Multizone All Ducted | 28000 | 22000 | 2.6 | 20000 | 2.14
DIYCOOL |  | 210857399 | HMSV-A-CB | ACIQ-55Z-HH-M5B |  | Multizone All Ducted | 55000 | 35200 | 2.5 | 47000 | 1.94
DIYCOOL |  | 210857405 | HMSV-A-CB | ES-27Z-M3B |  | Multizone All Ducted | 28000 | 22000 | 2.6 | 20000 | 2.14
DUCANE |  | 208106666 | HRCU-A-CB-O | 4DHP2S12S-1P | D22C112S4-1P | Singlezone Non-Ducted, Ceiling Placement | 12000 | 8900 | 3.22 | 7786 | 1.92
DUCANE |  | 208106663 | HRCU-A-CB-O | 4DHP2S12S-1P | DWM212S4-1P | Singlezone Non-Ducted, Wall Placement | 12000 | 9000 | 3.22 | 8465 | 2.26
DUCANE |  | 208106669 | HRCU-A-CB | 4DHP2S12S-1P | DMD212S4-1P | Singlezone Ducted, Compact Ducted | 12000 | 9300 | 3.13 | 8500 | 1.99
CONCORD |  | 208106693 | HRCU-A-CB-O | 4DHP2S12S-1P | D22C112S4-1P | Singlezone Non-Ducted, Ceiling Placement | 12000 | 8900 | 3.22 | 7786 | 1.92
CONCORD |  | 208106696 | HRCU-A-CB | 4DHP2S12S-1P | DMD212S4-1P | Singlezone Ducted, Compact Ducted | 12000 | 9300 | 3.13 | 8500 | 1.99
CONCORD |  | 208106690 | HRCU-A-CB-O | 4DHP2S12S-1P | DWM212S4-1P | Singlezone Non-Ducted, Wall Placement | 12000 | 9000 | 3.22 | 8465 | 2.26
ARMSTRONG AIR |  | 208106678 | HRCU-A-CB | 4DHP2S12S-1P | DMD212S4-1P | Singlezone Ducted, Compact Ducted | 12000 | 9300 | 3.13 | 8500 | 1.99
ARMSTRONG AIR |  | 208106675 | HRCU-A-CB-O | 4DHP2S12S-1P | D22C112S4-1P | Singlezone Non-Ducted, Ceiling Placement | 12000 | 8900 | 3.22 | 7786 | 1.92
ARMSTRONG AIR |  | 208106672 | HRCU-A-CB-O | 4DHP2S12S-1P | DWM212S4-1P | Singlezone Non-Ducted, Wall Placement | 12000 | 9000 | 3.22 | 8465 | 2.26
ALLIED |  | 208106657 | HRCU-A-CB-O | 4DHP2S12S-1P | D22C112S4-1P | Singlezone Non-Ducted, Ceiling Placement | 12000 | 8900 | 3.22 | 7786 | 1.92
ALLIED |  | 208106660 | HRCU-A-CB | 4DHP2S12S-1P | DMD212S4-1P | Singlezone Ducted, Compact Ducted | 12000 | 9300 | 3.13 | 8500 | 1.99
ALLIED |  | 208106653 | HRCU-A-CB-O | 4DHP2S12S-1P | DWM212S4-1P | Singlezone Non-Ducted, Wall Placement | 12000 | 9000 | 3.22 | 8465 | 2.26
AIREASE |  | 208106687 | HRCU-A-CB | 4DHP2S12S-1P | DMD212S4-1P | Singlezone Ducted, Compact Ducted | 12000 | 9300 | 3.13 | 8500 | 1.99
AIREASE |  | 208106681 | HRCU-A-CB-O | 4DHP2S12S-1P | DWM212S4-1P | Singlezone Non-Ducted, Wall Placement | 12000 | 9000 | 3.22 | 8465 | 2.26
DUCANE |  | 208106842 | HMSV-A-CB | 4DHP2S18M-1P |  | Multizone All Non-Ducted | 19000 | 14300 | 3.64 | 12427 | 1.91
DUCANE |  | 208106843 | HMSV-A-CB | 4DHP2S18M-1P |  | Multizone All Ducted | 19000 | 14800 | 3.5 | 13300 | 2.03
CONCORD |  | 208106827 | HMSV-A-CB | 4DHP2S18M-1P |  | Multizone All Non-Ducted | 19000 | 14300 | 3.64 | 12427 | 1.91
CONCORD |  | 208106828 | HMSV-A-CB | 4DHP2S18M-1P |  | Multizone All Ducted | 19000 | 14800 | 3.5 | 13300 | 2.03
ARMSTRONG AIR |  | 208106812 | HMSV-A-CB | 4DHP2S18M-1P |  | Multizone All Non-Ducted | 19000 | 14300 | 3.64 | 12427 | 1.91
ARMSTRONG AIR |  | 208106813 | HMSV-A-CB | 4DHP2S18M-1P |  | Multizone All Ducted | 19000 | 14800 | 3.5 | 13300 | 2.03
ALLIED |  | 208106782 | HMSV-A-CB | 4DHP2S18M-1P |  | Multizone All Non-Ducted | 19000 | 14300 | 3.64 | 12427 | 1.91
ALLIED |  | 208106783 | HMSV-A-CB | 4DHP2S18M-1P |  | Multizone All Ducted | 19000 | 14800 | 3.5 | 13300 | 2.03
AIREASE |  | 208106797 | HMSV-A-CB | 4DHP2S18M-1P |  | Multizone All Non-Ducted | 19000 | 14300 | 3.64 | 12427 | 1.91
AIREASE |  | 208106798 | HMSV-A-CB | 4DHP2S18M-1P |  | Multizone All Ducted | 19000 | 14800 | 3.5 | 13300 | 2.03
DUCANE |  | 208106664 | HRCU-A-CB-O | 4DHP2S18S-1P | DWM218S4-1P | Singlezone Non-Ducted, Wall Placement | 19000 | 14900 | 2.99 | 12184 | 2.25
DUCANE |  | 208106670 | HRCU-A-CB | 4DHP2S18S-1P | DMD218S4-1P | Singlezone Ducted, Compact Ducted | 20000 | 12600 | 2.74 | 11966 | 2.21
CONCORD |  | 208106691 | HRCU-A-CB-O | 4DHP2S18S-1P | DWM218S4-1P | Singlezone Non-Ducted, Wall Placement | 19000 | 14900 | 2.99 | 12184 | 2.25
CONCORD |  | 208106697 | HRCU-A-CB | 4DHP2S18S-1P | DMD218S4-1P | Singlezone Ducted, Compact Ducted | 20000 | 12600 | 2.74 | 11966 | 2.21
ARMSTRONG AIR |  | 208106673 | HRCU-A-CB-O | 4DHP2S18S-1P | DWM218S4-1P | Singlezone Non-Ducted, Wall Placement | 19000 | 14900 | 2.99 | 12184 | 2.25
ARMSTRONG AIR |  | 208106679 | HRCU-A-CB | 4DHP2S18S-1P | DMD218S4-1P | Singlezone Ducted, Compact Ducted | 20000 | 12600 | 2.74 | 11966 | 2.21
ALLIED |  | 208106654 | HRCU-A-CB-O | 4DHP2S18S-1P | DWM218S4-1P | Singlezone Non-Ducted, Wall Placement | 19000 | 14900 | 2.99 | 12184 | 2.25
ALLIED |  | 208106661 | HRCU-A-CB | 4DHP2S18S-1P | DMD218S4-1P | Singlezone Ducted, Compact Ducted | 20000 | 12600 | 2.74 | 11966 | 2.21
AIREASE |  | 208106682 | HRCU-A-CB-O | 4DHP2S18S-1P | DWM218S4-1P | Singlezone Non-Ducted, Wall Placement | 19000 | 14900 | 2.99 | 12184 | 2.25
AIREASE |  | 208106688 | HRCU-A-CB | 4DHP2S18S-1P | DMD218S4-1P | Singlezone Ducted, Compact Ducted | 20000 | 12600 | 2.74 | 11966 | 2.21
ECO AC |  | 207825502 | HMSV-A-CB | EMH-3O27BB |  | Multizone All Ducted | 28000 | 22000 | 2.6 | 20000 | 2.14
DUCANE |  | 208106665 | HRCU-A-CB-O | 4DHP2S24S-1P | DWM224S4-1P | Singlezone Non-Ducted, Wall Placement | 25000 | 16200 | 3.08 | 17500 | 2.04
CONCORD |  | 208106692 | HRCU-A-CB-O | 4DHP2S24S-1P | DWM224S4-1P | Singlezone Non-Ducted, Wall Placement | 25000 | 16200 | 3.08 | 17500 | 2.04
ARMSTRONG AIR |  | 208106674 | HRCU-A-CB-O | 4DHP2S24S-1P | DWM224S4-1P | Singlezone Non-Ducted, Wall Placement | 25000 | 16200 | 3.08 | 17500 | 2.04
ALLIED |  | 208106655 | HRCU-A-CB-O | 4DHP2S24S-1P | DWM224S4-1P | Singlezone Non-Ducted, Wall Placement | 25000 | 16200 | 3.08 | 17500 | 2.04
AIREASE |  | 208106683 | HRCU-A-CB-O | 4DHP2S24S-1P | DWM224S4-1P | Singlezone Non-Ducted, Wall Placement | 25000 | 16200 | 3.08 | 17500 | 2.04
DUCANE |  | 208106714 | HRCU-A-CB-O | 4DHPS209S-1P | DWM209S4-1P | Singlezone Non-Ducted, Wall Placement | 10000 | 8500 | 4.15 | 8622 | 2.38
CONCORD |  | 208106749 | HRCU-A-CB-O | 4DHPS209S-1P | D22C109S4-1P | Singlezone Non-Ducted, Ceiling Placement | 10000 | 7500 | 3.33 | 8588 | 2.05
CONCORD |  | 208106750 | HRCU-A-CB | 4DHPS209S-1P | DMD209S4-1P | Singlezone Ducted, Compact Ducted | 10000 | 7700 | 3.53 | 8499 | 2.4
CONCORD |  | 208106747 | HRCU-A-CB-O | 4DHPS209S-1P | DWM209S4-1P | Singlezone Non-Ducted, Wall Placement | 10000 | 8500 | 4.15 | 8622 | 2.38
ARMSTRONG AIR |  | 208106736 | HRCU-A-CB-O | 4DHPS209S-1P | DWM209S4-1P | Singlezone Non-Ducted, Wall Placement | 10000 | 8500 | 4.15 | 8622 | 2.38
ARMSTRONG AIR |  | 208106738 | HRCU-A-CB-O | 4DHPS209S-1P | D22C109S4-1P | Singlezone Non-Ducted, Ceiling Placement | 10000 | 7500 | 3.33 | 8588 | 2.05
ARMSTRONG AIR |  | 208106739 | HRCU-A-CB | 4DHPS209S-1P | DMD209S4-1P | Singlezone Ducted, Compact Ducted | 10000 | 7700 | 3.53 | 8499 | 2.4
ALLIED |  | 208106705 | HRCU-A-CB-O | 4DHPS209S-1P | D22C109S4-1P | Singlezone Non-Ducted, Ceiling Placement | 10000 | 7500 | 3.33 | 8588 | 2.05
ALLIED |  | 208106706 | HRCU-A-CB | 4DHPS209S-1P | DMD209S4-1P | Singlezone Ducted, Compact Ducted | 10000 | 7700 | 3.53 | 8499 | 2.4
ALLIED |  | 208106703 | HRCU-A-CB-O | 4DHPS209S-1P | DWM209S4-1P | Singlezone Non-Ducted, Wall Placement | 10000 | 8500 | 4.15 | 8622 | 2.38
AIREASE |  | 208106716 | HRCU-A-CB-O | 4DHPS209S-1P | D22C109S4-1P | Singlezone Non-Ducted, Ceiling Placement | 10000 | 7500 | 3.33 | 8588 | 2.05
AIREASE |  | 208106717 | HRCU-A-CB | 4DHPS209S-1P | DMD209S4-1P | Singlezone Ducted, Compact Ducted | 10000 | 7700 | 3.53 | 8499 | 2.4
AIREASE |  | 208106725 | HRCU-A-CB-O | 4DHPS209S-1P | DWM209S4-1P | Singlezone Non-Ducted, Wall Placement | 10000 | 8500 | 4.15 | 8622 | 2.38
ELIOS |  | 208136314 | HMSV-A-CB | DEA55HOM25230X3 |  | Multizone All Ducted | 55000 | 35200 | 2.5 | 47000 | 1.94
LENNOX |  | 207683524 | HRCU-A-CB | MLB009S4S-1P | MMDB009S4-2P | Singlezone Ducted, Compact Ducted | 10000 | 10100 | 4.35 | 10900 | 1.9
ELIOS |  | 207742476 | HMSV-A-CB | DEA27HOM23230X2 |  | Multizone All Ducted | 28000 | 22000 | 2.6 | 20000 | 2.14
LENNOX |  | 203343587 | HMSV-A-CB | MPB030S4M-2P |  | Multizone All Non-Ducted | 28000 | 17200 | 2.82 | 16820 | 1.95
LENNOX |  | 207683514 | HRCU-A-CB-O | MPC009S4S-1P | M22A009S4-2P | Singlezone Non-Ducted, Ceiling Placement | 10000 | 7500 | 3.33 | 8588 | 2.05
LENNOX |  | 207683503 | HRCU-A-CB | MPC009S4S-1P | MMDB009S4-2P | Singlezone Ducted, Compact Ducted | 10000 | 7700 | 3.53 | 8499 | 2.4
LENNOX |  | 207683497 | HRCU-A-CB-O | MPC009S4S-1P | MWMC009S4-1P | Singlezone Non-Ducted, Wall Placement | 10000 | 8500 | 4.15 | 8622 | 2.38
LENNOX |  | 207683515 | HRCU-A-CB-O | MPC012S4S-1P | M22A012S4-2P | Singlezone Non-Ducted, Ceiling Placement | 12000 | 8900 | 3.22 | 7786 | 1.92
LENNOX |  | 207683509 | HRCU-A-CB-O | MPC012S4S-1P | MFMA012S4-1P | Singlezone Non-Ducted, Floor Placement | 12000 | 9000 | 3.3 | 8653 | 2.35
LENNOX |  | 207683504 | HRCU-A-CB | MPC012S4S-1P | MMDB012S4-2P | Singlezone Ducted, Compact Ducted | 12000 | 9300 | 3.13 | 8500 | 1.99
LENNOX |  | 207683498 | HRCU-A-CB-O | MPC012S4S-1P | MWMC012S4-1P | Singlezone Non-Ducted, Wall Placement | 12000 | 9000 | 3.22 | 8465 | 2.26
DELLA | TP | 213927340 | HRCU-A-CB-O | 048-TP-9K1V-23S-OUT | 048-TP-9K1V-23S-IN | Singlezone Non-Ducted, Wall Placement | 9500 | 5900 | 2.79 | 7340 | 2.01
DELLA | TP | 213927342 | HRCU-A-CB-O | 048-TP-12K1V-22S-OUT | 048-TP-12K1V-22S-IN | Singlezone Non-Ducted, Wall Placement | 12000 | 7100 | 3.02 | 8970 | 2.19
DELLA | TP | 213927341 | HRCU-A-CB-O | 048-TP-9K2V-23S-OUT | 048-TP-9K2V-23S-IN | Singlezone Non-Ducted, Wall Placement | 9500 | 5900 | 2.79 | 7350 | 2.03
DELLA | TP | 213927343 | HRCU-A-CB-O | 048-TP-12K2V-23S-OUT | 048-TP-12K2V-23S-IN | Singlezone Non-Ducted, Wall Placement | 12000 | 7600 | 3.14 | 9170 | 2.18
DELLA | TP | 213927344 | HRCU-A-CB-O | 048-TP-18K2V-22S-OUT | 048-TP-18K2V-22S-IN | Singlezone Non-Ducted, Wall Placement | 18000 | 10000 | 2.85 | 12600 | 2.21
DELLA | TP | 213927345 | HRCU-A-CB-O | 048-TP-24K2V-20S-OUT | 048-TP-24K2V-20S-IN | Singlezone Non-Ducted, Wall Placement | 24000 | 13900 | 2.75 | 16720 | 1.96
LBG Products |  | 208130805 | HRCU-A-CB-O | LBHB18DUWO | LBHB18DUWI | Singlezone Non-Ducted, Wall Placement | 18000 | 14100 | 2.65 | 12829 | 2.35
GOODMAN | GSZV9 | 210607571 | HRCU-A-CB | GSZV902410A* | CA*F3137*6A*+MBVC1201**-1A*+TX | Singlezone Ducted, Centrally Ducted | 23000 | 14000 | 2.6 | 13100 | 2.19
C&H |  | 210665990 | HRCU-A-CB-O | CH-ES18-230VO | CH-B18MOLVWM-230VI | Singlezone Non-Ducted, Wall Placement | 18000 | 14100 | 2.65 | 12829 | 2.35
Cooper&Hunter |  | 210799561 | HRCU-A-CB-O | CH-ES18-230VO | CH-18MOLVWM-230VI | Singlezone Non-Ducted, Wall Placement | 18000 | 14100 | 2.65 | 12829 | 2.35
Cooper&Hunter |  | 210799689 | HRCU-A-CB-O | CH-ES18-230VO | CH-B18MOLVWM-230VI | Singlezone Non-Ducted, Wall Placement | 18000 | 14100 | 2.65 | 12829 | 2.35
LBG Products |  | 208130821 | HRCU-A-CB-O | LBHB18DUWO | LMHB18DZDI | Singlezone Non-Ducted, Floor Placement | 20000 | 12800 | 2.52 | 13000 | 2.08
AMANA | ASZV9 | 210607572 | HRCU-A-CB | ASZV902410A* | CA*F3137*6A*+MBVC1201**-1A*+TX | Singlezone Ducted, Centrally Ducted | 23000 | 14000 | 2.6 | 13100 | 2.19
EMI |  | 208121929 | HRCU-A-CB-O | MHSZ112DA | MHCAS12DA | Singlezone Non-Ducted, Ceiling Placement | 12000 | 9900 | 2.55 | 11500 | 1.9
AC PRO.COM |  | 209748107 | HRCU-A-CB-O | AOX430-18HFN1-MT8W | AUEU-18HRFN1-M(C) | Singlezone Non-Ducted, Floor Placement | 20000 | 12800 | 2.52 | 13000 | 2.08
DIRECT AIR |  | 207743740 | HRCU-A-CB-O | DIRM-12HXPRO28-1Z | DIRM-12HP-CA | Singlezone Non-Ducted, Ceiling Placement | 12000 | 9900 | 2.55 | 11500 | 1.9
Cooper&Hunter |  | 210799587 | HRCU-A-CB-O | CH-ES18-230VO | CH-18MSPHFC-230VI | Singlezone Non-Ducted, Floor Placement | 20000 | 12800 | 2.52 | 13000 | 2.08
ARCOAIRE | DURACOMFORT DELUXE 18 VS HP 2-STAGE | 210465005 | HRCU-A-CB | HVH837GKA2*+TSTAT | EN(A,D,W)4X60L24** | Singlezone Ducted, Centrally Ducted | 47000 | 30600 | 2.5 | 24000 | 1.96
AIRQUEST | DELUXE 19 VS HP 2-STAGE | 210465004 | HRCU-A-CB | HVH837GKA2*+TSTAT | EN(A,D,W)4X60L24** | Singlezone Ducted, Centrally Ducted | 47000 | 30600 | 2.5 | 24000 | 1.96
PERFECTAIRE |  | 207796629 | HRCU-A-CB-O | 3PAMSHH12-SZO | 3PAMSCH12 | Singlezone Non-Ducted, Ceiling Placement | 12000 | 9900 | 2.55 | 11500 | 1.9
HEIL | QUIETCOMFORT DELUXE 18 VS HP 2-STAGE | 210465002 | HRCU-A-CB | HVH837GKA2*+TSTAT | EN(A,D,W)4X60L24** | Singlezone Ducted, Centrally Ducted | 47000 | 30600 | 2.5 | 24000 | 1.96
ARCOAIRE | DURACOMFORT DELUXE 18 VS HP 2-STAGE | 210464817 | HRCU-A-CB | HVH837GKA2*+TSTAT | EN(A,D)4X48L24** | Singlezone Ducted, Centrally Ducted | 48000 | 31000 | 2.5 | 24400 | 1.94
AIRQUEST | DELUXE 19 VS HP 2-STAGE | 210464816 | HRCU-A-CB | HVH837GKA2*+TSTAT | EN(A,D)4X48L24** | Singlezone Ducted, Centrally Ducted | 48000 | 31000 | 2.5 | 24400 | 1.94
HEIL | QUIETCOMFORT DELUXE 18 VS HP 2-STAGE | 210464814 | HRCU-A-CB | HVH837GKA2*+TSTAT | EN(A,D)4X48L24** | Singlezone Ducted, Centrally Ducted | 48000 | 31000 | 2.5 | 24400 | 1.94
KARDA |  | 207796638 | HRCU-A-CB-O | 3KARDA12SZO | 3KARDA12UVC | Singlezone Non-Ducted, Ceiling Placement | 12000 | 9900 | 2.55 | 11500 | 1.9
ARCOAIRE | DURACOMFORT DELUXE 18 VS HP 2-STAGE | 210464682 | HRCU-A-CB | HVH837GKA2*+TSTAT | EN(A,D)4X48L24** | Singlezone Ducted, Centrally Ducted | 47500 | 30600 | 2.5 | 24200 | 1.94
AIRQUEST | DELUXE 19 VS HP 2-STAGE | 210464681 | HRCU-A-CB | HVH837GKA2*+TSTAT | EN(A,D)4X48L24** | Singlezone Ducted, Centrally Ducted | 47500 | 30600 | 2.5 | 24200 | 1.94
HEIL | QUIETCOMFORT DELUXE 18 VS HP 2-STAGE | 210464679 | HRCU-A-CB | HVH837GKA2*+TSTAT | EN(A,D)4X48L24** | Singlezone Ducted, Centrally Ducted | 47500 | 30600 | 2.5 | 24200 | 1.94
DIRECT AIR |  | 207743764 | HRCU-A-CB-O | DIRM-12DA25-1Z | DIRM-12HP-CO | Singlezone Non-Ducted, Wall Placement | 12000 | 9000 | 2.69 | 8400 | 2.26
ARCOAIRE | DURACOMFORT DELUXE 18 VS HP 2-STAGE | 210464616 | HRCU-A-CB | HVH837GKA2*+TSTAT | EN(A,D)4X48L24** | Singlezone Ducted, Centrally Ducted | 47500 | 30800 | 2.5 | 24200 | 1.96
AIRQUEST | DELUXE 19 VS HP 2-STAGE | 210464615 | HRCU-A-CB | HVH837GKA2*+TSTAT | EN(A,D)4X48L24** | Singlezone Ducted, Centrally Ducted | 47500 | 30800 | 2.5 | 24200 | 1.96
HEIL | QUIETCOMFORT DELUXE 18 VS HP 2-STAGE | 210464613 | HRCU-A-CB | HVH837GKA2*+TSTAT | EN(A,D)4X48L24** | Singlezone Ducted, Centrally Ducted | 47500 | 30800 | 2.5 | 24200 | 1.96
ARCOAIRE | DURACOMFORT DELUXE 18 VS HP 2-STAGE | 210464604 | HRCU-A-CB | HVH837GKA2*+TSTAT | EN(A,D)4X48L24** | Singlezone Ducted, Centrally Ducted | 48000 | 31000 | 2.5 | 24400 | 1.96
PIONEER |  | 208141955 | HRCU-A-CB-O | YN012GMFI22RPE | FB012GMFILDFHE | Singlezone Non-Ducted, Wall Placement | 12000 | 9000 | 2.69 | 8400 | 2.26
AIRQUEST | DELUXE 19 VS HP 2-STAGE | 210464603 | HRCU-A-CB | HVH837GKA2*+TSTAT | EN(A,D)4X48L24** | Singlezone Ducted, Centrally Ducted | 48000 | 31000 | 2.5 | 24400 | 1.96
HEIL | QUIETCOMFORT DELUXE 18 VS HP 2-STAGE | 210464601 | HRCU-A-CB | HVH837GKA2*+TSTAT | EN(A,D)4X48L24** | Singlezone Ducted, Centrally Ducted | 48000 | 31000 | 2.5 | 24400 | 1.96
PIONEER |  | 208141952 | HRCU-A-CB | YN012GMFI22RPE | RB012GMFILDFHD | Singlezone Ducted, Compact Ducted | 12000 | 9300 | 2.78 | 8400 | 2.26
ARCOAIRE | DURACOMFORT DELUXE 18 VS HP 2-STAGE | 210464461 | HRCU-A-CB | HVH837GKA2*+TSTAT | EN(A,D,W)4X48L21** | Singlezone Ducted, Centrally Ducted | 48000 | 31000 | 2.5 | 24400 | 1.94
AIRQUEST | DELUXE 19 VS HP 2-STAGE | 210464460 | HRCU-A-CB | HVH837GKA2*+TSTAT | EN(A,D,W)4X48L21** | Singlezone Ducted, Centrally Ducted | 48000 | 31000 | 2.5 | 24400 | 1.94
DIRECT AIR |  | 207743752 | HRCU-A-CB | DIRM-12DA25-1Z | DIRM-12HP-DUV | Singlezone Ducted, Compact Ducted | 12000 | 9300 | 2.78 | 8400 | 2.26
HEIL | QUIETCOMFORT DELUXE 18 VS HP 2-STAGE | 210464458 | HRCU-A-CB | HVH837GKA2*+TSTAT | EN(A,D,W)4X48L21** | Singlezone Ducted, Centrally Ducted | 48000 | 31000 | 2.5 | 24400 | 1.94
ARCOAIRE | DURACOMFORT DELUXE 18 VS HP 2-STAGE | 210464306 | HRCU-A-CB | HVH837GKA2*+TSTAT | EN(A,D,W)4X48L21** | Singlezone Ducted, Centrally Ducted | 48000 | 31000 | 2.5 | 24400 | 1.94
AIRQUEST | DELUXE 19 VS HP 2-STAGE | 210464305 | HRCU-A-CB | HVH837GKA2*+TSTAT | EN(A,D,W)4X48L21** | Singlezone Ducted, Centrally Ducted | 48000 | 31000 | 2.5 | 24400 | 1.94
LBG Products |  | 208130815 | HRCU-A-CB | LBHB18DUWO | LMHB18DFI | Singlezone Ducted, Compact Ducted | 20000 | 12600 | 2.66 | 13000 | 2.4
HEIL | QUIETCOMFORT DELUXE 18 VS HP 2-STAGE | 210464303 | HRCU-A-CB | HVH837GKA2*+TSTAT | EN(A,D,W)4X48L21** | Singlezone Ducted, Centrally Ducted | 48000 | 31000 | 2.5 | 24400 | 1.94
DIRECT AIR |  | 207743751 | HRCU-A-CB | DIRM-12DA25-1Z | DIRM-12HP-DUH | Singlezone Ducted, Compact Ducted | 12000 | 9300 | 2.78 | 8400 | 2.26
ARCOAIRE | DURACOMFORT DELUXE 18 VS HP 2-STAGE | 210464171 | HRCU-A-CB | HVH837GKA2*+TSTAT | EN(A,D,W)4X48L21** | Singlezone Ducted, Centrally Ducted | 47500 | 30800 | 2.5 | 24200 | 1.96
AIRQUEST | DELUXE 19 VS HP 2-STAGE | 210464170 | HRCU-A-CB | HVH837GKA2*+TSTAT | EN(A,D,W)4X48L21** | Singlezone Ducted, Centrally Ducted | 47500 | 30800 | 2.5 | 24200 | 1.96
HEIL | QUIETCOMFORT DELUXE 18 VS HP 2-STAGE | 210464168 | HRCU-A-CB | HVH837GKA2*+TSTAT | EN(A,D,W)4X48L21** | Singlezone Ducted, Centrally Ducted | 47500 | 30800 | 2.5 | 24200 | 1.96
ARCOAIRE | DURACOMFORT DELUXE 18 VS HP 2-STAGE | 210462018 | HRCU-A-CB | HVH837GKA2*+TSTAT | EA*4X61L24A* | Singlezone Ducted, Centrally Ducted | 47000 | 30800 | 2.52 | 24400 | 1.98
AIRQUEST | DELUXE 19 VS HP 2-STAGE | 210462017 | HRCU-A-CB | HVH837GKA2*+TSTAT | EA*4X61L24A* | Singlezone Ducted, Centrally Ducted | 47000 | 30800 | 2.52 | 24400 | 1.98
HEIL | QUIETCOMFORT DELUXE 18 VS HP 2-STAGE | 210462015 | HRCU-A-CB | HVH837GKA2*+TSTAT | EA*4X61L24A* | Singlezone Ducted, Centrally Ducted | 47000 | 30800 | 2.52 | 24400 | 1.98
ARCOAIRE | DURACOMFORT DELUXE 18 VS HP 2-STAGE | 210461963 | HRCU-A-CB | HVH837GKA2*+TSTAT | EA*4X61L24A* | Singlezone Ducted, Centrally Ducted | 47000 | 30600 | 2.5 | 24400 | 1.98
AIRQUEST | DELUXE 19 VS HP 2-STAGE | 210461962 | HRCU-A-CB | HVH837GKA2*+TSTAT | EA*4X61L24A* | Singlezone Ducted, Centrally Ducted | 47000 | 30600 | 2.5 | 24400 | 1.98
HEIL | QUIETCOMFORT DELUXE 18 VS HP 2-STAGE | 210461960 | HRCU-A-CB | HVH837GKA2*+TSTAT | EA*4X61L24A* | Singlezone Ducted, Centrally Ducted | 47000 | 30600 | 2.5 | 24400 | 1.98
ARCOAIRE | DURACOMFORT DELUXE 18 VS HP 2-STAGE | 210461839 | HRCU-A-CB | HVH837GKA2*+TSTAT | EA*4X61L24A* | Singlezone Ducted, Centrally Ducted | 47000 | 30600 | 2.5 | 24400 | 1.98
AIRQUEST | DELUXE 19 VS HP 2-STAGE | 210461838 | HRCU-A-CB | HVH837GKA2*+TSTAT | EA*4X61L24A* | Singlezone Ducted, Centrally Ducted | 47000 | 30600 | 2.5 | 24400 | 1.98
ECO AC |  | 207825496 | HRCU-A-CB | EHH-O18BB | EHH-D18BA | Singlezone Ducted, Compact Ducted | 20000 | 12600 | 2.66 | 13000 | 2.4
HEIL | QUIETCOMFORT DELUXE 18 VS HP 2-STAGE | 210461836 | HRCU-A-CB | HVH837GKA2*+TSTAT | EA*4X61L24A* | Singlezone Ducted, Centrally Ducted | 47000 | 30600 | 2.5 | 24400 | 1.98
ARCOAIRE | DURACOMFORT DELUXE 18 VS HP 2-STAGE | 210461828 | HRCU-A-CB | HVH837GKA2*+TSTAT | EA*4X61L24A* | Singlezone Ducted, Centrally Ducted | 46500 | 30400 | 2.5 | 24000 | 1.96
AIRQUEST | DELUXE 19 VS HP 2-STAGE | 210461827 | HRCU-A-CB | HVH837GKA2*+TSTAT | EA*4X61L24A* | Singlezone Ducted, Centrally Ducted | 46500 | 30400 | 2.5 | 24000 | 1.96
HEIL | QUIETCOMFORT DELUXE 18 VS HP 2-STAGE | 210461825 | HRCU-A-CB | HVH837GKA2*+TSTAT | EA*4X61L24A* | Singlezone Ducted, Centrally Ducted | 46500 | 30400 | 2.5 | 24000 | 1.96
ARCOAIRE | DURACOMFORT DELUXE 18 VS HP 2-STAGE | 210461806 | HRCU-A-CB | HVH837GKA2*+TSTAT | EA*4X61L24A* | Singlezone Ducted, Centrally Ducted | 47000 | 30600 | 2.5 | 24400 | 1.98
AIRQUEST | DELUXE 19 VS HP 2-STAGE | 210461805 | HRCU-A-CB | HVH837GKA2*+TSTAT | EA*4X61L24A* | Singlezone Ducted, Centrally Ducted | 47000 | 30600 | 2.5 | 24400 | 1.98
AC PRO.COM |  | 209748105 | HRCU-A-CB | AOX430-18HFN1-MT8W | ATIU-18HWFN1-M | Singlezone Ducted, Compact Ducted | 20000 | 12600 | 2.66 | 13000 | 2.4
HEIL | QUIETCOMFORT DELUXE 18 VS HP 2-STAGE | 210461803 | HRCU-A-CB | HVH837GKA2*+TSTAT | EA*4X61L24A* | Singlezone Ducted, Centrally Ducted | 47000 | 30600 | 2.5 | 24400 | 1.98
ARCOAIRE | DURACOMFORT DELUXE 18 VS HP 2-STAGE | 210461795 | HRCU-A-CB | HVH837GKA2*+TSTAT | EA*4X61L24A* | Singlezone Ducted, Centrally Ducted | 47000 | 30600 | 2.5 | 24400 | 1.96
AIRQUEST | DELUXE 19 VS HP 2-STAGE | 210461794 | HRCU-A-CB | HVH837GKA2*+TSTAT | EA*4X61L24A* | Singlezone Ducted, Centrally Ducted | 47000 | 30600 | 2.5 | 24400 | 1.96
HEIL | QUIETCOMFORT DELUXE 18 VS HP 2-STAGE | 210461792 | HRCU-A-CB | HVH837GKA2*+TSTAT | EA*4X61L24A* | Singlezone Ducted, Centrally Ducted | 47000 | 30600 | 2.5 | 24400 | 1.96
ARCOAIRE | DURACOMFORT DELUXE 18 VS HP 2-STAGE | 210461762 | HRCU-A-CB | HVH837GKA2*+TSTAT | EA*4X61L24A* | Singlezone Ducted, Centrally Ducted | 46500 | 30400 | 2.5 | 24200 | 1.98
AIRQUEST | DELUXE 19 VS HP 2-STAGE | 210461761 | HRCU-A-CB | HVH837GKA2*+TSTAT | EA*4X61L24A* | Singlezone Ducted, Centrally Ducted | 46500 | 30400 | 2.5 | 24200 | 1.98
HEIL | QUIETCOMFORT DELUXE 18 VS HP 2-STAGE | 210461759 | HRCU-A-CB | HVH837GKA2*+TSTAT | EA*4X61L24A* | Singlezone Ducted, Centrally Ducted | 46500 | 30400 | 2.5 | 24200 | 1.98
ARCOAIRE | DURACOMFORT DELUXE 18 VS HP 2-STAGE | 210461750 | HRCU-A-CB | HVH837GKA2*+TSTAT | EA*4X61L24A* | Singlezone Ducted, Centrally Ducted | 46500 | 30600 | 2.5 | 24200 | 1.98
AIRQUEST | DELUXE 19 VS HP 2-STAGE | 210461749 | HRCU-A-CB | HVH837GKA2*+TSTAT | EA*4X61L24A* | Singlezone Ducted, Centrally Ducted | 46500 | 30600 | 2.5 | 24200 | 1.98
Cooper&Hunter |  | 210799586 | HRCU-A-CB | CH-ES18-230VO | CH-M18DTUI | Singlezone Ducted, Compact Ducted | 20000 | 12600 | 2.66 | 13000 | 2.4
HEIL | QUIETCOMFORT DELUXE 18 VS HP 2-STAGE | 210461747 | HRCU-A-CB | HVH837GKA2*+TSTAT | EA*4X61L24A* | Singlezone Ducted, Centrally Ducted | 46500 | 30600 | 2.5 | 24200 | 1.98
DIRECT AIR |  | 207743748 | HRCU-A-CB | DIRM-09DA25-1Z | DIRM-09HP-DUV | Singlezone Ducted, Compact Ducted | 10000 | 7700 | 2.59 | 8000 | 2.09
ARCOAIRE | DURACOMFORT DELUXE 18 VS HP 2-STAGE | 210461452 | HRCU-A-CB | HVH837GKA2*+TSTAT | EA*4X61L21A* | Singlezone Ducted, Centrally Ducted | 46500 | 30600 | 2.5 | 24400 | 1.96
AIRQUEST | DELUXE 19 VS HP 2-STAGE | 210461451 | HRCU-A-CB | HVH837GKA2*+TSTAT | EA*4X61L21A* | Singlezone Ducted, Centrally Ducted | 46500 | 30600 | 2.5 | 24400 | 1.96
HEIL | QUIETCOMFORT DELUXE 18 VS HP 2-STAGE | 210461449 | HRCU-A-CB | HVH837GKA2*+TSTAT | EA*4X61L21A* | Singlezone Ducted, Centrally Ducted | 46500 | 30600 | 2.5 | 24400 | 1.96
ARCOAIRE | DURACOMFORT DELUXE 18 VS HP 2-STAGE | 210461429 | HRCU-A-CB | HVH837GKA2*+TSTAT | EA*4X61L21A* | Singlezone Ducted, Centrally Ducted | 47000 | 30600 | 2.5 | 24400 | 1.98
AIRQUEST | DELUXE 19 VS HP 2-STAGE | 210461428 | HRCU-A-CB | HVH837GKA2*+TSTAT | EA*4X61L21A* | Singlezone Ducted, Centrally Ducted | 47000 | 30600 | 2.5 | 24400 | 1.98
DIRECT AIR |  | 207743747 | HRCU-A-CB | DIRM-09DA25-1Z | DIRM-09HP-DUH | Singlezone Ducted, Compact Ducted | 10000 | 7700 | 2.59 | 8000 | 2.09
HEIL | QUIETCOMFORT DELUXE 18 VS HP 2-STAGE | 210461426 | HRCU-A-CB | HVH837GKA2*+TSTAT | EA*4X61L21A* | Singlezone Ducted, Centrally Ducted | 47000 | 30600 | 2.5 | 24400 | 1.98
ARCOAIRE | DURACOMFORT DELUXE 18 VS HP 2-STAGE | 210461416 | HRCU-A-CB | HVH837GKA2*+TSTAT | EA*4X61L21A* | Singlezone Ducted, Centrally Ducted | 47000 | 30600 | 2.5 | 24400 | 1.98
AIRQUEST | DELUXE 19 VS HP 2-STAGE | 210461415 | HRCU-A-CB | HVH837GKA2*+TSTAT | EA*4X61L21A* | Singlezone Ducted, Centrally Ducted | 47000 | 30600 | 2.5 | 24400 | 1.98
HEIL | QUIETCOMFORT DELUXE 18 VS HP 2-STAGE | 210461413 | HRCU-A-CB | HVH837GKA2*+TSTAT | EA*4X61L21A* | Singlezone Ducted, Centrally Ducted | 47000 | 30600 | 2.5 | 24400 | 1.98
ARCOAIRE | DURACOMFORT DELUXE 18 VS HP 2-STAGE | 210461328 | HRCU-A-CB | HVH837GKA2*+TSTAT | EA*4X61L21A* | Singlezone Ducted, Centrally Ducted | 46500 | 30400 | 2.5 | 24200 | 1.96
PIONEER |  | 208141951 | HRCU-A-CB | YN009GMFI22RPE | RB009GMFILDFHD | Singlezone Ducted, Compact Ducted | 10000 | 7700 | 2.59 | 8000 | 2.09
AIRQUEST | DELUXE 19 VS HP 2-STAGE | 210461327 | HRCU-A-CB | HVH837GKA2*+TSTAT | EA*4X61L21A* | Singlezone Ducted, Centrally Ducted | 46500 | 30400 | 2.5 | 24200 | 1.96
HEIL | QUIETCOMFORT DELUXE 18 VS HP 2-STAGE | 210461325 | HRCU-A-CB | HVH837GKA2*+TSTAT | EA*4X61L21A* | Singlezone Ducted, Centrally Ducted | 46500 | 30400 | 2.5 | 24200 | 1.96
DIRECT AIR |  | 207743739 | HRCU-A-CB-O | DIRM-12DA25-1Z | DIRM-12HP-CA | Singlezone Non-Ducted, Ceiling Placement | 12000 | 8900 | 2.75 | 8000 | 2.28
PIONEER |  | 208191861 | HRCU-A-CB-O | YN012GMFI22RPE | CB012GMFILCFHD | Singlezone Non-Ducted, Ceiling Placement | 12000 | 8900 | 2.75 | 8000 | 2.28
PIONEER |  | 208121945 | HRCU-A-CB-O | YN012GMFI20RPD | CB012GMFILCFHD | Singlezone Non-Ducted, Ceiling Placement | 12000 | 8900 | 2.75 | 8000 | 2.28
C&H |  | 209937052 | HRCU-A-CB-O | CH-HPR12-230VO | CH-12MMC-230VI | Singlezone Non-Ducted, Wall Placement | 12000 | 10200 | 2.72 | 12300 | 2.1
BLUERIDGE |  | 209550311 | HRCU-A-CB-O | BMY12HH26C | BMM12LW | Singlezone Non-Ducted, Wall Placement | 12000 | 10200 | 2.72 | 12300 | 2.1
Cooper&Hunter |  | 210799675 | HRCU-A-CB-O | CH-HPR12-230VO | CH-12MMC-230VI | Singlezone Non-Ducted, Wall Placement | 12000 | 10200 | 2.72 | 12300 | 2.1
ARCOAIRE | DURACOMFORT DELUXE 18 VS HP 2-STAGE | 210459739 | HRCU-A-CB | HVH837GKA2*+TSTAT | EA*4X43L21A* | Singlezone Ducted, Centrally Ducted | 47500 | 30800 | 2.52 | 24400 | 1.98
AIRQUEST | DELUXE 19 VS HP 2-STAGE | 210459738 | HRCU-A-CB | HVH837GKA2*+TSTAT | EA*4X43L21A* | Singlezone Ducted, Centrally Ducted | 47500 | 30800 | 2.52 | 24400 | 1.98
HEIL | QUIETCOMFORT DELUXE 18 VS HP 2-STAGE | 210459736 | HRCU-A-CB | HVH837GKA2*+TSTAT | EA*4X43L21A* | Singlezone Ducted, Centrally Ducted | 47500 | 30800 | 2.52 | 24400 | 1.98
DIYCOOL |  | 210857351 | HRCU-A-CB-O | ACIQ-12ZPL-HP230B | ACIQ-12FM-HH-MC | Singlezone Non-Ducted, Wall Placement | 12000 | 10200 | 2.72 | 12300 | 2.1
1HVAC |  | 210857311 | HRCU-A-CB-O | ACIQ-12ZPL-HP230B | ACIQ-12FM-HH-MC | Singlezone Non-Ducted, Wall Placement | 12000 | 10200 | 2.72 | 12300 | 2.1
ACIQ |  | 210857331 | HRCU-A-CB-O | ACIQ-12ZPL-HP230B | ACIQ-12FM-HH-MC | Singlezone Non-Ducted, Wall Placement | 12000 | 10200 | 2.72 | 12300 | 2.1
ARCOAIRE | DURACOMFORT DELUXE 18 VS HP 2-STAGE | 210458482 | HRCU-A-CB | HVH837GKA2*+TSTAT | EA*4X37L21A* | Singlezone Ducted, Centrally Ducted | 47500 | 30800 | 2.52 | 24400 | 1.98
AIRQUEST | DELUXE 19 VS HP 2-STAGE | 210458481 | HRCU-A-CB | HVH837GKA2*+TSTAT | EA*4X37L21A* | Singlezone Ducted, Centrally Ducted | 47500 | 30800 | 2.52 | 24400 | 1.98
HEIL | QUIETCOMFORT DELUXE 18 VS HP 2-STAGE | 210458479 | HRCU-A-CB | HVH837GKA2*+TSTAT | EA*4X37L21A* | Singlezone Ducted, Centrally Ducted | 47500 | 30800 | 2.52 | 24400 | 1.98
Cooper&Hunter |  | 210857419 | HRCU-A-CB-O | CH-ES18-230VO | CH-18MCT1W-230VI | Singlezone Non-Ducted, Ceiling Placement | 19000 | 12200 | 2.79 | 13100 | 2.3
Cooper&Hunter |  | 210857417 | HRCU-A-CB-O | CH-ES09-230VO | CH-09MCT1W-230VI | Singlezone Non-Ducted, Ceiling Placement | 11000 | 8000 | 2.66 | 8500 | 2.37
Cooper&Hunter |  | 210857420 | HRCU-A-CB-O | CH-HPR06F9-230VO | CH-06MCT1W-230VI | Singlezone Non-Ducted, Ceiling Placement | 7100 | 5700 | 2.61 | 8500 | 2.03
Cooper&Hunter |  | 210857416 | HRCU-A-CB-O | CH-ES09-230VO | CH-06MCT1W-230VI | Singlezone Non-Ducted, Ceiling Placement | 7100 | 5700 | 2.61 | 8500 | 2.03
KARDA |  | 210410112 | HRCU-A-CB-O | 3KARDA12SZO | 3KARDA12CON-2 | Singlezone Non-Ducted, Wall Placement | 12000 | 10200 | 2.72 | 12300 | 2.1
BLUERIDGE |  | 209550307 | HRCU-A-CB-O | BMY6HH27C | BMM6CC2 | Singlezone Non-Ducted, Ceiling Placement | 7100 | 5700 | 2.61 | 8500 | 2.03
PERFECTAIRE |  | 210410111 | HRCU-A-CB-O | 3PAMSHH12-SZO | 3PAMSCONH12-2 | Singlezone Non-Ducted, Wall Placement | 12000 | 10200 | 2.72 | 12300 | 2.1
SENVILLE |  | 210372990 | HRCU-A-CB-O | SENA/12HF/OQ | SENA-12HF-IFU | Singlezone Non-Ducted, Wall Placement | 12000 | 10200 | 2.72 | 12300 | 2.1
SENVILLE |  | 207613965 | HRCU-A-CB-O | SENL/09CD220/OY | SENL/09CD220/IY | Singlezone Non-Ducted, Wall Placement | 10000 | 6900 | 2.53 | 6400 | 1.95
BLUERIDGE |  | 210191032 | HRCU-A-CB-O | BMY60HHUC | BM60MFCC | Singlezone Non-Ducted, Floor Placement | 60000 | 40000 | 2.58 | 56500 | 1.97
ELIOS |  | 207824534 | HRCU-A-CB | DEA18HOS28230E8 | DUA24HIDU230X5 | Singlezone Ducted, Compact Ducted | 19000 | 15800 | 2.63 | 16000 | 2
KERR |  | 210568248 | HRCU-A-CB-O | A-KMH24SV-1 | B-KMH24CV-1 | Singlezone Non-Ducted, Wall Placement | 25000 | 21000 | 2.64 | 26000 | 1.95
MOOVAIR |  | 207824533 | HRCU-A-CB | DMA18HOS28230E8 | DUA24HIDU230X5 | Singlezone Ducted, Compact Ducted | 19000 | 15800 | 2.63 | 16000 | 2
DIYCOOL |  | 210857346 | HRCU-A-CB-O | ACIQ-60ZPL-HP230B | ACIQ-60FM-HH-MB | Singlezone Non-Ducted, Floor Placement | 60000 | 40000 | 2.58 | 56500 | 1.97
C&H |  | 207742322 | HRCU-A-CB | CH-ES18-230VO | CH-M18DTUI | Singlezone Ducted, Compact Ducted | 20000 | 12600 | 2.66 | 13000 | 2.4
1HVAC |  | 210857306 | HRCU-A-CB-O | ACIQ-60ZPL-HP230B | ACIQ-60FM-HH-MB | Singlezone Non-Ducted, Floor Placement | 60000 | 40000 | 2.58 | 56500 | 1.97
ELIOS |  | 207742447 | HRCU-A-CB | DEA18HOS25230E8 | DUA18HIDU230X5 | Singlezone Ducted, Compact Ducted | 20000 | 12600 | 2.66 | 13000 | 2.4
KEEPRITE | PROCOMFORT DELUXE 18 VS HP 2-STAGE | 210465008 | HRCU-A-CB | CVH837GKA2*+TSTAT | EN(A,D,W)4X60L24** | Singlezone Ducted, Centrally Ducted | 47000 | 30600 | 2.5 | 24000 | 1.96
DAY & NIGHT | CONSTANTCOMFORT DELUXE 18 VS HP 2-STAGE | 210465007 | HRCU-A-CB | CVH837GKA2*+TSTAT | EN(A,D,W)4X60L24** | Singlezone Ducted, Centrally Ducted | 47000 | 30600 | 2.5 | 24000 | 1.96
ACIQ |  | 210857326 | HRCU-A-CB-O | ACIQ-60ZPL-HP230B | ACIQ-60FM-HH-MB | Singlezone Non-Ducted, Floor Placement | 60000 | 40000 | 2.58 | 56500 | 1.97
COMFORTMAKER | SOFTSOUND DELUXE 18 VS HP 2-STAGE | 210465006 | HRCU-A-CB | CVH837GKA2*+TSTAT | EN(A,D,W)4X60L24** | Singlezone Ducted, Centrally Ducted | 47000 | 30600 | 2.5 | 24000 | 1.96
KERR |  | 207657400 | HRCU-A-CB-O | A-KMH24SV-1 | C-VMH24CV-1 | Singlezone Non-Ducted, Wall Placement | 25000 | 21000 | 2.64 | 26000 | 1.95
MOOVAIR |  | 207742516 | HRCU-A-CB | DMA18HOS25230E8 | DUA18HIDU230X5 | Singlezone Ducted, Compact Ducted | 20000 | 12600 | 2.66 | 13000 | 2.4
Cooper&Hunter |  | 210799695 | HRCU-A-CB-O | CH-ES06-115VO | CH-06OLVWM-115VI | Singlezone Non-Ducted, Wall Placement | 7000 | 5900 | 2.93 | 6858 | 2.07
KEEPRITE | PROCOMFORT DELUXE 18 VS HP 2-STAGE | 210464820 | HRCU-A-CB | CVH837GKA2*+TSTAT | EN(A,D)4X48L24** | Singlezone Ducted, Centrally Ducted | 48000 | 31000 | 2.5 | 24400 | 1.94
DAY & NIGHT | CONSTANTCOMFORT DELUXE 18 VS HP 2-STAGE | 210464819 | HRCU-A-CB | CVH837GKA2*+TSTAT | EN(A,D)4X48L24** | Singlezone Ducted, Centrally Ducted | 48000 | 31000 | 2.5 | 24400 | 1.94
COMFORTMAKER | SOFTSOUND DELUXE 18 VS HP 2-STAGE | 210464818 | HRCU-A-CB | CVH837GKA2*+TSTAT | EN(A,D)4X48L24** | Singlezone Ducted, Centrally Ducted | 48000 | 31000 | 2.5 | 24400 | 1.94
Cooper&Hunter |  | 210799696 | HRCU-A-CB-O | CH-06OLVWM-115VO | CH-06OLVWM-115VI | Singlezone Non-Ducted, Wall Placement | 7000 | 5900 | 2.93 | 6858 | 2.07
KERR |  | 207657393 | HRCU-A-CB-O | A-KMH06SV-1 | B-KMH06SV-1 | Singlezone Non-Ducted, Wall Placement | 7000 | 8500 | 2.9 | 8581 | 2.19
KEEPRITE | PROCOMFORT DELUXE 18 VS HP 2-STAGE | 210464685 | HRCU-A-CB | CVH837GKA2*+TSTAT | EN(A,D)4X48L24** | Singlezone Ducted, Centrally Ducted | 47500 | 30600 | 2.5 | 24200 | 1.94
DAY & NIGHT | CONSTANTCOMFORT DELUXE 18 VS HP 2-STAGE | 210464684 | HRCU-A-CB | CVH837GKA2*+TSTAT | EN(A,D)4X48L24** | Singlezone Ducted, Centrally Ducted | 47500 | 30600 | 2.5 | 24200 | 1.94
COMFORTMAKER | SOFTSOUND DELUXE 18 VS HP 2-STAGE | 210464683 | HRCU-A-CB | CVH837GKA2*+TSTAT | EN(A,D)4X48L24** | Singlezone Ducted, Centrally Ducted | 47500 | 30600 | 2.5 | 24200 | 1.94
C&H |  | 210434544 | HRCU-A-CB-O | CH-06OLVWM-115VO | CH-06OLVWM-115VI | Singlezone Non-Ducted, Wall Placement | 7000 | 5900 | 2.93 | 6858 | 2.07
C&H |  | 210665996 | HRCU-A-CB-O | CH-ES06-115VO | CH-06OLVWM-115VI | Singlezone Non-Ducted, Wall Placement | 7000 | 5900 | 2.93 | 6858 | 2.07
KEEPRITE | PROCOMFORT DELUXE 18 VS HP 2-STAGE | 210464619 | HRCU-A-CB | CVH837GKA2*+TSTAT | EN(A,D)4X48L24** | Singlezone Ducted, Centrally Ducted | 47500 | 30800 | 2.5 | 24200 | 1.96
DAY & NIGHT | CONSTANTCOMFORT DELUXE 18 VS HP 2-STAGE | 210464618 | HRCU-A-CB | CVH837GKA2*+TSTAT | EN(A,D)4X48L24** | Singlezone Ducted, Centrally Ducted | 47500 | 30800 | 2.5 | 24200 | 1.96
COMFORTMAKER | SOFTSOUND DELUXE 18 VS HP 2-STAGE | 210464617 | HRCU-A-CB | CVH837GKA2*+TSTAT | EN(A,D)4X48L24** | Singlezone Ducted, Centrally Ducted | 47500 | 30800 | 2.5 | 24200 | 1.96
KEEPRITE | PROCOMFORT DELUXE 18 VS HP 2-STAGE | 210464607 | HRCU-A-CB | CVH837GKA2*+TSTAT | EN(A,D)4X48L24** | Singlezone Ducted, Centrally Ducted | 48000 | 31000 | 2.5 | 24400 | 1.96
DAY & NIGHT | CONSTANTCOMFORT DELUXE 18 VS HP 2-STAGE | 210464606 | HRCU-A-CB | CVH837GKA2*+TSTAT | EN(A,D)4X48L24** | Singlezone Ducted, Centrally Ducted | 48000 | 31000 | 2.5 | 24400 | 1.96
COMFORTMAKER | SOFTSOUND DELUXE 18 VS HP 2-STAGE | 210464605 | HRCU-A-CB | CVH837GKA2*+TSTAT | EN(A,D)4X48L24** | Singlezone Ducted, Centrally Ducted | 48000 | 31000 | 2.5 | 24400 | 1.96
KEEPRITE | PROCOMFORT DELUXE 18 VS HP 2-STAGE | 210464464 | HRCU-A-CB | CVH837GKA2*+TSTAT | EN(A,D,W)4X48L21** | Singlezone Ducted, Centrally Ducted | 48000 | 31000 | 2.5 | 24400 | 1.94
DAY & NIGHT | CONSTANTCOMFORT DELUXE 18 VS HP 2-STAGE | 210464463 | HRCU-A-CB | CVH837GKA2*+TSTAT | EN(A,D,W)4X48L21** | Singlezone Ducted, Centrally Ducted | 48000 | 31000 | 2.5 | 24400 | 1.94
COMFORTMAKER | SOFTSOUND DELUXE 18 VS HP 2-STAGE | 210464462 | HRCU-A-CB | CVH837GKA2*+TSTAT | EN(A,D,W)4X48L21** | Singlezone Ducted, Centrally Ducted | 48000 | 31000 | 2.5 | 24400 | 1.94
KEEPRITE | PROCOMFORT DELUXE 18 VS HP 2-STAGE | 210464309 | HRCU-A-CB | CVH837GKA2*+TSTAT | EN(A,D,W)4X48L21** | Singlezone Ducted, Centrally Ducted | 48000 | 31000 | 2.5 | 24400 | 1.94
DAY & NIGHT | CONSTANTCOMFORT DELUXE 18 VS HP 2-STAGE | 210464308 | HRCU-A-CB | CVH837GKA2*+TSTAT | EN(A,D,W)4X48L21** | Singlezone Ducted, Centrally Ducted | 48000 | 31000 | 2.5 | 24400 | 1.94
COMFORTMAKER | SOFTSOUND DELUXE 18 VS HP 2-STAGE | 210464307 | HRCU-A-CB | CVH837GKA2*+TSTAT | EN(A,D,W)4X48L21** | Singlezone Ducted, Centrally Ducted | 48000 | 31000 | 2.5 | 24400 | 1.94
C&H |  | 207742323 | HRCU-A-CB-O | CH-ES18-230VO | CH-18MSPHFC-230VI | Singlezone Non-Ducted, Floor Placement | 20000 | 12800 | 2.52 | 13000 | 2.08
KEEPRITE | PROCOMFORT DELUXE 18 VS HP 2-STAGE | 210464174 | HRCU-A-CB | CVH837GKA2*+TSTAT | EN(A,D,W)4X48L21** | Singlezone Ducted, Centrally Ducted | 47500 | 30800 | 2.5 | 24200 | 1.96
DAY & NIGHT | CONSTANTCOMFORT DELUXE 18 VS HP 2-STAGE | 210464173 | HRCU-A-CB | CVH837GKA2*+TSTAT | EN(A,D,W)4X48L21** | Singlezone Ducted, Centrally Ducted | 47500 | 30800 | 2.5 | 24200 | 1.96
COMFORTMAKER | SOFTSOUND DELUXE 18 VS HP 2-STAGE | 210464172 | HRCU-A-CB | CVH837GKA2*+TSTAT | EN(A,D,W)4X48L21** | Singlezone Ducted, Centrally Ducted | 47500 | 30800 | 2.5 | 24200 | 1.96
KEEPRITE | PROCOMFORT DELUXE 18 VS HP 2-STAGE | 210462021 | HRCU-A-CB | CVH837GKA2*+TSTAT | EA*4X61L24A* | Singlezone Ducted, Centrally Ducted | 47000 | 30800 | 2.52 | 24400 | 1.98
DAY & NIGHT | CONSTANTCOMFORT DELUXE 18 VS HP 2-STAGE | 210462020 | HRCU-A-CB | CVH837GKA2*+TSTAT | EA*4X61L24A* | Singlezone Ducted, Centrally Ducted | 47000 | 30800 | 2.52 | 24400 | 1.98
COMFORTMAKER | SOFTSOUND DELUXE 18 VS HP 2-STAGE | 210462019 | HRCU-A-CB | CVH837GKA2*+TSTAT | EA*4X61L24A* | Singlezone Ducted, Centrally Ducted | 47000 | 30800 | 2.52 | 24400 | 1.98
KEEPRITE | PROCOMFORT DELUXE 18 VS HP 2-STAGE | 210461966 | HRCU-A-CB | CVH837GKA2*+TSTAT | EA*4X61L24A* | Singlezone Ducted, Centrally Ducted | 47000 | 30600 | 2.5 | 24400 | 1.98
DAY & NIGHT | CONSTANTCOMFORT DELUXE 18 VS HP 2-STAGE | 210461965 | HRCU-A-CB | CVH837GKA2*+TSTAT | EA*4X61L24A* | Singlezone Ducted, Centrally Ducted | 47000 | 30600 | 2.5 | 24400 | 1.98
COMFORTMAKER | SOFTSOUND DELUXE 18 VS HP 2-STAGE | 210461964 | HRCU-A-CB | CVH837GKA2*+TSTAT | EA*4X61L24A* | Singlezone Ducted, Centrally Ducted | 47000 | 30600 | 2.5 | 24400 | 1.98
KEEPRITE | PROCOMFORT DELUXE 18 VS HP 2-STAGE | 210461842 | HRCU-A-CB | CVH837GKA2*+TSTAT | EA*4X61L24A* | Singlezone Ducted, Centrally Ducted | 47000 | 30600 | 2.5 | 24400 | 1.98
DAY & NIGHT | CONSTANTCOMFORT DELUXE 18 VS HP 2-STAGE | 210461841 | HRCU-A-CB | CVH837GKA2*+TSTAT | EA*4X61L24A* | Singlezone Ducted, Centrally Ducted | 47000 | 30600 | 2.5 | 24400 | 1.98
COMFORTMAKER | SOFTSOUND DELUXE 18 VS HP 2-STAGE | 210461840 | HRCU-A-CB | CVH837GKA2*+TSTAT | EA*4X61L24A* | Singlezone Ducted, Centrally Ducted | 47000 | 30600 | 2.5 | 24400 | 1.98
KEEPRITE | PROCOMFORT DELUXE 18 VS HP 2-STAGE | 210461831 | HRCU-A-CB | CVH837GKA2*+TSTAT | EA*4X61L24A* | Singlezone Ducted, Centrally Ducted | 46500 | 30400 | 2.5 | 24000 | 1.96
DAY & NIGHT | CONSTANTCOMFORT DELUXE 18 VS HP 2-STAGE | 210461830 | HRCU-A-CB | CVH837GKA2*+TSTAT | EA*4X61L24A* | Singlezone Ducted, Centrally Ducted | 46500 | 30400 | 2.5 | 24000 | 1.96
COMFORTMAKER | SOFTSOUND DELUXE 18 VS HP 2-STAGE | 210461829 | HRCU-A-CB | CVH837GKA2*+TSTAT | EA*4X61L24A* | Singlezone Ducted, Centrally Ducted | 46500 | 30400 | 2.5 | 24000 | 1.96
KEEPRITE | PROCOMFORT DELUXE 18 VS HP 2-STAGE | 210461809 | HRCU-A-CB | CVH837GKA2*+TSTAT | EA*4X61L24A* | Singlezone Ducted, Centrally Ducted | 47000 | 30600 | 2.5 | 24400 | 1.98
DAY & NIGHT | CONSTANTCOMFORT DELUXE 18 VS HP 2-STAGE | 210461808 | HRCU-A-CB | CVH837GKA2*+TSTAT | EA*4X61L24A* | Singlezone Ducted, Centrally Ducted | 47000 | 30600 | 2.5 | 24400 | 1.98
COMFORTMAKER | SOFTSOUND DELUXE 18 VS HP 2-STAGE | 210461807 | HRCU-A-CB | CVH837GKA2*+TSTAT | EA*4X61L24A* | Singlezone Ducted, Centrally Ducted | 47000 | 30600 | 2.5 | 24400 | 1.98
KEEPRITE | PROCOMFORT DELUXE 18 VS HP 2-STAGE | 210461798 | HRCU-A-CB | CVH837GKA2*+TSTAT | EA*4X61L24A* | Singlezone Ducted, Centrally Ducted | 47000 | 30600 | 2.5 | 24400 | 1.96
DAY & NIGHT | CONSTANTCOMFORT DELUXE 18 VS HP 2-STAGE | 210461797 | HRCU-A-CB | CVH837GKA2*+TSTAT | EA*4X61L24A* | Singlezone Ducted, Centrally Ducted | 47000 | 30600 | 2.5 | 24400 | 1.96
COMFORTMAKER | SOFTSOUND DELUXE 18 VS HP 2-STAGE | 210461796 | HRCU-A-CB | CVH837GKA2*+TSTAT | EA*4X61L24A* | Singlezone Ducted, Centrally Ducted | 47000 | 30600 | 2.5 | 24400 | 1.96
KEEPRITE | PROCOMFORT DELUXE 18 VS HP 2-STAGE | 210461765 | HRCU-A-CB | CVH837GKA2*+TSTAT | EA*4X61L24A* | Singlezone Ducted, Centrally Ducted | 46500 | 30400 | 2.5 | 24200 | 1.98
DAY & NIGHT | CONSTANTCOMFORT DELUXE 18 VS HP 2-STAGE | 210461764 | HRCU-A-CB | CVH837GKA2*+TSTAT | EA*4X61L24A* | Singlezone Ducted, Centrally Ducted | 46500 | 30400 | 2.5 | 24200 | 1.98
COMFORTMAKER | SOFTSOUND DELUXE 18 VS HP 2-STAGE | 210461763 | HRCU-A-CB | CVH837GKA2*+TSTAT | EA*4X61L24A* | Singlezone Ducted, Centrally Ducted | 46500 | 30400 | 2.5 | 24200 | 1.98
KEEPRITE | PROCOMFORT DELUXE 18 VS HP 2-STAGE | 210461753 | HRCU-A-CB | CVH837GKA2*+TSTAT | EA*4X61L24A* | Singlezone Ducted, Centrally Ducted | 46500 | 30600 | 2.5 | 24200 | 1.98
DAY & NIGHT | CONSTANTCOMFORT DELUXE 18 VS HP 2-STAGE | 210461752 | HRCU-A-CB | CVH837GKA2*+TSTAT | EA*4X61L24A* | Singlezone Ducted, Centrally Ducted | 46500 | 30600 | 2.5 | 24200 | 1.98
COMFORTMAKER | SOFTSOUND DELUXE 18 VS HP 2-STAGE | 210461751 | HRCU-A-CB | CVH837GKA2*+TSTAT | EA*4X61L24A* | Singlezone Ducted, Centrally Ducted | 46500 | 30600 | 2.5 | 24200 | 1.98
C&H |  | 207740514 | HRCU-A-CB-O | CH-ES18-230VO | CH-18MOLVWM-230VI | Singlezone Non-Ducted, Wall Placement | 18000 | 14100 | 2.65 | 12829 | 2.35
KEEPRITE | PROCOMFORT DELUXE 18 VS HP 2-STAGE | 210461455 | HRCU-A-CB | CVH837GKA2*+TSTAT | EA*4X61L21A* | Singlezone Ducted, Centrally Ducted | 46500 | 30600 | 2.5 | 24400 | 1.96
DAY & NIGHT | CONSTANTCOMFORT DELUXE 18 VS HP 2-STAGE | 210461454 | HRCU-A-CB | CVH837GKA2*+TSTAT | EA*4X61L21A* | Singlezone Ducted, Centrally Ducted | 46500 | 30600 | 2.5 | 24400 | 1.96
COMFORTMAKER | SOFTSOUND DELUXE 18 VS HP 2-STAGE | 210461453 | HRCU-A-CB | CVH837GKA2*+TSTAT | EA*4X61L21A* | Singlezone Ducted, Centrally Ducted | 46500 | 30600 | 2.5 | 24400 | 1.96
KEEPRITE | PROCOMFORT DELUXE 18 VS HP 2-STAGE | 210461432 | HRCU-A-CB | CVH837GKA2*+TSTAT | EA*4X61L21A* | Singlezone Ducted, Centrally Ducted | 47000 | 30600 | 2.5 | 24400 | 1.98
DAY & NIGHT | CONSTANTCOMFORT DELUXE 18 VS HP 2-STAGE | 210461431 | HRCU-A-CB | CVH837GKA2*+TSTAT | EA*4X61L21A* | Singlezone Ducted, Centrally Ducted | 47000 | 30600 | 2.5 | 24400 | 1.98
COMFORTMAKER | SOFTSOUND DELUXE 18 VS HP 2-STAGE | 210461430 | HRCU-A-CB | CVH837GKA2*+TSTAT | EA*4X61L21A* | Singlezone Ducted, Centrally Ducted | 47000 | 30600 | 2.5 | 24400 | 1.98
KEEPRITE | PROCOMFORT DELUXE 18 VS HP 2-STAGE | 210461419 | HRCU-A-CB | CVH837GKA2*+TSTAT | EA*4X61L21A* | Singlezone Ducted, Centrally Ducted | 47000 | 30600 | 2.5 | 24400 | 1.98
DAY & NIGHT | CONSTANTCOMFORT DELUXE 18 VS HP 2-STAGE | 210461418 | HRCU-A-CB | CVH837GKA2*+TSTAT | EA*4X61L21A* | Singlezone Ducted, Centrally Ducted | 47000 | 30600 | 2.5 | 24400 | 1.98
COMFORTMAKER | SOFTSOUND DELUXE 18 VS HP 2-STAGE | 210461417 | HRCU-A-CB | CVH837GKA2*+TSTAT | EA*4X61L21A* | Singlezone Ducted, Centrally Ducted | 47000 | 30600 | 2.5 | 24400 | 1.98
KEEPRITE | PROCOMFORT DELUXE 18 VS HP 2-STAGE | 210461331 | HRCU-A-CB | CVH837GKA2*+TSTAT | EA*4X61L21A* | Singlezone Ducted, Centrally Ducted | 46500 | 30400 | 2.5 | 24200 | 1.96
DUCTLESSAIRE |  | 208136306 | HRCU-A-CB-O | DA0921-H2-O* | DA0921-H2-I* | Singlezone Non-Ducted, Wall Placement | 10000 | 8300 | 2.67 | 6544 | 1.98
DAY & NIGHT | CONSTANTCOMFORT DELUXE 18 VS HP 2-STAGE | 210461330 | HRCU-A-CB | CVH837GKA2*+TSTAT | EA*4X61L21A* | Singlezone Ducted, Centrally Ducted | 46500 | 30400 | 2.5 | 24200 | 1.96
COMFORTMAKER | SOFTSOUND DELUXE 18 VS HP 2-STAGE | 210461329 | HRCU-A-CB | CVH837GKA2*+TSTAT | EA*4X61L21A* | Singlezone Ducted, Centrally Ducted | 46500 | 30400 | 2.5 | 24200 | 1.96
SLIMAIR |  | 208447952 | HMSV-A-CB | SHC3Z27VC2AG |  | Multizone All Ducted | 28000 | 22000 | 2.6 | 20000 | 2.14
SENVILLE |  | 207641333 | HMSV-A-CB | SENA/30HF/MOQ |  | Multizone All Ducted | 28000 | 22000 | 2.6 | 20000 | 2.14
FUJIECO | T-PRO | 211306460 | HMSR-A-CB-O | FES-27H2TK-M3O |  | Multizone All Non-Ducted | 26000 | 18100 | 2.95 | 16250 | 2.27
FUJIECO | T-PRO | 211306454 | HRCU-A-CB-O | FES-24H2TK-ES(O) | FES-24H2TK-ES(I) | Singlezone Non-Ducted, Wall Placement | 24000 | 13900 | 2.75 | 16720 | 1.96
Durastar | DRA1 | 210568102 | HRCU-A-CB-O | DRA1U09S1B | DRAL06F1A | Singlezone Non-Ducted, Ceiling Placement | 7100 | 5700 | 2.61 | 8500 | 2.03
Durastar | DRA1 | 210568106 | HRCU-A-CB-O | DRA1U09S1B | DRAL09F1A | Singlezone Non-Ducted, Ceiling Placement | 11000 | 8000 | 2.66 | 8500 | 2.37
Durastar | DRA1 | 210568108 | HRCU-A-CB-O | DRA1U18S1B | DRAL18F1A | Singlezone Non-Ducted, Ceiling Placement | 19000 | 12200 | 2.79 | 13100 | 2.3
Durastar | DRA1 | 210568109 | HRCU-A-CB-O | DRA1H12S1A | DRAS12F1C | Singlezone Non-Ducted, Wall Placement | 12000 | 10200 | 2.72 | 12300 | 2.1
Durastar | DRA5 | 210568224 | HMSV-A-CB | DRA5H55M1A |  | Multizone All Ducted | 55000 | 35200 | 2.5 | 47000 | 1.94
Durastar | DRA3 | 207787175 | HMSV-A-CB | DRA3U28M1B |  | Multizone All Ducted | 28000 | 22000 | 2.6 | 20000 | 2.14
Durastar | DRA1 | 207787141 | HRCU-A-CB | DRA1U18S1B | DRAD18F1A | Singlezone Ducted, Compact Ducted | 20000 | 12600 | 2.66 | 13000 | 2.4
Durastar | DRA1 | 207787142 | HRCU-A-CB-O | DRA1U18S1B | DRAF18F1A | Singlezone Non-Ducted, Floor Placement | 20000 | 12800 | 2.52 | 13000 | 2.08
Durastar | DRA1 | 207787132 | HRCU-A-CB-O | DRA1U18S1B | DRAW18F1B | Singlezone Non-Ducted, Wall Placement | 18000 | 14100 | 2.65 | 12829 | 2.35
Durastar | DRA1 | 210568114 | HRCU-A-CB-O | DRA1H24S1A | DRAC24F1B | Singlezone Non-Ducted, Wall Placement | 25000 | 21000 | 2.64 | 26000 | 1.95
Durastar | DRA1 | 207787144 | HRCU-A-CB-O | DRA1U24S1B | DRAC24F1B | Singlezone Non-Ducted, Wall Placement | 25000 | 19000 | 2.6 | 18900 | 1.96
Durastar | DRA1 | 207787130 | HRCU-A-CB-O | DRA1U09S1B | DRAW09F1B | Singlezone Non-Ducted, Wall Placement | 10000 | 8100 | 2.7 | 8564 | 2.22
Durastar | DRA1 | 207787131 | HRCU-A-CB-O | DRA1U12S1B | DRAW12F1B | Singlezone Non-Ducted, Wall Placement | 12000 | 10000 | 2.69 | 8820 | 2.25
AC PRO.COM |  | 207827139 | HRCU-A-CB-O | AOX230-09HFN1-MT0W | ASABA-09HRFN1-MU5W | Singlezone Non-Ducted, Wall Placement | 10000 | 6900 | 2.53 | 6400 | 1.95
C&H |  | 207740525 | HRCU-A-CB-O | CH-NY09MIA-230VO | CH-NY09MIA-230VI | Singlezone Non-Ducted, Wall Placement | 10000 | 6900 | 2.53 | 6400 | 1.95
Durastar | DRA1 | 210568112 | HRCU-A-CB-O | DRA1H12S1A | DRAC12F1A | Singlezone Non-Ducted, Ceiling Placement | 12000 | 9900 | 2.55 | 11500 | 1.9
Durastar | DRA1 | 207787139 | HRCU-A-CB-O | DRA1U12S1B | DRAS12F1B | Singlezone Non-Ducted, Wall Placement | 12000 | 9000 | 2.69 | 8400 | 2.26
Durastar | DRA1 | 207787138 | HRCU-A-CB-O | DRA1U12S1B | DRAS12F1A | Singlezone Non-Ducted, Wall Placement | 12000 | 9000 | 2.69 | 8400 | 2.26
Durastar | DRA1 | 207787137 | HRCU-A-CB | DRA1U12S1B | DRAD12F1A | Singlezone Ducted, Compact Ducted | 12000 | 9300 | 2.78 | 8400 | 2.26
Durastar | DRA1 | 207787135 | HRCU-A-CB | DRA1U09S1B | DRAD09F1A | Singlezone Ducted, Compact Ducted | 10000 | 7700 | 2.59 | 8000 | 2.09
PIONEER |  | 208121965 | HMSV-A-CB | YN030GMFI22M3E |  | Multizone All Ducted | 28000 | 22000 | 2.6 | 20000 | 2.14
Durastar | DRA1 | 207787136 | HRCU-A-CB-O | DRA1U12S1B | DRAC12F1A | Singlezone Non-Ducted, Ceiling Placement | 12000 | 8900 | 2.75 | 8000 | 2.28
BLUERIDGE |  | 207339180 | HRCU-A-CB-O | BMY18DIY22C | BMY18DIY22WM | Singlezone Non-Ducted, Wall Placement | 18000 | 13800 | 2.54 | 11700 | 2.05
BLUERIDGE |  | 207339179 | HRCU-A-CB-O | BMY12DIY22C | BMY12DIY22WM | Singlezone Non-Ducted, Wall Placement | 12000 | 7500 | 2.59 | 6400 | 1.95
C&H |  | 207742335 | HRCU-A-CB-O | CH-HPR24-230VO | CH-N24MSPHCT-230VI | Singlezone Non-Ducted, Wall Placement | 25000 | 21000 | 2.64 | 26000 | 1.95
ELIOS |  | 207742442 | HRCU-A-CB-O | DEA24HOS28230E8 | DUA24HICU230X5 | Singlezone Non-Ducted, Wall Placement | 25000 | 21000 | 2.64 | 26000 | 1.95
MOOVAIR |  | 207742511 | HRCU-A-CB-O | DMA24HOS28230E8 | DUA24HICU230X5 | Singlezone Non-Ducted, Wall Placement | 25000 | 21000 | 2.64 | 26000 | 1.95
KERR |  | 210568256 | HRCU-A-CB-O | A-KMH12SV-1 | B-KMH12CU-1 | Singlezone Non-Ducted, Ceiling Placement | 12000 | 9900 | 2.55 | 11500 | 1.9
MRCOOL |  | 208552953 | HMSV-A-CB | MULTI3-27HP230B |  | Multizone All Ducted | 28000 | 22000 | 2.6 | 20000 | 2.14
LENNOX |  | 211034458 | HRCU-A-CB-O | MLB024S4S-1P | M33C024S4-*P | Singlezone Non-Ducted, Ceiling Placement | 25000 | 21000 | 4.05 | 25850 | 1.9
MOOVAIR |  | 207742505 | HRCU-A-CB-O | DMA24HOS25230E8 | DUA24HICU230X5 | Singlezone Non-Ducted, Wall Placement | 25000 | 19000 | 2.6 | 18900 | 1.96
SENVILLE |  | 207641342 | HRCU-A-CB-O | SENA/12HF/OQ | SENA/12HF/ICZ | Singlezone Non-Ducted, Ceiling Placement | 12000 | 9900 | 2.55 | 11500 | 1.9
LENNOX |  | 211034444 | HRCU-A-CB | MLB009S4S-1P | MMDB009S4-*P | Singlezone Ducted, Compact Ducted | 10000 | 10100 | 4.35 | 10900 | 1.9
LENNOX |  | 211034435 | HRCU-A-CB-O | MPC012S4S-1P | M22A012S4-*P | Singlezone Non-Ducted, Ceiling Placement | 12000 | 8900 | 3.22 | 7786 | 1.92
LENNOX |  | 211034434 | HRCU-A-CB-O | MPC009S4S-1P | M22A009S4-*P | Singlezone Non-Ducted, Ceiling Placement | 10000 | 7500 | 3.33 | 8588 | 2.05
LENNOX |  | 211034431 | HRCU-A-CB-O | MPC024S4S-1P | MCFA024S4-*P | Singlezone Non-Ducted, Floor Placement | 24000 | 16000 | 3.13 | 18500 | 2.16
LENNOX |  | 211034430 | HRCU-A-CB-O | MPC018S4S-1P | MCFB018S4-*P | Singlezone Non-Ducted, Floor Placement | 20000 | 12800 | 2.5 | 11662 | 2.11
LENNOX |  | 211034429 | HRCU-A-CB-O | MPC012S4S-1P | MFMA012S4-*P | Singlezone Non-Ducted, Floor Placement | 12000 | 9000 | 3.3 | 8653 | 2.35
MOOVAIR |  | 207742533 | HMSV-A-CB | DMA27HOM23230X2 |  | Multizone All Ducted | 28000 | 22000 | 2.6 | 20000 | 2.14
LENNOX |  | 211034425 | HRCU-A-CB | MPC018S4S-1P | MMDB018S4-*P | Singlezone Ducted, Compact Ducted | 20000 | 12600 | 2.74 | 11966 | 2.21
LENNOX |  | 211034424 | HRCU-A-CB | MPC012S4S-1P | MMDB012S4-*P | Singlezone Ducted, Compact Ducted | 12000 | 9300 | 3.13 | 8500 | 1.99
LENNOX |  | 211034423 | HRCU-A-CB | MPC009S4S-1P | MMDB009S4-*P | Singlezone Ducted, Compact Ducted | 10000 | 7700 | 3.53 | 8499 | 2.4
C&H |  | 207742324 | HRCU-A-CB-O | CH-ES24-230VO | CH-N24MSPHCT-230VI | Singlezone Non-Ducted, Wall Placement | 25000 | 19000 | 2.6 | 18900 | 1.96
CUSTOM COMFORT |  | 212365450 | HRCU-A-CB | CCOXHA24V18HP | CCOXHAAH24V18 | Singlezone Ducted, Centrally Ducted | 19000 | 13500 | 2.6 | 18629 | 2.04
LENNOX |  | 211034419 | HRCU-A-CB-O | MPC024S4S-1P | MWMC024S4-*P | Singlezone Non-Ducted, Wall Placement | 25000 | 16200 | 3.08 | 17500 | 2.04
CUSTOM COMFORT |  | 212365451 | HRCU-A-CB | CCOXHA24V24HP | CCOXHAAH24V24 | Singlezone Ducted, Centrally Ducted | 24000 | 19200 | 2.5 | 24071 | 1.91
LENNOX |  | 211034418 | HRCU-A-CB-O | MPC018S4S-1P | MWMC018S4-*P | Singlezone Non-Ducted, Wall Placement | 19000 | 14900 | 2.99 | 12184 | 2.25
LENNOX |  | 211034417 | HRCU-A-CB-O | MPC012S4S-1P | MWMC012S4-*P | Singlezone Non-Ducted, Wall Placement | 12000 | 9000 | 3.22 | 8465 | 2.26
LENNOX |  | 211034416 | HRCU-A-CB-O | MPC009S4S-1P | MWMC009S4-*P | Singlezone Non-Ducted, Wall Placement | 10000 | 8500 | 4.15 | 8622 | 2.38
CUSTOM COMFORT |  | 212365445 | HRCU-A-CB | CCOXHASZ17HP | CCOXHAAHU18 | Singlezone Ducted, Centrally Ducted | 19000 | 15400 | 2.7 | 18295 | 2
CUSTOM COMFORT |  | 212365455 | HRCU-A-CB | CCOXHA24V60HP | CCOXHAAH24V60 | Singlezone Ducted, Centrally Ducted | 59000 | 42000 | 2.6 | 54356 | 1.91
CUSTOM COMFORT |  | 212365449 | HRCU-A-CB | CCOXHASZ60CHP | CCOXHAAHUC60 | Singlezone Ducted, Centrally Ducted | 60000 | 41000 | 2.56 | 57600 | 1.96
DUCANE |  | 211034586 | HRCU-A-CB-O | 4DHP2S12S-1P | D22C112S4-*P | Singlezone Non-Ducted, Ceiling Placement | 12000 | 8900 | 3.22 | 7786 | 1.92
DUCANE |  | 211034585 | HRCU-A-CB-O | 4DHPS209S-1P | D22C109S4-*P | Singlezone Non-Ducted, Ceiling Placement | 10000 | 7500 | 3.33 | 8588 | 2.05
MOOVAIR |  | 208136320 | HMSV-A-CB | DMA55HOM25230X3 |  | Multizone All Ducted | 55000 | 35200 | 2.5 | 47000 | 1.94
DUCANE |  | 211034581 | HRCU-A-CB | 4DHP2S18S-1P | DMD218S4-*P | Singlezone Ducted, Compact Ducted | 20000 | 12600 | 2.74 | 11966 | 2.21
DUCANE |  | 211034580 | HRCU-A-CB | 4DHP2S12S-1P | DMD212S4-*P | Singlezone Ducted, Compact Ducted | 12000 | 9300 | 3.13 | 8500 | 1.99
DUCANE |  | 211034579 | HRCU-A-CB | 4DHPS209S-1P | DMD209S4-*P | Singlezone Ducted, Compact Ducted | 10000 | 7700 | 3.53 | 8499 | 2.4
DUCANE |  | 211034575 | HRCU-A-CB-O | 4DHP2S24S-1P | DWM224S4-*P | Singlezone Non-Ducted, Wall Placement | 25000 | 16200 | 3.08 | 17500 | 2.04
DUCANE |  | 211034574 | HRCU-A-CB-O | 4DHP2S18S-1P | DWM218S4-*P | Singlezone Non-Ducted, Wall Placement | 19000 | 14900 | 2.99 | 12184 | 2.25
CUSTOM COMFORT |  | 212365410 | HRCU-A-CB-O | CCOXHASZ12HP | CCOXHA4C12 | Singlezone Non-Ducted, Ceiling Placement | 12000 | 9900 | 2.55 | 11500 | 1.9
DUCANE |  | 211034573 | HRCU-A-CB-O | 4DHP2S12S-1P | DWM212S4-*P | Singlezone Non-Ducted, Wall Placement | 12000 | 9000 | 3.22 | 8465 | 2.26
DUCANE |  | 211034572 | HRCU-A-CB-O | 4DHPS209S-1P | DWM209S4-*P | Singlezone Non-Ducted, Wall Placement | 10000 | 8500 | 4.15 | 8622 | 2.38
LBG Products |  | 207641307 | HMSV-A-CB | LMHB27DO |  | Multizone All Ducted | 28000 | 22000 | 2.6 | 20000 | 2.14
CONCORD |  | 211034560 | HRCU-A-CB-O | 4DHP2S12S-1P | D22C112S4-*P | Singlezone Non-Ducted, Ceiling Placement | 12000 | 8900 | 3.22 | 7786 | 1.92
CONCORD |  | 211034559 | HRCU-A-CB-O | 4DHPS209S-1P | D22C109S4-*P | Singlezone Non-Ducted, Ceiling Placement | 10000 | 7500 | 3.33 | 8588 | 2.05
CONCORD |  | 211034555 | HRCU-A-CB | 4DHP2S18S-1P | DMD218S4-*P | Singlezone Ducted, Compact Ducted | 20000 | 12600 | 2.74 | 11966 | 2.21
CONCORD |  | 211034554 | HRCU-A-CB | 4DHP2S12S-1P | DMD212S4-*P | Singlezone Ducted, Compact Ducted | 12000 | 9300 | 3.13 | 8500 | 1.99
CUSTOM COMFORT |  | 212365403 | HRCU-A-CB-O | CCOXHASZ06HP | CCOXHAWM06 | Singlezone Non-Ducted, Wall Placement | 7000 | 8500 | 2.9 | 8581 | 2.19
CONCORD |  | 211034553 | HRCU-A-CB | 4DHPS209S-1P | DMD209S4-*P | Singlezone Ducted, Compact Ducted | 10000 | 7700 | 3.53 | 8499 | 2.4
CONCORD |  | 211034549 | HRCU-A-CB-O | 4DHP2S24S-1P | DWM224S4-*P | Singlezone Non-Ducted, Wall Placement | 25000 | 16200 | 3.08 | 17500 | 2.04
CONCORD |  | 211034548 | HRCU-A-CB-O | 4DHP2S18S-1P | DWM218S4-*P | Singlezone Non-Ducted, Wall Placement | 19000 | 14900 | 2.99 | 12184 | 2.25
CONCORD |  | 211034547 | HRCU-A-CB-O | 4DHP2S12S-1P | DWM212S4-*P | Singlezone Non-Ducted, Wall Placement | 12000 | 9000 | 3.22 | 8465 | 2.26
CONCORD |  | 211034546 | HRCU-A-CB-O | 4DHPS209S-1P | DWM209S4-*P | Singlezone Non-Ducted, Wall Placement | 10000 | 8500 | 4.15 | 8622 | 2.38
CUSTOM COMFORT |  | 212365412 | HRCU-A-CB-O | CCOXHASZ24HP | CCOXHA4C24 | Singlezone Non-Ducted, Wall Placement | 25000 | 21000 | 2.64 | 26000 | 1.95
Armstrong Air |  | 211034534 | HRCU-A-CB-O | 4DHP2S12S-1P | D22C112S4-*P | Singlezone Non-Ducted, Ceiling Placement | 12000 | 8900 | 3.22 | 7786 | 1.92
Armstrong Air |  | 211034533 | HRCU-A-CB-O | 4DHPS209S-1P | D22C109S4-*P | Singlezone Non-Ducted, Ceiling Placement | 10000 | 7500 | 3.33 | 8588 | 2.05
CUSTOM COMFORT |  | 212365443 | HMSV-A-CB | CCOXHAMZ555HP |  | Multizone All Ducted | 55000 | 35200 | 2.5 | 47000 | 1.94
Armstrong Air |  | 211034529 | HRCU-A-CB | 4DHP2S18S-1P | DMD218S4-*P | Singlezone Ducted, Compact Ducted | 20000 | 12600 | 2.74 | 11966 | 2.21
Armstrong Air |  | 211034528 | HRCU-A-CB | 4DHP2S12S-1P | DMD212S4-*P | Singlezone Ducted, Compact Ducted | 12000 | 9300 | 3.13 | 8500 | 1.99
CUSTOM COMFORT |  | 212365422 | HRCU-A-CB-O | CCOXHASZ12HP | CCOXHAFM12 | Singlezone Non-Ducted, Wall Placement | 12000 | 10200 | 2.72 | 12300 | 2.1
Armstrong Air |  | 211034527 | HRCU-A-CB | 4DHPS209S-1P | DMD209S4-*P | Singlezone Ducted, Compact Ducted | 10000 | 7700 | 3.53 | 8499 | 2.4
Armstrong Air |  | 211034523 | HRCU-A-CB-O | 4DHP2S24S-1P | DWM224S4-*P | Singlezone Non-Ducted, Wall Placement | 25000 | 16200 | 3.08 | 17500 | 2.04
Armstrong Air |  | 211034522 | HRCU-A-CB-O | 4DHP2S18S-1P | DWM218S4-*P | Singlezone Non-Ducted, Wall Placement | 19000 | 14900 | 2.99 | 12184 | 2.25
Armstrong Air |  | 211034521 | HRCU-A-CB-O | 4DHP2S12S-1P | DWM212S4-*P | Singlezone Non-Ducted, Wall Placement | 12000 | 9000 | 3.22 | 8465 | 2.26
Armstrong Air |  | 211034520 | HRCU-A-CB-O | 4DHPS209S-1P | DWM209S4-*P | Singlezone Non-Ducted, Wall Placement | 10000 | 8500 | 4.15 | 8622 | 2.38
CUSTOM COMFORT |  | 212365429 | HRCU-A-CB-O | CCOXHASZ06HP | CCOXHA1C06 | Singlezone Non-Ducted, Ceiling Placement | 7100 | 5700 | 2.61 | 8500 | 2.03
Allied |  | 211034508 | HRCU-A-CB-O | 4DHP2S12S-1P | D22C112S4-*P | Singlezone Non-Ducted, Ceiling Placement | 12000 | 8900 | 3.22 | 7786 | 1.92
Allied |  | 211034507 | HRCU-A-CB-O | 4DHPS209S-1P | D22C109S4-*P | Singlezone Non-Ducted, Ceiling Placement | 10000 | 7500 | 3.33 | 8588 | 2.05
CUSTOM COMFORT |  | 212365428 | HRCU-A-CB-O | CCOXHASZ60CHP | CCOXHAFC60 | Singlezone Non-Ducted, Floor Placement | 60000 | 40000 | 2.58 | 56500 | 1.97
Allied |  | 211034503 | HRCU-A-CB | 4DHP2S18S-1P | DMD218S4-*P | Singlezone Ducted, Compact Ducted | 20000 | 12600 | 2.74 | 11966 | 2.21
Allied |  | 211034502 | HRCU-A-CB | 4DHP2S12S-1P | DMD212S4-*P | Singlezone Ducted, Compact Ducted | 12000 | 9300 | 3.13 | 8500 | 1.99
Allied |  | 211034501 | HRCU-A-CB | 4DHPS209S-1P | DMD209S4-*P | Singlezone Ducted, Compact Ducted | 10000 | 7700 | 3.53 | 8499 | 2.4
Allied |  | 211034497 | HRCU-A-CB-O | 4DHP2S24S-1P | DWM224S4-*P | Singlezone Non-Ducted, Wall Placement | 25000 | 16200 | 3.08 | 17500 | 2.04
Allied |  | 211034496 | HRCU-A-CB-O | 4DHP2S18S-1P | DWM218S4-*P | Singlezone Non-Ducted, Wall Placement | 19000 | 14900 | 2.99 | 12184 | 2.25
Allied |  | 211034495 | HRCU-A-CB-O | 4DHP2S12S-1P | DWM212S4-*P | Singlezone Non-Ducted, Wall Placement | 12000 | 9000 | 3.22 | 8465 | 2.26
Allied |  | 211034494 | HRCU-A-CB-O | 4DHPS209S-1P | DWM209S4-*P | Singlezone Non-Ducted, Wall Placement | 10000 | 8500 | 4.15 | 8622 | 2.38
AirEase |  | 211034482 | HRCU-A-CB-O | 4DHP2S12S-1P | D22C112S4-*P | Singlezone Non-Ducted, Ceiling Placement | 12000 | 8900 | 3.22 | 7786 | 1.92
AirEase |  | 211034481 | HRCU-A-CB-O | 4DHPS209S-1P | D22C109S4-*P | Singlezone Non-Ducted, Ceiling Placement | 10000 | 7500 | 3.33 | 8588 | 2.05
AirEase |  | 211034477 | HRCU-A-CB | 4DHP2S18S-1P | DMD218S4-*P | Singlezone Ducted, Compact Ducted | 20000 | 12600 | 2.74 | 11966 | 2.21
AirEase |  | 211034476 | HRCU-A-CB | 4DHP2S12S-1P | DMD212S4-*P | Singlezone Ducted, Compact Ducted | 12000 | 9300 | 3.13 | 8500 | 1.99
KANIONCO |  | 207691850 | HMSV-A-CB | KWSMO-30R410AIHMV |  | Multizone All Ducted | 28000 | 22000 | 2.6 | 20000 | 2.14
AirEase |  | 211034475 | HRCU-A-CB | 4DHPS209S-1P | DMD209S4-*P | Singlezone Ducted, Compact Ducted | 10000 | 7700 | 3.53 | 8499 | 2.4
AirEase |  | 211034471 | HRCU-A-CB-O | 4DHP2S24S-1P | DWM224S4-*P | Singlezone Non-Ducted, Wall Placement | 25000 | 16200 | 3.08 | 17500 | 2.04
AirEase |  | 211034470 | HRCU-A-CB-O | 4DHP2S18S-1P | DWM218S4-*P | Singlezone Non-Ducted, Wall Placement | 19000 | 14900 | 2.99 | 12184 | 2.25
AirEase |  | 211034469 | HRCU-A-CB-O | 4DHP2S12S-1P | DWM212S4-*P | Singlezone Non-Ducted, Wall Placement | 12000 | 9000 | 3.22 | 8465 | 2.26
AirEase |  | 211034468 | HRCU-A-CB-O | 4DHPS209S-1P | DWM209S4-*P | Singlezone Non-Ducted, Wall Placement | 10000 | 8500 | 4.15 | 8622 | 2.38
LENNOX |  | 207683500 | HRCU-A-CB-O | MPC024S4S-1P | MWMC024S4-1P | Singlezone Non-Ducted, Wall Placement | 25000 | 16200 | 3.08 | 17500 | 2.04
LENNOX |  | 207683511 | HRCU-A-CB-O | MPC024S4S-1P | MCFA024S4-2P | Singlezone Non-Ducted, Floor Placement | 24000 | 16000 | 3.13 | 18500 | 2.16
LENNOX |  | 207699117 | HMSV-A-CB | MPC024S4M-1P |  | Multizone All Ducted | 24000 | 22000 | 3.43 | 20263 | 1.99
LENNOX |  | 207683505 | HRCU-A-CB | MPC018S4S-1P | MMDB018S4-2P | Singlezone Ducted, Compact Ducted | 20000 | 12600 | 2.74 | 11966 | 2.21
LENNOX |  | 207683510 | HRCU-A-CB-O | MPC018S4S-1P | MCFB018S4-2P | Singlezone Non-Ducted, Floor Placement | 20000 | 12800 | 2.5 | 11662 | 2.11
LENNOX |  | 207683499 | HRCU-A-CB-O | MPC018S4S-1P | MWMC018S4-1P | Singlezone Non-Ducted, Wall Placement | 19000 | 14900 | 2.99 | 12184 | 2.25
LENNOX |  | 207768722 | HMSV-A-CB | MPC018S4M-1P |  | Multizone All Ducted | 19000 | 14800 | 3.5 | 13300 | 2.03
LENNOX |  | 207768721 | HMSV-A-CB | MPC018S4M-1P |  | Multizone All Non-Ducted | 19000 | 14300 | 3.64 | 12427 | 1.91
COMFORTSTAR |  | 207658932 | HRCU-A-CB | CZP18CD(O) | CPA-18B | Singlezone Ducted, Compact Ducted | 20000 | 12600 | 2.66 | 13000 | 2.4
COMFORTSTAR |  | 207658955 | HRCU-A-CB-O | CZP18CD(O) | FPA-18 | Singlezone Non-Ducted, Floor Placement | 20000 | 12800 | 2.52 | 13000 | 2.08
COMFORTSTAR |  | 207658952 | HRCU-A-CB-O | CHF24CD(O) | TIP-24 | Singlezone Non-Ducted, Wall Placement | 25000 | 21000 | 2.64 | 26000 | 1.95
COMFORTSTAR |  | 207765976 | HRCU-A-CB-O | CZP24CD(O) | TIP24 | Singlezone Non-Ducted, Wall Placement | 25000 | 19000 | 2.6 | 18900 | 1.96
COMFORTSTAR |  | 207658946 | HRCU-A-CB-O | CZP24CD(O) | TPA-24C | Singlezone Non-Ducted, Wall Placement | 25000 | 19000 | 2.6 | 18900 | 1.96
COMFORTSTAR |  | 207658923 | HRCU-A-CB-O | CZP12CD(O) | CHF12CD(I) | Singlezone Non-Ducted, Wall Placement | 12000 | 9000 | 2.69 | 8981 | 2.19
COMFORTSTAR |  | 207658922 | HRCU-A-CB-O | CZP09CD(O) | CHF09CD(I) | Singlezone Non-Ducted, Wall Placement | 10000 | 8500 | 2.8 | 8581 | 2.19
FUJITSU | H-Series | 204752938 | HRCU-A-CB-O | AOUG12LMAS1 | ASUG12LMAS | Singlezone Non-Ducted, Wall Placement | 16000 | 10300 | 2.9 | 10700 | 2.45
FUJITSU | H-Series | 202534923 | HRCU-A-CB | AOU18RGLX | ARU18RGLX | Singlezone Ducted, Compact Ducted | 21000 | 12700 | 2.5 | 17990 | 2.45
FUJITSU | H-Series | 8033586 | HMSV-A-CB | AOU24RLXFZH |  | Multizone All Non-Ducted | 25000 | 15400 | 2.61 | 25500 | 2.09
FUJITSU | H-Series | 207657376 | HRCU-A-CB | AOUH30LUAH1 | AMUG30LMAS | Singlezone Ducted, Centrally Ducted | 32000 | 21600 | 3.03 | 33000 | 1.93
FUJITSU | H-Series | 8908615 | HMSR-A-CB-O | AOU36RLXFZH |  | Multizone All Non-Ducted | 36400 | 21400 | 2.64 | 36407 | 2.02
FUJITSU | H-Series | 207334301 | HRCU-A-CB | AOUH12LUAS1 | ARUH12LUAS | Singlezone Ducted, Centrally Ducted | 16000 | 10500 | 3.05 | 16000 | 2.08
FUJITSU | H-Series | 206263449 | HRCU-A-CB-O | AOUH09LMAH1 | ASUH09LMAS | Singlezone Non-Ducted, Wall Placement | 12000 | 7400 | 3.19 | 9480 | 2.17
FUJITSU | H-Series | 206913027 | HRCU-A-CB-O | AOUH18LMAS1 | ASUH18LMAS | Singlezone Non-Ducted, Wall Placement | 21600 | 13600 | 3.11 | 21600 | 2.01
FUJITSU | H-Series | 207454671 | HRCU-A-CB-O | AOUH09LEAS1 | ASUH09LMAS | Singlezone Non-Ducted, Wall Placement | 10900 | 6700 | 2.65 | 9000 | 2
FUJITSU | H-Series | 206909902 | HRCU-A-CB-O | AOUH09LPAS1 | ASUH09LPAS | Singlezone Non-Ducted, Wall Placement | 10000 | 6200 | 2.8 | 6700 | 2.07
FUJITSU | H-Series | 206579743 | HRCU-A-CB-O | AOUH09LUAS1 | ACUH09LUAS1 | Singlezone Non-Ducted, Ceiling Placement | 12000 | 7800 | 3.17 | 10120 | 2.23
FUJITSU | H-Series | 206579744 | HRCU-A-CB-O | AOUH12LUAS1 | ACUH12LUAS1 | Singlezone Non-Ducted, Ceiling Placement | 16000 | 10700 | 2.99 | 16000 | 2.08
FUJITSU | H-Series | 206579745 | HRCU-A-CB-O | AOUH18LUAS1 | ACUH18LUAS1 | Singlezone Non-Ducted, Ceiling Placement | 21600 | 14700 | 2.93 | 17500 | 2.33
FUJITSU | H-Series | 205123809 | HRCU-A-CB | AOUG36LMAS1 | AMUG36LMAS | Singlezone Ducted, Centrally Ducted | 42000 | 29400 | 2.62 | 32900 | 2.02
COMFORTSTAR |  | 207826041 | HRCU-A-CB-O | CGS09CD(O) | CGS09CD(I) | Singlezone Non-Ducted, Wall Placement | 10000 | 6000 | 2.51 | 6933 | 1.97
FUJITSU | H-Series | 8779045 | HRCU-A-CB-O | AOU18RLXFWH | ASU18RLF | Singlezone Non-Ducted, Wall Placement | 21600 | 14600 | 3.01 | 21600 | 2.3
FUJITSU | H-Series | 6936996 | HRCU-A-CB-O | AOU12RLFF | AGU12RLF | Singlezone Non-Ducted, Floor Placement | 16000 | 10600 | 2.61 | 15000 | 2.03
FUJITSU | H-Series | 8779046 | HRCU-A-CB-O | AOU24RLXFWH | ASU24RLF | Singlezone Non-Ducted, Wall Placement | 25200 | 18000 | 2.5 | 25220 | 2.06
FUJITSU | H-Series | 204752937 | HRCU-A-CB-O | AOUG09LMAS1 | ASUG09LMAS | Singlezone Non-Ducted, Wall Placement | 12000 | 7400 | 3.19 | 8500 | 2.03
SHARP |  | 209424784 | HRCU-A-CB-O | AE-X18ZHU | AY-XP18ZHU | Singlezone Non-Ducted, Wall Placement | 21600 | 14000 | 3.21 | 19500 | 2.2
HAIER | 2U20EH2HD** | 210082195 | HMSR-A-CB-O | 2U20EH2HD** |  | Multizone All Non-Ducted | 22000 | 14000 | 2.5 | 18500 | 2.05
HAIER | 3U24EH2HD** | 210082198 | HMSR-A-CB-O | 3U24EH2HD** |  | Multizone All Non-Ducted | 26000 | 17000 | 2.61 | 19000 | 1.95
GE APPLIANCES | ASH220NCDD** | 210154187 | HMSR-A-CB-O | ASH220NCDD** |  | Multizone All Non-Ducted | 22000 | 14000 | 2.5 | 18500 | 2.05
GE APPLIANCES | ASH324NCDD* | 210154192 | HMSR-A-CB-O | ASH324NCDD** |  | Multizone All Non-Ducted | 26000 | 17000 | 2.61 | 19000 | 1.95
GE APPLIANCES | Summit | 202588313 | HRCU-A-CB-O | ASH118PRDWA | ASYW18PRDWB | Singlezone Non-Ducted, Wall Placement | 22000 | 14000 | 2.5 | 17000 | 1.9
HAIER | Arctic | 212409447 | HRCU-A-CB-O | 1U09EH2HE** | AW09EH2HE** | Singlezone Non-Ducted, Wall Placement | 10000 | 7800 | 2.69 | 12000 | 2.11
HAIER | Arctic | 212409448 | HRCU-A-CB-O | 1U12EH2HE** | AW12EH2HE** | Singlezone Non-Ducted, Wall Placement | 14500 | 10800 | 2.9 | 17000 | 2.31
HAIER | Arctic | 212409449 | HRCU-A-CB-O | 1U18EH2HE** | AW18EH2HE** | Singlezone Non-Ducted, Wall Placement | 20000 | 15300 | 2.61 | 20000 | 2.34
GE APPLIANCES | Endure | 212409456 | HRCU-A-CB-O | ASH109URDE** | ASYW09URDE** | Singlezone Non-Ducted, Wall Placement | 10000 | 7800 | 2.69 | 12000 | 2.11
GE APPLIANCES | Endure | 212409457 | HRCU-A-CB-O | ASH112URDE** | ASYW12URDE** | Singlezone Non-Ducted, Wall Placement | 14500 | 10800 | 2.9 | 17000 | 2.31
GE APPLIANCES | Endure | 212409458 | HRCU-A-CB-O | ASH118URDE** | ASYW18URDE** | Singlezone Non-Ducted, Wall Placement | 20000 | 15300 | 2.61 | 20000 | 2.34
MIDEA |  | 208447921 | HRCU-A-CB | 38MURAQ18AB3 | 40MUAAQ18XA3 | Singlezone Ducted, Centrally Ducted | 19000 | 13500 | 2.5 | 18000 | 2
AIRQUEST |  | 209852135 | HRCU-A-CB | DLCURAH18ABK | DLFUAAH18XAK | Singlezone Ducted, Centrally Ducted | 19000 | 13500 | 2.5 | 18000 | 2
ARCOAIRE |  | 209852036 | HRCU-A-CB | DLCURAH18ABK | DLFUAAH18XAK | Singlezone Ducted, Centrally Ducted | 19000 | 13500 | 2.5 | 18000 | 2
COMFORTMAKER |  | 209852047 | HRCU-A-CB | DLCURAH18ABK | DLFUAAH18XAK | Singlezone Ducted, Centrally Ducted | 19000 | 13500 | 2.5 | 18000 | 2
DAY & NIGHT |  | 209852058 | HRCU-A-CB | DLCURAH18ABK | DLFUAAH18XAK | Singlezone Ducted, Centrally Ducted | 19000 | 13500 | 2.5 | 18000 | 2
HEIL |  | 209852069 | HRCU-A-CB | DLCURAH18ABK | DLFUAAH18XAK | Singlezone Ducted, Centrally Ducted | 19000 | 13500 | 2.5 | 18000 | 2
KEEPRITE |  | 209852080 | HRCU-A-CB | DLCURAH18ABK | DLFUAAH18XAK | Singlezone Ducted, Centrally Ducted | 19000 | 13500 | 2.5 | 18000 | 2
MIDEA |  | 209852102 | HRCU-A-CB | DLCURAH18ABK | DLFUAAH18XAK | Singlezone Ducted, Centrally Ducted | 19000 | 13500 | 2.5 | 18000 | 2
SMART COMFORT |  | 209852124 | HRCU-A-CB | DLCURAH18ABK | DLFUAAH18XAK | Singlezone Ducted, Centrally Ducted | 19000 | 13500 | 2.5 | 18000 | 2
TEMPSTAR |  | 209852113 | HRCU-A-CB | DLCURAH18ABK | DLFUAAH18XAK | Singlezone Ducted, Centrally Ducted | 19000 | 13500 | 2.5 | 18000 | 2
COMFORTSTAR |  | 207658950 | HRCU-A-CB-O | CHF12CD(O) | TPA-12 | Singlezone Non-Ducted, Ceiling Placement | 12000 | 9900 | 2.55 | 11500 | 1.9
COMFORTSTAR |  | 207658931 | HRCU-A-CB | CZP12CD(O) | CPA-12B | Singlezone Ducted, Compact Ducted | 12000 | 9300 | 2.78 | 8400 | 2.26
COMFORTSTAR |  | 207658930 | HRCU-A-CB | CZP09CD(O) | CPA-09B | Singlezone Ducted, Compact Ducted | 10000 | 7700 | 2.59 | 8000 | 2.09
COMFORTSTAR |  | 207765974 | HRCU-A-CB-O | CZP12CD(O) | TPA-12 | Singlezone Non-Ducted, Ceiling Placement | 12000 | 8900 | 2.75 | 8000 | 2.28
COMFORTSTAR |  | 207658944 | HRCU-A-CB-O | CZP12CD(O) | TPA-12C | Singlezone Non-Ducted, Ceiling Placement | 12000 | 8900 | 2.75 | 8000 | 2.28
C&H |  | 207740512 | HRCU-A-CB-O | CH-ES09-230VO | CH-09MOLVWM-230VI | Singlezone Non-Ducted, Wall Placement | 10000 | 8100 | 2.7 | 8564 | 2.22
Conforto |  | 210605801 | HRCU-A-CB-O | MHSZ106DA | MHWAL06DA | Singlezone Non-Ducted, Wall Placement | 7000 | 8500 | 2.9 | 8581 | 2.19
C&H |  | 207740500 | HRCU-A-CB-O | CH-HPR06F9-230VO | CH-06MASTWM-230VI | Singlezone Non-Ducted, Wall Placement | 7000 | 8500 | 2.9 | 8581 | 2.19
COMFORTSTAR |  | 207658921 | HRCU-A-CB-O | CZP12CA(O) | CHF12CA(I) | Singlezone Non-Ducted, Wall Placement | 12000 | 8400 | 2.8 | 7094 | 2.19
ELIOS |  | 207742428 | HRCU-A-CB-O | DEA06HOS28230E8 | DEA06HIW25230E8 | Singlezone Non-Ducted, Wall Placement | 7000 | 8500 | 2.9 | 8581 | 2.19
COMFORT-AIRE |  | 207691820 | HRCU-A-CB-O | A-DVH09SH-1 | B-DVH09SH-1 | Singlezone Non-Ducted, Wall Placement | 10000 | 6900 | 2.53 | 6400 | 1.95
ELIOS |  | 208075830 | HRCU-A-CB-O | DEA09HOS25230E8 | DEA06HIW25230E8 | Singlezone Non-Ducted, Wall Placement | 7000 | 8500 | 2.9 | 8581 | 2.19
COMFORT-AIRE |  | 207657392 | HRCU-A-CB-O | A-VMH24SV-1 | B-VMH24CV-1 | Singlezone Non-Ducted, Wall Placement | 25000 | 21000 | 2.64 | 26000 | 1.95
COMFORT-AIRE |  | 207657385 | HRCU-A-CB-O | A-VMH06SV-1 | B-VMH06SV-1 | Singlezone Non-Ducted, Wall Placement | 7000 | 8500 | 2.9 | 8581 | 2.19
HAIER | Advanced Plus | 202583710 | HRCU-A-CB-O | 1U18AP2VHA | AW18ES2VHB | Singlezone Non-Ducted, Wall Placement | 22000 | 14000 | 2.5 | 17000 | 1.9
HAIER | ARCTIC Next Gen | 206389351 | HRCU-A-CB-O | 1U12EH2VHE* | AW12EH2VHD* | Singlezone Non-Ducted, Wall Placement | 14500 | 9300 | 2.52 | 17000 | 2.31
GE APPLIANCES |  | 206842133 | HRCU-A-CB-O | ASH112URDSE* | ASYW12URDWD* | Singlezone Non-Ducted, Wall Placement | 14500 | 9300 | 2.52 | 17000 | 2.31
MOOVAIR |  | 208075829 | HRCU-A-CB-O | DMA09HOS25230E8 | DMA06HIW25230E8 | Singlezone Non-Ducted, Wall Placement | 7000 | 8500 | 2.9 | 8581 | 2.19
MOOVAIR |  | 207742494 | HRCU-A-CB-O | DMA06HOS28230E8 | DMA06HIW25230E8 | Singlezone Non-Ducted, Wall Placement | 7000 | 8500 | 2.9 | 8581 | 2.19
COMFORT-AIRE |  | 210568240 | HRCU-A-CB-O | A-VMH12SV-1 | B-VMH12CU-1 | Singlezone Non-Ducted, Ceiling Placement | 12000 | 9900 | 2.55 | 11500 | 1.9
CENTURY | A-series | 212940813 | HRCU-A-CB-O | A-VMH06SV-1 | B-VMH06SV-1 | Singlezone Non-Ducted, Wall Placement | 7000 | 8500 | 2.9 | 8581 | 2.19
BLUERIDGE |  | 207826692 | HRCU-A-CB-O | BMY6HH27C | BMY6HH27WM | Singlezone Non-Ducted, Wall Placement | 7000 | 8500 | 2.9 | 8581 | 2.19
STAR AIR KONTROL |  | 213081463 | HRCU-A-CB | SAK-12-DTMS/220V | SAK-12-DTMS/220V | Singlezone Ducted, Compact Ducted | 12000 | 9300 | 2.78 | 8400 | 2.26
CENTURY |  | 207071379 | HRCU-A-CB | HRG1836S1P | EAH1P30B+H4TXV01 | Singlezone Ducted, Centrally Ducted | 24000 | 15300 | 2.51 | 12500 | 2.19
CENTURY |  | 207071361 | HRCU-A-CB | HRG1836S1P | EAH1P30A+H4TXV01 | Singlezone Ducted, Centrally Ducted | 24000 | 15200 | 2.5 | 12500 | 2.19
CENTURY |  | 207071367 | HRCU-A-CB | HRG1836S1P | EAH1P30B+H4TXV01 | Singlezone Ducted, Centrally Ducted | 24000 | 15300 | 2.51 | 12500 | 2.19
CENTURY |  | 207071377 | HRCU-A-CB | HRG1836S1P | EAH1P30B+H4TXV01 | Singlezone Ducted, Centrally Ducted | 24000 | 15300 | 2.51 | 12500 | 2.18
CENTURY |  | 207071363 | HRCU-A-CB | HRG1836S1P | EAH1P30B+H4TXV01 | Singlezone Ducted, Centrally Ducted | 24000 | 15300 | 2.51 | 12500 | 2.18
CENTURY |  | 207071365 | HRCU-A-CB | HRG1836S1P | EAH1P30B+H4TXV01 | Singlezone Ducted, Centrally Ducted | 24000 | 15300 | 2.52 | 12500 | 2.19
MOOVAIR | DMA12 series | 212596840 | HRCU-A-CB-O | DMA12HOS28230E8 | DUB12HIFU230X5A | Singlezone Non-Ducted, Wall Placement | 12000 | 10200 | 2.72 | 12300 | 2.1
KEPLER |  | 213062287 | HRCU-A-CB | AZPN/18WD | AZPN/18WAH | Singlezone Ducted, Centrally Ducted | 19000 | 13500 | 2.6 | 18629 | 2.04
ELIOS | DEA series | 213081441 | HRCU-A-CB | DEA18HOS20230E7 | FEA18HIAHUU230X7 | Singlezone Ducted, Centrally Ducted | 19000 | 13500 | 2.6 | 18629 | 2.04
ELIOS | DEA series | 213081442 | HRCU-A-CB | DEA24HOS20230E7 | FEA24HIAHUU230X7 | Singlezone Ducted, Centrally Ducted | 24000 | 19200 | 2.5 | 24071 | 1.91
KEPLER |  | 213062288 | HRCU-A-CB | AZPN/24WD | AZPN/24WAH | Singlezone Ducted, Centrally Ducted | 24000 | 19200 | 2.5 | 24071 | 1.91
KEPLER |  | 213062300 | HRCU-A-CB | AZPNS/24ROD | AZPN/24WAH | Singlezone Ducted, Centrally Ducted | 26000 | 21000 | 2.8 | 19400 | 2.1
KEPLER |  | 213062292 | HRCU-A-CB | AZPN/60WD | AZPN/60WAH | Singlezone Ducted, Centrally Ducted | 59000 | 42000 | 2.6 | 54356 | 1.91
ALSETRIA |  | 213081455 | HRCU-A-CB | MOE30U-55HFN1-M | MVC-60HWFN1-M | Singlezone Ducted, Centrally Ducted | 59000 | 42000 | 2.6 | 54356 | 1.91
ELIOS | DEA series | 213081446 | HRCU-A-CB | DEA60HOS20230E7 | FEA60HIAHUU230X7 | Singlezone Ducted, Centrally Ducted | 59000 | 42000 | 2.6 | 54356 | 1.91
ECO-AIR |  | 213081459 | HRCU-A-CB | MOE30U-55HFN1-M | MVC-60HWFN1-M | Singlezone Ducted, Centrally Ducted | 59000 | 42000 | 2.6 | 54356 | 1.91
AMERISTAR |  | 207642983 | HRCU-A-CB-O | M4THS2309A11N** | M4MHW2309A1N0** | Singlezone Non-Ducted, Ceiling Placement | 11000 | 7300 | 2.61 | 9000 | 1.93
RUNTRU |  | 207642984 | HRCU-A-CB-O | M4THS2309A11N** | M4MHW2309A1N0** | Singlezone Non-Ducted, Ceiling Placement | 11000 | 7300 | 2.61 | 9000 | 1.93
AMERICAN STANDARD |  | 207629144 | HRCU-A-CB-O | 4TXK2509A10N0** | 4MXW2509A10N0** | Singlezone Non-Ducted, Ceiling Placement | 11000 | 7300 | 2.61 | 9000 | 1.93
TRANE |  | 207629143 | HRCU-A-CB-O | 4TXK2509A10N0** | 4MXW2509A10N0** | Singlezone Non-Ducted, Ceiling Placement | 11000 | 7300 | 2.61 | 9000 | 1.93
MRCOOL | CENTRAL SERIES | 211497151 | HRCU-A-CB | CENTRAL-24-HP-C-230A00 | CENTRAL-24-HP-MUAH230A00 | Singlezone Ducted, Centrally Ducted | 24000 | 19200 | 2.5 | 24071 | 1.91
COMFORT-AIRE |  | 207071380 | HRCU-A-CB | HRG1836S1P | EAH1P30B+H4TXV01 | Singlezone Ducted, Centrally Ducted | 24000 | 15300 | 2.51 | 12500 | 2.19
COMFORT-AIRE |  | 207071362 | HRCU-A-CB | HRG1836S1P | EAH1P30A+H4TXV01 | Singlezone Ducted, Centrally Ducted | 24000 | 15200 | 2.5 | 12500 | 2.19
COMFORT-AIRE |  | 207071368 | HRCU-A-CB | HRG1836S1P | EAH1P30B+H4TXV01 | Singlezone Ducted, Centrally Ducted | 24000 | 15300 | 2.51 | 12500 | 2.19
COMFORT-AIRE |  | 207071364 | HRCU-A-CB | HRG1836S1P | EAH1P30B+H4TXV01 | Singlezone Ducted, Centrally Ducted | 24000 | 15300 | 2.51 | 12500 | 2.18
COMFORT-AIRE |  | 207071366 | HRCU-A-CB | HRG1836S1P | EAH1P30B+H4TXV01 | Singlezone Ducted, Centrally Ducted | 24000 | 15300 | 2.52 | 12500 | 2.19
COMFORT-AIRE |  | 207071378 | HRCU-A-CB | HRG1836S1P | EAH1P30B+H4TXV01 | Singlezone Ducted, Centrally Ducted | 24000 | 15300 | 2.51 | 12500 | 2.18
AC PRO.COM |  | 207827146 | HRCU-A-CB-O | AOX230-12HFN1-MV5W | ASEPB-12HRFN1-MW5W(GA) | Singlezone Non-Ducted, Wall Placement | 12000 | 9000 | 2.69 | 8981 | 2.19
MOOVAIR |  | 207742491 | HRCU-A-CB-O | DMA12HOS25230E8 | DMA12HIW25230E8 | Singlezone Non-Ducted, Wall Placement | 12000 | 9000 | 2.69 | 8981 | 2.19
ELIOS |  | 207742425 | HRCU-A-CB-O | DEA12HOS25230E8 | DEA12HIW25230E8 | Singlezone Non-Ducted, Wall Placement | 12000 | 9000 | 2.69 | 8981 | 2.19
ELIOS |  | 207742424 | HRCU-A-CB-O | DEA09HOS25230E8 | DEA09HIW25230E8 | Singlezone Non-Ducted, Wall Placement | 10000 | 8500 | 2.8 | 8581 | 2.19
AMERICAN STANDARD |  | 9150128 | HRCU-A-CB-O | 4TXK3824A10NU** | 4MXW3824A10NU** | Singlezone Non-Ducted, Wall Placement | 24000 | 15500 | 2.89 | 26443 | 2.15
TRANE |  | 9150127 | HRCU-A-CB-O | 4TXK3824A10NU** | 4MXW3824A10NU** | Singlezone Non-Ducted, Wall Placement | 24000 | 15500 | 2.89 | 26443 | 2.15
MOOVAIR |  | 207742490 | HRCU-A-CB-O | DMA09HOS25230E8 | DMA09HIW25230E8 | Singlezone Non-Ducted, Wall Placement | 10000 | 8500 | 2.8 | 8581 | 2.19
LENNOX |  | 207768723 | HMSV-A-CB | MPC018S4M-1P |  | Multizone Mix of Ducted and Non-Ducted | 19000 | 11000 | 2.8 | 12427 | 1.91
AC PRO.COM |  | 207827145 | HRCU-A-CB-O | AOX230-09HFN1-MW5W | ASEPB-09HRFN1-MY5W(GA) | Singlezone Non-Ducted, Wall Placement | 10000 | 8500 | 2.8 | 8581 | 2.19
RHEEM | Endeavor | 211044463 | HMSV-A-CB | RO3HFZ24AJ1H |  | Multizone All Non-Ducted | 25000 | 15400 | 2.61 | 25500 | 2.09
RHEEM | Endeavor | 211781753 | HRCU-A-CB | RD16AZ30AJHUA | RHMVZ3021SNAUNJ | Singlezone Ducted, Centrally Ducted | 32000 | 21600 | 3.03 | 33000 | 1.93
RHEEM | Endeavor | 210824765 | HMSV-A-CB | RO4HFZ36AJ1H |  | Multizone All Non-Ducted | 36400 | 21400 | 2.64 | 36407 | 2.02
RHEEM | Endeavor | 210824722 | HRCU-A-CB | RO1HHZ12AJ8S | RIMHHZ12AJ8S | Singlezone Ducted, Centrally Ducted | 16000 | 10500 | 3.05 | 16000 | 2.08
RHEEM | Endeavor | 210368094 | HRCU-A-CB-O | RO1HHZ09AJ2H | RIWHHZ09AJ2S | Singlezone Non-Ducted, Wall Placement | 12000 | 7400 | 3.19 | 9480 | 2.17
RHEEM | Endeavor | 210368114 | HRCU-A-CB-O | RO1HHZ18AJ2S | RIWHHZ18AJ2S | Singlezone Non-Ducted, Wall Placement | 21600 | 13600 | 3.11 | 21600 | 2.01
RHEEM | Endeavor | 210368112 | HRCU-A-CB-O | RO1HHZ09AJ3S | RIWHHZ09AJ3S | Singlezone Non-Ducted, Wall Placement | 10000 | 6200 | 2.8 | 6700 | 2.07
RHEEM | Endeavor | 210824705 | HRCU-A-CB-O | RO1HHZ09AJ8S | RICHHZ09AJ8S | Singlezone Non-Ducted, Ceiling Placement | 12000 | 7800 | 3.17 | 10120 | 2.23
RHEEM | Endeavor | 210824712 | HRCU-A-CB-O | RO1HHZ12AJ8S | RICHHZ12AJ8S | Singlezone Non-Ducted, Ceiling Placement | 16000 | 10700 | 2.99 | 16000 | 2.08
RHEEM | Endeavor | 210824718 | HRCU-A-CB-O | RO1HHZ18AJ8S | RICHHZ18AJ8S | Singlezone Non-Ducted, Ceiling Placement | 21600 | 14700 | 2.93 | 17500 | 2.33
RHEEM | Endeavor | 210368088 | HRCU-A-CB-O | RO1HFZ18AJ2H | RIWHFZ18AJ2S | Singlezone Non-Ducted, Wall Placement | 21600 | 14600 | 3.01 | 21600 | 2.3
RHEEM | Endeavor | 210368078 | HRCU-A-CB-O | RO1HFZ12AJ2S | RIFHFZ12AJ2S | Singlezone Non-Ducted, Floor Placement | 16000 | 10600 | 2.61 | 15000 | 2.03
RHEEM | Endeavor | 210368090 | HRCU-A-CB-O | RO1HFZ24AJ2H | RIWHFZ24AJ2S | Singlezone Non-Ducted, Wall Placement | 25200 | 18000 | 2.5 | 25220 | 2.06
RHEEM | Endeavor | 210368128 | HRCU-A-CB-O | RO1HHZ12AJ2S | RIWHHZ12AJ2S | Singlezone Non-Ducted, Wall Placement | 14500 | 8800 | 3.03 | 10700 | 2.45
RHEEM | Endeavor | 211781747 | HRCU-A-CB-O | RO1HHZ18AJ8S | RISHHZ18AJ8S | Singlezone Non-Ducted, Ceiling Placement | 21600 | 15800 | 2.91 | 16800 | 2.22
RHEEM | Endeavor | 211781748 | HRCU-A-CB-O | RO1HHZ24AJ8S | RISHHZ24AJ8S | Singlezone Non-Ducted, Ceiling Placement | 27000 | 17500 | 3.07 | 23600 | 2.08
RHEEM | Endeavor | 211781751 | HRCU-A-CB | RD16AZ24AJVUA | RHMVZ2421MNAUNJ | Singlezone Ducted, Centrally Ducted | 27000 | 18700 | 2.85 | 23000 | 1.94
RHEEM | Endeavor | 211781739 | HRCU-A-CB | RO1HHZ18AJ8S | RIMHHZ18AJ8S | Singlezone Ducted, Compact Ducted | 21600 | 15500 | 2.89 | 16800 | 2.12
RHEEM | Endeavor | 211781740 | HRCU-A-CB | RO1HHZ24AJ8S | RIMHHZ24AJ8S | Singlezone Ducted, Compact Ducted | 27000 | 18100 | 2.9 | 23200 | 2
RHEEM | Endeavor | 211781743 | HRCU-A-CB-O | RO1HHZ18AJ8S | RIGHHZ18AJ8S | Singlezone Non-Ducted, Ceiling Placement | 21600 | 15100 | 3.01 | 16800 | 2.24
RHEEM | Endeavor | 211781744 | HRCU-A-CB-O | RO1HHZ24AJ8S | RIGHHZ24AJ8S | Singlezone Non-Ducted, Ceiling Placement | 27000 | 18000 | 3.08 | 23600 | 2.12
RHEEM | Endeavor | 211781745 | HRCU-A-CB-O | RO1HHZ30AJ8S | RIGHHZ30AJ8S | Singlezone Non-Ducted, Ceiling Placement | 32000 | 20800 | 3.17 | 28000 | 2.12
RHEEM | Endeavor | 210368092 | HRCU-A-CB-O | RO1HFZ30AJ2H | RIWHFZ30AJ2S | Singlezone Non-Ducted, Wall Placement | 32000 | 18900 | 2.56 | 32030 | 2.06
RHEEM | Endeavor | 210368076 | HRCU-A-CB-O | RO1HFZ09AJ2S | RIFHFZ09AJ2S | Singlezone Non-Ducted, Floor Placement | 12000 | 7500 | 2.82 | 14220 | 1.98
RHEEM | Endeavor | 210368080 | HRCU-A-CB-O | RO1HFZ15AJ2S | RIFHFZ15AJ2S | Singlezone Non-Ducted, Floor Placement | 18000 | 11600 | 2.62 | 18960 | 1.91
RUNTRU |  | 207642986 | HRCU-A-CB-O | M4THS2312A11N** | M4MHW2312A1N0** | Singlezone Non-Ducted, Ceiling Placement | 12000 | 7700 | 2.59 | 9200 | 1.93
RHEEM | Endeavor | 210368084 | HRCU-A-CB-O | RO1HFZ12AJ2H | RIFHFZ12AJ2S | Singlezone Non-Ducted, Floor Placement | 16000 | 10600 | 2.61 | 15050 | 1.9
AMERISTAR |  | 207642985 | HRCU-A-CB-O | M4THS2312A11N** | M4MHW2312A1N0** | Singlezone Non-Ducted, Ceiling Placement | 12000 | 7700 | 2.59 | 9200 | 1.93
RHEEM | Endeavor | 210368108 | HRCU-A-CB-O | RO1HGZ15AJ1H | RIWHGZ15AJ1S | Singlezone Non-Ducted, Wall Placement | 18000 | 11200 | 3.16 | 21000 | 2.12
RHEEM | Endeavor | 210368098 | HRCU-A-CB-O | RO1HGZ09AJ1S | RIWHGZ09AJ1S | Singlezone Non-Ducted, Wall Placement | 12000 | 7400 | 3.61 | 15400 | 2.15
RHEEM | Endeavor | 210368100 | HRCU-A-CB-O | RO1HGZ09AJ1H | RIWHGZ09AJ1S | Singlezone Non-Ducted, Wall Placement | 12000 | 7400 | 3.5 | 15400 | 2.01
RHEEM | Endeavor | 210368106 | HRCU-A-CB-O | RO1HGZ15AJ1S | RIWHGZ15AJ1S | Singlezone Non-Ducted, Wall Placement | 18000 | 11200 | 3.25 | 21000 | 2.24
RHEEM | Endeavor | 210368126 | HRCU-A-CB-O | RO1HHZ09AJ2S | RIWHHZ09AJ2S | Singlezone Non-Ducted, Wall Placement | 12000 | 7400 | 3.19 | 10200 | 2.35
RHEEM | Endeavor | 210368116 | HRCU-A-CB-O | RO1HHZ24AJ2S | RIWHHZ24AJ2S | Singlezone Non-Ducted, Wall Placement | 25200 | 15700 | 3.05 | 25500 | 2.08
RHEEM | Endeavor | 210368102 | HRCU-A-CB-O | RO1HGZ12AJ1S | RIWHGZ12AJ1S | Singlezone Non-Ducted, Wall Placement | 16000 | 10000 | 3.33 | 16600 | 2.32
RHEEM | Endeavor | 210368104 | HRCU-A-CB-O | RO1HGZ12AJ1H | RIWHGZ12AJ1S | Singlezone Non-Ducted, Wall Placement | 16000 | 10000 | 3.22 | 16600 | 2.16
RUUD | Endeavor | 211044464 | HMSV-A-CB | RO3HFZ24AJ1H |  | Multizone All Non-Ducted | 25000 | 15400 | 2.61 | 25500 | 2.09
RUUD | Endeavor | 211781770 | HRCU-A-CB | RD16AZ30AJHUA | RHMVZ3021SNAUNJ | Singlezone Ducted, Centrally Ducted | 32000 | 21600 | 3.03 | 33000 | 1.93
RUUD | Endeavor | 210824767 | HMSV-A-CB | RO4HFZ36AJ1H |  | Multizone All Non-Ducted | 36400 | 21400 | 2.64 | 36407 | 2.02
RUUD | Endeavor | 210824724 | HRCU-A-CB | RO1HHZ12AJ8S | RIMHHZ12AJ8S | Singlezone Ducted, Centrally Ducted | 16000 | 10500 | 3.05 | 16000 | 2.08
RUUD | Endeavor | 210368095 | HRCU-A-CB-O | RO1HHZ09AJ2H | UIWHHZ09AJ2S | Singlezone Non-Ducted, Wall Placement | 12000 | 7400 | 3.19 | 9480 | 2.17
RUUD | Endeavor | 210368115 | HRCU-A-CB-O | RO1HHZ18AJ2S | UIWHHZ18AJ2S | Singlezone Non-Ducted, Wall Placement | 21600 | 13600 | 3.11 | 21600 | 2.01
RUUD | Endeavor | 210368113 | HRCU-A-CB-O | RO1HHZ09AJ3S | UIWHHZ09AJ3S | Singlezone Non-Ducted, Wall Placement | 10000 | 6200 | 2.8 | 6700 | 2.07
RUUD | Endeavor | 210824709 | HRCU-A-CB-O | RO1HHZ09AJ8S | RICHHZ09AJ8S | Singlezone Non-Ducted, Ceiling Placement | 12000 | 7800 | 3.17 | 10120 | 2.23
RUUD | Endeavor | 210824714 | HRCU-A-CB-O | RO1HHZ12AJ8S | RICHHZ12AJ8S | Singlezone Non-Ducted, Ceiling Placement | 16000 | 10700 | 2.99 | 16000 | 2.08
RUUD | Endeavor | 210824720 | HRCU-A-CB-O | RO1HHZ18AJ8S | RICHHZ18AJ8S | Singlezone Non-Ducted, Ceiling Placement | 21600 | 14700 | 2.93 | 17500 | 2.33
RUUD | Endeavor | 210368089 | HRCU-A-CB-O | RO1HFZ18AJ2H | UIWHFZ18AJ2S | Singlezone Non-Ducted, Wall Placement | 21600 | 14600 | 3.01 | 21600 | 2.3
RUUD | Endeavor | 210368079 | HRCU-A-CB-O | RO1HFZ12AJ2S | RIFHFZ12AJ2S | Singlezone Non-Ducted, Floor Placement | 16000 | 10600 | 2.61 | 15000 | 2.03
RUUD | Endeavor | 210368091 | HRCU-A-CB-O | RO1HFZ24AJ2H | UIWHFZ24AJ2S | Singlezone Non-Ducted, Wall Placement | 25200 | 18000 | 2.5 | 25220 | 2.06
RUUD | Endeavor | 210368129 | HRCU-A-CB-O | RO1HHZ12AJ2S | UIWHHZ12AJ2S | Singlezone Non-Ducted, Wall Placement | 14500 | 8800 | 3.03 | 10700 | 2.45
RUUD | Endeavor | 211781764 | HRCU-A-CB-O | RO1HHZ18AJ8S | RISHHZ18AJ8S | Singlezone Non-Ducted, Ceiling Placement | 21600 | 15800 | 2.91 | 16800 | 2.22
RUUD | Endeavor | 211781765 | HRCU-A-CB-O | RO1HHZ24AJ8S | RISHHZ24AJ8S | Singlezone Non-Ducted, Ceiling Placement | 27000 | 17500 | 3.07 | 23600 | 2.08
RUUD | Endeavor | 211781768 | HRCU-A-CB | RD16AZ24AJVUA | RHMVZ2421MNAUNJ | Singlezone Ducted, Centrally Ducted | 27000 | 18700 | 2.85 | 23000 | 1.94
RUUD | Endeavor | 211781756 | HRCU-A-CB | RO1HHZ18AJ8S | RIMHHZ18AJ8S | Singlezone Ducted, Compact Ducted | 21600 | 15500 | 2.89 | 16800 | 2.12
RUUD | Endeavor | 211781757 | HRCU-A-CB | RO1HHZ24AJ8S | RIMHHZ24AJ8S | Singlezone Ducted, Compact Ducted | 27000 | 18100 | 2.9 | 23200 | 2
RUUD | Endeavor | 211781760 | HRCU-A-CB-O | RO1HHZ18AJ8S | RIGHHZ18AJ8S | Singlezone Non-Ducted, Ceiling Placement | 21600 | 15100 | 3.01 | 16800 | 2.24
RUUD | Endeavor | 211781761 | HRCU-A-CB-O | RO1HHZ24AJ8S | RIGHHZ24AJ8S | Singlezone Non-Ducted, Ceiling Placement | 27000 | 18000 | 3.08 | 23600 | 2.12
RUUD | Endeavor | 211781762 | HRCU-A-CB-O | RO1HHZ30AJ8S | RIGHHZ30AJ8S | Singlezone Non-Ducted, Ceiling Placement | 32000 | 20800 | 3.17 | 28000 | 2.12
RUUD | Endeavor | 210368093 | HRCU-A-CB-O | RO1HFZ30AJ2H | UIWHFZ30AJ2S | Singlezone Non-Ducted, Wall Placement | 32000 | 18900 | 2.56 | 32030 | 2.06
RUUD | Endeavor | 210368077 | HRCU-A-CB-O | RO1HFZ09AJ2S | RIFHFZ09AJ2S | Singlezone Non-Ducted, Floor Placement | 12000 | 7500 | 2.82 | 14220 | 1.98
RUUD | Endeavor | 210368081 | HRCU-A-CB-O | RO1HFZ15AJ2S | RIFHFZ15AJ2S | Singlezone Non-Ducted, Floor Placement | 18000 | 11600 | 2.62 | 18960 | 1.91
RUUD | Endeavor | 210368085 | HRCU-A-CB-O | RO1HFZ12AJ2H | RIFHFZ12AJ2S | Singlezone Non-Ducted, Floor Placement | 16000 | 10600 | 2.61 | 15050 | 1.9
RUUD | Endeavor | 210368109 | HRCU-A-CB-O | RO1HGZ15AJ1H | UIWHGZ15AJ1S | Singlezone Non-Ducted, Wall Placement | 18000 | 11200 | 3.16 | 21000 | 2.12
RUUD | Endeavor | 210368099 | HRCU-A-CB-O | RO1HGZ09AJ1S | UIWHGZ09AJ1S | Singlezone Non-Ducted, Wall Placement | 12000 | 7400 | 3.61 | 15400 | 2.15
RUUD | Endeavor | 210368101 | HRCU-A-CB-O | RO1HGZ09AJ1H | UIWHGZ09AJ1S | Singlezone Non-Ducted, Wall Placement | 12000 | 7400 | 3.5 | 15400 | 2.01
AIREASE |  | 208106802 | HMSV-A-CB | 4DHP2S24M-1P |  | Multizone Mix of Ducted and Non-Ducted | 24400 | 16700 | 3.2 | 18380 | 1.98
RUUD | Endeavor | 210368107 | HRCU-A-CB-O | RO1HGZ15AJ1S | UIWHGZ15AJ1S | Singlezone Non-Ducted, Wall Placement | 18000 | 11200 | 3.25 | 21000 | 2.24
RUUD | Endeavor | 210368127 | HRCU-A-CB-O | RO1HHZ09AJ2S | UIWHHZ09AJ2S | Singlezone Non-Ducted, Wall Placement | 12000 | 7400 | 3.19 | 10200 | 2.35
RUUD | Endeavor | 210368117 | HRCU-A-CB-O | RO1HHZ24AJ2S | UIWHHZ24AJ2S | Singlezone Non-Ducted, Wall Placement | 25200 | 15700 | 3.05 | 25500 | 2.08
RUUD | Endeavor | 210368103 | HRCU-A-CB-O | RO1HGZ12AJ1S | UIWHGZ12AJ1S | Singlezone Non-Ducted, Wall Placement | 16000 | 10000 | 3.33 | 16600 | 2.32
RUUD | Endeavor | 210368105 | HRCU-A-CB-O | RO1HGZ12AJ1H | UIWHGZ12AJ1S | Singlezone Non-Ducted, Wall Placement | 16000 | 10000 | 3.22 | 16600 | 2.16
ALLIED |  | 208106787 | HMSV-A-CB | 4DHP2S24M-1P |  | Multizone Mix of Ducted and Non-Ducted | 24400 | 16700 | 3.2 | 18380 | 1.98
ARMSTRONG AIR |  | 208106817 | HMSV-A-CB | 4DHP2S24M-1P |  | Multizone Mix of Ducted and Non-Ducted | 24400 | 16700 | 3.2 | 18380 | 1.98
CONCORD |  | 208106832 | HMSV-A-CB | 4DHP2S24M-1P |  | Multizone Mix of Ducted and Non-Ducted | 24400 | 16700 | 3.2 | 18380 | 1.98
DUCANE |  | 208106847 | HMSV-A-CB | 4DHP2S24M-1P |  | Multizone Mix of Ducted and Non-Ducted | 24400 | 16700 | 3.2 | 18380 | 1.98
C&H |  | 207740532 | HRCU-A-CB-O | CH-NY09MIA-230VO | CH-09MOLV-230VI | Singlezone Non-Ducted, Wall Placement | 10000 | 6000 | 2.51 | 6933 | 1.97
AIREASE |  | 208106799 | HMSV-A-CB | 4DHP2S18M-1P |  | Multizone Mix of Ducted and Non-Ducted | 19000 | 11400 | 2.91 | 12427 | 1.91
ALLIED |  | 208106784 | HMSV-A-CB | 4DHP2S18M-1P |  | Multizone Mix of Ducted and Non-Ducted | 19000 | 11400 | 2.91 | 12427 | 1.91
BLUERIDGE |  | 207339173 | HRCU-A-CB-O | BMY922C | BMY922WM | Singlezone Non-Ducted, Wall Placement | 10000 | 6000 | 2.51 | 6933 | 1.97
ARMSTRONG AIR |  | 208106814 | HMSV-A-CB | 4DHP2S18M-1P |  | Multizone Mix of Ducted and Non-Ducted | 19000 | 11400 | 2.91 | 12427 | 1.91
CONCORD |  | 208106829 | HMSV-A-CB | 4DHP2S18M-1P |  | Multizone Mix of Ducted and Non-Ducted | 19000 | 11400 | 2.91 | 12427 | 1.91
DUCANE |  | 208106844 | HMSV-A-CB | 4DHP2S18M-1P |  | Multizone Mix of Ducted and Non-Ducted | 19000 | 11400 | 2.91 | 12427 | 1.91
TRANE |  | 210435405 | HMSR-A-CB-O | 4TXM2118A12N0** |  | Multizone All Non-Ducted | 18000 | 14700 | 2.63 | 13600 | 2.23
AMERICAN STANDARD |  | 210435420 | HMSR-A-CB-O | 4TXM2118A12N0** |  | Multizone All Non-Ducted | 18000 | 14700 | 2.63 | 13600 | 2.23
AMERISTAR |  | 210488259 | HMSR-A-CB-O | M4THM1918A12N** |  | Multizone All Non-Ducted | 18000 | 14700 | 2.63 | 13600 | 2.23
RUNTRU |  | 210488274 | HMSR-A-CB-O | M4THM1918A12N** |  | Multizone All Non-Ducted | 18000 | 14700 | 2.63 | 13600 | 2.23
C&H |  | 207740513 | HRCU-A-CB-O | CH-ES12-230VO | CH-12MOLVWM-230VI | Singlezone Non-Ducted, Wall Placement | 12000 | 10000 | 2.69 | 8820 | 2.25
MDV | M2O series | 206716987 | HMSV-A-CB | M2OA-18HFN1-M |  | Multizone Mix of Ducted and Non-Ducted | 19000 | 14500 | 2.5 | 14000 | 2.17
MDV | M2O series | 207641240 | HMSV-A-CB | M2OA-18HFN1-M* |  | Multizone Mix of Ducted and Non-Ducted | 19000 | 14600 | 2.5 | 14000 | 2.17
MDV | MTI series | 207617651 | HMSV-A-CB | M3OJ-24HFN1-M |  | Multizone All Ducted | 24000 | 21600 | 2.61 | 20000 | 2.11
MDV | M3O series | 207618258 | HMSV-A-CB | M3OJ-24HFN1-M |  | Multizone Mix of Ducted and Non-Ducted | 24400 | 21000 | 2.55 | 20000 | 2.09
MDV | MTI series | 206714981 | HMSV-A-CB | M3OJ-27HFN1-M |  | Multizone All Ducted | 28000 | 22000 | 2.6 | 20000 | 2.14
MDV | M3O series | 206716989 | HMSV-A-CB | M3OJ-27HFN1-M |  | Multizone Mix of Ducted and Non-Ducted | 28000 | 21400 | 2.55 | 20000 | 2.13
MDV | MTI series | 207641243 | HMSV-A-CB | M3OJ-27HFN1-M* |  | Multizone All Ducted | 28000 | 22000 | 2.6 | 20000 | 2.14
MDV | MTI series | 208132542 | HMSV-A-CB | M5OA-55HFN1-M-[X] |  | Multizone All Ducted | 55000 | 35200 | 2.5 | 47000 | 1.94
MDV | M5O series | 208132552 | HMSV-A-CB | M5OA-55HFN1-M-[X] |  | Multizone Mix of Ducted and Non-Ducted | 55000 | 34800 | 2.5 | 47000 | 1.94
MDV | MTI series | 208132544 | HMSV-A-CB | M5OA-55HFN1-M-[X]* |  | Multizone All Ducted | 55000 | 35200 | 2.5 | 47000 | 1.94
AMERICAN STANDARD |  | 207590594 | HRCU-A-CB | 4A6V0X36A1 | TEM6A0C36H31+TDR+RP | Singlezone Ducted, Centrally Ducted | 30600 | 25000 | 3.08 | 19440 | 1.9
AMERICAN STANDARD |  | 207590187 | HRCU-A-CB | 4A6V8X36A1 | 4TXCB006DS3 | Singlezone Ducted, Centrally Ducted | 33000 | 26400 | 3.31 | 20740 | 1.9
C&H |  | 207740531 | HRCU-A-CB-O | CH-ES12-115VO | CH-12OLVWM-115VI | Singlezone Non-Ducted, Wall Placement | 12000 | 8900 | 2.75 | 6858 | 2.07
KANIONCO | KWSM series | 213160460 | HRCU-A-CB-O | KWSM-06IR410AHS26.5ODU | KWSM-06IR410AHS26.5IDU | Singlezone Non-Ducted, Wall Placement | 7000 | 8500 | 2.9 | 8581 | 2.19
MDV |  | 213156951 | HRCU-A-CB | MOX430U-18HFN1-M | MVBE-18HWFN1-MM3E | Singlezone Ducted, Centrally Ducted | 19000 | 15800 | 2.82 | 18800 | 2.3
AMERICAN STANDARD |  | 207590189 | HRCU-A-CB | 4A6V8X36A1 | 4TXCB006DS3 | Singlezone Ducted, Centrally Ducted | 32800 | 26400 | 3.31 | 20800 | 1.9
PIONEER | YN series | 213088012 | HRCU-A-CB-O | YN024GMFI22RPE | CB024GMFILCFHE | Singlezone Non-Ducted, Wall Placement | 25000 | 19000 | 2.6 | 18900 | 1.96
CENTURY | A series | 212940800 | HRCU-A-CB | A-VCD18SA-1 | B-VCD18SA-1 | Singlezone Ducted, Centrally Ducted | 19000 | 13500 | 2.6 | 18629 | 2.04
CENTURY | A series | 212940802 | HRCU-A-CB | A-VCD24SA-1 | B-VCD24SA-1 | Singlezone Ducted, Centrally Ducted | 24000 | 19200 | 2.5 | 24071 | 1.91
CENTURY | A series | 212940797 | HRCU-A-CB | A-VCD60SA-1 | B-VCD60SA-1 | Singlezone Ducted, Centrally Ducted | 59000 | 42000 | 2.6 | 54356 | 1.91
COMFORTSTAR | AHU series | 212940789 | HRCU-A-CB | CPH18CD(O) | AHU18-SG2 | Singlezone Ducted, Centrally Ducted | 19000 | 13500 | 2.6 | 18629 | 2.04
COMFORTSTAR | AHU series | 212940790 | HRCU-A-CB | CPH24CD(O) | AHU24-SG2 | Singlezone Ducted, Centrally Ducted | 24000 | 19200 | 2.5 | 24071 | 1.91
COMFORTSTAR | AHU series | 212940794 | HRCU-A-CB | CPH60CD(O) | AHU60-SG2 | Singlezone Ducted, Centrally Ducted | 59000 | 42000 | 2.6 | 54356 | 1.91
ECO-AIR |  | 213081460 | HRCU-A-CB | MOD30-24HFN1-MW | MVBE-24HWFN1-MM3E | Singlezone Ducted, Centrally Ducted | 26000 | 20000 | 2.7 | 24000 | 2
ALSETRIA |  | 213081456 | HRCU-A-CB | MOD30-24HFN1-MW | MVBE-24HWFN1-MM3E | Singlezone Ducted, Centrally Ducted | 26000 | 20000 | 2.7 | 24000 | 2
MDV | MAC SERIES | 211497142 | HRCU-A-CB | MOD30-24HFN1-MW-[X1] | MVC-24HWFN1-MSQ4 | Singlezone Ducted, Centrally Ducted | 24000 | 19200 | 2.5 | 24071 | 1.91
MDV |  | 212924805 | HRCU-A-CB | MOD30-24HFN1-MW | MVBE-24HWFN1-MM3E | Singlezone Ducted, Centrally Ducted | 26000 | 20000 | 2.7 | 24000 | 2
AMERICAN STANDARD |  | 207590114 | HRCU-A-CB | 4A6V8X36A1 | 4TXCB006DS3 | Singlezone Ducted, Centrally Ducted | 33000 | 26600 | 3.3 | 21000 | 1.92
AMERICAN STANDARD |  | 207590188 | HRCU-A-CB | 4A6V8X36A1 | 4TXCB006DS3 | Singlezone Ducted, Centrally Ducted | 33000 | 26600 | 3.3 | 21000 | 1.92
AMERICAN STANDARD |  | 10093447 | HRCU-A-CB | 4A6V0036A1 | TAM9A0B30V31 | Singlezone Ducted, Centrally Ducted | 32600 | 26200 | 3.17 | 20220 | 1.92
MDV | MCD series | 207338218 | HRCU-A-CB-O | MOD33-24HFN1-MT0W | MCD1-24HRFN1-MT0W(GA) | Singlezone Non-Ducted, Wall Placement | 25000 | 19000 | 2.6 | 18900 | 1.96
MDV | MCD series | 207338219 | HRCU-A-CB-O | MOD30-24HFN1-MU0W | MCD1-24HRFN1-MT0W(GA) | Singlezone Non-Ducted, Wall Placement | 25000 | 21000 | 2.64 | 26000 | 1.95
MDV | MFA series | 209248923 | HRCU-A-CB-O | MOX330-09HFN1-MY6W | MFA2U-09HRFN1-MY6W | Singlezone Non-Ducted, Wall Placement | 9000 | 10600 | 2.85 | 12300 | 2.1
MDV | MFA series | 209248924 | HRCU-A-CB-O | MOX330-12HFN1-MW5W | MFA2U-12HRFN1-MW5W | Singlezone Non-Ducted, Wall Placement | 12000 | 10200 | 2.72 | 12300 | 2.1
MDV | MFA series | 209248925 | HRCU-A-CB-O | MOX230-09HFN1-MY2W | MFA2U-09HRFN1-MY6W | Singlezone Non-Ducted, Wall Placement | 9000 | 9400 | 2.9 | 8600 | 2.45
MDV | MCBU series | 209270208 | HRCU-A-CB-O | MOX430-18HFN1-MU0W | MCBU-18HRFN1-MU2W | Singlezone Non-Ducted, Ceiling Placement | 19000 | 12200 | 2.79 | 13100 | 2.3
MDV | MCBU series | 209270209 | HRCU-A-CB-O | MOX230-09HFN1-MW5W | MCBU-09HRFN1-MW0W | Singlezone Non-Ducted, Ceiling Placement | 11000 | 8000 | 2.66 | 8500 | 2.37
MDV | MCBU series | 209270213 | HRCU-A-CB-O | MOX230-09HFN1-MW5W | MCBU-06HRFN1-MV0W | Singlezone Non-Ducted, Ceiling Placement | 7100 | 5700 | 2.61 | 8500 | 2.03
MDV | MCA series | 206330119 | HRCU-A-CB-O | MOX230-12HFN1-MV5W | MCA3U-12HRFN1-M(C) | Singlezone Non-Ducted, Ceiling Placement | 12000 | 8900 | 2.75 | 8000 | 2.28
MDV | MFA series | 206330125 | HRCU-A-CB-O | MOX230-12HFN1-MV5W | MFAU-12HRFN1-M(C) | Singlezone Non-Ducted, Wall Placement | 12000 | 9000 | 2.69 | 8400 | 2.26
MDV | MCA series | 206330126 | HRCU-A-CB-O | MOX330-12HFN1-MW5W | MCA3U-12HRFN1-M(C) | Singlezone Non-Ducted, Ceiling Placement | 12000 | 9900 | 2.55 | 11500 | 1.9
MDV | MUE series | 207614046 | HRCU-A-CB-O | MOX430-18HFN1-MU0W | MUEU-18HRFN1-M(C) | Singlezone Non-Ducted, Floor Placement | 20000 | 12800 | 2.52 | 13000 | 2.08
MDV | MUE series | 210135400 | HRCU-A-CB-O | MOE30U-55HFN1-M-[X](GA) | MUE-60HRFN1-MW | Singlezone Non-Ducted, Floor Placement | 60000 | 40000 | 2.58 | 56500 | 1.97
MDV | MTI series | 207614049 | HRCU-A-CB | MOX430-17HFN1-MT0W | MTIU-24HWFN1-M | Singlezone Ducted, Compact Ducted | 19000 | 15800 | 2.63 | 16000 | 2
MDV | MTI series | 206330121 | HRCU-A-CB | MOX230-09HFN1-MW5W | MTIU-09HWFN1-M | Singlezone Ducted, Compact Ducted | 10000 | 7700 | 2.59 | 8000 | 2.09
MDV | MTI series | 206330124 | HRCU-A-CB | MOX230-12HFN1-MV5W | MTIU-12HWFN1-M | Singlezone Ducted, Compact Ducted | 12000 | 9300 | 2.78 | 8400 | 2.26
MDV | MTI series | 207614048 | HRCU-A-CB | MOX430-18HFN1-MU0W | MTIU-18HWFN1-M | Singlezone Ducted, Compact Ducted | 20000 | 12600 | 2.66 | 13000 | 2.4
MDV | MSEP seris | 205993844 | HRCU-A-CB-O | MOX230-12HFN1-BW0W | MSEPB-12HRFN1-BW0W | Singlezone Non-Ducted, Wall Placement | 12000 | 8400 | 2.8 | 7094 | 2.19
MDV | MSAG series | 206369511 | HRCU-A-CB-O | MOX230-09HFN1-MT0W | MSAG11A-09HRFN1-MT0W | Singlezone Non-Ducted, Wall Placement | 10000 | 6000 | 2.51 | 6933 | 1.97
MDV | MSEP seris | 206369558 | HRCU-A-CB-O | MOX230-09HFN1-MW5W | MSEPB-09HRFN1-MY5W(GA) | Singlezone Non-Ducted, Wall Placement | 10000 | 8500 | 2.8 | 8581 | 2.19
MDV | MSEP seris | 206369559 | HRCU-A-CB-O | MOX230-12HFN1-MV5W | MSEPB-12HRFN1-MW5W(GA) | Singlezone Non-Ducted, Wall Placement | 12000 | 9000 | 2.69 | 8981 | 2.19
MDV | MSAG series | 206361861 | HRCU-A-CB-O | MOX330-12HFN1-MW5W | MSAG11B-12HRFN1-MV0W(GA) | Singlezone Non-Ducted, Wall Placement | 12000 | 10300 | 2.56 | 12113 | 1.9
MDV | MSAG series | 206361864 | HRCU-A-CB-O | MOX230-12HFN1-BW0W | MSAG11B-12HRFN1-BU5W | Singlezone Non-Ducted, Wall Placement | 12000 | 8900 | 2.75 | 6858 | 2.07
MDV | MSAG series | 207215956 | HRCU-A-CB-O | MOX230-09HFN1-MW5W | MSAG11B-09HRFN1-MX7W(GA) | Singlezone Non-Ducted, Wall Placement | 10000 | 8100 | 2.7 | 8564 | 2.22
MDV | MSAG series | 206361866 | HRCU-A-CB-O | MOX230-12HFN1-MV5W | MSAG11B-12HRFN1-MV0W(GA) | Singlezone Non-Ducted, Wall Placement | 12000 | 10000 | 2.69 | 8820 | 2.25
MDV | MSAG series | 206361859 | HRCU-A-CB-O | MOX430-18HFN1-MT8W | MSAG11D-18HRFN1-MT8W | Singlezone Non-Ducted, Wall Placement | 18000 | 14100 | 2.65 | 12829 | 2.35
MDV | MSAG series | 207613861 | HRCU-A-CB-O | MOX430-18HFN1-MU0W | MSAG11D-18HRFN1-MT8W | Singlezone Non-Ducted, Wall Placement | 18000 | 14100 | 2.65 | 12829 | 2.35
MDV | MSAB series | 207338220 | HRCU-A-CB-O | MOX230-12HFN1-BV0Q1W | MSABB-12HRFN1-BV0Q1W | Singlezone Non-Ducted, Wall Placement | 12000 | 7500 | 2.59 | 6400 | 1.95
MDV | MSAB series | 207338221 | HRCU-A-CB-O | MOX430-18HFN1-MT2Q1W | MSABE-18HRFN1-MT2Q1W | Singlezone Non-Ducted, Wall Placement | 18000 | 13800 | 2.54 | 11700 | 2.05
MDV | MSAB series | 207591136 | HRCU-A-CB-O | MOX230-12HFN1-BW0W | MSABB-12HRFN1-BU5W | Singlezone Non-Ducted, Wall Placement | 12000 | 8400 | 2.77 | 6725 | 2.07
MDV | MSAB series | 207591144 | HRCU-A-CB-O | MOX230-09HFN1-MW5W | MSABB-09HRFN1-MX0W | Singlezone Non-Ducted, Wall Placement | 10000 | 8300 | 2.67 | 6544 | 1.98
MDV | MSEP seris | 207178564 | HRCU-A-CB-O | MOX230-09HFN1-MW5W | MSEPB-06HRFN1-MY5W | Singlezone Non-Ducted, Wall Placement | 7000 | 8500 | 2.9 | 8581 | 2.19
MDV | MSAG series | 210434543 | HRCU-A-CB-O | MOX230-12HFN1-BW0W-9K | MSAG11B-12HRFN1-BU5W-6K | Singlezone Non-Ducted, Wall Placement | 7000 | 5900 | 2.93 | 6858 | 2.07
MDV | MSAB series | 207591132 | HRCU-A-CB-O | MOX230-09HFN1-MT0W | MSABA-09HRFN1-MU5W | Singlezone Non-Ducted, Wall Placement | 10000 | 6900 | 2.53 | 6400 | 1.95
MDV | MSAG series | 207178565 | HRCU-A-CB-O | MOX230-09HFN1-MW5W | MSAG11A-06HRFN1-MU0W | Singlezone Non-Ducted, Wall Placement | 7000 | 7500 | 2.5 | 7200 | 1.92
MDV | MCBU series | 210857291 | HRCU-A-CB-O | MOX230-09HFN1-MW5W | MCBU-09HRFN1-MU0-CA | Singlezone Non-Ducted, Ceiling Placement | 7100 | 5700 | 2.61 | 8500 | 2.03
AMERICAN STANDARD |  | 208141276 | HRCU-A-CB | 4TXD2036A10NU** | 4MXA2024A10NU** | Singlezone Ducted, Centrally Ducted | 24000 | 16300 | 2.7 | 24000 | 2.1
TRANE |  | 208141269 | HRCU-A-CB | 4TXD2036A10NU** | 4MXA2024A10NU** | Singlezone Ducted, Centrally Ducted | 24000 | 16300 | 2.7 | 24000 | 2.1
AMERICAN STANDARD |  | 207629150 | HRCU-A-CB-O | 4TXK2512A10N0** | 4MXW2512A10N0** | Singlezone Non-Ducted, Ceiling Placement | 12000 | 7700 | 2.59 | 9200 | 1.93
TRANE |  | 207629149 | HRCU-A-CB-O | 4TXK2512A10N0** | 4MXW2512A10N0** | Singlezone Non-Ducted, Ceiling Placement | 12000 | 7700 | 2.59 | 9200 | 1.93
MIDEA | Excel | 207826680 | HMSV-A-CB | 38MARBQ24AA3 | 40MBABQ24XB3 | Singlezone Ducted, Centrally Ducted | 26000 | 16200 | 2.79 | 21511 | 1.95
CARRIER | Performance | 207826660 | HMSV-A-CB | 38MARBQ24AA3 | 40MBABQ24XB3 | Singlezone Ducted, Centrally Ducted | 26000 | 16200 | 2.79 | 21507 | 1.95
BRYANT | Preferred Series | 207826665 | HMSV-A-CB | 38MARBQ24AA3 | 40MBABQ24XB3 | Singlezone Ducted, Centrally Ducted | 26000 | 16200 | 2.79 | 21503 | 1.95
TEMPSTAR | QuietComfort | 207826608 | HMSV-A-CB | DLCSRBH24AAK | DLFSABH24XBK | Singlezone Ducted, Centrally Ducted | 26000 | 16200 | 2.79 | 21526 | 1.95
MIDEA | Advantage | 207826606 | HMSV-A-CB | DLCSRBH24AAK | DLFSABH24XBK | Singlezone Ducted, Centrally Ducted | 26000 | 16200 | 2.79 | 21523 | 1.95
KENMORE | Mid-Tier | 207826604 | HMSV-A-CB | DLCSRBH24AAK | DLFSABH24XBK | Singlezone Ducted, Centrally Ducted | 26000 | 16200 | 2.79 | 21520 | 1.95
KEEPRITE | ProComfort | 207826602 | HMSV-A-CB | DLCSRBH24AAK | DLFSABH24XBK | Singlezone Ducted, Centrally Ducted | 26000 | 16200 | 2.79 | 21517 | 1.95
HEIL | QuietComfort | 207826600 | HMSV-A-CB | DLCSRBH24AAK | DLFSABH24XBK | Singlezone Ducted, Centrally Ducted | 26000 | 16200 | 2.79 | 21514 | 1.95
DAY & NIGHT | Constant Comfort | 207826598 | HMSV-A-CB | DLCSRBH24AAK | DLFSABH24XBK | Singlezone Ducted, Centrally Ducted | 26000 | 16200 | 2.79 | 21511 | 1.95
COMFORTMAKER | SoftSound | 207826596 | HMSV-A-CB | DLCSRBH24AAK | DLFSABH24XBK | Singlezone Ducted, Centrally Ducted | 26000 | 16200 | 2.79 | 21508 | 1.95
ARCOAIRE | DuraComfort | 207826594 | HMSV-A-CB | DLCSRBH24AAK | DLFSABH24XBK | Singlezone Ducted, Centrally Ducted | 26000 | 16200 | 2.79 | 21505 | 1.95
AIRQUEST | QuietComfort | 207826612 | HMSV-A-CB | DLCSRBH24AAK | DLFSABH24XBK | Singlezone Ducted, Centrally Ducted | 26000 | 16200 | 2.79 | 21502 | 1.95
Conforto |  | 210605807 | HRCU-A-CB-O | MHSZ112DA | MHCAS12DA | Singlezone Non-Ducted, Ceiling Placement | 12000 | 9900 | 2.55 | 11500 | 1.9
AC PRO.COM |  | 207827152 | HRCU-A-CB-O | AOX330-12HFN1-MW5W | ACCA3U-12HRFN1-M | Singlezone Non-Ducted, Ceiling Placement | 12000 | 9900 | 2.55 | 11500 | 1.9
MOOVAIR |  | 207742509 | HRCU-A-CB-O | DMA12HOS28230E8 | DUA12HICU230X5 | Singlezone Non-Ducted, Ceiling Placement | 12000 | 9900 | 2.55 | 11500 | 1.9
BLUERIDGE |  | 207571388 | HRCU-A-CB-O | BMY12HH26C | BM12MCC | Singlezone Non-Ducted, Ceiling Placement | 12000 | 9900 | 2.55 | 11500 | 1.9
C&H |  | 207742329 | HRCU-A-CB-O | CH-HPR12-230VO | CH-12MSPHCT-230VI | Singlezone Non-Ducted, Ceiling Placement | 12000 | 9900 | 2.55 | 11500 | 1.9
ELIOS |  | 207742440 | HRCU-A-CB-O | DEA12HOS28230E8 | DUA12HICU230X5 | Singlezone Non-Ducted, Ceiling Placement | 12000 | 9900 | 2.55 | 11500 | 1.9
ELIOS |  | 207742459 | HRCU-A-CB-O | DEA12HOS25230E8 | DUA12HIFU230E5 | Singlezone Non-Ducted, Wall Placement | 12000 | 9000 | 2.69 | 8400 | 2.26
C&H |  | 207742320 | HRCU-A-CB-O | CH-ES12-230VO | CH-12MSPHMC-230VI | Singlezone Non-Ducted, Wall Placement | 12000 | 9000 | 2.69 | 8400 | 2.26
MOOVAIR |  | 207742528 | HRCU-A-CB-O | DMA12HOS25230E8 | DUA12HIFU230E5 | Singlezone Non-Ducted, Wall Placement | 12000 | 9000 | 2.69 | 8400 | 2.26
MOOVAIR |  | 207742515 | HRCU-A-CB | DMA12HOS25230E8 | DUA12HIDU230X5 | Singlezone Ducted, Compact Ducted | 12000 | 9300 | 2.78 | 8400 | 2.26
C&H |  | 207742319 | HRCU-A-CB | CH-ES12-230VO | CH-M12DTUI | Singlezone Ducted, Compact Ducted | 12000 | 9300 | 2.78 | 8400 | 2.26
LENNOX | MMA SERIES | 212348044 | HRCU-A-CB | MPC018S4S-1P | MMA018SM4-*P | Singlezone Ducted, Centrally Ducted | 19000 | 13200 | 2.67 | 12800 | 2.32
LENNOX | MMA SERIES | 212348045 | HRCU-A-CB | MPC024S4S-1P | MMA024SM4-*P | Singlezone Ducted, Centrally Ducted | 25000 | 17000 | 2.98 | 18000 | 1.9
LENNOX | MMA SERIES | 212348049 | HRCU-A-CB | MLB018S4S-1P | MMA018SM4-*P | Singlezone Ducted, Centrally Ducted | 19000 | 15400 | 2.7 | 18295 | 2
ELIOS |  | 207742446 | HRCU-A-CB | DEA12HOS25230E8 | DUA12HIDU230X5 | Singlezone Ducted, Compact Ducted | 12000 | 9300 | 2.78 | 8400 | 2.26
BOSCH | Bosch Climate 5000 ductless minisplit series | 207760033 | HMSV-A-CB | BMS500-AAM018-1CSXHC |  | Multizone All Non-Ducted | 20000 | 15000 | 2.6 | 19000 | 1.96
BOSCH | Bosch Climate 5000 ductless minisplit series | 207760042 | HMSV-A-CB | BMS500-AAM048-1CSXHC |  | Multizone All Non-Ducted | 49000 | 36000 | 2.51 | 48000 | 2.01
BOSCH | Bosch Climate 5000 ductless minisplit series | 207759988 | HRCU-A-CB-O | BMS500-AAS012-0CSXRC | BMS500-AAS012-0AHWXC | Singlezone Non-Ducted, Wall Placement | 12000 | 8400 | 2.8 | 7094 | 2.19
HISENSE | Hi UNI | 211302340 | HRCU-A-CB-O | AUW-18U3SF | AST-18UW3SBBDL00 | Singlezone Non-Ducted, Wall Placement | 19000 | 12000 | 2.71 | 13300 | 2.29
HISENSE | Hi ULTRA Xtreme | 208193232 | HRCU-A-CB-O | AST-09UW3SXE01 | AST-09UW3SXE**01 | Singlezone Non-Ducted, Wall Placement | 10000 | 5500 | 2.93 | 8600 | 1.94
HISENSE | Hi UNI | 204976793 | HRCU-A-CB-O | AUW-12U3SS | ACT-12UR3SCA | Singlezone Non-Ducted, Ceiling Placement | 12000 | 7600 | 2.72 | 8500 | 2.31
HISENSE | Hi UNI | 204835478 | HRCU-A-CB-O | AUW-09U3SS | ACT-09UR3SCA | Singlezone Non-Ducted, Ceiling Placement | 10000 | 7200 | 2.81 | 8300 | 2.25
MIDEA | Max | 202463654 | HRCU-A-CB-O | DLCPRAH18AAK | DLFPHAH18XAK | Singlezone Non-Ducted, Wall Placement | 18000 | 12300 | 3.19 | 18000 | 2
KENMORE | High Tier | 202463652 | HRCU-A-CB-O | DLCPRAH18AAK | DLFPHAH18XAK | Singlezone Non-Ducted, Wall Placement | 18000 | 12300 | 3.19 | 18000 | 2
SMART COMFORT | High Tier | 202463658 | HRCU-A-CB-O | DLCPRAH18AAK | DLFPHAH18XAK | Singlezone Non-Ducted, Wall Placement | 18000 | 12300 | 3.19 | 18000 | 2
TEMPSTAR | High Tier | 202463656 | HRCU-A-CB-O | DLCPRAH18AAK | DLFPHAH18XAK | Singlezone Non-Ducted, Wall Placement | 18000 | 12300 | 3.19 | 18000 | 2
KEEPRITE | High Tier | 202463650 | HRCU-A-CB-O | DLCPRAH18AAK | DLFPHAH18XAK | Singlezone Non-Ducted, Wall Placement | 18000 | 12300 | 3.19 | 18000 | 2
HEIL | High Tier | 202463648 | HRCU-A-CB-O | DLCPRAH18AAK | DLFPHAH18XAK | Singlezone Non-Ducted, Wall Placement | 18000 | 12300 | 3.19 | 18000 | 2
COMFORTMAKER | High Tier | 202463644 | HRCU-A-CB-O | DLCPRAH18AAK | DLFPHAH18XAK | Singlezone Non-Ducted, Wall Placement | 18000 | 12300 | 3.19 | 18000 | 2
ARCOAIRE | High Tier | 202463642 | HRCU-A-CB-O | DLCPRAH18AAK | DLFPHAH18XAK | Singlezone Non-Ducted, Wall Placement | 18000 | 12300 | 3.19 | 18000 | 2
DAY & NIGHT | High Tier | 202463646 | HRCU-A-CB-O | DLCPRAH18AAK | DLFPHAH18XAK | Singlezone Non-Ducted, Wall Placement | 18000 | 12300 | 3.19 | 18000 | 2
Weathermaker |  | 207683313 | HRCU-A-CB-O | 38MARBQ24AA3 | 40MBCAQ24XA3 | Singlezone Non-Ducted, Ceiling Placement | 25000 | 21000 | 2.64 | 26000 | 1.95
Payne |  | 207683306 | HRCU-A-CB-O | 38MARBQ24AA3 | 40MBCAQ24XA3 | Singlezone Non-Ducted, Ceiling Placement | 25000 | 21000 | 2.64 | 26000 | 1.95
Bryant |  | 207683299 | HRCU-A-CB-O | 38MARBQ24AA3 | 40MBCAQ24XA3 | Singlezone Non-Ducted, Ceiling Placement | 25000 | 21000 | 2.64 | 26000 | 1.95
Carrier |  | 207683292 | HRCU-A-CB-O | 38MARBQ24AA3 | 40MBCAQ24XA3 | Singlezone Non-Ducted, Ceiling Placement | 25000 | 21000 | 2.64 | 26000 | 1.95
CLIMA SMART |  | 211257106 | HRCU-A-CB-O | MCH24-CS-S23-O | MCH24-CS-S23-I | Singlezone Non-Ducted, Wall Placement | 24000 | 13900 | 2.75 | 16720 | 1.96
CLIMA SMART |  | 211257105 | HRCU-A-CB-O | MCH18-CS-S23-O | MCH18-CS-S23-I | Singlezone Non-Ducted, Wall Placement | 18000 | 10000 | 2.85 | 12600 | 2.21
ELIOS |  | 207742445 | HRCU-A-CB | DEA09HOS25230E8 | DUA09HIDU230X5 | Singlezone Ducted, Compact Ducted | 10000 | 7700 | 2.59 | 8000 | 2.09
C&H |  | 207742317 | HRCU-A-CB | CH-ES09-230VO | CH-M09DTUI | Singlezone Ducted, Compact Ducted | 10000 | 7700 | 2.59 | 8000 | 2.09
MOOVAIR |  | 207742514 | HRCU-A-CB | DMA09HOS25230E8 | DUA09HIDU230X5 | Singlezone Ducted, Compact Ducted | 10000 | 7700 | 2.59 | 8000 | 2.09
LENNOX |  | 207699109 | HMSV-A-CB | MLB048S4M-2P |  | Multizone Mix of Ducted and Non-Ducted | 49500 | 29000 | 2.62 | 48000 | 1.99
AC PRO.COM |  | 207827154 | HRCU-A-CB | AOX330-09HFN1-MY5W | ATIU-09HWFN1-M | Singlezone Ducted, Compact Ducted | 10000 | 7700 | 2.59 | 8000 | 2.09
LG | Single Zone Cassette | 211234514 | HRCU-A-CB-O | LUU420HV | LCN429HV | Singlezone Non-Ducted, Ceiling Placement | 47000 | 28000 | 2.97 | 40000 | 2.2
LG | Single Zone Cassette | 211234508 | HRCU-A-CB-O | LUU360HV | LCN369HV | Singlezone Non-Ducted, Ceiling Placement | 40000 | 24000 | 2.65 | 37000 | 2.1
LG | Single HSD | 211234506 | HRCU-A-CB | LUU240HV | LHN248HV | Singlezone Ducted, Compact Ducted | 27000 | 17500 | 2.64 | 21400 | 1.94
LG | Single V.AHU | 211234505 | HRCU-A-CB | LUU180HV | LVN181HV4 | Singlezone Ducted, Centrally Ducted | 20000 | 13000 | 2.66 | 16200 | 2.02
LG | Single Zone Console | 211234503 | HRCU-A-CB-O | LUU120HV | LQN120HV4 | Singlezone Non-Ducted, Floor Placement | 13000 | 9200 | 2.72 | 10800 | 2.1
LG | Single Zone Cassette | 211234502 | HRCU-A-CB-O | LUU120HV | LCN128HV4 | Singlezone Non-Ducted, Ceiling Placement | 14000 | 9100 | 2.72 | 10700 | 2.13
LG | Single Zone Console | 211234501 | HRCU-A-CB-O | LUU090HV | LQN090HV4 | Singlezone Non-Ducted, Floor Placement | 10100 | 6800 | 2.89 | 10200 | 1.94
LG | Single Zone Cassette | 211234500 | HRCU-A-CB-O | LUU090HV | LCN098HV4 | Singlezone Non-Ducted, Ceiling Placement | 11000 | 7000 | 2.93 | 10100 | 2.11
LG |  | 207348503 | HRCU-A-CB-O | LSU181HSV5 | LSN181HSV5 | Singlezone Non-Ducted, Wall Placement | 21600 | 13000 | 2.78 | 19300 | 2.28
LG |  | 207462345 | HRCU-A-CB-O | LSU181HSV5 | LAN181HSV5 | Singlezone Non-Ducted, Wall Placement | 21600 | 13000 | 2.78 | 19300 | 2.28
LG | Single Zone Console | 205049408 | HRCU-A-CB-O | LUU097HV | LQN090HV4 | Singlezone Non-Ducted, Floor Placement | 10100 | 6800 | 2.89 | 10200 | 1.94
LG |  | 204825181 | HRCU-A-CB-O | LAU240HYV3 | LAN240HYV3 | Singlezone Non-Ducted, Wall Placement | 26000 | 15800 | 2.82 | 23700 | 2.24
LG |  | 204825180 | HRCU-A-CB-O | LAU180HYV3 | LAN180HYV3 | Singlezone Non-Ducted, Wall Placement | 21600 | 13100 | 3.15 | 21600 | 2.44
LG |  | 204825182 | HRCU-A-CB-O | LSU243HLV3 | LSN243HLV3 | Singlezone Non-Ducted, Wall Placement | 26000 | 15800 | 2.82 | 23700 | 2.24
LG | Single Zone Console | 205049407 | HRCU-A-CB-O | LUU127HV | LQN120HV4 | Singlezone Non-Ducted, Floor Placement | 13000 | 9200 | 2.72 | 10800 | 2.1
LG | Single Zone Cassette | 203381526 | HRCU-A-CB-O | LUU097HV | LCN098HV4 | Singlezone Non-Ducted, Ceiling Placement | 11000 | 7000 | 2.93 | 10100 | 2.11
LG | Single V.AHU | 203161351 | HRCU-A-CB | LUU189HV | LVN181HV4 | Singlezone Ducted, Centrally Ducted | 20000 | 13000 | 2.66 | 16200 | 2.02
LG | Multi F Max LGRED | 206717014 | HMSV-A-CB | LMU480HHV |  | Multizone Mix of Ducted and Non-Ducted | 52500 | 35000 | 2.59 | 52500 | 2.33
LG | Multi F Max LGRED | 206717009 | HMSV-A-CB | LMU480HHV |  | Multizone All Ducted | 52500 | 35000 | 2.55 | 52500 | 2.33
LG | Multi F Max LGRED | 206717008 | HMSV-A-CB | LMU421HHV |  | Multizone All Ducted | 48000 | 31600 | 2.6 | 48000 | 2.27
LG | Single V.AHU | 10400575 | HRCU-A-CB | LUU428HV | LVN420HV | Singlezone Ducted, Centrally Ducted | 47000 | 30600 | 2.7 | 36200 | 2.16
LG |  | 10567393 | HRCU-A-CB-O | LSU090HSV5 | LAN090HSV5 | Singlezone Non-Ducted, Wall Placement | 10900 | 6600 | 3.45 | 9570 | 2.8
LG |  | 10567394 | HRCU-A-CB-O | LSU090HSV5 | LSN090HSV5 | Singlezone Non-Ducted, Wall Placement | 10900 | 6600 | 3.45 | 9570 | 2.8
LG |  | 10567390 | HRCU-A-CB-O | LSU180HSV5 | LAN180HSV5 | Singlezone Non-Ducted, Wall Placement | 21600 | 13000 | 2.72 | 19300 | 2.28
LG |  | 10567391 | HRCU-A-CB-O | LSU180HSV5 | LSN180HSV5 | Singlezone Non-Ducted, Wall Placement | 21600 | 13000 | 2.72 | 19300 | 2.28
LG | Single V.AHU | 203161352 | HRCU-A-CB | LUU249HV | LVN241HV4 | Singlezone Ducted, Centrally Ducted | 27000 | 18700 | 2.6 | 21400 | 2.15
LG |  | 204825177 | HRCU-A-CB-O | LAU090HYV3 | LAN090HYV3 | Singlezone Non-Ducted, Wall Placement | 11000 | 6700 | 3.51 | 11000 | 3.13
LG |  | 204825178 | HRCU-A-CB-O | LAU120HYV3 | LAN120HYV3 | Singlezone Non-Ducted, Wall Placement | 13600 | 8300 | 3.16 | 13600 | 2.91
LG | Single Zone Cassette | 203381517 | HRCU-A-CB-O | LUU127HV | LCN128HV4 | Singlezone Non-Ducted, Ceiling Placement | 14000 | 9100 | 2.72 | 10700 | 2.13
LG | Single V.AHU LGRED | 205788777 | HRCU-A-CB | LUU480HHV | LVN480HV | Singlezone Ducted, Centrally Ducted | 50000 | 30800 | 2.84 | 40500 | 2.25
LG | Single HSD LGRED | 205788772 | HRCU-A-CB | LUU480HHV | LHN488HV | Singlezone Ducted, Compact Ducted | 50000 | 31600 | 2.92 | 41000 | 2.07
LG | Single Cassette LGRED | 205788765 | HRCU-A-CB-O | LUU420HHV | LCN429HV | Singlezone Non-Ducted, Ceiling Placement | 48000 | 29200 | 3.1 | 40000 | 2.2
LG | Single V.AHU LGRED | 205788776 | HRCU-A-CB | LUU420HHV | LVN420HV | Singlezone Ducted, Centrally Ducted | 48000 | 29200 | 2.87 | 40000 | 2.27
LG | Single HSD LGRED | 205788770 | HRCU-A-CB | LUU420HHV | LHN428HV | Singlezone Ducted, Compact Ducted | 48000 | 28400 | 2.92 | 39500 | 2.07
LG | Single Cassette LGRED | 205788771 | HRCU-A-CB-O | LUU480HHV | LCN489HV | Singlezone Non-Ducted, Ceiling Placement | 52000 | 32600 | 2.99 | 40500 | 2.2
LG | Single V.AHU LGRED | 205788774 | HRCU-A-CB | LUU180HHV | LVN181HV4 | Singlezone Ducted, Centrally Ducted | 20000 | 13400 | 2.57 | 16500 | 2.09
LG | Single Cassette LGRED | 205788768 | HRCU-A-CB-O | LUU360HHV | LCN369HV | Singlezone Non-Ducted, Ceiling Placement | 40000 | 25400 | 2.81 | 37000 | 2.1
LG |  | 204825179 | HRCU-A-CB-O | LAU150HYV3 | LAN150HYV3 | Singlezone Non-Ducted, Wall Placement | 18000 | 10900 | 3.59 | 18950 | 2.55
LG | Multi F | 208132540 | HMSV-A-CB | LMU363HV |  | Multizone Mix of Ducted and Non-Ducted | 35000 | 20400 | 2.67 | 25000 | 2.36
LG | Multi F | 208131891 | HMSV-A-CB | LMU363HV |  | Multizone All Ducted | 34000 | 20000 | 2.55 | 24000 | 2.24
LG | Multi F Max LGRED | 206717013 | HMSV-A-CB | LMU421HHV |  | Multizone Mix of Ducted and Non-Ducted | 48000 | 31600 | 2.66 | 48000 | 2.28
LG | Multi F Max LGRED | 206717006 | HMSV-A-CB | LMU361HHV |  | Multizone All Ducted | 45000 | 29600 | 2.65 | 45000 | 2.25
LG | Single HSD | 203161353 | HRCU-A-CB | LUU249HV | LHN248HV | Singlezone Ducted, Compact Ducted | 27000 | 17500 | 2.64 | 21400 | 1.94
LG | Multi F | 208132539 | HMSV-A-CB | LMU303HV |  | Multizone Mix of Ducted and Non-Ducted | 31000 | 19000 | 2.76 | 23800 | 2.57
LG | Multi F | 208131889 | HMSV-A-CB | LMU303HV |  | Multizone All Ducted | 30000 | 18000 | 2.64 | 23200 | 2.43
LG | Multi F | 208132538 | HMSV-A-CB | LMU243HV |  | Multizone Mix of Ducted and Non-Ducted | 23800 | 14700 | 2.87 | 18100 | 2.38
LG | Multi F | 208132537 | HMSV-A-CB | LMU183HV |  | Multizone Mix of Ducted and Non-Ducted | 21000 | 13600 | 2.64 | 17450 | 2.25
LG | Multi F | 208131885 | HMSV-A-CB | LMU183HV |  | Multizone All Ducted | 20000 | 13400 | 2.58 | 17200 | 2.21
LG | Multi F Max LGRED | 206717012 | HMSV-A-CB | LMU361HHV |  | Multizone Mix of Ducted and Non-Ducted | 45000 | 29600 | 2.72 | 45000 | 2.26
LG | Multi F Max LGRED | 10445377 | HMSV-A-CB | LMU300HHV |  | Multizone All Ducted | 27000 | 17700 | 2.51 | 27000 | 2
LG | Multi F Max LGRED | 10525928 | HMSV-A-CB | LMU300HHV |  | Multizone Mix of Ducted and Non-Ducted | 27800 | 18300 | 2.66 | 27800 | 2.08
ELIOS |  | 207742434 | HRCU-A-CB-O | DEA12HOS25230E8 | DUA12HICU230X5 | Singlezone Non-Ducted, Ceiling Placement | 12000 | 8900 | 2.75 | 8000 | 2.28
LG | Multi F LGRED | 10516997 | HMSV-A-CB | LMU240HHV |  | Multizone Mix of Ducted and Non-Ducted | 25000 | 16300 | 2.54 | 25000 | 2
C&H |  | 207742318 | HRCU-A-CB-O | CH-ES12-230VO | CH-12MSPHCT-230VI | Singlezone Non-Ducted, Ceiling Placement | 12000 | 8900 | 2.75 | 8000 | 2.28
MOOVAIR |  | 207742503 | HRCU-A-CB-O | DMA12HOS25230E8 | DUA12HICU230X5 | Singlezone Non-Ducted, Ceiling Placement | 12000 | 8900 | 2.75 | 8000 | 2.28
PIONEER |  | 208141953 | HRCU-A-CB | YN018GMFI22RPE | RB018GMFILDFHD | Singlezone Ducted, Compact Ducted | 20000 | 12600 | 2.66 | 13000 | 2.4
DIRECT AIR |  | 207743756 | HRCU-A-CB | DIRM-18DA25-1Z | DIRM-18HP-DUV | Singlezone Ducted, Compact Ducted | 20000 | 12600 | 2.66 | 13000 | 2.4
DIRECT AIR |  | 207743755 | HRCU-A-CB | DIRM-18DA25-1Z | DIRM-18HP-DUH | Singlezone Ducted, Compact Ducted | 20000 | 12600 | 2.66 | 13000 | 2.4
PIONEER |  | 208141956 | HRCU-A-CB-O | YN018GMFI22RPE | UB018GMFILCFHD | Singlezone Non-Ducted, Floor Placement | 20000 | 12800 | 2.52 | 13000 | 2.08
DIRECT AIR |  | 207743730 | HRCU-A-CB-O | DIRM-18DA25-1Z | DIRM-18HP-CF | Singlezone Non-Ducted, Floor Placement | 20000 | 12800 | 2.52 | 13000 | 2.08
SLIMAIR |  | 208447938 | HRCU-A-CB-O | SHC18VE2AG | SHM18VE2AG | Singlezone Non-Ducted, Wall Placement | 18000 | 14100 | 2.65 | 12829 | 2.35
SLIMAIR |  | 208447946 | HRCU-A-CB-O | SHC18VE2AG | SHMZ18VC2AG | Singlezone Non-Ducted, Wall Placement | 18000 | 14100 | 2.65 | 12829 | 2.35
NAPOLEON |  | 207683231 | HRCU-A-CB-O | NDHAS22-18-O | NDHAS22-18-I | Singlezone Non-Ducted, Wall Placement | 18000 | 14100 | 2.65 | 12829 | 2.35
PIONEER |  | 208101238 | HRCU-A-CB-O | YN009GMFI22RPE | WS009GMFI22HLE | Singlezone Non-Ducted, Wall Placement | 10000 | 8300 | 2.67 | 6544 | 1.98
PIONEER |  | 208101237 | HRCU-A-CB-O | YN012AMFI22RPE | WS012AMFI22HLE | Singlezone Non-Ducted, Wall Placement | 12000 | 8400 | 2.77 | 6725 | 2.07
PIONEER |  | 208101236 | HRCU-A-CB-O | YN009AMFI22RPE | WS009AMFI22HLE | Singlezone Non-Ducted, Wall Placement | 12000 | 8400 | 2.77 | 6725 | 2.07
PIONEER |  | 208101235 | HRCU-A-CB-O | YN009GMFI20RPD | WS009GMFI20HLD | Singlezone Non-Ducted, Wall Placement | 10000 | 6900 | 2.53 | 6400 | 1.95
TOSOT | M-Series | 211164239 | HMSR-A-CB-O | TM18HX4O |  | Multizone All Non-Ducted | 18000 | 14700 | 2.63 | 13600 | 2.23
TOSOT | M-Series | 211727021 | HMSR-A-CB-O | TM18HMO |  | Multizone All Non-Ducted | 18000 | 14700 | 2.63 | 13600 | 2.23
GREE | Multi GEN2 EO | 210278973 | HMSR-A-CB-O | MULTI18HP230V1EO |  | Multizone All Non-Ducted | 18000 | 14700 | 2.63 | 13600 | 2.23
KINGHOME | M-Series | 211497152 | HMSR-A-CB-O | KM18H5O |  | Multizone All Non-Ducted | 18000 | 14700 | 2.63 | 13600 | 2.23
GREE | M-Series | 208786089 | HMSR-A-CB-O | GWHD(18)ND3MO |  | Multizone All Non-Ducted | 18000 | 14700 | 2.63 | 13600 | 2.23
NG Trade | OMEG series | 214442655 | HRCU-A-CB-O | OMEGA181E | IMEGA181E* | Singlezone Non-Ducted, Wall Placement | 18000 | 14100 | 2.65 | 12829 | 2.35
GOODMAN | MSH Series | 214438131 | HMSR-A-CB-O | MST363G22MHAA |  | Multizone All Non-Ducted | 36000 | 27400 | 2.5 | 36000 | 1.95
GOODMAN | MSH Series | 214438127 | HMSV-A-CB | MST183G22MHAA |  | Multizone Mix of Ducted and Non-Ducted | 20000 | 14700 | 2.55 | 20000 | 1.98
GOODMAN | MSH Series | 214438126 | HMSV-A-CB | MST183G22MHAA |  | Multizone All Ducted | 20000 | 16000 | 2.61 | 20000 | 1.95
GOODMAN | MSH Series | 214438134 | HMSR-A-CB-O | MST483G22MHAA |  | Multizone All Non-Ducted | 49000 | 39000 | 2.5 | 46000 | 2.05
GOODMAN | MSH Series | 214438125 | HMSR-A-CB-O | MST183G22MHAA |  | Multizone All Non-Ducted | 20000 | 13500 | 2.5 | 20000 | 2
CENTURY | A-VMH Series | 214442636 | HMSV-A-CB | A-VMH55PV-1 |  | Multizone Mix of Ducted and Non-Ducted | 55000 | 34800 | 2.5 | 47000 | 1.94
CENTURY | A-VMH Series | 214442635 | HMSV-A-CB | A-VMH55PV-1 |  | Multizone All Ducted | 55000 | 35200 | 2.5 | 47000 | 1.94
CENTURY | A-VMH Series | 214442634 | HMSR-A-CB-O | A-VMH55PV-1 |  | Multizone All Non-Ducted | 55000 | 34400 | 2.5 | 47000 | 1.94
TRANE / MITSUBISHI ELECTRIC | P-Series | 206720342 | HRCU-A-CB-O | TRUZA0361KA70** | PLA-A36EA**** | Singlezone Non-Ducted, Ceiling Placement | 42000 | 22000 | 2.59 | 21600 | 2.43
TRANE / MITSUBISHI ELECTRIC | P-Series | 206720337 | HRCU-A-CB-O | TRUZA0301HA70** | PLA-A30EA**** | Singlezone Non-Ducted, Ceiling Placement | 32600 | 18100 | 2.82 | 16800 | 2.9
TRANE / MITSUBISHI ELECTRIC | P-Series | 206720331 | HRCU-A-CB-O | TRUZA0241HA70** | PKA-A24KA**** | Singlezone Non-Ducted, Wall Placement | 28000 | 15700 | 2.63 | 15200 | 1.94
TRANE / MITSUBISHI ELECTRIC | P-Series | 206720330 | HRCU-A-CB-O | TRUZA0241HA70** | PCA-A24KA**** | Singlezone Non-Ducted, Ceiling Placement | 28000 | 15400 | 2.65 | 14900 | 2.3
TRANE / MITSUBISHI ELECTRIC | P-Series | 206720332 | HRCU-A-CB-O | TRUZA0241HA70** | PLA-A24EA**** | Singlezone Non-Ducted, Ceiling Placement | 29000 | 14900 | 2.73 | 13000 | 2.72
TRANE / MITSUBISHI ELECTRIC | P-Series | 206720333 | HRCU-A-CB | TRUZA0241HA70** | PVA-A24AA**** | Singlezone Ducted, Centrally Ducted | 28000 | 15000 | 2.5 | 14500 | 2.24
TRANE / MITSUBISHI ELECTRIC | P-Series | 206720365 | HRCU-A-CB | TRUZA0241HA70** | PEAD-A24AA* | Singlezone Ducted, Compact Ducted | 29400 | 15400 | 2.51 | 14300 | 2.33
TRANE / MITSUBISHI ELECTRIC | M-Series | 207702813 | HRCU-A-CB | SUZ-KA18NA2 | TPEADA0181AA*** | Singlezone Ducted, Compact Ducted | 21600 | 14000 | 2.85 | 12000 | 2.86
MITSUBISHI ELECTRIC | M-Series | 204629215 | HRCU-A-CB | SUZ-KA18NA2 | NTXAMT18A112A* | Singlezone Ducted, Centrally Ducted | 21600 | 14000 | 2.81 | 12200 | 2.88
MITSUBISHI ELECTRIC | M-Series | 204629248 | HRCU-A-CB | SUZ-KA18NA2 | NAXAMT18A112A* | Singlezone Ducted, Centrally Ducted | 21600 | 14000 | 2.81 | 12200 | 2.88
MITSUBISHI ELECTRIC | M-Series | 204629202 | HRCU-A-CB-O | SUZ-KA18NA2 | NTXCKS18A112A* | Singlezone Non-Ducted, Ceiling Placement | 19700 | 12900 | 2.68 | 9800 | 2.37
TRANE / MITSUBISHI ELECTRIC | M-Series | 207699131 | HRCU-A-CB-O | SUZ-KA18NA2 | NTXUKS18A112** | Singlezone Non-Ducted, Ceiling Placement | 20000 | 13100 | 2.63 | 10700 | 2.55
MITSUBISHI ELECTRIC | M-Series | 204629201 | HRCU-A-CB-O | SUZ-KA15NA2 | NTXCKS15A112A* | Singlezone Non-Ducted, Ceiling Placement | 18000 | 11900 | 2.7 | 8900 | 2.29
MITSUBISHI ELECTRIC | M-Series | 204629247 | HRCU-A-CB | SUZ-KA12NA2 | NAXAMT12A112A* | Singlezone Ducted, Centrally Ducted | 15000 | 9900 | 2.59 | 7800 | 2.75
MITSUBISHI ELECTRIC | M-Series | 204629214 | HRCU-A-CB | SUZ-KA12NA2 | NTXAMT12A112A* | Singlezone Ducted, Centrally Ducted | 15000 | 9900 | 2.59 | 7800 | 2.75
TRANE / MITSUBISHI ELECTRIC | M-Series | 207699129 | HRCU-A-CB-O | SUZ-KA12NA2 | NTXUKS12A112** | Singlezone Non-Ducted, Ceiling Placement | 15400 | 9900 | 2.84 | 7900 | 2.36
TRANE / MITSUBISHI ELECTRIC | M-Series | 207702805 | HRCU-A-CB | SUZ-KA12NA2 | TPEADA0121AA*** | Singlezone Ducted, Compact Ducted | 15000 | 9700 | 2.66 | 7900 | 2.86
TRANE / MITSUBISHI ELECTRIC | M-Series | 204629199 | HRCU-A-CB-O | SUZ-KA09NA2 | NTXCKS09A112A* | Singlezone Non-Ducted, Ceiling Placement | 11000 | 6900 | 2.5 | 5600 | 3.04
TRANE / MITSUBISHI ELECTRIC | M-Series | 207699144 | HRCU-A-CB | SUZ-KA09NA2 | TPEADA0091AA*** | Singlezone Ducted, Compact Ducted | 12000 | 7600 | 2.53 | 6100 | 2.93
TRANE / MITSUBISHI ELECTRIC | P-Series | 206720320 | HRCU-A-CB-O | PUZ-A36NKA7*** | TPLA0A0361EA70* | Singlezone Non-Ducted, Ceiling Placement | 42000 | 22000 | 2.5 | 21600 | 2.43
TRANE / MITSUBISHI ELECTRIC | P-Series | 207702783 | HRCU-A-CB | PUZ-A36NKA7*** | TPEADA0361AA*** | Singlezone Ducted, Compact Ducted | 40500 | 20400 | 2.54 | 19800 | 2.23
TRANE / MITSUBISHI ELECTRIC | P-Series | 206720316 | HRCU-A-CB-O | PUZ-A30NHA7*** | TPLA0A0301EA70* | Singlezone Non-Ducted, Ceiling Placement | 32600 | 18100 | 2.82 | 16800 | 2.9
TRANE / MITSUBISHI ELECTRIC | P-Series | 207702781 | HRCU-A-CB | PUZ-A24NHA7*** | TPEADA0241AA*** | Singlezone Ducted, Compact Ducted | 29400 | 15400 | 2.77 | 14300 | 2.33
TRANE / MITSUBISHI ELECTRIC | P-Series | 206720313 | HRCU-A-CB | PUZ-A24NHA7*** | TPVA0A0241AA70* | Singlezone Ducted, Centrally Ducted | 28000 | 15000 | 2.5 | 14500 | 2.24
TRANE / MITSUBISHI ELECTRIC | P-Series | 206720310 | HRCU-A-CB-O | PUZ-A24NHA7*** | TPCA0A0241KA70* | Singlezone Non-Ducted, Ceiling Placement | 28000 | 15400 | 2.65 | 14900 | 2.3
TRANE / MITSUBISHI ELECTRIC | P-Series | 206720358 | HRCU-A-CB-O | PUZ-A24NHA7*** | TPKA0A0241KA70* | Singlezone Non-Ducted, Wall Placement | 28000 | 15700 | 2.63 | 15200 | 1.94
TRANE / MITSUBISHI ELECTRIC | P-Series | 206720312 | HRCU-A-CB-O | PUZ-A24NHA7*** | TPLA0A0241EA70* | Singlezone Non-Ducted, Ceiling Placement | 29000 | 14900 | 2.73 | 13000 | 2.72
TRANE / MITSUBISHI ELECTRIC | NV-Series | 206709470 | HRCU-A-CB-O | NTXSPF18A112A* | NAXFKS18A112A* | Singlezone Non-Ducted, Floor Placement | 21000 | 12800 | 2.62 | 21000 | 2.05
TRANE / MITSUBISHI ELECTRIC | NV-Series | 206709489 | HRCU-A-CB-O | NTXSPF12A112A* | MFZ-KJ12NA*** | Singlezone Non-Ducted, Floor Placement | 13000 | 8800 | 2.77 | 13000 | 2.1
TRANE / MITSUBISHI ELECTRIC | NV-Series | 206709468 | HRCU-A-CB-O | NTXSPF12A112A* | NAXFKS12A112A* | Singlezone Non-Ducted, Floor Placement | 13000 | 8800 | 2.77 | 13000 | 2.1
TRANE / MITSUBISHI ELECTRIC | M-Series H2i | 206709467 | HRCU-A-CB-O | NTXSPF09A112A* | NAXFKS09A112A* | Singlezone Non-Ducted, Floor Placement | 11000 | 7500 | 2.75 | 11000 | 2.01
TRANE / MITSUBISHI ELECTRIC | NV-Series | 204629302 | HRCU-A-CB | NTXSKS18A112A* | SVZ-KP18NA | Singlezone Ducted, Centrally Ducted | 21600 | 14000 | 2.81 | 12200 | 2.88
TRANE / MITSUBISHI ELECTRIC | M-Series | 204629289 | HRCU-A-CB-O | NTXSKS18A112A* | SLZ-KF18NA.TH | Singlezone Non-Ducted, Ceiling Placement | 19700 | 12900 | 2.68 | 9800 | 2.37
TRANE / MITSUBISHI ELECTRIC | M-Series | 207699142 | HRCU-A-CB-O | NTXSKS18A112** | MLZ-KP18NA* | Singlezone Non-Ducted, Ceiling Placement | 20000 | 13100 | 2.63 | 10700 | 2.55
TRANE / MITSUBISHI ELECTRIC | M-Series | 204629288 | HRCU-A-CB-O | NTXSKS15A112AA | SLZ-KF15NA.TH | Singlezone Non-Ducted, Ceiling Placement | 18000 | 11900 | 2.7 | 8900 | 2.29
TRANE / MITSUBISHI ELECTRIC | M-Series | 204629301 | HRCU-A-CB | NTXSKS12A112* | SVZ-KP12NA | Singlezone Ducted, Centrally Ducted | 15000 | 9900 | 2.59 | 7800 | 2.75
TRANE / MITSUBISHI ELECTRIC | M-Series | 207699140 | HRCU-A-CB-O | NTXSKS12A112* | MLZ-KP12NA* | Singlezone Non-Ducted, Ceiling Placement | 15400 | 9900 | 2.84 | 7900 | 2.36
TRANE / MITSUBISHI ELECTRIC | NV-Series | 214236392 | HRCU-A-CB-O | NTXSKS09A112AA | SLZ-KF09NA* | Singlezone Non-Ducted, Ceiling Placement | 11000 | 6900 | 2.5 | 5600 | 3.04
TRANE / MITSUBISHI ELECTRIC | M-Series | 207699139 | HRCU-A-CB-O | NTXSKS09A112** | MLZ-KP09NA* | Singlezone Non-Ducted, Ceiling Placement | 12000 | 7700 | 3.22 | 6100 | 3.08

## July 2024
APS Eligible Small ASHP Models |  |  | Disclaimer: The Massachusetts Department of Energy Resources (DOER) has not investigated, and expressly disclaims any duty to investigate, any company, product, service, process, procedure, design, or the like, which may be presented on the aforementioned list. The presentation of these companies does not constitute endorsement, warranty, or guaranty, by DOER of any company, product, service, process, procedure, design, or the like.
Updated July 2024
Brand (if applicable) | Model Name (if applicable) | AHRI Certificate No. | AHRI Type | Outdoor Unit Model | Indoor Unit Model | Ducting Configuration | Rated Capacity 47°F (btu/hr) | Rated Capacity 17°F (btu/hr) | COP at Rated Capacity 17°F | Maximum Capacity 5°F (btu/hr) | COP at Max. Capacity 5°F
1HVAC | EZ Series | 214810588 | HRCU-A-CB-O | EZ-18ZPL-HP230 | EZ-18W-M | Singlezone Non-Ducted, Wall Placement | 18000 | 13800 | 2.54 | 11700 | 2.05
1HVAC | EZ Series | 214810587 | HRCU-A-CB-O | EZ-12ZPL-HP115 | EZ-12WPL-HP115 | Singlezone Non-Ducted, Wall Placement | 12000 | 7500 | 2.59 | 6400 | 1.95
1HVAC | ACIQ series | 212394312 | HRCU-A-C | ACIQ-24-HPB | ACIQ-24-ACL | Singlezone Ducted, Centrally Ducted | 25000 | 21000 | 2.58 | 20000 | 1.95
1HVAC |  | 207825564 | HMSR-A-CB-O | ACIQ-18Z-HH-M2B |  | Multizone All Non-Ducted | 20000 | 15000 | 2.5 | 20000 | 1.93
1HVAC |  | 210857368 | HMSR-A-CB-O | ES-27Z-M3B |  | Multizone All Non-Ducted | 28000 | 21000 | 2.5 | 20000 | 2.11
1HVAC |  | 210857362 | HMSR-A-CB-O | ACIQ-55Z-HH-M5B |  | Multizone All Non-Ducted | 55000 | 34400 | 2.5 | 47000 | 1.94
1HVAC | ACIQ series | 212394311 | HRCU-A-C | ACIQ-18-HPB | ACIQ-18-ACL | Singlezone Ducted, Centrally Ducted | 19000 | 14700 | 2.6 | 15000 | 2.2
1HVAC | ACIQ series | 213492122 | HRCU-A-C | ACIQ-18-HPB | ACIQ-24-ACL | Singlezone Ducted, Centrally Ducted | 19000 | 14700 | 2.6 | 15000 | 2.2
1HVAC | ACIQ series | 213433234 | HRCU-A-CB | ACIQ-24-HPB | ACIQ-24W-P | Singlezone Ducted, Centrally Ducted | 27400 | 19200 | 2.61 | 24000 | 1.91
1HVAC | ACIQ series | 213433233 | HRCU-A-CB | ACIQ-18-HPB | ACIQ-18W-P | Singlezone Ducted, Centrally Ducted | 19000 | 13500 | 2.6 | 18000 | 2
1HVAC | ACIQ series | 213433229 | HRCU-A-CB | ACIQ-18-HPB | ACIQ-18W-WM | Singlezone Ducted, Centrally Ducted | 19000 | 15800 | 2.82 | 18800 | 2.3
1HVAC | ACIQ series | 213433230 | HRCU-A-CB | ACIQ-24-HPB | ACIQ-24W-WM | Singlezone Ducted, Centrally Ducted | 26000 | 20000 | 2.7 | 24000 | 2
1HVAC | DELUXE 19 VS HP 2-STAGE | 210468207 | HRCU-A-CB | HVH837GKA2*+TSTAT | EHD4X60AAL | Singlezone Ducted, Centrally Ducted | 47000 | 30600 | 2.52 | 24200 | 1.98
1HVAC | DELUXE 19 VS HP 2-STAGE | 210468317 | HRCU-A-CB | HVH837GKA2*+TSTAT | EHD4X60AAL | Singlezone Ducted, Centrally Ducted | 46500 | 30400 | 2.5 | 24200 | 1.98
1HVAC | ACIQ | 210857364 | HMSV-A-CB | ACIQ-55Z-HH-M5B |  | Multizone Mix of Ducted and Non-Ducted | 55000 | 34800 | 2.5 | 47000 | 1.94
1HVAC | ES SERIES | 210857370 | HMSV-A-CB | ES-27Z-M3B |  | Multizone Mix of Ducted and Non-Ducted | 28000 | 21400 | 2.55 | 20000 | 2.13
1HVAC |  | 210857300 | HRCU-A-CB-O | ACIQ-48ZPL-HP230B | ACIQ-48CC-HH-MB | Singlezone Non-Ducted, Wall Placement | 53000 | 35000 | 2.59 | 48000 | 1.98
1HVAC | ES SERIES | 210857367 | HMSV-A-CB | ES-18Z-M2B |  | Multizone Mix of Ducted and Non-Ducted | 19000 | 14500 | 2.5 | 14000 | 2.17
1HVAC | ACIQ | 207825566 | HMSV-A-CB | ACIQ-18Z-HH-M2B |  | Multizone Mix of Ducted and Non-Ducted | 20000 | 15500 | 2.55 | 20000 | 1.95
1HVAC |  | 210857294 | HRCU-A-CB-O | ACIQ-06ZPL-HP230B | ACIQ-06W-HH-MC | Singlezone Non-Ducted, Wall Placement | 7000 | 8500 | 2.9 | 8581 | 2.19
1HVAC |  | 207825522 | HRCU-A-CB | ACIQ-24ZPL-HP230B | ACIQ-24CD-HH-MB | Singlezone Ducted, Compact Ducted | 25000 | 21000 | 2.64 | 27000 | 2
1HVAC |  | 207825525 | HRCU-A-CB-O | ACIQ-24ZPL-HP230B | ACIQ-24FM-HH-MB | Singlezone Non-Ducted, Floor Placement | 25000 | 19000 | 2.64 | 25000 | 2.1
1HVAC |  | 207825520 | HRCU-A-CB | ACIQ-12ZPL-HP230B | ACIQ-12CD-HH-MB | Singlezone Ducted, Compact Ducted | 12500 | 10600 | 2.51 | 12100 | 1.96
1HVAC |  | 207825517 | HRCU-A-CB-O | ACIQ-12ZPL-HP230B | ACIQ-12CC-HH-MB | Singlezone Non-Ducted, Ceiling Placement | 12000 | 9900 | 2.55 | 11500 | 1.9
1HVAC |  | 210857307 | HRCU-A-CB-O | ACIQ-06ZPL-HP230B | SCC-0609-HH-M | Singlezone Non-Ducted, Ceiling Placement | 7100 | 5700 | 2.61 | 8500 | 2.03
1HVAC |  | 210857363 | HMSV-A-CB | ACIQ-55Z-HH-M5B |  | Multizone All Ducted | 55000 | 35200 | 2.5 | 47000 | 1.94
1HVAC |  | 210857369 | HMSV-A-CB | ES-27Z-M3B |  | Multizone All Ducted | 28000 | 22000 | 2.6 | 20000 | 2.14
1HVAC |  | 207825565 | HMSV-A-CB | ACIQ-18Z-HH-M2B |  | Multizone All Ducted | 20000 | 16000 | 2.61 | 20000 | 1.95
1HVAC | DELUXE 19 VS HP 2-STAGE | 210465003 | HRCU-A-CB | HVH837GKA2*+TSTAT | EN(A,D,W)4X60L24** | Singlezone Ducted, Centrally Ducted | 47000 | 30600 | 2.5 | 24000 | 1.96
1HVAC | DELUXE 19 VS HP 2-STAGE | 210464815 | HRCU-A-CB | HVH837GKA2*+TSTAT | EN(A,D)4X48L24** | Singlezone Ducted, Centrally Ducted | 48000 | 31000 | 2.5 | 24400 | 1.94
1HVAC | DELUXE 19 VS HP 2-STAGE | 210464680 | HRCU-A-CB | HVH837GKA2*+TSTAT | EN(A,D)4X48L24** | Singlezone Ducted, Centrally Ducted | 47500 | 30600 | 2.5 | 24200 | 1.94
1HVAC | DELUXE 19 VS HP 2-STAGE | 210464614 | HRCU-A-CB | HVH837GKA2*+TSTAT | EN(A,D)4X48L24** | Singlezone Ducted, Centrally Ducted | 47500 | 30800 | 2.5 | 24200 | 1.96
1HVAC | DELUXE 19 VS HP 2-STAGE | 210464602 | HRCU-A-CB | HVH837GKA2*+TSTAT | EN(A,D)4X48L24** | Singlezone Ducted, Centrally Ducted | 48000 | 31000 | 2.5 | 24400 | 1.96
1HVAC | DELUXE 19 VS HP 2-STAGE | 210464459 | HRCU-A-CB | HVH837GKA2*+TSTAT | EN(A,D,W)4X48L21** | Singlezone Ducted, Centrally Ducted | 48000 | 31000 | 2.5 | 24400 | 1.94
1HVAC | DELUXE 19 VS HP 2-STAGE | 210464304 | HRCU-A-CB | HVH837GKA2*+TSTAT | EN(A,D,W)4X48L21** | Singlezone Ducted, Centrally Ducted | 48000 | 31000 | 2.5 | 24400 | 1.94
1HVAC | DELUXE 19 VS HP 2-STAGE | 210464169 | HRCU-A-CB | HVH837GKA2*+TSTAT | EN(A,D,W)4X48L21** | Singlezone Ducted, Centrally Ducted | 47500 | 30800 | 2.5 | 24200 | 1.96
1HVAC | DELUXE 19 VS HP 2-STAGE | 210462016 | HRCU-A-CB | HVH837GKA2*+TSTAT | EA*4X61L24A* | Singlezone Ducted, Centrally Ducted | 47000 | 30800 | 2.52 | 24400 | 1.98
1HVAC | DELUXE 19 VS HP 2-STAGE | 210461961 | HRCU-A-CB | HVH837GKA2*+TSTAT | EA*4X61L24A* | Singlezone Ducted, Centrally Ducted | 47000 | 30600 | 2.5 | 24400 | 1.98
1HVAC | DELUXE 19 VS HP 2-STAGE | 210461837 | HRCU-A-CB | HVH837GKA2*+TSTAT | EA*4X61L24A* | Singlezone Ducted, Centrally Ducted | 47000 | 30600 | 2.5 | 24400 | 1.98
1HVAC | DELUXE 19 VS HP 2-STAGE | 210461826 | HRCU-A-CB | HVH837GKA2*+TSTAT | EA*4X61L24A* | Singlezone Ducted, Centrally Ducted | 46500 | 30400 | 2.5 | 24000 | 1.96
1HVAC | DELUXE 19 VS HP 2-STAGE | 210461804 | HRCU-A-CB | HVH837GKA2*+TSTAT | EA*4X61L24A* | Singlezone Ducted, Centrally Ducted | 47000 | 30600 | 2.5 | 24400 | 1.98
1HVAC | DELUXE 19 VS HP 2-STAGE | 210461793 | HRCU-A-CB | HVH837GKA2*+TSTAT | EA*4X61L24A* | Singlezone Ducted, Centrally Ducted | 47000 | 30600 | 2.5 | 24400 | 1.96
1HVAC | DELUXE 19 VS HP 2-STAGE | 210461760 | HRCU-A-CB | HVH837GKA2*+TSTAT | EA*4X61L24A* | Singlezone Ducted, Centrally Ducted | 46500 | 30400 | 2.5 | 24200 | 1.98
1HVAC | DELUXE 19 VS HP 2-STAGE | 210461748 | HRCU-A-CB | HVH837GKA2*+TSTAT | EA*4X61L24A* | Singlezone Ducted, Centrally Ducted | 46500 | 30600 | 2.5 | 24200 | 1.98
1HVAC | DELUXE 19 VS HP 2-STAGE | 210461450 | HRCU-A-CB | HVH837GKA2*+TSTAT | EA*4X61L21A* | Singlezone Ducted, Centrally Ducted | 46500 | 30600 | 2.5 | 24400 | 1.96
1HVAC | DELUXE 19 VS HP 2-STAGE | 210461427 | HRCU-A-CB | HVH837GKA2*+TSTAT | EA*4X61L21A* | Singlezone Ducted, Centrally Ducted | 47000 | 30600 | 2.5 | 24400 | 1.98
1HVAC | DELUXE 19 VS HP 2-STAGE | 210461414 | HRCU-A-CB | HVH837GKA2*+TSTAT | EA*4X61L21A* | Singlezone Ducted, Centrally Ducted | 47000 | 30600 | 2.5 | 24400 | 1.98
1HVAC | DELUXE 19 VS HP 2-STAGE | 210461326 | HRCU-A-CB | HVH837GKA2*+TSTAT | EA*4X61L21A* | Singlezone Ducted, Centrally Ducted | 46500 | 30400 | 2.5 | 24200 | 1.96
1HVAC | DELUXE 19 VS HP 2-STAGE | 210459737 | HRCU-A-CB | HVH837GKA2*+TSTAT | EA*4X43L21A* | Singlezone Ducted, Centrally Ducted | 47500 | 30800 | 2.52 | 24400 | 1.98
1HVAC |  | 210857311 | HRCU-A-CB-O | ACIQ-12ZPL-HP230B | ACIQ-12FM-HH-MC | Singlezone Non-Ducted, Wall Placement | 12000 | 10200 | 2.72 | 12300 | 2.1
1HVAC | DELUXE 19 VS HP 2-STAGE | 210458480 | HRCU-A-CB | HVH837GKA2*+TSTAT | EA*4X37L21A* | Singlezone Ducted, Centrally Ducted | 47500 | 30800 | 2.52 | 24400 | 1.98
1HVAC |  | 210857295 | HRCU-A-CB-O | ACIQ-09ZPL-HP230B | ACIQ-09W-HH-MC | Singlezone Non-Ducted, Wall Placement | 12000 | 9500 | 2.53 | 11109 | 1.97
1HVAC |  | 207825512 | HRCU-A-CB-O | ACIQ-09ZPL-HP230B | ACIQ-09W-HH-MB | Singlezone Non-Ducted, Wall Placement | 12000 | 9500 | 2.53 | 11109 | 1.97
1HVAC |  | 210857306 | HRCU-A-CB-O | ACIQ-60ZPL-HP230B | ACIQ-60FM-HH-MB | Singlezone Non-Ducted, Floor Placement | 60000 | 40000 | 2.58 | 56500 | 1.97
AC PRO.COM |  | 207827135 | HMSR-A-CB-O | A3OJ-27HFN1-M |  | Multizone All Non-Ducted | 28000 | 21000 | 2.5 | 20000 | 2.11
AC PRO.COM |  | 214010093 | HRCU-A-C | AOX430-24HFN1-MR0 | AAC-24HWDN1-MN0 | Singlezone Ducted, Centrally Ducted | 25600 | 22000 | 2.5 | 18500 | 2.2
AC PRO.COM | AVBL series | 213386503 | HRCU-A-CB | AOD30-24HFN1-MW | AVBL-24HWFN1-MI3 | Singlezone Ducted, Centrally Ducted | 27400 | 19200 | 2.61 | 24000 | 1.91
AC PRO.COM | AVBL series | 213386502 | HRCU-A-CB | AOX430U-18HFN1-M | AVBL-18HWFN1-MH3 | Singlezone Ducted, Centrally Ducted | 19000 | 13500 | 2.6 | 18000 | 2
AC PRO.COM |  | 205921395 | HRCU-A-CB-O | AOBA30-09HFN1-MT0W | AS11M-09HRFN1-MXOW(A) | Singlezone Non-Ducted, Wall Placement | 9800 | 5800 | 2.74 | 7989 | 2
AC PRO.COM |  | 205355555 | HRCU-A-CB | AOCA31-18HFN1-MT0W | ATIU-18HWFN1-M | Singlezone Ducted, Compact Ducted | 18000 | 12000 | 2.61 | 10300 | 1.95
AC PRO.COM |  | 205921397 | HRCU-A-CB-O | AOCA31-18HFN1-MT0W | AS11M-18HRFN1-MTOW | Singlezone Non-Ducted, Wall Placement | 18000 | 11400 | 2.72 | 11178 | 2.02
AC PRO.COM |  | 205355556 | HRCU-A-CB | AOD31-24HFN1-MT0W | ATIU-24HWFN1-M | Singlezone Ducted, Compact Ducted | 24400 | 16000 | 2.69 | 18500 | 2.04
AC PRO.COM |  | 205355567 | HRCU-A-CB-O | AOD31-24HFN1-MT0W | AUEU-24HRFN1-M(C) | Singlezone Non-Ducted, Floor Placement | 24000 | 15000 | 2.85 | 17817 | 1.9
AC PRO.COM |  | 209748102 | HRCU-A-CB-O | AOD32-24HFN1-MT0W | ACD1-24HRFN1-MT0W | Singlezone Non-Ducted, Wall Placement | 25000 | 19000 | 2.6 | 18900 | 1.96
AC PRO.COM |  | 209748100 | HRCU-A-CB-O | AOX230-12HFN1-MV5W | ACCA3U-12HRFN1-M(C) | Singlezone Non-Ducted, Ceiling Placement | 12000 | 8900 | 2.75 | 8000 | 2.28
AC PRO.COM | A series | 207827127 | HMSV-A-CB | A3OJ-27HFN1-M |  | Multizone Mix of Ducted and Non-Ducted | 28000 | 21400 | 2.55 | 20000 | 2.13
AC PRO.COM | A series | 207827134 | HMSV-A-CB | A2OA-18HFN1-M |  | Multizone Mix of Ducted and Non-Ducted | 19000 | 14500 | 2.5 | 14000 | 2.17
AC PRO.COM |  | 209748103 | HRCU-A-CB | AOX230-09HFN1-MW5W | ATIU-09HWFN1-M | Singlezone Ducted, Compact Ducted | 10000 | 7700 | 2.59 | 8000 | 2.09
AC PRO.COM |  | 209748104 | HRCU-A-CB | AOX230-12HFN1-MV5W | ATIU-12HWFN1-M | Singlezone Ducted, Compact Ducted | 12000 | 9300 | 2.78 | 8400 | 2.26
AC PRO.COM |  | 209748106 | HRCU-A-CB-O | AOX230-12HFN1-MV5W | AFAU-12HRFN1-M(C) | Singlezone Non-Ducted, Wall Placement | 12000 | 9000 | 2.69 | 8400 | 2.26
AC PRO.COM |  | 211001948 | HRCU-A-CB-O | AOX230-09HFN1-MW5W | ACBU-09HRFN1-MW0W | Singlezone Non-Ducted, Ceiling Placement | 11000 | 8000 | 2.66 | 8500 | 2.37
AC PRO.COM |  | 211001950 | HRCU-A-CB-O | AOX430-18HFN1-MT8W | ACBU-18HRFN1-MU2W | Singlezone Non-Ducted, Ceiling Placement | 19000 | 12200 | 2.79 | 13100 | 2.3
AC PRO.COM |  | 207827126 | HMSV-A-CB | A3OJ-27HFN1-M |  | Multizone All Ducted | 28000 | 22000 | 2.6 | 20000 | 2.14
AC PRO.COM |  | 209748107 | HRCU-A-CB-O | AOX430-18HFN1-MT8W | AUEU-18HRFN1-M(C) | Singlezone Non-Ducted, Floor Placement | 20000 | 12800 | 2.52 | 13000 | 2.08
AC PRO.COM |  | 209748101 | HRCU-A-CB-O | AOX430-18HFN1-MT8W | ACCA3U-18HRFN1-M(C) | Singlezone Non-Ducted, Ceiling Placement | 19000 | 12000 | 2.51 | 12700 | 2.16
AC PRO.COM |  | 209748105 | HRCU-A-CB | AOX430-18HFN1-MT8W | ATIU-18HWFN1-M | Singlezone Ducted, Compact Ducted | 20000 | 12600 | 2.66 | 13000 | 2.4
AC PRO.COM |  | 207827153 | HRCU-A-CB-O | AOX430-17HFN1-MT0W | ACCA3U-18HRFN1-M | Singlezone Non-Ducted, Ceiling Placement | 19000 | 12000 | 2.51 | 12700 | 2.16
AC PRO.COM |  | 207827139 | HRCU-A-CB-O | AOX230-09HFN1-MT0W | ASABA-09HRFN1-MU5W | Singlezone Non-Ducted, Wall Placement | 10000 | 6900 | 2.53 | 6400 | 1.95
AC PRO.COM |  | 207827146 | HRCU-A-CB-O | AOX230-12HFN1-MV5W | ASEPB-12HRFN1-MW5W(GA) | Singlezone Non-Ducted, Wall Placement | 12000 | 9000 | 2.69 | 8981 | 2.19
AC PRO.COM |  | 207827145 | HRCU-A-CB-O | AOX230-09HFN1-MW5W | ASEPB-09HRFN1-MY5W(GA) | Singlezone Non-Ducted, Wall Placement | 10000 | 8500 | 2.8 | 8581 | 2.19
AC PRO.COM |  | 207827157 | HRCU-A-CB | AOD32-24HFN1-MT0W | ATIU-24HWFN1-M | Singlezone Ducted, Compact Ducted | 25000 | 20000 | 2.61 | 20000 | 2.3
AC PRO.COM |  | 207827155 | HRCU-A-CB | AOX330-12HFN1-MW5W | ATIU-12HWFN1-M | Singlezone Ducted, Compact Ducted | 12500 | 10600 | 2.51 | 12100 | 1.96
AC PRO.COM |  | 207827152 | HRCU-A-CB-O | AOX330-12HFN1-MW5W | ACCA3U-12HRFN1-M | Singlezone Non-Ducted, Ceiling Placement | 12000 | 9900 | 2.55 | 11500 | 1.9
AC PRO.COM |  | 207827154 | HRCU-A-CB | AOX330-09HFN1-MY5W | ATIU-09HWFN1-M | Singlezone Ducted, Compact Ducted | 10000 | 7700 | 2.59 | 8000 | 2.09
ACD | UHD-38 | 211749865 | HRCU-A-CB-O | UHD09KCH38SB-O | UHD09KCH38SC-I | Singlezone Non-Ducted, Wall Placement | 9000 | 8000 | 2.89 | 13000 | 1.91
ACD | UHD-38 | 211749866 | HRCU-A-CB-O | UHD12KCH31S-O | UHD12KCH31SB-I | Singlezone Non-Ducted, Wall Placement | 12200 | 8100 | 2.86 | 12000 | 1.91
ACD | UHD-38 | 211749868 | HRCU-A-CB-O | UHD24KCH22S-O | UHD24KCH22SB-I | Singlezone Non-Ducted, Wall Placement | 24000 | 15500 | 2.86 | 24000 | 1.9
ACD | Free Match | 210534127 | HMSR-A-CB-O | MPD18KCH21SB-O |  | Multizone All Non-Ducted | 18000 | 14700 | 2.63 | 13600 | 2.23
ACD | UHD-38 | 202110484 | HRCU-A-CB-O | UHD12KCH31S-O | UHD12KCH31S-I | Singlezone Non-Ducted, Wall Placement | 12200 | 8100 | 2.86 | 12000 | 1.91
ACD | Pular | 210534143 | HRCU-A-CB-O | PUD12KCH24S-O | PUD12KCH24S-I | Singlezone Non-Ducted, Wall Placement | 12000 | 7000 | 2.81 | 9000 | 1.9
ACD | Pular | 214229583 | HRCU-A-CB-O | PUD18KCH23S-O* | PUD18KCH23S-I* | Singlezone Non-Ducted, Wall Placement | 18000 | 10800 | 2.64 | 13500 | 1.9
ACD | Pular | 211619266 | HRCU-A-CB-O | PUD18KCH23S-O | PUD18KCH23S-I | Singlezone Non-Ducted, Wall Placement | 18000 | 10800 | 2.64 | 13500 | 1.9
ACD | UHD-38 | 202132789 | HRCU-A-CB-O | UHD24KCH22S-O | UHD24KCH22S-I | Singlezone Non-Ducted, Wall Placement | 24000 | 15500 | 2.86 | 26443 | 2.15
ACD | OCD-23 | 201863350 | HRCU-A-CB-O | OCD09KCH23S-O | OCD09KCH23S-I | Singlezone Non-Ducted, Wall Placement | 11000 | 7300 | 2.85 | 12976 | 2.09
ACD |  | 201863351 | HRCU-A-CB-O | OCD12KCH22S-O | OCD12KCH22S-I | Singlezone Non-Ducted, Wall Placement | 13000 | 7700 | 2.59 | 9110 | 1.98
ACIQ |  | 214602072 | HRCU-A-CB | ACIQ-12-EHPB | ACIQ-12-AHB | Singlezone Ducted, Centrally Ducted | 13000 | 12000 | 2.61 | 11000 | 2
ACIQ |  | 207825576 | HMSR-A-CB-O | ACIQ-18Z-HH-M2B |  | Multizone All Non-Ducted | 20000 | 15000 | 2.5 | 20000 | 1.93
ACIQ |  | 210857380 | HMSR-A-CB-O | ACIQ-55Z-HH-M5B |  | Multizone All Non-Ducted | 55000 | 34400 | 2.5 | 47000 | 1.94
ACIQ |  | 210857386 | HMSR-A-CB-O | ES-27Z-M3B |  | Multizone All Non-Ducted | 28000 | 21000 | 2.5 | 20000 | 2.11
ACIQ | ACIQ series | 212394322 | HRCU-A-C | ACIQ-18-HPB | ACIQ-18-ACL | Singlezone Ducted, Centrally Ducted | 19000 | 14700 | 2.6 | 15000 | 2.2
ACIQ | ACIQ series | 213433253 | HRCU-A-CB | ACIQ-24-HPB | ACIQ-24W-P | Singlezone Ducted, Centrally Ducted | 27400 | 19200 | 2.61 | 24000 | 1.91
ACIQ | ACIQ series | 213433252 | HRCU-A-CB | ACIQ-18-HPB | ACIQ-18W-P | Singlezone Ducted, Centrally Ducted | 19000 | 13500 | 2.6 | 18000 | 2
ACIQ | ACIQ series | 213433248 | HRCU-A-CB | ACIQ-18-HPB | ACIQ-18W-WM | Singlezone Ducted, Centrally Ducted | 19000 | 15800 | 2.82 | 18800 | 2.3
ACIQ | ACIQ series | 213433249 | HRCU-A-CB | ACIQ-24-HPB | ACIQ-24W-WM | Singlezone Ducted, Centrally Ducted | 26000 | 20000 | 2.7 | 24000 | 2
ACIQ | ACIQ series | 213492134 | HRCU-A-C | ACIQ-18-HPB | ACIQ-24-ACL | Singlezone Ducted, Centrally Ducted | 19000 | 14700 | 2.6 | 15000 | 2.2
ACIQ | ACIQ | 210857382 | HMSV-A-CB | ACIQ-55Z-HH-M5B |  | Multizone Mix of Ducted and Non-Ducted | 55000 | 34800 | 2.5 | 47000 | 1.94
ACIQ | ES SERIES | 210857388 | HMSV-A-CB | ES-27Z-M3B |  | Multizone Mix of Ducted and Non-Ducted | 28000 | 21400 | 2.55 | 20000 | 2.13
ACIQ |  | 210857320 | HRCU-A-CB-O | ACIQ-48ZPL-HP230B | ACIQ-48CC-HH-MB | Singlezone Non-Ducted, Wall Placement | 53000 | 35000 | 2.59 | 48000 | 1.98
ACIQ | ES SERIES | 210857385 | HMSV-A-CB | ES-18Z-M2B |  | Multizone Mix of Ducted and Non-Ducted | 19000 | 14500 | 2.5 | 14000 | 2.17
ACIQ | ACIQ | 207825578 | HMSV-A-CB | ACIQ-18Z-HH-M2B |  | Multizone Mix of Ducted and Non-Ducted | 20000 | 15500 | 2.55 | 20000 | 1.95
ACIQ |  | 210857314 | HRCU-A-CB-O | ACIQ-06ZPL-HP230B | ACIQ-06W-HH-MC | Singlezone Non-Ducted, Wall Placement | 7000 | 8500 | 2.9 | 8581 | 2.19
ACIQ |  | 207825541 | HRCU-A-CB | ACIQ-24ZPL-HP230B | ACIQ-24CD-HH-MB | Singlezone Ducted, Compact Ducted | 25000 | 21000 | 2.64 | 27000 | 2
ACIQ |  | 207825544 | HRCU-A-CB-O | ACIQ-24ZPL-HP230B | ACIQ-24FM-HH-MB | Singlezone Non-Ducted, Floor Placement | 25000 | 19000 | 2.64 | 25000 | 2.1
ACIQ |  | 207825539 | HRCU-A-CB | ACIQ-12ZPL-HP230B | ACIQ-12CD-HH-MB | Singlezone Ducted, Compact Ducted | 12500 | 10600 | 2.51 | 12100 | 1.96
ACIQ |  | 207825536 | HRCU-A-CB-O | ACIQ-12ZPL-HP230B | ACIQ-12CC-HH-MB | Singlezone Non-Ducted, Ceiling Placement | 12000 | 9900 | 2.55 | 11500 | 1.9
ACIQ |  | 210857327 | HRCU-A-CB-O | ACIQ-06ZPL-HP230B | SCC-0609-HH-M | Singlezone Non-Ducted, Ceiling Placement | 7100 | 5700 | 2.61 | 8500 | 2.03
ACIQ |  | 210857387 | HMSV-A-CB | ES-27Z-M3B |  | Multizone All Ducted | 28000 | 22000 | 2.6 | 20000 | 2.14
ACIQ |  | 210857381 | HMSV-A-CB | ACIQ-55Z-HH-M5B |  | Multizone All Ducted | 55000 | 35200 | 2.5 | 47000 | 1.94
ACIQ |  | 207825577 | HMSV-A-CB | ACIQ-18Z-HH-M2B |  | Multizone All Ducted | 20000 | 16000 | 2.61 | 20000 | 1.95
ACIQ |  | 210857331 | HRCU-A-CB-O | ACIQ-12ZPL-HP230B | ACIQ-12FM-HH-MC | Singlezone Non-Ducted, Wall Placement | 12000 | 10200 | 2.72 | 12300 | 2.1
ACIQ |  | 210857315 | HRCU-A-CB-O | ACIQ-09ZPL-HP230B | ACIQ-09W-HH-MC | Singlezone Non-Ducted, Wall Placement | 12000 | 9500 | 2.53 | 11109 | 1.97
ACIQ |  | 207825531 | HRCU-A-CB-O | ACIQ-09ZPL-HP230B | ACIQ-09W-HH-MB | Singlezone Non-Ducted, Wall Placement | 12000 | 9500 | 2.53 | 11109 | 1.97
ACIQ |  | 210857326 | HRCU-A-CB-O | ACIQ-60ZPL-HP230B | ACIQ-60FM-HH-MB | Singlezone Non-Ducted, Floor Placement | 60000 | 40000 | 2.58 | 56500 | 1.97
AI AIR CONDITIONING | AW Series | 213769944 | HRCU-A-CB-O | AO25-12N1-M1H | AW25-12N1-M1 | Singlezone Non-Ducted, Wall Placement | 12000 | 10300 | 2.56 | 12113 | 1.9
AI AIR CONDITIONING | AW Series | 213769943 | HRCU-A-CB-O | AO25-09N1-M1H | AW25-09N1-M1 | Singlezone Non-Ducted, Wall Placement | 12000 | 9300 | 2.5 | 11300 | 1.9
AI AIR CONDITIONING |  | 213769927 | HRCU-A-CB | AUO18-60N1-M3H | AUH2-60N1-DM3E | Singlezone Ducted, Centrally Ducted | 59000 | 42000 | 2.6 | 54356 | 1.91
AI AIR CONDITIONING |  | 213769965 | HMSV-A-CB | A5MO22-55N1-M1H |  | Multizone All Ducted | 55000 | 35200 | 2.5 | 47000 | 1.94
AI AIR CONDITIONING |  | 213769954 | HMSV-A-CB | A2MO22-18N1-M1H |  | Multizone Mix of Ducted and Non-Ducted | 20000 | 14700 | 2.55 | 20000 | 1.98
AI AIR CONDITIONING |  | 213769953 | HMSV-A-CB | A2MO22-18N1-M1H |  | Multizone All Ducted | 20000 | 16000 | 2.61 | 20000 | 1.95
AI AIR CONDITIONING |  | 213769961 | HMSR-A-CB-O | A5MO22-48N1-M1H |  | Multizone All Non-Ducted | 49000 | 39000 | 2.5 | 46000 | 2.05
AI AIR CONDITIONING |  | 213769952 | HMSR-A-CB-O | A2MO22-18N1-M1H |  | Multizone All Non-Ducted | 20000 | 13500 | 2.5 | 20000 | 2
AI AIR CONDITIONING |  | 213769940 | HRCU-A-CB-O | AO24-18N1-M1H | AW25-18N1-M1 | Singlezone Non-Ducted, Wall Placement | 18000 | 14100 | 2.65 | 12829 | 2.35
AI AIR CONDITIONING |  | 213769938 | HRCU-A-CB-O | AO24-09N1-M1H | AW25-09N1-M1 | Singlezone Non-Ducted, Wall Placement | 10000 | 8100 | 2.7 | 8564 | 2.22
AI AIR CONDITIONING |  | 213769942 | HRCU-A-CB-O | AO25-06N1-M1H | AW25-06N1-M1 | Singlezone Non-Ducted, Wall Placement | 7000 | 7500 | 2.5 | 7200 | 1.92
AI AIR CONDITIONING |  | 213927637 | HRCU-A-CB-O | AO25-09N1-B1H | AW25-09N1-B1 | Singlezone Non-Ducted, Wall Placement | 10000 | 5900 | 2.93 | 6858 | 2.07
AI AIR CONDITIONING |  | 213769936 | HRCU-A-CB-O | AO24-09N1-B1H | AW24-09N1-B1 | Singlezone Non-Ducted, Wall Placement | 10000 | 5900 | 2.93 | 6858 | 2.07
AI AIR CONDITIONING |  | 213769930 | HRCU-A-CB-O | AO21-09N1-M1 | AW21-09N1-M1 | Singlezone Non-Ducted, Wall Placement | 10000 | 6000 | 2.51 | 6933 | 1.97
AI AIR CONDITIONING |  | 213769939 | HRCU-A-CB-O | AO24-12N1-M1H | AW25-12N1-M1 | Singlezone Non-Ducted, Wall Placement | 12000 | 10000 | 2.69 | 8820 | 2.25
AI AIR CONDITIONING |  | 213927638 | HRCU-A-CB-O | AO25-12N1-B1H | AW25-12N1-B1 | Singlezone Non-Ducted, Wall Placement | 12000 | 8900 | 2.75 | 6858 | 2.07
AI AIR CONDITIONING |  | 213769937 | HRCU-A-CB-O | AO24-12N1-B1H | AW24-12N1-B1 | Singlezone Non-Ducted, Wall Placement | 12000 | 8900 | 2.75 | 6858 | 2.07
AI AIR CONDITIONING |  | 214311544 | HMSR-A-CB-O | A2MO21-18N1-M1 |  | Multizone All Non-Ducted | 19000 | 14400 | 2.5 | 14000 | 2.22
AI AIR CONDITIONING |  | 214311546 | HMSV-A-CB | A2MO21-18N1-M1 |  | Multizone Mix of Ducted and Non-Ducted | 19000 | 14600 | 2.5 | 14000 | 2.17
AI AIR CONDITIONING |  | 214311548 | HMSV-A-CB | A3MO21-27N1-M1 |  | Multizone All Ducted | 28000 | 22000 | 2.6 | 20000 | 2.14
AIREASE | 4SHP22LX SERIES | 214716364 | HRCU-A-CB | 4SHP22LX136P-**A | 7EC48BX-0*+TDR | Singlezone Ducted, Centrally Ducted | 33800 | 22600 | 2.5 | 18500 | 2.18
AIREASE | 4SHP22LX SERIES | 214716365 | HRCU-A-CB | 4SHP22LX136P-**A | 7EC48BX-0*+TDR | Singlezone Ducted, Centrally Ducted | 33200 | 22000 | 2.52 | 18100 | 2.24
AIREASE | 4SHP22LX SERIES | 214716366 | HRCU-A-CB | 4SHP22LX136P-**A | 7EC48BX-0*+TDR | Singlezone Ducted, Centrally Ducted | 33200 | 22000 | 2.54 | 18000 | 2.24
AIREASE | 4SHP22LX SERIES | 214716371 | HRCU-A-CB | 4SHP22LX136P-**A | 7EC48BX-0*+TDR | Singlezone Ducted, Centrally Ducted | 33400 | 22200 | 2.52 | 18200 | 2.22
AIREASE | 4SHP22LX SERIES | 214716372 | HRCU-A-CB | 4SHP22LX136P-**A | 7EC48BX-0*+TDR | Singlezone Ducted, Centrally Ducted | 33600 | 22200 | 2.56 | 18200 | 2.24
AIREASE | 4SHP22LX SERIES | 214716379 | HRCU-A-CB | 4SHP22LX136P-**A | 7EC48BX-0*+TDR | Singlezone Ducted, Centrally Ducted | 33800 | 22600 | 2.52 | 18500 | 2.2
AIREASE | 4SHP22LX SERIES | 214716380 | HRCU-A-CB | 4SHP22LX136P-**A | 7EC48BX-0*+TDR | Singlezone Ducted, Centrally Ducted | 33800 | 22400 | 2.52 | 18400 | 2.22
AIREASE | 4SHP22LX SERIES | 214716381 | HRCU-A-CB | 4SHP22LX136P-**A | 7EC48BX-0*+TDR | Singlezone Ducted, Centrally Ducted | 33800 | 22400 | 2.54 | 18400 | 2.22
AIREASE | 4SHP22LX SERIES | 214716382 | HRCU-A-CB | 4SHP22LX136P-**A | 7EC48BX-0*+TDR | Singlezone Ducted, Centrally Ducted | 33800 | 22400 | 2.54 | 18400 | 2.22
AIREASE | 4SHP22LX SERIES | 214716268 | HRCU-A-CB | 4SHP22LX136P-**A | 7EH42CX-0*+TDR | Singlezone Ducted, Centrally Ducted | 33200 | 22000 | 2.52 | 17700 | 2.06
AIREASE | 4SHP22LX SERIES | 214716269 | HRCU-A-CB | 4SHP22LX136P-**A | 7EH42CX-0*+TDR | Singlezone Ducted, Centrally Ducted | 33800 | 22600 | 2.52 | 18200 | 2.04
AIREASE | 4SHP22LX SERIES | 214716277 | HRCU-A-CB | 4SHP22LX136P-**A | 7EH42CX-0*+TDR | Singlezone Ducted, Centrally Ducted | 33400 | 22200 | 2.52 | 17900 | 2.06
AIREASE | 4SHP22LX SERIES | 214716278 | HRCU-A-CB | 4SHP22LX136P-**A | 7EH42CX-0*+TDR | Singlezone Ducted, Centrally Ducted | 33400 | 22200 | 2.5 | 17900 | 2.04
AIREASE | 4SHP22LX SERIES | 214716280 | HRCU-A-CB | 4SHP22LX136P-**A | 7EH42CX-0*+TDR | Singlezone Ducted, Centrally Ducted | 33400 | 22400 | 2.5 | 18000 | 2.04
AIREASE | 4SHP22LX SERIES | 214716281 | HRCU-A-CB | 4SHP22LX136P-**A | 7EH42CX-0*+TDR | Singlezone Ducted, Centrally Ducted | 33400 | 22200 | 2.5 | 17900 | 2.04
AIREASE | 4SHP22LX SERIES | 214716282 | HRCU-A-CB | 4SHP22LX136P-**A | 7EH42CX-0*+TDR | Singlezone Ducted, Centrally Ducted | 33600 | 22400 | 2.5 | 18100 | 2.04
AIREASE | 4SHP22LX SERIES | 214716284 | HRCU-A-CB | 4SHP22LX136P-**A | 7EH42CX-0*+TDR | Singlezone Ducted, Centrally Ducted | 33800 | 22600 | 2.52 | 18200 | 2.04
AIREASE | 4SHP22LX SERIES | 214716285 | HRCU-A-CB | 4SHP22LX136P-**A | 7EH42CX-0*+TDR | Singlezone Ducted, Centrally Ducted | 33600 | 22400 | 2.5 | 18100 | 2.04
AIREASE | 4SHP22LX SERIES | 214716286 | HRCU-A-CB | 4SHP22LX136P-**A | 7EH42CX-0*+TDR | Singlezone Ducted, Centrally Ducted | 33600 | 22400 | 2.52 | 18100 | 2.06
AIREASE | 4SHP22LX SERIES | 214716288 | HRCU-A-CB | 4SHP22LX136P-**A | 7EH42CX-0*+TDR | Singlezone Ducted, Centrally Ducted | 33600 | 22400 | 2.5 | 18100 | 2.04
AIREASE | 4SHP22LX SERIES | 214716289 | HRCU-A-CB | 4SHP22LX136P-**A | 7EH42CX-0*+TDR | Singlezone Ducted, Centrally Ducted | 33600 | 22400 | 2.5 | 18100 | 2.04
AIREASE | 4SHP22LX SERIES | 214716290 | HRCU-A-CB | 4SHP22LX136P-**A | 7EH42CX-0*+TDR | Singlezone Ducted, Centrally Ducted | 33800 | 22600 | 2.5 | 18200 | 2.04
AIREASE | 4SHP22LX SERIES | 214716498 | HRCU-A-CB | 4SHP22LX124P-**A | 7EC30AX-0*+TDR | Singlezone Ducted, Centrally Ducted | 23400 | 14200 | 2.51 | 16100 | 1.96
AIREASE | 4SHP22LX SERIES | 214716499 | HRCU-A-CB | 4SHP22LX124P-**A | 7EC30AX-0*+TDR | Singlezone Ducted, Centrally Ducted | 23400 | 14200 | 2.51 | 16100 | 1.96
AIREASE | 4SHP22LX SERIES | 214716500 | HRCU-A-CB | 4SHP22LX124P-**A | 7EC30AX-0*+TDR | Singlezone Ducted, Centrally Ducted | 23000 | 13900 | 2.51 | 15800 | 1.94
AIREASE | 4SHP22LX SERIES | 214716502 | HRCU-A-CB | 4SHP22LX124P-**A | 7EC30AX-0*+TDR | Singlezone Ducted, Centrally Ducted | 23400 | 14200 | 2.52 | 16100 | 1.96
AIREASE | 4SHP22LX SERIES | 214716503 | HRCU-A-CB | 4SHP22LX124P-**A | 7EC30AX-0*+TDR | Singlezone Ducted, Centrally Ducted | 23200 | 14000 | 2.52 | 15900 | 1.94
AIREASE | 4SHP22LX SERIES | 214716504 | HRCU-A-CB | 4SHP22LX124P-**A | 7EC30AX-0*+TDR | Singlezone Ducted, Centrally Ducted | 23400 | 14200 | 2.52 | 16100 | 1.98
AIREASE | 4SHP22LX SERIES | 214716505 | HRCU-A-CB | 4SHP22LX124P-**A | 7EC30AX-0*+TDR | Singlezone Ducted, Centrally Ducted | 23600 | 14200 | 2.51 | 16100 | 1.96
AIREASE | 4SHP22LX SERIES | 214716506 | HRCU-A-CB | 4SHP22LX124P-**A | 7EC30AX-0*+TDR | Singlezone Ducted, Centrally Ducted | 23600 | 14200 | 2.51 | 16100 | 1.96
AIREASE | 4SHP22LX SERIES | 214716510 | HRCU-A-CB | 4SHP22LX124P-**A | 7EC30BX-0*+TDR | Singlezone Ducted, Centrally Ducted | 23200 | 14000 | 2.52 | 15900 | 1.96
AIREASE | 4SHP22LX SERIES | 214716514 | HRCU-A-CB | 4SHP22LX124P-**A | 7EC30BX-0*+TDR | Singlezone Ducted, Centrally Ducted | 23600 | 14200 | 2.51 | 16100 | 1.96
AIREASE | 4SHP22LX SERIES | 214716519 | HRCU-A-CB | 4SHP22LX124P-**A | 7EC30BX-0*+TDR | Singlezone Ducted, Centrally Ducted | 23400 | 14100 | 2.54 | 16000 | 1.98
AIREASE | 4SHP22LX SERIES | 214716520 | HRCU-A-CB | 4SHP22LX124P-**A | 7EC30BX-0*+TDR | Singlezone Ducted, Centrally Ducted | 23400 | 14100 | 2.54 | 16000 | 1.98
AIREASE | 4SHP22LX SERIES | 214716521 | HRCU-A-CB | 4SHP22LX124P-**A | 7EC30BX-0*+TDR | Singlezone Ducted, Centrally Ducted | 23400 | 14100 | 2.54 | 16000 | 1.98
AIREASE | 4SHP22LX SERIES | 214716522 | HRCU-A-CB | 4SHP22LX124P-**A | 7EC30BX-0*+TDR | Singlezone Ducted, Centrally Ducted | 23600 | 14200 | 2.51 | 16100 | 1.96
AIREASE | 4SHP22LX SERIES | 214716523 | HRCU-A-CB | 4SHP22LX124P-**A | 7EC30BX-0*+TDR | Singlezone Ducted, Centrally Ducted | 23600 | 14200 | 2.51 | 16200 | 1.96
AIREASE | 4SHP22LX SERIES | 214716525 | HRCU-A-CB | 4SHP22LX124P-**A | 7EC30BX-0*+TDR | Singlezone Ducted, Centrally Ducted | 23600 | 14200 | 2.51 | 16100 | 1.96
AIREASE | 4SHP22LX SERIES | 214716524 | HRCU-A-CB | 4SHP22LX124P-**A | 7EC30BX-0*+TDR | Singlezone Ducted, Centrally Ducted | 23600 | 14200 | 2.51 | 16100 | 1.96
AIREASE | 4SHP22LX SERIES | 214716471 | HRCU-A-CB | 4SHP22LX124P-**A | 7EC24AX-0*+TDR | Singlezone Ducted, Centrally Ducted | 23600 | 14700 | 2.52 | 15700 | 1.9
AIREASE | 4SHP22LX SERIES | 214716472 | HRCU-A-CB | 4SHP22LX124P-**A | 7EC24AX-0*+TDR | Singlezone Ducted, Centrally Ducted | 23600 | 14700 | 2.52 | 15700 | 1.9
AIREASE | 4SHP22LX SERIES | 214716473 | HRCU-A-CB | 4SHP22LX124P-**A | 7EC24AX-0*+TDR | Singlezone Ducted, Centrally Ducted | 23000 | 14300 | 2.52 | 15400 | 1.9
AIREASE | 4SHP22LX SERIES | 214716474 | HRCU-A-CB | 4SHP22LX124P-**A | 7EC24AX-0*+TDR | Singlezone Ducted, Centrally Ducted | 23600 | 14700 | 2.5 | 15800 | 1.92
AIREASE | 4SHP22LX SERIES | 214716476 | HRCU-A-CB | 4SHP22LX124P-**A | 7EC24AX-0*+TDR | Singlezone Ducted, Centrally Ducted | 23200 | 14500 | 2.51 | 15500 | 1.9
AIREASE | 4SHP22LX SERIES | 214716477 | HRCU-A-CB | 4SHP22LX124P-**A | 7EC24AX-0*+TDR | Singlezone Ducted, Centrally Ducted | 23600 | 14700 | 2.53 | 15700 | 1.92
AIREASE | 4SHP22LX SERIES | 214716478 | HRCU-A-CB | 4SHP22LX124P-**A | 7EC24AX-0*+TDR | Singlezone Ducted, Centrally Ducted | 23600 | 14700 | 2.52 | 15700 | 1.9
AIREASE | 4SHP22LX SERIES | 214716479 | HRCU-A-CB | 4SHP22LX124P-**A | 7EC24AX-0*+TDR | Singlezone Ducted, Centrally Ducted | 23600 | 14700 | 2.52 | 15700 | 1.9
AIREASE | 4SHP22LX SERIES | 214716481 | HRCU-A-CB | 4SHP22LX124P-**A | 7EC24BX-0*+TDR | Singlezone Ducted, Centrally Ducted | 23600 | 14700 | 2.5 | 15800 | 1.92
AIREASE | 4SHP22LX SERIES | 214716483 | HRCU-A-CB | 4SHP22LX124P-**A | 7EC24BX-0*+TDR | Singlezone Ducted, Centrally Ducted | 23200 | 14500 | 2.54 | 15500 | 1.9
AIREASE | 4SHP22LX SERIES | 214716487 | HRCU-A-CB | 4SHP22LX124P-**A | 7EC24BX-0*+TDR | Singlezone Ducted, Centrally Ducted | 23600 | 14700 | 2.52 | 15700 | 1.9
AIREASE | 4SHP22LX SERIES | 214716492 | HRCU-A-CB | 4SHP22LX124P-**A | 7EC24BX-0*+TDR | Singlezone Ducted, Centrally Ducted | 23600 | 14600 | 2.55 | 15700 | 1.92
AIREASE | 4SHP22LX SERIES | 214716493 | HRCU-A-CB | 4SHP22LX124P-**A | 7EC24BX-0*+TDR | Singlezone Ducted, Centrally Ducted | 23600 | 14600 | 2.55 | 15700 | 1.92
AIREASE | 4SHP22LX SERIES | 214716494 | HRCU-A-CB | 4SHP22LX124P-**A | 7EC24BX-0*+TDR | Singlezone Ducted, Centrally Ducted | 23600 | 14600 | 2.55 | 15700 | 1.92
AIREASE | 4SHP22LX SERIES | 214716495 | HRCU-A-CB | 4SHP22LX124P-**A | 7EC24BX-0*+TDR | Singlezone Ducted, Centrally Ducted | 23600 | 14700 | 2.5 | 15800 | 1.92
AIREASE | 4SHP22LX SERIES | 214716496 | HRCU-A-CB | 4SHP22LX124P-**A | 7EC24BX-0*+TDR | Singlezone Ducted, Centrally Ducted | 23600 | 14700 | 2.5 | 15800 | 1.9
AIREASE | 4SHP22LX SERIES | 214716497 | HRCU-A-CB | 4SHP22LX124P-**A | 7EC24BX-0*+TDR | Singlezone Ducted, Centrally Ducted | 23600 | 14700 | 2.52 | 15800 | 1.92
AIREASE | 4SHP22LX SERIES | 214716409 | HRCU-A-CB | 4SHP22LX136P-**A | 7EC48CX-0*+TDR | Singlezone Ducted, Centrally Ducted | 33800 | 22400 | 2.54 | 18500 | 2.24
AIREASE | 4SHP22LX SERIES | 214716411 | HRCU-A-CB | 4SHP22LX136P-**A | 7EC48CX-0*+TDR | Singlezone Ducted, Centrally Ducted | 33800 | 22400 | 2.52 | 18600 | 2.24
AIREASE | 4SHP22LX SERIES | 214716412 | HRCU-A-CB | 4SHP22LX136P-**A | 7EC48CX-0*+TDR | Singlezone Ducted, Centrally Ducted | 33800 | 22400 | 2.52 | 18600 | 2.24
AIREASE | 4SHP22LX SERIES | 214716414 | HRCU-A-CB | 4SHP22LX136P-**A | 7EC48CX-0*+TDR | Singlezone Ducted, Centrally Ducted | 33600 | 22400 | 2.56 | 18500 | 2.26
AIREASE | 4SHP22LX SERIES | 211528760 | HRCU-A-CB | 4SHP22LX136P-**A | EAC4X48B+TDR | Singlezone Ducted, Centrally Ducted | 33800 | 22400 | 2.54 | 18400 | 2.22
AIREASE | 4SHP22LX SERIES | 211528759 | HRCU-A-CB | 4SHP22LX136P-**A | EAC4X48B+TDR | Singlezone Ducted, Centrally Ducted | 33800 | 22400 | 2.54 | 18400 | 2.22
AIREASE | 4SHP22LX SERIES | 211528758 | HRCU-A-CB | 4SHP22LX136P-**A | EAC4X48B+TDR | Singlezone Ducted, Centrally Ducted | 33800 | 22400 | 2.52 | 18400 | 2.22
AIREASE | 4SHP22LX SERIES | 211528757 | HRCU-A-CB | 4SHP22LX136P-**A | EAC4X48B+TDR | Singlezone Ducted, Centrally Ducted | 33800 | 22600 | 2.52 | 18500 | 2.2
AIREASE | 4SHP22LX SERIES | 211528750 | HRCU-A-CB | 4SHP22LX136P-**A | EAC4X48B+TDR | Singlezone Ducted, Centrally Ducted | 33600 | 22200 | 2.56 | 18200 | 2.24
AIREASE | 4SHP22LX SERIES | 211528749 | HRCU-A-CB | 4SHP22LX136P-**A | EAC4X48B+TDR | Singlezone Ducted, Centrally Ducted | 33400 | 22200 | 2.52 | 18200 | 2.22
AIREASE | 4SHP22LX SERIES | 211528745 | HRCU-A-CB | 4SHP22LX136P-**A | EAC4X48B+TDR | Singlezone Ducted, Centrally Ducted | 33600 | 22400 | 2.5 | 18400 | 2.2
AIREASE | 4SHP22LX SERIES | 211528744 | HRCU-A-CB | 4SHP22LX136P-**A | EAC4X48B+TDR | Singlezone Ducted, Centrally Ducted | 33200 | 22000 | 2.54 | 18000 | 2.24
AIREASE | 4SHP22LX SERIES | 211528743 | HRCU-A-CB | 4SHP22LX136P-**A | EAC4X48B+TDR | Singlezone Ducted, Centrally Ducted | 33200 | 22000 | 2.52 | 18100 | 2.24
AIREASE | 4SHP22LX SERIES | 211528742 | HRCU-A-CB | 4SHP22LX136P-**A | EAC4X48B+TDR | Singlezone Ducted, Centrally Ducted | 33800 | 22600 | 2.5 | 18500 | 2.18
AIREASE | 4SHP22LX SERIES | 211528677 | HRCU-A-CB | 4SHP22LX136P-**A | ED1P48B+TDR+TXV | Singlezone Ducted, Centrally Ducted | 33400 | 21400 | 2.5 | 17700 | 2.18
AIREASE | 4SHP22LX SERIES | 211528672 | HRCU-A-CB | 4SHP22LX136P-**A | ED1P30/36C+TDR+TXV | Singlezone Ducted, Centrally Ducted | 35800 | 23400 | 2.5 | 19000 | 2.18
AIREASE | 4SHP22LX SERIES | 211528671 | HRCU-A-CB | 4SHP22LX136P-**A | ED1P30/36C+TDR+TXV | Singlezone Ducted, Centrally Ducted | 35400 | 23000 | 2.54 | 18700 | 2.22
AIREASE | 4SHP22LX SERIES | 211528670 | HRCU-A-CB | 4SHP22LX136P-**A | ED1P30/36C+TDR+TXV | Singlezone Ducted, Centrally Ducted | 35000 | 22800 | 2.56 | 18500 | 2.24
AIREASE | 4SHP22LX SERIES | 211528669 | HRCU-A-CB | 4SHP22LX136P-**A | ED1P30/36C+TDR+TXV | Singlezone Ducted, Centrally Ducted | 35000 | 22800 | 2.54 | 18500 | 2.22
AIREASE | 4SHP22LX SERIES | 211528668 | HRCU-A-CB | 4SHP22LX136P-**A | ED1P30/36C+TDR+TXV | Singlezone Ducted, Centrally Ducted | 35000 | 22800 | 2.58 | 18400 | 2.24
AIREASE | 4SHP22LX SERIES | 211528667 | HRCU-A-CB | 4SHP22LX136P-**A | ED1P30/36C+TDR+TXV | Singlezone Ducted, Centrally Ducted | 35400 | 23000 | 2.54 | 18700 | 2.22
AIREASE | 4SHP22LX SERIES | 211528666 | HRCU-A-CB | 4SHP22LX136P-**A | ED1P30/36C+TDR+TXV | Singlezone Ducted, Centrally Ducted | 35000 | 22800 | 2.54 | 18500 | 2.22
AIREASE | 4SHP22LX SERIES | 211528665 | HRCU-A-CB | 4SHP22LX136P-**A | ED1P30/36B+TDR+TXV | Singlezone Ducted, Centrally Ducted | 35600 | 23200 | 2.5 | 18900 | 2.18
AIREASE | 4SHP22LX SERIES | 211528664 | HRCU-A-CB | 4SHP22LX136P-**A | ED1P30/36B+TDR+TXV | Singlezone Ducted, Centrally Ducted | 35600 | 23200 | 2.5 | 18900 | 2.18
AIREASE | 4SHP22LX SERIES | 211528663 | HRCU-A-CB | 4SHP22LX136P-**A | ED1P30/36B+TDR+TXV | Singlezone Ducted, Centrally Ducted | 35400 | 23200 | 2.52 | 18800 | 2.2
AIREASE | 4SHP22LX SERIES | 211528662 | HRCU-A-CB | 4SHP22LX136P-**A | ED1P30/36B+TDR+TXV | Singlezone Ducted, Centrally Ducted | 34800 | 22800 | 2.52 | 18400 | 2.2
AIREASE | 4SHP22LX SERIES | 211528661 | HRCU-A-CB | 4SHP22LX136P-**A | ED1P30/36B+TDR+TXV | Singlezone Ducted, Centrally Ducted | 35200 | 23000 | 2.52 | 18600 | 2.2
AIREASE | 4SHP22LX SERIES | 211528660 | HRCU-A-CB | 4SHP22LX136P-**A | ED1P30/36B+TDR+TXV | Singlezone Ducted, Centrally Ducted | 35200 | 23000 | 2.52 | 18600 | 2.2
AIREASE | 4SHP22LX SERIES | 211528659 | HRCU-A-CB | 4SHP22LX136P-**A | ED1P30/36B+TDR+TXV | Singlezone Ducted, Centrally Ducted | 35000 | 22800 | 2.58 | 18500 | 2.26
AIREASE | 4SHP22LX SERIES | 211528658 | HRCU-A-CB | 4SHP22LX136P-**A | ED1P30/36B+TDR+TXV | Singlezone Ducted, Centrally Ducted | 34800 | 22600 | 2.52 | 18400 | 2.22
AIREASE | 4SHP22LX SERIES | 211528656 | HRCU-A-CB | 4SHP22LX136P-**A | ED1P30/36B+TDR+TXV | Singlezone Ducted, Centrally Ducted | 35400 | 23000 | 2.5 | 18800 | 2.2
AIREASE | 4SHP22LX SERIES | 211528655 | HRCU-A-CB | 4SHP22LX136P-**A | ED1P30/36B+TDR+TXV | Singlezone Ducted, Centrally Ducted | 35800 | 23400 | 2.5 | 19000 | 2.16
AIREASE | 4SHP22LX SERIES | 211528654 | HRCU-A-CB | 4SHP22LX136P-**A | ED1P30/36A+TDR+TXV | Singlezone Ducted, Centrally Ducted | 35800 | 23400 | 2.5 | 19000 | 2.16
AIREASE | 4SHP22LX SERIES | 211528653 | HRCU-A-CB | 4SHP22LX136P-**A | ED1P30/36A+TDR+TXV | Singlezone Ducted, Centrally Ducted | 35000 | 22800 | 2.52 | 18500 | 2.2
AIREASE | 4SHP22LX SERIES | 211528647 | HRCU-A-CB | 4SHP22LX136P-**A | EAH1P42C+TDR+TXV | Singlezone Ducted, Centrally Ducted | 33800 | 22600 | 2.5 | 18200 | 2.04
AIREASE | 4SHP22LX SERIES | 211528646 | HRCU-A-CB | 4SHP22LX136P-**A | EAH1P42C+TDR+TXV | Singlezone Ducted, Centrally Ducted | 33600 | 22400 | 2.5 | 18100 | 2.04
AIREASE | 4SHP22LX SERIES | 211528645 | HRCU-A-CB | 4SHP22LX136P-**A | EAH1P42C+TDR+TXV | Singlezone Ducted, Centrally Ducted | 33600 | 22400 | 2.5 | 18100 | 2.04
AIREASE | 4SHP22LX SERIES | 211528643 | HRCU-A-CB | 4SHP22LX136P-**A | EAH1P42C+TDR+TXV | Singlezone Ducted, Centrally Ducted | 33600 | 22400 | 2.52 | 18100 | 2.06
AIREASE | 4SHP22LX SERIES | 211528642 | HRCU-A-CB | 4SHP22LX136P-**A | EAH1P42C+TDR+TXV | Singlezone Ducted, Centrally Ducted | 33600 | 22400 | 2.5 | 18100 | 2.04
AIREASE | 4SHP22LX SERIES | 211528641 | HRCU-A-CB | 4SHP22LX136P-**A | EAH1P42C+TDR+TXV | Singlezone Ducted, Centrally Ducted | 33800 | 22600 | 2.52 | 18200 | 2.04
AIREASE | 4SHP22LX SERIES | 211528639 | HRCU-A-CB | 4SHP22LX136P-**A | EAH1P42C+TDR+TXV | Singlezone Ducted, Centrally Ducted | 33600 | 22400 | 2.5 | 18100 | 2.04
AIREASE | 4SHP22LX SERIES | 211528638 | HRCU-A-CB | 4SHP22LX136P-**A | EAH1P42C+TDR+TXV | Singlezone Ducted, Centrally Ducted | 33400 | 22200 | 2.5 | 17900 | 2.04
AIREASE | 4SHP22LX SERIES | 211528637 | HRCU-A-CB | 4SHP22LX136P-**A | EAH1P42C+TDR+TXV | Singlezone Ducted, Centrally Ducted | 33400 | 22400 | 2.5 | 18000 | 2.04
AIREASE | 4SHP22LX SERIES | 211528635 | HRCU-A-CB | 4SHP22LX136P-**A | EAH1P42C+TDR+TXV | Singlezone Ducted, Centrally Ducted | 33400 | 22200 | 2.5 | 17900 | 2.04
AIREASE | 4SHP22LX SERIES | 211528634 | HRCU-A-CB | 4SHP22LX136P-**A | EAH1P42C+TDR+TXV | Singlezone Ducted, Centrally Ducted | 33400 | 22200 | 2.52 | 17900 | 2.06
AIREASE | 4SHP22LX SERIES | 211528633 | HRCU-A-CB | 4SHP22LX136P-**A | EAH1P42C+TDR+TXV | Singlezone Ducted, Centrally Ducted | 33800 | 22400 | 2.5 | 18200 | 2.04
AIREASE | 4SHP22LX SERIES | 211528631 | HRCU-A-CB | 4SHP22LX136P-**A | EAH1P42C+TDR+TXV | Singlezone Ducted, Centrally Ducted | 33800 | 22600 | 2.5 | 18200 | 2.04
AIREASE | 4SHP22LX SERIES | 211528630 | HRCU-A-CB | 4SHP22LX136P-**A | EAH1P42C+TDR+TXV | Singlezone Ducted, Centrally Ducted | 33800 | 22600 | 2.5 | 18200 | 2.02
AIREASE | 4SHP22LX SERIES | 211528627 | HRCU-A-CB | 4SHP22LX136P-**A | EAH1P42C+TDR+TXV | Singlezone Ducted, Centrally Ducted | 33200 | 22200 | 2.5 | 17800 | 2.04
AIREASE | 4SHP22LX SERIES | 211528626 | HRCU-A-CB | 4SHP22LX136P-**A | EAH1P42C+TDR+TXV | Singlezone Ducted, Centrally Ducted | 33800 | 22600 | 2.52 | 18200 | 2.04
AIREASE | 4SHP22LX SERIES | 211528625 | HRCU-A-CB | 4SHP22LX136P-**A | EAH1P42C+TDR+TXV | Singlezone Ducted, Centrally Ducted | 33200 | 22000 | 2.52 | 17700 | 2.06
AIREASE | 4SHP22LX SERIES | 211528572 | HRCU-A-CB | 4SHP22LX136P-**A | BCE7S42M*4X | Singlezone Ducted, Centrally Ducted | 35000 | 22800 | 2.64 | 18400 | 2.3
AIREASE | 4SHP22LX SERIES | 211528571 | HRCU-A-CB | 4SHP22LX136P-**A | BCE7E42M*4X | Singlezone Ducted, Centrally Ducted | 34400 | 22200 | 2.6 | 18000 | 2.3
AIREASE | 4SHP22LX SERIES | 211528570 | HRCU-A-CB | 4SHP22LX136P-**A | BCE7E36M*4X | Singlezone Ducted, Centrally Ducted | 33600 | 23000 | 2.6 | 18300 | 2.24
AIREASE | 4SHP22LX SERIES | 211528569 | HRCU-A-CB | 4SHP22LX136P-**A | BCE5V42M*4X | Singlezone Ducted, Centrally Ducted | 33600 | 22200 | 2.6 | 18000 | 2.24
AIREASE | 4SHP22LX SERIES | 211528568 | HRCU-A-CB | 4SHP22LX136P-**A | BCE5V36M*4X | Singlezone Ducted, Centrally Ducted | 33400 | 22200 | 2.58 | 18000 | 2.24
AIREASE | 4SHP22LX SERIES | 211528564 | HRCU-A-CB | 4SHP22LX136P-**A | EA(C;U)1P48B+TDR+TXV | Singlezone Ducted, Centrally Ducted | 33800 | 22400 | 2.54 | 18400 | 2.22
AIREASE | 4SHP22LX SERIES | 211528563 | HRCU-A-CB | 4SHP22LX136P-**A | EA(C;U)1P48B+TDR+TXV | Singlezone Ducted, Centrally Ducted | 33800 | 22400 | 2.54 | 18400 | 2.22
AIREASE | 4SHP22LX SERIES | 211528562 | HRCU-A-CB | 4SHP22LX136P-**A | EA(C;U)1P48B+TDR+TXV | Singlezone Ducted, Centrally Ducted | 33800 | 22400 | 2.52 | 18400 | 2.22
AIREASE | 4SHP22LX SERIES | 211528561 | HRCU-A-CB | 4SHP22LX136P-**A | EA(C;U)1P48B+TDR+TXV | Singlezone Ducted, Centrally Ducted | 33800 | 22600 | 2.52 | 18500 | 2.2
AIREASE | 4SHP22LX SERIES | 211528554 | HRCU-A-CB | 4SHP22LX136P-**A | EA(C;U)1P48B+TDR+TXV | Singlezone Ducted, Centrally Ducted | 33600 | 22200 | 2.56 | 18200 | 2.24
AIREASE | 4SHP22LX SERIES | 211528553 | HRCU-A-CB | 4SHP22LX136P-**A | EA(C;U)1P48B+TDR+TXV | Singlezone Ducted, Centrally Ducted | 33400 | 22200 | 2.52 | 18200 | 2.22
AIREASE | 4SHP22LX SERIES | 211528549 | HRCU-A-CB | 4SHP22LX136P-**A | EA(C;U)1P48B+TDR+TXV | Singlezone Ducted, Centrally Ducted | 33600 | 22400 | 2.5 | 18400 | 2.2
AIREASE | 4SHP22LX SERIES | 211528548 | HRCU-A-CB | 4SHP22LX136P-**A | EA(C;U)1P48B+TDR+TXV | Singlezone Ducted, Centrally Ducted | 33200 | 22000 | 2.54 | 18000 | 2.24
AIREASE | 4SHP22LX SERIES | 211528547 | HRCU-A-CB | 4SHP22LX136P-**A | EA(C;U)1P48B+TDR+TXV | Singlezone Ducted, Centrally Ducted | 33200 | 22000 | 2.52 | 18100 | 2.24
AIREASE | 4SHP22LX SERIES | 211528546 | HRCU-A-CB | 4SHP22LX136P-**A | EA(C;U)1P48B+TDR+TXV | Singlezone Ducted, Centrally Ducted | 33800 | 22600 | 2.5 | 18500 | 2.18
AIREASE | 4SHP22LX Series | 211708569 | HRCU-A-CB | 4SHP22LX136P-**A | BCE5E42M | Singlezone Ducted, Centrally Ducted | 33000 | 22000 | 2.56 | 18000 | 2.2
AIREASE | 4SHP22LX Series | 211708568 | HRCU-A-CB | 4SHP22LX136P-**A | BCE5E36M | Singlezone Ducted, Centrally Ducted | 32800 | 21800 | 2.5 | 17700 | 2.18
AIREASE | 4SHP22LX Series | 211708566 | HRCU-A-CB | 4SHP22LX136P-**A | BCE7S36M*4X | Singlezone Ducted, Centrally Ducted | 33400 | 22800 | 2.6 | 18300 | 2.28
AIREASE | 4SHP22LX SERIES | 211709612 | HRCU-A-CB | 4SHP22LX124P-**A | EAC4X24B+TDR | Singlezone Ducted, Centrally Ducted | 23200 | 14500 | 2.54 | 15500 | 1.9
AIREASE | 4SHP22LX SERIES | 211709611 | HRCU-A-CB | 4SHP22LX124P-**A | EAC4X24B+TDR | Singlezone Ducted, Centrally Ducted | 23600 | 14700 | 2.52 | 15800 | 1.92
AIREASE | 4SHP22LX SERIES | 211709606 | HRCU-A-CB | 4SHP22LX124P-**A | EAC4X24B+TDR | Singlezone Ducted, Centrally Ducted | 23600 | 14700 | 2.5 | 15800 | 1.92
AIREASE | 4SHP22LX SERIES | 211709604 | HRCU-A-CB | 4SHP22LX124P-**A | EAC4X24A+TDR | Singlezone Ducted, Centrally Ducted | 23600 | 14700 | 2.52 | 15700 | 1.9
AIREASE | 4SHP22LX SERIES | 211709603 | HRCU-A-CB | 4SHP22LX124P-**A | EAC4X24A+TDR | Singlezone Ducted, Centrally Ducted | 23600 | 14700 | 2.52 | 15700 | 1.9
AIREASE | 4SHP22LX SERIES | 211709602 | HRCU-A-CB | 4SHP22LX124P-**A | EAC4X24A+TDR | Singlezone Ducted, Centrally Ducted | 23600 | 14700 | 2.53 | 15700 | 1.92
AIREASE | 4SHP22LX SERIES | 211709601 | HRCU-A-CB | 4SHP22LX124P-**A | EAC4X24A+TDR | Singlezone Ducted, Centrally Ducted | 23200 | 14500 | 2.51 | 15500 | 1.9
AIREASE | 4SHP22LX SERIES | 211709599 | HRCU-A-CB | 4SHP22LX124P-**A | EAC4X24A+TDR | Singlezone Ducted, Centrally Ducted | 23600 | 14700 | 2.5 | 15800 | 1.92
AIREASE | 4SHP22LX SERIES | 211709598 | HRCU-A-CB | 4SHP22LX124P-**A | EAC4X24A+TDR | Singlezone Ducted, Centrally Ducted | 23000 | 14300 | 2.52 | 15400 | 1.9
AIREASE | 4SHP22LX SERIES | 211709597 | HRCU-A-CB | 4SHP22LX124P-**A | EAC4X24A+TDR | Singlezone Ducted, Centrally Ducted | 23600 | 14700 | 2.52 | 15700 | 1.9
AIREASE | 4SHP22LX SERIES | 211709596 | HRCU-A-CB | 4SHP22LX124P-**A | EAC4X24A+TDR | Singlezone Ducted, Centrally Ducted | 23600 | 14700 | 2.52 | 15700 | 1.9
AIREASE | 4SHP22LX SERIES | 211709595 | HRCU-A-CB | 4SHP22LX124P-**A | ED1P24B+TDR+TXV | Singlezone Ducted, Centrally Ducted | 23200 | 15000 | 2.7 | 15100 | 2.06
AIREASE | 4SHP22LX SERIES | 211709594 | HRCU-A-CB | 4SHP22LX124P-**A | ED1P24B+TDR+TXV | Singlezone Ducted, Centrally Ducted | 23400 | 15100 | 2.67 | 15200 | 2.04
AIREASE | 4SHP22LX SERIES | 211709593 | HRCU-A-CB | 4SHP22LX124P-**A | ED1P24B+TDR+TXV | Singlezone Ducted, Centrally Ducted | 23200 | 15000 | 2.68 | 15100 | 2.04
AIREASE | 4SHP22LX SERIES | 211709592 | HRCU-A-CB | 4SHP22LX124P-**A | ED1P24B+TDR+TXV | Singlezone Ducted, Centrally Ducted | 23200 | 15000 | 2.71 | 15000 | 2.04
AIREASE | 4SHP22LX SERIES | 211709591 | HRCU-A-CB | 4SHP22LX124P-**A | ED1P24B+TDR+TXV | Singlezone Ducted, Centrally Ducted | 23200 | 14900 | 2.71 | 15000 | 2.06
AIREASE | 4SHP22LX SERIES | 211709590 | HRCU-A-CB | 4SHP22LX124P-**A | ED1P24B+TDR+TXV | Singlezone Ducted, Centrally Ducted | 23200 | 14900 | 2.71 | 15000 | 2.06
AIREASE | 4SHP22LX SERIES | 211709589 | HRCU-A-CB | 4SHP22LX124P-**A | ED1P24B+TDR+TXV | Singlezone Ducted, Centrally Ducted | 23400 | 15100 | 2.71 | 15100 | 2.04
AIREASE | 4SHP22LX SERIES | 211709588 | HRCU-A-CB | 4SHP22LX124P-**A | ED1P24B+TDR+TXV | Singlezone Ducted, Centrally Ducted | 23200 | 15000 | 2.7 | 15000 | 2.04
AIREASE | 4SHP22LX SERIES | 211709587 | HRCU-A-CB | 4SHP22LX124P-**A | ED1P24B+TDR+TXV | Singlezone Ducted, Centrally Ducted | 23400 | 15200 | 2.62 | 15300 | 2.02
AIREASE | 4SHP22LX SERIES | 211709586 | HRCU-A-CB | 4SHP22LX124P-**A | ED1P24B+TDR+TXV | Singlezone Ducted, Centrally Ducted | 23200 | 14900 | 2.66 | 15000 | 2.02
AIREASE | 4SHP22LX SERIES | 211709585 | HRCU-A-CB | 4SHP22LX124P-**A | ED1P24B+TDR+TXV | Singlezone Ducted, Centrally Ducted | 23200 | 15000 | 2.76 | 15000 | 2.06
AIREASE | 4SHP22LX SERIES | 211709584 | HRCU-A-CB | 4SHP22LX124P-**A | ED1P24B+TDR+TXV | Singlezone Ducted, Centrally Ducted | 23200 | 14900 | 2.68 | 15000 | 2.04
AIREASE | 4SHP22LX SERIES | 211709583 | HRCU-A-CB | 4SHP22LX124P-**A | ED1P24A+TDR+TXV | Singlezone Ducted, Centrally Ducted | 23200 | 15000 | 2.76 | 15000 | 2.08
AIREASE | 4SHP22LX SERIES | 211709582 | HRCU-A-CB | 4SHP22LX124P-**A | ED1P24A+TDR+TXV | Singlezone Ducted, Centrally Ducted | 23000 | 14900 | 2.75 | 14900 | 2.06
AIREASE | 4SHP22LX SERIES | 211709581 | HRCU-A-CB | 4SHP22LX124P-**A | ED1P24A+TDR+TXV | Singlezone Ducted, Centrally Ducted | 23000 | 14900 | 2.71 | 14900 | 2.04
AIREASE | 4SHP22LX SERIES | 211709580 | HRCU-A-CB | 4SHP22LX124P-**A | BCE7S24M*4X | Singlezone Ducted, Centrally Ducted | 23000 | 14400 | 2.56 | 15400 | 2.08
AIREASE | 4SHP22LX SERIES | 211709579 | HRCU-A-CB | 4SHP22LX124P-**A | BCE7E30M*4X | Singlezone Ducted, Centrally Ducted | 22400 | 14300 | 2.85 | 16100 | 2.34
AIREASE | 4SHP22LX SERIES | 211709578 | HRCU-A-CB | 4SHP22LX124P-**A | BCE7E24M*4X | Singlezone Ducted, Centrally Ducted | 23200 | 14500 | 2.56 | 15500 | 2.08
AIREASE | 4SHP22LX SERIES | 211709577 | HRCU-A-CB | 4SHP22LX124P-**A | BCE7E18M*4X | Singlezone Ducted, Centrally Ducted | 22600 | 14100 | 2.54 | 15100 | 2.06
AIREASE | 4SHP22LX SERIES | 211709576 | HRCU-A-CB | 4SHP22LX124P-**A | BCE5V30M*4X | Singlezone Ducted, Centrally Ducted | 22400 | 14500 | 2.67 | 14900 | 2.12
AIREASE | 4SHP22LX SERIES | 211709575 | HRCU-A-CB | 4SHP22LX124P-**A | BCE5V24M*4X | Singlezone Ducted, Centrally Ducted | 22200 | 14900 | 2.68 | 15400 | 2.12
AIREASE | 4SHP22LX SERIES | 211709574 | HRCU-A-CB | 4SHP22LX124P-**A | BCE5C30M*4X | Singlezone Ducted, Centrally Ducted | 22800 | 14900 | 2.6 | 15200 | 2.08
AIREASE | 4SHP22LX SERIES | 211709573 | HRCU-A-CB | 4SHP22LX124P-**A | BCE5C24M*4X | Singlezone Ducted, Centrally Ducted | 23400 | 14700 | 2.5 | 15300 | 2.06
AIREASE | 4SHP22LX SERIES | 211709572 | HRCU-A-CB | 4SHP22LX124P-**A | EA(C;U)1P30B+TDR+TXV | Singlezone Ducted, Centrally Ducted | 23600 | 14200 | 2.51 | 16100 | 1.96
AIREASE | 4SHP22LX SERIES | 211709571 | HRCU-A-CB | 4SHP22LX124P-**A | EA(C;U)1P30B+TDR+TXV | Singlezone Ducted, Centrally Ducted | 23600 | 14200 | 2.51 | 16100 | 1.96
AIREASE | 4SHP22LX SERIES | 211709570 | HRCU-A-CB | 4SHP22LX124P-**A | EA(C;U)1P30B+TDR+TXV | Singlezone Ducted, Centrally Ducted | 23600 | 14200 | 2.51 | 16200 | 1.96
AIREASE | 4SHP22LX SERIES | 211709569 | HRCU-A-CB | 4SHP22LX124P-**A | EA(C;U)1P30B+TDR+TXV | Singlezone Ducted, Centrally Ducted | 23600 | 14200 | 2.51 | 16100 | 1.96
AIREASE | 4SHP22LX SERIES | 211709568 | HRCU-A-CB | 4SHP22LX124P-**A | EA(C;U)1P30B+TDR+TXV | Singlezone Ducted, Centrally Ducted | 23400 | 14100 | 2.54 | 16000 | 1.98
AIREASE | 4SHP22LX SERIES | 211709567 | HRCU-A-CB | 4SHP22LX124P-**A | EA(C;U)1P30B+TDR+TXV | Singlezone Ducted, Centrally Ducted | 23400 | 14100 | 2.54 | 16000 | 1.98
AIREASE | 4SHP22LX SERIES | 211709566 | HRCU-A-CB | 4SHP22LX124P-**A | EA(C;U)1P30B+TDR+TXV | Singlezone Ducted, Centrally Ducted | 23400 | 14100 | 2.54 | 16000 | 1.98
AIREASE | 4SHP22LX SERIES | 211709561 | HRCU-A-CB | 4SHP22LX124P-**A | EA(C;U)1P30B+TDR+TXV | Singlezone Ducted, Centrally Ducted | 23600 | 14200 | 2.51 | 16100 | 1.96
AIREASE | 4SHP22LX SERIES | 211709557 | HRCU-A-CB | 4SHP22LX124P-**A | EA(C;U)1P30B+TDR+TXV | Singlezone Ducted, Centrally Ducted | 23200 | 14000 | 2.52 | 15900 | 1.96
AIREASE | 4SHP22LX SERIES | 211709556 | HRCU-A-CB | 4SHP22LX124P-**A | EA(C;U)1P30B+TDR+TXV | Singlezone Ducted, Centrally Ducted | 23600 | 14200 | 2.51 | 16100 | 1.96
AIREASE | 4SHP22LX SERIES | 211709549 | HRCU-A-CB | 4SHP22LX124P-**A | EA(C;U)1P30A+TDR+TXV | Singlezone Ducted, Centrally Ducted | 23600 | 14200 | 2.51 | 16100 | 1.96
AIREASE | 4SHP22LX SERIES | 211709548 | HRCU-A-CB | 4SHP22LX124P-**A | EA(C;U)1P30A+TDR+TXV | Singlezone Ducted, Centrally Ducted | 23600 | 14200 | 2.51 | 16100 | 1.96
AIREASE | 4SHP22LX SERIES | 211709547 | HRCU-A-CB | 4SHP22LX124P-**A | EA(C;U)1P30A+TDR+TXV | Singlezone Ducted, Centrally Ducted | 23400 | 14200 | 2.52 | 16100 | 1.98
AIREASE | 4SHP22LX SERIES | 211709546 | HRCU-A-CB | 4SHP22LX124P-**A | EA(C;U)1P30A+TDR+TXV | Singlezone Ducted, Centrally Ducted | 23200 | 14000 | 2.52 | 15900 | 1.94
AIREASE | 4SHP22LX SERIES | 211709545 | HRCU-A-CB | 4SHP22LX124P-**A | EA(C;U)1P30A+TDR+TXV | Singlezone Ducted, Centrally Ducted | 23400 | 14200 | 2.52 | 16100 | 1.96
AIREASE | 4SHP22LX SERIES | 211709543 | HRCU-A-CB | 4SHP22LX124P-**A | EA(C;U)1P30A+TDR+TXV | Singlezone Ducted, Centrally Ducted | 23000 | 13900 | 2.51 | 15800 | 1.94
AIREASE | 4SHP22LX SERIES | 211709542 | HRCU-A-CB | 4SHP22LX124P-**A | EA(C;U)1P30A+TDR+TXV | Singlezone Ducted, Centrally Ducted | 23400 | 14200 | 2.51 | 16100 | 1.96
AIREASE | 4SHP22LX SERIES | 211709541 | HRCU-A-CB | 4SHP22LX124P-**A | EA(C;U)1P30A+TDR+TXV | Singlezone Ducted, Centrally Ducted | 23400 | 14200 | 2.51 | 16100 | 1.96
AIREASE | 4SHP22LX SERIES | 211709540 | HRCU-A-CB | 4SHP22LX124P-**A | EA(C;U)1P24B+TDR+TXV | Singlezone Ducted, Centrally Ducted | 23600 | 14700 | 2.52 | 15800 | 1.92
AIREASE | 4SHP22LX SERIES | 211709539 | HRCU-A-CB | 4SHP22LX124P-**A | EA(C;U)1P24B+TDR+TXV | Singlezone Ducted, Centrally Ducted | 23600 | 14700 | 2.5 | 15800 | 1.9
AIREASE | 4SHP22LX SERIES | 211709538 | HRCU-A-CB | 4SHP22LX124P-**A | EA(C;U)1P24B+TDR+TXV | Singlezone Ducted, Centrally Ducted | 23600 | 14700 | 2.5 | 15800 | 1.92
AIREASE | 4SHP22LX SERIES | 211709537 | HRCU-A-CB | 4SHP22LX124P-**A | EA(C;U)1P24B+TDR+TXV | Singlezone Ducted, Centrally Ducted | 23600 | 14600 | 2.55 | 15700 | 1.92
AIREASE | 4SHP22LX SERIES | 211709536 | HRCU-A-CB | 4SHP22LX124P-**A | EA(C;U)1P24B+TDR+TXV | Singlezone Ducted, Centrally Ducted | 23600 | 14600 | 2.55 | 15700 | 1.92
AIREASE | 4SHP22LX SERIES | 211709535 | HRCU-A-CB | 4SHP22LX124P-**A | EA(C;U)1P24B+TDR+TXV | Singlezone Ducted, Centrally Ducted | 23600 | 14600 | 2.55 | 15700 | 1.92
AIREASE | 4SHP22LX SERIES | 211709530 | HRCU-A-CB | 4SHP22LX124P-**A | EA(C;U)1P24B+TDR+TXV | Singlezone Ducted, Centrally Ducted | 23600 | 14700 | 2.52 | 15700 | 1.9
AIREASE | 4SHP22LX SERIES | 211709526 | HRCU-A-CB | 4SHP22LX124P-**A | EA(C;U)1P24B+TDR+TXV | Singlezone Ducted, Centrally Ducted | 23200 | 14500 | 2.54 | 15500 | 1.9
AIREASE | 4SHP22LX SERIES | 211709525 | HRCU-A-CB | 4SHP22LX124P-**A | EA(C;U)1P24B+TDR+TXV | Singlezone Ducted, Centrally Ducted | 23600 | 14700 | 2.52 | 15800 | 1.92
AIREASE | 4SHP22LX SERIES | 211709520 | HRCU-A-CB | 4SHP22LX124P-**A | EA(C;U)1P24B+TDR+TXV | Singlezone Ducted, Centrally Ducted | 23600 | 14700 | 2.5 | 15800 | 1.92
AIREASE | 4SHP22LX SERIES | 211709518 | HRCU-A-CB | 4SHP22LX124P-**A | EA(C;U)1P24A+TDR+TXV | Singlezone Ducted, Centrally Ducted | 23600 | 14700 | 2.52 | 15700 | 1.9
AIREASE | 4SHP22LX SERIES | 211709517 | HRCU-A-CB | 4SHP22LX124P-**A | EA(C;U)1P24A+TDR+TXV | Singlezone Ducted, Centrally Ducted | 23600 | 14700 | 2.52 | 15700 | 1.9
AIREASE | 4SHP22LX SERIES | 211709516 | HRCU-A-CB | 4SHP22LX124P-**A | EA(C;U)1P24A+TDR+TXV | Singlezone Ducted, Centrally Ducted | 23600 | 14700 | 2.53 | 15700 | 1.92
AIREASE | 4SHP22LX SERIES | 211709515 | HRCU-A-CB | 4SHP22LX124P-**A | EA(C;U)1P24A+TDR+TXV | Singlezone Ducted, Centrally Ducted | 23200 | 14500 | 2.51 | 15500 | 1.9
AIREASE | 4SHP22LX SERIES | 211709513 | HRCU-A-CB | 4SHP22LX124P-**A | EA(C;U)1P24A+TDR+TXV | Singlezone Ducted, Centrally Ducted | 23600 | 14700 | 2.5 | 15800 | 1.92
AIREASE | 4SHP22LX SERIES | 211709512 | HRCU-A-CB | 4SHP22LX124P-**A | EA(C;U)1P24A+TDR+TXV | Singlezone Ducted, Centrally Ducted | 23000 | 14300 | 2.52 | 15400 | 1.9
AIREASE | 4SHP22LX SERIES | 211709511 | HRCU-A-CB | 4SHP22LX124P-**A | EA(C;U)1P24A+TDR+TXV | Singlezone Ducted, Centrally Ducted | 23600 | 14700 | 2.52 | 15700 | 1.9
AIREASE | 4SHP22LX SERIES | 211709510 | HRCU-A-CB | 4SHP22LX124P-**A | EA(C;U)1P24A+TDR+TXV | Singlezone Ducted, Centrally Ducted | 23600 | 14700 | 2.52 | 15700 | 1.9
AIREASE | 4SHP22LX SERIES | 211804162 | HRCU-A-CB | 4SHP22LX136P-**A | EAC4X48C+TDR | Singlezone Ducted, Centrally Ducted | 33600 | 22400 | 2.56 | 18500 | 2.26
AIREASE | 4SHP22LX SERIES | 211804160 | HRCU-A-CB | 4SHP22LX136P-**A | EAC4X48C+TDR | Singlezone Ducted, Centrally Ducted | 33800 | 22400 | 2.52 | 18600 | 2.24
AIREASE | 4SHP22LX SERIES | 211804159 | HRCU-A-CB | 4SHP22LX136P-**A | EAC4X48C+TDR | Singlezone Ducted, Centrally Ducted | 33800 | 22400 | 2.52 | 18600 | 2.24
AIREASE | 4SHP22LX SERIES | 211804157 | HRCU-A-CB | 4SHP22LX136P-**A | EAC4X48C+TDR | Singlezone Ducted, Centrally Ducted | 33800 | 22400 | 2.54 | 18500 | 2.24
AIREASE | 4SHP22LX SERIES | 211804153 | HRCU-A-CB | 4SHP22LX136P-**A | EAC4X48C+TDR | Singlezone Ducted, Centrally Ducted | 33800 | 22400 | 2.52 | 18600 | 2.24
AIREASE | 4SHP22LX SERIES | 211804150 | HRCU-A-CB | 4SHP22LX136P-**A | EAC4X48C+TDR | Singlezone Ducted, Centrally Ducted | 33800 | 22400 | 2.52 | 18600 | 2.24
AIREASE | 4SHP22LX SERIES | 211804149 | HRCU-A-CB | 4SHP22LX136P-**A | EAC4X48C+TDR | Singlezone Ducted, Centrally Ducted | 33800 | 22400 | 2.54 | 18500 | 2.24
AIREASE | 4SHP22LX SERIES | 211804147 | HRCU-A-CB | 4SHP22LX136P-**A | EA(C;U)1P48C+TDR+TXV | Singlezone Ducted, Centrally Ducted | 33600 | 22400 | 2.56 | 18500 | 2.26
AIREASE | 4SHP22LX SERIES | 211804145 | HRCU-A-CB | 4SHP22LX136P-**A | EA(C;U)1P48C+TDR+TXV | Singlezone Ducted, Centrally Ducted | 33800 | 22400 | 2.52 | 18600 | 2.24
AIREASE | 4SHP22LX SERIES | 211804144 | HRCU-A-CB | 4SHP22LX136P-**A | EA(C;U)1P48C+TDR+TXV | Singlezone Ducted, Centrally Ducted | 33800 | 22400 | 2.52 | 18600 | 2.24
AIREASE | 4SHP22LX SERIES | 211804142 | HRCU-A-CB | 4SHP22LX136P-**A | EA(C;U)1P48C+TDR+TXV | Singlezone Ducted, Centrally Ducted | 33800 | 22400 | 2.54 | 18500 | 2.24
AIREASE | 4SHP22LX SERIES | 211804138 | HRCU-A-CB | 4SHP22LX136P-**A | EA(C;U)1P48C+TDR+TXV | Singlezone Ducted, Centrally Ducted | 33800 | 22400 | 2.52 | 18600 | 2.24
AIREASE | 4SHP22LX SERIES | 211804135 | HRCU-A-CB | 4SHP22LX136P-**A | EA(C;U)1P48C+TDR+TXV | Singlezone Ducted, Centrally Ducted | 33800 | 22400 | 2.52 | 18600 | 2.24
AIREASE | 4SHP22LX SERIES | 211804134 | HRCU-A-CB | 4SHP22LX136P-**A | EA(C;U)1P48C+TDR+TXV | Singlezone Ducted, Centrally Ducted | 33800 | 22400 | 2.54 | 18500 | 2.24
AIREASE | 4SHP22LX SERIES | 211729604 | HRCU-A-CB | 4SHP22LX124P-**A | BCE5E30M | Singlezone Ducted, Centrally Ducted | 22000 | 14300 | 2.7 | 14900 | 2.14
AIREASE | 4SHP22LX SERIES | 211729603 | HRCU-A-CB | 4SHP22LX124P-**A | BCE5E24M | Singlezone Ducted, Centrally Ducted | 21000 | 14100 | 2.52 | 15500 | 2.16
AIREASE | 4SHP22LX SERIES | 211709658 | HRCU-A-CB | 4SHP22LX124P-**A | EAC4X30A+TDR | Singlezone Ducted, Centrally Ducted | 23600 | 14200 | 2.51 | 16100 | 1.96
AIREASE | 4SHP22LX SERIES | 211709657 | HRCU-A-CB | 4SHP22LX124P-**A | EAC4X30A+TDR | Singlezone Ducted, Centrally Ducted | 23600 | 14200 | 2.51 | 16100 | 1.96
AIREASE | 4SHP22LX SERIES | 211709656 | HRCU-A-CB | 4SHP22LX124P-**A | EAC4X30A+TDR | Singlezone Ducted, Centrally Ducted | 23400 | 14200 | 2.52 | 16100 | 1.98
AIREASE | 4SHP22LX SERIES | 211709655 | HRCU-A-CB | 4SHP22LX124P-**A | EAC4X30A+TDR | Singlezone Ducted, Centrally Ducted | 23200 | 14000 | 2.52 | 15900 | 1.94
AIREASE | 4SHP22LX SERIES | 211709654 | HRCU-A-CB | 4SHP22LX124P-**A | EAC4X30A+TDR | Singlezone Ducted, Centrally Ducted | 23400 | 14200 | 2.52 | 16100 | 1.96
AIREASE | 4SHP22LX SERIES | 211709652 | HRCU-A-CB | 4SHP22LX124P-**A | EAC4X30A+TDR | Singlezone Ducted, Centrally Ducted | 23000 | 13900 | 2.51 | 15800 | 1.94
AIREASE | 4SHP22LX SERIES | 211709651 | HRCU-A-CB | 4SHP22LX124P-**A | EAC4X30A+TDR | Singlezone Ducted, Centrally Ducted | 23400 | 14200 | 2.51 | 16100 | 1.96
AIREASE | 4SHP22LX SERIES | 211709650 | HRCU-A-CB | 4SHP22LX124P-**A | EAC4X30A+TDR | Singlezone Ducted, Centrally Ducted | 23400 | 14200 | 2.51 | 16100 | 1.96
AIREASE | 4SHP22LX SERIES | 211709649 | HRCU-A-CB | 4SHP22LX124P-**A | EAC4X30B+TDR | Singlezone Ducted, Centrally Ducted | 23600 | 14200 | 2.51 | 16100 | 1.96
AIREASE | 4SHP22LX SERIES | 211709648 | HRCU-A-CB | 4SHP22LX124P-**A | EAC4X30B+TDR | Singlezone Ducted, Centrally Ducted | 23600 | 14200 | 2.51 | 16100 | 1.96
AIREASE | 4SHP22LX SERIES | 211709647 | HRCU-A-CB | 4SHP22LX124P-**A | EAC4X30B+TDR | Singlezone Ducted, Centrally Ducted | 23600 | 14200 | 2.51 | 16200 | 1.96
AIREASE | 4SHP22LX SERIES | 211709646 | HRCU-A-CB | 4SHP22LX124P-**A | EAC4X30B+TDR | Singlezone Ducted, Centrally Ducted | 23600 | 14200 | 2.51 | 16100 | 1.96
AIREASE | 4SHP22LX SERIES | 211709645 | HRCU-A-CB | 4SHP22LX124P-**A | EAC4X30B+TDR | Singlezone Ducted, Centrally Ducted | 23400 | 14100 | 2.54 | 16000 | 1.98
AIREASE | 4SHP22LX SERIES | 211709644 | HRCU-A-CB | 4SHP22LX124P-**A | EAC4X30B+TDR | Singlezone Ducted, Centrally Ducted | 23400 | 14100 | 2.54 | 16000 | 1.98
AIREASE | 4SHP22LX SERIES | 211709643 | HRCU-A-CB | 4SHP22LX124P-**A | EAC4X30B+TDR | Singlezone Ducted, Centrally Ducted | 23400 | 14100 | 2.54 | 16000 | 1.98
AIREASE | 4SHP22LX SERIES | 211709638 | HRCU-A-CB | 4SHP22LX124P-**A | EAC4X30B+TDR | Singlezone Ducted, Centrally Ducted | 23600 | 14200 | 2.51 | 16100 | 1.96
AIREASE | 4SHP22LX SERIES | 211709634 | HRCU-A-CB | 4SHP22LX124P-**A | EAC4X30B+TDR | Singlezone Ducted, Centrally Ducted | 23200 | 14000 | 2.52 | 15900 | 1.96
AIREASE | 4SHP22LX SERIES | 211709633 | HRCU-A-CB | 4SHP22LX124P-**A | EAC4X30B+TDR | Singlezone Ducted, Centrally Ducted | 23600 | 14200 | 2.51 | 16100 | 1.96
AIREASE | 4SHP22LX SERIES | 211709626 | HRCU-A-CB | 4SHP22LX124P-**A | EAC4X24B+TDR | Singlezone Ducted, Centrally Ducted | 23600 | 14700 | 2.52 | 15800 | 1.92
AIREASE | 4SHP22LX SERIES | 211709625 | HRCU-A-CB | 4SHP22LX124P-**A | EAC4X24B+TDR | Singlezone Ducted, Centrally Ducted | 23600 | 14700 | 2.5 | 15800 | 1.9
AIREASE | 4SHP22LX SERIES | 211709624 | HRCU-A-CB | 4SHP22LX124P-**A | EAC4X24B+TDR | Singlezone Ducted, Centrally Ducted | 23600 | 14700 | 2.5 | 15800 | 1.92
AIREASE | 4SHP22LX SERIES | 211709623 | HRCU-A-CB | 4SHP22LX124P-**A | EAC4X24B+TDR | Singlezone Ducted, Centrally Ducted | 23600 | 14600 | 2.55 | 15700 | 1.92
AIREASE | 4SHP22LX SERIES | 211709622 | HRCU-A-CB | 4SHP22LX124P-**A | EAC4X24B+TDR | Singlezone Ducted, Centrally Ducted | 23600 | 14600 | 2.55 | 15700 | 1.92
AIREASE | 4SHP22LX SERIES | 211709621 | HRCU-A-CB | 4SHP22LX124P-**A | EAC4X24B+TDR | Singlezone Ducted, Centrally Ducted | 23600 | 14600 | 2.55 | 15700 | 1.92
AIREASE | 4SHP22LX SERIES | 211709616 | HRCU-A-CB | 4SHP22LX124P-**A | EAC4X24B+TDR | Singlezone Ducted, Centrally Ducted | 23600 | 14700 | 2.52 | 15700 | 1.9
AIREASE | 4SHP18LX SERIES | 213270494 | HRCU-A-CB | 4SHP18LX136P | EAC4X30A+TDR | Singlezone Ducted, Centrally Ducted | 24000 | 15600 | 2.74 | 14800 | 1.96
AIREASE | 4SHP18LX SERIES | 213270492 | HRCU-A-CB | 4SHP18LX136P | EA(C;U)1P30A+TDR+TXV | Singlezone Ducted, Centrally Ducted | 24000 | 15600 | 2.74 | 14800 | 1.96
AIREASE | 4SHP18LX SERIES | 213270493 | HRCU-A-CB | 4SHP18LX136P | EAC4X24A+TDR | Singlezone Ducted, Centrally Ducted | 24000 | 16000 | 2.65 | 15300 | 1.94
AIREASE | 4SHP18LX SERIES | 213270491 | HRCU-A-CB | 4SHP18LX136P | EA(C;U)1P24A+TDR+TXV | Singlezone Ducted, Centrally Ducted | 24000 | 16000 | 2.65 | 15300 | 1.94
AIREASE |  | 208106685 | HRCU-A-CB-O | 4DHP2S18S-1P | D22C118S4-1P | Singlezone Non-Ducted, Ceiling Placement | 18500 | 12000 | 2.51 | 11331 | 2.01
AIREASE |  | 208106686 | HRCU-A-CB-O | 4DHP2S24S-1P | D33C224S4-1P | Singlezone Non-Ducted, Wall Placement | 25000 | 15600 | 2.86 | 17540 | 2.12
AIREASE |  | 208106689 | HRCU-A-CB | 4DHP2S24S-1P | DMD224S4-1P | Singlezone Ducted, Compact Ducted | 24600 | 13500 | 2.59 | 17000 | 2.05
AIREASE |  | 208106687 | HRCU-A-CB | 4DHP2S12S-1P | DMD212S4-1P | Singlezone Ducted, Compact Ducted | 12000 | 9300 | 3.13 | 8500 | 1.99
AIREASE |  | 208106681 | HRCU-A-CB-O | 4DHP2S12S-1P | DWM212S4-1P | Singlezone Non-Ducted, Wall Placement | 12000 | 9000 | 3.22 | 8465 | 2.26
AIREASE |  | 208106797 | HMSV-A-CB | 4DHP2S18M-1P |  | Multizone All Non-Ducted | 19000 | 14300 | 3.64 | 12427 | 1.91
AIREASE |  | 208106798 | HMSV-A-CB | 4DHP2S18M-1P |  | Multizone All Ducted | 19000 | 14800 | 3.5 | 13300 | 2.03
AIREASE |  | 208106682 | HRCU-A-CB-O | 4DHP2S18S-1P | DWM218S4-1P | Singlezone Non-Ducted, Wall Placement | 19000 | 14900 | 2.99 | 12184 | 2.25
AIREASE |  | 208106688 | HRCU-A-CB | 4DHP2S18S-1P | DMD218S4-1P | Singlezone Ducted, Compact Ducted | 20000 | 12600 | 2.74 | 11966 | 2.21
AIREASE |  | 208106801 | HMSV-A-CB | 4DHP2S24M-1P |  | Multizone All Ducted | 24000 | 21600 | 3.37 | 20263 | 1.99
AIREASE |  | 208106683 | HRCU-A-CB-O | 4DHP2S24S-1P | DWM224S4-1P | Singlezone Non-Ducted, Wall Placement | 25000 | 16200 | 3.08 | 17500 | 2.04
AIREASE |  | 208106716 | HRCU-A-CB-O | 4DHPS209S-1P | D22C109S4-1P | Singlezone Non-Ducted, Ceiling Placement | 10000 | 7500 | 3.33 | 8588 | 2.05
AIREASE |  | 208106717 | HRCU-A-CB | 4DHPS209S-1P | DMD209S4-1P | Singlezone Ducted, Compact Ducted | 10000 | 7700 | 3.53 | 8499 | 2.4
AIREASE |  | 208106725 | HRCU-A-CB-O | 4DHPS209S-1P | DWM209S4-1P | Singlezone Non-Ducted, Wall Placement | 10000 | 8500 | 4.15 | 8622 | 2.38
AirEase |  | 211034467 | HRCU-A-CB-O | 4DHP2S12S-1L | DWM212S4-*L | Singlezone Non-Ducted, Wall Placement | 12000 | 8400 | 3.04 | 7094 | 2.19
AirEase |  | 208106809 | HRCU-A-CB | 4DHP2S48M-1P |  | Multizone All Non-Ducted | 49000 | 36000 | 3.29 | 45000 | 2
AirEase |  | 211034484 | HRCU-A-CB-O | 4DHP2S24S-1P | D33C224S4-*P | Singlezone Non-Ducted, Ceiling Placement | 26000 | 19000 | 3.48 | 18550 | 2.16
AirEase |  | 211034483 | HRCU-A-CB-O | 4DHP2S18S-1P | D22C118S4-*P | Singlezone Non-Ducted, Ceiling Placement | 19000 | 12000 | 2.51 | 11330 | 2.01
AirEase |  | 211034482 | HRCU-A-CB-O | 4DHP2S12S-1P | D22C112S4-*P | Singlezone Non-Ducted, Ceiling Placement | 12000 | 8900 | 3.22 | 7786 | 1.92
AirEase |  | 211034481 | HRCU-A-CB-O | 4DHPS209S-1P | D22C109S4-*P | Singlezone Non-Ducted, Ceiling Placement | 10000 | 7500 | 3.33 | 8588 | 2.05
AirEase |  | 211034478 | HRCU-A-CB | 4DHP2S24S-1P | DMD224S4-*P | Singlezone Ducted, Compact Ducted | 25000 | 20000 | 3.71 | 20500 | 2.28
AirEase |  | 211034477 | HRCU-A-CB | 4DHP2S18S-1P | DMD218S4-*P | Singlezone Ducted, Compact Ducted | 20000 | 12600 | 2.74 | 11966 | 2.21
AirEase |  | 211034476 | HRCU-A-CB | 4DHP2S12S-1P | DMD212S4-*P | Singlezone Ducted, Compact Ducted | 12000 | 9300 | 3.13 | 8500 | 1.99
AirEase |  | 211034475 | HRCU-A-CB | 4DHPS209S-1P | DMD209S4-*P | Singlezone Ducted, Compact Ducted | 10000 | 7700 | 3.53 | 8499 | 2.4
AirEase |  | 211034471 | HRCU-A-CB-O | 4DHP2S24S-1P | DWM224S4-*P | Singlezone Non-Ducted, Wall Placement | 25000 | 16200 | 3.08 | 17500 | 2.04
AirEase |  | 211034470 | HRCU-A-CB-O | 4DHP2S18S-1P | DWM218S4-*P | Singlezone Non-Ducted, Wall Placement | 19000 | 14900 | 2.99 | 12184 | 2.25
AirEase |  | 211034469 | HRCU-A-CB-O | 4DHP2S12S-1P | DWM212S4-*P | Singlezone Non-Ducted, Wall Placement | 12000 | 9000 | 3.22 | 8465 | 2.26
AirEase |  | 211034468 | HRCU-A-CB-O | 4DHPS209S-1P | DWM209S4-*P | Singlezone Non-Ducted, Wall Placement | 10000 | 8500 | 4.15 | 8622 | 2.38
AIREASE |  | 208106802 | HMSV-A-CB | 4DHP2S24M-1P |  | Multizone Mix of Ducted and Non-Ducted | 24400 | 16700 | 3.2 | 18380 | 1.98
AIREASE |  | 208106799 | HMSV-A-CB | 4DHP2S18M-1P |  | Multizone Mix of Ducted and Non-Ducted | 19000 | 11400 | 2.91 | 12427 | 1.91
AIRQUEST | DLC-series | 208447772 | HRCU-A-CB-O | DLCERBH09AAK | DLFEHBH09XAK | Singlezone Non-Ducted, Wall Placement | 10000 | 6000 | 2.51 | 6933 | 1.97
AIRQUEST | DLC-series | 208447692 | HRCU-A-CB-O | DLCSRBH12AAJ | DLFSHCH12XAJ | Singlezone Non-Ducted, Wall Placement | 12000 | 8400 | 2.8 | 7094 | 2.19
AIRQUEST | DLC-series | 208447689 | HRCU-A-CB-O | DLCSRBH09AAK | DLFSHCH09XAK | Singlezone Non-Ducted, Wall Placement | 12000 | 9500 | 2.53 | 11109 | 1.97
AIRQUEST | DLC-series | 208447693 | HRCU-A-CB-O | DLCSRBH06AAK | DLFSHCH06XAK | Singlezone Non-Ducted, Wall Placement | 7000 | 8500 | 2.9 | 8581 | 2.19
AIRQUEST | DLC-series | 207683390 | HRCU-A-CB-O | DLCSRBH24AAK | DLFSCBH24XAK | Singlezone Non-Ducted, Wall Placement | 25000 | 21000 | 2.64 | 26000 | 1.95
AIRQUEST | DLC-series | 209948200 | HRCU-A-CB-O | DLCSRBH12AAK | DLFSFBH12XAK | Singlezone Non-Ducted, Wall Placement | 12000 | 10200 | 2.72 | 12300 | 2.1
AIRQUEST | DLC-series | 211132748 | HRCU-A-CB | DLCSRBH24AAK | DLFSDAH24XHK | Singlezone Ducted, Compact Ducted | 25000 | 21000 | 2.75 | 24000 | 2
AIRQUEST | DLC-series | 211132706 | HRCU-A-CB | DLCSRBH18AAK | DLFSDAH18XHK | Singlezone Ducted, Compact Ducted | 19000 | 15700 | 2.6 | 18000 | 2.2
AIRQUEST | DLC-series | 210857462 | HRCU-A-CB-O | DLCSRBH06AAK | DLFSOAH09XAK | Singlezone Non-Ducted, Ceiling Placement | 7100 | 5700 | 2.61 | 8500 | 2.03
AIRQUEST | Dlseries | 210025750 | HRCU-A-CB | DLCURAH60ABK | DLFUAAH60XAK | Singlezone Ducted, Centrally Ducted | 59000 | 42000 | 2.6 | 54356 | 1.91
AIRQUEST | DL series | 213372188 | HRCU-A-C | DLCURAH18ABK | DLFULAH24XBX + CI | Singlezone Ducted, Centrally Ducted | 19000 | 14700 | 2.6 | 15000 | 2.2
AIRQUEST | DLC-series | 206361915 | HRCU-A-CB-O | DLCSRBH12AAK | DLFSHBH12XAK | Singlezone Non-Ducted, Wall Placement | 12000 | 10300 | 2.56 | 12113 | 1.9
AIRQUEST | DLC-series | 206361913 | HRCU-A-CB-O | DLCSRBH12AAJ | DLFSHBH12XAJ | Singlezone Non-Ducted, Wall Placement | 12000 | 8900 | 2.75 | 6858 | 2.07
AIRQUEST | DLC-series | 207188932 | HRCU-A-CB-O | DLCSRBH06AAK | DLFSHBH06XAK | Singlezone Non-Ducted, Wall Placement | 7000 | 7500 | 2.5 | 7200 | 1.92
AIRQUEST | QuietComfort | 206350490 | HRCU-A-CB | DLCSRBH24AAK | DLFSDAH24XAK | Singlezone Ducted, Compact Ducted | 24600 | 14500 | 2.8 | 27910 | 2.01
AIRQUEST | Performance Series | 207643190 | HMSV-A-CB | DLCMHBH48EAK |  | Multizone Mix of Ducted and Non-Ducted | 49000 | 31000 | 2.65 | 48000 | 1.9
AIRQUEST | Performance Series | 207643180 | HMSV-A-CB | DLCMHBH24CAK |  | Multizone All Ducted | 24000 | 18500 | 2.85 | 21500 | 1.95
AIRQUEST | DELUXE 19 VS HP 2-STAGE | 210468208 | HRCU-A-CB | HVH837GKA2*+TSTAT | EHD4X60AAL | Singlezone Ducted, Centrally Ducted | 47000 | 30600 | 2.52 | 24200 | 1.98
AIRQUEST | DELUXE 19 VS HP 2-STAGE | 210468318 | HRCU-A-CB | HVH837GKA2*+TSTAT | EHD4X60AAL | Singlezone Ducted, Centrally Ducted | 46500 | 30400 | 2.5 | 24200 | 1.98
AIRQUEST | DELUXE 19 VS HP | 206766034 | HRCU-A-CB | HVH825GKA3* | EA*4X37L21A*+WALLCON | Singlezone Ducted, Centrally Ducted | 21000 | 20400 | 2.54 | 18100 | 2.24
AIRQUEST | DELUXE 19 VS HP | 210473241 | HRCU-A-CB | HVH825GKA3* | EA*4X43L21A*+WALLCON | Singlezone Ducted, Centrally Ducted | 21000 | 20400 | 2.54 | 18100 | 2.24
AIRQUEST | Performance Series | 207643188 | HMSR-A-CB-O | DLCMHBH48EAK |  | Multizone All Non-Ducted | 48000 | 34000 | 2.83 | 48000 | 2
AIRQUEST | Performance Series | 207643182 | HMSR-A-CB-O | DLCMHBH30DAK |  | Multizone All Non-Ducted | 30000 | 18500 | 2.98 | 29400 | 1.9
AIRQUEST | DELUXE 19 VS HP | 210470268 | HRCU-A-CB | HVH837GKA2* | EA*4X60L24A*+WALLCON | Singlezone Ducted, Centrally Ducted | 31800 | 31000 | 2.5 | 27400 | 2.2
AIRQUEST | DELUXE 19 VS HP | 210470279 | HRCU-A-CB | HVH837GKA2* | EA*4X60L24A*+WALLCON | Singlezone Ducted, Centrally Ducted | 31800 | 31000 | 2.52 | 27400 | 2.22
AIRQUEST | DELUXE 19 VS HP | 210470290 | HRCU-A-CB | HVH837GKA2* | EA*4X60L24A*+WALLCON | Singlezone Ducted, Centrally Ducted | 31800 | 31000 | 2.52 | 27400 | 2.22
AIRQUEST | DELUXE 19 VS HP | 210470312 | HRCU-A-CB | HVH837GKA2* | EA*4X60L24A*+WALLCON | Singlezone Ducted, Centrally Ducted | 31800 | 31000 | 2.52 | 27400 | 2.22
AIRQUEST | DELUXE 19 VS HP | 210470323 | HRCU-A-CB | HVH837GKA2* | EA*4X60L24A*+WALLCON | Singlezone Ducted, Centrally Ducted | 32000 | 31200 | 2.5 | 27600 | 2.2
AIRQUEST | DELUXE 19 VS HP | 210470345 | HRCU-A-CB | HVH837GKA2* | EA*4X60L24A*+WALLCON | Singlezone Ducted, Centrally Ducted | 31800 | 31000 | 2.52 | 27400 | 2.22
AIRQUEST | DELUXE 19 VS HP | 210470433 | HRCU-A-CB | HVH837GKA2* | EA*4X61L21A*+WALLCON | Singlezone Ducted, Centrally Ducted | 32200 | 31400 | 2.5 | 27800 | 2.2
AIRQUEST | DELUXE 19 VS HP | 210470444 | HRCU-A-CB | HVH837GKA2* | EA*4X61L21A*+WALLCON | Singlezone Ducted, Centrally Ducted | 32000 | 31200 | 2.52 | 27600 | 2.22
AIRQUEST | DELUXE 19 VS HP | 210470466 | HRCU-A-CB | HVH837GKA2* | EA*4X61L21A*+WALLCON | Singlezone Ducted, Centrally Ducted | 32000 | 31200 | 2.52 | 27600 | 2.22
AIRQUEST | DELUXE 19 VS HP | 210470488 | HRCU-A-CB | HVH837GKA2* | EA*4X61L21A*+WALLCON | Singlezone Ducted, Centrally Ducted | 32000 | 31200 | 2.52 | 27600 | 2.22
AIRQUEST | DELUXE 19 VS HP | 210470499 | HRCU-A-CB | HVH837GKA2* | EA*4X61L21A*+WALLCON | Singlezone Ducted, Centrally Ducted | 32000 | 31200 | 2.54 | 27600 | 2.22
AIRQUEST | DELUXE 19 VS HP | 210470554 | HRCU-A-CB | HVH837GKA2* | EA*4X61L24A*+WALLCON | Singlezone Ducted, Centrally Ducted | 32000 | 31200 | 2.52 | 27600 | 2.22
AIRQUEST | DELUXE 19 VS HP | 210470565 | HRCU-A-CB | HVH837GKA2* | EA*4X61L24A*+WALLCON | Singlezone Ducted, Centrally Ducted | 32000 | 31200 | 2.54 | 27400 | 2.24
AIRQUEST | DELUXE 19 VS HP | 210470576 | HRCU-A-CB | HVH837GKA2* | EA*4X61L24A*+WALLCON | Singlezone Ducted, Centrally Ducted | 32000 | 31200 | 2.54 | 27600 | 2.22
AIRQUEST | DELUXE 19 VS HP | 210470598 | HRCU-A-CB | HVH837GKA2* | EA*4X61L24A*+WALLCON | Singlezone Ducted, Centrally Ducted | 32000 | 31200 | 2.54 | 27600 | 2.22
AIRQUEST | DELUXE 19 VS HP | 210470609 | HRCU-A-CB | HVH837GKA2* | EA*4X61L24A*+WALLCON | Singlezone Ducted, Centrally Ducted | 32000 | 31200 | 2.52 | 27600 | 2.22
AIRQUEST | DELUXE 19 VS HP | 210470631 | HRCU-A-CB | HVH837GKA2* | EA*4X61L24A*+WALLCON | Singlezone Ducted, Centrally Ducted | 32000 | 31200 | 2.54 | 27600 | 2.22
AIRQUEST | DELUXE 19 VS HP | 206771273 | HRCU-A-CB | HVH837GKA2* | EA*4X37L21A*+WALLCON | Singlezone Ducted, Centrally Ducted | 33000 | 31800 | 2.52 | 28000 | 2.2
AIRQUEST | DELUXE 19 VS HP | 206771327 | HRCU-A-CB | HVH837GKA2* | EA*4X37L21A*+WALLCON | Singlezone Ducted, Centrally Ducted | 32800 | 31800 | 2.54 | 28000 | 2.22
AIRQUEST | DELUXE 19 VS HP | 206771345 | HRCU-A-CB | HVH837GKA2* | EA*4X37L21A*+WALLCON | Singlezone Ducted, Centrally Ducted | 32800 | 31800 | 2.54 | 28000 | 2.22
AIRQUEST | DELUXE 19 VS HP | 206771354 | HRCU-A-CB | HVH837GKA2* | EA*4X37L21A*+WALLCON | Singlezone Ducted, Centrally Ducted | 32800 | 31800 | 2.54 | 27800 | 2.22
AIRQUEST | DELUXE 19 VS HP | 206771624 | HRCU-A-CB | HVH837GKA2* | EA*4X43L21A*+WALLCON | Singlezone Ducted, Centrally Ducted | 33000 | 32000 | 2.52 | 28000 | 2.2
AIRQUEST | DELUXE 19 VS HP | 206771642 | HRCU-A-CB | HVH837GKA2* | EA*4X43L21A*+WALLCON | Singlezone Ducted, Centrally Ducted | 32800 | 31800 | 2.54 | 28000 | 2.2
AIRQUEST | DELUXE 19 VS HP | 206771696 | HRCU-A-CB | HVH837GKA2* | EA*4X43L21A*+WALLCON | Singlezone Ducted, Centrally Ducted | 32800 | 31800 | 2.54 | 27800 | 2.22
AIRQUEST | DELUXE 19 VS HP | 206771714 | HRCU-A-CB | HVH837GKA2* | EA*4X43L21A*+WALLCON | Singlezone Ducted, Centrally Ducted | 32800 | 31800 | 2.54 | 27800 | 2.22
AIRQUEST | DELUXE 19 VS HP | 206771723 | HRCU-A-CB | HVH837GKA2* | EA*4X43L21A*+WALLCON | Singlezone Ducted, Centrally Ducted | 32800 | 31800 | 2.56 | 27800 | 2.22
AIRQUEST | DELUXE 19 VS HP | 206771777 | HRCU-A-CB | HVH837GKA2* | EA*4X48L21A*+WALLCON | Singlezone Ducted, Centrally Ducted | 32600 | 31400 | 2.52 | 27800 | 2.2
AIRQUEST | DELUXE 19 VS HP | 206771831 | HRCU-A-CB | HVH837GKA2* | EA*4X48L21A*+WALLCON | Singlezone Ducted, Centrally Ducted | 32400 | 31400 | 2.52 | 27600 | 2.2
AIRQUEST | DELUXE 19 VS HP | 206771849 | HRCU-A-CB | HVH837GKA2* | EA*4X48L21A*+WALLCON | Singlezone Ducted, Centrally Ducted | 32400 | 31400 | 2.52 | 27600 | 2.2
AIRQUEST | DELUXE 19 VS HP | 206771858 | HRCU-A-CB | HVH837GKA2* | EA*4X48L21A*+WALLCON | Singlezone Ducted, Centrally Ducted | 32400 | 31400 | 2.52 | 27600 | 2.2
AIRQUEST | DELUXE 19 VS HP | 206771894 | HRCU-A-CB | HVH837GKA2* | EA*4X48L24A*+WALLCON | Singlezone Ducted, Centrally Ducted | 32400 | 31400 | 2.52 | 27600 | 2.2
AIRQUEST | DELUXE 19 VS HP | 206771903 | HRCU-A-CB | HVH837GKA2* | EA*4X48L24A*+WALLCON | Singlezone Ducted, Centrally Ducted | 32400 | 31400 | 2.54 | 27600 | 2.22
AIRQUEST | DELUXE 19 VS HP | 206771912 | HRCU-A-CB | HVH837GKA2* | EA*4X48L24A*+WALLCON | Singlezone Ducted, Centrally Ducted | 32400 | 31400 | 2.54 | 27600 | 2.22
AIRQUEST | DELUXE 19 VS HP | 206771930 | HRCU-A-CB | HVH837GKA2* | EA*4X48L24A*+WALLCON | Singlezone Ducted, Centrally Ducted | 32400 | 31400 | 2.52 | 27600 | 2.22
AIRQUEST | DELUXE 19 VS HP | 206771939 | HRCU-A-CB | HVH837GKA2* | EA*4X48L24A*+WALLCON | Singlezone Ducted, Centrally Ducted | 32600 | 31400 | 2.52 | 27800 | 2.2
AIRQUEST | DELUXE 19 VS HP | 206771957 | HRCU-A-CB | HVH837GKA2* | EA*4X48L24A*+WALLCON | Singlezone Ducted, Centrally Ducted | 32400 | 31400 | 2.52 | 27600 | 2.22
AIRQUEST | DELUXE 19 VS HP 2-STAGE | 210465004 | HRCU-A-CB | HVH837GKA2*+TSTAT | EN(A,D,W)4X60L24** | Singlezone Ducted, Centrally Ducted | 47000 | 30600 | 2.5 | 24000 | 1.96
AIRQUEST | DELUXE 19 VS HP 2-STAGE | 210464816 | HRCU-A-CB | HVH837GKA2*+TSTAT | EN(A,D)4X48L24** | Singlezone Ducted, Centrally Ducted | 48000 | 31000 | 2.5 | 24400 | 1.94
AIRQUEST | DELUXE 19 VS HP 2-STAGE | 210464681 | HRCU-A-CB | HVH837GKA2*+TSTAT | EN(A,D)4X48L24** | Singlezone Ducted, Centrally Ducted | 47500 | 30600 | 2.5 | 24200 | 1.94
AIRQUEST | DELUXE 19 VS HP 2-STAGE | 210464615 | HRCU-A-CB | HVH837GKA2*+TSTAT | EN(A,D)4X48L24** | Singlezone Ducted, Centrally Ducted | 47500 | 30800 | 2.5 | 24200 | 1.96
AIRQUEST | DELUXE 19 VS HP 2-STAGE | 210464603 | HRCU-A-CB | HVH837GKA2*+TSTAT | EN(A,D)4X48L24** | Singlezone Ducted, Centrally Ducted | 48000 | 31000 | 2.5 | 24400 | 1.96
AIRQUEST | DELUXE 19 VS HP 2-STAGE | 210464460 | HRCU-A-CB | HVH837GKA2*+TSTAT | EN(A,D,W)4X48L21** | Singlezone Ducted, Centrally Ducted | 48000 | 31000 | 2.5 | 24400 | 1.94
AIRQUEST | DELUXE 19 VS HP 2-STAGE | 210464305 | HRCU-A-CB | HVH837GKA2*+TSTAT | EN(A,D,W)4X48L21** | Singlezone Ducted, Centrally Ducted | 48000 | 31000 | 2.5 | 24400 | 1.94
AIRQUEST | DELUXE 19 VS HP 2-STAGE | 210464170 | HRCU-A-CB | HVH837GKA2*+TSTAT | EN(A,D,W)4X48L21** | Singlezone Ducted, Centrally Ducted | 47500 | 30800 | 2.5 | 24200 | 1.96
AIRQUEST | DELUXE 19 VS HP 2-STAGE | 210462017 | HRCU-A-CB | HVH837GKA2*+TSTAT | EA*4X61L24A* | Singlezone Ducted, Centrally Ducted | 47000 | 30800 | 2.52 | 24400 | 1.98
AIRQUEST | DELUXE 19 VS HP 2-STAGE | 210461962 | HRCU-A-CB | HVH837GKA2*+TSTAT | EA*4X61L24A* | Singlezone Ducted, Centrally Ducted | 47000 | 30600 | 2.5 | 24400 | 1.98
AIRQUEST | DELUXE 19 VS HP 2-STAGE | 210461838 | HRCU-A-CB | HVH837GKA2*+TSTAT | EA*4X61L24A* | Singlezone Ducted, Centrally Ducted | 47000 | 30600 | 2.5 | 24400 | 1.98
AIRQUEST | DELUXE 19 VS HP 2-STAGE | 210461827 | HRCU-A-CB | HVH837GKA2*+TSTAT | EA*4X61L24A* | Singlezone Ducted, Centrally Ducted | 46500 | 30400 | 2.5 | 24000 | 1.96
AIRQUEST | DELUXE 19 VS HP 2-STAGE | 210461805 | HRCU-A-CB | HVH837GKA2*+TSTAT | EA*4X61L24A* | Singlezone Ducted, Centrally Ducted | 47000 | 30600 | 2.5 | 24400 | 1.98
AIRQUEST | DELUXE 19 VS HP 2-STAGE | 210461794 | HRCU-A-CB | HVH837GKA2*+TSTAT | EA*4X61L24A* | Singlezone Ducted, Centrally Ducted | 47000 | 30600 | 2.5 | 24400 | 1.96
AIRQUEST | DELUXE 19 VS HP 2-STAGE | 210461761 | HRCU-A-CB | HVH837GKA2*+TSTAT | EA*4X61L24A* | Singlezone Ducted, Centrally Ducted | 46500 | 30400 | 2.5 | 24200 | 1.98
AIRQUEST | DELUXE 19 VS HP 2-STAGE | 210461749 | HRCU-A-CB | HVH837GKA2*+TSTAT | EA*4X61L24A* | Singlezone Ducted, Centrally Ducted | 46500 | 30600 | 2.5 | 24200 | 1.98
AIRQUEST | DELUXE 19 VS HP 2-STAGE | 210461451 | HRCU-A-CB | HVH837GKA2*+TSTAT | EA*4X61L21A* | Singlezone Ducted, Centrally Ducted | 46500 | 30600 | 2.5 | 24400 | 1.96
AIRQUEST | DELUXE 19 VS HP 2-STAGE | 210461428 | HRCU-A-CB | HVH837GKA2*+TSTAT | EA*4X61L21A* | Singlezone Ducted, Centrally Ducted | 47000 | 30600 | 2.5 | 24400 | 1.98
AIRQUEST | DELUXE 19 VS HP 2-STAGE | 210461415 | HRCU-A-CB | HVH837GKA2*+TSTAT | EA*4X61L21A* | Singlezone Ducted, Centrally Ducted | 47000 | 30600 | 2.5 | 24400 | 1.98
AIRQUEST | DELUXE 19 VS HP 2-STAGE | 210461327 | HRCU-A-CB | HVH837GKA2*+TSTAT | EA*4X61L21A* | Singlezone Ducted, Centrally Ducted | 46500 | 30400 | 2.5 | 24200 | 1.96
AIRQUEST | DELUXE 19 VS HP 2-STAGE | 210459738 | HRCU-A-CB | HVH837GKA2*+TSTAT | EA*4X43L21A* | Singlezone Ducted, Centrally Ducted | 47500 | 30800 | 2.52 | 24400 | 1.98
AIRQUEST | DELUXE 19 VS HP 2-STAGE | 210458481 | HRCU-A-CB | HVH837GKA2*+TSTAT | EA*4X37L21A* | Singlezone Ducted, Centrally Ducted | 47500 | 30800 | 2.52 | 24400 | 1.98
AIRQUEST |  | 209852135 | HRCU-A-CB | DLCURAH18ABK | DLFUAAH18XAK | Singlezone Ducted, Centrally Ducted | 19000 | 13500 | 2.5 | 18000 | 2
AIRQUEST | QuietComfort | 207826612 | HMSV-A-CB | DLCSRBH24AAK | DLFSABH24XBK | Singlezone Ducted, Centrally Ducted | 26000 | 16200 | 2.79 | 21502 | 1.95
AIRTEMP |  | 210276805 | HMSR-A-CB-O | GXH18(5.3)FMK4DH-1 |  | Multizone All Non-Ducted | 18000 | 14700 | 2.63 | 13600 | 2.23
ALLIED |  | 208106658 | HRCU-A-CB-O | 4DHP2S18S-1P | D22C118S4-1P | Singlezone Non-Ducted, Ceiling Placement | 18500 | 12000 | 2.51 | 11331 | 2.01
ALLIED |  | 208106659 | HRCU-A-CB-O | 4DHP2S24S-1P | D33C224S4-1P | Singlezone Non-Ducted, Wall Placement | 25000 | 15600 | 2.86 | 17540 | 2.12
ALLIED |  | 208106662 | HRCU-A-CB | 4DHP2S24S-1P | DMD224S4-1P | Singlezone Ducted, Compact Ducted | 24600 | 13500 | 2.59 | 17000 | 2.05
ALLIED |  | 208106657 | HRCU-A-CB-O | 4DHP2S12S-1P | D22C112S4-1P | Singlezone Non-Ducted, Ceiling Placement | 12000 | 8900 | 3.22 | 7786 | 1.92
ALLIED |  | 208106660 | HRCU-A-CB | 4DHP2S12S-1P | DMD212S4-1P | Singlezone Ducted, Compact Ducted | 12000 | 9300 | 3.13 | 8500 | 1.99
ALLIED |  | 208106653 | HRCU-A-CB-O | 4DHP2S12S-1P | DWM212S4-1P | Singlezone Non-Ducted, Wall Placement | 12000 | 9000 | 3.22 | 8465 | 2.26
ALLIED |  | 208106782 | HMSV-A-CB | 4DHP2S18M-1P |  | Multizone All Non-Ducted | 19000 | 14300 | 3.64 | 12427 | 1.91
ALLIED |  | 208106783 | HMSV-A-CB | 4DHP2S18M-1P |  | Multizone All Ducted | 19000 | 14800 | 3.5 | 13300 | 2.03
ALLIED |  | 208106654 | HRCU-A-CB-O | 4DHP2S18S-1P | DWM218S4-1P | Singlezone Non-Ducted, Wall Placement | 19000 | 14900 | 2.99 | 12184 | 2.25
ALLIED |  | 208106661 | HRCU-A-CB | 4DHP2S18S-1P | DMD218S4-1P | Singlezone Ducted, Compact Ducted | 20000 | 12600 | 2.74 | 11966 | 2.21
ALLIED |  | 208106786 | HMSV-A-CB | 4DHP2S24M-1P |  | Multizone All Ducted | 24000 | 21600 | 3.37 | 20263 | 1.99
ALLIED |  | 208106655 | HRCU-A-CB-O | 4DHP2S24S-1P | DWM224S4-1P | Singlezone Non-Ducted, Wall Placement | 25000 | 16200 | 3.08 | 17500 | 2.04
ALLIED |  | 208106705 | HRCU-A-CB-O | 4DHPS209S-1P | D22C109S4-1P | Singlezone Non-Ducted, Ceiling Placement | 10000 | 7500 | 3.33 | 8588 | 2.05
ALLIED |  | 208106706 | HRCU-A-CB | 4DHPS209S-1P | DMD209S4-1P | Singlezone Ducted, Compact Ducted | 10000 | 7700 | 3.53 | 8499 | 2.4
ALLIED |  | 208106703 | HRCU-A-CB-O | 4DHPS209S-1P | DWM209S4-1P | Singlezone Non-Ducted, Wall Placement | 10000 | 8500 | 4.15 | 8622 | 2.38
Allied |  | 211034493 | HRCU-A-CB-O | 4DHP2S12S-1L | DWM212S4-*L | Singlezone Non-Ducted, Wall Placement | 12000 | 8400 | 3.04 | 7094 | 2.19
Allied |  | 208106794 | HRCU-A-CB | 4DHP2S48M-1P |  | Multizone All Non-Ducted | 49000 | 36000 | 3.29 | 45000 | 2
Allied |  | 211034510 | HRCU-A-CB-O | 4DHP2S24S-1P | D33C224S4-*P | Singlezone Non-Ducted, Ceiling Placement | 26000 | 19000 | 3.48 | 18550 | 2.16
Allied |  | 211034509 | HRCU-A-CB-O | 4DHP2S18S-1P | D22C118S4-*P | Singlezone Non-Ducted, Ceiling Placement | 19000 | 12000 | 2.51 | 11330 | 2.01
Allied |  | 211034508 | HRCU-A-CB-O | 4DHP2S12S-1P | D22C112S4-*P | Singlezone Non-Ducted, Ceiling Placement | 12000 | 8900 | 3.22 | 7786 | 1.92
Allied |  | 211034507 | HRCU-A-CB-O | 4DHPS209S-1P | D22C109S4-*P | Singlezone Non-Ducted, Ceiling Placement | 10000 | 7500 | 3.33 | 8588 | 2.05
Allied |  | 211034504 | HRCU-A-CB | 4DHP2S24S-1P | DMD224S4-*P | Singlezone Ducted, Compact Ducted | 25000 | 20000 | 3.71 | 20500 | 2.28
Allied |  | 211034503 | HRCU-A-CB | 4DHP2S18S-1P | DMD218S4-*P | Singlezone Ducted, Compact Ducted | 20000 | 12600 | 2.74 | 11966 | 2.21
Allied |  | 211034502 | HRCU-A-CB | 4DHP2S12S-1P | DMD212S4-*P | Singlezone Ducted, Compact Ducted | 12000 | 9300 | 3.13 | 8500 | 1.99
Allied |  | 211034501 | HRCU-A-CB | 4DHPS209S-1P | DMD209S4-*P | Singlezone Ducted, Compact Ducted | 10000 | 7700 | 3.53 | 8499 | 2.4
Allied |  | 211034497 | HRCU-A-CB-O | 4DHP2S24S-1P | DWM224S4-*P | Singlezone Non-Ducted, Wall Placement | 25000 | 16200 | 3.08 | 17500 | 2.04
Allied |  | 211034496 | HRCU-A-CB-O | 4DHP2S18S-1P | DWM218S4-*P | Singlezone Non-Ducted, Wall Placement | 19000 | 14900 | 2.99 | 12184 | 2.25
Allied |  | 211034495 | HRCU-A-CB-O | 4DHP2S12S-1P | DWM212S4-*P | Singlezone Non-Ducted, Wall Placement | 12000 | 9000 | 3.22 | 8465 | 2.26
Allied |  | 211034494 | HRCU-A-CB-O | 4DHPS209S-1P | DWM209S4-*P | Singlezone Non-Ducted, Wall Placement | 10000 | 8500 | 4.15 | 8622 | 2.38
ALLIED |  | 208106787 | HMSV-A-CB | 4DHP2S24M-1P |  | Multizone Mix of Ducted and Non-Ducted | 24400 | 16700 | 3.2 | 18380 | 1.98
ALLIED |  | 208106784 | HMSV-A-CB | 4DHP2S18M-1P |  | Multizone Mix of Ducted and Non-Ducted | 19000 | 11400 | 2.91 | 12427 | 1.91
AMANA | ASZS6 | 213872277 | HRCU-A-CB | ASZS60481EA* | CA*EA6030*4A* | Singlezone Ducted, Centrally Ducted | 43500 | 28000 | 2.67 | 31000 | 2.22
AMANA | ASZS6 | 214505419 | HRCU-A-CB | ASZS60241EA* | CA*EA3026*4B*+MBVK16CP1X00A* | Singlezone Ducted, Centrally Ducted | 23000 | 16000 | 2.65 | 16100 | 2
AMANA | ASZS6 | 214505416 | HRCU-A-CB | ASZS60241EA* | CA*EA3026*4B*+MBVK12BP1X00A* | Singlezone Ducted, Centrally Ducted | 23000 | 16000 | 2.65 | 16100 | 2
AMANA | ASZS6 | 214505414 | HRCU-A-CB | ASZS60241EA* | CA*EA2422*4B*+MBVK16CP1X00A* | Singlezone Ducted, Centrally Ducted | 23000 | 16000 | 2.65 | 16100 | 2
AMANA | ASZS6 | 214505411 | HRCU-A-CB | ASZS60241EA* | CA*EA2422*4B*+MBVK12BP1X00A* | Singlezone Ducted, Centrally Ducted | 23000 | 16000 | 2.65 | 16100 | 2
AMANA | ASZS6 | 214505389 | HRCU-A-CB | ASZS60241EA* | CA*EA3026*4B* | Singlezone Ducted, Centrally Ducted | 23000 | 16000 | 2.65 | 16100 | 2
AMANA | ASZS6 | 214505387 | HRCU-A-CB | ASZS60241EA* | CA*EA3026*4B* | Singlezone Ducted, Centrally Ducted | 23000 | 16000 | 2.65 | 16100 | 2
AMANA | ASZS6 | 214505384 | HRCU-A-CB | ASZS60241EA* | CA*EA3026*4B* | Singlezone Ducted, Centrally Ducted | 23000 | 16000 | 2.65 | 16100 | 2
AMANA | ASZS6 | 214505381 | HRCU-A-CB | ASZS60241EA* | CA*EA3026*4B* | Singlezone Ducted, Centrally Ducted | 23000 | 16000 | 2.65 | 16100 | 2
AMANA | ASZS6 | 214505378 | HRCU-A-CB | ASZS60241EA* | CA*EA3026*4B* | Singlezone Ducted, Centrally Ducted | 23000 | 16000 | 2.65 | 16100 | 2
AMANA | ASZS6 | 214505375 | HRCU-A-CB | ASZS60241EA* | CA*EA3026*4B* | Singlezone Ducted, Centrally Ducted | 23000 | 16000 | 2.65 | 16100 | 2
AMANA | ASZS6 | 214505372 | HRCU-A-CB | ASZS60241EA* | CA*EA3026*4B* | Singlezone Ducted, Centrally Ducted | 23000 | 16000 | 2.65 | 16100 | 2
AMANA | ASZS6 | 214505369 | HRCU-A-CB | ASZS60241EA* | CA*EA3026*4B* | Singlezone Ducted, Centrally Ducted | 23000 | 16000 | 2.65 | 16100 | 2
AMANA | ASZS6 | 214505367 | HRCU-A-CB | ASZS60241EA* | CA*EA3026*4B* | Singlezone Ducted, Centrally Ducted | 23000 | 16000 | 2.65 | 16100 | 2
AMANA | ASZS6 | 214505364 | HRCU-A-CB | ASZS60241EA* | CA*EA3026*4B* | Singlezone Ducted, Centrally Ducted | 23000 | 16000 | 2.65 | 16100 | 2
AMANA | ASZS6 | 214505361 | HRCU-A-CB | ASZS60241EA* | CA*EA3026*4B* | Singlezone Ducted, Centrally Ducted | 23000 | 16000 | 2.65 | 16100 | 2
AMANA | ASZS6 | 214505358 | HRCU-A-CB | ASZS60241EA* | CA*EA3026*4B* | Singlezone Ducted, Centrally Ducted | 23000 | 16000 | 2.65 | 16100 | 2
AMANA | ASZS6 | 214505355 | HRCU-A-CB | ASZS60241EA* | CA*EA3026*4B* | Singlezone Ducted, Centrally Ducted | 23000 | 16000 | 2.65 | 16100 | 2
AMANA | ASZS6 | 214505352 | HRCU-A-CB | ASZS60241EA* | CA*EA3026*4B* | Singlezone Ducted, Centrally Ducted | 23000 | 16000 | 2.65 | 16100 | 2
AMANA | ASZS6 | 214505349 | HRCU-A-CB | ASZS60241EA* | CA*EA3026*4B* | Singlezone Ducted, Centrally Ducted | 23000 | 16000 | 2.65 | 16100 | 2
AMANA | ASZS6 | 214505346 | HRCU-A-CB | ASZS60241EA* | CA*EA3026*4B* | Singlezone Ducted, Centrally Ducted | 23000 | 16000 | 2.65 | 16100 | 2
AMANA | ASZS6 | 214505344 | HRCU-A-CB | ASZS60241EA* | CA*EA3026*4B* | Singlezone Ducted, Centrally Ducted | 23000 | 16000 | 2.65 | 16100 | 2
AMANA | ASZS6 | 214505341 | HRCU-A-CB | ASZS60241EA* | CA*EA3026*4B* | Singlezone Ducted, Centrally Ducted | 23000 | 16000 | 2.65 | 16100 | 2
AMANA | ASZS6 | 214505339 | HRCU-A-CB | ASZS60241EA* | CA*EA3026*4B* | Singlezone Ducted, Centrally Ducted | 23000 | 16000 | 2.65 | 16100 | 2
AMANA | ASZS6 | 214505336 | HRCU-A-CB | ASZS60241EA* | CA*EA3026*4B*+MBVC1600**-1A* | Singlezone Ducted, Centrally Ducted | 23000 | 16000 | 2.65 | 16100 | 2
AMANA | ASZS6 | 214505334 | HRCU-A-CB | ASZS60241EA* | CA*EA3026*4B*+MBVC1200**-1A* | Singlezone Ducted, Centrally Ducted | 23000 | 16000 | 2.65 | 16100 | 2
AMANA | ASZS6 | 214505331 | HRCU-A-CB | ASZS60241EA* | CA*EA2422*4B* | Singlezone Ducted, Centrally Ducted | 23000 | 16000 | 2.65 | 16100 | 2
AMANA | ASZS6 | 214505328 | HRCU-A-CB | ASZS60241EA* | CA*EA2422*4B* | Singlezone Ducted, Centrally Ducted | 23000 | 16000 | 2.65 | 16100 | 2
AMANA | ASZS6 | 214505325 | HRCU-A-CB | ASZS60241EA* | CA*EA2422*4B* | Singlezone Ducted, Centrally Ducted | 23000 | 16000 | 2.65 | 16100 | 2
AMANA | ASZS6 | 214505322 | HRCU-A-CB | ASZS60241EA* | CA*EA2422*4B* | Singlezone Ducted, Centrally Ducted | 23000 | 16000 | 2.65 | 16100 | 2
AMANA | ASZS6 | 214505319 | HRCU-A-CB | ASZS60241EA* | CA*EA2422*4B* | Singlezone Ducted, Centrally Ducted | 23000 | 16000 | 2.65 | 16100 | 2
AMANA | ASZS6 | 214505316 | HRCU-A-CB | ASZS60241EA* | CA*EA2422*4B* | Singlezone Ducted, Centrally Ducted | 23000 | 16000 | 2.65 | 16100 | 2
AMANA | ASZS6 | 214505313 | HRCU-A-CB | ASZS60241EA* | CA*EA2422*4B* | Singlezone Ducted, Centrally Ducted | 23000 | 16000 | 2.65 | 16100 | 2
AMANA | ASZS6 | 214505310 | HRCU-A-CB | ASZS60241EA* | CA*EA2422*4B* | Singlezone Ducted, Centrally Ducted | 23000 | 16000 | 2.65 | 16100 | 2
AMANA | ASZS6 | 214505308 | HRCU-A-CB | ASZS60241EA* | CA*EA2422*4B* | Singlezone Ducted, Centrally Ducted | 23000 | 16000 | 2.65 | 16100 | 2
AMANA | ASZS6 | 214505305 | HRCU-A-CB | ASZS60241EA* | CA*EA2422*4B* | Singlezone Ducted, Centrally Ducted | 23000 | 16000 | 2.65 | 16100 | 2
AMANA | ASZS6 | 214505302 | HRCU-A-CB | ASZS60241EA* | CA*EA2422*4B* | Singlezone Ducted, Centrally Ducted | 23000 | 16000 | 2.65 | 16100 | 2
AMANA | ASZS6 | 214505299 | HRCU-A-CB | ASZS60241EA* | CA*EA2422*4B* | Singlezone Ducted, Centrally Ducted | 23000 | 16000 | 2.65 | 16100 | 2
AMANA | ASZS6 | 214505296 | HRCU-A-CB | ASZS60241EA* | CA*EA2422*4B* | Singlezone Ducted, Centrally Ducted | 23000 | 16000 | 2.65 | 16100 | 2
AMANA | ASZS6 | 214505293 | HRCU-A-CB | ASZS60241EA* | CA*EA2422*4B* | Singlezone Ducted, Centrally Ducted | 23000 | 16000 | 2.65 | 16100 | 2
AMANA | ASZS6 | 214505290 | HRCU-A-CB | ASZS60241EA* | CA*EA2422*4B* | Singlezone Ducted, Centrally Ducted | 23000 | 16000 | 2.65 | 16100 | 2
AMANA | ASZS6 | 214505287 | HRCU-A-CB | ASZS60241EA* | CA*EA2422*4B* | Singlezone Ducted, Centrally Ducted | 23000 | 16000 | 2.65 | 16100 | 2
AMANA | ASZS6 | 214505284 | HRCU-A-CB | ASZS60241EA* | CA*EA2422*4B* | Singlezone Ducted, Centrally Ducted | 23000 | 16000 | 2.65 | 16100 | 2
AMANA | ASZS6 | 214505282 | HRCU-A-CB | ASZS60241EA* | CA*EA2422*4B* | Singlezone Ducted, Centrally Ducted | 23000 | 16000 | 2.65 | 16100 | 2
AMANA | ASZS6 | 214505279 | HRCU-A-CB | ASZS60241EA* | CA*EA2422*4B* | Singlezone Ducted, Centrally Ducted | 23000 | 16000 | 2.65 | 16100 | 2
AMANA | ASZS6 | 214505276 | HRCU-A-CB | ASZS60241EA* | CA*EA2422*4B*+MBVC1600**-1A* | Singlezone Ducted, Centrally Ducted | 23000 | 16000 | 2.65 | 16100 | 2
AMANA | ASZS6 | 214505274 | HRCU-A-CB | ASZS60241EA* | CA*EA2422*4B*+MBVC1200**-1A* | Singlezone Ducted, Centrally Ducted | 23000 | 16000 | 2.65 | 16100 | 2
AMANA | ASZS6 | 213815741 | HRCU-A-CB | ASZS60481EA* | CAPEA6030*4A*+MBVK20DP1X00A* | Singlezone Ducted, Centrally Ducted | 44000 | 28000 | 2.67 | 31000 | 2.22
AMANA | ASZS6 | 213815740 | HRCU-A-CB | ASZS60421EA* | CAPEA6030*4A*+MBVK20DP1X00A* | Singlezone Ducted, Centrally Ducted | 40000 | 28000 | 2.67 | 30600 | 2.19
AMANA | ASZS6 | 213815739 | HRCU-A-CB | ASZS60361EA* | CAPEA4830*4A*+MBVK16CP1X00A* | Singlezone Ducted, Centrally Ducted | 34200 | 23000 | 2.59 | 29000 | 2
AMANA | ASZS6 | 213815738 | HRCU-A-CB | ASZS60361EA* | CAPEA6030*4A*+MBVK20DP1X00A* | Singlezone Ducted, Centrally Ducted | 34200 | 23000 | 2.59 | 30000 | 2.11
AMANA | ASZS6 | 213815737 | HRCU-A-CB | ASZS60241EA* | CAPEA3026*4A*+MBVK16CP1X00A* | Singlezone Ducted, Centrally Ducted | 23000 | 16000 | 2.65 | 16100 | 2
AMANA | ASZS6 | 213815736 | HRCU-A-CB | ASZS60241EA* | CAPEA3026*4A*+MBVK12BP1X00A* | Singlezone Ducted, Centrally Ducted | 23000 | 16000 | 2.65 | 16100 | 2
AMANA | ASZS6 | 213815735 | HRCU-A-CB | ASZS60241EA* | CAPEA2422*4A*+MBVK16CP1X00A* | Singlezone Ducted, Centrally Ducted | 23000 | 16000 | 2.65 | 16100 | 2
AMANA | ASZS6 | 213815734 | HRCU-A-CB | ASZS60241EA* | CAPEA2422*4A*+MBVK12BP1X00A* | Singlezone Ducted, Centrally Ducted | 23000 | 16000 | 2.65 | 16100 | 2
AMANA | ASZS6 | 213613306 | HRCU-A-CB | ASZS60361EA* | AHVE42CP1400B* | Singlezone Ducted, Centrally Ducted | 34200 | 23000 | 2.59 | 29000 | 2
AMANA | ASZS6 | 213613304 | HRCU-A-CB | ASZS60481EA* | AHVE60DP1400B* | Singlezone Ducted, Centrally Ducted | 44000 | 28000 | 2.67 | 31000 | 2.22
AMANA | ASZS6 | 213613303 | HRCU-A-CB | ASZS60421EA* | AHVE60DP1400B* | Singlezone Ducted, Centrally Ducted | 40000 | 28000 | 2.67 | 30600 | 2.19
AMANA | ASZS6 | 213613302 | HRCU-A-CB | ASZS60361EA* | AHVE48DP1400B* | Singlezone Ducted, Centrally Ducted | 34200 | 23000 | 2.59 | 30000 | 2.11
AMANA | ASZS6 | 213613305 | HRCU-A-CB | ASZS60361EA* | AHVE60DP1400B* | Singlezone Ducted, Centrally Ducted | 34200 | 23000 | 2.59 | 30000 | 2.11
AMANA | ASZS6 | 213613301 | HRCU-A-CB | ASZS60241EA* | AHVE36CP1400B* | Singlezone Ducted, Centrally Ducted | 23000 | 16000 | 2.65 | 16100 | 2
AMANA | ASZS6 | 213872274 | HRCU-A-CB | ASZS60481EA* | CA*EA6030*4A* | Singlezone Ducted, Centrally Ducted | 44000 | 28000 | 2.67 | 31000 | 2.22
AMANA | ASZS6 | 213872272 | HRCU-A-CB | ASZS60481EA* | CA*EA6030*4A* | Singlezone Ducted, Centrally Ducted | 44000 | 28000 | 2.67 | 31000 | 2.22
AMANA | ASZS6 | 213872270 | HRCU-A-CB | ASZS60481EA* | CA*EA6030*4A* | Singlezone Ducted, Centrally Ducted | 44000 | 28000 | 2.67 | 31000 | 2.22
AMANA | ASZS6 | 213872268 | HRCU-A-CB | ASZS60481EA* | CA*EA6030*4A* | Singlezone Ducted, Centrally Ducted | 44000 | 28000 | 2.67 | 31000 | 2.22
AMANA | ASZS6 | 213872266 | HRCU-A-CB | ASZS60421EA* | CA*EA6030*4A* | Singlezone Ducted, Centrally Ducted | 40000 | 28000 | 2.67 | 30600 | 2.19
AMANA | ASZS6 | 213872264 | HRCU-A-CB | ASZS60421EA* | CA*EA6030*4A* | Singlezone Ducted, Centrally Ducted | 40000 | 28000 | 2.67 | 30600 | 2.19
AMANA | ASZS6 | 213872262 | HRCU-A-CB | ASZS60421EA* | CA*EA6030*4A* | Singlezone Ducted, Centrally Ducted | 40000 | 28000 | 2.67 | 30600 | 2.19
AMANA | ASZS6 | 213872260 | HRCU-A-CB | ASZS60421EA* | CA*EA6030*4A* | Singlezone Ducted, Centrally Ducted | 40000 | 28000 | 2.67 | 30600 | 2.19
AMANA | ASZS6 | 212614868 | HRCU-A-CB | ASZS60241EA* | AHVE36CP1400A* | Singlezone Ducted, Centrally Ducted | 23000 | 16000 | 2.65 | 16100 | 2
AMANA | ASZS6 | 212614943 | HRCU-A-CB | ASZS60241EA* | AHVE36CP0400A* | Singlezone Ducted, Centrally Ducted | 23000 | 16000 | 2.65 | 16100 | 2
AMANA | ASZS6 | 212614944 | HRCU-A-CB | ASZS60241EA* | CA*EA2422*4A*+MBVC1200**-1A* | Singlezone Ducted, Centrally Ducted | 23000 | 16000 | 2.65 | 16100 | 2
AMANA | ASZS6 | 212614945 | HRCU-A-CB | ASZS60241EA* | CA*EA2422*4A*+MBVC1600**-1A* | Singlezone Ducted, Centrally Ducted | 23000 | 16000 | 2.65 | 16100 | 2
AMANA | ASZS6 | 212614946 | HRCU-A-CB | ASZS60241EA* | CA*EA2422*4A* | Singlezone Ducted, Centrally Ducted | 23000 | 16000 | 2.65 | 16100 | 2
AMANA | ASZS6 | 212614947 | HRCU-A-CB | ASZS60241EA* | CA*EA2422*4A* | Singlezone Ducted, Centrally Ducted | 23000 | 16000 | 2.65 | 16100 | 2
AMANA | ASZS6 | 212614948 | HRCU-A-CB | ASZS60241EA* | CA*EA2422*4A* | Singlezone Ducted, Centrally Ducted | 23000 | 16000 | 2.65 | 16100 | 2
AMANA | ASZS6 | 212614949 | HRCU-A-CB | ASZS60241EA* | CA*EA2422*4A* | Singlezone Ducted, Centrally Ducted | 23000 | 16000 | 2.65 | 16100 | 2
AMANA | ASZS6 | 212614950 | HRCU-A-CB | ASZS60241EA* | CA*EA2422*4A* | Singlezone Ducted, Centrally Ducted | 23000 | 16000 | 2.65 | 16100 | 2
AMANA | ASZS6 | 212614951 | HRCU-A-CB | ASZS60241EA* | CA*EA2422*4A* | Singlezone Ducted, Centrally Ducted | 23000 | 16000 | 2.65 | 16100 | 2
AMANA | ASZS6 | 212614952 | HRCU-A-CB | ASZS60241EA* | CA*EA2422*4A* | Singlezone Ducted, Centrally Ducted | 23000 | 16000 | 2.65 | 16100 | 2
AMANA | ASZS6 | 212614953 | HRCU-A-CB | ASZS60241EA* | CA*EA2422*4A* | Singlezone Ducted, Centrally Ducted | 23000 | 16000 | 2.65 | 16100 | 2
AMANA | ASZS6 | 212614954 | HRCU-A-CB | ASZS60241EA* | CA*EA2422*4A* | Singlezone Ducted, Centrally Ducted | 23000 | 16000 | 2.65 | 16100 | 2
AMANA | ASZS6 | 212614955 | HRCU-A-CB | ASZS60241EA* | CA*EA2422*4A* | Singlezone Ducted, Centrally Ducted | 23000 | 16000 | 2.65 | 16100 | 2
AMANA | ASZS6 | 212614956 | HRCU-A-CB | ASZS60241EA* | CA*EA2422*4A* | Singlezone Ducted, Centrally Ducted | 23000 | 16000 | 2.65 | 16100 | 2
AMANA | ASZS6 | 212614957 | HRCU-A-CB | ASZS60241EA* | CA*EA2422*4A* | Singlezone Ducted, Centrally Ducted | 23000 | 16000 | 2.65 | 16100 | 2
AMANA | ASZS6 | 212614958 | HRCU-A-CB | ASZS60241EA* | CA*EA2422*4A* | Singlezone Ducted, Centrally Ducted | 23000 | 16000 | 2.65 | 16100 | 2
AMANA | ASZS6 | 212614959 | HRCU-A-CB | ASZS60241EA* | CA*EA2422*4A* | Singlezone Ducted, Centrally Ducted | 23000 | 16000 | 2.65 | 16100 | 2
AMANA | ASZS6 | 212614960 | HRCU-A-CB | ASZS60241EA* | CA*EA2422*4A* | Singlezone Ducted, Centrally Ducted | 23000 | 16000 | 2.65 | 16100 | 2
AMANA | ASZS6 | 212614961 | HRCU-A-CB | ASZS60241EA* | CA*EA2422*4A* | Singlezone Ducted, Centrally Ducted | 23000 | 16000 | 2.65 | 16100 | 2
AMANA | ASZS6 | 212614962 | HRCU-A-CB | ASZS60241EA* | CA*EA2422*4A* | Singlezone Ducted, Centrally Ducted | 23000 | 16000 | 2.65 | 16100 | 2
AMANA | ASZS6 | 212614963 | HRCU-A-CB | ASZS60241EA* | CA*EA2422*4A* | Singlezone Ducted, Centrally Ducted | 23000 | 16000 | 2.65 | 16100 | 2
AMANA | ASZS6 | 212614964 | HRCU-A-CB | ASZS60241EA* | CA*EA2422*4A* | Singlezone Ducted, Centrally Ducted | 23000 | 16000 | 2.65 | 16100 | 2
AMANA | ASZS6 | 212614965 | HRCU-A-CB | ASZS60241EA* | CA*EA3026*4A*+MBVC1200**-1A* | Singlezone Ducted, Centrally Ducted | 23000 | 16000 | 2.65 | 16100 | 2
AMANA | ASZS6 | 212614966 | HRCU-A-CB | ASZS60241EA* | CA*EA3026*4A*+MBVC1600**-1A* | Singlezone Ducted, Centrally Ducted | 23000 | 16000 | 2.65 | 16100 | 2
AMANA | ASZS6 | 212614967 | HRCU-A-CB | ASZS60241EA* | CA*EA3026*4A* | Singlezone Ducted, Centrally Ducted | 23000 | 16000 | 2.65 | 16100 | 2
AMANA | ASZS6 | 212614968 | HRCU-A-CB | ASZS60241EA* | CA*EA3026*4A* | Singlezone Ducted, Centrally Ducted | 23000 | 16000 | 2.65 | 16100 | 2
AMANA | ASZS6 | 212614969 | HRCU-A-CB | ASZS60241EA* | CA*EA3026*4A* | Singlezone Ducted, Centrally Ducted | 23000 | 16000 | 2.65 | 16100 | 2
AMANA | ASZS6 | 212614970 | HRCU-A-CB | ASZS60241EA* | CA*EA3026*4A* | Singlezone Ducted, Centrally Ducted | 23000 | 16000 | 2.65 | 16100 | 2
AMANA | ASZS6 | 212614971 | HRCU-A-CB | ASZS60241EA* | CA*EA3026*4A* | Singlezone Ducted, Centrally Ducted | 23000 | 16000 | 2.65 | 16100 | 2
AMANA | ASZS6 | 212614972 | HRCU-A-CB | ASZS60241EA* | CA*EA3026*4A* | Singlezone Ducted, Centrally Ducted | 23000 | 16000 | 2.65 | 16100 | 2
AMANA | ASZS6 | 212614973 | HRCU-A-CB | ASZS60241EA* | CA*EA3026*4A* | Singlezone Ducted, Centrally Ducted | 23000 | 16000 | 2.65 | 16100 | 2
AMANA | ASZS6 | 212614974 | HRCU-A-CB | ASZS60241EA* | CA*EA3026*4A* | Singlezone Ducted, Centrally Ducted | 23000 | 16000 | 2.65 | 16100 | 2
AMANA | ASZS6 | 212614975 | HRCU-A-CB | ASZS60241EA* | CA*EA3026*4A* | Singlezone Ducted, Centrally Ducted | 23000 | 16000 | 2.65 | 16100 | 2
AMANA | ASZS6 | 212614976 | HRCU-A-CB | ASZS60241EA* | CA*EA3026*4A* | Singlezone Ducted, Centrally Ducted | 23000 | 16000 | 2.65 | 16100 | 2
AMANA | ASZS6 | 212614977 | HRCU-A-CB | ASZS60241EA* | CA*EA3026*4A* | Singlezone Ducted, Centrally Ducted | 23000 | 16000 | 2.65 | 16100 | 2
AMANA | ASZS6 | 212614978 | HRCU-A-CB | ASZS60241EA* | CA*EA3026*4A* | Singlezone Ducted, Centrally Ducted | 23000 | 16000 | 2.65 | 16100 | 2
AMANA | ASZS6 | 212614979 | HRCU-A-CB | ASZS60241EA* | CA*EA3026*4A* | Singlezone Ducted, Centrally Ducted | 23000 | 16000 | 2.65 | 16100 | 2
AMANA | ASZS6 | 212614980 | HRCU-A-CB | ASZS60241EA* | CA*EA3026*4A* | Singlezone Ducted, Centrally Ducted | 23000 | 16000 | 2.65 | 16100 | 2
AMANA | ASZS6 | 212614981 | HRCU-A-CB | ASZS60241EA* | CA*EA3026*4A* | Singlezone Ducted, Centrally Ducted | 23000 | 16000 | 2.65 | 16100 | 2
AMANA | ASZS6 | 212614982 | HRCU-A-CB | ASZS60241EA* | CA*EA3026*4A* | Singlezone Ducted, Centrally Ducted | 23000 | 16000 | 2.65 | 16100 | 2
AMANA | ASZS6 | 212614983 | HRCU-A-CB | ASZS60241EA* | CA*EA3026*4A* | Singlezone Ducted, Centrally Ducted | 23000 | 16000 | 2.65 | 16100 | 2
AMANA | ASZS6 | 212614984 | HRCU-A-CB | ASZS60241EA* | CA*EA3026*4A* | Singlezone Ducted, Centrally Ducted | 23000 | 16000 | 2.65 | 16100 | 2
AMANA | ASZS6 | 212614985 | HRCU-A-CB | ASZS60241EA* | CA*EA3026*4A* | Singlezone Ducted, Centrally Ducted | 23000 | 16000 | 2.65 | 16100 | 2
AMANA | ASZS6 | 212615010 | HRCU-A-CB | ASZS60481EA* | CA*EA6030*4A* | Singlezone Ducted, Centrally Ducted | 44000 | 28000 | 2.67 | 31000 | 2.22
AMANA | ASZS6 | 212615009 | HRCU-A-CB | ASZS60481EA* | CA*EA6030*4A* | Singlezone Ducted, Centrally Ducted | 44000 | 28000 | 2.67 | 31000 | 2.22
AMANA | ASZS6 | 212615008 | HRCU-A-CB | ASZS60481EA* | CA*EA6030*4A*+MBVC2000**-1A* | Singlezone Ducted, Centrally Ducted | 44000 | 28000 | 2.67 | 31000 | 2.22
AMANA | ASZS6 | 212615007 | HRCU-A-CB | ASZS60481EA* | AHVE60DP0400A* | Singlezone Ducted, Centrally Ducted | 44000 | 28000 | 2.67 | 31000 | 2.22
AMANA | ASZS6 | 212614871 | HRCU-A-CB | ASZS60481EA* | AHVE60DP1400A* | Singlezone Ducted, Centrally Ducted | 44000 | 28000 | 2.67 | 31000 | 2.22
AMANA | ASZS6 | 212615006 | HRCU-A-CB | ASZS60421EA* | CA*EA6030*4A* | Singlezone Ducted, Centrally Ducted | 40000 | 28000 | 2.67 | 30600 | 2.19
AMANA | ASZS6 | 212615005 | HRCU-A-CB | ASZS60421EA* | CA*EA6030*4A* | Singlezone Ducted, Centrally Ducted | 40000 | 28000 | 2.67 | 30600 | 2.19
AMANA | ASZS6 | 212615004 | HRCU-A-CB | ASZS60421EA* | CA*EA6030*4A*+MBVC2000**-1A* | Singlezone Ducted, Centrally Ducted | 40000 | 28000 | 2.67 | 30600 | 2.19
AMANA | ASZS6 | 212615003 | HRCU-A-CB | ASZS60421EA* | AHVE60DP0400A* | Singlezone Ducted, Centrally Ducted | 40000 | 28000 | 2.67 | 30600 | 2.19
AMANA | ASZS6 | 212614870 | HRCU-A-CB | ASZS60421EA* | AHVE60DP1400A* | Singlezone Ducted, Centrally Ducted | 40000 | 28000 | 2.67 | 30600 | 2.19
AMANA | ASZS6 | 212928696 | HRCU-A-CB | ASZS60361EA* | AHVE42CP1400A* | Singlezone Ducted, Centrally Ducted | 34200 | 23000 | 2.59 | 29000 | 2
AMANA | ASZS6 | 212928697 | HRCU-A-CB | ASZS60361EA* | AHVE42CP0400A* | Singlezone Ducted, Centrally Ducted | 34200 | 23000 | 2.59 | 29000 | 2
AMANA | ASZS6 | 212615002 | HRCU-A-CB | ASZS60361EA* | CA*EA4830*4A* | Singlezone Ducted, Centrally Ducted | 34200 | 23000 | 2.59 | 29000 | 2
AMANA | ASZS6 | 212615001 | HRCU-A-CB | ASZS60361EA* | CA*EA4830*4A* | Singlezone Ducted, Centrally Ducted | 34200 | 23000 | 2.59 | 29000 | 2
AMANA | ASZS6 | 212614993 | HRCU-A-CB | ASZS60361EA* | CA*EA4830*4A* | Singlezone Ducted, Centrally Ducted | 34200 | 23000 | 2.59 | 29000 | 2
AMANA | ASZS6 | 212615000 | HRCU-A-CB | ASZS60361EA* | CA*EA4830*4A* | Singlezone Ducted, Centrally Ducted | 34200 | 23000 | 2.59 | 29000 | 2
AMANA | ASZS6 | 212614999 | HRCU-A-CB | ASZS60361EA* | CA*EA4830*4A* | Singlezone Ducted, Centrally Ducted | 34200 | 23000 | 2.59 | 29000 | 2
AMANA | ASZS6 | 212614998 | HRCU-A-CB | ASZS60361EA* | CA*EA6030*4A* | Singlezone Ducted, Centrally Ducted | 34200 | 23000 | 2.59 | 30000 | 2.11
AMANA | ASZS6 | 212614997 | HRCU-A-CB | ASZS60361EA* | CA*EA4830*4A* | Singlezone Ducted, Centrally Ducted | 34200 | 23000 | 2.59 | 29000 | 2
AMANA | ASZS6 | 212614996 | HRCU-A-CB | ASZS60361EA* | CA*EA4830*4A* | Singlezone Ducted, Centrally Ducted | 34200 | 23000 | 2.59 | 29000 | 2
AMANA | ASZS6 | 212614995 | HRCU-A-CB | ASZS60361EA* | CA*EA4830*4A* | Singlezone Ducted, Centrally Ducted | 34200 | 23000 | 2.59 | 29000 | 2
AMANA | ASZS6 | 212614994 | HRCU-A-CB | ASZS60361EA* | CA*EA6030*4A* | Singlezone Ducted, Centrally Ducted | 34200 | 23000 | 2.59 | 30000 | 2.11
AMANA | ASZS6 | 212614992 | HRCU-A-CB | ASZS60361EA* | CA*EA4830*4A* | Singlezone Ducted, Centrally Ducted | 34200 | 23000 | 2.59 | 29000 | 2.04
AMANA | ASZS6 | 212614991 | HRCU-A-CB | ASZS60361EA* | CA*EA6030*4A* | Singlezone Ducted, Centrally Ducted | 34200 | 23000 | 2.59 | 30000 | 2.11
AMANA | ASZS6 | 212614990 | HRCU-A-CB | ASZS60361EA* | CA*EA4830*4A*+MBVC1600**-1A* | Singlezone Ducted, Centrally Ducted | 34200 | 23000 | 2.59 | 29000 | 2
AMANA | ASZS6 | 212614989 | HRCU-A-CB | ASZS60361EA* | CA*EA6030*4A*+MBVC2000**-1A* | Singlezone Ducted, Centrally Ducted | 34200 | 23000 | 2.59 | 30000 | 2.11
AMANA | ASZS6 | 212614988 | HRCU-A-CB | ASZS60361EA* | AHVE48DP0400A* | Singlezone Ducted, Centrally Ducted | 34200 | 23000 | 2.59 | 30000 | 2.11
AMANA | ASZS6 | 212614987 | HRCU-A-CB | ASZS60361EA* | AHVE60DP0400A* | Singlezone Ducted, Centrally Ducted | 34200 | 23000 | 2.59 | 30000 | 2.11
AMANA | ASZS6 | 212614986 | HRCU-A-CB | ASZS60361EA* | AHVE60DP1400A* | Singlezone Ducted, Centrally Ducted | 34200 | 23000 | 2.59 | 30000 | 2.11
AMANA | ASZS6 | 212614869 | HRCU-A-CB | ASZS60361EA* | AHVE48DP1400A* | Singlezone Ducted, Centrally Ducted | 34200 | 23000 | 2.59 | 30000 | 2.11
AMANA | ASZS6 | 213156957 | HRCU-A-CB | ASZS60481EA* | CA*EA6030*4A* | Singlezone Ducted, Centrally Ducted | 44000 | 28000 | 2.67 | 31000 | 2.22
AMANA | ASZS6 | 213156956 | HRCU-A-CB | ASZS60421EA* | CA*EA6030*4A* | Singlezone Ducted, Centrally Ducted | 40000 | 28000 | 2.67 | 30600 | 2.19
AMANA | ASZV9 | 210607572 | HRCU-A-CB | ASZV902410A* | CA*F3137*6A*+MBVC1201**-1A*+TX | Singlezone Ducted, Centrally Ducted | 23000 | 14000 | 2.6 | 13100 | 2.19
AMERICAN STANDARD |  | 207590073 | HRCU-A-CB | 4A6V8X48A1 | TEM8A0C60V51+TDR | Singlezone Ducted, Centrally Ducted | 44500 | 36800 | 4.49 | 28520 | 1.92
AMERICAN STANDARD |  | 207629144 | HRCU-A-CB-O | 4TXK2509A10N0** | 4MXW2509A10N0** | Singlezone Non-Ducted, Ceiling Placement | 11000 | 7300 | 2.61 | 9000 | 1.93
AMERICAN STANDARD |  | 210435420 | HMSR-A-CB-O | 4TXM2118A12N0** |  | Multizone All Non-Ducted | 18000 | 14700 | 2.63 | 13600 | 2.23
AMERICAN STANDARD |  | 207590187 | HRCU-A-CB | 4A6V8X36A1 | 4TXCB006DS3 | Singlezone Ducted, Centrally Ducted | 33000 | 26400 | 3.31 | 20740 | 1.9
AMERICAN STANDARD |  | 207590189 | HRCU-A-CB | 4A6V8X36A1 | 4TXCB006DS3 | Singlezone Ducted, Centrally Ducted | 32800 | 26400 | 3.31 | 20800 | 1.9
AMERICAN STANDARD |  | 207590114 | HRCU-A-CB | 4A6V8X36A1 | 4TXCB006DS3 | Singlezone Ducted, Centrally Ducted | 33000 | 26600 | 3.3 | 21000 | 1.92
AMERICAN STANDARD |  | 207590188 | HRCU-A-CB | 4A6V8X36A1 | 4TXCB006DS3 | Singlezone Ducted, Centrally Ducted | 33000 | 26600 | 3.3 | 21000 | 1.92
AMERICAN STANDARD |  | 10093447 | HRCU-A-CB | 4A6V0036A1 | TAM9A0B30V31 | Singlezone Ducted, Centrally Ducted | 32600 | 26200 | 3.17 | 20220 | 1.92
AMERICAN STANDARD |  | 207629150 | HRCU-A-CB-O | 4TXK2512A10N0** | 4MXW2512A10N0** | Singlezone Non-Ducted, Ceiling Placement | 12000 | 7700 | 2.59 | 9200 | 1.93
AMERICAN STANDARD / MITSUBISHI ELECTRIC | M-Series | 207705487 | HRCU-A-CB-O | MUZ-GS12NA*** | NAXWST12B112** | Singlezone Non-Ducted, Wall Placement | 14400 | 9000 | 2.64 | 10100 | 2
AMERICAN STANDARD / MITSUBISHI ELECTRIC | M-Series | 207705488 | HRCU-A-CB-O | MUZ-GS15NA*** | NAXWST15B112** | Singlezone Non-Ducted, Wall Placement | 18000 | 12100 | 2.67 | 14000 | 2.03
AMERICAN STANDARD / MITSUBISHI ELECTRIC | NV-Series | 212925515 | HMSR-A-CB-O | NTXMPH30A132C** |  | Multizone All Non-Ducted | 28600 | 18000 | 2.65 | 28600 | 1.95
AMERICAN STANDARD / MITSUBISHI ELECTRIC | NV-Series | 212925514 | HMSR-A-CB-O | NTXMPH24A132C** |  | Multizone All Non-Ducted | 25000 | 14500 | 2.62 | 25000 | 1.95
AMERICAN STANDARD / MITSUBISHI ELECTRIC |  | 213499807 | HMSR-A-CB-O | NTXMMX20A122C** |  | Multizone All Non-Ducted | 22000 | 13500 | 2.91 | 11100 | 2.03
AMERICAN STANDARD / MITSUBISHI ELECTRIC | M-Series | 209832999 | HRCU-A-CB-O | MUZ-FS18NA*** | NAXWPH18B112A* | Singlezone Non-Ducted, Wall Placement | 19000 | 12800 | 3.23 | 23000 | 2.15
AMERICAN STANDARD / MITSUBISHI ELECTRIC | M-Series | 209832989 | HRCU-A-CB-O | MUZ-FS12NA*** | NAXWPH12B112A* | Singlezone Non-Ducted, Wall Placement | 12300 | 8400 | 4.04 | 14690 | 2.42
AMERICAN STANDARD / MITSUBISHI ELECTRIC | M-Series | 209832984 | HRCU-A-CB-O | MUZ-FS09NA*** | NAXWPH09B112A* | Singlezone Non-Ducted, Wall Placement | 9600 | 5900 | 3.84 | 11590 | 2.41
AMERICAN STANDARD / MITSUBISHI ELECTRIC | M-Series | 209832979 | HRCU-A-CB-O | MUZ-FS06NA*** | NAXWPH06B112A* | Singlezone Non-Ducted, Wall Placement | 8700 | 5900 | 4.43 | 10500 | 2.46
AMERICAN STANDARD / MITSUBISHI ELECTRIC |  | 209424925 | HMSR-A-CB-O | NTXMMX20A122C* |  | Multizone All Non-Ducted | 22000 | 13500 | 2.91 | 11100 | 2.03
AMERICAN STANDARD / MITSUBISHI ELECTRIC | M-Series | 207705504 | HRCU-A-CB-O | MUZ-GS24NAHZ*** | NAXWST24B112** | Singlezone Non-Ducted, Wall Placement | 21200 | 13300 | 2.78 | 21200 | 1.95
AMERICAN STANDARD / MITSUBISHI ELECTRIC | M-Series | 207705491 | HRCU-A-CB-O | MUZ-GS24NA*** | NAXWST24B112** | Singlezone Non-Ducted, Wall Placement | 27600 | 17600 | 2.67 | 19640 | 2.25
AMERICAN STANDARD / MITSUBISHI ELECTRIC | M-Series | 207705501 | HRCU-A-CB-O | MUZ-GS15NAHZ*** | NAXWST15B112** | Singlezone Non-Ducted, Wall Placement | 14000 | 8700 | 2.68 | 14000 | 1.91
AMERICAN STANDARD / MITSUBISHI ELECTRIC | M-Series | 207705499 | HRCU-A-CB-O | MUZ-GS09NAHZ*** | NAXWST09B112** | Singlezone Non-Ducted, Wall Placement | 9600 | 5700 | 2.57 | 9600 | 2.01
AMERICAN STANDARD / MITSUBISHI ELECTRIC | M-Series | 207705485 | HRCU-A-CB-O | MUZ-GS09NA*** | NAXWST09B112** | Singlezone Non-Ducted, Wall Placement | 10900 | 6500 | 2.61 | 7900 | 2.12
AMERICAN STANDARD / MITSUBISHI ELECTRIC | M-Series | 209832994 | HRCU-A-CB-O | MUZ-FS15NA*** | NAXWPH15B112A* | Singlezone Non-Ducted, Wall Placement | 16000 | 10000 | 3.53 | 19360 | 2.17
AMERICAN STANDARD / MITSUBISHI ELECTRIC | M-Series | 213879424 | HRCU-A-CB-O | MUZ-FS18NAH*** | NAXWPH18B112A* | Singlezone Non-Ducted, Wall Placement | 19000 | 12800 | 2.93 | 23000 | 2.07
AMERICAN STANDARD / MITSUBISHI ELECTRIC | M-Series | 213879423 | HRCU-A-CB-O | MUZ-FS15NAH*** | NAXWPH15B112A* | Singlezone Non-Ducted, Wall Placement | 16000 | 10000 | 3.08 | 19360 | 2.08
AMERICAN STANDARD / MITSUBISHI ELECTRIC | M-Series | 213879422 | HRCU-A-CB-O | MUZ-FS12NAH*** | NAXWPH12B112A* | Singlezone Non-Ducted, Wall Placement | 12300 | 8400 | 3.33 | 14690 | 2.25
AMERICAN STANDARD / MITSUBISHI ELECTRIC | M-Series | 213879421 | HRCU-A-CB-O | MUZ-FS09NAH*** | NAXWPH09B112A* | Singlezone Non-Ducted, Wall Placement | 9600 | 5900 | 2.98 | 11590 | 2.21
AMERISTAR |  | 207642983 | HRCU-A-CB-O | M4THS2309A11N** | M4MHW2309A1N0** | Singlezone Non-Ducted, Ceiling Placement | 11000 | 7300 | 2.61 | 9000 | 1.93
AMERISTAR |  | 207642985 | HRCU-A-CB-O | M4THS2312A11N** | M4MHW2312A1N0** | Singlezone Non-Ducted, Ceiling Placement | 12000 | 7700 | 2.59 | 9200 | 1.93
AMERISTAR |  | 210488259 | HMSR-A-CB-O | M4THM1918A12N** |  | Multizone All Non-Ducted | 18000 | 14700 | 2.63 | 13600 | 2.23
ARCOAIRE | DLC-series | 208447700 | HRCU-A-CB-O | DLCERBH09AAK | DLFEHBH09XAK | Singlezone Non-Ducted, Wall Placement | 10000 | 6000 | 2.51 | 6933 | 1.97
ARCOAIRE | DLC-series | 208447620 | HRCU-A-CB-O | DLCSRBH12AAJ | DLFSHCH12XAJ | Singlezone Non-Ducted, Wall Placement | 12000 | 8400 | 2.8 | 7094 | 2.19
ARCOAIRE | DLC-series | 208447617 | HRCU-A-CB-O | DLCSRBH09AAK | DLFSHCH09XAK | Singlezone Non-Ducted, Wall Placement | 12000 | 9500 | 2.53 | 11109 | 1.97
ARCOAIRE | DLC-series | 208447621 | HRCU-A-CB-O | DLCSRBH06AAK | DLFSHCH06XAK | Singlezone Non-Ducted, Wall Placement | 7000 | 8500 | 2.9 | 8581 | 2.19
ARCOAIRE | DLC-series | 207683327 | HRCU-A-CB-O | DLCSRBH24AAK | DLFSCBH24XAK | Singlezone Non-Ducted, Wall Placement | 25000 | 21000 | 2.64 | 26000 | 1.95
ARCOAIRE | DLC-series | 209948191 | HRCU-A-CB-O | DLCSRBH12AAK | DLFSFBH12XAK | Singlezone Non-Ducted, Wall Placement | 12000 | 10200 | 2.72 | 12300 | 2.1
ARCOAIRE | DLC-series | 211132712 | HRCU-A-CB | DLCSRBH24AAK | DLFSDAH24XHK | Singlezone Ducted, Compact Ducted | 25000 | 21000 | 2.75 | 24000 | 2
ARCOAIRE | DLC-series | 211132679 | HRCU-A-CB | DLCSRBH18AAK | DLFSDAH18XHK | Singlezone Ducted, Compact Ducted | 19000 | 15700 | 2.6 | 18000 | 2.2
ARCOAIRE | DLC-series | 210857426 | HRCU-A-CB-O | DLCSRBH06AAK | DLFSOAH09XAK | Singlezone Non-Ducted, Ceiling Placement | 7100 | 5700 | 2.61 | 8500 | 2.03
ARCOAIRE | Dlseries | 210025741 | HRCU-A-CB | DLCURAH60ABK | DLFUAAH60XAK | Singlezone Ducted, Centrally Ducted | 59000 | 42000 | 2.6 | 54356 | 1.91
ARCOAIRE | DL series | 213372116 | HRCU-A-C | DLCURAH18ABK | DLFULAH24XBX + CI | Singlezone Ducted, Centrally Ducted | 19000 | 14700 | 2.6 | 15000 | 2.2
ARCOAIRE | DLC-series | 206361870 | HRCU-A-CB-O | DLCSRBH12AAK | DLFSHBH12XAK | Singlezone Non-Ducted, Wall Placement | 12000 | 10300 | 2.56 | 12113 | 1.9
ARCOAIRE | DLC-series | 206361868 | HRCU-A-CB-O | DLCSRBH12AAJ | DLFSHBH12XAJ | Singlezone Non-Ducted, Wall Placement | 12000 | 8900 | 2.75 | 6858 | 2.07
ARCOAIRE | DLC-series | 207188905 | HRCU-A-CB-O | DLCSRBH06AAK | DLFSHBH06XAK | Singlezone Non-Ducted, Wall Placement | 7000 | 7500 | 2.5 | 7200 | 1.92
ARCOAIRE |  | 201835506 | HRCU-A-CB-O | DLCPRAH09AAK | DLFPHAH09XAK | Singlezone Non-Ducted, Wall Placement | 10000 | 7200 | 2.78 | 13047 | 1.97
ARCOAIRE | High Tier | 202463643 | HRCU-A-CB-O | DLCPRAH24AAK | DLFPHAH24XAK | Singlezone Non-Ducted, Wall Placement | 24000 | 15450 | 3 | 24000 | 2
ARCOAIRE | DuraComfort | 206350391 | HRCU-A-CB | DLCSRBH24AAK | DLFSDAH24XAK | Singlezone Ducted, Compact Ducted | 24600 | 14500 | 2.8 | 27910 | 2.01
ARCOAIRE | Performance Series | 207643001 | HMSV-A-CB | DLCMHBH48EAK |  | Multizone Mix of Ducted and Non-Ducted | 49000 | 31000 | 2.65 | 48000 | 1.9
ARCOAIRE | Performance Series | 207642991 | HMSV-A-CB | DLCMHBH24CAK |  | Multizone All Ducted | 24000 | 18500 | 2.85 | 21500 | 1.95
ARCOAIRE | DURACOMFORT DELUXE 18 VS HP 2-STAGE | 210468209 | HRCU-A-CB | HVH837GKA2*+TSTAT | EHD4X60AAL | Singlezone Ducted, Centrally Ducted | 47000 | 30600 | 2.52 | 24200 | 1.98
ARCOAIRE | DURACOMFORT DELUXE 18 VS HP 2-STAGE | 210468319 | HRCU-A-CB | HVH837GKA2*+TSTAT | EHD4X60AAL | Singlezone Ducted, Centrally Ducted | 46500 | 30400 | 2.5 | 24200 | 1.98
ARCOAIRE | DURACOMFORT DELUXE 18 VS HP | 206766035 | HRCU-A-CB | HVH825GKA3* | EA*4X37L21A*+WALLCON | Singlezone Ducted, Centrally Ducted | 21000 | 20400 | 2.54 | 18100 | 2.24
ARCOAIRE | DURACOMFORT DELUXE 18 VS HP | 210473242 | HRCU-A-CB | HVH825GKA3* | EA*4X43L21A*+WALLCON | Singlezone Ducted, Centrally Ducted | 21000 | 20400 | 2.54 | 18100 | 2.24
ARCOAIRE | Performance Series | 207642999 | HMSR-A-CB-O | DLCMHBH48EAK |  | Multizone All Non-Ducted | 48000 | 34000 | 2.83 | 48000 | 2
ARCOAIRE | Performance Series | 207642993 | HMSR-A-CB-O | DLCMHBH30DAK |  | Multizone All Non-Ducted | 30000 | 18500 | 2.98 | 29400 | 1.9
ARCOAIRE | DURACOMFORT DELUXE 18 VS HP | 210470269 | HRCU-A-CB | HVH837GKA2* | EA*4X60L24A*+WALLCON | Singlezone Ducted, Centrally Ducted | 31800 | 31000 | 2.5 | 27400 | 2.2
ARCOAIRE | DURACOMFORT DELUXE 18 VS HP | 210470280 | HRCU-A-CB | HVH837GKA2* | EA*4X60L24A*+WALLCON | Singlezone Ducted, Centrally Ducted | 31800 | 31000 | 2.52 | 27400 | 2.22
ARCOAIRE | DURACOMFORT DELUXE 18 VS HP | 210470291 | HRCU-A-CB | HVH837GKA2* | EA*4X60L24A*+WALLCON | Singlezone Ducted, Centrally Ducted | 31800 | 31000 | 2.52 | 27400 | 2.22
ARCOAIRE | DURACOMFORT DELUXE 18 VS HP | 210470313 | HRCU-A-CB | HVH837GKA2* | EA*4X60L24A*+WALLCON | Singlezone Ducted, Centrally Ducted | 31800 | 31000 | 2.52 | 27400 | 2.22
ARCOAIRE | DURACOMFORT DELUXE 18 VS HP | 210470324 | HRCU-A-CB | HVH837GKA2* | EA*4X60L24A*+WALLCON | Singlezone Ducted, Centrally Ducted | 32000 | 31200 | 2.5 | 27600 | 2.2
ARCOAIRE | DURACOMFORT DELUXE 18 VS HP | 210470346 | HRCU-A-CB | HVH837GKA2* | EA*4X60L24A*+WALLCON | Singlezone Ducted, Centrally Ducted | 31800 | 31000 | 2.52 | 27400 | 2.22
ARCOAIRE | DURACOMFORT DELUXE 18 VS HP | 210470434 | HRCU-A-CB | HVH837GKA2* | EA*4X61L21A*+WALLCON | Singlezone Ducted, Centrally Ducted | 32200 | 31400 | 2.5 | 27800 | 2.2
ARCOAIRE | DURACOMFORT DELUXE 18 VS HP | 210470445 | HRCU-A-CB | HVH837GKA2* | EA*4X61L21A*+WALLCON | Singlezone Ducted, Centrally Ducted | 32000 | 31200 | 2.52 | 27600 | 2.22
ARCOAIRE | DURACOMFORT DELUXE 18 VS HP | 210470467 | HRCU-A-CB | HVH837GKA2* | EA*4X61L21A*+WALLCON | Singlezone Ducted, Centrally Ducted | 32000 | 31200 | 2.52 | 27600 | 2.22
ARCOAIRE | DURACOMFORT DELUXE 18 VS HP | 210470489 | HRCU-A-CB | HVH837GKA2* | EA*4X61L21A*+WALLCON | Singlezone Ducted, Centrally Ducted | 32000 | 31200 | 2.52 | 27600 | 2.22
ARCOAIRE | DURACOMFORT DELUXE 18 VS HP | 210470500 | HRCU-A-CB | HVH837GKA2* | EA*4X61L21A*+WALLCON | Singlezone Ducted, Centrally Ducted | 32000 | 31200 | 2.54 | 27600 | 2.22
ARCOAIRE | DURACOMFORT DELUXE 18 VS HP | 210470555 | HRCU-A-CB | HVH837GKA2* | EA*4X61L24A*+WALLCON | Singlezone Ducted, Centrally Ducted | 32000 | 31200 | 2.52 | 27600 | 2.22
ARCOAIRE | DURACOMFORT DELUXE 18 VS HP | 210470566 | HRCU-A-CB | HVH837GKA2* | EA*4X61L24A*+WALLCON | Singlezone Ducted, Centrally Ducted | 32000 | 31200 | 2.54 | 27400 | 2.24
ARCOAIRE | DURACOMFORT DELUXE 18 VS HP | 210470577 | HRCU-A-CB | HVH837GKA2* | EA*4X61L24A*+WALLCON | Singlezone Ducted, Centrally Ducted | 32000 | 31200 | 2.54 | 27600 | 2.22
ARCOAIRE | DURACOMFORT DELUXE 18 VS HP | 210470599 | HRCU-A-CB | HVH837GKA2* | EA*4X61L24A*+WALLCON | Singlezone Ducted, Centrally Ducted | 32000 | 31200 | 2.54 | 27600 | 2.22
ARCOAIRE | DURACOMFORT DELUXE 18 VS HP | 210470610 | HRCU-A-CB | HVH837GKA2* | EA*4X61L24A*+WALLCON | Singlezone Ducted, Centrally Ducted | 32000 | 31200 | 2.52 | 27600 | 2.22
ARCOAIRE | DURACOMFORT DELUXE 18 VS HP | 210470632 | HRCU-A-CB | HVH837GKA2* | EA*4X61L24A*+WALLCON | Singlezone Ducted, Centrally Ducted | 32000 | 31200 | 2.54 | 27600 | 2.22
ARCOAIRE | DURACOMFORT DELUXE 18 VS HP | 206771274 | HRCU-A-CB | HVH837GKA2* | EA*4X37L21A*+WALLCON | Singlezone Ducted, Centrally Ducted | 33000 | 31800 | 2.52 | 28000 | 2.2
ARCOAIRE | DURACOMFORT DELUXE 18 VS HP | 206771328 | HRCU-A-CB | HVH837GKA2* | EA*4X37L21A*+WALLCON | Singlezone Ducted, Centrally Ducted | 32800 | 31800 | 2.54 | 28000 | 2.22
ARCOAIRE | DURACOMFORT DELUXE 18 VS HP | 206771346 | HRCU-A-CB | HVH837GKA2* | EA*4X37L21A*+WALLCON | Singlezone Ducted, Centrally Ducted | 32800 | 31800 | 2.54 | 28000 | 2.22
ARCOAIRE | DURACOMFORT DELUXE 18 VS HP | 206771355 | HRCU-A-CB | HVH837GKA2* | EA*4X37L21A*+WALLCON | Singlezone Ducted, Centrally Ducted | 32800 | 31800 | 2.54 | 27800 | 2.22
ARCOAIRE | DURACOMFORT DELUXE 18 VS HP | 206771625 | HRCU-A-CB | HVH837GKA2* | EA*4X43L21A*+WALLCON | Singlezone Ducted, Centrally Ducted | 33000 | 32000 | 2.52 | 28000 | 2.2
ARCOAIRE | DURACOMFORT DELUXE 18 VS HP | 206771643 | HRCU-A-CB | HVH837GKA2* | EA*4X43L21A*+WALLCON | Singlezone Ducted, Centrally Ducted | 32800 | 31800 | 2.54 | 28000 | 2.2
ARCOAIRE | DURACOMFORT DELUXE 18 VS HP | 206771697 | HRCU-A-CB | HVH837GKA2* | EA*4X43L21A*+WALLCON | Singlezone Ducted, Centrally Ducted | 32800 | 31800 | 2.54 | 27800 | 2.22
ARCOAIRE | DURACOMFORT DELUXE 18 VS HP | 206771715 | HRCU-A-CB | HVH837GKA2* | EA*4X43L21A*+WALLCON | Singlezone Ducted, Centrally Ducted | 32800 | 31800 | 2.54 | 27800 | 2.22
ARCOAIRE | DURACOMFORT DELUXE 18 VS HP | 206771724 | HRCU-A-CB | HVH837GKA2* | EA*4X43L21A*+WALLCON | Singlezone Ducted, Centrally Ducted | 32800 | 31800 | 2.56 | 27800 | 2.22
ARCOAIRE | DURACOMFORT DELUXE 18 VS HP | 206771778 | HRCU-A-CB | HVH837GKA2* | EA*4X48L21A*+WALLCON | Singlezone Ducted, Centrally Ducted | 32600 | 31400 | 2.52 | 27800 | 2.2
ARCOAIRE | DURACOMFORT DELUXE 18 VS HP | 206771832 | HRCU-A-CB | HVH837GKA2* | EA*4X48L21A*+WALLCON | Singlezone Ducted, Centrally Ducted | 32400 | 31400 | 2.52 | 27600 | 2.2
ARCOAIRE | DURACOMFORT DELUXE 18 VS HP | 206771850 | HRCU-A-CB | HVH837GKA2* | EA*4X48L21A*+WALLCON | Singlezone Ducted, Centrally Ducted | 32400 | 31400 | 2.52 | 27600 | 2.2
ARCOAIRE | DURACOMFORT DELUXE 18 VS HP | 206771859 | HRCU-A-CB | HVH837GKA2* | EA*4X48L21A*+WALLCON | Singlezone Ducted, Centrally Ducted | 32400 | 31400 | 2.52 | 27600 | 2.2
ARCOAIRE | DURACOMFORT DELUXE 18 VS HP | 206771895 | HRCU-A-CB | HVH837GKA2* | EA*4X48L24A*+WALLCON | Singlezone Ducted, Centrally Ducted | 32400 | 31400 | 2.52 | 27600 | 2.2
ARCOAIRE | DURACOMFORT DELUXE 18 VS HP | 206771904 | HRCU-A-CB | HVH837GKA2* | EA*4X48L24A*+WALLCON | Singlezone Ducted, Centrally Ducted | 32400 | 31400 | 2.54 | 27600 | 2.22
ARCOAIRE | DURACOMFORT DELUXE 18 VS HP | 206771913 | HRCU-A-CB | HVH837GKA2* | EA*4X48L24A*+WALLCON | Singlezone Ducted, Centrally Ducted | 32400 | 31400 | 2.54 | 27600 | 2.22
ARCOAIRE | DURACOMFORT DELUXE 18 VS HP | 206771931 | HRCU-A-CB | HVH837GKA2* | EA*4X48L24A*+WALLCON | Singlezone Ducted, Centrally Ducted | 32400 | 31400 | 2.52 | 27600 | 2.22
ARCOAIRE | DURACOMFORT DELUXE 18 VS HP | 206771940 | HRCU-A-CB | HVH837GKA2* | EA*4X48L24A*+WALLCON | Singlezone Ducted, Centrally Ducted | 32600 | 31400 | 2.52 | 27800 | 2.2
ARCOAIRE | DURACOMFORT DELUXE 18 VS HP | 206771958 | HRCU-A-CB | HVH837GKA2* | EA*4X48L24A*+WALLCON | Singlezone Ducted, Centrally Ducted | 32400 | 31400 | 2.52 | 27600 | 2.22
ARCOAIRE | DURACOMFORT DELUXE 18 VS HP 2-STAGE | 210465005 | HRCU-A-CB | HVH837GKA2*+TSTAT | EN(A,D,W)4X60L24** | Singlezone Ducted, Centrally Ducted | 47000 | 30600 | 2.5 | 24000 | 1.96
ARCOAIRE | DURACOMFORT DELUXE 18 VS HP 2-STAGE | 210464817 | HRCU-A-CB | HVH837GKA2*+TSTAT | EN(A,D)4X48L24** | Singlezone Ducted, Centrally Ducted | 48000 | 31000 | 2.5 | 24400 | 1.94
ARCOAIRE | DURACOMFORT DELUXE 18 VS HP 2-STAGE | 210464682 | HRCU-A-CB | HVH837GKA2*+TSTAT | EN(A,D)4X48L24** | Singlezone Ducted, Centrally Ducted | 47500 | 30600 | 2.5 | 24200 | 1.94
ARCOAIRE | DURACOMFORT DELUXE 18 VS HP 2-STAGE | 210464616 | HRCU-A-CB | HVH837GKA2*+TSTAT | EN(A,D)4X48L24** | Singlezone Ducted, Centrally Ducted | 47500 | 30800 | 2.5 | 24200 | 1.96
ARCOAIRE | DURACOMFORT DELUXE 18 VS HP 2-STAGE | 210464604 | HRCU-A-CB | HVH837GKA2*+TSTAT | EN(A,D)4X48L24** | Singlezone Ducted, Centrally Ducted | 48000 | 31000 | 2.5 | 24400 | 1.96
ARCOAIRE | DURACOMFORT DELUXE 18 VS HP 2-STAGE | 210464461 | HRCU-A-CB | HVH837GKA2*+TSTAT | EN(A,D,W)4X48L21** | Singlezone Ducted, Centrally Ducted | 48000 | 31000 | 2.5 | 24400 | 1.94
ARCOAIRE | DURACOMFORT DELUXE 18 VS HP 2-STAGE | 210464306 | HRCU-A-CB | HVH837GKA2*+TSTAT | EN(A,D,W)4X48L21** | Singlezone Ducted, Centrally Ducted | 48000 | 31000 | 2.5 | 24400 | 1.94
ARCOAIRE | DURACOMFORT DELUXE 18 VS HP 2-STAGE | 210464171 | HRCU-A-CB | HVH837GKA2*+TSTAT | EN(A,D,W)4X48L21** | Singlezone Ducted, Centrally Ducted | 47500 | 30800 | 2.5 | 24200 | 1.96
ARCOAIRE | DURACOMFORT DELUXE 18 VS HP 2-STAGE | 210462018 | HRCU-A-CB | HVH837GKA2*+TSTAT | EA*4X61L24A* | Singlezone Ducted, Centrally Ducted | 47000 | 30800 | 2.52 | 24400 | 1.98
ARCOAIRE | DURACOMFORT DELUXE 18 VS HP 2-STAGE | 210461963 | HRCU-A-CB | HVH837GKA2*+TSTAT | EA*4X61L24A* | Singlezone Ducted, Centrally Ducted | 47000 | 30600 | 2.5 | 24400 | 1.98
ARCOAIRE | DURACOMFORT DELUXE 18 VS HP 2-STAGE | 210461839 | HRCU-A-CB | HVH837GKA2*+TSTAT | EA*4X61L24A* | Singlezone Ducted, Centrally Ducted | 47000 | 30600 | 2.5 | 24400 | 1.98
ARCOAIRE | DURACOMFORT DELUXE 18 VS HP 2-STAGE | 210461828 | HRCU-A-CB | HVH837GKA2*+TSTAT | EA*4X61L24A* | Singlezone Ducted, Centrally Ducted | 46500 | 30400 | 2.5 | 24000 | 1.96
ARCOAIRE | DURACOMFORT DELUXE 18 VS HP 2-STAGE | 210461806 | HRCU-A-CB | HVH837GKA2*+TSTAT | EA*4X61L24A* | Singlezone Ducted, Centrally Ducted | 47000 | 30600 | 2.5 | 24400 | 1.98
ARCOAIRE | DURACOMFORT DELUXE 18 VS HP 2-STAGE | 210461795 | HRCU-A-CB | HVH837GKA2*+TSTAT | EA*4X61L24A* | Singlezone Ducted, Centrally Ducted | 47000 | 30600 | 2.5 | 24400 | 1.96
ARCOAIRE | DURACOMFORT DELUXE 18 VS HP 2-STAGE | 210461762 | HRCU-A-CB | HVH837GKA2*+TSTAT | EA*4X61L24A* | Singlezone Ducted, Centrally Ducted | 46500 | 30400 | 2.5 | 24200 | 1.98
ARCOAIRE | DURACOMFORT DELUXE 18 VS HP 2-STAGE | 210461750 | HRCU-A-CB | HVH837GKA2*+TSTAT | EA*4X61L24A* | Singlezone Ducted, Centrally Ducted | 46500 | 30600 | 2.5 | 24200 | 1.98
ARCOAIRE | DURACOMFORT DELUXE 18 VS HP 2-STAGE | 210461452 | HRCU-A-CB | HVH837GKA2*+TSTAT | EA*4X61L21A* | Singlezone Ducted, Centrally Ducted | 46500 | 30600 | 2.5 | 24400 | 1.96
ARCOAIRE | DURACOMFORT DELUXE 18 VS HP 2-STAGE | 210461429 | HRCU-A-CB | HVH837GKA2*+TSTAT | EA*4X61L21A* | Singlezone Ducted, Centrally Ducted | 47000 | 30600 | 2.5 | 24400 | 1.98
ARCOAIRE | DURACOMFORT DELUXE 18 VS HP 2-STAGE | 210461416 | HRCU-A-CB | HVH837GKA2*+TSTAT | EA*4X61L21A* | Singlezone Ducted, Centrally Ducted | 47000 | 30600 | 2.5 | 24400 | 1.98
ARCOAIRE | DURACOMFORT DELUXE 18 VS HP 2-STAGE | 210461328 | HRCU-A-CB | HVH837GKA2*+TSTAT | EA*4X61L21A* | Singlezone Ducted, Centrally Ducted | 46500 | 30400 | 2.5 | 24200 | 1.96
ARCOAIRE | DURACOMFORT DELUXE 18 VS HP 2-STAGE | 210459739 | HRCU-A-CB | HVH837GKA2*+TSTAT | EA*4X43L21A* | Singlezone Ducted, Centrally Ducted | 47500 | 30800 | 2.52 | 24400 | 1.98
ARCOAIRE | DURACOMFORT DELUXE 18 VS HP 2-STAGE | 210458482 | HRCU-A-CB | HVH837GKA2*+TSTAT | EA*4X37L21A* | Singlezone Ducted, Centrally Ducted | 47500 | 30800 | 2.52 | 24400 | 1.98
ARCOAIRE |  | 209852036 | HRCU-A-CB | DLCURAH18ABK | DLFUAAH18XAK | Singlezone Ducted, Centrally Ducted | 19000 | 13500 | 2.5 | 18000 | 2
ARCOAIRE | DuraComfort | 207826594 | HMSV-A-CB | DLCSRBH24AAK | DLFSABH24XBK | Singlezone Ducted, Centrally Ducted | 26000 | 16200 | 2.79 | 21505 | 1.95
ARCOAIRE | High Tier | 202463642 | HRCU-A-CB-O | DLCPRAH18AAK | DLFPHAH18XAK | Singlezone Non-Ducted, Wall Placement | 18000 | 12300 | 3.19 | 18000 | 2
ARMSTRONG AIR | 4SHP22LX SERIES | 211528484 | HRCU-A-CB | 4SHP22LX136P-**A | EAC4X48B+TDR | Singlezone Ducted, Centrally Ducted | 33800 | 22400 | 2.54 | 18400 | 2.22
ARMSTRONG AIR | 4SHP22LX SERIES | 211528483 | HRCU-A-CB | 4SHP22LX136P-**A | EAC4X48B+TDR | Singlezone Ducted, Centrally Ducted | 33800 | 22400 | 2.54 | 18400 | 2.22
ARMSTRONG AIR | 4SHP22LX SERIES | 211528482 | HRCU-A-CB | 4SHP22LX136P-**A | EAC4X48B+TDR | Singlezone Ducted, Centrally Ducted | 33800 | 22400 | 2.52 | 18400 | 2.22
ARMSTRONG AIR | 4SHP22LX SERIES | 211528481 | HRCU-A-CB | 4SHP22LX136P-**A | EAC4X48B+TDR | Singlezone Ducted, Centrally Ducted | 33800 | 22600 | 2.52 | 18500 | 2.2
ARMSTRONG AIR | 4SHP22LX SERIES | 211528474 | HRCU-A-CB | 4SHP22LX136P-**A | EAC4X48B+TDR | Singlezone Ducted, Centrally Ducted | 33600 | 22200 | 2.56 | 18200 | 2.24
ARMSTRONG AIR | 4SHP22LX SERIES | 211528473 | HRCU-A-CB | 4SHP22LX136P-**A | EAC4X48B+TDR | Singlezone Ducted, Centrally Ducted | 33400 | 22200 | 2.52 | 18200 | 2.22
ARMSTRONG AIR | 4SHP22LX SERIES | 211528469 | HRCU-A-CB | 4SHP22LX136P-**A | EAC4X48B+TDR | Singlezone Ducted, Centrally Ducted | 33600 | 22400 | 2.5 | 18400 | 2.2
ARMSTRONG AIR | 4SHP22LX SERIES | 211528468 | HRCU-A-CB | 4SHP22LX136P-**A | EAC4X48B+TDR | Singlezone Ducted, Centrally Ducted | 33200 | 22000 | 2.54 | 18000 | 2.24
ARMSTRONG AIR | 4SHP22LX SERIES | 211528467 | HRCU-A-CB | 4SHP22LX136P-**A | EAC4X48B+TDR | Singlezone Ducted, Centrally Ducted | 33200 | 22000 | 2.52 | 18100 | 2.24
ARMSTRONG AIR | 4SHP22LX SERIES | 211528466 | HRCU-A-CB | 4SHP22LX136P-**A | EAC4X48B+TDR | Singlezone Ducted, Centrally Ducted | 33800 | 22600 | 2.5 | 18500 | 2.18
ARMSTRONG AIR | 4SHP22LX SERIES | 211528401 | HRCU-A-CB | 4SHP22LX136P-**A | ED1P48B+TDR+TXV | Singlezone Ducted, Centrally Ducted | 33400 | 21400 | 2.5 | 17700 | 2.18
ARMSTRONG AIR | 4SHP22LX SERIES | 211528396 | HRCU-A-CB | 4SHP22LX136P-**A | ED1P30/36C+TDR+TXV | Singlezone Ducted, Centrally Ducted | 35800 | 23400 | 2.5 | 19000 | 2.18
ARMSTRONG AIR | 4SHP22LX SERIES | 211528395 | HRCU-A-CB | 4SHP22LX136P-**A | ED1P30/36C+TDR+TXV | Singlezone Ducted, Centrally Ducted | 35400 | 23000 | 2.54 | 18700 | 2.22
ARMSTRONG AIR | 4SHP22LX SERIES | 211528394 | HRCU-A-CB | 4SHP22LX136P-**A | ED1P30/36C+TDR+TXV | Singlezone Ducted, Centrally Ducted | 35000 | 22800 | 2.56 | 18500 | 2.24
ARMSTRONG AIR | 4SHP22LX SERIES | 211528393 | HRCU-A-CB | 4SHP22LX136P-**A | ED1P30/36C+TDR+TXV | Singlezone Ducted, Centrally Ducted | 35000 | 22800 | 2.54 | 18500 | 2.22
ARMSTRONG AIR | 4SHP22LX SERIES | 211528392 | HRCU-A-CB | 4SHP22LX136P-**A | ED1P30/36C+TDR+TXV | Singlezone Ducted, Centrally Ducted | 35000 | 22800 | 2.58 | 18400 | 2.24
ARMSTRONG AIR | 4SHP22LX SERIES | 211528391 | HRCU-A-CB | 4SHP22LX136P-**A | ED1P30/36C+TDR+TXV | Singlezone Ducted, Centrally Ducted | 35400 | 23000 | 2.54 | 18700 | 2.22
ARMSTRONG AIR | 4SHP22LX SERIES | 211528390 | HRCU-A-CB | 4SHP22LX136P-**A | ED1P30/36C+TDR+TXV | Singlezone Ducted, Centrally Ducted | 35000 | 22800 | 2.54 | 18500 | 2.22
ARMSTRONG AIR | 4SHP22LX SERIES | 211528389 | HRCU-A-CB | 4SHP22LX136P-**A | ED1P30/36B+TDR+TXV | Singlezone Ducted, Centrally Ducted | 35600 | 23200 | 2.5 | 18900 | 2.18
ARMSTRONG AIR | 4SHP22LX SERIES | 211528388 | HRCU-A-CB | 4SHP22LX136P-**A | ED1P30/36B+TDR+TXV | Singlezone Ducted, Centrally Ducted | 35600 | 23200 | 2.5 | 18900 | 2.18
ARMSTRONG AIR | 4SHP22LX SERIES | 211528387 | HRCU-A-CB | 4SHP22LX136P-**A | ED1P30/36B+TDR+TXV | Singlezone Ducted, Centrally Ducted | 35400 | 23200 | 2.52 | 18800 | 2.2
ARMSTRONG AIR | 4SHP22LX SERIES | 211528386 | HRCU-A-CB | 4SHP22LX136P-**A | ED1P30/36B+TDR+TXV | Singlezone Ducted, Centrally Ducted | 34800 | 22800 | 2.52 | 18400 | 2.2
ARMSTRONG AIR | 4SHP22LX SERIES | 211528385 | HRCU-A-CB | 4SHP22LX136P-**A | ED1P30/36B+TDR+TXV | Singlezone Ducted, Centrally Ducted | 35200 | 23000 | 2.52 | 18600 | 2.2
ARMSTRONG AIR | 4SHP22LX SERIES | 211528384 | HRCU-A-CB | 4SHP22LX136P-**A | ED1P30/36B+TDR+TXV | Singlezone Ducted, Centrally Ducted | 35200 | 23000 | 2.52 | 18600 | 2.2
ARMSTRONG AIR | 4SHP22LX SERIES | 211528383 | HRCU-A-CB | 4SHP22LX136P-**A | ED1P30/36B+TDR+TXV | Singlezone Ducted, Centrally Ducted | 35000 | 22800 | 2.58 | 18500 | 2.26
ARMSTRONG AIR | 4SHP22LX SERIES | 211528382 | HRCU-A-CB | 4SHP22LX136P-**A | ED1P30/36B+TDR+TXV | Singlezone Ducted, Centrally Ducted | 34800 | 22600 | 2.52 | 18400 | 2.22
ARMSTRONG AIR | 4SHP22LX SERIES | 211528380 | HRCU-A-CB | 4SHP22LX136P-**A | ED1P30/36B+TDR+TXV | Singlezone Ducted, Centrally Ducted | 35400 | 23000 | 2.5 | 18800 | 2.2
ARMSTRONG AIR | 4SHP22LX SERIES | 211528379 | HRCU-A-CB | 4SHP22LX136P-**A | ED1P30/36B+TDR+TXV | Singlezone Ducted, Centrally Ducted | 35800 | 23400 | 2.5 | 19000 | 2.16
ARMSTRONG AIR | 4SHP22LX SERIES | 211528378 | HRCU-A-CB | 4SHP22LX136P-**A | ED1P30/36A+TDR+TXV | Singlezone Ducted, Centrally Ducted | 35800 | 23400 | 2.5 | 19000 | 2.16
ARMSTRONG AIR | 4SHP22LX SERIES | 211528377 | HRCU-A-CB | 4SHP22LX136P-**A | ED1P30/36A+TDR+TXV | Singlezone Ducted, Centrally Ducted | 35000 | 22800 | 2.52 | 18500 | 2.2
ARMSTRONG AIR | 4SHP22LX SERIES | 211528371 | HRCU-A-CB | 4SHP22LX136P-**A | EAH1P42C+TDR+TXV | Singlezone Ducted, Centrally Ducted | 33800 | 22600 | 2.5 | 18200 | 2.04
ARMSTRONG AIR | 4SHP22LX SERIES | 211528370 | HRCU-A-CB | 4SHP22LX136P-**A | EAH1P42C+TDR+TXV | Singlezone Ducted, Centrally Ducted | 33600 | 22400 | 2.5 | 18100 | 2.04
ARMSTRONG AIR | 4SHP22LX SERIES | 211528369 | HRCU-A-CB | 4SHP22LX136P-**A | EAH1P42C+TDR+TXV | Singlezone Ducted, Centrally Ducted | 33600 | 22400 | 2.5 | 18100 | 2.04
ARMSTRONG AIR | 4SHP22LX SERIES | 211528367 | HRCU-A-CB | 4SHP22LX136P-**A | EAH1P42C+TDR+TXV | Singlezone Ducted, Centrally Ducted | 33600 | 22400 | 2.52 | 18100 | 2.06
ARMSTRONG AIR | 4SHP22LX SERIES | 211528366 | HRCU-A-CB | 4SHP22LX136P-**A | EAH1P42C+TDR+TXV | Singlezone Ducted, Centrally Ducted | 33600 | 22400 | 2.5 | 18100 | 2.04
ARMSTRONG AIR | 4SHP22LX SERIES | 211528365 | HRCU-A-CB | 4SHP22LX136P-**A | EAH1P42C+TDR+TXV | Singlezone Ducted, Centrally Ducted | 33800 | 22600 | 2.52 | 18200 | 2.04
ARMSTRONG AIR | 4SHP22LX SERIES | 211528363 | HRCU-A-CB | 4SHP22LX136P-**A | EAH1P42C+TDR+TXV | Singlezone Ducted, Centrally Ducted | 33600 | 22400 | 2.5 | 18100 | 2.04
ARMSTRONG AIR | 4SHP22LX SERIES | 211528362 | HRCU-A-CB | 4SHP22LX136P-**A | EAH1P42C+TDR+TXV | Singlezone Ducted, Centrally Ducted | 33400 | 22200 | 2.5 | 17900 | 2.04
ARMSTRONG AIR | 4SHP22LX SERIES | 211528361 | HRCU-A-CB | 4SHP22LX136P-**A | EAH1P42C+TDR+TXV | Singlezone Ducted, Centrally Ducted | 33400 | 22400 | 2.5 | 18000 | 2.04
ARMSTRONG AIR | 4SHP22LX SERIES | 211528359 | HRCU-A-CB | 4SHP22LX136P-**A | EAH1P42C+TDR+TXV | Singlezone Ducted, Centrally Ducted | 33400 | 22200 | 2.5 | 17900 | 2.04
ARMSTRONG AIR | 4SHP22LX SERIES | 211528358 | HRCU-A-CB | 4SHP22LX136P-**A | EAH1P42C+TDR+TXV | Singlezone Ducted, Centrally Ducted | 33400 | 22200 | 2.52 | 17900 | 2.06
ARMSTRONG AIR | 4SHP22LX SERIES | 211528357 | HRCU-A-CB | 4SHP22LX136P-**A | EAH1P42C+TDR+TXV | Singlezone Ducted, Centrally Ducted | 33800 | 22400 | 2.5 | 18200 | 2.04
ARMSTRONG AIR | 4SHP22LX SERIES | 211528355 | HRCU-A-CB | 4SHP22LX136P-**A | EAH1P42C+TDR+TXV | Singlezone Ducted, Centrally Ducted | 33800 | 22600 | 2.5 | 18200 | 2.04
ARMSTRONG AIR | 4SHP22LX SERIES | 211528354 | HRCU-A-CB | 4SHP22LX136P-**A | EAH1P42C+TDR+TXV | Singlezone Ducted, Centrally Ducted | 33800 | 22600 | 2.5 | 18200 | 2.02
ARMSTRONG AIR | 4SHP22LX SERIES | 211528351 | HRCU-A-CB | 4SHP22LX136P-**A | EAH1P42C+TDR+TXV | Singlezone Ducted, Centrally Ducted | 33200 | 22200 | 2.5 | 17800 | 2.04
ARMSTRONG AIR | 4SHP22LX SERIES | 211528350 | HRCU-A-CB | 4SHP22LX136P-**A | EAH1P42C+TDR+TXV | Singlezone Ducted, Centrally Ducted | 33800 | 22600 | 2.52 | 18200 | 2.04
ARMSTRONG AIR | 4SHP22LX SERIES | 211528349 | HRCU-A-CB | 4SHP22LX136P-**A | EAH1P42C+TDR+TXV | Singlezone Ducted, Centrally Ducted | 33200 | 22000 | 2.52 | 17700 | 2.06
ARMSTRONG AIR | 4SHP22LX SERIES | 211528296 | HRCU-A-CB | 4SHP22LX136P-**A | BCE7S42M*4X | Singlezone Ducted, Centrally Ducted | 35000 | 22800 | 2.64 | 18400 | 2.3
ARMSTRONG AIR | 4SHP22LX SERIES | 211528295 | HRCU-A-CB | 4SHP22LX136P-**A | BCE7E42M*4X | Singlezone Ducted, Centrally Ducted | 34400 | 22200 | 2.6 | 18000 | 2.3
ARMSTRONG AIR | 4SHP22LX SERIES | 211528294 | HRCU-A-CB | 4SHP22LX136P-**A | BCE7E36M*4X | Singlezone Ducted, Centrally Ducted | 33600 | 23000 | 2.6 | 18300 | 2.24
ARMSTRONG AIR | 4SHP22LX SERIES | 211528293 | HRCU-A-CB | 4SHP22LX136P-**A | BCE5V42M*4X | Singlezone Ducted, Centrally Ducted | 33600 | 22200 | 2.6 | 18000 | 2.24
ARMSTRONG AIR | 4SHP22LX SERIES | 211528292 | HRCU-A-CB | 4SHP22LX136P-**A | BCE5V36M*4X | Singlezone Ducted, Centrally Ducted | 33400 | 22200 | 2.58 | 18000 | 2.24
ARMSTRONG AIR | 4SHP22LX SERIES | 211528288 | HRCU-A-CB | 4SHP22LX136P-**A | EA(C;U)1P48B+TDR+TXV | Singlezone Ducted, Centrally Ducted | 33800 | 22400 | 2.54 | 18400 | 2.22
ARMSTRONG AIR | 4SHP22LX SERIES | 211528287 | HRCU-A-CB | 4SHP22LX136P-**A | EA(C;U)1P48B+TDR+TXV | Singlezone Ducted, Centrally Ducted | 33800 | 22400 | 2.54 | 18400 | 2.22
ARMSTRONG AIR | 4SHP22LX SERIES | 211528286 | HRCU-A-CB | 4SHP22LX136P-**A | EA(C;U)1P48B+TDR+TXV | Singlezone Ducted, Centrally Ducted | 33800 | 22400 | 2.52 | 18400 | 2.22
ARMSTRONG AIR | 4SHP22LX SERIES | 211528285 | HRCU-A-CB | 4SHP22LX136P-**A | EA(C;U)1P48B+TDR+TXV | Singlezone Ducted, Centrally Ducted | 33800 | 22600 | 2.52 | 18500 | 2.2
ARMSTRONG AIR | 4SHP22LX SERIES | 211528278 | HRCU-A-CB | 4SHP22LX136P-**A | EA(C;U)1P48B+TDR+TXV | Singlezone Ducted, Centrally Ducted | 33600 | 22200 | 2.56 | 18200 | 2.24
ARMSTRONG AIR | 4SHP22LX SERIES | 211528277 | HRCU-A-CB | 4SHP22LX136P-**A | EA(C;U)1P48B+TDR+TXV | Singlezone Ducted, Centrally Ducted | 33400 | 22200 | 2.52 | 18200 | 2.22
ARMSTRONG AIR | 4SHP22LX SERIES | 211528273 | HRCU-A-CB | 4SHP22LX136P-**A | EA(C;U)1P48B+TDR+TXV | Singlezone Ducted, Centrally Ducted | 33600 | 22400 | 2.5 | 18400 | 2.2
ARMSTRONG AIR | 4SHP22LX SERIES | 211528272 | HRCU-A-CB | 4SHP22LX136P-**A | EA(C;U)1P48B+TDR+TXV | Singlezone Ducted, Centrally Ducted | 33200 | 22000 | 2.54 | 18000 | 2.24
ARMSTRONG AIR | 4SHP22LX SERIES | 211528271 | HRCU-A-CB | 4SHP22LX136P-**A | EA(C;U)1P48B+TDR+TXV | Singlezone Ducted, Centrally Ducted | 33200 | 22000 | 2.52 | 18100 | 2.24
ARMSTRONG AIR | 4SHP22LX SERIES | 211528270 | HRCU-A-CB | 4SHP22LX136P-**A | EA(C;U)1P48B+TDR+TXV | Singlezone Ducted, Centrally Ducted | 33800 | 22600 | 2.5 | 18500 | 2.18
ARMSTRONG AIR | 4SHP22LX SERIES | 211709363 | HRCU-A-CB | 4SHP22LX124P-**A | EA(C;U)1P24A+TDR+TXV | Singlezone Ducted, Centrally Ducted | 23600 | 14700 | 2.5 | 15800 | 1.92
ARMSTRONG AIR | 4SHP22LX SERIES | 211709362 | HRCU-A-CB | 4SHP22LX124P-**A | EA(C;U)1P24A+TDR+TXV | Singlezone Ducted, Centrally Ducted | 23000 | 14300 | 2.52 | 15400 | 1.9
ARMSTRONG AIR | 4SHP22LX SERIES | 211709361 | HRCU-A-CB | 4SHP22LX124P-**A | EA(C;U)1P24A+TDR+TXV | Singlezone Ducted, Centrally Ducted | 23600 | 14700 | 2.52 | 15700 | 1.9
ARMSTRONG AIR | 4SHP22LX SERIES | 211709360 | HRCU-A-CB | 4SHP22LX124P-**A | EA(C;U)1P24A+TDR+TXV | Singlezone Ducted, Centrally Ducted | 23600 | 14700 | 2.52 | 15700 | 1.9
ARMSTRONG AIR | 4SHP22LX Series | 211708571 | HRCU-A-CB | 4SHP22LX136P-**A | BCE5E42M | Singlezone Ducted, Centrally Ducted | 33000 | 22000 | 2.56 | 18000 | 2.2
ARMSTRONG AIR | 4SHP22LX Series | 211708570 | HRCU-A-CB | 4SHP22LX136P-**A | BCE5E36M | Singlezone Ducted, Centrally Ducted | 32800 | 21800 | 2.5 | 17700 | 2.18
ARMSTRONG AIR | 4SHP22LX Series | 211708567 | HRCU-A-CB | 4SHP22LX136P-**A | BCE7S36M*4X | Singlezone Ducted, Centrally Ducted | 33400 | 22800 | 2.6 | 18300 | 2.28
ARMSTRONG AIR | 4SHP22LX SERIES | 211709508 | HRCU-A-CB | 4SHP22LX124P-**A | EAC4X30A+TDR | Singlezone Ducted, Centrally Ducted | 23600 | 14200 | 2.51 | 16100 | 1.96
ARMSTRONG AIR | 4SHP22LX SERIES | 211709507 | HRCU-A-CB | 4SHP22LX124P-**A | EAC4X30A+TDR | Singlezone Ducted, Centrally Ducted | 23600 | 14200 | 2.51 | 16100 | 1.96
ARMSTRONG AIR | 4SHP22LX SERIES | 211709506 | HRCU-A-CB | 4SHP22LX124P-**A | EAC4X30A+TDR | Singlezone Ducted, Centrally Ducted | 23400 | 14200 | 2.52 | 16100 | 1.98
ARMSTRONG AIR | 4SHP22LX SERIES | 211709505 | HRCU-A-CB | 4SHP22LX124P-**A | EAC4X30A+TDR | Singlezone Ducted, Centrally Ducted | 23200 | 14000 | 2.52 | 15900 | 1.94
ARMSTRONG AIR | 4SHP22LX SERIES | 211709504 | HRCU-A-CB | 4SHP22LX124P-**A | EAC4X30A+TDR | Singlezone Ducted, Centrally Ducted | 23400 | 14200 | 2.52 | 16100 | 1.96
ARMSTRONG AIR | 4SHP22LX SERIES | 211709502 | HRCU-A-CB | 4SHP22LX124P-**A | EAC4X30A+TDR | Singlezone Ducted, Centrally Ducted | 23000 | 13900 | 2.51 | 15800 | 1.94
ARMSTRONG AIR | 4SHP22LX SERIES | 211709501 | HRCU-A-CB | 4SHP22LX124P-**A | EAC4X30A+TDR | Singlezone Ducted, Centrally Ducted | 23400 | 14200 | 2.51 | 16100 | 1.96
ARMSTRONG AIR | 4SHP22LX SERIES | 211709500 | HRCU-A-CB | 4SHP22LX124P-**A | EAC4X30A+TDR | Singlezone Ducted, Centrally Ducted | 23400 | 14200 | 2.51 | 16100 | 1.96
ARMSTRONG AIR | 4SHP22LX SERIES | 211709499 | HRCU-A-CB | 4SHP22LX124P-**A | EAC4X30B+TDR | Singlezone Ducted, Centrally Ducted | 23600 | 14200 | 2.51 | 16100 | 1.96
ARMSTRONG AIR | 4SHP22LX SERIES | 211709498 | HRCU-A-CB | 4SHP22LX124P-**A | EAC4X30B+TDR | Singlezone Ducted, Centrally Ducted | 23600 | 14200 | 2.51 | 16100 | 1.96
ARMSTRONG AIR | 4SHP22LX SERIES | 211709497 | HRCU-A-CB | 4SHP22LX124P-**A | EAC4X30B+TDR | Singlezone Ducted, Centrally Ducted | 23600 | 14200 | 2.51 | 16200 | 1.96
ARMSTRONG AIR | 4SHP22LX SERIES | 211709496 | HRCU-A-CB | 4SHP22LX124P-**A | EAC4X30B+TDR | Singlezone Ducted, Centrally Ducted | 23600 | 14200 | 2.51 | 16100 | 1.96
ARMSTRONG AIR | 4SHP22LX SERIES | 211709495 | HRCU-A-CB | 4SHP22LX124P-**A | EAC4X30B+TDR | Singlezone Ducted, Centrally Ducted | 23400 | 14100 | 2.54 | 16000 | 1.98
ARMSTRONG AIR | 4SHP22LX SERIES | 211709494 | HRCU-A-CB | 4SHP22LX124P-**A | EAC4X30B+TDR | Singlezone Ducted, Centrally Ducted | 23400 | 14100 | 2.54 | 16000 | 1.98
ARMSTRONG AIR | 4SHP22LX SERIES | 211709493 | HRCU-A-CB | 4SHP22LX124P-**A | EAC4X30B+TDR | Singlezone Ducted, Centrally Ducted | 23400 | 14100 | 2.54 | 16000 | 1.98
ARMSTRONG AIR | 4SHP22LX SERIES | 211709488 | HRCU-A-CB | 4SHP22LX124P-**A | EAC4X30B+TDR | Singlezone Ducted, Centrally Ducted | 23600 | 14200 | 2.51 | 16100 | 1.96
ARMSTRONG AIR | 4SHP22LX SERIES | 211709484 | HRCU-A-CB | 4SHP22LX124P-**A | EAC4X30B+TDR | Singlezone Ducted, Centrally Ducted | 23200 | 14000 | 2.52 | 15900 | 1.96
ARMSTRONG AIR | 4SHP22LX SERIES | 211709483 | HRCU-A-CB | 4SHP22LX124P-**A | EAC4X30B+TDR | Singlezone Ducted, Centrally Ducted | 23600 | 14200 | 2.51 | 16100 | 1.96
ARMSTRONG AIR | 4SHP22LX SERIES | 211709476 | HRCU-A-CB | 4SHP22LX124P-**A | EAC4X24B+TDR | Singlezone Ducted, Centrally Ducted | 23600 | 14700 | 2.52 | 15800 | 1.92
ARMSTRONG AIR | 4SHP22LX SERIES | 211709475 | HRCU-A-CB | 4SHP22LX124P-**A | EAC4X24B+TDR | Singlezone Ducted, Centrally Ducted | 23600 | 14700 | 2.5 | 15800 | 1.9
ARMSTRONG AIR | 4SHP22LX SERIES | 211709474 | HRCU-A-CB | 4SHP22LX124P-**A | EAC4X24B+TDR | Singlezone Ducted, Centrally Ducted | 23600 | 14700 | 2.5 | 15800 | 1.92
ARMSTRONG AIR | 4SHP22LX SERIES | 211709473 | HRCU-A-CB | 4SHP22LX124P-**A | EAC4X24B+TDR | Singlezone Ducted, Centrally Ducted | 23600 | 14600 | 2.55 | 15700 | 1.92
ARMSTRONG AIR | 4SHP22LX SERIES | 211709472 | HRCU-A-CB | 4SHP22LX124P-**A | EAC4X24B+TDR | Singlezone Ducted, Centrally Ducted | 23600 | 14600 | 2.55 | 15700 | 1.92
ARMSTRONG AIR | 4SHP22LX SERIES | 211709471 | HRCU-A-CB | 4SHP22LX124P-**A | EAC4X24B+TDR | Singlezone Ducted, Centrally Ducted | 23600 | 14600 | 2.55 | 15700 | 1.92
ARMSTRONG AIR | 4SHP22LX SERIES | 211709466 | HRCU-A-CB | 4SHP22LX124P-**A | EAC4X24B+TDR | Singlezone Ducted, Centrally Ducted | 23600 | 14700 | 2.52 | 15700 | 1.9
ARMSTRONG AIR | 4SHP22LX SERIES | 211709462 | HRCU-A-CB | 4SHP22LX124P-**A | EAC4X24B+TDR | Singlezone Ducted, Centrally Ducted | 23200 | 14500 | 2.54 | 15500 | 1.9
ARMSTRONG AIR | 4SHP22LX SERIES | 211709461 | HRCU-A-CB | 4SHP22LX124P-**A | EAC4X24B+TDR | Singlezone Ducted, Centrally Ducted | 23600 | 14700 | 2.52 | 15800 | 1.92
ARMSTRONG AIR | 4SHP22LX SERIES | 211709456 | HRCU-A-CB | 4SHP22LX124P-**A | EAC4X24B+TDR | Singlezone Ducted, Centrally Ducted | 23600 | 14700 | 2.5 | 15800 | 1.92
ARMSTRONG AIR | 4SHP22LX SERIES | 211709454 | HRCU-A-CB | 4SHP22LX124P-**A | EAC4X24A+TDR | Singlezone Ducted, Centrally Ducted | 23600 | 14700 | 2.52 | 15700 | 1.9
ARMSTRONG AIR | 4SHP22LX SERIES | 211709453 | HRCU-A-CB | 4SHP22LX124P-**A | EAC4X24A+TDR | Singlezone Ducted, Centrally Ducted | 23600 | 14700 | 2.52 | 15700 | 1.9
ARMSTRONG AIR | 4SHP22LX SERIES | 211709452 | HRCU-A-CB | 4SHP22LX124P-**A | EAC4X24A+TDR | Singlezone Ducted, Centrally Ducted | 23600 | 14700 | 2.53 | 15700 | 1.92
ARMSTRONG AIR | 4SHP22LX SERIES | 211709451 | HRCU-A-CB | 4SHP22LX124P-**A | EAC4X24A+TDR | Singlezone Ducted, Centrally Ducted | 23200 | 14500 | 2.51 | 15500 | 1.9
ARMSTRONG AIR | 4SHP22LX SERIES | 211709449 | HRCU-A-CB | 4SHP22LX124P-**A | EAC4X24A+TDR | Singlezone Ducted, Centrally Ducted | 23600 | 14700 | 2.5 | 15800 | 1.92
ARMSTRONG AIR | 4SHP22LX SERIES | 211709448 | HRCU-A-CB | 4SHP22LX124P-**A | EAC4X24A+TDR | Singlezone Ducted, Centrally Ducted | 23000 | 14300 | 2.52 | 15400 | 1.9
ARMSTRONG AIR | 4SHP22LX SERIES | 211709447 | HRCU-A-CB | 4SHP22LX124P-**A | EAC4X24A+TDR | Singlezone Ducted, Centrally Ducted | 23600 | 14700 | 2.52 | 15700 | 1.9
ARMSTRONG AIR | 4SHP22LX SERIES | 211709446 | HRCU-A-CB | 4SHP22LX124P-**A | EAC4X24A+TDR | Singlezone Ducted, Centrally Ducted | 23600 | 14700 | 2.52 | 15700 | 1.9
ARMSTRONG AIR | 4SHP22LX SERIES | 211709445 | HRCU-A-CB | 4SHP22LX124P-**A | ED1P24B+TDR+TXV | Singlezone Ducted, Centrally Ducted | 23200 | 15000 | 2.7 | 15100 | 2.06
ARMSTRONG AIR | 4SHP22LX SERIES | 211709444 | HRCU-A-CB | 4SHP22LX124P-**A | ED1P24B+TDR+TXV | Singlezone Ducted, Centrally Ducted | 23400 | 15100 | 2.67 | 15200 | 2.04
ARMSTRONG AIR | 4SHP22LX SERIES | 211709443 | HRCU-A-CB | 4SHP22LX124P-**A | ED1P24B+TDR+TXV | Singlezone Ducted, Centrally Ducted | 23200 | 15000 | 2.68 | 15100 | 2.04
ARMSTRONG AIR | 4SHP22LX SERIES | 211709442 | HRCU-A-CB | 4SHP22LX124P-**A | ED1P24B+TDR+TXV | Singlezone Ducted, Centrally Ducted | 23200 | 15000 | 2.71 | 15000 | 2.04
ARMSTRONG AIR | 4SHP22LX SERIES | 211709441 | HRCU-A-CB | 4SHP22LX124P-**A | ED1P24B+TDR+TXV | Singlezone Ducted, Centrally Ducted | 23200 | 14900 | 2.71 | 15000 | 2.06
ARMSTRONG AIR | 4SHP22LX SERIES | 211709440 | HRCU-A-CB | 4SHP22LX124P-**A | ED1P24B+TDR+TXV | Singlezone Ducted, Centrally Ducted | 23200 | 14900 | 2.71 | 15000 | 2.06
ARMSTRONG AIR | 4SHP22LX SERIES | 211709439 | HRCU-A-CB | 4SHP22LX124P-**A | ED1P24B+TDR+TXV | Singlezone Ducted, Centrally Ducted | 23400 | 15100 | 2.71 | 15100 | 2.04
ARMSTRONG AIR | 4SHP22LX SERIES | 211709438 | HRCU-A-CB | 4SHP22LX124P-**A | ED1P24B+TDR+TXV | Singlezone Ducted, Centrally Ducted | 23200 | 15000 | 2.7 | 15000 | 2.04
ARMSTRONG AIR | 4SHP22LX SERIES | 211709437 | HRCU-A-CB | 4SHP22LX124P-**A | ED1P24B+TDR+TXV | Singlezone Ducted, Centrally Ducted | 23400 | 15200 | 2.62 | 15300 | 2.02
ARMSTRONG AIR | 4SHP22LX SERIES | 211709436 | HRCU-A-CB | 4SHP22LX124P-**A | ED1P24B+TDR+TXV | Singlezone Ducted, Centrally Ducted | 23200 | 14900 | 2.66 | 15000 | 2.02
ARMSTRONG AIR | 4SHP22LX SERIES | 211709435 | HRCU-A-CB | 4SHP22LX124P-**A | ED1P24B+TDR+TXV | Singlezone Ducted, Centrally Ducted | 23200 | 15000 | 2.76 | 15000 | 2.06
ARMSTRONG AIR | 4SHP22LX SERIES | 211709434 | HRCU-A-CB | 4SHP22LX124P-**A | ED1P24B+TDR+TXV | Singlezone Ducted, Centrally Ducted | 23200 | 14900 | 2.68 | 15000 | 2.04
ARMSTRONG AIR | 4SHP22LX SERIES | 211709433 | HRCU-A-CB | 4SHP22LX124P-**A | ED1P24A+TDR+TXV | Singlezone Ducted, Centrally Ducted | 23200 | 15000 | 2.76 | 15000 | 2.08
ARMSTRONG AIR | 4SHP22LX SERIES | 211709432 | HRCU-A-CB | 4SHP22LX124P-**A | ED1P24A+TDR+TXV | Singlezone Ducted, Centrally Ducted | 23000 | 14900 | 2.75 | 14900 | 2.06
ARMSTRONG AIR | 4SHP22LX SERIES | 211709431 | HRCU-A-CB | 4SHP22LX124P-**A | ED1P24A+TDR+TXV | Singlezone Ducted, Centrally Ducted | 23000 | 14900 | 2.71 | 14900 | 2.04
ARMSTRONG AIR | 4SHP22LX SERIES | 211709430 | HRCU-A-CB | 4SHP22LX124P-**A | BCE7S24M*4X | Singlezone Ducted, Centrally Ducted | 23000 | 14400 | 2.56 | 15400 | 2.08
ARMSTRONG AIR | 4SHP22LX SERIES | 211709429 | HRCU-A-CB | 4SHP22LX124P-**A | BCE7E30M*4X | Singlezone Ducted, Centrally Ducted | 22400 | 14300 | 2.85 | 16100 | 2.34
ARMSTRONG AIR | 4SHP22LX SERIES | 211709428 | HRCU-A-CB | 4SHP22LX124P-**A | BCE7E24M*4X | Singlezone Ducted, Centrally Ducted | 23200 | 14500 | 2.56 | 15500 | 2.08
ARMSTRONG AIR | 4SHP22LX SERIES | 211709427 | HRCU-A-CB | 4SHP22LX124P-**A | BCE7E18M*4X | Singlezone Ducted, Centrally Ducted | 22600 | 14100 | 2.54 | 15100 | 2.06
ARMSTRONG AIR | 4SHP22LX SERIES | 211709426 | HRCU-A-CB | 4SHP22LX124P-**A | BCE5V30M*4X | Singlezone Ducted, Centrally Ducted | 22400 | 14500 | 2.67 | 14900 | 2.12
ARMSTRONG AIR | 4SHP22LX SERIES | 211709425 | HRCU-A-CB | 4SHP22LX124P-**A | BCE5V24M*4X | Singlezone Ducted, Centrally Ducted | 22200 | 14900 | 2.68 | 15400 | 2.12
ARMSTRONG AIR | 4SHP22LX SERIES | 211709424 | HRCU-A-CB | 4SHP22LX124P-**A | BCE5C30M*4X | Singlezone Ducted, Centrally Ducted | 22800 | 14900 | 2.6 | 15200 | 2.08
ARMSTRONG AIR | 4SHP22LX SERIES | 211709423 | HRCU-A-CB | 4SHP22LX124P-**A | BCE5C24M*4X | Singlezone Ducted, Centrally Ducted | 23400 | 14700 | 2.5 | 15300 | 2.06
ARMSTRONG AIR | 4SHP22LX SERIES | 211709422 | HRCU-A-CB | 4SHP22LX124P-**A | EA(C;U)1P30B+TDR+TXV | Singlezone Ducted, Centrally Ducted | 23600 | 14200 | 2.51 | 16100 | 1.96
ARMSTRONG AIR | 4SHP22LX SERIES | 211709421 | HRCU-A-CB | 4SHP22LX124P-**A | EA(C;U)1P30B+TDR+TXV | Singlezone Ducted, Centrally Ducted | 23600 | 14200 | 2.51 | 16100 | 1.96
ARMSTRONG AIR | 4SHP22LX SERIES | 211709420 | HRCU-A-CB | 4SHP22LX124P-**A | EA(C;U)1P30B+TDR+TXV | Singlezone Ducted, Centrally Ducted | 23600 | 14200 | 2.51 | 16200 | 1.96
ARMSTRONG AIR | 4SHP22LX SERIES | 211709419 | HRCU-A-CB | 4SHP22LX124P-**A | EA(C;U)1P30B+TDR+TXV | Singlezone Ducted, Centrally Ducted | 23600 | 14200 | 2.51 | 16100 | 1.96
ARMSTRONG AIR | 4SHP22LX SERIES | 211709418 | HRCU-A-CB | 4SHP22LX124P-**A | EA(C;U)1P30B+TDR+TXV | Singlezone Ducted, Centrally Ducted | 23400 | 14100 | 2.54 | 16000 | 1.98
ARMSTRONG AIR | 4SHP22LX SERIES | 211709417 | HRCU-A-CB | 4SHP22LX124P-**A | EA(C;U)1P30B+TDR+TXV | Singlezone Ducted, Centrally Ducted | 23400 | 14100 | 2.54 | 16000 | 1.98
ARMSTRONG AIR | 4SHP22LX SERIES | 211709416 | HRCU-A-CB | 4SHP22LX124P-**A | EA(C;U)1P30B+TDR+TXV | Singlezone Ducted, Centrally Ducted | 23400 | 14100 | 2.54 | 16000 | 1.98
ARMSTRONG AIR | 4SHP22LX SERIES | 211709411 | HRCU-A-CB | 4SHP22LX124P-**A | EA(C;U)1P30B+TDR+TXV | Singlezone Ducted, Centrally Ducted | 23600 | 14200 | 2.51 | 16100 | 1.96
ARMSTRONG AIR | 4SHP22LX SERIES | 211709407 | HRCU-A-CB | 4SHP22LX124P-**A | EA(C;U)1P30B+TDR+TXV | Singlezone Ducted, Centrally Ducted | 23200 | 14000 | 2.52 | 15900 | 1.96
ARMSTRONG AIR | 4SHP22LX SERIES | 211709406 | HRCU-A-CB | 4SHP22LX124P-**A | EA(C;U)1P30B+TDR+TXV | Singlezone Ducted, Centrally Ducted | 23600 | 14200 | 2.51 | 16100 | 1.96
ARMSTRONG AIR | 4SHP22LX SERIES | 211709399 | HRCU-A-CB | 4SHP22LX124P-**A | EA(C;U)1P30A+TDR+TXV | Singlezone Ducted, Centrally Ducted | 23600 | 14200 | 2.51 | 16100 | 1.96
ARMSTRONG AIR | 4SHP22LX SERIES | 211709398 | HRCU-A-CB | 4SHP22LX124P-**A | EA(C;U)1P30A+TDR+TXV | Singlezone Ducted, Centrally Ducted | 23600 | 14200 | 2.51 | 16100 | 1.96
ARMSTRONG AIR | 4SHP22LX SERIES | 211709397 | HRCU-A-CB | 4SHP22LX124P-**A | EA(C;U)1P30A+TDR+TXV | Singlezone Ducted, Centrally Ducted | 23400 | 14200 | 2.52 | 16100 | 1.98
ARMSTRONG AIR | 4SHP22LX SERIES | 211709396 | HRCU-A-CB | 4SHP22LX124P-**A | EA(C;U)1P30A+TDR+TXV | Singlezone Ducted, Centrally Ducted | 23200 | 14000 | 2.52 | 15900 | 1.94
ARMSTRONG AIR | 4SHP22LX SERIES | 211709395 | HRCU-A-CB | 4SHP22LX124P-**A | EA(C;U)1P30A+TDR+TXV | Singlezone Ducted, Centrally Ducted | 23400 | 14200 | 2.52 | 16100 | 1.96
ARMSTRONG AIR | 4SHP22LX SERIES | 211709393 | HRCU-A-CB | 4SHP22LX124P-**A | EA(C;U)1P30A+TDR+TXV | Singlezone Ducted, Centrally Ducted | 23000 | 13900 | 2.51 | 15800 | 1.94
ARMSTRONG AIR | 4SHP22LX SERIES | 211709392 | HRCU-A-CB | 4SHP22LX124P-**A | EA(C;U)1P30A+TDR+TXV | Singlezone Ducted, Centrally Ducted | 23400 | 14200 | 2.51 | 16100 | 1.96
ARMSTRONG AIR | 4SHP22LX SERIES | 211709391 | HRCU-A-CB | 4SHP22LX124P-**A | EA(C;U)1P30A+TDR+TXV | Singlezone Ducted, Centrally Ducted | 23400 | 14200 | 2.51 | 16100 | 1.96
ARMSTRONG AIR | 4SHP22LX SERIES | 211709390 | HRCU-A-CB | 4SHP22LX124P-**A | EA(C;U)1P24B+TDR+TXV | Singlezone Ducted, Centrally Ducted | 23600 | 14700 | 2.52 | 15800 | 1.92
ARMSTRONG AIR | 4SHP22LX SERIES | 211709389 | HRCU-A-CB | 4SHP22LX124P-**A | EA(C;U)1P24B+TDR+TXV | Singlezone Ducted, Centrally Ducted | 23600 | 14700 | 2.5 | 15800 | 1.9
ARMSTRONG AIR | 4SHP22LX SERIES | 211709388 | HRCU-A-CB | 4SHP22LX124P-**A | EA(C;U)1P24B+TDR+TXV | Singlezone Ducted, Centrally Ducted | 23600 | 14700 | 2.5 | 15800 | 1.92
ARMSTRONG AIR | 4SHP22LX SERIES | 211709387 | HRCU-A-CB | 4SHP22LX124P-**A | EA(C;U)1P24B+TDR+TXV | Singlezone Ducted, Centrally Ducted | 23600 | 14600 | 2.55 | 15700 | 1.92
ARMSTRONG AIR | 4SHP22LX SERIES | 211709386 | HRCU-A-CB | 4SHP22LX124P-**A | EA(C;U)1P24B+TDR+TXV | Singlezone Ducted, Centrally Ducted | 23600 | 14600 | 2.55 | 15700 | 1.92
ARMSTRONG AIR | 4SHP22LX SERIES | 211709385 | HRCU-A-CB | 4SHP22LX124P-**A | EA(C;U)1P24B+TDR+TXV | Singlezone Ducted, Centrally Ducted | 23600 | 14600 | 2.55 | 15700 | 1.92
ARMSTRONG AIR | 4SHP22LX SERIES | 211709380 | HRCU-A-CB | 4SHP22LX124P-**A | EA(C;U)1P24B+TDR+TXV | Singlezone Ducted, Centrally Ducted | 23600 | 14700 | 2.52 | 15700 | 1.9
ARMSTRONG AIR | 4SHP22LX SERIES | 211709376 | HRCU-A-CB | 4SHP22LX124P-**A | EA(C;U)1P24B+TDR+TXV | Singlezone Ducted, Centrally Ducted | 23200 | 14500 | 2.54 | 15500 | 1.9
ARMSTRONG AIR | 4SHP22LX SERIES | 211709375 | HRCU-A-CB | 4SHP22LX124P-**A | EA(C;U)1P24B+TDR+TXV | Singlezone Ducted, Centrally Ducted | 23600 | 14700 | 2.52 | 15800 | 1.92
ARMSTRONG AIR | 4SHP22LX SERIES | 211709370 | HRCU-A-CB | 4SHP22LX124P-**A | EA(C;U)1P24B+TDR+TXV | Singlezone Ducted, Centrally Ducted | 23600 | 14700 | 2.5 | 15800 | 1.92
ARMSTRONG AIR | 4SHP22LX SERIES | 211709368 | HRCU-A-CB | 4SHP22LX124P-**A | EA(C;U)1P24A+TDR+TXV | Singlezone Ducted, Centrally Ducted | 23600 | 14700 | 2.52 | 15700 | 1.9
ARMSTRONG AIR | 4SHP22LX SERIES | 211709367 | HRCU-A-CB | 4SHP22LX124P-**A | EA(C;U)1P24A+TDR+TXV | Singlezone Ducted, Centrally Ducted | 23600 | 14700 | 2.52 | 15700 | 1.9
ARMSTRONG AIR | 4SHP22LX SERIES | 211709366 | HRCU-A-CB | 4SHP22LX124P-**A | EA(C;U)1P24A+TDR+TXV | Singlezone Ducted, Centrally Ducted | 23600 | 14700 | 2.53 | 15700 | 1.92
ARMSTRONG AIR | 4SHP22LX SERIES | 211709365 | HRCU-A-CB | 4SHP22LX124P-**A | EA(C;U)1P24A+TDR+TXV | Singlezone Ducted, Centrally Ducted | 23200 | 14500 | 2.51 | 15500 | 1.9
ARMSTRONG AIR | 4SHP22LX SERIES | 211804088 | HRCU-A-CB | 4SHP22LX136P-**A | EAC4X48C+TDR | Singlezone Ducted, Centrally Ducted | 33600 | 22400 | 2.56 | 18500 | 2.26
ARMSTRONG AIR | 4SHP22LX SERIES | 211804086 | HRCU-A-CB | 4SHP22LX136P-**A | EAC4X48C+TDR | Singlezone Ducted, Centrally Ducted | 33800 | 22400 | 2.52 | 18600 | 2.24
ARMSTRONG AIR | 4SHP22LX SERIES | 211804085 | HRCU-A-CB | 4SHP22LX136P-**A | EAC4X48C+TDR | Singlezone Ducted, Centrally Ducted | 33800 | 22400 | 2.52 | 18600 | 2.24
ARMSTRONG AIR | 4SHP22LX SERIES | 211804083 | HRCU-A-CB | 4SHP22LX136P-**A | EAC4X48C+TDR | Singlezone Ducted, Centrally Ducted | 33800 | 22400 | 2.54 | 18500 | 2.24
ARMSTRONG AIR | 4SHP22LX SERIES | 211804079 | HRCU-A-CB | 4SHP22LX136P-**A | EAC4X48C+TDR | Singlezone Ducted, Centrally Ducted | 33800 | 22400 | 2.52 | 18600 | 2.24
ARMSTRONG AIR | 4SHP22LX SERIES | 211804076 | HRCU-A-CB | 4SHP22LX136P-**A | EAC4X48C+TDR | Singlezone Ducted, Centrally Ducted | 33800 | 22400 | 2.52 | 18600 | 2.24
ARMSTRONG AIR | 4SHP22LX SERIES | 211804075 | HRCU-A-CB | 4SHP22LX136P-**A | EAC4X48C+TDR | Singlezone Ducted, Centrally Ducted | 33800 | 22400 | 2.54 | 18500 | 2.24
ARMSTRONG AIR | 4SHP22LX SERIES | 211804073 | HRCU-A-CB | 4SHP22LX136P-**A | EA(C;U)1P48C+TDR+TXV | Singlezone Ducted, Centrally Ducted | 33600 | 22400 | 2.56 | 18500 | 2.26
ARMSTRONG AIR | 4SHP22LX SERIES | 211804071 | HRCU-A-CB | 4SHP22LX136P-**A | EA(C;U)1P48C+TDR+TXV | Singlezone Ducted, Centrally Ducted | 33800 | 22400 | 2.52 | 18600 | 2.24
ARMSTRONG AIR | 4SHP22LX SERIES | 211804070 | HRCU-A-CB | 4SHP22LX136P-**A | EA(C;U)1P48C+TDR+TXV | Singlezone Ducted, Centrally Ducted | 33800 | 22400 | 2.52 | 18600 | 2.24
ARMSTRONG AIR | 4SHP22LX SERIES | 211804068 | HRCU-A-CB | 4SHP22LX136P-**A | EA(C;U)1P48C+TDR+TXV | Singlezone Ducted, Centrally Ducted | 33800 | 22400 | 2.54 | 18500 | 2.24
ARMSTRONG AIR | 4SHP22LX SERIES | 211804064 | HRCU-A-CB | 4SHP22LX136P-**A | EA(C;U)1P48C+TDR+TXV | Singlezone Ducted, Centrally Ducted | 33800 | 22400 | 2.52 | 18600 | 2.24
ARMSTRONG AIR | 4SHP22LX SERIES | 211804061 | HRCU-A-CB | 4SHP22LX136P-**A | EA(C;U)1P48C+TDR+TXV | Singlezone Ducted, Centrally Ducted | 33800 | 22400 | 2.52 | 18600 | 2.24
ARMSTRONG AIR | 4SHP22LX SERIES | 211804060 | HRCU-A-CB | 4SHP22LX136P-**A | EA(C;U)1P48C+TDR+TXV | Singlezone Ducted, Centrally Ducted | 33800 | 22400 | 2.54 | 18500 | 2.24
ARMSTRONG AIR | 4SHP22LX SERIES | 211729606 | HRCU-A-CB | 4SHP22LX124P-**A | BCE5E30M | Singlezone Ducted, Centrally Ducted | 22000 | 14300 | 2.7 | 14900 | 2.14
ARMSTRONG AIR | 4SHP22LX SERIES | 211729605 | HRCU-A-CB | 4SHP22LX124P-**A | BCE5E24M | Singlezone Ducted, Centrally Ducted | 21000 | 14100 | 2.52 | 15500 | 2.16
ARMSTRONG AIR | 4SHP18LX SERIES | 213270490 | HRCU-A-CB | 4SHP18LX136P | EAC4X30A+TDR | Singlezone Ducted, Centrally Ducted | 24000 | 15600 | 2.74 | 14800 | 1.96
ARMSTRONG AIR | 4SHP18LX SERIES | 213270488 | HRCU-A-CB | 4SHP18LX136P | EA(C;U)1P30A+TDR+TXV | Singlezone Ducted, Centrally Ducted | 24000 | 15600 | 2.74 | 14800 | 1.96
ARMSTRONG AIR | 4SHP18LX SERIES | 213270489 | HRCU-A-CB | 4SHP18LX136P | EAC4X24A+TDR | Singlezone Ducted, Centrally Ducted | 24000 | 16000 | 2.65 | 15300 | 1.94
ARMSTRONG AIR | 4SHP18LX SERIES | 213270487 | HRCU-A-CB | 4SHP18LX136P | EA(C;U)1P24A+TDR+TXV | Singlezone Ducted, Centrally Ducted | 24000 | 16000 | 2.65 | 15300 | 1.94
ARMSTRONG AIR |  | 208106676 | HRCU-A-CB-O | 4DHP2S18S-1P | D22C118S4-1P | Singlezone Non-Ducted, Ceiling Placement | 18500 | 12000 | 2.51 | 11331 | 2.01
ARMSTRONG AIR |  | 208106677 | HRCU-A-CB-O | 4DHP2S24S-1P | D33C224S4-1P | Singlezone Non-Ducted, Wall Placement | 25000 | 15600 | 2.86 | 17540 | 2.12
ARMSTRONG AIR |  | 208106680 | HRCU-A-CB | 4DHP2S24S-1P | DMD224S4-1P | Singlezone Ducted, Compact Ducted | 24600 | 13500 | 2.59 | 17000 | 2.05
ARMSTRONG AIR |  | 208106678 | HRCU-A-CB | 4DHP2S12S-1P | DMD212S4-1P | Singlezone Ducted, Compact Ducted | 12000 | 9300 | 3.13 | 8500 | 1.99
ARMSTRONG AIR |  | 208106675 | HRCU-A-CB-O | 4DHP2S12S-1P | D22C112S4-1P | Singlezone Non-Ducted, Ceiling Placement | 12000 | 8900 | 3.22 | 7786 | 1.92
ARMSTRONG AIR |  | 208106672 | HRCU-A-CB-O | 4DHP2S12S-1P | DWM212S4-1P | Singlezone Non-Ducted, Wall Placement | 12000 | 9000 | 3.22 | 8465 | 2.26
ARMSTRONG AIR |  | 208106812 | HMSV-A-CB | 4DHP2S18M-1P |  | Multizone All Non-Ducted | 19000 | 14300 | 3.64 | 12427 | 1.91
ARMSTRONG AIR |  | 208106813 | HMSV-A-CB | 4DHP2S18M-1P |  | Multizone All Ducted | 19000 | 14800 | 3.5 | 13300 | 2.03
ARMSTRONG AIR |  | 208106673 | HRCU-A-CB-O | 4DHP2S18S-1P | DWM218S4-1P | Singlezone Non-Ducted, Wall Placement | 19000 | 14900 | 2.99 | 12184 | 2.25
ARMSTRONG AIR |  | 208106679 | HRCU-A-CB | 4DHP2S18S-1P | DMD218S4-1P | Singlezone Ducted, Compact Ducted | 20000 | 12600 | 2.74 | 11966 | 2.21
ARMSTRONG AIR |  | 208106816 | HMSV-A-CB | 4DHP2S24M-1P | Ducted Indoor Units | Multizone All Ducted | 24000 | 21600 | 3.37 | 20263 | 1.99
ARMSTRONG AIR |  | 208106674 | HRCU-A-CB-O | 4DHP2S24S-1P | DWM224S4-1P | Singlezone Non-Ducted, Wall Placement | 25000 | 16200 | 3.08 | 17500 | 2.04
ARMSTRONG AIR |  | 208106736 | HRCU-A-CB-O | 4DHPS209S-1P | DWM209S4-1P | Singlezone Non-Ducted, Wall Placement | 10000 | 8500 | 4.15 | 8622 | 2.38
ARMSTRONG AIR |  | 208106738 | HRCU-A-CB-O | 4DHPS209S-1P | D22C109S4-1P | Singlezone Non-Ducted, Ceiling Placement | 10000 | 7500 | 3.33 | 8588 | 2.05
ARMSTRONG AIR |  | 208106739 | HRCU-A-CB | 4DHPS209S-1P | DMD209S4-1P | Singlezone Ducted, Compact Ducted | 10000 | 7700 | 3.53 | 8499 | 2.4
Armstrong Air |  | 211034519 | HRCU-A-CB-O | 4DHP2S12S-1L | DWM212S4-*L | Singlezone Non-Ducted, Wall Placement | 12000 | 8400 | 3.04 | 7094 | 2.19
Armstrong Air |  | 208106824 | HRCU-A-CB | 4DHP2S48M-1P |  | Multizone All Non-Ducted | 49000 | 36000 | 3.29 | 45000 | 2
Armstrong Air |  | 211034536 | HRCU-A-CB-O | 4DHP2S24S-1P | D33C224S4-*P | Singlezone Non-Ducted, Ceiling Placement | 26000 | 19000 | 3.48 | 18550 | 2.16
Armstrong Air |  | 211034535 | HRCU-A-CB-O | 4DHP2S18S-1P | D22C118S4-*P | Singlezone Non-Ducted, Ceiling Placement | 19000 | 12000 | 2.51 | 11330 | 2.01
Armstrong Air |  | 211034534 | HRCU-A-CB-O | 4DHP2S12S-1P | D22C112S4-*P | Singlezone Non-Ducted, Ceiling Placement | 12000 | 8900 | 3.22 | 7786 | 1.92
Armstrong Air |  | 211034533 | HRCU-A-CB-O | 4DHPS209S-1P | D22C109S4-*P | Singlezone Non-Ducted, Ceiling Placement | 10000 | 7500 | 3.33 | 8588 | 2.05
Armstrong Air |  | 211034530 | HRCU-A-CB | 4DHP2S24S-1P | DMD224S4-*P | Singlezone Ducted, Compact Ducted | 25000 | 20000 | 3.71 | 20500 | 2.28
Armstrong Air |  | 211034529 | HRCU-A-CB | 4DHP2S18S-1P | DMD218S4-*P | Singlezone Ducted, Compact Ducted | 20000 | 12600 | 2.74 | 11966 | 2.21
Armstrong Air |  | 211034528 | HRCU-A-CB | 4DHP2S12S-1P | DMD212S4-*P | Singlezone Ducted, Compact Ducted | 12000 | 9300 | 3.13 | 8500 | 1.99
Armstrong Air |  | 211034527 | HRCU-A-CB | 4DHPS209S-1P | DMD209S4-*P | Singlezone Ducted, Compact Ducted | 10000 | 7700 | 3.53 | 8499 | 2.4
Armstrong Air |  | 211034523 | HRCU-A-CB-O | 4DHP2S24S-1P | DWM224S4-*P | Singlezone Non-Ducted, Wall Placement | 25000 | 16200 | 3.08 | 17500 | 2.04
Armstrong Air |  | 211034522 | HRCU-A-CB-O | 4DHP2S18S-1P | DWM218S4-*P | Singlezone Non-Ducted, Wall Placement | 19000 | 14900 | 2.99 | 12184 | 2.25
Armstrong Air |  | 211034521 | HRCU-A-CB-O | 4DHP2S12S-1P | DWM212S4-*P | Singlezone Non-Ducted, Wall Placement | 12000 | 9000 | 3.22 | 8465 | 2.26
Armstrong Air |  | 211034520 | HRCU-A-CB-O | 4DHPS209S-1P | DWM209S4-*P | Singlezone Non-Ducted, Wall Placement | 10000 | 8500 | 4.15 | 8622 | 2.38
ARMSTRONG AIR |  | 208106817 | HMSV-A-CB | 4DHP2S24M-1P |  | Multizone Mix of Ducted and Non-Ducted | 24400 | 16700 | 3.2 | 18380 | 1.98
ARMSTRONG AIR |  | 208106814 | HMSV-A-CB | 4DHP2S18M-1P |  | Multizone Mix of Ducted and Non-Ducted | 19000 | 11400 | 2.91 | 12427 | 1.91
AUX | A-Series | 214291425 | HRCU-A-CB-O | ASPR30HPMULO | AFEB09HP230V1CHAFEB07HP220V1CHAFEB07HP220V1CHAFEB07HP220V1CH | Singlezone Non-Ducted, Wall Placement | 30000 | 27000 | 2.55 | 24600 | 1.98
AUX | C-series | 214290021 | HRCU-A-CB-O | AMAR12HP230V1CO | AMAR12HP230V1CH | Singlezone Non-Ducted, Wall Placement | 12300 | 8800 | 2.69 | 10700 | 2.61
AUX | C-series | 214290020 | HRCU-A-CB-O | AFEB12HP230V1CO | AFEB12HP230V1CH | Singlezone Non-Ducted, Wall Placement | 12300 | 8300 | 2.51 | 10200 | 2.39
AUX | C-series | 214290013 | HRCU-A-CB-O | AJAN09HP230V1CO | AJAN09HP230V1CH | Singlezone Non-Ducted, Wall Placement | 10000 | 5800 | 2.79 | 9200 | 1.93
AUX | C-series | 214290014 | HRCU-A-CB-O | AFEB09HP230V1CO | AFEB09HP230V1CH | Singlezone Non-Ducted, Wall Placement | 10000 | 7600 | 2.93 | 9600 | 2.08
AUX | C-series | 214290022 | HRCU-A-CB-O | AMAR18HP230V1CO | AMAR18HP230V1CH | Singlezone Non-Ducted, Wall Placement | 18200 | 16000 | 2.63 | 14000 | 2.16
AUX | C-series | 214290018 | HRCU-A-CB-O | AMAR12HP115V1CO | AMAR12HP115V1CH | Singlezone Non-Ducted, Wall Placement | 12300 | 8600 | 3.07 | 9300 | 2.02
AUX | C-series | 214290017 | HRCU-A-CB-O | AFEB09HP115V1CO | AFEB09HP115V1C | Singlezone Non-Ducted, Wall Placement | 9700 | 8800 | 2.58 | 9600 | 2.01
AUX | C-series | 214290016 | HRCU-A-CB-O | AMAR09HP115V1CO | AMAR09HP115V1CH | Singlezone Non-Ducted, Wall Placement | 10000 | 6700 | 2.81 | 8600 | 2.29
BLUEFIN | BFM Series | 213769907 | HRCU-A-CB-O | BFMS12PR-01O | BFMS12PL-01I | Singlezone Non-Ducted, Wall Placement | 12000 | 10300 | 2.56 | 12113 | 1.9
BLUEFIN | BFM Series | 213769915 | HRCU-A-CB-O | BFMS09PR-01O | BFMS09PL-01I | Singlezone Non-Ducted, Wall Placement | 12000 | 9300 | 2.5 | 11300 | 1.9
BLUERIDGE |  | 207641300 | HMSR-A-CB-O | BMM48HHC |  | Multizone All Non-Ducted | 49000 | 39000 | 2.5 | 46000 | 2.05
BLUERIDGE |  | 207641291 | HMSR-A-CB-O | BMM18HHC |  | Multizone All Non-Ducted | 20000 | 13500 | 2.5 | 20000 | 2
BLUERIDGE | BMM series | 213363376 | HMSR-A-CB-O | BMM36HH2C |  | Multizone All Non-Ducted | 36000 | 27400 | 2.5 | 36000 | 1.95
BLUERIDGE |  | 207641279 | HMSR-A-CB-O | BMM18C |  | Multizone All Non-Ducted | 19000 | 14400 | 2.5 | 14000 | 2.22
BLUERIDGE | BM series | 207641293 | HMSV-A-CB | BMM18HHC |  | Multizone Mix of Ducted and Non-Ducted | 20000 | 14700 | 2.55 | 20000 | 1.98
BLUERIDGE | BM series | 207641281 | HMSV-A-CB | BMM18C |  | Multizone Mix of Ducted and Non-Ducted | 19000 | 14600 | 2.5 | 14000 | 2.17
BLUERIDGE |  | 208650623 | HMSV-A-CB | BMM55HHC |  | Multizone All Ducted | 55000 | 35200 | 2.5 | 47000 | 1.94
BLUERIDGE |  | 207641292 | HMSV-A-CB | BMM18HHC |  | Multizone All Ducted | 20000 | 16000 | 2.61 | 20000 | 1.95
BLUERIDGE |  | 207641282 | HMSV-A-CB | BMM27C |  | Multizone All Ducted | 28000 | 22000 | 2.6 | 20000 | 2.14
BLUERIDGE |  | 209550311 | HRCU-A-CB-O | BMY12HH26C | BMM12LW | Singlezone Non-Ducted, Wall Placement | 12000 | 10200 | 2.72 | 12300 | 2.1
BLUERIDGE |  | 209550307 | HRCU-A-CB-O | BMY6HH27C | BMM6CC2 | Singlezone Non-Ducted, Ceiling Placement | 7100 | 5700 | 2.61 | 8500 | 2.03
BLUERIDGE |  | 210191032 | HRCU-A-CB-O | BMY60HHUC | BM60MFCC | Singlezone Non-Ducted, Floor Placement | 60000 | 40000 | 2.58 | 56500 | 1.97
BLUERIDGE |  | 207339180 | HRCU-A-CB-O | BMY18DIY22C | BMY18DIY22WM | Singlezone Non-Ducted, Wall Placement | 18000 | 13800 | 2.54 | 11700 | 2.05
BLUERIDGE |  | 207339179 | HRCU-A-CB-O | BMY12DIY22C | BMY12DIY22WM | Singlezone Non-Ducted, Wall Placement | 12000 | 7500 | 2.59 | 6400 | 1.95
BLUERIDGE |  | 207826692 | HRCU-A-CB-O | BMY6HH27C | BMY6HH27WM | Singlezone Non-Ducted, Wall Placement | 7000 | 8500 | 2.9 | 8581 | 2.19
BLUERIDGE |  | 207339173 | HRCU-A-CB-O | BMY922C | BMY922WM | Singlezone Non-Ducted, Wall Placement | 10000 | 6000 | 2.51 | 6933 | 1.97
BLUERIDGE |  | 207571393 | HRCU-A-CB | BMY24HH22C | BM24MCD | Singlezone Ducted, Compact Ducted | 25000 | 21000 | 2.64 | 27000 | 2
BLUERIDGE |  | 207571394 | HRCU-A-CB-O | BMY24HH22C | BM24MFCC | Singlezone Non-Ducted, Floor Placement | 25000 | 19000 | 2.64 | 25000 | 2.1
BLUERIDGE |  | 207571387 | HRCU-A-CB | BMY12HH26C | BM12MCD | Singlezone Ducted, Compact Ducted | 12500 | 10600 | 2.51 | 12100 | 1.96
BLUERIDGE |  | 207571388 | HRCU-A-CB-O | BMY12HH26C | BM12MCC | Singlezone Non-Ducted, Ceiling Placement | 12000 | 9900 | 2.55 | 11500 | 1.9
BLUERIDGE |  | 207339183 | HRCU-A-CB-O | BMY9HH28C | BMY9HH28WM | Singlezone Non-Ducted, Wall Placement | 12000 | 9500 | 2.53 | 11109 | 1.97
BOREAL | ENERMAXX | 208130264 | HRCU-A-CB | ENVBR36HPJ1OA | ENVBR24HPJ1IB | Singlezone Ducted, Centrally Ducted | 24000 | 16300 | 2.7 | 24000 | 2.1
BOSCH | Inverter Ducted Split Family (IDS) | 214771733 | HRCU-A-CB | BOVA-60RTB-M20S | BIVA-60RCB-M20X | Singlezone Ducted, Centrally Ducted | 55000 | 44000 | 2.5 | 38500 | 2
BOSCH | Inverter Ducted Split Family (IDS) | 214771732 | HRCU-A-CB | BOVA-60RTB-M20S | BIVA-48RCB-M20X | Singlezone Ducted, Centrally Ducted | 48000 | 40000 | 2.5 | 33600 | 2
BOSCH | Inverter Ducted Split Family (IDS) | 214771711 | HRCU-A-CB | BOVA-36RTB-M20S | BIVA-36RCB-M20X | Singlezone Ducted, Centrally Ducted | 34200 | 28000 | 2.5 | 24400 | 2
BOSCH | Inverter Ducted Split Family (IDS) | 214771710 | HRCU-A-CB | BOVA-36RTB-M20S | BIVA-24RCB-M20X | Singlezone Ducted, Centrally Ducted | 24000 | 22400 | 2.51 | 17400 | 2.01
BOSCH | Inverter Ducted Split Family (IDS) | 214053824 | HRCU-A-CB | BOVD-36HDN1-M20G | BVA-36WN1-M20 | Singlezone Ducted, Centrally Ducted | 34200 | 28000 | 2.5 | 24000 | 1.9
BOSCH | Inverter Ducted Split Family (IDS) | 214053805 | HRCU-A-CB | BOVC-36HDN1-M20G | BVA-36WN1-M20 | Singlezone Ducted, Centrally Ducted | 34200 | 28000 | 2.5 | 24000 | 1.9
BOSCH | Inverter Ducted Split Family (IDS) | 202868495 | HRCU-A-CB | BOVA-60HDN1-M20G | BVA-48WN1-M20 | Singlezone Ducted, Centrally Ducted | 48000 | 40000 | 2.5 | 33600 | 2
BOSCH | Inverter Ducted Split Family (IDS) | 202868496 | HRCU-A-CB | BOVA-36HDN1-M20G | BVA-36WN1-M20 | Singlezone Ducted, Centrally Ducted | 34200 | 28000 | 2.5 | 21200 | 2.02
BOSCH | Inverter Ducted Split Family (IDS) | 207658523 | HRCU-A-CB | BOVB-60HDN1-M20G | BVA-48WN1-M20 | Singlezone Ducted, Centrally Ducted | 48000 | 40000 | 2.5 | 33600 | 2
BOSCH | Inverter Ducted Split Family (IDS) | 207658524 | HRCU-A-CB | BOVB-36HDN1-M20G | BVA-36WN1-M20 | Singlezone Ducted, Centrally Ducted | 34200 | 28000 | 2.5 | 21200 | 2.02
BOSCH | Bosch Climate 5000 ductless minisplit series | 207760000 | HRCU-A-CB | BMS500-AAS009-1CSXRC | BMS500-AAU009-1AHDXB | Singlezone Ducted, Compact Ducted | 10000 | 7700 | 3.53 | 7630 | 2.17
BOSCH | Bosch Climate 5000 ductless minisplit series | 207760002 | HRCU-A-CB | BMS500-AAS012-1CSXRC | BMS500-AAU012-1AHDXB | Singlezone Ducted, Compact Ducted | 12000 | 9300 | 3.13 | 10460 | 2.51
BOSCH | Bosch Climate 5000 ductless minisplit series | 207759989 | HRCU-A-CB-O | BMS500-AAS009-1CSXRC | BMS500-AAU009-1AHWXC | Singlezone Non-Ducted, Wall Placement | 10000 | 8500 | 4.15 | 8581 | 2.19
BOSCH | Bosch Climate 5000 ductless minisplit series | 207759992 | HRCU-A-CB-O | BMS500-AAS024-1CSXRC | BMS500-AAU024-1AHWXC | Singlezone Non-Ducted, Wall Placement | 25000 | 16200 | 3.08 | 17500 | 2.04
BOSCH | Bosch Climate 5000 ductless minisplit series | 207760022 | HMSV-A-CB | BMS500-AAM018-1CSXRC |  | Multizone All Ducted | 19000 | 14800 | 3.5 | 13000 | 1.9
BOSCH | Bosch Climate 5000 ductless minisplit series | 207760034 | HMSV-A-CB | BMS500-AAM018-1CSXHC |  | Multizone All Ducted | 20000 | 16000 | 3.78 | 19000 | 1.95
BOSCH | Bosch Climate 5000 ductless minisplit series | 207760004 | HRCU-A-CB | BMS500-AAS018-1CSXRC | BMS500-AAU018-1AHDXB | Singlezone Ducted, Compact Ducted | 20000 | 12600 | 2.74 | 11965 | 2.21
BOSCH | Bosch Climate 5000 ductless minisplit series | 207759991 | HRCU-A-CB-O | BMS500-AAS018-1CSXRC | BMS500-AAU018-1AHWXC | Singlezone Non-Ducted, Wall Placement | 19000 | 14900 | 2.99 | 12388 | 2.24
BOSCH | Bosch Climate 5000 ductless minisplit series | 207760043 | HMSV-A-CB | BMS500-AAM048-1CSXHC |  | Multizone All Ducted | 49000 | 36000 | 3.26 | 48000 | 1.99
BOSCH | Bosch Climate 5000 ductless minisplit series | 207760037 | HMSV-A-CB | BMS500-AAM027-1CSXHC |  | Multizone All Ducted | 28000 | 27000 | 4.14 | 22505 | 1.92
BOSCH | Bosch Climate 5000 ductless minisplit series | 207760045 | HRCU-A-CB-O | BMS500-AAS012-1CSXRC | BMS500-AAU012-1AHCXB | Singlezone Non-Ducted, Ceiling Placement | 12000 | 8900 | 3.26 | 8120 | 2.22
BOSCH | Bosch Climate 5000 ductless minisplit series | 207759990 | HRCU-A-CB-O | BMS500-AAS012-1CSXRC | BMS500-AAU012-1AHWXC | Singlezone Non-Ducted, Wall Placement | 12000 | 9000 | 3.22 | 8981 | 2.19
BOSCH | Bosch Climate 5000 ductless minisplit series | 207759995 | HRCU-A-CB-O | BMS500-AAS012-1CSXHC | BMS500-AAU012-1AHWXC | Singlezone Non-Ducted, Wall Placement | 12000 | 10000 | 4.01 | 11782 | 2.07
BOSCH | Bosch Climate 5000 ductless minisplit series | 207759993 | HRCU-A-CB-O | BMS500-AAS009-1CSXRC | BMS500-AAU006-1AHWXC | Singlezone Non-Ducted, Ceiling Placement | 7000 | 8500 | 4.15 | 8581 | 2.19
BOSCH | Bosch Climate 5000 ductless minisplit series | 203991148 | HRCU-A-CB-O | BMS500-AAS009-1CSXRA | BMS500-AAU009-1AHWXB | Singlezone Non-Ducted, Wall Placement | 9800 | 5800 | 2.74 | 7990 | 1.98
BOSCH | Bosch Climate 5000 ductless minisplit series | 204014467 | HRCU-A-CB | BMS500-AAS009-1CSXHB | BMS500-AAU009-1AHDXB | Singlezone Ducted, Compact Ducted | 10000 | 10100 | 3.84 | 8343 | 2.07
BOSCH | Bosch Climate 5000 ductless minisplit series | 204014470 | HRCU-A-CB | BMS500-AAS024-1CSXHB | BMS500-AAU024-1AHDXB | Singlezone Ducted, Compact Ducted | 24000 | 23000 | 3.42 | 25166 | 2.07
BOSCH | Bosch Climate 5000 ductless minisplit series | 203991162 | HRCU-A-CB | BMS500-AAS024-1CSXRA | BMS500-AAU024-1AHDXB | Singlezone Ducted, Compact Ducted | 24400 | 18000 | 3.03 | 18533 | 2.04
BOSCH | Bosch Climate 5000 ductless minisplit series | 203991161 | HRCU-A-CB | BMS500-AAS018-1CSXRA | BMS500-AAU018-1AHDXB | Singlezone Ducted, Compact Ducted | 18000 | 11600 | 2.52 | 10352 | 1.96
BOSCH | Bosch Climate 5000 ductless minisplit series | 203991174 | HMSV-A-CB | BMS500-AAM027-1CSXRA |  | Multizone All Non-Ducted | 28000 | 17200 | 2.8 | 17040 | 1.97
BOSCH | Bosch Climate 5000 ductless minisplit series | 203991172 | HMSV-A-CB | BMS500-AAM018-1CSXRA |  | Multizone All Non-Ducted | 18000 | 11800 | 2.74 | 10205 | 1.97
BOSCH | Bosch Climate 5000 ductless minisplit series | 207760017 | HRCU-A-CB-O | BMS500-AAS024-1CSXRC | BMS500-AAU024-1AHCXC | Singlezone Non-Ducted, Wall Placement | 25000 | 19000 | 3.48 | 17540 | 2.12
BOSCH | Bosch Climate 5000 ductless minisplit series | 207760006 | HRCU-A-CB | BMS500-AAS024-1CSXRC | BMS500-AAU024-1AHDXB | Singlezone Ducted, Compact Ducted | 25000 | 20000 | 3.83 | 17000 | 2.05
BOSCH | Bosch Climate 5000 ductless minisplit series | 207760015 | HRCU-A-CB-O | BMS500-AAS018-1CSXRC | BMS500-AAU018-1AHCXB | Singlezone Non-Ducted, Ceiling Placement | 19000 | 12000 | 2.51 | 11331 | 2.01
BOSCH | Bosch Climate 5000 ductless minisplit series | 207760008 | HRCU-A-CB | BMS500-AAS024-1CSXHC | BMS500-AAU024-1AHDXB | Singlezone Ducted, Compact Ducted | 25000 | 21000 | 3.29 | 25166 | 2.07
BOSCH | Bosch Climate 5000 ductless minisplit series | 207760033 | HMSV-A-CB | BMS500-AAM018-1CSXHC |  | Multizone All Non-Ducted | 20000 | 15000 | 2.6 | 19000 | 1.96
BOSCH | Bosch Climate 5000 ductless minisplit series | 207760042 | HMSV-A-CB | BMS500-AAM048-1CSXHC |  | Multizone All Non-Ducted | 49000 | 36000 | 2.51 | 48000 | 2.01
BOSCH | Bosch Climate 5000 ductless minisplit series | 207760035 | HMSV-A-CB | BMS500-AAM018-1CSXHC |  | Multizone Mix of Ducted and Non-Ducted | 20000 | 15500 | 2.6 | 19000 | 1.95
BOSCH | Bosch Climate 5000 ductless minisplit series | 207760044 | HMSV-A-CB | BMS500-AAM048-1CSXHC |  | Multizone Mix of Ducted and Non-Ducted | 49000 | 36000 | 2.72 | 48000 | 1.99
BOSCH | Bosch Climate 5000 ductless minisplit series | 207759988 | HRCU-A-CB-O | BMS500-AAS012-0CSXRC | BMS500-AAS012-0AHWXC | Singlezone Non-Ducted, Wall Placement | 12000 | 8400 | 2.8 | 7094 | 2.19
BREEZE33 | BZ33 series | 213732640 | HRCU-A-C | BZ33-INV24OUT2-J | BZ33-MSC24B-J | Singlezone Ducted, Centrally Ducted | 25000 | 21000 | 2.58 | 20000 | 1.95
BREEZE33 |  | 207862089 | HMSR-A-CB-O | BZ33-HP273Z2-G2-P |  | Multizone All Non-Ducted | 28000 | 21000 | 2.5 | 20000 | 2.11
BREEZE33 | BZ33 series | 214389568 | HRCU-A-CB | BZ33-INV24OUT2-J | BZ33-WMAHU24-J | Singlezone Ducted, Centrally Ducted | 26000 | 20000 | 2.7 | 24000 | 2
BREEZE33 | BZ33 series | 214389567 | HRCU-A-CB | BZ33-INV18OUT2-J | BZ33-WMAHU18-J | Singlezone Ducted, Centrally Ducted | 19000 | 15800 | 2.82 | 18800 | 2.3
BREEZE33 |  | 213732638 | HRCU-A-C | BZ33-INV18OUT2-J | BZ33-MSC24B-J | Singlezone Ducted, Centrally Ducted | 19000 | 14700 | 2.6 | 15000 | 2.2
Breeze33 |  | 207862078 | HRCU-A-CB-O | BZ33-HYP24OUT2-G2-P | BZ33-CASS24-G2-P | Singlezone Non-Ducted, Wall Placement | 25000 | 21000 | 2.64 | 26000 | 1.95
BREEZE33 | BZ33 series | 207862091 | HMSV-A-CB | BZ33-HP273Z2-G2-P |  | Multizone Mix of Ducted and Non-Ducted | 28000 | 21400 | 2.55 | 20000 | 2.13
BREEZE33 | BZ33 series | 207862100 | HMSV-A-CB | BZ33-HYP182Z2-G2-P |  | Multizone Mix of Ducted and Non-Ducted | 20000 | 15500 | 2.55 | 20000 | 1.95
BREEZE33 | BZ33 series | 207862088 | HMSV-A-CB | BZ33-HP182Z2-G2-P |  | Multizone Mix of Ducted and Non-Ducted | 19000 | 14500 | 2.5 | 14000 | 2.17
Breeze33 |  | 207862069 | HRCU-A-CB-O | BZ33-HYP06OUT2-G2-P | BZ33-HYP06WALL2-G2-P | Singlezone Non-Ducted, Wall Placement | 7000 | 8500 | 2.9 | 8581 | 2.19
Breeze33 |  | 207862084 | HRCU-A-CB-O | BZ33-HYP24OUT2-G2-P | BZ33-IFMU24-G2-P | Singlezone Non-Ducted, Floor Placement | 25000 | 19000 | 2.64 | 25000 | 2.1
BREEZE33 | HS-series | 211277597 | HRCU-A-CB | HSZ18H424ZMO | AH18H424ZMI | Singlezone Ducted, Centrally Ducted | 19000 | 15400 | 2.7 | 18295 | 2
Breeze33 |  | 207862080 | HRCU-A-CB | BZ33-HYP12OUT2-G2-P | BZ33-DIDU12-P | Singlezone Ducted, Compact Ducted | 12500 | 10600 | 2.51 | 12100 | 1.96
Breeze33 |  | 207862077 | HRCU-A-CB-O | BZ33-HYP12OUT2-G2-P | BZ33-CASS12-P | Singlezone Non-Ducted, Ceiling Placement | 12000 | 9900 | 2.55 | 11500 | 1.9
BREEZE33 |  | 207862099 | HMSV-A-CB | BZ33-HYP182Z2-G2-P |  | Multizone All Ducted | 20000 | 16000 | 2.61 | 20000 | 1.95
BREEZE33 |  | 207862090 | HMSV-A-CB | BZ33-HP273Z2-G2-P |  | Multizone All Ducted | 28000 | 22000 | 2.6 | 20000 | 2.14
Breeze33 |  | 207862070 | HRCU-A-CB-O | BZ33-HYP09OUT2-G2-P | BZ33-HYP09WALL2-G2-P | Singlezone Non-Ducted, Wall Placement | 12000 | 9500 | 2.53 | 11109 | 1.97
BRYANT | 38MH-series | 208447847 | HRCU-A-CB-O | 38MHRCQ09AA3 | 40MHHAQ09XA3 | Singlezone Non-Ducted, Wall Placement | 10000 | 6000 | 2.51 | 7300 | 2.14
BRYANT | 38M series | 213372212 | HRCU-A-C | 38MURAQ18AB3 | 40MULAQ24XBX + CI | Singlezone Ducted, Centrally Ducted | 19000 | 14700 | 2.6 | 15000 | 2.2
BRYANT | Preferred | 202345970 | HMSV-A-CB | 38MGRQ18B--3 |  | Multizone All Ducted | 18500 | 11500 | 2.7 | 14400 | 2.1
BRYANT | Preferred | 8738647 | HRCU-A-CB-O | 38MAQB12R--1 | 619PAQ012BBMA | Singlezone Non-Ducted, Wall Placement | 12000 | 7600 | 2.59 | 6490 | 1.94
BRYANT | Preferred Series | 8738646 | HRCU-A-CB-O | 38MAQB09R--3 | 619PEQ009BBMA | Singlezone Non-Ducted, Wall Placement | 10900 | 6900 | 2.73 | 10900 | 1.98
BRYANT | Evolution | 201753409 | HRCU-A-CB-O | 38MPRAQ09AA3 | 619PHAQ09XA3 | Singlezone Non-Ducted, Wall Placement | 10000 | 7200 | 2.78 | 13000 | 2.01
BRYANT | Evolution | 202463636 | HRCU-A-CB-O | 38MPRAQ18AA3 | 619PHAQ18XA3 | Singlezone Non-Ducted, Wall Placement | 18000 | 12300 | 3.19 | 18000 | 2
BRYANT | Evolution | 202463637 | HRCU-A-CB-O | 38MPRAQ24AA3 | 619PHAQ24XA3 | Singlezone Non-Ducted, Wall Placement | 24000 | 15450 | 3 | 24000 | 2
BRYANT | Preferred Series | 8738645 | HRCU-A-CB-O | 38MAQB12R--3 | 619PEQ012BBMA | Singlezone Non-Ducted, Wall Placement | 12000 | 7800 | 2.66 | 12010 | 1.98
BRYANT | Preferred | 206348141 | HRCU-A-CB-O | 38MARBQ12AA1 | 619AHBQ12XA1 | Singlezone Non-Ducted, Wall Placement | 12100 | 7400 | 2.64 | 6980 | 2.18
BRYANT | Preferred | 206396038 | HRCU-A-CB-O | 38MAQB12R--3 | 619AHBQ12XA3 | Singlezone Non-Ducted, Wall Placement | 12000 | 7500 | 2.56 | 12010 | 1.98
BRYANT | Preferred | 206350347 | HRCU-A-CB | 38MARBQ24AA3 | 40MBDQ24--3 | Singlezone Ducted, Compact Ducted | 24600 | 14500 | 2.8 | 27910 | 2.01
BRYANT | Preferred Series | 207642901 | HMSV-A-CB | 38MGHBQ24CA3 |  | Multizone All Ducted | 24000 | 18500 | 2.85 | 21500 | 1.95
BRYANT | Preferred Series | 207642909 | HMSR-A-CB-O | 38MGHBQ48EA3 |  | Multizone All Non-Ducted | 49000 | 30000 | 2.5 | 48000 | 2
BRYANT | Preferred Series | 207642903 | HMSR-A-CB-O | 38MGHBQ30DA3 |  | Multizone All Non-Ducted | 30000 | 17500 | 2.82 | 29400 | 1.9
BRYANT | Preferred Series | 9118462 | HMSR-A-CB-O | 38MGRQ18B--3 |  | Multizone All Non-Ducted | 19000 | 12000 | 2.81 | 13990 | 2.15
BRYANT | Preferred Series | 9118474 | HMSR-A-CB-O | 38MGRQ36D--3 |  | Multizone All Non-Ducted | 36000 | 23200 | 2.79 | 36080 | 1.96
BRYANT | Preferred Series | 9118478 | HMSR-A-CB-O | 38MGRQ48E--3 |  | Multizone All Non-Ducted | 48000 | 29600 | 2.7 | 36340 | 1.98
BRYANT |  | 208447894 | HRCU-A-CB | 38MURAQ18AB3 | 40MUAAQ18XA3 | Singlezone Ducted, Centrally Ducted | 19000 | 13500 | 2.5 | 18000 | 2
BRYANT | Preferred Series | 207826665 | HMSV-A-CB | 38MARBQ24AA3 | 40MBABQ24XB3 | Singlezone Ducted, Centrally Ducted | 26000 | 16200 | 2.79 | 21503 | 1.95
BRYANT HEATING AND COOLING SYSTEMS | EVOLUTION Extreme 24 HP | 213361594 | HRCU-A-CB | 284ANV060*0**B* | FE4BNBD60L*+UI | Singlezone Ducted, Centrally Ducted | 59500 | 49500 | 2.64 | 38000 | 2.22
BRYANT HEATING AND COOLING SYSTEMS | EVOLUTION Extreme 24 HP | 213361592 | HRCU-A-CB | 284ANV048*0**B* | FE4BNBD60L*+UI | Singlezone Ducted, Centrally Ducted | 45500 | 42500 | 2.62 | 35400 | 2.5
BRYANT HEATING AND COOLING SYSTEMS | EVOLUTION Extreme 24 HP | 213361582 | HRCU-A-CB | 284ANV024*0**B* | FE4BNXB24L*+UI | Singlezone Ducted, Centrally Ducted | 26600 | 25000 | 2.54 | 19800 | 2.48
BRYANT HEATING AND COOLING SYSTEMS | EVOLUTION Extreme 24 HP | 213361580 | HRCU-A-CB | 284ANV024*0**B* | FE4BN(B,X)C36L*+UI | Singlezone Ducted, Centrally Ducted | 26400 | 24800 | 2.52 | 19700 | 2.46
BRYANT HEATING AND COOLING SYSTEMS | EVOLUTION V Heat Pump | 210470986 | HRCU-A-CB | 288BNV037*0**B* | CNPV*6024AL*+UI | Singlezone Ducted, Centrally Ducted | 32200 | 31200 | 2.52 | 24600 | 1.98
BRYANT HEATING AND COOLING SYSTEMS | EVOLUTION V Heat Pump | 210470964 | HRCU-A-CB | 288BNV037*0**B* | CNPV*6024AL*+UI | Singlezone Ducted, Centrally Ducted | 32200 | 31400 | 2.5 | 24800 | 1.96
BRYANT HEATING AND COOLING SYSTEMS | EVOLUTION V Heat Pump | 210470953 | HRCU-A-CB | 288BNV037*0**B* | CNPV*6024AL*+UI | Singlezone Ducted, Centrally Ducted | 32200 | 31200 | 2.52 | 24600 | 1.98
BRYANT HEATING AND COOLING SYSTEMS | EVOLUTION V Heat Pump | 210470931 | HRCU-A-CB | 288BNV037*0**B* | CNPV*6024AL*+UI | Singlezone Ducted, Centrally Ducted | 32200 | 31200 | 2.52 | 24600 | 1.98
BRYANT HEATING AND COOLING SYSTEMS | EVOLUTION V Heat Pump | 210470920 | HRCU-A-CB | 288BNV037*0**B* | CNPV*6024AL*+UI | Singlezone Ducted, Centrally Ducted | 32200 | 31200 | 2.52 | 24600 | 1.98
BRYANT HEATING AND COOLING SYSTEMS | EVOLUTION V Heat Pump | 210470909 | HRCU-A-CB | 288BNV037*0**B* | CNPV*6024AL*+UI | Singlezone Ducted, Centrally Ducted | 32200 | 31400 | 2.52 | 24800 | 1.98
BRYANT HEATING AND COOLING SYSTEMS | EVOLUTION V Heat Pump | 210470898 | HRCU-A-CB | 288BNV037*0**B* | CNPV*6024AL*+UI | Singlezone Ducted, Centrally Ducted | 32200 | 31400 | 2.5 | 24800 | 1.98
BRYANT HEATING AND COOLING SYSTEMS | EVOLUTION V Heat Pump | 210470887 | HRCU-A-CB | 288BNV037*0**B* | CNPV*6024AL*+UI | Singlezone Ducted, Centrally Ducted | 32200 | 31200 | 2.52 | 24600 | 1.98
BRYANT HEATING AND COOLING SYSTEMS | EVOLUTION V Heat Pump | 210470876 | HRCU-A-CB | 288BNV037*0**B* | CNPV*6024AL*+UI | Singlezone Ducted, Centrally Ducted | 32200 | 31200 | 2.52 | 24600 | 1.98
BRYANT HEATING AND COOLING SYSTEMS | EVOLUTION V Heat Pump | 210470844 | HRCU-A-CB | 288BNV037*0**B* | CNPV*4824AL*+UI | Singlezone Ducted, Centrally Ducted | 32800 | 31400 | 2.52 | 24600 | 1.98
BRYANT HEATING AND COOLING SYSTEMS | EVOLUTION V Heat Pump | 210470833 | HRCU-A-CB | 288BNV037*0**B* | CNPV*4824AL*+UI | Singlezone Ducted, Centrally Ducted | 32800 | 31400 | 2.52 | 24800 | 1.96
BRYANT HEATING AND COOLING SYSTEMS | EVOLUTION V Heat Pump | 210470810 | HRCU-A-CB | 288BNV037*0**B* | CNPV*4821AL*+UI | Singlezone Ducted, Centrally Ducted | 33000 | 31600 | 2.5 | 24800 | 1.96
BRYANT HEATING AND COOLING SYSTEMS | EVOLUTION V Heat Pump | 210470799 | HRCU-A-CB | 288BNV037*0**B* | CNPV*4821AL*+UI | Singlezone Ducted, Centrally Ducted | 33000 | 31600 | 2.5 | 24800 | 1.96
BRYANT HEATING AND COOLING SYSTEMS | EVOLUTION V Heat Pump | 210470628 | HRCU-A-CB | 288BNV037*0**B* | CAP**6124AL*+UI | Singlezone Ducted, Centrally Ducted | 32000 | 31200 | 2.54 | 24800 | 2
BRYANT HEATING AND COOLING SYSTEMS | EVOLUTION V Heat Pump | 210470606 | HRCU-A-CB | 288BNV037*0**B* | CAP**6124AL*+UI | Singlezone Ducted, Centrally Ducted | 32000 | 31200 | 2.52 | 25000 | 2
BRYANT HEATING AND COOLING SYSTEMS | EVOLUTION V Heat Pump | 210470595 | HRCU-A-CB | 288BNV037*0**B* | CAP**6124AL*+UI | Singlezone Ducted, Centrally Ducted | 32000 | 31200 | 2.54 | 24800 | 2
BRYANT HEATING AND COOLING SYSTEMS | EVOLUTION V Heat Pump | 210470573 | HRCU-A-CB | 288BNV037*0**B* | CAP**6124AL*+UI | Singlezone Ducted, Centrally Ducted | 32000 | 31200 | 2.54 | 24800 | 2
BRYANT HEATING AND COOLING SYSTEMS | EVOLUTION V Heat Pump | 210470562 | HRCU-A-CB | 288BNV037*0**B* | CAP**6124AL*+UI | Singlezone Ducted, Centrally Ducted | 32000 | 31200 | 2.54 | 24800 | 2.02
BRYANT HEATING AND COOLING SYSTEMS | EVOLUTION V Heat Pump | 210470551 | HRCU-A-CB | 288BNV037*0**B* | CAP**6124AL*+UI | Singlezone Ducted, Centrally Ducted | 32000 | 31200 | 2.52 | 24800 | 2
BRYANT HEATING AND COOLING SYSTEMS | EVOLUTION V Heat Pump | 210470496 | HRCU-A-CB | 288BNV037*0**B* | CAP**6121AL*+UI | Singlezone Ducted, Centrally Ducted | 32000 | 31200 | 2.54 | 24800 | 2
BRYANT HEATING AND COOLING SYSTEMS | EVOLUTION V Heat Pump | 210470485 | HRCU-A-CB | 288BNV037*0**B* | CAP**6121AL*+UI | Singlezone Ducted, Centrally Ducted | 32000 | 31200 | 2.52 | 24800 | 2
BRYANT HEATING AND COOLING SYSTEMS | EVOLUTION V Heat Pump | 210470463 | HRCU-A-CB | 288BNV037*0**B* | CAP**6121AL*+UI | Singlezone Ducted, Centrally Ducted | 32000 | 31200 | 2.52 | 24800 | 2
BRYANT HEATING AND COOLING SYSTEMS | EVOLUTION V Heat Pump | 210470441 | HRCU-A-CB | 288BNV037*0**B* | CAP**6121AL*+UI | Singlezone Ducted, Centrally Ducted | 32000 | 31200 | 2.52 | 25000 | 2
BRYANT HEATING AND COOLING SYSTEMS | EVOLUTION V Heat Pump | 210470430 | HRCU-A-CB | 288BNV037*0**B* | CAP**6121AL*+UI | Singlezone Ducted, Centrally Ducted | 32200 | 31400 | 2.5 | 25000 | 1.98
BRYANT HEATING AND COOLING SYSTEMS | EVOLUTION V Heat Pump | 210470342 | HRCU-A-CB | 288BNV037*0**B* | CAP**6024AL*+UI | Singlezone Ducted, Centrally Ducted | 31800 | 31000 | 2.52 | 24800 | 2
BRYANT HEATING AND COOLING SYSTEMS | EVOLUTION V Heat Pump | 210470320 | HRCU-A-CB | 288BNV037*0**B* | CAP**6024AL*+UI | Singlezone Ducted, Centrally Ducted | 32000 | 31200 | 2.5 | 24800 | 1.98
BRYANT HEATING AND COOLING SYSTEMS | EVOLUTION V Heat Pump | 210470309 | HRCU-A-CB | 288BNV037*0**B* | CAP**6024AL*+UI | Singlezone Ducted, Centrally Ducted | 31800 | 31000 | 2.52 | 24800 | 2
BRYANT HEATING AND COOLING SYSTEMS | EVOLUTION V Heat Pump | 210470287 | HRCU-A-CB | 288BNV037*0**B* | CAP**6024AL*+UI | Singlezone Ducted, Centrally Ducted | 31800 | 31000 | 2.52 | 24800 | 2
BRYANT HEATING AND COOLING SYSTEMS | EVOLUTION V Heat Pump | 210470276 | HRCU-A-CB | 288BNV037*0**B* | CAP**6024AL*+UI | Singlezone Ducted, Centrally Ducted | 31800 | 31000 | 2.52 | 24800 | 2
BRYANT HEATING AND COOLING SYSTEMS | EVOLUTION V Heat Pump | 210470265 | HRCU-A-CB | 288BNV037*0**B* | CAP**6024AL*+UI | Singlezone Ducted, Centrally Ducted | 31800 | 31000 | 2.5 | 24800 | 1.98
BRYANT HEATING AND COOLING SYSTEMS | EVOLUTION V Heat Pump | 206773608 | HRCU-A-CB | 288BNV037*0**B* | CNPV*4821AL*+UI | Singlezone Ducted, Centrally Ducted | 32800 | 31400 | 2.52 | 24600 | 1.98
BRYANT HEATING AND COOLING SYSTEMS | EVOLUTION V Heat Pump | 206773599 | HRCU-A-CB | 288BNV037*0**B* | CNPV*4821AL*+UI | Singlezone Ducted, Centrally Ducted | 32800 | 31400 | 2.52 | 24800 | 1.96
BRYANT HEATING AND COOLING SYSTEMS | EVOLUTION V Heat Pump | 206772423 | HRCU-A-CB | 288BNV037*0**B* | CNPV*4824AL*+UI | Singlezone Ducted, Centrally Ducted | 33000 | 31400 | 2.52 | 24800 | 1.96
BRYANT HEATING AND COOLING SYSTEMS | EVOLUTION V Heat Pump | 206772396 | HRCU-A-CB | 288BNV037*0**B* | CNPV*4824AL*+UI | Singlezone Ducted, Centrally Ducted | 33000 | 31400 | 2.52 | 24800 | 1.96
BRYANT HEATING AND COOLING SYSTEMS | EVOLUTION V Heat Pump | 206772378 | HRCU-A-CB | 288BNV037*0**B* | CNPV*4824AL*+UI | Singlezone Ducted, Centrally Ducted | 32800 | 31400 | 2.52 | 24800 | 1.96
BRYANT HEATING AND COOLING SYSTEMS | EVOLUTION V Heat Pump | 206772369 | HRCU-A-CB | 288BNV037*0**B* | CNPV*4824AL*+UI | Singlezone Ducted, Centrally Ducted | 32800 | 31400 | 2.52 | 24800 | 1.98
BRYANT HEATING AND COOLING SYSTEMS | EVOLUTION V Heat Pump | 206772360 | HRCU-A-CB | 288BNV037*0**B* | CNPV*4824AL*+UI | Singlezone Ducted, Centrally Ducted | 33000 | 31600 | 2.52 | 24800 | 1.96
BRYANT HEATING AND COOLING SYSTEMS | EVOLUTION V Heat Pump | 206772324 | HRCU-A-CB | 288BNV037*0**B* | CNPV*4821AL*+UI | Singlezone Ducted, Centrally Ducted | 32800 | 31400 | 2.52 | 24800 | 1.98
BRYANT HEATING AND COOLING SYSTEMS | EVOLUTION V Heat Pump | 206772315 | HRCU-A-CB | 288BNV037*0**B* | CNPV*4821AL*+UI | Singlezone Ducted, Centrally Ducted | 33000 | 31400 | 2.52 | 24800 | 1.96
BRYANT HEATING AND COOLING SYSTEMS | EVOLUTION V Heat Pump | 206772297 | HRCU-A-CB | 288BNV037*0**B* | CNPV*4821AL*+UI | Singlezone Ducted, Centrally Ducted | 33000 | 31400 | 2.52 | 24800 | 1.96
BRYANT HEATING AND COOLING SYSTEMS | EVOLUTION V Heat Pump | 206772243 | HRCU-A-CB | 288BNV037*0**B* | CNPV*4821AL*+UI | Singlezone Ducted, Centrally Ducted | 33000 | 31600 | 2.52 | 24800 | 1.96
BRYANT HEATING AND COOLING SYSTEMS | EVOLUTION V Heat Pump | 206771955 | HRCU-A-CB | 288BNV037*0**B* | CAP**4824AL*+UI | Singlezone Ducted, Centrally Ducted | 32600 | 31400 | 2.52 | 24800 | 2
BRYANT HEATING AND COOLING SYSTEMS | EVOLUTION V Heat Pump | 206771937 | HRCU-A-CB | 288BNV037*0**B* | CAP**4824AL*+UI | Singlezone Ducted, Centrally Ducted | 32600 | 31400 | 2.52 | 25000 | 1.98
BRYANT HEATING AND COOLING SYSTEMS | EVOLUTION V Heat Pump | 206771928 | HRCU-A-CB | 288BNV037*0**B* | CAP**4824AL*+UI | Singlezone Ducted, Centrally Ducted | 32600 | 31400 | 2.52 | 24800 | 2
BRYANT HEATING AND COOLING SYSTEMS | EVOLUTION V Heat Pump | 206771910 | HRCU-A-CB | 288BNV037*0**B* | CAP**4824AL*+UI | Singlezone Ducted, Centrally Ducted | 32400 | 31400 | 2.54 | 24800 | 2
BRYANT HEATING AND COOLING SYSTEMS | EVOLUTION V Heat Pump | 206771901 | HRCU-A-CB | 288BNV037*0**B* | CAP**4824AL*+UI | Singlezone Ducted, Centrally Ducted | 32400 | 31400 | 2.54 | 24800 | 2
BRYANT HEATING AND COOLING SYSTEMS | EVOLUTION V Heat Pump | 206771892 | HRCU-A-CB | 288BNV037*0**B* | CAP**4824AL*+UI | Singlezone Ducted, Centrally Ducted | 32600 | 31400 | 2.52 | 25000 | 1.98
BRYANT HEATING AND COOLING SYSTEMS | EVOLUTION V Heat Pump | 206771856 | HRCU-A-CB | 288BNV037*0**B* | CAP**4821AL*+UI | Singlezone Ducted, Centrally Ducted | 32600 | 31400 | 2.52 | 24800 | 2
BRYANT HEATING AND COOLING SYSTEMS | EVOLUTION V Heat Pump | 206771847 | HRCU-A-CB | 288BNV037*0**B* | CAP**4821AL*+UI | Singlezone Ducted, Centrally Ducted | 32600 | 31400 | 2.52 | 25000 | 1.98
BRYANT HEATING AND COOLING SYSTEMS | EVOLUTION V Heat Pump | 206771829 | HRCU-A-CB | 288BNV037*0**B* | CAP**4821AL*+UI | Singlezone Ducted, Centrally Ducted | 32600 | 31400 | 2.52 | 25000 | 1.98
BRYANT HEATING AND COOLING SYSTEMS | EVOLUTION V Heat Pump | 206771775 | HRCU-A-CB | 288BNV037*0**B* | CAP**4821AL*+UI | Singlezone Ducted, Centrally Ducted | 32600 | 31400 | 2.52 | 25000 | 1.98
BRYANT HEATING AND COOLING SYSTEMS | EVOLUTION V Heat Pump | 206771721 | HRCU-A-CB | 288BNV037*0**B* | CAP**4321AL*+UI | Singlezone Ducted, Centrally Ducted | 32800 | 31800 | 2.56 | 25000 | 2
BRYANT HEATING AND COOLING SYSTEMS | EVOLUTION V Heat Pump | 206771712 | HRCU-A-CB | 288BNV037*0**B* | CAP**4321AL*+UI | Singlezone Ducted, Centrally Ducted | 33000 | 31800 | 2.54 | 25200 | 2
BRYANT HEATING AND COOLING SYSTEMS | EVOLUTION V Heat Pump | 206771694 | HRCU-A-CB | 288BNV037*0**B* | CAP**4321AL*+UI | Singlezone Ducted, Centrally Ducted | 33000 | 31800 | 2.54 | 25200 | 2
BRYANT HEATING AND COOLING SYSTEMS | EVOLUTION V Heat Pump | 206771640 | HRCU-A-CB | 288BNV037*0**B* | CAP**4321AL*+UI | Singlezone Ducted, Centrally Ducted | 33000 | 31800 | 2.54 | 25200 | 2
BRYANT HEATING AND COOLING SYSTEMS | EVOLUTION V Heat Pump | 206771622 | HRCU-A-CB | 288BNV037*0**B* | CAP**4321AL*+UI | Singlezone Ducted, Centrally Ducted | 33000 | 32000 | 2.52 | 25200 | 1.98
BRYANT HEATING AND COOLING SYSTEMS | EVOLUTION V Heat Pump | 206771352 | HRCU-A-CB | 288BNV037*0**B* | CAP**3721AL*+UI | Singlezone Ducted, Centrally Ducted | 32800 | 31800 | 2.54 | 25000 | 2
BRYANT HEATING AND COOLING SYSTEMS | EVOLUTION V Heat Pump | 206771343 | HRCU-A-CB | 288BNV037*0**B* | CAP**3721AL*+UI | Singlezone Ducted, Centrally Ducted | 33000 | 31800 | 2.54 | 25200 | 2
BRYANT HEATING AND COOLING SYSTEMS | EVOLUTION V Heat Pump | 206771325 | HRCU-A-CB | 288BNV037*0**B* | CAP**3721AL*+UI | Singlezone Ducted, Centrally Ducted | 33000 | 31800 | 2.54 | 25200 | 2
BRYANT HEATING AND COOLING SYSTEMS | EVOLUTION V Heat Pump | 206771271 | HRCU-A-CB | 288BNV037*0**B* | CAP**3721AL*+UI | Singlezone Ducted, Centrally Ducted | 33000 | 31800 | 2.52 | 25200 | 1.98
BRYANT HEATING AND COOLING SYSTEMS | EVOLUTION V Heat Pump | 210596589 | HRCU-A-CB | 288BNV037*0**A* | CNPV*6024AL*+UI | Singlezone Ducted, Centrally Ducted | 32200 | 31400 | 2.5 | 24800 | 1.96
BRYANT HEATING AND COOLING SYSTEMS | EVOLUTION V Heat Pump | 210596588 | HRCU-A-CB | 288BNV037*0**A* | CNPV*6024AL*+UI | Singlezone Ducted, Centrally Ducted | 32200 | 31200 | 2.52 | 24600 | 1.98
BRYANT HEATING AND COOLING SYSTEMS | EVOLUTION V Heat Pump | 210596586 | HRCU-A-CB | 288BNV037*0**A* | CNPV*6024AL*+UI | Singlezone Ducted, Centrally Ducted | 32200 | 31200 | 2.52 | 24600 | 1.98
BRYANT HEATING AND COOLING SYSTEMS | EVOLUTION V Heat Pump | 210596585 | HRCU-A-CB | 288BNV037*0**A* | CNPV*6024AL*+UI | Singlezone Ducted, Centrally Ducted | 32200 | 31200 | 2.52 | 24600 | 1.98
BRYANT HEATING AND COOLING SYSTEMS | EVOLUTION V Heat Pump | 210596583 | HRCU-A-CB | 288BNV037*0**A* | CNPV*6024AL*+UI | Singlezone Ducted, Centrally Ducted | 32200 | 31200 | 2.52 | 24600 | 1.98
BRYANT HEATING AND COOLING SYSTEMS | EVOLUTION V Heat Pump | 210596582 | HRCU-A-CB | 288BNV037*0**A* | CNPV*6024AL*+UI | Singlezone Ducted, Centrally Ducted | 32200 | 31200 | 2.52 | 24600 | 1.98
BRYANT HEATING AND COOLING SYSTEMS | EVOLUTION V Heat Pump | 210596581 | HRCU-A-CB | 288BNV037*0**A* | CNPV*6024AL*+UI | Singlezone Ducted, Centrally Ducted | 32200 | 31200 | 2.52 | 24600 | 1.98
BRYANT HEATING AND COOLING SYSTEMS | EVOLUTION V Heat Pump | 210596579 | HRCU-A-CB | 288BNV037*0**A* | CNPV*6024AL*+UI | Singlezone Ducted, Centrally Ducted | 32200 | 31400 | 2.52 | 24800 | 1.98
BRYANT HEATING AND COOLING SYSTEMS | EVOLUTION V Heat Pump | 210596578 | HRCU-A-CB | 288BNV037*0**A* | CNPV*6024AL*+UI | Singlezone Ducted, Centrally Ducted | 32200 | 31400 | 2.5 | 24800 | 1.98
BRYANT HEATING AND COOLING SYSTEMS | EVOLUTION V Heat Pump | 210596577 | HRCU-A-CB | 288BNV037*0**A* | CNPV*4824AL*+UI | Singlezone Ducted, Centrally Ducted | 32800 | 31400 | 2.52 | 24600 | 1.98
BRYANT HEATING AND COOLING SYSTEMS | EVOLUTION V Heat Pump | 210596576 | HRCU-A-CB | 288BNV037*0**A* | CNPV*4824AL*+UI | Singlezone Ducted, Centrally Ducted | 32800 | 31400 | 2.52 | 24800 | 1.96
BRYANT HEATING AND COOLING SYSTEMS | EVOLUTION V Heat Pump | 210596574 | HRCU-A-CB | 288BNV037*0**A* | CNPV*4821AL*+UI | Singlezone Ducted, Centrally Ducted | 33000 | 31600 | 2.5 | 24800 | 1.96
BRYANT HEATING AND COOLING SYSTEMS | EVOLUTION V Heat Pump | 210596573 | HRCU-A-CB | 288BNV037*0**A* | CNPV*4821AL*+UI | Singlezone Ducted, Centrally Ducted | 33000 | 31600 | 2.5 | 24800 | 1.96
BRYANT HEATING AND COOLING SYSTEMS | EVOLUTION V Heat Pump | 210596562 | HRCU-A-CB | 288BNV037*0**A* | CAP**6124AL*+UI | Singlezone Ducted, Centrally Ducted | 32000 | 31200 | 2.52 | 25000 | 2
BRYANT HEATING AND COOLING SYSTEMS | EVOLUTION V Heat Pump | 210596561 | HRCU-A-CB | 288BNV037*0**A* | CAP**6124AL*+UI | Singlezone Ducted, Centrally Ducted | 32000 | 31200 | 2.54 | 24800 | 2
BRYANT HEATING AND COOLING SYSTEMS | EVOLUTION V Heat Pump | 210596558 | HRCU-A-CB | 288BNV037*0**A* | CAP**6124AL*+UI | Singlezone Ducted, Centrally Ducted | 32000 | 31200 | 2.54 | 24800 | 2
BRYANT HEATING AND COOLING SYSTEMS | EVOLUTION V Heat Pump | 210596557 | HRCU-A-CB | 288BNV037*0**A* | CAP**6124AL*+UI | Singlezone Ducted, Centrally Ducted | 32000 | 31200 | 2.54 | 24800 | 2
BRYANT HEATING AND COOLING SYSTEMS | EVOLUTION V Heat Pump | 210596553 | HRCU-A-CB | 288BNV037*0**A* | CAP**6124AL*+UI | Singlezone Ducted, Centrally Ducted | 32000 | 31200 | 2.54 | 24800 | 2.02
BRYANT HEATING AND COOLING SYSTEMS | EVOLUTION V Heat Pump | 210596551 | HRCU-A-CB | 288BNV037*0**A* | CAP**6124AL*+UI | Singlezone Ducted, Centrally Ducted | 32000 | 31200 | 2.52 | 24800 | 2
BRYANT HEATING AND COOLING SYSTEMS | EVOLUTION V Heat Pump | 210596549 | HRCU-A-CB | 288BNV037*0**A* | CAP**6121AL*+UI | Singlezone Ducted, Centrally Ducted | 32000 | 31200 | 2.52 | 24800 | 2
BRYANT HEATING AND COOLING SYSTEMS | EVOLUTION V Heat Pump | 210596547 | HRCU-A-CB | 288BNV037*0**A* | CAP**6121AL*+UI | Singlezone Ducted, Centrally Ducted | 32000 | 31200 | 2.52 | 24800 | 2
BRYANT HEATING AND COOLING SYSTEMS | EVOLUTION V Heat Pump | 210596542 | HRCU-A-CB | 288BNV037*0**A* | CAP**6121AL*+UI | Singlezone Ducted, Centrally Ducted | 32000 | 31200 | 2.52 | 25000 | 2
BRYANT HEATING AND COOLING SYSTEMS | EVOLUTION V Heat Pump | 210596541 | HRCU-A-CB | 288BNV037*0**A* | CAP**6121AL*+UI | Singlezone Ducted, Centrally Ducted | 32000 | 31200 | 2.54 | 24800 | 2
BRYANT HEATING AND COOLING SYSTEMS | EVOLUTION V Heat Pump | 210596540 | HRCU-A-CB | 288BNV037*0**A* | CAP**6121AL*+UI | Singlezone Ducted, Centrally Ducted | 32200 | 31400 | 2.5 | 25000 | 1.98
BRYANT HEATING AND COOLING SYSTEMS | EVOLUTION V Heat Pump | 210596536 | HRCU-A-CB | 288BNV037*0**A* | CAP**6024AL*+UI | Singlezone Ducted, Centrally Ducted | 32000 | 31200 | 2.5 | 24800 | 1.98
BRYANT HEATING AND COOLING SYSTEMS | EVOLUTION V Heat Pump | 210596535 | HRCU-A-CB | 288BNV037*0**A* | CAP**6024AL*+UI | Singlezone Ducted, Centrally Ducted | 31800 | 31000 | 2.52 | 24800 | 2
BRYANT HEATING AND COOLING SYSTEMS | EVOLUTION V Heat Pump | 210596532 | HRCU-A-CB | 288BNV037*0**A* | CAP**6024AL*+UI | Singlezone Ducted, Centrally Ducted | 31800 | 31000 | 2.52 | 24800 | 2
BRYANT HEATING AND COOLING SYSTEMS | EVOLUTION V Heat Pump | 210596531 | HRCU-A-CB | 288BNV037*0**A* | CAP**6024AL*+UI | Singlezone Ducted, Centrally Ducted | 31800 | 31000 | 2.52 | 24800 | 2
BRYANT HEATING AND COOLING SYSTEMS | EVOLUTION V Heat Pump | 210596527 | HRCU-A-CB | 288BNV037*0**A* | CAP**6024AL*+UI | Singlezone Ducted, Centrally Ducted | 31800 | 31000 | 2.52 | 24800 | 2
BRYANT HEATING AND COOLING SYSTEMS | EVOLUTION V Heat Pump | 210596525 | HRCU-A-CB | 288BNV037*0**A* | CAP**6024AL*+UI | Singlezone Ducted, Centrally Ducted | 31800 | 31000 | 2.5 | 24800 | 1.98
BRYANT HEATING AND COOLING SYSTEMS | EVOLUTION V Heat Pump | 206136285 | HRCU-A-CB | 288BNV037*0**A* | CNPV*4821AL*+UI | Singlezone Ducted, Centrally Ducted | 32800 | 31400 | 2.52 | 24600 | 1.98
BRYANT HEATING AND COOLING SYSTEMS | EVOLUTION V Heat Pump | 206136275 | HRCU-A-CB | 288BNV037*0**A* | CNPV*4821AL*+UI | Singlezone Ducted, Centrally Ducted | 32800 | 31400 | 2.52 | 24800 | 1.96
BRYANT HEATING AND COOLING SYSTEMS | EVOLUTION V Heat Pump | 204299946 | HRCU-A-CB | 288BNV037*0**A* | CNPV*4824AL*+UI | Singlezone Ducted, Centrally Ducted | 33000 | 31400 | 2.52 | 24800 | 1.96
BRYANT HEATING AND COOLING SYSTEMS | EVOLUTION V Heat Pump | 204299916 | HRCU-A-CB | 288BNV037*0**A* | CNPV*4824AL*+UI | Singlezone Ducted, Centrally Ducted | 33000 | 31400 | 2.52 | 24800 | 1.96
BRYANT HEATING AND COOLING SYSTEMS | EVOLUTION V Heat Pump | 204299896 | HRCU-A-CB | 288BNV037*0**A* | CNPV*4824AL*+UI | Singlezone Ducted, Centrally Ducted | 32800 | 31400 | 2.52 | 24800 | 1.96
BRYANT HEATING AND COOLING SYSTEMS | EVOLUTION V Heat Pump | 204299886 | HRCU-A-CB | 288BNV037*0**A* | CNPV*4824AL*+UI | Singlezone Ducted, Centrally Ducted | 32800 | 31400 | 2.52 | 24800 | 1.98
BRYANT HEATING AND COOLING SYSTEMS | EVOLUTION V Heat Pump | 204299876 | HRCU-A-CB | 288BNV037*0**A* | CNPV*4824AL*+UI | Singlezone Ducted, Centrally Ducted | 33000 | 31600 | 2.52 | 24800 | 1.96
BRYANT HEATING AND COOLING SYSTEMS | EVOLUTION V Heat Pump | 204299836 | HRCU-A-CB | 288BNV037*0**A* | CNPV*4821AL*+UI | Singlezone Ducted, Centrally Ducted | 32800 | 31400 | 2.52 | 24800 | 1.98
BRYANT HEATING AND COOLING SYSTEMS | EVOLUTION V Heat Pump | 204299826 | HRCU-A-CB | 288BNV037*0**A* | CNPV*4821AL*+UI | Singlezone Ducted, Centrally Ducted | 33000 | 31400 | 2.52 | 24800 | 1.96
BRYANT HEATING AND COOLING SYSTEMS | EVOLUTION V Heat Pump | 204299806 | HRCU-A-CB | 288BNV037*0**A* | CNPV*4821AL*+UI | Singlezone Ducted, Centrally Ducted | 33000 | 31400 | 2.52 | 24800 | 1.96
BRYANT HEATING AND COOLING SYSTEMS | EVOLUTION V Heat Pump | 204299746 | HRCU-A-CB | 288BNV037*0**A* | CNPV*4821AL*+UI | Singlezone Ducted, Centrally Ducted | 33000 | 31600 | 2.52 | 24800 | 1.96
BRYANT HEATING AND COOLING SYSTEMS | EVOLUTION V Heat Pump | 204299426 | HRCU-A-CB | 288BNV037*0**A* | CAP**4824AL*+UI | Singlezone Ducted, Centrally Ducted | 32600 | 31400 | 2.52 | 24800 | 2
BRYANT HEATING AND COOLING SYSTEMS | EVOLUTION V Heat Pump | 204299406 | HRCU-A-CB | 288BNV037*0**A* | CAP**4824AL*+UI | Singlezone Ducted, Centrally Ducted | 32600 | 31400 | 2.52 | 25000 | 1.98
BRYANT HEATING AND COOLING SYSTEMS | EVOLUTION V Heat Pump | 204299396 | HRCU-A-CB | 288BNV037*0**A* | CAP**4824AL*+UI | Singlezone Ducted, Centrally Ducted | 32600 | 31400 | 2.52 | 24800 | 2
BRYANT HEATING AND COOLING SYSTEMS | EVOLUTION V Heat Pump | 204299376 | HRCU-A-CB | 288BNV037*0**A* | CAP**4824AL*+UI | Singlezone Ducted, Centrally Ducted | 32400 | 31400 | 2.54 | 24800 | 2
BRYANT HEATING AND COOLING SYSTEMS | EVOLUTION V Heat Pump | 204299366 | HRCU-A-CB | 288BNV037*0**A* | CAP**4824AL*+UI | Singlezone Ducted, Centrally Ducted | 32400 | 31400 | 2.54 | 24800 | 2
BRYANT HEATING AND COOLING SYSTEMS | EVOLUTION V Heat Pump | 204299356 | HRCU-A-CB | 288BNV037*0**A* | CAP**4824AL*+UI | Singlezone Ducted, Centrally Ducted | 32600 | 31400 | 2.52 | 25000 | 1.98
BRYANT HEATING AND COOLING SYSTEMS | EVOLUTION V Heat Pump | 204299316 | HRCU-A-CB | 288BNV037*0**A* | CAP**4821AL*+UI | Singlezone Ducted, Centrally Ducted | 32600 | 31400 | 2.52 | 24800 | 2
BRYANT HEATING AND COOLING SYSTEMS | EVOLUTION V Heat Pump | 204299306 | HRCU-A-CB | 288BNV037*0**A* | CAP**4821AL*+UI | Singlezone Ducted, Centrally Ducted | 32600 | 31400 | 2.52 | 25000 | 1.98
BRYANT HEATING AND COOLING SYSTEMS | EVOLUTION V Heat Pump | 204299286 | HRCU-A-CB | 288BNV037*0**A* | CAP**4821AL*+UI | Singlezone Ducted, Centrally Ducted | 32600 | 31400 | 2.52 | 25000 | 1.98
BRYANT HEATING AND COOLING SYSTEMS | EVOLUTION V Heat Pump | 204299226 | HRCU-A-CB | 288BNV037*0**A* | CAP**4821AL*+UI | Singlezone Ducted, Centrally Ducted | 32600 | 31400 | 2.52 | 25000 | 1.98
BRYANT HEATING AND COOLING SYSTEMS | EVOLUTION V Heat Pump | 204299190 | HRCU-A-CB | 288BNV037*0**A* | CAP**4321AL*+UI | Singlezone Ducted, Centrally Ducted | 32800 | 31800 | 2.56 | 25000 | 2
BRYANT HEATING AND COOLING SYSTEMS | EVOLUTION V Heat Pump | 204299188 | HRCU-A-CB | 288BNV037*0**A* | CAP**4321AL*+UI | Singlezone Ducted, Centrally Ducted | 33000 | 31800 | 2.54 | 25200 | 2
BRYANT HEATING AND COOLING SYSTEMS | EVOLUTION V Heat Pump | 204299184 | HRCU-A-CB | 288BNV037*0**A* | CAP**4321AL*+UI | Singlezone Ducted, Centrally Ducted | 33000 | 31800 | 2.54 | 25200 | 2
BRYANT HEATING AND COOLING SYSTEMS | EVOLUTION V Heat Pump | 204299172 | HRCU-A-CB | 288BNV037*0**A* | CAP**4321AL*+UI | Singlezone Ducted, Centrally Ducted | 33000 | 31800 | 2.54 | 25200 | 2
BRYANT HEATING AND COOLING SYSTEMS | EVOLUTION V Heat Pump | 204299168 | HRCU-A-CB | 288BNV037*0**A* | CAP**4321AL*+UI | Singlezone Ducted, Centrally Ducted | 33000 | 32000 | 2.52 | 25200 | 1.98
BRYANT HEATING AND COOLING SYSTEMS | EVOLUTION V Heat Pump | 204298900 | HRCU-A-CB | 288BNV037*0**A* | CAP**3721AL*+UI | Singlezone Ducted, Centrally Ducted | 32800 | 31800 | 2.54 | 25000 | 2
BRYANT HEATING AND COOLING SYSTEMS | EVOLUTION V Heat Pump | 204298898 | HRCU-A-CB | 288BNV037*0**A* | CAP**3721AL*+UI | Singlezone Ducted, Centrally Ducted | 33000 | 31800 | 2.54 | 25200 | 2
BRYANT HEATING AND COOLING SYSTEMS | EVOLUTION V Heat Pump | 204298894 | HRCU-A-CB | 288BNV037*0**A* | CAP**3721AL*+UI | Singlezone Ducted, Centrally Ducted | 33000 | 31800 | 2.54 | 25200 | 2
BRYANT HEATING AND COOLING SYSTEMS | EVOLUTION V Heat Pump | 204298882 | HRCU-A-CB | 288BNV037*0**A* | CAP**3721AL*+UI | Singlezone Ducted, Centrally Ducted | 33000 | 31800 | 2.52 | 25200 | 1.98
BRYANT HEATING AND COOLING SYSTEMS | EVOLUTION V Heat Pump | 210474037 | HRCU-A-CB | 288BNV025*0**C* | CNPV*4821AL*+UI | Singlezone Ducted, Centrally Ducted | 21200 | 20600 | 2.54 | 16500 | 2.02
BRYANT HEATING AND COOLING SYSTEMS | EVOLUTION V Heat Pump | 210473238 | HRCU-A-CB | 288BNV025*0**C* | CAP**4321AL*+UI | Singlezone Ducted, Centrally Ducted | 21000 | 20400 | 2.54 | 16500 | 2.04
BRYANT HEATING AND COOLING SYSTEMS | EVOLUTION V Heat Pump | 206766032 | HRCU-A-CB | 288BNV025*0**C* | CAP**3721AL*+UI | Singlezone Ducted, Centrally Ducted | 21000 | 20400 | 2.54 | 16500 | 2.04
BRYANT HEATING AND COOLING SYSTEMS | EVOLUTION V Heat Pump | 210596392 | HRCU-A-CB | 288BNV025*0**B* | CNPV*4821AL*+UI | Singlezone Ducted, Centrally Ducted | 21200 | 20600 | 2.54 | 16500 | 2.02
BRYANT HEATING AND COOLING SYSTEMS | EVOLUTION V Heat Pump | 210596324 | HRCU-A-CB | 288BNV025*0**B* | CAP**4321AL*+UI | Singlezone Ducted, Centrally Ducted | 21000 | 20400 | 2.54 | 16500 | 2.04
BRYANT HEATING AND COOLING SYSTEMS | EVOLUTION V Heat Pump | 204456900 | HRCU-A-CB | 288BNV025*0**B* | CAP**3721AL*+UI | Singlezone Ducted, Centrally Ducted | 21000 | 20400 | 2.54 | 16500 | 2.04
BRYANT HEATING AND COOLING SYSTEMS | EVOLUTION Extreme 24 HP | 210720714 | HRCU-A-CB | 284ANV060*0**B* | CAP**6124AL*+UI | Singlezone Ducted, Centrally Ducted | 60500 | 51000 | 2.5 | 39000 | 2.1
BRYANT HEATING AND COOLING SYSTEMS | EVOLUTION Extreme 24 HP | 210720712 | HRCU-A-CB | 284ANV060*0**B* | CAP**6124AL*+UI | Singlezone Ducted, Centrally Ducted | 60500 | 50500 | 2.52 | 39000 | 2.12
BRYANT HEATING AND COOLING SYSTEMS | EVOLUTION Extreme 24 HP | 210720710 | HRCU-A-CB | 284ANV060*0**B* | CAP**6124AL*+UI | Singlezone Ducted, Centrally Ducted | 60500 | 51000 | 2.5 | 39000 | 2.1
BRYANT HEATING AND COOLING SYSTEMS | EVOLUTION Extreme 24 HP | 206790699 | HRCU-A-CB | 284ANV060*0**B* | CAP**6124AL*+UI | Singlezone Ducted, Centrally Ducted | 60500 | 50500 | 2.52 | 39000 | 2.1
BRYANT HEATING AND COOLING SYSTEMS | EVOLUTION Extreme 24 HP | 206790698 | HRCU-A-CB | 284ANV060*0**B* | CAP**6124AL*+UI | Singlezone Ducted, Centrally Ducted | 60500 | 51000 | 2.5 | 39000 | 2.1
BRYANT HEATING AND COOLING SYSTEMS | EVOLUTION Extreme 24 HP | 206790697 | HRCU-A-CB | 284ANV060*0**B* | CAP**6121AL*+UI | Singlezone Ducted, Centrally Ducted | 60500 | 50500 | 2.5 | 39000 | 2.1
BRYANT HEATING AND COOLING SYSTEMS | EVOLUTION Extreme 24 HP | 206790693 | HRCU-A-CB | 284ANV060*0**B* | CAP**6124AL*+UI | Singlezone Ducted, Centrally Ducted | 60500 | 50500 | 2.52 | 39000 | 2.12
BRYANT HEATING AND COOLING SYSTEMS | EVOLUTION Extreme 24 HP | 206790692 | HRCU-A-CB | 284ANV060*0**B* | CAP**6121AL*+UI | Singlezone Ducted, Centrally Ducted | 60500 | 50500 | 2.5 | 39000 | 2.1
BRYANT HEATING AND COOLING SYSTEMS | EVOLUTION Extreme 24 HP | 206790677 | HRCU-A-CB | 284ANV060*0**B* | CAP**6124AL*+UI | Singlezone Ducted, Centrally Ducted | 60500 | 51000 | 2.5 | 39000 | 2.1
BRYANT HEATING AND COOLING SYSTEMS | EVOLUTION Extreme 24 HP | 206790676 | HRCU-A-CB | 284ANV060*0**B* | CAP**6124AL*+UI | Singlezone Ducted, Centrally Ducted | 60500 | 51000 | 2.5 | 39000 | 2.1
BRYANT HEATING AND COOLING SYSTEMS | EVOLUTION Extreme 24 HP | 206790673 | HRCU-A-CB | 284ANV060*0**B* | CAP**6124AL*+UI | Singlezone Ducted, Centrally Ducted | 60500 | 51000 | 2.5 | 39000 | 2.1
BRYANT HEATING AND COOLING SYSTEMS | EVOLUTION Extreme 24 HP | 206790658 | HRCU-A-CB | 284ANV060*0**B* | FE4ANB006L+UI | Singlezone Ducted, Centrally Ducted | 59500 | 50000 | 2.58 | 38500 | 2.18
BRYANT HEATING AND COOLING SYSTEMS | EVOLUTION Extreme 24 HP | 210532881 | HRCU-A-CB | 284ANV048*0**B* | CAP**6124AL*+UI | Singlezone Ducted, Centrally Ducted | 46000 | 43500 | 2.5 | 36200 | 2.36
BRYANT HEATING AND COOLING SYSTEMS | EVOLUTION Extreme 24 HP | 206790655 | HRCU-A-CB | 284ANV048*0**B* | CSPH*6012AL*+UI | Singlezone Ducted, Centrally Ducted | 46000 | 43000 | 2.5 | 36000 | 2.36
BRYANT HEATING AND COOLING SYSTEMS | EVOLUTION Extreme 24 HP | 206790653 | HRCU-A-CB | 284ANV048*0**B* | CAP**6124AL*+UI | Singlezone Ducted, Centrally Ducted | 46000 | 43000 | 2.5 | 36200 | 2.38
BRYANT HEATING AND COOLING SYSTEMS | EVOLUTION Extreme 24 HP | 206790651 | HRCU-A-CB | 284ANV048*0**B* | CAP**6121AL*+UI | Singlezone Ducted, Centrally Ducted | 46000 | 43000 | 2.5 | 36200 | 2.38
BRYANT HEATING AND COOLING SYSTEMS | EVOLUTION Extreme 24 HP | 206790622 | HRCU-A-CB | 284ANV048*0**B* | CAP**6124AL*+UI | Singlezone Ducted, Centrally Ducted | 46000 | 43000 | 2.5 | 36200 | 2.38
BRYANT HEATING AND COOLING SYSTEMS | EVOLUTION Extreme 24 HP | 206790599 | HRCU-A-CB | 284ANV048*0**B* | CSPH*6012AL*+UI | Singlezone Ducted, Centrally Ducted | 46000 | 43000 | 2.5 | 36000 | 2.38
BRYANT HEATING AND COOLING SYSTEMS | EVOLUTION Extreme 24 HP | 206790595 | HRCU-A-CB | 284ANV048*0**B* | CAP**6124AL*+UI | Singlezone Ducted, Centrally Ducted | 46000 | 43000 | 2.5 | 36000 | 2.38
BRYANT HEATING AND COOLING SYSTEMS | EVOLUTION Extreme 24 HP | 206790587 | HRCU-A-CB | 284ANV048*0**B* | FE4ANB006L+UI | Singlezone Ducted, Centrally Ducted | 45500 | 42500 | 2.58 | 35600 | 2.44
BRYANT HEATING AND COOLING SYSTEMS | EVOLUTION Extreme 24 HP | 210533115 | HRCU-A-CB | 284ANV024*0**B* | CSPH*4212AL*+UI | Singlezone Ducted, Centrally Ducted | 26600 | 24600 | 2.6 | 19700 | 2.52
BRYANT HEATING AND COOLING SYSTEMS | EVOLUTION Extreme 24 HP | 210533113 | HRCU-A-CB | 284ANV024*0**B* | CSPH*4212AL*+UI | Singlezone Ducted, Centrally Ducted | 26400 | 24600 | 2.6 | 19600 | 2.54
BRYANT HEATING AND COOLING SYSTEMS | EVOLUTION Extreme 24 HP | 210533111 | HRCU-A-CB | 284ANV024*0**B* | CSPH*4212AL*+UI | Singlezone Ducted, Centrally Ducted | 26400 | 24600 | 2.6 | 19600 | 2.54
BRYANT HEATING AND COOLING SYSTEMS | EVOLUTION Extreme 24 HP | 210533109 | HRCU-A-CB | 284ANV024*0**B* | CSPH*4212AL*+UI | Singlezone Ducted, Centrally Ducted | 26400 | 24600 | 2.6 | 19600 | 2.54
BRYANT HEATING AND COOLING SYSTEMS | EVOLUTION Extreme 24 HP | 210533107 | HRCU-A-CB | 284ANV024*0**B* | CSPH*4212AL*+UI | Singlezone Ducted, Centrally Ducted | 26600 | 24800 | 2.56 | 19800 | 2.5
BRYANT HEATING AND COOLING SYSTEMS | EVOLUTION Extreme 24 HP | 210533103 | HRCU-A-CB | 284ANV024*0**B* | CSPH*3012AL*+UI | Singlezone Ducted, Centrally Ducted | 27000 | 24800 | 2.54 | 19800 | 2.48
BRYANT HEATING AND COOLING SYSTEMS | EVOLUTION Extreme 24 HP | 210533101 | HRCU-A-CB | 284ANV024*0**B* | CSPH*3012AL*+UI | Singlezone Ducted, Centrally Ducted | 27000 | 25000 | 2.52 | 19900 | 2.46
BRYANT HEATING AND COOLING SYSTEMS | EVOLUTION Extreme 24 HP | 210533097 | HRCU-A-CB | 284ANV024*0**B* | CSPH*3012AL*+UI | Singlezone Ducted, Centrally Ducted | 27000 | 25000 | 2.5 | 20000 | 2.44
BRYANT HEATING AND COOLING SYSTEMS | EVOLUTION Extreme 24 HP | 210533093 | HRCU-A-CB | 284ANV024*0**B* | CSPH*3012AL*+UI | Singlezone Ducted, Centrally Ducted | 27000 | 25000 | 2.5 | 19900 | 2.44
BRYANT HEATING AND COOLING SYSTEMS | EVOLUTION Extreme 24 HP | 210533091 | HRCU-A-CB | 284ANV024*0**B* | CSPH*3012AL*+UI | Singlezone Ducted, Centrally Ducted | 27000 | 25000 | 2.52 | 19900 | 2.46
BRYANT HEATING AND COOLING SYSTEMS | EVOLUTION Extreme 24 HP | 210533089 | HRCU-A-CB | 284ANV024*0**B* | CSPH*3012AL*+UI | Singlezone Ducted, Centrally Ducted | 27000 | 25000 | 2.52 | 19900 | 2.46
BRYANT HEATING AND COOLING SYSTEMS | EVOLUTION Extreme 24 HP | 210533087 | HRCU-A-CB | 284ANV024*0**B* | CSPH*3012AL*+UI | Singlezone Ducted, Centrally Ducted | 27000 | 25000 | 2.52 | 19900 | 2.46
BRYANT HEATING AND COOLING SYSTEMS | EVOLUTION Extreme 24 HP | 210533085 | HRCU-A-CB | 284ANV024*0**B* | CSPH*3012AL*+UI | Singlezone Ducted, Centrally Ducted | 27000 | 25000 | 2.52 | 19800 | 2.46
BRYANT HEATING AND COOLING SYSTEMS | EVOLUTION Extreme 24 HP | 210533081 | HRCU-A-CB | 284ANV024*0**B* | CNPV*4221AL*+UI | Singlezone Ducted, Centrally Ducted | 26600 | 24800 | 2.52 | 19800 | 2.46
BRYANT HEATING AND COOLING SYSTEMS | EVOLUTION Extreme 24 HP | 210533079 | HRCU-A-CB | 284ANV024*0**B* | CNPV*4221AL*+UI | Singlezone Ducted, Centrally Ducted | 26600 | 24800 | 2.52 | 19800 | 2.46
BRYANT HEATING AND COOLING SYSTEMS | EVOLUTION Extreme 24 HP | 210533077 | HRCU-A-CB | 284ANV024*0**B* | CNPV*4221AL*+UI | Singlezone Ducted, Centrally Ducted | 26600 | 24800 | 2.52 | 19800 | 2.46
BRYANT HEATING AND COOLING SYSTEMS | EVOLUTION Extreme 24 HP | 210533075 | HRCU-A-CB | 284ANV024*0**B* | CNPV*4221AL*+UI | Singlezone Ducted, Centrally Ducted | 26600 | 24800 | 2.52 | 19700 | 2.46
BRYANT HEATING AND COOLING SYSTEMS | EVOLUTION Extreme 24 HP | 210533071 | HRCU-A-CB | 284ANV024*0**B* | CNPV*4217AL*+UI | Singlezone Ducted, Centrally Ducted | 26600 | 24800 | 2.56 | 19700 | 2.5
BRYANT HEATING AND COOLING SYSTEMS | EVOLUTION Extreme 24 HP | 210533069 | HRCU-A-CB | 284ANV024*0**B* | CNPV*4217AL*+UI | Singlezone Ducted, Centrally Ducted | 26600 | 24800 | 2.56 | 19700 | 2.5
BRYANT HEATING AND COOLING SYSTEMS | EVOLUTION Extreme 24 HP | 210533067 | HRCU-A-CB | 284ANV024*0**B* | CNPV*4217AL*+UI | Singlezone Ducted, Centrally Ducted | 26600 | 25000 | 2.52 | 19900 | 2.46
BRYANT HEATING AND COOLING SYSTEMS | EVOLUTION Extreme 24 HP | 210533047 | HRCU-A-CB | 284ANV024*0**B* | CAP**4321AL*+UI | Singlezone Ducted, Centrally Ducted | 26400 | 24800 | 2.6 | 19800 | 2.52
BRYANT HEATING AND COOLING SYSTEMS | EVOLUTION Extreme 24 HP | 210533045 | HRCU-A-CB | 284ANV024*0**B* | CAP**4321AL*+UI | Singlezone Ducted, Centrally Ducted | 26400 | 24600 | 2.64 | 19600 | 2.58
BRYANT HEATING AND COOLING SYSTEMS | EVOLUTION Extreme 24 HP | 210533043 | HRCU-A-CB | 284ANV024*0**B* | CAP**4321AL*+UI | Singlezone Ducted, Centrally Ducted | 26400 | 24800 | 2.58 | 19800 | 2.52
BRYANT HEATING AND COOLING SYSTEMS | EVOLUTION Extreme 24 HP | 210533041 | HRCU-A-CB | 284ANV024*0**B* | CAP**4321AL*+UI | Singlezone Ducted, Centrally Ducted | 26400 | 24800 | 2.6 | 19800 | 2.55
BRYANT HEATING AND COOLING SYSTEMS | EVOLUTION Extreme 24 HP | 210533039 | HRCU-A-CB | 284ANV024*0**B* | CAP**4321AL*+UI | Singlezone Ducted, Centrally Ducted | 26600 | 24800 | 2.58 | 19900 | 2.52
BRYANT HEATING AND COOLING SYSTEMS | EVOLUTION Extreme 24 HP | 210533037 | HRCU-A-CB | 284ANV024*0**B* | CAP**4321AL*+UI | Singlezone Ducted, Centrally Ducted | 26400 | 24800 | 2.62 | 19700 | 2.54
BRYANT HEATING AND COOLING SYSTEMS | EVOLUTION Extreme 24 HP | 210533035 | HRCU-A-CB | 284ANV024*0**B* | CAP**4321AL*+UI | Singlezone Ducted, Centrally Ducted | 26400 | 24600 | 2.62 | 19700 | 2.55
BRYANT HEATING AND COOLING SYSTEMS | EVOLUTION Extreme 24 HP | 210533033 | HRCU-A-CB | 284ANV024*0**B* | CAP**4321AL*+UI | Singlezone Ducted, Centrally Ducted | 26400 | 24600 | 2.64 | 19600 | 2.56
BRYANT HEATING AND COOLING SYSTEMS | EVOLUTION Extreme 24 HP | 210533031 | HRCU-A-CB | 284ANV024*0**B* | CAP**4321AL*+UI | Singlezone Ducted, Centrally Ducted | 26400 | 24600 | 2.64 | 19600 | 2.56
BRYANT HEATING AND COOLING SYSTEMS | EVOLUTION Extreme 24 HP | 210533029 | HRCU-A-CB | 284ANV024*0**B* | CAP**4321AL*+UI | Singlezone Ducted, Centrally Ducted | 26400 | 24600 | 2.64 | 19600 | 2.56
BRYANT HEATING AND COOLING SYSTEMS | EVOLUTION Extreme 24 HP | 210533027 | HRCU-A-CB | 284ANV024*0**B* | CAP**4321AL*+UI | Singlezone Ducted, Centrally Ducted | 26400 | 24800 | 2.58 | 19800 | 2.52
BRYANT HEATING AND COOLING SYSTEMS | EVOLUTION Extreme 24 HP | 210533025 | HRCU-A-CB | 284ANV024*0**B* | CAP**4224AL*+UI | Singlezone Ducted, Centrally Ducted | 26600 | 24800 | 2.54 | 19700 | 2.48
BRYANT HEATING AND COOLING SYSTEMS | EVOLUTION Extreme 24 HP | 210533023 | HRCU-A-CB | 284ANV024*0**B* | CAP**4224AL*+UI | Singlezone Ducted, Centrally Ducted | 26600 | 24800 | 2.54 | 19700 | 2.48
BRYANT HEATING AND COOLING SYSTEMS | EVOLUTION Extreme 24 HP | 210533021 | HRCU-A-CB | 284ANV024*0**B* | CAP**4221AL*+UI | Singlezone Ducted, Centrally Ducted | 26600 | 24800 | 2.52 | 19700 | 2.46
BRYANT HEATING AND COOLING SYSTEMS | EVOLUTION Extreme 24 HP | 210533019 | HRCU-A-CB | 284ANV024*0**B* | CAP**4221AL*+UI | Singlezone Ducted, Centrally Ducted | 26600 | 24800 | 2.52 | 19700 | 2.48
BRYANT HEATING AND COOLING SYSTEMS | EVOLUTION Extreme 24 HP | 210533017 | HRCU-A-CB | 284ANV024*0**B* | CAP**4221AL*+UI | Singlezone Ducted, Centrally Ducted | 26600 | 24800 | 2.54 | 19700 | 2.48
BRYANT HEATING AND COOLING SYSTEMS | EVOLUTION Extreme 24 HP | 210533015 | HRCU-A-CB | 284ANV024*0**B* | CAP**4221AL*+UI | Singlezone Ducted, Centrally Ducted | 26600 | 24800 | 2.54 | 19700 | 2.48
BRYANT HEATING AND COOLING SYSTEMS | EVOLUTION Extreme 24 HP | 210533013 | HRCU-A-CB | 284ANV024*0**B* | CAP**4221AL*+UI | Singlezone Ducted, Centrally Ducted | 26600 | 25000 | 2.5 | 19900 | 2.44
BRYANT HEATING AND COOLING SYSTEMS | EVOLUTION Extreme 24 HP | 210533011 | HRCU-A-CB | 284ANV024*0**B* | CAP**3721AL*+UI | Singlezone Ducted, Centrally Ducted | 26400 | 24800 | 2.58 | 19800 | 2.52
BRYANT HEATING AND COOLING SYSTEMS | EVOLUTION Extreme 24 HP | 210533009 | HRCU-A-CB | 284ANV024*0**B* | CAP**3721AL*+UI | Singlezone Ducted, Centrally Ducted | 26400 | 24600 | 2.64 | 19600 | 2.58
BRYANT HEATING AND COOLING SYSTEMS | EVOLUTION Extreme 24 HP | 210533007 | HRCU-A-CB | 284ANV024*0**B* | CAP**3721AL*+UI | Singlezone Ducted, Centrally Ducted | 26400 | 24800 | 2.58 | 19800 | 2.52
BRYANT HEATING AND COOLING SYSTEMS | EVOLUTION Extreme 24 HP | 210533005 | HRCU-A-CB | 284ANV024*0**B* | CAP**3721AL*+UI | Singlezone Ducted, Centrally Ducted | 26400 | 24800 | 2.6 | 19800 | 2.55
BRYANT HEATING AND COOLING SYSTEMS | EVOLUTION Extreme 24 HP | 210533003 | HRCU-A-CB | 284ANV024*0**B* | CAP**3721AL*+UI | Singlezone Ducted, Centrally Ducted | 26600 | 24800 | 2.58 | 19900 | 2.52
BRYANT HEATING AND COOLING SYSTEMS | EVOLUTION Extreme 24 HP | 210533001 | HRCU-A-CB | 284ANV024*0**B* | CAP**3721AL*+UI | Singlezone Ducted, Centrally Ducted | 26400 | 24800 | 2.62 | 19700 | 2.54
BRYANT HEATING AND COOLING SYSTEMS | EVOLUTION Extreme 24 HP | 210532999 | HRCU-A-CB | 284ANV024*0**B* | CAP**3721AL*+UI | Singlezone Ducted, Centrally Ducted | 26400 | 24600 | 2.62 | 19700 | 2.55
BRYANT HEATING AND COOLING SYSTEMS | EVOLUTION Extreme 24 HP | 210532997 | HRCU-A-CB | 284ANV024*0**B* | CAP**3721AL*+UI | Singlezone Ducted, Centrally Ducted | 26400 | 24600 | 2.62 | 19700 | 2.55
BRYANT HEATING AND COOLING SYSTEMS | EVOLUTION Extreme 24 HP | 210532995 | HRCU-A-CB | 284ANV024*0**B* | CAP**3721AL*+UI | Singlezone Ducted, Centrally Ducted | 26400 | 24600 | 2.64 | 19600 | 2.56
BRYANT HEATING AND COOLING SYSTEMS | EVOLUTION Extreme 24 HP | 210532993 | HRCU-A-CB | 284ANV024*0**B* | CAP**3721AL*+UI | Singlezone Ducted, Centrally Ducted | 26400 | 24600 | 2.64 | 19600 | 2.56
BRYANT HEATING AND COOLING SYSTEMS | EVOLUTION Extreme 24 HP | 210532991 | HRCU-A-CB | 284ANV024*0**B* | CAP**3721AL*+UI | Singlezone Ducted, Centrally Ducted | 26600 | 24800 | 2.58 | 19800 | 2.52
BRYANT HEATING AND COOLING SYSTEMS | EVOLUTION Extreme 24 HP | 210532967 | HRCU-A-CB | 284ANV024*0**B* | CAP**2517AL*+UI | Singlezone Ducted, Centrally Ducted | 26400 | 24600 | 2.62 | 19600 | 2.56
BRYANT HEATING AND COOLING SYSTEMS | EVOLUTION Extreme 24 HP | 210532965 | HRCU-A-CB | 284ANV024*0**B* | CAP**2517AL*+UI | Singlezone Ducted, Centrally Ducted | 26400 | 24800 | 2.6 | 19700 | 2.54
BRYANT HEATING AND COOLING SYSTEMS | EVOLUTION Extreme 24 HP | 210532963 | HRCU-A-CB | 284ANV024*0**B* | CAP**2517AL*+UI | Singlezone Ducted, Centrally Ducted | 26600 | 25000 | 2.56 | 19900 | 2.5
BRYANT HEATING AND COOLING SYSTEMS | EVOLUTION Extreme 24 HP | 210532961 | HRCU-A-CB | 284ANV024*0**B* | CAP**2517AL*+UI | Singlezone Ducted, Centrally Ducted | 26600 | 24800 | 2.58 | 19800 | 2.52
BRYANT HEATING AND COOLING SYSTEMS | EVOLUTION Extreme 24 HP | 210532959 | HRCU-A-CB | 284ANV024*0**B* | CAP**2517AL*+UI | Singlezone Ducted, Centrally Ducted | 26600 | 25000 | 2.56 | 19900 | 2.5
BRYANT HEATING AND COOLING SYSTEMS | EVOLUTION Extreme 24 HP | 210532957 | HRCU-A-CB | 284ANV024*0**B* | CAP**2517AL*+UI | Singlezone Ducted, Centrally Ducted | 26400 | 24800 | 2.6 | 19800 | 2.52
BRYANT HEATING AND COOLING SYSTEMS | EVOLUTION Extreme 24 HP | 210532955 | HRCU-A-CB | 284ANV024*0**B* | CAP**2517AL*+UI | Singlezone Ducted, Centrally Ducted | 26600 | 24800 | 2.6 | 19700 | 2.54
BRYANT HEATING AND COOLING SYSTEMS | EVOLUTION Extreme 24 HP | 210532953 | HRCU-A-CB | 284ANV024*0**B* | CAP**2517AL*+UI | Singlezone Ducted, Centrally Ducted | 26400 | 24800 | 2.62 | 19700 | 2.54
BRYANT HEATING AND COOLING SYSTEMS | EVOLUTION Extreme 24 HP | 210532951 | HRCU-A-CB | 284ANV024*0**B* | CAP**2517AL*+UI | Singlezone Ducted, Centrally Ducted | 26600 | 25000 | 2.56 | 19900 | 2.5
BRYANT HEATING AND COOLING SYSTEMS | EVOLUTION Extreme 24 HP | 206790261 | HRCU-A-CB | 284ANV024*0**B* | CSPH*3612AL*+UI | Singlezone Ducted, Centrally Ducted | 26600 | 24800 | 2.58 | 19700 | 2.52
BRYANT HEATING AND COOLING SYSTEMS | EVOLUTION Extreme 24 HP | 206790260 | HRCU-A-CB | 284ANV024*0**B* | CSPH*3612AL*+UI | Singlezone Ducted, Centrally Ducted | 26600 | 24800 | 2.58 | 19700 | 2.52
BRYANT HEATING AND COOLING SYSTEMS | EVOLUTION Extreme 24 HP | 206790259 | HRCU-A-CB | 284ANV024*0**B* | CSPH*3612AL*+UI | Singlezone Ducted, Centrally Ducted | 26600 | 25000 | 2.54 | 19900 | 2.46
BRYANT HEATING AND COOLING SYSTEMS | EVOLUTION Extreme 24 HP | 206790254 | HRCU-A-CB | 284ANV024*0**B* | CAP**3621AL*+UI | Singlezone Ducted, Centrally Ducted | 26600 | 24800 | 2.5 | 19700 | 2.44
BRYANT HEATING AND COOLING SYSTEMS | EVOLUTION Extreme 24 HP | 206790253 | HRCU-A-CB | 284ANV024*0**B* | CAP**3621AL*+UI | Singlezone Ducted, Centrally Ducted | 26600 | 24800 | 2.5 | 19700 | 2.44
BRYANT HEATING AND COOLING SYSTEMS | EVOLUTION Extreme 24 HP | 206790248 | HRCU-A-CB | 284ANV024*0**B* | CSPH*3612AL*+UI | Singlezone Ducted, Centrally Ducted | 26600 | 24800 | 2.56 | 19700 | 2.5
BRYANT HEATING AND COOLING SYSTEMS | EVOLUTION Extreme 24 HP | 206790247 | HRCU-A-CB | 284ANV024*0**B* | CSPH*3612AL*+UI | Singlezone Ducted, Centrally Ducted | 26600 | 24800 | 2.56 | 19700 | 2.5
BRYANT HEATING AND COOLING SYSTEMS | EVOLUTION Extreme 24 HP | 206790237 | HRCU-A-CB | 284ANV024*0**B* | CAP**3621AL*+UI | Singlezone Ducted, Centrally Ducted | 26600 | 24800 | 2.5 | 19800 | 2.44
BRYANT HEATING AND COOLING SYSTEMS | EVOLUTION Extreme 24 HP | 206790217 | HRCU-A-CB | 284ANV024*0**B* | CSPH*4212AL*+UI | Singlezone Ducted, Centrally Ducted | 26600 | 24800 | 2.58 | 19800 | 2.5
BRYANT HEATING AND COOLING SYSTEMS | EVOLUTION Extreme 24 HP | 206790216 | HRCU-A-CB | 284ANV024*0**B* | CSPH*4212AL*+UI | Singlezone Ducted, Centrally Ducted | 26600 | 24800 | 2.56 | 19900 | 2.5
BRYANT HEATING AND COOLING SYSTEMS | EVOLUTION Extreme 24 HP | 206790212 | HRCU-A-CB | 284ANV024*0**B* | CSPH*4212AL*+UI | Singlezone Ducted, Centrally Ducted | 26600 | 24800 | 2.58 | 19700 | 2.52
BRYANT HEATING AND COOLING SYSTEMS | EVOLUTION Extreme 24 HP | 206790211 | HRCU-A-CB | 284ANV024*0**B* | CSPH*4212AL*+UI | Singlezone Ducted, Centrally Ducted | 26600 | 25000 | 2.54 | 19900 | 2.48
BRYANT HEATING AND COOLING SYSTEMS | EVOLUTION Extreme 24 HP | 206790209 | HRCU-A-CB | 284ANV024*0**B* | CSPH*3612AL*+UI | Singlezone Ducted, Centrally Ducted | 26600 | 24800 | 2.54 | 19800 | 2.48
BRYANT HEATING AND COOLING SYSTEMS | EVOLUTION Extreme 24 HP | 206790208 | HRCU-A-CB | 284ANV024*0**B* | CSPH*3612AL*+UI | Singlezone Ducted, Centrally Ducted | 26600 | 25000 | 2.52 | 19900 | 2.46
BRYANT HEATING AND COOLING SYSTEMS | EVOLUTION Extreme 24 HP | 206790204 | HRCU-A-CB | 284ANV024*0**B* | CSPH*3612AL*+UI | Singlezone Ducted, Centrally Ducted | 26600 | 24800 | 2.56 | 19800 | 2.5
BRYANT HEATING AND COOLING SYSTEMS | EVOLUTION Extreme 24 HP | 206790203 | HRCU-A-CB | 284ANV024*0**B* | CSPH*3612AL*+UI | Singlezone Ducted, Centrally Ducted | 26800 | 25000 | 2.52 | 20000 | 2.46
BRYANT HEATING AND COOLING SYSTEMS | EVOLUTION Extreme 24 HP | 206790188 | HRCU-A-CB | 284ANV024*0**B* | CNPV*4221AL*+UI | Singlezone Ducted, Centrally Ducted | 26600 | 25000 | 2.5 | 19900 | 2.44
BRYANT HEATING AND COOLING SYSTEMS | EVOLUTION Extreme 24 HP | 206790184 | HRCU-A-CB | 284ANV024*0**B* | CNPV*4221AL*+UI | Singlezone Ducted, Centrally Ducted | 26600 | 24800 | 2.5 | 19800 | 2.46
BRYANT HEATING AND COOLING SYSTEMS | EVOLUTION Extreme 24 HP | 206790182 | HRCU-A-CB | 284ANV024*0**B* | CNPV*4217AL*+UI | Singlezone Ducted, Centrally Ducted | 26600 | 24800 | 2.54 | 19800 | 2.48
BRYANT HEATING AND COOLING SYSTEMS | EVOLUTION Extreme 24 HP | 206790181 | HRCU-A-CB | 284ANV024*0**B* | CNPV*4217AL*+UI | Singlezone Ducted, Centrally Ducted | 26600 | 25000 | 2.52 | 19900 | 2.46
BRYANT HEATING AND COOLING SYSTEMS | EVOLUTION Extreme 24 HP | 206790180 | HRCU-A-CB | 284ANV024*0**B* | CNPV*4217AL*+UI | Singlezone Ducted, Centrally Ducted | 26600 | 24800 | 2.56 | 19800 | 2.48
BRYANT HEATING AND COOLING SYSTEMS | EVOLUTION Extreme 24 HP | 206790179 | HRCU-A-CB | 284ANV024*0**B* | CNPV*4217AL*+UI | Singlezone Ducted, Centrally Ducted | 26800 | 25000 | 2.5 | 20000 | 2.44
BRYANT HEATING AND COOLING SYSTEMS | EVOLUTION Extreme 24 HP | 206790150 | HRCU-A-CB | 284ANV024*0**B* | CAP**4221AL*+UI | Singlezone Ducted, Centrally Ducted | 26600 | 24800 | 2.5 | 19900 | 2.44
BRYANT HEATING AND COOLING SYSTEMS | EVOLUTION Extreme 24 HP | 206790146 | HRCU-A-CB | 284ANV024*0**B* | CAP**4221AL*+UI | Singlezone Ducted, Centrally Ducted | 26600 | 24800 | 2.52 | 19800 | 2.46
BRYANT HEATING AND COOLING SYSTEMS | EVOLUTION Extreme 24 HP | 206790115 | HRCU-A-CB | 284ANV024*0**B* | CSPH*4212AL*+UI | Singlezone Ducted, Centrally Ducted | 26400 | 24600 | 2.62 | 19600 | 2.54
BRYANT HEATING AND COOLING SYSTEMS | EVOLUTION Extreme 24 HP | 206790114 | HRCU-A-CB | 284ANV024*0**B* | CSPH*4212AL*+UI | Singlezone Ducted, Centrally Ducted | 26400 | 24600 | 2.6 | 19700 | 2.52
BRYANT HEATING AND COOLING SYSTEMS | EVOLUTION Extreme 24 HP | 206790110 | HRCU-A-CB | 284ANV024*0**B* | CSPH*4212AL*+UI | Singlezone Ducted, Centrally Ducted | 26600 | 24800 | 2.56 | 19800 | 2.5
BRYANT HEATING AND COOLING SYSTEMS | EVOLUTION Extreme 24 HP | 206790109 | HRCU-A-CB | 284ANV024*0**B* | CSPH*4212AL*+UI | Singlezone Ducted, Centrally Ducted | 26600 | 24800 | 2.56 | 19800 | 2.5
BRYANT HEATING AND COOLING SYSTEMS | EVOLUTION Extreme 24 HP | 206790106 | HRCU-A-CB | 284ANV024*0**B* | CSPH*3612AL*+UI | Singlezone Ducted, Centrally Ducted | 26400 | 24600 | 2.58 | 19600 | 2.52
BRYANT HEATING AND COOLING SYSTEMS | EVOLUTION Extreme 24 HP | 206790105 | HRCU-A-CB | 284ANV024*0**B* | CSPH*3612AL*+UI | Singlezone Ducted, Centrally Ducted | 26600 | 24800 | 2.56 | 19700 | 2.5
BRYANT HEATING AND COOLING SYSTEMS | EVOLUTION Extreme 24 HP | 206790101 | HRCU-A-CB | 284ANV024*0**B* | CSPH*3612AL*+UI | Singlezone Ducted, Centrally Ducted | 26600 | 25000 | 2.54 | 19900 | 2.48
BRYANT HEATING AND COOLING SYSTEMS | EVOLUTION Extreme 24 HP | 206790100 | HRCU-A-CB | 284ANV024*0**B* | CSPH*3612AL*+UI | Singlezone Ducted, Centrally Ducted | 26600 | 25000 | 2.54 | 19900 | 2.46
BRYANT HEATING AND COOLING SYSTEMS | EVOLUTION Extreme 24 HP | 206790080 | HRCU-A-CB | 284ANV024*0**B* | CNPV*4221AL*+UI | Singlezone Ducted, Centrally Ducted | 26600 | 24800 | 2.54 | 19700 | 2.48
BRYANT HEATING AND COOLING SYSTEMS | EVOLUTION Extreme 24 HP | 206790074 | HRCU-A-CB | 284ANV024*0**B* | CNPV*4217AL*+UI | Singlezone Ducted, Centrally Ducted | 26400 | 24600 | 2.58 | 19700 | 2.52
BRYANT HEATING AND COOLING SYSTEMS | EVOLUTION Extreme 24 HP | 206790073 | HRCU-A-CB | 284ANV024*0**B* | CNPV*4217AL*+UI | Singlezone Ducted, Centrally Ducted | 26600 | 24800 | 2.56 | 19700 | 2.5
BRYANT HEATING AND COOLING SYSTEMS | EVOLUTION Extreme 24 HP | 206790072 | HRCU-A-CB | 284ANV024*0**B* | CNPV*4217AL*+UI | Singlezone Ducted, Centrally Ducted | 26600 | 25000 | 2.52 | 19900 | 2.46
BRYANT HEATING AND COOLING SYSTEMS | EVOLUTION Extreme 24 HP | 206790038 | HRCU-A-CB | 284ANV024*0**B* | CAP**4224AL*+UI | Singlezone Ducted, Centrally Ducted | 26600 | 25000 | 2.5 | 19900 | 2.44
BRYANT HEATING AND COOLING SYSTEMS | EVOLUTION Extreme 24 HP | 206790036 | HRCU-A-CB | 284ANV024*0**B* | CAP**4221AL*+UI | Singlezone Ducted, Centrally Ducted | 26400 | 24600 | 2.54 | 19700 | 2.48
BRYANT HEATING AND COOLING SYSTEMS | EVOLUTION Extreme 24 HP | 206790033 | HRCU-A-CB | 284ANV024*0**B* | CAP**4221AL*+UI | Singlezone Ducted, Centrally Ducted | 26600 | 25000 | 2.5 | 19900 | 2.44
BRYANT HEATING AND COOLING SYSTEMS | EVOLUTION Extreme 24 HP | 206790032 | HRCU-A-CB | 284ANV024*0**B* | CAP**4221AL*+UI | Singlezone Ducted, Centrally Ducted | 26600 | 25000 | 2.5 | 19900 | 2.44
BRYANT HEATING AND COOLING SYSTEMS | EVOLUTION Extreme 24 HP | 206790029 | HRCU-A-CB | 284ANV024*0**B* | CAP**3621AL*+UI | Singlezone Ducted, Centrally Ducted | 26600 | 24800 | 2.5 | 19700 | 2.46
BRYANT HEATING AND COOLING SYSTEMS | EVOLUTION Extreme 24 HP | 206790023 | HRCU-A-CB | 284ANV024*0**B* | CAP**3617AL*+UI | Singlezone Ducted, Centrally Ducted | 26600 | 24800 | 2.5 | 19700 | 2.44
BRYANT HEATING AND COOLING SYSTEMS | EVOLUTION Extreme 24 HP | 206790018 | HRCU-A-CB | 284ANV024*0**B* | FE4AN(B,F)003L+UI | Singlezone Ducted, Centrally Ducted | 26400 | 24800 | 2.5 | 19700 | 2.46
BRYANT HEATING AND COOLING SYSTEMS | EVOLUTION Extreme 24 HP | 206790017 | HRCU-A-CB | 284ANV024*0**B* | FE4ANF002L+UI | Singlezone Ducted, Centrally Ducted | 26600 | 24800 | 2.54 | 19800 | 2.48
C&H | CH series | 210665993 | HRCU-A-CB-O | CH-HPR12-230VO | CH-B12MOLVWM-230VI | Singlezone Non-Ducted, Wall Placement | 12000 | 10300 | 2.56 | 12113 | 1.9
C&H | CH series | 207740520 | HRCU-A-CB-O | CH-HPR12-230VO | CH-12MOLVWM-230VI | Singlezone Non-Ducted, Wall Placement | 12000 | 10300 | 2.56 | 12113 | 1.9
C&H | CH series | 210665992 | HRCU-A-CB-O | CH-HPR09-230VO | CH-B09MOLVWM-230VI | Singlezone Non-Ducted, Wall Placement | 12000 | 9300 | 2.5 | 11300 | 1.9
C&H | CH series | 207740519 | HRCU-A-CB-O | CH-HPR09-230VO | CH-09MOLVWM-230VI | Singlezone Non-Ducted, Wall Placement | 12000 | 9300 | 2.5 | 11300 | 1.9
C&H |  | 207742364 | HMSR-A-CB-O | CH-28MES-230VO |  | Multizone All Non-Ducted | 28000 | 21000 | 2.5 | 20000 | 2.11
C&H |  | 207742373 | HMSR-A-CB-O | CH-HPR19M-230VO |  | Multizone All Non-Ducted | 20000 | 15000 | 2.5 | 20000 | 1.93
C&H |  | 205047864 | HMSR-A-CB-O | CH-HYP36MSPH-230VO |  | Multizone All Non-Ducted | 36000 | 23200 | 2.78 | 36037 | 1.96
C&H |  | 205104722 | HMSR-A-CB-O | CH18MSPH230VO |  | Multizone All Non-Ducted | 19000 | 12000 | 2.79 | 10205 | 1.97
C&H |  | 202832586 | HMSR-A-CB-O | CH28MSPH230VO |  | Multizone All Non-Ducted | 28000 | 17200 | 2.8 | 17040 | 1.97
C&H |  | 205263869 | HRCU-A-CB-O | CH-18SPH-230VO | CH-18MSPHWM-230VI | Singlezone Non-Ducted, Wall Placement | 18000 | 10400 | 2.72 | 10953 | 1.9
C&H |  | 205263877 | HRCU-A-CB-O | CH-09SPH-230VO | CH-D09MSPHWM-230VI | Singlezone Non-Ducted, Wall Placement | 9800 | 5800 | 2.74 | 7989 | 2
C&H |  | 205263879 | HRCU-A-CB-O | CH-18SPH-230VO | CH-D18MSPHWM-230VI | Singlezone Non-Ducted, Wall Placement | 18000 | 11400 | 2.72 | 11178 | 2.02
C&H |  | 205263851 | HRCU-A-CB | CH-HYP09SPH230VO | CH-M09DTUI | Singlezone Ducted, Compact Ducted | 10000 | 7200 | 2.74 | 8300 | 2.06
C&H |  | 205263859 | HRCU-A-CB | CH-24SPH-230VO | CH-M24DTUI | Singlezone Ducted, Compact Ducted | 24400 | 16000 | 2.69 | 18500 | 2.04
C&H |  | 205263856 | HRCU-A-CB | CH-18SPH-230VO | CH-M18DTUI | Singlezone Ducted, Compact Ducted | 18000 | 12000 | 2.61 | 10300 | 1.95
C&H |  | 205047857 | HRCU-A-CB-O | CH-09SPH-230VO | CH-09DKT230VI | Singlezone Non-Ducted, Wall Placement | 9800 | 5800 | 2.74 | 7989 | 2
C&H |  | 204098433 | HRCU-A-CB-O | CH-24SPH-230VO | CH-24MSPHFC-230VI | Singlezone Non-Ducted, Floor Placement | 24000 | 15000 | 2.85 | 17817 | 1.9
C&H |  | 9119326 | HRCU-A-CB-O | CH-18SPH-230VO | CH-18SPH-230VI | Singlezone Non-Ducted, Wall Placement | 18000 | 10400 | 2.72 | 10953 | 1.9
C&H |  | 204098423 | HRCU-A-CB | CH-24SPH-230VO | CH-24LCDTU/I | Singlezone Ducted, Compact Ducted | 24400 | 16000 | 2.69 | 18500 | 2.04
C&H |  | 205104726 | HRCU-A-CB-O | CH-18SPH-230VO | CH-18DKT230VI | Singlezone Non-Ducted, Wall Placement | 18000 | 11400 | 2.72 | 11178 | 2.02
C&H |  | 204098424 | HRCU-A-CB | CH-09DKT230VO | CH-09LCDTU/I | Singlezone Ducted, Compact Ducted | 10000 | 7200 | 2.74 | 8300 | 2.06
C&H |  | 204098422 | HRCU-A-CB | CH-18SPH-230VO | CH-18LCDTU/I | Singlezone Ducted, Compact Ducted | 18000 | 12000 | 2.61 | 10300 | 1.95
C&H |  | 201992974 | HRCU-A-CB | CH-18LCU/O | CH-18LCDTU/I | Singlezone Ducted, Compact Ducted | 18000 | 12000 | 2.61 | 10300 | 1.95
C&H |  | 205901586 | HRCU-A-CB | CH-HYP36LCUO | CH-36LCDTU/I | Singlezone Ducted, Compact Ducted | 40000 | 28000 | 2.75 | 43000 | 2.1
C&H |  | 208816951 | HRCU-A-CB-O | CH-HPR24-230VO | CH-D24MSPHWM-230VI | Singlezone Non-Ducted, Wall Placement | 26000 | 19400 | 2.95 | 26000 | 2.07
C&H |  | 208816948 | HRCU-A-CB-O | CH-HPR09-230VO | CH-D09MSPHWM-230VI | Singlezone Non-Ducted, Wall Placement | 11500 | 7100 | 2.85 | 9898 | 1.9
C&H |  | 210665988 | HRCU-A-CB-O | CH-ES09-230VO | CH-B09MOLVWM-230VI | Singlezone Non-Ducted, Wall Placement | 10000 | 8100 | 2.7 | 8564 | 2.22
C&H |  | 210665987 | HRCU-A-CB-O | CH-HPR06F9-230VO | CH-B06MOLVWM-230VI | Singlezone Non-Ducted, Wall Placement | 7000 | 7500 | 2.5 | 7200 | 1.92
C&H |  | 210665985 | HRCU-A-CB-O | CH-ES09-115VO | CH-B09OLVWM-115VI | Singlezone Non-Ducted, Wall Placement | 10000 | 5900 | 2.93 | 6858 | 2.07
C&H | CH series | 207742366 | HMSV-A-CB | CH-28MES-230VO |  | Multizone Mix of Ducted and Non-Ducted | 28000 | 21400 | 2.55 | 20000 | 2.13
C&H | CH series | 207742375 | HMSV-A-CB | CH-HPR19M-230VO |  | Multizone Mix of Ducted and Non-Ducted | 20000 | 15500 | 2.55 | 20000 | 1.95
C&H | CH series | 207742363 | HMSV-A-CB | CH-18MES-230VO |  | Multizone Mix of Ducted and Non-Ducted | 19000 | 14500 | 2.5 | 14000 | 2.17
C&H |  | 209937050 | HRCU-A-CB-O | CH-ES12-230VO | CH-12MASTWM-230VI | Singlezone Non-Ducted, Wall Placement | 12000 | 9000 | 2.69 | 8981 | 2.19
C&H |  | 209937047 | HRCU-A-CB-O | CH-ES09-230VO | CH-09MASTWM-230VI | Singlezone Non-Ducted, Wall Placement | 10000 | 8500 | 2.8 | 8581 | 2.19
C&H |  | 210665989 | HRCU-A-CB-O | CH-ES12-230VO | CH-B12MOLVWM-230VI | Singlezone Non-Ducted, Wall Placement | 12000 | 10000 | 2.69 | 8820 | 2.25
C&H |  | 210665986 | HRCU-A-CB-O | CH-ES12-115VO | CH-B12OLVWM-115VI | Singlezone Non-Ducted, Wall Placement | 12000 | 8900 | 2.75 | 6858 | 2.07
C&H |  | 207742365 | HMSV-A-CB | CH-28MES-230VO |  | Multizone All Ducted | 28000 | 22000 | 2.6 | 20000 | 2.14
C&H |  | 207742374 | HMSV-A-CB | CH-HPR19M-230VO |  | Multizone All Ducted | 20000 | 16000 | 2.61 | 20000 | 1.95
C&H |  | 210665990 | HRCU-A-CB-O | CH-ES18-230VO | CH-B18MOLVWM-230VI | Singlezone Non-Ducted, Wall Placement | 18000 | 14100 | 2.65 | 12829 | 2.35
C&H |  | 209937052 | HRCU-A-CB-O | CH-HPR12-230VO | CH-12MMC-230VI | Singlezone Non-Ducted, Wall Placement | 12000 | 10200 | 2.72 | 12300 | 2.1
C&H |  | 207742322 | HRCU-A-CB | CH-ES18-230VO | CH-M18DTUI | Singlezone Ducted, Compact Ducted | 20000 | 12600 | 2.66 | 13000 | 2.4
C&H |  | 210434544 | HRCU-A-CB-O | CH-06OLVWM-115VO | CH-06OLVWM-115VI | Singlezone Non-Ducted, Wall Placement | 7000 | 5900 | 2.93 | 6858 | 2.07
C&H |  | 210665996 | HRCU-A-CB-O | CH-ES06-115VO | CH-06OLVWM-115VI | Singlezone Non-Ducted, Wall Placement | 7000 | 5900 | 2.93 | 6858 | 2.07
C&H |  | 207742321 | HRCU-A-CB-O | CH-ES18-230VO | CH-18MSPHCT-230VI | Singlezone Non-Ducted, Ceiling Placement | 19000 | 12000 | 2.51 | 12700 | 2.16
C&H |  | 207742323 | HRCU-A-CB-O | CH-ES18-230VO | CH-18MSPHFC-230VI | Singlezone Non-Ducted, Floor Placement | 20000 | 12800 | 2.52 | 13000 | 2.08
C&H |  | 207740514 | HRCU-A-CB-O | CH-ES18-230VO | CH-18MOLVWM-230VI | Singlezone Non-Ducted, Wall Placement | 18000 | 14100 | 2.65 | 12829 | 2.35
C&H |  | 207740525 | HRCU-A-CB-O | CH-NY09MIA-230VO | CH-NY09MIA-230VI | Singlezone Non-Ducted, Wall Placement | 10000 | 6900 | 2.53 | 6400 | 1.95
C&H |  | 207742335 | HRCU-A-CB-O | CH-HPR24-230VO | CH-N24MSPHCT-230VI | Singlezone Non-Ducted, Wall Placement | 25000 | 21000 | 2.64 | 26000 | 1.95
C&H |  | 207742324 | HRCU-A-CB-O | CH-ES24-230VO | CH-N24MSPHCT-230VI | Singlezone Non-Ducted, Wall Placement | 25000 | 19000 | 2.6 | 18900 | 1.96
C&H |  | 207740512 | HRCU-A-CB-O | CH-ES09-230VO | CH-09MOLVWM-230VI | Singlezone Non-Ducted, Wall Placement | 10000 | 8100 | 2.7 | 8564 | 2.22
C&H |  | 207740518 | HRCU-A-CB-O | CH-HPR06F9-230VO | CH-06MOLVWM-230VI | Singlezone Non-Ducted, Wall Placement | 7000 | 7500 | 2.5 | 7200 | 1.92
C&H |  | 207740500 | HRCU-A-CB-O | CH-HPR06F9-230VO | CH-06MASTWM-230VI | Singlezone Non-Ducted, Wall Placement | 7000 | 8500 | 2.9 | 8581 | 2.19
C&H |  | 207765977 | HRCU-A-CB-O | CH-ES09-115VO | CH-09OLVWM-115VI | Singlezone Non-Ducted, Wall Placement | 10000 | 5900 | 2.93 | 6858 | 2.07
C&H |  | 207740532 | HRCU-A-CB-O | CH-NY09MIA-230VO | CH-09MOLV-230VI | Singlezone Non-Ducted, Wall Placement | 10000 | 6000 | 2.51 | 6933 | 1.97
C&H |  | 207740513 | HRCU-A-CB-O | CH-ES12-230VO | CH-12MOLVWM-230VI | Singlezone Non-Ducted, Wall Placement | 12000 | 10000 | 2.69 | 8820 | 2.25
C&H |  | 207740531 | HRCU-A-CB-O | CH-ES12-115VO | CH-12OLVWM-115VI | Singlezone Non-Ducted, Wall Placement | 12000 | 8900 | 2.75 | 6858 | 2.07
C&H |  | 207742336 | HRCU-A-CB | CH-HPR24-230VO | CH-M24DTUI | Singlezone Ducted, Compact Ducted | 25000 | 21000 | 2.64 | 27000 | 2
C&H |  | 207742337 | HRCU-A-CB-O | CH-HPR24-230VO | CH-24MSPHFC-230VI | Singlezone Non-Ducted, Floor Placement | 25000 | 19000 | 2.64 | 25000 | 2.1
C&H |  | 207742325 | HRCU-A-CB | CH-ES24-230VO | CH-M24DTUI | Singlezone Ducted, Compact Ducted | 25000 | 20000 | 2.61 | 20000 | 2.3
C&H |  | 207742330 | HRCU-A-CB | CH-HPR12-230VO | CH-M12DTUI | Singlezone Ducted, Compact Ducted | 12500 | 10600 | 2.51 | 12100 | 1.96
C&H |  | 207742329 | HRCU-A-CB-O | CH-HPR12-230VO | CH-12MSPHCT-230VI | Singlezone Non-Ducted, Ceiling Placement | 12000 | 9900 | 2.55 | 11500 | 1.9
C&H |  | 207742320 | HRCU-A-CB-O | CH-ES12-230VO | CH-12MSPHMC-230VI | Singlezone Non-Ducted, Wall Placement | 12000 | 9000 | 2.69 | 8400 | 2.26
C&H |  | 207742319 | HRCU-A-CB | CH-ES12-230VO | CH-M12DTUI | Singlezone Ducted, Compact Ducted | 12000 | 9300 | 2.78 | 8400 | 2.26
C&H |  | 207742317 | HRCU-A-CB | CH-ES09-230VO | CH-M09DTUI | Singlezone Ducted, Compact Ducted | 10000 | 7700 | 2.59 | 8000 | 2.09
C&H |  | 207742318 | HRCU-A-CB-O | CH-ES12-230VO | CH-12MSPHCT-230VI | Singlezone Non-Ducted, Ceiling Placement | 12000 | 8900 | 2.75 | 8000 | 2.28
C&H |  | 207740501 | HRCU-A-CB-O | CH-HPR09-230VO | CH-09MASTWM-230VI | Singlezone Non-Ducted, Wall Placement | 12000 | 9500 | 2.53 | 11109 | 1.97
CARRIER | 38MH-series | 208447845 | HRCU-A-CB-O | 38MHRCQ09AA3 | 40MHHAQ09XA3 | Singlezone Non-Ducted, Wall Placement | 10000 | 6000 | 2.51 | 7300 | 2.14
CARRIER | 38Mseries | 210025752 | HRCU-A-CB | 38MURAQ60AB3 | 40MUAAQ60XA3 | Singlezone Ducted, Centrally Ducted | 59000 | 42000 | 2.6 | 54356 | 1.91
CARRIER | INFINITY 24 HP with GREENSPEED INTELLIGENCE | 213361593 | HRCU-A-CB | 25VNA460A*031* | FE4BNBD60L*+UI | Singlezone Ducted, Centrally Ducted | 59500 | 49500 | 2.64 | 38000 | 2.22
CARRIER | INFINITY 24 HP with GREENSPEED INTELLIGENCE | 213361591 | HRCU-A-CB | 25VNA448A*031* | FE4BNBD60L*+UI | Singlezone Ducted, Centrally Ducted | 45500 | 42500 | 2.62 | 35400 | 2.5
CARRIER | INFINITY 24 HP with GREENSPEED INTELLIGENCE | 213361581 | HRCU-A-CB | 25VNA424A*031* | FE4BNXB24L*+UI | Singlezone Ducted, Centrally Ducted | 26600 | 25000 | 2.54 | 19800 | 2.48
CARRIER | INFINITY 24 HP with GREENSPEED INTELLIGENCE | 213361579 | HRCU-A-CB | 25VNA424A*031* | FE4BN(B,X)C36L*+UI | Singlezone Ducted, Centrally Ducted | 26400 | 24800 | 2.52 | 19700 | 2.46
CARRIER | 38M series | 213372204 | HRCU-A-C | 38MURAQ18AB3 | 40MULAQ24XBX + CI | Singlezone Ducted, Centrally Ducted | 19000 | 14700 | 2.6 | 15000 | 2.2
CARRIER | Performance Series | 207642879 | HMSV-A-CB | 38MGHBQ24CA3 |  | Multizone All Non-Ducted | 25000 | 20400 | 3.81 | 18500 | 1.9
CARRIER | INFINITY 18VS HEAT PUMP | 210470985 | HRCU-A-CB | 25VNA837A*031* | CNPV*6024AL*+UI | Singlezone Ducted, Centrally Ducted | 32200 | 31200 | 2.52 | 24600 | 1.98
CARRIER | INFINITY 18VS HEAT PUMP | 210470963 | HRCU-A-CB | 25VNA837A*031* | CNPV*6024AL*+UI | Singlezone Ducted, Centrally Ducted | 32200 | 31400 | 2.5 | 24800 | 1.96
CARRIER | INFINITY 18VS HEAT PUMP | 210470952 | HRCU-A-CB | 25VNA837A*031* | CNPV*6024AL*+UI | Singlezone Ducted, Centrally Ducted | 32200 | 31200 | 2.52 | 24600 | 1.98
CARRIER | INFINITY 18VS HEAT PUMP | 210470930 | HRCU-A-CB | 25VNA837A*031* | CNPV*6024AL*+UI | Singlezone Ducted, Centrally Ducted | 32200 | 31200 | 2.52 | 24600 | 1.98
CARRIER | INFINITY 18VS HEAT PUMP | 210470919 | HRCU-A-CB | 25VNA837A*031* | CNPV*6024AL*+UI | Singlezone Ducted, Centrally Ducted | 32200 | 31200 | 2.52 | 24600 | 1.98
CARRIER | INFINITY 18VS HEAT PUMP | 210470908 | HRCU-A-CB | 25VNA837A*031* | CNPV*6024AL*+UI | Singlezone Ducted, Centrally Ducted | 32200 | 31400 | 2.52 | 24800 | 1.98
CARRIER | INFINITY 18VS HEAT PUMP | 210470897 | HRCU-A-CB | 25VNA837A*031* | CNPV*6024AL*+UI | Singlezone Ducted, Centrally Ducted | 32200 | 31400 | 2.5 | 24800 | 1.98
CARRIER | INFINITY 18VS HEAT PUMP | 210470886 | HRCU-A-CB | 25VNA837A*031* | CNPV*6024AL*+UI | Singlezone Ducted, Centrally Ducted | 32200 | 31200 | 2.52 | 24600 | 1.98
CARRIER | INFINITY 18VS HEAT PUMP | 210470875 | HRCU-A-CB | 25VNA837A*031* | CNPV*6024AL*+UI | Singlezone Ducted, Centrally Ducted | 32200 | 31200 | 2.52 | 24600 | 1.98
CARRIER | INFINITY 18VS HEAT PUMP | 210470843 | HRCU-A-CB | 25VNA837A*031* | CNPV*4824AL*+UI | Singlezone Ducted, Centrally Ducted | 32800 | 31400 | 2.52 | 24600 | 1.98
CARRIER | INFINITY 18VS HEAT PUMP | 210470832 | HRCU-A-CB | 25VNA837A*031* | CNPV*4824AL*+UI | Singlezone Ducted, Centrally Ducted | 32800 | 31400 | 2.52 | 24800 | 1.96
CARRIER | INFINITY 18VS HEAT PUMP | 210470809 | HRCU-A-CB | 25VNA837A*031* | CNPV*4821AL*+UI | Singlezone Ducted, Centrally Ducted | 33000 | 31600 | 2.5 | 24800 | 1.96
CARRIER | INFINITY 18VS HEAT PUMP | 210470798 | HRCU-A-CB | 25VNA837A*031* | CNPV*4821AL*+UI | Singlezone Ducted, Centrally Ducted | 33000 | 31600 | 2.5 | 24800 | 1.96
CARRIER | INFINITY 18VS HEAT PUMP | 210470627 | HRCU-A-CB | 25VNA837A*031* | CAP**6124AL*+UI | Singlezone Ducted, Centrally Ducted | 32000 | 31200 | 2.54 | 24800 | 2
CARRIER | INFINITY 18VS HEAT PUMP | 210470605 | HRCU-A-CB | 25VNA837A*031* | CAP**6124AL*+UI | Singlezone Ducted, Centrally Ducted | 32000 | 31200 | 2.52 | 25000 | 2
CARRIER | INFINITY 18VS HEAT PUMP | 210470594 | HRCU-A-CB | 25VNA837A*031* | CAP**6124AL*+UI | Singlezone Ducted, Centrally Ducted | 32000 | 31200 | 2.54 | 24800 | 2
CARRIER | INFINITY 18VS HEAT PUMP | 210470572 | HRCU-A-CB | 25VNA837A*031* | CAP**6124AL*+UI | Singlezone Ducted, Centrally Ducted | 32000 | 31200 | 2.54 | 24800 | 2
CARRIER | INFINITY 18VS HEAT PUMP | 210470561 | HRCU-A-CB | 25VNA837A*031* | CAP**6124AL*+UI | Singlezone Ducted, Centrally Ducted | 32000 | 31200 | 2.54 | 24800 | 2.02
CARRIER | INFINITY 18VS HEAT PUMP | 210470550 | HRCU-A-CB | 25VNA837A*031* | CAP**6124AL*+UI | Singlezone Ducted, Centrally Ducted | 32000 | 31200 | 2.52 | 24800 | 2
CARRIER | INFINITY 18VS HEAT PUMP | 210470495 | HRCU-A-CB | 25VNA837A*031* | CAP**6121AL*+UI | Singlezone Ducted, Centrally Ducted | 32000 | 31200 | 2.54 | 24800 | 2
CARRIER | INFINITY 18VS HEAT PUMP | 210470484 | HRCU-A-CB | 25VNA837A*031* | CAP**6121AL*+UI | Singlezone Ducted, Centrally Ducted | 32000 | 31200 | 2.52 | 24800 | 2
CARRIER | INFINITY 18VS HEAT PUMP | 210470462 | HRCU-A-CB | 25VNA837A*031* | CAP**6121AL*+UI | Singlezone Ducted, Centrally Ducted | 32000 | 31200 | 2.52 | 24800 | 2
CARRIER | INFINITY 18VS HEAT PUMP | 210470440 | HRCU-A-CB | 25VNA837A*031* | CAP**6121AL*+UI | Singlezone Ducted, Centrally Ducted | 32000 | 31200 | 2.52 | 25000 | 2
CARRIER | INFINITY 18VS HEAT PUMP | 210470429 | HRCU-A-CB | 25VNA837A*031* | CAP**6121AL*+UI | Singlezone Ducted, Centrally Ducted | 32200 | 31400 | 2.5 | 25000 | 1.98
CARRIER | INFINITY 18VS HEAT PUMP | 210470341 | HRCU-A-CB | 25VNA837A*031* | CAP**6024AL*+UI | Singlezone Ducted, Centrally Ducted | 31800 | 31000 | 2.52 | 24800 | 2
CARRIER | INFINITY 18VS HEAT PUMP | 210470319 | HRCU-A-CB | 25VNA837A*031* | CAP**6024AL*+UI | Singlezone Ducted, Centrally Ducted | 32000 | 31200 | 2.5 | 24800 | 1.98
CARRIER | INFINITY 18VS HEAT PUMP | 210470308 | HRCU-A-CB | 25VNA837A*031* | CAP**6024AL*+UI | Singlezone Ducted, Centrally Ducted | 31800 | 31000 | 2.52 | 24800 | 2
CARRIER | INFINITY 18VS HEAT PUMP | 210470286 | HRCU-A-CB | 25VNA837A*031* | CAP**6024AL*+UI | Singlezone Ducted, Centrally Ducted | 31800 | 31000 | 2.52 | 24800 | 2
CARRIER | INFINITY 18VS HEAT PUMP | 210470275 | HRCU-A-CB | 25VNA837A*031* | CAP**6024AL*+UI | Singlezone Ducted, Centrally Ducted | 31800 | 31000 | 2.52 | 24800 | 2
CARRIER | INFINITY 18VS HEAT PUMP | 210470264 | HRCU-A-CB | 25VNA837A*031* | CAP**6024AL*+UI | Singlezone Ducted, Centrally Ducted | 31800 | 31000 | 2.5 | 24800 | 1.98
CARRIER | INFINITY 18VS HEAT PUMP | 206765160 | HRCU-A-CB | 25VNA837A*031* | CNPV*4821AL*+UI | Singlezone Ducted, Centrally Ducted | 32800 | 31400 | 2.52 | 24600 | 1.98
CARRIER | INFINITY 18VS HEAT PUMP | 206765159 | HRCU-A-CB | 25VNA837A*031* | CNPV*4821AL*+UI | Singlezone Ducted, Centrally Ducted | 32800 | 31400 | 2.52 | 24800 | 1.96
CARRIER | INFINITY 18VS HEAT PUMP | 206765039 | HRCU-A-CB | 25VNA837A*031* | CNPV*4824AL*+UI | Singlezone Ducted, Centrally Ducted | 33000 | 31400 | 2.52 | 24800 | 1.96
CARRIER | INFINITY 18VS HEAT PUMP | 206765036 | HRCU-A-CB | 25VNA837A*031* | CNPV*4824AL*+UI | Singlezone Ducted, Centrally Ducted | 33000 | 31400 | 2.52 | 24800 | 1.96
CARRIER | INFINITY 18VS HEAT PUMP | 206765034 | HRCU-A-CB | 25VNA837A*031* | CNPV*4824AL*+UI | Singlezone Ducted, Centrally Ducted | 32800 | 31400 | 2.52 | 24800 | 1.96
CARRIER | INFINITY 18VS HEAT PUMP | 206765033 | HRCU-A-CB | 25VNA837A*031* | CNPV*4824AL*+UI | Singlezone Ducted, Centrally Ducted | 32800 | 31400 | 2.52 | 24800 | 1.98
CARRIER | INFINITY 18VS HEAT PUMP | 206765032 | HRCU-A-CB | 25VNA837A*031* | CNPV*4824AL*+UI | Singlezone Ducted, Centrally Ducted | 33000 | 31600 | 2.52 | 24800 | 1.96
CARRIER | INFINITY 18VS HEAT PUMP | 206765028 | HRCU-A-CB | 25VNA837A*031* | CNPV*4821AL*+UI | Singlezone Ducted, Centrally Ducted | 32800 | 31400 | 2.52 | 24800 | 1.98
CARRIER | INFINITY 18VS HEAT PUMP | 206765027 | HRCU-A-CB | 25VNA837A*031* | CNPV*4821AL*+UI | Singlezone Ducted, Centrally Ducted | 33000 | 31400 | 2.52 | 24800 | 1.96
CARRIER | INFINITY 18VS HEAT PUMP | 206765025 | HRCU-A-CB | 25VNA837A*031* | CNPV*4821AL*+UI | Singlezone Ducted, Centrally Ducted | 33000 | 31400 | 2.52 | 24800 | 1.96
CARRIER | INFINITY 18VS HEAT PUMP | 206765019 | HRCU-A-CB | 25VNA837A*031* | CNPV*4821AL*+UI | Singlezone Ducted, Centrally Ducted | 33000 | 31600 | 2.52 | 24800 | 1.96
CARRIER | INFINITY 18VS HEAT PUMP | 206764987 | HRCU-A-CB | 25VNA837A*031* | CAP**4824AL*+UI | Singlezone Ducted, Centrally Ducted | 32600 | 31400 | 2.52 | 24800 | 2
CARRIER | INFINITY 18VS HEAT PUMP | 206764985 | HRCU-A-CB | 25VNA837A*031* | CAP**4824AL*+UI | Singlezone Ducted, Centrally Ducted | 32600 | 31400 | 2.52 | 25000 | 1.98
CARRIER | INFINITY 18VS HEAT PUMP | 206764984 | HRCU-A-CB | 25VNA837A*031* | CAP**4824AL*+UI | Singlezone Ducted, Centrally Ducted | 32600 | 31400 | 2.52 | 24800 | 2
CARRIER | INFINITY 18VS HEAT PUMP | 206764982 | HRCU-A-CB | 25VNA837A*031* | CAP**4824AL*+UI | Singlezone Ducted, Centrally Ducted | 32400 | 31400 | 2.54 | 24800 | 2
CARRIER | INFINITY 18VS HEAT PUMP | 206764981 | HRCU-A-CB | 25VNA837A*031* | CAP**4824AL*+UI | Singlezone Ducted, Centrally Ducted | 32400 | 31400 | 2.54 | 24800 | 2
CARRIER | INFINITY 18VS HEAT PUMP | 206764980 | HRCU-A-CB | 25VNA837A*031* | CAP**4824AL*+UI | Singlezone Ducted, Centrally Ducted | 32600 | 31400 | 2.52 | 25000 | 1.98
CARRIER | INFINITY 18VS HEAT PUMP | 206764976 | HRCU-A-CB | 25VNA837A*031* | CAP**4821AL*+UI | Singlezone Ducted, Centrally Ducted | 32600 | 31400 | 2.52 | 24800 | 2
CARRIER | INFINITY 18VS HEAT PUMP | 206764975 | HRCU-A-CB | 25VNA837A*031* | CAP**4821AL*+UI | Singlezone Ducted, Centrally Ducted | 32600 | 31400 | 2.52 | 25000 | 1.98
CARRIER | INFINITY 18VS HEAT PUMP | 206764973 | HRCU-A-CB | 25VNA837A*031* | CAP**4821AL*+UI | Singlezone Ducted, Centrally Ducted | 32600 | 31400 | 2.52 | 25000 | 1.98
CARRIER | INFINITY 18VS HEAT PUMP | 206764967 | HRCU-A-CB | 25VNA837A*031* | CAP**4821AL*+UI | Singlezone Ducted, Centrally Ducted | 32600 | 31400 | 2.52 | 25000 | 1.98
CARRIER | INFINITY 18VS HEAT PUMP | 206764961 | HRCU-A-CB | 25VNA837A*031* | CAP**4321AL*+UI | Singlezone Ducted, Centrally Ducted | 32800 | 31800 | 2.56 | 25000 | 2
CARRIER | INFINITY 18VS HEAT PUMP | 206764960 | HRCU-A-CB | 25VNA837A*031* | CAP**4321AL*+UI | Singlezone Ducted, Centrally Ducted | 33000 | 31800 | 2.54 | 25200 | 2
CARRIER | INFINITY 18VS HEAT PUMP | 206764958 | HRCU-A-CB | 25VNA837A*031* | CAP**4321AL*+UI | Singlezone Ducted, Centrally Ducted | 33000 | 31800 | 2.54 | 25200 | 2
CARRIER | INFINITY 18VS HEAT PUMP | 206764952 | HRCU-A-CB | 25VNA837A*031* | CAP**4321AL*+UI | Singlezone Ducted, Centrally Ducted | 33000 | 31800 | 2.54 | 25200 | 2
CARRIER | INFINITY 18VS HEAT PUMP | 206764950 | HRCU-A-CB | 25VNA837A*031* | CAP**4321AL*+UI | Singlezone Ducted, Centrally Ducted | 33000 | 32000 | 2.52 | 25200 | 1.98
CARRIER | INFINITY 18VS HEAT PUMP | 206764920 | HRCU-A-CB | 25VNA837A*031* | CAP**3721AL*+UI | Singlezone Ducted, Centrally Ducted | 32800 | 31800 | 2.54 | 25000 | 2
CARRIER | INFINITY 18VS HEAT PUMP | 206764919 | HRCU-A-CB | 25VNA837A*031* | CAP**3721AL*+UI | Singlezone Ducted, Centrally Ducted | 33000 | 31800 | 2.54 | 25200 | 2
CARRIER | INFINITY 18VS HEAT PUMP | 206764917 | HRCU-A-CB | 25VNA837A*031* | CAP**3721AL*+UI | Singlezone Ducted, Centrally Ducted | 33000 | 31800 | 2.54 | 25200 | 2
CARRIER | INFINITY 18VS HEAT PUMP | 206764911 | HRCU-A-CB | 25VNA837A*031* | CAP**3721AL*+UI | Singlezone Ducted, Centrally Ducted | 33000 | 31800 | 2.52 | 25200 | 1.98
CARRIER | INFINITY 18VS HEAT PUMP | 210596233 | HRCU-A-CB | 25VNA837A*030* | CNPV*6024AL*+UI | Singlezone Ducted, Centrally Ducted | 32200 | 31200 | 2.52 | 24600 | 1.98
CARRIER | INFINITY 24 HP with GREENSPEED INTELLIGENCE | 210533114 | HRCU-A-CB | 25VNA424A*031* | CSPH*4212AL*+UI | Singlezone Ducted, Centrally Ducted | 26600 | 24600 | 2.6 | 19700 | 2.52
CARRIER | INFINITY 24 HP with GREENSPEED INTELLIGENCE | 210533112 | HRCU-A-CB | 25VNA424A*031* | CSPH*4212AL*+UI | Singlezone Ducted, Centrally Ducted | 26400 | 24600 | 2.6 | 19600 | 2.54
CARRIER | INFINITY 24 HP with GREENSPEED INTELLIGENCE | 210533110 | HRCU-A-CB | 25VNA424A*031* | CSPH*4212AL*+UI | Singlezone Ducted, Centrally Ducted | 26400 | 24600 | 2.6 | 19600 | 2.54
CARRIER | INFINITY 24 HP with GREENSPEED INTELLIGENCE | 210533108 | HRCU-A-CB | 25VNA424A*031* | CSPH*4212AL*+UI | Singlezone Ducted, Centrally Ducted | 26400 | 24600 | 2.6 | 19600 | 2.54
CARRIER | INFINITY 24 HP with GREENSPEED INTELLIGENCE | 210533106 | HRCU-A-CB | 25VNA424A*031* | CSPH*4212AL*+UI | Singlezone Ducted, Centrally Ducted | 26600 | 24800 | 2.56 | 19800 | 2.5
CARRIER | INFINITY 24 HP with GREENSPEED INTELLIGENCE | 210533102 | HRCU-A-CB | 25VNA424A*031* | CSPH*3012AL*+UI | Singlezone Ducted, Centrally Ducted | 27000 | 24800 | 2.54 | 19800 | 2.48
CARRIER | INFINITY 24 HP with GREENSPEED INTELLIGENCE | 210533100 | HRCU-A-CB | 25VNA424A*031* | CSPH*3012AL*+UI | Singlezone Ducted, Centrally Ducted | 27000 | 25000 | 2.52 | 19900 | 2.46
CARRIER | INFINITY 24 HP with GREENSPEED INTELLIGENCE | 210533096 | HRCU-A-CB | 25VNA424A*031* | CSPH*3012AL*+UI | Singlezone Ducted, Centrally Ducted | 27000 | 25000 | 2.5 | 20000 | 2.44
CARRIER | INFINITY 24 HP with GREENSPEED INTELLIGENCE | 210533092 | HRCU-A-CB | 25VNA424A*031* | CSPH*3012AL*+UI | Singlezone Ducted, Centrally Ducted | 27000 | 25000 | 2.5 | 19900 | 2.44
CARRIER | INFINITY 24 HP with GREENSPEED INTELLIGENCE | 210533090 | HRCU-A-CB | 25VNA424A*031* | CSPH*3012AL*+UI | Singlezone Ducted, Centrally Ducted | 27000 | 25000 | 2.52 | 19900 | 2.46
CARRIER | INFINITY 24 HP with GREENSPEED INTELLIGENCE | 210533088 | HRCU-A-CB | 25VNA424A*031* | CSPH*3012AL*+UI | Singlezone Ducted, Centrally Ducted | 27000 | 25000 | 2.52 | 19900 | 2.46
CARRIER | INFINITY 24 HP with GREENSPEED INTELLIGENCE | 210533086 | HRCU-A-CB | 25VNA424A*031* | CSPH*3012AL*+UI | Singlezone Ducted, Centrally Ducted | 27000 | 25000 | 2.52 | 19900 | 2.46
CARRIER | INFINITY 24 HP with GREENSPEED INTELLIGENCE | 210533084 | HRCU-A-CB | 25VNA424A*031* | CSPH*3012AL*+UI | Singlezone Ducted, Centrally Ducted | 27000 | 25000 | 2.52 | 19800 | 2.46
CARRIER | INFINITY 24 HP with GREENSPEED INTELLIGENCE | 210533080 | HRCU-A-CB | 25VNA424A*031* | CNPV*4221AL*+UI | Singlezone Ducted, Centrally Ducted | 26600 | 24800 | 2.52 | 19800 | 2.46
CARRIER | INFINITY 24 HP with GREENSPEED INTELLIGENCE | 210533078 | HRCU-A-CB | 25VNA424A*031* | CNPV*4221AL*+UI | Singlezone Ducted, Centrally Ducted | 26600 | 24800 | 2.52 | 19800 | 2.46
CARRIER | INFINITY 24 HP with GREENSPEED INTELLIGENCE | 210533076 | HRCU-A-CB | 25VNA424A*031* | CNPV*4221AL*+UI | Singlezone Ducted, Centrally Ducted | 26600 | 24800 | 2.52 | 19800 | 2.46
CARRIER | INFINITY 24 HP with GREENSPEED INTELLIGENCE | 210533074 | HRCU-A-CB | 25VNA424A*031* | CNPV*4221AL*+UI | Singlezone Ducted, Centrally Ducted | 26600 | 24800 | 2.52 | 19700 | 2.46
CARRIER | INFINITY 24 HP with GREENSPEED INTELLIGENCE | 210533070 | HRCU-A-CB | 25VNA424A*031* | CNPV*4217AL*+UI | Singlezone Ducted, Centrally Ducted | 26600 | 24800 | 2.56 | 19700 | 2.5
CARRIER | INFINITY 24 HP with GREENSPEED INTELLIGENCE | 210533068 | HRCU-A-CB | 25VNA424A*031* | CNPV*4217AL*+UI | Singlezone Ducted, Centrally Ducted | 26600 | 24800 | 2.56 | 19700 | 2.5
CARRIER | INFINITY 24 HP with GREENSPEED INTELLIGENCE | 210533066 | HRCU-A-CB | 25VNA424A*031* | CNPV*4217AL*+UI | Singlezone Ducted, Centrally Ducted | 26600 | 25000 | 2.52 | 19900 | 2.46
CARRIER | INFINITY 24 HP with GREENSPEED INTELLIGENCE | 210533046 | HRCU-A-CB | 25VNA424A*031* | CAP**4321AL*+UI | Singlezone Ducted, Centrally Ducted | 26400 | 24800 | 2.6 | 19800 | 2.52
CARRIER | INFINITY 24 HP with GREENSPEED INTELLIGENCE | 210533044 | HRCU-A-CB | 25VNA424A*031* | CAP**4321AL*+UI | Singlezone Ducted, Centrally Ducted | 26400 | 24600 | 2.64 | 19600 | 2.58
CARRIER | INFINITY 24 HP with GREENSPEED INTELLIGENCE | 210533042 | HRCU-A-CB | 25VNA424A*031* | CAP**4321AL*+UI | Singlezone Ducted, Centrally Ducted | 26400 | 24800 | 2.58 | 19800 | 2.52
CARRIER | INFINITY 24 HP with GREENSPEED INTELLIGENCE | 210533040 | HRCU-A-CB | 25VNA424A*031* | CAP**4321AL*+UI | Singlezone Ducted, Centrally Ducted | 26400 | 24800 | 2.6 | 19800 | 2.55
CARRIER | INFINITY 24 HP with GREENSPEED INTELLIGENCE | 210533038 | HRCU-A-CB | 25VNA424A*031* | CAP**4321AL*+UI | Singlezone Ducted, Centrally Ducted | 26600 | 24800 | 2.58 | 19900 | 2.52
CARRIER | INFINITY 24 HP with GREENSPEED INTELLIGENCE | 210533036 | HRCU-A-CB | 25VNA424A*031* | CAP**4321AL*+UI | Singlezone Ducted, Centrally Ducted | 26400 | 24800 | 2.62 | 19700 | 2.54
CARRIER | INFINITY 24 HP with GREENSPEED INTELLIGENCE | 210533034 | HRCU-A-CB | 25VNA424A*031* | CAP**4321AL*+UI | Singlezone Ducted, Centrally Ducted | 26400 | 24600 | 2.62 | 19700 | 2.55
CARRIER | INFINITY 24 HP with GREENSPEED INTELLIGENCE | 210533032 | HRCU-A-CB | 25VNA424A*031* | CAP**4321AL*+UI | Singlezone Ducted, Centrally Ducted | 26400 | 24600 | 2.64 | 19600 | 2.56
CARRIER | INFINITY 24 HP with GREENSPEED INTELLIGENCE | 210533030 | HRCU-A-CB | 25VNA424A*031* | CAP**4321AL*+UI | Singlezone Ducted, Centrally Ducted | 26400 | 24600 | 2.64 | 19600 | 2.56
CARRIER | INFINITY 24 HP with GREENSPEED INTELLIGENCE | 210533028 | HRCU-A-CB | 25VNA424A*031* | CAP**4321AL*+UI | Singlezone Ducted, Centrally Ducted | 26400 | 24600 | 2.64 | 19600 | 2.56
CARRIER | INFINITY 24 HP with GREENSPEED INTELLIGENCE | 210533026 | HRCU-A-CB | 25VNA424A*031* | CAP**4321AL*+UI | Singlezone Ducted, Centrally Ducted | 26400 | 24800 | 2.58 | 19800 | 2.52
CARRIER | INFINITY 24 HP with GREENSPEED INTELLIGENCE | 210533024 | HRCU-A-CB | 25VNA424A*031* | CAP**4224AL*+UI | Singlezone Ducted, Centrally Ducted | 26600 | 24800 | 2.54 | 19700 | 2.48
CARRIER | INFINITY 24 HP with GREENSPEED INTELLIGENCE | 210533022 | HRCU-A-CB | 25VNA424A*031* | CAP**4224AL*+UI | Singlezone Ducted, Centrally Ducted | 26600 | 24800 | 2.54 | 19700 | 2.48
CARRIER | INFINITY 24 HP with GREENSPEED INTELLIGENCE | 210533020 | HRCU-A-CB | 25VNA424A*031* | CAP**4221AL*+UI | Singlezone Ducted, Centrally Ducted | 26600 | 24800 | 2.52 | 19700 | 2.46
CARRIER | INFINITY 24 HP with GREENSPEED INTELLIGENCE | 210533018 | HRCU-A-CB | 25VNA424A*031* | CAP**4221AL*+UI | Singlezone Ducted, Centrally Ducted | 26600 | 24800 | 2.52 | 19700 | 2.48
CARRIER | INFINITY 24 HP with GREENSPEED INTELLIGENCE | 210533016 | HRCU-A-CB | 25VNA424A*031* | CAP**4221AL*+UI | Singlezone Ducted, Centrally Ducted | 26600 | 24800 | 2.54 | 19700 | 2.48
CARRIER | INFINITY 24 HP with GREENSPEED INTELLIGENCE | 210533014 | HRCU-A-CB | 25VNA424A*031* | CAP**4221AL*+UI | Singlezone Ducted, Centrally Ducted | 26600 | 24800 | 2.54 | 19700 | 2.48
CARRIER | INFINITY 24 HP with GREENSPEED INTELLIGENCE | 210533012 | HRCU-A-CB | 25VNA424A*031* | CAP**4221AL*+UI | Singlezone Ducted, Centrally Ducted | 26600 | 25000 | 2.5 | 19900 | 2.44
CARRIER | INFINITY 24 HP with GREENSPEED INTELLIGENCE | 210533010 | HRCU-A-CB | 25VNA424A*031* | CAP**3721AL*+UI | Singlezone Ducted, Centrally Ducted | 26400 | 24800 | 2.58 | 19800 | 2.52
CARRIER | INFINITY 24 HP with GREENSPEED INTELLIGENCE | 210533008 | HRCU-A-CB | 25VNA424A*031* | CAP**3721AL*+UI | Singlezone Ducted, Centrally Ducted | 26400 | 24600 | 2.64 | 19600 | 2.58
CARRIER | INFINITY 24 HP with GREENSPEED INTELLIGENCE | 210533006 | HRCU-A-CB | 25VNA424A*031* | CAP**3721AL*+UI | Singlezone Ducted, Centrally Ducted | 26400 | 24800 | 2.58 | 19800 | 2.52
CARRIER | INFINITY 24 HP with GREENSPEED INTELLIGENCE | 210533004 | HRCU-A-CB | 25VNA424A*031* | CAP**3721AL*+UI | Singlezone Ducted, Centrally Ducted | 26400 | 24800 | 2.6 | 19800 | 2.55
CARRIER | INFINITY 24 HP with GREENSPEED INTELLIGENCE | 210533002 | HRCU-A-CB | 25VNA424A*031* | CAP**3721AL*+UI | Singlezone Ducted, Centrally Ducted | 26600 | 24800 | 2.58 | 19900 | 2.52
CARRIER | INFINITY 24 HP with GREENSPEED INTELLIGENCE | 210533000 | HRCU-A-CB | 25VNA424A*031* | CAP**3721AL*+UI | Singlezone Ducted, Centrally Ducted | 26400 | 24800 | 2.62 | 19700 | 2.54
CARRIER | INFINITY 24 HP with GREENSPEED INTELLIGENCE | 210532998 | HRCU-A-CB | 25VNA424A*031* | CAP**3721AL*+UI | Singlezone Ducted, Centrally Ducted | 26400 | 24600 | 2.62 | 19700 | 2.55
CARRIER | INFINITY 24 HP with GREENSPEED INTELLIGENCE | 210532996 | HRCU-A-CB | 25VNA424A*031* | CAP**3721AL*+UI | Singlezone Ducted, Centrally Ducted | 26400 | 24600 | 2.62 | 19700 | 2.55
CARRIER | INFINITY 24 HP with GREENSPEED INTELLIGENCE | 210532994 | HRCU-A-CB | 25VNA424A*031* | CAP**3721AL*+UI | Singlezone Ducted, Centrally Ducted | 26400 | 24600 | 2.64 | 19600 | 2.56
CARRIER | INFINITY 24 HP with GREENSPEED INTELLIGENCE | 210532992 | HRCU-A-CB | 25VNA424A*031* | CAP**3721AL*+UI | Singlezone Ducted, Centrally Ducted | 26400 | 24600 | 2.64 | 19600 | 2.56
CARRIER | INFINITY 24 HP with GREENSPEED INTELLIGENCE | 210532990 | HRCU-A-CB | 25VNA424A*031* | CAP**3721AL*+UI | Singlezone Ducted, Centrally Ducted | 26600 | 24800 | 2.58 | 19800 | 2.52
CARRIER | INFINITY 24 HP with GREENSPEED INTELLIGENCE | 210532966 | HRCU-A-CB | 25VNA424A*031* | CAP**2517AL*+UI | Singlezone Ducted, Centrally Ducted | 26400 | 24600 | 2.62 | 19600 | 2.56
CARRIER | INFINITY 24 HP with GREENSPEED INTELLIGENCE | 210532964 | HRCU-A-CB | 25VNA424A*031* | CAP**2517AL*+UI | Singlezone Ducted, Centrally Ducted | 26400 | 24800 | 2.6 | 19700 | 2.54
CARRIER | INFINITY 24 HP with GREENSPEED INTELLIGENCE | 210532962 | HRCU-A-CB | 25VNA424A*031* | CAP**2517AL*+UI | Singlezone Ducted, Centrally Ducted | 26600 | 25000 | 2.56 | 19900 | 2.5
CARRIER | INFINITY 24 HP with GREENSPEED INTELLIGENCE | 210532960 | HRCU-A-CB | 25VNA424A*031* | CAP**2517AL*+UI | Singlezone Ducted, Centrally Ducted | 26600 | 24800 | 2.58 | 19800 | 2.52
CARRIER | INFINITY 24 HP with GREENSPEED INTELLIGENCE | 210532958 | HRCU-A-CB | 25VNA424A*031* | CAP**2517AL*+UI | Singlezone Ducted, Centrally Ducted | 26600 | 25000 | 2.56 | 19900 | 2.5
CARRIER | INFINITY 24 HP with GREENSPEED INTELLIGENCE | 210532956 | HRCU-A-CB | 25VNA424A*031* | CAP**2517AL*+UI | Singlezone Ducted, Centrally Ducted | 26400 | 24800 | 2.6 | 19800 | 2.52
CARRIER | INFINITY 24 HP with GREENSPEED INTELLIGENCE | 210532954 | HRCU-A-CB | 25VNA424A*031* | CAP**2517AL*+UI | Singlezone Ducted, Centrally Ducted | 26600 | 24800 | 2.6 | 19700 | 2.54
CARRIER | INFINITY 24 HP with GREENSPEED INTELLIGENCE | 210532952 | HRCU-A-CB | 25VNA424A*031* | CAP**2517AL*+UI | Singlezone Ducted, Centrally Ducted | 26400 | 24800 | 2.62 | 19700 | 2.54
CARRIER | INFINITY 24 HP with GREENSPEED INTELLIGENCE | 210532950 | HRCU-A-CB | 25VNA424A*031* | CAP**2517AL*+UI | Singlezone Ducted, Centrally Ducted | 26600 | 25000 | 2.56 | 19900 | 2.5
CARRIER | INFINITY 24 HP with GREENSPEED INTELLIGENCE | 206788573 | HRCU-A-CB | 25VNA424A*031* | CSPH*3612AL*+UI | Singlezone Ducted, Centrally Ducted | 26600 | 24800 | 2.58 | 19700 | 2.52
CARRIER | INFINITY 24 HP with GREENSPEED INTELLIGENCE | 206788572 | HRCU-A-CB | 25VNA424A*031* | CSPH*3612AL*+UI | Singlezone Ducted, Centrally Ducted | 26600 | 24800 | 2.58 | 19700 | 2.52
CARRIER | INFINITY 24 HP with GREENSPEED INTELLIGENCE | 206788571 | HRCU-A-CB | 25VNA424A*031* | CSPH*3612AL*+UI | Singlezone Ducted, Centrally Ducted | 26600 | 25000 | 2.54 | 19900 | 2.46
CARRIER | INFINITY 24 HP with GREENSPEED INTELLIGENCE | 206788566 | HRCU-A-CB | 25VNA424A*031* | CAP**3621AL*+UI | Singlezone Ducted, Centrally Ducted | 26600 | 24800 | 2.5 | 19700 | 2.44
CARRIER | INFINITY 24 HP with GREENSPEED INTELLIGENCE | 206788565 | HRCU-A-CB | 25VNA424A*031* | CAP**3621AL*+UI | Singlezone Ducted, Centrally Ducted | 26600 | 24800 | 2.5 | 19700 | 2.44
CARRIER | INFINITY 24 HP with GREENSPEED INTELLIGENCE | 206788560 | HRCU-A-CB | 25VNA424A*031* | CSPH*3612AL*+UI | Singlezone Ducted, Centrally Ducted | 26600 | 24800 | 2.56 | 19700 | 2.5
CARRIER | INFINITY 24 HP with GREENSPEED INTELLIGENCE | 206788559 | HRCU-A-CB | 25VNA424A*031* | CSPH*3612AL*+UI | Singlezone Ducted, Centrally Ducted | 26600 | 24800 | 2.56 | 19700 | 2.5
CARRIER | INFINITY 24 HP with GREENSPEED INTELLIGENCE | 206788549 | HRCU-A-CB | 25VNA424A*031* | CAP**3621AL*+UI | Singlezone Ducted, Centrally Ducted | 26600 | 24800 | 2.5 | 19800 | 2.44
CARRIER | INFINITY 24 HP with GREENSPEED INTELLIGENCE | 206788529 | HRCU-A-CB | 25VNA424A*031* | CSPH*4212AL*+UI | Singlezone Ducted, Centrally Ducted | 26600 | 24800 | 2.58 | 19800 | 2.5
CARRIER | INFINITY 24 HP with GREENSPEED INTELLIGENCE | 206788528 | HRCU-A-CB | 25VNA424A*031* | CSPH*4212AL*+UI | Singlezone Ducted, Centrally Ducted | 26600 | 24800 | 2.56 | 19900 | 2.5
CARRIER | INFINITY 24 HP with GREENSPEED INTELLIGENCE | 206788524 | HRCU-A-CB | 25VNA424A*031* | CSPH*4212AL*+UI | Singlezone Ducted, Centrally Ducted | 26600 | 24800 | 2.58 | 19700 | 2.52
CARRIER | INFINITY 24 HP with GREENSPEED INTELLIGENCE | 206788523 | HRCU-A-CB | 25VNA424A*031* | CSPH*4212AL*+UI | Singlezone Ducted, Centrally Ducted | 26600 | 25000 | 2.54 | 19900 | 2.48
CARRIER | INFINITY 24 HP with GREENSPEED INTELLIGENCE | 206788521 | HRCU-A-CB | 25VNA424A*031* | CSPH*3612AL*+UI | Singlezone Ducted, Centrally Ducted | 26600 | 24800 | 2.54 | 19800 | 2.48
CARRIER | INFINITY 24 HP with GREENSPEED INTELLIGENCE | 206788520 | HRCU-A-CB | 25VNA424A*031* | CSPH*3612AL*+UI | Singlezone Ducted, Centrally Ducted | 26600 | 25000 | 2.52 | 19900 | 2.46
CARRIER | INFINITY 24 HP with GREENSPEED INTELLIGENCE | 206788516 | HRCU-A-CB | 25VNA424A*031* | CSPH*3612AL*+UI | Singlezone Ducted, Centrally Ducted | 26600 | 24800 | 2.56 | 19800 | 2.5
CARRIER | INFINITY 24 HP with GREENSPEED INTELLIGENCE | 206788515 | HRCU-A-CB | 25VNA424A*031* | CSPH*3612AL*+UI | Singlezone Ducted, Centrally Ducted | 26800 | 25000 | 2.52 | 20000 | 2.46
CARRIER | INFINITY 24 HP with GREENSPEED INTELLIGENCE | 206788500 | HRCU-A-CB | 25VNA424A*031* | CNPV*4221AL*+UI | Singlezone Ducted, Centrally Ducted | 26600 | 25000 | 2.5 | 19900 | 2.44
CARRIER | INFINITY 24 HP with GREENSPEED INTELLIGENCE | 206788496 | HRCU-A-CB | 25VNA424A*031* | CNPV*4221AL*+UI | Singlezone Ducted, Centrally Ducted | 26600 | 24800 | 2.5 | 19800 | 2.46
CARRIER | INFINITY 24 HP with GREENSPEED INTELLIGENCE | 206788494 | HRCU-A-CB | 25VNA424A*031* | CNPV*4217AL*+UI | Singlezone Ducted, Centrally Ducted | 26600 | 24800 | 2.54 | 19800 | 2.48
CARRIER | INFINITY 24 HP with GREENSPEED INTELLIGENCE | 206788493 | HRCU-A-CB | 25VNA424A*031* | CNPV*4217AL*+UI | Singlezone Ducted, Centrally Ducted | 26600 | 25000 | 2.52 | 19900 | 2.46
CARRIER | INFINITY 24 HP with GREENSPEED INTELLIGENCE | 206788492 | HRCU-A-CB | 25VNA424A*031* | CNPV*4217AL*+UI | Singlezone Ducted, Centrally Ducted | 26600 | 24800 | 2.56 | 19800 | 2.48
CARRIER | INFINITY 24 HP with GREENSPEED INTELLIGENCE | 206788491 | HRCU-A-CB | 25VNA424A*031* | CNPV*4217AL*+UI | Singlezone Ducted, Centrally Ducted | 26800 | 25000 | 2.5 | 20000 | 2.44
CARRIER | INFINITY 24 HP with GREENSPEED INTELLIGENCE | 206788462 | HRCU-A-CB | 25VNA424A*031* | CAP**4221AL*+UI | Singlezone Ducted, Centrally Ducted | 26600 | 24800 | 2.5 | 19900 | 2.44
CARRIER | INFINITY 24 HP with GREENSPEED INTELLIGENCE | 206788458 | HRCU-A-CB | 25VNA424A*031* | CAP**4221AL*+UI | Singlezone Ducted, Centrally Ducted | 26600 | 24800 | 2.52 | 19800 | 2.46
CARRIER | INFINITY 24 HP with GREENSPEED INTELLIGENCE | 206788427 | HRCU-A-CB | 25VNA424A*031* | CSPH*4212AL*+UI | Singlezone Ducted, Centrally Ducted | 26400 | 24600 | 2.62 | 19600 | 2.54
CARRIER | INFINITY 24 HP with GREENSPEED INTELLIGENCE | 206788426 | HRCU-A-CB | 25VNA424A*031* | CSPH*4212AL*+UI | Singlezone Ducted, Centrally Ducted | 26400 | 24600 | 2.6 | 19700 | 2.52
CARRIER | INFINITY 24 HP with GREENSPEED INTELLIGENCE | 206788422 | HRCU-A-CB | 25VNA424A*031* | CSPH*4212AL*+UI | Singlezone Ducted, Centrally Ducted | 26600 | 24800 | 2.56 | 19800 | 2.5
CARRIER | INFINITY 24 HP with GREENSPEED INTELLIGENCE | 206788421 | HRCU-A-CB | 25VNA424A*031* | CSPH*4212AL*+UI | Singlezone Ducted, Centrally Ducted | 26600 | 24800 | 2.56 | 19800 | 2.5
CARRIER | INFINITY 24 HP with GREENSPEED INTELLIGENCE | 206788418 | HRCU-A-CB | 25VNA424A*031* | CSPH*3612AL*+UI | Singlezone Ducted, Centrally Ducted | 26400 | 24600 | 2.58 | 19600 | 2.52
CARRIER | INFINITY 24 HP with GREENSPEED INTELLIGENCE | 206788417 | HRCU-A-CB | 25VNA424A*031* | CSPH*3612AL*+UI | Singlezone Ducted, Centrally Ducted | 26600 | 24800 | 2.56 | 19700 | 2.5
CARRIER | INFINITY 24 HP with GREENSPEED INTELLIGENCE | 206788413 | HRCU-A-CB | 25VNA424A*031* | CSPH*3612AL*+UI | Singlezone Ducted, Centrally Ducted | 26600 | 25000 | 2.54 | 19900 | 2.48
CARRIER | INFINITY 24 HP with GREENSPEED INTELLIGENCE | 206788412 | HRCU-A-CB | 25VNA424A*031* | CSPH*3612AL*+UI | Singlezone Ducted, Centrally Ducted | 26600 | 25000 | 2.54 | 19900 | 2.46
CARRIER | INFINITY 24 HP with GREENSPEED INTELLIGENCE | 206788392 | HRCU-A-CB | 25VNA424A*031* | CNPV*4221AL*+UI | Singlezone Ducted, Centrally Ducted | 26600 | 24800 | 2.54 | 19700 | 2.48
CARRIER | INFINITY 24 HP with GREENSPEED INTELLIGENCE | 206788386 | HRCU-A-CB | 25VNA424A*031* | CNPV*4217AL*+UI | Singlezone Ducted, Centrally Ducted | 26400 | 24600 | 2.58 | 19700 | 2.52
CARRIER | INFINITY 24 HP with GREENSPEED INTELLIGENCE | 206788385 | HRCU-A-CB | 25VNA424A*031* | CNPV*4217AL*+UI | Singlezone Ducted, Centrally Ducted | 26600 | 24800 | 2.56 | 19700 | 2.5
CARRIER | INFINITY 24 HP with GREENSPEED INTELLIGENCE | 206788384 | HRCU-A-CB | 25VNA424A*031* | CNPV*4217AL*+UI | Singlezone Ducted, Centrally Ducted | 26600 | 25000 | 2.52 | 19900 | 2.46
CARRIER | INFINITY 24 HP with GREENSPEED INTELLIGENCE | 206788350 | HRCU-A-CB | 25VNA424A*031* | CAP**4224AL*+UI | Singlezone Ducted, Centrally Ducted | 26600 | 25000 | 2.5 | 19900 | 2.44
CARRIER | INFINITY 24 HP with GREENSPEED INTELLIGENCE | 206788348 | HRCU-A-CB | 25VNA424A*031* | CAP**4221AL*+UI | Singlezone Ducted, Centrally Ducted | 26400 | 24600 | 2.54 | 19700 | 2.48
CARRIER | INFINITY 24 HP with GREENSPEED INTELLIGENCE | 206788345 | HRCU-A-CB | 25VNA424A*031* | CAP**4221AL*+UI | Singlezone Ducted, Centrally Ducted | 26600 | 25000 | 2.5 | 19900 | 2.44
CARRIER | INFINITY 24 HP with GREENSPEED INTELLIGENCE | 206788344 | HRCU-A-CB | 25VNA424A*031* | CAP**4221AL*+UI | Singlezone Ducted, Centrally Ducted | 26600 | 25000 | 2.5 | 19900 | 2.44
CARRIER | INFINITY 24 HP with GREENSPEED INTELLIGENCE | 206788341 | HRCU-A-CB | 25VNA424A*031* | CAP**3621AL*+UI | Singlezone Ducted, Centrally Ducted | 26600 | 24800 | 2.5 | 19700 | 2.46
CARRIER | INFINITY 24 HP with GREENSPEED INTELLIGENCE | 206788335 | HRCU-A-CB | 25VNA424A*031* | CAP**3617AL*+UI | Singlezone Ducted, Centrally Ducted | 26600 | 24800 | 2.5 | 19700 | 2.44
CARRIER | INFINITY 24 HP with GREENSPEED INTELLIGENCE | 206788330 | HRCU-A-CB | 25VNA424A*031* | FE4AN(B,F)003L+UI | Singlezone Ducted, Centrally Ducted | 26400 | 24800 | 2.5 | 19700 | 2.46
CARRIER | INFINITY 24 HP with GREENSPEED INTELLIGENCE | 206788329 | HRCU-A-CB | 25VNA424A*031* | FE4ANF002L+UI | Singlezone Ducted, Centrally Ducted | 26600 | 24800 | 2.54 | 19800 | 2.48
CARRIER | Performance | 202345965 | HMSV-A-CB | 38MGRQ18B--3 |  | Multizone All Ducted | 18500 | 11500 | 2.7 | 14400 | 2.1
CARRIER | Performance | 8738634 | HRCU-A-CB-O | 38MAQB12R--1 | 40MAQB12B--1 | Singlezone Non-Ducted, Wall Placement | 12000 | 7600 | 2.59 | 6490 | 1.94
CARRIER |  | 8738635 | HRCU-A-CB-O | 38MAQB09R--3 | 40MAQB09B--3 | Singlezone Non-Ducted, Wall Placement | 10900 | 6900 | 2.73 | 10900 | 1.98
CARRIER | Infinity | 201753411 | HRCU-A-CB-O | 38MPRAQ12AA3 | 40MPHAQ12XA3 | Singlezone Non-Ducted, Wall Placement | 12000 | 6800 | 2.66 | 13887 | 2
CARRIER | Infinity | 201753408 | HRCU-A-CB-O | 38MPRAQ09AA3 | 40MPHAQ09XA3 | Singlezone Non-Ducted, Wall Placement | 10000 | 7200 | 2.78 | 13000 | 2.01
CARRIER | Infinity | 202463635 | HRCU-A-CB-O | 38MPRAQ24AA3 | 40MPHAQ24XA3 | Singlezone Non-Ducted, Wall Placement | 24000 | 15450 | 3 | 24000 | 2
CARRIER | Infinity | 202463634 | HRCU-A-CB-O | 38MPRAQ18AA3 | 40MPHAQ18XA3 | Singlezone Non-Ducted, Wall Placement | 18000 | 12300 | 3.19 | 18000 | 2
CARRIER |  | 8738636 | HRCU-A-CB-O | 38MAQB12R--3 | 40MAQB12B--3 | Singlezone Non-Ducted, Wall Placement | 12000 | 7800 | 2.66 | 12010 | 1.98
CARRIER | Performance | 206348134 | HRCU-A-CB-O | 38MARBQ12AA1 | 40MAHBQ12XA1 | Singlezone Non-Ducted, Wall Placement | 12100 | 7400 | 2.68 | 6980 | 2.18
CARRIER | Performance | 206396031 | HRCU-A-CB-O | 38MAQB12R--3 | 40MAHBQ12XA3 | Singlezone Non-Ducted, Wall Placement | 12000 | 7500 | 2.56 | 12010 | 1.98
CARRIER | Performance | 206350336 | HRCU-A-CB | 38MARBQ24AA3 | 40MBDQ24--3 | Singlezone Ducted, Compact Ducted | 24600 | 14500 | 2.8 | 27910 | 2.01
CARRIER | Performance Series | 207642880 | HMSV-A-CB | 38MGHBQ24CA3 |  | Multizone All Ducted | 24000 | 18500 | 2.85 | 21500 | 1.95
CARRIER | INFINITY 24 HP with GREENSPEED INTELLIGENCE | 206788899 | HRCU-A-CB | 25VNA448A*031* | FE4ANB006L+UI | Singlezone Ducted, Centrally Ducted | 45500 | 42500 | 2.58 | 35600 | 2.44
CARRIER | INFINITY 24 HP with GREENSPEED INTELLIGENCE | 206788907 | HRCU-A-CB | 25VNA448A*031* | CAP**6124AL*+UI | Singlezone Ducted, Centrally Ducted | 46000 | 43000 | 2.5 | 36000 | 2.38
CARRIER | INFINITY 24 HP with GREENSPEED INTELLIGENCE | 206788911 | HRCU-A-CB | 25VNA448A*031* | CSPH*6012AL*+UI | Singlezone Ducted, Centrally Ducted | 46000 | 43000 | 2.5 | 36000 | 2.38
CARRIER | INFINITY 24 HP with GREENSPEED INTELLIGENCE | 206788934 | HRCU-A-CB | 25VNA448A*031* | CAP**6124AL*+UI | Singlezone Ducted, Centrally Ducted | 46000 | 43000 | 2.5 | 36200 | 2.38
CARRIER | INFINITY 24 HP with GREENSPEED INTELLIGENCE | 206788963 | HRCU-A-CB | 25VNA448A*031* | CAP**6121AL*+UI | Singlezone Ducted, Centrally Ducted | 46000 | 43000 | 2.5 | 36200 | 2.38
CARRIER | INFINITY 24 HP with GREENSPEED INTELLIGENCE | 206788965 | HRCU-A-CB | 25VNA448A*031* | CAP**6124AL*+UI | Singlezone Ducted, Centrally Ducted | 46000 | 43000 | 2.5 | 36200 | 2.38
CARRIER | INFINITY 24 HP with GREENSPEED INTELLIGENCE | 206788970 | HRCU-A-CB | 25VNA460A*031* | FE4ANB006L+UI | Singlezone Ducted, Centrally Ducted | 59500 | 50000 | 2.58 | 38500 | 2.18
CARRIER | INFINITY 24 HP with GREENSPEED INTELLIGENCE | 206788985 | HRCU-A-CB | 25VNA460A*031* | CAP**6124AL*+UI | Singlezone Ducted, Centrally Ducted | 60500 | 51000 | 2.5 | 39000 | 2.1
CARRIER | INFINITY 24 HP with GREENSPEED INTELLIGENCE | 206788988 | HRCU-A-CB | 25VNA460A*031* | CAP**6124AL*+UI | Singlezone Ducted, Centrally Ducted | 60500 | 51000 | 2.5 | 39000 | 2.1
CARRIER | INFINITY 24 HP with GREENSPEED INTELLIGENCE | 206788989 | HRCU-A-CB | 25VNA460A*031* | CAP**6124AL*+UI | Singlezone Ducted, Centrally Ducted | 60500 | 51000 | 2.5 | 39000 | 2.1
CARRIER | INFINITY 24 HP with GREENSPEED INTELLIGENCE | 206789004 | HRCU-A-CB | 25VNA460A*031* | CAP**6121AL*+UI | Singlezone Ducted, Centrally Ducted | 60500 | 50500 | 2.5 | 39000 | 2.1
CARRIER | INFINITY 24 HP with GREENSPEED INTELLIGENCE | 206789005 | HRCU-A-CB | 25VNA460A*031* | CAP**6124AL*+UI | Singlezone Ducted, Centrally Ducted | 60500 | 50500 | 2.52 | 39000 | 2.12
CARRIER | INFINITY 24 HP with GREENSPEED INTELLIGENCE | 206789009 | HRCU-A-CB | 25VNA460A*031* | CAP**6121AL*+UI | Singlezone Ducted, Centrally Ducted | 60500 | 50500 | 2.5 | 39000 | 2.1
CARRIER | INFINITY 24 HP with GREENSPEED INTELLIGENCE | 206789010 | HRCU-A-CB | 25VNA460A*031* | CAP**6124AL*+UI | Singlezone Ducted, Centrally Ducted | 60500 | 51000 | 2.5 | 39000 | 2.1
CARRIER | INFINITY 24 HP with GREENSPEED INTELLIGENCE | 206789011 | HRCU-A-CB | 25VNA460A*031* | CAP**6124AL*+UI | Singlezone Ducted, Centrally Ducted | 60500 | 50500 | 2.52 | 39000 | 2.1
CARRIER | INFINITY 24 HP with GREENSPEED INTELLIGENCE | 210720709 | HRCU-A-CB | 25VNA460A*031* | CAP**6124AL*+UI | Singlezone Ducted, Centrally Ducted | 60500 | 51000 | 2.5 | 39000 | 2.1
CARRIER | INFINITY 24 HP with GREENSPEED INTELLIGENCE | 210720711 | HRCU-A-CB | 25VNA460A*031* | CAP**6124AL*+UI | Singlezone Ducted, Centrally Ducted | 60500 | 50500 | 2.52 | 39000 | 2.12
CARRIER | INFINITY 24 HP with GREENSPEED INTELLIGENCE | 210720713 | HRCU-A-CB | 25VNA460A*031* | CAP**6124AL*+UI | Singlezone Ducted, Centrally Ducted | 60500 | 51000 | 2.5 | 39000 | 2.1
CARRIER | INFINITY 18VS HEAT PUMP | 206764365 | HRCU-A-CB | 25VNA825A*032* | CAP**3721AL*+UI | Singlezone Ducted, Centrally Ducted | 21000 | 20400 | 2.54 | 18100 | 2.24
CARRIER | INFINITY 18VS HEAT PUMP | 210473237 | HRCU-A-CB | 25VNA825A*032* | CAP**4321AL*+UI | Singlezone Ducted, Centrally Ducted | 21000 | 20400 | 2.54 | 18100 | 2.24
CARRIER | Performance Series | 207642888 | HMSR-A-CB-O | 38MGHBQ48EA3 |  | Multizone All Non-Ducted | 49000 | 30000 | 2.5 | 48000 | 2
CARRIER | Performance Series | 207642882 | HMSR-A-CB-O | 38MGHBQ30DA3 |  | Multizone All Non-Ducted | 30000 | 17500 | 2.82 | 29400 | 1.9
CARRIER |  | 9118461 | HMSR-A-CB-O | 38MGRQ18B--3 |  | Multizone All Non-Ducted | 19000 | 12000 | 2.81 | 13990 | 2.15
CARRIER |  | 9118473 | HMSR-A-CB-O | 38MGRQ36D--3 |  | Multizone All Non-Ducted | 36000 | 23200 | 2.79 | 36080 | 1.96
CARRIER |  | 9118477 | HMSR-A-CB-O | 38MGRQ48E--3 |  | Multizone All Non-Ducted | 48000 | 29600 | 2.7 | 36340 | 1.98
CARRIER | PERFORMANCE | 208447885 | HRCU-A-CB | 38MURAQ18AB3 | 40MUAAQ18XA3 | Singlezone Ducted, Centrally Ducted | 19000 | 13500 | 2.5 | 18000 | 2
CARRIER | Performance | 207826660 | HMSV-A-CB | 38MARBQ24AA3 | 40MBABQ24XB3 | Singlezone Ducted, Centrally Ducted | 26000 | 16200 | 2.79 | 21507 | 1.95
CENTURY | A series | 212940798 | HRCU-A-C | A-VCD24SA-1 | MCD18/24B1A | Singlezone Ducted, Centrally Ducted | 25000 | 21000 | 2.58 | 20000 | 1.95
CENTURY | A-series | 212940821 | HMSR-A-CB-O | A-VMH18DV-1 |  | Multizone All Non-Ducted | 20000 | 15000 | 2.5 | 20000 | 1.93
CENTURY |  | 201862958 | HMSR-A-CB-O | A-VMH28TU-1 |  | Multizone All Non-Ducted | 31400 | 18000 | 2.75 | 26357 | 1.97
CENTURY |  | 201862959 | HMSR-A-CB-O | A-VMH36QU-1 |  | Multizone All Non-Ducted | 36000 | 23200 | 2.78 | 36000 | 1.96
CENTURY | A series | 212940799 | HRCU-A-C | A-VCD18SA-1 | MCD18/24B1A | Singlezone Ducted, Centrally Ducted | 19000 | 14700 | 2.6 | 15000 | 2.2
CENTURY | A-series | 212940814 | HRCU-A-CB-O | A-VMH09SV-1 | B-VMH09SV-1 | Singlezone Non-Ducted, Wall Placement | 12000 | 9500 | 2.53 | 11109 | 1.97
CENTURY | A-series | 212940813 | HRCU-A-CB-O | A-VMH06SV-1 | B-VMH06SV-1 | Singlezone Non-Ducted, Wall Placement | 7000 | 8500 | 2.9 | 8581 | 2.19
CENTURY |  | 207071379 | HRCU-A-CB | HRG1836S1P | EAH1P30B+H4TXV01 | Singlezone Ducted, Centrally Ducted | 24000 | 15300 | 2.51 | 12500 | 2.19
CENTURY |  | 207071361 | HRCU-A-CB | HRG1836S1P | EAH1P30A+H4TXV01 | Singlezone Ducted, Centrally Ducted | 24000 | 15200 | 2.5 | 12500 | 2.19
CENTURY |  | 207071367 | HRCU-A-CB | HRG1836S1P | EAH1P30B+H4TXV01 | Singlezone Ducted, Centrally Ducted | 24000 | 15300 | 2.51 | 12500 | 2.19
CENTURY |  | 207071377 | HRCU-A-CB | HRG1836S1P | EAH1P30B+H4TXV01 | Singlezone Ducted, Centrally Ducted | 24000 | 15300 | 2.51 | 12500 | 2.18
CENTURY |  | 207071363 | HRCU-A-CB | HRG1836S1P | EAH1P30B+H4TXV01 | Singlezone Ducted, Centrally Ducted | 24000 | 15300 | 2.51 | 12500 | 2.18
CENTURY |  | 207071365 | HRCU-A-CB | HRG1836S1P | EAH1P30B+H4TXV01 | Singlezone Ducted, Centrally Ducted | 24000 | 15300 | 2.52 | 12500 | 2.19
CENTURY | A-series | 212940820 | HMSV-A-CB | A-VMH18DV-1 |  | Multizone All Ducted | 20000 | 16000 | 2.61 | 20000 | 1.95
CENTURY | A-series | 212940822 | HMSV-A-CB | A-VMH18DV-1 |  | Multizone Mix of Ducted and Non-Ducted | 20000 | 15500 | 2.55 | 20000 | 1.95
CENTURY | A series | 212940800 | HRCU-A-CB | A-VCD18SA-1 | B-VCD18SA-1 | Singlezone Ducted, Centrally Ducted | 19000 | 13500 | 2.6 | 18629 | 2.04
CENTURY | A series | 212940802 | HRCU-A-CB | A-VCD24SA-1 | B-VCD24SA-1 | Singlezone Ducted, Centrally Ducted | 24000 | 19200 | 2.5 | 24071 | 1.91
CENTURY | A-VMH Series | 214442636 | HMSV-A-CB | A-VMH55PV-1 |  | Multizone Mix of Ducted and Non-Ducted | 55000 | 34800 | 2.5 | 47000 | 1.94
CENTURY | A-VMH Series | 214442635 | HMSV-A-CB | A-VMH55PV-1 |  | Multizone All Ducted | 55000 | 35200 | 2.5 | 47000 | 1.94
CENTURY | A-VMH Series | 214442634 | HMSR-A-CB-O | A-VMH55PV-1 |  | Multizone All Non-Ducted | 55000 | 34400 | 2.5 | 47000 | 1.94
CHAMPION HEATING AND COOLING | LX SERIES | 214397432 | HRCU-A-CB | HH860E2S11 | CTF60D5CGS1+JMVT20DC2N1 | Singlezone Ducted, Centrally Ducted | 44500 | 33000 | 2.56 | 33400 | 2
CHAMPION HEATING AND COOLING | LX SERIES | 214397023 | HRCU-A-CB | HH860E2S11 | CTF60C5CGS1+JMET16CS2N1 | Singlezone Ducted, Centrally Ducted | 45500 | 34400 | 2.58 | 34200 | 2
CHAMPION HEATING AND COOLING | LX SERIES | 214584604 | HRCU-A-CB | HH860E2S11 | CTF60C5CGS1 | Singlezone Ducted, Centrally Ducted | 45500 | 33800 | 2.52 | 34000 | 2
CHAMPION HEATING AND COOLING | LX SERIES | 214397170 | HRCU-A-CB | HH860E2S11 | CTF60D5CHS1+JMC20D2SN1 | Singlezone Ducted, Centrally Ducted | 53000 | 36600 | 2.6 | 38000 | 2
CHAMPION HEATING AND COOLING | LX SERIES | 214584614 | HRCU-A-CB | HH860E2S11 | CTF60C5CGS1 | Singlezone Ducted, Centrally Ducted | 44500 | 33000 | 2.5 | 33400 | 2
CHAMPION HEATING AND COOLING | LX SERIES | 214397462 | HRCU-A-CB | HH860E2S11 | CTF60C5CGS1 | Singlezone Ducted, Centrally Ducted | 45000 | 33400 | 2.5 | 33800 | 2
CHAMPION HEATING AND COOLING | LX SERIES | 214397457 | HRCU-A-CB | HH860E2S11 | CTF60C5CGS1 | Singlezone Ducted, Centrally Ducted | 45000 | 33400 | 2.5 | 33800 | 2
CHAMPION HEATING AND COOLING | LX SERIES | 214398293 | HRCU-A-CB | HH860E2S11 | CTF60C5CGS1+JME16C2SN1 | Singlezone Ducted, Centrally Ducted | 45500 | 34200 | 2.58 | 33800 | 2
CHAMPION HEATING AND COOLING | LX SERIES | 214584754 | HRCU-A-CB | HH860E2S11 | CTF60C5CGS1 | Singlezone Ducted, Centrally Ducted | 44500 | 32600 | 2.5 | 33400 | 2
CHAMPION HEATING AND COOLING | LX SERIES | 214398254 | HRCU-A-CB | HH860E2S11 | CTF60C5CGS1+JMC17C2SN1 | Singlezone Ducted, Centrally Ducted | 44000 | 32400 | 2.5 | 33200 | 2
CHAMPION HEATING AND COOLING | LX SERIES | 214609061 | HRCU-A-CB | HH860E2S11 | CTF60C5CGS1 | Singlezone Ducted, Centrally Ducted | 47000 | 33800 | 2.5 | 34000 | 2
CHAMPION HEATING AND COOLING | LX SERIES | 214584719 | HRCU-A-CB | HH860E2S11 | CTF60C5CGS1 | Singlezone Ducted, Centrally Ducted | 44500 | 32800 | 2.5 | 33400 | 2
CHAMPION HEATING AND COOLING | LX SERIES | 214397033 | HRCU-A-CB | HH860E2S11 | CTF60D5CGS1+JME18D2SN1 | Singlezone Ducted, Centrally Ducted | 45500 | 34400 | 2.62 | 33800 | 2
CHAMPION HEATING AND COOLING | LX SERIES | 214397857 | HRCU-A-CB | HH860E2S11 | CTF60D5CGS1+JMC20D2SN1 | Singlezone Ducted, Centrally Ducted | 44500 | 33000 | 2.56 | 33400 | 2
CHAMPION HEATING AND COOLING | LX SERIES | 214396582 | HRCU-A-CB | HH860E2S11 | CTF60C5CGS1+JMC16C2SN1 | Singlezone Ducted, Centrally Ducted | 44000 | 32400 | 2.5 | 33200 | 2
CHAMPION HEATING AND COOLING | LX SERIES | 214397837 | HRCU-A-CB | HH860E2S11 | CTF60C5CGS1+JMVT17CC2N1 | Singlezone Ducted, Centrally Ducted | 44000 | 32400 | 2.5 | 33200 | 2
CHAMPION HEATING AND COOLING | LX SERIES | 214396743 | HRCU-A-CB | HH860E2S11 | CTF60D5CHS1+JME18D2SN1 | Singlezone Ducted, Centrally Ducted | 53500 | 36600 | 2.62 | 38500 | 2
CHAMPION HEATING AND COOLING | LX SERIES | 214397590 | HRCU-A-CB | HH860E2S11 | CTF60D5CHS1+JMET18DS2N1 | Singlezone Ducted, Centrally Ducted | 53500 | 36600 | 2.6 | 38500 | 2
CHAMPION HEATING AND COOLING | LX SERIES | 214398377 | HRCU-A-CB | HH824E2S11 | CTF30B5ACS1+JMET12BS2N1 | Singlezone Ducted, Centrally Ducted | 23000 | 18400 | 2.78 | 18100 | 2
CHAMPION HEATING AND COOLING | LX SERIES | 214396696 | HRCU-A-CB | HH824E2S11 | CTF30B5ACS1+JMC12B2SN1 | Singlezone Ducted, Centrally Ducted | 23000 | 18600 | 2.84 | 18300 | 2
CHAMPION HEATING AND COOLING | LX SERIES | 214397926 | HRCU-A-CB | HH824E2S11 | CTF36B5ADS1+JMVT12BC2N1 | Singlezone Ducted, Centrally Ducted | 23000 | 18200 | 2.88 | 17700 | 2
CHAMPION HEATING AND COOLING | LX SERIES | 214397123 | HRCU-A-CB | HH824E2S11 | CTF30B5ACS1+JMET08BS2N1 | Singlezone Ducted, Centrally Ducted | 23000 | 18200 | 2.74 | 17900 | 2
CHAMPION HEATING AND COOLING | LX SERIES | 214397526 | HRCU-A-CB | HH824E2S11 | CTF36B5ADS1+JMET12BS2N1 | Singlezone Ducted, Centrally Ducted | 22800 | 17700 | 2.77 | 17400 | 2
CHAMPION HEATING AND COOLING | LX SERIES | 214397098 | HRCU-A-CB | HH824E2S11 | CTF36B5ADS1+JMET08BS2N1 | Singlezone Ducted, Centrally Ducted | 22400 | 17400 | 2.71 | 17100 | 2
CHAMPION HEATING AND COOLING | LX SERIES | 214396260 | HRCU-A-CB | HH824E2S11 | CTF30B5ACS1+JMVT12BC2N1 | Singlezone Ducted, Centrally Ducted | 23000 | 18600 | 2.84 | 18300 | 2
CHAMPION HEATING AND COOLING | LX SERIES | 214397931 | HRCU-A-CB | HH824E2S11 | CTF36B5ADS1+JME12B2SN1 | Singlezone Ducted, Centrally Ducted | 23000 | 18200 | 2.88 | 17700 | 2
CHAMPION HEATING AND COOLING | LX SERIES | 214397963 | HRCU-A-CB | HH824E2S11 | CTF30B5ACS1+JME08B2SN1 | Singlezone Ducted, Centrally Ducted | 23000 | 18400 | 2.79 | 18000 | 2
CHAMPION HEATING AND COOLING | LX SERIES | 214397103 | HRCU-A-CB | HH824E2S11 | CTF36B5ADS1+JME08B2SN1 | Singlezone Ducted, Centrally Ducted | 22800 | 17600 | 2.77 | 17400 | 2
CHAMPION HEATING AND COOLING | LX SERIES | 214397973 | HRCU-A-CB | HH824E2S11 | CTF30B5ACS1+JME12B2SN1 | Singlezone Ducted, Centrally Ducted | 23000 | 18700 | 2.85 | 18400 | 2
CHAMPION HEATING AND COOLING | LX SERIES | 214398350 | HRCU-A-CB | HH824E2S11 | CTF36B5ADS1+JMC12B2SN1 | Singlezone Ducted, Centrally Ducted | 23000 | 18200 | 2.88 | 17700 | 2
CHAMPION HEATING AND COOLING | LX SERIES | 214397536 | HRCU-A-CB | HH824E2S11 | CTF36B5ADS1 | Singlezone Ducted, Centrally Ducted | 23000 | 18400 | 2.78 | 17900 | 2
CHAMPION HEATING AND COOLING | LX SERIES | 214584654 | HRCU-A-CB | HH860E2S11 | CTM60C5CGS1 | Singlezone Ducted, Centrally Ducted | 44500 | 33000 | 2.5 | 33400 | 2
CHAMPION HEATING AND COOLING | LX SERIES | 214398674 | HRCU-A-CB | HH860E2S11 | CTM60C5CGS1+JME16C2SN1 | Singlezone Ducted, Centrally Ducted | 44000 | 32200 | 2.5 | 33000 | 2
CHAMPION HEATING AND COOLING | LX SERIES | 214398669 | HRCU-A-CB | HH860E2S11 | CTM60C5CGS1+JMC16C2SN1 | Singlezone Ducted, Centrally Ducted | 44500 | 33000 | 2.54 | 33400 | 2
CHAMPION HEATING AND COOLING | LX SERIES | 214398635 | HRCU-A-CB | HH860E2S11 | JHE48D5CG2SS1 | Singlezone Ducted, Centrally Ducted | 44500 | 33200 | 2.56 | 33400 | 2
CHAMPION HEATING AND COOLING | LX SERIES | 214396394 | HRCU-A-CB | HH836E2S11 | CTF36B5CDS1+JMVT12BC2N1 | Singlezone Ducted, Centrally Ducted | 31000 | 27200 | 2.5 | 25000 | 2
CHAMPION HEATING AND COOLING | LX SERIES | 214584584 | HRCU-A-CB | HH860E2S11 | CTF60D5CHS1 | Singlezone Ducted, Centrally Ducted | 53500 | 37000 | 2.6 | 39000 | 2
CHAMPION HEATING AND COOLING | LX SERIES | 214396763 | HRCU-A-CB | HH860E2S11 | JHC60D5CH2SS1 | Singlezone Ducted, Centrally Ducted | 53000 | 36200 | 2.6 | 38000 | 2
CHAMPION HEATING AND COOLING | LX SERIES | 214584634 | HRCU-A-CB | HH860E2S11 | CTF60C5CHS1 | Singlezone Ducted, Centrally Ducted | 53500 | 36600 | 2.56 | 38500 | 2
CHAMPION HEATING AND COOLING | LX SERIES | 214396738 | HRCU-A-CB | HH860E2S11 | CTF60D5CHS1+JMVT20DC2N1 | Singlezone Ducted, Centrally Ducted | 53000 | 36600 | 2.6 | 38000 | 2
CHAMPION HEATING AND COOLING | LX SERIES | 214397158 | HRCU-A-CB | HH824E2S11 | CTF30B5ACS1 | Singlezone Ducted, Centrally Ducted | 23000 | 18200 | 2.67 | 17700 | 2
CHAMPION HEATING AND COOLING | LX SERIES | 214397153 | HRCU-A-CB | HH824E2S11 | CTF30B5ACS1 | Singlezone Ducted, Centrally Ducted | 23000 | 18200 | 2.67 | 17700 | 2
CHAMPION HEATING AND COOLING | LX SERIES | 214397148 | HRCU-A-CB | HH824E2S11 | CTF30B5ACS1 | Singlezone Ducted, Centrally Ducted | 23000 | 18400 | 2.72 | 18000 | 2
CHAMPION HEATING AND COOLING | LX SERIES | 214397143 | HRCU-A-CB | HH824E2S11 | CTF30B5ACS1 | Singlezone Ducted, Centrally Ducted | 23000 | 18400 | 2.72 | 18000 | 2
CHAMPION HEATING AND COOLING | LX SERIES | 214397138 | HRCU-A-CB | HH824E2S11 | CTM30B5ACS1 | Singlezone Ducted, Centrally Ducted | 23000 | 18700 | 2.7 | 18300 | 2
CHAMPION HEATING AND COOLING | LX SERIES | 214397133 | HRCU-A-CB | HH824E2S11 | CTF30B5ACS1 | Singlezone Ducted, Centrally Ducted | 23000 | 18800 | 2.71 | 18400 | 2
CHAMPION HEATING AND COOLING | LX SERIES | 214397128 | HRCU-A-CB | HH824E2S11 | CTF30B5ACS1 | Singlezone Ducted, Centrally Ducted | 23000 | 18700 | 2.74 | 18300 | 2
CHAMPION HEATING AND COOLING | LX SERIES | 214584724 | HRCU-A-CB | HH824E2S11 | CTF30A5ADS1 | Singlezone Ducted, Centrally Ducted | 23000 | 18600 | 2.85 | 18100 | 2
CHAMPION HEATING AND COOLING | LX SERIES | 214397113 | HRCU-A-CB | HH824E2S11 | CTF36B5ADS1 | Singlezone Ducted, Centrally Ducted | 23000 | 18500 | 2.78 | 18000 | 2
CHAMPION HEATING AND COOLING | LX SERIES | 214397108 | HRCU-A-CB | HH824E2S11 | CTF36B5ADS1 | Singlezone Ducted, Centrally Ducted | 23000 | 18000 | 2.76 | 17600 | 2
CLIMA SMART |  | 211257106 | HRCU-A-CB-O | MCH24-CS-S23-O | MCH24-CS-S23-I | Singlezone Non-Ducted, Wall Placement | 24000 | 13900 | 2.75 | 16720 | 1.96
CLIMA SMART |  | 211257105 | HRCU-A-CB-O | MCH18-CS-S23-O | MCH18-CS-S23-I | Singlezone Non-Ducted, Wall Placement | 18000 | 10000 | 2.85 | 12600 | 2.21
COAST AIR |  | 211126491 | HRCU-A-CB-O | A-CAD18-1A | B-CAD18-1A | Singlezone Non-Ducted, Wall Placement | 18000 | 13800 | 2.54 | 11700 | 2.05
COAST AIR |  | 211126490 | HRCU-A-CB-O | A-CAD12-0A | B-CAD12-0A | Singlezone Non-Ducted, Wall Placement | 12000 | 7500 | 2.59 | 6400 | 1.95
COLEMAN | LX SERIES | 214397429 | HRCU-A-CB | HH860E2S11 | CTF60D5CGS1+JMVT20DC2N1 | Singlezone Ducted, Centrally Ducted | 44500 | 33000 | 2.56 | 33400 | 2
COLEMAN | LX SERIES | 214397020 | HRCU-A-CB | HH860E2S11 | CTF60C5CGS1+JMET16CS2N1 | Singlezone Ducted, Centrally Ducted | 45500 | 34400 | 2.58 | 34200 | 2
COLEMAN | LX SERIES | 214584601 | HRCU-A-CB | HH860E2S11 | CTF60C5CGS1 | Singlezone Ducted, Centrally Ducted | 45500 | 33800 | 2.52 | 34000 | 2
COLEMAN | LX SERIES | 214397167 | HRCU-A-CB | HH860E2S11 | CTF60D5CHS1+JMC20D2SN1 | Singlezone Ducted, Centrally Ducted | 53000 | 36600 | 2.6 | 38000 | 2
COLEMAN | LX SERIES | 214584611 | HRCU-A-CB | HH860E2S11 | CTF60C5CGS1 | Singlezone Ducted, Centrally Ducted | 44500 | 33000 | 2.5 | 33400 | 2
COLEMAN | LX SERIES | 214397459 | HRCU-A-CB | HH860E2S11 | CTF60C5CGS1 | Singlezone Ducted, Centrally Ducted | 45000 | 33400 | 2.5 | 33800 | 2
COLEMAN | LX SERIES | 214397454 | HRCU-A-CB | HH860E2S11 | CTF60C5CGS1 | Singlezone Ducted, Centrally Ducted | 45000 | 33400 | 2.5 | 33800 | 2
COLEMAN | LX SERIES | 214398290 | HRCU-A-CB | HH860E2S11 | CTF60C5CGS1+JME16C2SN1 | Singlezone Ducted, Centrally Ducted | 45500 | 34200 | 2.58 | 33800 | 2
COLEMAN | LX SERIES | 214584751 | HRCU-A-CB | HH860E2S11 | CTF60C5CGS1 | Singlezone Ducted, Centrally Ducted | 44500 | 32600 | 2.5 | 33400 | 2
COLEMAN | LX SERIES | 214398251 | HRCU-A-CB | HH860E2S11 | CTF60C5CGS1+JMC17C2SN1 | Singlezone Ducted, Centrally Ducted | 44000 | 32400 | 2.5 | 33200 | 2
COLEMAN | LX SERIES | 214609146 | HRCU-A-CB | HH860E2S11 | CTF60C5CGS1 | Singlezone Ducted, Centrally Ducted | 47000 | 33800 | 2.5 | 34000 | 2
COLEMAN | LX SERIES | 214584716 | HRCU-A-CB | HH860E2S11 | CTF60C5CGS1 | Singlezone Ducted, Centrally Ducted | 44500 | 32800 | 2.5 | 33400 | 2
COLEMAN | LX SERIES | 214397030 | HRCU-A-CB | HH860E2S11 | CTF60D5CGS1+JME18D2SN1 | Singlezone Ducted, Centrally Ducted | 45500 | 34400 | 2.62 | 33800 | 2
COLEMAN | LX SERIES | 214397854 | HRCU-A-CB | HH860E2S11 | CTF60D5CGS1+JMC20D2SN1 | Singlezone Ducted, Centrally Ducted | 44500 | 33000 | 2.56 | 33400 | 2
COLEMAN | LX SERIES | 214396579 | HRCU-A-CB | HH860E2S11 | CTF60C5CGS1+JMC16C2SN1 | Singlezone Ducted, Centrally Ducted | 44000 | 32400 | 2.5 | 33200 | 2
COLEMAN | LX SERIES | 214397834 | HRCU-A-CB | HH860E2S11 | CTF60C5CGS1+JMVT17CC2N1 | Singlezone Ducted, Centrally Ducted | 44000 | 32400 | 2.5 | 33200 | 2
COLEMAN | LX SERIES | 214396740 | HRCU-A-CB | HH860E2S11 | CTF60D5CHS1+JME18D2SN1 | Singlezone Ducted, Centrally Ducted | 53500 | 36600 | 2.62 | 38500 | 2
COLEMAN | LX SERIES | 214397587 | HRCU-A-CB | HH860E2S11 | CTF60D5CHS1+JMET18DS2N1 | Singlezone Ducted, Centrally Ducted | 53500 | 36600 | 2.6 | 38500 | 2
COLEMAN | LX SERIES | 214398374 | HRCU-A-CB | HH824E2S11 | CTF30B5ACS1+JMET12BS2N1 | Singlezone Ducted, Centrally Ducted | 23000 | 18400 | 2.78 | 18100 | 2
COLEMAN | LX SERIES | 214396693 | HRCU-A-CB | HH824E2S11 | CTF30B5ACS1+JMC12B2SN1 | Singlezone Ducted, Centrally Ducted | 23000 | 18600 | 2.84 | 18300 | 2
COLEMAN | LX SERIES | 214397923 | HRCU-A-CB | HH824E2S11 | CTF36B5ADS1+JMVT12BC2N1 | Singlezone Ducted, Centrally Ducted | 23000 | 18200 | 2.88 | 17700 | 2
COLEMAN | LX SERIES | 214397120 | HRCU-A-CB | HH824E2S11 | CTF30B5ACS1+JMET08BS2N1 | Singlezone Ducted, Centrally Ducted | 23000 | 18200 | 2.74 | 17900 | 2
COLEMAN | LX SERIES | 214397523 | HRCU-A-CB | HH824E2S11 | CTF36B5ADS1+JMET12BS2N1 | Singlezone Ducted, Centrally Ducted | 22800 | 17700 | 2.77 | 17400 | 2
COLEMAN | LX SERIES | 214397095 | HRCU-A-CB | HH824E2S11 | CTF36B5ADS1+JMET08BS2N1 | Singlezone Ducted, Centrally Ducted | 22400 | 17400 | 2.71 | 17100 | 2
COLEMAN | LX SERIES | 214396257 | HRCU-A-CB | HH824E2S11 | CTF30B5ACS1+JMVT12BC2N1 | Singlezone Ducted, Centrally Ducted | 23000 | 18600 | 2.84 | 18300 | 2
COLEMAN | LX SERIES | 214397928 | HRCU-A-CB | HH824E2S11 | CTF36B5ADS1+JME12B2SN1 | Singlezone Ducted, Centrally Ducted | 23000 | 18200 | 2.88 | 17700 | 2
COLEMAN | LX SERIES | 214397960 | HRCU-A-CB | HH824E2S11 | CTF30B5ACS1+JME08B2SN1 | Singlezone Ducted, Centrally Ducted | 23000 | 18400 | 2.79 | 18000 | 2
COLEMAN | LX SERIES | 214397100 | HRCU-A-CB | HH824E2S11 | CTF36B5ADS1+JME08B2SN1 | Singlezone Ducted, Centrally Ducted | 22800 | 17600 | 2.77 | 17400 | 2
COLEMAN | LX SERIES | 214397970 | HRCU-A-CB | HH824E2S11 | CTF30B5ACS1+JME12B2SN1 | Singlezone Ducted, Centrally Ducted | 23000 | 18700 | 2.85 | 18400 | 2
COLEMAN | LX SERIES | 214398347 | HRCU-A-CB | HH824E2S11 | CTF36B5ADS1+JMC12B2SN1 | Singlezone Ducted, Centrally Ducted | 23000 | 18200 | 2.88 | 17700 | 2
COLEMAN | HMH7 | 211397468 | HRCU-A-CB | HMH72B341 | XAHC48FBCN1 | Singlezone Ducted, Centrally Ducted | 32400 | 25400 | 2.5 | 23800 | 2.06
COLEMAN | HMH7 | 211398568 | HRCU-A-CB | HMH72B341 | XAFC48FBCN1 | Singlezone Ducted, Centrally Ducted | 32400 | 25400 | 2.56 | 23600 | 2.06
COLEMAN | HMH7 | 211391350 | HRCU-A-CB | HMH72B341 | XAFC36DBCN1 | Singlezone Ducted, Centrally Ducted | 33600 | 25200 | 2.54 | 23800 | 2.08
COLEMAN | LX SERIES | 214397533 | HRCU-A-CB | HH824E2S11 | CTF36B5ADS1 | Singlezone Ducted, Centrally Ducted | 23000 | 18400 | 2.78 | 17900 | 2
COLEMAN | LX SERIES | 214584651 | HRCU-A-CB | HH860E2S11 | CTM60C5CGS1 | Singlezone Ducted, Centrally Ducted | 44500 | 33000 | 2.5 | 33400 | 2
COLEMAN | LX SERIES | 214398671 | HRCU-A-CB | HH860E2S11 | CTM60C5CGS1+JME16C2SN1 | Singlezone Ducted, Centrally Ducted | 44000 | 32200 | 2.5 | 33000 | 2
COLEMAN | LX SERIES | 214398666 | HRCU-A-CB | HH860E2S11 | CTM60C5CGS1+JMC16C2SN1 | Singlezone Ducted, Centrally Ducted | 44500 | 33000 | 2.54 | 33400 | 2
COLEMAN | LX SERIES | 214398632 | HRCU-A-CB | HH860E2S11 | JHE48D5CG2SS1 | Singlezone Ducted, Centrally Ducted | 44500 | 33200 | 2.56 | 33400 | 2
COLEMAN | LX SERIES | 214396391 | HRCU-A-CB | HH836E2S11 | CTF36B5CDS1+JMVT12BC2N1 | Singlezone Ducted, Centrally Ducted | 31000 | 27200 | 2.5 | 25000 | 2
COLEMAN | LX SERIES | 214584581 | HRCU-A-CB | HH860E2S11 | CTF60D5CHS1 | Singlezone Ducted, Centrally Ducted | 53500 | 37000 | 2.6 | 39000 | 2
COLEMAN | LX SERIES | 214396760 | HRCU-A-CB | HH860E2S11 | JHC60D5CH2SS1 | Singlezone Ducted, Centrally Ducted | 53000 | 36200 | 2.6 | 38000 | 2
COLEMAN | LX SERIES | 214584631 | HRCU-A-CB | HH860E2S11 | CTF60C5CHS1 | Singlezone Ducted, Centrally Ducted | 53500 | 36600 | 2.56 | 38500 | 2
COLEMAN | LX SERIES | 214396735 | HRCU-A-CB | HH860E2S11 | CTF60D5CHS1+JMVT20DC2N1 | Singlezone Ducted, Centrally Ducted | 53000 | 36600 | 2.6 | 38000 | 2
COLEMAN | LX SERIES | 214397160 | HRCU-A-CB | HH824E2S11 | CTF30B5ACS1 | Singlezone Ducted, Centrally Ducted | 23000 | 18200 | 2.67 | 17700 | 2
COLEMAN | LX SERIES | 214397155 | HRCU-A-CB | HH824E2S11 | CTF30B5ACS1 | Singlezone Ducted, Centrally Ducted | 23000 | 18200 | 2.67 | 17700 | 2
COLEMAN | LX SERIES | 214397150 | HRCU-A-CB | HH824E2S11 | CTF30B5ACS1 | Singlezone Ducted, Centrally Ducted | 23000 | 18200 | 2.67 | 17700 | 2
COLEMAN | LX SERIES | 214397145 | HRCU-A-CB | HH824E2S11 | CTF30B5ACS1 | Singlezone Ducted, Centrally Ducted | 23000 | 18400 | 2.72 | 18000 | 2
COLEMAN | LX SERIES | 214397140 | HRCU-A-CB | HH824E2S11 | CTF30B5ACS1 | Singlezone Ducted, Centrally Ducted | 23000 | 18400 | 2.72 | 18000 | 2
COLEMAN | LX SERIES | 214397135 | HRCU-A-CB | HH824E2S11 | CTM30B5ACS1 | Singlezone Ducted, Centrally Ducted | 23000 | 18700 | 2.7 | 18300 | 2
COLEMAN | LX SERIES | 214397130 | HRCU-A-CB | HH824E2S11 | CTF30B5ACS1 | Singlezone Ducted, Centrally Ducted | 23000 | 18800 | 2.71 | 18400 | 2
COLEMAN | LX SERIES | 214397125 | HRCU-A-CB | HH824E2S11 | CTF30B5ACS1 | Singlezone Ducted, Centrally Ducted | 23000 | 18700 | 2.74 | 18300 | 2
COLEMAN | LX SERIES | 214584721 | HRCU-A-CB | HH824E2S11 | CTF30A5ADS1 | Singlezone Ducted, Centrally Ducted | 23000 | 18600 | 2.85 | 18100 | 2
COLEMAN | LX SERIES | 214397110 | HRCU-A-CB | HH824E2S11 | CTF36B5ADS1 | Singlezone Ducted, Centrally Ducted | 23000 | 18500 | 2.78 | 18000 | 2
COLEMAN | LX SERIES | 214397105 | HRCU-A-CB | HH824E2S11 | CTF36B5ADS1 | Singlezone Ducted, Centrally Ducted | 23000 | 18000 | 2.76 | 17600 | 2
COLEMAN | HMH7 | 211392827 | HRCU-A-CB | HMH72B341 | XAFB36DXXN1+TXV | Singlezone Ducted, Centrally Ducted | 33600 | 25200 | 2.5 | 23800 | 2.06
COLEMAN | HMH7 | 211394991 | HRCU-A-CB | HMH72B341 | XAUC48FXXN1+TXV | Singlezone Ducted, Centrally Ducted | 32400 | 25400 | 2.56 | 23800 | 2.08
COMFORT-AIRE | A series | 210568229 | HRCU-A-C | A-VCD24SA-1 | MCD18/24B1A | Singlezone Ducted, Centrally Ducted | 25000 | 21000 | 2.58 | 20000 | 1.95
COMFORT-AIRE |  | 207657610 | HMSR-A-CB-O | A-VMH18DV-1 |  | Multizone All Non-Ducted | 20000 | 15000 | 2.5 | 20000 | 1.93
COMFORT-AIRE |  | 201810035 | HMSR-A-CB-O | A-VMH28TU-1 |  | Multizone All Non-Ducted | 31400 | 18000 | 2.75 | 26357 | 1.97
COMFORT-AIRE |  | 201810036 | HMSR-A-CB-O | A-VMH36QU-1 |  | Multizone All Non-Ducted | 36000 | 23200 | 2.78 | 36000 | 1.96
COMFORT-AIRE | A-series | 213916260 | HRCU-A-CB-O | A-VMH12SV-1 | B-VMH12FV-1 | Singlezone Non-Ducted, Wall Placement | 12000 | 10200 | 2.72 | 12300 | 2.1
COMFORT-AIRE | A series | 210568230 | HRCU-A-C | A-VCD18SA-1 | MCD18/24B1A | Singlezone Ducted, Centrally Ducted | 19000 | 14700 | 2.6 | 15000 | 2.2
COMFORT-AIRE | A-series | 213348293 | HRCU-A-CB | A-VCD24SA-1 | B-KCD24SA-1 | Singlezone Ducted, Centrally Ducted | 24000 | 19200 | 2.5 | 24071 | 1.91
COMFORT-AIRE | A-series | 213348292 | HRCU-A-CB | A-VCD18SA-1 | B-KCD18SA-1 | Singlezone Ducted, Centrally Ducted | 19000 | 13500 | 2.6 | 18629 | 2.04
COMFORT-AIRE |  | 205747696 | HRCU-A-CB-O | A-VMH18SU-1B | B-VMH18SU-1B | Singlezone Non-Ducted, Wall Placement | 18000 | 10900 | 2.58 | 16497 | 1.9
COMFORT-AIRE |  | 206221394 | HRCU-A-CB-O | A-VMH24SU-1A | B-VMH24SU-1A | Singlezone Non-Ducted, Wall Placement | 26000 | 19400 | 2.95 | 26000 | 2.07
COMFORT-AIRE |  | 208141181 | HRCU-A-CB-O | A-KMH09SV-1 | B-KMH09SU-1 | Singlezone Non-Ducted, Wall Placement | 11500 | 7100 | 2.85 | 9898 | 1.9
COMFORT-AIRE |  | 208141173 | HRCU-A-CB-O | A-VMH09SV-1 | B-VMH09SU-1C | Singlezone Non-Ducted, Wall Placement | 11500 | 7100 | 2.85 | 9898 | 1.9
COMFORT-AIRE |  | 208141184 | HRCU-A-CB-O | A-KMH24SV-1 | B-KMH24SU-1 | Singlezone Non-Ducted, Wall Placement | 26000 | 19400 | 2.95 | 26000 | 2.07
COMFORT-AIRE |  | 208141170 | HRCU-A-CB-O | A-VMH24SV-1 | B-VMH24SU-1 | Singlezone Non-Ducted, Wall Placement | 26000 | 19400 | 2.95 | 26000 | 2.07
COMFORT-AIRE |  | 206913571 | HRCU-A-CB-O | A-VMH24SU-1 | B-VMH24SU-1A | Singlezone Non-Ducted, Wall Placement | 26000 | 19400 | 2.95 | 26000 | 2.07
COMFORT-AIRE |  | 208141167 | HRCU-A-CB-O | A-VMH09SV-1 | B-VMH09SU-1 | Singlezone Non-Ducted, Wall Placement | 11500 | 7100 | 2.85 | 9898 | 1.9
COMFORT-AIRE |  | 206913036 | HRCU-A-CB-O | A-VMH24SU-1A | B-VMH24SU-1 | Singlezone Non-Ducted, Wall Placement | 26000 | 19400 | 2.95 | 26000 | 2.07
COMFORT-AIRE | A-series | 207657611 | HMSV-A-CB | A-VMH18DV-1 |  | Multizone Mix of Ducted and Non-Ducted | 20000 | 15500 | 2.55 | 20000 | 1.95
COMFORT-AIRE | A series | 210568233 | HRCU-A-CB | A-VCD24SA-1 | B-VCD24SA-1 | Singlezone Ducted, Centrally Ducted | 24000 | 19200 | 2.5 | 24071 | 1.91
COMFORT-AIRE | A series | 208136322 | HRCU-A-CB | A-VMH18SV-1 | B-VMH18AV-1 | Singlezone Ducted, Centrally Ducted | 19000 | 15400 | 2.7 | 18295 | 2
COMFORT-AIRE | A series | 210568228 | HRCU-A-CB | A-VCD60SA-1 | B-VCD60SA-1 | Singlezone Ducted, Centrally Ducted | 59000 | 42000 | 2.6 | 54356 | 1.91
COMFORT-AIRE | A-series | 214232455 | HMSR-A-CB-O | A-VMH55PV-1 |  | Multizone All Non-Ducted | 55000 | 34400 | 2.5 | 47000 | 1.94
COMFORT-AIRE | A-series | 214232456 | HMSV-A-CB | A-VMH55PV-1 |  | Multizone All Ducted | 55000 | 35200 | 2.5 | 47000 | 1.94
COMFORT-AIRE | A-series | 214232457 | HMSV-A-CB | A-VMH55PV-1 |  | Multizone Mix of Ducted and Non-Ducted | 55000 | 34800 | 2.5 | 47000 | 1.94
COMFORT-AIRE |  | 207657609 | HMSV-A-CB | A-VMH18DV-1 |  | Multizone All Ducted | 20000 | 16000 | 2.61 | 20000 | 1.95
COMFORT-AIRE |  | 207691820 | HRCU-A-CB-O | A-DVH09SH-1 | B-DVH09SH-1 | Singlezone Non-Ducted, Wall Placement | 10000 | 6900 | 2.53 | 6400 | 1.95
COMFORT-AIRE |  | 207657392 | HRCU-A-CB-O | A-VMH24SV-1 | B-VMH24CV-1 | Singlezone Non-Ducted, Wall Placement | 25000 | 21000 | 2.64 | 26000 | 1.95
COMFORT-AIRE |  | 207657385 | HRCU-A-CB-O | A-VMH06SV-1 | B-VMH06SV-1 | Singlezone Non-Ducted, Wall Placement | 7000 | 8500 | 2.9 | 8581 | 2.19
COMFORT-AIRE |  | 210568243 | HRCU-A-CB | A-VMH24SV-1 | B-VMH24DU-1 | Singlezone Ducted, Compact Ducted | 25000 | 21000 | 2.64 | 27000 | 2
COMFORT-AIRE |  | 210568244 | HRCU-A-CB-O | A-VMH24SV-1 | B-VMH24UU-1 | Singlezone Non-Ducted, Floor Placement | 25000 | 19000 | 2.64 | 25000 | 2.1
COMFORT-AIRE |  | 210568246 | HRCU-A-CB | A-VMH12SV-1 | B-VMH12DU-1 | Singlezone Ducted, Compact Ducted | 12500 | 10600 | 2.51 | 12100 | 1.96
COMFORT-AIRE |  | 210568240 | HRCU-A-CB-O | A-VMH12SV-1 | B-VMH12CU-1 | Singlezone Non-Ducted, Ceiling Placement | 12000 | 9900 | 2.55 | 11500 | 1.9
COMFORT-AIRE |  | 207657386 | HRCU-A-CB-O | A-VMH09SV-1 | B-VMH09SV-1 | Singlezone Non-Ducted, Wall Placement | 12000 | 9500 | 2.53 | 11109 | 1.97
COMFORT-AIRE |  | 207071380 | HRCU-A-CB | HRG1836S1P | EAH1P30B+H4TXV01 | Singlezone Ducted, Centrally Ducted | 24000 | 15300 | 2.51 | 12500 | 2.19
COMFORT-AIRE |  | 207071362 | HRCU-A-CB | HRG1836S1P | EAH1P30A+H4TXV01 | Singlezone Ducted, Centrally Ducted | 24000 | 15200 | 2.5 | 12500 | 2.19
COMFORT-AIRE |  | 207071368 | HRCU-A-CB | HRG1836S1P | EAH1P30B+H4TXV01 | Singlezone Ducted, Centrally Ducted | 24000 | 15300 | 2.51 | 12500 | 2.19
COMFORT-AIRE |  | 207071364 | HRCU-A-CB | HRG1836S1P | EAH1P30B+H4TXV01 | Singlezone Ducted, Centrally Ducted | 24000 | 15300 | 2.51 | 12500 | 2.18
COMFORT-AIRE |  | 207071366 | HRCU-A-CB | HRG1836S1P | EAH1P30B+H4TXV01 | Singlezone Ducted, Centrally Ducted | 24000 | 15300 | 2.52 | 12500 | 2.19
COMFORT-AIRE |  | 207071378 | HRCU-A-CB | HRG1836S1P | EAH1P30B+H4TXV01 | Singlezone Ducted, Centrally Ducted | 24000 | 15300 | 2.51 | 12500 | 2.18
COMFORTMAKER | DLC-series | 208447708 | HRCU-A-CB-O | DLCERBH09AAK | DLFEHBH09XAK | Singlezone Non-Ducted, Wall Placement | 10000 | 6000 | 2.51 | 6933 | 1.97
COMFORTMAKER | DLC-series | 208447628 | HRCU-A-CB-O | DLCSRBH12AAJ | DLFSHCH12XAJ | Singlezone Non-Ducted, Wall Placement | 12000 | 8400 | 2.8 | 7094 | 2.19
COMFORTMAKER | DLC-series | 208447625 | HRCU-A-CB-O | DLCSRBH09AAK | DLFSHCH09XAK | Singlezone Non-Ducted, Wall Placement | 12000 | 9500 | 2.53 | 11109 | 1.97
COMFORTMAKER | DLC-series | 208447629 | HRCU-A-CB-O | DLCSRBH06AAK | DLFSHCH06XAK | Singlezone Non-Ducted, Wall Placement | 7000 | 8500 | 2.9 | 8581 | 2.19
COMFORTMAKER | DLC-series | 207683334 | HRCU-A-CB-O | DLCSRBH24AAK | DLFSCBH24XAK | Singlezone Non-Ducted, Wall Placement | 25000 | 21000 | 2.64 | 26000 | 1.95
COMFORTMAKER | DLC-series | 209948192 | HRCU-A-CB-O | DLCSRBH12AAK | DLFSFBH12XAK | Singlezone Non-Ducted, Wall Placement | 12000 | 10200 | 2.72 | 12300 | 2.1
COMFORTMAKER | DLC-series | 211132716 | HRCU-A-CB | DLCSRBH24AAK | DLFSDAH24XHK | Singlezone Ducted, Compact Ducted | 25000 | 21000 | 2.75 | 24000 | 2
COMFORTMAKER | DLC-series | 211132682 | HRCU-A-CB | DLCSRBH18AAK | DLFSDAH18XHK | Singlezone Ducted, Compact Ducted | 19000 | 15700 | 2.6 | 18000 | 2.2
COMFORTMAKER | DLC-series | 210857430 | HRCU-A-CB-O | DLCSRBH06AAK | DLFSOAH09XAK | Singlezone Non-Ducted, Ceiling Placement | 7100 | 5700 | 2.61 | 8500 | 2.03
COMFORTMAKER | Dlseries | 210025742 | HRCU-A-CB | DLCURAH60ABK | DLFUAAH60XAK | Singlezone Ducted, Centrally Ducted | 59000 | 42000 | 2.6 | 54356 | 1.91
COMFORTMAKER | DL series | 213372124 | HRCU-A-C | DLCURAH18ABK | DLFULAH24XBX + CI | Singlezone Ducted, Centrally Ducted | 19000 | 14700 | 2.6 | 15000 | 2.2
COMFORTMAKER | DLC-series | 206361875 | HRCU-A-CB-O | DLCSRBH12AAK | DLFSHBH12XAK | Singlezone Non-Ducted, Wall Placement | 12000 | 10300 | 2.56 | 12113 | 1.9
COMFORTMAKER | DLC-series | 206361873 | HRCU-A-CB-O | DLCSRBH12AAJ | DLFSHBH12XAJ | Singlezone Non-Ducted, Wall Placement | 12000 | 8900 | 2.75 | 6858 | 2.07
COMFORTMAKER | DLC-series | 207188908 | HRCU-A-CB-O | DLCSRBH06AAK | DLFSHBH06XAK | Singlezone Non-Ducted, Wall Placement | 7000 | 7500 | 2.5 | 7200 | 1.92
COMFORTMAKER |  | 201835554 | HRCU-A-CB-O | DLCPRAH09AAK | DLFPHAH09XAK | Singlezone Non-Ducted, Wall Placement | 10000 | 7200 | 2.78 | 13047 | 1.97
COMFORTMAKER | High Tier | 202463645 | HRCU-A-CB-O | DLCPRAH24AAK | DLFPHAH24XAK | Singlezone Non-Ducted, Wall Placement | 24000 | 15450 | 3 | 24000 | 2
COMFORTMAKER | QuietComfort | 206350402 | HRCU-A-CB | DLCSRBH24AAK | DLFSDAH24XAK | Singlezone Ducted, Compact Ducted | 24600 | 14500 | 2.8 | 27910 | 2.01
COMFORTMAKER | Performance Series | 207643022 | HMSV-A-CB | DLCMHBH48EAK |  | Multizone Mix of Ducted and Non-Ducted | 49000 | 31000 | 2.65 | 48000 | 1.9
COMFORTMAKER | Performance Series | 207643012 | HMSV-A-CB | DLCMHBH24CAK |  | Multizone All Ducted | 24000 | 18500 | 2.85 | 21500 | 1.95
COMFORTMAKER | SOFTSOUND DELUXE 18 VS HP 2-STAGE | 210458483 | HRCU-A-CB | CVH837GKA2*+TSTAT | EA*4X37L21A* | Singlezone Ducted, Centrally Ducted | 47500 | 30800 | 2.52 | 24400 | 1.98
COMFORTMAKER | SOFTSOUND DELUXE 18 VS HP 2-STAGE | 210459740 | HRCU-A-CB | CVH837GKA2*+TSTAT | EA*4X43L21A* | Singlezone Ducted, Centrally Ducted | 47500 | 30800 | 2.52 | 24400 | 1.98
COMFORTMAKER | SOFTSOUND DELUXE 18 VS HP | 206771275 | HRCU-A-CB | CVH837GKA2* | EA*4X37L21A*+WALLCON | Singlezone Ducted, Centrally Ducted | 33000 | 31800 | 2.52 | 28000 | 2.2
COMFORTMAKER | SOFTSOUND DELUXE 18 VS HP | 206771329 | HRCU-A-CB | CVH837GKA2* | EA*4X37L21A*+WALLCON | Singlezone Ducted, Centrally Ducted | 32800 | 31800 | 2.54 | 28000 | 2.22
COMFORTMAKER | SOFTSOUND DELUXE 18 VS HP | 206771347 | HRCU-A-CB | CVH837GKA2* | EA*4X37L21A*+WALLCON | Singlezone Ducted, Centrally Ducted | 32800 | 31800 | 2.54 | 28000 | 2.22
COMFORTMAKER | SOFTSOUND DELUXE 18 VS HP | 206771356 | HRCU-A-CB | CVH837GKA2* | EA*4X37L21A*+WALLCON | Singlezone Ducted, Centrally Ducted | 32800 | 31800 | 2.54 | 27800 | 2.22
COMFORTMAKER | SOFTSOUND DELUXE 18 VS HP | 206771626 | HRCU-A-CB | CVH837GKA2* | EA*4X43L21A*+WALLCON | Singlezone Ducted, Centrally Ducted | 33000 | 32000 | 2.52 | 28000 | 2.2
COMFORTMAKER | SOFTSOUND DELUXE 18 VS HP | 206771644 | HRCU-A-CB | CVH837GKA2* | EA*4X43L21A*+WALLCON | Singlezone Ducted, Centrally Ducted | 32800 | 31800 | 2.54 | 28000 | 2.2
COMFORTMAKER | SOFTSOUND DELUXE 18 VS HP | 206771698 | HRCU-A-CB | CVH837GKA2* | EA*4X43L21A*+WALLCON | Singlezone Ducted, Centrally Ducted | 32800 | 31800 | 2.54 | 27800 | 2.22
COMFORTMAKER | SOFTSOUND DELUXE 18 VS HP | 206771716 | HRCU-A-CB | CVH837GKA2* | EA*4X43L21A*+WALLCON | Singlezone Ducted, Centrally Ducted | 32800 | 31800 | 2.54 | 27800 | 2.22
COMFORTMAKER | SOFTSOUND DELUXE 18 VS HP | 206771725 | HRCU-A-CB | CVH837GKA2* | EA*4X43L21A*+WALLCON | Singlezone Ducted, Centrally Ducted | 32800 | 31800 | 2.56 | 27800 | 2.22
COMFORTMAKER | SOFTSOUND DELUXE 18 VS HP | 206771779 | HRCU-A-CB | CVH837GKA2* | EA*4X48L21A*+WALLCON | Singlezone Ducted, Centrally Ducted | 32600 | 31400 | 2.52 | 27800 | 2.2
COMFORTMAKER | SOFTSOUND DELUXE 18 VS HP | 206771833 | HRCU-A-CB | CVH837GKA2* | EA*4X48L21A*+WALLCON | Singlezone Ducted, Centrally Ducted | 32400 | 31400 | 2.52 | 27600 | 2.2
COMFORTMAKER | SOFTSOUND DELUXE 18 VS HP | 206771851 | HRCU-A-CB | CVH837GKA2* | EA*4X48L21A*+WALLCON | Singlezone Ducted, Centrally Ducted | 32400 | 31400 | 2.52 | 27600 | 2.2
COMFORTMAKER | SOFTSOUND DELUXE 18 VS HP | 206771860 | HRCU-A-CB | CVH837GKA2* | EA*4X48L21A*+WALLCON | Singlezone Ducted, Centrally Ducted | 32400 | 31400 | 2.52 | 27600 | 2.2
COMFORTMAKER | SOFTSOUND DELUXE 18 VS HP | 206771896 | HRCU-A-CB | CVH837GKA2* | EA*4X48L24A*+WALLCON | Singlezone Ducted, Centrally Ducted | 32400 | 31400 | 2.52 | 27600 | 2.2
COMFORTMAKER | SOFTSOUND DELUXE 18 VS HP | 206771905 | HRCU-A-CB | CVH837GKA2* | EA*4X48L24A*+WALLCON | Singlezone Ducted, Centrally Ducted | 32400 | 31400 | 2.54 | 27600 | 2.22
COMFORTMAKER | SOFTSOUND DELUXE 18 VS HP | 206771914 | HRCU-A-CB | CVH837GKA2* | EA*4X48L24A*+WALLCON | Singlezone Ducted, Centrally Ducted | 32400 | 31400 | 2.54 | 27600 | 2.22
COMFORTMAKER | SOFTSOUND DELUXE 18 VS HP | 206771932 | HRCU-A-CB | CVH837GKA2* | EA*4X48L24A*+WALLCON | Singlezone Ducted, Centrally Ducted | 32400 | 31400 | 2.52 | 27600 | 2.22
COMFORTMAKER | SOFTSOUND DELUXE 18 VS HP | 206771941 | HRCU-A-CB | CVH837GKA2* | EA*4X48L24A*+WALLCON | Singlezone Ducted, Centrally Ducted | 32600 | 31400 | 2.52 | 27800 | 2.2
COMFORTMAKER | SOFTSOUND DELUXE 18 VS HP | 206771959 | HRCU-A-CB | CVH837GKA2* | EA*4X48L24A*+WALLCON | Singlezone Ducted, Centrally Ducted | 32400 | 31400 | 2.52 | 27600 | 2.22
COMFORTMAKER | SOFTSOUND DELUXE 18 VS HP | 210470270 | HRCU-A-CB | CVH837GKA2* | EA*4X60L24A*+WALLCON | Singlezone Ducted, Centrally Ducted | 31800 | 31000 | 2.5 | 27400 | 2.2
COMFORTMAKER | SOFTSOUND DELUXE 18 VS HP | 210470281 | HRCU-A-CB | CVH837GKA2* | EA*4X60L24A*+WALLCON | Singlezone Ducted, Centrally Ducted | 31800 | 31000 | 2.52 | 27400 | 2.22
COMFORTMAKER | SOFTSOUND DELUXE 18 VS HP | 210470292 | HRCU-A-CB | CVH837GKA2* | EA*4X60L24A*+WALLCON | Singlezone Ducted, Centrally Ducted | 31800 | 31000 | 2.52 | 27400 | 2.22
COMFORTMAKER | SOFTSOUND DELUXE 18 VS HP | 210470314 | HRCU-A-CB | CVH837GKA2* | EA*4X60L24A*+WALLCON | Singlezone Ducted, Centrally Ducted | 31800 | 31000 | 2.52 | 27400 | 2.22
COMFORTMAKER | SOFTSOUND DELUXE 18 VS HP | 210470325 | HRCU-A-CB | CVH837GKA2* | EA*4X60L24A*+WALLCON | Singlezone Ducted, Centrally Ducted | 32000 | 31200 | 2.5 | 27600 | 2.2
COMFORTMAKER | SOFTSOUND DELUXE 18 VS HP | 210470347 | HRCU-A-CB | CVH837GKA2* | EA*4X60L24A*+WALLCON | Singlezone Ducted, Centrally Ducted | 31800 | 31000 | 2.52 | 27400 | 2.22
COMFORTMAKER | SOFTSOUND DELUXE 18 VS HP | 210470435 | HRCU-A-CB | CVH837GKA2* | EA*4X61L21A*+WALLCON | Singlezone Ducted, Centrally Ducted | 32200 | 31400 | 2.5 | 27800 | 2.2
COMFORTMAKER | SOFTSOUND DELUXE 18 VS HP | 210470446 | HRCU-A-CB | CVH837GKA2* | EA*4X61L21A*+WALLCON | Singlezone Ducted, Centrally Ducted | 32000 | 31200 | 2.52 | 27600 | 2.22
COMFORTMAKER | SOFTSOUND DELUXE 18 VS HP | 210470468 | HRCU-A-CB | CVH837GKA2* | EA*4X61L21A*+WALLCON | Singlezone Ducted, Centrally Ducted | 32000 | 31200 | 2.52 | 27600 | 2.22
COMFORTMAKER | SOFTSOUND DELUXE 18 VS HP | 210470490 | HRCU-A-CB | CVH837GKA2* | EA*4X61L21A*+WALLCON | Singlezone Ducted, Centrally Ducted | 32000 | 31200 | 2.52 | 27600 | 2.22
COMFORTMAKER | SOFTSOUND DELUXE 18 VS HP | 210470501 | HRCU-A-CB | CVH837GKA2* | EA*4X61L21A*+WALLCON | Singlezone Ducted, Centrally Ducted | 32000 | 31200 | 2.54 | 27600 | 2.22
COMFORTMAKER | SOFTSOUND DELUXE 18 VS HP | 210470556 | HRCU-A-CB | CVH837GKA2* | EA*4X61L24A*+WALLCON | Singlezone Ducted, Centrally Ducted | 32000 | 31200 | 2.52 | 27600 | 2.22
COMFORTMAKER | SOFTSOUND DELUXE 18 VS HP | 210470567 | HRCU-A-CB | CVH837GKA2* | EA*4X61L24A*+WALLCON | Singlezone Ducted, Centrally Ducted | 32000 | 31200 | 2.54 | 27400 | 2.24
COMFORTMAKER | SOFTSOUND DELUXE 18 VS HP | 210470578 | HRCU-A-CB | CVH837GKA2* | EA*4X61L24A*+WALLCON | Singlezone Ducted, Centrally Ducted | 32000 | 31200 | 2.54 | 27600 | 2.22
COMFORTMAKER | SOFTSOUND DELUXE 18 VS HP | 210470600 | HRCU-A-CB | CVH837GKA2* | EA*4X61L24A*+WALLCON | Singlezone Ducted, Centrally Ducted | 32000 | 31200 | 2.54 | 27600 | 2.22
COMFORTMAKER | SOFTSOUND DELUXE 18 VS HP | 210470611 | HRCU-A-CB | CVH837GKA2* | EA*4X61L24A*+WALLCON | Singlezone Ducted, Centrally Ducted | 32000 | 31200 | 2.52 | 27600 | 2.22
COMFORTMAKER | SOFTSOUND DELUXE 18 VS HP | 210470633 | HRCU-A-CB | CVH837GKA2* | EA*4X61L24A*+WALLCON | Singlezone Ducted, Centrally Ducted | 32000 | 31200 | 2.54 | 27600 | 2.22
COMFORTMAKER | Performance Series | 207643020 | HMSR-A-CB-O | DLCMHBH48EAK |  | Multizone All Non-Ducted | 48000 | 34000 | 2.83 | 48000 | 2
COMFORTMAKER | Performance Series | 207643014 | HMSR-A-CB-O | DLCMHBH30DAK |  | Multizone All Non-Ducted | 30000 | 18500 | 2.98 | 29400 | 1.9
COMFORTMAKER | SOFTSOUND DELUXE 18 VS HP | 206766036 | HRCU-A-CB | CVH825GKA3* | EA*4X37L21A*+WALLCON | Singlezone Ducted, Centrally Ducted | 21000 | 20400 | 2.54 | 18100 | 2.24
COMFORTMAKER | SOFTSOUND DELUXE 18 VS HP | 210473243 | HRCU-A-CB | CVH825GKA3* | EA*4X43L21A*+WALLCON | Singlezone Ducted, Centrally Ducted | 21000 | 20400 | 2.54 | 18100 | 2.24
COMFORTMAKER | SOFTSOUND DELUXE 18 VS HP 2-STAGE | 210465006 | HRCU-A-CB | CVH837GKA2*+TSTAT | EN(A,D,W)4X60L24** | Singlezone Ducted, Centrally Ducted | 47000 | 30600 | 2.5 | 24000 | 1.96
COMFORTMAKER | SOFTSOUND DELUXE 18 VS HP 2-STAGE | 210464818 | HRCU-A-CB | CVH837GKA2*+TSTAT | EN(A,D)4X48L24** | Singlezone Ducted, Centrally Ducted | 48000 | 31000 | 2.5 | 24400 | 1.94
COMFORTMAKER | SOFTSOUND DELUXE 18 VS HP 2-STAGE | 210464683 | HRCU-A-CB | CVH837GKA2*+TSTAT | EN(A,D)4X48L24** | Singlezone Ducted, Centrally Ducted | 47500 | 30600 | 2.5 | 24200 | 1.94
COMFORTMAKER | SOFTSOUND DELUXE 18 VS HP 2-STAGE | 210464617 | HRCU-A-CB | CVH837GKA2*+TSTAT | EN(A,D)4X48L24** | Singlezone Ducted, Centrally Ducted | 47500 | 30800 | 2.5 | 24200 | 1.96
COMFORTMAKER | SOFTSOUND DELUXE 18 VS HP 2-STAGE | 210464605 | HRCU-A-CB | CVH837GKA2*+TSTAT | EN(A,D)4X48L24** | Singlezone Ducted, Centrally Ducted | 48000 | 31000 | 2.5 | 24400 | 1.96
COMFORTMAKER | SOFTSOUND DELUXE 18 VS HP 2-STAGE | 210464462 | HRCU-A-CB | CVH837GKA2*+TSTAT | EN(A,D,W)4X48L21** | Singlezone Ducted, Centrally Ducted | 48000 | 31000 | 2.5 | 24400 | 1.94
COMFORTMAKER | SOFTSOUND DELUXE 18 VS HP 2-STAGE | 210464307 | HRCU-A-CB | CVH837GKA2*+TSTAT | EN(A,D,W)4X48L21** | Singlezone Ducted, Centrally Ducted | 48000 | 31000 | 2.5 | 24400 | 1.94
COMFORTMAKER | SOFTSOUND DELUXE 18 VS HP 2-STAGE | 210464172 | HRCU-A-CB | CVH837GKA2*+TSTAT | EN(A,D,W)4X48L21** | Singlezone Ducted, Centrally Ducted | 47500 | 30800 | 2.5 | 24200 | 1.96
COMFORTMAKER | SOFTSOUND DELUXE 18 VS HP 2-STAGE | 210462019 | HRCU-A-CB | CVH837GKA2*+TSTAT | EA*4X61L24A* | Singlezone Ducted, Centrally Ducted | 47000 | 30800 | 2.52 | 24400 | 1.98
COMFORTMAKER | SOFTSOUND DELUXE 18 VS HP 2-STAGE | 210461964 | HRCU-A-CB | CVH837GKA2*+TSTAT | EA*4X61L24A* | Singlezone Ducted, Centrally Ducted | 47000 | 30600 | 2.5 | 24400 | 1.98
COMFORTMAKER | SOFTSOUND DELUXE 18 VS HP 2-STAGE | 210461840 | HRCU-A-CB | CVH837GKA2*+TSTAT | EA*4X61L24A* | Singlezone Ducted, Centrally Ducted | 47000 | 30600 | 2.5 | 24400 | 1.98
COMFORTMAKER | SOFTSOUND DELUXE 18 VS HP 2-STAGE | 210461829 | HRCU-A-CB | CVH837GKA2*+TSTAT | EA*4X61L24A* | Singlezone Ducted, Centrally Ducted | 46500 | 30400 | 2.5 | 24000 | 1.96
COMFORTMAKER | SOFTSOUND DELUXE 18 VS HP 2-STAGE | 210461807 | HRCU-A-CB | CVH837GKA2*+TSTAT | EA*4X61L24A* | Singlezone Ducted, Centrally Ducted | 47000 | 30600 | 2.5 | 24400 | 1.98
COMFORTMAKER | SOFTSOUND DELUXE 18 VS HP 2-STAGE | 210461796 | HRCU-A-CB | CVH837GKA2*+TSTAT | EA*4X61L24A* | Singlezone Ducted, Centrally Ducted | 47000 | 30600 | 2.5 | 24400 | 1.96
COMFORTMAKER | SOFTSOUND DELUXE 18 VS HP 2-STAGE | 210461763 | HRCU-A-CB | CVH837GKA2*+TSTAT | EA*4X61L24A* | Singlezone Ducted, Centrally Ducted | 46500 | 30400 | 2.5 | 24200 | 1.98
COMFORTMAKER | SOFTSOUND DELUXE 18 VS HP 2-STAGE | 210461751 | HRCU-A-CB | CVH837GKA2*+TSTAT | EA*4X61L24A* | Singlezone Ducted, Centrally Ducted | 46500 | 30600 | 2.5 | 24200 | 1.98
COMFORTMAKER | SOFTSOUND DELUXE 18 VS HP 2-STAGE | 210461453 | HRCU-A-CB | CVH837GKA2*+TSTAT | EA*4X61L21A* | Singlezone Ducted, Centrally Ducted | 46500 | 30600 | 2.5 | 24400 | 1.96
COMFORTMAKER | SOFTSOUND DELUXE 18 VS HP 2-STAGE | 210461430 | HRCU-A-CB | CVH837GKA2*+TSTAT | EA*4X61L21A* | Singlezone Ducted, Centrally Ducted | 47000 | 30600 | 2.5 | 24400 | 1.98
COMFORTMAKER | SOFTSOUND DELUXE 18 VS HP 2-STAGE | 210461417 | HRCU-A-CB | CVH837GKA2*+TSTAT | EA*4X61L21A* | Singlezone Ducted, Centrally Ducted | 47000 | 30600 | 2.5 | 24400 | 1.98
COMFORTMAKER | SOFTSOUND DELUXE 18 VS HP 2-STAGE | 210461329 | HRCU-A-CB | CVH837GKA2*+TSTAT | EA*4X61L21A* | Singlezone Ducted, Centrally Ducted | 46500 | 30400 | 2.5 | 24200 | 1.96
COMFORTMAKER |  | 209852047 | HRCU-A-CB | DLCURAH18ABK | DLFUAAH18XAK | Singlezone Ducted, Centrally Ducted | 19000 | 13500 | 2.5 | 18000 | 2
COMFORTMAKER | SoftSound | 207826596 | HMSV-A-CB | DLCSRBH24AAK | DLFSABH24XBK | Singlezone Ducted, Centrally Ducted | 26000 | 16200 | 2.79 | 21508 | 1.95
COMFORTMAKER | High Tier | 202463644 | HRCU-A-CB-O | DLCPRAH18AAK | DLFPHAH18XAK | Singlezone Non-Ducted, Wall Placement | 18000 | 12300 | 3.19 | 18000 | 2
COMFORTSTAR | UACP series | 213386530 | HRCU-A-C | CPH24CD(O) | UACP-24B | Singlezone Ducted, Centrally Ducted | 25000 | 21000 | 2.58 | 20000 | 1.95
COMFORTSTAR | ACP series | 213386518 | HRCU-A-C | CPH24CD(O) | ACP-24B | Singlezone Ducted, Centrally Ducted | 25000 | 21000 | 2.58 | 20000 | 1.95
COMFORTSTAR | T1W Series | 214594913 | HRCU-A-CB-O | CZP09CD(O) | T1W9P | Singlezone Non-Ducted, Ceiling Placement | 11000 | 8000 | 2.66 | 8500 | 2.37
COMFORTSTAR | T1W Series | 214594915 | HRCU-A-CB-O | CZP18CD(O) | T1W18P | Singlezone Non-Ducted, Ceiling Placement | 19000 | 12200 | 2.79 | 13100 | 2.3
COMFORTSTAR |  | 207658967 | HMSR-A-CB-O | CMZ-27-3Z |  | Multizone All Non-Ducted | 28000 | 21000 | 2.5 | 20000 | 2.11
COMFORTSTAR |  | 207658976 | HMSR-A-CB-O | CVH-18-2SH |  | Multizone All Non-Ducted | 20000 | 15000 | 2.5 | 20000 | 1.93
COMFORTSTAR |  | 202575873 | HMSR-A-CB-O | CM4-36-4ZX |  | Multizone All Non-Ducted | 36000 | 23200 | 2.78 | 36037 | 1.96
COMFORTSTAR |  | 201763956 | HMSR-A-CB-O | CM2-18-2Z |  | Multizone All Non-Ducted | 19000 | 12000 | 2.79 | 10205 | 1.97
COMFORTSTAR |  | 201763958 | HMSR-A-CB-O | CM3-27-3Z |  | Multizone All Non-Ducted | 28000 | 17200 | 2.8 | 17040 | 1.97
COMFORTSTAR | ACP series | 213386517 | HRCU-A-C | CPH18CD(O) | ACP-24B | Singlezone Ducted, Centrally Ducted | 19000 | 14700 | 2.6 | 15000 | 2.2
COMFORTSTAR | UACP series | 213386529 | HRCU-A-C | CPH18CD(O) | UACP-24B | Singlezone Ducted, Centrally Ducted | 19000 | 14700 | 2.6 | 15000 | 2.2
COMFORTSTAR |  | 202575859 | HRCU-A-CB-O | CPP009CD(O) | CXH009CD(I) | Singlezone Non-Ducted, Wall Placement | 9800 | 5800 | 2.74 | 7989 | 2
COMFORTSTAR |  | 202575861 | HRCU-A-CB-O | CPP018CD(O) | CXH018CD(I) | Singlezone Non-Ducted, Wall Placement | 18000 | 11400 | 2.72 | 11178 | 2.02
COMFORTSTAR |  | 8854585 | HRCU-A-CB-O | CPP018CD(O) | CPP018CD(I) | Singlezone Non-Ducted, Wall Placement | 18000 | 10400 | 2.72 | 10953 | 1.9
COMFORTSTAR |  | 9119315 | HRCU-A-CB-O | CPP024CD(O) | FPA-24 | Singlezone Non-Ducted, Floor Placement | 24000 | 15000 | 2.85 | 17817 | 1.9
COMFORTSTAR |  | 10595506 | HRCU-A-CB | CPP024CD(O) | CPA-24B | Singlezone Ducted, Compact Ducted | 24400 | 16000 | 2.69 | 18500 | 2.04
COMFORTSTAR |  | 202575866 | HRCU-A-CB | CXH009CD(O) | CPA-09B | Singlezone Ducted, Compact Ducted | 10000 | 7200 | 2.74 | 8300 | 2.06
COMFORTSTAR |  | 10595505 | HRCU-A-CB | CPP018CD(O) | CPA-18B | Singlezone Ducted, Compact Ducted | 18000 | 12000 | 2.61 | 10300 | 1.95
COMFORTSTAR |  | 202575853 | HRCU-A-CB-O | CPP009CD(O) | CXH009CD(I)-WIFI | Singlezone Non-Ducted, Wall Placement | 9800 | 5800 | 2.74 | 7989 | 2
COMFORTSTAR |  | 202575855 | HRCU-A-CB-O | CPP018CD(O) | CXH018CD(I)-WIFI | Singlezone Non-Ducted, Wall Placement | 18000 | 11400 | 2.72 | 11178 | 2.02
COMFORTSTAR | C-series | 207658969 | HMSV-A-CB | CMZ-27-3Z |  | Multizone Mix of Ducted and Non-Ducted | 28000 | 21400 | 2.55 | 20000 | 2.13
COMFORTSTAR | C-series | 207658978 | HMSV-A-CB | CVH-18-2SH |  | Multizone Mix of Ducted and Non-Ducted | 20000 | 15500 | 2.55 | 20000 | 1.95
COMFORTSTAR | C-series | 207658966 | HMSV-A-CB | CMZ-18-2Z |  | Multizone Mix of Ducted and Non-Ducted | 19000 | 14500 | 2.5 | 14000 | 2.17
COMFORTSTAR |  | 207658932 | HRCU-A-CB | CZP18CD(O) | CPA-18B | Singlezone Ducted, Compact Ducted | 20000 | 12600 | 2.66 | 13000 | 2.4
COMFORTSTAR |  | 207658945 | HRCU-A-CB-O | CZP18CD(O) | TPA-18C | Singlezone Non-Ducted, Ceiling Placement | 19000 | 12000 | 2.51 | 12700 | 2.16
COMFORTSTAR |  | 207765975 | HRCU-A-CB-O | CZP18CD(O) | TPA-18 | Singlezone Non-Ducted, Ceiling Placement | 19000 | 12000 | 2.51 | 12700 | 2.16
COMFORTSTAR |  | 207658955 | HRCU-A-CB-O | CZP18CD(O) | FPA-18 | Singlezone Non-Ducted, Floor Placement | 20000 | 12800 | 2.52 | 13000 | 2.08
COMFORTSTAR |  | 207658952 | HRCU-A-CB-O | CHF24CD(O) | TIP-24 | Singlezone Non-Ducted, Wall Placement | 25000 | 21000 | 2.64 | 26000 | 1.95
COMFORTSTAR |  | 207765976 | HRCU-A-CB-O | CZP24CD(O) | TIP24 | Singlezone Non-Ducted, Wall Placement | 25000 | 19000 | 2.6 | 18900 | 1.96
COMFORTSTAR |  | 207658946 | HRCU-A-CB-O | CZP24CD(O) | TPA-24C | Singlezone Non-Ducted, Wall Placement | 25000 | 19000 | 2.6 | 18900 | 1.96
COMFORTSTAR |  | 207658954 | HRCU-A-CB-O | CHF48CD(O) | TIP-48 | Singlezone Non-Ducted, Wall Placement | 53000 | 35000 | 2.59 | 48000 | 1.98
COMFORTSTAR |  | 207658923 | HRCU-A-CB-O | CZP12CD(O) | CHF12CD(I) | Singlezone Non-Ducted, Wall Placement | 12000 | 9000 | 2.69 | 8981 | 2.19
COMFORTSTAR |  | 207658922 | HRCU-A-CB-O | CZP09CD(O) | CHF09CD(I) | Singlezone Non-Ducted, Wall Placement | 10000 | 8500 | 2.8 | 8581 | 2.19
COMFORTSTAR |  | 207826041 | HRCU-A-CB-O | CGS09CD(O) | CGS09CD(I) | Singlezone Non-Ducted, Wall Placement | 10000 | 6000 | 2.51 | 6933 | 1.97
COMFORTSTAR |  | 207765972 | HRCU-A-CB | CHF24CD(O) | CPA-24B | Singlezone Ducted, Compact Ducted | 25000 | 21000 | 2.64 | 27000 | 2
COMFORTSTAR |  | 207658940 | HRCU-A-CB | CHF24CD(O) | CPA-24C | Singlezone Ducted, Compact Ducted | 25000 | 21000 | 2.64 | 27000 | 2
COMFORTSTAR |  | 207658933 | HRCU-A-CB | CZP24CD(O) | CPA-24B | Singlezone Ducted, Compact Ducted | 25000 | 20000 | 2.61 | 20000 | 2.3
COMFORTSTAR |  | 207658938 | HRCU-A-CB | CHF12CD(O) | CPA-12C | Singlezone Ducted, Compact Ducted | 12500 | 10600 | 2.51 | 12100 | 1.96
COMFORTSTAR |  | 207765970 | HRCU-A-CB | CHF12CD(O) | CPA-12B | Singlezone Ducted, Compact Ducted | 12500 | 10600 | 2.51 | 12100 | 1.96
COMFORTSTAR |  | 207658950 | HRCU-A-CB-O | CHF12CD(O) | TPA-12 | Singlezone Non-Ducted, Ceiling Placement | 12000 | 9900 | 2.55 | 11500 | 1.9
COMFORTSTAR |  | 207658931 | HRCU-A-CB | CZP12CD(O) | CPA-12B | Singlezone Ducted, Compact Ducted | 12000 | 9300 | 2.78 | 8400 | 2.26
COMFORTSTAR |  | 207658930 | HRCU-A-CB | CZP09CD(O) | CPA-09B | Singlezone Ducted, Compact Ducted | 10000 | 7700 | 2.59 | 8000 | 2.09
COMFORTSTAR |  | 207765974 | HRCU-A-CB-O | CZP12CD(O) | TPA-12 | Singlezone Non-Ducted, Ceiling Placement | 12000 | 8900 | 2.75 | 8000 | 2.28
COMFORTSTAR |  | 207658944 | HRCU-A-CB-O | CZP12CD(O) | TPA-12C | Singlezone Non-Ducted, Ceiling Placement | 12000 | 8900 | 2.75 | 8000 | 2.28
COMFORTSTAR |  | 207658926 | HRCU-A-CB-O | CHF09CD(O) | CHF09CD(I) | Singlezone Non-Ducted, Wall Placement | 12000 | 9500 | 2.53 | 11109 | 1.97
COMFORTSTAR |  | 207658921 | HRCU-A-CB-O | CZP12CA(O) | CHF12CA(I) | Singlezone Non-Ducted, Wall Placement | 12000 | 8400 | 2.8 | 7094 | 2.19
COMFORTSTAR | AHU series | 212940789 | HRCU-A-CB | CPH18CD(O) | AHU18-SG2 | Singlezone Ducted, Centrally Ducted | 19000 | 13500 | 2.6 | 18629 | 2.04
COMFORTSTAR | AHU series | 212940790 | HRCU-A-CB | CPH24CD(O) | AHU24-SG2 | Singlezone Ducted, Centrally Ducted | 24000 | 19200 | 2.5 | 24071 | 1.91
CONCORD |  | 208106695 | HRCU-A-CB-O | 4DHP2S24S-1P | D33C224S4-1P | Singlezone Non-Ducted, Wall Placement | 25000 | 15600 | 2.86 | 17540 | 2.12
CONCORD |  | 208106694 | HRCU-A-CB-O | 4DHP2S18S-1P | D22C118S4-1P | Singlezone Non-Ducted, Ceiling Placement | 18500 | 12000 | 2.51 | 11331 | 2.01
CONCORD |  | 208106698 | HRCU-A-CB | 4DHP2S24S-1P | DMD224S4-1P | Singlezone Ducted, Compact Ducted | 24600 | 13500 | 2.59 | 17000 | 2.05
CONCORD |  | 208106693 | HRCU-A-CB-O | 4DHP2S12S-1P | D22C112S4-1P | Singlezone Non-Ducted, Ceiling Placement | 12000 | 8900 | 3.22 | 7786 | 1.92
CONCORD |  | 208106696 | HRCU-A-CB | 4DHP2S12S-1P | DMD212S4-1P | Singlezone Ducted, Compact Ducted | 12000 | 9300 | 3.13 | 8500 | 1.99
CONCORD |  | 208106690 | HRCU-A-CB-O | 4DHP2S12S-1P | DWM212S4-1P | Singlezone Non-Ducted, Wall Placement | 12000 | 9000 | 3.22 | 8465 | 2.26
CONCORD |  | 208106827 | HMSV-A-CB | 4DHP2S18M-1P |  | Multizone All Non-Ducted | 19000 | 14300 | 3.64 | 12427 | 1.91
CONCORD |  | 208106828 | HMSV-A-CB | 4DHP2S18M-1P |  | Multizone All Ducted | 19000 | 14800 | 3.5 | 13300 | 2.03
CONCORD |  | 208106691 | HRCU-A-CB-O | 4DHP2S18S-1P | DWM218S4-1P | Singlezone Non-Ducted, Wall Placement | 19000 | 14900 | 2.99 | 12184 | 2.25
CONCORD |  | 208106697 | HRCU-A-CB | 4DHP2S18S-1P | DMD218S4-1P | Singlezone Ducted, Compact Ducted | 20000 | 12600 | 2.74 | 11966 | 2.21
CONCORD |  | 208106831 | HMSV-A-CB | 4DHP2S24M-1P |  | Multizone All Ducted | 24000 | 21600 | 3.37 | 20263 | 1.99
CONCORD |  | 208106692 | HRCU-A-CB-O | 4DHP2S24S-1P | DWM224S4-1P | Singlezone Non-Ducted, Wall Placement | 25000 | 16200 | 3.08 | 17500 | 2.04
CONCORD |  | 208106749 | HRCU-A-CB-O | 4DHPS209S-1P | D22C109S4-1P | Singlezone Non-Ducted, Ceiling Placement | 10000 | 7500 | 3.33 | 8588 | 2.05
CONCORD |  | 208106750 | HRCU-A-CB | 4DHPS209S-1P | DMD209S4-1P | Singlezone Ducted, Compact Ducted | 10000 | 7700 | 3.53 | 8499 | 2.4
CONCORD |  | 208106747 | HRCU-A-CB-O | 4DHPS209S-1P | DWM209S4-1P | Singlezone Non-Ducted, Wall Placement | 10000 | 8500 | 4.15 | 8622 | 2.38
CONCORD |  | 211034545 | HRCU-A-CB-O | 4DHP2S12S-1L | DWM212S4-*L | Singlezone Non-Ducted, Wall Placement | 12000 | 8400 | 3.04 | 7094 | 2.19
CONCORD |  | 208106839 | HRCU-A-CB | 4DHP2S48M-1P |  | Multizone All Non-Ducted | 49000 | 36000 | 3.29 | 45000 | 2
CONCORD |  | 211034562 | HRCU-A-CB-O | 4DHP2S24S-1P | D33C224S4-*P | Singlezone Non-Ducted, Ceiling Placement | 26000 | 19000 | 3.48 | 18550 | 2.16
CONCORD |  | 211034561 | HRCU-A-CB-O | 4DHP2S18S-1P | D22C118S4-*P | Singlezone Non-Ducted, Ceiling Placement | 19000 | 12000 | 2.51 | 11330 | 2.01
CONCORD |  | 211034560 | HRCU-A-CB-O | 4DHP2S12S-1P | D22C112S4-*P | Singlezone Non-Ducted, Ceiling Placement | 12000 | 8900 | 3.22 | 7786 | 1.92
CONCORD |  | 211034559 | HRCU-A-CB-O | 4DHPS209S-1P | D22C109S4-*P | Singlezone Non-Ducted, Ceiling Placement | 10000 | 7500 | 3.33 | 8588 | 2.05
CONCORD |  | 211034556 | HRCU-A-CB | 4DHP2S24S-1P | DMD224S4-*P | Singlezone Ducted, Compact Ducted | 25000 | 20000 | 3.71 | 20500 | 2.28
CONCORD |  | 211034555 | HRCU-A-CB | 4DHP2S18S-1P | DMD218S4-*P | Singlezone Ducted, Compact Ducted | 20000 | 12600 | 2.74 | 11966 | 2.21
CONCORD |  | 211034554 | HRCU-A-CB | 4DHP2S12S-1P | DMD212S4-*P | Singlezone Ducted, Compact Ducted | 12000 | 9300 | 3.13 | 8500 | 1.99
CONCORD |  | 211034553 | HRCU-A-CB | 4DHPS209S-1P | DMD209S4-*P | Singlezone Ducted, Compact Ducted | 10000 | 7700 | 3.53 | 8499 | 2.4
CONCORD |  | 211034549 | HRCU-A-CB-O | 4DHP2S24S-1P | DWM224S4-*P | Singlezone Non-Ducted, Wall Placement | 25000 | 16200 | 3.08 | 17500 | 2.04
CONCORD |  | 211034548 | HRCU-A-CB-O | 4DHP2S18S-1P | DWM218S4-*P | Singlezone Non-Ducted, Wall Placement | 19000 | 14900 | 2.99 | 12184 | 2.25
CONCORD |  | 211034547 | HRCU-A-CB-O | 4DHP2S12S-1P | DWM212S4-*P | Singlezone Non-Ducted, Wall Placement | 12000 | 9000 | 3.22 | 8465 | 2.26
CONCORD |  | 211034546 | HRCU-A-CB-O | 4DHPS209S-1P | DWM209S4-*P | Singlezone Non-Ducted, Wall Placement | 10000 | 8500 | 4.15 | 8622 | 2.38
CONCORD |  | 208106832 | HMSV-A-CB | 4DHP2S24M-1P |  | Multizone Mix of Ducted and Non-Ducted | 24400 | 16700 | 3.2 | 18380 | 1.98
CONCORD |  | 208106829 | HMSV-A-CB | 4DHP2S18M-1P |  | Multizone Mix of Ducted and Non-Ducted | 19000 | 11400 | 2.91 | 12427 | 1.91
Conforto |  | 210605801 | HRCU-A-CB-O | MHSZ106DA | MHWAL06DA | Singlezone Non-Ducted, Wall Placement | 7000 | 8500 | 2.9 | 8581 | 2.19
Conforto |  | 210605807 | HRCU-A-CB-O | MHSZ112DA | MHCAS12DA | Singlezone Non-Ducted, Ceiling Placement | 12000 | 9900 | 2.55 | 11500 | 1.9
Conforto |  | 210605802 | HRCU-A-CB-O | MHSZ109DA | MHWAL09DA | Singlezone Non-Ducted, Wall Placement | 12000 | 9500 | 2.53 | 11109 | 1.97
CONTINENTAL | CDHA series | 213386540 | HRCU-A-CB-O | CDHAS22-18-O | CDHAS22-18-I | Singlezone Non-Ducted, Wall Placement | 18000 | 14100 | 2.65 | 12829 | 2.35
CONTINENTAL | CDHA series | 213386538 | HRCU-A-CB-O | CDHAS22-12-O | CDHAS22-12-I | Singlezone Non-Ducted, Wall Placement | 12000 | 10000 | 2.69 | 8820 | 2.25
CONTINENTAL | CS18 Series | 207335556 | HRCU-A-CB | CS18HV24A36 | CPFX24A | Singlezone Ducted, Centrally Ducted | 24000 | 16300 | 2.7 | 24000 | 2.1
COOPER&HUNTER | CH series | 210799567 | HRCU-A-CB-O | CH-HPR12-230VO | CH-12MOLVWM-230VI | Singlezone Non-Ducted, Wall Placement | 12000 | 10300 | 2.56 | 12113 | 1.9
COOPER&HUNTER | CH series | 210799692 | HRCU-A-CB-O | CH-HPR12-230VO | CH-B12MOLVWM-230VI | Singlezone Non-Ducted, Wall Placement | 12000 | 10300 | 2.56 | 12113 | 1.9
COOPER&HUNTER | CH series | 210799691 | HRCU-A-CB-O | CH-HPR09-230VO | CH-B09MOLVWM-230VI | Singlezone Non-Ducted, Wall Placement | 12000 | 9300 | 2.5 | 11300 | 1.9
COOPER&HUNTER | CH series | 210799566 | HRCU-A-CB-O | CH-HPR09-230VO | CH-09MOLVWM-230VI | Singlezone Non-Ducted, Wall Placement | 12000 | 9300 | 2.5 | 11300 | 1.9
COOPER&HUNTER |  | 210799628 | HMSR-A-CB-O | CH-HPR19M-230VO |  | Multizone All Non-Ducted | 20000 | 15000 | 2.5 | 20000 | 1.93
COOPER&HUNTER |  | 210799619 | HMSR-A-CB-O | CH-28MES-230VO |  | Multizone All Non-Ducted | 28000 | 21000 | 2.5 | 20000 | 2.11
COOPER&HUNTER | CH series | 213265604 | HRCU-A-CB | CH-HPR18-230VO | CH-M18AHU-W | Singlezone Ducted, Centrally Ducted | 19000 | 15400 | 2.7 | 18295 | 2
COOPER&HUNTER | CH series | 213265605 | HRCU-A-CB | CH-ES24-230VO | CH-M24AHU-W | Singlezone Ducted, Centrally Ducted | 25000 | 17000 | 2.98 | 18000 | 1.9
COOPER&HUNTER | CH series | 213265603 | HRCU-A-CB | CH-ES18-230VO | CH-M18AHU-W | Singlezone Ducted, Centrally Ducted | 19000 | 13200 | 2.67 | 12800 | 2.32
COOPER&HUNTER | CH series | 213265596 | HRCU-A-CB-O | CH-HPR06F9-230VO | CH-06MCT1W-W | Singlezone Non-Ducted, Ceiling Placement | 7100 | 5700 | 2.61 | 8500 | 2.03
COOPER&HUNTER | CH series | 213265597 | HRCU-A-CB-O | CH-ES09-230VO | CH-09MCT1W-W | Singlezone Non-Ducted, Ceiling Placement | 11000 | 8000 | 2.66 | 8500 | 2.37
COOPER&HUNTER | CH series | 213265601 | HRCU-A-CB-O | CH-ES18-230VO | CH-18MCT1W-W | Singlezone Non-Ducted, Ceiling Placement | 19000 | 12200 | 2.79 | 13100 | 2.3
COOPER&HUNTER | CH series | 213265576 | HRCU-A-CB | CH-ES18-230VO | CH-18MDT-W | Singlezone Ducted, Compact Ducted | 20000 | 12600 | 2.66 | 13000 | 2.4
COOPER&HUNTER | CH series | 213265564 | HRCU-A-CB-O | CH-ES18-230VO | CH-18MCT-W | Singlezone Non-Ducted, Ceiling Placement | 19000 | 12000 | 2.51 | 12700 | 2.16
COOPER&HUNTER | CH series | 213265586 | HRCU-A-CB-O | CH-ES18-230VO | CH-18MFC-W | Singlezone Non-Ducted, Floor Placement | 20000 | 12800 | 2.52 | 13000 | 2.08
COOPER&HUNTER | CH series | 213265566 | HRCU-A-CB-O | CH-ES24-230VO | CH-24MCT-W | Singlezone Non-Ducted, Wall Placement | 25000 | 19000 | 2.6 | 18900 | 1.96
COOPER&HUNTER | CH series | 213265579 | HRCU-A-CB | CH-HPR24-230VO | CH-24MDT-W | Singlezone Ducted, Compact Ducted | 25000 | 21000 | 2.64 | 27000 | 2
COOPER&HUNTER | CH series | 213265589 | HRCU-A-CB-O | CH-HPR24-230VO | CH-24MFC-W | Singlezone Non-Ducted, Floor Placement | 25000 | 19000 | 2.64 | 25000 | 2.1
COOPER&HUNTER | CH series | 213265578 | HRCU-A-CB | CH-ES24-230VO | CH-24MDT-W | Singlezone Ducted, Compact Ducted | 25000 | 20000 | 2.61 | 20000 | 2.3
COOPER&HUNTER | CH series | 213265575 | HRCU-A-CB | CH-HPR12-230VO | CH-12MDT-W | Singlezone Ducted, Compact Ducted | 12500 | 10600 | 2.51 | 12100 | 1.96
COOPER&HUNTER | CH series | 213265563 | HRCU-A-CB-O | CH-HPR12-230VO | CH-12MCT-W | Singlezone Non-Ducted, Ceiling Placement | 12000 | 9900 | 2.55 | 11500 | 1.9
COOPER&HUNTER | CH series | 213265574 | HRCU-A-CB | CH-ES12-230VO | CH-12MDT-W | Singlezone Ducted, Compact Ducted | 12000 | 9300 | 2.78 | 8400 | 2.26
COOPER&HUNTER | CH series | 213265572 | HRCU-A-CB | CH-ES09-230VO | CH-09MDT-W | Singlezone Ducted, Compact Ducted | 10000 | 7700 | 2.59 | 8000 | 2.09
COOPER&HUNTER | CH series | 213265562 | HRCU-A-CB-O | CH-ES12-230VO | CH-12MCT-W | Singlezone Non-Ducted, Ceiling Placement | 12000 | 8900 | 2.75 | 8000 | 2.28
Cooper&Hunter |  | 210799572 | HRCU-A-CB-O | CH-NY09MIA-230VO | CH-NY09MIA-230VI | Singlezone Non-Ducted, Wall Placement | 10000 | 6900 | 2.53 | 6400 | 1.95
Cooper&Hunter |  | 210799599 | HRCU-A-CB-O | CH-HPR24-230VO | CH-N24MSPHCT-230VI | Singlezone Non-Ducted, Wall Placement | 25000 | 21000 | 2.64 | 26000 | 1.95
Cooper&Hunter |  | 210799588 | HRCU-A-CB-O | CH-ES24-230VO | CH-N24MSPHCT-230VI | Singlezone Non-Ducted, Wall Placement | 25000 | 19000 | 2.6 | 18900 | 1.96
Cooper&Hunter |  | 210799582 | HRCU-A-CB-O | CH-ES12-230VO | CH-12MSPHCT-230VI | Singlezone Non-Ducted, Ceiling Placement | 12000 | 8900 | 2.75 | 8000 | 2.28
COOPER&HUNTER | CH series | 210799621 | HMSV-A-CB | CH-28MES-230VO |  | Multizone Mix of Ducted and Non-Ducted | 28000 | 21400 | 2.55 | 20000 | 2.13
COOPER&HUNTER | CH series | 210799630 | HMSV-A-CB | CH-HPR19M-230VO |  | Multizone Mix of Ducted and Non-Ducted | 20000 | 15500 | 2.55 | 20000 | 1.95
Cooper&Hunter |  | 210799687 | HRCU-A-CB-O | CH-ES09-230VO | CH-B09MOLVWM-230VI | Singlezone Non-Ducted, Wall Placement | 10000 | 8100 | 2.7 | 8564 | 2.22
COOPER&HUNTER | CH series | 210799618 | HMSV-A-CB | CH-18MES-230VO |  | Multizone Mix of Ducted and Non-Ducted | 19000 | 14500 | 2.5 | 14000 | 2.17
Cooper&Hunter |  | 210799559 | HRCU-A-CB-O | CH-ES09-230VO | CH-09MOLVWM-230VI | Singlezone Non-Ducted, Wall Placement | 10000 | 8100 | 2.7 | 8564 | 2.22
Cooper&Hunter |  | 210799686 | HRCU-A-CB-O | CH-HPR06F9-230VO | CH-B06MOLVWM-230VI | Singlezone Non-Ducted, Wall Placement | 7000 | 7500 | 2.5 | 7200 | 1.92
Cooper&Hunter |  | 210799565 | HRCU-A-CB-O | CH-HPR06F9-230VO | CH-06MOLVWM-230VI | Singlezone Non-Ducted, Wall Placement | 7000 | 7500 | 2.5 | 7200 | 1.92
Cooper&Hunter |  | 210799547 | HRCU-A-CB-O | CH-HPR06F9-230VO | CH-06MASTWM-230VI | Singlezone Non-Ducted, Wall Placement | 7000 | 8500 | 2.9 | 8581 | 2.19
Cooper&Hunter |  | 210799684 | HRCU-A-CB-O | CH-ES09-115VO | CH-B09OLVWM-115VI | Singlezone Non-Ducted, Wall Placement | 10000 | 5900 | 2.93 | 6858 | 2.07
Cooper&Hunter |  | 210799640 | HRCU-A-CB-O | CH-ES09-115VO | CH-09OLVWM-115VI | Singlezone Non-Ducted, Wall Placement | 10000 | 5900 | 2.93 | 6858 | 2.07
Cooper&Hunter |  | 210799673 | HRCU-A-CB-O | CH-ES12-230VO | CH-12MASTWM-230VI | Singlezone Non-Ducted, Wall Placement | 12000 | 9000 | 2.69 | 8981 | 2.19
Cooper&Hunter |  | 210799670 | HRCU-A-CB-O | CH-ES09-230VO | CH-09MASTWM-230VI | Singlezone Non-Ducted, Wall Placement | 10000 | 8500 | 2.8 | 8581 | 2.19
Cooper&Hunter |  | 210799579 | HRCU-A-CB-O | CH-NY09MIA-230VO | CH-09MOLV-230VI | Singlezone Non-Ducted, Wall Placement | 10000 | 6000 | 2.51 | 6933 | 1.97
Cooper&Hunter |  | 210799581 | HRCU-A-CB | CH-ES09-230VO | CH-M09DTUI | Singlezone Ducted, Compact Ducted | 10000 | 7700 | 2.59 | 8000 | 2.09
Cooper&Hunter |  | 210799560 | HRCU-A-CB-O | CH-ES12-230VO | CH-12MOLVWM-230VI | Singlezone Non-Ducted, Wall Placement | 12000 | 10000 | 2.69 | 8820 | 2.25
Cooper&Hunter |  | 210799688 | HRCU-A-CB-O | CH-ES12-230VO | CH-B12MOLVWM-230VI | Singlezone Non-Ducted, Wall Placement | 12000 | 10000 | 2.69 | 8820 | 2.25
Cooper&Hunter |  | 210799578 | HRCU-A-CB-O | CH-ES12-115VO | CH-12OLVWM-115VI | Singlezone Non-Ducted, Wall Placement | 12000 | 8900 | 2.75 | 6858 | 2.07
Cooper&Hunter |  | 210799685 | HRCU-A-CB-O | CH-ES12-115VO | CH-B12OLVWM-115VI | Singlezone Non-Ducted, Wall Placement | 12000 | 8900 | 2.75 | 6858 | 2.07
Cooper&Hunter |  | 210799600 | HRCU-A-CB | CH-HPR24-230VO | CH-M24DTUI | Singlezone Ducted, Compact Ducted | 25000 | 21000 | 2.64 | 27000 | 2
Cooper&Hunter |  | 210799583 | HRCU-A-CB | CH-ES12-230VO | CH-M12DTUI | Singlezone Ducted, Compact Ducted | 12000 | 9300 | 2.78 | 8400 | 2.26
Cooper&Hunter |  | 210799601 | HRCU-A-CB-O | CH-HPR24-230VO | CH-24MSPHFC-230VI | Singlezone Non-Ducted, Floor Placement | 25000 | 19000 | 2.64 | 25000 | 2.1
Cooper&Hunter |  | 210799589 | HRCU-A-CB | CH-ES24-230VO | CH-M24DTUI | Singlezone Ducted, Compact Ducted | 25000 | 20000 | 2.61 | 20000 | 2.3
Cooper&Hunter |  | 210799594 | HRCU-A-CB | CH-HPR12-230VO | CH-M12DTUI | Singlezone Ducted, Compact Ducted | 12500 | 10600 | 2.51 | 12100 | 1.96
Cooper&Hunter |  | 210799584 | HRCU-A-CB-O | CH-ES12-230VO | CH-12MSPHMC-230VI | Singlezone Non-Ducted, Wall Placement | 12000 | 9000 | 2.69 | 8400 | 2.26
Cooper&Hunter |  | 210799593 | HRCU-A-CB-O | CH-HPR12-230VO | CH-12MSPHCT-230VI | Singlezone Non-Ducted, Ceiling Placement | 12000 | 9900 | 2.55 | 11500 | 1.9
COOPER&HUNTER | CH-series | 214312546 | HRCU-A-CB-O | CH-NY09MIA-230VO | CH-NY09MIA-SK230V | Singlezone Non-Ducted, Wall Placement | 10000 | 6900 | 2.53 | 6400 | 1.95
COOPER&HUNTER |  | 210799620 | HMSV-A-CB | CH-28MES-230VO |  | Multizone All Ducted | 28000 | 22000 | 2.6 | 20000 | 2.14
COOPER&HUNTER |  | 210799629 | HMSV-A-CB | CH-HPR19M-230VO |  | Multizone All Ducted | 20000 | 16000 | 2.61 | 20000 | 1.95
Cooper&Hunter |  | 210799561 | HRCU-A-CB-O | CH-ES18-230VO | CH-18MOLVWM-230VI | Singlezone Non-Ducted, Wall Placement | 18000 | 14100 | 2.65 | 12829 | 2.35
Cooper&Hunter |  | 210799689 | HRCU-A-CB-O | CH-ES18-230VO | CH-B18MOLVWM-230VI | Singlezone Non-Ducted, Wall Placement | 18000 | 14100 | 2.65 | 12829 | 2.35
Cooper&Hunter |  | 210799587 | HRCU-A-CB-O | CH-ES18-230VO | CH-18MSPHFC-230VI | Singlezone Non-Ducted, Floor Placement | 20000 | 12800 | 2.52 | 13000 | 2.08
Cooper&Hunter |  | 210799585 | HRCU-A-CB-O | CH-ES18-230VO | CH-18MSPHCT-230VI | Singlezone Non-Ducted, Ceiling Placement | 19000 | 12000 | 2.51 | 12700 | 2.16
Cooper&Hunter |  | 210799586 | HRCU-A-CB | CH-ES18-230VO | CH-M18DTUI | Singlezone Ducted, Compact Ducted | 20000 | 12600 | 2.66 | 13000 | 2.4
Cooper&Hunter |  | 210799675 | HRCU-A-CB-O | CH-HPR12-230VO | CH-12MMC-230VI | Singlezone Non-Ducted, Wall Placement | 12000 | 10200 | 2.72 | 12300 | 2.1
Cooper&Hunter |  | 210799548 | HRCU-A-CB-O | CH-HPR09-230VO | CH-09MASTWM-230VI | Singlezone Non-Ducted, Wall Placement | 12000 | 9500 | 2.53 | 11109 | 1.97
Cooper&Hunter |  | 210857419 | HRCU-A-CB-O | CH-ES18-230VO | CH-18MCT1W-230VI | Singlezone Non-Ducted, Ceiling Placement | 19000 | 12200 | 2.79 | 13100 | 2.3
Cooper&Hunter |  | 210857417 | HRCU-A-CB-O | CH-ES09-230VO | CH-09MCT1W-230VI | Singlezone Non-Ducted, Ceiling Placement | 11000 | 8000 | 2.66 | 8500 | 2.37
Cooper&Hunter |  | 210857420 | HRCU-A-CB-O | CH-HPR06F9-230VO | CH-06MCT1W-230VI | Singlezone Non-Ducted, Ceiling Placement | 7100 | 5700 | 2.61 | 8500 | 2.03
Cooper&Hunter |  | 210857416 | HRCU-A-CB-O | CH-ES09-230VO | CH-06MCT1W-230VI | Singlezone Non-Ducted, Ceiling Placement | 7100 | 5700 | 2.61 | 8500 | 2.03
Cooper&Hunter |  | 210799695 | HRCU-A-CB-O | CH-ES06-115VO | CH-06OLVWM-115VI | Singlezone Non-Ducted, Wall Placement | 7000 | 5900 | 2.93 | 6858 | 2.07
Cooper&Hunter |  | 210799696 | HRCU-A-CB-O | CH-06OLVWM-115VO | CH-06OLVWM-115VI | Singlezone Non-Ducted, Wall Placement | 7000 | 5900 | 2.93 | 6858 | 2.07
CUSTOM COMFORT | CCOX series | 212365457 | HRCU-A-C | CCOXHA24V24HP | CCOACC1824B | Singlezone Ducted, Centrally Ducted | 25000 | 21000 | 2.58 | 20000 | 1.95
CUSTOM COMFORT |  | 212365442 | HMSR-A-CB-O | CCOXHAMZ555HP |  | Multizone All Non-Ducted | 55000 | 34400 | 2.5 | 47000 | 1.94
CUSTOM COMFORT |  | 212365433 | HMSR-A-CB-O | CCOXHAMZ218HP |  | Multizone All Non-Ducted | 20000 | 15000 | 2.5 | 20000 | 1.93
CUSTOM COMFORT | CCOX series | 212365456 | HRCU-A-C | CCOXHA24V18HP | CCOACC1824B | Singlezone Ducted, Centrally Ducted | 19000 | 14700 | 2.6 | 15000 | 2.2
DAIKIN | Daikin Fit | 213872276 | HRCU-A-CB | DZ6VSA481EA* | CA*EA6030*4A* | Singlezone Ducted, Centrally Ducted | 43500 | 28000 | 2.67 | 31000 | 2.22
DAIKIN | DZ6VS | 214505408 | HRCU-A-CB | DZ6VSA241EA* | CA*EA3026*4B*+MBVK16CP1X00A* | Singlezone Ducted, Centrally Ducted | 23000 | 16000 | 2.65 | 16100 | 2
DAIKIN | DZ6VS | 214505405 | HRCU-A-CB | DZ6VSA241EA* | CA*EA3026*4B*+MBVK12BP1X00A* | Singlezone Ducted, Centrally Ducted | 23000 | 16000 | 2.65 | 16100 | 2
DAIKIN | DZ6VS | 214505403 | HRCU-A-CB | DZ6VSA241EA* | CA*EA2422*4B*+MBVK16CP1X00A* | Singlezone Ducted, Centrally Ducted | 23000 | 16000 | 2.65 | 16100 | 2
DAIKIN | DZ6VS | 214505401 | HRCU-A-CB | DZ6VSA241EA* | CA*EA2422*4B*+MBVK12BP1X00A* | Singlezone Ducted, Centrally Ducted | 23000 | 16000 | 2.65 | 16100 | 2
DAIKIN | DZ6VS | 214505271 | HRCU-A-CB | DZ6VSA241EA* | CA*EA3026*4B* | Singlezone Ducted, Centrally Ducted | 23000 | 16000 | 2.65 | 16100 | 2
DAIKIN | DZ6VS | 214505270 | HRCU-A-CB | DZ6VSA241EA* | CA*EA3026*4B* | Singlezone Ducted, Centrally Ducted | 23000 | 16000 | 2.65 | 16100 | 2
DAIKIN | DZ6VS | 214505268 | HRCU-A-CB | DZ6VSA241EA* | CA*EA3026*4B* | Singlezone Ducted, Centrally Ducted | 23000 | 16000 | 2.65 | 16100 | 2
DAIKIN | DZ6VS | 214505266 | HRCU-A-CB | DZ6VSA241EA* | CA*EA3026*4B* | Singlezone Ducted, Centrally Ducted | 23000 | 16000 | 2.65 | 16100 | 2
DAIKIN | DZ6VS | 214505264 | HRCU-A-CB | DZ6VSA241EA* | CA*EA3026*4B* | Singlezone Ducted, Centrally Ducted | 23000 | 16000 | 2.65 | 16100 | 2
DAIKIN | DZ6VS | 214505262 | HRCU-A-CB | DZ6VSA241EA* | CA*EA3026*4B* | Singlezone Ducted, Centrally Ducted | 23000 | 16000 | 2.65 | 16100 | 2
DAIKIN | DZ6VS | 214505260 | HRCU-A-CB | DZ6VSA241EA* | CA*EA3026*4B* | Singlezone Ducted, Centrally Ducted | 23000 | 16000 | 2.65 | 16100 | 2
DAIKIN | DZ6VS | 214505257 | HRCU-A-CB | DZ6VSA241EA* | CA*EA3026*4B* | Singlezone Ducted, Centrally Ducted | 23000 | 16000 | 2.65 | 16100 | 2
DAIKIN | DZ6VS | 214505256 | HRCU-A-CB | DZ6VSA241EA* | CA*EA3026*4B* | Singlezone Ducted, Centrally Ducted | 23000 | 16000 | 2.65 | 16100 | 2
DAIKIN | DZ6VS | 214505254 | HRCU-A-CB | DZ6VSA241EA* | CA*EA3026*4B* | Singlezone Ducted, Centrally Ducted | 23000 | 16000 | 2.65 | 16100 | 2
DAIKIN | DZ6VS | 214505252 | HRCU-A-CB | DZ6VSA241EA* | CA*EA3026*4B* | Singlezone Ducted, Centrally Ducted | 23000 | 16000 | 2.65 | 16100 | 2
DAIKIN | DZ6VS | 214505250 | HRCU-A-CB | DZ6VSA241EA* | CA*EA3026*4B* | Singlezone Ducted, Centrally Ducted | 23000 | 16000 | 2.65 | 16100 | 2
DAIKIN | DZ6VS | 214505248 | HRCU-A-CB | DZ6VSA241EA* | CA*EA3026*4B* | Singlezone Ducted, Centrally Ducted | 23000 | 16000 | 2.65 | 16100 | 2
DAIKIN | DZ6VS | 214505245 | HRCU-A-CB | DZ6VSA241EA* | CA*EA3026*4B* | Singlezone Ducted, Centrally Ducted | 23000 | 16000 | 2.65 | 16100 | 2
DAIKIN | DZ6VS | 214505242 | HRCU-A-CB | DZ6VSA241EA* | CA*EA3026*4B* | Singlezone Ducted, Centrally Ducted | 23000 | 16000 | 2.65 | 16100 | 2
DAIKIN | DZ6VS | 214505238 | HRCU-A-CB | DZ6VSA241EA* | CA*EA3026*4B* | Singlezone Ducted, Centrally Ducted | 23000 | 16000 | 2.65 | 16100 | 2
DAIKIN | DZ6VS | 214505234 | HRCU-A-CB | DZ6VSA241EA* | CA*EA3026*4B* | Singlezone Ducted, Centrally Ducted | 23000 | 16000 | 2.65 | 16100 | 2
DAIKIN | DZ6VS | 214505231 | HRCU-A-CB | DZ6VSA241EA* | CA*EA3026*4B* | Singlezone Ducted, Centrally Ducted | 23000 | 16000 | 2.65 | 16100 | 2
DAIKIN | DZ6VS | 214505227 | HRCU-A-CB | DZ6VSA241EA* | CA*EA3026*4B* | Singlezone Ducted, Centrally Ducted | 23000 | 16000 | 2.65 | 16100 | 2
DAIKIN | DZ6VS | 214505225 | HRCU-A-CB | DZ6VSA241EA* | CA*EA3026*4B*+MBVC1600**-1A* | Singlezone Ducted, Centrally Ducted | 23000 | 16000 | 2.65 | 16100 | 2
DAIKIN | DZ6VS | 214505221 | HRCU-A-CB | DZ6VSA241EA* | CA*EA3026*4B*+MBVC1200**-1A* | Singlezone Ducted, Centrally Ducted | 23000 | 16000 | 2.65 | 16100 | 2
DAIKIN | DZ6VS | 214505217 | HRCU-A-CB | DZ6VSA241EA* | CA*EA2422*4B* | Singlezone Ducted, Centrally Ducted | 23000 | 16000 | 2.65 | 16100 | 2
DAIKIN | DZ6VS | 214505214 | HRCU-A-CB | DZ6VSA241EA* | CA*EA2422*4B* | Singlezone Ducted, Centrally Ducted | 23000 | 16000 | 2.65 | 16100 | 2
DAIKIN | DZ6VS | 214505211 | HRCU-A-CB | DZ6VSA241EA* | CA*EA2422*4B* | Singlezone Ducted, Centrally Ducted | 23000 | 16000 | 2.65 | 16100 | 2
DAIKIN | DZ6VS | 214505208 | HRCU-A-CB | DZ6VSA241EA* | CA*EA2422*4B* | Singlezone Ducted, Centrally Ducted | 23000 | 16000 | 2.65 | 16100 | 2
DAIKIN | DZ6VS | 214505205 | HRCU-A-CB | DZ6VSA241EA* | CA*EA2422*4B* | Singlezone Ducted, Centrally Ducted | 23000 | 16000 | 2.65 | 16100 | 2
DAIKIN | DZ6VS | 214505202 | HRCU-A-CB | DZ6VSA241EA* | CA*EA2422*4B* | Singlezone Ducted, Centrally Ducted | 23000 | 16000 | 2.65 | 16100 | 2
DAIKIN | DZ6VS | 214505199 | HRCU-A-CB | DZ6VSA241EA* | CA*EA2422*4B* | Singlezone Ducted, Centrally Ducted | 23000 | 16000 | 2.65 | 16100 | 2
DAIKIN | DZ6VS | 214505196 | HRCU-A-CB | DZ6VSA241EA* | CA*EA2422*4B* | Singlezone Ducted, Centrally Ducted | 23000 | 16000 | 2.65 | 16100 | 2
DAIKIN | DZ6VS | 214505193 | HRCU-A-CB | DZ6VSA241EA* | CA*EA2422*4B* | Singlezone Ducted, Centrally Ducted | 23000 | 16000 | 2.65 | 16100 | 2
DAIKIN | DZ6VS | 214505190 | HRCU-A-CB | DZ6VSA241EA* | CA*EA2422*4B* | Singlezone Ducted, Centrally Ducted | 23000 | 16000 | 2.65 | 16100 | 2
DAIKIN | DZ6VS | 214505187 | HRCU-A-CB | DZ6VSA241EA* | CA*EA2422*4B* | Singlezone Ducted, Centrally Ducted | 23000 | 16000 | 2.65 | 16100 | 2
DAIKIN | DZ6VS | 214505185 | HRCU-A-CB | DZ6VSA241EA* | CA*EA2422*4B* | Singlezone Ducted, Centrally Ducted | 23000 | 16000 | 2.65 | 16100 | 2
DAIKIN | DZ6VS | 214505182 | HRCU-A-CB | DZ6VSA241EA* | CA*EA2422*4B* | Singlezone Ducted, Centrally Ducted | 23000 | 16000 | 2.65 | 16100 | 2
DAIKIN | DZ6VS | 214505179 | HRCU-A-CB | DZ6VSA241EA* | CA*EA2422*4B* | Singlezone Ducted, Centrally Ducted | 23000 | 16000 | 2.65 | 16100 | 2
DAIKIN | DZ6VS | 214505177 | HRCU-A-CB | DZ6VSA241EA* | CA*EA2422*4B* | Singlezone Ducted, Centrally Ducted | 23000 | 16000 | 2.65 | 16100 | 2
DAIKIN | DZ6VS | 214505174 | HRCU-A-CB | DZ6VSA241EA* | CA*EA2422*4B* | Singlezone Ducted, Centrally Ducted | 23000 | 16000 | 2.65 | 16100 | 2
DAIKIN | DZ6VS | 214505171 | HRCU-A-CB | DZ6VSA241EA* | CA*EA2422*4B* | Singlezone Ducted, Centrally Ducted | 23000 | 16000 | 2.65 | 16100 | 2
DAIKIN | DZ6VS | 214505169 | HRCU-A-CB | DZ6VSA241EA* | CA*EA2422*4B* | Singlezone Ducted, Centrally Ducted | 23000 | 16000 | 2.65 | 16100 | 2
DAIKIN | DZ6VS | 214505166 | HRCU-A-CB | DZ6VSA241EA* | CA*EA2422*4B* | Singlezone Ducted, Centrally Ducted | 23000 | 16000 | 2.65 | 16100 | 2
DAIKIN | DZ6VS | 214505163 | HRCU-A-CB | DZ6VSA241EA* | CA*EA2422*4B*+MBVC1600**-1A* | Singlezone Ducted, Centrally Ducted | 23000 | 16000 | 2.65 | 16100 | 2
DAIKIN | DZ6VS | 214505160 | HRCU-A-CB | DZ6VSA241EA* | CA*EA2422*4B*+MBVC1200**-1A* | Singlezone Ducted, Centrally Ducted | 23000 | 16000 | 2.65 | 16100 | 2
DAIKIN | Daikin Fit | 213815733 | HRCU-A-CB | DZ6VSA481EA* | CAPEA6030*4A*+MBVK20DP1X00A* | Singlezone Ducted, Centrally Ducted | 44000 | 28000 | 2.67 | 31000 | 2.22
DAIKIN | Daikin Fit | 213815732 | HRCU-A-CB | DZ6VSA421EA* | CAPEA6030*4A*+MBVK20DP1X00A* | Singlezone Ducted, Centrally Ducted | 40000 | 28000 | 2.67 | 30600 | 2.19
DAIKIN | Daikin Fit | 213815731 | HRCU-A-CB | DZ6VSA361EA* | CAPEA4830*4A*+MBVK16CP1X00A* | Singlezone Ducted, Centrally Ducted | 34200 | 23000 | 2.59 | 29000 | 2
DAIKIN | Daikin Fit | 213815730 | HRCU-A-CB | DZ6VSA361EA* | CAPEA6030*4A*+MBVK20DP1X00A* | Singlezone Ducted, Centrally Ducted | 34200 | 23000 | 2.59 | 30000 | 2.11
DAIKIN | Daikin Fit | 213815729 | HRCU-A-CB | DZ6VSA241EA* | CAPEA3026*4A*+MBVK16CP1X00A* | Singlezone Ducted, Centrally Ducted | 23000 | 16000 | 2.65 | 16100 | 2
DAIKIN | Daikin Fit | 213815728 | HRCU-A-CB | DZ6VSA241EA* | CAPEA3026*4A*+MBVK12BP1X00A* | Singlezone Ducted, Centrally Ducted | 23000 | 16000 | 2.65 | 16100 | 2
DAIKIN | Daikin Fit | 213815727 | HRCU-A-CB | DZ6VSA241EA* | CAPEA2422*4A*+MBVK16CP1X00A* | Singlezone Ducted, Centrally Ducted | 23000 | 16000 | 2.65 | 16100 | 2
DAIKIN | Daikin Fit | 213815726 | HRCU-A-CB | DZ6VSA241EA* | CAPEA2422*4A*+MBVK12BP1X00A* | Singlezone Ducted, Centrally Ducted | 23000 | 16000 | 2.65 | 16100 | 2
DAIKIN | Daikin Fit | 213613334 | HRCU-A-CB | DZ6VSA361EA* | DFVE42CP1400B* | Singlezone Ducted, Centrally Ducted | 34200 | 23000 | 2.59 | 29000 | 2
DAIKIN | Daikin Fit | 213613332 | HRCU-A-CB | DZ6VSA481EA* | DFVE60DP1400B* | Singlezone Ducted, Centrally Ducted | 44000 | 28000 | 2.67 | 31000 | 2.22
DAIKIN | Daikin Fit | 213613331 | HRCU-A-CB | DZ6VSA421EA* | DFVE60DP1400B* | Singlezone Ducted, Centrally Ducted | 40000 | 28000 | 2.67 | 30600 | 2.19
DAIKIN | Daikin Fit | 213613330 | HRCU-A-CB | DZ6VSA361EA* | DFVE48DP1400B* | Singlezone Ducted, Centrally Ducted | 34200 | 23000 | 2.59 | 30000 | 2.11
DAIKIN | Daikin Fit | 213613333 | HRCU-A-CB | DZ6VSA361EA* | DFVE60DP1400B* | Singlezone Ducted, Centrally Ducted | 34200 | 23000 | 2.59 | 30000 | 2.11
DAIKIN | Daikin Fit | 213613329 | HRCU-A-CB | DZ6VSA241EA* | DFVE36CP1400B* | Singlezone Ducted, Centrally Ducted | 23000 | 16000 | 2.65 | 16100 | 2
DAIKIN | Daikin Fit | 213872275 | HRCU-A-CB | DZ6VSA481EA* | CA*EA6030*4A* | Singlezone Ducted, Centrally Ducted | 44000 | 28000 | 2.67 | 31000 | 2.22
DAIKIN | Daikin Fit | 213872273 | HRCU-A-CB | DZ6VSA481EA* | CA*EA6030*4A* | Singlezone Ducted, Centrally Ducted | 44000 | 28000 | 2.67 | 31000 | 2.22
DAIKIN | Daikin Fit | 213872271 | HRCU-A-CB | DZ6VSA481EA* | CA*EA6030*4A* | Singlezone Ducted, Centrally Ducted | 44000 | 28000 | 2.67 | 31000 | 2.22
DAIKIN | Daikin Fit | 213872269 | HRCU-A-CB | DZ6VSA481EA* | CA*EA6030*4A* | Singlezone Ducted, Centrally Ducted | 44000 | 28000 | 2.67 | 31000 | 2.22
DAIKIN | Daikin Fit | 213872267 | HRCU-A-CB | DZ6VSA421EA* | CA*EA6030*4A* | Singlezone Ducted, Centrally Ducted | 40000 | 28000 | 2.67 | 30600 | 2.19
DAIKIN | Daikin Fit | 213872265 | HRCU-A-CB | DZ6VSA421EA* | CA*EA6030*4A* | Singlezone Ducted, Centrally Ducted | 40000 | 28000 | 2.67 | 30600 | 2.19
DAIKIN | Daikin Fit | 213872263 | HRCU-A-CB | DZ6VSA421EA* | CA*EA6030*4A* | Singlezone Ducted, Centrally Ducted | 40000 | 28000 | 2.67 | 30600 | 2.19
DAIKIN | Daikin Fit | 213872261 | HRCU-A-CB | DZ6VSA421EA* | CA*EA6030*4A* | Singlezone Ducted, Centrally Ducted | 40000 | 28000 | 2.67 | 30600 | 2.19
DAIKIN |  | 211635177 | HRCU-A-CB | RZQ24TBVJU* | FTQ24TAVJU*A* | Singlezone Ducted, Centrally Ducted | 27400 | 19400 | 2.55 | 20800 | 1.97
DAIKIN | Daikin Fit | 212614864 | HRCU-A-CB | DZ6VSA241EA* | DFVE36CP1400A* | Singlezone Ducted, Centrally Ducted | 23000 | 16000 | 2.65 | 16100 | 2
DAIKIN | Daikin Fit | 212614872 | HRCU-A-CB | DZ6VSA241EA* | DFVE36CP0400A* | Singlezone Ducted, Centrally Ducted | 23000 | 16000 | 2.65 | 16100 | 2
DAIKIN | Daikin Fit | 212614873 | HRCU-A-CB | DZ6VSA241EA* | CA*EA2422*4A*+MBVC1200**-1A* | Singlezone Ducted, Centrally Ducted | 23000 | 16000 | 2.65 | 16100 | 2
DAIKIN | Daikin Fit | 212614874 | HRCU-A-CB | DZ6VSA241EA* | CA*EA2422*4A*+MBVC1600**-1A* | Singlezone Ducted, Centrally Ducted | 23000 | 16000 | 2.65 | 16100 | 2
DAIKIN | Daikin Fit | 212614875 | HRCU-A-CB | DZ6VSA241EA* | CA*EA2422*4A* | Singlezone Ducted, Centrally Ducted | 23000 | 16000 | 2.65 | 16100 | 2
DAIKIN | Daikin Fit | 212614876 | HRCU-A-CB | DZ6VSA241EA* | CA*EA2422*4A* | Singlezone Ducted, Centrally Ducted | 23000 | 16000 | 2.65 | 16100 | 2
DAIKIN | Daikin Fit | 212614877 | HRCU-A-CB | DZ6VSA241EA* | CA*EA2422*4A* | Singlezone Ducted, Centrally Ducted | 23000 | 16000 | 2.65 | 16100 | 2
DAIKIN | Daikin Fit | 212614878 | HRCU-A-CB | DZ6VSA241EA* | CA*EA2422*4A* | Singlezone Ducted, Centrally Ducted | 23000 | 16000 | 2.65 | 16100 | 2
DAIKIN | Daikin Fit | 212614879 | HRCU-A-CB | DZ6VSA241EA* | CA*EA2422*4A* | Singlezone Ducted, Centrally Ducted | 23000 | 16000 | 2.65 | 16100 | 2
DAIKIN | Daikin Fit | 212614880 | HRCU-A-CB | DZ6VSA241EA* | CA*EA2422*4A* | Singlezone Ducted, Centrally Ducted | 23000 | 16000 | 2.65 | 16100 | 2
DAIKIN | Daikin Fit | 212614881 | HRCU-A-CB | DZ6VSA241EA* | CA*EA2422*4A* | Singlezone Ducted, Centrally Ducted | 23000 | 16000 | 2.65 | 16100 | 2
DAIKIN | Daikin Fit | 212614882 | HRCU-A-CB | DZ6VSA241EA* | CA*EA2422*4A* | Singlezone Ducted, Centrally Ducted | 23000 | 16000 | 2.65 | 16100 | 2
DAIKIN | Daikin Fit | 212614883 | HRCU-A-CB | DZ6VSA241EA* | CA*EA2422*4A* | Singlezone Ducted, Centrally Ducted | 23000 | 16000 | 2.65 | 16100 | 2
DAIKIN | Daikin Fit | 212614884 | HRCU-A-CB | DZ6VSA241EA* | CA*EA2422*4A* | Singlezone Ducted, Centrally Ducted | 23000 | 16000 | 2.65 | 16100 | 2
DAIKIN | Daikin Fit | 212614885 | HRCU-A-CB | DZ6VSA241EA* | CA*EA2422*4A* | Singlezone Ducted, Centrally Ducted | 23000 | 16000 | 2.65 | 16100 | 2
DAIKIN | Daikin Fit | 212614886 | HRCU-A-CB | DZ6VSA241EA* | CA*EA2422*4A* | Singlezone Ducted, Centrally Ducted | 23000 | 16000 | 2.65 | 16100 | 2
DAIKIN | Daikin Fit | 212614887 | HRCU-A-CB | DZ6VSA241EA* | CA*EA2422*4A* | Singlezone Ducted, Centrally Ducted | 23000 | 16000 | 2.65 | 16100 | 2
DAIKIN | Daikin Fit | 212614888 | HRCU-A-CB | DZ6VSA241EA* | CA*EA2422*4A* | Singlezone Ducted, Centrally Ducted | 23000 | 16000 | 2.65 | 16100 | 2
DAIKIN | Daikin Fit | 212614889 | HRCU-A-CB | DZ6VSA241EA* | CA*EA2422*4A* | Singlezone Ducted, Centrally Ducted | 23000 | 16000 | 2.65 | 16100 | 2
DAIKIN | Daikin Fit | 212614890 | HRCU-A-CB | DZ6VSA241EA* | CA*EA2422*4A* | Singlezone Ducted, Centrally Ducted | 23000 | 16000 | 2.65 | 16100 | 2
DAIKIN | Daikin Fit | 212614891 | HRCU-A-CB | DZ6VSA241EA* | CA*EA2422*4A* | Singlezone Ducted, Centrally Ducted | 23000 | 16000 | 2.65 | 16100 | 2
DAIKIN | Daikin Fit | 212614892 | HRCU-A-CB | DZ6VSA241EA* | CA*EA2422*4A* | Singlezone Ducted, Centrally Ducted | 23000 | 16000 | 2.65 | 16100 | 2
DAIKIN | Daikin Fit | 212614893 | HRCU-A-CB | DZ6VSA241EA* | CA*EA2422*4A* | Singlezone Ducted, Centrally Ducted | 23000 | 16000 | 2.65 | 16100 | 2
DAIKIN | Daikin Fit | 212614894 | HRCU-A-CB | DZ6VSA241EA* | CA*EA3026*4A*+MBVC1200**-1A* | Singlezone Ducted, Centrally Ducted | 23000 | 16000 | 2.65 | 16100 | 2
DAIKIN | Daikin Fit | 212614895 | HRCU-A-CB | DZ6VSA241EA* | CA*EA3026*4A*+MBVC1600**-1A* | Singlezone Ducted, Centrally Ducted | 23000 | 16000 | 2.65 | 16100 | 2
DAIKIN | Daikin Fit | 212614896 | HRCU-A-CB | DZ6VSA241EA* | CA*EA3026*4A* | Singlezone Ducted, Centrally Ducted | 23000 | 16000 | 2.65 | 16100 | 2
DAIKIN | Daikin Fit | 212614897 | HRCU-A-CB | DZ6VSA241EA* | CA*EA3026*4A* | Singlezone Ducted, Centrally Ducted | 23000 | 16000 | 2.65 | 16100 | 2
DAIKIN | Daikin Fit | 212614898 | HRCU-A-CB | DZ6VSA241EA* | CA*EA3026*4A* | Singlezone Ducted, Centrally Ducted | 23000 | 16000 | 2.65 | 16100 | 2
DAIKIN | Daikin Fit | 212614899 | HRCU-A-CB | DZ6VSA241EA* | CA*EA3026*4A* | Singlezone Ducted, Centrally Ducted | 23000 | 16000 | 2.65 | 16100 | 2
DAIKIN | Daikin Fit | 212614900 | HRCU-A-CB | DZ6VSA241EA* | CA*EA3026*4A* | Singlezone Ducted, Centrally Ducted | 23000 | 16000 | 2.65 | 16100 | 2
DAIKIN | Daikin Fit | 212614901 | HRCU-A-CB | DZ6VSA241EA* | CA*EA3026*4A* | Singlezone Ducted, Centrally Ducted | 23000 | 16000 | 2.65 | 16100 | 2
DAIKIN | Daikin Fit | 212614902 | HRCU-A-CB | DZ6VSA241EA* | CA*EA3026*4A* | Singlezone Ducted, Centrally Ducted | 23000 | 16000 | 2.65 | 16100 | 2
DAIKIN | Daikin Fit | 212614903 | HRCU-A-CB | DZ6VSA241EA* | CA*EA3026*4A* | Singlezone Ducted, Centrally Ducted | 23000 | 16000 | 2.65 | 16100 | 2
DAIKIN | Daikin Fit | 212614904 | HRCU-A-CB | DZ6VSA241EA* | CA*EA3026*4A* | Singlezone Ducted, Centrally Ducted | 23000 | 16000 | 2.65 | 16100 | 2
DAIKIN | Daikin Fit | 212614905 | HRCU-A-CB | DZ6VSA241EA* | CA*EA3026*4A* | Singlezone Ducted, Centrally Ducted | 23000 | 16000 | 2.65 | 16100 | 2
DAIKIN | Daikin Fit | 212614906 | HRCU-A-CB | DZ6VSA241EA* | CA*EA3026*4A* | Singlezone Ducted, Centrally Ducted | 23000 | 16000 | 2.65 | 16100 | 2
DAIKIN | Daikin Fit | 212614907 | HRCU-A-CB | DZ6VSA241EA* | CA*EA3026*4A* | Singlezone Ducted, Centrally Ducted | 23000 | 16000 | 2.65 | 16100 | 2
DAIKIN | Daikin Fit | 212614908 | HRCU-A-CB | DZ6VSA241EA* | CA*EA3026*4A* | Singlezone Ducted, Centrally Ducted | 23000 | 16000 | 2.65 | 16100 | 2
DAIKIN | Daikin Fit | 212614909 | HRCU-A-CB | DZ6VSA241EA* | CA*EA3026*4A* | Singlezone Ducted, Centrally Ducted | 23000 | 16000 | 2.65 | 16100 | 2
DAIKIN | Daikin Fit | 212614910 | HRCU-A-CB | DZ6VSA241EA* | CA*EA3026*4A* | Singlezone Ducted, Centrally Ducted | 23000 | 16000 | 2.65 | 16100 | 2
DAIKIN | Daikin Fit | 212614911 | HRCU-A-CB | DZ6VSA241EA* | CA*EA3026*4A* | Singlezone Ducted, Centrally Ducted | 23000 | 16000 | 2.65 | 16100 | 2
DAIKIN | Daikin Fit | 212614912 | HRCU-A-CB | DZ6VSA241EA* | CA*EA3026*4A* | Singlezone Ducted, Centrally Ducted | 23000 | 16000 | 2.65 | 16100 | 2
DAIKIN | Daikin Fit | 212614913 | HRCU-A-CB | DZ6VSA241EA* | CA*EA3026*4A* | Singlezone Ducted, Centrally Ducted | 23000 | 16000 | 2.65 | 16100 | 2
DAIKIN | Daikin Fit | 212614914 | HRCU-A-CB | DZ6VSA241EA* | CA*EA3026*4A* | Singlezone Ducted, Centrally Ducted | 23000 | 16000 | 2.65 | 16100 | 2
DAIKIN | Daikin Fit | 212614942 | HRCU-A-CB | DZ6VSA481EA* | CA*EA6030*4A* | Singlezone Ducted, Centrally Ducted | 44000 | 28000 | 2.67 | 31000 | 2.22
DAIKIN | Daikin Fit | 212614941 | HRCU-A-CB | DZ6VSA481EA* | CA*EA6030*4A* | Singlezone Ducted, Centrally Ducted | 44000 | 28000 | 2.67 | 31000 | 2.22
DAIKIN | Daikin Fit | 212614940 | HRCU-A-CB | DZ6VSA481EA* | CA*EA6030*4A* | Singlezone Ducted, Centrally Ducted | 44000 | 28000 | 2.67 | 31000 | 2.22
DAIKIN | Daikin Fit | 212614939 | HRCU-A-CB | DZ6VSA481EA* | CA*EA6030*4A*+MBVC2000**-1A* | Singlezone Ducted, Centrally Ducted | 44000 | 28000 | 2.67 | 31000 | 2.22
DAIKIN | Daikin Fit | 212614938 | HRCU-A-CB | DZ6VSA481EA* | DFVE60DP0400A* | Singlezone Ducted, Centrally Ducted | 44000 | 28000 | 2.67 | 31000 | 2.22
DAIKIN | Daikin Fit | 212614867 | HRCU-A-CB | DZ6VSA481EA* | DFVE60DP1400A* | Singlezone Ducted, Centrally Ducted | 44000 | 28000 | 2.67 | 31000 | 2.22
DAIKIN | Daikin Fit | 212614937 | HRCU-A-CB | DZ6VSA421EA* | CA*EA6030*4A* | Singlezone Ducted, Centrally Ducted | 40000 | 28000 | 2.67 | 30600 | 2.19
DAIKIN | Daikin Fit | 212614936 | HRCU-A-CB | DZ6VSA421EA* | CA*EA6030*4A* | Singlezone Ducted, Centrally Ducted | 40000 | 28000 | 2.67 | 30600 | 2.19
DAIKIN | Daikin Fit | 212614935 | HRCU-A-CB | DZ6VSA421EA* | CA*EA6030*4A* | Singlezone Ducted, Centrally Ducted | 40000 | 28000 | 2.67 | 30600 | 2.19
DAIKIN | Daikin Fit | 212614934 | HRCU-A-CB | DZ6VSA421EA* | CA*EA6030*4A*+MBVC2000**-1A* | Singlezone Ducted, Centrally Ducted | 40000 | 28000 | 2.67 | 30600 | 2.19
DAIKIN | Daikin Fit | 212614933 | HRCU-A-CB | DZ6VSA421EA* | DFVE60DP0400A* | Singlezone Ducted, Centrally Ducted | 40000 | 28000 | 2.67 | 30600 | 2.19
DAIKIN | Daikin Fit | 212614866 | HRCU-A-CB | DZ6VSA421EA* | DFVE60DP1400A* | Singlezone Ducted, Centrally Ducted | 40000 | 28000 | 2.67 | 30600 | 2.19
DAIKIN | Daikin Fit | 212928695 | HRCU-A-CB | DZ6VSA361EA* | DFVE42CP1400A* | Singlezone Ducted, Centrally Ducted | 34200 | 23000 | 2.59 | 29000 | 2
DAIKIN | Daikin Fit | 212928694 | HRCU-A-CB | DZ6VSA361EA* | DFVE42CP0400A* | Singlezone Ducted, Centrally Ducted | 34200 | 23000 | 2.59 | 29000 | 2
DAIKIN | Daikin Fit | 212614932 | HRCU-A-CB | DZ6VSA361EA* | CA*EA4830*4A* | Singlezone Ducted, Centrally Ducted | 34200 | 23000 | 2.59 | 29000 | 2
DAIKIN | Daikin Fit | 212614931 | HRCU-A-CB | DZ6VSA361EA* | CA*EA4830*4A* | Singlezone Ducted, Centrally Ducted | 34200 | 23000 | 2.59 | 29000 | 2
DAIKIN | Daikin Fit | 212614930 | HRCU-A-CB | DZ6VSA361EA* | CA*EA4830*4A* | Singlezone Ducted, Centrally Ducted | 34200 | 23000 | 2.59 | 29000 | 2
DAIKIN | Daikin Fit | 212614929 | HRCU-A-CB | DZ6VSA361EA* | CA*EA4830*4A* | Singlezone Ducted, Centrally Ducted | 34200 | 23000 | 2.59 | 29000 | 2
DAIKIN | Daikin Fit | 212614928 | HRCU-A-CB | DZ6VSA361EA* | CA*EA4830*4A* | Singlezone Ducted, Centrally Ducted | 34200 | 23000 | 2.59 | 29000 | 2
DAIKIN | Daikin Fit | 212614927 | HRCU-A-CB | DZ6VSA361EA* | CA*EA6030*4A* | Singlezone Ducted, Centrally Ducted | 34200 | 23000 | 2.59 | 30000 | 2.11
DAIKIN | Daikin Fit | 212614926 | HRCU-A-CB | DZ6VSA361EA* | CA*EA4830*4A* | Singlezone Ducted, Centrally Ducted | 34200 | 23000 | 2.59 | 29000 | 2
DAIKIN | Daikin Fit | 212614925 | HRCU-A-CB | DZ6VSA361EA* | CA*EA4830*4A* | Singlezone Ducted, Centrally Ducted | 34200 | 23000 | 2.59 | 29000 | 2
DAIKIN | Daikin Fit | 212614924 | HRCU-A-CB | DZ6VSA361EA* | CA*EA4830*4A* | Singlezone Ducted, Centrally Ducted | 34200 | 23000 | 2.59 | 29000 | 2
DAIKIN | Daikin Fit | 212614923 | HRCU-A-CB | DZ6VSA361EA* | CA*EA6030*4A* | Singlezone Ducted, Centrally Ducted | 34200 | 23000 | 2.59 | 30000 | 2.11
DAIKIN | Daikin Fit | 212614922 | HRCU-A-CB | DZ6VSA361EA* | CA*EA6030*4A* | Singlezone Ducted, Centrally Ducted | 34200 | 23000 | 2.59 | 30000 | 2.11
DAIKIN | Daikin Fit | 212614921 | HRCU-A-CB | DZ6VSA361EA* | CA*EA4830*4A* | Singlezone Ducted, Centrally Ducted | 34200 | 23000 | 2.59 | 29000 | 2.04
DAIKIN | Daikin Fit | 212614920 | HRCU-A-CB | DZ6VSA361EA* | CA*EA6030*4A* | Singlezone Ducted, Centrally Ducted | 34200 | 23000 | 2.59 | 30000 | 2.11
DAIKIN | Daikin Fit | 212614919 | HRCU-A-CB | DZ6VSA361EA* | CA*EA4830*4A*+MBVC1600**-1A* | Singlezone Ducted, Centrally Ducted | 34200 | 23000 | 2.59 | 29000 | 2
DAIKIN | Daikin Fit | 212614918 | HRCU-A-CB | DZ6VSA361EA* | CA*EA6030*4A*+MBVC2000**-1A* | Singlezone Ducted, Centrally Ducted | 34200 | 23000 | 2.59 | 30000 | 2.11
DAIKIN | Daikin Fit | 212614917 | HRCU-A-CB | DZ6VSA361EA* | DFVE48DP0400A* | Singlezone Ducted, Centrally Ducted | 34200 | 23000 | 2.59 | 30000 | 2.11
DAIKIN | Daikin Fit | 212614916 | HRCU-A-CB | DZ6VSA361EA* | DFVE60DP0400A* | Singlezone Ducted, Centrally Ducted | 34200 | 23000 | 2.59 | 30000 | 2.11
DAIKIN | Daikin Fit | 212614915 | HRCU-A-CB | DZ6VSA361EA* | DFVE60DP1400A* | Singlezone Ducted, Centrally Ducted | 34200 | 23000 | 2.59 | 30000 | 2.11
DAIKIN | Daikin Fit | 212614865 | HRCU-A-CB | DZ6VSA361EA* | DFVE48DP1400A* | Singlezone Ducted, Centrally Ducted | 34200 | 23000 | 2.59 | 30000 | 2.11
DAIKIN | Daikin Fit | 213156959 | HRCU-A-CB | DZ6VSA481EA* | CA*EA6030*4A* | Singlezone Ducted, Centrally Ducted | 44000 | 28000 | 2.67 | 31000 | 2.22
DAIKIN | Daikin Fit | 213156958 | HRCU-A-CB | DZ6VSA421EA* | CA*EA6030*4A* | Singlezone Ducted, Centrally Ducted | 40000 | 28000 | 2.67 | 30600 | 2.19
DAIKIN | DZ9VC | 210607570 | HRCU-A-CB | DZ9VCA2410A* | CA*F3137*6A*+MBVC1200**-1A*+TX | Singlezone Ducted, Centrally Ducted | 23000 | 14000 | 2.6 | 13100 | 2.19
DAY & NIGHT | DLC-series | 208447716 | HRCU-A-CB-O | DLCERBH09AAK | DLFEHBH09XAK | Singlezone Non-Ducted, Wall Placement | 10000 | 6000 | 2.51 | 6933 | 1.97
DAY & NIGHT | DLC-series | 208447636 | HRCU-A-CB-O | DLCSRBH12AAJ | DLFSHCH12XAJ | Singlezone Non-Ducted, Wall Placement | 12000 | 8400 | 2.8 | 7094 | 2.19
DAY & NIGHT | DLC-series | 208447633 | HRCU-A-CB-O | DLCSRBH09AAK | DLFSHCH09XAK | Singlezone Non-Ducted, Wall Placement | 12000 | 9500 | 2.53 | 11109 | 1.97
DAY & NIGHT | DLC-series | 208447637 | HRCU-A-CB-O | DLCSRBH06AAK | DLFSHCH06XAK | Singlezone Non-Ducted, Wall Placement | 7000 | 8500 | 2.9 | 8581 | 2.19
DAY & NIGHT | DLC-series | 207683341 | HRCU-A-CB-O | DLCSRBH24AAK | DLFSCBH24XAK | Singlezone Non-Ducted, Wall Placement | 25000 | 21000 | 2.64 | 26000 | 1.95
DAY & NIGHT | DLC-series | 209948193 | HRCU-A-CB-O | DLCSRBH12AAK | DLFSFBH12XAK | Singlezone Non-Ducted, Wall Placement | 12000 | 10200 | 2.72 | 12300 | 2.1
DAY & NIGHT | DLC-series | 211132720 | HRCU-A-CB | DLCSRBH24AAK | DLFSDAH24XHK | Singlezone Ducted, Compact Ducted | 25000 | 21000 | 2.75 | 24000 | 2
DAY & NIGHT | DLC-series | 211132685 | HRCU-A-CB | DLCSRBH18AAK | DLFSDAH18XHK | Singlezone Ducted, Compact Ducted | 19000 | 15700 | 2.6 | 18000 | 2.2
DAY & NIGHT | DLC-series | 210857434 | HRCU-A-CB-O | DLCSRBH06AAK | DLFSOAH09XAK | Singlezone Non-Ducted, Ceiling Placement | 7100 | 5700 | 2.61 | 8500 | 2.03
DAY & NIGHT | Dlseries | 210025743 | HRCU-A-CB | DLCURAH60ABK | DLFUAAH60XAK | Singlezone Ducted, Centrally Ducted | 59000 | 42000 | 2.6 | 54356 | 1.91
DAY & NIGHT | DL series | 213372132 | HRCU-A-C | DLCURAH18ABK | DLFULAH24XBX + CI | Singlezone Ducted, Centrally Ducted | 19000 | 14700 | 2.6 | 15000 | 2.2
DAY & NIGHT | DLC-series | 206361880 | HRCU-A-CB-O | DLCSRBH12AAK | DLFSHBH12XAK | Singlezone Non-Ducted, Wall Placement | 12000 | 10300 | 2.56 | 12113 | 1.9
DAY & NIGHT | DLC-series | 206361878 | HRCU-A-CB-O | DLCSRBH12AAJ | DLFSHBH12XAJ | Singlezone Non-Ducted, Wall Placement | 12000 | 8900 | 2.75 | 6858 | 2.07
DAY & NIGHT | DLC-series | 207188911 | HRCU-A-CB-O | DLCSRBH06AAK | DLFSHBH06XAK | Singlezone Non-Ducted, Wall Placement | 7000 | 7500 | 2.5 | 7200 | 1.92
DAY & NIGHT |  | 201835602 | HRCU-A-CB-O | DLCPRAH09AAK | DLFPHAH09XAK | Singlezone Non-Ducted, Wall Placement | 10000 | 7200 | 2.78 | 13047 | 1.97
DAY & NIGHT | High Tier | 202463647 | HRCU-A-CB-O | DLCPRAH24AAK | DLFPHAH24XAK | Singlezone Non-Ducted, Wall Placement | 24000 | 15450 | 3 | 24000 | 2
DAY & NIGHT | Constant Comfort | 206350413 | HRCU-A-CB | DLCSRBH24AAK | DLFSDAH24XAK | Singlezone Ducted, Compact Ducted | 24600 | 14500 | 2.8 | 27910 | 2.01
DAY & NIGHT | Performance Series | 207643043 | HMSV-A-CB | DLCMHBH48EAK |  | Multizone Mix of Ducted and Non-Ducted | 49000 | 31000 | 2.65 | 48000 | 1.9
DAY & NIGHT | Performance Series | 207643033 | HMSV-A-CB | DLCMHBH24CAK |  | Multizone All Ducted | 24000 | 18500 | 2.85 | 21500 | 1.95
DAY & NIGHT | CONSTANTCOMFORT DELUXE 18 VS HP 2-STAGE | 210458484 | HRCU-A-CB | CVH837GKA2*+TSTAT | EA*4X37L21A* | Singlezone Ducted, Centrally Ducted | 47500 | 30800 | 2.52 | 24400 | 1.98
DAY & NIGHT | CONSTANTCOMFORT DELUXE 18 VS HP 2-STAGE | 210459741 | HRCU-A-CB | CVH837GKA2*+TSTAT | EA*4X43L21A* | Singlezone Ducted, Centrally Ducted | 47500 | 30800 | 2.52 | 24400 | 1.98
DAY & NIGHT | CONSTANTCOMFORT DELUXE 18 VS HP | 206771276 | HRCU-A-CB | CVH837GKA2* | EA*4X37L21A*+WALLCON | Singlezone Ducted, Centrally Ducted | 33000 | 31800 | 2.52 | 28000 | 2.2
DAY & NIGHT | CONSTANTCOMFORT DELUXE 18 VS HP | 206771330 | HRCU-A-CB | CVH837GKA2* | EA*4X37L21A*+WALLCON | Singlezone Ducted, Centrally Ducted | 32800 | 31800 | 2.54 | 28000 | 2.22
DAY & NIGHT | CONSTANTCOMFORT DELUXE 18 VS HP | 206771348 | HRCU-A-CB | CVH837GKA2* | EA*4X37L21A*+WALLCON | Singlezone Ducted, Centrally Ducted | 32800 | 31800 | 2.54 | 28000 | 2.22
DAY & NIGHT | CONSTANTCOMFORT DELUXE 18 VS HP | 206771357 | HRCU-A-CB | CVH837GKA2* | EA*4X37L21A*+WALLCON | Singlezone Ducted, Centrally Ducted | 32800 | 31800 | 2.54 | 27800 | 2.22
DAY & NIGHT | CONSTANTCOMFORT DELUXE 18 VS HP | 206771627 | HRCU-A-CB | CVH837GKA2* | EA*4X43L21A*+WALLCON | Singlezone Ducted, Centrally Ducted | 33000 | 32000 | 2.52 | 28000 | 2.2
DAY & NIGHT | CONSTANTCOMFORT DELUXE 18 VS HP | 206771645 | HRCU-A-CB | CVH837GKA2* | EA*4X43L21A*+WALLCON | Singlezone Ducted, Centrally Ducted | 32800 | 31800 | 2.54 | 28000 | 2.2
DAY & NIGHT | CONSTANTCOMFORT DELUXE 18 VS HP | 206771699 | HRCU-A-CB | CVH837GKA2* | EA*4X43L21A*+WALLCON | Singlezone Ducted, Centrally Ducted | 32800 | 31800 | 2.54 | 27800 | 2.22
DAY & NIGHT | CONSTANTCOMFORT DELUXE 18 VS HP | 206771717 | HRCU-A-CB | CVH837GKA2* | EA*4X43L21A*+WALLCON | Singlezone Ducted, Centrally Ducted | 32800 | 31800 | 2.54 | 27800 | 2.22
DAY & NIGHT | CONSTANTCOMFORT DELUXE 18 VS HP | 206771726 | HRCU-A-CB | CVH837GKA2* | EA*4X43L21A*+WALLCON | Singlezone Ducted, Centrally Ducted | 32800 | 31800 | 2.56 | 27800 | 2.22
DAY & NIGHT | CONSTANTCOMFORT DELUXE 18 VS HP | 206771780 | HRCU-A-CB | CVH837GKA2* | EA*4X48L21A*+WALLCON | Singlezone Ducted, Centrally Ducted | 32600 | 31400 | 2.52 | 27800 | 2.2
DAY & NIGHT | CONSTANTCOMFORT DELUXE 18 VS HP | 206771834 | HRCU-A-CB | CVH837GKA2* | EA*4X48L21A*+WALLCON | Singlezone Ducted, Centrally Ducted | 32400 | 31400 | 2.52 | 27600 | 2.2
DAY & NIGHT | CONSTANTCOMFORT DELUXE 18 VS HP | 206771852 | HRCU-A-CB | CVH837GKA2* | EA*4X48L21A*+WALLCON | Singlezone Ducted, Centrally Ducted | 32400 | 31400 | 2.52 | 27600 | 2.2
DAY & NIGHT | CONSTANTCOMFORT DELUXE 18 VS HP | 206771861 | HRCU-A-CB | CVH837GKA2* | EA*4X48L21A*+WALLCON | Singlezone Ducted, Centrally Ducted | 32400 | 31400 | 2.52 | 27600 | 2.2
DAY & NIGHT | CONSTANTCOMFORT DELUXE 18 VS HP | 206771897 | HRCU-A-CB | CVH837GKA2* | EA*4X48L24A*+WALLCON | Singlezone Ducted, Centrally Ducted | 32400 | 31400 | 2.52 | 27600 | 2.2
DAY & NIGHT | CONSTANTCOMFORT DELUXE 18 VS HP | 206771906 | HRCU-A-CB | CVH837GKA2* | EA*4X48L24A*+WALLCON | Singlezone Ducted, Centrally Ducted | 32400 | 31400 | 2.54 | 27600 | 2.22
DAY & NIGHT | CONSTANTCOMFORT DELUXE 18 VS HP | 206771915 | HRCU-A-CB | CVH837GKA2* | EA*4X48L24A*+WALLCON | Singlezone Ducted, Centrally Ducted | 32400 | 31400 | 2.54 | 27600 | 2.22
DAY & NIGHT | CONSTANTCOMFORT DELUXE 18 VS HP | 206771933 | HRCU-A-CB | CVH837GKA2* | EA*4X48L24A*+WALLCON | Singlezone Ducted, Centrally Ducted | 32400 | 31400 | 2.52 | 27600 | 2.22
DAY & NIGHT | CONSTANTCOMFORT DELUXE 18 VS HP | 206771942 | HRCU-A-CB | CVH837GKA2* | EA*4X48L24A*+WALLCON | Singlezone Ducted, Centrally Ducted | 32600 | 31400 | 2.52 | 27800 | 2.2
DAY & NIGHT | CONSTANTCOMFORT DELUXE 18 VS HP | 206771960 | HRCU-A-CB | CVH837GKA2* | EA*4X48L24A*+WALLCON | Singlezone Ducted, Centrally Ducted | 32400 | 31400 | 2.52 | 27600 | 2.22
DAY & NIGHT | CONSTANTCOMFORT DELUXE 18 VS HP | 210470271 | HRCU-A-CB | CVH837GKA2* | EA*4X60L24A*+WALLCON | Singlezone Ducted, Centrally Ducted | 31800 | 31000 | 2.5 | 27400 | 2.2
DAY & NIGHT | CONSTANTCOMFORT DELUXE 18 VS HP | 210470282 | HRCU-A-CB | CVH837GKA2* | EA*4X60L24A*+WALLCON | Singlezone Ducted, Centrally Ducted | 31800 | 31000 | 2.52 | 27400 | 2.22
DAY & NIGHT | CONSTANTCOMFORT DELUXE 18 VS HP | 210470293 | HRCU-A-CB | CVH837GKA2* | EA*4X60L24A*+WALLCON | Singlezone Ducted, Centrally Ducted | 31800 | 31000 | 2.52 | 27400 | 2.22
DAY & NIGHT | CONSTANTCOMFORT DELUXE 18 VS HP | 210470315 | HRCU-A-CB | CVH837GKA2* | EA*4X60L24A*+WALLCON | Singlezone Ducted, Centrally Ducted | 31800 | 31000 | 2.52 | 27400 | 2.22
DAY & NIGHT | CONSTANTCOMFORT DELUXE 18 VS HP | 210470326 | HRCU-A-CB | CVH837GKA2* | EA*4X60L24A*+WALLCON | Singlezone Ducted, Centrally Ducted | 32000 | 31200 | 2.5 | 27600 | 2.2
DAY & NIGHT | CONSTANTCOMFORT DELUXE 18 VS HP | 210470348 | HRCU-A-CB | CVH837GKA2* | EA*4X60L24A*+WALLCON | Singlezone Ducted, Centrally Ducted | 31800 | 31000 | 2.52 | 27400 | 2.22
DAY & NIGHT | CONSTANTCOMFORT DELUXE 18 VS HP | 210470436 | HRCU-A-CB | CVH837GKA2* | EA*4X61L21A*+WALLCON | Singlezone Ducted, Centrally Ducted | 32200 | 31400 | 2.5 | 27800 | 2.2
DAY & NIGHT | CONSTANTCOMFORT DELUXE 18 VS HP | 210470447 | HRCU-A-CB | CVH837GKA2* | EA*4X61L21A*+WALLCON | Singlezone Ducted, Centrally Ducted | 32000 | 31200 | 2.52 | 27600 | 2.22
DAY & NIGHT | CONSTANTCOMFORT DELUXE 18 VS HP | 210470469 | HRCU-A-CB | CVH837GKA2* | EA*4X61L21A*+WALLCON | Singlezone Ducted, Centrally Ducted | 32000 | 31200 | 2.52 | 27600 | 2.22
DAY & NIGHT | CONSTANTCOMFORT DELUXE 18 VS HP | 210470491 | HRCU-A-CB | CVH837GKA2* | EA*4X61L21A*+WALLCON | Singlezone Ducted, Centrally Ducted | 32000 | 31200 | 2.52 | 27600 | 2.22
DAY & NIGHT | CONSTANTCOMFORT DELUXE 18 VS HP | 210470502 | HRCU-A-CB | CVH837GKA2* | EA*4X61L21A*+WALLCON | Singlezone Ducted, Centrally Ducted | 32000 | 31200 | 2.54 | 27600 | 2.22
DAY & NIGHT | CONSTANTCOMFORT DELUXE 18 VS HP | 210470557 | HRCU-A-CB | CVH837GKA2* | EA*4X61L24A*+WALLCON | Singlezone Ducted, Centrally Ducted | 32000 | 31200 | 2.52 | 27600 | 2.22
DAY & NIGHT | CONSTANTCOMFORT DELUXE 18 VS HP | 210470568 | HRCU-A-CB | CVH837GKA2* | EA*4X61L24A*+WALLCON | Singlezone Ducted, Centrally Ducted | 32000 | 31200 | 2.54 | 27400 | 2.24
DAY & NIGHT | CONSTANTCOMFORT DELUXE 18 VS HP | 210470579 | HRCU-A-CB | CVH837GKA2* | EA*4X61L24A*+WALLCON | Singlezone Ducted, Centrally Ducted | 32000 | 31200 | 2.54 | 27600 | 2.22
DAY & NIGHT | CONSTANTCOMFORT DELUXE 18 VS HP | 210470601 | HRCU-A-CB | CVH837GKA2* | EA*4X61L24A*+WALLCON | Singlezone Ducted, Centrally Ducted | 32000 | 31200 | 2.54 | 27600 | 2.22
DAY & NIGHT | CONSTANTCOMFORT DELUXE 18 VS HP | 210470612 | HRCU-A-CB | CVH837GKA2* | EA*4X61L24A*+WALLCON | Singlezone Ducted, Centrally Ducted | 32000 | 31200 | 2.52 | 27600 | 2.22
DAY & NIGHT | CONSTANTCOMFORT DELUXE 18 VS HP | 210470634 | HRCU-A-CB | CVH837GKA2* | EA*4X61L24A*+WALLCON | Singlezone Ducted, Centrally Ducted | 32000 | 31200 | 2.54 | 27600 | 2.22
DAY & NIGHT | Performance Series | 207643041 | HMSR-A-CB-O | DLCMHBH48EAK |  | Multizone All Non-Ducted | 48000 | 34000 | 2.83 | 48000 | 2
DAY & NIGHT | Performance Series | 207643035 | HMSR-A-CB-O | DLCMHBH30DAK |  | Multizone All Non-Ducted | 30000 | 18500 | 2.98 | 29400 | 1.9
DAY & NIGHT | CONSTANTCOMFORT DELUXE 18 VS HP | 206766037 | HRCU-A-CB | CVH825GKA3* | EA*4X37L21A*+WALLCON | Singlezone Ducted, Centrally Ducted | 21000 | 20400 | 2.54 | 18100 | 2.24
DAY & NIGHT | CONSTANTCOMFORT DELUXE 18 VS HP | 210473244 | HRCU-A-CB | CVH825GKA3* | EA*4X43L21A*+WALLCON | Singlezone Ducted, Centrally Ducted | 21000 | 20400 | 2.54 | 18100 | 2.24
DAY & NIGHT | CONSTANTCOMFORT DELUXE 18 VS HP 2-STAGE | 210465007 | HRCU-A-CB | CVH837GKA2*+TSTAT | EN(A,D,W)4X60L24** | Singlezone Ducted, Centrally Ducted | 47000 | 30600 | 2.5 | 24000 | 1.96
DAY & NIGHT | CONSTANTCOMFORT DELUXE 18 VS HP 2-STAGE | 210464819 | HRCU-A-CB | CVH837GKA2*+TSTAT | EN(A,D)4X48L24** | Singlezone Ducted, Centrally Ducted | 48000 | 31000 | 2.5 | 24400 | 1.94
DAY & NIGHT | CONSTANTCOMFORT DELUXE 18 VS HP 2-STAGE | 210464684 | HRCU-A-CB | CVH837GKA2*+TSTAT | EN(A,D)4X48L24** | Singlezone Ducted, Centrally Ducted | 47500 | 30600 | 2.5 | 24200 | 1.94
DAY & NIGHT | CONSTANTCOMFORT DELUXE 18 VS HP 2-STAGE | 210464618 | HRCU-A-CB | CVH837GKA2*+TSTAT | EN(A,D)4X48L24** | Singlezone Ducted, Centrally Ducted | 47500 | 30800 | 2.5 | 24200 | 1.96
DAY & NIGHT | CONSTANTCOMFORT DELUXE 18 VS HP 2-STAGE | 210464606 | HRCU-A-CB | CVH837GKA2*+TSTAT | EN(A,D)4X48L24** | Singlezone Ducted, Centrally Ducted | 48000 | 31000 | 2.5 | 24400 | 1.96
DAY & NIGHT | CONSTANTCOMFORT DELUXE 18 VS HP 2-STAGE | 210464463 | HRCU-A-CB | CVH837GKA2*+TSTAT | EN(A,D,W)4X48L21** | Singlezone Ducted, Centrally Ducted | 48000 | 31000 | 2.5 | 24400 | 1.94
DAY & NIGHT | CONSTANTCOMFORT DELUXE 18 VS HP 2-STAGE | 210464308 | HRCU-A-CB | CVH837GKA2*+TSTAT | EN(A,D,W)4X48L21** | Singlezone Ducted, Centrally Ducted | 48000 | 31000 | 2.5 | 24400 | 1.94
DAY & NIGHT | CONSTANTCOMFORT DELUXE 18 VS HP 2-STAGE | 210464173 | HRCU-A-CB | CVH837GKA2*+TSTAT | EN(A,D,W)4X48L21** | Singlezone Ducted, Centrally Ducted | 47500 | 30800 | 2.5 | 24200 | 1.96
DAY & NIGHT | CONSTANTCOMFORT DELUXE 18 VS HP 2-STAGE | 210462020 | HRCU-A-CB | CVH837GKA2*+TSTAT | EA*4X61L24A* | Singlezone Ducted, Centrally Ducted | 47000 | 30800 | 2.52 | 24400 | 1.98
DAY & NIGHT | CONSTANTCOMFORT DELUXE 18 VS HP 2-STAGE | 210461965 | HRCU-A-CB | CVH837GKA2*+TSTAT | EA*4X61L24A* | Singlezone Ducted, Centrally Ducted | 47000 | 30600 | 2.5 | 24400 | 1.98
DAY & NIGHT | CONSTANTCOMFORT DELUXE 18 VS HP 2-STAGE | 210461841 | HRCU-A-CB | CVH837GKA2*+TSTAT | EA*4X61L24A* | Singlezone Ducted, Centrally Ducted | 47000 | 30600 | 2.5 | 24400 | 1.98
DAY & NIGHT | CONSTANTCOMFORT DELUXE 18 VS HP 2-STAGE | 210461830 | HRCU-A-CB | CVH837GKA2*+TSTAT | EA*4X61L24A* | Singlezone Ducted, Centrally Ducted | 46500 | 30400 | 2.5 | 24000 | 1.96
DAY & NIGHT | CONSTANTCOMFORT DELUXE 18 VS HP 2-STAGE | 210461808 | HRCU-A-CB | CVH837GKA2*+TSTAT | EA*4X61L24A* | Singlezone Ducted, Centrally Ducted | 47000 | 30600 | 2.5 | 24400 | 1.98
DAY & NIGHT | CONSTANTCOMFORT DELUXE 18 VS HP 2-STAGE | 210461797 | HRCU-A-CB | CVH837GKA2*+TSTAT | EA*4X61L24A* | Singlezone Ducted, Centrally Ducted | 47000 | 30600 | 2.5 | 24400 | 1.96
DAY & NIGHT | CONSTANTCOMFORT DELUXE 18 VS HP 2-STAGE | 210461764 | HRCU-A-CB | CVH837GKA2*+TSTAT | EA*4X61L24A* | Singlezone Ducted, Centrally Ducted | 46500 | 30400 | 2.5 | 24200 | 1.98
DAY & NIGHT | CONSTANTCOMFORT DELUXE 18 VS HP 2-STAGE | 210461752 | HRCU-A-CB | CVH837GKA2*+TSTAT | EA*4X61L24A* | Singlezone Ducted, Centrally Ducted | 46500 | 30600 | 2.5 | 24200 | 1.98
DAY & NIGHT | CONSTANTCOMFORT DELUXE 18 VS HP 2-STAGE | 210461454 | HRCU-A-CB | CVH837GKA2*+TSTAT | EA*4X61L21A* | Singlezone Ducted, Centrally Ducted | 46500 | 30600 | 2.5 | 24400 | 1.96
DAY & NIGHT | CONSTANTCOMFORT DELUXE 18 VS HP 2-STAGE | 210461431 | HRCU-A-CB | CVH837GKA2*+TSTAT | EA*4X61L21A* | Singlezone Ducted, Centrally Ducted | 47000 | 30600 | 2.5 | 24400 | 1.98
DAY & NIGHT | CONSTANTCOMFORT DELUXE 18 VS HP 2-STAGE | 210461418 | HRCU-A-CB | CVH837GKA2*+TSTAT | EA*4X61L21A* | Singlezone Ducted, Centrally Ducted | 47000 | 30600 | 2.5 | 24400 | 1.98
DAY & NIGHT | CONSTANTCOMFORT DELUXE 18 VS HP 2-STAGE | 210461330 | HRCU-A-CB | CVH837GKA2*+TSTAT | EA*4X61L21A* | Singlezone Ducted, Centrally Ducted | 46500 | 30400 | 2.5 | 24200 | 1.96
DAY & NIGHT |  | 209852058 | HRCU-A-CB | DLCURAH18ABK | DLFUAAH18XAK | Singlezone Ducted, Centrally Ducted | 19000 | 13500 | 2.5 | 18000 | 2
DAY & NIGHT | Constant Comfort | 207826598 | HMSV-A-CB | DLCSRBH24AAK | DLFSABH24XBK | Singlezone Ducted, Centrally Ducted | 26000 | 16200 | 2.79 | 21511 | 1.95
DAY & NIGHT | High Tier | 202463646 | HRCU-A-CB-O | DLCPRAH18AAK | DLFPHAH18XAK | Singlezone Non-Ducted, Wall Placement | 18000 | 12300 | 3.19 | 18000 | 2
DELLA | TP | 213927340 | HRCU-A-CB-O | 048-TP-9K1V-23S-OUT | 048-TP-9K1V-23S-IN | Singlezone Non-Ducted, Wall Placement | 9500 | 5900 | 2.79 | 7340 | 2.01
DELLA | TP | 213927342 | HRCU-A-CB-O | 048-TP-12K1V-22S-OUT | 048-TP-12K1V-22S-IN | Singlezone Non-Ducted, Wall Placement | 12000 | 7100 | 3.02 | 8970 | 2.19
DELLA | TP | 213927341 | HRCU-A-CB-O | 048-TP-9K2V-23S-OUT | 048-TP-9K2V-23S-IN | Singlezone Non-Ducted, Wall Placement | 9500 | 5900 | 2.79 | 7350 | 2.03
DELLA | TP | 213927343 | HRCU-A-CB-O | 048-TP-12K2V-23S-OUT | 048-TP-12K2V-23S-IN | Singlezone Non-Ducted, Wall Placement | 12000 | 7600 | 3.14 | 9170 | 2.18
DELLA | TP | 213927344 | HRCU-A-CB-O | 048-TP-18K2V-22S-OUT | 048-TP-18K2V-22S-IN | Singlezone Non-Ducted, Wall Placement | 18000 | 10000 | 2.85 | 12600 | 2.21
DELLA | TP | 213927345 | HRCU-A-CB-O | 048-TP-24K2V-20S-OUT | 048-TP-24K2V-20S-IN | Singlezone Non-Ducted, Wall Placement | 24000 | 13900 | 2.75 | 16720 | 1.96
DENALI AIRE |  | 205300162 | HRCU-A-CB-O | DNMSHQCO12A | DNMSHQCW12A | Singlezone Non-Ducted, Wall Placement | 13000 | 7500 | 2.71 | 7377 | 2.08
DENALI AIRE |  | 205300164 | HRCU-A-CB-O | DNMSHQCO18 | DNMSHQCW18 | Singlezone Non-Ducted, Wall Placement | 19000 | 11600 | 3.01 | 13146 | 2.11
DETTSON | EVD series | 213160480 | HRCU-A-C | EVD-24-O | MAC24H1718E | Singlezone Ducted, Centrally Ducted | 25000 | 21000 | 2.58 | 20000 | 1.95
DETTSON | EVD series | 213160479 | HRCU-A-C | EVD-18-O | MAC24H1718E | Singlezone Ducted, Centrally Ducted | 19000 | 14700 | 2.6 | 15000 | 2.2
DETTSON | MHD series | 210365427 | HRCU-A-C | MHD-18 | MHD-CC2.0-17.5-M | Singlezone Ducted, Centrally Ducted | 19500 | 13000 | 2.7 | 14600 | 2.19
DIRECT AIR | DIRM series | 212101619 | HRCU-A-C | DIRM-24MAGICPRO20-OU | DIRM-24MAGICPRO20-COIL | Singlezone Ducted, Centrally Ducted | 25000 | 21000 | 2.58 | 20000 | 1.95
DIRECT AIR |  | 207743785 | HMSR-A-CB-O | DIRM-18HXPRO28-2Z |  | Multizone All Non-Ducted | 20000 | 15000 | 2.5 | 20000 | 1.93
DIRECT AIR |  | 207743776 | HMSR-A-CB-O | DIRM-27DA25-3Z |  | Multizone All Non-Ducted | 28000 | 21000 | 2.5 | 20000 | 2.11
DIRECT AIR |  | 203269784 | HMSR-A-CB-O | M4OH-36HFN1-M |  | Multizone All Non-Ducted | 36000 | 23200 | 2.78 | 36037 | 1.96
DIRECT AIR |  | 8994012 | HMSR-A-CB-O | M3OF-27HFN1-M |  | Multizone All Non-Ducted | 28000 | 17200 | 2.82 | 16820 | 1.95
DIRECT AIR | DIRM series | 212101621 | HRCU-A-C | DIRM-18MAGICPRO20-OU | DIRM-24MAGICPRO20-COIL | Singlezone Ducted, Centrally Ducted | 19000 | 14700 | 2.6 | 15000 | 2.2
DIRECT AIR |  | 8775849 | HRCU-A-CB-O | MOCA31-18HFN1-MT0W | CCA3U-18HRFN1-M(C) | Singlezone Non-Ducted, Wall Placement | 18000 | 12000 | 2.77 | 9410 | 1.98
DIRECT AIR |  | 8775850 | HRCU-A-CB-O | MOCA31-18HFN1-MT0W | MUEU-18HRFN1-M(C) | Singlezone Non-Ducted, Wall Placement | 18000 | 12000 | 2.71 | 10274 | 2.11
DIRECT AIR |  | 8775853 | HRCU-A-CB-O | MOD31-24HFN1-MT0W | MUEU-24HRFN1-M(C) | Singlezone Non-Ducted, Wall Placement | 24000 | 15000 | 2.85 | 17705 | 2.02
DIRECT AIR |  | 9680949 | HRCU-A-CB-O | MOCA31-18HFN1-MT0W | CS11M-18HRFN1-MT0W | Singlezone Non-Ducted, Wall Placement | 18000 | 11400 | 2.72 | 11178 | 2.02
DIRECT AIR |  | 9680950 | HRCU-A-CB-O | MOD31-24HFN1-MT0W | CS11M-23HRFN1-MT0W | Singlezone Non-Ducted, Wall Placement | 25000 | 15300 | 2.7 | 18099 | 2.07
DIRECT AIR |  | 9680948 | HRCU-A-CB-O | MOB30-12HFN1-MT0W | CS11M-12HRFN1-MU5W | Singlezone Non-Ducted, Wall Placement | 12000 | 7700 | 2.75 | 9134 | 1.94
DIRECT AIR |  | 9680947 | HRCU-A-CB-O | MOBA30-09HFN1-MT0W | CS11M-09HRFN1-MX0W(A) | Singlezone Non-Ducted, Wall Placement | 9800 | 5800 | 2.74 | 7989 | 2
DIRECT AIR |  | 205816491 | HRCU-A-CB-O | MOX430-17HFN1-MT0W | CS11M-18HRFN1-MT0W | Singlezone Non-Ducted, Wall Placement | 18000 | 10900 | 2.58 | 16497 | 1.9
DIRECT AIR |  | 207743759 | HRCU-A-CB | DIRM-24DA25-1Z | DIRM-24HP-DU | Singlezone Ducted, Compact Ducted | 25000 | 20000 | 2.61 | 20000 | 2.3
DIRECT AIR |  | 207743733 | HRCU-A-CB-O | DIRM-24HXPRO28-1Z | DIRM-24HP-CF | Singlezone Non-Ducted, Floor Placement | 25000 | 19000 | 2.64 | 25000 | 2.1
DIRECT AIR |  | 207743760 | HRCU-A-CB | DIRM-24HXPRO28-1Z | DIRM-24HP-DU | Singlezone Ducted, Compact Ducted | 25000 | 21000 | 2.64 | 27000 | 2
DIRECT AIR |  | 207743719 | HRCU-A-CB-O | DIRM-09DA25-1Z | DIRM-09HP-WM | Singlezone Non-Ducted, Wall Placement | 10000 | 8500 | 2.8 | 8581 | 2.19
DIRECT AIR |  | 207743720 | HRCU-A-CB-O | DIRM-12DA25-1Z | DIRM-12HP-WM | Singlezone Non-Ducted, Wall Placement | 12000 | 9000 | 2.69 | 8981 | 2.19
DIRECT AIR |  | 207743723 | HRCU-A-CB-O | DIRM-06HXPRO28-1Z | DIRM-06HP-WM | Singlezone Non-Ducted, Wall Placement | 7000 | 8500 | 2.9 | 8581 | 2.19
DIRECT AIR |  | 207743743 | HRCU-A-CB-O | DIRM-24DA25-1Z | DIRM-24HP-CA | Singlezone Non-Ducted, Wall Placement | 25000 | 19000 | 2.6 | 18900 | 1.96
DIRECT AIR |  | 207743744 | HRCU-A-CB-O | DIRM-24HXPRO28-1Z | DIRM-24HP-CA | Singlezone Non-Ducted, Wall Placement | 25000 | 21000 | 2.64 | 26000 | 1.95
DIRECT AIR | DIRM series | 207743778 | HMSV-A-CB | DIRM-27DA25-3Z |  | Multizone Mix of Ducted and Non-Ducted | 28000 | 21400 | 2.55 | 20000 | 2.13
DIRECT AIR | DIRM series | 207743787 | HMSV-A-CB | DIRM-18HXPRO28-2Z |  | Multizone Mix of Ducted and Non-Ducted | 20000 | 15500 | 2.55 | 20000 | 1.95
DIRECT AIR | DIRM series | 207743775 | HMSV-A-CB | DIRM-18DA25-2Z |  | Multizone Mix of Ducted and Non-Ducted | 19000 | 14500 | 2.5 | 14000 | 2.17
DIRECT AIR | DIRM series | 214232469 | HRCU-A-CB | DIRM-24CS19-OU | DIRM-24MAGICPRO20-AH | Singlezone Ducted, Centrally Ducted | 26000 | 21000 | 2.8 | 19400 | 2.1
DIRECT AIR |  | 207743777 | HMSV-A-CB | DIRM-27DA25-3Z |  | Multizone All Ducted | 28000 | 22000 | 2.6 | 20000 | 2.14
DIRECT AIR |  | 207743786 | HMSV-A-CB | DIRM-18HXPRO28-2Z |  | Multizone All Ducted | 20000 | 16000 | 2.61 | 20000 | 1.95
DIRECT AIR |  | 207743754 | HRCU-A-CB | DIRM-12HXPRO28-1Z | DIRM-12HP-DUV | Singlezone Ducted, Compact Ducted | 12500 | 10600 | 2.51 | 12100 | 1.96
DIRECT AIR |  | 207743753 | HRCU-A-CB | DIRM-12HXPRO28-1Z | DIRM-12HP-DUH | Singlezone Ducted, Compact Ducted | 12500 | 10600 | 2.51 | 12100 | 1.96
DIRECT AIR |  | 207743740 | HRCU-A-CB-O | DIRM-12HXPRO28-1Z | DIRM-12HP-CA | Singlezone Non-Ducted, Ceiling Placement | 12000 | 9900 | 2.55 | 11500 | 1.9
DIRECT AIR |  | 207743764 | HRCU-A-CB-O | DIRM-12DA25-1Z | DIRM-12HP-CO | Singlezone Non-Ducted, Wall Placement | 12000 | 9000 | 2.69 | 8400 | 2.26
DIRECT AIR |  | 207743752 | HRCU-A-CB | DIRM-12DA25-1Z | DIRM-12HP-DUV | Singlezone Ducted, Compact Ducted | 12000 | 9300 | 2.78 | 8400 | 2.26
DIRECT AIR |  | 207743751 | HRCU-A-CB | DIRM-12DA25-1Z | DIRM-12HP-DUH | Singlezone Ducted, Compact Ducted | 12000 | 9300 | 2.78 | 8400 | 2.26
DIRECT AIR |  | 207743748 | HRCU-A-CB | DIRM-09DA25-1Z | DIRM-09HP-DUV | Singlezone Ducted, Compact Ducted | 10000 | 7700 | 2.59 | 8000 | 2.09
DIRECT AIR |  | 207743747 | HRCU-A-CB | DIRM-09DA25-1Z | DIRM-09HP-DUH | Singlezone Ducted, Compact Ducted | 10000 | 7700 | 2.59 | 8000 | 2.09
DIRECT AIR |  | 207743739 | HRCU-A-CB-O | DIRM-12DA25-1Z | DIRM-12HP-CA | Singlezone Non-Ducted, Ceiling Placement | 12000 | 8900 | 2.75 | 8000 | 2.28
DIRECT AIR |  | 207743724 | HRCU-A-CB-O | DIRM-09HXPRO28-1Z | DIRM-09HP-WM | Singlezone Non-Ducted, Wall Placement | 12000 | 9500 | 2.53 | 11109 | 1.97
DIRECT AIR |  | 207743756 | HRCU-A-CB | DIRM-18DA25-1Z | DIRM-18HP-DUV | Singlezone Ducted, Compact Ducted | 20000 | 12600 | 2.66 | 13000 | 2.4
DIRECT AIR |  | 207743755 | HRCU-A-CB | DIRM-18DA25-1Z | DIRM-18HP-DUH | Singlezone Ducted, Compact Ducted | 20000 | 12600 | 2.66 | 13000 | 2.4
DIRECT AIR |  | 207743741 | HRCU-A-CB-O | DIRM-18DA25-1Z | DIRM-18HP-CA | Singlezone Non-Ducted, Ceiling Placement | 19000 | 12000 | 2.51 | 12700 | 2.16
DIRECT AIR |  | 207743730 | HRCU-A-CB-O | DIRM-18DA25-1Z | DIRM-18HP-CF | Singlezone Non-Ducted, Floor Placement | 20000 | 12800 | 2.52 | 13000 | 2.08
DIYCOOL | EZ Series | 214810600 | HRCU-A-CB-O | EZ-18ZPL-HP230 | EZ-18W-M | Singlezone Non-Ducted, Wall Placement | 18000 | 13800 | 2.54 | 11700 | 2.05
DIYCOOL | EZ Series | 214810599 | HRCU-A-CB-O | EZ-12ZPL-HP115 | EZ-12WPL-HP115 | Singlezone Non-Ducted, Wall Placement | 12000 | 7500 | 2.59 | 6400 | 1.95
DIYCOOL |  | 207825588 | HMSR-A-CB-O | ACIQ-18Z-HH-M2B |  | Multizone All Non-Ducted | 20000 | 15000 | 2.5 | 20000 | 1.93
DIYCOOL |  | 210857404 | HMSR-A-CB-O | ES-27Z-M3B |  | Multizone All Non-Ducted | 28000 | 21000 | 2.5 | 20000 | 2.11
DIYCOOL |  | 210857398 | HMSR-A-CB-O | ACIQ-55Z-HH-M5B |  | Multizone All Non-Ducted | 55000 | 34400 | 2.5 | 47000 | 1.94
DIYCOOL | ACIQ series | 212394333 | HRCU-A-C | ACIQ-18-HPB | ACIQ-18-ACL | Singlezone Ducted, Centrally Ducted | 19000 | 14700 | 2.6 | 15000 | 2.2
DIYCOOL | ACIQ series | 213433272 | HRCU-A-CB | ACIQ-24-HPB | ACIQ-24W-P | Singlezone Ducted, Centrally Ducted | 27400 | 19200 | 2.61 | 24000 | 1.91
DIYCOOL | ACIQ series | 213433271 | HRCU-A-CB | ACIQ-18-HPB | ACIQ-18W-P | Singlezone Ducted, Centrally Ducted | 19000 | 13500 | 2.6 | 18000 | 2
DIYCOOL | ACIQ series | 213433267 | HRCU-A-CB | ACIQ-18-HPB | ACIQ-18W-WM | Singlezone Ducted, Centrally Ducted | 19000 | 15800 | 2.82 | 18800 | 2.3
DIYCOOL | ACIQ series | 213433268 | HRCU-A-CB | ACIQ-24-HPB | ACIQ-24W-WM | Singlezone Ducted, Centrally Ducted | 26000 | 20000 | 2.7 | 24000 | 2
DIYCOOL | ACIQ series | 213492145 | HRCU-A-C | ACIQ-18-HPB | ACIQ-24-ACL | Singlezone Ducted, Centrally Ducted | 19000 | 14700 | 2.6 | 15000 | 2.2
DIYCOOL | ACIQ | 210857400 | HMSV-A-CB | ACIQ-55Z-HH-M5B |  | Multizone Mix of Ducted and Non-Ducted | 55000 | 34800 | 2.5 | 47000 | 1.94
DIYCOOL | ES SERIES | 210857406 | HMSV-A-CB | ES-27Z-M3B |  | Multizone Mix of Ducted and Non-Ducted | 28000 | 21400 | 2.55 | 20000 | 2.13
DIYCOOL |  | 210857340 | HRCU-A-CB-O | ACIQ-48ZPL-HP230B | ACIQ-48CC-HH-MB | Singlezone Non-Ducted, Wall Placement | 53000 | 35000 | 2.59 | 48000 | 1.98
DIYCOOL | ES SERIES | 210857403 | HMSV-A-CB | ES-18Z-M2B |  | Multizone Mix of Ducted and Non-Ducted | 19000 | 14500 | 2.5 | 14000 | 2.17
DIYCOOL | ACIQ | 207825590 | HMSV-A-CB | ACIQ-18Z-HH-M2B |  | Multizone Mix of Ducted and Non-Ducted | 20000 | 15500 | 2.55 | 20000 | 1.95
DIYCOOL |  | 210857334 | HRCU-A-CB-O | ACIQ-06ZPL-HP230B | ACIQ-06W-HH-MC | Singlezone Non-Ducted, Wall Placement | 7000 | 8500 | 2.9 | 8581 | 2.19
DIYCOOL |  | 207825560 | HRCU-A-CB | ACIQ-24ZPL-HP230B | ACIQ-24CD-HH-MB | Singlezone Ducted, Compact Ducted | 25000 | 21000 | 2.64 | 27000 | 2
DIYCOOL |  | 207825563 | HRCU-A-CB-O | ACIQ-24ZPL-HP230B | ACIQ-24FM-HH-MB | Singlezone Non-Ducted, Floor Placement | 25000 | 19000 | 2.64 | 25000 | 2.1
DIYCOOL |  | 207825558 | HRCU-A-CB | ACIQ-12ZPL-HP230B | ACIQ-12CD-HH-MB | Singlezone Ducted, Compact Ducted | 12500 | 10600 | 2.51 | 12100 | 1.96
DIYCOOL |  | 207825555 | HRCU-A-CB-O | ACIQ-12ZPL-HP230B | ACIQ-12CC-HH-MB | Singlezone Non-Ducted, Ceiling Placement | 12000 | 9900 | 2.55 | 11500 | 1.9
DIYCOOL |  | 210857347 | HRCU-A-CB-O | ACIQ-06ZPL-HP230B | SCC-0609-HH-M | Singlezone Non-Ducted, Ceiling Placement | 7100 | 5700 | 2.61 | 8500 | 2.03
DIYCOOL |  | 210857399 | HMSV-A-CB | ACIQ-55Z-HH-M5B |  | Multizone All Ducted | 55000 | 35200 | 2.5 | 47000 | 1.94
DIYCOOL |  | 210857405 | HMSV-A-CB | ES-27Z-M3B |  | Multizone All Ducted | 28000 | 22000 | 2.6 | 20000 | 2.14
DIYCOOL |  | 207825589 | HMSV-A-CB | ACIQ-18Z-HH-M2B |  | Multizone All Ducted | 20000 | 16000 | 2.61 | 20000 | 1.95
DIYCOOL |  | 210857351 | HRCU-A-CB-O | ACIQ-12ZPL-HP230B | ACIQ-12FM-HH-MC | Singlezone Non-Ducted, Wall Placement | 12000 | 10200 | 2.72 | 12300 | 2.1
DIYCOOL |  | 210857335 | HRCU-A-CB-O | ACIQ-09ZPL-HP230B | ACIQ-09W-HH-MC | Singlezone Non-Ducted, Wall Placement | 12000 | 9500 | 2.53 | 11109 | 1.97
DIYCOOL |  | 207825550 | HRCU-A-CB-O | ACIQ-09ZPL-HP230B | ACIQ-09W-HH-MB | Singlezone Non-Ducted, Wall Placement | 12000 | 9500 | 2.53 | 11109 | 1.97
DIYCOOL |  | 210857346 | HRCU-A-CB-O | ACIQ-60ZPL-HP230B | ACIQ-60FM-HH-MB | Singlezone Non-Ducted, Floor Placement | 60000 | 40000 | 2.58 | 56500 | 1.97
DUCANE |  | 208106667 | HRCU-A-CB-O | 4DHP2S18S-1P | D22C118S4-1P | Singlezone Non-Ducted, Ceiling Placement | 18500 | 12000 | 2.51 | 11331 | 2.01
DUCANE |  | 208106668 | HRCU-A-CB-O | 4DHP2S24S-1P | D33C224S4-1P | Singlezone Non-Ducted, Wall Placement | 25000 | 15600 | 2.86 | 17540 | 2.12
DUCANE |  | 208106671 | HRCU-A-CB | 4DHP2S24S-1P | DMD224S4-1P | Singlezone Ducted, Compact Ducted | 24600 | 13500 | 2.59 | 17000 | 2.05
DUCANE |  | 208106666 | HRCU-A-CB-O | 4DHP2S12S-1P | D22C112S4-1P | Singlezone Non-Ducted, Ceiling Placement | 12000 | 8900 | 3.22 | 7786 | 1.92
DUCANE |  | 208106663 | HRCU-A-CB-O | 4DHP2S12S-1P | DWM212S4-1P | Singlezone Non-Ducted, Wall Placement | 12000 | 9000 | 3.22 | 8465 | 2.26
DUCANE |  | 208106669 | HRCU-A-CB | 4DHP2S12S-1P | DMD212S4-1P | Singlezone Ducted, Compact Ducted | 12000 | 9300 | 3.13 | 8500 | 1.99
DUCANE |  | 208106842 | HMSV-A-CB | 4DHP2S18M-1P |  | Multizone All Non-Ducted | 19000 | 14300 | 3.64 | 12427 | 1.91
DUCANE |  | 208106843 | HMSV-A-CB | 4DHP2S18M-1P |  | Multizone All Ducted | 19000 | 14800 | 3.5 | 13300 | 2.03
DUCANE |  | 208106664 | HRCU-A-CB-O | 4DHP2S18S-1P | DWM218S4-1P | Singlezone Non-Ducted, Wall Placement | 19000 | 14900 | 2.99 | 12184 | 2.25
DUCANE |  | 208106670 | HRCU-A-CB | 4DHP2S18S-1P | DMD218S4-1P | Singlezone Ducted, Compact Ducted | 20000 | 12600 | 2.74 | 11966 | 2.21
DUCANE |  | 208106846 | HMSV-A-CB | 4DHP2S24M-1P |  | Multizone All Ducted | 24000 | 21600 | 3.37 | 20263 | 1.99
DUCANE |  | 208106665 | HRCU-A-CB-O | 4DHP2S24S-1P | DWM224S4-1P | Singlezone Non-Ducted, Wall Placement | 25000 | 16200 | 3.08 | 17500 | 2.04
DUCANE |  | 208106714 | HRCU-A-CB-O | 4DHPS209S-1P | DWM209S4-1P | Singlezone Non-Ducted, Wall Placement | 10000 | 8500 | 4.15 | 8622 | 2.38
DUCANE |  | 211034571 | HRCU-A-CB-O | 4DHP2S12S-1L | DWM212S4-*L | Singlezone Non-Ducted, Wall Placement | 12000 | 8400 | 3.04 | 7094 | 2.19
DUCANE |  | 208106854 | HRCU-A-CB | 4DHP2S48M-1P |  | Multizone All Non-Ducted | 49000 | 36000 | 3.29 | 45000 | 2
DUCANE |  | 211034588 | HRCU-A-CB-O | 4DHP2S24S-1P | D33C224S4-*P | Singlezone Non-Ducted, Ceiling Placement | 26000 | 19000 | 3.48 | 18550 | 2.16
DUCANE |  | 211034587 | HRCU-A-CB-O | 4DHP2S18S-1P | D22C118S4-*P | Singlezone Non-Ducted, Ceiling Placement | 19000 | 12000 | 2.51 | 11330 | 2.01
DUCANE |  | 211034586 | HRCU-A-CB-O | 4DHP2S12S-1P | D22C112S4-*P | Singlezone Non-Ducted, Ceiling Placement | 12000 | 8900 | 3.22 | 7786 | 1.92
DUCANE |  | 211034585 | HRCU-A-CB-O | 4DHPS209S-1P | D22C109S4-*P | Singlezone Non-Ducted, Ceiling Placement | 10000 | 7500 | 3.33 | 8588 | 2.05
DUCANE |  | 211034582 | HRCU-A-CB | 4DHP2S24S-1P | DMD224S4-*P | Singlezone Ducted, Compact Ducted | 25000 | 20000 | 3.71 | 20500 | 2.28
DUCANE |  | 211034581 | HRCU-A-CB | 4DHP2S18S-1P | DMD218S4-*P | Singlezone Ducted, Compact Ducted | 20000 | 12600 | 2.74 | 11966 | 2.21
DUCANE |  | 211034580 | HRCU-A-CB | 4DHP2S12S-1P | DMD212S4-*P | Singlezone Ducted, Compact Ducted | 12000 | 9300 | 3.13 | 8500 | 1.99
DUCANE |  | 211034579 | HRCU-A-CB | 4DHPS209S-1P | DMD209S4-*P | Singlezone Ducted, Compact Ducted | 10000 | 7700 | 3.53 | 8499 | 2.4
DUCANE |  | 211034575 | HRCU-A-CB-O | 4DHP2S24S-1P | DWM224S4-*P | Singlezone Non-Ducted, Wall Placement | 25000 | 16200 | 3.08 | 17500 | 2.04
DUCANE |  | 211034574 | HRCU-A-CB-O | 4DHP2S18S-1P | DWM218S4-*P | Singlezone Non-Ducted, Wall Placement | 19000 | 14900 | 2.99 | 12184 | 2.25
DUCANE |  | 211034573 | HRCU-A-CB-O | 4DHP2S12S-1P | DWM212S4-*P | Singlezone Non-Ducted, Wall Placement | 12000 | 9000 | 3.22 | 8465 | 2.26
DUCANE |  | 211034572 | HRCU-A-CB-O | 4DHPS209S-1P | DWM209S4-*P | Singlezone Non-Ducted, Wall Placement | 10000 | 8500 | 4.15 | 8622 | 2.38
DUCANE |  | 208106847 | HMSV-A-CB | 4DHP2S24M-1P |  | Multizone Mix of Ducted and Non-Ducted | 24400 | 16700 | 3.2 | 18380 | 1.98
DUCANE |  | 208106844 | HMSV-A-CB | 4DHP2S18M-1P |  | Multizone Mix of Ducted and Non-Ducted | 19000 | 11400 | 2.91 | 12427 | 1.91
DUCTLESSAIRE | DA series | 208136308 | HRCU-A-CB-O | DA1821-H2-O* | DA1821-H2-I* | Singlezone Non-Ducted, Wall Placement | 18000 | 14000 | 2.61 | 12600 | 2.35
DUCTLESSAIRE |  | 9150139 | HRCU-A-CB-O | DA1821-H2-O | DA1821-H2-I | Singlezone Non-Ducted, Wall Placement | 18000 | 10400 | 2.72 | 10953 | 1.9
DUCTLESSAIRE |  | 208136306 | HRCU-A-CB-O | DA0921-H2-O* | DA0921-H2-I* | Singlezone Non-Ducted, Wall Placement | 10000 | 8300 | 2.67 | 6544 | 1.98
DURASTAR | DRA1 | 210568099 | HRCU-A-CB-O | DRA1H12S1A | DRAW12F1B | Singlezone Non-Ducted, Wall Placement | 12000 | 10300 | 2.56 | 12113 | 1.9
DURASTAR | DRA1 | 210568098 | HRCU-A-CB-O | DRA1H09S1A | DRAW09F1B | Singlezone Non-Ducted, Wall Placement | 12000 | 9300 | 2.5 | 11300 | 1.9
Durastar | DRA2 | 207787171 | HMSR-A-CB-O | DRA2U18M1B |  | Multizone All Non-Ducted | 19000 | 14400 | 2.5 | 14000 | 2.22
Durastar | DRA2 | 210568211 | HMSR-A-CB-O | DRA2H18M1A |  | Multizone All Non-Ducted | 20000 | 13500 | 2.5 | 20000 | 2
Durastar | DRA5 | 210568220 | HMSR-A-CB-O | DRA5H48M1A |  | Multizone All Non-Ducted | 49000 | 39000 | 2.5 | 46000 | 2.05
DURASTAR | DRA2 | 210568213 | HMSV-A-CB | DRA2H18M1A |  | Multizone Mix of Ducted and Non-Ducted | 20000 | 14700 | 2.55 | 20000 | 1.98
DURASTAR | DRA2 | 207787173 | HMSV-A-CB | DRA2U18M1B |  | Multizone Mix of Ducted and Non-Ducted | 19000 | 14600 | 2.5 | 14000 | 2.17
Durastar | DRA1 | 210568102 | HRCU-A-CB-O | DRA1U09S1B | DRAL06F1A | Singlezone Non-Ducted, Ceiling Placement | 7100 | 5700 | 2.61 | 8500 | 2.03
Durastar | DRA1 | 210568106 | HRCU-A-CB-O | DRA1U09S1B | DRAL09F1A | Singlezone Non-Ducted, Ceiling Placement | 11000 | 8000 | 2.66 | 8500 | 2.37
Durastar | DRA1 | 210568108 | HRCU-A-CB-O | DRA1U18S1B | DRAL18F1A | Singlezone Non-Ducted, Ceiling Placement | 19000 | 12200 | 2.79 | 13100 | 2.3
Durastar | DRA1 | 210568109 | HRCU-A-CB-O | DRA1H12S1A | DRAS12F1C | Singlezone Non-Ducted, Wall Placement | 12000 | 10200 | 2.72 | 12300 | 2.1
Durastar | DRA5 | 210568224 | HMSV-A-CB | DRA5H55M1A |  | Multizone All Ducted | 55000 | 35200 | 2.5 | 47000 | 1.94
Durastar | DRA2 | 210568212 | HMSV-A-CB | DRA2H18M1A |  | Multizone All Ducted | 20000 | 16000 | 2.61 | 20000 | 1.95
Durastar | DRA3 | 207787175 | HMSV-A-CB | DRA3U28M1B |  | Multizone All Ducted | 28000 | 22000 | 2.6 | 20000 | 2.14
Durastar | DRA1 | 207787141 | HRCU-A-CB | DRA1U18S1B | DRAD18F1A | Singlezone Ducted, Compact Ducted | 20000 | 12600 | 2.66 | 13000 | 2.4
Durastar | DRA1 | 207787140 | HRCU-A-CB-O | DRA1U18S1B | DRAC18F1A | Singlezone Non-Ducted, Ceiling Placement | 19000 | 12000 | 2.51 | 12700 | 2.16
Durastar | DRA1 | 207787142 | HRCU-A-CB-O | DRA1U18S1B | DRAF18F1A | Singlezone Non-Ducted, Floor Placement | 20000 | 12800 | 2.52 | 13000 | 2.08
Durastar | DRA1 | 207787132 | HRCU-A-CB-O | DRA1U18S1B | DRAW18F1B | Singlezone Non-Ducted, Wall Placement | 18000 | 14100 | 2.65 | 12829 | 2.35
Durastar | DRA1 | 210568114 | HRCU-A-CB-O | DRA1H24S1A | DRAC24F1B | Singlezone Non-Ducted, Wall Placement | 25000 | 21000 | 2.64 | 26000 | 1.95
Durastar | DRA1 | 207787144 | HRCU-A-CB-O | DRA1U24S1B | DRAC24F1B | Singlezone Non-Ducted, Wall Placement | 25000 | 19000 | 2.6 | 18900 | 1.96
Durastar | DRA1 | 207787130 | HRCU-A-CB-O | DRA1U09S1B | DRAW09F1B | Singlezone Non-Ducted, Wall Placement | 10000 | 8100 | 2.7 | 8564 | 2.22
Durastar | DRA1 | 210568097 | HRCU-A-CB-O | DRA1U09S1B | DRAW06F1B | Singlezone Non-Ducted, Wall Placement | 7000 | 7500 | 2.5 | 7200 | 1.92
Durastar | DRA1 | 207787131 | HRCU-A-CB-O | DRA1U12S1B | DRAW12F1B | Singlezone Non-Ducted, Wall Placement | 12000 | 10000 | 2.69 | 8820 | 2.25
Durastar | DRA1 | 210568118 | HRCU-A-CB | DRA1H24S1A | DRAD24F1A | Singlezone Ducted, Compact Ducted | 25000 | 21000 | 2.64 | 27000 | 2
Durastar | DRA1 | 210568120 | HRCU-A-CB-O | DRA1H24S1A | DRAF24F1A | Singlezone Non-Ducted, Floor Placement | 25000 | 19000 | 2.64 | 25000 | 2.1
Durastar | DRA1 | 207787145 | HRCU-A-CB | DRA1U24S1B | DRAD24F1A | Singlezone Ducted, Compact Ducted | 25000 | 20000 | 2.61 | 20000 | 2.3
Durastar | DRA1 | 210568116 | HRCU-A-CB | DRA1H12S1A | DRAD12F1A | Singlezone Ducted, Compact Ducted | 12500 | 10600 | 2.51 | 12100 | 1.96
Durastar | DRA1 | 210568112 | HRCU-A-CB-O | DRA1H12S1A | DRAC12F1A | Singlezone Non-Ducted, Ceiling Placement | 12000 | 9900 | 2.55 | 11500 | 1.9
Durastar | DRA1 | 207787139 | HRCU-A-CB-O | DRA1U12S1B | DRAS12F1B | Singlezone Non-Ducted, Wall Placement | 12000 | 9000 | 2.69 | 8400 | 2.26
Durastar | DRA1 | 207787138 | HRCU-A-CB-O | DRA1U12S1B | DRAS12F1A | Singlezone Non-Ducted, Wall Placement | 12000 | 9000 | 2.69 | 8400 | 2.26
Durastar | DRA1 | 207787137 | HRCU-A-CB | DRA1U12S1B | DRAD12F1A | Singlezone Ducted, Compact Ducted | 12000 | 9300 | 2.78 | 8400 | 2.26
Durastar | DRA1 | 207787135 | HRCU-A-CB | DRA1U09S1B | DRAD09F1A | Singlezone Ducted, Compact Ducted | 10000 | 7700 | 2.59 | 8000 | 2.09
Durastar | DRA1 | 207787136 | HRCU-A-CB-O | DRA1U12S1B | DRAC12F1A | Singlezone Non-Ducted, Ceiling Placement | 12000 | 8900 | 2.75 | 8000 | 2.28
ECO AC | EHP series | 214232433 | HRCU-A-CB-O | EHP-O12BB | EHP-W12BB | Singlezone Non-Ducted, Wall Placement | 12000 | 10300 | 2.56 | 12113 | 1.9
ECO AC | EHP series | 214232432 | HRCU-A-CB-O | EHP-O09BB | EHP-W09BB | Singlezone Non-Ducted, Wall Placement | 12000 | 9300 | 2.5 | 11300 | 1.9
ECO AC | E-series | 207825492 | HRCU-A-CB-O | EHH-O18BB | EHH-W18BB | Singlezone Non-Ducted, Wall Placement | 18000 | 14000 | 2.61 | 12600 | 2.35
ECO AC |  | 207825498 | HMSR-A-CB-O | EMH-2O18BB |  | Multizone All Non-Ducted | 19000 | 14400 | 2.5 | 14000 | 2.22
ECO AC |  | 213088006 | HMSR-A-CB-O | EMH-5O48BBH |  | Multizone All Non-Ducted | 49000 | 39000 | 2.5 | 46000 | 2.05
ECO AC |  | 210586151 | HMSR-A-CB-O | EMH-2O18BBH |  | Multizone All Non-Ducted | 20000 | 13500 | 2.5 | 20000 | 2
ECO AC |  | 206902026 | HRCU-A-CB | EHH-O18BA | EHH-D18BA | Singlezone Ducted, Compact Ducted | 18000 | 12000 | 2.61 | 10300 | 1.95
ECO AC |  | 206902023 | HRCU-A-CB-O | EHH-O18BA | EHH-W18BA | Singlezone Non-Ducted, Wall Placement | 18000 | 10400 | 2.72 | 10953 | 1.9
ECO AC |  | 207826045 | HRCU-A-CB-O | EHH-O09BB | EHH-W09BB | Singlezone Non-Ducted, Wall Placement | 10000 | 8300 | 2.67 | 6544 | 1.98
ECO AC |  | 207825490 | HRCU-A-CB-O | EHH-O9BB | EHH-W09BB | Singlezone Non-Ducted, Wall Placement | 10000 | 8300 | 2.67 | 6544 | 1.98
ECO AC |  | 207825487 | HRCU-A-CB-O | EHS-O9BB | EHS-W09BB | Singlezone Non-Ducted, Wall Placement | 10000 | 6900 | 2.53 | 6400 | 1.95
ECO AC | E-series | 210586153 | HMSV-A-CB | EMH-2O18BBH |  | Multizone Mix of Ducted and Non-Ducted | 20000 | 14700 | 2.55 | 20000 | 1.98
ECO AC |  | 207826044 | HRCU-A-CB-O | EHS-O09BB | EHS-W09BB | Singlezone Non-Ducted, Wall Placement | 10000 | 6900 | 2.53 | 6400 | 1.95
ECO AC | E-series | 207825500 | HMSV-A-CB | EMH-2O18BB |  | Multizone Mix of Ducted and Non-Ducted | 19000 | 14600 | 2.5 | 14000 | 2.17
ECO AC |  | 210586147 | HRCU-A-CB-O | EHH-O12BB | EHH-C12BA | Singlezone Non-Ducted, Ceiling Placement | 12000 | 8900 | 2.75 | 8000 | 2.28
ECO AC |  | 207826046 | HRCU-A-CB | EHH-O09BB | EHH-D09BA | Singlezone Ducted, Compact Ducted | 10000 | 7700 | 2.59 | 8000 | 2.09
ECO AC |  | 207825494 | HRCU-A-CB | EHH-O9BB | EHH-D09BA | Singlezone Ducted, Compact Ducted | 10000 | 7700 | 2.59 | 8000 | 2.09
ECO AC |  | 206902027 | HRCU-A-CB | EHH-O24BA | EHH-D24BA | Singlezone Ducted, Compact Ducted | 25000 | 20000 | 2.61 | 20000 | 2.3
ECO AC |  | 207825497 | HRCU-A-CB | EHH-O24BB | EHH-D24BA | Singlezone Ducted, Compact Ducted | 25000 | 20000 | 2.61 | 20000 | 2.3
ECO AC |  | 207825495 | HRCU-A-CB | EHH-O12BB | EHH-D12BA | Singlezone Ducted, Compact Ducted | 12000 | 9300 | 2.78 | 8400 | 2.26
ECO AC |  | 210586152 | HMSV-A-CB | EMH-2O18BBH |  | Multizone All Ducted | 20000 | 16000 | 2.61 | 20000 | 1.95
ECO AC |  | 207825502 | HMSV-A-CB | EMH-3O27BB |  | Multizone All Ducted | 28000 | 22000 | 2.6 | 20000 | 2.14
ECO AC |  | 210586148 | HRCU-A-CB-O | EHH-O18BB | EHH-C18BA | Singlezone Non-Ducted, Ceiling Placement | 19000 | 12000 | 2.51 | 12700 | 2.16
ECO AC |  | 207825496 | HRCU-A-CB | EHH-O18BB | EHH-D18BA | Singlezone Ducted, Compact Ducted | 20000 | 12600 | 2.66 | 13000 | 2.4
ECOER |  | 211887778 | HRCU-A-CB | EODA18H-2436 | EAHATN-24B | Singlezone Ducted, Centrally Ducted | 24000 | 19200 | 2.61 | 19200 | 2.04
ECOER |  | 211594474 | HRCU-A-CB | ESCA16H-60 | EAHAEC-60 | Singlezone Ducted, Centrally Ducted | 59000 | 42000 | 2.6 | 54356 | 1.91
ECOER |  | 202337969 | HRCU-A-CB | EODA18H-2436 | EAHATN-24 | Singlezone Ducted, Centrally Ducted | 24000 | 19200 | 2.61 | 19200 | 2.04
ELIOS | DM Series | 214810646 | HRCU-A-CB | DEA12HOS25230E8 | DM12HIDU230X5 | Singlezone Ducted, Compact Ducted | 12000 | 9300 | 2.78 | 8400 | 2.26
ELIOS | DEA series | 213081449 | HRCU-A-C | DEA24HOS20230E7 | CUB24HAC20BWT7A | Singlezone Ducted, Centrally Ducted | 25000 | 21000 | 2.58 | 20000 | 1.95
ELIOS |  | 207742460 | HMSR-A-CB-O | DEA18HOM25230X3 |  | Multizone All Non-Ducted | 20000 | 15000 | 2.5 | 20000 | 1.93
ELIOS |  | 204005786 | HMSR-A-CB-O | DE36HOM25230X3 |  | Multizone All Non-Ducted | 36000 | 23200 | 2.78 | 36037 | 1.96
ELIOS |  | 203238504 | HMSR-A-CB-O | DE18HOM23230X2 |  | Multizone All Non-Ducted | 19000 | 12000 | 2.79 | 10205 | 1.97
ELIOS |  | 203238506 | HMSR-A-CB-O | DE27HOM23230X2 |  | Multizone All Non-Ducted | 28000 | 17200 | 2.8 | 17040 | 1.97
EMI |  | 203514060 | HMSR-A-CB-O | DHMZ436DA |  | Multizone All Non-Ducted | 36000 | 23200 | 2.78 | 36037 | 1.96
EMI |  | 204853572 | HMSR-A-CB-O | MZ3H27DAA |  | Multizone All Non-Ducted | 28000 | 17200 | 2.8 | 17040 | 1.97
EMI |  | 204853571 | HMSR-A-CB-O | MZ2H18DAA |  | Multizone All Non-Ducted | 19000 | 12000 | 2.79 | 10205 | 1.97
EMI |  | 8993367 | HRCU-A-CB-O | SZ1H18DAA | WALH18DAA | Singlezone Non-Ducted, Wall Placement | 18000 | 10400 | 2.72 | 10953 | 1.9
EMI |  | 208121923 | HRCU-A-CB-O | MHSZ106DA | MHWAL06DA | Singlezone Non-Ducted, Wall Placement | 7000 | 8500 | 2.9 | 8581 | 2.19
EMI |  | 208121929 | HRCU-A-CB-O | MHSZ112DA | MHCAS12DA | Singlezone Non-Ducted, Ceiling Placement | 12000 | 9900 | 2.55 | 11500 | 1.9
EMI |  | 208121924 | HRCU-A-CB-O | MHSZ109DA | MHWAL09DA | Singlezone Non-Ducted, Wall Placement | 12000 | 9500 | 2.53 | 11109 | 1.97
FRANKLIN | MST Series | 214594909 | HRCU-A-CB | MSH243F25MCAA | MST243E21ADAA | Singlezone Ducted, Compact Ducted | 25000 | 21000 | 2.64 | 27000 | 2
FRANKLIN | MST Series | 214594907 | HRCU-A-CB | MSH123F25MCAA | MST123E21ADAA | Singlezone Ducted, Compact Ducted | 12500 | 10600 | 2.51 | 12100 | 1.96
FRANKLIN | MST Series | 214594905 | HRCU-A-CB-O | MSH123F25MCAA | MST123E20ACAA | Singlezone Non-Ducted, Ceiling Placement | 12000 | 9900 | 2.55 | 11500 | 1.9
FRASER-JOHNSTON | LX SERIES | 214397431 | HRCU-A-CB | HH860E2S11 | CTF60D5CGS1+JMVT20DC2N1 | Singlezone Ducted, Centrally Ducted | 44500 | 33000 | 2.56 | 33400 | 2
FRASER-JOHNSTON | LX SERIES | 214397022 | HRCU-A-CB | HH860E2S11 | CTF60C5CGS1+JMET16CS2N1 | Singlezone Ducted, Centrally Ducted | 45500 | 34400 | 2.58 | 34200 | 2
FRASER-JOHNSTON | LX SERIES | 214584603 | HRCU-A-CB | HH860E2S11 | CTF60C5CGS1 | Singlezone Ducted, Centrally Ducted | 45500 | 33800 | 2.52 | 34000 | 2
FRASER-JOHNSTON | LX SERIES | 214397169 | HRCU-A-CB | HH860E2S11 | CTF60D5CHS1+JMC20D2SN1 | Singlezone Ducted, Centrally Ducted | 53000 | 36600 | 2.6 | 38000 | 2
FRASER-JOHNSTON | LX SERIES | 214584613 | HRCU-A-CB | HH860E2S11 | CTF60C5CGS1 | Singlezone Ducted, Centrally Ducted | 44500 | 33000 | 2.5 | 33400 | 2
FRASER-JOHNSTON | LX SERIES | 214397461 | HRCU-A-CB | HH860E2S11 | CTF60C5CGS1 | Singlezone Ducted, Centrally Ducted | 45000 | 33400 | 2.5 | 33800 | 2
FRASER-JOHNSTON | LX SERIES | 214397456 | HRCU-A-CB | HH860E2S11 | CTF60C5CGS1 | Singlezone Ducted, Centrally Ducted | 45000 | 33400 | 2.5 | 33800 | 2
FRASER-JOHNSTON | LX SERIES | 214398292 | HRCU-A-CB | HH860E2S11 | CTF60C5CGS1+JME16C2SN1 | Singlezone Ducted, Centrally Ducted | 45500 | 34200 | 2.58 | 33800 | 2
FRASER-JOHNSTON | LX SERIES | 214584753 | HRCU-A-CB | HH860E2S11 | CTF60C5CGS1 | Singlezone Ducted, Centrally Ducted | 44500 | 32600 | 2.5 | 33400 | 2
FRASER-JOHNSTON | LX SERIES | 214398253 | HRCU-A-CB | HH860E2S11 | CTF60C5CGS1+JMC17C2SN1 | Singlezone Ducted, Centrally Ducted | 44000 | 32400 | 2.5 | 33200 | 2
FRASER-JOHNSTON | LX SERIES | 214609089 | HRCU-A-CB | HH860E2S11 | CTF60C5CGS1 | Singlezone Ducted, Centrally Ducted | 47000 | 33800 | 2.5 | 34000 | 2
FRASER-JOHNSTON | LX SERIES | 214584718 | HRCU-A-CB | HH860E2S11 | CTF60C5CGS1 | Singlezone Ducted, Centrally Ducted | 44500 | 32800 | 2.5 | 33400 | 2
FRASER-JOHNSTON | LX SERIES | 214397032 | HRCU-A-CB | HH860E2S11 | CTF60D5CGS1+JME18D2SN1 | Singlezone Ducted, Centrally Ducted | 45500 | 34400 | 2.62 | 33800 | 2
FRASER-JOHNSTON | LX SERIES | 214397856 | HRCU-A-CB | HH860E2S11 | CTF60D5CGS1+JMC20D2SN1 | Singlezone Ducted, Centrally Ducted | 44500 | 33000 | 2.56 | 33400 | 2
FRASER-JOHNSTON | LX SERIES | 214396581 | HRCU-A-CB | HH860E2S11 | CTF60C5CGS1+JMC16C2SN1 | Singlezone Ducted, Centrally Ducted | 44000 | 32400 | 2.5 | 33200 | 2
FRASER-JOHNSTON | LX SERIES | 214397836 | HRCU-A-CB | HH860E2S11 | CTF60C5CGS1+JMVT17CC2N1 | Singlezone Ducted, Centrally Ducted | 44000 | 32400 | 2.5 | 33200 | 2
FRASER-JOHNSTON | LX SERIES | 214396742 | HRCU-A-CB | HH860E2S11 | CTF60D5CHS1+JME18D2SN1 | Singlezone Ducted, Centrally Ducted | 53500 | 36600 | 2.62 | 38500 | 2
FRASER-JOHNSTON | LX SERIES | 214397589 | HRCU-A-CB | HH860E2S11 | CTF60D5CHS1+JMET18DS2N1 | Singlezone Ducted, Centrally Ducted | 53500 | 36600 | 2.6 | 38500 | 2
FRASER-JOHNSTON | LX SERIES | 214398376 | HRCU-A-CB | HH824E2S11 | CTF30B5ACS1+JMET12BS2N1 | Singlezone Ducted, Centrally Ducted | 23000 | 18400 | 2.78 | 18100 | 2
FRASER-JOHNSTON | LX SERIES | 214396695 | HRCU-A-CB | HH824E2S11 | CTF30B5ACS1+JMC12B2SN1 | Singlezone Ducted, Centrally Ducted | 23000 | 18600 | 2.84 | 18300 | 2
FRASER-JOHNSTON | LX SERIES | 214397925 | HRCU-A-CB | HH824E2S11 | CTF36B5ADS1+JMVT12BC2N1 | Singlezone Ducted, Centrally Ducted | 23000 | 18200 | 2.88 | 17700 | 2
FRASER-JOHNSTON | LX SERIES | 214397122 | HRCU-A-CB | HH824E2S11 | CTF30B5ACS1+JMET08BS2N1 | Singlezone Ducted, Centrally Ducted | 23000 | 18200 | 2.74 | 17900 | 2
FRASER-JOHNSTON | LX SERIES | 214397525 | HRCU-A-CB | HH824E2S11 | CTF36B5ADS1+JMET12BS2N1 | Singlezone Ducted, Centrally Ducted | 22800 | 17700 | 2.77 | 17400 | 2
FRASER-JOHNSTON | LX SERIES | 214397097 | HRCU-A-CB | HH824E2S11 | CTF36B5ADS1+JMET08BS2N1 | Singlezone Ducted, Centrally Ducted | 22400 | 17400 | 2.71 | 17100 | 2
FRASER-JOHNSTON | LX SERIES | 214396259 | HRCU-A-CB | HH824E2S11 | CTF30B5ACS1+JMVT12BC2N1 | Singlezone Ducted, Centrally Ducted | 23000 | 18600 | 2.84 | 18300 | 2
FRASER-JOHNSTON | LX SERIES | 214397930 | HRCU-A-CB | HH824E2S11 | CTF36B5ADS1+JME12B2SN1 | Singlezone Ducted, Centrally Ducted | 23000 | 18200 | 2.88 | 17700 | 2
FRASER-JOHNSTON | LX SERIES | 214397962 | HRCU-A-CB | HH824E2S11 | CTF30B5ACS1+JME08B2SN1 | Singlezone Ducted, Centrally Ducted | 23000 | 18400 | 2.79 | 18000 | 2
FRASER-JOHNSTON | LX SERIES | 214397102 | HRCU-A-CB | HH824E2S11 | CTF36B5ADS1+JME08B2SN1 | Singlezone Ducted, Centrally Ducted | 22800 | 17600 | 2.77 | 17400 | 2
FRASER-JOHNSTON | LX SERIES | 214397972 | HRCU-A-CB | HH824E2S11 | CTF30B5ACS1+JME12B2SN1 | Singlezone Ducted, Centrally Ducted | 23000 | 18700 | 2.85 | 18400 | 2
FRASER-JOHNSTON | LX SERIES | 214398349 | HRCU-A-CB | HH824E2S11 | CTF36B5ADS1+JMC12B2SN1 | Singlezone Ducted, Centrally Ducted | 23000 | 18200 | 2.88 | 17700 | 2
FRASER-JOHNSTON | LX SERIES | 214397535 | HRCU-A-CB | HH824E2S11 | CTF36B5ADS1 | Singlezone Ducted, Centrally Ducted | 23000 | 18400 | 2.78 | 17900 | 2
FRASER-JOHNSTON | LX SERIES | 214584653 | HRCU-A-CB | HH860E2S11 | CTM60C5CGS1 | Singlezone Ducted, Centrally Ducted | 44500 | 33000 | 2.5 | 33400 | 2
FRASER-JOHNSTON | LX SERIES | 214398673 | HRCU-A-CB | HH860E2S11 | CTM60C5CGS1+JME16C2SN1 | Singlezone Ducted, Centrally Ducted | 44000 | 32200 | 2.5 | 33000 | 2
FRASER-JOHNSTON | LX SERIES | 214398668 | HRCU-A-CB | HH860E2S11 | CTM60C5CGS1+JMC16C2SN1 | Singlezone Ducted, Centrally Ducted | 44500 | 33000 | 2.54 | 33400 | 2
FRASER-JOHNSTON | LX SERIES | 214398634 | HRCU-A-CB | HH860E2S11 | JHE48D5CG2SS1 | Singlezone Ducted, Centrally Ducted | 44500 | 33200 | 2.56 | 33400 | 2
FRASER-JOHNSTON | LX SERIES | 214396393 | HRCU-A-CB | HH836E2S11 | CTF36B5CDS1+JMVT12BC2N1 | Singlezone Ducted, Centrally Ducted | 31000 | 27200 | 2.5 | 25000 | 2
FRASER-JOHNSTON | LX SERIES | 214584583 | HRCU-A-CB | HH860E2S11 | CTF60D5CHS1 | Singlezone Ducted, Centrally Ducted | 53500 | 37000 | 2.6 | 39000 | 2
FRASER-JOHNSTON | LX SERIES | 214396762 | HRCU-A-CB | HH860E2S11 | JHC60D5CH2SS1 | Singlezone Ducted, Centrally Ducted | 53000 | 36200 | 2.6 | 38000 | 2
FRASER-JOHNSTON | LX SERIES | 214584633 | HRCU-A-CB | HH860E2S11 | CTF60C5CHS1 | Singlezone Ducted, Centrally Ducted | 53500 | 36600 | 2.56 | 38500 | 2
FRASER-JOHNSTON | LX SERIES | 214396737 | HRCU-A-CB | HH860E2S11 | CTF60D5CHS1+JMVT20DC2N1 | Singlezone Ducted, Centrally Ducted | 53000 | 36600 | 2.6 | 38000 | 2
FRASER-JOHNSTON | LX SERIES | 214397157 | HRCU-A-CB | HH824E2S11 | CTF30B5ACS1 | Singlezone Ducted, Centrally Ducted | 23000 | 18200 | 2.67 | 17700 | 2
FRASER-JOHNSTON | LX SERIES | 214397152 | HRCU-A-CB | HH824E2S11 | CTF30B5ACS1 | Singlezone Ducted, Centrally Ducted | 23000 | 18200 | 2.67 | 17700 | 2
FRASER-JOHNSTON | LX SERIES | 214397147 | HRCU-A-CB | HH824E2S11 | CTF30B5ACS1 | Singlezone Ducted, Centrally Ducted | 23000 | 18400 | 2.72 | 18000 | 2
FRASER-JOHNSTON | LX SERIES | 214397142 | HRCU-A-CB | HH824E2S11 | CTF30B5ACS1 | Singlezone Ducted, Centrally Ducted | 23000 | 18400 | 2.72 | 18000 | 2
FRASER-JOHNSTON | LX SERIES | 214397137 | HRCU-A-CB | HH824E2S11 | CTM30B5ACS1 | Singlezone Ducted, Centrally Ducted | 23000 | 18700 | 2.7 | 18300 | 2
FRASER-JOHNSTON | LX SERIES | 214397132 | HRCU-A-CB | HH824E2S11 | CTF30B5ACS1 | Singlezone Ducted, Centrally Ducted | 23000 | 18800 | 2.71 | 18400 | 2
FRASER-JOHNSTON | LX SERIES | 214397127 | HRCU-A-CB | HH824E2S11 | CTF30B5ACS1 | Singlezone Ducted, Centrally Ducted | 23000 | 18700 | 2.74 | 18300 | 2
FRASER-JOHNSTON | LX SERIES | 214584723 | HRCU-A-CB | HH824E2S11 | CTF30A5ADS1 | Singlezone Ducted, Centrally Ducted | 23000 | 18600 | 2.85 | 18100 | 2
FRASER-JOHNSTON | LX SERIES | 214397112 | HRCU-A-CB | HH824E2S11 | CTF36B5ADS1 | Singlezone Ducted, Centrally Ducted | 23000 | 18500 | 2.78 | 18000 | 2
FRASER-JOHNSTON | LX SERIES | 214397107 | HRCU-A-CB | HH824E2S11 | CTF36B5ADS1 | Singlezone Ducted, Centrally Ducted | 23000 | 18000 | 2.76 | 17600 | 2
FRIEDRICH | Breeze | 214061914 | HRCU-A-C | WFPU18Z483C | DC61A44-245R | Singlezone Ducted, Centrally Ducted | 42000 | 31200 | 3.22 | 34600 | 2.08
FRIEDRICH |  | 214066872 | HRCU-A-CB | RD17AZ36AJ3N | TCFZ3621MTANM | Singlezone Ducted, Centrally Ducted | 34200 | 23200 | 2.7 | 18000 | 2.3
FRIEDRICH |  | 214066862 | HRCU-A-CB | RD17AZ36AJ3N | TCFZ3621MTANM | Singlezone Ducted, Centrally Ducted | 34200 | 23200 | 2.7 | 17900 | 2.3
FRIEDRICH |  | 214066838 | HRCU-A-CB | RD17AZ36AJ3N | TCFZ3621MTANM | Singlezone Ducted, Centrally Ducted | 34200 | 23200 | 2.7 | 17900 | 2.3
FRIEDRICH |  | 214066786 | HRCU-A-CB | RD17AZ36AJ3N | TCFZ3621MTANM | Singlezone Ducted, Centrally Ducted | 34200 | 23000 | 2.7 | 17900 | 2.3
FRIEDRICH |  | 214066751 | HRCU-A-CB | RD17AZ36AJ3N | TCFZ3621MTANM | Singlezone Ducted, Centrally Ducted | 34200 | 23000 | 2.8 | 17800 | 2.3
FRIEDRICH |  | 214066735 | HRCU-A-CB | RD17AZ36AJ3N | TCFZ3621MTANM | Singlezone Ducted, Centrally Ducted | 34200 | 23200 | 2.7 | 18000 | 2.3
FRIEDRICH |  | 214066734 | HRCU-A-CB | RD17AZ36AJ3N | TCFZ3621MTANM | Singlezone Ducted, Centrally Ducted | 34200 | 23000 | 2.7 | 17900 | 2.3
FRIEDRICH |  | 214066713 | HRCU-A-CB | RD17AZ36AJ3N | TCFZ3621MTANM | Singlezone Ducted, Centrally Ducted | 34200 | 23000 | 2.7 | 17900 | 2.3
FRIEDRICH |  | 214066694 | HRCU-A-CB | RD17AZ36AJ3N | TCFZ3621MTANM | Singlezone Ducted, Centrally Ducted | 34200 | 23200 | 2.7 | 18000 | 2.3
FRIEDRICH |  | 214066692 | HRCU-A-CB | RD17AZ36AJ3N | TCFZ3621MTANM | Singlezone Ducted, Centrally Ducted | 34200 | 23000 | 2.7 | 17900 | 2.3
FRIEDRICH |  | 214066687 | HRCU-A-CB | RD17AZ36AJ3N | TCFZ3621MTANM | Singlezone Ducted, Centrally Ducted | 34200 | 23000 | 2.7 | 17900 | 2.3
FRIEDRICH |  | 214066645 | HRCU-A-CB | RD17AZ36AJ3N | TCFZ3621MTANM | Singlezone Ducted, Centrally Ducted | 34200 | 23200 | 2.7 | 17900 | 2.3
FRIEDRICH |  | 214066639 | HRCU-A-CB | RD17AZ36AJ3N | TCFZ3621MTANM | Singlezone Ducted, Centrally Ducted | 34200 | 23000 | 2.7 | 17900 | 2.3
FRIEDRICH |  | 214066634 | HRCU-A-CB | RD17AZ36AJ3N | TCFZ3621MTANM | Singlezone Ducted, Centrally Ducted | 34200 | 23000 | 2.8 | 17800 | 2.3
FRIEDRICH |  | 214066608 | HRCU-A-CB | RD17AZ36AJ3N | TCFZ3621MTANM | Singlezone Ducted, Centrally Ducted | 34200 | 23000 | 2.7 | 17900 | 2.3
FRIEDRICH |  | 214066571 | HRCU-A-CB | RD17AZ36AJ3N | TCFZ3621MTANM | Singlezone Ducted, Centrally Ducted | 34200 | 23000 | 2.7 | 17900 | 2.3
FRIEDRICH |  | 214066517 | HRCU-A-CB | RD17AZ36AJ3N | TCFZ3621MTANM | Singlezone Ducted, Centrally Ducted | 34200 | 23000 | 2.7 | 17900 | 2.3
FRIEDRICH |  | 214066505 | HRCU-A-CB | RD17AZ36AJ3N | TCFZ3624MTANM | Singlezone Ducted, Centrally Ducted | 34200 | 23400 | 2.7 | 18100 | 2.3
FRIEDRICH |  | 214066498 | HRCU-A-CB | RD17AZ36AJ3N | TCFZ3624MTANM | Singlezone Ducted, Centrally Ducted | 34200 | 23400 | 2.7 | 18100 | 2.3
FRIEDRICH |  | 214066486 | HRCU-A-CB | RD17AZ36AJ3N | TCFZ3621MTAAM | Singlezone Ducted, Centrally Ducted | 34200 | 23800 | 2.7 | 18300 | 2.2
FRIEDRICH |  | 214066485 | HRCU-A-CB | RD17AZ36AJ3N | TCFZ3621MTANM | Singlezone Ducted, Centrally Ducted | 34200 | 23600 | 2.72 | 18200 | 2.3
FRIEDRICH |  | 214066481 | HRCU-A-CB | RD17AZ36AJ3N | TCFZ3621MTANM | Singlezone Ducted, Centrally Ducted | 34200 | 23400 | 2.72 | 18200 | 2.3
FRIEDRICH |  | 214066470 | HRCU-A-CB | RD17AZ36AJ3N | TCFZ3624MTANM | Singlezone Ducted, Centrally Ducted | 34200 | 23400 | 2.7 | 18100 | 2.3
FRIEDRICH |  | 214066452 | HRCU-A-CB | RD17AZ36AJ3N | FRH2TZ3621MTANA | Singlezone Ducted, Centrally Ducted | 34200 | 23200 | 2.7 | 18000 | 2.3
FRIEDRICH |  | 214066450 | HRCU-A-CB | RD17AZ36AJ3N | FRH2TZ3621MTANN | Singlezone Ducted, Centrally Ducted | 34200 | 22800 | 2.77 | 17800 | 2.3
FRIEDRICH |  | 214066439 | HRCU-A-CB | RD17AZ36AJ3N | RH2TZ3621MTANN | Singlezone Ducted, Centrally Ducted | 34200 | 22800 | 2.77 | 17800 | 2.3
FRIEDRICH |  | 214075548 | HRCU-A-CB | RD17AZ24AJ3N | TCFZ2417MTANM | Singlezone Ducted, Centrally Ducted | 22600 | 19000 | 3.2 | 16900 | 2
FRIEDRICH |  | 214075534 | HRCU-A-CB | RD17AZ24AJ3N | TCFZ2417MTANM | Singlezone Ducted, Centrally Ducted | 22600 | 18900 | 3.22 | 16800 | 2.1
FRIEDRICH |  | 214075528 | HRCU-A-CB | RD17AZ24AJ3N | TCFZ2417MTANM | Singlezone Ducted, Centrally Ducted | 22600 | 19000 | 3.2 | 16900 | 2
FRIEDRICH |  | 214075524 | HRCU-A-CB | RD17AZ24AJ3N | TCFZ2417MTANM | Singlezone Ducted, Centrally Ducted | 22600 | 19000 | 3.2 | 16900 | 2
FRIEDRICH |  | 214075523 | HRCU-A-CB | RD17AZ24AJ3N | TCFZ2417MTANM | Singlezone Ducted, Centrally Ducted | 22600 | 18900 | 3.22 | 16800 | 2.1
FRIEDRICH |  | 214075510 | HRCU-A-CB | RD17AZ24AJ3N | TCFZ2417MTANM | Singlezone Ducted, Centrally Ducted | 22600 | 18900 | 3.24 | 16800 | 2.1
FRIEDRICH |  | 214075505 | HRCU-A-CB | RD17AZ24AJ3N | TCFZ2417MTANM | Singlezone Ducted, Centrally Ducted | 22400 | 19000 | 3.06 | 17000 | 2
FRIEDRICH |  | 214075501 | HRCU-A-CB | RD17AZ24AJ3N | TCFZ2417MTANM | Singlezone Ducted, Centrally Ducted | 22600 | 19000 | 3.2 | 16900 | 2
FRIEDRICH |  | 214075500 | HRCU-A-CB | RD17AZ24AJ3N | TCFZ2417MTANM | Singlezone Ducted, Centrally Ducted | 22600 | 19000 | 3.2 | 16900 | 2
FRIEDRICH |  | 214075498 | HRCU-A-CB | RD17AZ24AJ3N | TCFZ2417MTANM | Singlezone Ducted, Centrally Ducted | 22600 | 19000 | 3.2 | 16900 | 2
FRIEDRICH |  | 214075497 | HRCU-A-CB | RD17AZ24AJ3N | TCFZ2417MTANM | Singlezone Ducted, Centrally Ducted | 22600 | 19000 | 3.08 | 17000 | 2
FRIEDRICH |  | 214075496 | HRCU-A-CB | RD17AZ24AJ3N | TCFZ2417MTANM | Singlezone Ducted, Centrally Ducted | 22600 | 19000 | 3.2 | 16900 | 2
FRIEDRICH |  | 214075493 | HRCU-A-CB | RD17AZ24AJ3N | TCFZ2417MTANM | Singlezone Ducted, Centrally Ducted | 22600 | 19000 | 3.2 | 16900 | 2
FRIEDRICH |  | 214075491 | HRCU-A-CB | RD17AZ24AJ3N | TCFZ2417MTANM | Singlezone Ducted, Centrally Ducted | 22600 | 18900 | 3.22 | 16800 | 2.1
FRIEDRICH |  | 214075490 | HRCU-A-CB | RD17AZ24AJ3N | TCFZ2417MTANM | Singlezone Ducted, Centrally Ducted | 22400 | 19100 | 3.08 | 17000 | 2
FRIEDRICH |  | 214075489 | HRCU-A-CB | RD17AZ24AJ3N | TCFZ2417MTANM | Singlezone Ducted, Centrally Ducted | 22600 | 19000 | 3.2 | 16900 | 2
FRIEDRICH |  | 214075484 | HRCU-A-CB | RD17AZ24AJ3N | TCFZ2417MTANM | Singlezone Ducted, Centrally Ducted | 22600 | 19000 | 3.2 | 16900 | 2
FRIEDRICH |  | 214075481 | HRCU-A-CB | RD17AZ24AJ3N | TCFZ2417MTANM | Singlezone Ducted, Centrally Ducted | 22600 | 18900 | 3.24 | 16800 | 2.1
FRIEDRICH |  | 214075480 | HRCU-A-CB | RD17AZ24AJ3N | TCFZ2417MTANM | Singlezone Ducted, Centrally Ducted | 22600 | 19000 | 3.2 | 16900 | 2
FRIEDRICH |  | 214075478 | HRCU-A-CB | RD17AZ24AJ3N | TCFZ2417MTANM | Singlezone Ducted, Centrally Ducted | 22600 | 19000 | 3.2 | 16900 | 2
FRIEDRICH |  | 214075471 | HRCU-A-CB | RD17AZ24AJ3N | TCFZ2417MTANM | Singlezone Ducted, Centrally Ducted | 22600 | 18900 | 3.22 | 16800 | 2
FRIEDRICH |  | 214075452 | HRCU-A-CB | RD17AZ24AJ3N | TCFZ2417MTANM | Singlezone Ducted, Centrally Ducted | 22400 | 19100 | 3.08 | 17100 | 2
FRIEDRICH |  | 214075445 | HRCU-A-CB | RD17AZ24AJ3N | TCFZ2417MTANM | Singlezone Ducted, Centrally Ducted | 22600 | 18800 | 3.22 | 16800 | 2.1
FRIEDRICH |  | 214075443 | HRCU-A-CB | RD17AZ24AJ3N | TCFZ2417MTANM | Singlezone Ducted, Centrally Ducted | 22600 | 19000 | 3.2 | 16900 | 2
FRIEDRICH |  | 214075439 | HRCU-A-CB | RD17AZ24AJ3N | TCFZ2417MTANM | Singlezone Ducted, Centrally Ducted | 22600 | 19000 | 3.2 | 16900 | 2
FRIEDRICH |  | 214075421 | HRCU-A-CB | RD17AZ24AJ3N | TCFZ2417MTANM | Singlezone Ducted, Centrally Ducted | 22600 | 19000 | 3.2 | 16900 | 2
FRIEDRICH |  | 214075407 | HRCU-A-CB | RD17AZ24AJ3N | TCFZ2417MTANM | Singlezone Ducted, Centrally Ducted | 22600 | 18900 | 3.22 | 16800 | 2
FRIEDRICH |  | 214075587 | HRCU-A-CB | RD17AZ24AJ3N | TCFZ2417MTANM | Singlezone Ducted, Centrally Ducted | 22600 | 19000 | 3.08 | 17000 | 2
FRIEDRICH |  | 214075579 | HRCU-A-CB | RD17AZ24AJ3N | TCFZ2417MTANM | Singlezone Ducted, Centrally Ducted | 22600 | 19000 | 3.08 | 17000 | 2
FRIEDRICH |  | 214075572 | HRCU-A-CB | RD17AZ24AJ3N | TCFZ2417MTANM | Singlezone Ducted, Centrally Ducted | 22600 | 19000 | 3.2 | 16900 | 2
FRIEDRICH |  | 214075571 | HRCU-A-CB | RD17AZ24AJ3N | TCFZ2417MTANM | Singlezone Ducted, Centrally Ducted | 22600 | 19000 | 3.2 | 16900 | 2
FRIEDRICH |  | 214075569 | HRCU-A-CB | RD17AZ24AJ3N | TCFZ2417MTANM | Singlezone Ducted, Centrally Ducted | 22600 | 18900 | 3.24 | 16800 | 2.1
FRIEDRICH |  | 214233329 | HRCU-A-CB | RD17AZ36AJ3N | FRH3VZ4821STACN | Singlezone Ducted, Centrally Ducted | 34200 | 31200 | 3.79 | 29400 | 2
FRIEDRICH |  | 214097944 | HRCU-A-CB | RD17AZ48AJ3N | FRH3VZ6024STACN | Singlezone Ducted, Centrally Ducted | 45500 | 43000 | 3.76 | 40000 | 2.1
FRIEDRICH |  | 214095453 | HRCU-A-CB | RD17AZ24AJ3N | FRH3VZ3617STACN | Singlezone Ducted, Centrally Ducted | 22600 | 18700 | 3.22 | 16700 | 2.1
FRIEDRICH |  | 214075926 | HRCU-A-CB | RD17AZ24AJ3N | FRH2VZ3617STANN | Singlezone Ducted, Centrally Ducted | 22800 | 15100 | 2.6 | 11900 | 2.19
FRIEDRICH |  | 214066459 | HRCU-A-CB | RD17AZ36AJ3N | FRH2VZ3621MTANA | Singlezone Ducted, Centrally Ducted | 34200 | 23400 | 2.8 | 18000 | 2.3
FRIEDRICH |  | 214066454 | HRCU-A-CB | RD17AZ36AJ3N | FRH2VZ3621MTANN | Singlezone Ducted, Centrally Ducted | 34200 | 23200 | 2.82 | 17900 | 2.3
FRIEDRICH | Floating Air Pro | 203383863 | HRCU-A-CB-O | FRHSR09A3A | FRHSW09A3A | Singlezone Non-Ducted, Wall Placement | 10500 | 6500 | 2.68 | 8052 | 2.15
FRIEDRICH | Floating Air Pro | 203383865 | HRCU-A-CB-O | FPHSR09A3A | FPHFW09A3A | Singlezone Non-Ducted, Wall Placement | 9500 | 5000 | 2.62 | 7438 | 2.12
FRIEDRICH | Floating Air Pro | 203383869 | HRCU-A-CB-O | FPHSR18A3A | FPHFW18A3A | Singlezone Non-Ducted, Wall Placement | 19000 | 11600 | 2.7 | 12730 | 2.16
FRIEDRICH | Floating Air Pro | 203383868 | HRCU-A-CB-O | FPHSR12A1A | FPHSW12A1A | Singlezone Non-Ducted, Wall Placement | 13000 | 7500 | 2.71 | 7377 | 2.08
FRIEDRICH | Floating Air Pro | 205142786 | HRCU-A-CB-O | FPHSR18A3A-A | FPHFW18A3B | Singlezone Non-Ducted, Wall Placement | 19000 | 11600 | 2.7 | 12730 | 2.16
FRIEDRICH | Floating Air Pro | 205142783 | HRCU-A-CB-O | FPHSR09A3A-A | FPHFW09A3B | Singlezone Non-Ducted, Wall Placement | 9500 | 5000 | 2.62 | 7438 | 2.12
FRIEDRICH | Floating Air Pro | 205142782 | HRCU-A-CB-O | FPHSR12A1A-A | FPHSW12A1B | Singlezone Non-Ducted, Wall Placement | 13000 | 7500 | 2.71 | 7377 | 2.08
FRIEDRICH | Floating Air Pro | 205142785 | HRCU-A-CB-O | FPHSR12A3A-A | FPHFW12A3B | Singlezone Non-Ducted, Wall Placement | 13000 | 7500 | 2.71 | 7824 | 1.98
FRIEDRICH | Floating Air Pro | 205123805 | HRCU-A-CB-O | FPHFR24A3A | FPHFC24A3B | Singlezone Non-Ducted, Ceiling Placement | 24000 | 19600 | 2.84 | 21060 | 2.2
FRIEDRICH | Floating Air Pro | 205104716 | HRCU-A-CB-O | FPHFR12A3A | FPHFC12A3B | Singlezone Non-Ducted, Ceiling Placement | 12000 | 7000 | 2.53 | 7377 | 2.08
FRIEDRICH | Floating Air Pro | 203383866 | HRCU-A-CB-O | FPHSR12A3A | FPHFW12A3A | Singlezone Non-Ducted, Wall Placement | 13000 | 7500 | 2.71 | 7824 | 1.98
FRIEDRICH | Floating Air Pro | 203383864 | HRCU-A-CB-O | FRHSR12A3A | FRHSW12A3A | Singlezone Non-Ducted, Wall Placement | 13000 | 8000 | 3.17 | 7865 | 2.35
FRIEDRICH | Floating Air Pro | 205104719 | HRCU-A-CB-O | FPHFR18A3A | FPHFC18A3B | Singlezone Non-Ducted, Ceiling Placement | 18000 | 11000 | 2.54 | 14750 | 2.3
FRIEDRICH | Floating Air Pro | 205142788 | HRCU-A-CB-O | FRHSR09A3A-A | FRHSW09A3B | Singlezone Non-Ducted, Wall Placement | 10500 | 6500 | 3.12 | 9250 | 2.36
FRIEDRICH | Floating Air Pro | 205142789 | HRCU-A-CB-O | FRHSR12A3A-A | FRHSW12A3B | Singlezone Non-Ducted, Wall Placement | 13000 | 8000 | 3.17 | 12030 | 2.41
FUJIECO | T-PRO | 211306461 | HMSR-A-CB-O | FES-36H2TK-M4O |  | Multizone All Non-Ducted | 35600 | 21200 | 2.64 | 23200 | 2.12
FUJIECO | T-PRO | 211306460 | HMSR-A-CB-O | FES-27H2TK-M3O |  | Multizone All Non-Ducted | 26000 | 18100 | 2.95 | 16250 | 2.27
FUJIECO | T-PRO | 211306454 | HRCU-A-CB-O | FES-24H2TK-ES(O) | FES-24H2TK-ES(I) | Singlezone Non-Ducted, Wall Placement | 24000 | 13900 | 2.75 | 16720 | 1.96
Fujitsu | H-Series | 214390707 | HRCU-A-CB-O | AOUH09KMAS1 | ASUH09KMAS | Singlezone Non-Ducted, Wall Placement | 12000 | 7400 | 3.24 | 10300 | 2.32
FUJITSU | H-Series | 207615689 | HRCU-A-CB-O | AOUH12LMAS1 | ASUH12LMAS | Singlezone Non-Ducted, Wall Placement | 14500 | 8800 | 3.03 | 10700 | 2.45
FUJITSU | H-Series | 210191038 | HRCU-A-CB-O | AOUH12LMBS1 | ASUH12LMAS | Singlezone Non-Ducted, Wall Placement | 14000 | 8500 | 2.93 | 10700 | 2.45
FUJITSU | H-Series | 206597211 | HRCU-A-CB-O | AOUG12LZAH1 | ASUG12LZBS | Singlezone Non-Ducted, Wall Placement | 16000 | 10000 | 3.22 | 16600 | 2.16
FUJITSU | H-Series | 206597210 | HRCU-A-CB-O | AOUG12LZAS1 | ASUG12LZBS | Singlezone Non-Ducted, Wall Placement | 16000 | 10000 | 3.33 | 16600 | 2.32
FUJITSU | H-Series | 206263450 | HRCU-A-CB-O | AOUH12LMAH1 | ASUH12LMAS | Singlezone Non-Ducted, Wall Placement | 16000 | 10300 | 2.9 | 10700 | 2.27
FUJITSU | H-Series | 206913028 | HRCU-A-CB-O | AOUH24LMAS1 | ASUH24LMAS | Singlezone Non-Ducted, Wall Placement | 25200 | 15700 | 3.05 | 25500 | 2.08
FUJITSU | H-Series | 207615688 | HRCU-A-CB-O | AOUH09LMAS1 | ASUH09LMAS | Singlezone Non-Ducted, Wall Placement | 12000 | 7400 | 3.19 | 10200 | 2.35
FUJITSU | H-Series | 206597212 | HRCU-A-CB-O | AOUG15LZAS1 | ASUG15LZBS | Singlezone Non-Ducted, Wall Placement | 18000 | 11200 | 3.25 | 21000 | 2.24
FUJITSU | H-Series | 206597209 | HRCU-A-CB-O | AOUG09LZAH1 | ASUG09LZBS | Singlezone Non-Ducted, Wall Placement | 12000 | 7400 | 3.5 | 15400 | 2.01
FUJITSU | H-Series | 206597208 | HRCU-A-CB-O | AOUG09LZAS1 | ASUG09LZBS | Singlezone Non-Ducted, Wall Placement | 12000 | 7400 | 3.61 | 15400 | 2.15
FUJITSU | H-Series | 206597213 | HRCU-A-CB-O | AOUG15LZAH1 | ASUG15LZBS | Singlezone Non-Ducted, Wall Placement | 18000 | 11200 | 3.16 | 21000 | 2.12
FUJITSU | H-Series | 6937310 | HRCU-A-CB-O | AOU12RLFFH | AGU12RLF | Singlezone Non-Ducted, Floor Placement | 16000 | 10600 | 2.61 | 15050 | 1.9
FUJITSU | H-Series | 6936997 | HRCU-A-CB-O | AOU15RLFF | AGU15RLF | Singlezone Non-Ducted, Floor Placement | 18000 | 11600 | 2.62 | 18960 | 1.91
FUJITSU | H-Series | 6936995 | HRCU-A-CB-O | AOU9RLFF | AGU9RLF | Singlezone Non-Ducted, Floor Placement | 12000 | 7500 | 2.82 | 14220 | 1.98
FUJITSU | H-Series | 8912454 | HRCU-A-CB-O | AOU30RLXEH | ASU30RLE | Singlezone Non-Ducted, Wall Placement | 32000 | 18900 | 2.56 | 32030 | 2.06
FUJITSU | H-Series | 204740071 | HRCU-A-CB-O | AOUG15LZAH1 | ASUG15LZAS | Singlezone Non-Ducted, Wall Placement | 18000 | 11200 | 3.16 | 21000 | 2.12
FUJITSU | H-Series | 204740070 | HRCU-A-CB-O | AOUG15LZAS1 | ASUG15LZAS | Singlezone Non-Ducted, Wall Placement | 18000 | 11200 | 3.25 | 21000 | 2.24
FUJITSU | H-Series | 204740069 | HRCU-A-CB-O | AOUG12LZAH1 | ASUG12LZAS | Singlezone Non-Ducted, Wall Placement | 16000 | 10000 | 3.22 | 16600 | 2.16
FUJITSU | H-Series | 204740068 | HRCU-A-CB-O | AOUG12LZAS1 | ASUG12LZAS | Singlezone Non-Ducted, Wall Placement | 16000 | 10000 | 3.33 | 16600 | 2.32
FUJITSU | H-Series | 204740066 | HRCU-A-CB-O | AOUG09LZAS1 | ASUG09LZAS | Singlezone Non-Ducted, Wall Placement | 12000 | 7400 | 3.61 | 15400 | 2.15
FUJITSU | H-Series | 204740067 | HRCU-A-CB-O | AOUG09LZAH1 | ASUG09LZAS | Singlezone Non-Ducted, Wall Placement | 12000 | 7400 | 3.5 | 15400 | 2.01
FUJITSU | H-Series | 211078832 | HRCU-A-CB-O | AOUH30LUAS1 | AUUH30LUAS | Singlezone Non-Ducted, Ceiling Placement | 32000 | 20800 | 3.17 | 28000 | 2.12
FUJITSU | H-Series | 211078831 | HRCU-A-CB-O | AOUH24LUAS1 | AUUH24LUAS | Singlezone Non-Ducted, Ceiling Placement | 27000 | 18000 | 3.08 | 23600 | 2.12
FUJITSU | H-Series | 211078844 | HRCU-A-CB-O | AOUH18LUAS1 | AUUH18LUAS | Singlezone Non-Ducted, Ceiling Placement | 21600 | 15100 | 3.01 | 16800 | 2.24
FUJITSU | H-Series | 211078834 | HRCU-A-CB | AOUH24LUAS1 | ARUH24LUAS | Singlezone Ducted, Compact Ducted | 27000 | 18100 | 2.9 | 23200 | 2
FUJITSU | H-Series | 211078842 | HRCU-A-CB | AOUH18LUAS1 | ARUH18LUAS | Singlezone Ducted, Compact Ducted | 21600 | 15500 | 2.89 | 16800 | 2.12
FUJITSU | H-Series | 211078835 | HRCU-A-CB | AOUH24LUAS1 | AMUG24LMAS | Singlezone Ducted, Centrally Ducted | 27000 | 18700 | 2.85 | 23000 | 1.94
FUJITSU | H-Series | 211078836 | HRCU-A-CB-O | AOUH24LUAS1 | ABUH24LUAS | Singlezone Non-Ducted, Ceiling Placement | 27000 | 17500 | 3.07 | 23600 | 2.08
FUJITSU | H-Series | 211078843 | HRCU-A-CB-O | AOUH18LUAS1 | ABUH18LUAS | Singlezone Non-Ducted, Ceiling Placement | 21600 | 15800 | 2.91 | 16800 | 2.22
FUJITSU | H-Series | 210191037 | HRCU-A-CB-O | AOUH12LMBH1 | ASUH12LMAS | Singlezone Non-Ducted, Wall Placement | 14000 | 8500 | 2.93 | 10700 | 2.27
FUJITSU | H-Series | 204752938 | HRCU-A-CB-O | AOUG12LMAS1 | ASUG12LMAS | Singlezone Non-Ducted, Wall Placement | 16000 | 10300 | 2.9 | 10700 | 2.45
FUJITSU | H-Series | 202534923 | HRCU-A-CB | AOU18RGLX | ARU18RGLX | Singlezone Ducted, Compact Ducted | 21000 | 12700 | 2.5 | 17990 | 2.45
FUJITSU | H-Series | 8033586 | HMSV-A-CB | AOU24RLXFZH |  | Multizone All Non-Ducted | 25000 | 15400 | 2.61 | 25500 | 2.09
FUJITSU | H-Series | 207657376 | HRCU-A-CB | AOUH30LUAH1 | AMUG30LMAS | Singlezone Ducted, Centrally Ducted | 32000 | 21600 | 3.03 | 33000 | 1.93
FUJITSU | H-Series | 8908615 | HMSR-A-CB-O | AOU36RLXFZH |  | Multizone All Non-Ducted | 36400 | 21400 | 2.64 | 36407 | 2.02
FUJITSU | H-Series | 207334301 | HRCU-A-CB | AOUH12LUAS1 | ARUH12LUAS | Singlezone Ducted, Centrally Ducted | 16000 | 10500 | 3.05 | 16000 | 2.08
FUJITSU | H-Series | 206263449 | HRCU-A-CB-O | AOUH09LMAH1 | ASUH09LMAS | Singlezone Non-Ducted, Wall Placement | 12000 | 7400 | 3.19 | 9480 | 2.17
FUJITSU | H-Series | 206913027 | HRCU-A-CB-O | AOUH18LMAS1 | ASUH18LMAS | Singlezone Non-Ducted, Wall Placement | 21600 | 13600 | 3.11 | 21600 | 2.01
FUJITSU | H-Series | 207454671 | HRCU-A-CB-O | AOUH09LEAS1 | ASUH09LMAS | Singlezone Non-Ducted, Wall Placement | 10900 | 6700 | 2.65 | 9000 | 2
FUJITSU | H-Series | 206909902 | HRCU-A-CB-O | AOUH09LPAS1 | ASUH09LPAS | Singlezone Non-Ducted, Wall Placement | 10000 | 6200 | 2.8 | 6700 | 2.07
FUJITSU | H-Series | 206579743 | HRCU-A-CB-O | AOUH09LUAS1 | ACUH09LUAS1 | Singlezone Non-Ducted, Ceiling Placement | 12000 | 7800 | 3.17 | 10120 | 2.23
FUJITSU | H-Series | 206579744 | HRCU-A-CB-O | AOUH12LUAS1 | ACUH12LUAS1 | Singlezone Non-Ducted, Ceiling Placement | 16000 | 10700 | 2.99 | 16000 | 2.08
FUJITSU | H-Series | 206579745 | HRCU-A-CB-O | AOUH18LUAS1 | ACUH18LUAS1 | Singlezone Non-Ducted, Ceiling Placement | 21600 | 14700 | 2.93 | 17500 | 2.33
FUJITSU | H-Series | 205123809 | HRCU-A-CB | AOUG36LMAS1 | AMUG36LMAS | Singlezone Ducted, Centrally Ducted | 42000 | 29400 | 2.62 | 32900 | 2.02
FUJITSU | H-Series | 8779045 | HRCU-A-CB-O | AOU18RLXFWH | ASU18RLF | Singlezone Non-Ducted, Wall Placement | 21600 | 14600 | 3.01 | 21600 | 2.3
FUJITSU | H-Series | 6936996 | HRCU-A-CB-O | AOU12RLFF | AGU12RLF | Singlezone Non-Ducted, Floor Placement | 16000 | 10600 | 2.61 | 15000 | 2.03
FUJITSU | H-Series | 8779046 | HRCU-A-CB-O | AOU24RLXFWH | ASU24RLF | Singlezone Non-Ducted, Wall Placement | 25200 | 18000 | 2.5 | 25220 | 2.06
FUJITSU | H-Series | 204752937 | HRCU-A-CB-O | AOUG09LMAS1 | ASUG09LMAS | Singlezone Non-Ducted, Wall Placement | 12000 | 7400 | 3.19 | 8500 | 2.03
GE | NS22H SERIES | 211708941 | HRCU-A-CB | NS22H36MA4-**A | NCUC48BT4+TDR | Singlezone Ducted, Centrally Ducted | 33600 | 22200 | 2.56 | 18200 | 2.24
GE | NS22H SERIES | 211708939 | HRCU-A-CB | NS22H36MA4-**A | NCUC48BT4+TDR | Singlezone Ducted, Centrally Ducted | 33600 | 22200 | 2.56 | 18200 | 2.24
GE | NS22H SERIES | 211708938 | HRCU-A-CB | NS22H36MA4-**A | NCUC48BT4+TDR | Singlezone Ducted, Centrally Ducted | 33400 | 22200 | 2.52 | 18200 | 2.22
GE | NS22H SERIES | 211708937 | HRCU-A-CB | NS22H36MA4-**A | NCUC48BT4+TDR | Singlezone Ducted, Centrally Ducted | 33400 | 22200 | 2.52 | 18200 | 2.22
GE | NS22H SERIES | 211708936 | HRCU-A-CB | NS22H36MA4-**A | NCUC48BT4+TDR | Singlezone Ducted, Centrally Ducted | 33200 | 22000 | 2.54 | 18000 | 2.24
GE | NS22H SERIES | 211708935 | HRCU-A-CB | NS22H36MA4-**A | NCUC48BT4+TDR | Singlezone Ducted, Centrally Ducted | 33200 | 22000 | 2.52 | 18100 | 2.24
GE | NS22H SERIES | 211708934 | HRCU-A-CB | NS22H36MA4-**A | NCUC48BT4+TDR | Singlezone Ducted, Centrally Ducted | 33600 | 22400 | 2.5 | 18400 | 2.2
GE | NS22H SERIES | 211708932 | HRCU-A-CB | NS22H36MA4-**A | NCUC48BT4+TDR | Singlezone Ducted, Centrally Ducted | 33800 | 22600 | 2.5 | 18500 | 2.18
GE | NS22H SERIES | 211708892 | HRCU-A-CB | NS22H36MA4-**A | NCHC42CT4+TDR | Singlezone Ducted, Centrally Ducted | 33800 | 22600 | 2.52 | 18200 | 2.04
GE | NS22H SERIES | 211708890 | HRCU-A-CB | NS22H36MA4-**A | NCHC42CT4+TDR | Singlezone Ducted, Centrally Ducted | 33400 | 22200 | 2.5 | 17900 | 2.04
GE | NS22H SERIES | 211708889 | HRCU-A-CB | NS22H36MA4-**A | NCHC42CT4+TDR | Singlezone Ducted, Centrally Ducted | 33400 | 22200 | 2.5 | 17900 | 2.04
GE | NS22H SERIES | 211708888 | HRCU-A-CB | NS22H36MA4-**A | NCHC42CT4+TDR | Singlezone Ducted, Centrally Ducted | 33400 | 22200 | 2.52 | 17900 | 2.06
GE | NS22H SERIES | 211708859 | HRCU-A-CB | NS22H36MA4-**A | NAM42V1TA4 | Singlezone Ducted, Centrally Ducted | 33600 | 22200 | 2.6 | 18000 | 2.24
GE | NS22H SERIES | 211708858 | HRCU-A-CB | NS22H36MA4-**A | NAM36V1TA4 | Singlezone Ducted, Centrally Ducted | 33400 | 22200 | 2.58 | 18000 | 2.24
GE | NS22H SERIES | 211708855 | HRCU-A-CB | NS22H36MA4-**A | NCUU48BP4+TDR+TXV | Singlezone Ducted, Centrally Ducted | 33600 | 22200 | 2.56 | 18200 | 2.24
GE | NS22H SERIES | 211708854 | HRCU-A-CB | NS22H36MA4-**A | NCUU48BP4+TDR+TXV | Singlezone Ducted, Centrally Ducted | 33600 | 22200 | 2.56 | 18200 | 2.24
GE | NS22H SERIES | 211708853 | HRCU-A-CB | NS22H36MA4-**A | NCUU48BP4+TDR+TXV | Singlezone Ducted, Centrally Ducted | 33400 | 22200 | 2.52 | 18200 | 2.22
GE | NS22H SERIES | 211708852 | HRCU-A-CB | NS22H36MA4-**A | NCUU48BP4+TDR+TXV | Singlezone Ducted, Centrally Ducted | 33400 | 22200 | 2.52 | 18200 | 2.22
GE | NS22H SERIES | 211708851 | HRCU-A-CB | NS22H36MA4-**A | NCUU48BP4+TDR+TXV | Singlezone Ducted, Centrally Ducted | 33200 | 22000 | 2.54 | 18000 | 2.24
GE | NS22H SERIES | 211708850 | HRCU-A-CB | NS22H36MA4-**A | NCUU48BP4+TDR+TXV | Singlezone Ducted, Centrally Ducted | 33200 | 22000 | 2.52 | 18100 | 2.24
GE | NS22H SERIES | 211708849 | HRCU-A-CB | NS22H36MA4-**A | NCUU48BP4+TDR+TXV | Singlezone Ducted, Centrally Ducted | 33600 | 22400 | 2.5 | 18400 | 2.2
GE | NS22H SERIES | 211708846 | HRCU-A-CB | NS22H36MA4-**A | NCUU48BP4+TDR+TXV | Singlezone Ducted, Centrally Ducted | 33800 | 22600 | 2.5 | 18500 | 2.18
GE | NS22H SERIES | 212403841 | HRCU-A-CB | NS22H36MA4-**A | NAM42V2TA4 | Singlezone Ducted, Centrally Ducted | 35000 | 22600 | 2.62 | 18300 | 2.3
GE | NS22H SERIES | 212403840 | HRCU-A-CB | NS22H36MA4-**A | NAM42E1AT | Singlezone Ducted, Centrally Ducted | 33400 | 22200 | 2.56 | 18100 | 2.22
GE | NS22H SERIES | 212403839 | HRCU-A-CB | NS22H36MA4-**A | NAM36E1AT | Singlezone Ducted, Centrally Ducted | 32800 | 21800 | 2.5 | 17800 | 2.18
GE | NS22H SERIES | 212403838 | HRCU-A-CB | NS22H36MA4-**A | NAM36V2TA4 | Singlezone Ducted, Centrally Ducted | 33400 | 22800 | 2.6 | 18200 | 2.26
GE | NS22H SERIES | 212396451 | HRCU-A-CB | NS22H24MA4-**A | NAM30E1AT | Singlezone Ducted, Centrally Ducted | 22400 | 14500 | 2.71 | 14900 | 2.14
GE | NS22H SERIES | 212396450 | HRCU-A-CB | NS22H24MA4-**A | NAM24E1AT | Singlezone Ducted, Centrally Ducted | 22400 | 15000 | 2.75 | 15500 | 2.16
GE | NS22H SERIES | 212396449 | HRCU-A-CB | NS22H24MA4-**A | NAM24V2AT | Singlezone Ducted, Centrally Ducted | 22800 | 14300 | 2.56 | 15300 | 2.06
GE | NS22H SERIES | 212396448 | HRCU-A-CB | NS22H24MA4-**A | NCUC30AT4+TDR | Singlezone Ducted, Centrally Ducted | 23200 | 14100 | 2.52 | 16000 | 1.96
GE | NS22H SERIES | 212396447 | HRCU-A-CB | NS22H24MA4-**A | NCUU30BP4+TDR+TXV | Singlezone Ducted, Centrally Ducted | 23200 | 14100 | 2.5 | 16000 | 1.94
GE | NS22H SERIES | 212396446 | HRCU-A-CB | NS22H24MA4-**A | NCUU30BP4+TDR+TXV | Singlezone Ducted, Centrally Ducted | 23200 | 14100 | 2.52 | 16000 | 1.96
GE | NS22H SERIES | 212396445 | HRCU-A-CB | NS22H24MA4-**A | NCUU30BP4+TDR+TXV | Singlezone Ducted, Centrally Ducted | 23200 | 14000 | 2.52 | 15900 | 1.96
GE | NS22H SERIES | 212396444 | HRCU-A-CB | NS22H24MA4-**A | NCUU30BP4+TDR+TXV | Singlezone Ducted, Centrally Ducted | 23200 | 14000 | 2.52 | 15900 | 1.96
GE | NS22H SERIES | 212396443 | HRCU-A-CB | NS22H24MA4-**A | NCUU30BP4+TDR+TXV | Singlezone Ducted, Centrally Ducted | 23200 | 14100 | 2.5 | 16000 | 1.94
GE | NS22H SERIES | 212396441 | HRCU-A-CB | NS22H24MA4-**A | NCUU30BP4+TDR+TXV | Singlezone Ducted, Centrally Ducted | 23200 | 14000 | 2.52 | 15900 | 1.96
GE | NS22H SERIES | 212396440 | HRCU-A-CB | NS22H24MA4-**A | NCUU30AP4+TDR+TXV | Singlezone Ducted, Centrally Ducted | 23200 | 14000 | 2.5 | 15900 | 1.94
GE | NS22H SERIES | 212396439 | HRCU-A-CB | NS22H24MA4-**A | NCUU30AP4+TDR+TXV | Singlezone Ducted, Centrally Ducted | 23200 | 14100 | 2.52 | 16000 | 1.96
GE | NS22H SERIES | 212396438 | HRCU-A-CB | NS22H24MA4-**A | NCUU24BP4+TDR+TXV | Singlezone Ducted, Centrally Ducted | 23200 | 14500 | 2.5 | 15600 | 1.9
GE | NS22H SERIES | 212396437 | HRCU-A-CB | NS22H24MA4-**A | NCUU24BP4+TDR+TXV | Singlezone Ducted, Centrally Ducted | 23400 | 14500 | 2.5 | 15600 | 1.9
GE | NS22H SERIES | 212396436 | HRCU-A-CB | NS22H24MA4-**A | NCUU24BP4+TDR+TXV | Singlezone Ducted, Centrally Ducted | 23200 | 14500 | 2.51 | 15500 | 1.9
GE | NS22H SERIES | 212396435 | HRCU-A-CB | NS22H24MA4-**A | NCUU24BP4+TDR+TXV | Singlezone Ducted, Centrally Ducted | 23200 | 14500 | 2.51 | 15500 | 1.9
GE | NS22H SERIES | 212396432 | HRCU-A-CB | NS22H24MA4-**A | NCUU24BP4+TDR+TXV | Singlezone Ducted, Centrally Ducted | 23200 | 14400 | 2.53 | 15500 | 1.9
GE | NS22H SERIES | 212396431 | HRCU-A-CB | NS22H24MA4-**A | NCUU24AP4+TDR+TXV | Singlezone Ducted, Centrally Ducted | 23400 | 14500 | 2.51 | 15600 | 1.9
GE | NS22H SERIES | 212396430 | HRCU-A-CB | NS22H24MA4-**A | NCUU24AP4+TDR+TXV | Singlezone Ducted, Centrally Ducted | 23400 | 14600 | 2.52 | 15600 | 1.9
GE | NS22H SERIES | 212396429 | HRCU-A-CB | NS22H24MA4-**A | NCUC30BT4+TDR | Singlezone Ducted, Centrally Ducted | 23200 | 14100 | 2.5 | 16000 | 1.94
GE | NS22H SERIES | 212396428 | HRCU-A-CB | NS22H24MA4-**A | NCUC30BT4+TDR | Singlezone Ducted, Centrally Ducted | 23200 | 14100 | 2.52 | 16000 | 1.96
GE | NS22H SERIES | 212396427 | HRCU-A-CB | NS22H24MA4-**A | NCUC30BT4+TDR | Singlezone Ducted, Centrally Ducted | 23200 | 14000 | 2.52 | 15900 | 1.96
GE | NS22H SERIES | 212396426 | HRCU-A-CB | NS22H24MA4-**A | NCUC30BT4+TDR | Singlezone Ducted, Centrally Ducted | 23200 | 14000 | 2.52 | 15900 | 1.96
GE | NS22H SERIES | 212396425 | HRCU-A-CB | NS22H24MA4-**A | NCUC30BT4+TDR | Singlezone Ducted, Centrally Ducted | 23200 | 14100 | 2.5 | 16000 | 1.94
GE | NS22H SERIES | 212396423 | HRCU-A-CB | NS22H24MA4-**A | NCUC30BT4+TDR | Singlezone Ducted, Centrally Ducted | 23200 | 14000 | 2.52 | 15900 | 1.96
GE | NS22H SERIES | 212396422 | HRCU-A-CB | NS22H24MA4-**A | NCUC30AT4+TDR | Singlezone Ducted, Centrally Ducted | 23200 | 14000 | 2.5 | 15900 | 1.94
GE | NS22H SERIES | 212396421 | HRCU-A-CB | NS22H24MA4-**A | NCUC24BT4+TDR | Singlezone Ducted, Centrally Ducted | 23200 | 14500 | 2.5 | 15600 | 1.9
GE | NS22H SERIES | 212396420 | HRCU-A-CB | NS22H24MA4-**A | NCUC24BT4+TDR | Singlezone Ducted, Centrally Ducted | 23400 | 14500 | 2.5 | 15600 | 1.9
GE | NS22H SERIES | 212396419 | HRCU-A-CB | NS22H24MA4-**A | NCUC24BT4+TDR | Singlezone Ducted, Centrally Ducted | 23200 | 14500 | 2.51 | 15500 | 1.9
GE | NS22H SERIES | 212396418 | HRCU-A-CB | NS22H24MA4-**A | NCUC24BT4+TDR | Singlezone Ducted, Centrally Ducted | 23200 | 14500 | 2.51 | 15500 | 1.9
GE | NS22H SERIES | 212396415 | HRCU-A-CB | NS22H24MA4-**A | NCUC24BT4+TDR | Singlezone Ducted, Centrally Ducted | 23200 | 14400 | 2.53 | 15500 | 1.9
GE | NS22H SERIES | 212396414 | HRCU-A-CB | NS22H24MA4-**A | NCUC24AT4+TDR | Singlezone Ducted, Centrally Ducted | 23400 | 14500 | 2.51 | 15600 | 1.9
GE | NS22H SERIES | 212396413 | HRCU-A-CB | NS22H24MA4-**A | NCUC24AT4+TDR | Singlezone Ducted, Centrally Ducted | 23400 | 14600 | 2.52 | 15600 | 1.9
GE | NS22H SERIES | 212396412 | HRCU-A-CB | NS22H24MA4-**A | NAM30V2TA4 | Singlezone Ducted, Centrally Ducted | 23000 | 14900 | 2.84 | 16100 | 2.32
GE | NS22H SERIES | 212349581 | HRCU-A-CB | NS22H24MA4-**A | NCUC30AT4+TDR | Singlezone Ducted, Centrally Ducted | 23200 | 14000 | 2.52 | 15900 | 1.94
GE | NS22H SERIES | 212349580 | HRCU-A-CB | NS22H24MA4-**A | NCUC30AT4+TDR | Singlezone Ducted, Centrally Ducted | 23400 | 14200 | 2.52 | 16100 | 1.96
GE | NS22H SERIES | 212349578 | HRCU-A-CB | NS22H24MA4-**A | NCUC30AT4+TDR | Singlezone Ducted, Centrally Ducted | 23000 | 13900 | 2.51 | 15800 | 1.94
GE | NS22H SERIES | 212349577 | HRCU-A-CB | NS22H24MA4-**A | NCUC30AT4+TDR | Singlezone Ducted, Centrally Ducted | 23400 | 14200 | 2.51 | 16100 | 1.96
GE | NS22H SERIES | 212349576 | HRCU-A-CB | NS22H24MA4-**A | NCUC30AT4+TDR | Singlezone Ducted, Centrally Ducted | 23400 | 14200 | 2.51 | 16100 | 1.96
GE | NS22H SERIES | 212349572 | HRCU-A-CB | NS22H24MA4-**A | NCUC30BT4+TDR | Singlezone Ducted, Centrally Ducted | 23200 | 14000 | 2.52 | 15900 | 1.96
GE | NS22H SERIES | 212349566 | HRCU-A-CB | NS22H24MA4-**A | NCUC24BT4+TDR | Singlezone Ducted, Centrally Ducted | 23200 | 14500 | 2.54 | 15500 | 1.9
GE | NS22H SERIES | 212349563 | HRCU-A-CB | NS22H24MA4-**A | NCUC24AT4+TDR | Singlezone Ducted, Centrally Ducted | 23200 | 14500 | 2.51 | 15500 | 1.9
GE | NS22H SERIES | 212349561 | HRCU-A-CB | NS22H24MA4-**A | NCUC24AT4+TDR | Singlezone Ducted, Centrally Ducted | 23600 | 14700 | 2.5 | 15800 | 1.92
GE | NS22H SERIES | 212349560 | HRCU-A-CB | NS22H24MA4-**A | NCUC24AT4+TDR | Singlezone Ducted, Centrally Ducted | 23000 | 14300 | 2.52 | 15400 | 1.9
GE | NS22H SERIES | 212349559 | HRCU-A-CB | NS22H24MA4-**A | NCUC24AT4+TDR | Singlezone Ducted, Centrally Ducted | 23600 | 14700 | 2.52 | 15700 | 1.9
GE | NS22H SERIES | 212349558 | HRCU-A-CB | NS22H24MA4-**A | NCUC24AT4+TDR | Singlezone Ducted, Centrally Ducted | 23600 | 14700 | 2.52 | 15700 | 1.9
GE | NS22H SERIES | 212349557 | HRCU-A-CB | NS22H24MA4-**A | NAM30V1TA4 | Singlezone Ducted, Centrally Ducted | 22400 | 14500 | 2.67 | 14900 | 2.12
GE | NS22H SERIES | 212349556 | HRCU-A-CB | NS22H24MA4-**A | NAM24V1TA4 | Singlezone Ducted, Centrally Ducted | 22200 | 14900 | 2.68 | 15400 | 2.12
GE | NS22H SERIES | 212349555 | HRCU-A-CB | NS22H24MA4-**A | NAM30P1TA4 | Singlezone Ducted, Centrally Ducted | 22800 | 14900 | 2.6 | 15200 | 2.08
GE | NS22H SERIES | 212349554 | HRCU-A-CB | NS22H24MA4-**A | NAM24P1TA4 | Singlezone Ducted, Centrally Ducted | 23400 | 14700 | 2.5 | 15300 | 2.06
GE | NS22H SERIES | 212349550 | HRCU-A-CB | NS22H24MA4-**A | NCUU30BP4+TDR+TXV | Singlezone Ducted, Centrally Ducted | 23200 | 14000 | 2.52 | 15900 | 1.96
GE | NS22H SERIES | 212349547 | HRCU-A-CB | NS22H24MA4-**A | NCUU30AP4+TDR+TXV | Singlezone Ducted, Centrally Ducted | 23200 | 14000 | 2.52 | 15900 | 1.94
GE | NS22H SERIES | 212349546 | HRCU-A-CB | NS22H24MA4-**A | NCUU30AP4+TDR+TXV | Singlezone Ducted, Centrally Ducted | 23400 | 14200 | 2.52 | 16100 | 1.96
GE | NS22H SERIES | 212349544 | HRCU-A-CB | NS22H24MA4-**A | NCUU30AP4+TDR+TXV | Singlezone Ducted, Centrally Ducted | 23000 | 13900 | 2.51 | 15800 | 1.94
GE | NS22H SERIES | 212349543 | HRCU-A-CB | NS22H24MA4-**A | NCUU30AP4+TDR+TXV | Singlezone Ducted, Centrally Ducted | 23400 | 14200 | 2.51 | 16100 | 1.96
GE | NS22H SERIES | 212349542 | HRCU-A-CB | NS22H24MA4-**A | NCUU30AP4+TDR+TXV | Singlezone Ducted, Centrally Ducted | 23400 | 14200 | 2.51 | 16100 | 1.96
GE | NS22H SERIES | 212349538 | HRCU-A-CB | NS22H24MA4-**A | NCUU24BP4+TDR+TXV | Singlezone Ducted, Centrally Ducted | 23200 | 14500 | 2.54 | 15500 | 1.9
GE | NS22H SERIES | 212349535 | HRCU-A-CB | NS22H24MA4-**A | NCUU24AP4+TDR+TXV | Singlezone Ducted, Centrally Ducted | 23200 | 14500 | 2.51 | 15500 | 1.9
GE | NS22H SERIES | 212349533 | HRCU-A-CB | NS22H24MA4-**A | NCUU24AP4+TDR+TXV | Singlezone Ducted, Centrally Ducted | 23600 | 14700 | 2.5 | 15800 | 1.92
GE | NS22H SERIES | 212349532 | HRCU-A-CB | NS22H24MA4-**A | NCUU24AP4+TDR+TXV | Singlezone Ducted, Centrally Ducted | 23000 | 14300 | 2.52 | 15400 | 1.9
GE | NS22H SERIES | 212349531 | HRCU-A-CB | NS22H24MA4-**A | NCUU24AP4+TDR+TXV | Singlezone Ducted, Centrally Ducted | 23600 | 14700 | 2.52 | 15700 | 1.9
GE | NS22H SERIES | 212349530 | HRCU-A-CB | NS22H24MA4-**A | NCUU24AP4+TDR+TXV | Singlezone Ducted, Centrally Ducted | 23600 | 14700 | 2.52 | 15700 | 1.9
GE | NS22H SERIES | 212403939 | HRCU-A-CB | NS22H36MA4-**A | NCUU48CP4+TDR+TXV | Singlezone Ducted, Centrally Ducted | 33800 | 22400 | 2.52 | 18400 | 2.22
GE | NS22H SERIES | 212403938 | HRCU-A-CB | NS22H36MA4-**A | NCUU48CP4+TDR+TXV | Singlezone Ducted, Centrally Ducted | 33600 | 22200 | 2.52 | 18300 | 2.22
GE | NS22H SERIES | 212403937 | HRCU-A-CB | NS22H36MA4-**A | NCUU48CP4+TDR+TXV | Singlezone Ducted, Centrally Ducted | 33400 | 22000 | 2.54 | 18100 | 2.24
GE | NS22H SERIES | 212403936 | HRCU-A-CB | NS22H36MA4-**A | NCUU48CP4+TDR+TXV | Singlezone Ducted, Centrally Ducted | 33600 | 22400 | 2.54 | 18300 | 2.22
GE | NS22H SERIES | 212403935 | HRCU-A-CB | NS22H36MA4-**A | NCUU48CP4+TDR+TXV | Singlezone Ducted, Centrally Ducted | 33600 | 22400 | 2.52 | 18400 | 2.22
GE | NS22H SERIES | 212403934 | HRCU-A-CB | NS22H36MA4-**A | NCUU48CP4+TDR+TXV | Singlezone Ducted, Centrally Ducted | 33600 | 22400 | 2.52 | 18300 | 2.22
GE | NS22H SERIES | 212403933 | HRCU-A-CB | NS22H36MA4-**A | NCUU48CP4+TDR+TXV | Singlezone Ducted, Centrally Ducted | 33400 | 22200 | 2.56 | 18200 | 2.24
GE | NS22H SERIES | 212403932 | HRCU-A-CB | NS22H36MA4-**A | NCUU48CP4+TDR+TXV | Singlezone Ducted, Centrally Ducted | 33600 | 22200 | 2.54 | 18200 | 2.22
GE | NS22H SERIES | 212403931 | HRCU-A-CB | NS22H36MA4-**A | NCUU48CP4+TDR+TXV | Singlezone Ducted, Centrally Ducted | 33600 | 22400 | 2.52 | 18300 | 2.22
GE | NS22H SERIES | 212403905 | HRCU-A-CB | NS22H36MA4-**A | NCUC48CT4+TDR | Singlezone Ducted, Centrally Ducted | 33800 | 22400 | 2.52 | 18400 | 2.22
GE | NS22H SERIES | 212403904 | HRCU-A-CB | NS22H36MA4-**A | NCUC48CT4+TDR | Singlezone Ducted, Centrally Ducted | 33600 | 22200 | 2.52 | 18300 | 2.22
GE | NS22H SERIES | 212403903 | HRCU-A-CB | NS22H36MA4-**A | NCUC48CT4+TDR | Singlezone Ducted, Centrally Ducted | 33400 | 22000 | 2.54 | 18100 | 2.24
GE | NS22H SERIES | 212403902 | HRCU-A-CB | NS22H36MA4-**A | NCUC48CT4+TDR | Singlezone Ducted, Centrally Ducted | 33600 | 22400 | 2.54 | 18300 | 2.22
GE | NS22H SERIES | 212403901 | HRCU-A-CB | NS22H36MA4-**A | NCUC48CT4+TDR | Singlezone Ducted, Centrally Ducted | 33600 | 22400 | 2.52 | 18400 | 2.22
GE | NS22H SERIES | 212403900 | HRCU-A-CB | NS22H36MA4-**A | NCUC48CT4+TDR | Singlezone Ducted, Centrally Ducted | 33600 | 22400 | 2.52 | 18300 | 2.22
GE | NS22H SERIES | 212403899 | HRCU-A-CB | NS22H36MA4-**A | NCUC48CT4+TDR | Singlezone Ducted, Centrally Ducted | 33400 | 22200 | 2.56 | 18200 | 2.24
GE | NS22H SERIES | 212403898 | HRCU-A-CB | NS22H36MA4-**A | NCUC48CT4+TDR | Singlezone Ducted, Centrally Ducted | 33600 | 22200 | 2.54 | 18200 | 2.22
GE | NS22H SERIES | 212403897 | HRCU-A-CB | NS22H36MA4-**A | NCUC48CT4+TDR | Singlezone Ducted, Centrally Ducted | 33600 | 22400 | 2.52 | 18300 | 2.22
GE | NS22H SERIES | 212403870 | HRCU-A-CB | NS22H36MA4-**A | NCHC42CT4+TDR | Singlezone Ducted, Centrally Ducted | 33800 | 22600 | 2.5 | 18300 | 2.18
GE | NS22H SERIES | 212403869 | HRCU-A-CB | NS22H36MA4-**A | NCHC42CT4+TDR | Singlezone Ducted, Centrally Ducted | 33400 | 22200 | 2.5 | 18000 | 2.18
GE | NS22H SERIES | 212403865 | HRCU-A-CB | NS22H36MA4-**A | NCHC42CT4+TDR | Singlezone Ducted, Centrally Ducted | 33400 | 22400 | 2.52 | 18100 | 2.18
GE | NS22H SERIES | 212403864 | HRCU-A-CB | NS22H36MA4-**A | NCHC42CT4+TDR | Singlezone Ducted, Centrally Ducted | 33600 | 22400 | 2.5 | 18100 | 2.16
GE | NS18H SERIES | 213255777 | HRCU-A-CB | NS18H36MA4-** | NAM30V2TA4 | Singlezone Ducted, Centrally Ducted | 24000 | 16000 | 3.01 | 15300 | 2.14
GE | NS18H SERIES | 213255776 | HRCU-A-CB | NS18H36MA4-** | NAM24V2TA4 | Singlezone Ducted, Centrally Ducted | 24000 | 15200 | 2.67 | 14500 | 1.94
GE APPLIANCES |  | 206842132 | HRCU-A-CB-O | ASH109URDSE* | ASYW09URDWD* | Singlezone Non-Ducted, Wall Placement | 10000 | 6500 | 2.89 | 12000 | 2.11
GE APPLIANCES |  | 206842134 | HRCU-A-CB-O | ASH118URDSE* | ASYW18URDWD* | Singlezone Non-Ducted, Wall Placement | 20000 | 15300 | 2.7 | 20000 | 2.34
GE APPLIANCES | ASH220NCDD** | 210154187 | HMSR-A-CB-O | ASH220NCDD** |  | Multizone All Non-Ducted | 22000 | 14000 | 2.5 | 18500 | 2.05
GE APPLIANCES | ASH324NCDD* | 210154192 | HMSR-A-CB-O | ASH324NCDD** |  | Multizone All Non-Ducted | 26000 | 17000 | 2.61 | 19000 | 1.95
GE APPLIANCES | Summit | 202588313 | HRCU-A-CB-O | ASH118PRDWA | ASYW18PRDWB | Singlezone Non-Ducted, Wall Placement | 22000 | 14000 | 2.5 | 17000 | 1.9
GE APPLIANCES | Endure | 212409456 | HRCU-A-CB-O | ASH109URDE** | ASYW09URDE** | Singlezone Non-Ducted, Wall Placement | 10000 | 7800 | 2.69 | 12000 | 2.11
GE APPLIANCES | Endure | 212409457 | HRCU-A-CB-O | ASH112URDE** | ASYW12URDE** | Singlezone Non-Ducted, Wall Placement | 14500 | 10800 | 2.9 | 17000 | 2.31
GE APPLIANCES | Endure | 212409458 | HRCU-A-CB-O | ASH118URDE** | ASYW18URDE** | Singlezone Non-Ducted, Wall Placement | 20000 | 15300 | 2.61 | 20000 | 2.34
GE APPLIANCES |  | 206842133 | HRCU-A-CB-O | ASH112URDSE* | ASYW12URDWD* | Singlezone Non-Ducted, Wall Placement | 14500 | 9300 | 2.52 | 17000 | 2.31
GOODMAN | MSH Series | 214438117 | HRCU-A-CB-O | MSH123G22MCAA | MSH123G22AXAA | Singlezone Non-Ducted, Wall Placement | 12000 | 10300 | 2.56 | 12113 | 1.9
GOODMAN | MSH Series | 214438122 | HRCU-A-CB-O | MSH093G22MCAA | MSH093G22AXAA | Singlezone Non-Ducted, Wall Placement | 12000 | 9300 | 2.5 | 11300 | 1.9
GOODMAN | MST Series | 214594904 | HRCU-A-CB | MSH243G22MCAA | MST243E21ADAA | Singlezone Ducted, Compact Ducted | 25000 | 21000 | 2.64 | 27000 | 2
GOODMAN | MST Series | 214594902 | HRCU-A-CB | MSH123G22MCAA | MST123E21ADAA | Singlezone Ducted, Compact Ducted | 12500 | 10600 | 2.51 | 12100 | 1.96
GOODMAN | MST Series | 214594900 | HRCU-A-CB-O | MSH123G22MCAA | MST123E20ACAA | Singlezone Non-Ducted, Ceiling Placement | 12000 | 9900 | 2.55 | 11500 | 1.9
GOODMAN | GSZV9 | 210607571 | HRCU-A-CB | GSZV902410A* | CA*F3137*6A*+MBVC1201**-1A*+TX | Singlezone Ducted, Centrally Ducted | 23000 | 14000 | 2.6 | 13100 | 2.19
GOODMAN | MSH Series | 214438131 | HMSR-A-CB-O | MST363G22MHAA |  | Multizone All Non-Ducted | 36000 | 27400 | 2.5 | 36000 | 1.95
GOODMAN | MSH Series | 214438127 | HMSV-A-CB | MST183G22MHAA |  | Multizone Mix of Ducted and Non-Ducted | 20000 | 14700 | 2.55 | 20000 | 1.98
GOODMAN | MSH Series | 214438126 | HMSV-A-CB | MST183G22MHAA |  | Multizone All Ducted | 20000 | 16000 | 2.61 | 20000 | 1.95
GOODMAN | MSH Series | 214438134 | HMSR-A-CB-O | MST483G22MHAA |  | Multizone All Non-Ducted | 49000 | 39000 | 2.5 | 46000 | 2.05
GOODMAN | MSH Series | 214438125 | HMSR-A-CB-O | MST183G22MHAA |  | Multizone All Non-Ducted | 20000 | 13500 | 2.5 | 20000 | 2
GREE | Clivia | 214777850 | HRCU-A-CB-O | ENV18HP230V1R32AO | ENV18HP230V1R32AH | Singlezone Non-Ducted, Wall Placement | 18000 | 10500 | 2.7 | 14600 | 1.9
GREE | Clivia | 214779343 | HRCU-A-CB-O | ENV12HP115V1R32AO | ENV12HP115V1R32AH | Singlezone Non-Ducted, Wall Placement | 12000 | 7700 | 2.89 | 9500 | 1.95
GREE | Clivia | 214779344 | HRCU-A-CB-O | ENV12HP230V1R32AO | ENV12HP230V1R32AH | Singlezone Non-Ducted, Wall Placement | 12000 | 7700 | 2.89 | 11000 | 1.95
GREE | Clivia | 214779341 | HRCU-A-CB-O | ENV09HP115V1R32AO | ENV09HP115V1R32AH | Singlezone Non-Ducted, Wall Placement | 10000 | 6300 | 2.88 | 9200 | 1.91
GREE | Clivia | 214779342 | HRCU-A-CB-O | ENV09HP230V1R32AO | ENV09HP230V1R32AH | Singlezone Non-Ducted, Wall Placement | 10500 | 6400 | 2.93 | 9300 | 1.96
GREE | Airy | 214810379 | HRCU-A-CB-O | GWH12AVDXE-D6DNA1A/O | GWH12AVDXE-D6DN***/I | Singlezone Non-Ducted, Wall Placement | 12200 | 7000 | 3.11 | 12200 | 2
GREE | Clivia | 214489060 | HRCU-A-CB-O | GWH18AUDXF-D6DNA1A/O | GWH18AUDXF-D6DN***/I | Singlezone Non-Ducted, Wall Placement | 18000 | 10500 | 2.7 | 14600 | 1.9
GREE | Clivia | 213927626 | HRCU-A-CB-O | GWH12AUCXD-A6DNA1B/O | GWH12AUCXD-A6DN***/I | Singlezone Non-Ducted, Wall Placement | 12000 | 7700 | 2.89 | 9500 | 1.95
GREE | Clivia | 213927625 | HRCU-A-CB-O | GWH12AUCXD-D6DNA1B/O | GWH12AUCXD-D6DN***/I | Singlezone Non-Ducted, Wall Placement | 12000 | 7700 | 2.89 | 11000 | 1.95
GREE | Clivia | 214796625 | HRCU-A-CB-O | GWH12AUCXD-A6DNA1B/O | GWH12AGCXD-A6DN***/I | Singlezone Non-Ducted, Wall Placement | 12000 | 7700 | 2.89 | 9500 | 1.95
GREE | Clivia | 214796624 | HRCU-A-CB-O | GWH12AUCXD-D6DNA1B/O | GWH12AGCXD-D6DN***/I | Singlezone Non-Ducted, Wall Placement | 12000 | 7700 | 2.89 | 11000 | 1.95
GREE | Airy | 214802442 | HRCU-A-CB-O | GWH09AVDXE-D6DNA1A/O | GWH09AVDXE-D6DN***/I | Singlezone Non-Ducted, Wall Placement | 10600 | 6700 | 3.22 | 11500 | 2.11
GREE | Sapphire | 214387779 | HRCU-A-CB-O | SAP12HP230V1AO | SAP12HP230V1AH* | Singlezone Non-Ducted, Wall Placement | 12200 | 8100 | 2.86 | 13000 | 1.91
GREE | Sapphire | 10149903 | HRCU-A-CB-O | SAP12HP230V1AO | SAP12HP230V1AH | Singlezone Non-Ducted, Wall Placement | 12200 | 8100 | 2.86 | 13000 | 1.91
GREE | Bora | 9944776 | HRCU-A-CB-O | GWH12YD-D3DNA1A/O | GWH12AAD-D3DN***/I | Singlezone Non-Ducted, Wall Placement | 12200 | 8100 | 2.86 | 12000 | 1.91
GREE | Lomo | 9116197 | HRCU-A-CB-O | GWH12YD-D3DNA1A/O | GWH12QD-D3DN***/I | Singlezone Non-Ducted, Wall Placement | 12200 | 8100 | 2.86 | 12000 | 1.91
GREE | Vireo GEN3 | 211755706 | HRCU-A-CB-O | 3VIR12HP230V1BO | 3VIR12HP230V1BH | Singlezone Non-Ducted, Wall Placement | 12000 | 7000 | 2.81 | 9000 | 1.9
GREE | Vireo GEN3 | 210278970 | HRCU-A-CB-O | 3VIR12HP230V1BO | 3VIR12HP230V1AH | Singlezone Non-Ducted, Wall Placement | 12000 | 7000 | 2.81 | 9000 | 1.9
GREE | Muse | 209248922 | HRCU-A-CB-O | GWH12AGCXD-D3DNA1A/O | GWH12AFCXD-D3DN***/I | Singlezone Non-Ducted, Wall Placement | 12000 | 7000 | 2.81 | 9000 | 1.9
GREE | Lomo | 208120572 | HRCU-A-CB-O | GWH12AGCXD-D3DNA1A/O | GWH12QCXD-D3DN***/I | Singlezone Non-Ducted, Wall Placement | 12000 | 7000 | 2.81 | 9000 | 1.9
GREE | Pular | 208071173 | HRCU-A-CB-O | GWH12AGCXD-D3DNA1A/O | GWH12AGCXD-D3DN***/I | Singlezone Non-Ducted, Wall Placement | 12000 | 7000 | 2.81 | 9000 | 1.9
GREE | LOMO | 214075152 | HRCU-A-CB-O | GWH18QDXF-D3DNB2A/O | GWH18AFDXF-D3DNA1A/I | Singlezone Non-Ducted, Wall Placement | 18000 | 10800 | 2.64 | 13500 | 1.9
GREE | LOMO | 211078862 | HRCU-A-CB-O | GWH18QDXF-D3DNB2A/O | GWH18AFDXF-D3DN***/I | Singlezone Non-Ducted, Wall Placement | 18000 | 10800 | 2.64 | 13500 | 1.9
GREE | 17 SEER DC inverter rooftop unit | 213379971 | HSP-A | GK-H02TC/NAA1-D(U) |  | Multizone All Ducted | 24000 | 23400 | 3.63 | 24000 | 2.61
GREE | 17 SEER DC inverter rooftop unit | 213368002 | HSP-A | GK-H02TC/NAA-T(U) |  | Multizone All Ducted | 24000 | 23400 | 3.63 | 24000 | 2.61
GREE | Vireo | 9959454 | HRCU-A-CB-O | VIR12HP230V1BO | VIR12HP230V1BH | Singlezone Non-Ducted, Wall Placement | 13000 | 7700 | 2.59 | 9110 | 1.98
GREE | Lomo | 7091971 | HRCU-A-CB-O | GWH12QC-D3DNA1D/O | GWH12QC-D3DN***/I | Singlezone Non-Ducted, Wall Placement | 13000 | 7700 | 2.59 | 9110 | 1.98
GREE | Lomo | 213194174 | HRCU-A-CB-O | GWH12QC-D3DNA1D/O | GWH12AGC-D3DN***/I | Singlezone Non-Ducted, Wall Placement | 13000 | 7700 | 2.59 | 9110 | 1.98
GREE | Vireo GEN3 | 211755707 | HRCU-A-CB-O | 3VIR18HP230V1BO | 3VIR18HP230V1BH | Singlezone Non-Ducted, Wall Placement | 18000 | 11000 | 2.8 | 13700 | 1.95
GREE | M-Series | 211752944 | HMSR-A-CB-O | GWHD(18)ND3PO |  | Multizone All Non-Ducted | 19000 | 14000 | 2.55 | 13600 | 2.2
GREE | Vireo GEN3 | 210665999 | HRCU-A-CB-O | 3VIR18HP230V1BO | 3VIR18HP230V1AH | Singlezone Non-Ducted, Wall Placement | 18000 | 11000 | 2.8 | 13500 | 1.9
GREE | Pular | 210605759 | HRCU-A-CB-O | GWH18AGDXF-D3DNA1A/O | GWH18AGDXF-D3DN***/I | Singlezone Non-Ducted, Wall Placement | 18000 | 11000 | 2.8 | 13500 | 1.9
GREE | N-Series | 210485362 | HMSR-A-CB-O | GWHD(18)ND3NO |  | Multizone All Non-Ducted | 18000 | 14700 | 2.63 | 13600 | 2.23
GREE | Lomo | 207318103 | HRCU-A-CB-O | GWH09AGC-D3DNA1B/O | GWH09QC-D3DN***/I | Singlezone Non-Ducted, Wall Placement | 11000 | 7300 | 2.61 | 9000 | 1.93
GREE | Vireo GEN2 | 206839101 | HRCU-A-CB-O | 3VIR09HP230V1AO | 3VIR09HP230V1AH | Singlezone Non-Ducted, Ceiling Placement | 11000 | 7300 | 2.61 | 9000 | 1.93
GREE | Vireo GEN2 | 206839099 | HRCU-A-CB-O | 3VIR12HP230V1AO | 3VIR12HP230V1AH | Singlezone Non-Ducted, Ceiling Placement | 12000 | 7700 | 2.59 | 9200 | 1.93
GREE | Vireo GEN2 | 206839098 | HRCU-A-CB-O | 3VIR24HP230V1AO | 3VIR24HP230V1AH | Singlezone Non-Ducted, Ceiling Placement | 24000 | 15500 | 2.84 | 20500 | 2.41
GREE | Lomo | 206791548 | HRCU-A-CB-O | GWH12AGC-D3DNA1A/O | GWH12QC-D3DN***/I | Singlezone Non-Ducted, Wall Placement | 12000 | 7700 | 2.59 | 9200 | 1.93
GREE | Pular | 206395963 | HRCU-A-CB-O | GWH09AGC-D3DNA1B/O | GWH09AGC-D3DN***/I | Singlezone Non-Ducted, Ceiling Placement | 11000 | 7300 | 2.61 | 9000 | 1.93
GREE | Pular | 206395961 | HRCU-A-CB-O | GWH12AGC-D3DNA1A/O | GWH12AGC-D3DN***/I | Singlezone Non-Ducted, Ceiling Placement | 12000 | 7700 | 2.59 | 9200 | 1.93
GREE | Bora | 204325176 | HRCU-A-CB-O | GWH09ACD-D3DNA1A/O | GWH09AAD-D3DN***/I | Singlezone Non-Ducted, Wall Placement | 9000 | 8000 | 2.89 | 13000 | 1.91
GREE | Lomo | 202360989 | HRCU-A-CB-O | GWH09ACD-D3DNA1A/O | GWH09QD-D3DN***/I | Singlezone Non-Ducted, Wall Placement | 9000 | 8000 | 2.89 | 13000 | 1.91
GREE | Sapphire | 10157571 | HRCU-A-CB-O | SAP24HP230V1AO | SAP24HP230V1AH | Singlezone Non-Ducted, Wall Placement | 24000 | 15500 | 2.86 | 24000 | 1.9
GREE | Sapphire | 10149900 | HRCU-A-CB-O | SAP09HP230V1AO | SAP09HP230V1AH | Singlezone Non-Ducted, Wall Placement | 9000 | 8000 | 2.89 | 13000 | 1.91
GREE | Multi GEN1 CO | 9956417 | HMSR-A-CB-O | MULTI36HP230V1CO |  | Multizone All Non-Ducted | 36000 | 26600 | 2.88 | 25400 | 2.33
GREE | Bora | 9123256 | HRCU-A-CB-O | GWH24YE-D3DNA1A/O | GWH24AAE-D3DN***/I | Singlezone Non-Ducted, Wall Placement | 24000 | 15500 | 2.86 | 24000 | 1.9
GREE | Lomo | 9102794 | HRCU-A-CB-O | GWH24YE-D3DNA1A/O | GWH24QE-D3DN***/I | Singlezone Non-Ducted, Wall Placement | 24000 | 15500 | 2.86 | 24000 | 1.9
GREE | G-Series | 9084227 | HMSR-A-CB-O | GWHD(36)ND3GO |  | Multizone All Non-Ducted | 36000 | 26600 | 2.88 | 25400 | 2.33
GREE | Lomo | 7091967 | HRCU-A-CB-O | GWH09QC-A3DNA1D/O | GWH09QC-A3DN***/I | Singlezone Non-Ducted, Wall Placement | 9900 | 6900 | 2.5 | 8700 | 2.02
GREE | Multi GEN2 EO | 210278973 | HMSR-A-CB-O | MULTI18HP230V1EO |  | Multizone All Non-Ducted | 18000 | 14700 | 2.63 | 13600 | 2.23
GREE | M-Series | 208786089 | HMSR-A-CB-O | GWHD(18)ND3MO |  | Multizone All Non-Ducted | 18000 | 14700 | 2.63 | 13600 | 2.23
GRIDLESS | Hi ULTRA Xtreme | 213265552 | HRCU-A-CB-O | O-AYD09SD-1 | I-AYD09W-1 | Singlezone Non-Ducted, Wall Placement | 10000 | 5500 | 2.93 | 8600 | 1.94
HAIER | 2U20EH2HD** | 210082195 | HMSR-A-CB-O | 2U20EH2HD** |  | Multizone All Non-Ducted | 22000 | 14000 | 2.5 | 18500 | 2.05
HAIER | 3U24EH2HD** | 210082198 | HMSR-A-CB-O | 3U24EH2HD** |  | Multizone All Non-Ducted | 26000 | 17000 | 2.61 | 19000 | 1.95
HAIER | Arctic | 212409447 | HRCU-A-CB-O | 1U09EH2HE** | AW09EH2HE** | Singlezone Non-Ducted, Wall Placement | 10000 | 7800 | 2.69 | 12000 | 2.11
HAIER | Arctic | 212409448 | HRCU-A-CB-O | 1U12EH2HE** | AW12EH2HE** | Singlezone Non-Ducted, Wall Placement | 14500 | 10800 | 2.9 | 17000 | 2.31
HAIER | Arctic | 212409449 | HRCU-A-CB-O | 1U18EH2HE** | AW18EH2HE** | Singlezone Non-Ducted, Wall Placement | 20000 | 15300 | 2.61 | 20000 | 2.34
HAIER | Advanced Plus | 202583710 | HRCU-A-CB-O | 1U18AP2VHA | AW18ES2VHB | Singlezone Non-Ducted, Wall Placement | 22000 | 14000 | 2.5 | 17000 | 1.9
HAIER | ARCTIC Next Gen | 206445819 | HRCU-A-CB-O | 1U09EH2VHE* | AW09EH2VHD* | Singlezone Non-Ducted, Wall Placement | 10000 | 6500 | 2.89 | 12000 | 2.11
HAIER | ARCTIC Next Gen | 206389351 | HRCU-A-CB-O | 1U12EH2VHE* | AW12EH2VHD* | Singlezone Non-Ducted, Wall Placement | 14500 | 9300 | 2.52 | 17000 | 2.31
HAIER | ARCTIC Next Gen | 206445820 | HRCU-A-CB-O | 1U18EH2VHE* | AW18EH2VHD* | Singlezone Non-Ducted, Wall Placement | 20000 | 15300 | 2.7 | 20000 | 2.34
HAXXAIR |  | 214264495 | HRCU-A-C | HVHD-48E2D2 | DC61A44-245R | Singlezone Ducted, Centrally Ducted | 42000 | 31200 | 3.22 | 34600 | 2.08
HEIL | DLC-series | 208447724 | HRCU-A-CB-O | DLCERBH09AAK | DLFEHBH09XAK | Singlezone Non-Ducted, Wall Placement | 10000 | 6000 | 2.51 | 6933 | 1.97
HEIL | DLC-series | 208447644 | HRCU-A-CB-O | DLCSRBH12AAJ | DLFSHCH12XAJ | Singlezone Non-Ducted, Wall Placement | 12000 | 8400 | 2.8 | 7094 | 2.19
HEIL | DLC-series | 208447641 | HRCU-A-CB-O | DLCSRBH09AAK | DLFSHCH09XAK | Singlezone Non-Ducted, Wall Placement | 12000 | 9500 | 2.53 | 11109 | 1.97
HEIL | DLC-series | 208447645 | HRCU-A-CB-O | DLCSRBH06AAK | DLFSHCH06XAK | Singlezone Non-Ducted, Wall Placement | 7000 | 8500 | 2.9 | 8581 | 2.19
HEIL | DLC-series | 207683348 | HRCU-A-CB-O | DLCSRBH24AAK | DLFSCBH24XAK | Singlezone Non-Ducted, Wall Placement | 25000 | 21000 | 2.64 | 26000 | 1.95
HEIL | DLC-series | 209948194 | HRCU-A-CB-O | DLCSRBH12AAK | DLFSFBH12XAK | Singlezone Non-Ducted, Wall Placement | 12000 | 10200 | 2.72 | 12300 | 2.1
HEIL | DLC-series | 211132724 | HRCU-A-CB | DLCSRBH24AAK | DLFSDAH24XHK | Singlezone Ducted, Compact Ducted | 25000 | 21000 | 2.75 | 24000 | 2
HEIL | DLC-series | 211132688 | HRCU-A-CB | DLCSRBH18AAK | DLFSDAH18XHK | Singlezone Ducted, Compact Ducted | 19000 | 15700 | 2.6 | 18000 | 2.2
HEIL | DLC-series | 210857438 | HRCU-A-CB-O | DLCSRBH06AAK | DLFSOAH09XAK | Singlezone Non-Ducted, Ceiling Placement | 7100 | 5700 | 2.61 | 8500 | 2.03
HEIL | Dlseries | 210025744 | HRCU-A-CB | DLCURAH60ABK | DLFUAAH60XAK | Singlezone Ducted, Centrally Ducted | 59000 | 42000 | 2.6 | 54356 | 1.91
HEIL | DL series | 213372140 | HRCU-A-C | DLCURAH18ABK | DLFULAH24XBX + CI | Singlezone Ducted, Centrally Ducted | 19000 | 14700 | 2.6 | 15000 | 2.2
HEIL | DLC-series | 206361885 | HRCU-A-CB-O | DLCSRBH12AAK | DLFSHBH12XAK | Singlezone Non-Ducted, Wall Placement | 12000 | 10300 | 2.56 | 12113 | 1.9
HEIL | DLC-series | 206361883 | HRCU-A-CB-O | DLCSRBH12AAJ | DLFSHBH12XAJ | Singlezone Non-Ducted, Wall Placement | 12000 | 8900 | 2.75 | 6858 | 2.07
HEIL | DLC-series | 207188914 | HRCU-A-CB-O | DLCSRBH06AAK | DLFSHBH06XAK | Singlezone Non-Ducted, Wall Placement | 7000 | 7500 | 2.5 | 7200 | 1.92
HEIL |  | 201835653 | HRCU-A-CB-O | DLCPRAH09AAK | DLFPHAH09XAK | Singlezone Non-Ducted, Wall Placement | 10000 | 7200 | 2.78 | 13047 | 1.97
HEIL | High Tier | 202463649 | HRCU-A-CB-O | DLCPRAH24AAK | DLFPHAH24XAK | Singlezone Non-Ducted, Wall Placement | 24000 | 15450 | 3 | 24000 | 2
HEIL | QuietComfort | 206350424 | HRCU-A-CB | DLCSRBH24AAK | DLFSDAH24XAK | Singlezone Ducted, Compact Ducted | 24600 | 14500 | 2.8 | 27910 | 2.01
HEIL | Performance Series | 207643064 | HMSV-A-CB | DLCMHBH48EAK |  | Multizone Mix of Ducted and Non-Ducted | 49000 | 31000 | 2.65 | 48000 | 1.9
HEIL | Performance Series | 207643054 | HMSV-A-CB | DLCMHBH24CAK |  | Multizone All Ducted | 24000 | 18500 | 2.85 | 21500 | 1.95
HEIL | QUIETCOMFORT DELUXE 18 VS HP 2-STAGE | 210468206 | HRCU-A-CB | HVH837GKA2*+TSTAT | EHD4X60AAL | Singlezone Ducted, Centrally Ducted | 47000 | 30600 | 2.52 | 24200 | 1.98
HEIL | QUIETCOMFORT DELUXE 18 VS HP 2-STAGE | 210468316 | HRCU-A-CB | HVH837GKA2*+TSTAT | EHD4X60AAL | Singlezone Ducted, Centrally Ducted | 46500 | 30400 | 2.5 | 24200 | 1.98
HEIL | QUIETCOMFORT DELUXE 18 VS HP | 206766033 | HRCU-A-CB | HVH825GKA3* | EA*4X37L21A*+WALLCON | Singlezone Ducted, Centrally Ducted | 21000 | 20400 | 2.54 | 18100 | 2.24
HEIL | QUIETCOMFORT DELUXE 18 VS HP | 210473239 | HRCU-A-CB | HVH825GKA3* | EA*4X43L21A*+WALLCON | Singlezone Ducted, Centrally Ducted | 21000 | 20400 | 2.54 | 18100 | 2.24
HEIL | Performance Series | 207643062 | HMSR-A-CB-O | DLCMHBH48EAK |  | Multizone All Non-Ducted | 48000 | 34000 | 2.83 | 48000 | 2
HEIL | Performance Series | 207643056 | HMSR-A-CB-O | DLCMHBH30DAK |  | Multizone All Non-Ducted | 30000 | 18500 | 2.98 | 29400 | 1.9
HEIL | QUIETCOMFORT DELUXE 18 VS HP | 210470266 | HRCU-A-CB | HVH837GKA2* | EA*4X60L24A*+WALLCON | Singlezone Ducted, Centrally Ducted | 31800 | 31000 | 2.5 | 27400 | 2.2
HEIL | QUIETCOMFORT DELUXE 18 VS HP | 210470277 | HRCU-A-CB | HVH837GKA2* | EA*4X60L24A*+WALLCON | Singlezone Ducted, Centrally Ducted | 31800 | 31000 | 2.52 | 27400 | 2.22
HEIL | QUIETCOMFORT DELUXE 18 VS HP | 210470288 | HRCU-A-CB | HVH837GKA2* | EA*4X60L24A*+WALLCON | Singlezone Ducted, Centrally Ducted | 31800 | 31000 | 2.52 | 27400 | 2.22
HEIL | QUIETCOMFORT DELUXE 18 VS HP | 210470310 | HRCU-A-CB | HVH837GKA2* | EA*4X60L24A*+WALLCON | Singlezone Ducted, Centrally Ducted | 31800 | 31000 | 2.52 | 27400 | 2.22
HEIL | QUIETCOMFORT DELUXE 18 VS HP | 210470321 | HRCU-A-CB | HVH837GKA2* | EA*4X60L24A*+WALLCON | Singlezone Ducted, Centrally Ducted | 32000 | 31200 | 2.5 | 27600 | 2.2
HEIL | QUIETCOMFORT DELUXE 18 VS HP | 210470343 | HRCU-A-CB | HVH837GKA2* | EA*4X60L24A*+WALLCON | Singlezone Ducted, Centrally Ducted | 31800 | 31000 | 2.52 | 27400 | 2.22
HEIL | QUIETCOMFORT DELUXE 18 VS HP | 210470431 | HRCU-A-CB | HVH837GKA2* | EA*4X61L21A*+WALLCON | Singlezone Ducted, Centrally Ducted | 32200 | 31400 | 2.5 | 27800 | 2.2
HEIL | QUIETCOMFORT DELUXE 18 VS HP | 210470442 | HRCU-A-CB | HVH837GKA2* | EA*4X61L21A*+WALLCON | Singlezone Ducted, Centrally Ducted | 32000 | 31200 | 2.52 | 27600 | 2.22
HEIL | QUIETCOMFORT DELUXE 18 VS HP | 210470464 | HRCU-A-CB | HVH837GKA2* | EA*4X61L21A*+WALLCON | Singlezone Ducted, Centrally Ducted | 32000 | 31200 | 2.52 | 27600 | 2.22
HEIL | QUIETCOMFORT DELUXE 18 VS HP | 210470486 | HRCU-A-CB | HVH837GKA2* | EA*4X61L21A*+WALLCON | Singlezone Ducted, Centrally Ducted | 32000 | 31200 | 2.52 | 27600 | 2.22
HEIL | QUIETCOMFORT DELUXE 18 VS HP | 210470497 | HRCU-A-CB | HVH837GKA2* | EA*4X61L21A*+WALLCON | Singlezone Ducted, Centrally Ducted | 32000 | 31200 | 2.54 | 27600 | 2.22
HEIL | QUIETCOMFORT DELUXE 18 VS HP | 210470552 | HRCU-A-CB | HVH837GKA2* | EA*4X61L24A*+WALLCON | Singlezone Ducted, Centrally Ducted | 32000 | 31200 | 2.52 | 27600 | 2.22
HEIL | QUIETCOMFORT DELUXE 18 VS HP | 210470563 | HRCU-A-CB | HVH837GKA2* | EA*4X61L24A*+WALLCON | Singlezone Ducted, Centrally Ducted | 32000 | 31200 | 2.54 | 27400 | 2.24
HEIL | QUIETCOMFORT DELUXE 18 VS HP | 210470574 | HRCU-A-CB | HVH837GKA2* | EA*4X61L24A*+WALLCON | Singlezone Ducted, Centrally Ducted | 32000 | 31200 | 2.54 | 27600 | 2.22
HEIL | QUIETCOMFORT DELUXE 18 VS HP | 210470596 | HRCU-A-CB | HVH837GKA2* | EA*4X61L24A*+WALLCON | Singlezone Ducted, Centrally Ducted | 32000 | 31200 | 2.54 | 27600 | 2.22
HEIL | QUIETCOMFORT DELUXE 18 VS HP | 210470607 | HRCU-A-CB | HVH837GKA2* | EA*4X61L24A*+WALLCON | Singlezone Ducted, Centrally Ducted | 32000 | 31200 | 2.52 | 27600 | 2.22
HEIL | QUIETCOMFORT DELUXE 18 VS HP | 210470629 | HRCU-A-CB | HVH837GKA2* | EA*4X61L24A*+WALLCON | Singlezone Ducted, Centrally Ducted | 32000 | 31200 | 2.54 | 27600 | 2.22
HEIL | QUIETCOMFORT DELUXE 18 VS HP | 206771272 | HRCU-A-CB | HVH837GKA2* | EA*4X37L21A*+WALLCON | Singlezone Ducted, Centrally Ducted | 33000 | 31800 | 2.52 | 28000 | 2.2
HEIL | QUIETCOMFORT DELUXE 18 VS HP | 206771326 | HRCU-A-CB | HVH837GKA2* | EA*4X37L21A*+WALLCON | Singlezone Ducted, Centrally Ducted | 32800 | 31800 | 2.54 | 28000 | 2.22
HEIL | QUIETCOMFORT DELUXE 18 VS HP | 206771344 | HRCU-A-CB | HVH837GKA2* | EA*4X37L21A*+WALLCON | Singlezone Ducted, Centrally Ducted | 32800 | 31800 | 2.54 | 28000 | 2.22
HEIL | QUIETCOMFORT DELUXE 18 VS HP | 206771353 | HRCU-A-CB | HVH837GKA2* | EA*4X37L21A*+WALLCON | Singlezone Ducted, Centrally Ducted | 32800 | 31800 | 2.54 | 27800 | 2.22
HEIL | QUIETCOMFORT DELUXE 18 VS HP | 206771623 | HRCU-A-CB | HVH837GKA2* | EA*4X43L21A*+WALLCON | Singlezone Ducted, Centrally Ducted | 33000 | 32000 | 2.52 | 28000 | 2.2
HEIL | QUIETCOMFORT DELUXE 18 VS HP | 206771641 | HRCU-A-CB | HVH837GKA2* | EA*4X43L21A*+WALLCON | Singlezone Ducted, Centrally Ducted | 32800 | 31800 | 2.54 | 28000 | 2.2
HEIL | QUIETCOMFORT DELUXE 18 VS HP | 206771695 | HRCU-A-CB | HVH837GKA2* | EA*4X43L21A*+WALLCON | Singlezone Ducted, Centrally Ducted | 32800 | 31800 | 2.54 | 27800 | 2.22
HEIL | QUIETCOMFORT DELUXE 18 VS HP | 206771713 | HRCU-A-CB | HVH837GKA2* | EA*4X43L21A*+WALLCON | Singlezone Ducted, Centrally Ducted | 32800 | 31800 | 2.54 | 27800 | 2.22
HEIL | QUIETCOMFORT DELUXE 18 VS HP | 206771722 | HRCU-A-CB | HVH837GKA2* | EA*4X43L21A*+WALLCON | Singlezone Ducted, Centrally Ducted | 32800 | 31800 | 2.56 | 27800 | 2.22
HEIL | QUIETCOMFORT DELUXE 18 VS HP | 206771776 | HRCU-A-CB | HVH837GKA2* | EA*4X48L21A*+WALLCON | Singlezone Ducted, Centrally Ducted | 32600 | 31400 | 2.52 | 27800 | 2.2
HEIL | QUIETCOMFORT DELUXE 18 VS HP | 206771830 | HRCU-A-CB | HVH837GKA2* | EA*4X48L21A*+WALLCON | Singlezone Ducted, Centrally Ducted | 32400 | 31400 | 2.52 | 27600 | 2.2
HEIL | QUIETCOMFORT DELUXE 18 VS HP | 206771848 | HRCU-A-CB | HVH837GKA2* | EA*4X48L21A*+WALLCON | Singlezone Ducted, Centrally Ducted | 32400 | 31400 | 2.52 | 27600 | 2.2
HEIL | QUIETCOMFORT DELUXE 18 VS HP | 206771857 | HRCU-A-CB | HVH837GKA2* | EA*4X48L21A*+WALLCON | Singlezone Ducted, Centrally Ducted | 32400 | 31400 | 2.52 | 27600 | 2.2
HEIL | QUIETCOMFORT DELUXE 18 VS HP | 206771893 | HRCU-A-CB | HVH837GKA2* | EA*4X48L24A*+WALLCON | Singlezone Ducted, Centrally Ducted | 32400 | 31400 | 2.52 | 27600 | 2.2
HEIL | QUIETCOMFORT DELUXE 18 VS HP | 206771902 | HRCU-A-CB | HVH837GKA2* | EA*4X48L24A*+WALLCON | Singlezone Ducted, Centrally Ducted | 32400 | 31400 | 2.54 | 27600 | 2.22
HEIL | QUIETCOMFORT DELUXE 18 VS HP | 206771911 | HRCU-A-CB | HVH837GKA2* | EA*4X48L24A*+WALLCON | Singlezone Ducted, Centrally Ducted | 32400 | 31400 | 2.54 | 27600 | 2.22
HEIL | QUIETCOMFORT DELUXE 18 VS HP | 206771929 | HRCU-A-CB | HVH837GKA2* | EA*4X48L24A*+WALLCON | Singlezone Ducted, Centrally Ducted | 32400 | 31400 | 2.52 | 27600 | 2.22
HEIL | QUIETCOMFORT DELUXE 18 VS HP | 206771938 | HRCU-A-CB | HVH837GKA2* | EA*4X48L24A*+WALLCON | Singlezone Ducted, Centrally Ducted | 32600 | 31400 | 2.52 | 27800 | 2.2
HEIL | QUIETCOMFORT DELUXE 18 VS HP | 206771956 | HRCU-A-CB | HVH837GKA2* | EA*4X48L24A*+WALLCON | Singlezone Ducted, Centrally Ducted | 32400 | 31400 | 2.52 | 27600 | 2.22
HEIL | QUIETCOMFORT DELUXE 18 VS HP 2-STAGE | 210465002 | HRCU-A-CB | HVH837GKA2*+TSTAT | EN(A,D,W)4X60L24** | Singlezone Ducted, Centrally Ducted | 47000 | 30600 | 2.5 | 24000 | 1.96
HEIL | QUIETCOMFORT DELUXE 18 VS HP 2-STAGE | 210464814 | HRCU-A-CB | HVH837GKA2*+TSTAT | EN(A,D)4X48L24** | Singlezone Ducted, Centrally Ducted | 48000 | 31000 | 2.5 | 24400 | 1.94
HEIL | QUIETCOMFORT DELUXE 18 VS HP 2-STAGE | 210464679 | HRCU-A-CB | HVH837GKA2*+TSTAT | EN(A,D)4X48L24** | Singlezone Ducted, Centrally Ducted | 47500 | 30600 | 2.5 | 24200 | 1.94
HEIL | QUIETCOMFORT DELUXE 18 VS HP 2-STAGE | 210464613 | HRCU-A-CB | HVH837GKA2*+TSTAT | EN(A,D)4X48L24** | Singlezone Ducted, Centrally Ducted | 47500 | 30800 | 2.5 | 24200 | 1.96
HEIL | QUIETCOMFORT DELUXE 18 VS HP 2-STAGE | 210464601 | HRCU-A-CB | HVH837GKA2*+TSTAT | EN(A,D)4X48L24** | Singlezone Ducted, Centrally Ducted | 48000 | 31000 | 2.5 | 24400 | 1.96
HEIL | QUIETCOMFORT DELUXE 18 VS HP 2-STAGE | 210464458 | HRCU-A-CB | HVH837GKA2*+TSTAT | EN(A,D,W)4X48L21** | Singlezone Ducted, Centrally Ducted | 48000 | 31000 | 2.5 | 24400 | 1.94
HEIL | QUIETCOMFORT DELUXE 18 VS HP 2-STAGE | 210464303 | HRCU-A-CB | HVH837GKA2*+TSTAT | EN(A,D,W)4X48L21** | Singlezone Ducted, Centrally Ducted | 48000 | 31000 | 2.5 | 24400 | 1.94
HEIL | QUIETCOMFORT DELUXE 18 VS HP 2-STAGE | 210464168 | HRCU-A-CB | HVH837GKA2*+TSTAT | EN(A,D,W)4X48L21** | Singlezone Ducted, Centrally Ducted | 47500 | 30800 | 2.5 | 24200 | 1.96
HEIL | QUIETCOMFORT DELUXE 18 VS HP 2-STAGE | 210462015 | HRCU-A-CB | HVH837GKA2*+TSTAT | EA*4X61L24A* | Singlezone Ducted, Centrally Ducted | 47000 | 30800 | 2.52 | 24400 | 1.98
HEIL | QUIETCOMFORT DELUXE 18 VS HP 2-STAGE | 210461960 | HRCU-A-CB | HVH837GKA2*+TSTAT | EA*4X61L24A* | Singlezone Ducted, Centrally Ducted | 47000 | 30600 | 2.5 | 24400 | 1.98
HEIL | QUIETCOMFORT DELUXE 18 VS HP 2-STAGE | 210461836 | HRCU-A-CB | HVH837GKA2*+TSTAT | EA*4X61L24A* | Singlezone Ducted, Centrally Ducted | 47000 | 30600 | 2.5 | 24400 | 1.98
HEIL | QUIETCOMFORT DELUXE 18 VS HP 2-STAGE | 210461825 | HRCU-A-CB | HVH837GKA2*+TSTAT | EA*4X61L24A* | Singlezone Ducted, Centrally Ducted | 46500 | 30400 | 2.5 | 24000 | 1.96
HEIL | QUIETCOMFORT DELUXE 18 VS HP 2-STAGE | 210461803 | HRCU-A-CB | HVH837GKA2*+TSTAT | EA*4X61L24A* | Singlezone Ducted, Centrally Ducted | 47000 | 30600 | 2.5 | 24400 | 1.98
HEIL | QUIETCOMFORT DELUXE 18 VS HP 2-STAGE | 210461792 | HRCU-A-CB | HVH837GKA2*+TSTAT | EA*4X61L24A* | Singlezone Ducted, Centrally Ducted | 47000 | 30600 | 2.5 | 24400 | 1.96
HEIL | QUIETCOMFORT DELUXE 18 VS HP 2-STAGE | 210461759 | HRCU-A-CB | HVH837GKA2*+TSTAT | EA*4X61L24A* | Singlezone Ducted, Centrally Ducted | 46500 | 30400 | 2.5 | 24200 | 1.98
HEIL | QUIETCOMFORT DELUXE 18 VS HP 2-STAGE | 210461747 | HRCU-A-CB | HVH837GKA2*+TSTAT | EA*4X61L24A* | Singlezone Ducted, Centrally Ducted | 46500 | 30600 | 2.5 | 24200 | 1.98
HEIL | QUIETCOMFORT DELUXE 18 VS HP 2-STAGE | 210461449 | HRCU-A-CB | HVH837GKA2*+TSTAT | EA*4X61L21A* | Singlezone Ducted, Centrally Ducted | 46500 | 30600 | 2.5 | 24400 | 1.96
HEIL | QUIETCOMFORT DELUXE 18 VS HP 2-STAGE | 210461426 | HRCU-A-CB | HVH837GKA2*+TSTAT | EA*4X61L21A* | Singlezone Ducted, Centrally Ducted | 47000 | 30600 | 2.5 | 24400 | 1.98
HEIL | QUIETCOMFORT DELUXE 18 VS HP 2-STAGE | 210461413 | HRCU-A-CB | HVH837GKA2*+TSTAT | EA*4X61L21A* | Singlezone Ducted, Centrally Ducted | 47000 | 30600 | 2.5 | 24400 | 1.98
HEIL | QUIETCOMFORT DELUXE 18 VS HP 2-STAGE | 210461325 | HRCU-A-CB | HVH837GKA2*+TSTAT | EA*4X61L21A* | Singlezone Ducted, Centrally Ducted | 46500 | 30400 | 2.5 | 24200 | 1.96
HEIL | QUIETCOMFORT DELUXE 18 VS HP 2-STAGE | 210459736 | HRCU-A-CB | HVH837GKA2*+TSTAT | EA*4X43L21A* | Singlezone Ducted, Centrally Ducted | 47500 | 30800 | 2.52 | 24400 | 1.98
HEIL | QUIETCOMFORT DELUXE 18 VS HP 2-STAGE | 210458479 | HRCU-A-CB | HVH837GKA2*+TSTAT | EA*4X37L21A* | Singlezone Ducted, Centrally Ducted | 47500 | 30800 | 2.52 | 24400 | 1.98
HEIL |  | 209852069 | HRCU-A-CB | DLCURAH18ABK | DLFUAAH18XAK | Singlezone Ducted, Centrally Ducted | 19000 | 13500 | 2.5 | 18000 | 2
HEIL | QuietComfort | 207826600 | HMSV-A-CB | DLCSRBH24AAK | DLFSABH24XBK | Singlezone Ducted, Centrally Ducted | 26000 | 16200 | 2.79 | 21514 | 1.95
HEIL | High Tier | 202463648 | HRCU-A-CB-O | DLCPRAH18AAK | DLFPHAH18XAK | Singlezone Non-Ducted, Wall Placement | 18000 | 12300 | 3.19 | 18000 | 2
HISENSE | HiULTRA | 214232473 | HRCU-A-CB-O | AST-1224TUO | AST-1224DLSI | Singlezone Non-Ducted, Wall Placement | 12000 | 10800 | 4.8 | 11500 | 1.98
HISENSE | HiULTRA | 214229585 | HRCU-A-CB-O | AST-0924TXO | AST-0924DLSI | Singlezone Non-Ducted, Wall Placement | 9000 | 9000 | 4.8 | 9000 | 2.03
HISENSE | Hi ULTRA HD-Coil | 214841713 | HRCU-A-C | AUWR-36U3SA2 | DC37A44-210L | Singlezone Ducted, Centrally Ducted | 30000 | 23000 | 2.89 | 24200 | 2.08
HISENSE | Hi ULTRA HD-Coil | 214841714 | HRCU-A-C | AUWR-48U3SP2 | DC61A44-245R | Singlezone Ducted, Centrally Ducted | 42000 | 31200 | 3.22 | 34600 | 2.08
HISENSE | Hi-PRO HD | 214802098 | HRCU-A-CB | AUWR-60U3TH5 | AUH-60UX3TEH3 | Singlezone Ducted, Centrally Ducted | 57000 | 37000 | 2.61 | 42500 | 2.47
HISENSE | Hi-PRO HD | 214802097 | HRCU-A-CB | AUWR-36U3TW5 | AUH-36UX3TDH3 | Singlezone Ducted, Centrally Ducted | 34000 | 32000 | 2.93 | 31000 | 2.22
HISENSE | Hi-PRO HD | 214802096 | HRCU-A-CB | AUWR-24U3TK5 | AUH-24UX3TDH3 | Singlezone Ducted, Centrally Ducted | 24000 | 20400 | 3.05 | 21000 | 2.32
HISENSE | Hi ULTRA HD | 206903535 | HRCU-A-CB | AUWR-36U3SA2 | AUH-36UX3SDH2 | Singlezone Ducted, Centrally Ducted | 35000 | 24000 | 2.5 | 25200 | 2.1
HISENSE | Hi UNI | 211302338 | HRCU-A-CB-O | AUW-09U3SS | AST-09UW3SVEDL01 | Singlezone Non-Ducted, Wall Placement | 9200 | 5800 | 2.7 | 7800 | 2.26
HISENSE | Hi ULTRA HD-Coil | 213411088 | HRCU-A-C | AUWR-48U3SP | DC61A44-245R | Singlezone Ducted, Centrally Ducted | 42000 | 31200 | 3.22 | 34600 | 2.08
HISENSE |  | 207641266 | HRCU-A-CB-O | AUW-18U3SF | AST-18UW3SBBTV00 | Singlezone Non-Ducted, Wall Placement | 19000 | 11400 | 2.93 | 13000 | 2.43
HISENSE | HiULTRA | 211717253 | HRCU-A-CB-O | AS-12UW3SXA**00 | AS-12UW3SXA**00 | Singlezone Non-Ducted, Wall Placement | 12000 | 7000 | 2.77 | 9730 | 1.95
HISENSE |  | 201981254 | HRCU-A-CB-O | AS-12UW3SXA00 | AS-12UW3SXA**00 | Singlezone Non-Ducted, Wall Placement | 12000 | 8000 | 3.17 | 9730 | 1.95
HISENSE | Hi UNI | 211302340 | HRCU-A-CB-O | AUW-18U3SF | AST-18UW3SBBDL00 | Singlezone Non-Ducted, Wall Placement | 19000 | 12000 | 2.71 | 13300 | 2.29
HISENSE | Hi ULTRA Xtreme | 208193232 | HRCU-A-CB-O | AST-09UW3SXE01 | AST-09UW3SXE**01 | Singlezone Non-Ducted, Wall Placement | 10000 | 5500 | 2.93 | 8600 | 1.94
HISENSE | Hi PRO | 201981253 | HRCU-A-CB-O | AS-09UW3SXE00 | AS-09UW3SXE**00 | Singlezone Non-Ducted, Wall Placement | 10000 | 6000 | 2.88 | 8050 | 2.05
HISENSE | Hi UNI | 203167189 | HRCU-A-CB-O | AUW-24U3SA | ACT-24UR3SGB | Singlezone Non-Ducted, Ceiling Placement | 26000 | 19000 | 2.61 | 19000 | 2.2
HISENSE | Hi UNI | 205013613 | HRCU-A-CB-O | AUW-18U3SF | ACT-18UR3SGB | Singlezone Non-Ducted, Ceiling Placement | 18800 | 12000 | 2.64 | 13200 | 2.36
HISENSE | Hi UNI | 204976793 | HRCU-A-CB-O | AUW-12U3SS | ACT-12UR3SCA | Singlezone Non-Ducted, Ceiling Placement | 12000 | 7600 | 2.72 | 8500 | 2.31
HISENSE | Hi UNI | 204835478 | HRCU-A-CB-O | AUW-09U3SS | ACT-09UR3SCA | Singlezone Non-Ducted, Ceiling Placement | 10000 | 7200 | 2.81 | 8300 | 2.25
HISENSE | Hi UNI | 204835479 | HRCU-A-CB | AUW-09U3SS | ADT-09UX3SBL | Singlezone Ducted, Compact Ducted | 10000 | 6500 | 2.65 | 7100 | 2.1
HITACHI | H700 | 207200484 | HRCU-A-CB-O | RAC-PH18WHLAE | RAS-PH18PHLAE | Singlezone Non-Ducted, Wall Placement | 21600 | 13300 | 3.39 | 21600 | 1.9
HITACHI | H700 | 207200482 | HRCU-A-CB-O | RAC-PH12WHLAE | RAS-PH12PHLAE | Singlezone Non-Ducted, Wall Placement | 14500 | 9500 | 3.2 | 14500 | 1.91
HITACHI | H700 | 207200481 | HRCU-A-CB-O | RAC-PH09WHLAE | RAS-PH09PHLAE | Singlezone Non-Ducted, Wall Placement | 12000 | 8000 | 3.4 | 14500 | 1.91
HITACHI | H500 | 206143041 | HRCU-A-CB-O | RAC-SH18WHLAE | RAS-SH18RHLAE | Singlezone Non-Ducted, Wall Placement | 21700 | 12200 | 2.88 | 15400 | 2.25
HITACHI | H500 | 206143042 | HRCU-A-CB-O | RAC-SH24WHLAE | RAS-SH24RHLAE | Singlezone Non-Ducted, Wall Placement | 25000 | 15100 | 2.97 | 18250 | 2.26
HITACHI | H500 | 206907172 | HRCU-A-CB-O | RAC-SH09WHLAE | RAS-SH09RHLAE | Singlezone Non-Ducted, Wall Placement | 11000 | 7200 | 2.81 | 8050 | 2.25
HITACHI | H500 | 206907173 | HRCU-A-CB-O | RAC-SH12WHLAE | RAS-SH12RHLAE | Singlezone Non-Ducted, Wall Placement | 13800 | 9400 | 2.99 | 10000 | 2.25
HITACHI | M400 | 206186275 | HRCU-A-CB-O | RAM-S18U2HLAE | RAS-SH09RHLAE , RAS-SH09RHLAE | Multizone All Non-Ducted | 22000 | 14900 | 2.76 | 13220 | 2.32
HITACHI |  | 206750857 | HRCU-A-CB-O | RAS-3.0PNNBDH1 | RCI-3.0PNN1DH | Singlezone Non-Ducted, Wall Placement | 24000 | 19600 | 2.84 | 19060 | 1.94
HITACHI |  | 206750855 | HRCU-A-CB-O | RAS-2.0PNNBDH1 | RCI-2.0PNN1DH | Singlezone Non-Ducted, Wall Placement | 19000 | 11000 | 2.9 | 14750 | 2.3
HITACHI |  | 206750851 | HRCU-A-CB-O | RAS-1.0PNNBDH1 | RCIM-1.0PNN1DH | Singlezone Non-Ducted, Wall Placement | 10000 | 6000 | 2.98 | 7620 | 2.6
HITACHI |  | 206750852 | HRCU-A-CB | RAS-1.0PNNBDH1 | RPIL-1.0PNN1DH | Singlezone Ducted, Compact Ducted | 11000 | 6000 | 2.59 | 7550 | 2.21
HITACHI |  | 207656962 | HRCU-A-CB-O | RAS-2.0PNNBDH1 | RPK-2.0PNN1DH | Singlezone Non-Ducted, Wall Placement | 19000 | 11400 | 2.93 | 13000 | 2.43
HITACHI | Mini-VRF | 203994969 | HMSR-A-CB-O | HVAHP036B21S* | HIC4012B21S, HIC4012B21S, HIC4012B21S | Multizone All Non-Ducted | 40000 | 23800 | 3.24 | 37600 | 2.53
HITACHI | Mini-VRF | 203995170 | HMSV-A-CB | HVAHP048B21S* | NULL | Multizone Mix of Ducted and Non-Ducted | 54000 | 32000 | 2.88 | 39050 | 2.54
HITACHI | Mini-VRF | 203994970 | HMSV-A-CB | HVAHP048B21S* | HIC4012B21S, HIC4012B21S, HIC4012B21S, HIC4012B21S | Multizone All Non-Ducted | 54000 | 32000 | 2.86 | 36800 | 2.57
HITACHI | Mini-VRF | 203995169 | HMSV-A-CB | HVAHP036B21S* | NULL | Multizone Mix of Ducted and Non-Ducted | 40000 | 23800 | 3.07 | 38950 | 2.46
HITACHI | Mini-VRF | 203994976 | HMSV-A-CB | HVAHP048B21S* | HIDM024B21S, HIDM024B21S | Multizone All Ducted | 54000 | 32000 | 2.9 | 41300 | 2.51
HITACHI | Mini-VRF | 203994975 | HMSV-A-CB | HVAHP036B21S* | HIDM018B21S, HIDM018B21S | Multizone All Ducted | 40000 | 23800 | 2.92 | 40300 | 2.4
INFINITYLIVING | EZ Series | 214810594 | HRCU-A-CB-O | EZ-18ZPL-HP230 | EZ-18W-M | Singlezone Non-Ducted, Wall Placement | 18000 | 13800 | 2.54 | 11700 | 2.05
INFINITYLIVING | EZ Series | 214810593 | HRCU-A-CB-O | EZ-12ZPL-HP115 | EZ-12WPL-HP115 | Singlezone Non-Ducted, Wall Placement | 12000 | 7500 | 2.59 | 6400 | 1.95
INNOVAIR | SHV series | 213160473 | HRCU-A-C | SHV24H2R20 | MAC24H1718E | Singlezone Ducted, Centrally Ducted | 25000 | 21000 | 2.58 | 20000 | 1.95
INNOVAIR | SHV series | 213160472 | HRCU-A-C | SHV18H2R20 | MAC24H1718E | Singlezone Ducted, Centrally Ducted | 19000 | 14700 | 2.6 | 15000 | 2.2
INNOVAIR | SHV series | 213363369 | HRCU-A-CB | SHV24H2R20 | FEV24H2R19 | Singlezone Ducted, Centrally Ducted | 27400 | 19200 | 2.61 | 24000 | 1.91
INNOVAIR | SHV series | 213363368 | HRCU-A-CB | SHV18H2R20 | FEV18H2R19 | Singlezone Ducted, Centrally Ducted | 19000 | 13500 | 2.6 | 18000 | 2
INNOVAIR | SH series | 213386877 | HRCU-A-CB | SHV18H2R20 | DEV18H2R19 | Singlezone Ducted, Centrally Ducted | 19000 | 13500 | 2.6 | 18629 | 2.04
INNOVAIR |  | 206330208 | HRCU-A-CB-O | EIN13H2V32(O) | EIN13H2V32(I) | Singlezone Non-Ducted, Wall Placement | 12200 | 8100 | 2.86 | 13000 | 2.08
INNOVAIR |  | 206330207 | HRCU-A-CB-O | EIN10H2V32(O) | EIN10H2V32(I) | Singlezone Non-Ducted, Wall Placement | 9000 | 5600 | 2.88 | 12977 | 2.09
INNOVAIR |  | 208286573 | HRCU-A-CB-O | WIN09H7H51(O) | WIN09H7H51(I) | Singlezone Non-Ducted, Wall Placement | 10000 | 5500 | 2.93 | 8600 | 1.94
INNOVAIR | MHD series | 210365429 | HRCU-A-C | MHD-18 | MHD-CC2.0-17.5-M | Singlezone Ducted, Centrally Ducted | 19500 | 13000 | 2.7 | 14600 | 2.19
JOHNSON CONTROLS | LX SERIES | 214397433 | HRCU-A-CB | HH860E2S11 | CTF60D5CGS1+JMVT20DC2N1 | Singlezone Ducted, Centrally Ducted | 44500 | 33000 | 2.56 | 33400 | 2
JOHNSON CONTROLS | LX SERIES | 214397024 | HRCU-A-CB | HH860E2S11 | CTF60C5CGS1+JMET16CS2N1 | Singlezone Ducted, Centrally Ducted | 45500 | 34400 | 2.58 | 34200 | 2
JOHNSON CONTROLS | LX SERIES | 214584605 | HRCU-A-CB | HH860E2S11 | CTF60C5CGS1 | Singlezone Ducted, Centrally Ducted | 45500 | 33800 | 2.52 | 34000 | 2
JOHNSON CONTROLS | LX SERIES | 214397171 | HRCU-A-CB | HH860E2S11 | CTF60D5CHS1+JMC20D2SN1 | Singlezone Ducted, Centrally Ducted | 53000 | 36600 | 2.6 | 38000 | 2
JOHNSON CONTROLS | LX SERIES | 214584615 | HRCU-A-CB | HH860E2S11 | CTF60C5CGS1 | Singlezone Ducted, Centrally Ducted | 44500 | 33000 | 2.5 | 33400 | 2
JOHNSON CONTROLS | LX SERIES | 214397463 | HRCU-A-CB | HH860E2S11 | CTF60C5CGS1 | Singlezone Ducted, Centrally Ducted | 45000 | 33400 | 2.5 | 33800 | 2
JOHNSON CONTROLS | LX SERIES | 214397458 | HRCU-A-CB | HH860E2S11 | CTF60C5CGS1 | Singlezone Ducted, Centrally Ducted | 45000 | 33400 | 2.5 | 33800 | 2
JOHNSON CONTROLS | LX SERIES | 214398294 | HRCU-A-CB | HH860E2S11 | CTF60C5CGS1+JME16C2SN1 | Singlezone Ducted, Centrally Ducted | 45500 | 34200 | 2.58 | 33800 | 2
JOHNSON CONTROLS | LX SERIES | 214584755 | HRCU-A-CB | HH860E2S11 | CTF60C5CGS1 | Singlezone Ducted, Centrally Ducted | 44500 | 32600 | 2.5 | 33400 | 2
JOHNSON CONTROLS | LX SERIES | 214398255 | HRCU-A-CB | HH860E2S11 | CTF60C5CGS1+JMC17C2SN1 | Singlezone Ducted, Centrally Ducted | 44000 | 32400 | 2.5 | 33200 | 2
JOHNSON CONTROLS | LX SERIES | 214609204 | HRCU-A-CB | HH860E2S11 | CTF60C5CGS1 | Singlezone Ducted, Centrally Ducted | 47000 | 33800 | 2.5 | 34000 | 2
JOHNSON CONTROLS | LX SERIES | 214584720 | HRCU-A-CB | HH860E2S11 | CTF60C5CGS1 | Singlezone Ducted, Centrally Ducted | 44500 | 32800 | 2.5 | 33400 | 2
JOHNSON CONTROLS | LX SERIES | 214397034 | HRCU-A-CB | HH860E2S11 | CTF60D5CGS1+JME18D2SN1 | Singlezone Ducted, Centrally Ducted | 45500 | 34400 | 2.62 | 33800 | 2
JOHNSON CONTROLS | LX SERIES | 214397858 | HRCU-A-CB | HH860E2S11 | CTF60D5CGS1+JMC20D2SN1 | Singlezone Ducted, Centrally Ducted | 44500 | 33000 | 2.56 | 33400 | 2
JOHNSON CONTROLS | LX SERIES | 214396583 | HRCU-A-CB | HH860E2S11 | CTF60C5CGS1+JMC16C2SN1 | Singlezone Ducted, Centrally Ducted | 44000 | 32400 | 2.5 | 33200 | 2
JOHNSON CONTROLS | LX SERIES | 214397838 | HRCU-A-CB | HH860E2S11 | CTF60C5CGS1+JMVT17CC2N1 | Singlezone Ducted, Centrally Ducted | 44000 | 32400 | 2.5 | 33200 | 2
JOHNSON CONTROLS | LX SERIES | 214396744 | HRCU-A-CB | HH860E2S11 | CTF60D5CHS1+JME18D2SN1 | Singlezone Ducted, Centrally Ducted | 53500 | 36600 | 2.62 | 38500 | 2
JOHNSON CONTROLS | LX SERIES | 214397591 | HRCU-A-CB | HH860E2S11 | CTF60D5CHS1+JMET18DS2N1 | Singlezone Ducted, Centrally Ducted | 53500 | 36600 | 2.6 | 38500 | 2
JOHNSON CONTROLS | LX SERIES | 214398378 | HRCU-A-CB | HH824E2S11 | CTF30B5ACS1+JMET12BS2N1 | Singlezone Ducted, Centrally Ducted | 23000 | 18400 | 2.78 | 18100 | 2
JOHNSON CONTROLS | LX SERIES | 214396697 | HRCU-A-CB | HH824E2S11 | CTF30B5ACS1+JMC12B2SN1 | Singlezone Ducted, Centrally Ducted | 23000 | 18600 | 2.84 | 18300 | 2
JOHNSON CONTROLS | LX SERIES | 214397927 | HRCU-A-CB | HH824E2S11 | CTF36B5ADS1+JMVT12BC2N1 | Singlezone Ducted, Centrally Ducted | 23000 | 18200 | 2.88 | 17700 | 2
JOHNSON CONTROLS | LX SERIES | 214397124 | HRCU-A-CB | HH824E2S11 | CTF30B5ACS1+JMET08BS2N1 | Singlezone Ducted, Centrally Ducted | 23000 | 18200 | 2.74 | 17900 | 2
JOHNSON CONTROLS | LX SERIES | 214397527 | HRCU-A-CB | HH824E2S11 | CTF36B5ADS1+JMET12BS2N1 | Singlezone Ducted, Centrally Ducted | 22800 | 17700 | 2.77 | 17400 | 2
JOHNSON CONTROLS | LX SERIES | 214397099 | HRCU-A-CB | HH824E2S11 | CTF36B5ADS1+JMET08BS2N1 | Singlezone Ducted, Centrally Ducted | 22400 | 17400 | 2.71 | 17100 | 2
JOHNSON CONTROLS | LX SERIES | 214396261 | HRCU-A-CB | HH824E2S11 | CTF30B5ACS1+JMVT12BC2N1 | Singlezone Ducted, Centrally Ducted | 23000 | 18600 | 2.84 | 18300 | 2
JOHNSON CONTROLS | LX SERIES | 214397932 | HRCU-A-CB | HH824E2S11 | CTF36B5ADS1+JME12B2SN1 | Singlezone Ducted, Centrally Ducted | 23000 | 18200 | 2.88 | 17700 | 2
JOHNSON CONTROLS | LX SERIES | 214397964 | HRCU-A-CB | HH824E2S11 | CTF30B5ACS1+JME08B2SN1 | Singlezone Ducted, Centrally Ducted | 23000 | 18400 | 2.79 | 18000 | 2
JOHNSON CONTROLS | LX SERIES | 214397104 | HRCU-A-CB | HH824E2S11 | CTF36B5ADS1+JME08B2SN1 | Singlezone Ducted, Centrally Ducted | 22800 | 17600 | 2.77 | 17400 | 2
JOHNSON CONTROLS | LX SERIES | 214397974 | HRCU-A-CB | HH824E2S11 | CTF30B5ACS1+JME12B2SN1 | Singlezone Ducted, Centrally Ducted | 23000 | 18700 | 2.85 | 18400 | 2
JOHNSON CONTROLS | LX SERIES | 214398351 | HRCU-A-CB | HH824E2S11 | CTF36B5ADS1+JMC12B2SN1 | Singlezone Ducted, Centrally Ducted | 23000 | 18200 | 2.88 | 17700 | 2
JOHNSON CONTROLS | LX SERIES | 214397537 | HRCU-A-CB | HH824E2S11 | CTF36B5ADS1 | Singlezone Ducted, Centrally Ducted | 23000 | 18400 | 2.78 | 17900 | 2
JOHNSON CONTROLS | LX SERIES | 214584655 | HRCU-A-CB | HH860E2S11 | CTM60C5CGS1 | Singlezone Ducted, Centrally Ducted | 44500 | 33000 | 2.5 | 33400 | 2
JOHNSON CONTROLS | LX SERIES | 214398675 | HRCU-A-CB | HH860E2S11 | CTM60C5CGS1+JME16C2SN1 | Singlezone Ducted, Centrally Ducted | 44000 | 32200 | 2.5 | 33000 | 2
JOHNSON CONTROLS | LX SERIES | 214398670 | HRCU-A-CB | HH860E2S11 | CTM60C5CGS1+JMC16C2SN1 | Singlezone Ducted, Centrally Ducted | 44500 | 33000 | 2.54 | 33400 | 2
JOHNSON CONTROLS | LX SERIES | 214398636 | HRCU-A-CB | HH860E2S11 | JHE48D5CG2SS1 | Singlezone Ducted, Centrally Ducted | 44500 | 33200 | 2.56 | 33400 | 2
JOHNSON CONTROLS | LX SERIES | 214584585 | HRCU-A-CB | HH860E2S11 | CTF60D5CHS1 | Singlezone Ducted, Centrally Ducted | 53500 | 37000 | 2.6 | 39000 | 2
JOHNSON CONTROLS | LX SERIES | 214396764 | HRCU-A-CB | HH860E2S11 | JHC60D5CH2SS1 | Singlezone Ducted, Centrally Ducted | 53000 | 36200 | 2.6 | 38000 | 2
JOHNSON CONTROLS | LX SERIES | 214584635 | HRCU-A-CB | HH860E2S11 | CTF60C5CHS1 | Singlezone Ducted, Centrally Ducted | 53500 | 36600 | 2.56 | 38500 | 2
JOHNSON CONTROLS | LX SERIES | 214396739 | HRCU-A-CB | HH860E2S11 | CTF60D5CHS1+JMVT20DC2N1 | Singlezone Ducted, Centrally Ducted | 53000 | 36600 | 2.6 | 38000 | 2
JOHNSON CONTROLS | LX SERIES | 214397159 | HRCU-A-CB | HH824E2S11 | CTF30B5ACS1 | Singlezone Ducted, Centrally Ducted | 23000 | 18200 | 2.67 | 17700 | 2
JOHNSON CONTROLS | LX SERIES | 214397154 | HRCU-A-CB | HH824E2S11 | CTF30B5ACS1 | Singlezone Ducted, Centrally Ducted | 23000 | 18200 | 2.67 | 17700 | 2
JOHNSON CONTROLS | LX SERIES | 214397149 | HRCU-A-CB | HH824E2S11 | CTF30B5ACS1 | Singlezone Ducted, Centrally Ducted | 23000 | 18400 | 2.72 | 18000 | 2
JOHNSON CONTROLS | LX SERIES | 214397144 | HRCU-A-CB | HH824E2S11 | CTF30B5ACS1 | Singlezone Ducted, Centrally Ducted | 23000 | 18400 | 2.72 | 18000 | 2
JOHNSON CONTROLS | LX SERIES | 214397139 | HRCU-A-CB | HH824E2S11 | CTM30B5ACS1 | Singlezone Ducted, Centrally Ducted | 23000 | 18700 | 2.7 | 18300 | 2
JOHNSON CONTROLS | LX SERIES | 214397134 | HRCU-A-CB | HH824E2S11 | CTF30B5ACS1 | Singlezone Ducted, Centrally Ducted | 23000 | 18800 | 2.71 | 18400 | 2
JOHNSON CONTROLS | LX SERIES | 214397129 | HRCU-A-CB | HH824E2S11 | CTF30B5ACS1 | Singlezone Ducted, Centrally Ducted | 23000 | 18700 | 2.74 | 18300 | 2
JOHNSON CONTROLS | LX SERIES | 214584725 | HRCU-A-CB | HH824E2S11 | CTF30A5ADS1 | Singlezone Ducted, Centrally Ducted | 23000 | 18600 | 2.85 | 18100 | 2
JOHNSON CONTROLS | LX SERIES | 214397114 | HRCU-A-CB | HH824E2S11 | CTF36B5ADS1 | Singlezone Ducted, Centrally Ducted | 23000 | 18500 | 2.78 | 18000 | 2
JOHNSON CONTROLS | LX SERIES | 214397109 | HRCU-A-CB | HH824E2S11 | CTF36B5ADS1 | Singlezone Ducted, Centrally Ducted | 23000 | 18000 | 2.76 | 17600 | 2
KANARTIC | KEOS series | 208836319 | HRCU-A-CB-O | KEOS-12UHE-NA | KEOS-12UHE-NA | Singlezone Non-Ducted, Wall Placement | 12000 | 10300 | 2.56 | 12113 | 1.9
KANARTIC | KEOS series | 208836320 | HRCU-A-CB-O | KEOS-09UHE-NA | KEOS-09UHE-NA | Singlezone Non-Ducted, Wall Placement | 12000 | 9300 | 2.5 | 11300 | 1.9
KANIONCO | K series | 207699081 | HRCU-A-CB-O | KWSM-18IR410AHS23.5MV | KWSM-18IR410AHS23.5MV | Singlezone Non-Ducted, Wall Placement | 18000 | 14000 | 2.61 | 12600 | 2.35
KANIONCO |  | 207805781 | HMSR-A-CB-O | KWSMO-18R410AIHMV |  | Multizone All Non-Ducted | 19000 | 14400 | 2.5 | 14000 | 2.22
KANIONCO |  | 205645144 | HMSR-A-CB-O | KWSMO-18R410AIH |  | Multizone All Non-Ducted | 19000 | 12000 | 2.79 | 10205 | 1.97
KANIONCO |  | 205645145 | HMSR-A-CB-O | KWSMO-30R410AIH |  | Multizone All Non-Ducted | 28000 | 17200 | 2.8 | 17040 | 1.97
KANIONco |  | 213298360 | HMSR-A-CB-O | KWSMO-36IR410AHSP |  | Multizone All Non-Ducted | 35600 | 21200 | 2.64 | 23200 | 2.12
KANIONco |  | 213298361 | HMSR-A-CB-O | KWSMO-27IR410AHSP |  | Multizone All Non-Ducted | 26000 | 18100 | 2.95 | 16250 | 2.27
KANIONco |  | 209248939 | HRCU-A-CB-O | KWSM-24IR410AHS20 | KWSM-24IR410AHS20 | Singlezone Non-Ducted, Wall Placement | 24000 | 13900 | 2.75 | 16720 | 1.96
KANIONco |  | 209248938 | HRCU-A-CB-O | KWSM-18IR410AHS21.5 | KWSM-18IR410AHS21.5 | Singlezone Non-Ducted, Wall Placement | 18000 | 10000 | 2.85 | 12600 | 2.21
KANIONCO |  | 204760846 | HRCU-A-CB | KD-18R410AH | KD-18R410AH | Singlezone Ducted, Compact Ducted | 18000 | 12000 | 2.61 | 10300 | 1.95
KANIONCO |  | 204760847 | HRCU-A-CB | KD-24R410AH | KD-24R410AH | Singlezone Ducted, Compact Ducted | 24400 | 16000 | 2.69 | 18500 | 2.04
KANIONCO |  | 204760841 | HRCU-A-CB-O | KWSM-18IR410AHS21 | KWSM-18IR410AHS21 | Singlezone Non-Ducted, Wall Placement | 18000 | 10400 | 2.72 | 10953 | 1.9
KANIONco |  | 207699079 | HRCU-A-CB-O | KWSM-09IR410AHS24MV | KWSM-09IR410AHS24MV | Singlezone Non-Ducted, Wall Placement | 10000 | 8300 | 2.67 | 6544 | 1.98
KANIONco |  | 207699077 | HRCU-A-CB-O | KWSM-09IR410AHS24MVL | KWSM-09IR410AHS24MVL | Singlezone Non-Ducted, Wall Placement | 10000 | 6000 | 2.79 | 6725 | 2.07
KANIONco |  | 207699078 | HRCU-A-CB-O | KWSM-12IR410AHS21.5MVL | KWSM-12IR410AHS21.5MVL | Singlezone Non-Ducted, Wall Placement | 12000 | 8400 | 2.77 | 6725 | 2.07
KANIONco |  | 207699091 | HRCU-A-CB-O | KWSM-09IR410AHS21.5MV | KWSM-09IR410AHS21.5MV | Singlezone Non-Ducted, Wall Placement | 10000 | 6900 | 2.53 | 6400 | 1.95
KANIONCO | K series | 212360146 | HMSV-A-CB | KWSMO-18R410AIHH |  | Multizone Mix of Ducted and Non-Ducted | 19000 | 14600 | 2.5 | 14000 | 2.17
KANIONCO | K series | 207805780 | HMSV-A-CB | KWSMO-18R410AIHMV |  | Multizone Mix of Ducted and Non-Ducted | 19000 | 14600 | 2.5 | 14000 | 2.17
KANIONCO |  | 207691850 | HMSV-A-CB | KWSMO-30R410AIHMV |  | Multizone All Ducted | 28000 | 22000 | 2.6 | 20000 | 2.14
KANIONCO | KD series | 212615049 | HRCU-A-CB | KD-12IR410AHSODU | KD-12IR410AHSIDU | Singlezone Ducted, Compact Ducted | 12500 | 10600 | 2.51 | 12100 | 1.96
KANIONCO | KD series | 212615048 | HRCU-A-CB | KD-24IR410AHSODU | KD-24IR410AHSIDU | Singlezone Ducted, Compact Ducted | 25000 | 21000 | 2.64 | 27000 | 2
KANIONCO | KWSM series | 213160461 | HRCU-A-CB-O | KWSM-09IR410AHS28.1ODU | KWSM-09IR410AHS28.1IDU | Singlezone Non-Ducted, Wall Placement | 12000 | 9500 | 2.53 | 11109 | 1.97
KANIONCO | KWSM series | 213160460 | HRCU-A-CB-O | KWSM-06IR410AHS26.5ODU | KWSM-06IR410AHS26.5IDU | Singlezone Non-Ducted, Wall Placement | 7000 | 8500 | 2.9 | 8581 | 2.19
KARDA | KARDA | 207430432 | HRCU-A-CB-O | 3KARDA12SZO | 3KARDA12UVW | Singlezone Non-Ducted, Wall Placement | 12000 | 10300 | 2.56 | 12113 | 1.9
KARDA | KARDA | 207430429 | HRCU-A-CB-O | 3KARDA09SZO | 3KARDA09UVW | Singlezone Non-Ducted, Wall Placement | 12000 | 9300 | 2.5 | 11300 | 1.9
KARDA |  | 205724750 | HMSR-A-CB-O | 2KARDA27MZ3 |  | Multizone All Non-Ducted | 28000 | 17200 | 2.8 | 17040 | 1.97
KARDA |  | 202608467 | HMSR-A-CB-O | 2PAMSH27-MZO3 |  | Multizone All Non-Ducted | 28000 | 17200 | 2.82 | 16820 | 1.95
KARDA | 3KAR series | 213785827 | HRCU-A-CB-O | 3KARDA12SZO | 2KARDA12UVC | Singlezone Non-Ducted, Ceiling Placement | 12000 | 9900 | 2.55 | 11500 | 1.9
KARDA |  | 206348120 | HRCU-A-CB | 1KARDA09SZO25 | 2PAMSDH09 | Singlezone Ducted, Compact Ducted | 10000 | 7200 | 2.74 | 8300 | 2.06
KARDA |  | 206348123 | HRCU-A-CB | 1KARDA24SZO20.5 | 2PAMSDH24 | Singlezone Ducted, Compact Ducted | 25000 | 21000 | 2.64 | 27000 | 2
KARDA |  | 207796644 | HRCU-A-CB | 3KARDA24SZO | 3KARDA24UVD | Singlezone Ducted, Compact Ducted | 25000 | 21000 | 2.64 | 27000 | 2
KARDA |  | 207796643 | HRCU-A-CB-O | 3KARDA24SZO | 3KARDA24UVC | Singlezone Non-Ducted, Wall Placement | 25000 | 21000 | 2.64 | 26000 | 1.95
KARDA | KARDA | 207657361 | HMSV-A-CB | 3KARDA18MZ2 |  | Multizone Mix of Ducted and Non-Ducted | 19000 | 14600 | 2.5 | 14000 | 2.17
KARDA |  | 207796639 | HRCU-A-CB | 3KARDA12SZO | 3KARDA12UVD | Singlezone Ducted, Compact Ducted | 12500 | 10600 | 2.51 | 12100 | 1.96
KARDA |  | 207796638 | HRCU-A-CB-O | 3KARDA12SZO | 3KARDA12UVC | Singlezone Non-Ducted, Ceiling Placement | 12000 | 9900 | 2.55 | 11500 | 1.9
KARDA |  | 210410112 | HRCU-A-CB-O | 3KARDA12SZO | 3KARDA12CON-2 | Singlezone Non-Ducted, Wall Placement | 12000 | 10200 | 2.72 | 12300 | 2.1
KEEPRITE | DLC-series | 208447732 | HRCU-A-CB-O | DLCERBH09AAK | DLFEHBH09XAK | Singlezone Non-Ducted, Wall Placement | 10000 | 6000 | 2.51 | 6933 | 1.97
KEEPRITE | DLC-series | 208447652 | HRCU-A-CB-O | DLCSRBH12AAJ | DLFSHCH12XAJ | Singlezone Non-Ducted, Wall Placement | 12000 | 8400 | 2.8 | 7094 | 2.19
KEEPRITE | DLC-series | 208447649 | HRCU-A-CB-O | DLCSRBH09AAK | DLFSHCH09XAK | Singlezone Non-Ducted, Wall Placement | 12000 | 9500 | 2.53 | 11109 | 1.97
KEEPRITE | DLC-series | 208447653 | HRCU-A-CB-O | DLCSRBH06AAK | DLFSHCH06XAK | Singlezone Non-Ducted, Wall Placement | 7000 | 8500 | 2.9 | 8581 | 2.19
KEEPRITE | DLC-series | 207683355 | HRCU-A-CB-O | DLCSRBH24AAK | DLFSCBH24XAK | Singlezone Non-Ducted, Wall Placement | 25000 | 21000 | 2.64 | 26000 | 1.95
KEEPRITE | DLC-series | 209948195 | HRCU-A-CB-O | DLCSRBH12AAK | DLFSFBH12XAK | Singlezone Non-Ducted, Wall Placement | 12000 | 10200 | 2.72 | 12300 | 2.1
KEEPRITE | DLC-series | 211132728 | HRCU-A-CB | DLCSRBH24AAK | DLFSDAH24XHK | Singlezone Ducted, Compact Ducted | 25000 | 21000 | 2.75 | 24000 | 2
KEEPRITE | DLC-series | 211132691 | HRCU-A-CB | DLCSRBH18AAK | DLFSDAH18XHK | Singlezone Ducted, Compact Ducted | 19000 | 15700 | 2.6 | 18000 | 2.2
KEEPRITE | DLC-series | 210857442 | HRCU-A-CB-O | DLCSRBH06AAK | DLFSOAH09XAK | Singlezone Non-Ducted, Ceiling Placement | 7100 | 5700 | 2.61 | 8500 | 2.03
KEEPRITE | Dlseries | 210025745 | HRCU-A-CB | DLCURAH60ABK | DLFUAAH60XAK | Singlezone Ducted, Centrally Ducted | 59000 | 42000 | 2.6 | 54356 | 1.91
KEEPRITE | DL series | 213372148 | HRCU-A-C | DLCURAH18ABK | DLFULAH24XBX + CI | Singlezone Ducted, Centrally Ducted | 19000 | 14700 | 2.6 | 15000 | 2.2
KEEPRITE | DLC-series | 206361890 | HRCU-A-CB-O | DLCSRBH12AAK | DLFSHBH12XAK | Singlezone Non-Ducted, Wall Placement | 12000 | 10300 | 2.56 | 12113 | 1.9
KEEPRITE | DLC-series | 206361888 | HRCU-A-CB-O | DLCSRBH12AAJ | DLFSHBH12XAJ | Singlezone Non-Ducted, Wall Placement | 12000 | 8900 | 2.75 | 6858 | 2.07
KEEPRITE | DLC-series | 207188917 | HRCU-A-CB-O | DLCSRBH06AAK | DLFSHBH06XAK | Singlezone Non-Ducted, Wall Placement | 7000 | 7500 | 2.5 | 7200 | 1.92
KEEPRITE |  | 201835652 | HRCU-A-CB-O | DLCPRAH09AAK | DLFPHAH09XAK | Singlezone Non-Ducted, Wall Placement | 10000 | 7200 | 2.78 | 13047 | 1.97
KEEPRITE | High Tier | 202463651 | HRCU-A-CB-O | DLCPRAH24AAK | DLFPHAH24XAK | Singlezone Non-Ducted, Wall Placement | 24000 | 15450 | 3 | 24000 | 2
KEEPRITE | ProComfort | 206350435 | HRCU-A-CB | DLCSRBH24AAK | DLFSDAH24XAK | Singlezone Ducted, Compact Ducted | 24600 | 14500 | 2.8 | 27910 | 2.01
KEEPRITE | Performance Series | 207643085 | HMSV-A-CB | DLCMHBH48EAK |  | Multizone Mix of Ducted and Non-Ducted | 49000 | 31000 | 2.65 | 48000 | 1.9
KEEPRITE | Performance Series | 207643075 | HMSV-A-CB | DLCMHBH24CAK |  | Multizone All Ducted | 24000 | 18500 | 2.85 | 21500 | 1.95
KEEPRITE | PROCOMFORT DELUXE 18 VS HP 2-STAGE | 210458485 | HRCU-A-CB | CVH837GKA2*+TSTAT | EA*4X37L21A* | Singlezone Ducted, Centrally Ducted | 47500 | 30800 | 2.52 | 24400 | 1.98
KEEPRITE | PROCOMFORT DELUXE 18 VS HP 2-STAGE | 210459742 | HRCU-A-CB | CVH837GKA2*+TSTAT | EA*4X43L21A* | Singlezone Ducted, Centrally Ducted | 47500 | 30800 | 2.52 | 24400 | 1.98
KEEPRITE | PROCOMFORT DELUXE 18 VS HP | 206771277 | HRCU-A-CB | CVH837GKA2* | EA*4X37L21A*+WALLCON | Singlezone Ducted, Centrally Ducted | 33000 | 31800 | 2.52 | 28000 | 2.2
KEEPRITE | PROCOMFORT DELUXE 18 VS HP | 206771331 | HRCU-A-CB | CVH837GKA2* | EA*4X37L21A*+WALLCON | Singlezone Ducted, Centrally Ducted | 32800 | 31800 | 2.54 | 28000 | 2.22
KEEPRITE | PROCOMFORT DELUXE 18 VS HP | 206771349 | HRCU-A-CB | CVH837GKA2* | EA*4X37L21A*+WALLCON | Singlezone Ducted, Centrally Ducted | 32800 | 31800 | 2.54 | 28000 | 2.22
KEEPRITE | PROCOMFORT DELUXE 18 VS HP | 206771358 | HRCU-A-CB | CVH837GKA2* | EA*4X37L21A*+WALLCON | Singlezone Ducted, Centrally Ducted | 32800 | 31800 | 2.54 | 27800 | 2.22
KEEPRITE | PROCOMFORT DELUXE 18 VS HP | 206771628 | HRCU-A-CB | CVH837GKA2* | EA*4X43L21A*+WALLCON | Singlezone Ducted, Centrally Ducted | 33000 | 32000 | 2.52 | 28000 | 2.2
KEEPRITE | PROCOMFORT DELUXE 18 VS HP | 206771646 | HRCU-A-CB | CVH837GKA2* | EA*4X43L21A*+WALLCON | Singlezone Ducted, Centrally Ducted | 32800 | 31800 | 2.54 | 28000 | 2.2
KEEPRITE | PROCOMFORT DELUXE 18 VS HP | 206771700 | HRCU-A-CB | CVH837GKA2* | EA*4X43L21A*+WALLCON | Singlezone Ducted, Centrally Ducted | 32800 | 31800 | 2.54 | 27800 | 2.22
KEEPRITE | PROCOMFORT DELUXE 18 VS HP | 206771718 | HRCU-A-CB | CVH837GKA2* | EA*4X43L21A*+WALLCON | Singlezone Ducted, Centrally Ducted | 32800 | 31800 | 2.54 | 27800 | 2.22
KEEPRITE | PROCOMFORT DELUXE 18 VS HP | 206771727 | HRCU-A-CB | CVH837GKA2* | EA*4X43L21A*+WALLCON | Singlezone Ducted, Centrally Ducted | 32800 | 31800 | 2.56 | 27800 | 2.22
KEEPRITE | PROCOMFORT DELUXE 18 VS HP | 206771781 | HRCU-A-CB | CVH837GKA2* | EA*4X48L21A*+WALLCON | Singlezone Ducted, Centrally Ducted | 32600 | 31400 | 2.52 | 27800 | 2.2
KEEPRITE | PROCOMFORT DELUXE 18 VS HP | 206771835 | HRCU-A-CB | CVH837GKA2* | EA*4X48L21A*+WALLCON | Singlezone Ducted, Centrally Ducted | 32400 | 31400 | 2.52 | 27600 | 2.2
KEEPRITE | PROCOMFORT DELUXE 18 VS HP | 206771853 | HRCU-A-CB | CVH837GKA2* | EA*4X48L21A*+WALLCON | Singlezone Ducted, Centrally Ducted | 32400 | 31400 | 2.52 | 27600 | 2.2
KEEPRITE | PROCOMFORT DELUXE 18 VS HP | 206771862 | HRCU-A-CB | CVH837GKA2* | EA*4X48L21A*+WALLCON | Singlezone Ducted, Centrally Ducted | 32400 | 31400 | 2.52 | 27600 | 2.2
KEEPRITE | PROCOMFORT DELUXE 18 VS HP | 206771898 | HRCU-A-CB | CVH837GKA2* | EA*4X48L24A*+WALLCON | Singlezone Ducted, Centrally Ducted | 32400 | 31400 | 2.52 | 27600 | 2.2
KEEPRITE | PROCOMFORT DELUXE 18 VS HP | 206771907 | HRCU-A-CB | CVH837GKA2* | EA*4X48L24A*+WALLCON | Singlezone Ducted, Centrally Ducted | 32400 | 31400 | 2.54 | 27600 | 2.22
KEEPRITE | PROCOMFORT DELUXE 18 VS HP | 206771916 | HRCU-A-CB | CVH837GKA2* | EA*4X48L24A*+WALLCON | Singlezone Ducted, Centrally Ducted | 32400 | 31400 | 2.54 | 27600 | 2.22
KEEPRITE | PROCOMFORT DELUXE 18 VS HP | 206771934 | HRCU-A-CB | CVH837GKA2* | EA*4X48L24A*+WALLCON | Singlezone Ducted, Centrally Ducted | 32400 | 31400 | 2.52 | 27600 | 2.22
KEEPRITE | PROCOMFORT DELUXE 18 VS HP | 206771943 | HRCU-A-CB | CVH837GKA2* | EA*4X48L24A*+WALLCON | Singlezone Ducted, Centrally Ducted | 32600 | 31400 | 2.52 | 27800 | 2.2
KEEPRITE | PROCOMFORT DELUXE 18 VS HP | 206771961 | HRCU-A-CB | CVH837GKA2* | EA*4X48L24A*+WALLCON | Singlezone Ducted, Centrally Ducted | 32400 | 31400 | 2.52 | 27600 | 2.22
KEEPRITE | PROCOMFORT DELUXE 18 VS HP | 210470272 | HRCU-A-CB | CVH837GKA2* | EA*4X60L24A*+WALLCON | Singlezone Ducted, Centrally Ducted | 31800 | 31000 | 2.5 | 27400 | 2.2
KEEPRITE | Performance Series | 207643083 | HMSR-A-CB-O | DLCMHBH48EAK |  | Multizone All Non-Ducted | 48000 | 34000 | 2.83 | 48000 | 2
KEEPRITE | PROCOMFORT DELUXE 18 VS HP | 210470283 | HRCU-A-CB | CVH837GKA2* | EA*4X60L24A*+WALLCON | Singlezone Ducted, Centrally Ducted | 31800 | 31000 | 2.52 | 27400 | 2.22
KEEPRITE | PROCOMFORT DELUXE 18 VS HP | 210470294 | HRCU-A-CB | CVH837GKA2* | EA*4X60L24A*+WALLCON | Singlezone Ducted, Centrally Ducted | 31800 | 31000 | 2.52 | 27400 | 2.22
KEEPRITE | Performance Series | 207643077 | HMSR-A-CB-O | DLCMHBH30DAK |  | Multizone All Non-Ducted | 30000 | 18500 | 2.98 | 29400 | 1.9
KEEPRITE | PROCOMFORT DELUXE 18 VS HP | 210470316 | HRCU-A-CB | CVH837GKA2* | EA*4X60L24A*+WALLCON | Singlezone Ducted, Centrally Ducted | 31800 | 31000 | 2.52 | 27400 | 2.22
KEEPRITE | PROCOMFORT DELUXE 18 VS HP | 210470327 | HRCU-A-CB | CVH837GKA2* | EA*4X60L24A*+WALLCON | Singlezone Ducted, Centrally Ducted | 32000 | 31200 | 2.5 | 27600 | 2.2
KEEPRITE | PROCOMFORT DELUXE 18 VS HP | 210470349 | HRCU-A-CB | CVH837GKA2* | EA*4X60L24A*+WALLCON | Singlezone Ducted, Centrally Ducted | 31800 | 31000 | 2.52 | 27400 | 2.22
KEEPRITE | PROCOMFORT DELUXE 18 VS HP | 210470437 | HRCU-A-CB | CVH837GKA2* | EA*4X61L21A*+WALLCON | Singlezone Ducted, Centrally Ducted | 32200 | 31400 | 2.5 | 27800 | 2.2
KEEPRITE | PROCOMFORT DELUXE 18 VS HP | 210470448 | HRCU-A-CB | CVH837GKA2* | EA*4X61L21A*+WALLCON | Singlezone Ducted, Centrally Ducted | 32000 | 31200 | 2.52 | 27600 | 2.22
KEEPRITE | PROCOMFORT DELUXE 18 VS HP | 210470470 | HRCU-A-CB | CVH837GKA2* | EA*4X61L21A*+WALLCON | Singlezone Ducted, Centrally Ducted | 32000 | 31200 | 2.52 | 27600 | 2.22
KEEPRITE | PROCOMFORT DELUXE 18 VS HP | 210470492 | HRCU-A-CB | CVH837GKA2* | EA*4X61L21A*+WALLCON | Singlezone Ducted, Centrally Ducted | 32000 | 31200 | 2.52 | 27600 | 2.22
KEEPRITE | PROCOMFORT DELUXE 18 VS HP | 210470503 | HRCU-A-CB | CVH837GKA2* | EA*4X61L21A*+WALLCON | Singlezone Ducted, Centrally Ducted | 32000 | 31200 | 2.54 | 27600 | 2.22
KEEPRITE | PROCOMFORT DELUXE 18 VS HP | 210470558 | HRCU-A-CB | CVH837GKA2* | EA*4X61L24A*+WALLCON | Singlezone Ducted, Centrally Ducted | 32000 | 31200 | 2.52 | 27600 | 2.22
KEEPRITE | PROCOMFORT DELUXE 18 VS HP | 210470569 | HRCU-A-CB | CVH837GKA2* | EA*4X61L24A*+WALLCON | Singlezone Ducted, Centrally Ducted | 32000 | 31200 | 2.54 | 27400 | 2.24
KEEPRITE | PROCOMFORT DELUXE 18 VS HP | 210470580 | HRCU-A-CB | CVH837GKA2* | EA*4X61L24A*+WALLCON | Singlezone Ducted, Centrally Ducted | 32000 | 31200 | 2.54 | 27600 | 2.22
KEEPRITE | PROCOMFORT DELUXE 18 VS HP | 210470602 | HRCU-A-CB | CVH837GKA2* | EA*4X61L24A*+WALLCON | Singlezone Ducted, Centrally Ducted | 32000 | 31200 | 2.54 | 27600 | 2.22
KEEPRITE | PROCOMFORT DELUXE 18 VS HP | 210470613 | HRCU-A-CB | CVH837GKA2* | EA*4X61L24A*+WALLCON | Singlezone Ducted, Centrally Ducted | 32000 | 31200 | 2.52 | 27600 | 2.22
KEEPRITE | PROCOMFORT DELUXE 18 VS HP | 210470635 | HRCU-A-CB | CVH837GKA2* | EA*4X61L24A*+WALLCON | Singlezone Ducted, Centrally Ducted | 32000 | 31200 | 2.54 | 27600 | 2.22
KEEPRITE | PROCOMFORT DELUXE 18 VS HP | 206766038 | HRCU-A-CB | CVH825GKA3* | EA*4X37L21A*+WALLCON | Singlezone Ducted, Centrally Ducted | 21000 | 20400 | 2.54 | 18100 | 2.24
KEEPRITE | PROCOMFORT DELUXE 18 VS HP | 210473245 | HRCU-A-CB | CVH825GKA3* | EA*4X43L21A*+WALLCON | Singlezone Ducted, Centrally Ducted | 21000 | 20400 | 2.54 | 18100 | 2.24
KEEPRITE | PROCOMFORT DELUXE 18 VS HP 2-STAGE | 210465008 | HRCU-A-CB | CVH837GKA2*+TSTAT | EN(A,D,W)4X60L24** | Singlezone Ducted, Centrally Ducted | 47000 | 30600 | 2.5 | 24000 | 1.96
KEEPRITE | PROCOMFORT DELUXE 18 VS HP 2-STAGE | 210464820 | HRCU-A-CB | CVH837GKA2*+TSTAT | EN(A,D)4X48L24** | Singlezone Ducted, Centrally Ducted | 48000 | 31000 | 2.5 | 24400 | 1.94
KEEPRITE | PROCOMFORT DELUXE 18 VS HP 2-STAGE | 210464685 | HRCU-A-CB | CVH837GKA2*+TSTAT | EN(A,D)4X48L24** | Singlezone Ducted, Centrally Ducted | 47500 | 30600 | 2.5 | 24200 | 1.94
KEEPRITE | PROCOMFORT DELUXE 18 VS HP 2-STAGE | 210464619 | HRCU-A-CB | CVH837GKA2*+TSTAT | EN(A,D)4X48L24** | Singlezone Ducted, Centrally Ducted | 47500 | 30800 | 2.5 | 24200 | 1.96
KEEPRITE | PROCOMFORT DELUXE 18 VS HP 2-STAGE | 210464607 | HRCU-A-CB | CVH837GKA2*+TSTAT | EN(A,D)4X48L24** | Singlezone Ducted, Centrally Ducted | 48000 | 31000 | 2.5 | 24400 | 1.96
KEEPRITE | PROCOMFORT DELUXE 18 VS HP 2-STAGE | 210464464 | HRCU-A-CB | CVH837GKA2*+TSTAT | EN(A,D,W)4X48L21** | Singlezone Ducted, Centrally Ducted | 48000 | 31000 | 2.5 | 24400 | 1.94
KEEPRITE | PROCOMFORT DELUXE 18 VS HP 2-STAGE | 210464309 | HRCU-A-CB | CVH837GKA2*+TSTAT | EN(A,D,W)4X48L21** | Singlezone Ducted, Centrally Ducted | 48000 | 31000 | 2.5 | 24400 | 1.94
KEEPRITE | PROCOMFORT DELUXE 18 VS HP 2-STAGE | 210464174 | HRCU-A-CB | CVH837GKA2*+TSTAT | EN(A,D,W)4X48L21** | Singlezone Ducted, Centrally Ducted | 47500 | 30800 | 2.5 | 24200 | 1.96
KEEPRITE | PROCOMFORT DELUXE 18 VS HP 2-STAGE | 210462021 | HRCU-A-CB | CVH837GKA2*+TSTAT | EA*4X61L24A* | Singlezone Ducted, Centrally Ducted | 47000 | 30800 | 2.52 | 24400 | 1.98
KEEPRITE | PROCOMFORT DELUXE 18 VS HP 2-STAGE | 210461966 | HRCU-A-CB | CVH837GKA2*+TSTAT | EA*4X61L24A* | Singlezone Ducted, Centrally Ducted | 47000 | 30600 | 2.5 | 24400 | 1.98
KEEPRITE | PROCOMFORT DELUXE 18 VS HP 2-STAGE | 210461842 | HRCU-A-CB | CVH837GKA2*+TSTAT | EA*4X61L24A* | Singlezone Ducted, Centrally Ducted | 47000 | 30600 | 2.5 | 24400 | 1.98
KEEPRITE | PROCOMFORT DELUXE 18 VS HP 2-STAGE | 210461831 | HRCU-A-CB | CVH837GKA2*+TSTAT | EA*4X61L24A* | Singlezone Ducted, Centrally Ducted | 46500 | 30400 | 2.5 | 24000 | 1.96
KEEPRITE | PROCOMFORT DELUXE 18 VS HP 2-STAGE | 210461809 | HRCU-A-CB | CVH837GKA2*+TSTAT | EA*4X61L24A* | Singlezone Ducted, Centrally Ducted | 47000 | 30600 | 2.5 | 24400 | 1.98
KEEPRITE | PROCOMFORT DELUXE 18 VS HP 2-STAGE | 210461798 | HRCU-A-CB | CVH837GKA2*+TSTAT | EA*4X61L24A* | Singlezone Ducted, Centrally Ducted | 47000 | 30600 | 2.5 | 24400 | 1.96
KEEPRITE | PROCOMFORT DELUXE 18 VS HP 2-STAGE | 210461765 | HRCU-A-CB | CVH837GKA2*+TSTAT | EA*4X61L24A* | Singlezone Ducted, Centrally Ducted | 46500 | 30400 | 2.5 | 24200 | 1.98
KEEPRITE | PROCOMFORT DELUXE 18 VS HP 2-STAGE | 210461753 | HRCU-A-CB | CVH837GKA2*+TSTAT | EA*4X61L24A* | Singlezone Ducted, Centrally Ducted | 46500 | 30600 | 2.5 | 24200 | 1.98
KEEPRITE | PROCOMFORT DELUXE 18 VS HP 2-STAGE | 210461455 | HRCU-A-CB | CVH837GKA2*+TSTAT | EA*4X61L21A* | Singlezone Ducted, Centrally Ducted | 46500 | 30600 | 2.5 | 24400 | 1.96
KEEPRITE | PROCOMFORT DELUXE 18 VS HP 2-STAGE | 210461432 | HRCU-A-CB | CVH837GKA2*+TSTAT | EA*4X61L21A* | Singlezone Ducted, Centrally Ducted | 47000 | 30600 | 2.5 | 24400 | 1.98
KEEPRITE | PROCOMFORT DELUXE 18 VS HP 2-STAGE | 210461419 | HRCU-A-CB | CVH837GKA2*+TSTAT | EA*4X61L21A* | Singlezone Ducted, Centrally Ducted | 47000 | 30600 | 2.5 | 24400 | 1.98
KEEPRITE | PROCOMFORT DELUXE 18 VS HP 2-STAGE | 210461331 | HRCU-A-CB | CVH837GKA2*+TSTAT | EA*4X61L21A* | Singlezone Ducted, Centrally Ducted | 46500 | 30400 | 2.5 | 24200 | 1.96
KEEPRITE |  | 209852080 | HRCU-A-CB | DLCURAH18ABK | DLFUAAH18XAK | Singlezone Ducted, Centrally Ducted | 19000 | 13500 | 2.5 | 18000 | 2
KEEPRITE | ProComfort | 207826602 | HMSV-A-CB | DLCSRBH24AAK | DLFSABH24XBK | Singlezone Ducted, Centrally Ducted | 26000 | 16200 | 2.79 | 21517 | 1.95
KEEPRITE | High Tier | 202463650 | HRCU-A-CB-O | DLCPRAH18AAK | DLFPHAH18XAK | Singlezone Non-Ducted, Wall Placement | 18000 | 12300 | 3.19 | 18000 | 2
KENMORE | DLC-series | 208447740 | HRCU-A-CB-O | DLCERBH09AAK | DLFEHBH09XAK | Singlezone Non-Ducted, Wall Placement | 10000 | 6000 | 2.51 | 6933 | 1.97
KENMORE | DLC-series | 208447660 | HRCU-A-CB-O | DLCSRBH12AAJ | DLFSHCH12XAJ | Singlezone Non-Ducted, Wall Placement | 12000 | 8400 | 2.8 | 7094 | 2.19
KENMORE | DLC-series | 208447657 | HRCU-A-CB-O | DLCSRBH09AAK | DLFSHCH09XAK | Singlezone Non-Ducted, Wall Placement | 12000 | 9500 | 2.53 | 11109 | 1.97
KENMORE | DLC-series | 208447661 | HRCU-A-CB-O | DLCSRBH06AAK | DLFSHCH06XAK | Singlezone Non-Ducted, Wall Placement | 7000 | 8500 | 2.9 | 8581 | 2.19
KENMORE | DLC-series | 207683362 | HRCU-A-CB-O | DLCSRBH24AAK | DLFSCBH24XAK | Singlezone Non-Ducted, Wall Placement | 25000 | 21000 | 2.64 | 26000 | 1.95
KENMORE | DLC-series | 209948196 | HRCU-A-CB-O | DLCSRBH12AAK | DLFSFBH12XAK | Singlezone Non-Ducted, Wall Placement | 12000 | 10200 | 2.72 | 12300 | 2.1
KENMORE | DLC-series | 211132732 | HRCU-A-CB | DLCSRBH24AAK | DLFSDAH24XHK | Singlezone Ducted, Compact Ducted | 25000 | 21000 | 2.75 | 24000 | 2
KENMORE | DLC-series | 211132694 | HRCU-A-CB | DLCSRBH18AAK | DLFSDAH18XHK | Singlezone Ducted, Compact Ducted | 19000 | 15700 | 2.6 | 18000 | 2.2
KENMORE | DLC-series | 210857446 | HRCU-A-CB-O | DLCSRBH06AAK | DLFSOAH09XAK | Singlezone Non-Ducted, Ceiling Placement | 7100 | 5700 | 2.61 | 8500 | 2.03
KENMORE | Dlseries | 210025746 | HRCU-A-CB | DLCURAH60ABK | DLFUAAH60XAK | Singlezone Ducted, Centrally Ducted | 59000 | 42000 | 2.6 | 54356 | 1.91
KENMORE | DL series | 213372156 | HRCU-A-C | DLCURAH18ABK | DLFULAH24XBX + CI | Singlezone Ducted, Centrally Ducted | 19000 | 14700 | 2.6 | 15000 | 2.2
KENMORE | DLC-series | 206361895 | HRCU-A-CB-O | DLCSRBH12AAK | DLFSHBH12XAK | Singlezone Non-Ducted, Wall Placement | 12000 | 10300 | 2.56 | 12113 | 1.9
KENMORE | DLC-series | 206361893 | HRCU-A-CB-O | DLCSRBH12AAJ | DLFSHBH12XAJ | Singlezone Non-Ducted, Wall Placement | 12000 | 8900 | 2.75 | 6858 | 2.07
KENMORE | DLC-series | 207188920 | HRCU-A-CB-O | DLCSRBH06AAK | DLFSHBH06XAK | Singlezone Non-Ducted, Wall Placement | 7000 | 7500 | 2.5 | 7200 | 1.92
KENMORE | DELUXE 18 VS HP | 206998360 | HRCU-A-CB | (C,H,T)VH825GKA3* | EA*4X37L21A*+WALLCON | Singlezone Ducted, Centrally Ducted | 21000 | 20400 | 2.54 | 16500 | 2.04
KENMORE | DELUXE 18 VS HP | 210595718 | HRCU-A-CB | (C,H,T)VH825GKA2* | EN(A,D,W)4X48L21**+WALLCON | Singlezone Ducted, Centrally Ducted | 21200 | 20600 | 2.54 | 16500 | 2.02
KENMORE | DELUXE 18 VS HP | 210595612 | HRCU-A-CB | (C,H,T)VH825GKA2* | EA*4X43L21A*+WALLCON | Singlezone Ducted, Centrally Ducted | 21000 | 20400 | 2.54 | 16500 | 2.04
KENMORE | DELUXE 18 VS HP | 205750733 | HRCU-A-CB | (C,H,T)VH825GKA2* | EA*4X37L21A*+WALLCON | Singlezone Ducted, Centrally Ducted | 21000 | 20400 | 2.54 | 16500 | 2.04
KENMORE |  | 201835749 | HRCU-A-CB-O | DLCPRAH09AAK | DLFPHAH09XAK | Singlezone Non-Ducted, Wall Placement | 10000 | 7200 | 2.78 | 13047 | 1.97
KENMORE | High Tier | 202463653 | HRCU-A-CB-O | DLCPRAH24AAK | DLFPHAH24XAK | Singlezone Non-Ducted, Wall Placement | 24000 | 15450 | 3 | 24000 | 2
KENMORE | Mid-Tier | 206350446 | HRCU-A-CB | DLCSRBH24AAK | DLFSDAH24XAK | Singlezone Ducted, Compact Ducted | 24600 | 14500 | 2.8 | 27910 | 2.01
KENMORE | Performance Series | 207643106 | HMSV-A-CB | DLCMHBH48EAK |  | Multizone Mix of Ducted and Non-Ducted | 49000 | 31000 | 2.65 | 48000 | 1.9
KENMORE | Performance Series | 207643096 | HMSV-A-CB | DLCMHBH24CAK |  | Multizone All Ducted | 24000 | 18500 | 2.85 | 21500 | 1.95
KENMORE | DELUXE 18 VS HP 2-STAGE | 210458486 | HRCU-A-CB | (C,H,T)VH837GKA2*+TSTAT | EA*4X37L21A* | Singlezone Ducted, Centrally Ducted | 47500 | 30800 | 2.52 | 24400 | 1.98
KENMORE | DELUXE 18 VS HP 2-STAGE | 210459743 | HRCU-A-CB | (C,H,T)VH837GKA2*+TSTAT | EA*4X43L21A* | Singlezone Ducted, Centrally Ducted | 47500 | 30800 | 2.52 | 24400 | 1.98
KENMORE | DELUXE 18 VS HP 2-STAGE | 210461332 | HRCU-A-CB | (C,H,T)VH837GKA2*+TSTAT | EA*4X61L21A* | Singlezone Ducted, Centrally Ducted | 46500 | 30400 | 2.5 | 24200 | 1.96
KENMORE | DELUXE 18 VS HP 2-STAGE | 210461420 | HRCU-A-CB | (C,H,T)VH837GKA2*+TSTAT | EA*4X61L21A* | Singlezone Ducted, Centrally Ducted | 47000 | 30600 | 2.5 | 24400 | 1.98
KENMORE | DELUXE 18 VS HP 2-STAGE | 210461433 | HRCU-A-CB | (C,H,T)VH837GKA2*+TSTAT | EA*4X61L21A* | Singlezone Ducted, Centrally Ducted | 47000 | 30600 | 2.5 | 24400 | 1.98
KENMORE | DELUXE 18 VS HP 2-STAGE | 210461456 | HRCU-A-CB | (C,H,T)VH837GKA2*+TSTAT | EA*4X61L21A* | Singlezone Ducted, Centrally Ducted | 46500 | 30600 | 2.5 | 24400 | 1.96
KENMORE | DELUXE 18 VS HP 2-STAGE | 210461754 | HRCU-A-CB | (C,H,T)VH837GKA2*+TSTAT | EA*4X61L24A* | Singlezone Ducted, Centrally Ducted | 46500 | 30600 | 2.5 | 24200 | 1.98
KENMORE | DELUXE 18 VS HP 2-STAGE | 210461766 | HRCU-A-CB | (C,H,T)VH837GKA2*+TSTAT | EA*4X61L24A* | Singlezone Ducted, Centrally Ducted | 46500 | 30400 | 2.5 | 24200 | 1.98
KENMORE | DELUXE 18 VS HP 2-STAGE | 210461799 | HRCU-A-CB | (C,H,T)VH837GKA2*+TSTAT | EA*4X61L24A* | Singlezone Ducted, Centrally Ducted | 47000 | 30600 | 2.5 | 24400 | 1.96
KENMORE | DELUXE 18 VS HP 2-STAGE | 210461810 | HRCU-A-CB | (C,H,T)VH837GKA2*+TSTAT | EA*4X61L24A* | Singlezone Ducted, Centrally Ducted | 47000 | 30600 | 2.5 | 24400 | 1.98
KENMORE | DELUXE 18 VS HP 2-STAGE | 210461832 | HRCU-A-CB | (C,H,T)VH837GKA2*+TSTAT | EA*4X61L24A* | Singlezone Ducted, Centrally Ducted | 46500 | 30400 | 2.5 | 24000 | 1.96
KENMORE | DELUXE 18 VS HP 2-STAGE | 210461843 | HRCU-A-CB | (C,H,T)VH837GKA2*+TSTAT | EA*4X61L24A* | Singlezone Ducted, Centrally Ducted | 47000 | 30600 | 2.5 | 24400 | 1.98
KENMORE | DELUXE 18 VS HP 2-STAGE | 210461967 | HRCU-A-CB | (C,H,T)VH837GKA2*+TSTAT | EA*4X61L24A* | Singlezone Ducted, Centrally Ducted | 47000 | 30600 | 2.5 | 24400 | 1.98
KENMORE | DELUXE 18 VS HP 2-STAGE | 210462022 | HRCU-A-CB | (C,H,T)VH837GKA2*+TSTAT | EA*4X61L24A* | Singlezone Ducted, Centrally Ducted | 47000 | 30800 | 2.52 | 24400 | 1.98
KENMORE | DELUXE 18 VS HP 2-STAGE | 210464175 | HRCU-A-CB | (C,H,T)VH837GKA2*+TSTAT | EN(A,D,W)4X48L21** | Singlezone Ducted, Centrally Ducted | 47500 | 30800 | 2.5 | 24200 | 1.96
KENMORE | DELUXE 18 VS HP 2-STAGE | 210464310 | HRCU-A-CB | (C,H,T)VH837GKA2*+TSTAT | EN(A,D,W)4X48L21** | Singlezone Ducted, Centrally Ducted | 48000 | 31000 | 2.5 | 24400 | 1.94
KENMORE | DELUXE 18 VS HP 2-STAGE | 210464465 | HRCU-A-CB | (C,H,T)VH837GKA2*+TSTAT | EN(A,D,W)4X48L21** | Singlezone Ducted, Centrally Ducted | 48000 | 31000 | 2.5 | 24400 | 1.94
KENMORE | DELUXE 18 VS HP 2-STAGE | 210464608 | HRCU-A-CB | (C,H,T)VH837GKA2*+TSTAT | EN(A,D)4X48L24** | Singlezone Ducted, Centrally Ducted | 48000 | 31000 | 2.5 | 24400 | 1.96
KENMORE | DELUXE 18 VS HP 2-STAGE | 210464620 | HRCU-A-CB | (C,H,T)VH837GKA2*+TSTAT | EN(A,D)4X48L24** | Singlezone Ducted, Centrally Ducted | 47500 | 30800 | 2.5 | 24200 | 1.96
KENMORE | DELUXE 18 VS HP 2-STAGE | 210464686 | HRCU-A-CB | (C,H,T)VH837GKA2*+TSTAT | EN(A,D)4X48L24** | Singlezone Ducted, Centrally Ducted | 47500 | 30600 | 2.5 | 24200 | 1.94
KENMORE | DELUXE 18 VS HP 2-STAGE | 210464821 | HRCU-A-CB | (C,H,T)VH837GKA2*+TSTAT | EN(A,D)4X48L24** | Singlezone Ducted, Centrally Ducted | 48000 | 31000 | 2.5 | 24400 | 1.94
KENMORE | DELUXE 18 VS HP 2-STAGE | 210465009 | HRCU-A-CB | (C,H,T)VH837GKA2*+TSTAT | EN(A,D,W)4X60L24** | Singlezone Ducted, Centrally Ducted | 47000 | 30600 | 2.5 | 24000 | 1.96
KENMORE | DELUXE 18 VS HP 2-STAGE | 210468213 | HRCU-A-CB | (C,H,T)VH837GKA2*+TSTAT | EHD4X60AAL | Singlezone Ducted, Centrally Ducted | 47000 | 30600 | 2.52 | 24200 | 1.98
KENMORE | DELUXE 18 VS HP 2-STAGE | 210468323 | HRCU-A-CB | (C,H,T)VH837GKA2*+TSTAT | EHD4X60AAL | Singlezone Ducted, Centrally Ducted | 46500 | 30400 | 2.5 | 24200 | 1.98
KENMORE | DELUXE 18 VS HP | 206997659 | HRCU-A-CB | (C,H,T)VH837GKA2* | EA*4X37L21A*+WALLCON | Singlezone Ducted, Centrally Ducted | 33000 | 31800 | 2.52 | 28000 | 2.2
KENMORE | DELUXE 18 VS HP | 206997665 | HRCU-A-CB | (C,H,T)VH837GKA2* | EA*4X37L21A*+WALLCON | Singlezone Ducted, Centrally Ducted | 32800 | 31800 | 2.54 | 28000 | 2.22
KENMORE | DELUXE 18 VS HP | 206997667 | HRCU-A-CB | (C,H,T)VH837GKA2* | EA*4X37L21A*+WALLCON | Singlezone Ducted, Centrally Ducted | 32800 | 31800 | 2.54 | 28000 | 2.22
KENMORE | DELUXE 18 VS HP | 206997668 | HRCU-A-CB | (C,H,T)VH837GKA2* | EA*4X37L21A*+WALLCON | Singlezone Ducted, Centrally Ducted | 32800 | 31800 | 2.54 | 27800 | 2.22
KENMORE | DELUXE 18 VS HP | 206997698 | HRCU-A-CB | (C,H,T)VH837GKA2* | EA*4X43L21A*+WALLCON | Singlezone Ducted, Centrally Ducted | 33000 | 32000 | 2.52 | 28000 | 2.2
KENMORE | DELUXE 18 VS HP | 206997700 | HRCU-A-CB | (C,H,T)VH837GKA2* | EA*4X43L21A*+WALLCON | Singlezone Ducted, Centrally Ducted | 32800 | 31800 | 2.54 | 28000 | 2.2
KENMORE | DELUXE 18 VS HP | 206997706 | HRCU-A-CB | (C,H,T)VH837GKA2* | EA*4X43L21A*+WALLCON | Singlezone Ducted, Centrally Ducted | 32800 | 31800 | 2.54 | 27800 | 2.22
KENMORE | DELUXE 18 VS HP | 206997708 | HRCU-A-CB | (C,H,T)VH837GKA2* | EA*4X43L21A*+WALLCON | Singlezone Ducted, Centrally Ducted | 32800 | 31800 | 2.54 | 27800 | 2.22
KENMORE | DELUXE 18 VS HP | 206997709 | HRCU-A-CB | (C,H,T)VH837GKA2* | EA*4X43L21A*+WALLCON | Singlezone Ducted, Centrally Ducted | 32800 | 31800 | 2.56 | 27800 | 2.22
KENMORE | DELUXE 18 VS HP | 206997715 | HRCU-A-CB | (C,H,T)VH837GKA2* | EA*4X48L21A*+WALLCON | Singlezone Ducted, Centrally Ducted | 32600 | 31400 | 2.52 | 27800 | 2.2
KENMORE | DELUXE 18 VS HP | 206997721 | HRCU-A-CB | (C,H,T)VH837GKA2* | EA*4X48L21A*+WALLCON | Singlezone Ducted, Centrally Ducted | 32400 | 31400 | 2.52 | 27600 | 2.2
KENMORE | DELUXE 18 VS HP | 206997723 | HRCU-A-CB | (C,H,T)VH837GKA2* | EA*4X48L21A*+WALLCON | Singlezone Ducted, Centrally Ducted | 32400 | 31400 | 2.52 | 27600 | 2.2
KENMORE | DELUXE 18 VS HP | 206997724 | HRCU-A-CB | (C,H,T)VH837GKA2* | EA*4X48L21A*+WALLCON | Singlezone Ducted, Centrally Ducted | 32400 | 31400 | 2.52 | 27600 | 2.2
KENMORE | DELUXE 18 VS HP | 206997728 | HRCU-A-CB | (C,H,T)VH837GKA2* | EA*4X48L24A*+WALLCON | Singlezone Ducted, Centrally Ducted | 32400 | 31400 | 2.52 | 27600 | 2.2
KENMORE | DELUXE 18 VS HP | 206997729 | HRCU-A-CB | (C,H,T)VH837GKA2* | EA*4X48L24A*+WALLCON | Singlezone Ducted, Centrally Ducted | 32400 | 31400 | 2.54 | 27600 | 2.22
KENMORE | DELUXE 18 VS HP | 206997730 | HRCU-A-CB | (C,H,T)VH837GKA2* | EA*4X48L24A*+WALLCON | Singlezone Ducted, Centrally Ducted | 32400 | 31400 | 2.54 | 27600 | 2.22
KENMORE | DELUXE 18 VS HP | 206997732 | HRCU-A-CB | (C,H,T)VH837GKA2* | EA*4X48L24A*+WALLCON | Singlezone Ducted, Centrally Ducted | 32400 | 31400 | 2.52 | 27600 | 2.22
KENMORE | DELUXE 18 VS HP | 206997733 | HRCU-A-CB | (C,H,T)VH837GKA2* | EA*4X48L24A*+WALLCON | Singlezone Ducted, Centrally Ducted | 32600 | 31400 | 2.52 | 27800 | 2.2
KENMORE | DELUXE 18 VS HP | 206997735 | HRCU-A-CB | (C,H,T)VH837GKA2* | EA*4X48L24A*+WALLCON | Singlezone Ducted, Centrally Ducted | 32400 | 31400 | 2.52 | 27600 | 2.22
KENMORE | DELUXE 18 VS HP | 210470273 | HRCU-A-CB | (C,H,T)VH837GKA2* | EA*4X60L24A*+WALLCON | Singlezone Ducted, Centrally Ducted | 31800 | 31000 | 2.5 | 27400 | 2.2
KENMORE | DELUXE 18 VS HP | 210470284 | HRCU-A-CB | (C,H,T)VH837GKA2* | EA*4X60L24A*+WALLCON | Singlezone Ducted, Centrally Ducted | 31800 | 31000 | 2.52 | 27400 | 2.22
KENMORE | DELUXE 18 VS HP | 210470295 | HRCU-A-CB | (C,H,T)VH837GKA2* | EA*4X60L24A*+WALLCON | Singlezone Ducted, Centrally Ducted | 31800 | 31000 | 2.52 | 27400 | 2.22
KENMORE | DELUXE 18 VS HP | 210470317 | HRCU-A-CB | (C,H,T)VH837GKA2* | EA*4X60L24A*+WALLCON | Singlezone Ducted, Centrally Ducted | 31800 | 31000 | 2.52 | 27400 | 2.22
KENMORE | DELUXE 18 VS HP | 210470328 | HRCU-A-CB | (C,H,T)VH837GKA2* | EA*4X60L24A*+WALLCON | Singlezone Ducted, Centrally Ducted | 32000 | 31200 | 2.5 | 27600 | 2.2
KENMORE | DELUXE 18 VS HP | 210470350 | HRCU-A-CB | (C,H,T)VH837GKA2* | EA*4X60L24A*+WALLCON | Singlezone Ducted, Centrally Ducted | 31800 | 31000 | 2.52 | 27400 | 2.22
KENMORE | DELUXE 18 VS HP | 210470438 | HRCU-A-CB | (C,H,T)VH837GKA2* | EA*4X61L21A*+WALLCON | Singlezone Ducted, Centrally Ducted | 32200 | 31400 | 2.5 | 27800 | 2.2
KENMORE | DELUXE 18 VS HP | 210470449 | HRCU-A-CB | (C,H,T)VH837GKA2* | EA*4X61L21A*+WALLCON | Singlezone Ducted, Centrally Ducted | 32000 | 31200 | 2.52 | 27600 | 2.22
KENMORE | DELUXE 18 VS HP | 210470471 | HRCU-A-CB | (C,H,T)VH837GKA2* | EA*4X61L21A*+WALLCON | Singlezone Ducted, Centrally Ducted | 32000 | 31200 | 2.52 | 27600 | 2.22
KENMORE | DELUXE 18 VS HP | 210470493 | HRCU-A-CB | (C,H,T)VH837GKA2* | EA*4X61L21A*+WALLCON | Singlezone Ducted, Centrally Ducted | 32000 | 31200 | 2.52 | 27600 | 2.22
KENMORE | DELUXE 18 VS HP | 210470504 | HRCU-A-CB | (C,H,T)VH837GKA2* | EA*4X61L21A*+WALLCON | Singlezone Ducted, Centrally Ducted | 32000 | 31200 | 2.54 | 27600 | 2.22
KENMORE | DELUXE 18 VS HP | 210470559 | HRCU-A-CB | (C,H,T)VH837GKA2* | EA*4X61L24A*+WALLCON | Singlezone Ducted, Centrally Ducted | 32000 | 31200 | 2.52 | 27600 | 2.22
KENMORE | DELUXE 18 VS HP | 210470570 | HRCU-A-CB | (C,H,T)VH837GKA2* | EA*4X61L24A*+WALLCON | Singlezone Ducted, Centrally Ducted | 32000 | 31200 | 2.54 | 27400 | 2.24
KENMORE | DELUXE 18 VS HP | 210470581 | HRCU-A-CB | (C,H,T)VH837GKA2* | EA*4X61L24A*+WALLCON | Singlezone Ducted, Centrally Ducted | 32000 | 31200 | 2.54 | 27600 | 2.22
KENMORE | DELUXE 18 VS HP | 210470603 | HRCU-A-CB | (C,H,T)VH837GKA2* | EA*4X61L24A*+WALLCON | Singlezone Ducted, Centrally Ducted | 32000 | 31200 | 2.54 | 27600 | 2.22
KENMORE | DELUXE 18 VS HP | 210470614 | HRCU-A-CB | (C,H,T)VH837GKA2* | EA*4X61L24A*+WALLCON | Singlezone Ducted, Centrally Ducted | 32000 | 31200 | 2.52 | 27600 | 2.22
KENMORE | DELUXE 18 VS HP | 210470636 | HRCU-A-CB | (C,H,T)VH837GKA2* | EA*4X61L24A*+WALLCON | Singlezone Ducted, Centrally Ducted | 32000 | 31200 | 2.54 | 27600 | 2.22
KENMORE | Performance Series | 207643104 | HMSR-A-CB-O | DLCMHBH48EAK |  | Multizone All Non-Ducted | 48000 | 34000 | 2.83 | 48000 | 2
KENMORE | Performance Series | 207643098 | HMSR-A-CB-O | DLCMHBH30DAK |  | Multizone All Non-Ducted | 30000 | 18500 | 2.98 | 29400 | 1.9
KENMORE | DELUXE 18 VS HP | 210473246 | HRCU-A-CB | (C,H,T)VH825GKA3* | EA*4X43L21A*+WALLCON | Singlezone Ducted, Centrally Ducted | 21000 | 20400 | 2.54 | 18100 | 2.24
KENMORE | Mid-Tier | 207826604 | HMSV-A-CB | DLCSRBH24AAK | DLFSABH24XBK | Singlezone Ducted, Centrally Ducted | 26000 | 16200 | 2.79 | 21520 | 1.95
KENMORE | High Tier | 202463652 | HRCU-A-CB-O | DLCPRAH18AAK | DLFPHAH18XAK | Singlezone Non-Ducted, Wall Placement | 18000 | 12300 | 3.19 | 18000 | 2
KEPLER |  | 214610366 | HRCU-A-CB | ODUMOX430-18HFN1-MU0W | IDUMTIU-18HWFN1-M | Singlezone Ducted, Compact Ducted | 20000 | 12600 | 2.66 | 13000 | 2.4
KEPLER |  | 214610370 | HRCU-A-CB-O | ODUMOX430-18HFN1-MU0W | IDUCCA3U-18HRFN1-M(C) | Singlezone Non-Ducted, Ceiling Placement | 19000 | 12000 | 2.51 | 12700 | 2.16
KEPLER |  | 214610371 | HRCU-A-CB-O | ODUMOD33-24HFN1-MT0W | IDUMCD1-24HRFN1-MT0W(GA) | Singlezone Non-Ducted, Wall Placement | 25000 | 19000 | 2.6 | 18900 | 1.96
KEPLER |  | 214610361 | HRCU-A-CB-O | ODUMOX230-12HFN1-MV5W | IDUMSEPB-12HRFN1-MW5W(GA) | Singlezone Non-Ducted, Wall Placement | 12000 | 9000 | 2.69 | 8981 | 2.19
KEPLER |  | 214610360 | HRCU-A-CB-O | ODUMOX230-09HFN1-MW5W | IDUMSEPB-09HRFN1-MY5W(GA) | Singlezone Non-Ducted, Wall Placement | 10000 | 8500 | 2.8 | 8581 | 2.19
KEPLER |  | 214610352 | HRCU-A-CB-O | ODUMOX230-09HFN1-MT0W | IDUMSAG11A-09HRFN1-MT0W | Singlezone Non-Ducted, Wall Placement | 10000 | 6000 | 2.51 | 7300 | 2.14
KEPLER |  | 214610367 | HRCU-A-CB | ODUMOD33-24HFN1-MT0W | IDUMTIU-24HWFN1-M | Singlezone Ducted, Compact Ducted | 25000 | 20000 | 2.61 | 20000 | 2.3
KEPLER |  | 214610365 | HRCU-A-CB | ODUMOX230-12HFN1-MV5W | IDUMTIU-12HWFN1-M | Singlezone Ducted, Compact Ducted | 12000 | 9300 | 2.78 | 8400 | 2.26
KEPLER |  | 214610364 | HRCU-A-CB | ODUMOX230-09HFN1-MW5W | IDUMTIU-09HWFN1-M | Singlezone Ducted, Compact Ducted | 10000 | 7700 | 2.59 | 8000 | 2.09
KEPLER |  | 214610369 | HRCU-A-CB-O | ODUMOX230-12HFN1-MV5W | IDUCCA3U-12HRFN1-M(C) | Singlezone Non-Ducted, Ceiling Placement | 12000 | 8900 | 2.75 | 8000 | 2.28
KEPLER |  | 214610359 | HRCU-A-CB-O | ODUMOX230-12HFN1-BW0W | IDUMSEPB-12HRFN1-BW0W | Singlezone Non-Ducted, Wall Placement | 12000 | 8400 | 2.8 | 7094 | 2.19
KEPLER |  | 214610376 | HRCU-A-C | AZPN/24WD | AZPN/B24WAC-UC | Singlezone Ducted, Centrally Ducted | 25000 | 21000 | 2.58 | 20000 | 1.95
KEPLER |  | 214610373 | HRCU-A-C | AZPN/18WD | AZPN/B24WAC-UC | Singlezone Ducted, Centrally Ducted | 19000 | 14700 | 2.6 | 15000 | 2.2
KEPLER |  | 214610389 | HRCU-A-C | AZPNS/24ROD | AZPN/B24WAC-UC | Singlezone Ducted, Centrally Ducted | 25600 | 22000 | 2.5 | 18500 | 2.2
KEPLER |  | 213062282 | HRCU-A-C | AZPN/24WD | AZPN/B24WAC | Singlezone Ducted, Centrally Ducted | 25000 | 21000 | 2.58 | 20000 | 1.95
KERR | A-KCD series | 212631694 | HRCU-A-C | A-KCD24SA-1 | MCD18/24B1A | Singlezone Ducted, Centrally Ducted | 25000 | 21000 | 2.58 | 20000 | 1.95
KERR |  | 207657599 | HMSR-A-CB-O | A-KMH18DV-1 |  | Multizone All Non-Ducted | 20000 | 15000 | 2.5 | 20000 | 1.93
KERR |  | 201866481 | HMSR-A-CB-O | A-KMH36QU-1 |  | Multizone All Non-Ducted | 36000 | 23200 | 2.78 | 36037 | 1.96
KERR | A-series | 213916259 | HRCU-A-CB-O | A-KMH12SV-1 | B-KMH12FV-1 | Singlezone Non-Ducted, Wall Placement | 12000 | 10200 | 2.72 | 12300 | 2.1
KERR | A-series | 213265615 | HRCU-A-C | A-KCD18SA-1 | MCD18/24B1A | Singlezone Ducted, Centrally Ducted | 19000 | 14700 | 2.6 | 15000 | 2.2
KERR | A series | 213349770 | HRCU-A-CB | A-KCD24SA-1 | B-KCD24SA-1 | Singlezone Ducted, Centrally Ducted | 24000 | 19200 | 2.5 | 24071 | 1.91
KERR | A-series | 213348323 | HRCU-A-CB | A-KCD24SA-1 | B-VCD24SA-1 | Singlezone Ducted, Centrally Ducted | 24000 | 19200 | 2.5 | 24071 | 1.91
KERR | A-series | 213348322 | HRCU-A-CB | A-KCD18SA-1 | B-VCD18SA-1 | Singlezone Ducted, Centrally Ducted | 19000 | 13500 | 2.6 | 18629 | 2.04
KERR | A-series | 213265614 | HRCU-A-CB | A-KCD18SA-1 | B-KCD18SA-1 | Singlezone Ducted, Centrally Ducted | 19000 | 13500 | 2.6 | 18629 | 2.04
KERR |  | 202110997 | HRCU-A-CB | A-KMH09SU-1 | B-KMH09DU-1 | Singlezone Ducted, Compact Ducted | 10000 | 7200 | 2.74 | 8300 | 2.06
KERR |  | 206221393 | HRCU-A-CB-O | A-KMH24SU-1A | B-KMH24SU-1A | Singlezone Non-Ducted, Wall Placement | 26000 | 19400 | 2.95 | 26000 | 2.07
KERR |  | 208141196 | HRCU-A-CB-O | A-KMH24SV-1 | B-KMH24SU-1 | Singlezone Non-Ducted, Wall Placement | 26000 | 19400 | 2.95 | 26000 | 2.07
KERR |  | 206913573 | HRCU-A-CB-O | A-KMH24SU-1 | B-KMH24SU-1A | Singlezone Non-Ducted, Wall Placement | 26000 | 19400 | 2.95 | 26000 | 2.07
KERR |  | 206913038 | HRCU-A-CB-O | A-KMH24SU-1A | B-KMH24SU-1 | Singlezone Non-Ducted, Wall Placement | 26000 | 19400 | 2.95 | 26000 | 2.07
KERR |  | 208141193 | HRCU-A-CB-O | A-KMH09SV-1 | B-KMH09SU-1 | Singlezone Non-Ducted, Wall Placement | 11500 | 7100 | 2.85 | 9898 | 1.9
KERR | A series | 207657600 | HMSV-A-CB | A-KMH18DV-1 |  | Multizone Mix of Ducted and Non-Ducted | 20000 | 15500 | 2.55 | 20000 | 1.95
KERR | A-series | 214232458 | HMSR-A-CB-O | A-KMH55PV-1 |  | Multizone All Non-Ducted | 55000 | 34400 | 2.5 | 47000 | 1.94
KERR | A-series | 214232459 | HMSV-A-CB | A-KMH55PV-1 |  | Multizone All Ducted | 55000 | 35200 | 2.5 | 47000 | 1.94
KERR | A-series | 214232460 | HMSV-A-CB | A-KMH55PV-1 |  | Multizone Mix of Ducted and Non-Ducted | 55000 | 34800 | 2.5 | 47000 | 1.94
KERR |  | 210568248 | HRCU-A-CB-O | A-KMH24SV-1 | B-KMH24CV-1 | Singlezone Non-Ducted, Wall Placement | 25000 | 21000 | 2.64 | 26000 | 1.95
KERR |  | 207657400 | HRCU-A-CB-O | A-KMH24SV-1 | C-VMH24CV-1 | Singlezone Non-Ducted, Wall Placement | 25000 | 21000 | 2.64 | 26000 | 1.95
KERR |  | 207657393 | HRCU-A-CB-O | A-KMH06SV-1 | B-KMH06SV-1 | Singlezone Non-Ducted, Wall Placement | 7000 | 8500 | 2.9 | 8581 | 2.19
KERR |  | 210568247 | HRCU-A-CB | A-KMH24SV-1 | B-KMH24DU-1 | Singlezone Ducted, Compact Ducted | 25000 | 21000 | 2.64 | 27000 | 2
KERR |  | 206347321 | HRCU-A-CB | A-KMH24SU-1A | B-KMH24DU-1 | Singlezone Ducted, Compact Ducted | 25000 | 21000 | 2.64 | 27000 | 2
KERR |  | 206347323 | HRCU-A-CB-O | A-KMH24SU-1A | B-KMH24UU-1 | Singlezone Non-Ducted, Floor Placement | 25000 | 19000 | 2.64 | 25000 | 2.1
KERR |  | 210568252 | HRCU-A-CB-O | A-KMH24SV-1 | B-KMH24UU-1 | Singlezone Non-Ducted, Floor Placement | 25000 | 19000 | 2.64 | 25000 | 2.1
KERR |  | 210568257 | HRCU-A-CB | A-KMH12SV-1 | B-KMH12DU-1 | Singlezone Ducted, Compact Ducted | 12500 | 10600 | 2.51 | 12100 | 1.96
KERR |  | 210568256 | HRCU-A-CB-O | A-KMH12SV-1 | B-KMH12CU-1 | Singlezone Non-Ducted, Ceiling Placement | 12000 | 9900 | 2.55 | 11500 | 1.9
KERR |  | 207657598 | HMSV-A-CB | A-KMH18DV-1 |  | Multizone All Ducted | 20000 | 16000 | 2.61 | 20000 | 1.95
KERR |  | 207657394 | HRCU-A-CB-O | A-KMH09SV-1 | B-KMH09SV-1 | Singlezone Non-Ducted, Wall Placement | 12000 | 9500 | 2.53 | 11109 | 1.97
KINGHOME | M-Series | 214655286 | HMSR-A-CB-O | KM18H5O3 |  | Multizone All Non-Ducted | 19000 | 14000 | 2.55 | 13600 | 2.2
KINGHOME | Jasmine | 203493070 | HRCU-A-CB-O | KW12HQ3D6DO | KW12HQ3D6DI | Singlezone Non-Ducted, Wall Placement | 12200 | 8100 | 2.86 | 12000 | 1.91
KINGHOME | Sunflower | 209847247 | HRCU-A-CB-O | KW12HQ25SDO | KW12HQ25SDI | Singlezone Non-Ducted, Wall Placement | 12000 | 7000 | 2.81 | 9000 | 1.9
KINGHOME | Sunflower | 211151018 | HRCU-A-CB-O | KW18HQ25SDO | KW18HQ25SDI | Singlezone Non-Ducted, Wall Placement | 18000 | 10800 | 2.64 | 13500 | 1.9
KINGHOME | 17 SEER DC inverter rooftop unit | 213685846 | HSP-A | KRH02TCU |  | Multizone All Ducted | 24000 | 23400 | 3.63 | 24000 | 2.61
KINGHOME | Sunflower | 211177526 | HRCU-A-CB-O | KW18HP25SDO | KW18HP25SDI | Singlezone Non-Ducted, Wall Placement | 18000 | 11000 | 2.8 | 13500 | 1.9
KINGHOME | Jasmine | 203498481 | HRCU-A-CB-O | KW24HQ3D6DO | KW24HQ3D6DI | Singlezone Non-Ducted, Wall Placement | 24000 | 15500 | 2.86 | 24000 | 1.9
KINGHOME | Jasmine | 203493069 | HRCU-A-CB-O | KW09HQ3D6DO | KW09HQ3D6DI | Singlezone Non-Ducted, Wall Placement | 9000 | 8000 | 2.89 | 13000 | 1.91
KINGHOME | M-Series | 211497152 | HMSR-A-CB-O | KM18H5O |  | Multizone All Non-Ducted | 18000 | 14700 | 2.63 | 13600 | 2.23
LBG PRODUCTS | LBH series | 208130828 | HRCU-A-CB-O | LBHB12DVWO | LBHB12DUWI | Singlezone Non-Ducted, Wall Placement | 12000 | 10300 | 2.56 | 12113 | 1.9
LBG PRODUCTS | LBH series | 208130827 | HRCU-A-CB-O | LBHB09DVWO | LBHB09DUWI | Singlezone Non-Ducted, Wall Placement | 12000 | 9300 | 2.5 | 11300 | 1.9
LBG Products |  | 207641316 | HMSR-A-CB-O | LMUHB18DO |  | Multizone All Non-Ducted | 20000 | 13500 | 2.5 | 20000 | 2
LBG Products |  | 207641325 | HMSR-A-CB-O | LMUHB48DO |  | Multizone All Non-Ducted | 49000 | 39000 | 2.5 | 46000 | 2.05
LBG Products |  | 207641304 | HMSR-A-CB-O | LMHB18DO |  | Multizone All Non-Ducted | 19000 | 14400 | 2.5 | 14000 | 2.22
LBG Products |  | 208130834 | HRCU-A-CB-O | LBHB24DVWO | LMHB24DSI | Singlezone Non-Ducted, Wall Placement | 25000 | 21000 | 2.64 | 26000 | 1.95
LBG Products |  | 208130810 | HRCU-A-CB-O | LBHB24DUWO | LMHB24DSI | Singlezone Non-Ducted, Wall Placement | 25000 | 19000 | 2.6 | 18900 | 1.96
LBG PRODUCTS | LMHB18DO | 207641318 | HMSV-A-CB | LMUHB18DO |  | Multizone Mix of Ducted and Non-Ducted | 20000 | 14700 | 2.55 | 20000 | 1.98
LBG PRODUCTS | LMHB18DO | 207641306 | HMSV-A-CB | LMHB18DO |  | Multizone Mix of Ducted and Non-Ducted | 19000 | 14600 | 2.5 | 14000 | 2.17
LBG Products |  | 208130808 | HRCU-A-CB-O | LBHB12DUWO | LMHB12DSI | Singlezone Non-Ducted, Ceiling Placement | 12000 | 8900 | 2.75 | 8000 | 2.28
LBG Products |  | 208130803 | HRCU-A-CB-O | LBHB09DUWO | LBHB09DUWI | Singlezone Non-Ducted, Wall Placement | 10000 | 8100 | 2.7 | 8564 | 2.22
LBG Products |  | 208130826 | HRCU-A-CB-O | LBHB06DVWO | LBHB06DVWI | Singlezone Non-Ducted, Wall Placement | 7000 | 7500 | 2.5 | 7200 | 1.92
LBG Products |  | 208130813 | HRCU-A-CB | LBHB09DUWO | LMHB09DFI | Singlezone Ducted, Compact Ducted | 10000 | 7700 | 2.59 | 8000 | 2.09
LBG Products |  | 207251115 | HRCU-A-CB-O | LBH09DTO | LBH09DTI | Singlezone Non-Ducted, Wall Placement | 10000 | 6000 | 2.51 | 6933 | 1.97
LBG Products |  | 208130804 | HRCU-A-CB-O | LBHB12DUWO | LBHB12DUWI | Singlezone Non-Ducted, Wall Placement | 12000 | 10000 | 2.69 | 8820 | 2.25
LBG Products |  | 208130840 | HRCU-A-CB | LBHB24DVWO | LMHB24DFI | Singlezone Ducted, Compact Ducted | 25000 | 21000 | 2.64 | 27000 | 2
LBG Products |  | 208130845 | HRCU-A-CB-O | LBHB24DVWO | LMHB24DZDI | Singlezone Non-Ducted, Floor Placement | 25000 | 19000 | 2.64 | 25000 | 2.1
LBG Products |  | 208130816 | HRCU-A-CB | LBHB24DUWO | LMHB24DFI | Singlezone Ducted, Compact Ducted | 25000 | 20000 | 2.61 | 20000 | 2.3
LBG Products |  | 208130814 | HRCU-A-CB | LBHB12DUWO | LMHB12DFI | Singlezone Ducted, Compact Ducted | 12000 | 9300 | 2.78 | 8400 | 2.26
LBG PRODUCTS | LCHB series | 208136301 | HRCU-A-CB | LCHB24DO | LCHB24DHNI | Singlezone Ducted, Centrally Ducted | 26000 | 21000 | 2.8 | 19400 | 2.1
LBG Products |  | 208130820 | HRCU-A-CB-O | LBHB12DUWO | LMHB12DZGI | Singlezone Non-Ducted, Wall Placement | 12000 | 9000 | 2.69 | 8400 | 2.26
LBG Products |  | 208130838 | HRCU-A-CB | LBHB12DVWO | LMHB12DFI | Singlezone Ducted, Compact Ducted | 12500 | 10600 | 2.51 | 12100 | 1.96
LBG Products |  | 208130832 | HRCU-A-CB-O | LBHB12DVWO | LMHB12DSI | Singlezone Non-Ducted, Ceiling Placement | 12000 | 9900 | 2.55 | 11500 | 1.9
LBG Products |  | 208130805 | HRCU-A-CB-O | LBHB18DUWO | LBHB18DUWI | Singlezone Non-Ducted, Wall Placement | 18000 | 14100 | 2.65 | 12829 | 2.35
LBG Products |  | 208130821 | HRCU-A-CB-O | LBHB18DUWO | LMHB18DZDI | Singlezone Non-Ducted, Floor Placement | 20000 | 12800 | 2.52 | 13000 | 2.08
LBG Products |  | 208130809 | HRCU-A-CB-O | LBHB18DUWO | LMHB18DSI | Singlezone Non-Ducted, Ceiling Placement | 19000 | 12000 | 2.51 | 12700 | 2.16
LBG Products |  | 208130815 | HRCU-A-CB | LBHB18DUWO | LMHB18DFI | Singlezone Ducted, Compact Ducted | 20000 | 12600 | 2.66 | 13000 | 2.4
LBG Products |  | 207641307 | HMSV-A-CB | LMHB27DO |  | Multizone All Ducted | 28000 | 22000 | 2.6 | 20000 | 2.14
LBG Products |  | 207641317 | HMSV-A-CB | LMUHB18DO |  | Multizone All Ducted | 20000 | 16000 | 2.61 | 20000 | 1.95
LENNOX | ELITE EL22XPV SERIES | 214635107 | HRCU-A-CB | EL22XPV-024-230A** | CK40CT-30A-0*+TDR | Singlezone Ducted, Centrally Ducted | 23400 | 14200 | 2.51 | 16100 | 1.96
LENNOX | ELITE EL22XPV SERIES | 214635109 | HRCU-A-CB | EL22XPV-024-230A** | CK40CT-30A-0*+TDR | Singlezone Ducted, Centrally Ducted | 23400 | 14200 | 2.51 | 16100 | 1.96
LENNOX | ELITE EL22XPV SERIES | 214635111 | HRCU-A-CB | EL22XPV-024-230A** | CK40CT-30A-0*+TDR | Singlezone Ducted, Centrally Ducted | 23000 | 13900 | 2.51 | 15800 | 1.94
LENNOX | ELITE EL22XPV SERIES | 214635117 | HRCU-A-CB | EL22XPV-024-230A** | CK40CT-30A-0*+TDR | Singlezone Ducted, Centrally Ducted | 23000 | 13900 | 2.51 | 15800 | 1.94
LENNOX | ELITE EL22XPV SERIES | 214635119 | HRCU-A-CB | EL22XPV-024-230A** | CK40CT-30A-0*+TDR | Singlezone Ducted, Centrally Ducted | 23400 | 14200 | 2.52 | 16100 | 1.96
LENNOX | ELITE EL22XPV SERIES | 214635121 | HRCU-A-CB | EL22XPV-024-230A** | CK40CT-30A-0*+TDR | Singlezone Ducted, Centrally Ducted | 23000 | 13900 | 2.51 | 15800 | 1.94
LENNOX | ELITE EL22XPV SERIES | 214635123 | HRCU-A-CB | EL22XPV-024-230A** | CK40CT-30A-0*+TDR | Singlezone Ducted, Centrally Ducted | 23400 | 14200 | 2.52 | 16100 | 1.96
LENNOX | ELITE EL22XPV SERIES | 214635125 | HRCU-A-CB | EL22XPV-024-230A** | CK40CT-30A-0*+TDR | Singlezone Ducted, Centrally Ducted | 23200 | 14000 | 2.52 | 15900 | 1.94
LENNOX | ELITE EL22XPV SERIES | 214635127 | HRCU-A-CB | EL22XPV-024-230A** | CK40CT-30A-0*+TDR | Singlezone Ducted, Centrally Ducted | 23200 | 14000 | 2.52 | 15900 | 1.96
LENNOX | ELITE EL22XPV SERIES | 214635129 | HRCU-A-CB | EL22XPV-024-230A** | CK40CT-30A-0*+TDR | Singlezone Ducted, Centrally Ducted | 23200 | 14000 | 2.52 | 15900 | 1.94
LENNOX | ELITE EL22XPV SERIES | 214635131 | HRCU-A-CB | EL22XPV-024-230A** | CK40CT-30A-0*+TDR | Singlezone Ducted, Centrally Ducted | 23400 | 14200 | 2.52 | 16100 | 1.98
LENNOX | ELITE EL22XPV SERIES | 214635133 | HRCU-A-CB | EL22XPV-024-230A** | CK40CT-30A-0*+TDR | Singlezone Ducted, Centrally Ducted | 23600 | 14200 | 2.51 | 16100 | 1.96
LENNOX | ELITE EL22XPV SERIES | 214635135 | HRCU-A-CB | EL22XPV-024-230A** | CK40CT-30A-0*+TDR | Singlezone Ducted, Centrally Ducted | 23600 | 14200 | 2.51 | 16100 | 1.96
LENNOX | ELITE EL22XPV SERIES | 214635155 | HRCU-A-CB | EL22XPV-024-230A** | CK40CT-30B-0*+TDR | Singlezone Ducted, Centrally Ducted | 23200 | 14000 | 2.52 | 15900 | 1.96
LENNOX | ELITE EL22XPV SERIES | 214635157 | HRCU-A-CB | EL22XPV-024-230A** | CK40CT-30B-0*+TDR | Singlezone Ducted, Centrally Ducted | 23200 | 14000 | 2.53 | 15900 | 1.96
LENNOX | ELITE EL22XPV SERIES | 214635158 | HRCU-A-CB | EL22XPV-024-230A** | CK40CT-30B-0*+TDR | Singlezone Ducted, Centrally Ducted | 23200 | 14100 | 2.54 | 16000 | 1.98
LENNOX | ELITE EL22XPV SERIES | 214635161 | HRCU-A-CB | EL22XPV-024-230A** | CK40CT-30B-0*+TDR | Singlezone Ducted, Centrally Ducted | 23200 | 14000 | 2.52 | 15900 | 1.96
LENNOX | ELITE EL22XPV SERIES | 214635173 | HRCU-A-CB | EL22XPV-024-230A** | CK40CT-30B-0*+TDR | Singlezone Ducted, Centrally Ducted | 23600 | 14200 | 2.51 | 16100 | 1.96
LENNOX | ELITE EL22XPV SERIES | 214635187 | HRCU-A-CB | EL22XPV-024-230A** | CK40CT-30B-0*+TDR | Singlezone Ducted, Centrally Ducted | 23600 | 14200 | 2.51 | 16100 | 1.96
LENNOX | ELITE EL22XPV SERIES | 214635191 | HRCU-A-CB | EL22XPV-024-230A** | CK40CT-30B-0*+TDR | Singlezone Ducted, Centrally Ducted | 23400 | 14100 | 2.54 | 16000 | 1.98
LENNOX | ELITE EL22XPV SERIES | 214635193 | HRCU-A-CB | EL22XPV-024-230A** | CK40CT-30B-0*+TDR | Singlezone Ducted, Centrally Ducted | 23400 | 14100 | 2.54 | 16000 | 1.98
LENNOX | ELITE EL22XPV SERIES | 214635195 | HRCU-A-CB | EL22XPV-024-230A** | CK40CT-30B-0*+TDR | Singlezone Ducted, Centrally Ducted | 23400 | 14100 | 2.54 | 16000 | 1.98
LENNOX | ELITE EL22XPV SERIES | 214635197 | HRCU-A-CB | EL22XPV-024-230A** | CK40CT-30B-0*+TDR | Singlezone Ducted, Centrally Ducted | 23600 | 14200 | 2.51 | 16100 | 1.96
LENNOX | ELITE EL22XPV SERIES | 214635199 | HRCU-A-CB | EL22XPV-024-230A** | CK40CT-30B-0*+TDR | Singlezone Ducted, Centrally Ducted | 23600 | 14200 | 2.51 | 16200 | 1.96
LENNOX | ELITE EL22XPV SERIES | 214635203 | HRCU-A-CB | EL22XPV-024-230A** | CK40CT-30B-0*+TDR | Singlezone Ducted, Centrally Ducted | 23600 | 14200 | 2.51 | 16100 | 1.96
LENNOX | ELITE EL22XPV SERIES | 214635201 | HRCU-A-CB | EL22XPV-024-230A** | CK40CT-30B-0*+TDR | Singlezone Ducted, Centrally Ducted | 23600 | 14200 | 2.51 | 16100 | 1.96
LENNOX | ELITE EL22XPV SERIES | 214635011 | HRCU-A-CB | EL22XPV-024-230A** | CK40CT-24A-0*+TDR | Singlezone Ducted, Centrally Ducted | 23600 | 14700 | 2.52 | 15700 | 1.9
LENNOX | ELITE EL22XPV SERIES | 214635013 | HRCU-A-CB | EL22XPV-024-230A** | CK40CT-24A-0*+TDR | Singlezone Ducted, Centrally Ducted | 23600 | 14700 | 2.52 | 15700 | 1.9
LENNOX | ELITE EL22XPV SERIES | 214635015 | HRCU-A-CB | EL22XPV-024-230A** | CK40CT-24A-0*+TDR | Singlezone Ducted, Centrally Ducted | 23000 | 14300 | 2.52 | 15400 | 1.9
LENNOX | ELITE EL22XPV SERIES | 214635017 | HRCU-A-CB | EL22XPV-024-230A** | CK40CT-24A-0*+TDR | Singlezone Ducted, Centrally Ducted | 23600 | 14700 | 2.5 | 15800 | 1.92
LENNOX | ELITE EL22XPV SERIES | 214635019 | HRCU-A-CB | EL22XPV-024-230A** | CK40CT-24A-0*+TDR | Singlezone Ducted, Centrally Ducted | 23600 | 14700 | 2.5 | 15800 | 1.92
LENNOX | ELITE EL22XPV SERIES | 214635029 | HRCU-A-CB | EL22XPV-024-230A** | CK40CT-24A-0*+TDR | Singlezone Ducted, Centrally Ducted | 23200 | 14500 | 2.51 | 15500 | 1.9
LENNOX | ELITE EL22XPV SERIES | 214635031 | HRCU-A-CB | EL22XPV-024-230A** | CK40CT-24A-0*+TDR | Singlezone Ducted, Centrally Ducted | 23200 | 14400 | 2.53 | 15500 | 1.9
LENNOX | ELITE EL22XPV SERIES | 214635033 | HRCU-A-CB | EL22XPV-024-230A** | CK40CT-24A-0*+TDR | Singlezone Ducted, Centrally Ducted | 23200 | 14500 | 2.51 | 15500 | 1.9
LENNOX | ELITE EL22XPV SERIES | 214635035 | HRCU-A-CB | EL22XPV-024-230A** | CK40CT-24A-0*+TDR | Singlezone Ducted, Centrally Ducted | 23600 | 14700 | 2.53 | 15700 | 1.92
LENNOX | ELITE EL22XPV SERIES | 214635037 | HRCU-A-CB | EL22XPV-024-230A** | CK40CT-24A-0*+TDR | Singlezone Ducted, Centrally Ducted | 23600 | 14700 | 2.52 | 15700 | 1.9
LENNOX | ELITE EL22XPV SERIES | 214635039 | HRCU-A-CB | EL22XPV-024-230A** | CK40CT-24A-0*+TDR | Singlezone Ducted, Centrally Ducted | 23600 | 14700 | 2.52 | 15700 | 1.9
LENNOX | ELITE EL22XPV SERIES | 214635053 | HRCU-A-CB | EL22XPV-024-230A** | CK40CT-24B-0*+TDR | Singlezone Ducted, Centrally Ducted | 23600 | 14700 | 2.5 | 15800 | 1.92
LENNOX | ELITE EL22XPV SERIES | 214635059 | HRCU-A-CB | EL22XPV-024-230A** | CK40CT-24B-0*+TDR | Singlezone Ducted, Centrally Ducted | 23200 | 14500 | 2.54 | 15500 | 1.9
LENNOX | ELITE EL22XPV SERIES | 214635061 | HRCU-A-CB | EL22XPV-024-230A** | CK40CT-24B-0*+TDR | Singlezone Ducted, Centrally Ducted | 23200 | 14500 | 2.54 | 15500 | 1.9
LENNOX | ELITE EL22XPV SERIES | 214635063 | HRCU-A-CB | EL22XPV-024-230A** | CK40CT-24B-0*+TDR | Singlezone Ducted, Centrally Ducted | 23400 | 14500 | 2.51 | 15600 | 1.92
LENNOX | ELITE EL22XPV SERIES | 214635065 | HRCU-A-CB | EL22XPV-024-230A** | CK40CT-24B-0*+TDR | Singlezone Ducted, Centrally Ducted | 23200 | 14500 | 2.54 | 15500 | 1.9
LENNOX | ELITE EL22XPV SERIES | 214635077 | HRCU-A-CB | EL22XPV-024-230A** | CK40CT-24B-0*+TDR | Singlezone Ducted, Centrally Ducted | 23600 | 14700 | 2.52 | 15700 | 1.9
LENNOX | ELITE EL22XPV SERIES | 214635091 | HRCU-A-CB | EL22XPV-024-230A** | CK40CT-24B-0*+TDR | Singlezone Ducted, Centrally Ducted | 23600 | 14700 | 2.5 | 15800 | 1.92
LENNOX | ELITE EL22XPV SERIES | 214635095 | HRCU-A-CB | EL22XPV-024-230A** | CK40CT-24B-0*+TDR | Singlezone Ducted, Centrally Ducted | 23600 | 14600 | 2.55 | 15700 | 1.92
LENNOX | ELITE EL22XPV SERIES | 214635097 | HRCU-A-CB | EL22XPV-024-230A** | CK40CT-24B-0*+TDR | Singlezone Ducted, Centrally Ducted | 23600 | 14600 | 2.55 | 15700 | 1.92
LENNOX | ELITE EL22XPV SERIES | 214635099 | HRCU-A-CB | EL22XPV-024-230A** | CK40CT-24B-0*+TDR | Singlezone Ducted, Centrally Ducted | 23600 | 14600 | 2.55 | 15700 | 1.92
LENNOX | ELITE EL22XPV SERIES | 214635101 | HRCU-A-CB | EL22XPV-024-230A** | CK40CT-24B-0*+TDR | Singlezone Ducted, Centrally Ducted | 23600 | 14700 | 2.5 | 15800 | 1.92
LENNOX | ELITE EL22XPV SERIES | 214635103 | HRCU-A-CB | EL22XPV-024-230A** | CK40CT-24B-0*+TDR | Singlezone Ducted, Centrally Ducted | 23600 | 14700 | 2.5 | 15800 | 1.9
LENNOX | ELITE EL22XPV SERIES | 214635105 | HRCU-A-CB | EL22XPV-024-230A** | CK40CT-24B-0*+TDR | Singlezone Ducted, Centrally Ducted | 23600 | 14700 | 2.52 | 15800 | 1.92
LENNOX | EL22XPV SERIES | 214625983 | HRCU-A-CB | EL22XPV-036-230A** | CK40CT-48C-0*+TDR | Singlezone Ducted, Centrally Ducted | 33800 | 22400 | 2.54 | 18500 | 2.24
LENNOX | EL22XPV SERIES | 214625985 | HRCU-A-CB | EL22XPV-036-230A** | CK40CT-48C-0*+TDR | Singlezone Ducted, Centrally Ducted | 33800 | 22400 | 2.52 | 18600 | 2.24
LENNOX | EL22XPV SERIES | 214625986 | HRCU-A-CB | EL22XPV-036-230A** | CK40CT-48C-0*+TDR | Singlezone Ducted, Centrally Ducted | 33800 | 22400 | 2.52 | 18600 | 2.24
LENNOX | EL22XPV SERIES | 214625988 | HRCU-A-CB | EL22XPV-036-230A** | CK40CT-48C-0*+TDR | Singlezone Ducted, Centrally Ducted | 33600 | 22400 | 2.56 | 18500 | 2.26
LENNOX | ELITE EL22XPV SERIES | 211694832 | HRCU-A-CB | EL22XPV-024-230A** | CX35-24B+TDR | Singlezone Ducted, Centrally Ducted | 23600 | 14700 | 2.52 | 15700 | 1.9
LENNOX | ELITE EL22XPV SERIES | 211694826 | HRCU-A-CB | EL22XPV-024-230A** | CX35-24B+TDR | Singlezone Ducted, Centrally Ducted | 23200 | 14500 | 2.54 | 15500 | 1.9
LENNOX | ELITE EL22XPV SERIES | 211694825 | HRCU-A-CB | EL22XPV-024-230A** | CX35-24B+TDR | Singlezone Ducted, Centrally Ducted | 23400 | 14500 | 2.51 | 15600 | 1.92
LENNOX | ELITE EL22XPV SERIES | 211694824 | HRCU-A-CB | EL22XPV-024-230A** | CX35-24B+TDR | Singlezone Ducted, Centrally Ducted | 23200 | 14500 | 2.54 | 15500 | 1.9
LENNOX | ELITE EL22XPV SERIES | 211694823 | HRCU-A-CB | EL22XPV-024-230A** | CX35-24B+TDR | Singlezone Ducted, Centrally Ducted | 23200 | 14500 | 2.54 | 15500 | 1.9
LENNOX | ELITE EL22XPV SERIES | 211694822 | HRCU-A-CB | EL22XPV-024-230A** | CX35-24B+TDR | Singlezone Ducted, Centrally Ducted | 23600 | 14700 | 2.52 | 15800 | 1.92
LENNOX | ELITE EL22XPV SERIES | 211694816 | HRCU-A-CB | EL22XPV-024-230A** | CX35-24B+TDR | Singlezone Ducted, Centrally Ducted | 23600 | 14700 | 2.5 | 15800 | 1.92
LENNOX | ELITE EL22XPV SERIES | 211694809 | HRCU-A-CB | EL22XPV-024-230A** | CX35-24A+TDR | Singlezone Ducted, Centrally Ducted | 23600 | 14700 | 2.52 | 15700 | 1.9
LENNOX | ELITE EL22XPV SERIES | 211694808 | HRCU-A-CB | EL22XPV-024-230A** | CX35-24A+TDR | Singlezone Ducted, Centrally Ducted | 23600 | 14700 | 2.52 | 15700 | 1.9
LENNOX | ELITE EL22XPV SERIES | 211694807 | HRCU-A-CB | EL22XPV-024-230A** | CX35-24A+TDR | Singlezone Ducted, Centrally Ducted | 23600 | 14700 | 2.53 | 15700 | 1.92
LENNOX | ELITE EL22XPV SERIES | 211694806 | HRCU-A-CB | EL22XPV-024-230A** | CX35-24A+TDR | Singlezone Ducted, Centrally Ducted | 23200 | 14500 | 2.51 | 15500 | 1.9
LENNOX | ELITE EL22XPV SERIES | 211694805 | HRCU-A-CB | EL22XPV-024-230A** | CX35-24A+TDR | Singlezone Ducted, Centrally Ducted | 23200 | 14400 | 2.53 | 15500 | 1.9
LENNOX | ELITE EL22XPV SERIES | 211694804 | HRCU-A-CB | EL22XPV-024-230A** | CX35-24A+TDR | Singlezone Ducted, Centrally Ducted | 23200 | 14500 | 2.51 | 15500 | 1.9
LENNOX | ELITE EL22XPV SERIES | 211694799 | HRCU-A-CB | EL22XPV-024-230A** | CX35-24A+TDR | Singlezone Ducted, Centrally Ducted | 23600 | 14700 | 2.5 | 15800 | 1.92
LENNOX | ELITE EL22XPV SERIES | 211694798 | HRCU-A-CB | EL22XPV-024-230A** | CX35-24A+TDR | Singlezone Ducted, Centrally Ducted | 23600 | 14700 | 2.5 | 15800 | 1.92
LENNOX | ELITE EL22XPV SERIES | 211694797 | HRCU-A-CB | EL22XPV-024-230A** | CX35-24A+TDR | Singlezone Ducted, Centrally Ducted | 23000 | 14300 | 2.52 | 15400 | 1.9
LENNOX | ELITE EL22XPV SERIES | 211694796 | HRCU-A-CB | EL22XPV-024-230A** | CX35-24A+TDR | Singlezone Ducted, Centrally Ducted | 23600 | 14700 | 2.52 | 15700 | 1.9
LENNOX | ELITE EL22XPV SERIES | 211694795 | HRCU-A-CB | EL22XPV-024-230A** | CX35-24A+TDR | Singlezone Ducted, Centrally Ducted | 23600 | 14700 | 2.52 | 15700 | 1.9
LENNOX | ELITE EL22XPV SERIES | 211694794 | HRCU-A-CB | EL22XPV-024-230A** | CR33-24B+TDR+TXV | Singlezone Ducted, Centrally Ducted | 23200 | 15000 | 2.7 | 15100 | 2.06
LENNOX | ELITE EL22XPV SERIES | 211694793 | HRCU-A-CB | EL22XPV-024-230A** | CR33-24B+TDR+TXV | Singlezone Ducted, Centrally Ducted | 23400 | 15100 | 2.67 | 15200 | 2.04
LENNOX | ELITE EL22XPV SERIES | 211694792 | HRCU-A-CB | EL22XPV-024-230A** | CR33-24B+TDR+TXV | Singlezone Ducted, Centrally Ducted | 23200 | 15000 | 2.66 | 15100 | 2.02
LENNOX | ELITE EL22XPV SERIES | 211694791 | HRCU-A-CB | EL22XPV-024-230A** | CR33-24B+TDR+TXV | Singlezone Ducted, Centrally Ducted | 23200 | 15000 | 2.68 | 15100 | 2.04
LENNOX | ELITE EL22XPV SERIES | 211694790 | HRCU-A-CB | EL22XPV-024-230A** | CR33-24B+TDR+TXV | Singlezone Ducted, Centrally Ducted | 23200 | 15000 | 2.71 | 15000 | 2.04
LENNOX | ELITE EL22XPV SERIES | 211694789 | HRCU-A-CB | EL22XPV-024-230A** | CR33-24B+TDR+TXV | Singlezone Ducted, Centrally Ducted | 23200 | 14900 | 2.71 | 15000 | 2.06
LENNOX | ELITE EL22XPV SERIES | 211694788 | HRCU-A-CB | EL22XPV-024-230A** | CR33-24B+TDR+TXV | Singlezone Ducted, Centrally Ducted | 23200 | 14900 | 2.71 | 15000 | 2.06
LENNOX | ELITE EL22XPV SERIES | 211694787 | HRCU-A-CB | EL22XPV-024-230A** | CR33-24B+TDR+TXV | Singlezone Ducted, Centrally Ducted | 23400 | 15100 | 2.71 | 15100 | 2.04
LENNOX | ELITE EL22XPV SERIES | 211694786 | HRCU-A-CB | EL22XPV-024-230A** | CR33-24B+TDR+TXV | Singlezone Ducted, Centrally Ducted | 23200 | 15000 | 2.7 | 15000 | 2.04
LENNOX | ELITE EL22XPV SERIES | 211694785 | HRCU-A-CB | EL22XPV-024-230A** | CR33-24B+TDR+TXV | Singlezone Ducted, Centrally Ducted | 23400 | 15200 | 2.62 | 15300 | 2.02
LENNOX | ELITE EL22XPV SERIES | 211694784 | HRCU-A-CB | EL22XPV-024-230A** | CR33-24B+TDR+TXV | Singlezone Ducted, Centrally Ducted | 23200 | 14900 | 2.66 | 15000 | 2.02
LENNOX | ELITE EL22XPV SERIES | 211694783 | HRCU-A-CB | EL22XPV-024-230A** | CR33-24B+TDR+TXV | Singlezone Ducted, Centrally Ducted | 23200 | 15000 | 2.76 | 15000 | 2.06
LENNOX | ELITE EL22XPV SERIES | 211694782 | HRCU-A-CB | EL22XPV-024-230A** | CR33-24B+TDR+TXV | Singlezone Ducted, Centrally Ducted | 23200 | 14900 | 2.68 | 15000 | 2.04
LENNOX | ELITE EL22XPV SERIES | 211694781 | HRCU-A-CB | EL22XPV-024-230A** | CR33-24B+TDR+TXV | Singlezone Ducted, Centrally Ducted | 23200 | 15000 | 2.7 | 15100 | 2.06
LENNOX | ELITE EL22XPV SERIES | 211694780 | HRCU-A-CB | EL22XPV-024-230A** | CR33-24A+TDR+TXV | Singlezone Ducted, Centrally Ducted | 23200 | 15000 | 2.76 | 15000 | 2.08
LENNOX | ELITE EL22XPV SERIES | 211694779 | HRCU-A-CB | EL22XPV-024-230A** | CR33-24A+TDR+TXV | Singlezone Ducted, Centrally Ducted | 23000 | 14900 | 2.75 | 14900 | 2.06
LENNOX | ELITE EL22XPV SERIES | 211694778 | HRCU-A-CB | EL22XPV-024-230A** | CR33-24A+TDR+TXV | Singlezone Ducted, Centrally Ducted | 23000 | 14900 | 2.71 | 14900 | 2.04
LENNOX | ELITE EL22XPV SERIES | 211694777 | HRCU-A-CB | EL22XPV-024-230A** | CR33-24A+TDR+TXV | Singlezone Ducted, Centrally Ducted | 23200 | 15000 | 2.71 | 15000 | 2.06
LENNOX | ELITE EL22XPV SERIES | 211694776 | HRCU-A-CB | EL22XPV-024-230A** | CBA38MV-018/024-230*+TDR | Singlezone Ducted, Centrally Ducted | 23000 | 14400 | 2.56 | 15400 | 2.08
LENNOX | ELITE EL22XPV SERIES | 211694775 | HRCU-A-CB | EL22XPV-024-230A** | CBA27UHE-030-230*+TDR | Singlezone Ducted, Centrally Ducted | 22400 | 14300 | 2.85 | 16100 | 2.34
LENNOX | ELITE EL22XPV SERIES | 211694774 | HRCU-A-CB | EL22XPV-024-230A** | CBA27UHE-024-230*+TDR | Singlezone Ducted, Centrally Ducted | 23200 | 14500 | 2.56 | 15500 | 2.08
LENNOX | ELITE EL22XPV SERIES | 211694773 | HRCU-A-CB | EL22XPV-024-230A** | CBA27UHE-018-230*+TDR | Singlezone Ducted, Centrally Ducted | 22600 | 14100 | 2.54 | 15100 | 2.06
LENNOX | ELITE EL22XPV SERIES | 211694772 | HRCU-A-CB | EL22XPV-024-230A** | CBA25UHV-030-230-** | Singlezone Ducted, Centrally Ducted | 22400 | 14500 | 2.67 | 14900 | 2.12
LENNOX | ELITE EL22XPV SERIES | 211694771 | HRCU-A-CB | EL22XPV-024-230A** | CBA25UHV-024-230-** | Singlezone Ducted, Centrally Ducted | 22200 | 14900 | 2.68 | 15400 | 2.12
LENNOX | ELITE EL22XPV SERIES | 211694770 | HRCU-A-CB | EL22XPV-024-230A** | CBA25UH-030-230-** | Singlezone Ducted, Centrally Ducted | 22800 | 14900 | 2.6 | 15200 | 2.08
LENNOX | ELITE EL22XPV SERIES | 211694769 | HRCU-A-CB | EL22XPV-024-230A** | CBA25UH-024-230-** | Singlezone Ducted, Centrally Ducted | 23400 | 14700 | 2.5 | 15300 | 2.06
LENNOX | ELITE EL22XPV SERIES | 211694768 | HRCU-A-CB | EL22XPV-024-230A** | C35-30B+TDR+TXV | Singlezone Ducted, Centrally Ducted | 23600 | 14200 | 2.51 | 16100 | 1.96
LENNOX | ELITE EL22XPV SERIES | 211694767 | HRCU-A-CB | EL22XPV-024-230A** | C35-30B+TDR+TXV | Singlezone Ducted, Centrally Ducted | 23600 | 14200 | 2.51 | 16100 | 1.96
LENNOX | ELITE EL22XPV SERIES | 211694766 | HRCU-A-CB | EL22XPV-024-230A** | C35-30B+TDR+TXV | Singlezone Ducted, Centrally Ducted | 23600 | 14200 | 2.51 | 16200 | 1.96
LENNOX | ELITE EL22XPV SERIES | 211694765 | HRCU-A-CB | EL22XPV-024-230A** | C35-30B+TDR+TXV | Singlezone Ducted, Centrally Ducted | 23600 | 14200 | 2.51 | 16100 | 1.96
LENNOX | ELITE EL22XPV SERIES | 211694764 | HRCU-A-CB | EL22XPV-024-230A** | C35-30B+TDR+TXV | Singlezone Ducted, Centrally Ducted | 23400 | 14100 | 2.54 | 16000 | 1.98
LENNOX | ELITE EL22XPV SERIES | 211694763 | HRCU-A-CB | EL22XPV-024-230A** | C35-30B+TDR+TXV | Singlezone Ducted, Centrally Ducted | 23400 | 14100 | 2.54 | 16000 | 1.98
LENNOX | ELITE EL22XPV SERIES | 211694762 | HRCU-A-CB | EL22XPV-024-230A** | C35-30B+TDR+TXV | Singlezone Ducted, Centrally Ducted | 23400 | 14100 | 2.54 | 16000 | 1.98
LENNOX | ELITE EL22XPV SERIES | 211694760 | HRCU-A-CB | EL22XPV-024-230A** | C35-30B+TDR+TXV | Singlezone Ducted, Centrally Ducted | 23600 | 14200 | 2.51 | 16100 | 1.96
LENNOX | ELITE EL22XPV SERIES | 211694753 | HRCU-A-CB | EL22XPV-024-230A** | C35-30B+TDR+TXV | Singlezone Ducted, Centrally Ducted | 23600 | 14200 | 2.51 | 16100 | 1.96
LENNOX | ELITE EL22XPV SERIES | 211694747 | HRCU-A-CB | EL22XPV-024-230A** | C35-30B+TDR+TXV | Singlezone Ducted, Centrally Ducted | 23200 | 14000 | 2.52 | 15900 | 1.96
LENNOX | ELITE EL22XPV SERIES | 211694746 | HRCU-A-CB | EL22XPV-024-230A** | C35-30B+TDR+TXV | Singlezone Ducted, Centrally Ducted | 23200 | 14100 | 2.54 | 16000 | 1.98
LENNOX | ELITE EL22XPV SERIES | 211694745 | HRCU-A-CB | EL22XPV-024-230A** | C35-30B+TDR+TXV | Singlezone Ducted, Centrally Ducted | 23200 | 14000 | 2.53 | 15900 | 1.96
LENNOX | ELITE EL22XPV SERIES | 211694744 | HRCU-A-CB | EL22XPV-024-230A** | C35-30B+TDR+TXV | Singlezone Ducted, Centrally Ducted | 23200 | 14000 | 2.52 | 15900 | 1.96
LENNOX | ELITE EL22XPV SERIES | 211694743 | HRCU-A-CB | EL22XPV-024-230A** | C35-30B+TDR+TXV | Singlezone Ducted, Centrally Ducted | 23600 | 14200 | 2.51 | 16100 | 1.96
LENNOX | ELITE EL22XPV SERIES | 211694730 | HRCU-A-CB | EL22XPV-024-230A** | C35-30A+TDR+TXV | Singlezone Ducted, Centrally Ducted | 23600 | 14200 | 2.51 | 16100 | 1.96
LENNOX | ELITE EL22XPV SERIES | 211694729 | HRCU-A-CB | EL22XPV-024-230A** | C35-30A+TDR+TXV | Singlezone Ducted, Centrally Ducted | 23600 | 14200 | 2.51 | 16100 | 1.96
LENNOX | ELITE EL22XPV SERIES | 211694728 | HRCU-A-CB | EL22XPV-024-230A** | C35-30A+TDR+TXV | Singlezone Ducted, Centrally Ducted | 23400 | 14200 | 2.52 | 16100 | 1.98
LENNOX | ELITE EL22XPV SERIES | 211694727 | HRCU-A-CB | EL22XPV-024-230A** | C35-30A+TDR+TXV | Singlezone Ducted, Centrally Ducted | 23200 | 14000 | 2.52 | 15900 | 1.94
LENNOX | ELITE EL22XPV SERIES | 211694726 | HRCU-A-CB | EL22XPV-024-230A** | C35-30A+TDR+TXV | Singlezone Ducted, Centrally Ducted | 23200 | 14000 | 2.52 | 15900 | 1.96
LENNOX | ELITE EL22XPV SERIES | 211694725 | HRCU-A-CB | EL22XPV-024-230A** | C35-30A+TDR+TXV | Singlezone Ducted, Centrally Ducted | 23200 | 14000 | 2.52 | 15900 | 1.94
LENNOX | ELITE EL22XPV SERIES | 211694724 | HRCU-A-CB | EL22XPV-024-230A** | C35-30A+TDR+TXV | Singlezone Ducted, Centrally Ducted | 23400 | 14200 | 2.52 | 16100 | 1.96
LENNOX | ELITE EL22XPV SERIES | 211694723 | HRCU-A-CB | EL22XPV-024-230A** | C35-30A+TDR+TXV | Singlezone Ducted, Centrally Ducted | 23000 | 13900 | 2.51 | 15800 | 1.94
LENNOX | ELITE EL22XPV SERIES | 211694722 | HRCU-A-CB | EL22XPV-024-230A** | C35-30A+TDR+TXV | Singlezone Ducted, Centrally Ducted | 23400 | 14200 | 2.52 | 16100 | 1.96
LENNOX | ELITE EL22XPV SERIES | 211694721 | HRCU-A-CB | EL22XPV-024-230A** | C35-30A+TDR+TXV | Singlezone Ducted, Centrally Ducted | 23000 | 13900 | 2.51 | 15800 | 1.94
LENNOX | ELITE EL22XPV SERIES | 211694718 | HRCU-A-CB | EL22XPV-024-230A** | C35-30A+TDR+TXV | Singlezone Ducted, Centrally Ducted | 23000 | 13900 | 2.51 | 15800 | 1.94
LENNOX | ELITE EL22XPV SERIES | 211694717 | HRCU-A-CB | EL22XPV-024-230A** | C35-30A+TDR+TXV | Singlezone Ducted, Centrally Ducted | 23400 | 14200 | 2.51 | 16100 | 1.96
LENNOX | ELITE EL22XPV SERIES | 211694716 | HRCU-A-CB | EL22XPV-024-230A** | C35-30A+TDR+TXV | Singlezone Ducted, Centrally Ducted | 23400 | 14200 | 2.51 | 16100 | 1.96
LENNOX | ELITE EL22XPV SERIES | 211694715 | HRCU-A-CB | EL22XPV-024-230A** | C35-24B+TDR+TXV | Singlezone Ducted, Centrally Ducted | 23600 | 14700 | 2.52 | 15800 | 1.92
LENNOX | ELITE EL22XPV SERIES | 211694714 | HRCU-A-CB | EL22XPV-024-230A** | C35-24B+TDR+TXV | Singlezone Ducted, Centrally Ducted | 23600 | 14700 | 2.5 | 15800 | 1.9
LENNOX | ELITE EL22XPV SERIES | 211694713 | HRCU-A-CB | EL22XPV-024-230A** | C35-24B+TDR+TXV | Singlezone Ducted, Centrally Ducted | 23600 | 14700 | 2.5 | 15800 | 1.92
LENNOX | ELITE EL22XPV SERIES | 211694712 | HRCU-A-CB | EL22XPV-024-230A** | C35-24B+TDR+TXV | Singlezone Ducted, Centrally Ducted | 23600 | 14600 | 2.55 | 15700 | 1.92
LENNOX | ELITE EL22XPV SERIES | 211694711 | HRCU-A-CB | EL22XPV-024-230A** | C35-24B+TDR+TXV | Singlezone Ducted, Centrally Ducted | 23600 | 14600 | 2.55 | 15700 | 1.92
LENNOX | ELITE EL22XPV SERIES | 211694710 | HRCU-A-CB | EL22XPV-024-230A** | C35-24B+TDR+TXV | Singlezone Ducted, Centrally Ducted | 23600 | 14600 | 2.55 | 15700 | 1.92
LENNOX | ELITE EL22XPV SERIES | 211694708 | HRCU-A-CB | EL22XPV-024-230A** | C35-24B+TDR+TXV | Singlezone Ducted, Centrally Ducted | 23600 | 14700 | 2.5 | 15800 | 1.92
LENNOX | ELITE EL22XPV SERIES | 211694701 | HRCU-A-CB | EL22XPV-024-230A** | C35-24B+TDR+TXV | Singlezone Ducted, Centrally Ducted | 23600 | 14700 | 2.52 | 15700 | 1.9
LENNOX | ELITE EL22XPV SERIES | 211694695 | HRCU-A-CB | EL22XPV-024-230A** | C35-24B+TDR+TXV | Singlezone Ducted, Centrally Ducted | 23200 | 14500 | 2.54 | 15500 | 1.9
LENNOX | ELITE EL22XPV SERIES | 211694694 | HRCU-A-CB | EL22XPV-024-230A** | C35-24B+TDR+TXV | Singlezone Ducted, Centrally Ducted | 23400 | 14500 | 2.51 | 15600 | 1.92
LENNOX | ELITE EL22XPV SERIES | 211694693 | HRCU-A-CB | EL22XPV-024-230A** | C35-24B+TDR+TXV | Singlezone Ducted, Centrally Ducted | 23200 | 14500 | 2.54 | 15500 | 1.9
LENNOX | ELITE EL22XPV SERIES | 211694692 | HRCU-A-CB | EL22XPV-024-230A** | C35-24B+TDR+TXV | Singlezone Ducted, Centrally Ducted | 23200 | 14500 | 2.54 | 15500 | 1.9
LENNOX | ELITE EL22XPV SERIES | 211694691 | HRCU-A-CB | EL22XPV-024-230A** | C35-24B+TDR+TXV | Singlezone Ducted, Centrally Ducted | 23600 | 14700 | 2.52 | 15800 | 1.92
LENNOX | ELITE EL22XPV SERIES | 211694685 | HRCU-A-CB | EL22XPV-024-230A** | C35-24B+TDR+TXV | Singlezone Ducted, Centrally Ducted | 23600 | 14700 | 2.5 | 15800 | 1.92
LENNOX | ELITE EL22XPV SERIES | 211694678 | HRCU-A-CB | EL22XPV-024-230A** | C35-24A+TDR+TXV | Singlezone Ducted, Centrally Ducted | 23600 | 14700 | 2.52 | 15700 | 1.9
LENNOX | ELITE EL22XPV SERIES | 211694677 | HRCU-A-CB | EL22XPV-024-230A** | C35-24A+TDR+TXV | Singlezone Ducted, Centrally Ducted | 23600 | 14700 | 2.52 | 15700 | 1.9
LENNOX | ELITE EL22XPV SERIES | 211694676 | HRCU-A-CB | EL22XPV-024-230A** | C35-24A+TDR+TXV | Singlezone Ducted, Centrally Ducted | 23600 | 14700 | 2.53 | 15700 | 1.92
LENNOX | ELITE EL22XPV SERIES | 211694675 | HRCU-A-CB | EL22XPV-024-230A** | C35-24A+TDR+TXV | Singlezone Ducted, Centrally Ducted | 23200 | 14500 | 2.51 | 15500 | 1.9
LENNOX | ELITE EL22XPV SERIES | 211694674 | HRCU-A-CB | EL22XPV-024-230A** | C35-24A+TDR+TXV | Singlezone Ducted, Centrally Ducted | 23200 | 14400 | 2.53 | 15500 | 1.9
LENNOX | ELITE EL22XPV SERIES | 211694673 | HRCU-A-CB | EL22XPV-024-230A** | C35-24A+TDR+TXV | Singlezone Ducted, Centrally Ducted | 23200 | 14500 | 2.51 | 15500 | 1.9
LENNOX | ELITE EL22XPV SERIES | 211694668 | HRCU-A-CB | EL22XPV-024-230A** | C35-24A+TDR+TXV | Singlezone Ducted, Centrally Ducted | 23600 | 14700 | 2.5 | 15800 | 1.92
LENNOX | ELITE EL22XPV SERIES | 211694667 | HRCU-A-CB | EL22XPV-024-230A** | C35-24A+TDR+TXV | Singlezone Ducted, Centrally Ducted | 23600 | 14700 | 2.5 | 15800 | 1.92
LENNOX | ELITE EL22XPV SERIES | 211694666 | HRCU-A-CB | EL22XPV-024-230A** | C35-24A+TDR+TXV | Singlezone Ducted, Centrally Ducted | 23000 | 14300 | 2.52 | 15400 | 1.9
LENNOX | ELITE EL22XPV SERIES | 211694665 | HRCU-A-CB | EL22XPV-024-230A** | C35-24A+TDR+TXV | Singlezone Ducted, Centrally Ducted | 23600 | 14700 | 2.52 | 15700 | 1.9
LENNOX | ELITE EL22XPV SERIES | 211694664 | HRCU-A-CB | EL22XPV-024-230A** | C35-24A+TDR+TXV | Singlezone Ducted, Centrally Ducted | 23600 | 14700 | 2.52 | 15700 | 1.9
LENNOX | ELITE EL22XPV SERIES | 211694663 | HRCU-A-CB | EL22XPV-024-230A** | CBA38MV-030-230*+TDR | Singlezone Ducted, Centrally Ducted | 22400 | 14300 | 2.83 | 16100 | 2.32
LENNOX | ELITE EL22XPV SERIES | 211694899 | HRCU-A-CB | EL22XPV-024-230A** | CX35-30A+TDR | Singlezone Ducted, Centrally Ducted | 23600 | 14200 | 2.51 | 16100 | 1.96
LENNOX | ELITE EL22XPV SERIES | 211694898 | HRCU-A-CB | EL22XPV-024-230A** | CX35-30A+TDR | Singlezone Ducted, Centrally Ducted | 23600 | 14200 | 2.51 | 16100 | 1.96
LENNOX | ELITE EL22XPV SERIES | 211694897 | HRCU-A-CB | EL22XPV-024-230A** | CX35-30A+TDR | Singlezone Ducted, Centrally Ducted | 23400 | 14200 | 2.52 | 16100 | 1.98
LENNOX | ELITE EL22XPV SERIES | 211694896 | HRCU-A-CB | EL22XPV-024-230A** | CX35-30A+TDR | Singlezone Ducted, Centrally Ducted | 23200 | 14000 | 2.52 | 15900 | 1.94
LENNOX | ELITE EL22XPV SERIES | 211694895 | HRCU-A-CB | EL22XPV-024-230A** | CX35-30A+TDR | Singlezone Ducted, Centrally Ducted | 23200 | 14000 | 2.52 | 15900 | 1.96
LENNOX | ELITE EL22XPV SERIES | 211694894 | HRCU-A-CB | EL22XPV-024-230A** | CX35-30A+TDR | Singlezone Ducted, Centrally Ducted | 23200 | 14000 | 2.52 | 15900 | 1.94
LENNOX | ELITE EL22XPV SERIES | 211694893 | HRCU-A-CB | EL22XPV-024-230A** | CX35-30A+TDR | Singlezone Ducted, Centrally Ducted | 23400 | 14200 | 2.52 | 16100 | 1.96
LENNOX | ELITE EL22XPV SERIES | 211694892 | HRCU-A-CB | EL22XPV-024-230A** | CX35-30A+TDR | Singlezone Ducted, Centrally Ducted | 23000 | 13900 | 2.51 | 15800 | 1.94
LENNOX | ELITE EL22XPV SERIES | 211694891 | HRCU-A-CB | EL22XPV-024-230A** | CX35-30A+TDR | Singlezone Ducted, Centrally Ducted | 23400 | 14200 | 2.52 | 16100 | 1.96
LENNOX | ELITE EL22XPV SERIES | 211694890 | HRCU-A-CB | EL22XPV-024-230A** | CX35-30A+TDR | Singlezone Ducted, Centrally Ducted | 23000 | 13900 | 2.51 | 15800 | 1.94
LENNOX | ELITE EL22XPV SERIES | 211694887 | HRCU-A-CB | EL22XPV-024-230A** | CX35-30A+TDR | Singlezone Ducted, Centrally Ducted | 23000 | 13900 | 2.51 | 15800 | 1.94
LENNOX | ELITE EL22XPV SERIES | 211694886 | HRCU-A-CB | EL22XPV-024-230A** | CX35-30A+TDR | Singlezone Ducted, Centrally Ducted | 23400 | 14200 | 2.51 | 16100 | 1.96
LENNOX | ELITE EL22XPV SERIES | 211694885 | HRCU-A-CB | EL22XPV-024-230A** | CX35-30A+TDR | Singlezone Ducted, Centrally Ducted | 23400 | 14200 | 2.51 | 16100 | 1.96
LENNOX | ELITE EL22XPV SERIES | 211694884 | HRCU-A-CB | EL22XPV-024-230A** | CX35-30B+TDR | Singlezone Ducted, Centrally Ducted | 23600 | 14200 | 2.51 | 16100 | 1.96
LENNOX | ELITE EL22XPV SERIES | 211694883 | HRCU-A-CB | EL22XPV-024-230A** | CX35-30B+TDR | Singlezone Ducted, Centrally Ducted | 23600 | 14200 | 2.51 | 16100 | 1.96
LENNOX | ELITE EL22XPV SERIES | 211694882 | HRCU-A-CB | EL22XPV-024-230A** | CX35-30B+TDR | Singlezone Ducted, Centrally Ducted | 23600 | 14200 | 2.51 | 16200 | 1.96
LENNOX | ELITE EL22XPV SERIES | 211694881 | HRCU-A-CB | EL22XPV-024-230A** | CX35-30B+TDR | Singlezone Ducted, Centrally Ducted | 23600 | 14200 | 2.51 | 16100 | 1.96
LENNOX | ELITE EL22XPV SERIES | 211694880 | HRCU-A-CB | EL22XPV-024-230A** | CX35-30B+TDR | Singlezone Ducted, Centrally Ducted | 23400 | 14100 | 2.54 | 16000 | 1.98
LENNOX | ELITE EL22XPV SERIES | 211694879 | HRCU-A-CB | EL22XPV-024-230A** | CX35-30B+TDR | Singlezone Ducted, Centrally Ducted | 23400 | 14100 | 2.54 | 16000 | 1.98
LENNOX | ELITE EL22XPV SERIES | 211694878 | HRCU-A-CB | EL22XPV-024-230A** | CX35-30B+TDR | Singlezone Ducted, Centrally Ducted | 23400 | 14100 | 2.54 | 16000 | 1.98
LENNOX | ELITE EL22XPV SERIES | 211694876 | HRCU-A-CB | EL22XPV-024-230A** | CX35-30B+TDR | Singlezone Ducted, Centrally Ducted | 23600 | 14200 | 2.51 | 16100 | 1.96
LENNOX | ELITE EL22XPV SERIES | 211694869 | HRCU-A-CB | EL22XPV-024-230A** | CX35-30B+TDR | Singlezone Ducted, Centrally Ducted | 23600 | 14200 | 2.51 | 16100 | 1.96
LENNOX | ELITE EL22XPV SERIES | 211694863 | HRCU-A-CB | EL22XPV-024-230A** | CX35-30B+TDR | Singlezone Ducted, Centrally Ducted | 23200 | 14000 | 2.52 | 15900 | 1.96
LENNOX | ELITE EL22XPV SERIES | 211694862 | HRCU-A-CB | EL22XPV-024-230A** | CX35-30B+TDR | Singlezone Ducted, Centrally Ducted | 23200 | 14100 | 2.54 | 16000 | 1.98
LENNOX | ELITE EL22XPV SERIES | 211694861 | HRCU-A-CB | EL22XPV-024-230A** | CX35-30B+TDR | Singlezone Ducted, Centrally Ducted | 23200 | 14000 | 2.53 | 15900 | 1.96
LENNOX | ELITE EL22XPV SERIES | 211694860 | HRCU-A-CB | EL22XPV-024-230A** | CX35-30B+TDR | Singlezone Ducted, Centrally Ducted | 23200 | 14000 | 2.52 | 15900 | 1.96
LENNOX | ELITE EL22XPV SERIES | 211694859 | HRCU-A-CB | EL22XPV-024-230A** | CX35-30B+TDR | Singlezone Ducted, Centrally Ducted | 23600 | 14200 | 2.51 | 16100 | 1.96
LENNOX | ELITE EL22XPV SERIES | 211694846 | HRCU-A-CB | EL22XPV-024-230A** | CX35-24B+TDR | Singlezone Ducted, Centrally Ducted | 23600 | 14700 | 2.52 | 15800 | 1.92
LENNOX | ELITE EL22XPV SERIES | 211694845 | HRCU-A-CB | EL22XPV-024-230A** | CX35-24B+TDR | Singlezone Ducted, Centrally Ducted | 23600 | 14700 | 2.5 | 15800 | 1.9
LENNOX | ELITE EL22XPV SERIES | 211694844 | HRCU-A-CB | EL22XPV-024-230A** | CX35-24B+TDR | Singlezone Ducted, Centrally Ducted | 23600 | 14700 | 2.5 | 15800 | 1.92
LENNOX | ELITE EL22XPV SERIES | 211694843 | HRCU-A-CB | EL22XPV-024-230A** | CX35-24B+TDR | Singlezone Ducted, Centrally Ducted | 23600 | 14600 | 2.55 | 15700 | 1.92
LENNOX | ELITE EL22XPV SERIES | 211694842 | HRCU-A-CB | EL22XPV-024-230A** | CX35-24B+TDR | Singlezone Ducted, Centrally Ducted | 23600 | 14600 | 2.55 | 15700 | 1.92
LENNOX | ELITE EL22XPV SERIES | 211694841 | HRCU-A-CB | EL22XPV-024-230A** | CX35-24B+TDR | Singlezone Ducted, Centrally Ducted | 23600 | 14600 | 2.55 | 15700 | 1.92
LENNOX | ELITE EL22XPV SERIES | 211694839 | HRCU-A-CB | EL22XPV-024-230A** | CX35-24B+TDR | Singlezone Ducted, Centrally Ducted | 23600 | 14700 | 2.5 | 15800 | 1.92
LENNOX | EL22XPV SERIES | 211799261 | HRCU-A-CB | EL22XPV-036-230A** | CX35-48C+TDR | Singlezone Ducted, Centrally Ducted | 33600 | 22400 | 2.56 | 18500 | 2.26
LENNOX | EL22XPV SERIES | 211799259 | HRCU-A-CB | EL22XPV-036-230A** | CX35-48C+TDR | Singlezone Ducted, Centrally Ducted | 33800 | 22400 | 2.52 | 18600 | 2.24
LENNOX | EL22XPV SERIES | 211799258 | HRCU-A-CB | EL22XPV-036-230A** | CX35-48C+TDR | Singlezone Ducted, Centrally Ducted | 33800 | 22400 | 2.52 | 18600 | 2.24
LENNOX | EL22XPV SERIES | 211799256 | HRCU-A-CB | EL22XPV-036-230A** | CX35-48C+TDR | Singlezone Ducted, Centrally Ducted | 33800 | 22400 | 2.54 | 18500 | 2.24
LENNOX | EL22XPV SERIES | 211799248 | HRCU-A-CB | EL22XPV-036-230A** | CX35-48C+TDR | Singlezone Ducted, Centrally Ducted | 33800 | 22400 | 2.52 | 18600 | 2.24
LENNOX | EL22XPV SERIES | 211799245 | HRCU-A-CB | EL22XPV-036-230A** | CX35-48C+TDR | Singlezone Ducted, Centrally Ducted | 33800 | 22400 | 2.52 | 18600 | 2.24
LENNOX | EL22XPV SERIES | 211799244 | HRCU-A-CB | EL22XPV-036-230A** | CX35-48C+TDR | Singlezone Ducted, Centrally Ducted | 33800 | 22400 | 2.54 | 18500 | 2.24
LENNOX | EL22XPV SERIES | 211799238 | HRCU-A-CB | EL22XPV-036-230A** | C35-48C+TDR+TXV | Singlezone Ducted, Centrally Ducted | 33600 | 22400 | 2.56 | 18500 | 2.26
LENNOX | EL22XPV SERIES | 211799236 | HRCU-A-CB | EL22XPV-036-230A** | C35-48C+TDR+TXV | Singlezone Ducted, Centrally Ducted | 33800 | 22400 | 2.52 | 18600 | 2.24
LENNOX | EL22XPV SERIES | 211799235 | HRCU-A-CB | EL22XPV-036-230A** | C35-48C+TDR+TXV | Singlezone Ducted, Centrally Ducted | 33800 | 22400 | 2.52 | 18600 | 2.24
LENNOX | EL22XPV SERIES | 211799233 | HRCU-A-CB | EL22XPV-036-230A** | C35-48C+TDR+TXV | Singlezone Ducted, Centrally Ducted | 33800 | 22400 | 2.54 | 18500 | 2.24
LENNOX | EL22XPV SERIES | 211799225 | HRCU-A-CB | EL22XPV-036-230A** | C35-48C+TDR+TXV | Singlezone Ducted, Centrally Ducted | 33800 | 22400 | 2.52 | 18600 | 2.24
LENNOX | EL22XPV SERIES | 211799222 | HRCU-A-CB | EL22XPV-036-230A** | C35-48C+TDR+TXV | Singlezone Ducted, Centrally Ducted | 33800 | 22400 | 2.52 | 18600 | 2.24
LENNOX | EL22XPV SERIES | 211799221 | HRCU-A-CB | EL22XPV-036-230A** | C35-48C+TDR+TXV | Singlezone Ducted, Centrally Ducted | 33800 | 22400 | 2.54 | 18500 | 2.24
LENNOX | ELITE EL22XPV SERIES | 211468007 | HRCU-A-CB | EL22XPV-036-230A** | CX35-48B+TDR | Singlezone Ducted, Centrally Ducted | 33800 | 22400 | 2.54 | 18400 | 2.22
LENNOX | ELITE EL22XPV SERIES | 211468006 | HRCU-A-CB | EL22XPV-036-230A** | CX35-48B+TDR | Singlezone Ducted, Centrally Ducted | 33800 | 22400 | 2.54 | 18400 | 2.22
LENNOX | ELITE EL22XPV SERIES | 211468005 | HRCU-A-CB | EL22XPV-036-230A** | CX35-48B+TDR | Singlezone Ducted, Centrally Ducted | 33800 | 22400 | 2.52 | 18400 | 2.22
LENNOX | ELITE EL22XPV SERIES | 211468004 | HRCU-A-CB | EL22XPV-036-230A** | CX35-48B+TDR | Singlezone Ducted, Centrally Ducted | 33800 | 22600 | 2.52 | 18500 | 2.2
LENNOX | ELITE EL22XPV SERIES | 211467994 | HRCU-A-CB | EL22XPV-036-230A** | CX35-48B+TDR | Singlezone Ducted, Centrally Ducted | 33600 | 22200 | 2.56 | 18200 | 2.24
LENNOX | ELITE EL22XPV SERIES | 211467993 | HRCU-A-CB | EL22XPV-036-230A** | CX35-48B+TDR | Singlezone Ducted, Centrally Ducted | 33600 | 22200 | 2.52 | 18300 | 2.22
LENNOX | ELITE EL22XPV SERIES | 211467992 | HRCU-A-CB | EL22XPV-036-230A** | CX35-48B+TDR | Singlezone Ducted, Centrally Ducted | 33600 | 22200 | 2.56 | 18200 | 2.24
LENNOX | ELITE EL22XPV SERIES | 211467991 | HRCU-A-CB | EL22XPV-036-230A** | CX35-48B+TDR | Singlezone Ducted, Centrally Ducted | 33400 | 22200 | 2.52 | 18200 | 2.22
LENNOX | ELITE EL22XPV SERIES | 211467990 | HRCU-A-CB | EL22XPV-036-230A** | CX35-48B+TDR | Singlezone Ducted, Centrally Ducted | 33600 | 22200 | 2.54 | 18200 | 2.22
LENNOX | ELITE EL22XPV SERIES | 211467989 | HRCU-A-CB | EL22XPV-036-230A** | CX35-48B+TDR | Singlezone Ducted, Centrally Ducted | 33400 | 22200 | 2.52 | 18200 | 2.22
LENNOX | ELITE EL22XPV SERIES | 211467988 | HRCU-A-CB | EL22XPV-036-230A** | CX35-48B+TDR | Singlezone Ducted, Centrally Ducted | 33400 | 22200 | 2.52 | 18200 | 2.22
LENNOX | ELITE EL22XPV SERIES | 211467984 | HRCU-A-CB | EL22XPV-036-230A** | CX35-48B+TDR | Singlezone Ducted, Centrally Ducted | 33600 | 22400 | 2.5 | 18400 | 2.2
LENNOX | ELITE EL22XPV SERIES | 211467983 | HRCU-A-CB | EL22XPV-036-230A** | CX35-48B+TDR | Singlezone Ducted, Centrally Ducted | 33200 | 22000 | 2.54 | 18000 | 2.24
LENNOX | ELITE EL22XPV SERIES | 211467982 | HRCU-A-CB | EL22XPV-036-230A** | CX35-48B+TDR | Singlezone Ducted, Centrally Ducted | 33200 | 22000 | 2.54 | 18000 | 2.24
LENNOX | ELITE EL22XPV SERIES | 211467981 | HRCU-A-CB | EL22XPV-036-230A** | CX35-48B+TDR | Singlezone Ducted, Centrally Ducted | 33200 | 22000 | 2.52 | 18100 | 2.24
LENNOX | ELITE EL22XPV SERIES | 211467977 | HRCU-A-CB | EL22XPV-036-230A** | CX35-48B+TDR | Singlezone Ducted, Centrally Ducted | 33600 | 22400 | 2.5 | 18400 | 2.2
LENNOX | ELITE EL22XPV SERIES | 211467975 | HRCU-A-CB | EL22XPV-036-230A** | CX35-48B+TDR | Singlezone Ducted, Centrally Ducted | 33800 | 22600 | 2.5 | 18500 | 2.18
LENNOX | ELITE EL22XPV SERIES | 211467822 | HRCU-A-CB | EL22XPV-036-230A** | CHX35-42C-**-*+TDR | Singlezone Ducted, Centrally Ducted | 33600 | 22400 | 2.5 | 18100 | 2.04
LENNOX | ELITE EL22XPV SERIES | 211467821 | HRCU-A-CB | EL22XPV-036-230A** | CHX35-42C-**-*+TDR | Singlezone Ducted, Centrally Ducted | 33400 | 22200 | 2.5 | 17900 | 2.04
LENNOX | ELITE EL22XPV SERIES | 211467820 | HRCU-A-CB | EL22XPV-036-230A** | CHX35-42C-**-*+TDR | Singlezone Ducted, Centrally Ducted | 33400 | 22400 | 2.5 | 18000 | 2.04
LENNOX | ELITE EL22XPV SERIES | 211467818 | HRCU-A-CB | EL22XPV-036-230A** | CHX35-42C-**-*+TDR | Singlezone Ducted, Centrally Ducted | 33400 | 22200 | 2.5 | 17900 | 2.04
LENNOX | ELITE EL22XPV SERIES | 211467817 | HRCU-A-CB | EL22XPV-036-230A** | CHX35-42C-**-*+TDR | Singlezone Ducted, Centrally Ducted | 33600 | 22400 | 2.54 | 18000 | 2.06
LENNOX | ELITE EL22XPV SERIES | 211467816 | HRCU-A-CB | EL22XPV-036-230A** | CHX35-42C-**-*+TDR | Singlezone Ducted, Centrally Ducted | 33400 | 22200 | 2.5 | 17900 | 2.04
LENNOX | ELITE EL22XPV SERIES | 211467815 | HRCU-A-CB | EL22XPV-036-230A** | CHX35-42C-**-*+TDR | Singlezone Ducted, Centrally Ducted | 33400 | 22200 | 2.52 | 17900 | 2.06
LENNOX | ELITE EL22XPV SERIES | 211467814 | HRCU-A-CB | EL22XPV-036-230A** | CHX35-42C-**-*+TDR | Singlezone Ducted, Centrally Ducted | 33800 | 22400 | 2.5 | 18200 | 2.04
LENNOX | ELITE EL22XPV SERIES | 211467812 | HRCU-A-CB | EL22XPV-036-230A** | CHX35-42C-**-*+TDR | Singlezone Ducted, Centrally Ducted | 33800 | 22600 | 2.5 | 18200 | 2.04
LENNOX | ELITE EL22XPV SERIES | 211467811 | HRCU-A-CB | EL22XPV-036-230A** | CHX35-42C-**-*+TDR | Singlezone Ducted, Centrally Ducted | 33800 | 22600 | 2.5 | 18200 | 2.02
LENNOX | ELITE EL22XPV SERIES | 211467808 | HRCU-A-CB | EL22XPV-036-230A** | CHX35-42C-**-*+TDR | Singlezone Ducted, Centrally Ducted | 33200 | 22200 | 2.5 | 17800 | 2.04
LENNOX | ELITE EL22XPV SERIES | 211467807 | HRCU-A-CB | EL22XPV-036-230A** | CHX35-42C-**-*+TDR | Singlezone Ducted, Centrally Ducted | 33800 | 22600 | 2.52 | 18200 | 2.04
LENNOX | ELITE EL22XPV SERIES | 211467806 | HRCU-A-CB | EL22XPV-036-230A** | CHX35-42C-**-*+TDR | Singlezone Ducted, Centrally Ducted | 33800 | 22600 | 2.52 | 18200 | 2.04
LENNOX | ELITE EL22XPV SERIES | 211467805 | HRCU-A-CB | EL22XPV-036-230A** | CHX35-42C-**-*+TDR | Singlezone Ducted, Centrally Ducted | 33200 | 22000 | 2.52 | 17700 | 2.06
LENNOX | ELITE EL22XPV SERIES | 211467804 | HRCU-A-CB | EL22XPV-036-230A** | CHX35-42C-**-*+TDR | Singlezone Ducted, Centrally Ducted | 33800 | 22600 | 2.52 | 18200 | 2.04
LENNOX | ELITE EL22XPV SERIES | 211467871 | HRCU-A-CB | EL22XPV-036-230A** | CR33-48B*+TDR+TXV | Singlezone Ducted, Centrally Ducted | 33400 | 21400 | 2.5 | 17700 | 2.18
LENNOX | ELITE EL22XPV SERIES | 211467865 | HRCU-A-CB | EL22XPV-036-230A** | CR33-30/36C+TDR+TXV | Singlezone Ducted, Centrally Ducted | 35800 | 23400 | 2.5 | 19000 | 2.18
LENNOX | ELITE EL22XPV SERIES | 211467864 | HRCU-A-CB | EL22XPV-036-230A** | CR33-30/36C+TDR+TXV | Singlezone Ducted, Centrally Ducted | 35600 | 23200 | 2.5 | 18900 | 2.2
LENNOX | ELITE EL22XPV SERIES | 211467863 | HRCU-A-CB | EL22XPV-036-230A** | CR33-30/36C+TDR+TXV | Singlezone Ducted, Centrally Ducted | 34800 | 22800 | 2.54 | 18400 | 2.22
LENNOX | ELITE EL22XPV SERIES | 211467862 | HRCU-A-CB | EL22XPV-036-230A** | CR33-30/36C+TDR+TXV | Singlezone Ducted, Centrally Ducted | 35400 | 23000 | 2.54 | 18700 | 2.22
LENNOX | ELITE EL22XPV SERIES | 211467861 | HRCU-A-CB | EL22XPV-036-230A** | CR33-30/36C+TDR+TXV | Singlezone Ducted, Centrally Ducted | 35000 | 22800 | 2.56 | 18500 | 2.24
LENNOX | ELITE EL22XPV SERIES | 211467860 | HRCU-A-CB | EL22XPV-036-230A** | CR33-30/36C+TDR+TXV | Singlezone Ducted, Centrally Ducted | 35000 | 22800 | 2.54 | 18500 | 2.22
LENNOX | ELITE EL22XPV SERIES | 211467859 | HRCU-A-CB | EL22XPV-036-230A** | CR33-30/36C+TDR+TXV | Singlezone Ducted, Centrally Ducted | 35000 | 22800 | 2.58 | 18400 | 2.24
LENNOX | ELITE EL22XPV SERIES | 211467858 | HRCU-A-CB | EL22XPV-036-230A** | CR33-30/36C+TDR+TXV | Singlezone Ducted, Centrally Ducted | 35400 | 23000 | 2.54 | 18700 | 2.22
LENNOX | ELITE EL22XPV SERIES | 211467857 | HRCU-A-CB | EL22XPV-036-230A** | CR33-30/36C+TDR+TXV | Singlezone Ducted, Centrally Ducted | 35000 | 22800 | 2.54 | 18500 | 2.22
LENNOX | ELITE EL22XPV SERIES | 211467856 | HRCU-A-CB | EL22XPV-036-230A** | CR33-30/36B+TDR+TXV | Singlezone Ducted, Centrally Ducted | 35600 | 23200 | 2.5 | 18900 | 2.18
LENNOX | ELITE EL22XPV SERIES | 211467855 | HRCU-A-CB | EL22XPV-036-230A** | CR33-30/36B+TDR+TXV | Singlezone Ducted, Centrally Ducted | 35600 | 23200 | 2.5 | 18900 | 2.18
LENNOX | ELITE EL22XPV SERIES | 211467722 | HRCU-A-CB | EL22XPV-036-230A** | CBA38MV-042-230*+TDR | Singlezone Ducted, Centrally Ducted | 35000 | 22800 | 2.64 | 18400 | 2.3
LENNOX | ELITE EL22XPV SERIES | 211467854 | HRCU-A-CB | EL22XPV-036-230A** | CR33-30/36B+TDR+TXV | Singlezone Ducted, Centrally Ducted | 35000 | 22800 | 2.52 | 18500 | 2.2
LENNOX | ELITE EL22XPV SERIES | 211467721 | HRCU-A-CB | EL22XPV-036-230A** | CBA27UHE-042-230*+TDR | Singlezone Ducted, Centrally Ducted | 34400 | 22200 | 2.6 | 18000 | 2.3
LENNOX | ELITE EL22XPV SERIES | 211467853 | HRCU-A-CB | EL22XPV-036-230A** | CR33-30/36B+TDR+TXV | Singlezone Ducted, Centrally Ducted | 35400 | 23200 | 2.52 | 18800 | 2.2
LENNOX | ELITE EL22XPV SERIES | 211467720 | HRCU-A-CB | EL22XPV-036-230A** | CBA27UHE-036-230*+TDR | Singlezone Ducted, Centrally Ducted | 33600 | 23000 | 2.6 | 18300 | 2.24
LENNOX | ELITE EL22XPV SERIES | 211467852 | HRCU-A-CB | EL22XPV-036-230A** | CR33-30/36B+TDR+TXV | Singlezone Ducted, Centrally Ducted | 34800 | 22800 | 2.52 | 18400 | 2.2
LENNOX | ELITE EL22XPV SERIES | 211467719 | HRCU-A-CB | EL22XPV-036-230A** | CBA25UHV-042-230-** | Singlezone Ducted, Centrally Ducted | 33600 | 22200 | 2.6 | 18000 | 2.24
LENNOX | ELITE EL22XPV SERIES | 211467718 | HRCU-A-CB | EL22XPV-036-230A** | CBA25UHV-036-230-** | Singlezone Ducted, Centrally Ducted | 33400 | 22200 | 2.58 | 18000 | 2.24
LENNOX | ELITE EL22XPV SERIES | 211467851 | HRCU-A-CB | EL22XPV-036-230A** | CR33-30/36B+TDR+TXV | Singlezone Ducted, Centrally Ducted | 35200 | 23000 | 2.52 | 18600 | 2.2
LENNOX | ELITE EL22XPV SERIES | 211467850 | HRCU-A-CB | EL22XPV-036-230A** | CR33-30/36B+TDR+TXV | Singlezone Ducted, Centrally Ducted | 35200 | 23000 | 2.52 | 18600 | 2.2
LENNOX | ELITE EL22XPV SERIES | 211467849 | HRCU-A-CB | EL22XPV-036-230A** | CR33-30/36B+TDR+TXV | Singlezone Ducted, Centrally Ducted | 35000 | 22800 | 2.58 | 18500 | 2.26
LENNOX | ELITE EL22XPV SERIES | 211467848 | HRCU-A-CB | EL22XPV-036-230A** | CR33-30/36B+TDR+TXV | Singlezone Ducted, Centrally Ducted | 34800 | 22600 | 2.52 | 18400 | 2.22
LENNOX | ELITE EL22XPV SERIES | 211467714 | HRCU-A-CB | EL22XPV-036-230A** | C35-48B+TDR+TXV | Singlezone Ducted, Centrally Ducted | 33800 | 22400 | 2.54 | 18400 | 2.22
LENNOX | ELITE EL22XPV SERIES | 211467713 | HRCU-A-CB | EL22XPV-036-230A** | C35-48B+TDR+TXV | Singlezone Ducted, Centrally Ducted | 33800 | 22400 | 2.54 | 18400 | 2.22
LENNOX | ELITE EL22XPV SERIES | 211467846 | HRCU-A-CB | EL22XPV-036-230A** | CR33-30/36B+TDR+TXV | Singlezone Ducted, Centrally Ducted | 35400 | 23000 | 2.5 | 18800 | 2.2
LENNOX | ELITE EL22XPV SERIES | 211467712 | HRCU-A-CB | EL22XPV-036-230A** | C35-48B+TDR+TXV | Singlezone Ducted, Centrally Ducted | 33800 | 22400 | 2.52 | 18400 | 2.22
LENNOX | ELITE EL22XPV SERIES | 211467845 | HRCU-A-CB | EL22XPV-036-230A** | CR33-30/36B+TDR+TXV | Singlezone Ducted, Centrally Ducted | 35800 | 23400 | 2.5 | 19000 | 2.16
LENNOX | ELITE EL22XPV SERIES | 211467711 | HRCU-A-CB | EL22XPV-036-230A** | C35-48B+TDR+TXV | Singlezone Ducted, Centrally Ducted | 33800 | 22600 | 2.52 | 18500 | 2.2
LENNOX | ELITE EL22XPV SERIES | 211467844 | HRCU-A-CB | EL22XPV-036-230A** | CR33-30/36B+TDR+TXV | Singlezone Ducted, Centrally Ducted | 35200 | 22800 | 2.54 | 18600 | 2.22
LENNOX | ELITE EL22XPV SERIES | 211467843 | HRCU-A-CB | EL22XPV-036-230A** | CR33-30/36A+TDR+TXV | Singlezone Ducted, Centrally Ducted | 35800 | 23400 | 2.5 | 19000 | 2.16
LENNOX | ELITE EL22XPV SERIES | 211467842 | HRCU-A-CB | EL22XPV-036-230A** | CR33-30/36A+TDR+TXV | Singlezone Ducted, Centrally Ducted | 35000 | 22800 | 2.52 | 18500 | 2.2
LENNOX | ELITE EL22XPV SERIES | 211467841 | HRCU-A-CB | EL22XPV-036-230A** | CR33-30/36A+TDR+TXV | Singlezone Ducted, Centrally Ducted | 34800 | 22800 | 2.52 | 18400 | 2.2
LENNOX | ELITE EL22XPV SERIES | 211467835 | HRCU-A-CB | EL22XPV-036-230A** | CHX35-42C-**-*+TDR | Singlezone Ducted, Centrally Ducted | 33800 | 22600 | 2.5 | 18200 | 2.04
LENNOX | ELITE EL22XPV SERIES | 211467834 | HRCU-A-CB | EL22XPV-036-230A** | CHX35-42C-**-*+TDR | Singlezone Ducted, Centrally Ducted | 33600 | 22400 | 2.5 | 18100 | 2.04
LENNOX | ELITE EL22XPV SERIES | 211467833 | HRCU-A-CB | EL22XPV-036-230A** | CHX35-42C-**-*+TDR | Singlezone Ducted, Centrally Ducted | 33600 | 22400 | 2.5 | 18100 | 2.04
LENNOX | ELITE EL22XPV SERIES | 211467831 | HRCU-A-CB | EL22XPV-036-230A** | CHX35-42C-**-*+TDR | Singlezone Ducted, Centrally Ducted | 33600 | 22400 | 2.52 | 18100 | 2.06
LENNOX | ELITE EL22XPV SERIES | 211467830 | HRCU-A-CB | EL22XPV-036-230A** | CHX35-42C-**-*+TDR | Singlezone Ducted, Centrally Ducted | 33600 | 22400 | 2.52 | 18100 | 2.06
LENNOX | ELITE EL22XPV SERIES | 211467701 | HRCU-A-CB | EL22XPV-036-230A** | C35-48B+TDR+TXV | Singlezone Ducted, Centrally Ducted | 33600 | 22200 | 2.56 | 18200 | 2.24
LENNOX | ELITE EL22XPV SERIES | 211467829 | HRCU-A-CB | EL22XPV-036-230A** | CHX35-42C-**-*+TDR | Singlezone Ducted, Centrally Ducted | 33600 | 22400 | 2.5 | 18100 | 2.04
LENNOX | ELITE EL22XPV SERIES | 211467700 | HRCU-A-CB | EL22XPV-036-230A** | C35-48B+TDR+TXV | Singlezone Ducted, Centrally Ducted | 33600 | 22200 | 2.52 | 18300 | 2.22
LENNOX | ELITE EL22XPV SERIES | 211467828 | HRCU-A-CB | EL22XPV-036-230A** | CHX35-42C-**-*+TDR | Singlezone Ducted, Centrally Ducted | 33600 | 22400 | 2.5 | 17800 | 2.04
LENNOX | ELITE EL22XPV SERIES | 211467699 | HRCU-A-CB | EL22XPV-036-230A** | C35-48B+TDR+TXV | Singlezone Ducted, Centrally Ducted | 33600 | 22200 | 2.56 | 18200 | 2.24
LENNOX | ELITE EL22XPV SERIES | 211467698 | HRCU-A-CB | EL22XPV-036-230A** | C35-48B+TDR+TXV | Singlezone Ducted, Centrally Ducted | 33400 | 22200 | 2.52 | 18200 | 2.22
LENNOX | ELITE EL22XPV SERIES | 211467826 | HRCU-A-CB | EL22XPV-036-230A** | CHX35-42C-**-*+TDR | Singlezone Ducted, Centrally Ducted | 33800 | 22600 | 2.52 | 18200 | 2.04
LENNOX | ELITE EL22XPV SERIES | 211467697 | HRCU-A-CB | EL22XPV-036-230A** | C35-48B+TDR+TXV | Singlezone Ducted, Centrally Ducted | 33600 | 22200 | 2.54 | 18200 | 2.22
LENNOX | ELITE EL22XPV SERIES | 211467825 | HRCU-A-CB | EL22XPV-036-230A** | CHX35-42C-**-*+TDR | Singlezone Ducted, Centrally Ducted | 33600 | 22400 | 2.5 | 18100 | 2.04
LENNOX | ELITE EL22XPV SERIES | 211467696 | HRCU-A-CB | EL22XPV-036-230A** | C35-48B+TDR+TXV | Singlezone Ducted, Centrally Ducted | 33400 | 22200 | 2.52 | 18200 | 2.22
LENNOX | ELITE EL22XPV SERIES | 211467695 | HRCU-A-CB | EL22XPV-036-230A** | C35-48B+TDR+TXV | Singlezone Ducted, Centrally Ducted | 33400 | 22200 | 2.52 | 18200 | 2.22
LENNOX | ELITE EL22XPV SERIES | 211467691 | HRCU-A-CB | EL22XPV-036-230A** | C35-48B+TDR+TXV | Singlezone Ducted, Centrally Ducted | 33600 | 22400 | 2.5 | 18400 | 2.2
LENNOX | ELITE EL22XPV SERIES | 211467690 | HRCU-A-CB | EL22XPV-036-230A** | C35-48B+TDR+TXV | Singlezone Ducted, Centrally Ducted | 33200 | 22000 | 2.54 | 18000 | 2.24
LENNOX | ELITE EL22XPV SERIES | 211467689 | HRCU-A-CB | EL22XPV-036-230A** | C35-48B+TDR+TXV | Singlezone Ducted, Centrally Ducted | 33200 | 22000 | 2.54 | 18000 | 2.24
LENNOX | ELITE EL22XPV SERIES | 211467688 | HRCU-A-CB | EL22XPV-036-230A** | C35-48B+TDR+TXV | Singlezone Ducted, Centrally Ducted | 33200 | 22000 | 2.52 | 18100 | 2.24
LENNOX | ELITE EL22XPV SERIES | 211467684 | HRCU-A-CB | EL22XPV-036-230A** | C35-48B+TDR+TXV | Singlezone Ducted, Centrally Ducted | 33600 | 22400 | 2.5 | 18400 | 2.2
LENNOX | ELITE EL22XPV SERIES | 211467682 | HRCU-A-CB | EL22XPV-036-230A** | C35-48B+TDR+TXV | Singlezone Ducted, Centrally Ducted | 33800 | 22600 | 2.5 | 18500 | 2.18
LENNOX | ELITE EL22XPV SERIES | 211467586 | HRCU-A-CB | EL22XPV-036-230A** | CBA38MV-036-230*+TDR | Singlezone Ducted, Centrally Ducted | 33400 | 22800 | 2.6 | 18200 | 2.26
LENNOX | Elite EL18XPV Series | 206840767 | HRCU-A-CB | EL18XPV-024-230A** | CBA38MV-030-230*+TDR | Singlezone Ducted, Centrally Ducted | 23400 | 15100 | 2.67 | 11700 | 2.29
LENNOX | ELITE EL18XPV SERIES | 206840766 | HRCU-A-CB | EL18XPV-024-230A** | CBA27UHE-024-230*+TDR | Singlezone Ducted, Centrally Ducted | 24000 | 14800 | 2.6 | 11100 | 2.21
LENNOX | ELITE EL18XPV SERIES | 206840655 | HRCU-A-CB | EL18XPV-024-230A** | CR33-24A+TDR+TXV | Singlezone Ducted, Centrally Ducted | 23600 | 15300 | 2.51 | 11900 | 2.22
LENNOX | ELITE EL18XPV SERIES | 206840628 | HRCU-A-CB | EL18XPV-024-230A** | CHX35-30A-**-*+TDR | Singlezone Ducted, Centrally Ducted | 23600 | 14400 | 2.56 | 10700 | 2.16
LENNOX | ELITE EL18XPV SERIES | 206840627 | HRCU-A-CB | EL18XPV-024-230A** | CHX35-30A-**-*+TDR | Singlezone Ducted, Centrally Ducted | 23600 | 14400 | 2.56 | 10700 | 2.16
LENNOX | ELITE EL18XPV SERIES | 206840625 | HRCU-A-CB | EL18XPV-024-230A** | CHX35-30A-**-*+TDR | Singlezone Ducted, Centrally Ducted | 23200 | 14200 | 2.55 | 10600 | 2.2
LENNOX | ELITE EL18XPV SERIES | 206840624 | HRCU-A-CB | EL18XPV-024-230A** | CHX35-30A-**-*+TDR | Singlezone Ducted, Centrally Ducted | 23200 | 14200 | 2.55 | 10600 | 2.2
LENNOX | ELITE EL18XPV SERIES | 206840617 | HRCU-A-CB | EL18XPV-024-230A** | CHX35-24B-**-*+TDR | Singlezone Ducted, Centrally Ducted | 23600 | 14800 | 2.52 | 11200 | 2.16
LENNOX | ELITE EL18XPV SERIES | 206840615 | HRCU-A-CB | EL18XPV-024-230A** | CHX35-24B-**-*+TDR | Singlezone Ducted, Centrally Ducted | 23600 | 14900 | 2.5 | 11400 | 2.14
LENNOX | ELITE EL18XPV SERIES | 206840610 | HRCU-A-CB | EL18XPV-024-230A** | CHX35-24B-**-*+TDR | Singlezone Ducted, Centrally Ducted | 23600 | 14900 | 2.5 | 11400 | 2.14
LENNOX | ELITE EL18XPV SERIES | 206840607 | HRCU-A-CB | EL18XPV-024-230A** | CHX35-24B-**-*+TDR | Singlezone Ducted, Centrally Ducted | 23800 | 14900 | 2.52 | 11300 | 2.14
LENNOX | ELITE EL18XPV SERIES | 206840606 | HRCU-A-CB | EL18XPV-024-230A** | CHX35-24B-**-*+TDR | Singlezone Ducted, Centrally Ducted | 23600 | 14800 | 2.52 | 11200 | 2.16
LENNOX | ELITE EL18XPV SERIES | 206840566 | HRCU-A-CB | EL18XPV-024-230A** | CH35-30A+TDR+TXV | Singlezone Ducted, Centrally Ducted | 23600 | 14400 | 2.56 | 10700 | 2.16
LENNOX | ELITE EL18XPV SERIES | 206840565 | HRCU-A-CB | EL18XPV-024-230A** | CH35-30A+TDR+TXV | Singlezone Ducted, Centrally Ducted | 23600 | 14400 | 2.56 | 10700 | 2.16
LENNOX | ELITE EL18XPV SERIES | 206840563 | HRCU-A-CB | EL18XPV-024-230A** | CH35-30A+TDR+TXV | Singlezone Ducted, Centrally Ducted | 23200 | 14200 | 2.55 | 10600 | 2.2
LENNOX | ELITE EL18XPV SERIES | 206840562 | HRCU-A-CB | EL18XPV-024-230A** | CH35-30A+TDR+TXV | Singlezone Ducted, Centrally Ducted | 23200 | 14200 | 2.55 | 10600 | 2.2
LENNOX | ELITE EL18XPV SERIES | 206840555 | HRCU-A-CB | EL18XPV-024-230A** | CH35-24B+TDR+TXV | Singlezone Ducted, Centrally Ducted | 23600 | 14800 | 2.52 | 11200 | 2.16
LENNOX | ELITE EL18XPV SERIES | 206840553 | HRCU-A-CB | EL18XPV-024-230A** | CH35-24B+TDR+TXV | Singlezone Ducted, Centrally Ducted | 23600 | 14900 | 2.5 | 11400 | 2.14
LENNOX | ELITE EL18XPV SERIES | 206840548 | HRCU-A-CB | EL18XPV-024-230A** | CH35-24B+TDR+TXV | Singlezone Ducted, Centrally Ducted | 23600 | 14900 | 2.5 | 11400 | 2.14
LENNOX | ELITE EL18XPV SERIES | 206840545 | HRCU-A-CB | EL18XPV-024-230A** | CH35-24B+TDR+TXV | Singlezone Ducted, Centrally Ducted | 23800 | 14900 | 2.52 | 11300 | 2.14
LENNOX | ELITE EL18XPV SERIES | 206840544 | HRCU-A-CB | EL18XPV-024-230A** | CH35-24B+TDR+TXV | Singlezone Ducted, Centrally Ducted | 23600 | 14800 | 2.52 | 11200 | 2.16
LENNOX | ELITE EL18XPV SERIES | 206840476 | HRCU-A-CB | EL18XPV-024-230A** | CBA38MV-018/024-230*+TDR | Singlezone Ducted, Centrally Ducted | 24000 | 14800 | 2.58 | 11100 | 2.2
LENNOX | ELITE XP20 SERIES | 8550432 | HRCU-A-CB | XP20-024-230A** | CR33-48B*+TDR+TXV | Singlezone Ducted, Centrally Ducted | 22000 | 14700 | 2.52 | 11700 | 2.04
LENNOX |  | 10056168 | HRCU-A-CB-O | MPB012S4S-1L | MWMB012S4-1L | Singlezone Non-Ducted, Wall Placement | 12000 | 7600 | 2.59 | 6885 | 2
LENNOX |  | 10056171 | HRCU-A-CB-O | MPB012S4S-1P | MWMA012S4-1P | Singlezone Non-Ducted, Wall Placement | 12000 | 7700 | 2.75 | 9134 | 1.94
LENNOX |  | 10056173 | HRCU-A-CB-O | MPB018S4S-1P | MWMA018S4-1P | Singlezone Non-Ducted, Wall Placement | 18000 | 11400 | 2.72 | 11178 | 2.02
LENNOX |  | 10056174 | HRCU-A-CB-O | MPB018S4S-1P | MWMA018S4-2P | Singlezone Non-Ducted, Wall Placement | 18000 | 11400 | 2.72 | 11178 | 2.02
LENNOX |  | 10056172 | HRCU-A-CB-O | MPB012S4S-1P | MWMA012S4-2P | Singlezone Non-Ducted, Wall Placement | 12000 | 7700 | 2.75 | 9134 | 1.94
LENNOX |  | 10056175 | HRCU-A-CB-O | MPB024S4S-1P | MWMA024S4-1P | Singlezone Non-Ducted, Wall Placement | 25000 | 15300 | 2.7 | 18099 | 2.07
LENNOX |  | 10056176 | HRCU-A-CB-O | MPB024S4S-1P | MWMA024S4-2P | Singlezone Non-Ducted, Wall Placement | 25000 | 15300 | 2.7 | 18099 | 2.07
LENNOX |  | 10058825 | HRCU-A-CB-O | MPB018S4S-1P | MCFB018S4-2P | Singlezone Non-Ducted, Wall Placement | 18000 | 12000 | 2.71 | 10274 | 2.11
LENNOX |  | 10058826 | HRCU-A-CB-O | MPB024S4S-1P | MCFA024S4-1P | Singlezone Non-Ducted, Wall Placement | 24000 | 15000 | 2.85 | 17705 | 2.02
LENNOX |  | 10058827 | HRCU-A-CB-O | MPB024S4S-1P | MCFA024S4-2P | Singlezone Non-Ducted, Wall Placement | 24000 | 15000 | 2.85 | 17705 | 2.02
LENNOX |  | 10058834 | HRCU-A-CB-O | MPB018S4S-1P | M22A018S4-1P | Singlezone Non-Ducted, Wall Placement | 18000 | 12000 | 2.77 | 9410 | 1.98
LENNOX |  | 10058835 | HRCU-A-CB-O | MPB018S4S-1P | M22A018S4-2P | Singlezone Non-Ducted, Wall Placement | 18000 | 12000 | 2.77 | 9410 | 1.98
LENNOX |  | 201796629 | HRCU-A-CB-O | MPB012S4S-1L | MWMB012S4-2L | Singlezone Non-Ducted, Wall Placement | 12000 | 7600 | 2.59 | 6885 | 2
LENNOX |  | 201796631 | HRCU-A-CB-O | MPB012S4S-1P | MWMA012S4-3P | Singlezone Non-Ducted, Wall Placement | 12000 | 7700 | 2.75 | 9134 | 1.94
LENNOX |  | 207683516 | HRCU-A-CB-O | MPC018S4S-1P | M22A018S4-2P | Singlezone Non-Ducted, Ceiling Placement | 18500 | 12000 | 2.51 | 11331 | 2.01
LENNOX |  | 207683517 | HRCU-A-CB-O | MPC024S4S-1P | M33C024S4-1P | Singlezone Non-Ducted, Wall Placement | 25000 | 15600 | 2.86 | 17540 | 2.12
LENNOX |  | 207683506 | HRCU-A-CB | MPC024S4S-1P | MMDB024S4-2P | Singlezone Ducted, Compact Ducted | 24600 | 13500 | 2.59 | 17000 | 2.05
LENNOX |  | 207699108 | HMSV-A-CB | MLB048S4M-2P | MMDB009S4-2P | Singlezone Ducted, Compact Ducted | 49000 | 36000 | 3.26 | 48000 | 1.99
LENNOX |  | 211034460 | HRCU-A-CB-O | MLB048S4S-2P | M33C048S4-*P | Singlezone Non-Ducted, Ceiling Placement | 53000 | 35000 | 2.6 | 50228 | 1.95
LENNOX |  | 207683520 | HRCU-A-CB-O | MLB009S4S-1P | MWMC009S4-1P | Singlezone Non-Ducted, Wall Placement | 12000 | 9500 | 3.81 | 10622 | 1.91
LENNOX |  | 207683524 | HRCU-A-CB | MLB009S4S-1P | MMDB009S4-2P | Singlezone Ducted, Compact Ducted | 10000 | 10100 | 4.35 | 10900 | 1.9
LENNOX |  | 207768727 | HMSV-A-CB | MLB018S4M-1P |  | Multizone All Non-Ducted | 20000 | 15000 | 3.26 | 19800 | 1.95
LENNOX |  | 207768728 | HMSV-A-CB | MLB018S4M-1P |  | Multizone All Ducted | 20000 | 16000 | 3.78 | 20391 | 1.95
LENNOX |  | 207683530 | HRCU-A-CB-O | MLB024S4S-1P | MCFA024S4-2P | Singlezone Non-Ducted, Floor Placement | 25000 | 19000 | 2.98 | 25100 | 2.07
LENNOX |  | 207683527 | HRCU-A-CB | MLB024S4S-1P | MMDB024S4-2P | Singlezone Ducted, Compact Ducted | 25000 | 21000 | 3.29 | 27000 | 2
LENNOX |  | 205782160 | HRCU-A-CB | MLB036S4S-1P | MMDB036S4-2P | Singlezone Ducted, Compact Ducted | 42000 | 34000 | 3.34 | 43390 | 2.12
LENNOX |  | 201796630 | HRCU-A-CB-O | MPB009S4S-1P | MWMA009S4-3P | Singlezone Non-Ducted, Wall Placement | 9800 | 5800 | 2.74 | 7990 | 1.98
LENNOX |  | 10056170 | HRCU-A-CB-O | MPB009S4S-1P | MWMA009S4-2P | Singlezone Non-Ducted, Wall Placement | 9800 | 5800 | 2.74 | 7990 | 1.98
LENNOX |  | 10056169 | HRCU-A-CB-O | MPB009S4S-1P | MWMA009S4-1P | Singlezone Non-Ducted, Wall Placement | 9800 | 5800 | 2.74 | 7990 | 1.98
LENNOX |  | 203343587 | HMSV-A-CB | MPB030S4M-2P |  | Multizone All Non-Ducted | 28000 | 17200 | 2.82 | 16820 | 1.95
LENNOX |  | 207683514 | HRCU-A-CB-O | MPC009S4S-1P | M22A009S4-2P | Singlezone Non-Ducted, Ceiling Placement | 10000 | 7500 | 3.33 | 8588 | 2.05
LENNOX |  | 207683503 | HRCU-A-CB | MPC009S4S-1P | MMDB009S4-2P | Singlezone Ducted, Compact Ducted | 10000 | 7700 | 3.53 | 8499 | 2.4
LENNOX |  | 207683497 | HRCU-A-CB-O | MPC009S4S-1P | MWMC009S4-1P | Singlezone Non-Ducted, Wall Placement | 10000 | 8500 | 4.15 | 8622 | 2.38
LENNOX |  | 207683515 | HRCU-A-CB-O | MPC012S4S-1P | M22A012S4-2P | Singlezone Non-Ducted, Ceiling Placement | 12000 | 8900 | 3.22 | 7786 | 1.92
LENNOX |  | 207683509 | HRCU-A-CB-O | MPC012S4S-1P | MFMA012S4-1P | Singlezone Non-Ducted, Floor Placement | 12000 | 9000 | 3.3 | 8653 | 2.35
LENNOX |  | 207683504 | HRCU-A-CB | MPC012S4S-1P | MMDB012S4-2P | Singlezone Ducted, Compact Ducted | 12000 | 9300 | 3.13 | 8500 | 1.99
LENNOX |  | 207683498 | HRCU-A-CB-O | MPC012S4S-1P | MWMC012S4-1P | Singlezone Non-Ducted, Wall Placement | 12000 | 9000 | 3.22 | 8465 | 2.26
LENNOX |  | 211034415 | HRCU-A-CB-O | MPC012S4S-1L | MWMC012S4-*L | Singlezone Non-Ducted, Wall Placement | 12000 | 8400 | 3.04 | 7094 | 2.19
LENNOX |  | 207699107 | HRCU-A-CB | MLB048S4M-2P |  | Multizone All Non-Ducted | 49000 | 36000 | 3.01 | 48000 | 2.01
LENNOX |  | 211034458 | HRCU-A-CB-O | MLB024S4S-1P | M33C024S4-*P | Singlezone Non-Ducted, Ceiling Placement | 25000 | 21000 | 4.05 | 25850 | 1.9
LENNOX |  | 211034452 | HRCU-A-CB-O | MLB024S4S-1P | MCFA024S4-*P | Singlezone Non-Ducted, Floor Placement | 25000 | 19000 | 2.98 | 25100 | 2.07
LENNOX |  | 211034448 | HRCU-A-CB | MLB036S4S-2P | MMDB036S4-*P | Singlezone Ducted, Compact Ducted | 42000 | 33400 | 3.28 | 43394 | 2.12
LENNOX |  | 211034447 | HRCU-A-CB | MLB024S4S-1P | MMDB024S4-*P | Singlezone Ducted, Compact Ducted | 25000 | 21000 | 3.29 | 27000 | 2
LENNOX |  | 211034444 | HRCU-A-CB | MLB009S4S-1P | MMDB009S4-*P | Singlezone Ducted, Compact Ducted | 10000 | 10100 | 4.35 | 10900 | 1.9
LENNOX |  | 211034440 | HRCU-A-CB-O | MLB009S4S-1P | MWMC009S4-*P | Singlezone Non-Ducted, Wall Placement | 12000 | 9500 | 3.81 | 10622 | 1.91
LENNOX |  | 211034437 | HRCU-A-CB-O | MPC024S4S-1P | M33C024S4-*P | Singlezone Non-Ducted, Ceiling Placement | 26000 | 19000 | 3.48 | 18550 | 2.16
LENNOX |  | 211034436 | HRCU-A-CB-O | MPC018S4S-1P | M22A018S4-*P | Singlezone Non-Ducted, Ceiling Placement | 19000 | 12000 | 2.51 | 11330 | 2.01
LENNOX |  | 211034435 | HRCU-A-CB-O | MPC012S4S-1P | M22A012S4-*P | Singlezone Non-Ducted, Ceiling Placement | 12000 | 8900 | 3.22 | 7786 | 1.92
LENNOX |  | 211034434 | HRCU-A-CB-O | MPC009S4S-1P | M22A009S4-*P | Singlezone Non-Ducted, Ceiling Placement | 10000 | 7500 | 3.33 | 8588 | 2.05
LENNOX |  | 211034431 | HRCU-A-CB-O | MPC024S4S-1P | MCFA024S4-*P | Singlezone Non-Ducted, Floor Placement | 24000 | 16000 | 3.13 | 18500 | 2.16
LENNOX |  | 211034430 | HRCU-A-CB-O | MPC018S4S-1P | MCFB018S4-*P | Singlezone Non-Ducted, Floor Placement | 20000 | 12800 | 2.5 | 11662 | 2.11
LENNOX |  | 211034429 | HRCU-A-CB-O | MPC012S4S-1P | MFMA012S4-*P | Singlezone Non-Ducted, Floor Placement | 12000 | 9000 | 3.3 | 8653 | 2.35
LENNOX |  | 211034426 | HRCU-A-CB | MPC024S4S-1P | MMDB024S4-*P | Singlezone Ducted, Compact Ducted | 25000 | 20000 | 3.71 | 20500 | 2.28
LENNOX |  | 211034425 | HRCU-A-CB | MPC018S4S-1P | MMDB018S4-*P | Singlezone Ducted, Compact Ducted | 20000 | 12600 | 2.74 | 11966 | 2.21
LENNOX |  | 211034424 | HRCU-A-CB | MPC012S4S-1P | MMDB012S4-*P | Singlezone Ducted, Compact Ducted | 12000 | 9300 | 3.13 | 8500 | 1.99
LENNOX |  | 211034423 | HRCU-A-CB | MPC009S4S-1P | MMDB009S4-*P | Singlezone Ducted, Compact Ducted | 10000 | 7700 | 3.53 | 8499 | 2.4
LENNOX |  | 211034419 | HRCU-A-CB-O | MPC024S4S-1P | MWMC024S4-*P | Singlezone Non-Ducted, Wall Placement | 25000 | 16200 | 3.08 | 17500 | 2.04
LENNOX |  | 211034418 | HRCU-A-CB-O | MPC018S4S-1P | MWMC018S4-*P | Singlezone Non-Ducted, Wall Placement | 19000 | 14900 | 2.99 | 12184 | 2.25
LENNOX |  | 211034417 | HRCU-A-CB-O | MPC012S4S-1P | MWMC012S4-*P | Singlezone Non-Ducted, Wall Placement | 12000 | 9000 | 3.22 | 8465 | 2.26
LENNOX |  | 211034416 | HRCU-A-CB-O | MPC009S4S-1P | MWMC009S4-*P | Singlezone Non-Ducted, Wall Placement | 10000 | 8500 | 4.15 | 8622 | 2.38
LENNOX |  | 207683500 | HRCU-A-CB-O | MPC024S4S-1P | MWMC024S4-1P | Singlezone Non-Ducted, Wall Placement | 25000 | 16200 | 3.08 | 17500 | 2.04
LENNOX |  | 207683511 | HRCU-A-CB-O | MPC024S4S-1P | MCFA024S4-2P | Singlezone Non-Ducted, Floor Placement | 24000 | 16000 | 3.13 | 18500 | 2.16
LENNOX |  | 207699116 | HMSV-A-CB | MPC024S4M-1P |  | Multizone All Non-Ducted | 24800 | 15000 | 2.87 | 18380 | 1.98
LENNOX |  | 207699117 | HMSV-A-CB | MPC024S4M-1P |  | Multizone All Ducted | 24000 | 22000 | 3.43 | 20263 | 1.99
LENNOX |  | 207683505 | HRCU-A-CB | MPC018S4S-1P | MMDB018S4-2P | Singlezone Ducted, Compact Ducted | 20000 | 12600 | 2.74 | 11966 | 2.21
LENNOX |  | 207683510 | HRCU-A-CB-O | MPC018S4S-1P | MCFB018S4-2P | Singlezone Non-Ducted, Floor Placement | 20000 | 12800 | 2.5 | 11662 | 2.11
LENNOX |  | 207683499 | HRCU-A-CB-O | MPC018S4S-1P | MWMC018S4-1P | Singlezone Non-Ducted, Wall Placement | 19000 | 14900 | 2.99 | 12184 | 2.25
LENNOX |  | 207768722 | HMSV-A-CB | MPC018S4M-1P |  | Multizone All Ducted | 19000 | 14800 | 3.5 | 13300 | 2.03
LENNOX |  | 207768721 | HMSV-A-CB | MPC018S4M-1P |  | Multizone All Non-Ducted | 19000 | 14300 | 3.64 | 12427 | 1.91
LENNOX |  | 207699118 | HMSV-A-CB | MPC024S4M-1P |  | Multizone Mix of Ducted and Non-Ducted | 24500 | 15165 | 2.9 | 18380 | 1.98
LENNOX |  | 207768723 | HMSV-A-CB | MPC018S4M-1P |  | Multizone Mix of Ducted and Non-Ducted | 19000 | 11000 | 2.8 | 12427 | 1.91
LENNOX | ELITE XP20 SERIES | 205743190 | HRCU-A-CB | XP20-036-230B** | CR33-50/60+TDR+TXV | Singlezone Ducted, Centrally Ducted | 32000 | 20600 | 2.51 | 17200 | 2.1
LENNOX | ELITE XP20 SERIES | 205743191 | HRCU-A-CB | XP20-036-230B** | CR33-50/60+TDR+TXV | Singlezone Ducted, Centrally Ducted | 32000 | 20600 | 2.52 | 17200 | 2.1
LENNOX | ELITE XP20 SERIES | 206322100 | HRCU-A-CB | XP20-036-230B** | CR33-50/60+TDR+TXV | Singlezone Ducted, Centrally Ducted | 32000 | 20600 | 2.51 | 17200 | 2.1
LENNOX | ELITE XP20 SERIES | 206322101 | HRCU-A-CB | XP20-036-230B** | CR33-50/60+TDR+TXV | Singlezone Ducted, Centrally Ducted | 32000 | 20600 | 2.51 | 17200 | 2.1
LENNOX | ELITE XP20 SERIES | 206322102 | HRCU-A-CB | XP20-036-230B** | CR33-50/60+TDR+TXV | Singlezone Ducted, Centrally Ducted | 32000 | 20600 | 2.52 | 17200 | 2.1
LENNOX | ELITE XP20 SERIES | 201842145 | HRCU-A-CB | XP20-060-230A** | CBA38MV-060-230*+TDR | Singlezone Ducted, Centrally Ducted | 54500 | 36200 | 2.5 | 30800 | 2.17
LENNOX |  | 207768729 | HMSV-A-CB | MLB018S4M-1P |  | Multizone Mix of Ducted and Non-Ducted | 19500 | 11000 | 2.6 | 20391 | 1.95
LENNOX | MMA SERIES | 212348044 | HRCU-A-CB | MPC018S4S-1P | MMA018SM4-*P | Singlezone Ducted, Centrally Ducted | 19000 | 13200 | 2.67 | 12800 | 2.32
LENNOX | MMA SERIES | 212348045 | HRCU-A-CB | MPC024S4S-1P | MMA024SM4-*P | Singlezone Ducted, Centrally Ducted | 25000 | 17000 | 2.98 | 18000 | 1.9
LENNOX | MMA SERIES | 212348049 | HRCU-A-CB | MLB018S4S-1P | MMA018SM4-*P | Singlezone Ducted, Centrally Ducted | 19000 | 15400 | 2.7 | 18295 | 2
LENNOX |  | 207699109 | HMSV-A-CB | MLB048S4M-2P |  | Multizone Mix of Ducted and Non-Ducted | 49500 | 29000 | 2.62 | 48000 | 1.99
LG | Multi F LGRED | 10445374 | HMSR-A-CB-O | LMU240HHV |  | Multizone All Non-Ducted | 26000 | 17400 | 2.8 | 26000 | 2.1
LG | Multi F Max LGRED | 10445376 | HMSR-A-CB-O | LMU300HHV |  | Multizone All Non-Ducted | 28600 | 18900 | 2.8 | 28600 | 2.16
LG | Multi F Max | 206716999 | HMSR-A-CB-O | LMU481HV |  | Multizone All Non-Ducted | 54000 | 33800 | 2.5 | 38120 | 2.13
LG | Multi F Max LGRED | 206717007 | HMSR-A-CB-O | LMU361HHV |  | Multizone All Non-Ducted | 45000 | 29600 | 2.8 | 45000 | 2.27
LG | Multi F Max LGRED | 206717001 | HMSR-A-CB-O | LMU421HHV |  | Multizone All Non-Ducted | 48000 | 31600 | 2.72 | 48000 | 2.29
LG | Multi F Max LGRED | 206717002 | HMSR-A-CB-O | LMU480HHV |  | Multizone All Non-Ducted | 52500 | 35000 | 2.63 | 52500 | 2.34
LG | Multi F | 208131886 | HMSR-A-CB-O | LMU243HV |  | Multizone All Non-Ducted | 24600 | 14900 | 2.93 | 18400 | 2.51
LG | Multi F | 208131884 | HMSR-A-CB-O | LMU183HV |  | Multizone All Non-Ducted | 22000 | 13800 | 2.7 | 17700 | 2.3
LG | Multi F | 208131888 | HMSR-A-CB-O | LMU303HV |  | Multizone All Non-Ducted | 32000 | 20000 | 2.73 | 24000 | 2.68
LG | Multi F | 208131890 | HMSR-A-CB-O | LMU363HV |  | Multizone All Non-Ducted | 36000 | 21000 | 2.7 | 25200 | 2.38
LG | Multi F Max | 210529233 | HMSR-A-CB-O | LMU483HV |  | Multizone All Non-Ducted | 54000 | 33800 | 2.5 | 38120 | 2.13
LG | LUU480HV | 211234516 | HRCU-A-CB | LUU480HV | LVN480HV | Singlezone Ducted, Centrally Ducted | 50000 | 30800 | 2.69 | 39500 | 1.93
LG | LH188HHV1 | 212578842 | HRCU-A-CB | LUU180HHV | LHN188HV1 | Singlezone Ducted, Compact Ducted | 20000 | 11400 | 2.61 | 17000 | 1.9
LG | LH248HV1 | 212578843 | HRCU-A-CB | LUU240HV | LHN248HV1 | Singlezone Ducted, Compact Ducted | 27000 | 17500 | 2.64 | 24000 | 2.1
LG | LH188HV1 | 212578844 | HRCU-A-CB | LUU180HV | LHN188HV1 | Singlezone Ducted, Compact Ducted | 20000 | 12400 | 2.67 | 16000 | 1.9
LG | LH128HV1 | 212578845 | HRCU-A-CB | LUU120HV | LHN128HV1 | Singlezone Ducted, Compact Ducted | 15000 | 10400 | 2.8 | 11000 | 2.3
LG | LH090HV1 | 212578846 | HRCU-A-CB | LUU090HV | LHN098HV1 | Singlezone Ducted, Compact Ducted | 13500 | 9300 | 2.87 | 11000 | 2.3
LG | LUU240HV | 213307504 | HRCU-A-CB | LUU240HV | C74B(A,H)MX24C-B | Singlezone Ducted, Centrally Ducted | 26000 | 16500 | 2.52 | 21400 | 1.91
LG | LMU601HV | 206717003 | HMSV-A-CB | LMU601HV |  | Multizone All Ducted | 64000 | 42000 | 2.74 | 43496 | 2.46
LG |  | 7947563 | HRCU-A-CB-O | LAU090HYV1 | LAN090HYV1 | Singlezone Non-Ducted, Wall Placement | 11000 | 6750 | 3.47 | 11220 | 2.88
LG | Prestige (Canada) | 6233140 | HRCU-A-CB-O | LAU120HYV | LAN120HYV | Singlezone Non-Ducted, Wall Placement | 13600 | 8400 | 3.57 | 13720 | 2.74
LG |  | 10570124 | HRCU-A-CB-O | LGU121HSV3 | LGN121HSV3 | Singlezone Non-Ducted, Wall Placement | 13600 | 8200 | 2.79 | 11930 | 2.38
LG | MULTI V S HR/HP | 10070563 | HMSV-A-CB | ARUN024GSS4 |  | Multizone All Ducted | 31200 | 18900 | 2.55 | 32571 | 3.59
LG | Single Zone Cassette | 211234508 | HRCU-A-CB-O | LUU360HV | LCN369HV | Singlezone Non-Ducted, Ceiling Placement | 40000 | 24000 | 2.65 | 37000 | 2.1
LG | Single V.AHU | 211234507 | HRCU-A-CB | LUU240HV | LVN241HV4 | Singlezone Ducted, Centrally Ducted | 27000 | 18700 | 2.6 | 21400 | 2.15
LG | Single HSD | 211234506 | HRCU-A-CB | LUU240HV | LHN248HV | Singlezone Ducted, Compact Ducted | 27000 | 17500 | 2.64 | 21400 | 1.94
LG | Single V.AHU | 211234505 | HRCU-A-CB | LUU180HV | LVN181HV4 | Singlezone Ducted, Centrally Ducted | 20000 | 13000 | 2.66 | 16200 | 2.02
LG | Single Zone Console | 211234503 | HRCU-A-CB-O | LUU120HV | LQN120HV4 | Singlezone Non-Ducted, Floor Placement | 13000 | 9200 | 2.72 | 10800 | 2.1
LG | Single Zone Cassette | 211234502 | HRCU-A-CB-O | LUU120HV | LCN128HV4 | Singlezone Non-Ducted, Ceiling Placement | 14000 | 9100 | 2.72 | 10700 | 2.13
LG | Single Zone Console | 211234501 | HRCU-A-CB-O | LUU090HV | LQN090HV4 | Singlezone Non-Ducted, Floor Placement | 10100 | 6800 | 2.89 | 10200 | 1.94
LG | Single Zone Cassette | 211234500 | HRCU-A-CB-O | LUU090HV | LCN098HV4 | Singlezone Non-Ducted, Ceiling Placement | 11000 | 7000 | 2.93 | 10100 | 2.11
LG |  | 207348503 | HRCU-A-CB-O | LSU181HSV5 | LSN181HSV5 | Singlezone Non-Ducted, Wall Placement | 21600 | 13000 | 2.78 | 19300 | 2.28
LG |  | 207462345 | HRCU-A-CB-O | LSU181HSV5 | LAN181HSV5 | Singlezone Non-Ducted, Wall Placement | 21600 | 13000 | 2.78 | 19300 | 2.28
LG | Single Zone Console | 205049408 | HRCU-A-CB-O | LUU097HV | LQN090HV4 | Singlezone Non-Ducted, Floor Placement | 10100 | 6800 | 2.89 | 10200 | 1.94
LG |  | 204825181 | HRCU-A-CB-O | LAU240HYV3 | LAN240HYV3 | Singlezone Non-Ducted, Wall Placement | 26000 | 15800 | 2.82 | 23700 | 2.24
LG |  | 204825180 | HRCU-A-CB-O | LAU180HYV3 | LAN180HYV3 | Singlezone Non-Ducted, Wall Placement | 21600 | 13100 | 3.15 | 21600 | 2.44
LG |  | 204825182 | HRCU-A-CB-O | LSU243HLV3 | LSN243HLV3 | Singlezone Non-Ducted, Wall Placement | 26000 | 15800 | 2.82 | 23700 | 2.24
LG | Single Zone Console | 205049407 | HRCU-A-CB-O | LUU127HV | LQN120HV4 | Singlezone Non-Ducted, Floor Placement | 13000 | 9200 | 2.72 | 10800 | 2.1
LG | Single Zone Cassette | 203381526 | HRCU-A-CB-O | LUU097HV | LCN098HV4 | Singlezone Non-Ducted, Ceiling Placement | 11000 | 7000 | 2.93 | 10100 | 2.11
LG | Single V.AHU | 203161351 | HRCU-A-CB | LUU189HV | LVN181HV4 | Singlezone Ducted, Centrally Ducted | 20000 | 13000 | 2.66 | 16200 | 2.02
LG | Multi F Max LGRED | 206717014 | HMSV-A-CB | LMU480HHV |  | Multizone Mix of Ducted and Non-Ducted | 52500 | 35000 | 2.59 | 52500 | 2.33
LG | Multi F Max LGRED | 206717009 | HMSV-A-CB | LMU480HHV |  | Multizone All Ducted | 52500 | 35000 | 2.55 | 52500 | 2.33
LG | Multi F Max LGRED | 206717008 | HMSV-A-CB | LMU421HHV |  | Multizone All Ducted | 48000 | 31600 | 2.6 | 48000 | 2.27
LG |  | 10567393 | HRCU-A-CB-O | LSU090HSV5 | LAN090HSV5 | Singlezone Non-Ducted, Wall Placement | 10900 | 6600 | 3.45 | 9570 | 2.8
LG |  | 10570122 | HRCU-A-CB-O | LSU120HSV5 | LAN120HSV5 | Singlezone Non-Ducted, Wall Placement | 13600 | 8200 | 2.86 | 11930 | 2.38
LG |  | 10567394 | HRCU-A-CB-O | LSU090HSV5 | LSN090HSV5 | Singlezone Non-Ducted, Wall Placement | 10900 | 6600 | 3.45 | 9570 | 2.8
LG |  | 10567390 | HRCU-A-CB-O | LSU180HSV5 | LAN180HSV5 | Singlezone Non-Ducted, Wall Placement | 21600 | 13000 | 2.72 | 19300 | 2.28
LG |  | 10567391 | HRCU-A-CB-O | LSU180HSV5 | LSN180HSV5 | Singlezone Non-Ducted, Wall Placement | 21600 | 13000 | 2.72 | 19300 | 2.28
LG |  | 10570123 | HRCU-A-CB-O | LSU120HSV5 | LSN120HSV5 | Singlezone Non-Ducted, Wall Placement | 13600 | 8200 | 2.86 | 11930 | 2.38
LG |  | 204825177 | HRCU-A-CB-O | LAU090HYV3 | LAN090HYV3 | Singlezone Non-Ducted, Wall Placement | 11000 | 6700 | 3.51 | 11000 | 3.13
LG |  | 204825178 | HRCU-A-CB-O | LAU120HYV3 | LAN120HYV3 | Singlezone Non-Ducted, Wall Placement | 13600 | 8300 | 3.16 | 13600 | 2.91
LG | Single Zone Cassette | 203381517 | HRCU-A-CB-O | LUU127HV | LCN128HV4 | Singlezone Non-Ducted, Ceiling Placement | 14000 | 9100 | 2.72 | 10700 | 2.13
LG | Single V.AHU LGRED | 205788777 | HRCU-A-CB | LUU480HHV | LVN480HV | Singlezone Ducted, Centrally Ducted | 50000 | 30800 | 2.84 | 40500 | 2.25
LG | Single HSD LGRED | 205788772 | HRCU-A-CB | LUU480HHV | LHN488HV | Singlezone Ducted, Compact Ducted | 50000 | 31600 | 2.92 | 41000 | 2.07
LG | Single Cassette LGRED | 205788765 | HRCU-A-CB-O | LUU420HHV | LCN429HV | Singlezone Non-Ducted, Ceiling Placement | 48000 | 29200 | 3.1 | 40000 | 2.2
LG | Single V.AHU LGRED | 205788776 | HRCU-A-CB | LUU420HHV | LVN420HV | Singlezone Ducted, Centrally Ducted | 48000 | 29200 | 2.87 | 40000 | 2.27
LG | Single HSD LGRED | 205788770 | HRCU-A-CB | LUU420HHV | LHN428HV | Singlezone Ducted, Compact Ducted | 48000 | 28400 | 2.92 | 39500 | 2.07
LG | Single Cassette LGRED | 205788771 | HRCU-A-CB-O | LUU480HHV | LCN489HV | Singlezone Non-Ducted, Ceiling Placement | 52000 | 32600 | 2.99 | 40500 | 2.2
LG | Single V.AHU LGRED | 205788774 | HRCU-A-CB | LUU180HHV | LVN181HV4 | Singlezone Ducted, Centrally Ducted | 20000 | 13400 | 2.57 | 16500 | 2.09
LG | Single Cassette LGRED | 205788768 | HRCU-A-CB-O | LUU360HHV | LCN369HV | Singlezone Non-Ducted, Ceiling Placement | 40000 | 25400 | 2.81 | 37000 | 2.1
LG |  | 204825179 | HRCU-A-CB-O | LAU150HYV3 | LAN150HYV3 | Singlezone Non-Ducted, Wall Placement | 18000 | 10900 | 3.59 | 18950 | 2.55
LG | Multi F | 208132540 | HMSV-A-CB | LMU363HV |  | Multizone Mix of Ducted and Non-Ducted | 35000 | 20400 | 2.67 | 25000 | 2.36
LG | Multi F | 208131891 | HMSV-A-CB | LMU363HV |  | Multizone All Ducted | 34000 | 20000 | 2.55 | 24000 | 2.24
LG | Multi F Max LGRED | 206717013 | HMSV-A-CB | LMU421HHV |  | Multizone Mix of Ducted and Non-Ducted | 48000 | 31600 | 2.66 | 48000 | 2.28
LG | Multi F Max LGRED | 206717006 | HMSV-A-CB | LMU361HHV |  | Multizone All Ducted | 45000 | 29600 | 2.65 | 45000 | 2.25
LG | Single HSD | 203161353 | HRCU-A-CB | LUU249HV | LHN248HV | Singlezone Ducted, Compact Ducted | 27000 | 17500 | 2.64 | 21400 | 1.94
LG | Multi F | 208132539 | HMSV-A-CB | LMU303HV |  | Multizone Mix of Ducted and Non-Ducted | 31000 | 19000 | 2.76 | 23800 | 2.57
LG | Multi F | 208131889 | HMSV-A-CB | LMU303HV |  | Multizone All Ducted | 30000 | 18000 | 2.64 | 23200 | 2.43
LG | Multi F | 208132538 | HMSV-A-CB | LMU243HV |  | Multizone Mix of Ducted and Non-Ducted | 23800 | 14700 | 2.87 | 18100 | 2.38
LG | Multi F | 208132537 | HMSV-A-CB | LMU183HV |  | Multizone Mix of Ducted and Non-Ducted | 21000 | 13600 | 2.64 | 17450 | 2.25
LG | Multi F | 208131885 | HMSV-A-CB | LMU183HV |  | Multizone All Ducted | 20000 | 13400 | 2.58 | 17200 | 2.21
LG | Multi F Max LGRED | 206717012 | HMSV-A-CB | LMU361HHV |  | Multizone Mix of Ducted and Non-Ducted | 45000 | 29600 | 2.72 | 45000 | 2.26
LG | Multi F Max LGRED | 10445377 | HMSV-A-CB | LMU300HHV |  | Multizone All Ducted | 27000 | 17700 | 2.51 | 27000 | 2
LG | Multi F Max LGRED | 10525928 | HMSV-A-CB | LMU300HHV |  | Multizone Mix of Ducted and Non-Ducted | 27800 | 18300 | 2.66 | 27800 | 2.08
LG | Multi F LGRED | 10516997 | HMSV-A-CB | LMU240HHV |  | Multizone Mix of Ducted and Non-Ducted | 25000 | 16300 | 2.54 | 25000 | 2
LPS Legacy | DLC-series | 211756601 | HRCU-A-CB-O | DLCERBH09AAK | DLFEHBH09XAK | Singlezone Non-Ducted, Wall Placement | 10000 | 6000 | 2.51 | 6933 | 1.97
LPS LEGACY | DLC series | 211756514 | HRCU-A-CB-O | DLCSRBH12AAJ | DLFSHCH12XAJ | Singlezone Non-Ducted, Wall Placement | 12000 | 8400 | 2.8 | 7094 | 2.19
LPS LEGACY | DLC-series | 211756602 | HRCU-A-CB-O | DLCSRBH09AAK | DLFSHCH09XAK | Singlezone Non-Ducted, Wall Placement | 12000 | 9500 | 2.53 | 11109 | 1.97
LPS LEGACY | DLC-series | 211756600 | HRCU-A-CB-O | DLCSRBH06AAK | DLFSHCH06XAK | Singlezone Non-Ducted, Wall Placement | 7000 | 8500 | 2.9 | 8581 | 2.19
LPS LEGACY | DLC-series | 211756560 | HRCU-A-CB-O | DLCSRBH24AAK | DLFSCBH24XAK | Singlezone Non-Ducted, Wall Placement | 25000 | 21000 | 2.64 | 26000 | 1.95
LPS LEGACY | DLC-series | 211756591 | HRCU-A-CB-O | DLCSRBH12AAK | DLFSFBH12XAK | Singlezone Non-Ducted, Wall Placement | 12000 | 10200 | 2.72 | 12300 | 2.1
LPS LEGACY | DLC-series | 211756590 | HRCU-A-CB | DLCSRBH24AAK | DLFSDAH24XHK | Singlezone Ducted, Compact Ducted | 25000 | 21000 | 2.75 | 24000 | 2
LPS LEGACY | DLC-series | 211756586 | HRCU-A-CB | DLCSRBH18AAK | DLFSDAH18XHK | Singlezone Ducted, Compact Ducted | 19000 | 15700 | 2.6 | 18000 | 2.2
LPS LEGACY | DLC-series | 211756593 | HRCU-A-CB-O | DLCSRBH06AAK | DLFSOAH09XAK | Singlezone Non-Ducted, Ceiling Placement | 7100 | 5700 | 2.61 | 8500 | 2.03
LPS LEGACY | Dlseries | 211756651 | HRCU-A-CB | DLCURAH60ABK | DLFUAAH60XAK | Singlezone Ducted, Centrally Ducted | 59000 | 42000 | 2.6 | 54356 | 1.91
LPS LEGACY | DL series | 213372196 | HRCU-A-C | DLCURAH18ABK | DLFULAH24XBX + CI | Singlezone Ducted, Centrally Ducted | 19000 | 14700 | 2.6 | 15000 | 2.2
LPS LEGACY | DLC-series | 211756564 | HRCU-A-CB-O | DLCSRBH12AAK | DLFSHBH12XAK | Singlezone Non-Ducted, Wall Placement | 12000 | 10300 | 2.56 | 12113 | 1.9
LPS LEGACY | DLC-series | 211756518 | HRCU-A-CB-O | DLCSRBH12AAJ | DLFSHBH12XAJ | Singlezone Non-Ducted, Wall Placement | 12000 | 8900 | 2.75 | 6858 | 2.07
LPS LEGACY | DLC-series | 211756558 | HRCU-A-CB-O | DLCSRBH06AAK | DLFSHBH06XAK | Singlezone Non-Ducted, Wall Placement | 7000 | 7500 | 2.5 | 7200 | 1.92
LUXAIRE | LX SERIES | 214397430 | HRCU-A-CB | HH860E2S11 | CTF60D5CGS1+JMVT20DC2N1 | Singlezone Ducted, Centrally Ducted | 44500 | 33000 | 2.56 | 33400 | 2
LUXAIRE | LX SERIES | 214397021 | HRCU-A-CB | HH860E2S11 | CTF60C5CGS1+JMET16CS2N1 | Singlezone Ducted, Centrally Ducted | 45500 | 34400 | 2.58 | 34200 | 2
LUXAIRE | LX SERIES | 214584602 | HRCU-A-CB | HH860E2S11 | CTF60C5CGS1 | Singlezone Ducted, Centrally Ducted | 45500 | 33800 | 2.52 | 34000 | 2
LUXAIRE | LX SERIES | 214397168 | HRCU-A-CB | HH860E2S11 | CTF60D5CHS1+JMC20D2SN1 | Singlezone Ducted, Centrally Ducted | 53000 | 36600 | 2.6 | 38000 | 2
LUXAIRE | LX SERIES | 214584612 | HRCU-A-CB | HH860E2S11 | CTF60C5CGS1 | Singlezone Ducted, Centrally Ducted | 44500 | 33000 | 2.5 | 33400 | 2
LUXAIRE | LX SERIES | 214397460 | HRCU-A-CB | HH860E2S11 | CTF60C5CGS1 | Singlezone Ducted, Centrally Ducted | 45000 | 33400 | 2.5 | 33800 | 2
LUXAIRE | LX SERIES | 214397455 | HRCU-A-CB | HH860E2S11 | CTF60C5CGS1 | Singlezone Ducted, Centrally Ducted | 45000 | 33400 | 2.5 | 33800 | 2
LUXAIRE | LX SERIES | 214398291 | HRCU-A-CB | HH860E2S11 | CTF60C5CGS1+JME16C2SN1 | Singlezone Ducted, Centrally Ducted | 45500 | 34200 | 2.58 | 33800 | 2
LUXAIRE | LX SERIES | 214584752 | HRCU-A-CB | HH860E2S11 | CTF60C5CGS1 | Singlezone Ducted, Centrally Ducted | 44500 | 32600 | 2.5 | 33400 | 2
LUXAIRE | LX SERIES | 214398252 | HRCU-A-CB | HH860E2S11 | CTF60C5CGS1+JMC17C2SN1 | Singlezone Ducted, Centrally Ducted | 44000 | 32400 | 2.5 | 33200 | 2
LUXAIRE | LX SERIES | 214609117 | HRCU-A-CB | HH860E2S11 | CTF60C5CGS1 | Singlezone Ducted, Centrally Ducted | 47000 | 33800 | 2.5 | 34000 | 2
LUXAIRE | LX SERIES | 214584717 | HRCU-A-CB | HH860E2S11 | CTF60C5CGS1 | Singlezone Ducted, Centrally Ducted | 44500 | 32800 | 2.5 | 33400 | 2
LUXAIRE | LX SERIES | 214397031 | HRCU-A-CB | HH860E2S11 | CTF60D5CGS1+JME18D2SN1 | Singlezone Ducted, Centrally Ducted | 45500 | 34400 | 2.62 | 33800 | 2
LUXAIRE | LX SERIES | 214397855 | HRCU-A-CB | HH860E2S11 | CTF60D5CGS1+JMC20D2SN1 | Singlezone Ducted, Centrally Ducted | 44500 | 33000 | 2.56 | 33400 | 2
LUXAIRE | LX SERIES | 214396580 | HRCU-A-CB | HH860E2S11 | CTF60C5CGS1+JMC16C2SN1 | Singlezone Ducted, Centrally Ducted | 44000 | 32400 | 2.5 | 33200 | 2
LUXAIRE | LX SERIES | 214397835 | HRCU-A-CB | HH860E2S11 | CTF60C5CGS1+JMVT17CC2N1 | Singlezone Ducted, Centrally Ducted | 44000 | 32400 | 2.5 | 33200 | 2
LUXAIRE | LX SERIES | 214396741 | HRCU-A-CB | HH860E2S11 | CTF60D5CHS1+JME18D2SN1 | Singlezone Ducted, Centrally Ducted | 53500 | 36600 | 2.62 | 38500 | 2
LUXAIRE | LX SERIES | 214397588 | HRCU-A-CB | HH860E2S11 | CTF60D5CHS1+JMET18DS2N1 | Singlezone Ducted, Centrally Ducted | 53500 | 36600 | 2.6 | 38500 | 2
LUXAIRE | LX SERIES | 214398375 | HRCU-A-CB | HH824E2S11 | CTF30B5ACS1+JMET12BS2N1 | Singlezone Ducted, Centrally Ducted | 23000 | 18400 | 2.78 | 18100 | 2
LUXAIRE | LX SERIES | 214396694 | HRCU-A-CB | HH824E2S11 | CTF30B5ACS1+JMC12B2SN1 | Singlezone Ducted, Centrally Ducted | 23000 | 18600 | 2.84 | 18300 | 2
LUXAIRE | LX SERIES | 214397924 | HRCU-A-CB | HH824E2S11 | CTF36B5ADS1+JMVT12BC2N1 | Singlezone Ducted, Centrally Ducted | 23000 | 18200 | 2.88 | 17700 | 2
LUXAIRE | LX SERIES | 214397121 | HRCU-A-CB | HH824E2S11 | CTF30B5ACS1+JMET08BS2N1 | Singlezone Ducted, Centrally Ducted | 23000 | 18200 | 2.74 | 17900 | 2
LUXAIRE | LX SERIES | 214397524 | HRCU-A-CB | HH824E2S11 | CTF36B5ADS1+JMET12BS2N1 | Singlezone Ducted, Centrally Ducted | 22800 | 17700 | 2.77 | 17400 | 2
LUXAIRE | LX SERIES | 214397096 | HRCU-A-CB | HH824E2S11 | CTF36B5ADS1+JMET08BS2N1 | Singlezone Ducted, Centrally Ducted | 22400 | 17400 | 2.71 | 17100 | 2
LUXAIRE | LX SERIES | 214396258 | HRCU-A-CB | HH824E2S11 | CTF30B5ACS1+JMVT12BC2N1 | Singlezone Ducted, Centrally Ducted | 23000 | 18600 | 2.84 | 18300 | 2
LUXAIRE | LX SERIES | 214397929 | HRCU-A-CB | HH824E2S11 | CTF36B5ADS1+JME12B2SN1 | Singlezone Ducted, Centrally Ducted | 23000 | 18200 | 2.88 | 17700 | 2
LUXAIRE | LX SERIES | 214397961 | HRCU-A-CB | HH824E2S11 | CTF30B5ACS1+JME08B2SN1 | Singlezone Ducted, Centrally Ducted | 23000 | 18400 | 2.79 | 18000 | 2
LUXAIRE | LX SERIES | 214397101 | HRCU-A-CB | HH824E2S11 | CTF36B5ADS1+JME08B2SN1 | Singlezone Ducted, Centrally Ducted | 22800 | 17600 | 2.77 | 17400 | 2
LUXAIRE | LX SERIES | 214397971 | HRCU-A-CB | HH824E2S11 | CTF30B5ACS1+JME12B2SN1 | Singlezone Ducted, Centrally Ducted | 23000 | 18700 | 2.85 | 18400 | 2
LUXAIRE | LX SERIES | 214398348 | HRCU-A-CB | HH824E2S11 | CTF36B5ADS1+JMC12B2SN1 | Singlezone Ducted, Centrally Ducted | 23000 | 18200 | 2.88 | 17700 | 2
LUXAIRE | LX SERIES | 214397534 | HRCU-A-CB | HH824E2S11 | CTF36B5ADS1 | Singlezone Ducted, Centrally Ducted | 23000 | 18400 | 2.78 | 17900 | 2
LUXAIRE | LX SERIES | 214584652 | HRCU-A-CB | HH860E2S11 | CTM60C5CGS1 | Singlezone Ducted, Centrally Ducted | 44500 | 33000 | 2.5 | 33400 | 2
LUXAIRE | LX SERIES | 214398672 | HRCU-A-CB | HH860E2S11 | CTM60C5CGS1+JME16C2SN1 | Singlezone Ducted, Centrally Ducted | 44000 | 32200 | 2.5 | 33000 | 2
LUXAIRE | LX SERIES | 214398667 | HRCU-A-CB | HH860E2S11 | CTM60C5CGS1+JMC16C2SN1 | Singlezone Ducted, Centrally Ducted | 44500 | 33000 | 2.54 | 33400 | 2
LUXAIRE | LX SERIES | 214398633 | HRCU-A-CB | HH860E2S11 | JHE48D5CG2SS1 | Singlezone Ducted, Centrally Ducted | 44500 | 33200 | 2.56 | 33400 | 2
LUXAIRE | LX SERIES | 214396392 | HRCU-A-CB | HH836E2S11 | CTF36B5CDS1+JMVT12BC2N1 | Singlezone Ducted, Centrally Ducted | 31000 | 27200 | 2.5 | 25000 | 2
LUXAIRE | LX SERIES | 214584582 | HRCU-A-CB | HH860E2S11 | CTF60D5CHS1 | Singlezone Ducted, Centrally Ducted | 53500 | 37000 | 2.6 | 39000 | 2
LUXAIRE | LX SERIES | 214396761 | HRCU-A-CB | HH860E2S11 | JHC60D5CH2SS1 | Singlezone Ducted, Centrally Ducted | 53000 | 36200 | 2.6 | 38000 | 2
LUXAIRE | LX SERIES | 214584632 | HRCU-A-CB | HH860E2S11 | CTF60C5CHS1 | Singlezone Ducted, Centrally Ducted | 53500 | 36600 | 2.56 | 38500 | 2
LUXAIRE | LX SERIES | 214396736 | HRCU-A-CB | HH860E2S11 | CTF60D5CHS1+JMVT20DC2N1 | Singlezone Ducted, Centrally Ducted | 53000 | 36600 | 2.6 | 38000 | 2
LUXAIRE | LX SERIES | 214397161 | HRCU-A-CB | HH824E2S11 | CTF30B5ACS1 | Singlezone Ducted, Centrally Ducted | 23000 | 18200 | 2.67 | 17700 | 2
LUXAIRE | LX SERIES | 214397156 | HRCU-A-CB | HH824E2S11 | CTF30B5ACS1 | Singlezone Ducted, Centrally Ducted | 23000 | 18200 | 2.67 | 17700 | 2
LUXAIRE | LX SERIES | 214397151 | HRCU-A-CB | HH824E2S11 | CTF30B5ACS1 | Singlezone Ducted, Centrally Ducted | 23000 | 18200 | 2.67 | 17700 | 2
LUXAIRE | LX SERIES | 214397146 | HRCU-A-CB | HH824E2S11 | CTF30B5ACS1 | Singlezone Ducted, Centrally Ducted | 23000 | 18400 | 2.72 | 18000 | 2
LUXAIRE | LX SERIES | 214397141 | HRCU-A-CB | HH824E2S11 | CTF30B5ACS1 | Singlezone Ducted, Centrally Ducted | 23000 | 18400 | 2.72 | 18000 | 2
LUXAIRE | LX SERIES | 214397136 | HRCU-A-CB | HH824E2S11 | CTM30B5ACS1 | Singlezone Ducted, Centrally Ducted | 23000 | 18700 | 2.7 | 18300 | 2
LUXAIRE | LX SERIES | 214397131 | HRCU-A-CB | HH824E2S11 | CTF30B5ACS1 | Singlezone Ducted, Centrally Ducted | 23000 | 18800 | 2.71 | 18400 | 2
LUXAIRE | LX SERIES | 214397126 | HRCU-A-CB | HH824E2S11 | CTF30B5ACS1 | Singlezone Ducted, Centrally Ducted | 23000 | 18700 | 2.74 | 18300 | 2
LUXAIRE | LX SERIES | 214584722 | HRCU-A-CB | HH824E2S11 | CTF30A5ADS1 | Singlezone Ducted, Centrally Ducted | 23000 | 18600 | 2.85 | 18100 | 2
LUXAIRE | LX SERIES | 214397111 | HRCU-A-CB | HH824E2S11 | CTF36B5ADS1 | Singlezone Ducted, Centrally Ducted | 23000 | 18500 | 2.78 | 18000 | 2
LUXAIRE | LX SERIES | 214397106 | HRCU-A-CB | HH824E2S11 | CTF36B5ADS1 | Singlezone Ducted, Centrally Ducted | 23000 | 18000 | 2.76 | 17600 | 2
MDV | MSAB series | 207591137 | HRCU-A-CB-O | MOX430-18HFN1-MU0W | MSABE-18HRFN1-MW5W | Singlezone Non-Ducted, Wall Placement | 18000 | 14000 | 2.61 | 12600 | 2.35
MDV | MSAG series | 213301876 | HMSR-A-CB-O | M4OX630-36HFN1-M1X |  | Multizone All Non-Ducted | 36000 | 27400 | 2.5 | 36000 | 1.95
MDV | MSAG series | 207641232 | HMSR-A-CB-O | M2OA-18HFN1-M* |  | Multizone All Non-Ducted | 19000 | 14400 | 2.5 | 14000 | 2.22
MDV | MSAG series | 207641236 | HMSR-A-CB-O | M2OI-18HFN1-M* |  | Multizone All Non-Ducted | 20000 | 13500 | 2.5 | 20000 | 2
MDV | MSAG series | 207641238 | HMSR-A-CB-O | M5OG-48HFN1-M-[X]-20* |  | Multizone All Non-Ducted | 49000 | 39000 | 2.5 | 46000 | 2.05
MDV | MSAB series | 207339191 | HMSR-A-CB-O | M2OA-18HFN1-MQ1 |  | Multizone All Non-Ducted | 19000 | 13500 | 2.6 | 14000 | 2
MDV | MSAB series | 207339192 | HMSR-A-CB-O | M3OH-27HFN1-MQ1 |  | Multizone All Non-Ducted | 27000 | 20000 | 2.5 | 20000 | 2
MDV | MSEP seris | 207617649 | HMSR-A-CB-O | M3OJ-24HFN1-M |  | Multizone All Non-Ducted | 25000 | 20400 | 2.5 | 20000 | 2.06
MDV |  | 207617657 | HMSR-A-CB-O | M5OG-42HFN1-M-[X] | MSEPB-09HRFN1-MY5W(GA) | Multizone All Non-Ducted | 48000 | 30000 | 2.5 | 48000 | 2
MDV | MSEP seris | 206716986 | HMSR-A-CB-O | M2OI-18HFN1-M |  | Multizone All Non-Ducted | 20000 | 15000 | 2.5 | 20000 | 1.93
MDV | MSEP seris | 206714975 | HMSR-A-CB-O | M3OJ-27HFN1-M |  | Multizone All Non-Ducted | 28000 | 21000 | 2.5 | 20000 | 2.11
MDV |  | 8994415 | HMSR-A-CB-O | M4OH-36HFN1-M | CS11M-09HRFN1-MX0W(A) | Multizone All Non-Ducted | 36000 | 23200 | 2.78 | 36037 | 1.96
MDV |  | 8856675 | HMSR-A-CB-O | M2OF-18HFN1-M | CS11M-09HRFN1-MX0W(A) | Multizone All Non-Ducted | 19000 | 12000 | 2.79 | 10205 | 1.97
MDV |  | 8856676 | HMSR-A-CB-O | M3OF-27HFN1-M | CS11M-09HRFN1-MX0W(A) | Multizone All Non-Ducted | 28000 | 17200 | 2.8 | 17040 | 1.97
MDV | MTI series | 210299844 | HRCU-A-CB | MOD30-24HFN1-MU0W | MTI-24HWFN1-MSP5 | Singlezone Ducted, Compact Ducted | 25000 | 21000 | 2.75 | 24000 | 2
MDV | MTI series | 210299845 | HRCU-A-CB | MOX430-17HFN1-MT0W | MTI-18HWFN1-MSP0 | Singlezone Ducted, Compact Ducted | 19000 | 15700 | 2.6 | 18000 | 2.2
MDV | MSEP seris | 208132541 | HMSR-A-CB-O | M5OA-55HFN1-M-[X] |  | Multizone All Non-Ducted | 55000 | 34400 | 2.5 | 47000 | 1.94
MDV |  | 9101403 | HRCU-A-CB-O | MOCA31-18HFN1-MT0W | CS11M-18HRFN1-MT0W | Singlezone Non-Ducted, Wall Placement | 18000 | 11400 | 2.72 | 11178 | 2.02
MDV |  | 9101401 | HRCU-A-CB-O | MOBA30-09HFN1-MT0W | CS11M-09HRFN1-MX0W(A) | Singlezone Non-Ducted, Wall Placement | 9800 | 5800 | 2.74 | 7989 | 2
MDV |  | 202415590 | HRCU-A-CB-O | MOD30-22HFN1-MW5W | MSAB2F-22HRFN1-MW5W | Singlezone Non-Ducted, Wall Placement | 24000 | 15400 | 3.01 | 25624 | 2.1
MDV |  | 8719215 | HRCU-A-CB-O | MOCA31-18HFN1-MT0W | MSABE-18HRFN1-MT0W | Singlezone Non-Ducted, Wall Placement | 18000 | 10400 | 2.72 | 10953 | 1.9
MDV |  | 200059281 | HRCU-A-CB-O | MOCA30-09HFN1-MZA5W | MSOP1B-09HRFN1-MZA5W | Singlezone Non-Ducted, Wall Placement | 10000 | 7200 | 2.78 | 13047 | 1.91
MDV |  | 200059283 | HRCU-A-CB-O | MOCA30-12HFN1-MZ50W | MSOP1B-12HRFN1-MZ50W | Singlezone Non-Ducted, Wall Placement | 12000 | 6800 | 2.62 | 13873 | 2.03
MDV |  | 200059299 | HRCU-A-CB | MOD31-24HFN1-MT0W | MTIU-24HWFN1-M | Singlezone Ducted, Compact Ducted | 24400 | 16000 | 2.69 | 18500 | 2.04
MDV |  | 8740675 | HRCU-A-CB-O | MOD31-24HFN1-MT0W | MUEU-24HRFN1-M(C) | Singlezone Non-Ducted, Floor Placement | 24000 | 15000 | 2.85 | 17817 | 1.9
MDV |  | 205767337 | HRCU-A-CB | MOE30U-36HFN1-M-[X] | MTI-36HWFN1-M | Singlezone Ducted, Compact Ducted | 40000 | 28000 | 2.75 | 43000 | 2.1
MDV |  | 200059289 | HRCU-A-CB | MOB30-09HFN1-MX0W | MTIU-09HWFN1-M | Singlezone Ducted, Compact Ducted | 10000 | 7200 | 2.74 | 8300 | 2.06
MDV |  | 200059297 | HRCU-A-CB | MOCA31-18HFN1-MT0W | MTIU-18HWFN1-M | Singlezone Ducted, Compact Ducted | 18000 | 12000 | 2.61 | 10300 | 1.95
MDV |  | 205993851 | HRCU-A-CB-O | MOX230-12HFN1-BW0W | MS11M-12HRFN1-BV0W | Singlezone Non-Ducted, Wall Placement | 12400 | 6800 | 2.55 | 5688 | 2.01
MDV |  | 205746254 | HRCU-A-CB-O | MOX430-17HFN1-MT0W | CS11M-18HRFN1-MT0W | Singlezone Non-Ducted, Wall Placement | 18000 | 10900 | 2.58 | 16497 | 1.9
MDV |  | 202415591 | HRCU-A-CB-O | MOD30-18HFN1-MZ22W | MSAB2F-18HRFN1-MZ22W | Singlezone Non-Ducted, Wall Placement | 18000 | 12300 | 3.19 | 17920 | 2.13
MDV |  | 205993852 | HRCU-A-CB-O | MOX330-09HFN1-MY5W | CS11M-09HRFN1-MX0W(A) | Singlezone Non-Ducted, Wall Placement | 11500 | 7100 | 2.85 | 9898 | 1.9
MDV |  | 205746255 | HRCU-A-CB-O | MOD30-24HFN1-MU0W | CS11M-23HRFN1-MT0W | Singlezone Non-Ducted, Wall Placement | 26000 | 19400 | 2.95 | 26000 | 2.07
MDV |  | 207617659 | HMSV-A-CB | M5OG-42HFN1-M-[X] | MTIU-09HWFN1-M | Multizone All Ducted | 49000 | 28000 | 2.53 | 48000 | 1.99
MDV | M2O series | 206716987 | HMSV-A-CB | M2OA-18HFN1-M |  | Multizone Mix of Ducted and Non-Ducted | 19000 | 14500 | 2.5 | 14000 | 2.17
MDV | M2O series | 207641240 | HMSV-A-CB | M2OA-18HFN1-M* |  | Multizone Mix of Ducted and Non-Ducted | 19000 | 14600 | 2.5 | 14000 | 2.17
MDV | MTI series | 207617651 | HMSV-A-CB | M3OJ-24HFN1-M |  | Multizone All Ducted | 24000 | 21600 | 2.61 | 20000 | 2.11
MDV | M3O series | 207618258 | HMSV-A-CB | M3OJ-24HFN1-M |  | Multizone Mix of Ducted and Non-Ducted | 24400 | 21000 | 2.55 | 20000 | 2.09
MDV | MTI series | 206714981 | HMSV-A-CB | M3OJ-27HFN1-M |  | Multizone All Ducted | 28000 | 22000 | 2.6 | 20000 | 2.14
MDV | M3O series | 206716989 | HMSV-A-CB | M3OJ-27HFN1-M |  | Multizone Mix of Ducted and Non-Ducted | 28000 | 21400 | 2.55 | 20000 | 2.13
MDV | MTI series | 207641243 | HMSV-A-CB | M3OJ-27HFN1-M* |  | Multizone All Ducted | 28000 | 22000 | 2.6 | 20000 | 2.14
MDV | MTI series | 206714974 | HMSV-A-CB | M2OI-18HFN1-M |  | Multizone All Ducted | 20000 | 16000 | 2.61 | 20000 | 1.95
MDV | M2O series | 206716988 | HMSV-A-CB | M2OI-18HFN1-M |  | Multizone Mix of Ducted and Non-Ducted | 20000 | 15500 | 2.55 | 20000 | 1.95
MDV | MTI series | 207641256 | HMSV-A-CB | M2OI-18HFN1-M* |  | Multizone All Ducted | 20000 | 16000 | 2.61 | 20000 | 1.95
MDV | M2O series | 207641257 | HMSV-A-CB | M2OI-18HFN1-M* |  | Multizone Mix of Ducted and Non-Ducted | 20000 | 14700 | 2.55 | 20000 | 1.98
MDV |  | 213156951 | HRCU-A-CB | MOX430U-18HFN1-M | MVBE-18HWFN1-MM3E | Singlezone Ducted, Centrally Ducted | 19000 | 15800 | 2.82 | 18800 | 2.3
MDV | MAC SERIES | 211497142 | HRCU-A-CB | MOD30-24HFN1-MW-[X1] | MVC-24HWFN1-MSQ4 | Singlezone Ducted, Centrally Ducted | 24000 | 19200 | 2.5 | 24071 | 1.91
MDV |  | 212924805 | HRCU-A-CB | MOD30-24HFN1-MW | MVBE-24HWFN1-MM3E | Singlezone Ducted, Centrally Ducted | 26000 | 20000 | 2.7 | 24000 | 2
MDV | MCD series | 207338218 | HRCU-A-CB-O | MOD33-24HFN1-MT0W | MCD1-24HRFN1-MT0W(GA) | Singlezone Non-Ducted, Wall Placement | 25000 | 19000 | 2.6 | 18900 | 1.96
MDV | MFA series | 209248923 | HRCU-A-CB-O | MOX330-09HFN1-MY6W | MFA2U-09HRFN1-MY6W | Singlezone Non-Ducted, Wall Placement | 9000 | 10600 | 2.85 | 12300 | 2.1
MDV | MFA series | 209248924 | HRCU-A-CB-O | MOX330-12HFN1-MW5W | MFA2U-12HRFN1-MW5W | Singlezone Non-Ducted, Wall Placement | 12000 | 10200 | 2.72 | 12300 | 2.1
MDV | MFA series | 209248925 | HRCU-A-CB-O | MOX230-09HFN1-MY2W | MFA2U-09HRFN1-MY6W | Singlezone Non-Ducted, Wall Placement | 9000 | 9400 | 2.9 | 8600 | 2.45
MDV | MCBU series | 209270208 | HRCU-A-CB-O | MOX430-18HFN1-MU0W | MCBU-18HRFN1-MU2W | Singlezone Non-Ducted, Ceiling Placement | 19000 | 12200 | 2.79 | 13100 | 2.3
MDV | MCBU series | 209270209 | HRCU-A-CB-O | MOX230-09HFN1-MW5W | MCBU-09HRFN1-MW0W | Singlezone Non-Ducted, Ceiling Placement | 11000 | 8000 | 2.66 | 8500 | 2.37
MDV | MCBU series | 209270213 | HRCU-A-CB-O | MOX230-09HFN1-MW5W | MCBU-06HRFN1-MV0W | Singlezone Non-Ducted, Ceiling Placement | 7100 | 5700 | 2.61 | 8500 | 2.03
MDV | MCA series | 206330119 | HRCU-A-CB-O | MOX230-12HFN1-MV5W | MCA3U-12HRFN1-M(C) | Singlezone Non-Ducted, Ceiling Placement | 12000 | 8900 | 2.75 | 8000 | 2.28
MDV | MFA series | 206330125 | HRCU-A-CB-O | MOX230-12HFN1-MV5W | MFAU-12HRFN1-M(C) | Singlezone Non-Ducted, Wall Placement | 12000 | 9000 | 2.69 | 8400 | 2.26
MDV | MCA series | 206330126 | HRCU-A-CB-O | MOX330-12HFN1-MW5W | MCA3U-12HRFN1-M(C) | Singlezone Non-Ducted, Ceiling Placement | 12000 | 9900 | 2.55 | 11500 | 1.9
MDV | MUE series | 206330134 | HRCU-A-CB-O | MOD30-24HFN1-MU0W | MUEU-24HRFN1-M(C) | Singlezone Non-Ducted, Floor Placement | 25000 | 19000 | 2.64 | 25000 | 2.1
MDV | MUE series | 207614046 | HRCU-A-CB-O | MOX430-18HFN1-MU0W | MUEU-18HRFN1-M(C) | Singlezone Non-Ducted, Floor Placement | 20000 | 12800 | 2.52 | 13000 | 2.08
MDV | MCA series | 207614047 | HRCU-A-CB-O | MOX430-18HFN1-MU0W | MCA3U-18HRFN1-M(C) | Singlezone Non-Ducted, Ceiling Placement | 19000 | 12000 | 2.51 | 12700 | 2.16
MDV | MTI series | 206330133 | HRCU-A-CB | MOD33-24HFN1-MT0W | MTIU-24HWFN1-M | Singlezone Ducted, Compact Ducted | 25000 | 20000 | 2.61 | 20000 | 2.3
MDV | MTI series | 207614049 | HRCU-A-CB | MOX430-17HFN1-MT0W | MTIU-24HWFN1-M | Singlezone Ducted, Compact Ducted | 19000 | 15800 | 2.63 | 16000 | 2
MDV | MTI series | 206330121 | HRCU-A-CB | MOX230-09HFN1-MW5W | MTIU-09HWFN1-M | Singlezone Ducted, Compact Ducted | 10000 | 7700 | 2.59 | 8000 | 2.09
MDV | MTI series | 206330124 | HRCU-A-CB | MOX230-12HFN1-MV5W | MTIU-12HWFN1-M | Singlezone Ducted, Compact Ducted | 12000 | 9300 | 2.78 | 8400 | 2.26
MDV | MTI series | 206330136 | HRCU-A-CB | MOD30-24HFN1-MU0W | MTIU-24HWFN1-M | Singlezone Ducted, Compact Ducted | 25000 | 21000 | 2.64 | 27000 | 2
MDV | MTI series | 206330127 | HRCU-A-CB | MOX330-12HFN1-MW5W | MTIU-12HWFN1-M | Singlezone Ducted, Compact Ducted | 12500 | 10600 | 2.51 | 12100 | 1.96
MDV | MTI series | 207614048 | HRCU-A-CB | MOX430-18HFN1-MU0W | MTIU-18HWFN1-M | Singlezone Ducted, Compact Ducted | 20000 | 12600 | 2.66 | 13000 | 2.4
MDV | MSEP seris | 205993844 | HRCU-A-CB-O | MOX230-12HFN1-BW0W | MSEPB-12HRFN1-BW0W | Singlezone Non-Ducted, Wall Placement | 12000 | 8400 | 2.8 | 7094 | 2.19
MDV | MSEP seris | 205993845 | HRCU-A-CB-O | MOX330-09HFN1-MY5W | MSEPB-09HRFN1-MY5W(GA) | Singlezone Non-Ducted, Wall Placement | 12000 | 9500 | 2.53 | 11109 | 1.97
MDV | MSAG series | 206369511 | HRCU-A-CB-O | MOX230-09HFN1-MT0W | MSAG11A-09HRFN1-MT0W | Singlezone Non-Ducted, Wall Placement | 10000 | 6000 | 2.51 | 6933 | 1.97
MDV | MSEP seris | 206369558 | HRCU-A-CB-O | MOX230-09HFN1-MW5W | MSEPB-09HRFN1-MY5W(GA) | Singlezone Non-Ducted, Wall Placement | 10000 | 8500 | 2.8 | 8581 | 2.19
MDV | MSEP seris | 206369559 | HRCU-A-CB-O | MOX230-12HFN1-MV5W | MSEPB-12HRFN1-MW5W(GA) | Singlezone Non-Ducted, Wall Placement | 12000 | 9000 | 2.69 | 8981 | 2.19
MDV | MSAG series | 206361861 | HRCU-A-CB-O | MOX330-12HFN1-MW5W | MSAG11B-12HRFN1-MV0W(GA) | Singlezone Non-Ducted, Wall Placement | 12000 | 10300 | 2.56 | 12113 | 1.9
MDV | MSAG series | 206361864 | HRCU-A-CB-O | MOX230-12HFN1-BW0W | MSAG11B-12HRFN1-BU5W | Singlezone Non-Ducted, Wall Placement | 12000 | 8900 | 2.75 | 6858 | 2.07
MDV | MSAG series | 207215956 | HRCU-A-CB-O | MOX230-09HFN1-MW5W | MSAG11B-09HRFN1-MX7W(GA) | Singlezone Non-Ducted, Wall Placement | 10000 | 8100 | 2.7 | 8564 | 2.22
MDV | MSAG series | 206361866 | HRCU-A-CB-O | MOX230-12HFN1-MV5W | MSAG11B-12HRFN1-MV0W(GA) | Singlezone Non-Ducted, Wall Placement | 12000 | 10000 | 2.69 | 8820 | 2.25
MDV | MSAG series | 206361859 | HRCU-A-CB-O | MOX430-18HFN1-MT8W | MSAG11D-18HRFN1-MT8W | Singlezone Non-Ducted, Wall Placement | 18000 | 14100 | 2.65 | 12829 | 2.35
MDV | MSAG series | 207613861 | HRCU-A-CB-O | MOX430-18HFN1-MU0W | MSAG11D-18HRFN1-MT8W | Singlezone Non-Ducted, Wall Placement | 18000 | 14100 | 2.65 | 12829 | 2.35
MDV | MSAB series | 207338220 | HRCU-A-CB-O | MOX230-12HFN1-BV0Q1W | MSABB-12HRFN1-BV0Q1W | Singlezone Non-Ducted, Wall Placement | 12000 | 7500 | 2.59 | 6400 | 1.95
MDV | MSAB series | 207338221 | HRCU-A-CB-O | MOX430-18HFN1-MT2Q1W | MSABE-18HRFN1-MT2Q1W | Singlezone Non-Ducted, Wall Placement | 18000 | 13800 | 2.54 | 11700 | 2.05
MDV | MSAB series | 207591139 | HRCU-A-CB-O | MOX230-09HFN1-BW0W | MSABB-09HRFN1-BW0W | Singlezone Non-Ducted, Wall Placement | 10000 | 6000 | 2.79 | 6725 | 2.07
MDV | MSAB series | 207591136 | HRCU-A-CB-O | MOX230-12HFN1-BW0W | MSABB-12HRFN1-BU5W | Singlezone Non-Ducted, Wall Placement | 12000 | 8400 | 2.77 | 6725 | 2.07
MDV | MSAB series | 207591144 | HRCU-A-CB-O | MOX230-09HFN1-MW5W | MSABB-09HRFN1-MX0W | Singlezone Non-Ducted, Wall Placement | 10000 | 8300 | 2.67 | 6544 | 1.98
MDV | MSEP seris | 207178564 | HRCU-A-CB-O | MOX230-09HFN1-MW5W | MSEPB-06HRFN1-MY5W | Singlezone Non-Ducted, Wall Placement | 7000 | 8500 | 2.9 | 8581 | 2.19
MDV | MSAG series | 206909896 | HRCU-A-CB-O | MOX230-12HFN1-BW0W-9K | MSAG11B-12HRFN1-BU5W-9K | Singlezone Non-Ducted, Wall Placement | 10000 | 5900 | 2.93 | 6858 | 2.07
MDV | MSAG series | 210434543 | HRCU-A-CB-O | MOX230-12HFN1-BW0W-9K | MSAG11B-12HRFN1-BU5W-6K | Singlezone Non-Ducted, Wall Placement | 7000 | 5900 | 2.93 | 6858 | 2.07
MDV | MSAB series | 207591132 | HRCU-A-CB-O | MOX230-09HFN1-MT0W | MSABA-09HRFN1-MU5W | Singlezone Non-Ducted, Wall Placement | 10000 | 6900 | 2.53 | 6400 | 1.95
MDV | MSAG series | 207178565 | HRCU-A-CB-O | MOX230-09HFN1-MW5W | MSAG11A-06HRFN1-MU0W | Singlezone Non-Ducted, Wall Placement | 7000 | 7500 | 2.5 | 7200 | 1.92
MDV | MCBU series | 210857291 | HRCU-A-CB-O | MOX230-09HFN1-MW5W | MCBU-09HRFN1-MU0-CA | Singlezone Non-Ducted, Ceiling Placement | 7100 | 5700 | 2.61 | 8500 | 2.03
MIDEA | MVBL Series | 214594892 | HRCU-A-CB | MOD30-24HFN1-MW | MVBL-24HWFN1-MI3 | Singlezone Ducted, Centrally Ducted | 27400 | 19200 | 2.61 | 24000 | 1.91
MIDEA | MVBL Series | 214594891 | HRCU-A-CB | MOX430U-18HFN1-M | MVBL-18HWFN1-MH3 | Singlezone Ducted, Centrally Ducted | 19000 | 13500 | 2.6 | 18000 | 2
MIDEA | DLC-series | 208447748 | HRCU-A-CB-O | DLCERBH09AAK | DLFEHBH09XAK | Singlezone Non-Ducted, Wall Placement | 10000 | 6000 | 2.51 | 6933 | 1.97
MIDEA | DLC-series | 208447668 | HRCU-A-CB-O | DLCSRBH12AAJ | DLFSHCH12XAJ | Singlezone Non-Ducted, Wall Placement | 12000 | 8400 | 2.8 | 7094 | 2.19
MIDEA | DLC-series | 208447665 | HRCU-A-CB-O | DLCSRBH09AAK | DLFSHCH09XAK | Singlezone Non-Ducted, Wall Placement | 12000 | 9500 | 2.53 | 11109 | 1.97
MIDEA | DLC-series | 208447669 | HRCU-A-CB-O | DLCSRBH06AAK | DLFSHCH06XAK | Singlezone Non-Ducted, Wall Placement | 7000 | 8500 | 2.9 | 8581 | 2.19
MIDEA | DLC-series | 207683369 | HRCU-A-CB-O | DLCSRBH24AAK | DLFSCBH24XAK | Singlezone Non-Ducted, Wall Placement | 25000 | 21000 | 2.64 | 26000 | 1.95
MIDEA | DLC-series | 209948197 | HRCU-A-CB-O | DLCSRBH12AAK | DLFSFBH12XAK | Singlezone Non-Ducted, Wall Placement | 12000 | 10200 | 2.72 | 12300 | 2.1
MIDEA | DLC-series | 211132736 | HRCU-A-CB | DLCSRBH24AAK | DLFSDAH24XHK | Singlezone Ducted, Compact Ducted | 25000 | 21000 | 2.75 | 24000 | 2
MIDEA | DLC-series | 211132697 | HRCU-A-CB | DLCSRBH18AAK | DLFSDAH18XHK | Singlezone Ducted, Compact Ducted | 19000 | 15700 | 2.6 | 18000 | 2.2
MIDEA | DLC-series | 210857450 | HRCU-A-CB-O | DLCSRBH06AAK | DLFSOAH09XAK | Singlezone Non-Ducted, Ceiling Placement | 7100 | 5700 | 2.61 | 8500 | 2.03
MIDEA | Dlseries | 210025747 | HRCU-A-CB | DLCURAH60ABK | DLFUAAH60XAK | Singlezone Ducted, Centrally Ducted | 59000 | 42000 | 2.6 | 54356 | 1.91
MIDEA | 38M series | 213372236 | HRCU-A-C | 38MURAQ18AB3 | 40MULAQ24XBX + CI | Singlezone Ducted, Centrally Ducted | 19000 | 14700 | 2.6 | 15000 | 2.2
MIDEA | DL series | 213372164 | HRCU-A-C | DLCURAH18ABK | DLFULAH24XBX + CI | Singlezone Ducted, Centrally Ducted | 19000 | 14700 | 2.6 | 15000 | 2.2
MIDEA | DLC-series | 206361900 | HRCU-A-CB-O | DLCSRBH12AAK | DLFSHBH12XAK | Singlezone Non-Ducted, Wall Placement | 12000 | 10300 | 2.56 | 12113 | 1.9
MIDEA | DLC-series | 206361898 | HRCU-A-CB-O | DLCSRBH12AAJ | DLFSHBH12XAJ | Singlezone Non-Ducted, Wall Placement | 12000 | 8900 | 2.75 | 6858 | 2.07
MIDEA | DLC-series | 207188923 | HRCU-A-CB-O | DLCSRBH06AAK | DLFSHBH06XAK | Singlezone Non-Ducted, Wall Placement | 7000 | 7500 | 2.5 | 7200 | 1.92
MIDEA | Excel | 201847071 | HMSV-A-CB | 38MGRQ18B--3 |  | Multizone All Ducted | 18500 | 11500 | 2.7 | 14400 | 2.1
MIDEA | Excel | 201846987 | HRCU-A-CB-O | 38MAQB12R--1 | DHMSHAQ12XA1 | Singlezone Non-Ducted, Wall Placement | 12000 | 7600 | 2.59 | 6490 | 1.94
MIDEA |  | 201753972 | HRCU-A-CB-O | DLCPRAH09AAK | DLFPHAH09XAK | Singlezone Non-Ducted, Wall Placement | 10000 | 7200 | 2.78 | 13047 | 1.97
MIDEA |  | 201753971 | HRCU-A-CB-O | 38MPRAQ12AA3 | DHMPHAQ12XA3 | Singlezone Non-Ducted, Wall Placement | 12000 | 6800 | 2.66 | 13887 | 2
MIDEA |  | 201753970 | HRCU-A-CB-O | 38MPRAQ09AA3 | DHMPHAQ09XA3 | Singlezone Non-Ducted, Wall Placement | 10000 | 7200 | 2.78 | 13000 | 2.01
MIDEA | Elevate | 202463640 | HRCU-A-CB-O | 38MPRAQ18AA3 | DHMPHAQ18XA3 | Singlezone Non-Ducted, Wall Placement | 18000 | 12300 | 3.19 | 18000 | 2
MIDEA | Elevate | 202463641 | HRCU-A-CB-O | 38MPRAQ24AA3 | DHMPHAQ24XA3 | Singlezone Non-Ducted, Wall Placement | 24000 | 15450 | 3 | 24000 | 2
MIDEA | Max | 202463655 | HRCU-A-CB-O | DLCPRAH24AAK | DLFPHAH24XAK | Singlezone Non-Ducted, Wall Placement | 24000 | 15450 | 3 | 24000 | 2
MIDEA | Excel | 201846989 | HRCU-A-CB-O | 38MAQB12R--3 | DHMSHAQ12XA3 | Singlezone Non-Ducted, Wall Placement | 12000 | 7800 | 2.66 | 12010 | 1.98
MIDEA | Excel | 206350317 | HRCU-A-CB-O | 38MARBQ12AA1 | DHMAHBQ12XA1 | Singlezone Non-Ducted, Wall Placement | 12100 | 7400 | 2.64 | 6980 | 2.18
MIDEA | Excel | 206396052 | HRCU-A-CB-O | 38MAQB12R--3 | DHMAHBQ12XA3 | Singlezone Non-Ducted, Wall Placement | 12000 | 7500 | 2.56 | 12010 | 1.98
MIDEA | Excel | 206350380 | HRCU-A-CB | 38MARBQ24AA3 | 40MBDQ24--3 | Singlezone Ducted, Compact Ducted | 24600 | 14500 | 2.8 | 27910 | 2.01
MIDEA | Excel | 206350457 | HRCU-A-CB | DLCSRBH24AAK | DLFSDAH24XAK | Singlezone Ducted, Compact Ducted | 24600 | 14500 | 2.8 | 27910 | 2.01
MIDEA | Excel | 207642964 | HMSV-A-CB | 38MGHBQ24CA3 |  | Multizone All Ducted | 24000 | 18500 | 2.85 | 21500 | 1.95
MIDEA | Performance Series | 207643127 | HMSV-A-CB | DLCMHBH48EAK |  | Multizone Mix of Ducted and Non-Ducted | 49000 | 31000 | 2.65 | 48000 | 1.9
MIDEA | Performance Series | 207643117 | HMSV-A-CB | DLCMHBH24CAK |  | Multizone All Ducted | 24000 | 18500 | 2.85 | 21500 | 1.95
MIDEA | Performance Series | 207643125 | HMSR-A-CB-O | DLCMHBH48EAK |  | Multizone All Non-Ducted | 48000 | 34000 | 2.83 | 48000 | 2
MIDEA | Performance Series | 207643119 | HMSR-A-CB-O | DLCMHBH30DAK |  | Multizone All Non-Ducted | 30000 | 18500 | 2.98 | 29400 | 1.9
MIDEA | Excel | 207642972 | HMSR-A-CB-O | 38MGHBQ48EA3 |  | Multizone All Non-Ducted | 49000 | 30000 | 2.5 | 48000 | 2
MIDEA | Excel | 207642966 | HMSR-A-CB-O | 38MGHBQ30DA3 |  | Multizone All Non-Ducted | 30000 | 17500 | 2.82 | 29400 | 1.9
MIDEA | Excel | 201847005 | HMSR-A-CB-O | 38MGRQ48E--3 |  | Multizone All Non-Ducted | 48000 | 29600 | 2.7 | 36340 | 1.98
MIDEA | Excel | 201847004 | HMSR-A-CB-O | 38MGRQ36D--3 |  | Multizone All Non-Ducted | 36000 | 23200 | 2.78 | 36080 | 1.96
MIDEA | Excel | 201847001 | HMSR-A-CB-O | 38MGRQ18B--3 |  | Multizone All Non-Ducted | 19000 | 12000 | 2.79 | 13990 | 2.15
MIDEA | MVC series | 208650610 | HRCU-A-CB | MOX430U-24HFN1-MR0 | MVC-24HWFN1-M | Singlezone Ducted, Centrally Ducted | 26000 | 21000 | 2.8 | 19400 | 2.1
MIDEA |  | 208447921 | HRCU-A-CB | 38MURAQ18AB3 | 40MUAAQ18XA3 | Singlezone Ducted, Centrally Ducted | 19000 | 13500 | 2.5 | 18000 | 2
MIDEA |  | 209852102 | HRCU-A-CB | DLCURAH18ABK | DLFUAAH18XAK | Singlezone Ducted, Centrally Ducted | 19000 | 13500 | 2.5 | 18000 | 2
MIDEA | Excel | 207826680 | HMSV-A-CB | 38MARBQ24AA3 | 40MBABQ24XB3 | Singlezone Ducted, Centrally Ducted | 26000 | 16200 | 2.79 | 21511 | 1.95
MIDEA | Advantage | 207826606 | HMSV-A-CB | DLCSRBH24AAK | DLFSABH24XBK | Singlezone Ducted, Centrally Ducted | 26000 | 16200 | 2.79 | 21523 | 1.95
MIDEA | Max | 202463654 | HRCU-A-CB-O | DLCPRAH18AAK | DLFPHAH18XAK | Singlezone Non-Ducted, Wall Placement | 18000 | 12300 | 3.19 | 18000 | 2
Mitsubishi Electric | Smart Multi | 211016463 | HMSV-A-CB | MXZ-SM60NAM2 |  | Multizone Mix of Ducted and Non-Ducted | 66000 | 41000 | 2.69 | 46500 | 1.9
Mitsubishi Electric | Smart Multi | 211016457 | HMSV-A-CB | MXZ-SM48NAM2 |  | Multizone Mix of Ducted and Non-Ducted | 50000 | 33200 | 2.54 | 35400 | 2.02
Mitsubishi Electric | Smart Multi | 211016454 | HMSV-A-CB | MXZ-SM42NAMHZ2 |  | Multizone Mix of Ducted and Non-Ducted | 48000 | 32000 | 2.63 | 44000 | 1.92
Mitsubishi Electric | Smart Multi | 211016451 | HMSV-A-CB | MXZ-SM36NAMHZ2 |  | Multizone Mix of Ducted and Non-Ducted | 42000 | 29600 | 2.74 | 38500 | 1.92
Mitsubishi Electric | Smart Multi | 211016480 | HMSV-A-CB | MXZ-SM36NAM2 |  | Multizone Mix of Ducted and Non-Ducted | 41000 | 26400 | 2.73 | 29000 | 2.1
MITSUBISHI ELECTRIC | M-Series | 207679243 | HRCU-A-CB-O | MUZ-GS12NA*** | MSZ-GS12NA*** | Singlezone Non-Ducted, Wall Placement | 14400 | 9000 | 2.64 | 10100 | 2
MITSUBISHI ELECTRIC | M-Series | 207679244 | HRCU-A-CB-O | MUZ-GS15NA*** | MSZ-GS15NA*** | Singlezone Non-Ducted, Wall Placement | 18000 | 12100 | 2.67 | 14000 | 2.03
MITSUBISHI ELECTRIC | M-Series | 207679249 | HRCU-A-CB-O | MUZ-GS15NAH*** | MSZ-GS15NA*** | Singlezone Non-Ducted, Wall Placement | 18000 | 12100 | 2.67 | 14000 | 1.91
MITSUBISHI ELECTRIC | M-Series | 211626454 | HRCU-A-CB-O | MUZ-FW06NAHZ*** | MSZ-FW06NA*** | Singlezone Non-Ducted, Wall Placement | 9000 | 6100 | 3.58 | 12700 | 2.37
MITSUBISHI ELECTRIC | M-Series | 211626455 | HRCU-A-CB-O | MUZ-FW09NAHZ*** | MSZ-FW09NA*** | Singlezone Non-Ducted, Wall Placement | 12000 | 7500 | 3.49 | 16200 | 2.26
MITSUBISHI ELECTRIC | M-Series | 209424920 | HMSR-A-CB-O | MXZ-2C20NA4*** |  | Multizone All Non-Ducted | 22000 | 13500 | 2.91 | 11100 | 2.03
MITSUBISHI ELECTRIC | P-Series H2i | 211273264 | HRCU-A-CB-O | PUZ-HA24NHA1 | PLA-A24EA* | Singlezone Non-Ducted, Ceiling Placement | 28000 | 17300 | 2.79 | 26000 | 1.92
MITSUBISHI ELECTRIC | M-Series | 211289244 | HRCU-A-CB-O | SUZ-KA09NA2 | SLZ-KF09NA* | Singlezone Non-Ducted, Ceiling Placement | 11000 | 6900 | 2.5 | 5600 | 3.04
MITSUBISHI ELECTRIC | M-Series | 207702711 | HRCU-A-CB | SUZ-KA18NA2 | PEAD-A18AA* | Singlezone Ducted, Compact Ducted | 21600 | 14000 | 2.85 | 12000 | 2.86
MITSUBISHI ELECTRIC | P-Series H2i | 211259279 | HRCU-A-CB | PUZ-HA36NKA | PVA-A36AA* | Singlezone Ducted, Centrally Ducted | 40000 | 24600 | 2.55 | 38000 | 2
MITSUBISHI ELECTRIC | M-Series | 211289259 | HRCU-A-CB | SUZ-KA18NA2 | SVZ-KP18NA* | Singlezone Ducted, Centrally Ducted | 21600 | 14000 | 2.81 | 12200 | 2.88
MITSUBISHI ELECTRIC | P-Series H2i | 211259275 | HRCU-A-CB-O | PUZ-HA36NKA | PLA-A36EA* | Singlezone Non-Ducted, Ceiling Placement | 40000 | 24200 | 2.62 | 38000 | 2.04
MITSUBISHI ELECTRIC | M-Series | 207702706 | HRCU-A-CB | SUZ-KA12NAHZ | PEAD-A12AA* | Singlezone Ducted, Compact Ducted | 15000 | 8800 | 2.66 | 15000 | 2.09
MITSUBISHI ELECTRIC | M-Series | 211289257 | HRCU-A-CB | SUZ-KA12NA2 | SVZ-KP12NA* | Singlezone Ducted, Centrally Ducted | 15000 | 9900 | 2.59 | 7800 | 2.75
MITSUBISHI ELECTRIC | M-Series | 211289254 | HRCU-A-CB-O | SUZ-KA18NA2 | SLZ-KF18NA* | Singlezone Non-Ducted, Ceiling Placement | 19700 | 12900 | 2.68 | 9800 | 2.37
MITSUBISHI ELECTRIC | M-Series | 207699122 | HRCU-A-CB-O | SUZ-KA12NA2 | MLZ-KP12NA* | Singlezone Non-Ducted, Ceiling Placement | 15400 | 9900 | 2.84 | 7900 | 2.36
MITSUBISHI ELECTRIC | M-Series | 207702701 | HRCU-A-CB | SUZ-KA12NA2 | PEAD-A12AA* | Singlezone Ducted, Compact Ducted | 15000 | 9700 | 2.66 | 7900 | 2.86
MITSUBISHI ELECTRIC | M-Series | 209836197 | HMSR-A-CB-O | MXZ-2C20NA3*** |  | Multizone All Non-Ducted | 22000 | 13500 | 3.04 | 11100 | 2.03
MITSUBISHI ELECTRIC | M-Series | 212925868 | HMSR-A-CB-O | MXZ-3C30NAHZ4-** |  | Multizone All Non-Ducted | 28600 | 18000 | 2.65 | 28600 | 1.95
MITSUBISHI ELECTRIC | M-Series | 212925537 | HMSR-A-CB-O | MXZ-3C24NAHZ4-** |  | Multizone All Non-Ducted | 25000 | 14000 | 2.53 | 25000 | 1.95
MITSUBISHI ELECTRIC | M-Series | 212927578 | HMSR-A-CB-O | MXZ-2C20NA4-** |  | Multizone All Non-Ducted | 22000 | 13500 | 2.91 | 11100 | 2.03
MITSUBISHI ELECTRIC | Smart Multi | 207517153 | HMSV-A-CB | MXZ-SM36NAMHZ |  | Multizone All Ducted | 42000 | 26600 | 2.7 | 42000 | 1.9
MITSUBISHI ELECTRIC | Smart Multi | 207525855 | HMSV-A-CB | MXZ-SM36NAMHZ |  | Multizone Mix of Ducted and Non-Ducted | 42000 | 29600 | 2.75 | 42000 | 1.95
MITSUBISHI ELECTRIC | Smart Multi | 207517152 | HMSR-A-CB-O | MXZ-SM36NAMHZ |  | Multizone All Non-Ducted | 42000 | 32600 | 2.8 | 42000 | 2
MITSUBISHI ELECTRIC | M-Series | 209832208 | HRCU-A-CB-O | MUZ-FS18NAH*** | MSZ-FS18NA*** | Singlezone Non-Ducted, Wall Placement | 19000 | 12800 | 2.93 | 23000 | 2.07
MITSUBISHI ELECTRIC | M-Series | 209832207 | HRCU-A-CB-O | MUZ-FS18NA*** | MSZ-FS18NA*** | Singlezone Non-Ducted, Wall Placement | 19000 | 12800 | 3.23 | 23000 | 2.15