## APS Eligible Small ASHP Models
APS Eligible Small ASHP Models |  |  | Disclaimer: The Massachusetts Department of Energy Resources (DOER) has not investigated, and expressly disclaims any duty to investigate, any company, product, service, process, procedure, design, or the like, which may be presented on the aforementioned list. The presentation of these companies does not constitute endorsement, warranty, or guaranty, by DOER of any company, product, service, process, procedure, design, or the like.
Updated February 2019
Manufacturer | Brand (if applicable) | Model Name (if applicable) | AHRI Certificate No. | AHRI Type | Outdoor Unit Model | Indoor Unit Model | Centrally Ducted or Ductless | If Ductless, Multi-zone or Single-zone? | Ductless Indoor Type | Rated Capacity 47°F (btu/hr) | Rated Capacity 17°F (btu/hr) | COP at Rated Capacity 17°F | Maximum Capacity 5°F (btu/hr) | COP at Max. Capacity 5°F
ACD Group Inc. | ACD | UHD-38 | 202110484 | HRCU-A-CB-O | UHD12KCH31S-O | UHD12KCH31S-I | non-ducted, wall placement | non-ducted | singlezone | 12200 | 8100 | 3.2079 | 8000 | 2.7262
ACD Group Inc. | ACD | UHD-38 | 202110484 | HRCU-A-CB-O | UHD12KCH31S-O | UHD12KCH31S-I | non-ducted | singlezone | non-ducted, wall placement | 12200 | 8100 | 3.2079 | 8000 | 2.7262
ACD Group Inc. | ACD | UHD-38 | 202110485 | HRCU-A-CB-O | UHD18KCH25S-O | UHD18KCH25S-I | non-ducted | singlezone | non-ducted, wall placement | 18000 | 14200 | 2.8701 | 21500 | 2.0326
ACD Group Inc. | ACD | UHD-38 | 202132789 | HRCU-A-CB-O | UHD24KCH22S-O | UHD24KCH22S-I | non-ducted | singlezone | non-ducted, wall placement | 24000 | 15500 | 2.8934 | 22553 | 2.0655
ACD Group Inc. | ACD | MPD-22 | 202110503 | HMSV-A-CB | MPD36KCH21S-O | Non-Ducted Indoor Units | non-ducted | multizone | all non-ducted | 42500 | 26500 | 2.8764 | 21356 | 2.006
ACD Group Inc. | ACD | OCD-23 | 201863353 | HRCU-A-CB-O | OCD24KCH20S-O | OCD24KCH20S-I | non-ducted | singlezone | non-ducted, wall placement | 23000 | 14600 | 2.609 | 22862 | 2.0181
Amana Heating and air Conditioning | Amana | AVZC20 | 10324704 | HRCU-A-CB | AVZC200241A* | CA*F3642*6D*+MBVC1200**-1A*+TX | ducted | singlezone | ducted, centrally ducted | 23600 | 13915 | 2.7425 | 11400 | 2.09
Amana Heating and air Conditioning | Amana | AVZC20 | 10324706 | HRCU-A-CB | AVZC200481A* | CA*F4961*6D*+MBVC2000**-1A*+TX | ducted | singlezone | ducted, centrally ducted | 45500 | 28254 | 2.83 | 26000 | 1.97
Amana Heating and air Conditioning | Amana | AVZC20 | 10324707 | HRCU-A-CB | AVZC200601A* | CA*F4961*6D*+MBVC2000**-1A*+TX | ducted | singlezone | ducted, centrally ducted | 50000 | 32293 | 2.73 | 26000 | 1.98
American Standard | American Standard |  | 9150124 | HRCU-A-CB-O | 4TXK3812A10NUAA | 4MXW3812A10NUAA | non-ducted | singlezone | non-ducted, wall placement | 12200 | 8100 | 3.2079 | 13304 | 2.1782
American Standard | American Standard |  | 7151530 | HRCU-A-CB-O | 4TXK2709A10N0AA | 4MXW2709A10N0AA | non-ducted | singlezone | non-ducted, wall placement | 9800 | 5800 | 2.7058 | 8000 | 2.1412
American Standard | American Standard |  | 7151532 | HRCU-A-CB-O | 4TXK2712A10NAA | 4MXW2712A10N0AA | non-ducted | singlezone | non-ducted, wall placement | 13000 | 8000 | 3.1261 | 8300 | 2.1507
American Standard | American Standard |  | 9150128 | HRCU-A-CB-O | 4TXK3824A10NUAA | 4MXW3824A10NUAA | non-ducted | singlezone | non-ducted, wall placement | 24000 | 15500 | 2.8934 | 24233 | 2.2368
American Standard | American Standard |  | 7151534 | HRCU-A-CB-O | 4TXK2718A10N0AA | 4MXW2718A10N0AA | non-ducted | singlezone | non-ducted, wall placement | 19000 | 12100 | 2.8144 | 15400 | 1.9709
American Standard | American Standard | AccuComfort Platinum 20 | 6749789 | HRCU-A-CB | 4A6V0024A1 | *AM8C0B30V21 | ducted | singlezone | ducted, centrally ducted | 20200 | 16800 | 2.5 | 13000 | 2.08
American Standard | American Standard | AccuComfort Platinum 18 | 6750455 | HRCU-A-CB | 4A6V8024A1 | *AM8C0B30V21 | ducted | singlezone | ducted, centrally ducted | 20000 | 16800 | 2.5 | 13000 | 2.08
American Standard/Mitsubishi Electric | American Standard/Mitsubishi Electric |  | 202102465 | HRCU-A-CB-O | MUZ-FH06NA | MSZ-FH06NA | non-ducted | singlezone | non-ducted, wall placement | 8700 | 5900 | 3.46 | 8700 | 2.8
American Standard/Mitsubishi Electric | American Standard/Mitsubishi Electric |  | 202102466 | HRCU-A-CB-O | MUZ-FH06NAH | MSZ-FH06NAH | non-ducted | singlezone | non-ducted, wall placement | 8700 | 5900 | 2.75 | 8700 | 2.45
American Standard/Mitsubishi Electric | American Standard/Mitsubishi Electric |  | 202102467 | HRCU-A-CB-O | MUZ-FH09NA | MSZ-FH09NA | non-ducted | singlezone | non-ducted, wall placement | 10900 | 6700 | 3.27 | 10900 | 2.32
American Standard/Mitsubishi Electric | American Standard/Mitsubishi Electric |  | 202102468 | HRCU-A-CB-O | MUZ-FH09NAH | MSZ-FH09NAH | non-ducted | singlezone | non-ducted, wall placement | 10900 | 6700 | 2.73 | 10900 | 2.73
American Standard/Mitsubishi Electric | American Standard/Mitsubishi Electric |  | 202102459 | HRCU-A-CB-O | MUFZ-KJ09NAHZ | MFZ-KJ09NA | non-ducted | singlezone | non-ducted, wall placement | 11000 | 7500 | 2.75 | 11000 | 2.01
American Standard/Mitsubishi Electric | American Standard/Mitsubishi Electric |  | 202102469 | HRCU-A-CB-O | MUZ-FH12NA | MSZ-FH12NA | non-ducted | singlezone | non-ducted, wall placement | 13600 | 8000 | 3.26 | 13600 | 2.21
American Standard/Mitsubishi Electric | American Standard/Mitsubishi Electric |  | 202102470 | HRCU-A-CB-O | MUZ-FH12NAH | MSZ-FH12NAH | non-ducted | singlezone | non-ducted, wall placement | 13600 | 8100 | 2.83 | 13600 | 2.07
American Standard/Mitsubishi Electric | American Standard/Mitsubishi Electric |  | 202102460 | HRCU-A-CB-O | MUFZ-KJ12NAHZ | MFZ-KJ12NA | non-ducted | singlezone | non-ducted, wall placement | 13000 | 8800 | 2.77 | 13000 | 2.1
American Standard/Mitsubishi Electric | American Standard/Mitsubishi Electric |  | 202102475 | HRCU-A-CB-O | MUZ-GL09NA-U1 | MSZ-GL09NA-U1 | non-ducted | singlezone | non-ducted, wall placement | 10900 | 6700 | 3.1168 | 8000 | 2.7583
American Standard/Mitsubishi Electric | American Standard/Mitsubishi Electric |  | 202102497 | HRCU-A-CB-O | PUZ-A24NHA7*** | PLA-A24EA7 | non-ducted | singlezone | non-ducted, wall placement | 26000 | 14900 | 2.7292 | 13000 | 2.7214
American Standard/Mitsubishi Electric | American Standard/Mitsubishi Electric |  | 202102476 | HRCU-A-CB-O | MUZ-GL12NA-U1 | MSZ-GL12NA-U1 | non-ducted | singlezone | non-ducted, wall placement | 14400 | 9200 | 3.0991 | 10200 | 2.9307
American Standard/Mitsubishi Electric | American Standard/Mitsubishi Electric |  | 202102507 | HRCU-A-CB-O | PUZ-A36NKA7*** | PLA-A36EA7 | non-ducted | singlezone | non-ducted, wall placement | 38000 | 22000 | 2.5894 | 21600 | 2.4347
American Standard/Mitsubishi Electric | American Standard/Mitsubishi Electric |  | 202102456 | HMSV-A-CB | PUMY-P36NKMU* | Non-Ducted Indoor Units | non-ducted | multizone | all non-ducted | 42000 | 26400 | 2.9873 | 29000 | 2.3002
American Standard/Mitsubishi Electric | American Standard/Mitsubishi Electric |  | 202102462 | HRCU-A-CB-O | MUFZ-KJ18NAHZ | MFZ-KJ18NA | non-ducted | singlezone | non-ducted, wall placement | 21000 | 12800 | 2.62 | 21000 | 2.05
American Standard/Mitsubishi Electric | American Standard/Mitsubishi Electric |  | 202102473 | HRCU-A-CB-O | MUZ-FH18NA2 | MSZ-FH18NA2 | non-ducted | singlezone | non-ducted, wall placement | 20300 | 13700 | 3.04 | 20300 | 2.01
American Standard/Mitsubishi Electric | American Standard/Mitsubishi Electric |  | 202102474 | HRCU-A-CB-O | MUZ-FH18NAH2 | MSZ-FH18NA | non-ducted | singlezone | non-ducted, wall placement | 20300 | 12480 | 2.926 | 20900 | 2.0554
American Standard/Mitsubishi Electric | American Standard/Mitsubishi Electric |  | 202102478 | HRCU-A-CB-O | MUZ-GL18NA-U1 | MSZ-GL18NA-U1 | non-ducted | singlezone | non-ducted, wall placement | 21600 | 13800 | 2.7327 | 15100 | 2.3539
American Standard/Mitsubishi Electric | American Standard/Mitsubishi Electric |  | 202102479 | HRCU-A-CB-O | MUZ-GL24NA-U1 | MSZ-GL24NA-U1 | non-ducted | singlezone | non-ducted, wall placement | 27600 | 16000 | 2.6492 | 20200 | 1.9799
American Standard/Mitsubishi Electric | American Standard/Mitsubishi Electric |  | 202102457 | HMSV-A-CB | PUMY-P48NKMU* | Non-Ducted Indoor Units | non-ducted | multizone | all non-ducted | 54000 | 31400 | 2.9214 | 36400 | 2.2
American Standard/Mitsubishi Electric | American Standard/Mitsubishi Electric |  | 202102443 | HMSV-A-CB | MXZ-2C20NA2 | Non-Ducted Indoor Units | non-ducted | multizone | all non-ducted | 22000 | 12500 | 2.818 | 11100 | 2.0332
American Standard/Mitsubishi Electric | American Standard/Mitsubishi Electric |  | 202102450 | HMSV-A-CB | MXZ-4C36NAHZ | Non-Ducted Indoor Units | non-ducted | multizone | all non-ducted | 45000 | 34000 | 2.85 | 45000 | 2.41
American Standard/Mitsubishi Electric | American Standard/Mitsubishi Electric |  | 202102446 | HMSV-A-CB | MXZ-3C24NAHZ2 | Non-Ducted Indoor Units | non-ducted | multizone | all non-ducted | 25000 | 14000 | 2.53 | 25000 | 1.92
American Standard/Mitsubishi Electric | American Standard/Mitsubishi Electric |  | 202102452 | HMSV-A-CB | MXZ-5C42NAHZ | Non-Ducted Indoor Units | non-ducted | multizone | all non-ducted | 48000 | 35800 | 2.87 | 48000 | 2.51
American Standard/Mitsubishi Electric | American Standard/Mitsubishi Electric |  | 202102458 | HMSV-A-CB | PUMY-P60NKMU* | Non-Ducted Indoor Units | non-ducted | multizone | all non-ducted | 66000 | 41500 | 2.5988 | 57000 | 1.9999
American Standard/Mitsubishi Electric | American Standard/Mitsubishi Electric |  | 202106837 | HMSV-A-CB | PUMY-P36NKMU* | Mixed | ducted | multizone | mix of non-ducted and ducted | 42000 | 26500 | 2.7797 | 29000 | 2.2378
American Standard/Mitsubishi Electric | American Standard/Mitsubishi Electric |  | 202102538 | HRCU-A-CB | SUZ-KA18NA | SEZ-KD18NA | ducted | singlezone | ducted, "compact ducted" | 21600 | 13100 | 2.8439 | 9900 | 2.198
American Standard/Mitsubishi Electric | American Standard/Mitsubishi Electric |  | 202106831 | HMSV-A-CB | MXZ-4C36NAHZ | Mixed | ducted | multizone | mix of non-ducted and ducted | 45000 | 35000 | 2.54 | 45000 | 2.16
American Standard/Mitsubishi Electric | American Standard/Mitsubishi Electric |  | 202102531 | HRCU-A-CB | SUZ-KA12NA | SEZ-KD12NA | ducted | singlezone | ducted, "compact ducted" | 13600 | 9000 | 2.867 | 7400 | 2.4097
American Standard/Mitsubishi Electric | American Standard/Mitsubishi Electric |  | 202102440 | HMSV-A-CB | PUMY-P36NKMU* | Ducted indoor units | ducted | multizone | all ducted | 42000 | 26600 | 2.6003 | 30000 | 2.2544
Bosch | Bosch |  | 10333757 | HRCU-A-CB | BOVA-60HDN1-M18M | BVA-36WN1-M18B | ducted | singlezone | ducted, centrally ducted | 35200 | 24000 | 2.71 | 28000 | 2.05
Bosch | Bosch | Bosch Climate 5000 ductless minisplit series | 9966837 | HRCU-A-CB-O | BMS500-AAS009-0CSXXA | BMS500-AAU009-0AHXXA | non-ducted | singlezone | non-ducted, wall placement | 9800 | 5800 | 2.7197 | 6516 | 2.0468
Bosch | Bosch | Bosch Climate 5000 ductless minisplit series | 9966839 | HRCU-A-CB-O | BMS500-AAS012-0CSXXA | BMS500-AAU012-0AHXXA | non-ducted | singlezone | non-ducted, wall placement | 12000 | 7500 | 2.5411 | 5736 | 2.0229
Bosch | Bosch | Bosch Climate 5000 ductless minisplit series | 9966838 | HRCU-A-CB-O | BMS500-AAS009-1CSXXA | BMS500-AAU009-1AHXXA | non-ducted | singlezone | non-ducted, wall placement | 9800 | 6300 | 2.6797 | 6609 | 1.9177
Bryant | Bryant | Evolution | 201753409 | HRCU-A-CB-O | 38MPRAQ09AA3 | 619PHAQ09XA3 | non-ducted | singlezone | non-ducted, wall placement | 10000 | 7200 | 2.7805 | 13047 | 1.9751
Bryant | Bryant | Evolution Series | 9893556 | HRCU-A-CB | 280ANV036000 | FE4ANB006L+UI | ducted | singlezone | ducted, centrally ducted | 33400 | 31600 | 2.8064 | 23600 | 2.2027
Bryant | Bryant | Evolution Series | 9893614 | HRCU-A-CB | 280ANV036000 | FE4AN(B,F)005L+UI | ducted | singlezone | ducted, centrally ducted | 33400 | 31600 | 2.6228 | 23600 | 2.0586
Bryant | Bryant | Evolution Series | 9893463 | HRCU-A-CB | 280ANV024000 | FE4AN(B,F)003+UI | ducted | singlezone | ducted, centrally ducted | 23800 | 25000 | 2.5364 | 19800 | 2.0741
Bryant | Bryant | Evolution Series | 9893462 | HRCU-A-CB | 280ANV024000 | FE4ANF002L+UI | ducted | singlezone | ducted, centrally ducted | 24000 | 25200 | 2.5567 | 19800 | 2.0741
Bryant | Bryant | Evolution Series | 9893608 | HRCU-A-CB | 280ANV036000 | FE4AN(B,F)003L+UI | ducted | singlezone | ducted, centrally ducted | 35738 | 33812 | 2.6341 | 25252 | 2.0674
Bryant | Bryant | Evolution Series | 9893607 | HRCU-A-CB | 280ANV036000 | FE4ANF002L+UI | ducted | singlezone | ducted, centrally ducted | 35404 | 33496 | 2.6094 | 33496 | 2.7424
Bryant | Bryant® Heating and Cooling Systems | Bryant® Extreme Heat Pump | 9893499 | HRCU-A-CB | 280ANV024*0**A* | CNPV*6024AL*+UI & 98(6*B,7*A)66120V24*** | ducted | singlezone | ducted, centrally ducted | 23400 | 25000 | 2.7046 | 21138.48 | 2.4077
Bryant | Bryant® Heating and Cooling Systems | Bryant® Extreme Heat Pump | 9893543 | HRCU-A-CB | 280ANV024*0**A* | CNPV*6024AL*+UI & 98(6*B,7*A)60080V21*** | ducted | singlezone | ducted, centrally ducted | 23200 | 25000 | 2.7064 | 20924.96 | 2.4093
Bryant | Bryant® Heating and Cooling Systems | Bryant® Extreme Heat Pump | 9893544 | HRCU-A-CB | 280ANV024*0**A* | CNPV*6024AL*+UI & 98(6*B,7*A)66100V21*** | ducted | singlezone | ducted, centrally ducted | 23200 | 25000 | 2.7064 | 20924.96 | 2.4093
Bryant | Bryant® Heating and Cooling Systems | Bryant® Extreme Heat Pump | 9893484 | HRCU-A-CB | 280ANV024*0**A* | CAP**4824AL*+UI & 98(6*B,7*A)66120V24*** | ducted | singlezone | ducted, centrally ducted | 23000 | 24800 | 2.6788 | 20711.44 | 2.3847
Bryant | Bryant® Heating and Cooling Systems | Bryant® Extreme Heat Pump | 9893485 | HRCU-A-CB | 280ANV024*0**A* | CAP**6021AL*+UI & 98(6*B,7*A)42060V17*** | ducted | singlezone | ducted, centrally ducted | 22800 | 24600 | 2.7082 | 20711.44 | 2.4109
Bryant | Bryant® Heating and Cooling Systems | Bryant® Extreme Heat Pump | 9893486 | HRCU-A-CB | 280ANV024*0**A* | CAP**6021AL*+UI & 98(6*B,7*A)42080V17*** | ducted | singlezone | ducted, centrally ducted | 22800 | 24600 | 2.7082 | 20711.44 | 2.4109
Bryant | Bryant® Heating and Cooling Systems | Bryant® Extreme Heat Pump | 9893487 | HRCU-A-CB | 280ANV024*0**A* | CAP**6024AL*+UI & 98(6*B,7*A)66120V24*** | ducted | singlezone | ducted, centrally ducted | 22600 | 24400 | 2.7101 | 20497.92 | 2.4126
Bryant | Bryant® Heating and Cooling Systems | Bryant® Extreme Heat Pump | 9893496 | HRCU-A-CB | 280ANV024*0**A* | CNPV*4821AL*+UI & 98(6*B,7*A)42060V17*** | ducted | singlezone | ducted, centrally ducted | 23400 | 25000 | 2.6758 | 21138.48 | 2.3821
Bryant | Bryant® Heating and Cooling Systems | Bryant® Extreme Heat Pump | 9893497 | HRCU-A-CB | 280ANV024*0**A* | CNPV*4821AL*+UI & 98(6*B,7*A)42080V17*** | ducted | singlezone | ducted, centrally ducted | 23200 | 25000 | 2.6773 | 20924.96 | 2.3834
Bryant | Bryant® Heating and Cooling Systems | Bryant® Extreme Heat Pump | 9893498 | HRCU-A-CB | 280ANV024*0**A* | CNPV*4824AL*+UI & 98(6*B,7*A)66120V24*** | ducted | singlezone | ducted, centrally ducted | 23200 | 25000 | 2.7064 | 20924.96 | 2.4093
Bryant | Bryant® Heating and Cooling Systems | Bryant® Extreme Heat Pump | 9893511 | HRCU-A-CB | 280ANV024*0**A* | CSPH*6012AL*+UI & 98(6*B,7*A)66120V24*** | ducted | singlezone | ducted, centrally ducted | 23400 | 25000 | 2.734 | 21138.48 | 2.4339
Bryant | Bryant® Heating and Cooling Systems | Bryant® Extreme Heat Pump | 9893528 | HRCU-A-CB | 280ANV024*0**A* | CAP**6021AL*+UI & 98(6*B,7*A)60080V21*** | ducted | singlezone | ducted, centrally ducted | 23000 | 24800 | 2.7082 | 20711.44 | 2.4109
Bryant | Bryant® Heating and Cooling Systems | Bryant® Extreme Heat Pump | 9893529 | HRCU-A-CB | 280ANV024*0**A* | CAP**6021AL*+UI & 98(6*B,7*A)66100V21*** | ducted | singlezone | ducted, centrally ducted | 23000 | 24800 | 2.7082 | 20711.44 | 2.4109
Bryant | Bryant® Heating and Cooling Systems | Bryant® Extreme Heat Pump | 9893531 | HRCU-A-CB | 280ANV024*0**A* | CAP**6024AL*+UI & 98(6*B,7*A)60080V21*** | ducted | singlezone | ducted, centrally ducted | 23000 | 24800 | 2.7082 | 20711.44 | 2.4109
Bryant | Bryant® Heating and Cooling Systems | Bryant® Extreme Heat Pump | 9893532 | HRCU-A-CB | 280ANV024*0**A* | CAP**6024AL*+UI & 98(6*B,7*A)66100V21*** | ducted | singlezone | ducted, centrally ducted | 23000 | 24800 | 2.7082 | 20711.44 | 2.4109
Bryant | Bryant® Heating and Cooling Systems | Bryant® Extreme Heat Pump | 9893540 | HRCU-A-CB | 280ANV024*0**A* | CNPV*4824AL*+UI & 98(6*B,7*A)60080V21*** | ducted | singlezone | ducted, centrally ducted | 23000 | 25000 | 2.6788 | 20711.44 | 2.3847
Bryant | Bryant® Heating and Cooling Systems | Bryant® Extreme Heat Pump | 9893541 | HRCU-A-CB | 280ANV024*0**A* | CNPV*4824AL*+UI & 98(6*B,7*A)66100V21*** | ducted | singlezone | ducted, centrally ducted | 23000 | 25000 | 2.7082 | 20711.44 | 2.4109
Bryant | Bryant® Heating and Cooling Systems | Bryant® Extreme Heat Pump | 9893542 | HRCU-A-CB | 280ANV024*0**A* | CNPV*6024AL*+UI & 98(6*B,7MA)60060V21*** | ducted | singlezone | ducted, centrally ducted | 23400 | 25000 | 2.6758 | 21138.48 | 2.3821
Bryant | Bryant® Heating and Cooling Systems | Bryant® Extreme Heat Pump | 9893553 | HRCU-A-CB | 280ANV024*0**A* | CSPH*4812AL*+UI & 98(6*B,7*A)66100V21*** | ducted | singlezone | ducted, centrally ducted | 23000 | 24800 | 2.7082 | 20711.44 | 2.4109
Bryant | Bryant® Heating and Cooling Systems | Bryant® Extreme Heat Pump | 9893555 | HRCU-A-CB | 280ANV024*0**A* | CSPH*6012AL*+UI & 98(6*B,7*A)60080V21*** | ducted | singlezone | ducted, centrally ducted | 23200 | 25000 | 2.74 | 20924.96 | 2.4358
Bryant | Bryant® Heating and Cooling Systems | Bryant® Extreme Heat Pump | 9893474 | HRCU-A-CB | 280ANV024*0**A* | CAP**3617AL*+UI & 98(6*B,7*A)42080V17*** | ducted | singlezone | ducted, centrally ducted | 24000 | 25200 | 2.516 | 21779.04 | 2.2398
Bryant | Bryant® Heating and Cooling Systems | Bryant® Extreme Heat Pump | 9893476 | HRCU-A-CB | 280ANV024*0**A* | CAP**3621AL*+UI & 98(6*B,7*A)42080V17*** | ducted | singlezone | ducted, centrally ducted | 24000 | 25200 | 2.516 | 21779.04 | 2.2398
Bryant | Bryant® Heating and Cooling Systems | Bryant® Extreme Heat Pump | 9893477 | HRCU-A-CB | 280ANV024*0**A* | CAP**4221AL*+UI & 98(6*B,7*A)42060V17*** | ducted | singlezone | ducted, centrally ducted | 23800 | 25200 | 2.5407 | 21565.52 | 2.2618
Bryant | Bryant® Heating and Cooling Systems | Bryant® Extreme Heat Pump | 9893478 | HRCU-A-CB | 280ANV024*0**A* | CAP**4221AL*+UI & 98(6*B,7*A)42080V17*** | ducted | singlezone | ducted, centrally ducted | 23800 | 25200 | 2.5661 | 21565.52 | 2.2844
Bryant | Bryant® Heating and Cooling Systems | Bryant® Extreme Heat Pump | 9893479 | HRCU-A-CB | 280ANV024*0**A* | CAP**4224AL*+UI & 98(6*B,7*A)66120V24*** | ducted | singlezone | ducted, centrally ducted | 23600 | 25000 | 2.5663 | 21352 | 2.2846
Bryant | Bryant® Heating and Cooling Systems | Bryant® Extreme Heat Pump | 9893482 | HRCU-A-CB | 280ANV024*0**A* | CAP**4821AL*+UI & 98(6*B,7*A)42060V17*** | ducted | singlezone | ducted, centrally ducted | 23200 | 25000 | 2.6773 | 20924.96 | 2.3834
Bryant | Bryant® Heating and Cooling Systems | Bryant® Extreme Heat Pump | 9893483 | HRCU-A-CB | 280ANV024*0**A* | CAP**4821AL*+UI & 98(6*B,7*A)42080V17*** | ducted | singlezone | ducted, centrally ducted | 23200 | 24800 | 2.6773 | 20924.96 | 2.3834
Bryant | Bryant® Heating and Cooling Systems | Bryant® Extreme Heat Pump | 9893492 | HRCU-A-CB | 280ANV024*0**A* | CNPV*4217AL*+UI & 98(6*B,7*A)42060V17*** | ducted | singlezone | ducted, centrally ducted | 23400 | 25200 | 2.6201 | 21138.48 | 2.3325
Bryant | Bryant® Heating and Cooling Systems | Bryant® Extreme Heat Pump | 9893493 | HRCU-A-CB | 280ANV024*0**A* | CNPV*4217AL*+UI & 98(6*B,7*A)42080V17*** | ducted | singlezone | ducted, centrally ducted | 23400 | 25200 | 2.6201 | 21138.48 | 2.3325
Bryant | Bryant® Heating and Cooling Systems | Bryant® Extreme Heat Pump | 9893502 | HRCU-A-CB | 280ANV024*0**A* | CSPH*3612AL*+UI & 98(6*B,7*A)66120V24*** | ducted | singlezone | ducted, centrally ducted | 23800 | 25000 | 2.6454 | 21565.52 | 2.355
Bryant | Bryant® Heating and Cooling Systems | Bryant® Extreme Heat Pump | 9893505 | HRCU-A-CB | 280ANV024*0**A* | CSPH*4212AL*+UI & 98(6*B,7*A)66120V24*** | ducted | singlezone | ducted, centrally ducted | 23600 | 25000 | 2.6744 | 21352 | 2.3808
Bryant | Bryant® Heating and Cooling Systems | Bryant® Extreme Heat Pump | 9893507 | HRCU-A-CB | 280ANV024*0**A* | CSPH*4812AL*+UI & 98(6*B,7*A)42080V17*** | ducted | singlezone | ducted, centrally ducted | 23400 | 25000 | 2.7046 | 21138.48 | 2.4077
Bryant | Bryant® Heating and Cooling Systems | Bryant® Extreme Heat Pump | 9893508 | HRCU-A-CB | 280ANV024*0**A* | CSPH*4812AL*+UI & 98(6*B,7*A)66120V24*** | ducted | singlezone | ducted, centrally ducted | 23200 | 25000 | 2.7361 | 20924.96 | 2.4358
Bryant | Bryant® Heating and Cooling Systems | Bryant® Extreme Heat Pump | 9893509 | HRCU-A-CB | 280ANV024*0**A* | CSPH*6012AL*+UI & 98(6*B,7*A)42060V17*** | ducted | singlezone | ducted, centrally ducted | 23600 | 25000 | 2.7028 | 21352 | 2.4061
Bryant | Bryant® Heating and Cooling Systems | Bryant® Extreme Heat Pump | 9893510 | HRCU-A-CB | 280ANV024*0**A* | CSPH*6012AL*+UI & 98(6*B,7*A)42080V17*** | ducted | singlezone | ducted, centrally ducted | 23400 | 25000 | 2.734 | 21138.48 | 2.4339
Bryant | Bryant® Heating and Cooling Systems | Bryant® Extreme Heat Pump | 9893514 | HRCU-A-CB | 280ANV024*0**A* | CAP**3621AL*+UI & 98(6*B,7*A)66100V21*** | ducted | singlezone | ducted, centrally ducted | 23000 | 25000 | 2.5148 | 20711.44 | 2.2387
Bryant | Bryant® Heating and Cooling Systems | Bryant® Extreme Heat Pump | 9893515 | HRCU-A-CB | 280ANV024*0**A* | CAP**4221AL*+UI & 98(6*B,7MA)60060V21*** | ducted | singlezone | ducted, centrally ducted | 23000 | 25200 | 2.5407 | 20711.44 | 2.2618
Bryant | Bryant® Heating and Cooling Systems | Bryant® Extreme Heat Pump | 9893516 | HRCU-A-CB | 280ANV024*0**A* | CAP**4221AL*+UI & 98(6*B,7*A)60080V21*** | ducted | singlezone | ducted, centrally ducted | 23000 | 25000 | 2.5671 | 20711.44 | 2.2853
Bryant | Bryant® Heating and Cooling Systems | Bryant® Extreme Heat Pump | 9893517 | HRCU-A-CB | 280ANV024*0**A* | CAP**4221AL*+UI & 98(6*B,7*A)66100V21*** | ducted | singlezone | ducted, centrally ducted | 23000 | 25000 | 2.5671 | 20711.44 | 2.2853
Bryant | Bryant® Heating and Cooling Systems | Bryant® Extreme Heat Pump | 9893518 | HRCU-A-CB | 280ANV024*0**A* | CAP**4224AL*+UI & 98(6*B,7MA)60060V21*** | ducted | singlezone | ducted, centrally ducted | 23000 | 25200 | 2.5407 | 20711.44 | 2.2618
Bryant | Bryant® Heating and Cooling Systems | Bryant® Extreme Heat Pump | 9893519 | HRCU-A-CB | 280ANV024*0**A* | CAP**4224AL*+UI & 98(6*B,7*A)60080V21*** | ducted | singlezone | ducted, centrally ducted | 23000 | 25000 | 2.5671 | 20711.44 | 2.2853
Bryant | Bryant® Heating and Cooling Systems | Bryant® Extreme Heat Pump | 9893520 | HRCU-A-CB | 280ANV024*0**A* | CAP**4224AL*+UI & 98(6*B,7*A)66100V21*** | ducted | singlezone | ducted, centrally ducted | 23000 | 25000 | 2.5671 | 20711.44 | 2.2853
Bryant | Bryant® Heating and Cooling Systems | Bryant® Extreme Heat Pump | 9893521 | HRCU-A-CB | 280ANV024*0**A* | CAP**4821AL*+UI & 98(6*B,7MA)60060V21*** | ducted | singlezone | ducted, centrally ducted | 22800 | 24800 | 2.7082 | 20711.44 | 2.4109
Bryant | Bryant® Heating and Cooling Systems | Bryant® Extreme Heat Pump | 9893522 | HRCU-A-CB | 280ANV024*0**A* | CAP**4821AL*+UI & 98(6*B,7*A)60080V21*** | ducted | singlezone | ducted, centrally ducted | 22800 | 24800 | 2.7082 | 20711.44 | 2.4109
Bryant | Bryant® Heating and Cooling Systems | Bryant® Extreme Heat Pump | 9893523 | HRCU-A-CB | 280ANV024*0**A* | CAP**4821AL*+UI & 98(6*B,7*A)66100V21*** | ducted | singlezone | ducted, centrally ducted | 22800 | 24800 | 2.7082 | 20711.44 | 2.4109
Bryant | Bryant® Heating and Cooling Systems | Bryant® Extreme Heat Pump | 9893524 | HRCU-A-CB | 280ANV024*0**A* | CAP**4824AL*+UI & 98(6*B,7MA)60060V21*** | ducted | singlezone | ducted, centrally ducted | 22800 | 24800 | 2.7082 | 20711.44 | 2.4109
Bryant | Bryant® Heating and Cooling Systems | Bryant® Extreme Heat Pump | 9893525 | HRCU-A-CB | 280ANV024*0**A* | CAP**4824AL*+UI & 98(6*B,7*A)60080V21*** | ducted | singlezone | ducted, centrally ducted | 22800 | 24800 | 2.7082 | 20711.44 | 2.4109
Bryant | Bryant® Heating and Cooling Systems | Bryant® Extreme Heat Pump | 9893526 | HRCU-A-CB | 280ANV024*0**A* | CAP**4824AL*+UI & 98(6*B,7*A)66100V21*** | ducted | singlezone | ducted, centrally ducted | 22800 | 24800 | 2.7383 | 20711.44 | 2.4377
Bryant | Bryant® Heating and Cooling Systems | Bryant® Extreme Heat Pump | 9893527 | HRCU-A-CB | 280ANV024*0**A* | CAP**6021AL*+UI & 98(6*B,7MA)60060V21*** | ducted | singlezone | ducted, centrally ducted | 23000 | 24800 | 2.6788 | 20711.44 | 2.3847
Bryant | Bryant® Heating and Cooling Systems | Bryant® Extreme Heat Pump | 9893530 | HRCU-A-CB | 280ANV024*0**A* | CAP**6024AL*+UI & 98(6*B,7MA)60060V21*** | ducted | singlezone | ducted, centrally ducted | 23000 | 24800 | 2.6788 | 20711.44 | 2.3847
Bryant | Bryant® Heating and Cooling Systems | Bryant® Extreme Heat Pump | 9893538 | HRCU-A-CB | 280ANV024*0**A* | CNPV*4221AL*+UI & 98(6*B,7*A)66100V21*** | ducted | singlezone | ducted, centrally ducted | 23200 | 25000 | 2.5669 | 20924.96 | 2.2851
Bryant | Bryant® Heating and Cooling Systems | Bryant® Extreme Heat Pump | 9893539 | HRCU-A-CB | 280ANV024*0**A* | CNPV*4824AL*+UI & 98(6*B,7MA)60060V21*** | ducted | singlezone | ducted, centrally ducted | 23200 | 25000 | 2.6773 | 20924.96 | 2.3834
Bryant | Bryant® Heating and Cooling Systems | Bryant® Extreme Heat Pump | 9893546 | HRCU-A-CB | 280ANV024*0**A* | CSPH*3612AL*+UI & 98(6*B,7*A)60080V21*** | ducted | singlezone | ducted, centrally ducted | 23200 | 25000 | 2.6209 | 20924.96 | 2.3332
Bryant | Bryant® Heating and Cooling Systems | Bryant® Extreme Heat Pump | 9893547 | HRCU-A-CB | 280ANV024*0**A* | CSPH*3612AL*+UI & 98(6*B,7*A)66100V21*** | ducted | singlezone | ducted, centrally ducted | 23200 | 25000 | 2.6209 | 20924.96 | 2.3332
Bryant | Bryant® Heating and Cooling Systems | Bryant® Extreme Heat Pump | 9893549 | HRCU-A-CB | 280ANV024*0**A* | CSPH*4212AL*+UI & 98(6*B,7*A)60080V21*** | ducted | singlezone | ducted, centrally ducted | 23200 | 25000 | 2.7064 | 20924.96 | 2.4093
Bryant | Bryant® Heating and Cooling Systems | Bryant® Extreme Heat Pump | 9893550 | HRCU-A-CB | 280ANV024*0**A* | CSPH*4212AL*+UI & 98(6*B,7*A)66100V21*** | ducted | singlezone | ducted, centrally ducted | 23000 | 25000 | 2.6788 | 20711.44 | 2.3847
Bryant | Bryant® Heating and Cooling Systems | Bryant® Extreme Heat Pump | 9893551 | HRCU-A-CB | 280ANV024*0**A* | CSPH*4812AL*+UI & 98(6*B,7MA)60060V21*** | ducted | singlezone | ducted, centrally ducted | 23200 | 25000 | 2.7064 | 20924.96 | 2.4093
Bryant | Bryant® Heating and Cooling Systems | Bryant® Extreme Heat Pump | 9893552 | HRCU-A-CB | 280ANV024*0**A* | CSPH*4812AL*+UI & 98(6*B,7*A)60080V21*** | ducted | singlezone | ducted, centrally ducted | 23000 | 25000 | 2.7082 | 20711.44 | 2.4109
Bryant | Bryant® Heating and Cooling Systems | Bryant® Extreme Heat Pump | 9893554 | HRCU-A-CB | 280ANV024*0**A* | CSPH*6012AL*+UI & 98(6*B,7MA)60060V21*** | ducted | singlezone | ducted, centrally ducted | 23200 | 25000 | 2.7361 | 20924.96 | 2.4358
Bryant | Bryant® Heating and Cooling Systems | Bryant® Extreme Heat Pump | 9893665 | HRCU-A-CB | 280ANV036*0**A* | CAP**4821AL*+UI & 98(6*B,7*A)66100V21*** | ducted | singlezone | ducted, centrally ducted | 33600 | 29800 | 2.5382 | 25934.78 | 2.3695
Bryant | Bryant® Heating and Cooling Systems | Bryant® Extreme Heat Pump | 9893668 | HRCU-A-CB | 280ANV036*0**A* | CAP**4824AL*+UI & 98(6*B,7*A)66100V21*** | ducted | singlezone | ducted, centrally ducted | 33600 | 29800 | 2.5382 | 25934.78 | 2.393
Bryant | Bryant® Heating and Cooling Systems | Bryant® Extreme Heat Pump | 9893679 | HRCU-A-CB | 280ANV036*0**A* | CNPV*4821AL*+UI & 98(6*B,7*A)60080V21*** | ducted | singlezone | ducted, centrally ducted | 33800 | 30000 | 2.5134 | 25934.78 | 2.324
Bryant | Bryant® Heating and Cooling Systems | Bryant® Extreme Heat Pump | 9893680 | HRCU-A-CB | 280ANV036*0**A* | CNPV*4821AL*+UI & 98(6*B,7*A)66100V21*** | ducted | singlezone | ducted, centrally ducted | 33800 | 30000 | 2.5382 | 25934.78 | 2.3695
Bryant | Bryant® Heating and Cooling Systems | Bryant® Extreme Heat Pump | 9893682 | HRCU-A-CB | 280ANV036*0**A* | CNPV*4824AL*+UI & 98(6*B,7*A)60080V21*** | ducted | singlezone | ducted, centrally ducted | 33800 | 30000 | 2.5134 | 25934.78 | 2.3246
Bryant | Bryant® Heating and Cooling Systems | Bryant® Extreme Heat Pump | 9893683 | HRCU-A-CB | 280ANV036*0**A* | CNPV*4824AL*+UI & 98(6*B,7*A)66100V21*** | ducted | singlezone | ducted, centrally ducted | 33800 | 30000 | 2.5382 | 25934.78 | 2.3695
Bryant | Bryant® Heating and Cooling Systems | Bryant® Extreme Heat Pump | 9893694 | HRCU-A-CB | 280ANV036*0**A* | CSPH*4812AL*+UI & 98(6*B,7*A)60080V21*** | ducted | singlezone | ducted, centrally ducted | 33800 | 30000 | 2.5382 | 25934.78 | 2.3465
Bryant | Bryant® Heating and Cooling Systems | Bryant® Extreme Heat Pump | 9893695 | HRCU-A-CB | 280ANV036*0**A* | CSPH*4812AL*+UI & 98(6*B,7*A)66100V21*** | ducted | singlezone | ducted, centrally ducted | 33800 | 30000 | 2.5382 | 25934.78 | 2.393
Bryant | Bryant® Heating and Cooling Systems | Bryant® Extreme Heat Pump | 9893494 | HRCU-A-CB | 280ANV024*0**A* | CNPV*4221AL*+UI & 98(6*B,7*A)42060V17*** | ducted | singlezone | ducted, centrally ducted | 23600 | 25200 | 2.5407 | 21352 | 2.2618
Bryant | Bryant® Heating and Cooling Systems | Bryant® Extreme Heat Pump | 9893495 | HRCU-A-CB | 280ANV024*0**A* | CNPV*4221AL*+UI & 98(6*B,7*A)42080V17*** | ducted | singlezone | ducted, centrally ducted | 23400 | 25200 | 2.5407 | 21138.48 | 2.2618
Bryant | Bryant® Heating and Cooling Systems | Bryant® Extreme Heat Pump | 9893501 | HRCU-A-CB | 280ANV024*0**A* | CSPH*3612AL*+UI & 98(6*B,7*A)42080V17*** | ducted | singlezone | ducted, centrally ducted | 23800 | 25200 | 2.6454 | 21565.52 | 2.355
Bryant | Bryant® Heating and Cooling Systems | Bryant® Extreme Heat Pump | 9893503 | HRCU-A-CB | 280ANV024*0**A* | CSPH*4212AL*+UI & 98(6*B,7*A)42060V17*** | ducted | singlezone | ducted, centrally ducted | 23800 | 25200 | 2.673 | 21565.52 | 2.3796
Bryant | Bryant® Heating and Cooling Systems | Bryant® Extreme Heat Pump | 9893504 | HRCU-A-CB | 280ANV024*0**A* | CSPH*4212AL*+UI & 98(6*B,7*A)42080V17*** | ducted | singlezone | ducted, centrally ducted | 23800 | 25000 | 2.673 | 21565.52 | 2.3796
Bryant | Bryant® Heating and Cooling Systems | Bryant® Extreme Heat Pump | 9893506 | HRCU-A-CB | 280ANV024*0**A* | CSPH*4812AL*+UI & 98(6*B,7*A)42060V17*** | ducted | singlezone | ducted, centrally ducted | 23400 | 25000 | 2.7046 | 21138.48 | 2.4077
Bryant | Bryant® Heating and Cooling Systems | Bryant® Extreme Heat Pump | 9893536 | HRCU-A-CB | 280ANV024*0**A* | CNPV*4221AL*+UI & 98(6*B,7MA)60060V21*** | ducted | singlezone | ducted, centrally ducted | 23400 | 25200 | 2.5407 | 21138.48 | 2.2618
Bryant | Bryant® Heating and Cooling Systems | Bryant® Extreme Heat Pump | 9893537 | HRCU-A-CB | 280ANV024*0**A* | CNPV*4221AL*+UI & 98(6*B,7*A)60080V21*** | ducted | singlezone | ducted, centrally ducted | 23200 | 25200 | 2.5669 | 20924.96 | 2.2851
Bryant | Bryant® Heating and Cooling Systems | Bryant® Extreme Heat Pump | 9893545 | HRCU-A-CB | 280ANV024*0**A* | CSPH*3612AL*+UI & 98(6*B,7MA)60060V21*** | ducted | singlezone | ducted, centrally ducted | 23200 | 25200 | 2.6209 | 20924.96 | 2.3332
Bryant | Bryant® Heating and Cooling Systems | Bryant® Extreme Heat Pump | 9893548 | HRCU-A-CB | 280ANV024*0**A* | CSPH*4212AL*+UI & 98(6*B,7MA)60060V21*** | ducted | singlezone | ducted, centrally ducted | 23200 | 25000 | 2.6773 | 20924.96 | 2.3834
Bryant | Bryant® Heating and Cooling Systems | Bryant® Extreme Heat Pump | 9893647 | HRCU-A-CB | 280ANV036*0**A* | CSPH*4212AL*+UI & 98(6*B,7*A)66120V24*** | ducted | singlezone | ducted, centrally ducted | 34600 | 30200 | 2.5141 | 26705.12 | 2.3044
Bryant | Bryant® Heating and Cooling Systems | Bryant® Extreme Heat Pump | 9893664 | HRCU-A-CB | 280ANV036*0**A* | CAP**4821AL*+UI & 98(6*B,7*A)60080V21*** | ducted | singlezone | ducted, centrally ducted | 33600 | 30000 | 2.5134 | 25934.78 | 2.3465
Bryant | Bryant® Heating and Cooling Systems | Bryant® Extreme Heat Pump | 9893667 | HRCU-A-CB | 280ANV036*0**A* | CAP**4824AL*+UI & 98(6*B,7*A)60080V21*** | ducted | singlezone | ducted, centrally ducted | 33600 | 29800 | 2.5382 | 25934.78 | 2.3219
Bryant | Bryant® Heating and Cooling Systems | Bryant® Extreme Heat Pump | 9893691 | HRCU-A-CB | 280ANV036*0**A* | CSPH*4212AL*+UI & 98(6*B,7*A)60080V21*** | ducted | singlezone | ducted, centrally ducted | 34000 | 30200 | 2.5382 | 26191.56 | 2.3246
Bryant | Bryant® Heating and Cooling Systems | Bryant® Extreme Heat Pump | 9893692 | HRCU-A-CB | 280ANV036*0**A* | CSPH*4212AL*+UI & 98(6*B,7*A)66100V21*** | ducted | singlezone | ducted, centrally ducted | 33800 | 30000 | 2.5382 | 25934.78 | 2.393
Bryant | Bryant® Heating and Cooling Systems | Bryant® Extreme Heat Pump | 9893500 | HRCU-A-CB | 280ANV024*0**A* | CSPH*3612AL*+UI & 98(6*B,7*A)42060V17*** | ducted | singlezone | ducted, centrally ducted | 24000 | 25200 | 2.6177 | 21779.04 | 2.3303
Carrier | Bryant | Preferred Series | 8738646 | HRCU-A-CB-O | 38MAQB09R--3 | 619PEQ009BBMA | non-ducted | singlezone | non-ducted, wall placement | 10900 | 6900 | 2.74 | 10900 | 1.98
Carrier | Bryant | Preferred Series | 9854627 | HMSV-A-CB | 38MGRQ30D--3 | Non-Ducted Indoor Units | non-ducted | multizone | all non-ducted | 28000 | 17400 | 2.7866 | 28220 | 2.0421
Carrier | Bryant | Preferred Series | 9118462 | HMSV-A-CB | 38MGRQ18B--3 | Non-Ducted Indoor Units | non-ducted | multizone | all non-ducted | 19000 | 12000 | 2.8135 | 13990 | 2.1466
Carrier | Bryant | Preferred Series | 8738645 | HRCU-A-CB-O | 38MAQB12R--3 | 619PEQ012BBMA | non-ducted | singlezone | non-ducted, wall placement | 11800 | 7800 | 2.64 | 12010 | 1.98
Carrier | Bryant | Preferred Series | 9118478 | HMSV-A-CB | 38MGRQ48E--3 | Non-Ducted Indoor Units | non-ducted | multizone | all non-ducted | 48000 | 29600 | 2.7025 | 36340 | 1.9759
Carrier | Bryant | Preferred Series | 9118474 | HMSV-A-CB | 38MGRQ36D--3 | Non-Ducted Indoor Units | non-ducted | multizone | all non-ducted | 36000 | 23200 | 2.7866 | 36080 | 1.9618
Carrier | Carrier | Infinity | 201753408 | HRCU-A-CB-O | 38MPRAQ09AA3 | 40MPHAQ09XA3 | non-ducted | singlezone | non-ducted, wall placement | 10000 | 7200 | 2.7805 | 13047 | 1.9751
Carrier | Carrier | Infinity® 20 Heat Pump with Greenspeed® Intelligence | 9892549 | HRCU-A-CB | 25VNA024A*030* | CNPV*6024AL*+UI & 59*N*A120V24**22 | ducted | singlezone | ducted, centrally ducted | 23400 | 25000 | 2.7046 | 21138.48 | 2.4077
Carrier | Carrier | Infinity® 20 Heat Pump with Greenspeed® Intelligence | 9892593 | HRCU-A-CB | 25VNA024A*030* | CNPV*6024AL*+UI & 59*N*A080V21**20 | ducted | singlezone | ducted, centrally ducted | 23200 | 25000 | 2.7064 | 20924.96 | 2.4093
Carrier | Carrier | Infinity® 20 Heat Pump with Greenspeed® Intelligence | 9892594 | HRCU-A-CB | 25VNA024A*030* | CNPV*6024AL*+UI & 59*N*A100V21**22 | ducted | singlezone | ducted, centrally ducted | 23200 | 25000 | 2.7064 | 20924.96 | 2.4093
Carrier | Carrier | Infinity® 20 Heat Pump with Greenspeed® Intelligence | 9892534 | HRCU-A-CB | 25VNA024A*030* | CAP**4824AL*+UI & 59*N*A120V24**22 | ducted | singlezone | ducted, centrally ducted | 23000 | 24800 | 2.6788 | 20711.44 | 2.3847
Carrier | Carrier | Infinity® 20 Heat Pump with Greenspeed® Intelligence | 9892535 | HRCU-A-CB | 25VNA024A*030* | CAP**6021AL*+UI & 59*N*A060V17**14 | ducted | singlezone | ducted, centrally ducted | 22800 | 24600 | 2.7082 | 20711.44 | 2.4109
Carrier | Carrier | Infinity® 20 Heat Pump with Greenspeed® Intelligence | 9892536 | HRCU-A-CB | 25VNA024A*030* | CAP**6021AL*+UI & 59*N*A080V17**14 | ducted | singlezone | ducted, centrally ducted | 22800 | 24600 | 2.7082 | 20711.44 | 2.4109
Carrier | Carrier | Infinity® 20 Heat Pump with Greenspeed® Intelligence | 9892537 | HRCU-A-CB | 25VNA024A*030* | CAP**6024AL*+UI & 59*N*A120V24**22 | ducted | singlezone | ducted, centrally ducted | 22600 | 24400 | 2.7101 | 20497.92 | 2.4126
Carrier | Carrier | Infinity® 20 Heat Pump with Greenspeed® Intelligence | 9892546 | HRCU-A-CB | 25VNA024A*030* | CNPV*4821AL*+UI & 59*N*A060V17**14 | ducted | singlezone | ducted, centrally ducted | 23400 | 25000 | 2.6758 | 21138.48 | 2.3821
Carrier | Carrier | Infinity® 20 Heat Pump with Greenspeed® Intelligence | 9892547 | HRCU-A-CB | 25VNA024A*030* | CNPV*4821AL*+UI & 59*N*A080V17**14 | ducted | singlezone | ducted, centrally ducted | 23200 | 25000 | 2.6773 | 20924.96 | 2.3834
Carrier | Carrier | Infinity® 20 Heat Pump with Greenspeed® Intelligence | 9892548 | HRCU-A-CB | 25VNA024A*030* | CNPV*4824AL*+UI & 59*N*A120V24**22 | ducted | singlezone | ducted, centrally ducted | 23200 | 25000 | 2.7064 | 20924.96 | 2.4093
Carrier | Carrier | Infinity® 20 Heat Pump with Greenspeed® Intelligence | 9892561 | HRCU-A-CB | 25VNA024A*030* | CSPH*6012AL*+UI & 59*N*A120V24**22 | ducted | singlezone | ducted, centrally ducted | 23400 | 25000 | 2.734 | 21138.48 | 2.4339
Carrier | Carrier | Infinity® 20 Heat Pump with Greenspeed® Intelligence | 9892578 | HRCU-A-CB | 25VNA024A*030* | CAP**6021AL*+UI & 59*N*A080V21**20 | ducted | singlezone | ducted, centrally ducted | 23000 | 24800 | 2.7082 | 20711.44 | 2.4109
Carrier | Carrier | Infinity® 20 Heat Pump with Greenspeed® Intelligence | 9892579 | HRCU-A-CB | 25VNA024A*030* | CAP**6021AL*+UI & 59*N*A100V21**22 | ducted | singlezone | ducted, centrally ducted | 23000 | 24800 | 2.7082 | 20711.44 | 2.4109
Carrier | Carrier | Infinity® 20 Heat Pump with Greenspeed® Intelligence | 9892581 | HRCU-A-CB | 25VNA024A*030* | CAP**6024AL*+UI & 59*N*A080V21**20 | ducted | singlezone | ducted, centrally ducted | 23000 | 24800 | 2.7082 | 20711.44 | 2.4109
Carrier | Carrier | Infinity® 20 Heat Pump with Greenspeed® Intelligence | 9892582 | HRCU-A-CB | 25VNA024A*030* | CAP**6024AL*+UI & 59*N*A100V21**22 | ducted | singlezone | ducted, centrally ducted | 23000 | 24800 | 2.7082 | 20711.44 | 2.4109
Carrier | Carrier | Infinity® 20 Heat Pump with Greenspeed® Intelligence | 9892590 | HRCU-A-CB | 25VNA024A*030* | CNPV*4824AL*+UI & 59*N*A080V21**20 | ducted | singlezone | ducted, centrally ducted | 23000 | 25000 | 2.6788 | 20711.44 | 2.3847
Carrier | Carrier | Infinity® 20 Heat Pump with Greenspeed® Intelligence | 9892591 | HRCU-A-CB | 25VNA024A*030* | CNPV*4824AL*+UI & 59*N*A100V21**22 | ducted | singlezone | ducted, centrally ducted | 23000 | 25000 | 2.7082 | 20711.44 | 2.4109
Carrier | Carrier | Infinity® 20 Heat Pump with Greenspeed® Intelligence | 9892592 | HRCU-A-CB | 25VNA024A*030* | CNPV*6024AL*+UI & 59MN7A060V21**20 | ducted | singlezone | ducted, centrally ducted | 23400 | 25000 | 2.6758 | 21138.48 | 2.3821
Carrier | Carrier | Infinity® 20 Heat Pump with Greenspeed® Intelligence | 9892603 | HRCU-A-CB | 25VNA024A*030* | CSPH*4812AL*+UI & 59*N*A100V21**22 | ducted | singlezone | ducted, centrally ducted | 23000 | 24800 | 2.7082 | 20711.44 | 2.4109
Carrier | Carrier | Infinity® 20 Heat Pump with Greenspeed® Intelligence | 9892605 | HRCU-A-CB | 25VNA024A*030* | CSPH*6012AL*+UI & 59*N*A080V21**20 | ducted | singlezone | ducted, centrally ducted | 23200 | 25000 | 2.74 | 20924.96 | 2.4358
Carrier | Carrier | Infinity® 20 Heat Pump with Greenspeed® Intelligence | 9892606 | HRCU-A-CB | 25VNA024A*030* | CSPH*6012AL*+UI & 59*N*A100V21**22 | ducted | singlezone | ducted, centrally ducted | 23200 | 25000 | 2.74 | 20924.96 | 2.4358
Carrier | Carrier | Infinity® 20 Heat Pump with Greenspeed® Intelligence | 9892524 | HRCU-A-CB | 25VNA024A*030* | CAP**3617AL*+UI & 59*N*A080V17**14 | ducted | singlezone | ducted, centrally ducted | 24000 | 25200 | 2.516 | 21779.04 | 2.2398
Carrier | Carrier | Infinity® 20 Heat Pump with Greenspeed® Intelligence | 9892526 | HRCU-A-CB | 25VNA024A*030* | CAP**3621AL*+UI & 59*N*A080V17**14 | ducted | singlezone | ducted, centrally ducted | 24000 | 25200 | 2.516 | 21779.04 | 2.2398
Carrier | Carrier | Infinity® 20 Heat Pump with Greenspeed® Intelligence | 9892527 | HRCU-A-CB | 25VNA024A*030* | CAP**4221AL*+UI & 59*N*A060V17**14 | ducted | singlezone | ducted, centrally ducted | 23800 | 25200 | 2.5407 | 21565.52 | 2.2618
Carrier | Carrier | Infinity® 20 Heat Pump with Greenspeed® Intelligence | 9892528 | HRCU-A-CB | 25VNA024A*030* | CAP**4221AL*+UI & 59*N*A080V17**14 | ducted | singlezone | ducted, centrally ducted | 23800 | 25200 | 2.5661 | 21565.52 | 2.2844
Carrier | Carrier | Infinity® 20 Heat Pump with Greenspeed® Intelligence | 9892529 | HRCU-A-CB | 25VNA024A*030* | CAP**4224AL*+UI & 59*N*A120V24**22 | ducted | singlezone | ducted, centrally ducted | 23600 | 25000 | 2.5663 | 21352 | 2.2846
Carrier | Carrier | Infinity® 20 Heat Pump with Greenspeed® Intelligence | 9892532 | HRCU-A-CB | 25VNA024A*030* | CAP**4821AL*+UI & 59*N*A060V17**14 | ducted | singlezone | ducted, centrally ducted | 23200 | 25000 | 2.6773 | 20924.96 | 2.3834
Carrier | Carrier | Infinity® 20 Heat Pump with Greenspeed® Intelligence | 9892533 | HRCU-A-CB | 25VNA024A*030* | CAP**4821AL*+UI & 59*N*A080V17**14 | ducted | singlezone | ducted, centrally ducted | 23200 | 24800 | 2.6773 | 20924.96 | 2.3834
Carrier | Carrier | Infinity® 20 Heat Pump with Greenspeed® Intelligence | 9892542 | HRCU-A-CB | 25VNA024A*030* | CNPV*4217AL*+UI & 59*N*A060V17**14 | ducted | singlezone | ducted, centrally ducted | 23400 | 25200 | 2.6201 | 21138.48 | 2.3325
Carrier | Carrier | Infinity® 20 Heat Pump with Greenspeed® Intelligence | 9892543 | HRCU-A-CB | 25VNA024A*030* | CNPV*4217AL*+UI & 59*N*A080V17**14 | ducted | singlezone | ducted, centrally ducted | 23400 | 25200 | 2.6201 | 21138.48 | 2.3325
Carrier | Carrier | Infinity® 20 Heat Pump with Greenspeed® Intelligence | 9892552 | HRCU-A-CB | 25VNA024A*030* | CSPH*3612AL*+UI & 59*N*A120V24**22 | ducted | singlezone | ducted, centrally ducted | 23800 | 25000 | 2.6454 | 21565.52 | 2.355
Carrier | Carrier | Infinity® 20 Heat Pump with Greenspeed® Intelligence | 9892555 | HRCU-A-CB | 25VNA024A*030* | CSPH*4212AL*+UI & 59*N*A120V24**22 | ducted | singlezone | ducted, centrally ducted | 23600 | 25000 | 2.6744 | 21352 | 2.3808
Carrier | Carrier | Infinity® 20 Heat Pump with Greenspeed® Intelligence | 9892557 | HRCU-A-CB | 25VNA024A*030* | CSPH*4812AL*+UI & 59*N*A080V17**14 | ducted | singlezone | ducted, centrally ducted | 23400 | 25000 | 2.7046 | 21138.48 | 2.4077
Carrier | Carrier | Infinity® 20 Heat Pump with Greenspeed® Intelligence | 9892558 | HRCU-A-CB | 25VNA024A*030* | CSPH*4812AL*+UI & 59*N*A120V24**22 | ducted | singlezone | ducted, centrally ducted | 23200 | 25000 | 2.7361 | 20924.96 | 2.4358
Carrier | Carrier | Infinity® 20 Heat Pump with Greenspeed® Intelligence | 9892559 | HRCU-A-CB | 25VNA024A*030* | CSPH*6012AL*+UI & 59*N*A060V17**14 | ducted | singlezone | ducted, centrally ducted | 23600 | 25000 | 2.7028 | 21352 | 2.4061
Carrier | Carrier | Infinity® 20 Heat Pump with Greenspeed® Intelligence | 9892560 | HRCU-A-CB | 25VNA024A*030* | CSPH*6012AL*+UI & 59*N*A080V17**14 | ducted | singlezone | ducted, centrally ducted | 23400 | 25000 | 2.734 | 21138.48 | 2.4339
Carrier | Carrier | Infinity® 20 Heat Pump with Greenspeed® Intelligence | 9892564 | HRCU-A-CB | 25VNA024A*030* | CAP**3621AL*+UI & 59*N*A100V21**22 | ducted | singlezone | ducted, centrally ducted | 23000 | 25000 | 2.5148 | 20711.44 | 2.2387
Carrier | Carrier | Infinity® 20 Heat Pump with Greenspeed® Intelligence | 9892565 | HRCU-A-CB | 25VNA024A*030* | CAP**4221AL*+UI & 59MN7A060V21**20 | ducted | singlezone | ducted, centrally ducted | 23000 | 25200 | 2.5407 | 20711.44 | 2.2618
Carrier | Carrier | Infinity® 20 Heat Pump with Greenspeed® Intelligence | 9892566 | HRCU-A-CB | 25VNA024A*030* | CAP**4221AL*+UI & 59*N*A080V21**20 | ducted | singlezone | ducted, centrally ducted | 23000 | 25000 | 2.5671 | 20711.44 | 2.2853
Carrier | Carrier | Infinity® 20 Heat Pump with Greenspeed® Intelligence | 9892567 | HRCU-A-CB | 25VNA024A*030* | CAP**4221AL*+UI & 59*N*A100V21**22 | ducted | singlezone | ducted, centrally ducted | 23000 | 25000 | 2.5671 | 20711.44 | 2.2853
Carrier | Carrier | Infinity® 20 Heat Pump with Greenspeed® Intelligence | 9892568 | HRCU-A-CB | 25VNA024A*030* | CAP**4224AL*+UI & 59MN7A060V21**20 | ducted | singlezone | ducted, centrally ducted | 23000 | 25200 | 2.5407 | 20711.44 | 2.2618
Carrier | Carrier | Infinity® 20 Heat Pump with Greenspeed® Intelligence | 9892569 | HRCU-A-CB | 25VNA024A*030* | CAP**4224AL*+UI & 59*N*A080V21**20 | ducted | singlezone | ducted, centrally ducted | 23000 | 25000 | 2.5671 | 20711.44 | 2.2853
Carrier | Carrier | Infinity® 20 Heat Pump with Greenspeed® Intelligence | 9892570 | HRCU-A-CB | 25VNA024A*030* | CAP**4224AL*+UI & 59*N*A100V21**22 | ducted | singlezone | ducted, centrally ducted | 23000 | 25000 | 2.5671 | 20711.44 | 2.2853
Carrier | Carrier | Infinity® 20 Heat Pump with Greenspeed® Intelligence | 9892571 | HRCU-A-CB | 25VNA024A*030* | CAP**4821AL*+UI & 59MN7A060V21**20 | ducted | singlezone | ducted, centrally ducted | 22800 | 24800 | 2.7082 | 20711.44 | 2.4109
Carrier | Carrier | Infinity® 20 Heat Pump with Greenspeed® Intelligence | 9892572 | HRCU-A-CB | 25VNA024A*030* | CAP**4821AL*+UI & 59*N*A080V21**20 | ducted | singlezone | ducted, centrally ducted | 22800 | 24800 | 2.7082 | 20711.44 | 2.4109
Carrier | Carrier | Infinity® 20 Heat Pump with Greenspeed® Intelligence | 9892573 | HRCU-A-CB | 25VNA024A*030* | CAP**4821AL*+UI & 59*N*A100V21**22 | ducted | singlezone | ducted, centrally ducted | 22800 | 24800 | 2.7082 | 20711.44 | 2.4109
Carrier | Carrier | Infinity® 20 Heat Pump with Greenspeed® Intelligence | 9892574 | HRCU-A-CB | 25VNA024A*030* | CAP**4824AL*+UI & 59MN7A060V21**20 | ducted | singlezone | ducted, centrally ducted | 22800 | 24800 | 2.7082 | 20711.44 | 2.4109
Carrier | Carrier | Infinity® 20 Heat Pump with Greenspeed® Intelligence | 9892575 | HRCU-A-CB | 25VNA024A*030* | CAP**4824AL*+UI & 59*N*A080V21**20 | ducted | singlezone | ducted, centrally ducted | 22800 | 24800 | 2.7082 | 20711.44 | 2.4109
Carrier | Carrier | Infinity® 20 Heat Pump with Greenspeed® Intelligence | 9892576 | HRCU-A-CB | 25VNA024A*030* | CAP**4824AL*+UI & 59*N*A100V21**22 | ducted | singlezone | ducted, centrally ducted | 22800 | 24800 | 2.7383 | 20711.44 | 2.4377
Carrier | Carrier | Infinity® 20 Heat Pump with Greenspeed® Intelligence | 9892577 | HRCU-A-CB | 25VNA024A*030* | CAP**6021AL*+UI & 59MN7A060V21**20 | ducted | singlezone | ducted, centrally ducted | 23000 | 24800 | 2.6788 | 20711.44 | 2.3847
Carrier | Carrier | Infinity® 20 Heat Pump with Greenspeed® Intelligence | 9892580 | HRCU-A-CB | 25VNA024A*030* | CAP**6024AL*+UI & 59MN7A060V21**20 | ducted | singlezone | ducted, centrally ducted | 23000 | 24800 | 2.6788 | 20711.44 | 2.3847
Carrier | Carrier | Infinity® 20 Heat Pump with Greenspeed® Intelligence | 9892588 | HRCU-A-CB | 25VNA024A*030* | CNPV*4221AL*+UI & 59*N*A100V21**22 | ducted | singlezone | ducted, centrally ducted | 23200 | 25000 | 2.5669 | 20924.96 | 2.2851
Carrier | Carrier | Infinity® 20 Heat Pump with Greenspeed® Intelligence | 9892589 | HRCU-A-CB | 25VNA024A*030* | CNPV*4824AL*+UI & 59MN7A060V21**20 | ducted | singlezone | ducted, centrally ducted | 23200 | 25000 | 2.6773 | 20924.96 | 2.3834
Carrier | Carrier | Infinity® 20 Heat Pump with Greenspeed® Intelligence | 9892596 | HRCU-A-CB | 25VNA024A*030* | CSPH*3612AL*+UI & 59*N*A080V21**20 | ducted | singlezone | ducted, centrally ducted | 23200 | 25000 | 2.6209 | 20924.96 | 2.3332
Carrier | Carrier | Infinity® 20 Heat Pump with Greenspeed® Intelligence | 9892597 | HRCU-A-CB | 25VNA024A*030* | CSPH*3612AL*+UI & 59*N*A100V21**22 | ducted | singlezone | ducted, centrally ducted | 23200 | 25000 | 2.6209 | 20924.96 | 2.3332
Carrier | Carrier | Infinity® 20 Heat Pump with Greenspeed® Intelligence | 9892599 | HRCU-A-CB | 25VNA024A*030* | CSPH*4212AL*+UI & 59*N*A080V21**20 | ducted | singlezone | ducted, centrally ducted | 23200 | 25000 | 2.7064 | 20924.96 | 2.4093
Carrier | Carrier | Infinity® 20 Heat Pump with Greenspeed® Intelligence | 9892600 | HRCU-A-CB | 25VNA024A*030* | CSPH*4212AL*+UI & 59*N*A100V21**22 | ducted | singlezone | ducted, centrally ducted | 23000 | 25000 | 2.6788 | 20711.44 | 2.3847
Carrier | Carrier | Infinity® 20 Heat Pump with Greenspeed® Intelligence | 9892601 | HRCU-A-CB | 25VNA024A*030* | CSPH*4812AL*+UI & 59MN7A060V21**20 | ducted | singlezone | ducted, centrally ducted | 23200 | 25000 | 2.7064 | 20924.96 | 2.4093
Carrier | Carrier | Infinity® 20 Heat Pump with Greenspeed® Intelligence | 9892602 | HRCU-A-CB | 25VNA024A*030* | CSPH*4812AL*+UI & 59*N*A080V21**20 | ducted | singlezone | ducted, centrally ducted | 23000 | 25000 | 2.7082 | 20711.44 | 2.4109
Carrier | Carrier | Infinity® 20 Heat Pump with Greenspeed® Intelligence | 9892604 | HRCU-A-CB | 25VNA024A*030* | CSPH*6012AL*+UI & 59MN7A060V21**20 | ducted | singlezone | ducted, centrally ducted | 23200 | 25000 | 2.7361 | 20924.96 | 2.4358
Carrier | Carrier | Infinity® 20 Heat Pump with Greenspeed® Intelligence | 9892716 | HRCU-A-CB | 25VNA036A*030* | CAP**4821AL*+UI & 59*N*A100V21**22 | ducted | singlezone | ducted, centrally ducted | 33600 | 29800 | 2.5382 | 25934.78 | 2.3695
Carrier | Carrier | Infinity® 20 Heat Pump with Greenspeed® Intelligence | 9892719 | HRCU-A-CB | 25VNA036A*030* | CAP**4824AL*+UI & 59*N*A100V21**22 | ducted | singlezone | ducted, centrally ducted | 33600 | 29800 | 2.5382 | 25934.78 | 2.393
Carrier | Carrier | Infinity® 20 Heat Pump with Greenspeed® Intelligence | 9892730 | HRCU-A-CB | 25VNA036A*030* | CNPV*4821AL*+UI & 59*N*A080V21**20 | ducted | singlezone | ducted, centrally ducted | 33800 | 30000 | 2.5134 | 25934.78 | 2.324
Carrier | Carrier | Infinity® 20 Heat Pump with Greenspeed® Intelligence | 9892731 | HRCU-A-CB | 25VNA036A*030* | CNPV*4821AL*+UI & 59*N*A100V21**22 | ducted | singlezone | ducted, centrally ducted | 33800 | 30000 | 2.5382 | 25934.78 | 2.3695
Carrier | Carrier | Infinity® 20 Heat Pump with Greenspeed® Intelligence | 9892733 | HRCU-A-CB | 25VNA036A*030* | CNPV*4824AL*+UI & 59*N*A080V21**20 | ducted | singlezone | ducted, centrally ducted | 33800 | 30000 | 2.5134 | 25934.78 | 2.3246
Carrier | Carrier | Infinity® 20 Heat Pump with Greenspeed® Intelligence | 9892734 | HRCU-A-CB | 25VNA036A*030* | CNPV*4824AL*+UI & 59*N*A100V21**22 | ducted | singlezone | ducted, centrally ducted | 33800 | 30000 | 2.5382 | 25934.78 | 2.3695
Carrier | Carrier | Infinity® 20 Heat Pump with Greenspeed® Intelligence | 9892745 | HRCU-A-CB | 25VNA036A*030* | CSPH*4812AL*+UI & 59*N*A080V21**20 | ducted | singlezone | ducted, centrally ducted | 33800 | 30000 | 2.5382 | 25934.78 | 2.3465
Carrier | Carrier | Infinity® 20 Heat Pump with Greenspeed® Intelligence | 9892746 | HRCU-A-CB | 25VNA036A*030* | CSPH*4812AL*+UI & 59*N*A100V21**22 | ducted | singlezone | ducted, centrally ducted | 33800 | 30000 | 2.5382 | 25934.78 | 2.393
Carrier | Carrier | Infinity® 20 Heat Pump with Greenspeed® Intelligence | 9892544 | HRCU-A-CB | 25VNA024A*030* | CNPV*4221AL*+UI & 59*N*A060V17**14 | ducted | singlezone | ducted, centrally ducted | 23600 | 25200 | 2.5407 | 21352 | 2.2618
Carrier | Carrier | Infinity® 20 Heat Pump with Greenspeed® Intelligence | 9892545 | HRCU-A-CB | 25VNA024A*030* | CNPV*4221AL*+UI & 59*N*A080V17**14 | ducted | singlezone | ducted, centrally ducted | 23400 | 25200 | 2.5407 | 21138.48 | 2.2618
Carrier | Carrier | Infinity® 20 Heat Pump with Greenspeed® Intelligence | 9892551 | HRCU-A-CB | 25VNA024A*030* | CSPH*3612AL*+UI & 59*N*A080V17**14 | ducted | singlezone | ducted, centrally ducted | 23800 | 25200 | 2.6454 | 21565.52 | 2.355
Carrier | Carrier | Infinity® 20 Heat Pump with Greenspeed® Intelligence | 9892553 | HRCU-A-CB | 25VNA024A*030* | CSPH*4212AL*+UI & 59*N*A060V17**14 | ducted | singlezone | ducted, centrally ducted | 23800 | 25200 | 2.673 | 21565.52 | 2.3796
Carrier | Carrier | Infinity® 20 Heat Pump with Greenspeed® Intelligence | 9892554 | HRCU-A-CB | 25VNA024A*030* | CSPH*4212AL*+UI & 59*N*A080V17**14 | ducted | singlezone | ducted, centrally ducted | 23800 | 25000 | 2.673 | 21565.52 | 2.3796
Carrier | Carrier | Infinity® 20 Heat Pump with Greenspeed® Intelligence | 9892556 | HRCU-A-CB | 25VNA024A*030* | CSPH*4812AL*+UI & 59*N*A060V17**14 | ducted | singlezone | ducted, centrally ducted | 23400 | 25000 | 2.7046 | 21138.48 | 2.4077
Carrier | Carrier | Infinity® 20 Heat Pump with Greenspeed® Intelligence | 9892586 | HRCU-A-CB | 25VNA024A*030* | CNPV*4221AL*+UI & 59MN7A060V21**20 | ducted | singlezone | ducted, centrally ducted | 23400 | 25200 | 2.5407 | 21138.48 | 2.2618
Carrier | Carrier | Infinity® 20 Heat Pump with Greenspeed® Intelligence | 9892587 | HRCU-A-CB | 25VNA024A*030* | CNPV*4221AL*+UI & 59*N*A080V21**20 | ducted | singlezone | ducted, centrally ducted | 23200 | 25200 | 2.5669 | 20924.96 | 2.2851
Carrier | Carrier | Infinity® 20 Heat Pump with Greenspeed® Intelligence | 9892595 | HRCU-A-CB | 25VNA024A*030* | CSPH*3612AL*+UI & 59MN7A060V21**20 | ducted | singlezone | ducted, centrally ducted | 23200 | 25200 | 2.6209 | 20924.96 | 2.3332
Carrier | Carrier | Infinity® 20 Heat Pump with Greenspeed® Intelligence | 9892598 | HRCU-A-CB | 25VNA024A*030* | CSPH*4212AL*+UI & 59MN7A060V21**20 | ducted | singlezone | ducted, centrally ducted | 23200 | 25000 | 2.6773 | 20924.96 | 2.3834
Carrier | Carrier | Infinity® 20 Heat Pump with Greenspeed® Intelligence | 9892698 | HRCU-A-CB | 25VNA036A*030* | CSPH*4212AL*+UI & 59*N*A120V24**22 | ducted | singlezone | ducted, centrally ducted | 34600 | 30200 | 2.5141 | 26705.12 | 2.3044
Carrier | Carrier | Infinity® 20 Heat Pump with Greenspeed® Intelligence | 9892715 | HRCU-A-CB | 25VNA036A*030* | CAP**4821AL*+UI & 59*N*A080V21**20 | ducted | singlezone | ducted, centrally ducted | 33600 | 30000 | 2.5134 | 25934.78 | 2.3465
Carrier | Carrier | Infinity® 20 Heat Pump with Greenspeed® Intelligence | 9892718 | HRCU-A-CB | 25VNA036A*030* | CAP**4824AL*+UI & 59*N*A080V21**20 | ducted | singlezone | ducted, centrally ducted | 33600 | 29800 | 2.5382 | 25934.78 | 2.3219
Carrier | Carrier | Infinity® 20 Heat Pump with Greenspeed® Intelligence | 9892742 | HRCU-A-CB | 25VNA036A*030* | CSPH*4212AL*+UI & 59*N*A080V21**20 | ducted | singlezone | ducted, centrally ducted | 34000 | 30200 | 2.5382 | 26191.56 | 2.3246
Carrier | Carrier | Infinity® 20 Heat Pump with Greenspeed® Intelligence | 9892743 | HRCU-A-CB | 25VNA036A*030* | CSPH*4212AL*+UI & 59*N*A100V21**22 | ducted | singlezone | ducted, centrally ducted | 33800 | 30000 | 2.5382 | 25934.78 | 2.393
Carrier | Carrier | Infinity® 20 Heat Pump with Greenspeed® Intelligence | 9892550 | HRCU-A-CB | 25VNA024A*030* | CSPH*3612AL*+UI & 59*N*A060V17**14 | ducted | singlezone | ducted, centrally ducted | 24000 | 25200 | 2.6177 | 21779.04 | 2.3303
Carrier | Carrier |  | 9854626 | HMSV-A-CB | 38MGRQ30D--3 | Non-Ducted Indoor Units | non-ducted | multizone | all non-ducted | 28000 | 17400 | 2.7866 | 28220 | 2.0421
Carrier | Carrier |  | 9118461 | HMSV-A-CB | 38MGRQ18B--3 | Non-Ducted Indoor Units | non-ducted | multizone | all non-ducted | 19000 | 12000 | 2.8135 | 13990 | 2.1466
Carrier | Carrier |  | 9118477 | HMSV-A-CB | 38MGRQ48E--3 | Non-Ducted Indoor Units | non-ducted | multizone | all non-ducted | 48000 | 29600 | 2.7025 | 36340 | 1.9759
Carrier | Carrier |  | 9118473 | HMSV-A-CB | 38MGRQ36D--3 | Non-Ducted Indoor Units | non-ducted | multizone | all non-ducted | 36000 | 23200 | 2.7866 | 36080 | 1.9618
Carrier | Carrier |  | 9892607 | HRCU-A-CB | 25VNA036A*030* | FE4ANB006L+UI | ducted | singlezone | ducted, centrally ducted | 33400 | 31600 | 2.8064 | 23600 | 2.2027
Carrier | Carrier |  | 9892665 | HRCU-A-CB | 25VNA036A*030* | FE4AN(B,F)005L+UI | ducted | singlezone | ducted, centrally ducted | 33400 | 31600 | 2.6228 | 23600 | 2.0586
Carrier | Carrier |  | 9892513 | HRCU-A-CB | 25VNA024A*030* | FE4AN(B,F)003L+UI | ducted | singlezone | ducted, centrally ducted | 23800 | 25000 | 2.5364 | 19800 | 2.0741
Carrier | Carrier |  | 9892512 | HRCU-A-CB | 25VNA024A*030* | FE4ANF002L + UI | ducted | singlezone | ducted, centrally ducted | 24000 | 25200 | 2.5567 | 19800 | 2.0741
Carrier | Carrier |  | 9892659 | HRCU-A-CB | 25VNA036A*030* | FE4AN(B,F)003L+UI | ducted | singlezone | ducted, centrally ducted | 35738 | 33812 | 2.6341 | 25252 | 2.0674
Carrier | Carrier |  | 9892658 | HRCU-A-CB | 25VNA036A*030* | FE4ANF002L+UI | ducted | singlezone | ducted, centrally ducted | 35404 | 33496 | 2.6094 | 33496 | 2.7424
Carrier | Carrier |  | 7992954 | HRCU-A-CB-O | 38GRQB09---301 | 40GRQB09H--301 | non-ducted | singlezone | non-ducted, wall placement | 9000 | 5500 | 2.893 | 10488 | 1.979
Carrier | Carrier |  | 8738635 | HRCU-A-CB-O | 38MAQB09R--3 | 40MAQB09B--3 | non-ducted | singlezone | non-ducted, wall placement | 10900 | 6900 | 2.74 | 10900 | 1.98
Carrier | Carrier |  | 7992956 | HRCU-A-CB-O | 38GRQB12---301 | 40GRQB12H--301 | non-ducted | singlezone | non-ducted, wall placement | 13000 | 13000 | 3.143 | 13000 | 2.76
Carrier | Carrier |  | 8738636 | HRCU-A-CB-O | 38MAQB12R--3 | 40MAQB12B--3 | non-ducted | singlezone | non-ducted, wall placement | 11800 | 7800 | 2.64 | 12010 | 1.98
Carrier | Carrier |  | 7992958 | HRCU-A-CB-O | 38GRQB18---301 | 40GRQB18H--301 | non-ducted | singlezone | non-ducted, wall placement | 19000 | 12717 | 2.501 | 19190 | 2.85
Daikin | Daikin |  | 202521824 | HMSV-A-CB | 4MXL36TVJU | Non-Ducted Indoor Units | non-ducted | multizone | non-ducted, wall placement | 36600 | 22400 | 2.7817 | 36600 | 2.0012
Daikin | Daikin |  | 201986968 | HMSV-A-CB | RX09RMVJU | FFQ09Q2VJU | non-ducted | singlezone | non-ducted, ceiling placement | 10000 | 6000 | 3.1013 | 6920 | 2.1575
Daikin | Daikin |  | 201871419 | HMSV-A-CB | RX15RMVJU | FFQ15Q2VJU | non-ducted | singlezone | non-ducted, ceiling placement | 16200 | 10600 | 2.7987 | 8160 | 2.2561
Daikin | Daikin |  | 201986969 | HMSV-A-CB | RX12RMVJU | FFQ12Q2VJU | non-ducted | singlezone | non-ducted, ceiling placement | 13500 | 8300 | 2.8958 | 8420 | 2.0737
Daikin | Daikin |  | 201871420 | HMSV-A-CB | RX18RMVJU | FFQ18Q2VJU | non-ducted | singlezone | non-ducted, ceiling placement | 21600 | 14200 | 2.6592 | 10900 | 2.0347
Daikin | Daikin |  | 201851574 | HRCU-A-CB | RX24RMVJU | FDMQ24RVJU | ducted | singlezone | ducted, "compact ducted" | 24000 | 15000 | 2.78 | 13760 | 2.24
Daikin | Daikin |  | 201851573 | HRCU-A-CB | RX18RMVJU | FDMQ18RVJU | ducted | singlezone | ducted, "compact ducted" | 21600 | 13600 | 2.69 | 12470 | 2.21
Daikin | Daikin |  | 201851575 | HMSV-A-CB | 3MXS24RMVJU | CTXS07LVJU+CTXS09LVJU+CTXS09LVJU | non-ducted | multizone | non-ducted, wall placement | 24000 | 15500 | 2.62 | 18930 | 2.26
Daikin | Daikin |  | 201851577 | HMSV-A-CB | 3MXL24RMVJU | CTXS07LVJU+CTXS09LVJU+CTXS09LVJU | non-ducted | multizone | non-ducted, wall placement | 24000 | 15500 | 2.62 | 21600 | 2.17
Daikin | Daikin |  | 201851572 | HRCU-A-CB | RX15RMVJU | FDMQ15RVJU | ducted | singlezone | ducted, "compact ducted" | 18000 | 11500 | 2.88 | 9220 | 2.29
Daikin | Daikin | LV Series | 5265753 | HRCU-A-CB-O | RXS09LVJU | FTXS09LVJU | non-ducted | singlezone | non-ducted, wall placement | 12000 | 6520 | 3.48 | 6968 | 2.43
Daikin | Daikin | LV Series | 5265755 | HRCU-A-CB-O | RXS12LVJU | FTXS12LVJU | non-ducted | singlezone | non-ducted, wall placement | 14400 | 7816 | 3.4 | 8051 | 2.81
Daikin | Daikin | DZ20VC | 10324709 | HRCU-A-CB | DZ20VC0241B | CA*F3642*6D*+MBVC1200**-1A*+TXV | ducted | singlezone | ducted, centrally ducted | 23600 | 13915 | 2.74 | 11400 | 2.09
Daikin | Daikin | Vista | 9966569 | HRCU-A-CB-O | RX09QMVJU | FFQ09Q2VJU | non-ducted | singlezone | non-ducted, ceiling placement | 10000 | 5830 | 3.8 | 6270 | 2.42
Daikin | Daikin | Vista | 9966775 | HRCU-A-CB-O | RX15QMVJU | FFQ15Q2VJU | non-ducted | singlezone | non-ducted, ceiling placement | 16200 | 9400 | 3.1665 | 7270 | 2.47
Daikin | Daikin | LV Series | 5265756 | HRCU-A-CB-O | RXS15LVJU | FTXS15LVJU | non-ducted | singlezone | non-ducted, wall placement | 18000 | 9780 | 3.13 | 9972 | 2.69
Daikin | Daikin | LV Series | 5265757 | HRCU-A-CB-O | RXS18LVJU | FTXS18LVJU | non-ducted | singlezone | non-ducted, wall placement | 21600 | 11725 | 2.89 | 11924 | 2.49
Daikin | Daikin | Vista | 9966684 | HRCU-A-CB-O | RX12QMVJU | FFQ12Q2VJU | non-ducted | singlezone | non-ducted, ceiling placement | 13500 | 7850 | 3.28 | 7500 | 2.28
Daikin | Daikin | DZ20VC | 10324713 | HRCU-A-CB | DZ20VC0481B | CA*F4961*6D*+MBVC2000**-1A*+TXV | ducted | singlezone | ducted, centrally ducted | 45500 | 28254 | 2.83 | 26000 | 1.97
Daikin | Daikin | DZ20VC | 10324715 | HRCU-A-CB | DZ20VC0601B | CA*F4961*6D*+MBVC2000**-1A*+TXV | ducted | singlezone | ducted, centrally ducted | 50000 | 32293 | 2.73 | 26000 | 1.98
Daikin | Daikin | LV Series | 5265758 | HRCU-A-CB-O | RXS24LVJU | FTXS24LVJU | non-ducted | singlezone | non-ducted, wall placement | 25400 | 13781 | 2.63 | 14028 | 2.26
Daikin | Daikin | Aurora Series | 8849330 | HRCU-A-CB-O | RXL15QMVJU | FTX15NMVJU | non-ducted | singlezone | non-ducted, wall placement | 18295 | 11904 | 2.98 | 18254 | 2.27
Daikin | Daikin | Aurora Series | 8849445 | HRCU-A-CB-O | RXL15QMVJU | FVXS15NVJU | non-ducted | singlezone | non-ducted, wall placement | 18056 | 11751 | 2.82 | 18015 | 2.4
Daikin | Daikin | Aurora Series | 8849458 | HRCU-A-CB-O | RXL12QMVJU | FTX12NMVJU | non-ducted | singlezone | non-ducted, wall placement | 13679 | 8902 | 2.92 | 14330 | 2.26
Daikin | Daikin | Aurora Series | 8849459 | HRCU-A-CB-O | RXL09QMVJU | FVXS09NVJU | non-ducted | singlezone | non-ducted, wall placement | 10089 | 6565 | 3.06 | 10065 | 2.13
Daikin | Daikin | Aurora Series | 8849533 | HRCU-A-CB-O | RXL09QMVJU | FTX09NMVJU | non-ducted | singlezone | non-ducted, wall placement | 10942 | 7121 | 3.14 | 10918 | 1.97
Daikin | Daikin | Vista | 10318063 | HRCU-A-CB-O | RX18QMVJU | FFQ18Q2VJU | non-ducted | singlezone | non-ducted, ceiling placement | 21600 | 12490 | 2.74 | 9700 | 2.2384
Daikin | Daikin | MXS Series | 8103542 | HMSV-A-CB | 2MXS18NMVJU | CTXS09HVJU+CTXS09LVJU | non-ducted | multizone | all non-ducted | 18900 | 12780 | 3.37 | 13150 | 2.76
Daikin | Daikin | MXS Series | 8103869 | HMSV-A-CB | 3MXS24NMVJU | CTXS07LVJU+CTXS09LVJU+CTXS09LVJU | non-ducted | multizone | all non-ducted | 24000 | 16230 | 3.69 | 18930 | 2.26
Daikin | Daikin | MXL Aurora Series | 8849539 | HMSV-A-CB | 3MXL24QMVJU | CTXS07LVJU+FTXS09LVJU+FTXS09LVJU | non-ducted | multizone | all non-ducted | 24000 | 15670 | 3.4 | 21600 | 2.17
Daikin | Daikin | MXL Aurora Series | 8849535 | HMSV-A-CB | 2MXL18QMVJU | Non-Ducted Indoor Units | non-ducted | multizone | all non-ducted | 18940 | 12330 | 3.14 | 18930 | 2.12
Daikin | Daikin | DZ20VC | 10595346 | HRCU-A-CB | DZ20VC0241B* | CHPF3642C6C*+MBVC1200**-1A*+TXV | ducted | singlezone | ducted, centrally ducted | 23400 | 13000 | 2.6006 | 11648 | 2.1376
Electrolux Home Products | Frigidaire |  | 8718583 | HRCU-A-CB-O | FFHP093CS2 | FFHP093WS2 | non-ducted | singlezone | non-ducted, wall placement | 11000 | 7800 | 2.7542 | 10200 | 2.0616
Electrolux Home Products | Frigidaire |  | 8718584 | HRCU-A-CB-O | FFHP123CS2 | FFHP123WS2 | non-ducted | singlezone | non-ducted, wall placement | 13000 | 7500 | 2.6167 | 8800 | 2.0307
Friedrich Air Conditioning | Friedrich | J-Series | 201763897 | HRCU-A-CB-O | MRH09Y3JA | MWH09Y3JA | non-ducted | singlezone | non-ducted, wall placement | 10500 | 6500 | 2.6999 | 10780 | 2.1347
Friedrich Air Conditioning | Friedrich | J-Series | 201763898 | HRCU-A-CB-O | MRH12Y3JA | MWH12Y3JA | non-ducted | singlezone | non-ducted, wall placement | 13000 | 8000 | 3.1683 | 13130 | 2.3321
Friedrich Air Conditioning | Friedrich | J-Series | 7086358 | HRCU-A-CB-O | MRH12Y3J | MWH12Y3J | non-ducted | singlezone | non-ducted, wall placement | 13600 | 8800 | 3.1035 | 7500 | 2.3137
Friedrich Air Conditioning | Friedrich | J-Series | 8915232 | HMSV-A-CB | MR24DY3JMA | Non-Ducted Indoor Units | non-ducted | multizone | all non-ducted | 24000 | 14500 | 2.7241 | 14595 | 2.5923
Friedrich Air Conditioning | Friedrich | J-Series | 8915234 | HMSV-A-CB | MR24DY3JMA | Mixed | ducted | multizone | mix of non-ducted and ducted | 23250 | 14250 | 2.594 | 14109 | 2.4323
Fujitsu General America, Inc. | Fujitsu | Halcyon Single-room Mini-Split Systems Wall Mounted RLS3 Series | 8004699 | HRCU-A-CB-O | AOU9RLS3 | ASU9RLS3 | non-ducted | singlezone | non-ducted, wall placement | 12000 | 7000 | 3.46 | 15000 | 2.09
Fujitsu General America, Inc. | Fujitsu | Halcyon Single-room Mini-Split Systems Wall Mounted RLS3HY Series | 8004700 | HRCU-A-CB-O | AOU9RLS3H | ASU9RLS3 | non-ducted | singlezone | non-ducted, wall placement | 12000 | 7000 | 3.36 | 15000 | 1.95
Fujitsu General America, Inc. | Fujitsu | Halcyon Single-room Mini-Split Systems Wall mounted RLS3 Series | 8703348 | HRCU-A-CB-O | AOU9RLS3 | ASU9RLS3Y | non-ducted | singlezone | non-ducted, wall placement | 12000 | 7000 | 3.46 | 15000 | 2.09
Fujitsu General America, Inc. | Fujitsu | Halcyon Single-room Mini-Split Systems Wall mounted H Series | 8703349 | HRCU-A-CB-O | AOU9RLS3H | ASU9RLS3Y | non-ducted | singlezone | non-ducted, wall placement | 12000 | 7000 | 3.36 | 15000 | 1.95
Fujitsu General America, Inc. | Fujitsu | Halcyon Single-room Mini-Split Systems Wall Mounted RLS3 Series | 7993242 | HRCU-A-CB-O | AOU12RLS3 | ASU12RLS3 | non-ducted | singlezone | non-ducted, wall placement | 16000 | 9600 | 3.3 | 16500 | 2.3
Fujitsu General America, Inc. | Fujitsu | Halcyon Single-room Mini-Split Systems Wall Mounted RLS3 Series | 7993244 | HRCU-A-CB-O | AOU12RLS3H | ASU12RLS3 | non-ducted | singlezone | non-ducted, wall placement | 16000 | 9600 | 3.18 | 16500 | 2.15
Fujitsu General America, Inc. | Fujitsu | Halcyon Single-room Mini-Split Systems Wall Mounted RLS3HY Series | 8703350 | HRCU-A-CB-O | AOU12RLS3 | ASU12RLS3Y | non-ducted | singlezone | non-ducted, wall placement | 16000 | 9600 | 3.3 | 16500 | 2.3
Fujitsu General America, Inc. | Fujitsu | Halcyon Single-room Mini-Split Systems Wall Mounted RLS3H Series | 8703506 | HRCU-A-CB-O | AOU12RLS3H | ASU12RLS3Y | non-ducted | singlezone | non-ducted, wall placement | 16000 | 9600 | 3.18 | 16500 | 2.15
Fujitsu General America, Inc. | Fujitsu | Halcyon Single-room Mini-Split Systems Wall Mounted RL2 Series | 5063325 | HRCU-A-CB-O | AOU9RLS2 | ASU9RLS2 | non-ducted | singlezone | non-ducted, wall placement | 12000 | 9400 | 2.54 | 15000 | 2.18
Fujitsu General America, Inc. | Fujitsu | Halcyon Single-room Mini-Split Systems Floor Mounted RLFFH Series | 6936995 | HRCU-A-CB-O | AOU9RLFF | AGU9RLF | non-ducted | singlezone | non-ducted, wall placement | 12000 | 7500 | 2.8 | 14000 | 1.95
Fujitsu General America, Inc. | Fujitsu | Halcyon Single-room Mini-Split Systems Wall Mounted RLS3 Series | 7993243 | HRCU-A-CB-O | AOU15RLS3 | ASU15RLS3 | non-ducted | singlezone | non-ducted, wall placement | 18000 | 11200 | 3.14 | 20500 | 2.18
Fujitsu General America, Inc. | Fujitsu | Halcyon Single-room Mini-Split Systems Wall Mounted RLS3HY Series | 7993245 | HRCU-A-CB-O | AOU15RLS3H | ASU15RLS3 | non-ducted | singlezone | non-ducted, wall placement | 18000 | 11200 | 3.06 | 20500 | 2.07
Fujitsu General America, Inc. | Fujitsu | Halcyon Single-room Mini-Split Systems Wall mounted RLS3 Series | 8703507 | HRCU-A-CB-O | AOU15RLS3 | ASU15RLS3Y | non-ducted | singlezone | non-ducted, wall placement | 18000 | 11200 | 3.14 | 20500 | 2.18
Fujitsu General America, Inc. | Fujitsu | Halcyon Single-room Mini-Split Systems Wall Mounted RLS3HY Series | 8703508 | HRCU-A-CB-O | AOU15RLS3H | ASU15RLS3Y | non-ducted | singlezone | non-ducted, wall placement | 18000 | 11200 | 3.06 | 20500 | 2.07
Fujitsu General America, Inc. | Fujitsu | Halcyon Single-room Mini-Split Systems Wall Mounted RL2 Series | 5063326 | HRCU-A-CB-O | AOU12RLS2 | ASU12RLS2 | non-ducted | singlezone | non-ducted, wall placement | 16000 | 10200 | 2.72 | 16500 | 2.34
Fujitsu General America, Inc. | Fujitsu | Halcyon Single-room Mini-Split Systems Compact Cassette | 5751311 | HRCU-A-CB-O | AOU9RLFC | AUU9RLF | non-ducted | singlezone | non-ducted, wall placement | 12000 | 9400 | 2.88 | 15000 | 2.41
Fujitsu General America, Inc. | Fujitsu | Halcyon Single-room Mini-Split Systems Wall Mounted RLF Series | 6961728 | HRCU-A-CB-O | AOU9RLFW1 | ASU9RLF1 | non-ducted | singlezone | non-ducted, wall placement | 12000 | 7600 | 3.1363 | 8530 | 1.9679
Fujitsu General America, Inc. | Fujitsu | Halcyon Single-room Mini-Split Systems Floor Mounted RLFFH Series | 6936996 | HRCU-A-CB-O | AOU12RLFF | AGU12RLF | non-ducted | singlezone | non-ducted, wall placement | 16000 | 10600 | 2.6 | 15000 | 2.02
Fujitsu General America, Inc. | Fujitsu | Halcyon Single-room Mini-Split Systems Wall Mounted RLF Series | 6961729 | HRCU-A-CB-O | AOU12RLFW1 | ASU12RLF1 | non-ducted | singlezone | non-ducted, wall placement | 16000 | 9400 | 2.869 | 12150 | 2.0071
Fujitsu General America, Inc. | Fujitsu | Halcyon Single-room Mini-Split Systems Compact Cassette | 5751313 | HRCU-A-CB-O | AOU12RLFC | AUU12RLF | non-ducted | singlezone | non-ducted, wall placement | 16000 | 10200 | 2.58 | 16500 | 2.18
Fujitsu General America, Inc. | Fujitsu | Halcyon Single-room Mini-Split Systems Slim Duct | 5751312 | HRCU-A-CB | AOU9RLFC | ARU9RLF | ducted | singlezone | ducted, "compact ducted" | 12000 | 9400 | 2.88 | 15000 | 2.41
Fujitsu General America, Inc. | Fujitsu | Halcyon Multi-room Mini-Split Systems | 8033586 | HMSV-A-CB | AOU24RLXFZH | Non-Ducted Indoor Units | non-ducted | multizone | all non-ducted | 25000 | 15400 | 2.6 | 25500 | 2.09
Fujitsu General America, Inc. | Fujitsu | Halcyon Multi-room Mini-Split Systems | 8908615 | HMSV-A-CB | AOU36RLXFZH | Non-Ducted Indoor Units | non-ducted | multizone | all non-ducted | 36400 | 21400 | 2.64 | 36407 | 2.02
Fujitsu General America, Inc. | Fujitsu | Halcyon Single-room Mini-Split Systems Slim Duct | 5751314 | HRCU-A-CB | AOU12RLFC | ARU12RLF | ducted | singlezone | ducted, "compact ducted" | 16000 | 10200 | 2.58 | 16500 | 2.18
Fujitsu General America, Inc. | Fujitsu | Halcyon Single-room Mini-Split Systems Wall Mounted RLF/RLX Series | 8718495 | HRCU-A-CB-O | AOU18RLXFW1 | ASU18RLF | non-ducted | singlezone | non-ducted, wall placement | 21600 | 14600 | 3.08 | 21600 | 2.43
Fujitsu General America, Inc. | Fujitsu | Halcyon Single-room Mini-Split Systems Wall Mounted RLF/RLX Series | 8779045 | HRCU-A-CB-O | AOU18RLXFWH | ASU18RLF | non-ducted | singlezone | non-ducted, wall placement | 21600 | 14600 | 3.02 | 21600 | 2.3
Fujitsu General America, Inc. | Fujitsu | J-Series | 8693477 | HMSV-A-CB | AOU48RLAVM | Non-Ducted Indoor Units | non-ducted | multizone | all non-ducted | 54000 | 33000 | 2.84 | 41300 | 2.9379
Fujitsu General America, Inc. | Fujitsu | J-Series | 8693480 | HMSV-A-CB | AOU36RLAVM | Non-Ducted Indoor Units | non-ducted | multizone | all non-ducted | 42000 | 25800 | 2.8 | 37900 | 2.7359
Fujitsu General America, Inc. | Fujitsu | Halcyon Single-room Mini-Split Systems Wall Mounted RLB Series | 7937663 | HRCU-A-CB-O | AOU18RLB | ASU18RLB | non-ducted | singlezone | non-ducted, wall placement | 18000 | 11500 | 2.92 | 15400 | 2.0698
GD Midea Air-Conditioning Equipment Co.,Ltd | Comfort-Aire/Century |  | 201810035 /201862958 | HMSV-A-CB | A-VMH28TU-1 | Non-Ducted Indoor Units | non-ducted | multizone | all non-ducted | 31400 | 18000 | 2.7404 | 26357 | 1.964
GD Midea Air-Conditioning Equipment Co.,Ltd | Comfort-Aire/Century |  | 201810036 /201862959 | HMSV-A-CB | A-VMH36QU-1 | Non-Ducted Indoor Units | non-ducted | multizone | non-ducted, wall placement | 36000 | 23200 | 2.7797 | 36000 | 1.9614
GD Midea Air-Conditioning Equipment Co.,Ltd | DIRECT AIR |  | 8994012 | HMSV-A-CB | M3OF-27HFN1-M | Non-Ducted Indoor Units | non-ducted | multizone | non-ducted, wall placement | 28000 | 17200 | 2.8193 | 16820 | 1.9515
GD Midea Air-Conditioning Equipment Co.,Ltd | DIRECT AIR |  | 9680947 | HRCU-A-CB-O | MOBA30-09HFN1-MT0W | CS11M-09HRFN1-MX0W(A) | non-ducted | singlezone | non-ducted, wall placement | 9800 | 5800 | 2.7594 | 7990 | 1.9929
GD Midea Air-Conditioning Equipment Co.,Ltd | DIRECT AIR |  | 9680948 | HRCU-A-CB-O | MOCA31-18HFN1-MT0W | CS11M-12HRFN1-MU5W | non-ducted | singlezone | non-ducted, wall placement | 12000 | 7700 | 2.7655 | 9134 | 1.937
GD Midea Air-Conditioning Equipment Co.,Ltd | DIRECT AIR |  | 9680949 | HRCU-A-CB-O | MOCA31-18HFN1-MT0W | CS11M-18HRFN1-MT0W | non-ducted | singlezone | non-ducted, wall placement | 18000 | 11400 | 2.7207 | 11178 | 2.0272
GD Midea Air-Conditioning Equipment Co.,Ltd | DIRECT AIR |  | 9680950 | HRCU-A-CB-O | MOD31-24HFN1-MT0W | CS11M-23HRFN1-MT0W | non-ducted | singlezone | non-ducted, wall placement | 25000 | 15300 | 2.6996 | 18099 | 2.0712
GD Midea Air-Conditioning Equipment Co.,Ltd | DIRECT AIR |  | 8775842 | HRCU-A-CB-O | MOBA30-09HFN1-MT0W | CCA3U-09HRFN1-M(C) | non-ducted | singlezone | non-ducted, wall placement | 10000 | 5800 | 2.6601 | 7878 | 1.97
GD Midea Air-Conditioning Equipment Co.,Ltd | DIRECT AIR |  | 8775849 | HRCU-A-CB-O | MOCA31-18HFN1-MT0W | CCA3U-18HRFN1-M(C) | non-ducted | singlezone | non-ducted, wall placement | 18000 | 12000 | 2.7605 | 9410 | 1.9826
GD Midea Air-Conditioning Equipment Co.,Ltd | DIRECT AIR |  | 8775850 | HRCU-A-CB-O | MOCA31-18HFN1-MT0W | MUEU-18HRFN1-M(C) | non-ducted | singlezone | non-ducted, wall placement | 18000 | 12000 | 2.699 | 10274 | 2.1012
GD Midea Air-Conditioning Equipment Co.,Ltd | DIRECT AIR |  | 8775853 | HRCU-A-CB-O | MOD31-24HFN1-MT0W | MUEU-24HRFN1-M(C) | non-ducted | singlezone | non-ducted, wall placement | 24000 | 15000 | 2.8602 | 17705 | 2.0198
GD Midea Air-Conditioning Equipment Co.,Ltd | DIRECT AIR |  | 8989603 | HRCU-A-CB-O | MOBA30-09HFN1-MT0W | MSAEB-09HRFN1-MT0W | non-ducted | singlezone | non-ducted, wall placement | 9800 | 6300 | 2.6797 | 6609 | 1.9177
GD Midea Air-Conditioning Equipment Co.,Ltd | KERR |  | 201866480 | HMSV-A-CB | A-KMH28TU-1 | Non-Ducted Indoor Units | non-ducted | multizone | non-ducted, wall placement | 28000 | 18000 | 2.7404 | 26357 | 1.9311
GD Midea Air-Conditioning Equipment Co.,Ltd | Lennox |  | 201796628 | HRCU-A-CB-O | MPB009S4S-1L | MWMB009S4-2L | non-ducted | singlezone | non-ducted, wall placement | 11000 | 6500 | 2.818 | 6776 | 1.9469
GD Midea Air-Conditioning Equipment Co.,Ltd | Lennox |  | 201796629 | HRCU-A-CB-O | MPB012S4S-1L | MWMB012S4-2L | non-ducted | singlezone | non-ducted, wall placement | 12000 | 7600 | 2.599 | 6885 | 2.0058
GD Midea Air-Conditioning Equipment Co.,Ltd | Lennox |  | 201796630 | HRCU-A-CB-O | MPB009S4S-1P | MWMA009S4-3P | non-ducted | singlezone | non-ducted, wall placement | 9800 | 5800 | 2.7594 | 7990 | 1.9929
GD Midea Air-Conditioning Equipment Co.,Ltd | Lennox |  | 201796631 | HRCU-A-CB-O | MPB012S4S-1P | MWMA012S4-3P | non-ducted | singlezone | non-ducted, wall placement | 12000 | 7700 | 2.7655 | 9134 | 1.937
GD Midea Air-Conditioning Equipment Co.,Ltd | Lennox | MP-Series | 10056167 | HRCU-A-CB-O | MPB009S4S-1L | MWMB009S4-1L | non-ducted | singlezone | non-ducted, wall placement | 11000 | 6500 | 2.818 | 6776 | 1.9469
GD Midea Air-Conditioning Equipment Co.,Ltd | Lennox | MP-Series | 10056169 | HRCU-A-CB-O | MPB009S4S-1P | MWMA009S4-1P | non-ducted | singlezone | non-ducted, wall placement | 9800 | 5800 | 2.7594 | 7990 | 1.9929
GD Midea Air-Conditioning Equipment Co.,Ltd | Lennox | MP-Series | 10056170 | HRCU-A-CB-O | MPB009S4S-1P | MWMA009S4-2P | non-ducted | singlezone | non-ducted, wall placement | 9800 | 5800 | 2.7594 | 7990 | 1.9929
GD Midea Air-Conditioning Equipment Co.,Ltd | Lennox | MP-Series | 10062012 | HMSV-A-CB | MPB030S4M-1P | Non-Ducted Indoor Units | non-ducted | multizone | all non-ducted | 28000 | 17200 | 2.8193 | 16820 | 1.9515
GD Midea Air-Conditioning Equipment Co.,Ltd | Lennox | MP-Series | 10056171 | HRCU-A-CB-O | MPB012S4S-1P | MWMA012S4-1P | non-ducted | singlezone | non-ducted, wall placement | 12000 | 7700 | 2.7655 | 9134 | 1.937
GD Midea Air-Conditioning Equipment Co.,Ltd | Lennox | MP-Series | 10056172 | HRCU-A-CB-O | MPB012S4S-1P | MWMA012S4-2P | non-ducted | singlezone | non-ducted, wall placement | 12000 | 7700 | 2.7655 | 9134 | 1.937
GD Midea Air-Conditioning Equipment Co.,Ltd | Lennox | ML-Series | 9920054 | HMSV-A-CB | MLA030S4M-1P | Non-Ducted Indoor Units | non-ducted | multizone | all non-ducted | 28000 | 18000 | 2.7404 | 28160 | 2.0423
GD Midea Air-Conditioning Equipment Co.,Ltd | Lennox | MP-Series | 10056168 | HRCU-A-CB-O | MPB012S4S-1L | MWMB012S4-1L | non-ducted | singlezone | non-ducted, wall placement | 12000 | 7600 | 2.599 | 6885 | 2.0058
GD Midea Air-Conditioning Equipment Co.,Ltd | Lennox | ML-Series | 9920055 | HMSV-A-CB | MLA036S4M-1P | Non-Ducted Indoor Units | non-ducted | multizone | all non-ducted | 36000 | 23200 | 2.7797 | 36000 | 1.9614
GD Midea Air-Conditioning Equipment Co.,Ltd | Lennox | MP-Series | 10056173 | HRCU-A-CB-O | MPB018S4S-1P | MWMA018S4-1P | non-ducted | singlezone | non-ducted, wall placement | 18000 | 11400 | 2.7207 | 11178 | 2.0272
GD Midea Air-Conditioning Equipment Co.,Ltd | Lennox | MP-Series | 10056174 | HRCU-A-CB-O | MPB018S4S-1P | MWMA018S4-2P | non-ducted | singlezone | non-ducted, wall placement | 18000 | 11400 | 2.7207 | 11178 | 2.0272
GD Midea Air-Conditioning Equipment Co.,Ltd | Lennox | MP-Series | 10056175 | HRCU-A-CB-O | MPB024S4S-1P | MWMA024S4-1P | non-ducted | singlezone | non-ducted, wall placement | 25000 | 15300 | 2.6996 | 18099 | 2.0712
GD Midea Air-Conditioning Equipment Co.,Ltd | Lennox | MP-Series | 10056176 | HRCU-A-CB-O | MPB024S4S-1P | MWMA024S4-2P | non-ducted | singlezone | non-ducted, wall placement | 25000 | 15300 | 2.6996 | 18099 | 2.0712
GD Midea Air-Conditioning Equipment Co.,Ltd | Lennox | MP-Series | 8129566 | HRCU-A-CB-O | MPA012S4S-1P | M22A012S4-1P | non-ducted | singlezone | non-ducted, wall placement | 12000 | 3178 | 4.0672 | 7465 | 1.9141
GD Midea Air-Conditioning Equipment Co.,Ltd | Lennox | MP-Series | 9962880 | HRCU-A-CB-O | MPA012S4S-1P | M22A012S4-2P | non-ducted | singlezone | non-ducted, wall placement | 12000 | 3178 | 4.0672 | 7465 | 1.9141
GD Midea Air-Conditioning Equipment Co.,Ltd | Lennox | MP-Series | 8129542 | HRCU-A-CB-O | MPA024S4S-1P | MWMA024S4-1P | non-ducted | singlezone | non-ducted, wall placement | 25000 | 17800 | 2.7793 | 16382 | 2.1803
GD Midea Air-Conditioning Equipment Co.,Ltd | Lennox | MP-Series | 9962876 | HRCU-A-CB-O | MPA024S4S-1P | MWMA024S4-2P | non-ducted | singlezone | non-ducted, wall placement | 25000 | 17800 | 2.7793 | 16382 | 2.1803
GD Midea Air-Conditioning Equipment Co.,Ltd | Lennox | MP-Series | 10058825 | HRCU-A-CB-O | MPB018S4S-1P | MCFB018S4-2P | non-ducted | singlezone | non-ducted, wall placement | 18000 | 12000 | 2.699 | 10274 | 2.1012
GD Midea Air-Conditioning Equipment Co.,Ltd | Lennox | MP-Series | 10058826 | HRCU-A-CB-O | MPB024S4S-1P | MCFA024S4-1P | non-ducted | singlezone | non-ducted, wall placement | 24000 | 15000 | 2.8602 | 17705 | 2.0198
GD Midea Air-Conditioning Equipment Co.,Ltd | Lennox | MP-Series | 10058827 | HRCU-A-CB-O | MPB024S4S-1P | MCFA024S4-2P | non-ducted | singlezone | non-ducted, wall placement | 24000 | 15000 | 2.8602 | 17705 | 2.0198
GD Midea Air-Conditioning Equipment Co.,Ltd | Lennox | MP-Series | 10058830 | HRCU-A-CB-O | MPB009S4S-1P | M22A009S4-1P | non-ducted | singlezone | non-ducted, wall placement | 10000 | 5800 | 2.6601 | 7878 | 1.97
GD Midea Air-Conditioning Equipment Co.,Ltd | Lennox | MP-Series | 10058831 | HRCU-A-CB-O | MPB009S4S-1P | M22A009S4-2P | non-ducted | singlezone | non-ducted, wall placement | 10000 | 5800 | 2.6601 | 7878 | 1.97
GD Midea Air-Conditioning Equipment Co.,Ltd | Lennox | MP-Series | 10058834 | HRCU-A-CB-O | MPB018S4S-1P | M22A018S4-1P | non-ducted | singlezone | non-ducted, wall placement | 18000 | 12000 | 2.7605 | 9410 | 1.9826
GD Midea Air-Conditioning Equipment Co.,Ltd | Lennox | MP-Series | 10058835 | HRCU-A-CB-O | MPB018S4S-1P | M22A018S4-2P | non-ducted | singlezone | non-ducted, wall placement | 18000 | 12000 | 2.7605 | 9410 | 1.9826
GD Midea Air-Conditioning Equipment Co.,Ltd | Lennox | MP-Series | 10058816 | HMSV-A-CB | MPB009S4S-1P | ducted indoor units | ducted | multizone | all ducted | 10000 | 6200 | 2.8391 | 8071 | 2.0046
GD Midea Air-Conditioning Equipment Co.,Ltd | Midea |  | 201756546 | HRCU-A-CB-O | DLCSRAH12AAJ | DLFSHAH12XAJ | non-ducted | singlezone | non-ducted, wall placement | 11800 | 7100 | 2.5999 | 7800 | 2.0099
GD Midea Air-Conditioning Equipment Co.,Ltd | Midea |  | 201753972 | HRCU-A-CB-O | DLCPRAH09AAK | DLFPHAH09XAK | non-ducted | singlezone | non-ducted, wall placement | 10000 | 7200 | 2.7805 | 13047 | 1.9751
GD Midea Air-Conditioning Equipment Co.,Ltd | Midea |  | 201756545 | HRCU-A-CB-O | DLCSRAH09AAJ | DLFSHAH09XAJ | non-ducted | singlezone | non-ducted, wall placement | 9800 | 5600 | 2.6499 | 6880 | 1.9499
GD Midea Air-Conditioning Equipment Co.,Ltd | Midea |  | 201753970 | HRCU-A-CB-O | 38MPRAQ09AA3 | DHMPHAQ09XA3 | non-ducted | singlezone | non-ducted, wall placement | 10000 | 7200 | 2.7805 | 13047 | 1.9751
GD Midea Air-Conditioning Equipment Co.,Ltd | Midea |  | 201796612 | HRCU-A-CB | DLCSRAH24AAK | DLFSDAH24XAK | ducted | singlezone | ducted, "compact ducted" | 24000 | 17400 | 2.9699 | 30000 | 1.9299
GD Midea Air-Conditioning Equipment Co.,Ltd | Willis |  | 9038626 | HRCU-A-CB-O | WSM09MH20S/O | WSM09MH20S/I | non-ducted | singlezone | non-ducted, wall placement | 9800 | 6300 | 2.6799 | 6700 | 1.9399
Gree | Gree | Sapphire | 10157571 | HRCU-A-CB-O | Sap24HP230V1AO | Sap24HP230V1AH | non-ducted | singlezone | non-ducted, wall placement | 24000 | 15500 | 2.8934 | 22553 | 2.0655
Gree | Gree | Extreme Series | 9944776 | HRCU-A-CB-O | GWH12YD-D3DNA1A/O | GWH12AAD-D3DN***/I | non-ducted | singlezone | non-ducted, wall placement | 12200 | 8100 | 3.2079 | 8000 | 2.7262
Gree | Gree | Sapphire | 10149903 | HRCU-A-CB-O | SAP12HP230V1AO | SAP12HP230V1AH | non-ducted | singlezone | non-ducted, wall placement | 12200 | 8100 | 3.21 | 8000 | 2.73
Gree | Gree | Sapphire | 10157570 | HRCU-A-CB-O | SAP18HP230V1AO | SAP18HP230V1AH | non-ducted | singlezone | non-ducted, wall placement | 18000 | 14200 | 2.8701 | 21500 | 2.0326
Gree | Gree | Lomo 23 Series | 7091967 | HRCU-A-CB-O | GWH09QC-A3DNA1D/O | GWH09QC-A3DN***/I | non-ducted | singlezone | non-ducted, wall placement | 9900 | 6100 | 3.2906 | 8680 | 2.0318
Gree | Gree | U-Crown Series | 7607469 | HRCU-A-CB-O | GWH18UC-D3DNA4C/O | GWH18UC-D3DN***/I | non-ducted | singlezone | non-ducted, wall placement | 19000 | 12717 | 2.5013 | 19190 | 2.8548
Gree | Gree | Lomo 23 Series | 7070719 | HRCU-A-CB-O | GWH24QE-D3DNA1D/O | GWH24QE-D3DN***/I | non-ducted | singlezone | non-ducted, wall placement | 23000 | 14600 | 2.6116 | 22861.5 | 2.0181
Gree | Gree | U-Crown Series | 7607465 | HRCU-A-CB-O | GWH09UC-D3DNA4C/O | GWH09UC-D3DN***/I | non-ducted | singlezone | non-ducted, wall placement | 9000 | 5500 | 2.8784 | 10488 | 1.9831
Gree | Gree | Extreme Series | 9114294 | HRCU-A-CB-O | GWH18YE-D3DNA1A/O | GWH18AAE-D3DN***/I | non-ducted | singlezone | non-ducted, wall placement | 18000 | 14000 | 2.8297 | 21500 | 2.0326
Gree | Gree | U-Crown Series | 7607467 | HRCU-A-CB-O | GWH12UC-D3DNA4C/O | GWH12UC-D3DN***/I | non-ducted | singlezone | non-ducted, wall placement | 13000 | 13000 | 3.1487 | 13000 | 2.7608
Gree | Gree | Lomo 23 Series | 7091971 | HRCU-A-CB-O | GWH12QC-D3DNA1D/O | GWH12QC-D3DN***/I | non-ducted | singlezone | non-ducted, wall placement | 13000 | 7100 | 2.5803 | 8800 | 2.0212
Gree | Gree | Extreme Series | 9123256 | HRCU-A-CB-O | GWH24YE-D3DNA1A/O | GWH24AAE-D3DN***/I | non-ducted | singlezone | non-ducted, wall placement | 24000 | 15737 | 2.9376 | 22553 | 2.0655
Gree | Gree | Free Match G-Series | 9084227 | HMSV-A-CB | GWHD(36)ND3GO | Non-Ducted Indoor Units | non-ducted | multizone | all non-ducted | 42500 | 26500 | 2.8764 | 21356 | 2.006
Gree | KINGHOME |  | 10333036 | HRCU-A-CB-O | KW09HQ2B8DO | KW09HQ2B8DI | Non-Ducted | singlezone | non-ducted, wall placement | 11000 | 6800 | 2.6716 | 12976.6 | 2.0878
Gree | KINGHOME |  | 10333037 | HRCU-A-CB-O | KW12HQ2B8DO | KW12HQ2B8DI | Non-Ducted | singlezone | non-ducted, wall placement | 13000 | 7100 | 2.8119 | 8000 | 2.7262
Gree | KINGHOME |  | 10333040 | HRCU-A-CB-O | KW18HQ2B8DO | KW18HQ2B8DI | Non-Ducted | singlezone | non-ducted, wall placement | 19800 | 12400 | 2.5063 | 21500 | 2.0326
Gree | KINGHOME |  | 10338140 | HRCU-A-CB-O | KW24HQ2B8DO | KW24HQ2B8DI | Non-Ducted | singlezone | non-ducted, wall placement | 23000 | 14600 | 2.7254 | 22553.32 | 2.0655
Gree | TOSOT | Lomo Plus | 10062019 | HRCU-A-CB-O | TW12HQ3D6DO | TW12HQ3D6DI | non-ducted | singlezone | non-ducted, wall placement | 12200 | 8100 | 3.2079 | 8000 | 2.7262
Gree | TOSOT | Lomo Plus | 10062020 | HRCU-A-CB-O | TW18HQ3D6DO | TW18HQ3D6DI | non-ducted | singlezone | non-ducted, wall placement | 18000 | 14000 | 2.8297 | 21500 | 2.0326
Gree | TOSOT |  | 202126395 | HRCU-A-CB-O | TW09HQ2A3DO | TW09HQ2A3DI | Non-Ducted | singlezone | non-ducted, wall placement | 11000 | 6800 | 2.6716 | 12976.6 | 2.0878
Gree | TOSOT |  | 9108745 | HRCU-A-CB-O | TW09HQ2C2DO | TW09HQ2C2DI | Non-Ducted | singlezone | non-ducted, wall placement | 11000 | 6800 | 2.6716 | 12976.6 | 2.0878
Gree | TOSOT | Multi Zone | 10064023 | HMSV-A-CB | TM36H4O | Non-Ducted Indoor Units | non-ducted | multizone | non-ducted, wall placement | 42500 | 26500 | 2.8764 | 21356 | 2.006
Gree | TOSOT | Lomo Plus | 10062021 | HRCU-A-CB-O | TW24HQ3D6DO | TW24HQ3D6DI | non-ducted | singlezone | non-ducted, wall placement | 24000 | 15737 | 2.9377 | 22553.32 | 2.0656
Gree | TOSOT |  | 202134394 | HRCU-A-CB-O | TW24HQ2A3DO | TW24HQ2A3DI | Non-Ducted | singlezone | non-ducted, wall placement | 23000 | 14600 | 2.7254 | 22553.32 | 2.0655
Gree | TOSOT |  | 202134393 | HRCU-A-CB-O | TW18HQ2A3DO | TW18HQ2A3DI | Non-Ducted | singlezone | non-ducted, wall placement | 19800 | 12400 | 2.5063 | 21500 | 2.0326
Gree | TOSOT |  | 202134392 | HRCU-A-CB-O | TW12HQ2A3DO | TW12HQ2A3DI | Non-Ducted | singlezone | non-ducted, wall placement | 13000 | 7100 | 2.8119 | 8000 | 2.7262
Gree | TOSOT |  | 9108748 | HRCU-A-CB-O | TW24HQ2C2DO | TW24HQ2C2DI | Non-Ducted | singlezone | non-ducted, wall placement | 23000 | 14600 | 2.7254 | 22553.32 | 2.0655
Gree | TOSOT |  | 9108747 | HRCU-A-CB-O | TW18HQ2C2DO | TW18HQ2C2DI | Non-Ducted | singlezone | non-ducted, wall placement | 19800 | 12400 | 2.5063 | 21500 | 2.0326
Gree | TOSOT |  | 9108746 | HRCU-A-CB-O | TW12HQ2C2DO | TW12HQ2C2DI | Non-Ducted | singlezone | non-ducted, wall placement | 13000 | 7100 | 2.8119 | 8000 | 2.7262
Haier | Haier | Arctic | 202449649 | HMSV-A-CB | 2U20EH2VHA | Non-Ducted Indoor Units | non-ducted | multizone | non-ducted | 20000 | 14000 | 2.7723 | 20000 | 2.0282
Haier | Haier | Arctic | 202449650 | HMSV-A-CB | 3U24EH2VHA | Non-Ducted Indoor Units | non-ducted | multizone | non-ducted | 24000 | 16000 | 2.8592 | 24000 | 2.0096
Haier | Haier | Arctic Series | 8862047 | HRCU-A-CB-O | 1U09EH2VHA | AW09EH2VHA | non-ducted | singlezone | non-ducted, wall placement | 12000 | 9000 | 3.217 | 12000 | 2.226
Haier | Haier | Advanced Series | 8028528 | HRCU-A-CB-O | 1U09ES2VHA | AW09ES2VHA | non-ducted | singlezone | non-ducted, wall placement | 10000 | 7400 | 3.44 | 10000 | 2.48
Haier | Haier | Advanced Series | 8021588 | HRCU-A-CB-O | 1U12ES2VHA | AW12ES2VHA | non-ducted | singlezone | non-ducted, wall placement | 16000 | 12220 | 3 | 10160 | 2.46
Haier | Haier | Advanced Series | 8028490 | HRCU-A-CB-O | 1U18ES2VHA | AW18ES2VHA | non-ducted | singlezone | non-ducted, wall placement | 22000 | 14000 | 2.74 | 14900 | 2.08
Haier | Haier | Advanced Series | 8028525 | HRCU-A-CB-O | 1U24ES2VHA | AW24ES2VHA | non-ducted | singlezone | non-ducted, wall placement | 27700 | 18500 | 2.85 | 20500 | 2.15
Haier | Haier | Novel Series | 6970203 | HRCU-A-CB-O | HSU09VHG(DB)-W | HSU09VHG(DB)-G | non-ducted | singlezone | non-ducted, wall placement | 9000 | 5600 | 3.1563 | 6000 | 2.3447
Hisense (Guangdong) Air Conditioning Co., Ltd | Hisense | AS-18UW3SBB**(**indicate panel) | 201912599 | HRCU-A-CB-O | AS-18UW3SBB | AS-18UW3SBB**(**indicate panel) | non-ducted | singlezone | non-ducted, wall placement | 19000 | 11600 | 2.7 | 13273 | 2.21
Hisense (Guangdong) Air Conditioning Co., Ltd | Hisense | AS-09UW3SXE**00（** indicate panel） | 201981253 | HRCU-A-CB-O | AS-09UW3SXE00 | AS-09UW3SXE**00（** indicate panel） | non-ducted | singlezone | non-ducted, wall placement | 10500 | 6500 | 2.6999 | 9250 | 2.2591
Hisense (Guangdong) Air Conditioning Co., Ltd | Hisense | AS-12UW3SXA**00（** indicate panel） | 201981254 | HRCU-A-CB-O | AS-12UW3SXA00 | AS-12UW3SXA**00（** indicate panel） | non-ducted | singlezone | non-ducted, wall placement | 13000 | 8000 | 3.1699 | 12030 | 2.4099
International Comfort Products | ARCOAIRE |  | 201835506 | HRCU-A-CB-O | DLCPRAH09AAK | DLFPHAH09XAK | non-ducted | singlezone | non-ducted, wall placement | 10000 | 7200 | 2.7805 | 13047 | 1.9751
International Comfort Products | ARCOAIRE |  | 201835513 | HRCU-A-CB-O | DLCSRAH09AAJ | DLFSHAH09XAJ | non-ducted | singlezone | non-ducted, wall placement | 9800 | 5600 | 2.65 | 6880 | 1.95
International Comfort Products | ARCOAIRE |  | 201835538 | HRCU-A-CB | DLCSRAH24AAK | DLFSDAH24XAK | ducted | singlezone | ducted, "compact ducted" | 24000 | 17400 | 2.97 | 30000 | 1.93
International Comfort Products | ARCOAIRE |  | 201835514 | HRCU-A-CB-O | DLCSRAH12AAJ | DLFSHAH12XAJ | non-ducted | singlezone | non-ducted, wall placement | 11800 | 7100 | 2.5638 | 7800 | 2.0099
International Comfort Products | ARCOAIRE | High Wall System | 8177085 | HRCU-A-CB-O | DLCAHB09K1A | DLFAHH09K1A | non-ducted | singlezone | non-ducted, wall placement | 9000 | 5500 | 2.893 | 10488 | 1.979
International Comfort Products | ARCOAIRE | High Wall System | 8177094 | HRCU-A-CB-O | DLCAHB12K1A | DLFAHH12K1A | non-ducted | singlezone | non-ducted, wall placement | 13000 | 13000 | 3.143 | 13000 | 2.76
International Comfort Products | ARCOAIRE | High Wall System | 8177103 | HRCU-A-CB-O | DLCAHB18K1A | DLFAHH18K1A | non-ducted | singlezone | non-ducted, wall placement | 19000 | 12717 | 2.501 | 19190 | 2.85
International Comfort Products | COMFORTMAKER |  | 201835554 | HRCU-A-CB-O | DLCPRAH09AAK | DLFPHAH09XAK | non-ducted | singlezone | non-ducted, wall placement | 10000 | 7200 | 2.7805 | 13047 | 1.9751
International Comfort Products | COMFORTMAKER |  | 201835561 | HRCU-A-CB-O | DLCSRAH09AAJ | DLFSHAH09XAJ | non-ducted | singlezone | non-ducted, wall placement | 9800 | 5600 | 2.6499 | 6880 | 1.9499
International Comfort Products | COMFORTMAKER |  | 201835587 | HRCU-A-CB | DLCSRAH24AAK | DLFSDAH24XAK | ducted | singlezone | ducted, "compact ducted" | 24000 | 17400 | 2.9699 | 30000 | 1.9299
International Comfort Products | COMFORTMAKER |  | 201835562 | HRCU-A-CB-O | DLCSRAH12AAJ | DLFSHAH12XAJ | non-ducted | singlezone | non-ducted, wall placement | 11800 | 7100 | 2.5999 | 7800 | 2.0099
International Comfort Products | COMFORTMAKER | High Wall System | 8177087 | HRCU-A-CB-O | DLCAHB09K1A | DLFAHH09K1A | non-ducted | singlezone | non-ducted, wall placement | 9000 | 5500 | 2.893 | 10488 | 1.979
International Comfort Products | COMFORTMAKER | High Wall System | 8177096 | HRCU-A-CB-O | DLCAHB12K1A | DLFAHH12K1A | non-ducted | singlezone | non-ducted, wall placement | 13000 | 13000 | 3.143 | 13000 | 2.76
International Comfort Products | COMFORTMAKER | High Wall System | 8177105 | HRCU-A-CB-O | DLCAHB18K1A | DLFAHH18K1A | non-ducted | singlezone | non-ducted, wall placement | 19000 | 12717 | 2.501 | 19190 | 2.85
International Comfort Products | DAY & NIGHT |  | 201835602 | HRCU-A-CB-O | DLCPRAH09AAK | DLFPHAH09XAK | non-ducted | singlezone | non-ducted, wall placement | 10000 | 7200 | 2.7805 | 13047 | 1.9751
International Comfort Products | DAY & NIGHT |  | 201835609 | HRCU-A-CB-O | DLCSRAH09AAJ | DLFSHAH09XAJ | non-ducted | singlezone | non-ducted, wall placement | 9800 | 5600 | 2.6499 | 6880 | 1.9499
International Comfort Products | DAY & NIGHT |  | 201835635 | HRCU-A-CB | DLCSRAH24AAK | DLFSDAH24XAK | ducted | singlezone | ducted, "compact ducted" | 24000 | 17400 | 2.9699 | 30000 | 1.9299
International Comfort Products | DAY & NIGHT |  | 201835610 | HRCU-A-CB-O | DLCSRAH12AAJ | DLFSHAH12XAJ | non-ducted | singlezone | non-ducted, wall placement | 11800 | 7100 | 2.5999 | 7800 | 2.0099
International Comfort Products | DAY & NIGHT | High Wall System | 8177084 | HRCU-A-CB-O | DLCAHB09K1A | DLFAHH09K1A | non-ducted | singlezone | non-ducted, wall placement | 9000 | 5500 | 2.893 | 10488 | 1.979
International Comfort Products | DAY & NIGHT | High Wall System | 8177093 | HRCU-A-CB-O | DLCAHB12K1A | DLFAHH12K1A | non-ducted | singlezone | non-ducted, wall placement | 13000 | 13000 | 3.143 | 13000 | 2.76
International Comfort Products | DAY & NIGHT | High Wall System | 8177102 | HRCU-A-CB-O | DLCAHB18K1A | DLFAHH18K1A | non-ducted | singlezone | non-ducted, wall placement | 19000 | 12717 | 2.501 | 19190 | 2.85
International Comfort Products | HEIL |  | 201835653 | HRCU-A-CB-O | DLCPRAH09AAK | DLFPHAH09XAK | non-ducted | singlezone | non-ducted, wall placement | 10000 | 7200 | 2.7805 | 13047 | 1.9751
International Comfort Products | HEIL |  | 201835667 | HRCU-A-CB-O | DLCSRAH09AAJ | DLFSHAH09XAJ | non-ducted | singlezone | non-ducted, wall placement | 9800 | 5600 | 2.6499 | 6880 | 1.9499
International Comfort Products | HEIL |  | 201835668 | HRCU-A-CB-O | DLCSRAH12AAJ | DLFSHAH12XAJ | non-ducted | singlezone | non-ducted, wall placement | 11800 | 7100 | 2.5999 | 7800 | 2.0099
International Comfort Products | HEIL |  | 201835718 | HRCU-A-CB | DLCSRAH24AAK | DLFSDAH24XAK | ducted | singlezone | ducted, "compact ducted" | 24000 | 17400 | 2.9699 | 30000 | 1.9299
International Comfort Products | HEIL | High Wall System | 8177081 | HRCU-A-CB-O | DLCAHB09K1A | DLFAHH09K1A | non-ducted | singlezone | non-ducted, wall placement | 9000 | 5500 | 2.893 | 10488 | 1.979
International Comfort Products | HEIL | High Wall System | 8177090 | HRCU-A-CB-O | DLCAHB12K1A | DLFAHH12K1A | non-ducted | singlezone | non-ducted, wall placement | 13000 | 13000 | 3.143 | 13000 | 2.76
International Comfort Products | HEIL | High Wall System | 8177099 | HRCU-A-CB-O | DLCAHB18K1A | DLFAHH18K1A | non-ducted | singlezone | non-ducted, wall placement | 19000 | 12717 | 2.501 | 19190 | 2.85
International Comfort Products | KEEPRITE | High Wall System | 8177082 | HRCU-A-CB-O | DLCAHB09K1A | DLFAHH09K1A | non-ducted | singlezone | non-ducted, wall placement | 9000 | 5500 | 2.893 | 10488 | 1.979
International Comfort Products | KEEPRITE | High Wall System | 8177091 | HRCU-A-CB-O | DLCAHB12K1A | DLFAHH12K1A | non-ducted | singlezone | non-ducted, wall placement | 13000 | 13000 | 3.143 | 13000 | 2.76
International Comfort Products | KEEPRITE | High Wall System | 8177100 | HRCU-A-CB-O | DLCAHB18K1A | DLFAHH18K1A | non-ducted | singlezone | non-ducted, wall placement | 19000 | 12717 | 2.501 | 19190 | 2.85
International Comfort Products | KEEPRITE |  | 201835652 | HRCU-A-CB-O | DLCPRAH09AAK | DLFPHAH09XAK | non-ducted | singlezone | non-ducted, wall placement | 10000 | 7200 | 2.7805 | 13047 | 1.9751
International Comfort Products | KEEPRITE |  | 201835666 | HRCU-A-CB-O | DLCSRAH09AAJ | DLFSHAH09XAJ | non-ducted | singlezone | non-ducted, wall placement | 9800 | 5600 | 2.6499 | 6880 | 1.9499
International Comfort Products | KEEPRITE |  | 201835719 | HRCU-A-CB | DLCSRAH24AAK | DLFSDAH24XAK | ducted | singlezone | ducted, "compact ducted" | 24000 | 17400 | 2.9699 | 30000 | 1.9299
International Comfort Products | KEEPRITE |  | 201835669 | HRCU-A-CB-O | DLCSRAH12AAJ | DLFSHAH12XAJ | non-ducted | singlezone | non-ducted, wall placement | 11800 | 7100 | 2.5999 | 7800 | 2.0099
International Comfort Products | KENMORE | High Wall System | 8177086 | HRCU-A-CB-O | DLCAHB09K1A | DLFAHH09K1A | non-ducted | singlezone | non-ducted, wall placement | 9000 | 5500 | 2.893 | 10488 | 1.979
International Comfort Products | KENMORE | High Wall System | 8177095 | HRCU-A-CB-O | DLCAHB12K1A | DLFAHH12K1A | non-ducted | singlezone | non-ducted, wall placement | 13000 | 13000 | 3.143 | 13000 | 2.76
International Comfort Products | KENMORE | High Wall System | 8177104 | HRCU-A-CB-O | DLCAHB18K1A | DLFAHH18K1A | non-ducted | singlezone | non-ducted, wall placement | 19000 | 12717 | 2.501 | 19190 | 2.85
International Comfort Products | KENMORE |  | 201835749 | HRCU-A-CB-O | DLCPRAH09AAK | DLFPHAH09XAK | non-ducted | singlezone | non-ducted, wall placement | 10000 | 7200 | 2.7805 | 13047 | 1.9751
International Comfort Products | KENMORE |  | 201835762 | HRCU-A-CB-O | DLCSRAH09AAJ | DLFSHAH09XAJ | non-ducted | singlezone | non-ducted, wall placement | 9800 | 5600 | 2.6499 | 6880 | 1.9499
International Comfort Products | KENMORE |  | 201835764 | HRCU-A-CB-O | DLCSRAH12AAJ | DLFSHAH12XAJ | non-ducted | singlezone | non-ducted, wall placement | 11800 | 7100 | 2.5999 | 7800 | 2.0099
International Comfort Products | KENMORE |  | 201835815 | HRCU-A-CB | DLCSRAH24AAK | DLFSDAH24XAK | ducted | singlezone | ducted, "compact ducted" | 24000 | 17400 | 2.9699 | 30000 | 1.9299
International Comfort Products | TEMPSTAR | High Wall System | 8177083 | HRCU-A-CB-O | DLCAHB09K1A | DLFAHH09K1A | non-ducted | singlezone | non-ducted, wall placement | 9000 | 5500 | 2.893 | 10488 | 1.979
International Comfort Products | TEMPSTAR | High Wall System | 8177092 | HRCU-A-CB-O | DLCAHB12K1A | DLFAHH12K1A | non-ducted | singlezone | non-ducted, wall placement | 13000 | 13000 | 3.143 | 13000 | 2.76
International Comfort Products | TEMPSTAR | High Wall System | 8177101 | HRCU-A-CB-O | DLCAHB18K1A | DLFAHH18K1A | non-ducted | singlezone | non-ducted, wall placement | 19000 | 12717 | 2.501 | 19190 | 2.85
International Comfort Products | TEMPSTAR |  | 201835748 | HRCU-A-CB-O | DLCPRAH09AAK | DLFPHAH09XAK | non-ducted | singlezone | non-ducted, wall placement | 10000 | 7200 | 2.7805 | 13047 | 1.9751
International Comfort Products | TEMPSTAR |  | 201835763 | HRCU-A-CB-O | DLCSRAH09AAJ | DLFSHAH09XAJ | non-ducted | singlezone | non-ducted, wall placement | 9800 | 5600 | 2.6499 | 6880 | 1.9499
International Comfort Products | TEMPSTAR |  | 201835765 | HRCU-A-CB-O | DLCSRAH12AAJ | DLFSHAH12XAJ | non-ducted | singlezone | non-ducted, wall placement | 11800 | 7100 | 2.5999 | 7800 | 2.0099
International Comfort Products | TEMPSTAR |  | 201835814 | HRCU-A-CB | DLCSRAH24AAK | DLFSDAH24XAK | ducted | singlezone | ducted, "compact ducted" | 24000 | 17400 | 2.9699 | 30000 | 1.9299
Johnson Controls Inc. | Champion |  | 10309109 | HRCU-A-CB | HL20B4821 | CM50DE3A1+MVC20DN21 | ducted | singlezone | ducted, centrally ducted | 58000 | 42500 | 2.5599 | 34000 | 2.5099
Johnson Controls Inc. | Coleman |  | 10309106 | HRCU-A-CB | HC20B4821 | CM50DE3A1+MVC20DN21 | ducted | singlezone | ducted, centrally ducted | 58000 | 42500 | 2.5599 | 34000 | 2.5099
Johnson Controls Inc. | Fraser-Johnston |  | 10309108 | HRCU-A-CB | HL20B4821 | CM50DE3A1+MVC20DN21 | ducted | singlezone | ducted, centrally ducted | 58000 | 42500 | 2.5599 | 34000 | 2.5099
Johnson Controls Inc. | Luxaire |  | 10309107 | HRCU-A-CB | HL20B4821 | CM50DE3A1+MVC20DN21 | ducted | singlezone | ducted, centrally ducted | 58000 | 42500 | 2.5599 | 34000 | 2.5099
Johnson Controls Inc. | York |  | 10309025 | HRCU-A-CB | YZV48B21 | MVC20DN21 | ducted | singlezone | ducted, centrally ducted | 58000 | 42500 | 2.5599 | 34000 | 2.5099
KARDA | KARDA |  | 202608467 | HMSV-A-CB | 2PAMSH27-MZO3 | non-ducted indoor units | Non-Ducted | multizone | non-ducted | 28000 | 17200 | 2.8193 | 16820 | 1.9515
Lennox Industries | Lennox |  | 201842143 | HRCU-A-CB | XP20-024-230A** | CBA38MV-030-230 | ducted | singlezone | ducted, centrally ducted | 21600 | 14000 | 2.5327 | 12400 | 2.2025
Lennox Industries | Lennox |  | 201953307 | HRCU-A-CB | XP20-036-230A** | CBA38MV-042-230 | ducted | singlezone | ducted, centrally ducted | 33000 | 21400 | 2.5087 | 18600 | 2.1631
LG ELECTRONICS | LG | LG | 10567390 | HRCU-A-CB-O | LSU180HSV5 | LAN180HSV5 | non-ducted | singlezone | non-ducted, wall placement | 21600 | 13250 | 2.77 | 19300 | 2.28
LG ELECTRONICS | LG | LG | 10570122 | HRCU-A-CB-O | LSU120HSV5 | LAN120HSV5 | non-ducted | singlezone | non-ducted, wall placement | 13600 | 8350 | 2.8455 | 11930 | 2.3785
LG ELECTRONICS | LG | LG | 10567391 | HRCU-A-CB-O | LSU180HSV5 | LSN180HSV5 | non-ducted | singlezone | non-ducted, wall placement | 21600 | 13250 | 2.7737 | 19300 | 2.2808
LG ELECTRONICS | LG | LG | 10567393 | HRCU-A-CB-O | LSU090HSV5 | LAN090HSV5 | non-ducted | singlezone | non-ducted, wall placement | 10900 | 6690 | 3.4397 | 9570 | 2.8047
LG ELECTRONICS | LG | LG | 10567394 | HRCU-A-CB-O | LSU090HSV5 | LSN090HSV5 | non-ducted | singlezone | non-ducted, wall placement | 10900 | 6690 | 3.4397 | 9570 | 2.8047
LG ELECTRONICS | LG | LG | 10570123 | HRCU-A-CB-O | LSU120HSV5 | LSN120HSV5 | non-ducted | singlezone | non-ducted, wall placement | 13600 | 8350 | 2.8455 | 11930 | 2.3785
LG ELECTRONICS | LG |  | 10445111 | HMSV-A-CB | LMU360HHV | MIXED DUCTED AND DUCTLESS | ducted | multizone | mix of non-ducted and ducted | 40500 | 27500 | 2.6776 | 40500 | 2.0571
LG ELECTRONICS | LG |  | 10444103 | HMSV-A-CB | LMU420HHV | MIXED DUCTED AND DUCTLESS | ducted | multizone | mix of non-ducted and ducted | 45000 | 29000 | 2.7505 | 45000 | 2.1067
LG ELECTRONICS | LG |  | 5859619 | HRCU-A-CB-O | LUU187HV | LCN187HV | non-ducted | singlezone | non-ducted, wall placement | 20000 | 12500 | 2.9 | 11271 | 2.2
LG ELECTRONICS | LG | Prestige (Canada) | 6233140 | HRCU-A-CB-O | LAU120HYV | LAN120HYV | non-ducted | singlezone | non-ducted, wall placement | 13600 | 8350 | 3.5466 | 13720 | 2.7353
LG ELECTRONICS | LG |  | 6236101 | HRCU-A-CB-O | LSU240HSV3 | LSN240HSV3 | non-ducted | singlezone | non-ducted, wall placement | 27600 | 16940 | 2.6 | 24220 | 2.1
LG ELECTRONICS | LG |  | 7012586 | HRCU-A-CB-O | LSU240HLV | LSN240HLV | non-ducted | singlezone | non-ducted, wall placement | 27000 | 16570 | 2.5 | 23690 | 2.1
LG ELECTRONICS | LG |  | 7180062 | HMSV-A-CB | LMU24CHV | Non-Ducted Indoor Units | non-ducted | multizone | all non-ducted | 24000 | 14500 | 2.7 | 14595 | 2.6
LG ELECTRONICS | LG |  | 7180063 | HMSV-A-CB | LMU36CHV | Non-Ducted Indoor Units | non-ducted | multizone | all non-ducted | 36000 | 20000 | 2.6 | 22057 | 2.5
LG ELECTRONICS | LG |  | 7184507 | HMSV-A-CB | LMU24CHV | Mixed | ducted | multizone | mix of non-ducted and ducted | 23250 | 14250 | 2.6 | 14109 | 2.4
LG ELECTRONICS | LG |  | 7484109 | HRCU-A-CB-O | LSU090HSV4 | LAN090HSV4 | non-ducted | singlezone | non-ducted, wall placement | 10800 | 6630 | 3.6635 | 9570 | 2.8
LG ELECTRONICS | LG |  | 7484110 | HRCU-A-CB-O | LSU090HSV4 | LSN090HSV4 | non-ducted | singlezone | non-ducted, wall placement | 10800 | 6630 | 3.6635 | 9570 | 2.8
LG ELECTRONICS | LG |  | 7484111 | HRCU-A-CB-O | LSU120HSV4 | LAN120HSV4 | non-ducted | singlezone | non-ducted, wall placement | 13300 | 8160 | 3.1402 | 11670 | 2.4
LG ELECTRONICS | LG |  | 7484112 | HRCU-A-CB-O | LSU120HSV4 | LSN120HSV4 | non-ducted | singlezone | non-ducted, wall placement | 13300 | 8160 | 3.1402 | 11670 | 2.4
LG ELECTRONICS | LG |  | 7849625 | HRCU-A-CB-O | LAU120HYV1 | LAN120HYV1 | non-ducted | singlezone | non-ducted, wall placement | 12000 | 7360 | 2.8303 | 13720 | 2.7
LG ELECTRONICS | LG |  | 7947563 | HRCU-A-CB-O | LAU090HYV1 | LAN090HYV1 | non-ducted | singlezone | non-ducted, wall placement | 11000 | 6750 | 2.9162 | 11220 | 2.9
LG ELECTRONICS | LG |  | 8111355 | HMSV-A-CB | LMU30CHV | Non-Ducted Indoor Units | non-ducted | multizone | all non-ducted | 32000 | 19600 | 2.7 | 20622 | 2.5
LG ELECTRONICS | LG |  | 8111358 | HMSV-A-CB | LMU480HV | Non-Ducted Indoor Units | non-ducted | multizone | all non-ducted | 54000 | 34080 | 3.3 | 38900 | 2.5
LG ELECTRONICS | LG | Prestige (Canada) | 8584525 | HRCU-A-CB-O | LAU180HYV1 | LAN180HYV1 | non-ducted | singlezone | non-ducted, wall placement | 22000 | 13000 | 2.781 | 19300 | 2.3666
LG ELECTRONICS | LG | Prestige (Canada) | 8584526 | HRCU-A-CB-O | LAU240HYV1 | LAN240HYV1 | non-ducted | singlezone | non-ducted, wall placement | 27000 | 17200 | 2.8005 | 23690 | 2.2396
LG ELECTRONICS | LG |  | 10399150 | HRCU-A-CB | LUU368HV | LVN360HV4 | ducted | singlezone | ducted, centrally ducted | 40000 | 25600 | 2.7282 | 30000 | 1.9982
LG ELECTRONICS | LG |  | 10443471 | HMSV-A-CB | LMU420HHV | Non-Ducted Indoor Units | non-ducted | multizone | all non-ducted | 45000 | 29000 | 3.0487 | 45000 | 2.1479
LG ELECTRONICS | LG |  | 10443472 | HMSV-A-CB | LMU360HHV | Non-Ducted Indoor Units | non-ducted | multizone | all non-ducted | 41000 | 28000 | 3.0487 | 41000 | 2.1118
LG ELECTRONICS | LG |  | 10443474 | HMSV-A-CB | LMU420HHV | DUCTED INDOOR UNITS | ducted | multizone | all ducted | 45000 | 29000 | 2.7199 | 45000 | 2.0671
Mitsubishi Electric Cooling & Heating | Mitsubishi | M-Series H2i | 201754426 | HRCU-A-CB-O | MUZ-FH06NA | MSZ-FH06NA | non-ducted | singlezone | non-ducted, wall placement | 8700 | 5900 | 3.46 | 8700 | 2.8
Mitsubishi Electric Cooling & Heating | Mitsubishi | Mitsubishi Electric | 201754427 | HRCU-A-CB-O | MUZ-FH06NAH | MSZ-FH06NAH | non-ducted | singlezone | non-ducted, wall placement | 8700 | 5900 | 2.75 | 8700 | 2.45
Mitsubishi Electric Cooling & Heating | Mitsubishi | M-Series H2i | 201754296 | HRCU-A-CB-O | MUZ-FH09NA | MSZ-FH09NA | non-ducted | singlezone | non-ducted, wall placement | 10900 | 6700 | 3.27 | 10900 | 2.32
Mitsubishi Electric Cooling & Heating | Mitsubishi | Mitsubishi Electric | 201754297 | HRCU-A-CB-O | MUZ-FH09NAH | MSZ-FH09NAH | non-ducted | singlezone | non-ducted, wall placement | 10900 | 6700 | 2.73 | 10900 | 2.73
Mitsubishi Electric Cooling & Heating | Mitsubishi | M-Series | 201754416 | HRCU-A-CB-O | MUFZ-KJ09NAHZ | MFZ-KJ09NA | non-ducted | singlezone | non-ducted, wall placement | 11000 | 7500 | 2.75 | 11000 | 2.01
Mitsubishi Electric Cooling & Heating | Mitsubishi | M-Series H2i | 201754298 | HRCU-A-CB-O | MUZ-FH12NA | MSZ-FH12NA | non-ducted | singlezone | non-ducted, wall placement | 13600 | 8000 | 3.26 | 13600 | 2.21
Mitsubishi Electric Cooling & Heating | Mitsubishi | Mitsubishi Electric | 201754299 | HRCU-A-CB-O | MUZ-FH12NAH | MSZ-FH12NAH | non-ducted | singlezone | non-ducted, wall placement | 13600 | 8100 | 2.83 | 13600 | 2.07
Mitsubishi Electric Cooling & Heating | Mitsubishi | M-Series | 4908219 | HRCU-A-CB-O | MUZ-FE09NA | MSZ-FE09NA | non-ducted | singlezone | non-ducted, wall placement | 10900 | 6700 | 3.02 | 10900 | 2.19
Mitsubishi Electric Cooling & Heating | Mitsubishi | Mitsubishi Electric | 201754425 | HRCU-A-CB-O | MUZ-FE09NAH | MSZ-FE09NA | non-ducted | singlezone | non-ducted, wall placement | 10900 | 6700 | 2.9307 | 11200 | 2.7709
Mitsubishi Electric Cooling & Heating | Mitsubishi | M-Series; KJ-Series | 201754291 | HRCU-A-CB-O | MUFZ-KJ12NAHZ | MFZ-KJ12NA | non-ducted | singlezone | non-ducted, wall placement | 13000 | 8800 | 2.77 | 13000 | 2.1
Mitsubishi Electric Cooling & Heating | Mitsubishi | Mitsubishi Electric | 201754648 | HRCU-A-CB-O | MUZ-GL09NA-U1 | MSZ-GL09NA-U1 | non-ducted | singlezone | non-ducted, wall placement | 10900 | 6700 | 3.1168 | 8000 | 2.7583
Mitsubishi Electric Cooling & Heating | Mitsubishi | Mitsubishi Electric | 201754318 | HRCU-A-CB-O | PUZ-A24NHA7 | PLA-A24EA7 | non-ducted | singlezone | non-ducted, wall placement | 26000 | 14900 | 2.7292 | 13000 | 2.7214
Mitsubishi Electric Cooling & Heating | Mitsubishi | Mitsubishi Electric | 201754311 | HRCU-A-CB-O | MUZ-GL12NA-U1 | MSZ-GL12NA-U1 | non-ducted | singlezone | non-ducted, wall placement | 14400 | 9200 | 3.0991 | 10200 | 2.9307
Mitsubishi Electric Cooling & Heating | Mitsubishi | M-Series | 4934170 | HRCU-A-CB-O | MUZ-FE12NA | MSZ-FE12NA | non-ducted | singlezone | non-ducted, wall placement | 13600 | 8300 | 3.04 | 13600 | 2.46
Mitsubishi Electric Cooling & Heating | Mitsubishi | Mitsubishi Electric | 201754295 | HRCU-A-CB-O | MUZ-FE12NAH | MSZ-FE12NA | non-ducted | singlezone | non-ducted, wall placement | 13600 | 8400 | 2.9307 | 12500 | 2.304
Mitsubishi Electric Cooling & Heating | Mitsubishi | Mitsubishi Electric | 201754319 | HRCU-A-CB-O | PUZ-A36NKA7 | PLA-A36EA7 | non-ducted | singlezone | non-ducted, wall placement | 38000 | 22000 | 2.5894 | 21600 | 2.4347
Mitsubishi Electric Cooling & Heating | Mitsubishi | M-Series | 201754293 | HRCU-A-CB-O | MUFZ-KJ18NAHZ | MFZ-KJ18NA | non-ducted | singlezone | non-ducted, wall placement | 21000 | 12800 | 2.62 | 21000 | 2.05
Mitsubishi Electric Cooling & Heating | Mitsubishi | M-Series | 201754302 | HRCU-A-CB-O | MUZ-FH18NA2 | MSZ-FH18NA2 | non-ducted | singlezone | non-ducted, wall placement | 20300 | 13700 | 3.04 | 20300 | 2.01
Mitsubishi Electric Cooling & Heating | Mitsubishi | Mitsubishi Electric | 201754445 | HMSV-A-CB | PUMY-P36NKMU1 | Non-Ducted Indoor Units | non-ducted | multizone | all non-ducted | 42000 | 26400 | 2.9873 | 29000 | 2.3002
Mitsubishi Electric Cooling & Heating | Mitsubishi | Mitsubishi Electric | 201754303 | HRCU-A-CB-O | MUZ-FH18NAH2 | MSZ-FH18NA | non-ducted | singlezone | non-ducted, wall placement | 20300 | 12480 | 2.926 | 20900 | 2.0554
Mitsubishi Electric Cooling & Heating | Mitsubishi | Mitsubishi Electric | 201754315 | HRCU-A-CB-O | MUZ-GL18NA-U1 | MSZ-GL18NA-U1 | non-ducted | singlezone | non-ducted, wall placement | 21600 | 13800 | 2.7327 | 15100 | 2.3539
Mitsubishi Electric Cooling & Heating | Mitsubishi | Mitsubishi Electric | 201754316 | HRCU-A-CB-O | MUZ-GL24NA-U1 | MSZ-GL24NA-U1 | non-ducted | singlezone | non-ducted, wall placement | 27600 | 16000 | 2.6492 | 20200 | 1.9799
Mitsubishi Electric Cooling & Heating | Mitsubishi | Mitsubishi Electric | 201754447 | HMSV-A-CB | PUMY-P48NKMU1 | Non-Ducted Indoor Units | non-ducted | multizone | all non-ducted | 54000 | 31400 | 2.9214 | 36400 | 2.2
Mitsubishi Electric Cooling & Heating | Mitsubishi | Mitsubishi Electric | 201754642 | HMSV-A-CB | MXZ-2C20NA2 | Non-Ducted Indoor Units | non-ducted | multizone | all non-ducted | 22000 | 12500 | 2.818 | 11100 | 2.0332
Mitsubishi Electric Cooling & Heating | Mitsubishi | M-Series H2i | 201754911 | HMSV-A-CB | MXZ-4C36NAHZ | Non-Ducted Indoor Units | non-ducted | multizone | all non-ducted | 45000 | 34000 | 2.85 | 45000 | 2.41
Mitsubishi Electric Cooling & Heating | Mitsubishi | M-Series H2i | 201754904 | HMSV-A-CB | MXZ-3C24NAHZ2 | Non-Ducted Indoor Units | non-ducted | multizone | all non-ducted | 25000 | 14000 | 2.53 | 25000 | 1.92
Mitsubishi Electric Cooling & Heating | Mitsubishi | M-Series H2i | 201754926 | HMSV-A-CB | MXZ-5C42NAHZ | Non-Ducted Indoor Units | non-ducted | multizone | all non-ducted | 48000 | 35800 | 2.87 | 48000 | 2.51
Mitsubishi Electric Cooling & Heating | Mitsubishi | Mitsubishi Electric | 201754640 | HMSV-A-CB | PUMY-P60NKMU1 | Non-Ducted Indoor Units | non-ducted | multizone | all non-ducted | 66000 | 41500 | 2.5988 | 57000 | 1.9999
Mitsubishi Electric Cooling & Heating | Mitsubishi | Mitsubishi Electric | 201755026 | HMSV-A-CB | PUMY-P36NKMU1 | Mixed | ducted | multizone | mix of non-ducted and ducted | 42000 | 26500 | 2.7797 | 29000 | 2.2378
Mitsubishi Electric Cooling & Heating | Mitsubishi | Mitsubishi Electric | 201754325 | HRCU-A-CB | SUZ-KA18NA | SEZ-KD18NA | ducted | singlezone | ducted, "compact ducted" | 21600 | 13100 | 2.8439 | 9900 | 2.198
Mitsubishi Electric Cooling & Heating | Mitsubishi | M-Series H2i | 201755020 | HMSV-A-CB | MXZ-4C36NAHZ | Mixed | ducted | multizone | mix of non-ducted and ducted | 45000 | 35000 | 2.54 | 45000 | 2.16
Mitsubishi Electric Cooling & Heating | Mitsubishi | Mitsubishi Electric | 201754324 | HRCU-A-CB | SUZ-KA12NA | SEZ-KD12NA | ducted | singlezone | ducted, "compact ducted" | 13600 | 9000 | 2.867 | 7400 | 2.4097
Mitsubishi Electric Cooling & Heating | Mitsubishi | Mitsubishi Electric | 201754444 | HMSV-A-CB | PUMY-P36NKMU1 | Ducted indoor units | ducted | multizone | all ducted | 42000 | 26600 | 2.6003 | 30000 | 2.2544
Nortek Global | Maytag | M1200 | 10296733 | HRCU-A-CB | PSH1BG4CVRX36K | B6VMAX36K-B | ducted | singlezone | ducted, centrally ducted | 34400 | 21800 | 2.6621 | 20100 | 2.2657
Nortek Global | Maytag | M1200 | 5597453 | HRCU-A-CB | PSH4BG024K | B6VMAX024K-B | ducted | singlezone | ducted, centrally ducted | 22400 | 14200 | 2.7744 | 12600 | 2.0515
Nortek Global | Maytag | M1200 | 5597457 | HRCU-A-CB | PSH4BG036K | B6VMAX036K-B | ducted | singlezone | ducted, centrally ducted | 34400 | 21800 | 2.6621 | 20100 | 2.2657
Nortek Global | Maytag | M1200 | 10296728 | HRCU-A-CB | PSH1BG4CVRX24K | B6VMAX24K-B | ducted | singlezone | ducted, centrally ducted | 22400 | 14200 | 2.7744 | 12600 | 2.0515
Panasonic | Panasonic | Exterios XE | 201900302 | HRCU-A-CB-O | CU-XE15SKUA-1 | CS-XE15SKUA-1 | non-ducted | singlezone | non-ducted, wall placement | 17200 | 18200 | 5.2293 | 17200 | 1.9768
Panasonic | Panasonic | Wall Mounted | 9571162 | HRCU-A-CB-O | CU-XE15SKUA | CS-XE15SKUA | non-ducted | singlezone | non-ducted, wall placement | 18000 | 11000 | 3.16 | 15700 | 1.98
Panasonic | Panasonic | Low-Profile Ducted | 9125308 | HRCU-A-CB-O | CU-E9SD3UA | CS-E9SD3UAW | non-ducted | singlezone | non-ducted, wall placement | 9000 | 7900 | 2.5458 | 7800 | 2.0607
Panasonic | Panasonic | Exterios E:Deluxe | 7958200 | HRCU-A-CB-O | CS-E18RKUA | CU-E18RKUAW | non-ducted | singlezone | non-ducted, wall placement | 21600 | 11600 | 2.6167 | 10100 | 2.2438
Payne | Payne |  | 201753410 | HRCU-A-CB-O | 38MPRAQ09AA3 | DHMPHAQ09XA3 | non-ducted | singlezone | non-ducted, wall placement | 10000 | 7200 | 2.7805 | 13047 | 1.9751
RHEEM SALES COMPANY, INC. | RHEEM |  | 202141067 | HRCU-A-CB | RP2036BJV | RCF6021SEA+R802VA100521M | ducted | singlezone | ducted, centrally ducted | 33200 | 39000 | 2.5054 | 31743 | 2.2547
RHEEM SALES COMPANY, INC. | RHEEM |  | 202141071 | HRCU-A-CB | RP2036BJV | RCF6021SEA+R96VA1002521M | ducted | singlezone | ducted, centrally ducted | 33200 | 39000 | 2.5054 | 31743 | 2.2547
RHEEM SALES COMPANY, INC. | RHEEM |  | 202141076 | HRCU-A-CB | RP2036BJV | RCF6021SEA+R97VB100M521U | ducted | singlezone | ducted, centrally ducted | 33200 | 39000 | 2.5054 | 31743 | 2.2547
RHEEM SALES COMPANY, INC. | RHEEM |  | 202141080 | HRCU-A-CB | RP2036BJV | RCF6021SEA+R98VB100M521U | ducted | singlezone | ducted, centrally ducted | 33200 | 39000 | 2.5054 | 31743 | 2.2547
RHEEM SALES COMPANY, INC. | RHEEM |  | 202140938 | HRCU-A-CB | RP2036BJV | RHMV6021SEAC | ducted | singlezone | ducted, centrally ducted | 33200 | 39000 | 2.5054 | 31743 | 2.2547
RHEEM SALES COMPANY, INC. | RHEEM |  | 202141064 | HRCU-A-CB | RP2036BJV | RCF6021SEA+R802VA050317M | ducted | singlezone | ducted, centrally ducted | 33200 | 39000 | 2.5054 | 31743 | 2.2547
RHEEM SALES COMPANY, INC. | RHEEM |  | 202141065 | HRCU-A-CB | RP2036BJV | RCF6021SEA+R802VA075317M | ducted | singlezone | ducted, centrally ducted | 33200 | 39000 | 2.5054 | 31743 | 2.2547
RHEEM SALES COMPANY, INC. | RHEEM |  | 202141066 | HRCU-A-CB | RP2036BJV | RCF6021SEA+R802VA075421Z | ducted | singlezone | ducted, centrally ducted | 33200 | 39000 | 2.5054 | 31743 | 2.2547
RHEEM SALES COMPANY, INC. | RHEEM |  | 202141068 | HRCU-A-CB | RP2036BJV | RCF6021SEA+R802VA100521Z | ducted | singlezone | ducted, centrally ducted | 33200 | 39000 | 2.5054 | 31743 | 2.2547
RHEEM SALES COMPANY, INC. | RHEEM |  | 202141069 | HRCU-A-CB | RP2036BJV | RCF6021SEA+R802VA125524M | ducted | singlezone | ducted, centrally ducted | 33200 | 39000 | 2.5054 | 31743 | 2.2547
RHEEM SALES COMPANY, INC. | RHEEM |  | 202141070 | HRCU-A-CB | RP2036BJV | RCF6021SEA+R96VA0852521M | ducted | singlezone | ducted, centrally ducted | 33200 | 39000 | 2.5054 | 31743 | 2.2547
RHEEM SALES COMPANY, INC. | RHEEM |  | 202141072 | HRCU-A-CB | RP2036BJV | RCF6021SEA+R96VA1152524M | ducted | singlezone | ducted, centrally ducted | 33200 | 39000 | 2.5054 | 31743 | 2.2547
RHEEM SALES COMPANY, INC. | RHEEM |  | 202141073 | HRCU-A-CB | RP2036BJV | RCF6021SEA+R97VB085M521K | ducted | singlezone | ducted, centrally ducted | 33200 | 39000 | 2.5054 | 31743 | 2.2547
RHEEM SALES COMPANY, INC. | RHEEM |  | 202141074 | HRCU-A-CB | RP2036BJV | RCF6021SEA+R97VB085M521U | ducted | singlezone | ducted, centrally ducted | 33200 | 39000 | 2.5054 | 31743 | 2.2547
RHEEM SALES COMPANY, INC. | RHEEM |  | 202141075 | HRCU-A-CB | RP2036BJV | RCF6021SEA+R97VB100M521K | ducted | singlezone | ducted, centrally ducted | 33200 | 39000 | 2.5054 | 31743 | 2.2547
RHEEM SALES COMPANY, INC. | RHEEM |  | 202141077 | HRCU-A-CB | RP2036BJV | RCF6021SEA+R97VB115M524K | ducted | singlezone | ducted, centrally ducted | 33200 | 39000 | 2.5054 | 31743 | 2.2547
RHEEM SALES COMPANY, INC. | RHEEM |  | 202141078 | HRCU-A-CB | RP2036BJV | RCF6021SEA+R97VB115M524U | ducted | singlezone | ducted, centrally ducted | 33200 | 39000 | 2.5054 | 31743 | 2.2547
RHEEM SALES COMPANY, INC. | RHEEM |  | 202141079 | HRCU-A-CB | RP2036BJV | RCF6021SEA+R98VB085M521U | ducted | singlezone | ducted, centrally ducted | 33200 | 39000 | 2.5054 | 31743 | 2.2547
RHEEM SALES COMPANY, INC. | RHEEM |  | 202141081 | HRCU-A-CB | RP2036BJV | RCF6021SEA+R98VB115M524U | ducted | singlezone | ducted, centrally ducted | 33200 | 39000 | 2.5054 | 31743 | 2.2547
RHEEM SALES COMPANY, INC. | RUUD |  | 202141119 | HRCU-A-CB | UP2036BJV | RCF6021SEA+U802VA100521M | ducted | singlezone | ducted, centrally ducted | 33200 | 39000 | 2.5054 | 31743 | 2.2547
RHEEM SALES COMPANY, INC. | RUUD |  | 202141123 | HRCU-A-CB | UP2036BJV | RCF6021SEA+U96VA1002521M | ducted | singlezone | ducted, centrally ducted | 33200 | 39000 | 2.5054 | 31743 | 2.2547
RHEEM SALES COMPANY, INC. | RUUD |  | 202141128 | HRCU-A-CB | UP2036BJV | RCF6021SEA+U97VB100M521U | ducted | singlezone | ducted, centrally ducted | 33200 | 39000 | 2.5054 | 31743 | 2.2547
RHEEM SALES COMPANY, INC. | RUUD |  | 202141132 | HRCU-A-CB | UP2036BJV | RCF6021SEA+U98VB100M521U | ducted | singlezone | ducted, centrally ducted | 33200 | 39000 | 2.5054 | 31743 | 2.2547
RHEEM SALES COMPANY, INC. | RUUD |  | 202141049 | HRCU-A-CB | UP2036BJV | RHMV6021SEAC | ducted | singlezone | ducted, centrally ducted | 33200 | 39000 | 2.5054 | 31743 | 2.2547
RHEEM SALES COMPANY, INC. | RUUD |  | 202141116 | HRCU-A-CB | UP2036BJV | RCF6021SEA+U802VA050317M | ducted | singlezone | ducted, centrally ducted | 33200 | 39000 | 2.5054 | 31743 | 2.2547
RHEEM SALES COMPANY, INC. | RUUD |  | 202141117 | HRCU-A-CB | UP2036BJV | RCF6021SEA+U802VA075317M | ducted | singlezone | ducted, centrally ducted | 33200 | 39000 | 2.5054 | 31743 | 2.2547
RHEEM SALES COMPANY, INC. | RUUD |  | 202141118 | HRCU-A-CB | UP2036BJV | RCF6021SEA+U802VA075421Z | ducted | singlezone | ducted, centrally ducted | 33200 | 39000 | 2.5054 | 31743 | 2.2547
RHEEM SALES COMPANY, INC. | RUUD |  | 202141120 | HRCU-A-CB | UP2036BJV | RCF6021SEA+U802VA100521Z | ducted | singlezone | ducted, centrally ducted | 33200 | 39000 | 2.5054 | 31743 | 2.2547
RHEEM SALES COMPANY, INC. | RUUD |  | 202141121 | HRCU-A-CB | UP2036BJV | RCF6021SEA+U802VA125524M | ducted | singlezone | ducted, centrally ducted | 33200 | 39000 | 2.5054 | 31743 | 2.2547
RHEEM SALES COMPANY, INC. | RUUD |  | 202141122 | HRCU-A-CB | UP2036BJV | RCF6021SEA+U96VA0852521M | ducted | singlezone | ducted, centrally ducted | 33200 | 39000 | 2.5054 | 31743 | 2.2547
RHEEM SALES COMPANY, INC. | RUUD |  | 202141124 | HRCU-A-CB | UP2036BJV | RCF6021SEA+U96VA1152524M | ducted | singlezone | ducted, centrally ducted | 33200 | 39000 | 2.5054 | 31743 | 2.2547
RHEEM SALES COMPANY, INC. | RUUD |  | 202141125 | HRCU-A-CB | UP2036BJV | RCF6021SEA+U97VB085M521K | ducted | singlezone | ducted, centrally ducted | 33200 | 39000 | 2.5054 | 31743 | 2.2547
RHEEM SALES COMPANY, INC. | RUUD |  | 202141126 | HRCU-A-CB | UP2036BJV | RCF6021SEA+U97VB085M521U | ducted | singlezone | ducted, centrally ducted | 33200 | 39000 | 2.5054 | 31743 | 2.2547
RHEEM SALES COMPANY, INC. | RUUD |  | 202141127 | HRCU-A-CB | UP2036BJV | RCF6021SEA+U97VB100M521K | ducted | singlezone | ducted, centrally ducted | 33200 | 39000 | 2.5054 | 31743 | 2.2547
RHEEM SALES COMPANY, INC. | RUUD |  | 202141129 | HRCU-A-CB | UP2036BJV | RCF6021SEA+U97VB115M524K | ducted | singlezone | ducted, centrally ducted | 33200 | 39000 | 2.5054 | 31743 | 2.2547
RHEEM SALES COMPANY, INC. | RUUD |  | 202141130 | HRCU-A-CB | UP2036BJV | RCF6021SEA+U97VB115M524U | ducted | singlezone | ducted, centrally ducted | 33200 | 39000 | 2.5054 | 31743 | 2.2547
RHEEM SALES COMPANY, INC. | RUUD |  | 202141131 | HRCU-A-CB | UP2036BJV | RCF6021SEA+U98VB085M521U | ducted | singlezone | ducted, centrally ducted | 33200 | 39000 | 2.5054 | 31743 | 2.2547
RHEEM SALES COMPANY, INC. | RUUD |  | 202141133 | HRCU-A-CB | UP2036BJV | RCF6021SEA+U98VB115M524U | ducted | singlezone | ducted, centrally ducted | 33200 | 39000 | 2.5054 | 31743 | 2.2547
SAMSUNG ELECTRONICS CO., LTD. | SAMSUNG | Smart Whisper Max Heat | 201993481 | HRCU-A-CB-O | AR18NSWSPWKX | AR18NSWSPWKN | non-ducted | singlezone | non-ducted, wall placement | 20600 | 13000 | 2.8646 | 21040 | 2.1117
SAMSUNG ELECTRONICS CO., LTD. | SAMSUNG | FJM | 10348192 | HMSV-A-CB | AJ020MCS3CH/AA | Non-Ducted Indoor Units | non-ducted | multizone | non-ducted, wall placement | 22000 | 13000 | 2.6275 | 22000 | 1.9538
Trane | Trane |  | 9150123 | HRCU-A-CB-O | 4TXK3812A10NUAA | 4MXW3812A10NUAA | non-ducted | singlezone | non-ducted, wall placement | 12200 | 8100 | 3.2079 | 13304 | 2.1794
Trane | Trane |  | 7151531 | HRCU-A-CB-O | 4TXK2709A10N0AA | 4MXW2709A10N0AA | non-ducted | singlezone | non-ducted, wall placement | 9800 | 5800 | 2.7058 | 8000 | 2.1412
Trane | Trane |  | 7151533 | HRCU-A-CB-O | 4TXK2712A10NAA | 4MXW2712A10N0AA | non-ducted | singlezone | non-ducted, wall placement | 13000 | 8000 | 3.1261 | 8300 | 2.1507
Trane | Trane |  | 9150127 | HRCU-A-CB-O | 4TXK3824A10NUAA | 4MXW3824A10NUAA | non-ducted | singlezone | non-ducted, wall placement | 24000 | 15500 | 2.8934 | 24233 | 2.2368
Trane | Trane |  | 7151535 | HRCU-A-CB-O | 4TXK2718A10N0AA | 4MXW2718A10N0AA | non-ducted | singlezone | non-ducted, wall placement | 19000 | 12100 | 2.8144 | 15400 | 1.9709
Trane | Trane |  | 6749942 | HRCU-A-CB | 4TWV0024A1 | *AM8C0B30V21 | ducted | singlezone | ducted, centrally ducted | 20200 | 16800 | 2.5 | 13000 | 2.08
Trane | Trane |  | 6750459 | HRCU-A-CB | 4TWV8024A1 | *AM8C0B30V21 | ducted | singlezone | ducted, centrally ducted | 20000 | 16800 | 2.5 | 13000 | 2.08
Trane/Mitsubishi Electric | Trane/Mitsubishi Electric |  | 202102780 | HRCU-A-CB-O | MUZ-FH06NA | MSZ-FH06NA | non-ducted | singlezone | non-ducted, wall placement | 8700 | 5900 | 3.46 | 8700 | 2.8
Trane/Mitsubishi Electric | Trane/Mitsubishi Electric |  | 202102781 | HRCU-A-CB-O | MUZ-FH06NAH | MSZ-FH06NAH | non-ducted | singlezone | non-ducted, wall placement | 8700 | 5900 | 2.75 | 8700 | 2.45
Trane/Mitsubishi Electric | Trane/Mitsubishi Electric |  | 202102782 | HRCU-A-CB-O | MUZ-FH09NA | MSZ-FH09NA | non-ducted | singlezone | non-ducted, wall placement | 10900 | 6700 | 3.27 | 10900 | 2.32
Trane/Mitsubishi Electric | Trane/Mitsubishi Electric |  | 202102783 | HRCU-A-CB-O | MUZ-FH09NAH | MSZ-FH09NAH | non-ducted | singlezone | non-ducted, wall placement | 10900 | 6700 | 2.73 | 10900 | 2.73
Trane/Mitsubishi Electric | Trane/Mitsubishi Electric |  | 202102774 | HRCU-A-CB-O | MUFZ-KJ09NAHZ | MFZ-KJ09NA | non-ducted | singlezone | non-ducted, wall placement | 11000 | 7500 | 2.75 | 11000 | 2.01
Trane/Mitsubishi Electric | Trane/Mitsubishi Electric |  | 202102784 | HRCU-A-CB-O | MUZ-FH12NA | MSZ-FH12NA | non-ducted | singlezone | non-ducted, wall placement | 13600 | 8000 | 3.26 | 13600 | 2.21
Trane/Mitsubishi Electric | Trane/Mitsubishi Electric |  | 202102785 | HRCU-A-CB-O | MUZ-FH12NAH | MSZ-FH12NAH | non-ducted | singlezone | non-ducted, wall placement | 13600 | 8100 | 2.83 | 13600 | 2.07
Trane/Mitsubishi Electric | Trane/Mitsubishi Electric |  | 202102775 | HRCU-A-CB-O | MUFZ-KJ12NAHZ | MFZ-KJ12NA | non-ducted | singlezone | non-ducted, wall placement | 13000 | 8800 | 2.77 | 13000 | 2.1
Trane/Mitsubishi Electric | Trane/Mitsubishi Electric |  | 202102790 | HRCU-A-CB-O | MUZ-GL09NA-U1 | MSZ-GL09NA-U1 | non-ducted | singlezone | non-ducted, wall placement | 10900 | 6700 | 3.1168 | 8000 | 2.7583
Trane/Mitsubishi Electric | Trane/Mitsubishi Electric |  | 202102812 | HRCU-A-CB-O | PUZ-A24NHA7*** | PLA-A24EA7 | non-ducted | singlezone | non-ducted, wall placement | 26000 | 14900 | 2.7292 | 13000 | 2.7214
Trane/Mitsubishi Electric | Trane/Mitsubishi Electric |  | 202102791 | HRCU-A-CB-O | MUZ-GL12NA-U1 | MSZ-GL12NA-U1 | non-ducted | singlezone | non-ducted, wall placement | 14400 | 9200 | 3.0991 | 10200 | 2.9307
Trane/Mitsubishi Electric | Trane/Mitsubishi Electric |  | 202102822 | HRCU-A-CB-O | PUZ-A36NKA7*** | PLA-A36EA7 | non-ducted | singlezone | non-ducted, wall placement | 38000 | 22000 | 2.5894 | 21600 | 2.4347
Trane/Mitsubishi Electric | Trane/Mitsubishi Electric |  | 202102771 | HMSV-A-CB | PUMY-P36NKMU* | Non-Ducted Indoor Units | non-ducted | multizone | all non-ducted | 42000 | 26400 | 2.9873 | 29000 | 2.3002
Trane/Mitsubishi Electric | Trane/Mitsubishi Electric |  | 202102777 | HRCU-A-CB-O | MUFZ-KJ18NAHZ | MFZ-KJ18NA | non-ducted | singlezone | non-ducted, wall placement | 21000 | 12800 | 2.62 | 21000 | 2.05
Trane/Mitsubishi Electric | Trane/Mitsubishi Electric |  | 202102788 | HRCU-A-CB-O | MUZ-FH18NA2 | MSZ-FH18NA2 | non-ducted | singlezone | non-ducted, wall placement | 20300 | 13700 | 3.04 | 20300 | 2.01
Trane/Mitsubishi Electric | Trane/Mitsubishi Electric |  | 202102789 | HRCU-A-CB-O | MUZ-FH18NAH2 | MSZ-FH18NA | non-ducted | singlezone | non-ducted, wall placement | 20300 | 12480 | 2.926 | 20900 | 2.0554
Trane/Mitsubishi Electric | Trane/Mitsubishi Electric |  | 202102793 | HRCU-A-CB-O | MUZ-GL18NA-U1 | MSZ-GL18NA-U1 | non-ducted | singlezone | non-ducted, wall placement | 21600 | 13800 | 2.7327 | 15100 | 2.3539
Trane/Mitsubishi Electric | Trane/Mitsubishi Electric |  | 202102794 | HRCU-A-CB-O | MUZ-GL24NA-U1 | MSZ-GL24NA-U1 | non-ducted | singlezone | non-ducted, wall placement | 27600 | 16000 | 2.6492 | 20200 | 1.9799
Trane/Mitsubishi Electric | Trane/Mitsubishi Electric |  | 202102772 | HMSV-A-CB | PUMY-P48NKMU* | Non-Ducted Indoor Units | non-ducted | multizone | all non-ducted | 54000 | 31400 | 2.9214 | 36400 | 2.2
Trane/Mitsubishi Electric | Trane/Mitsubishi Electric |  | 202102758 | HMSV-A-CB | MXZ-2C20NA2 | Non-Ducted Indoor Units | non-ducted | multizone | all non-ducted | 22000 | 12500 | 2.818 | 11100 | 2.0332
Trane/Mitsubishi Electric | Trane/Mitsubishi Electric |  | 202102765 | HMSV-A-CB | MXZ-4C36NAHZ | Non-Ducted Indoor Units | non-ducted | multizone | all non-ducted | 45000 | 34000 | 2.85 | 45000 | 2.41
Trane/Mitsubishi Electric | Trane/Mitsubishi Electric |  | 202102761 | HMSV-A-CB | MXZ-3C24NAHZ2 | Non-Ducted Indoor Units | non-ducted | multizone | all non-ducted | 25000 | 14000 | 2.53 | 25000 | 1.92
Trane/Mitsubishi Electric | Trane/Mitsubishi Electric |  | 202102767 | HMSV-A-CB | MXZ-5C42NAHZ | Non-Ducted Indoor Units | non-ducted | multizone | all non-ducted | 48000 | 35800 | 2.87 | 48000 | 2.51
Trane/Mitsubishi Electric | Trane/Mitsubishi Electric |  | 202102773 | HMSV-A-CB | PUMY-P60NKMU* | Non-Ducted Indoor Units | non-ducted | multizone | all non-ducted | 66000 | 41500 | 2.5988 | 57000 | 1.9999
Trane/Mitsubishi Electric | Trane/Mitsubishi Electric |  | 202102878 | HMSV-A-CB | PUMY-P36NKMU* | Mixed | ducted | multizone | mix of non-ducted and ducted | 42000 | 26500 | 2.7797 | 29000 | 2.2378
Trane/Mitsubishi Electric | Trane/Mitsubishi Electric |  | 202102872 | HMSV-A-CB | MXZ-4C36NAHZ | Mixed | ducted | multizone | mix of non-ducted and ducted | 45000 | 35000 | 2.54 | 45000 | 2.16
Trane/Mitsubishi Electric | Trane/Mitsubishi Electric |  | 202102846 | HRCU-A-CB | SUZ-KA12NA | SEZ-KD12NA | ducted | singlezone | ducted, "compact ducted" | 13600 | 9000 | 2.867 | 7400 | 2.4097
Trane/Mitsubishi Electric | Trane/Mitsubishi Electric |  | 202102755 | HMSV-A-CB | PUMY-P36NKMU* | Ducted indoor units | ducted | multizone | all ducted | 42000 | 26600 | 2.6003 | 30000 | 2.2544
Trane/Mitsubishi Electric | Trane/Mitsubishi Electric |  | 202102853 | HRCU-A-CB | SUZ-KA18NA | SEZ-KD18NA | ducted | singlezone | ducted, "compact ducted" | 21600 | 13100 | 2.8439 | 9900 | 2.198

## Sheet1 (hidden)
Manufacturer | Brand (if applicable) | Model Name | AHRI Certificate No. | Outdoor Unit Model | Indoor Unit Model(s) | AHRI Type | HSPF (Region IV): | SEER | EER (@ 95°F) | Cooling Capacity (Btuh) | ENERGY STAR Certified | Ductless or Centrally Ducted | If Ductless, Multi-zone or Single-zone? | Ductless Indoor Type | Minimum Capacity 47°F | Rated Capacity 47°F | Maximum Capacity 47°F | Input Power at Min. Capcaity 47°F | Rated Input Power 47°F | Input Power at Max. Capacity 47°F | COP at Min. Capacity 47°F | COP at Rated Capacity 47°F | COP at Max. Capacity 47°F | Minimum Capacity 17°F | Rated Capacity 17°F | Maximum Capacity 17°F | Input Power at Min. Capacity 17°F | Input Power at Rated Capacity 17°F | Input Power at Max. Capacity 17°F | COP at Min. Capacity 17°F | COP at Rated Capacity 17°F | COP at Max. Capacity 17°F | Minimum Capacity 5°F | Maximum Capacity 5°F | Input Power at Min. Capacity 5°F | Input Power at Max. Capacity 5°F | COP at Min. Capacity 5°F | COP at Max. Capacity 5°F | Maintenance Capacity (Max 5°F/Max 47°F) | Maintenance Capacity (Max 5°F/Max 17°F) | Integrated or Accessory (provide model #) | Input Power (W) | What determines when heater operates? | Outdoor Dry Bulb (°F) | Minimum Capactity X°F |  | Maximum Capacity X°F | Input Power at Min. Capacity X°F | Input Power at Max. Capacity X°F | COP at Min. Capacity X°F | COP at Max. Capacity X°F | 15 max cap- 5 max cap
American Standard | American Standard |  | 9150124 | 4TXK3812A10NUAA | 4MXW3812A10NUAA | HRCU-A-CB-O | 14 | 30.5 | 15.25 | 12000 | Yes | Ductless | Single-zone | Mini-Splits | 3000 | 12200 | 18700 | 0.25 | 0.94 | 1.6 | 3.5169 | 3.8037 | 3.4253 | 2800 | 8100 | 9000 | 0.23 | 0.74 | 1 | 3.5678 | 3.2079 | 2.6376 | 2600 | 13304 | 0.22 | 1.79 | 3.4636 | 2.1782 | 0.71144 | 1.4782 | Integrated | 72W | Heater on below 34°F | N/A | [7 empty] | -4304
Bryant | Bryant | Evolution Series | 9893607 | 280ANV036000 | FE4ANF002L | HRCU-A-CB | 10.5 | 18.5 | 12.5 | 33000 | Yes | Centrally Ducted | N/A | N/A | 14140.4 | 35404 | 35400 | 1.083 | 2.3598 | 2.3598 | 3.8265 | 4.3969 | 4.3964 | 14045 | 33496 | 30600 | 2.0862 | 3.762 | 3.762 | 1.9731 | 2.6094 | 2.6094 | 11310.2 | 33496 | 2.1432 | 3.5796 | 1.5466 | 2.7424 | 0.94621 | 1.0946 | N/A |  |  | N/A | [7 empty] | -2896
Carrier | Carrier |  | 9892658 | 25VNA036A030 | FE4ANF002L | HRCU-A-CB | 10.5 | 18.5 | 12.5 | 33000 | Yes | Centrally Ducted | N/A | N/A | 14140.4 | 35404 | 35400 | 1.083 | 2.3598 | 2.3598 | 3.8265 | 4.3969 | 4.3964 | 14045 | 33496 | 30600 | 2.0862 | 3.762 | 3.762 | 1.9731 | 2.6094 | 2.3838 | 11310.2 | 33496 | 2.1432 | 3.5796 | 1.5466 | 2.7424 | 0.94621 | 1.0946 | N/A |  |  | N/A | [7 empty] | -2896
Carrier | Bryant | Preferred Series | 9854627 | 38MGRQ30D--3 | Non-Ducted Indoor Units | HMSV-A-CB | 10 | 23.8 | 12.5 | 30000 | Yes | Ductless | Multi-zone | Non-Ducted Indoor Units | 6350 | 28000 | 37210 | 0.76 | 2.15 | 3.21 | 2.4487 | 3.8167 | 3.3973 | 5834 | 17400 | 27670 | 0.82 | 1.83 | 3.85 | 2.0851 | 2.7866 | 2.1063 | 5164 | 28220 | 0.86 | 4.05 | 1.7598 | 2.0421 | 0.7584 | 1.0199 | Integrated | 150 | 1.When the unit power on and changed in heating mode,and if the outdoor temperature continue lower than 3C for 30 seconds,after running for 25mins, the base pan heater will be actived for 5 minutes. 2.If be on the defrost mode and the outdoor temperature lower 1C for 10 seconds the base pan heater will be actived and will be 5 mins delay inactive after defrost. | N/A | [7 empty] | -550
Carrier | Carrier |  | 9854626 | 38MGRQ30D--3 | Non-Ducted Indoor Units | HMSV-A-CB | 10 | 23.8 | 12.5 | 30000 | Yes | Ductless | Multi-zone | Non-Ducted Indoor Units | 6350 | 28000 | 37210 | 0.76 | 2.15 | 3.21 | 2.4487 | 3.8167 | 3.3973 | 5834 | 17400 | 27670 | 0.82 | 1.83 | 3.85 | 2.0851 | 2.7866 | 2.1063 | 5164 | 28220 | 0.86 | 4.05 | 1.7598 | 2.0421 | 0.7584 | 1.0199 | Integrated | 150 | 1.When the unit power on and changed in heating mode,and if the outdoor temperature continue lower than 3C for 30 seconds,after running for 25mins, the base pan heater will be actived for 5 minutes. 2.If be on the defrost mode and the outdoor temperature lower 1C for 10 seconds the base pan heater will be actived and will be 5 mins delay inactive after defrost. | N/A |  | z | [5 empty] | -550
GD Midea Air-Conditioning Equipment Co.,Ltd | Willis |  | 9038628 | WSM18MH20S/O | WSM18MH20S/I | HRCU-A-CB-O | 10 | 22 | 13 | 18000 | Yes | Ductless | Single-zone | Mini-Splits | 6093 | 18000 | 19146 | 0.37915 | 1.6695 | 1.5896 | 4.7097 | 3.1599 | 3.5299 | 11100 | 11100 | 12396 | 1.1787 | 1.1787 | 1.5013 | 2.7599 | 2.7599 | 2.4199 | 10460.09 | 12500 | 1.5252 | 2.0816 | 2.0099 | 1.7599 | 0.65288 | 1.0084 | Integrated | 150 | 1.When the unit power is on/in heating mode,and if the outdoor temperature drops below 3C for 30 seconds,after running for 25mins, the base pan heater will be actived for 5 minutes. 2.In defrost mode and the outdoor temperature lower 1C for 10 seconds the base pan heater will be actived and will be 5 mins delay inactive after defrost. | N/A |  | z | [5 empty] | -104
Trane | Trane |  | 9150123 | 4TXK3812A10NUAA | 4MXW3812A10NUAA | HRCU-A-CB-O | 14 | 30.5 | 15.25 | 12000 | Yes | Ductless | Single-zone | Mini-Splits | 3000 | 12200 | 18700 | 0.25 | 0.94 | 1.6 | 3.5169 | 3.8037 | 3.4253 | 2800 | 8100 | 9000 | 0.23 | 0.74 | 1 | 3.5678 | 3.2079 | 2.6376 | 2600 | 13304 | 0.22 | 1.789 | 3.4636 | 2.1794 | 0.71144 | 1.4782 | Integrated | 72W | Heater on below 34°F | N/A | [7 empty] | -4304